## VMD_trees_2019_pz_summary_hftd_
region | circuit_protection_zone_id | PZ_idx | priority_tree_count | priority_outage_score_total | tree_count | outage_score_total | pixel_count | mean_ignition_probability | mean_mavf_core | mean_reax_structure_impact | mean_mavf_core_risk | mean_reax_structure_risk | fraction_of_trees_priority | fraction_of_outage_score_priority | device_global_id | feeder_id | feeder_name | device_operating_number | device_latitude | device_longitude | n_primary | n_secondary | length_m | length - miles | primary_length_m | primary length - miles | secondary_length_m | primary_length_m_hftd_23 | secondary_length_m_hftd_23 | total_reax_structure_risk | expected_ignitions | reax_risk_rank | tree-height-avg | tree-height-max | hftd | wind-avg | wind-max | local-topography | tree-fall-in | specific-humidity-avg | precipitation-avg | temperature-avg | energy-release-avg | burn-index-avg | vapor-pressure-deficit-avg | 100-hour-fuels-avg | 1000-hour-fuels-avg | impervious | Regional Percent Rank - Reax Risk Rank | Regional Percent Rank - Mean Reax Structure Impact | Regional - Percent Rank - mean ignition probability | Regional - Percent Rank - Tree Height Max (positive correlation to p(Ignition) | Regional - Percent Rank - Vapor Pressure Deficit Avg (negative correlation to p(Ignition)) | Regional - Percent Rank - 100 hour fuels avg (positive correlation to p(Ignition)) | unburnable | canopy-stress | conductor-count | operating-voltage | tree_risk_scores | work_magnitude | wind-winter-max | wind-summer-max | vapor-pressure-deficit-winter-max | vapor-pressure-deficit-summer-max | 1000-hour-fuels-winter-min | 1000-hour-fuels-summer-min | 100-hour-fuels-winter-min | 100-hour-fuels-summer-min | burn-index-winter-max | burn-index-summer-max | energy-release-winter-max | energy-release-summer-max
Sierra | BRUNSWICK 110350070 | 1467 | 12 | 21.0951 | 20 | 25.9188 | 9 | 0.0001076 | 0.037818 | 326.0621 | 4.0691e-06 | 0.020739 | 0.6 | 0.81389 | {DB1F9D2B-D359-4F2E-9F3F-F43B886E9D0B} | 152481103 | BRUNSWICK 1103 | 50070 | 39.2755 | -121.022 | 502 | 468 | 79895.604 |  | 44784.9902 |  | 35110.6138 | 44784.9902 | 35110.6138 | 0.18665 | 0.00096838 | 1 | 8.9879 | 17.9444 | 3 | 2.0321 | 6.0702 | 0.16751 | 0.080777 | 0.0054318 | 4.052 | 294.4176 | 46.4413 | 33.5795 | 1.1998 | 12.1469 | 14.3719 | 1.0931 | 100% | 100% | 83.4% | 76.6% | 22% | 38.3% | 0.01744 | 0.085137 | 2.1375 | 16.1574 | 0.017287 | 0.030488 | 9.3396 | 7.3497 | 2.0987 | 3.6218 | 13.0089 | 5.9471 | 7.947 | 4.1065 | 56.5469 | 96.2685 | 52.9096 | 92.0962
North Coast | MIDDLETOWN 11011325 | 6402 | 695 | 911.0274 | 1261 | 1244.8862 | 132 | 0.00015648 | 0.24371 | 62.1056 | 3.1609e-05 | 0.0055223 | 0.55115 | 0.73182 | {0BF8011B-9B4A-4DA0-A70F-0F3D2BC39AD4} | 43141101 | MIDDLETOWN 1101 | 1325 | 38.876 | -122.7753 | 103 | 114 | 23907.6947 | 14.8556 | 13821.691 | 8.5884 | 10086.0037 | 13821.691 | 10086.0037 | 0.72895 | 0.020656 | 31 | 7.5791 | 16.9971 | 3 | 2.4862 | 6.9588 | -0.2963 | 0.051092 | 0.0061337 | 3.7889 | 295.0021 | 44.8689 | 37.3072 | 1.238 | 12.8374 | 15.0141 | 0.59874 | 100% | 98.6% | 83.1% | 47.1% | 94.5% | 1% | 0.074952 | 0.082773 | 1.8319 | 15.7143 | 2.4339 | 5.2983 | 10.3725 | 8.1225 | 2.3061 | 4.2223 | 13.2535 | 5.7917 | 6.9385 | 3.7261 | 58.4474 | 96.6552 | 53.4092 | 94.085
North Valley | WILDWOOD 11011576 | 8885 | 310 | 415.2785 | 608 | 578.0729 | 116 | 4.9021e-05 | 0.61144 | 4.8419 | 3.065e-05 | 0.00014865 | 0.50987 | 0.71838 | {57B8A89B-DB5A-4A47-A82F-ABC7F06A8571} | 103611101 | WILDWOOD 1101 | 1576 | 40.3851 | -123.0294 | 59 | 43 | 14473.3676 | 8.9934 | 13123.158 | 8.1544 | 1350.2096 | 13123.158 | 1350.2096 | 0.017243 | 0.0056864 | 1606 | 10.2489 | 21.4098 | 2 | 2.2342 | 5.5184 | -5.1673 | 0.044329 | 0.0052723 | 2.4065 | 292.799 | 44.0284 | 30.513 | 1.0702 | 12.8814 | 14.9747 | 0.75628 | 36.1% | 28.7% | 39.6% | 83.8% | 19.9% | 83.5% | 0.16342 | 0.052439 | 1.7031 | 11.8906 | 2.0663 | 3.7073 | 9.6294 | 6.7657 | 2.0302 | 3.6007 | 12.0642 | 6.5662 | 7.5167 | 4.3122 | 55.8365 | 74.0187 | 57.1322 | 89.1327
North Coast | HIGHLANDS 1103520 | 49 | 1009 | 1910.409 | 1938 | 2268.5183 | 437 | 9.7679e-05 | 80.5164 | 82.6414 | 0.0068249 | 0.0045301 | 0.52064 | 0.84214 | {20B5CFDD-9238-415D-BF03-7EE0B92100FE} | 43361103 | HIGHLANDS 1103 | 520 | 38.8827 | -122.5913 | 623 | 1028 | 138149.4665 | 85.8423 | 75802.3106 | 47.1015 | 62347.1559 | 75802.3106 | 62347.1559 | 1.9796 | 0.042686 | 44 | 3.6101 | 9.6517 | 2 | 2.5094 | 6.646 | -0.50345 | 0.021448 | 0.0059868 | 2.3317 | 296.6201 | 45.1281 | 31.5226 | 1.3014 | 13.0059 | 14.6726 | 1.6391 | 99.8% | 99.3% | 51.2% | 18.6% | 99.5% | 2.2% | 0.11366 | 0.020936 | 2.7276 | 15.9812 | 2.1971 | 1.7538 | 9.3333 | 6.8075 | 2.425 | 4.2213 | 12.8849 | 6.6159 | 7.5893 | 4.131 | 55.8078 | 79.2855 | 54.4657 | 88.5903
North Valley | ORO FINO 11022040 | 6140 | 825 | 1734.6556 | 1563 | 2062.623 | 142 | 5.0367e-05 | 0.037818 | 6.1283 | 1.9048e-06 | 0.00018505 | 0.52783 | 0.84099 | {A0DF0310-E76F-4503-848A-EC07BD6D9878} | 103031102 | ORO FINO 1102 | 2040 | 39.935 | -121.6468 | 28 | 6 | 15020.7329 | 9.3335 | 14724.8662 | 9.1496 | 295.8667 | 14724.8662 | 295.8667 | 0.026277 | 0.0071521 | 1459 | 10.8585 | 21.8616 | 2.1638 | 2.6392 | 8.7537 | 1.246 | 0.035085 | 0.0049966 | 4.5857 | 293.0637 | 47.4561 | 35.9408 | 1.1737 | 11.8428 | 14.3655 | 0.87296 | 38.7% | 33.1% | 41% | 84.7% | 26.6% | 17.3% | 0.18056 | 0.10232 | 1.5789 | 8.5789 | 1.3941 | 8.8305 | 12.1929 | 9.0913 | 2.0756 | 3.765 | 13.4361 | 5.3174 | 7.4055 | 3.4839 | 59.242 | 105.6282 | 52.3481 | 97.2543
Bay Area | WOODSIDE 11018972 | 4734 | 1378 | 2863.6668 | 1480 | 2925.591 | 105 | 6.3431e-05 | 0.042837 | 1.2725 | 2.6461e-06 | 7.3509e-05 | 0.93108 | 0.97883 | {31C2E01B-7B87-407B-9DC8-52C242320576} | 24251101 | WOODSIDE 1101 | 8972 | 37.4185 | -122.3224 | 81 | 96 | 16007.339 | 9.9465 | 9771.1957 | 6.0716 | 6236.1433 | 9771.1957 | 6236.1433 | 0.0077184 | 0.0066603 | 2060 | 12.5942 | 23.5879 | 2.9872 | 2.8812 | 7.4824 | 6.149 | 0.070641 | 0.0069791 | 2.5055 | 292.8583 | 33.7619 | 29.4149 | 0.74894 | 15.1368 | 16.9974 | 0.19135 | 53.4% | 49.7% | 62.8% | 95.6% | 28.1% | 42.8% | 0.031715 | 0.11013 | 2.1548 | 14.6548 | 1.1603 | 9.4872 | 10.9397 | 9.637 | 1.549 | 3.3013 | 15.148 | 9.4141 | 9.4935 | 5.7098 | 56.3665 | 69.2849 | 44.2793 | 74.1954
Sierra | COLUMBIA HILL 110135424 | 2433 | 830 | 1195.387 | 1797 | 1655.8838 | 222 | 0.00017236 | 0.052458 | 26.188 | 9.0007e-06 | 0.0023294 | 0.46188 | 0.7219 | {474A8BDA-95BF-4717-B362-885E409D4F7A} | 152471101 | COLUMBIA HILL 1101 | 35424 | 39.3431 | -121.1212 | 213 | 290 | 38870.9973 | 24.1534 | 22222.0885 | 13.8082 | 16648.9089 | 22222.0885 | 16648.9089 | 0.51712 | 0.038264 | 145 | 5.3795 | 13.8557 | 3 | 2.1539 | 6.0513 | 0.071561 | 0.045 | 0.0057301 | 3.9644 | 296.1009 | 46.1165 | 33.7934 | 1.3038 | 12.3124 | 14.4532 | 1.1216 | 86.8% | 70.8% | 100% | 62.4% | 59.5% | 49.8% | 0.068692 | 0.12441 | 2.3685 | 17.7071 | 4.0029 | 5.667 | 9.9455 | 6.5706 | 2.0902 | 3.7759 | 12.879 | 5.8381 | 7.9554 | 3.9908 | 47.5162 | 78.1089 | 53.3087 | 93.0536
North Valley | ORO FINO 110239154 | 9176 | 50 | 62.012 | 91 | 80.6504 | 11 | 9.6289e-05 | 0.037818 | 138.2674 | 3.6414e-06 | 0.0099055 | 0.54945 | 0.7689 | {A92F717F-76F6-4DE3-9FB1-FEA02A2BC227} | 103031102 | ORO FINO 1102 | 39154 | 39.8872 | -121.6654 | 25 | 10 | 2190.8246 |  | 1419.8889 |  | 770.9357 | 1419.8889 | 770.9357 | 0.10896 | 0.0010592 | 8 | 12.0974 | 21.2251 | 3 | 2.3158 | 6.8022 | -0.53462 | 0.084444 | 0.0050336 | 4.4542 | 294.751 | 49.1865 | 37.3714 | 1.3243 | 11.5233 | 13.9519 | 1.5673 | 99.4% | 98.5% | 74% | 83.2% | 40.5% | 4% | 0.019356 | 0.032222 | 2.4167 | 16.3333 | 2.7417 | 5.0556 | 12.2414 | 9.1781 | 2.367 | 4.1496 | 13.0092 | 5.2238 | 7.4417 | 3.4309 | 61.782 | 112.0565 | 54.0688 | 98.1348
Sierra | FORESTHILL 1102circuit_breaker | 8821 | 361 | 389.3441 | 429 | 417.4662 | 21 | 8.4269e-05 | 0.050628 | 226.0351 | 4.3663e-06 | 0.0098946 | 0.84149 | 0.93264 | {D5AE9DC8-C124-4C49-BB35-C0CDE45BC05E} | 152181102 | FORESTHILL 1102 | circuit_breaker | 39.0197 | -120.8298 | 23 | 6 | 3445.2613 |  | 2652.1639 |  | 793.0973 | 2652.1639 | 793.0973 | 0.20779 | 0.0017696 | 9 | 9.0342 | 16.3779 | 3 | 1.7637 | 5.3081 | 0.2645 | 0.054375 | 0.0055092 | 3.8091 | 294.525 | 50.8333 | 34.2141 | 1.3238 | 11.0797 | 13.2034 | 3.1222 | 99.3% | 99.2% | 56.3% | 72.2% | 76.8% | 2.4% | 0.22034 | 0.03125 | 1.9375 | 11.1875 | 3.6338 | 13.4062 | 8.5369 | 6.3938 | 2.1933 | 3.9543 | 12.1301 | 5.3001 | 7.0298 | 3.6466 | 56.9126 | 89.7964 | 57.0639 | 96.7568
Bay Area | WOODSIDE 11018884 | 2362 | 1926 | 3412.6867 | 2579 | 3819.5718 | 136 | 0.00010084 | 0.037818 | 0.84954 | 3.8134e-06 | 9.9175e-05 | 0.7468 | 0.89347 | {E37F33F6-1C0A-4C76-AC62-7F0B65A2F196} | 24251101 | WOODSIDE 1101 | 8884 | 37.3895 | -122.2687 | 115 | 67 | 16158.595 | 10.0405 | 12455.5334 | 7.7395 | 3703.0616 | 12455.5334 | 3703.0616 | 0.013488 | 0.013714 | 1875 | 12.0619 | 23.4179 | 3 | 3.0256 | 7.5866 | 3.2003 | 0.077875 | 0.0067332 | 2.6639 | 294.2533 | 36.3971 | 31.3885 | 0.91544 | 14.6315 | 16.4902 | 0.28514 | 63.3% | 40.8% | 83.8% | 95.5% | 55.2% | 26.5% | 0.15511 | 0.073938 | 1.7822 | 14.4059 | 2.2951 | 16.1187 | 10.7027 | 9.4591 | 1.8008 | 3.6104 | 14.7103 | 8.7858 | 9.4949 | 5.5523 | 56.1628 | 72.2437 | 45.3181 | 77.3307
Central Coast | BEN LOMOND 110196738 | 6613 | 1392 | 2427.1652 | 2319 | 2967.0994 | 109 | 0.0001921 | 0.037818 | 12.1807 | 7.2647e-06 | 0.0012523 | 0.60026 | 0.81803 | {EA87785F-FD13-47C1-AD0C-AE56EB6FAE60} | 83041101 | BEN LOMOND 1101 | 96738 | 37.1112 | -122.1143 | 162 | 296 | 24126.4963 | 14.9915 | 10935.49 | 6.795 | 13191.0063 | 10935.49 | 13191.0063 | 0.1365 | 0.020939 | 308 | 10.951 | 24.2884 | 3 | 1.8941 | 4.6271 | 0.86122 | 0.10439 | 0.0069778 | 3.464 | 296.382 | 31.1103 | 30.4922 | 0.95232 | 16.1874 | 18.0467 | 1.9956 | 98.9% | 86.2% | 97.4% | 96.5% | 44.5% | 76.7% | 0.061442 | 0.048106 | 3.8519 | 19 | 2.2919 | 17.5682 | 10.123 | 8.7544 | 1.8902 | 3.542 | 15.7345 | 11.3334 | 10.6793 | 7.2255 | 53.7443 | 66.9352 | 41.388 | 64.1674
North Coast | KONOCTI 1102circuit_breaker | 1818 | 2948 | 3778.7876 | 4584 | 4648.6357 | 427 | 0.00014073 | 0.27217 | 60.9664 | 2.5598e-05 | 0.0044894 | 0.64311 | 0.81288 | {CB616978-006D-49B9-885E-104BFB9EEDAF} | 43311102 | KONOCTI 1102 | circuit_breaker | 38.9324 | -122.741 | 592 | 642 | 121536.3559 | 75.5194 | 66951.8529 | 41.6021 | 54584.5029 | 52446.7628 | 38572.9962 | 1.917 | 0.060093 | 46 | 7.3351 | 14.9875 | 2.7176 | 2.8627 | 7.2279 | -1.3639 | 0.053005 | 0.0060876 | 3.2565 | 295.3402 | 45.2857 | 37.0529 | 1.2573 | 12.793 | 14.8244 | 0.69006 | 99.7% | 98.2% | 76.6% | 41.8% | 97.8% | 0.5% | 0.11868 | 0.075323 | 2.1663 | 15.2737 | 2.707 | 5.9378 | 10.1856 | 7.8669 | 2.3018 | 4.2443 | 13.1127 | 5.8916 | 7.2081 | 3.8048 | 58.1426 | 94.303 | 53.4729 | 93.2529
Central Valley | PINE GROVE 110235576 | 6771 | 434 | 537.7726 | 1041 | 809.7352 | 116 | 0.00013431 | 0.037818 | 164.5351 | 5.0794e-06 | 0.01009 | 0.41691 | 0.66413 | {C8B6F5A4-B7EB-4267-93EF-866DFF4F4584} | 163751102 | PINE GROVE 1102 | 35576 | 38.4176 | -120.6137 | 102 | 95 | 17024.1828 | 10.5784 | 12655.9114 | 7.864 | 4368.2714 | 12655.9114 | 4368.2714 | 1.1705 | 0.01558 | 7 | 10.6142 | 21.2444 | 3 | 1.6502 | 4.3929 | -0.52696 | 0.054675 | 0.0062359 | 3.0684 | 295.1368 | 45.1688 | 30.7418 | 1.2074 | 12.5078 | 14.3895 | 1.1496 | 99.8% | 99.1% | 97.1% | 83.4% | 23.7% | 59.9% | 0.057816 | 0.05858 | 1.8224 | 14.5327 | 1.3359 | 6.1598 | 11.9506 | 8.1358 | 2.083 | 3.7483 | 12.8622 | 6.432 | 8.303 | 4.4652 | 45.0895 | 71.0386 | 51.9689 | 88.846
Central Coast | OILFIELDS 1103N46 | 8874 | 0 | 0 | 3 | 0.88568 | 1 | 0.00038359 | 0.087227 | 22.6129 | 3.3459e-05 | 0.0086741 | 0 | 0 | {CBB88C85-EC74-4A88-A152-9F1C6F5CED0E} | 182391103 | OILFIELDS 1103 | N46 | 35.7811 | -120.9892 | 59 | 13 | 9591.7121 |  | 9360.626 |  | 231.0861 | 9360.626 | 231.0861 | 0.0086741 | 0.00038359 | 14 | 0.89234 | 2.9474 | 2 | 2.0985 | 6.6764 | -0.81338 | 0.02 | 0.005686 | 0.93701 | 299.2266 | 44.9578 | 37.7565 | 1.4607 | 13.4986 | 14.296 | 0.90722 | 100% | 95.1% | 100% | 8.2% | 98.9% | 16.3% | 0.13013 | 0.077368 | 2.3929 | 10.1786 | 0 | 0.026316 | 8.1106 | 7.5436 | 2.5764 | 4.1767 | 12.4369 | 7.9771 | 9.1819 | 5.4766 | 53.4321 | 78.261 | 55.4747 | 80.5742
Central Valley | WEST POINT 11021305 | 5363 | 192 | 256.7747 | 395 | 348.5934 | 59 | 0.00011282 | 0.094301 | 186.1764 | 1.0578e-05 | 0.0086525 | 0.48608 | 0.7366 | {2513FD67-0D09-4828-9017-8366EEBFD1A3} | 163201102 | WEST POINT 1102 | 1305 | 38.4009 | -120.5045 | 134 | 121 | 24858.4685 |  | 18286.9662 |  | 6571.5023 | 18286.9662 | 6571.5023 | 0.5105 | 0.0066565 | 15 | 8.1789 | 19.1363 | 3 | 1.8422 | 4.8919 | -0.074171 | 0.061842 | 0.0060438 | 3.3701 | 294.3628 | 43.9124 | 31.95 | 1.1322 | 12.7134 | 14.7535 | 0.51096 | 99.3% | 99.3% | 94.7% | 80.9% | 9.5% | 65.9% | 0.071056 | 0.098517 | 1.6282 | 14.9935 | 1.5472 | 1.7325 | 14.063 | 9.718 | 2.0368 | 3.4253 | 12.8241 | 6.5047 | 8.0212 | 4.5598 | 48.2289 | 75.6361 | 52.4833 | 87.8538
Central Valley | WEST POINT 11021303 | 6095 | 153 | 200.9552 | 342 | 298.9392 | 56 | 0.00012161 | 0.038994 | 130.6917 | 4.7478e-06 | 0.0085236 | 0.44737 | 0.67223 | {C67356BD-8CAD-4F56-A2F4-79BA30858021} | 163201102 | WEST POINT 1102 | 1303 | 38.4044 | -120.5058 | 204 | 274 | 42414.8318 |  | 25499.4036 |  | 16915.4282 | 25499.4036 | 16915.4282 | 0.47732 | 0.00681 | 16 | 13.5005 | 30.18 | 3 | 1.7954 | 4.982 | -0.13835 | 0.0668 | 0.0059464 | 3.4067 | 294.4626 | 44.3262 | 31.5782 | 1.1546 | 12.6317 | 14.6663 | 0.79405 | 99.1% | 97.2% | 95.8% | 96.7% | 13.3% | 63.9% | 0.036455 | 0.13285 | 2.3498 | 17.5813 | 0.66368 | 0.912 | 13.6046 | 9.3318 | 2.0561 | 3.4525 | 12.7725 | 6.4751 | 8.0552 | 4.579 | 47.7543 | 74.5924 | 52.5802 | 87.9356
Central Coast | BEN LOMOND 1101BL 1101 | 1456 | 1694 | 3423.1611 | 2453 | 3836.851 | 141 | 0.00019364 | 0.037818 | 12.0567 | 7.323e-06 | 0.0011607 | 0.69058 | 0.89218 | {97243609-0190-4CA4-910D-8656166A7529} | 83041101 | BEN LOMOND 1101 | BL 1101 | 37.0926 | -122.0966 | 199 | 614 | 41287.4724 | 25.6549 | 13712.9137 | 8.5208 | 27574.5587 | 13712.9137 | 27574.5587 | 0.16366 | 0.027303 | 330 | 9.8832 | 22.5432 | 3 | 1.9654 | 4.9862 | -3.2818 | 0.12486 | 0.0069754 | 3.4711 | 296.3733 | 31.1418 | 30.5135 | 0.95252 | 16.1783 | 18.0386 | 2.1374 | 98.4% | 85.6% | 97.6% | 92.3% | 44.7% | 76.2% | 0.1067 | 0.038192 | 5.2067 | 19.8356 | 0.91113 | 13.8588 | 10.1251 | 8.7561 | 1.8899 | 3.542 | 15.728 | 11.3211 | 10.6738 | 7.2203 | 53.7601 | 67.0022 | 41.4131 | 64.2199
Bay Area | MENLO 11031721 | 2549 | 491 | 833.164 | 1269 | 1296.1014 | 117 | 3.1242e-05 | 0.039976 | 0.41809 | 1.2492e-06 | 2.5095e-05 | 0.38692 | 0.64282 | {581F1941-5575-42E1-A523-6A9EC3F9CF9A} | 24131103 | MENLO 1103 | 1721 | 37.3152 | -122.1879 | 58 | 46 | 17688.3933 | 10.9911 | 10927.2973 | 6.7899 | 6761.096 | 10927.2973 | 6761.096 | 0.0029361 | 0.0036553 | 2570 | 8.3613 | 18.6779 | 2 | 2.4212 | 6.3974 | 2.5604 | 0.041336 | 0.0066482 | 2.6645 | 292.873 | 39.523 | 34.5056 | 0.8647 | 13.792 | 15.5978 | 0.61332 | 20.5% | 30.5% | 23.2% | 88.6% | 48.1% | 7.1% | 0.15161 | 0.13261 | 1.4507 | 12.4366 | 1.4823 | 5.8479 | 10.6111 | 9.1035 | 1.6901 | 3.3978 | 13.7405 | 7.9917 | 8.5834 | 4.9178 | 55.1433 | 80.7061 | 48.5538 | 82.4381
Central Valley | PINE GROVE 110245292 | 2375 | 9 | 12.8741 | 26 | 20.7515 | 10 | 0.00016225 | 0.037818 | 59.3107 | 6.1359e-06 | 0.0076991 | 0.34615 | 0.62039 | {EB0CF7B2-4A78-45DE-8AED-51D903B9E71F} | 163751102 | PINE GROVE 1102 | 45292 | 38.4536 | -120.53 | 239 | 432 | 40214.6535 |  | 17509.1139 |  | 22705.5396 | 17509.1139 | 22705.5396 | 0.076991 | 0.0016225 | 19 | 11.1601 | 24.0208 | 2.9421 | 2.058 | 5.3181 | 0.71616 | 0.079073 | 0.0060391 | 3.5048 | 294.2393 | 45.281 | 30.7436 | 1.1632 | 12.3806 | 14.4315 | 2.3482 | 98.9% | 85.7% | 99.6% | 87.6% | 14.9% | 56.5% | 0.02749 | 0.062008 | 3.5909 | 18.6307 | 0.050772 | 0.10039 | 12.3361 | 8.3442 | 2.0646 | 3.5498 | 12.6153 | 6.3087 | 7.9123 | 4.3772 | 47.1433 | 72.3376 | 53.4024 | 89.5388
Sierra | SHINGLE SPRINGS 21092679 | 5074 | 114 | 181.8092 | 573 | 341.6667 | 82 | 8.5586e-05 | 354.1504 | 172.4297 | 0.029789 | 0.0075948 | 0.19895 | 0.53212 | {0017B0F9-2631-44BD-B55C-C025ECD5CA5A} | 153652109 | SHINGLE SPRINGS 2109 | 2679 | 38.7077 | -120.9708 | 88 | 57 | 18065.034 |  | 11499.2833 |  | 6565.7507 | 11499.2833 | 6565.7507 | 0.62277 | 0.007018 | 20 | 2.1147 | 5.877 | 3 | 2.4408 | 7.0005 | 1.1635 | 0.030807 | 0.0058964 | 2.4595 | 296.5344 | 46.4942 | 32.8505 | 1.3119 | 12.5287 | 14.2096 | 1.2738 | 98.3% | 98.2% | 57.6% | 14.6% | 66.1% | 69.3% | 0.0022369 | 0.066087 | 1.5104 | 14.4792 | 1.8602 | 3.559 | 7.7229 | 6.0368 | 2.3191 | 4.0639 | 12.9843 | 6.3065 | 8.7391 | 4.3463 | 49.375 | 83.0219 | 53.182 | 89.8332
Central Valley | WEST POINT 110272036 | 7850 | 154 | 206.7315 | 240 | 251.5566 | 33 | 9.1249e-05 | 0.36262 | 211.9694 | 3.329e-05 | 0.0075292 | 0.64167 | 0.82181 | {4D3D5180-6A6C-4C43-B692-915E3881962C} | 163201102 | WEST POINT 1102 | 72036 | 38.4129 | -120.5501 | 52 | 62 | 5795.9687 |  | 3794.583 |  | 2001.3857 | 3794.583 | 2001.3857 | 0.24846 | 0.0030112 | 21 | 6.94 | 17.4879 | 2 | 1.7239 | 4.4435 | -0.15949 | 0.049 | 0.0061896 | 2.9665 | 294.9169 | 43.5092 | 31.3909 | 1.1559 | 12.9233 | 14.8143 | 1.2381 | 98.7% | 99.5% | 86.9% | 76.9% | 13.5% | 71.6% | 0.058974 | 0.0876 | 3.359 | 17.1538 | 6.1756 | 4.8 | 13.5281 | 9.3331 | 2.0551 | 3.5261 | 13.1637 | 6.6431 | 8.5057 | 4.6697 | 45.6001 | 73.3474 | 50.2482 | 87.1738
North Coast | WILLITS 1103968 | 4380 | 3292 | 4365.3913 | 4094 | 4803.0645 | 361 | 0.00013303 | 3.7604 | 62.0355 | 0.0003313 | 0.0041149 | 0.8041 | 0.90888 | {7E4735B5-33E8-4CD6-9F8D-A9385ABC1901} | 42661103 | WILLITS 1103 | 968 | 39.406 | -123.3251 | 439 | 457 | 81519.9922 | 50.6543 | 44486.495 | 27.6427 | 37033.4972 | 42022.0904 | 33917.9059 | 1.4855 | 0.048022 | 57 | 9.3811 | 21.3339 | 2.658 | 2.3026 | 6.2338 | 0.74684 | 0.052656 | 0.0063242 | 3.5533 | 293.2823 | 29.7769 | 28.7199 | 0.83913 | 16.4461 | 18.9312 | 1.0522 | 99.1% | 98.4% | 72.4% | 61.4% | 42.5% | 54.4% | 0.075758 | 0.1024 | 2.0556 | 16.1944 | 1.4801 | 6.2504 | 11.8563 | 9.4165 | 1.6577 | 3.2574 | 17.093 | 9.3024 | 10.5807 | 5.5386 | 48.6213 | 78.6187 | 35.3641 | 73.5504
Central Valley | WEST POINT 11014706 | 3162 | 3 | 3.3025 | 19 | 11.3115 | 9 | 0.00015585 | 0.037818 | 83.9539 | 5.8938e-06 | 0.0071485 | 0.15789 | 0.29196 | {E8E54876-15CA-4535-8C00-844AA0076F05} | 163201101 | WEST POINT 1101 | 4706 | 38.4647 | -120.5292 | 260 | 438 | 43003.2953 |  | 18548.1318 |  | 24455.1635 | 18548.1318 | 24455.1635 | 0.064336 | 0.0014026 | 23 | 14.121 | 27.9469 | 3 | 2.0346 | 4.9241 | 1.3735 | 0.10706 | 0.0058208 | 3.7588 | 293.7463 | 45.4012 | 30.9393 | 1.1406 | 12.3441 | 14.4488 | 1.6813 | 98.4% | 90.8% | 99.1% | 93.3% | 11.1% | 55.7% | 0.039223 | 0.039412 | 3.5075 | 19.3518 | 0.0075 | 0.069853 | 12.4062 | 8.3515 | 2.0489 | 3.482 | 12.5429 | 6.2615 | 7.7616 | 4.3824 | 47.8125 | 73.2003 | 53.8398 | 89.709
North Coast | WILLITS 1104934 | 3665 | 3033 | 4009.8573 | 4029 | 4488.6704 | 409 | 0.00011875 | 73.257 | 59.4937 | 0.0074633 | 0.003219 | 0.75279 | 0.89333 | {62A0A3F9-A1CB-414A-866A-2AE63E42851C} | 42661104 | WILLITS 1104 | 934 | 39.3818 | -123.3425 | 377 | 356 | 77906.0752 | 48.4087 | 49456.388 | 30.7309 | 28449.6871 | 49456.388 | 28449.6871 | 1.3166 | 0.048568 | 99 | 8.3066 | 20.456 | 2.4725 | 2.3783 | 6.12 | 0.11256 | 0.043469 | 0.006359 | 3.5474 | 293.059 | 28.9899 | 28.2281 | 0.82079 | 16.6559 | 19.1359 | 1.2415 | 98.6% | 98% | 66.4% | 58.7% | 39.1% | 56% | 0.077614 | 0.10435 | 1.7023 | 14.4439 | 1.2866 | 5.2736 | 11.846 | 9.4559 | 1.6323 | 3.2439 | 17.2608 | 9.3901 | 10.9329 | 5.9091 | 46.5434 | 77.0106 | 33.9927 | 71.8928
Sierra | COLUMBIA HILL 11018233 | 7202 | 547 | 742.4419 | 830 | 896.7109 | 74 | 0.00015253 | 0.037818 | 91.0044 | 5.7683e-06 | 0.0069089 | 0.65904 | 0.82796 | {A7973262-E6C4-49FC-ACE4-AD992FBBA2FC} | 152471101 | COLUMBIA HILL 1101 | 8233 | 39.3421 | -121.0616 | 68 | 58 | 13449.8419 |  | 8056.6943 |  | 5393.1476 | 8056.6943 | 5393.1476 | 0.51126 | 0.011287 | 25 | 6.2892 | 13.3397 | 3 | 2.0886 | 5.8385 | 0.39099 | 0.073667 | 0.0056632 | 3.9922 | 295.5976 | 46.2784 | 33.9954 | 1.2751 | 12.2375 | 14.4294 | 0.86336 | 97.6% | 93.7% | 99% | 57.6% | 43.4% | 46.1% | 0.00052083 | 0.090083 | 1.68 | 14.9733 | 6.3169 | 6.9167 | 9.3461 | 7.5742 | 2.1875 | 3.8437 | 13.1106 | 5.9818 | 8.0504 | 4.1199 | 56.9011 | 98.6961 | 52.4471 | 91.878
Central Valley | PINE GROVE 11011021 | 3123 | 284 | 376.1474 | 925 | 677.8237 | 73 | 0.00011498 | 0.037818 | 117.8529 | 4.3481e-06 | 0.0063788 | 0.30703 | 0.55493 | {0922D0E7-0574-453E-909E-0FA0DA849831} | 163751101 | PINE GROVE 1101 | 1021 | 38.414 | -120.6755 | 75 | 114 | 13222.1917 |  | 6749.2717 |  | 6472.9199 | 6749.2717 | 6472.9199 | 0.46565 | 0.0083932 | 26 | 7.929 | 17.5433 | 2 | 1.7174 | 4.8354 | 1.7306 | 0.080612 | 0.0063532 | 2.9767 | 295.3652 | 44.7351 | 30.6408 | 1.2095 | 12.697 | 14.5517 | 2.7554 | 98.2% | 96.1% | 94.9% | 77.2% | 23.9% | 65.4% | 0.0030879 | 0.079082 | 2.5811 | 18.7838 | 3.1016 | 9.4388 | 11.4727 | 7.8307 | 2.0952 | 3.8232 | 13.1495 | 6.4402 | 8.5534 | 4.4324 | 43.362 | 70.895 | 50.5978 | 88.965
Bay Area | BOLINAS 1101530 | 9243 | 776 | 1185.0476 | 1209 | 1439.1726 | 113 | 0.00010955 | 0.25442 | 1.1393 | 3.3238e-05 | 0.00012582 | 0.64185 | 0.82342 | {2BEF64F2-FC8F-447E-AB5E-08962A1289FE} | 42261101 | BOLINAS 1101 | 530 | 37.9426 | -122.7025 | 33 | 4 | 17862.3416 | 11.0992 | 17644.1845 | 10.9636 | 218.1571 | 17644.1845 | 218.1571 | 0.014218 | 0.012379 | 1724 | 8.7756 | 21.4904 | 3 | 2.8208 | 7.3568 | 2.4998 | 0.044189 | 0.0070971 | 3.1383 | 294.338 | 30.7687 | 28.2095 | 0.8434 | 15.7163 | 17.6337 | 0.23111 | 71.3% | 46.1% | 85.8% | 92.7% | 45.7% | 76% | 0.024332 | 0.097085 | 1.5 | 7.2083 | 0.70986 | 5.4459 | 11.8036 | 9.8822 | 1.8234 | 3.3728 | 14.9645 | 11.33 | 10.7898 | 8.0855 | 54.3212 | 63.4393 | 42.4346 | 60.2082
Sierra | MOUNTAIN QUARRIES 21011184 | 1867 | 1162 | 1448.7894 | 2929 | 2211.5107 | 195 | 0.00016016 | 0.037818 | 116.2195 | 6.057e-06 | 0.0072882 | 0.39672 | 0.65511 | {955B96CF-04BC-4DDA-A99C-F3551BD93482} | 152282101 | MOUNTAIN QUARRIES 2101 | 1184 | 38.8993 | -120.8546 | 241 | 317 | 36232.4138 | 22.5138 | 18954.6073 | 11.7779 | 17277.8065 | 18770.5875 | 17277.8065 | 1.4212 | 0.031232 | 22 | 11.3935 | 21.6122 | 3 | 1.9223 | 5.3798 | 0.89958 | 0.081287 | 0.0056368 | 3.502 | 295.0847 | 49.4349 | 33.5768 | 1.3144 | 11.4902 | 13.5489 | 2.488 | 98% | 95.7% | 99.8% | 90.5% | 69.3% | 7.6% | 0.053947 | 0.11642 | 2.141 | 17.8329 | 3.9365 | 7.9671 | 10.4875 | 6.8773 | 2.1109 | 3.7159 | 12.8269 | 5.8817 | 7.8563 | 4.0025 | 47.5132 | 78.0305 | 53.5909 | 92.8508
Sierra | COLUMBIA HILL 1101764 | 1073 | 1083 | 1531.9429 | 2318 | 2111.4368 | 228 | 0.00015957 | 0.057177 | 49.6798 | 8.6802e-06 | 0.0038429 | 0.46721 | 0.72555 | {9DC430E4-865B-40A1-B9ED-F689C9145BC5} | 152471101 | COLUMBIA HILL 1101 | 764 | 39.367 | -121.0461 | 203 | 212 | 38960.5283 | 24.209 | 23872.6753 | 14.8338 | 15087.853 | 23872.6753 | 15087.853 | 0.87618 | 0.036381 | 65 | 8.0458 | 18.6331 | 3 | 1.8874 | 5.7542 | -0.47177 | 0.064339 | 0.0056511 | 4.0914 | 295.8361 | 45.986 | 33.8476 | 1.2852 | 12.3266 | 14.5285 | 0.72207 | 94.9% | 84.4% | 99.5% | 79% | 47.3% | 51.2% | 0.047583 | 0.088598 | 1.971 | 16.0839 | 4.2516 | 6.5837 | 9.1422 | 6.1448 | 2.0851 | 3.8779 | 12.7243 | 5.7933 | 7.9617 | 3.956 | 48.6785 | 79.9168 | 53.9938 | 93.4714
North Coast | WILLITS 1103826 | 7617 | 1015 | 1531.1349 | 1128 | 1588.6344 | 116 | 0.00015716 | 31.9354 | 39.253 | 0.0049757 | 0.0025516 | 0.89982 | 0.96381 | {72556B33-F33B-4E33-8959-39723007B093} | 42661103 | WILLITS 1103 | 826 | 39.4204 | -123.3599 | 160 | 212 | 23989.6466 | 14.9065 | 12450.1328 | 7.7362 | 11539.5138 | 12450.1328 | 11539.5138 | 0.29599 | 0.018231 | 131 | 9.3183 | 23.4473 | 2.2866 | 2.1122 | 5.5813 | -0.093842 | 0.059146 | 0.0064611 | 3.5872 | 293.5291 | 27.3413 | 26.9151 | 0.81169 | 17.0661 | 19.585 | 1.9463 | 98% | 96.1% | 83.3% | 69.3% | 37.5% | 59.7% | 0.089629 | 0.078963 | 3.1441 | 18.0339 | 1.3565 | 6.878 | 11.9189 | 9.4622 | 1.5976 | 3.1514 | 17.6781 | 10.0489 | 11.85 | 6.1936 | 45.3757 | 72.5884 | 32.1099 | 68.5756
North Valley | VOLTA 11021504 | 2548 | 370 | 488.3533 | 1304 | 907.8211 | 138 | 7.7171e-05 | 0.038335 | 11.606 | 2.9671e-06 | 0.00049651 | 0.28374 | 0.53794 | {2D79CCBE-1B8B-472A-B9BB-B34254CCD666} | 102541102 | VOLTA 1102 | 1504 | 40.4937 | -121.8736 | 146 | 94 | 18445.4404 | 11.4615 | 13357.6434 | 8.3001 | 5087.797 | 13357.6434 | 5087.797 | 0.068519 | 0.01065 | 809 | 10.5973 | 26.2898 | 3 | 2.6267 | 8.4701 | 0.1083 | 0.059239 | 0.005176 | 2.9162 | 293.3086 | 46.0309 | 34.6342 | 1.1878 | 12.0873 | 14.5451 | 1.7044 | 58.1% | 49% | 64.5% | 94.8% | 27.2% | 36.7% | 0.053559 | 0.029442 | 2 | 14.1513 | 2.6549 | 6.6193 | 12.7969 | 9.4767 | 2.0881 | 3.8649 | 13.0444 | 5.8143 | 7.3862 | 4.0294 | 62.0386 | 92.1377 | 53.1165 | 93.1899
North Valley | ANTLER 11011376 | 8289 | 791 | 972.7428 | 1393 | 1295.9606 | 130 | 0.00016993 | 0.040098 | 34.1136 | 6.8098e-06 | 0.0033257 | 0.56784 | 0.7506 | {96A0A843-7251-461B-B57C-57ECCA82B23A} | 103271101 | ANTLER 1101 | 1376 | 40.8524 | -122.3324 | 96 | 64 | 18472.8325 | 11.4785 | 14477.8455 | 8.9961 | 3994.987 | 14477.8455 | 3994.987 | 0.43234 | 0.022091 | 93 | 11.6732 | 20.6404 | 2 | 1.9114 | 5.5429 | -0.69662 | 0.07148 | 0.0056772 | 4.858 | 296.1497 | 45.6512 | 34.7253 | 1.4111 | 12.4189 | 15.0828 | 0.40797 | 93.9% | 79.1% | 97.4% | 82.4% | 62.7% | 63.3% | 0.043668 | 0.13179 | 1.6392 | 13.4124 | 8.633 | 7.1071 | 8.9443 | 7.6132 | 2.4998 | 4.5883 | 12.5832 | 5.5001 | 7.6413 | 4.0792 | 54.4145 | 95.4464 | 55.4259 | 95.1957
North Valley | KANAKA 11011044 | 7058 | 290 | 527.0624 | 563 | 660.43 | 70 | 9.2838e-05 | 0.0437 | 124.9575 | 3.9975e-06 | 0.0052258 | 0.5151 | 0.79806 | {E4FC9EAA-4CD2-4F52-B772-B3074E0DD303} | 103221101 | KANAKA 1101 | 1044 | 39.5749 | -121.3056 | 31 | 10 | 10290.6789 |  | 9870.7715 |  | 419.9074 | 9870.7715 | 419.9074 | 0.3658 | 0.0064987 | 33 | 12.4858 | 27.7749 | 2.4706 | 2.5898 | 7.8738 | 2.5172 | 0.05958 | 0.0054669 | 4.0829 | 295.0793 | 47.8587 | 34.5733 | 1.2747 | 11.8598 | 14.0587 | 0.44271 | 98% | 98.2% | 72% | 95.4% | 35.3% | 18.2% | 0.042026 | 0.056723 | 1.5714 | 10.8571 | 0.61723 | 4.7311 | 11.8879 | 8.149 | 2.1958 | 3.8387 | 12.5593 | 5.676 | 7.8807 | 3.9019 | 56.5233 | 95.5025 | 54.2652 | 93.9683
Central Valley | MIWUK 170193062 | 1362 | 452 | 646.5065 | 1695 | 1264.7081 | 98 | 5.3294e-05 | 1.0906 | 224.2812 | 6.1829e-05 | 0.0052207 | 0.26667 | 0.51119 | {B18F77BC-A9DA-4B29-AB14-C0D1FCA97447} | 163661701 | MIWUK 1701 | 93062 | 38.0212 | -120.222 | 138 | 192 | 26095.1635 |  | 13308.2221 |  | 12786.9414 | 13308.2221 | 12786.9414 | 0.51163 | 0.0052228 | 34 | 9.0469 | 20.4478 | 2.7035 | 2.2802 | 5.2483 | -0.1425 | 0.076163 | 0.0051048 | 2.7439 | 293.6525 | 49.7896 | 34.552 | 1.1815 | 11.5753 | 13.3486 | 1.7644 | 97.6% | 100% | 58.8% | 82.3% | 19.7% | 35% | 0.045073 | 0.10849 | 2.3596 | 17.5088 | 5.0258 | 9.8547 | 10.2696 | 7.7284 | 1.9852 | 3.4472 | 11.115 | 5.9283 | 6.9935 | 3.9596 | 53.1189 | 79.6033 | 60.9908 | 92.902
Central Valley | WEST POINT 11021535 | 8547 | 462 | 597.8059 | 799 | 774.7106 | 49 | 0.00010767 | 0.037818 | 105.9252 | 4.0718e-06 | 0.005171 | 0.57822 | 0.77165 | {A62A472C-6B1A-4D7F-BCA4-027FEE815FC1} | 163201102 | WEST POINT 1102 | 1535 | 38.3844 | -120.513 | 46 | 68 | 6904.4385 |  | 4933.5895 |  | 1970.8491 | 4933.5895 | 1970.8491 | 0.25338 | 0.0052757 | 35 | 11.8429 | 22.9237 | 3 | 1.536 | 4.1158 | -0.98505 | 0.067288 | 0.0061908 | 3.0024 | 294.8023 | 43.1495 | 31.488 | 1.1379 | 12.9743 | 14.886 | 0.78812 | 97.3% | 95.2% | 93.1% | 86% | 10.4% | 75.6% | 0.0013973 | 0.082881 | 2.6154 | 18.0769 | 13.5259 | 13.5424 | 13.8691 | 9.5897 | 2.0267 | 3.4639 | 13.1587 | 6.7072 | 8.4869 | 4.7093 | 46.2719 | 74.0104 | 50.3206 | 86.7331
North Coast | MENDOCINO 110148750 | 2790 | 1260 | 1748.5011 | 1714 | 1986.0458 | 206 | 0.00015457 | 0.25931 | 32.9488 | 3.791e-05 | 0.002287 | 0.73512 | 0.88039 | {EF680142-96BC-4632-8839-A0A3D923AC61} | 42951101 | MENDOCINO 1101 | 48750 | 39.3315 | -123.2248 | 198 | 175 | 47335.8824 | 29.4132 | 28628.3227 | 17.7889 | 18707.5597 | 28628.3227 | 18707.5597 | 0.47112 | 0.031842 | 149 | 9.2823 | 18.5871 | 2.7453 | 2.3832 | 5.9624 | -0.8869 | 0.050355 | 0.0063082 | 3.4001 | 294.4846 | 33.5946 | 30.9332 | 0.99748 | 15.5316 | 17.9464 | 0.57542 | 97.3% | 94.1% | 82.1% | 51.5% | 63.1% | 44.7% | 0.079199 | 0.075553 | 1.535 | 14.3992 | 0.75388 | 3.5783 | 11.542 | 9.0359 | 2.0105 | 3.701 | 15.8587 | 8.2318 | 9.4205 | 4.9992 | 52.8272 | 84.3895 | 40.6562 | 79.2587
Central Valley | WEST POINT 110112256 | 4541 | 22 | 31.7093 | 135 | 83.8175 | 26 | 0.00015235 | 0.039929 | 75.1419 | 6.0711e-06 | 0.0051166 | 0.16296 | 0.37831 | {10618A90-ED86-44CD-8B76-773E3BF2AE42} | 163201101 | WEST POINT 1101 | 12256 | 38.4438 | -120.5087 | 172 | 260 | 22317.18 |  | 10485.7942 |  | 11831.3858 | 10485.7942 | 11831.3858 | 0.13303 | 0.0039611 | 37 | 14.0443 | 27.963 | 3 | 1.899 | 4.8677 | 1.7343 | 0.10092 | 0.0059157 | 3.4332 | 294.3773 | 44.6231 | 31.0012 | 1.1572 | 12.5627 | 14.5929 | 2.2134 | 97.1% | 89.2% | 98.2% | 93.6% | 14% | 61.2% | 0.023946 | 0.07617 | 4.0435 | 19.3478 | 0.11723 | 0.95745 | 12.9567 | 8.819 | 2.0592 | 3.4728 | 12.7837 | 6.4491 | 8.1052 | 4.5623 | 46.8348 | 72.7635 | 52.5788 | 88.1796
Central Valley | WEST POINT 1101circuit_breaker | 4365 | 90 | 124.3396 | 458 | 294.5836 | 55 | 0.00010699 | 0.041411 | 100.7413 | 4.4284e-06 | 0.0050545 | 0.19651 | 0.42209 | {B92F58F2-6135-47A4-8467-3E84B6151393} | 163201101 | WEST POINT 1101 | circuit_breaker | 38.4213 | -120.5492 | 30 | 6 | 8056.4146 |  | 7549.0145 |  | 507.4002 | 7549.0145 | 507.4002 | 0.278 | 0.0058847 | 38 | 11.8009 | 22.4077 | 3 | 1.765 | 4.4449 | 0.14355 | 0.057732 | 0.0059978 | 3.3862 | 294.4798 | 44.8485 | 31.0604 | 1.1673 | 12.4986 | 14.5212 | 0.49101 | 96.9% | 94.3% | 92.9% | 85.6% | 15.3% | 59.6% | 0.02002 | 0.12802 | 1.9048 | 8.2381 | 1.7088 | 4.7216 | 12.9252 | 8.8105 | 2.0676 | 3.5097 | 12.7227 | 6.4156 | 8.0693 | 4.518 | 47.0221 | 72.7242 | 52.8531 | 88.4827
Sierra | EL DORADO PH 210119752 | 1001 | 2447 | 3059.1168 | 6438 | 5142.0605 | 546 | 0.00015804 | 0.039588 | 47.0927 | 6.1847e-06 | 0.0031641 | 0.38009 | 0.59492 | {7A0E2E82-E0E4-419F-B82C-B7D27ED17F2C} | 152762101 | EL DORADO PH 2101 | 19752 | 38.7149 | -120.5815 | 818 | 1270 | 139203.4044 | 86.4972 | 61569.4579 | 38.2576 | 77633.9465 | 61569.4579 | 77633.9465 | 1.7276 | 0.08629 | 104 | 10.2421 | 22.0263 | 2.9945 | 2.0145 | 5.2265 | 1.2219 | 0.08149 | 0.0056739 | 3.4283 | 294.2471 | 47.0882 | 30.9455 | 1.2015 | 12.0772 | 14.093 | 1.5133 | 89.8% | 83.6% | 99.3% | 92.2% | 22.2% | 34.1% | 0.027076 | 0.08459 | 1.7226 | 16.0387 | 3.2231 | 5.4262 | 11.2365 | 7.3691 | 2.1027 | 3.5634 | 12.4245 | 6.0105 | 7.538 | 4.1362 | 48.3838 | 76.5925 | 55.0009 | 91.7377
North Valley | ANTLER 11011520 | 1401 | 415 | 560.3526 | 778 | 756.9571 | 102 | 0.00019759 | 0.038033 | 26.6669 | 7.518e-06 | 0.0031717 | 0.53342 | 0.74027 | {258D8B59-7667-45E3-B6CC-D85F766C4568} | 103271101 | ANTLER 1101 | 1520 | 40.8994 | -122.3862 | 106 | 142 | 19077.3412 | 11.8541 | 14269.0206 | 8.8664 | 4808.3206 | 14269.0206 | 4808.3206 | 0.32352 | 0.020154 | 102 | 7.3936 | 15.9547 | 2 | 1.925 | 5.1479 | 0.69954 | 0.054811 | 0.0056871 | 4.5711 | 296.0685 | 45.5901 | 33.8233 | 1.4062 | 12.3457 | 14.9796 | 2.3073 | 93.4% | 70.4% | 98.6% | 68.5% | 61.6% | 56.9% | 0.1269 | 0.12838 | 2.6923 | 15.1538 | 4.9045 | 4.2054 | 8.8337 | 6.9223 | 2.516 | 4.5417 | 12.316 | 5.5845 | 7.575 | 4.1709 | 54.0391 | 87.9136 | 56.816 | 94.603
Sierra | PLACERVILLE 210692012 | 519 | 1923 | 2546.3592 | 5372 | 4215.4683 | 451 | 0.00014963 | 0.11032 | 112.0574 | 1.5404e-05 | 0.0070965 | 0.35797 | 0.60405 | {724A4FDA-4A16-48BB-BCFD-6B70230700BB} | 153082106 | PLACERVILLE 2106 | 92012 | 38.8585 | -120.8331 | 560 | 673 | 87706.2034 | 54.4982 | 46683.5024 | 29.0079 | 41022.701 | 46683.5024 | 41022.701 | 3.2005 | 0.067483 | 24 | 8.7968 | 19.588 | 2.9431 | 1.9192 | 4.988 | 0.50995 | 0.066934 | 0.0056736 | 3.5299 | 294.9291 | 48.7628 | 33.0504 | 1.2868 | 11.6586 | 13.7258 | 2.3138 | 97.8% | 95% | 98.8% | 82.7% | 48.5% | 9.3% | 0.033907 | 0.054033 | 2.0787 | 15.3483 | 3.8876 | 6.2301 | 9.0377 | 7.249 | 2.1654 | 3.7289 | 12.9315 | 5.9453 | 8.0764 | 4.0857 | 56.0784 | 96.1931 | 53.0037 | 92.2488
North Valley | CHALLENGE 11021902 | 3548 | 694 | 1350.1479 | 1024 | 1510.5841 | 82 | 0.0001058 | 0.042772 | 105.5488 | 4.5061e-06 | 0.0047678 | 0.67773 | 0.89379 | {1446E22C-05D8-4F82-9637-10F46D2B1E35} | 103201102 | CHALLENGE 1102 | 1902 | 39.484 | -121.2454 | 58 | 55 | 11330.7926 |  | 8106.7957 |  | 3223.9969 | 8106.7957 | 3223.9969 | 0.39096 | 0.0086754 | 42 | 13.603 | 24.7149 | 3 | 2.5277 | 6.8905 | 0.47382 | 0.070263 | 0.0052881 | 4.4472 | 294.518 | 47.7141 | 34.1324 | 1.2351 | 11.8721 | 14.1146 | 0.55171 | 97.4% | 96.7% | 81.5% | 91.6% | 30.1% | 19.1% | 0.042111 | 0.069381 | 1.9138 | 14.3793 | 1.3322 | 8.9825 | 10.8931 | 7.7083 | 2.0876 | 3.6951 | 12.5699 | 5.7274 | 7.7875 | 3.9127 | 56.6628 | 94.5032 | 53.8085 | 93.7369
Central Valley | TIGER CREEK 0201circuit_breaker | 9511 | 15 | 16.7879 | 49 | 34.5484 | 23 | 0.00010564 | 0.037818 | 84.2108 | 3.9951e-06 | 0.0046972 | 0.30612 | 0.48592 | {42CE80CD-1575-4D75-9DA9-13CC191BD6F8} | 161380201 | TIGER CREEK 0201 | circuit_breaker | 38.4489 | -120.4922 | 23 | 21 | 6804.8389 |  | 6272.7997 |  | 532.0392 | 6272.7997 | 532.0392 | 0.10804 | 0.0024298 | 43 | 11.8864 | 26.6811 | 2.475 | 1.9733 | 5.656 | 6.1054 | 0.05075 | 0.0057531 | 3.7148 | 294.1917 | 45.3353 | 31.7064 | 1.1695 | 12.3515 | 14.4695 | 0.70476 | 96.5% | 91% | 92.2% | 91.6% | 16.4% | 55.9% | 0.0072886 | 0.10726 | 2.25 | 9.5 | 0.028125 | 0.6125 | 13.3201 | 9.0789 | 2.0623 | 3.4467 | 12.4236 | 6.2963 | 7.73 | 4.4698 | 49.0776 | 75.6992 | 54.3366 | 89.0391
North Coast | WILLITS 11032506 | 3782 | 1483 | 2130.614 | 2002 | 2392.842 | 164 | 0.00010157 | 1.7432 | 50.6735 | 9.8327e-05 | 0.0022547 | 0.74076 | 0.89041 | {3B860DB0-A747-4B2B-900E-A58BF536B758} | 42661103 | WILLITS 1103 | 2506 | 39.4625 | -123.3374 | 112 | 81 | 25751.8107 | 16.0015 | 19672.0333 | 12.2237 | 6079.7774 | 19186.052 | 6059.8007 | 0.36977 | 0.016658 | 153 | 11.734 | 22.7982 | 2.197 | 1.9009 | 5.1328 | -2.67 | 0.057955 | 0.0064838 | 3.6624 | 293.4271 | 27.5065 | 26.9603 | 0.8071 | 17.0514 | 19.6015 | 0.40666 | 96.9% | 97.2% | 55.5% | 67.9% | 35% | 59.6% | 0.080207 | 0.073532 | 1.5882 | 12.661 | 1.2137 | 7.4424 | 11.918 | 9.423 | 1.6161 | 3.156 | 17.6635 | 9.9366 | 11.1614 | 5.8617 | 46.196 | 73.2431 | 32.9113 | 70.4871
North Valley | BIG MEADOWS 21012476 | 7954 | 119 | 154.9434 | 556 | 354.1927 | 113 | 9.1278e-06 | 0.037818 | 0.32586 | 3.452e-07 | 6.0049e-06 | 0.21403 | 0.43745 | {A5EA53CA-65A7-43BC-BB3E-43041FB8E51A} | 102812101 | BIG MEADOWS 2101 | 2476 | 40.1712 | -121.0871 | 150 | 190 | 19305.6267 | 11.996 | 14000.8931 | 8.6998 | 5304.7336 | 12812.7347 | 2877.3939 | 0.00067855 | 0.0010314 | 2835 | 10.7715 | 29.0145 | 2 | 1.9951 | 6.0789 | -0.67144 | 0.058312 | 0.0040973 | 2.5897 | 290.0988 | 45.3864 | 35.6734 | 0.97645 | 12.4067 | 14.48 | 1.2052 | 2.6% | 7.2% | 5.8% | 96.2% | 4.9% | 62.4% | 0.15306 | 0.035642 | 3.137 | 13.2466 | 0 | 3.6104 | 14.2714 | 10.8305 | 1.7377 | 3.0578 | 12.243 | 6.0379 | 7.4398 | 4.6986 | 61.7371 | 98.8573 | 57.4575 | 90.3947
Central Coast | BUELLTON 1102Y50 | 1685 | 307 | 706.3642 | 1032 | 1120.7466 | 134 | 3.9751e-05 | 2990.63 | 63.1596 | 0.11583 | 0.0011431 | 0.29748 | 0.63026 | {BE22BF5B-77AE-4173-893E-2D7D15CAA658} | 183041102 | BUELLTON 1102 | Y50 | 34.6125 | -120.1757 | 288 | 326 | 40304.2685 | 25.044 | 20629.3397 | 12.8185 | 19674.9288 | 17178.6356 | 12460.4514 | 0.15318 | 0.0053266 | 338 | 1.7798 | 6.1251 | 2 | 2.7908 | 8.1292 | -0.46583 | 0.011176 | 0.0069902 | 0.85522 | 297.476 | 35.9214 | 34.5443 | 1.0195 | 15.1762 | 15.854 | 6.6866 | 98.2% | 99.6% | 46.7% | 34.6% | 70% | 53.7% | 0.17267 | 0.021804 | 2.1346 | 14.8718 | 1.9526 | 4.0471 | 12.6171 | 10.9163 | 2.098 | 3.2482 | 13.0191 | 12.1627 | 7.4505 | 8.0443 | 67.0532 | 69.6253 | 55.6628 | 59.2151
Central Valley | WEST POINT 11021341 | 4455 | 289 | 389.5422 | 837 | 671.4846 | 110 | 8.8836e-05 | 0.037818 | 9.2354 | 3.3596e-06 | 0.00047508 | 0.34528 | 0.58012 | {889F53E6-7F0E-4AD7-A387-533DAB6CF47B} | 163201102 | WEST POINT 1102 | 1341 | 38.3173 | -120.5209 | 109 | 99 | 19478.1073 | 12.1032 | 16262.9038 | 10.1053 | 3215.2035 | 16262.9038 | 3215.2035 | 0.052259 | 0.009772 | 831 | 9.2578 | 19.6989 | 3 | 1.751 | 4.6331 | 0.30279 | 0.051106 | 0.0065956 | 2.6791 | 294.8995 | 42.8357 | 33.165 | 1.1341 | 13.0393 | 14.8122 | 0.51839 | 62.7% | 40.9% | 84.9% | 81.4% | 9.8% | 79.6% | 0.0014097 | 0.15216 | 1.6667 | 14.6829 | 2.9417 | 4.206 | 15.1487 | 10.6351 | 1.9821 | 3.5784 | 13.0166 | 6.9147 | 8.5512 | 4.7542 | 47.4964 | 76.7113 | 50.2478 | 86.0109
North Coast | COTATI 110599720 | 1615 | 522 | 1286.117 | 814 | 1420.1813 | 115 | 7.6963e-05 | 3299.5304 | 53.092 | 0.25045 | 0.0021687 | 0.64128 | 0.9056 | {D9AD31E8-B05C-4E93-8F8E-12B049A59011} | 42271105 | COTATI 1105 | 99720 | 38.3457 | -122.7784 | 215 | 355 | 43470.3251 | 27.0113 | 19787.8115 | 12.2956 | 23682.5136 | 14251.5886 | 18723.0603 | 0.24941 | 0.0088508 | 161 | 3.026 | 8.9308 | 2 | 2.3026 | 5.8108 | -0.33239 | 0.02073 | 0.0070674 | 2.5393 | 295.4561 | 25.4828 | 26.9323 | 0.80814 | 17.5299 | 19.3439 | 1.3555 | 96.8% | 97.7% | 27.5% | 14.7% | 35.7% | 70.3% | 0.16537 | 0.02691 | 2.7012 | 19.0427 | 3.0006 | 3.4936 | 11.0595 | 9.3315 | 1.7012 | 3.0484 | 16.4483 | 14.0067 | 13.7517 | 11.274 | 49.1774 | 57.4828 | 35.0169 | 47.1834
North Coast | HIGHLANDS 1103circuit_breaker | 5017 | 255 | 401.1244 | 557 | 495.385 | 109 | 0.00011212 | 1096.3514 | 28.7023 | 0.11571 | 0.0018038 | 0.45781 | 0.80972 | {F4CEECFF-9688-4F5E-82B6-98F3F42878F8} | 43361103 | HIGHLANDS 1103 | circuit_breaker | 38.937 | -122.6089 | 296 | 541 | 43901.148 | 27.279 | 19679.9672 | 12.2286 | 24221.1808 | 16763.7621 | 17632.8429 | 0.19662 | 0.012221 | 203 | 2.9754 | 9.0378 | 2 | 2.1755 | 6.8408 | 0.30183 | 0.02402 | 0.0061107 | 2.0946 | 296.5324 | 40.974 | 30.5588 | 1.2118 | 14.019 | 15.5809 | 7.4342 | 95.1% | 91.8% | 64% | 15% | 89.2% | 14.8% | 0.29072 | 0.021457 | 3.9613 | 18.4452 | 2.8006 | 2.799 | 9.3938 | 6.795 | 2.3248 | 4.0503 | 13.722 | 7.5456 | 8.3277 | 4.5686 | 51.5447 | 72.608 | 50.276 | 82.596
North Valley | VOLTA 11011640 | 5681 | 78 | 85.8932 | 688 | 351.0763 | 149 | 1.589e-05 | 0.037818 | 7.3413 | 6.0094e-07 | 6.7871e-05 | 0.11337 | 0.24466 | {DF67F6ED-C0C1-4634-A8E7-5650468AFAD4} | 102541101 | VOLTA 1101 | 1640 | 40.3543 | -121.5766 | 88 | 150 | 20194.2738 | 12.5482 | 16481.2885 | 10.241 | 3712.9853 | 16481.2885 | 3712.9853 | 0.010113 | 0.0023677 | 2101 | 8.8334 | 19.0023 | 2 | 2.1442 | 5.9654 | -1.7272 | 0.056212 | 0.0042162 | 4.041 | 288.8951 | 39.7082 | 27.5358 | 0.82718 | 13.6548 | 16.3086 | 0.927 | 24.9% | 37.3% | 13% | 78.9% | 0.6% | 93.1% | 0.089061 | 0.030505 | 2.9868 | 16.1842 | 0.021364 | 3.4747 | 10.7391 | 7.7911 | 1.4847 | 2.7122 | 14.3394 | 6.602 | 7.5211 | 4.74 | 46.8708 | 74.4676 | 48.4439 | 87.6789
Sierra | FORESTHILL 110150486 | 3652 | 1325 | 1692.5895 | 2912 | 2411.5325 | 205 | 0.00014158 | 0.28856 | 25.7206 | 3.9395e-05 | 0.0016675 | 0.45501 | 0.70187 | {FE85142D-4AEA-430F-BD77-45CC919584AA} | 152181101 | FORESTHILL 1101 | 50486 | 38.9928 | -120.8827 | 319 | 610 | 51377.1243 | 31.9243 | 18756.9603 | 11.6551 | 32620.164 | 18756.9603 | 32620.164 | 0.34183 | 0.029023 | 217 | 12.1886 | 22.0771 | 3 | 1.6897 | 5.1181 | 0.41875 | 0.097933 | 0.0056587 | 3.4578 | 295.2353 | 50.3386 | 34.6517 | 1.3338 | 11.3159 | 13.3372 | 1.949 | 81.2% | 69.8% | 98% | 92.4% | 82.4% | 5.4% | 0.059788 | 0.055 | 2.8632 | 18.2474 | 3.6102 | 10.7684 | 8.2698 | 6.2886 | 2.0899 | 3.979 | 12.328 | 5.5787 | 7.6899 | 3.7357 | 54.638 | 89.6546 | 55.6433 | 95.0602
Central Valley | NORTH BRANCH 110113496 | 6103 | 7 | 12.8873 | 25 | 17.9513 | 11 | 7.6344e-05 | 433.5757 | 99.2644 | 0.033225 | 0.0043338 | 0.28 | 0.71791 | {931E0ACF-1FAB-493D-95FA-FA513D1003B5} | 163231101 | NORTH BRANCH 1101 | 13496 | 38.1994 | -120.8282 | 150 | 332 | 21521.2704 |  | 8066.3398 |  | 13454.9306 | 2903.2847 | 1341.2127 | 0.047672 | 0.00083978 | 52 | 3.4738 | 8.5531 | 2 | 1.9869 | 6.4518 | 1.3235 | 0.02098 | 0.0064517 | 1.6068 | 297.3832 | 43.7836 | 32.3704 | 1.3034 | 13.2832 | 14.658 | 12.1537 | 95.8% | 93.6% | 77.8% | 44.6% | 57.2% | 89.4% | 0.06136 | 0.041176 | 1.85 | 12.65 | 0.25588 | 0.4902 | 13.2167 | 9.2692 | 2.4119 | 3.9319 | 12.9896 | 7.5166 | 9.1398 | 5.0917 | 47.4224 | 69.7567 | 53.5646 | 82.3372
North Coast | KONOCTI 11024421 | 9539 | 137 | 186.6827 | 219 | 233.8353 | 10 | 0.00020406 | 0.037818 | 41.6226 | 7.717e-06 | 0.0043058 | 0.62557 | 0.79835 | {59775851-0838-4E2D-9E7C-B84B6CE27B4A} | 43311102 | KONOCTI 1102 | 4421 | 38.8649 | -122.7182 | 6 | 25 | 1746.5159 |  | 585.3593 |  | 1161.1566 | 585.3593 | 1161.1566 | 0.043058 | 0.0020406 | 53 | 11.247 | 23.8054 | 3 | 2.9165 | 7.4608 | -3.8882 | 0.15 | 0.0062703 | 3.8017 | 294.7352 | 43.4773 | 35.2824 | 1.1951 | 13.2208 | 15.4187 | 0.97542 | 99.5% | 96.3% | 93.9% | 70% | 84.6% | 4.9% | 0.062423 | 0.15091 | 5.4 | 20.3 | 9.4509 | 19.9091 | 10.2858 | 7.7353 | 2.2406 | 4.1411 | 13.5165 | 5.7709 | 6.8417 | 3.7978 | 56.0485 | 92.795 | 52.7008 | 94.3085
North Coast | FORT SEWARD 11211690 | 6600 | 1139 | 2156.9492 | 1307 | 2239.9336 | 131 | 0.00017828 | 0.60037 | 22.5304 | 0.00010155 | 0.0017973 | 0.87146 | 0.96295 | {E448EB4C-7ECC-4C43-A720-97024B873C96} | 192321121 | FORT SEWARD 1121 | 1690 | 40.1677 | -123.6109 | 91 | 77 | 30371.5109 | 18.872 | 26202.8159 | 16.2817 | 4168.695 | 15633.7781 | 2859.303 | 0.23544 | 0.023354 | 205 | 10.1256 | 20.5149 | 2 | 2.2743 | 6.4349 | 0.97683 | 0.054976 | 0.0065274 | 3.9271 | 294.9486 | 32.0004 | 28.773 | 1.0465 | 15.5357 | 18.339 | 0.60411 | 94.9% | 89.9% | 89.8% | 59% | 67.9% | 44.9% | 0.049879 | 0.080718 | 1.5333 | 13.3867 | 0.26512 | 6.2536 | 12.8173 | 9.0731 | 2.0344 | 4.0622 | 15.0304 | 8.3658 | 10.4791 | 6.2246 | 50.554 | 76.9551 | 42.3674 | 76.6849
North Valley | JESSUP 11021314 | 2425 | 105 | 206.9647 | 231 | 250.1655 | 60 | 6.4234e-05 | 949.6902 | 117.368 | 0.057215 | 0.0041869 | 0.45455 | 0.82731 | {05CEA4F2-3636-4573-A883-9C548FA0A079} | 103441102 | JESSUP 1102 | 1314 | 40.4467 | -122.4097 | 242 | 270 | 40228.1488 |  | 22635.4523 |  | 17592.6965 | 8285.2738 | 4307.0382 | 0.25121 | 0.0038541 | 55 | 2.1396 | 6.0847 | 2 | 2.5108 | 8.1428 | 0.038758 | 0.00775 | 0.0060157 | 2.5617 | 298.0789 | 48.8918 | 32.9472 | 1.6055 | 11.8404 | 13.9593 | 1.3252 | 96.8% | 97.3% | 55.8% | 27.5% | 91.9% | 16.8% | 0.10693 | 0.0050833 | 1.8056 | 13.5 | 1.8335 | 1.925 | 9.2622 | 6.5419 | 2.932 | 4.9451 | 11.2079 | 5.6423 | 7.1389 | 4.2922 | 58.8655 | 75.5089 | 61.651 | 92.3184
North Coast | WILLITS 1103circuit_breaker | 9224 | 272 | 347.4389 | 324 | 374.451 | 35 | 8.8718e-05 | 320.2953 | 83.6546 | 0.028949 | 0.0041764 | 0.83951 | 0.92786 | {30B0A48E-C3E5-42AA-9273-8BF1B6001968} | 42661103 | WILLITS 1103 | circuit_breaker | 39.4056 | -123.3269 | 78 | 101 | 15608.9653 |  | 6322.4453 |  | 9286.5201 | 4233.1434 | 7737.1244 | 0.14617 | 0.0031051 | 56 | 2.9774 | 10.592 | 2 | 1.9882 | 5.812 | 0.48182 | 0.039744 | 0.0064232 | 3.4448 | 293.8008 | 26.7988 | 26.7194 | 0.81148 | 17.1817 | 19.6528 | 1.3624 | 99.3% | 99.5% | 42.2% | 23.5% | 37.4% | 61.4% | 0.20095 | 0.057308 | 2.5385 | 18.4038 | 2.9959 | 4.1538 | 12.0124 | 9.5778 | 1.6275 | 3.1552 | 17.6562 | 10.5467 | 11.5489 | 6.1601 | 46.5496 | 71.5102 | 32.3341 | 67.3365
Central Coast | CAMP EVERS 210637210 | 6447 | 1312 | 2360.2315 | 2285 | 2909.083 | 110 | 0.00015622 | 0.41135 | 11.8133 | 6.3121e-05 | 0.0010339 | 0.57418 | 0.81133 | {4EC0C5CA-D3E9-47E9-809A-55A51CA9C021} | 83622106 | CAMP EVERS 2106 | 37210 | 37.0808 | -122.0044 | 105 | 137 | 20956.4186 | 13.0217 | 10381.5121 | 6.4508 | 10574.9064 | 10381.5121 | 10574.9064 | 0.11373 | 0.017185 | 388 | 10.3672 | 21.8924 | 3 | 1.5511 | 3.8902 | -4.4282 | 0.076604 | 0.0071179 | 2.9247 | 296.5714 | 31.8164 | 27.5646 | 0.96723 | 15.8359 | 17.5687 | 2.3637 | 97.1% | 85.2% | 92.3% | 90.1% | 47.6% | 65.9% | 0.045157 | 0.082893 | 2.3229 | 17.1771 | 1.6098 | 14.3711 | 8.8627 | 7.7538 | 1.9248 | 3.6814 | 15.3829 | 10.8977 | 9.8421 | 6.7023 | 45.8584 | 59.9232 | 42.3091 | 66.7951
Central Valley | COARSEGOLD 21046210 | 9096 | 69 | 129.3029 | 279 | 207.8109 | 101 | 3.5188e-05 | 136.1497 | 80.7514 | 0.0047703 | 0.0013959 | 0.24731 | 0.62221 | {37CEC619-9FFE-4BA7-9FD0-D8641CD59BBA} | 254432104 | COARSEGOLD 2104 | 6210 | 37.269 | -119.7137 | 61 | 29 | 20595.8109 | 12.7977 | 17177.2503 | 10.6735 | 3418.5606 | 17177.2503 | 3418.5606 | 0.14098 | 0.003554 | 270 | 2.1825 | 7.4621 | 2 | 2.0238 | 5.0679 | 0.33107 | 0.0064706 | 0.0062323 | 1.8226 | 297.5126 | 48.8108 | 32.9852 | 1.4241 | 12.0566 | 13.3883 | 0.16254 | 87.1% | 90.1% | 35% | 39.2% | 80.3% | 50.1% | 0.019073 | 0.035894 | 1.4355 | 11.3065 | 0.50741 | 1.0941 | 8.0596 | 7.2517 | 2.5286 | 4.044 | 11.4529 | 6.6585 | 7.2864 | 4.3996 | 45.9664 | 70.6263 | 61.5949 | 87.7614
Sierra | BRUNSWICK 11053611 | 4312 | 289 | 408.8236 | 581 | 535.2748 | 30 | 5.2909e-05 | 0.037818 | 152.558 | 2.0009e-06 | 0.004063 | 0.49742 | 0.76376 | {CA8C5C3E-040A-472D-90D3-B9F88671ADCD} | 152481105 | BRUNSWICK 1105 | 3611 | 39.2642 | -120.9099 | 44 | 116 | 7695.3966 |  | 2597.3823 |  | 5098.0143 | 2597.3823 | 5098.0143 | 0.12189 | 0.0015873 | 59 | 15.8333 | 31.5659 | 3 | 1.6205 | 4.9559 | -0.48023 | 0.13889 | 0.004987 | 4.449 | 292.9233 | 46.9446 | 33.0651 | 1.1305 | 11.9362 | 14.275 | 0.89194 | 95.6% | 97.7% | 22.4% | 99.5% | 11.2% | 26.8% | 0.019615 | 0.014444 | 5.6786 | 21.3929 | 3.5803 | 16.1389 | 9.9491 | 7.2944 | 2.0212 | 3.4184 | 12.6995 | 5.9138 | 7.2692 | 4.0565 | 56.6884 | 91.5373 | 54.5406 | 92.5676
North Valley | OREGON TRAIL 1102circuit_breaker | 4708 | 163 | 343.9721 | 865 | 539.683 | 123 | 5.7547e-05 | 413.0533 | 28.6254 | 0.022049 | 0.00084024 | 0.18844 | 0.63736 | {D8B4A6F8-9874-47E2-910D-F4C8426E6854} | 103521102 | OREGON TRAIL 1102 | circuit_breaker | 40.6191 | -122.3222 | 140 | 102 | 20636.336 | 12.8229 | 15715.8206 | 9.7654 | 4920.5154 | 15165.9787 | 4746.7588 | 0.10335 | 0.0070782 | 480 | 2.018 | 5.8371 | 2 | 2.0622 | 6.9379 | 0.019096 | 0.005 | 0.0059657 | 3.0137 | 298.0974 | 48.3967 | 35.0554 | 1.6 | 12.0389 | 14.2432 | 3.238 | 69.4% | 73.7% | 50% | 24.6% | 90.2% | 30.9% | 0.17555 | 0.0054945 | 2.0609 | 14.0522 | 2.6138 | 4.7527 | 10.2105 | 7.616 | 2.8983 | 4.8177 | 11.5296 | 5.5203 | 7.1965 | 4.254 | 62.2424 | 83.6547 | 60.5977 | 93.721
Central Coast | BIG BASIN 110110296 | 2978 | 2989 | 5127.1217 | 4736 | 6108.1914 | 216 | 0.00014353 | 0.037818 | 12.974 | 5.4281e-06 | 0.00095481 | 0.63112 | 0.83938 | {024E8502-820B-436F-9464-D294850FDD35} | 82841101 | BIG BASIN 1101 | 10296 | 37.1333 | -122.1258 | 373 | 1026 | 74246.8942 | 46.135 | 23203.6203 | 14.4181 | 51043.2739 | 23203.6203 | 51043.2739 | 0.20624 | 0.031003 | 427 | 9.9356 | 23.0321 | 3 | 1.7343 | 4.2803 | -2.5842 | 0.1287 | 0.0067772 | 3.5049 | 295.8116 | 32.0974 | 31.5771 | 0.94573 | 15.8354 | 17.7063 | 1.1217 | 96.3% | 87.2% | 89.6% | 93.4% | 41.4% | 65.8% | 0.071802 | 0.043813 | 5.7117 | 20.0225 | 1.4963 | 15.8395 | 10.7554 | 9.2049 | 1.8767 | 3.507 | 15.3335 | 10.8169 | 10.006 | 6.7034 | 55.5703 | 70.4483 | 43.4644 | 67.3166
North Valley | KANAKA 11011034 | 2279 | 169 | 225.1774 | 456 | 362.5313 | 94 | 9.301e-05 | 0.049674 | 87.257 | 4.6223e-06 | 0.0039427 | 0.37061 | 0.62113 | {2918771D-6581-42EC-9677-9556A91AF88E} | 103221101 | KANAKA 1101 | 1034 | 39.5763 | -121.3024 | 109 | 71 | 25228.0571 |  | 21171.6713 |  | 4056.3858 | 21171.6713 | 4056.3858 | 0.37061 | 0.0087429 | 62 | 8.8564 | 17.3141 | 3 | 2.7705 | 8.1019 | 1.1133 | 0.033885 | 0.0053642 | 3.9202 | 294.2195 | 48.7923 | 35.4281 | 1.2425 | 11.5508 | 13.8381 | 0.54492 | 96.5% | 95.5% | 72.3% | 72.8% | 31.2% | 5.5% | 0.0063347 | 0.061846 | 1.5304 | 12.9391 | 0.33115 | 1.7538 | 12.1763 | 8.378 | 2.1506 | 3.787 | 12.4581 | 5.411 | 7.3089 | 3.6341 | 59.3834 | 99.8046 | 55.177 | 96.1
North Coast | COTATI 110536536 | 2658 | 477 | 1395.4188 | 758 | 1531.9897 | 133 | 7.3444e-05 | 2509.0644 | 42.8448 | 0.1912 | 0.0016502 | 0.62929 | 0.91085 | {554E4D6F-0779-4CD2-B95F-DB489BEA9C8F} | 42271105 | COTATI 1105 | 36536 | 38.3142 | -122.7365 | 305 | 358 | 60809.5371 | 37.7854 | 31836.265 | 19.7822 | 28973.2721 | 25960.937 | 24566.2063 | 0.21948 | 0.0097681 | 220 | 3.7523 | 10.5835 | 2 | 2.3233 | 5.9829 | -0.76386 | 0.012038 | 0.0070982 | 2.5583 | 295.2402 | 25.0759 | 26.7242 | 0.78828 | 17.5909 | 19.4343 | 1.4412 | 94% | 96.8% | 24.9% | 23.4% | 30.4% | 71.3% | 0.12157 | 0.017038 | 2.1373 | 16.8627 | 1.8191 | 1.7962 | 11.1731 | 9.5744 | 1.6655 | 2.9711 | 16.4929 | 14.1433 | 13.8941 | 11.4749 | 49.789 | 57.552 | 34.6839 | 46.4254
Central Valley | STANISLAUS 1701circuit_breaker | 8661 | 176 | 263.1521 | 493 | 417.741 | 72 | 6.8608e-05 | 0.58971 | 105.5637 | 2.9357e-05 | 0.0038718 | 0.357 | 0.62994 | {918E0B8F-0C42-4226-8DC0-E78B4BED7E6D} | 162821701 | STANISLAUS 1701 | circuit_breaker | 38.1394 | -120.3704 | 80 | 57 | 14863.8642 |  | 10963.5629 |  | 3900.3013 | 10963.5629 | 3900.3013 | 0.27877 | 0.0049398 | 64 | 5.3896 | 13.7201 | 2 | 1.8598 | 4.7856 | 1.951 | 0.039462 | 0.0060018 | 2.7143 | 295.1186 | 46.7099 | 33.7191 | 1.2238 | 12.2876 | 14.0117 | 0.94638 | 95.3% | 94.7% | 71.6% | 65.6% | 30.4% | 52.8% | 0.033747 | 0.046385 | 1.7746 | 14.1127 | 2.7874 | 3.7923 | 13.31 | 9.4342 | 2.1545 | 3.5911 | 11.9562 | 6.3966 | 7.6345 | 4.3179 | 49.8502 | 76.2588 | 57.6969 | 89.7787
Central Coast | CAMP EVERS 210510294 | 2791 | 2708 | 5088.9372 | 3690 | 5632.447 | 125 | 0.00016254 | 0.037818 | 8.8197 | 6.1467e-06 | 0.00078604 | 0.73388 | 0.9035 | {9A213A9A-1023-49F7-ABDF-C909666FFA23} | 83622105 | CAMP EVERS 2105 | 10294 | 37.0992 | -122.0531 | 252 | 448 | 34698.2525 | 21.5605 | 13600.6961 | 8.4511 | 21097.5563 | 13600.6961 | 21097.5563 | 0.098255 | 0.020317 | 520 | 13.2566 | 25.6832 | 3 | 1.6893 | 4.1544 | -4.5898 | 0.17045 | 0.0071497 | 3.3068 | 296.7421 | 31.0168 | 28.0263 | 0.97652 | 16.0458 | 17.8563 | 0.82569 | 93.8% | 77.9% | 93.6% | 97.8% | 51.6% | 71.2% | 0.078711 | 0.053534 | 5.9027 | 19.8938 | 2.0883 | 27.7444 | 9.6312 | 8.3253 | 1.9818 | 3.6654 | 15.6833 | 10.9496 | 10.1292 | 6.8343 | 47.071 | 62.2908 | 41.1508 | 65.7381
Central Valley | PINE GROVE 110194936 | 7960 | 229 | 309.8395 | 741 | 546.1315 | 130 | 8.1825e-05 | 0.040901 | 12.6735 | 3.3092e-06 | 0.00054439 | 0.30904 | 0.56734 | {0F46298C-BD7C-494E-910E-FE65C6C90770} | 163751101 | PINE GROVE 1101 | 94936 | 38.3851 | -120.6921 | 114 | 78 | 21129.1813 | 13.1291 | 14913.8447 | 9.2671 | 6215.3367 | 14913.8447 | 6215.3367 | 0.070771 | 0.010637 | 741 | 4.5702 | 11.4727 | 2 | 1.889 | 4.7341 | -1.0118 | 0.040514 | 0.0063963 | 2.8267 | 295.5899 | 44.3974 | 31.2422 | 1.2173 | 12.806 | 14.6145 | 1.0494 | 67% | 51.3% | 80.5% | 58.5% | 28.4% | 67.6% | 0.030712 | 0.044673 | 1.55 | 14.4917 | 2.2528 | 3.4626 | 11.9424 | 8.2284 | 2.1314 | 3.8406 | 13.2132 | 6.5683 | 8.6934 | 4.4916 | 43.346 | 71.2509 | 50.1893 | 88.2782
North Coast | WILLOW CREEK 11037514 | 6664 | 946 | 1415.9167 | 1339 | 1599.4902 | 119 | 0.00015486 | 0.038556 | 20.5476 | 5.9641e-06 | 0.0016423 | 0.7065 | 0.88523 | {2ADAB335-F68D-4E0E-93A5-403C7C54DA76} | 192171103 | WILLOW CREEK 1103 | 7514 | 40.9334 | -123.6249 | 177 | 300 | 22428.986 | 13.9368 | 16087.5864 | 9.9964 | 6341.3996 | 13903.8607 | 5402.1943 | 0.19543 | 0.018429 | 222 | 11.7041 | 32.3415 | 2 | 1.8573 | 5.2632 | -0.33385 | 0.054311 | 0.0058657 | 3.6788 | 294.9575 | 36.4121 | 32.9607 | 1.1513 | 14.5209 | 17.5542 | 2.9332 | 93.9% | 88.1% | 82.3% | 88.7% | 77.6% | 25.1% | 0.22043 | 0.12072 | 3.2126 | 16.9528 | 1.6799 | 8.018 | 15.25 | 12.0287 | 2.3317 | 4.0215 | 13.5665 | 6.5705 | 8.7167 | 4.3003 | 61.6611 | 99.6476 | 50.0491 | 88.7037
North Valley | KESWICK 11011586 | 8360 | 19 | 34.5355 | 95 | 73.7088 | 24 | 0.00010995 | 1.8112 | 38.1027 | 0.00020109 | 0.0037582 | 0.2 | 0.46854 | {89760509-9943-408B-8BC5-66753273219C} | 103451101 | KESWICK 1101 | 1586 | 40.6253 | -122.4632 | 53 | 37 | 13345.0843 |  | 11919.3257 |  | 1425.7586 | 11919.3257 | 1425.7586 | 0.090197 | 0.0026389 | 68 | 3.8228 | 10.3617 | 3 | 2.07 | 6.9741 | 1.3643 | 0.0050331 | 0.0055197 | 4.4138 | 296.5435 | 48.4576 | 33.5937 | 1.5095 | 11.8011 | 14.266 | 1.6159 | 96% | 81.8% | 83.8% | 52.6% | 71.1% | 14.7% | 0.16261 | 0.0059603 | 2 | 11.1458 | 0.10609 | 0.62914 | 9.9438 | 7.076 | 2.6984 | 4.7682 | 11.6331 | 5.3835 | 7.1307 | 4.023 | 57.2951 | 81.7482 | 60.2779 | 95.901
Sierra | PLACERVILLE 210619552 | 4283 | 1607 | 2199.1888 | 3576 | 3226.2236 | 329 | 0.00014152 | 0.03962 | 14.5704 | 5.4962e-06 | 0.0010653 | 0.44938 | 0.68166 | {2C5406F6-FB2B-4C0B-9360-BB5A1B2BA52D} | 153082106 | PLACERVILLE 2106 | 19552 | 38.7437 | -120.7816 | 437 | 597 | 73896.1375 | 45.917 | 34224.6242 | 21.2662 | 39671.5133 | 34224.6242 | 39671.5133 | 0.3505 | 0.046562 | 366 | 5.353 | 12.6512 | 2.7907 | 2.0779 | 5.6072 | 1.661 | 0.06562 | 0.0058383 | 2.9764 | 295.321 | 47.1812 | 32.0907 | 1.2511 | 12.2311 | 14.0887 | 3.1778 | 72.2% | 50.4% | 97.8% | 54.6% | 35.1% | 45.1% | 0.089742 | 0.051829 | 2.5632 | 17.4968 | 3.5054 | 7.8423 | 8.391 | 6.2524 | 2.0583 | 3.9235 | 12.4873 | 5.6519 | 7.7168 | 3.75 | 53.2702 | 88.1062 | 55.0746 | 94.6863
Sierra | APPLE HILL 110413512 | 2384 | 2071 | 2664.0177 | 5807 | 4318.117 | 419 | 0.00013896 | 0.037923 | 21.0371 | 5.2702e-06 | 0.001449 | 0.35664 | 0.61694 | {54AAD7CE-E934-4821-993C-6E306524E68C} | 153661104 | APPLE HILL 1104 | 13512 | 38.7391 | -120.6678 | 629 | 1006 | 98402.7826 | 61.1448 | 49772.481 | 30.9273 | 48630.3017 | 45529.6464 | 44057.5936 | 0.60711 | 0.058223 | 260 | 9.9871 | 21.8264 | 2.837 | 2.072 | 5.8063 | 1.0258 | 0.082034 | 0.0056177 | 3.6482 | 294.1631 | 47.9396 | 31.6892 | 1.2307 | 11.787 | 13.884 | 3.0418 | 78.3% | 64.2% | 97.3% | 92% | 27.8% | 12.7% | 0.071559 | 0.055228 | 3.1379 | 16.4741 | 2.2387 | 7.5975 | 8.8297 | 6.6926 | 2.3022 | 3.9316 | 12.3883 | 5.5333 | 7.2809 | 3.8696 | 57.2832 | 92.2132 | 55.9562 | 95.1647
Central Valley | SALT SPRINGS 21028442 | 9051 | 24 | 40.1557 | 1562 | 728.8071 | 196 | 1.8946e-05 | 0.038658 | 11.4788 | 7.3846e-07 | 0.00014754 | 0.015365 | 0.055098 | {02C4638B-890A-4131-8AEF-2E0622DB34D6} | 163692102 | SALT SPRINGS 2102 | 8442 | 38.4156 | -120.1341 | 80 | 61 | 21783.4381 | 13.5356 | 19520.8754 | 12.1297 | 2262.5627 | 19520.8754 | 2262.5627 | 0.028918 | 0.0037135 | 1616 | 9.9329 | 22.2249 | 2.2231 | 2.8588 | 8.3375 | -0.075328 | 0.048765 | 0.0045287 | 3.7407 | 290.3159 | 49.5201 | 36.9715 | 0.99858 | 11.1481 | 13.326 | 1.4101 | 31.9% | 47.8% | 13.5% | 84.9% | 5.3% | 21.5% | 0.069229 | 0.078486 | 2.3333 | 12.873 | 0.17785 | 6.2231 | 14.8367 | 11.5707 | 1.7317 | 2.7306 | 10.8918 | 5.8639 | 6.3152 | 4.2495 | 68.5913 | 93.8781 | 63.4354 | 91.1157
Central Valley | COARSEGOLD 210210330 | 7662 | 306 | 413.5642 | 1044 | 776.8943 | 149 | 7.0511e-05 | 0.87649 | 4.698 | 5.2893e-05 | 0.00022682 | 0.2931 | 0.53233 | {FE7641C5-7812-4FD4-8B21-6308923D8DFD} | 254432102 | COARSEGOLD 2102 | 10330 | 37.2515 | -119.562 | 124 | 96 | 21945.6196 | 13.6364 | 15524.0665 | 9.6462 | 6421.5532 | 15524.0665 | 6421.5532 | 0.033796 | 0.010506 | 1320 | 5.836 | 15.805 | 2.9289 | 1.6702 | 4.2221 | -0.85071 | 0.030995 | 0.0058347 | 2.5261 | 294.8982 | 52.0403 | 35.0836 | 1.2769 | 11.061 | 12.5374 | 0.97191 | 42.8% | 20.9% | 72.5% | 72.9% | 48.6% | 18.6% | 0.030171 | 0.16891 | 1.8333 | 15.5833 | 2.9846 | 4.9479 | 9.0764 | 7.8442 | 2.1094 | 3.5641 | 10.5035 | 6.2678 | 6.5519 | 4.2713 | 52.5992 | 71.195 | 65.5034 | 89.242
Central Valley | PINE GROVE 11029145 | 9018 | 252 | 331.2218 | 502 | 453.2902 | 52 | 0.00013342 | 0.037818 | 62.8369 | 5.0455e-06 | 0.0036608 | 0.50199 | 0.73071 | {94C99AB4-12AC-4B39-8DBB-EDDC32F126DD} | 163751102 | PINE GROVE 1102 | 9145 | 38.4082 | -120.6204 | 46 | 48 | 7464.3327 |  | 4703.8594 |  | 2760.4733 | 4703.8594 | 2760.4733 | 0.19036 | 0.0069377 | 73 | 8.2576 | 18.6053 | 3 | 1.571 | 4.209 | -0.027488 | 0.052794 | 0.0065504 | 3.2099 | 295.3897 | 46.6785 | 32.5025 | 1.2604 | 12.0369 | 13.9124 | 2.2371 | 95.1% | 86.7% | 96.7% | 79.6% | 41.7% | 49.2% | 0.028294 | 0.045441 | 2 | 16.22 | 5.1724 | 7.3824 | 12.5053 | 8.608 | 2.131 | 3.9132 | 12.4541 | 6.3633 | 7.9274 | 4.3778 | 47.8778 | 73.1238 | 53.7957 | 89.644
Central Valley | 9280 | 3135 | 49 | 135.6487 | 1878 | 962.4312 | 111 | 2.3748e-05 | 0.038164 | 16.1785 | 9.0499e-07 | 0.00020026 | 0.026092 | 0.14094 | {EF855D85-A8A9-46E0-809B-873120E44CEB} | 162831702 |  | 9280 | 38.1992 | -120.0197 | 159 | 432 | 22009.2787 | 13.676 | 10238.6401 | 6.362 | 11770.6386 | 10238.6401 | 11770.6386 | 0.022229 | 0.0026361 | 1407 | 9.3467 | 24.1288 | 3 | 2.4526 | 5.3364 | -1.7777 | 0.074309 | 0.0045597 | 2.9731 | 291.637 | 50.1958 | 36.6202 | 1.0545 | 11.2306 | 13.1365 | 1.9404 | 39% | 58.6% | 19.1% | 88.2% | 7.5% | 24.4% | 0.13254 | 0.015285 | 6.2308 | 18.8352 | 0.26122 | 15.2683 | 13.2052 | 11.2698 | 1.7727 | 2.8571 | 10.7411 | 6.0627 | 6.1206 | 4.4908 | 67.0248 | 90.7074 | 65.5153 | 90.4774
North Coast | WILLITS 110337506 | 7594 | 1428 | 2256.8798 | 2354 | 2711.8247 | 177 | 0.00010357 | 0.040361 | 34.1083 | 4.2076e-06 | 0.0016032 | 0.60663 | 0.83224 | {58B05117-AB7A-45AA-AA55-0723582FB8F1} | 42661103 | WILLITS 1103 | 37506 | 39.4831 | -123.3611 | 100 | 63 | 25729.8459 | 15.9878 | 18589.4866 | 11.551 | 7140.3593 | 18589.4866 | 7140.3593 | 0.28376 | 0.018332 | 227 | 10.87 | 21.801 | 2 | 2.1752 | 5.6165 | -5.7173 | 0.058308 | 0.0064891 | 3.8143 | 293.6581 | 29.5505 | 28.4097 | 0.85836 | 16.5382 | 19.1304 | 0.41804 | 93.3% | 95% | 57.2% | 64.2% | 45.2% | 55.3% | 0.12217 | 0.062556 | 1.5619 | 12.9333 | 1.6164 | 8.8496 | 11.904 | 9.3834 | 1.6764 | 3.2875 | 17.1789 | 9.0369 | 10.7268 | 5.4512 | 47.8842 | 78.2531 | 34.8455 | 74.5936
North Valley | JESSUP 11012839 | 8130 | 64 | 92.5964 | 177 | 137.9258 | 27 | 0.00011511 | 6.8891 | 73.2452 | 0.0005505 | 0.0035813 | 0.36158 | 0.67135 | {8AE8ED41-96D0-4F80-9766-8898FDCEAF96} | 103441101 | JESSUP 1101 | 2839 | 40.4926 | -122.3677 | 38 | 107 | 6466.4002 |  | 2364.3372 |  | 4102.0631 | 2364.3372 | 4102.0631 | 0.096696 | 0.0031079 | 76 | 3.0713 | 8.7099 | 2 | 2.1645 | 7.9384 | -0.18924 | 0.023226 | 0.0058425 | 2.4144 | 298.4065 | 48.4836 | 34.318 | 1.6152 | 12.0594 | 14.0849 | 9.9315 | 95.1% | 94% | 85.5% | 45.4% | 96% | 32.7% | 0.37182 | 0.051613 | 5 | 19.8571 | 8.8403 | 5.7097 | 10.4583 | 7.5421 | 2.9734 | 5.0221 | 10.9881 | 5.715 | 7.2349 | 4.4014 | 63.0895 | 80.8239 | 62.1831 | 92.2369
North Coast | MOLINO 1102658 | 5067 | 717 | 1005.1844 | 1502 | 1442.1573 | 146 | 0.00014525 | 166.7719 | 22.2398 | 0.022629 | 0.001569 | 0.47736 | 0.697 | {F138D9D4-46B7-40FF-98A4-3E0C55CB9A57} | 42571102 | MOLINO 1102 | 658 | 38.4451 | -122.9104 | 153 | 128 | 25689.6107 | 15.9628 | 17538.0269 | 10.8977 | 8151.5838 | 17538.0269 | 8151.5838 | 0.22908 | 0.021207 | 238 | 10.7172 | 21.6312 | 2.783 | 1.5872 | 4.6567 | -1.5768 | 0.063064 | 0.0071065 | 3.3967 | 295.4549 | 23.9818 | 24.2467 | 0.82279 | 17.7923 | 19.8326 | 0.27527 | 92.8% | 89.5% | 78.3% | 63.1% | 39.4% | 76.1% | 0.031178 | 0.052298 | 1.8435 | 14.102 | 0.79851 | 6.3915 | 10.9272 | 8.8292 | 1.8692 | 3.1018 | 16.552 | 14.0543 | 13.5473 | 11.2584 | 45.1333 | 52.2015 | 35.2503 | 46.5419
Sierra | GRASS VALLEY 110358498 | 7910 | 82 | 146.1776 | 304 | 247.6045 | 17 | 0.00012429 | 0.038464 | 50.7892 | 4.7864e-06 | 0.0035255 | 0.26974 | 0.59037 | {F4833127-5C39-470B-A2CB-DF77602CD67E} | 152031103 | GRASS VALLEY 1103 | 58498 | 39.2089 | -121.0617 | 85 | 93 | 7155.0247 |  | 3648.0777 |  | 3506.947 | 2050.6115 | 1554.4895 | 0.059933 | 0.002113 | 78 | 6.1748 | 15.8755 | 2 | 2.0599 | 5.7493 | -1.762 | 0.06125 | 0.0055317 | 3.7417 | 294.0458 | 44.5117 | 31.7213 | 1.1117 | 12.7429 | 14.8283 | 23.6938 | 93.2% | 84.9% | 93.4% | 70.2% | 7.6% | 78.5% | 0.29222 | 0.10542 | 2.9474 | 15.1053 | 4.0592 | 12.6667 | 8.6515 | 6.8106 | 1.9284 | 3.4314 | 13.7014 | 6.1656 | 8.593 | 4.1394 | 51.7929 | 90.4586 | 49.7813 | 90.8282
Central Coast | TEMPLETON 2111A66 | 2591 | 1020 | 1782.595 | 3969 | 3621.8237 | 495 | 8.3088e-05 | 499.4435 | 15.4859 | 0.028729 | 0.00066511 | 0.25699 | 0.49218 | {B94710C5-B1CB-42E6-AC57-91B01B723998} | 183052111 | TEMPLETON 2111 | A66 | 35.5213 | -120.7126 | 682 | 773 | 101958.408 | 63.3542 | 54317.8357 | 33.7516 | 47640.5724 | 54317.8357 | 47640.5724 | 0.32923 | 0.041129 | 611 | 2.7464 | 8.549 | 2.0113 | 2.7977 | 7.816 | 0.084955 | 0.025874 | 0.0061627 | 1.1802 | 297.3171 | 39.0662 | 33.1886 | 1.1733 | 14.4158 | 15.3103 | 3.7989 | 92.1% | 89.9% | 80.6% | 47.6% | 85.9% | 37.5% | 0.14508 | 0.03366 | 2.4583 | 17.3509 | 1.5334 | 4.9925 | 8.3856 | 8.1374 | 1.9301 | 3.4821 | 13.5851 | 10.2299 | 10.3716 | 7.1734 | 48.9123 | 65.7116 | 48.8147 | 66.4536
Central Coast | BIG BASIN 11015479 | 6283 | 61 | 98.4908 | 98 | 120.7729 | 3 | 0.00019494 | 0.037818 | 17.9576 | 7.3723e-06 | 0.0034887 | 0.62245 | 0.8155 | {1F190D24-49B1-4525-8708-03EC335995FB} | 82841101 | BIG BASIN 1101 | 5479 | 37.1292 | -122.113 | 6 | 13 | 957.6921 |  | 274.045 |  | 683.6471 | 274.045 | 683.6471 | 0.010466 | 0.00058483 | 80 | 12.2681 | 28.2027 | 3 | 1.7836 | 4.3628 | -5.8707 | 0.17 | 0.0069791 | 3.4242 | 296.3651 | 31.1024 | 30.3986 | 0.95066 | 16.1799 | 18.0336 | 3.8357 | 99.8% | 91.9% | 98.2% | 99.1% | 43.2% | 76.4% | 0.18106 | 0.036667 | 6.6667 | 22 | 2.72 | 32.6667 | 10.1353 | 8.7589 | 1.8903 | 3.5448 | 15.7188 | 11.3086 | 10.6274 | 7.1778 | 53.5052 | 66.8437 | 41.431 | 64.3389
North Coast | MOLINO 1102104 | 3075 | 2013 | 3203.2667 | 3899 | 4261.757 | 339 | 0.00015862 | 12.46 | 16.5029 | 0.0023418 | 0.001545 | 0.51629 | 0.75163 | {7D5BEB0A-06FF-4975-900C-BDCD4AFAA92D} | 42571102 | MOLINO 1102 | 104 | 38.403 | -122.9214 | 444 | 420 | 64861.2629 | 40.303 | 34941.2444 | 21.7115 | 29920.0185 | 34941.2444 | 29920.0185 | 0.52375 | 0.053771 | 243 | 7.5194 | 19.1747 | 3 | 2.1224 | 5.5421 | 1.0093 | 0.055404 | 0.0071584 | 3.6365 | 293.9715 | 23.4891 | 23.8681 | 0.72712 | 17.6977 | 19.8703 | 0.36213 | 92.7% | 85.8% | 84% | 54.3% | 21.3% | 73.2% | 0.10093 | 0.059136 | 2.4806 | 16.2687 | 0.75011 | 7.1673 | 11.0638 | 9.1277 | 1.6847 | 2.835 | 16.8801 | 13.876 | 13.1011 | 10.712 | 45.0484 | 53.8821 | 34.4486 | 47.3568
Central Valley | WEST POINT 1102L3733 | 8095 | 332 | 431.3943 | 572 | 540.721 | 36 | 0.00011171 | 0.037818 | 71.9947 | 4.2245e-06 | 0.0034496 | 0.58042 | 0.79781 | {73E08A33-0EC5-4395-9E83-FEAACBFDC6EC} | 163201102 | WEST POINT 1102 | L3733 | 38.3892 | -120.5256 | 39 | 68 | 6223.3121 |  | 2820.1267 |  | 3403.1854 | 2820.1267 | 3403.1854 | 0.12419 | 0.0040214 | 82 | 12.3848 | 23.0996 | 3 | 1.5448 | 4.1356 | -4.4549 | 0.094286 | 0.0061809 | 3.0317 | 294.7622 | 43.3589 | 31.4209 | 1.1404 | 12.9226 | 14.8472 | 0.93259 | 94.9% | 88% | 94.5% | 86.3% | 10.9% | 71.4% | 0.0049955 | 0.075 | 3.3889 | 19.6389 | 14.0262 | 13.619 | 13.7512 | 9.4951 | 2.0342 | 3.4748 | 13.1358 | 6.6373 | 8.4406 | 4.6586 | 46.3246 | 74.0682 | 50.5638 | 87.1575
North Valley | PARADISE 11061212 | 3377 | 56 | 78.8193 | 95 | 98.2785 | 9 | 0.00020837 | 0.037818 | 45.8425 | 7.8801e-06 | 0.00343 | 0.58947 | 0.802 | {3A3C4FDA-6EA3-4A05-AE15-F95A09F30BC3} | 102831106 | PARADISE 1106 | 1212 | 39.7704 | -121.6136 | 97 | 88 | 14157.1519 |  | 9245.4248 |  | 4911.7271 | 9061.9313 | 4701.2217 | 0.03087 | 0.0018753 | 83 | 8.0582 | 18.1242 | 3 | 2.9468 | 8.6426 | -0.39687 | 0.020769 | 0.0058445 | 3.9887 | 295.471 | 49.4757 | 37.2984 | 1.3628 | 11.4776 | 13.6968 | 11.8409 | 94.5% | 86.9% | 99.4% | 76.9% | 48% | 2.9% | 0.098351 | 0.2 | 9.1818 | 20.4545 | 4.9892 | 7.3077 | 12.5733 | 9.1972 | 2.4389 | 4.3924 | 12.4608 | 5.2191 | 7.7533 | 3.4736 | 61.8632 | 113.1924 | 55.2599 | 98.1275
Sierra | VACAVILLE 110941782 | 5006 | 5 | 8.6487 | 12 | 11.3555 | 6 | 3.2272e-05 | 3690.6406 | 248.7911 | 0.12317 | 0.0034128 | 0.41667 | 0.76163 | {D12E3D2F-1998-4DA6-942A-7BE316909F83} | 63601109 | VACAVILLE 1109 | 41782 | 38.3384 | -121.9865 | 61 | 34 | 3585.114 |  | 2742.127 |  | 842.987 | 1089.8371 | 99.6171 | 0.020477 | 0.00019363 | 84 | 1.2653 | 5.0391 | 2 | 3.2776 | 7.7289 | 5.1211 | 0.014118 | 0.0065354 | 1.5549 | 297.9345 | 43.7015 | 39.3698 | 1.31 | 13.2056 | 14.5153 | 24.8742 | 92.4% | 99.7% | 9.5% | 10.2% | 64.4% | 91.2% | 0.044204 | 0.11353 | 1.2857 | 12.2857 | 0.23471 | 0.70588 | 8.2735 | 7.5533 | 2.4108 | 4.1807 | 11.6253 | 7.8826 | 8.9311 | 5.2772 | 62.6541 | 80.8881 | 57.1614 | 79.9769
Central Coast | TEMPLETON 2113A10 | 5717 | 788 | 1538.3951 | 1848 | 2124.124 | 273 | 0.00011087 | 1.7945 | 10.2118 | 0.00018955 | 0.00061732 | 0.42641 | 0.72425 | {E6F3FB48-7B73-44A2-9D22-75A3F05024E8} | 183052113 | TEMPLETON 2113 | A10 | 35.4107 | -120.5657 | 320 | 285 | 70409.867 | 43.7508 | 49852.2593 | 30.9768 | 20557.6077 | 49852.2593 | 20557.6077 | 0.16853 | 0.030266 | 647 | 1.2813 | 4.2667 | 2.9476 | 2.5075 | 6.3722 | -1.0616 | 0.012337 | 0.0059946 | 1.5116 | 298.6873 | 42.4248 | 36.2459 | 1.3545 | 13.8022 | 14.8093 | 0.40947 | 91.4% | 82.1% | 86.1% | 19.2% | 94.9% | 22.9% | 0.069865 | 0.023626 | 1.5685 | 14.4444 | 2.1496 | 2.6176 | 8.0175 | 8.5052 | 2.2258 | 3.9472 | 12.185 | 9.1289 | 8.382 | 5.9422 | 54.2137 | 72.4537 | 56.1548 | 74.5396
North Coast | WILLITS 110391948 | 4613 | 416 | 529.9356 | 618 | 641.5347 | 68 | 0.00010169 | 13.053 | 68.1535 | 0.0011478 | 0.0033949 | 0.67314 | 0.82604 | {69FCB8B8-95BC-4541-BD6A-BC578FAA27C9} | 42661103 | WILLITS 1103 | 91948 | 39.4275 | -123.3154 | 90 | 85 | 17830.6584 |  | 11902.8785 |  | 5927.7798 | 11264.7541 | 5574.3088 | 0.23085 | 0.0069148 | 86 | 3.7033 | 11.0943 | 2.2128 | 1.9823 | 5.7494 | -1.2844 | 0.030213 | 0.006437 | 3.5001 | 293.6012 | 27.1736 | 27.0454 | 0.80504 | 17.1275 | 19.6204 | 0.76552 | 99% | 98.8% | 55.6% | 26.1% | 34.8% | 60.6% | 0.080539 | 0.06844 | 1.9545 | 15.3295 | 2.6688 | 4.383 | 12.032 | 9.5972 | 1.6205 | 3.154 | 17.6722 | 10.2468 | 11.4518 | 5.9062 | 46.768 | 73.6916 | 32.4755 | 69.196
Sierra | APPLE HILL 21027502 | 3416 | 1989 | 2544.0882 | 4358 | 3669.4187 | 361 | 0.0001367 | 2.3726 | 184.7553 | 0.00029976 | 0.011059 | 0.4564 | 0.69332 | {9A017637-BE00-49D7-B59C-C46979127E1F} | 153662102 | APPLE HILL 2102 | 7502 | 38.6828 | -120.6611 | 395 | 436 | 70172.2775 | 43.6031 | 37014.7956 | 23 | 33157.4819 | 37014.7956 | 33157.4819 | 3.9923 | 0.049348 | 5 | 8.9802 | 20.1449 | 2.8702 | 2.0206 | 5.2157 | -0.20851 | 0.070165 | 0.0056953 | 3.5159 | 294.3306 | 47.0919 | 30.9128 | 1.2103 | 12.0508 | 14.0969 | 0.86483 | 99.5% | 98.7% | 97.1% | 85.1% | 22.9% | 32.7% | 0.077486 | 0.076312 | 2 | 17.0962 | 4.3724 | 5.2773 | 9.0548 | 6.0777 | 2.0987 | 3.7649 | 12.9925 | 6.0343 | 8.2615 | 4.1586 | 46.937 | 77.0727 | 52.5661 | 91.5976
Sierra | COLUMBIA HILL 1101circuit_breaker | 1557 | 1467 | 2169.8231 | 4871 | 4019.3071 | 557 | 0.00013621 | 0.079274 | 39.7411 | 9.7149e-06 | 0.0026575 | 0.30117 | 0.53985 | {472D2B95-5CE0-4AF5-93B6-7762ECA68067} | 152471101 | COLUMBIA HILL 1101 | circuit_breaker | 39.3318 | -121.1013 | 505 | 480 | 99012.0847 | 61.5234 | 63408.1463 | 39.4001 | 35603.9384 | 63408.1463 | 35603.9384 | 1.4803 | 0.075869 | 121 | 5.5252 | 13.8335 | 2.7865 | 2.1428 | 6.5187 | -0.079133 | 0.04755 | 0.005742 | 3.9095 | 296.0449 | 46.4648 | 34.045 | 1.3084 | 12.2377 | 14.3813 | 0.84836 | 88% | 79.6% | 96.8% | 62% | 61.7% | 46.3% | 0.028813 | 0.079306 | 2.0109 | 15.5657 | 1.1126 | 2.738 | 9.971 | 7.4318 | 1.9991 | 3.4262 | 12.8904 | 5.9533 | 7.6397 | 4.1636 | 56.685 | 93.0323 | 53.4415 | 92.0241
Central Valley | CURTIS 1704803 | 2907 | 584 | 826.2171 | 2097 | 1558.0397 | 138 | 8.8177e-05 | 0.042154 | 22.6122 | 3.5561e-06 | 0.001063 | 0.27849 | 0.53029 | {A3304E07-DDA8-4961-A6C8-06DAE01202AE} | 163351704 | CURTIS 1704 | 803 | 38.0417 | -120.3867 | 120 | 126 | 22792.508 | 14.1626 | 15628.5101 | 9.7111 | 7163.9979 | 15628.5101 | 7163.9979 | 0.14669 | 0.012168 | 370 | 6.2624 | 14.6597 | 2.3198 | 2.0252 | 5.6394 | 1.1744 | 0.054775 | 0.0057759 | 2.2861 | 295.909 | 47.5391 | 34.6617 | 1.2763 | 12.3007 | 13.8955 | 1.0795 | 83.4% | 69.2% | 84.3% | 69.6% | 48.3% | 53.9% | 0.009576 | 0.10851 | 1.7286 | 16.2857 | 5.3216 | 9.4459 | 11.689 | 8.493 | 2.1622 | 3.773 | 11.9187 | 6.3092 | 7.8628 | 4.2048 | 52.0679 | 82.8115 | 58.2177 | 90.8749
Central Coast | POINT MORETTI 110110726 | 3711 | 2637 | 5418.8877 | 3530 | 5956.7417 | 179 | 0.0001143 | 0.043277 | 9.0325 | 4.7507e-06 | 0.00054385 | 0.74703 | 0.90971 | {F7013B1A-D0D7-4319-B5E7-A5441451D41D} | 82931101 | POINT MORETTI 1101 | 10726 | 37.0614 | -122.1489 | 226 | 233 | 31898.8207 | 19.8211 | 17020.6225 | 10.5762 | 14878.1981 | 17020.6225 | 14878.1981 | 0.097348 | 0.020459 | 742 | 8.4806 | 20.0473 | 3 | 2.2756 | 5.9286 | 0.7792 | 0.085966 | 0.0067541 | 4.5065 | 294.3282 | 38.6555 | 35.3945 | 0.97112 | 14.0106 | 16.0403 | 0.73023 | 89.6% | 78.5% | 86.3% | 82.2% | 49.5% | 28.4% | 0.062222 | 0.081931 | 2.5829 | 17.8514 | 1.1139 | 15.1502 | 10.4429 | 9.0877 | 1.7168 | 3.548 | 14.6707 | 8.3867 | 9.1986 | 5.7307 | 56.8719 | 82.9968 | 46.2768 | 76.8871
North Coast | COTATI 1102464 | 334 | 43 | 141.1738 | 58 | 148.4443 | 19 | 6.4836e-05 | 1551.5924 | 70.2625 | 0.10398 | 0.0033331 | 0.74138 | 0.95102 | {052E7662-01A4-4535-9504-141A4B8BDCED} | 42271102 | COTATI 1102 | 464 | 38.3002 | -122.7116 | 195 | 303 | 30495.6554 |  | 13038.4156 |  | 17457.2398 | 2945.14 | 1822.1824 | 0.063328 | 0.0012319 | 91 | 2.2529 | 7.2304 | 2 | 2.1176 | 5.7827 | -0.91408 | 0.0086667 | 0.007071 | 2.405 | 295.3383 | 26.3609 | 27.6983 | 0.79984 | 17.3407 | 19.0574 | 6.3147 | 98.8% | 98.9% | 14.8% | 7.3% | 33.4% | 63.8% | 0.27367 | 0.019333 | 2.2059 | 17 | 1.6367 | 1.2889 | 10.883 | 9.2778 | 1.6854 | 3.0334 | 16.2732 | 13.7999 | 13.484 | 10.7043 | 50.0502 | 58.3402 | 35.8091 | 48.3618
Sierra | CLARKSVILLE 210575884 | 6968 | 66 | 169.5738 | 323 | 254.2892 | 78 | 5.28e-05 | 256.5983 | 114.4456 | 0.014229 | 0.0033321 | 0.20433 | 0.66685 | {398A55C4-A233-41E8-986A-9CEE99885341} | 153612105 | CLARKSVILLE 2105 | 75884 | 38.6553 | -121.0511 | 132 | 73 | 24976.812 |  | 18035.3275 |  | 6941.4845 | 17165.4943 | 6941.4845 | 0.2599 | 0.0041184 | 92 | 1.6097 | 5.8896 | 2.6853 | 2.4852 | 6.0802 | -0.044908 | 0.015948 | 0.0062846 | 2.2103 | 297.1042 | 46.0453 | 33.0968 | 1.3229 | 12.66 | 14.2317 | 4.909 | 91.5% | 95.2% | 22.2% | 14.9% | 75.6% | 76.1% | 0.13862 | 0.020293 | 1.5254 | 13.8475 | 0.80905 | 1.3922 | 7.5725 | 5.6902 | 2.4377 | 4.1652 | 12.8152 | 6.6506 | 8.629 | 4.4042 | 50.0256 | 78.7709 | 54.6719 | 88.2018
Central Valley | MIWUK 170153038 | 2108 | 60 | 87.1408 | 1913 | 990.1269 | 103 | 3.723e-05 | 0.038617 | 75.0849 | 1.4377e-06 | 0.0013653 | 0.031364 | 0.08801 | {AA9722DD-9A20-411C-A91B-FCD027C3242A} | 163661701 | MIWUK 1701 | 53038 | 38.087 | -120.1534 | 143 | 426 | 22831.9294 | 14.1871 | 10691.9033 | 6.6437 | 12140.026 | 10691.9033 | 12140.026 | 0.14062 | 0.0038347 | 279 | 10.6103 | 26.1559 | 3 | 2.3812 | 5.308 | -0.87116 | 0.078468 | 0.0047549 | 3.0046 | 292.3602 | 50.6362 | 34.0339 | 1.12 | 11.1989 | 13.0705 | 2.5987 | 86.5% | 88.7% | 37.9% | 90.2% | 8.4% | 23.3% | 0.1349 | 0.10856 | 6.3768 | 19.4783 | 0.8591 | 17.2342 | 10.9747 | 9.039 | 1.9068 | 3.1107 | 10.6565 | 5.8968 | 6.4321 | 4.1876 | 56.7413 | 74.1551 | 65.1599 | 91.8363
Sierra | PLACERVILLE 210619732 | 1440 | 629 | 908.4115 | 1532 | 1352.3037 | 133 | 0.00013299 | 0.037818 | 2.2653 | 5.0294e-06 | 0.00024441 | 0.41057 | 0.67175 | {A0663868-57FC-4799-ACA3-0DE33205B8E0} | 153082106 | PLACERVILLE 2106 | 19732 | 38.7368 | -120.7839 | 326 | 990 | 49915.2263 | 31.016 | 14586.2182 | 9.0635 | 35329.0081 | 14586.2182 | 35285.1254 | 0.032506 | 0.017688 | 1273 | 4.1596 | 11.5736 | 2.6933 | 2.1428 | 5.8262 | 0.022765 | 0.08362 | 0.0058675 | 3.0214 | 295.1652 | 46.7447 | 31.7755 | 1.2331 | 12.3217 | 14.1909 | 17.2185 | 29.5% | 9.6% | 96.3% | 50.2% | 29% | 50.5% | 0.046787 | 0.079799 | 1.7335 | 15.9886 | 2.8929 | 4.9829 | 10.4217 | 6.8558 | 2.1232 | 3.5996 | 12.7866 | 6.1023 | 7.9694 | 4.2333 | 46.8929 | 75.4825 | 53.2923 | 91.0206
North Valley | KANAKA 1101circuit_breaker | 9108 | 139 | 222.7749 | 373 | 343.1678 | 74 | 0.00011996 | 0.040192 | 65.1605 | 4.812e-06 | 0.0032902 | 0.37265 | 0.64917 | {0C0686BD-4FFD-40DF-98D5-F53EB4C7C859} | 103221101 | KANAKA 1101 | circuit_breaker | 39.5752 | -121.3056 | 63 | 25 | 9321.2728 |  | 7526.6787 |  | 1794.594 | 7526.6787 | 1794.594 | 0.24348 | 0.0088768 | 95 | 5.4488 | 12.0801 | 2.7527 | 2.451 | 7.2837 | 1.6548 | 0.044731 | 0.0056366 | 3.8723 | 295.5412 | 48.0213 | 34.8355 | 1.3076 | 11.849 | 14.0293 | 0.79955 | 93.6% | 92.5% | 87.6% | 57.2% | 38.2% | 17.6% | 0.017964 | 0.043333 | 1.9796 | 11.5918 | 1.8006 | 4.0108 | 12.4184 | 8.3843 | 2.2587 | 3.9689 | 12.5519 | 5.5748 | 7.8899 | 3.8214 | 56.5658 | 96.759 | 54.5166 | 94.6583
Central Valley | CURTIS 170411290 | 1923 | 202 | 296.236 | 798 | 530.7585 | 113 | 4.0308e-05 | 24.0235 | 29.6878 | 0.0010581 | 0.00066016 | 0.25313 | 0.55814 | {5B03EFF1-F12F-4656-8D60-84D55FFB9841} | 163351704 | CURTIS 1704 | 11290 | 38.0065 | -120.347 | 113 | 109 | 22972.4339 | 14.2744 | 12662.0411 | 7.8678 | 10310.3929 | 12662.0411 | 10310.3929 | 0.074598 | 0.0045548 | 615 | 4.761 | 12.626 | 2.0184 | 2.289 | 5.4492 | -0.38828 | 0.043088 | 0.0055116 | 2.4016 | 295.0871 | 49.5534 | 36.892 | 1.2573 | 11.8108 | 13.4515 | 0.57883 | 73.6% | 73.3% | 40.8% | 62.3% | 40.6% | 42.8% | 0.042998 | 0.084478 | 1.9 | 16.8 | 1.8705 | 3.6774 | 11.1358 | 8.1368 | 2.0845 | 3.7565 | 11.4231 | 5.8891 | 7.3435 | 3.936 | 56.1023 | 88.2185 | 61.0414 | 93.4924
Sierra | APPLE HILL 110412842 | 4647 | 1385 | 1920.6701 | 3369 | 2795.2537 | 259 | 0.00012904 | 0.7552 | 22.8113 | 6.6168e-05 | 0.0014131 | 0.4111 | 0.68712 | {04FA73EB-B797-476B-86A7-C1CFAD605BCA} | 153661104 | APPLE HILL 1104 | 12842 | 38.7537 | -120.6796 | 383 | 643 | 63105.1251 | 39.2118 | 26827.6373 | 16.67 | 36277.4878 | 24430.5416 | 33083.1888 | 0.366 | 0.033421 | 267 | 10.2267 | 22.8122 | 2.4756 | 2.0196 | 5.6288 | 1.6079 | 0.085673 | 0.0056364 | 3.5412 | 294.4605 | 47.9843 | 31.6082 | 1.2467 | 11.8011 | 13.8664 | 2.4559 | 78% | 67.3% | 95.9% | 93.9% | 33.7% | 13.4% | 0.099632 | 0.047818 | 4.2 | 19.4878 | 2.703 | 11.0256 | 11.756 | 7.6618 | 2.136 | 3.5731 | 12.5899 | 5.8639 | 7.5999 | 3.9957 | 48.3012 | 80.0017 | 54.7313 | 93.0828
Sierra | FORESTHILL 110175340 | 7679 | 545 | 678.4982 | 1091 | 909.7131 | 88 | 0.00011427 | 6.2275 | 63.9543 | 0.00067316 | 0.003244 | 0.49954 | 0.74584 | {8414F562-3617-4BAD-BBB4-DAC100815794} | 152181101 | FORESTHILL 1101 | 75340 | 39.0023 | -120.8592 | 104 | 73 | 12607.2916 |  | 8005.6151 |  | 4601.6765 | 8005.6151 | 4601.6765 | 0.28547 | 0.010056 | 98 | 10.268 | 20.6404 | 3 | 1.7027 | 5.0701 | 0.90849 | 0.066387 | 0.0055395 | 3.5295 | 295.0792 | 50.6774 | 34.4845 | 1.3409 | 11.2072 | 13.246 | 1.311 | 90.5% | 87.7% | 88.8% | 86.3% | 85.9% | 5.1% | 0.080536 | 0.069916 | 2.125 | 15.4125 | 3.5556 | 9.1681 | 8.3503 | 6.3742 | 2.2164 | 3.9947 | 12.1645 | 5.4042 | 7.3001 | 3.6959 | 56.8298 | 90.6286 | 56.7952 | 96.02
Bay Area | CALISTOGA 110189150 | 8719 | 945 | 1362.7977 | 1716 | 1801.1553 | 121 | 0.00013394 | 6.5257 | 1.2217 | 0.0006834 | 0.00014677 | 0.5507 | 0.75662 | {58845AAB-F485-40BF-95E3-3DEA7E272B5E} | 42711101 | CALISTOGA 1101 | 89150 | 38.6092 | -122.5912 | 128 | 119 | 23119.5087 | 14.3658 | 15360.2828 | 9.5445 | 7759.2259 | 15360.2828 | 7759.2259 | 0.017759 | 0.016206 | 1619 | 9.2756 | 17.811 | 2.9057 | 2.2726 | 6.6081 | 0.0010383 | 0.051934 | 0.006708 | 3.0447 | 295.2443 | 38.0748 | 31.444 | 1.0422 | 14.4876 | 16.4267 | 0.80424 | 75.7% | 48.5% | 93.3% | 85.3% | 77% | 23.8% | 0.15243 | 0.044292 | 2.1207 | 14.5405 | 3.4484 | 8.0943 | 10.5433 | 7.6942 | 2.0405 | 3.6992 | 14.5547 | 7.5787 | 8.1005 | 4.6212 | 49.6158 | 81.2923 | 47.8542 | 83.294
Sierra | FORESTHILL 11011820 | 6921 | 374 | 490.2239 | 702 | 629.6905 | 76 | 7.1986e-05 | 0.044608 | 79.9902 | 3.2197e-06 | 0.0032154 | 0.53276 | 0.77852 | {D7E3765B-F7D8-4BEF-8206-669D15220FDF} | 152181101 | FORESTHILL 1101 | 1820 | 39.0337 | -120.7963 | 68 | 25 | 11268.0103 |  | 8970.0583 |  | 2297.952 | 8970.0583 | 2297.952 | 0.24437 | 0.0054709 | 100 | 13.0196 | 21.0729 | 3 | 1.7374 | 4.8885 | 0.669 | 0.07016 | 0.0053305 | 3.9385 | 293.9289 | 51.7024 | 34.1806 | 1.3019 | 10.7989 | 12.9894 | 0.79158 | 90.2% | 92.9% | 42.9% | 87.6% | 57.6% | 0.7% | 0.02081 | 0.04016 | 1.5965 | 11.5614 | 2.7558 | 5.616 | 9.3444 | 6.7971 | 2.1513 | 3.8238 | 11.6935 | 5.1565 | 6.398 | 3.5321 | 58.5754 | 88.4757 | 59.2007 | 97.7551
Sierra | GRASS VALLEY 11012766 | 3925 | 140 | 190.4454 | 346 | 286.4578 | 50 | 9.9643e-05 | 0.037818 | 45.4441 | 3.7683e-06 | 0.0032066 | 0.40462 | 0.66483 | {B420824B-DD3F-4FE1-8D52-CD4BC6F64A66} | 152031101 | GRASS VALLEY 1101 | 2766 | 39.198 | -121.0559 | 45 | 55 | 9560.6495 |  | 5407.6674 |  | 4152.9822 | 5321.5191 | 4152.9822 | 0.16033 | 0.0049821 | 101 | 5.7296 | 13.025 | 2.6447 | 2.0502 | 6.058 | 1.1413 | 0.052895 | 0.0054977 | 3.7669 | 293.9819 | 44.771 | 31.7973 | 1.1136 | 12.6683 | 14.7608 | 3.2313 | 90% | 82.1% | 74.6% | 56.3% | 8.3% | 76.6% | 0.23278 | 0.090526 | 2.413 | 16.6522 | 3.1022 | 4.5526 | 8.6198 | 6.7797 | 1.9344 | 3.431 | 13.6179 | 6.136 | 8.513 | 4.1307 | 52.1614 | 90.4044 | 50.129 | 90.972
Sierra | EL DORADO PH 210219542 | 4045 | 521 | 680.3113 | 2239 | 1418.3535 | 143 | 0.00012852 | 0.037818 | 12.6122 | 4.8603e-06 | 0.00078326 | 0.23269 | 0.47965 | {62F80FAB-48ED-40CA-B9E7-9219C832B45F} | 152762102 | EL DORADO PH 2102 | 19542 | 38.7615 | -120.5801 | 259 | 556 | 38046.911 | 23.6413 | 15104.0184 | 9.3852 | 22942.8925 | 15104.0184 | 22942.8925 | 0.11201 | 0.018378 | 521 | 11.9547 | 26.2626 | 3 | 2.1726 | 6.3519 | 0.66453 | 0.1087 | 0.0053399 | 3.7815 | 294.1326 | 48.2096 | 32.4862 | 1.2451 | 11.697 | 13.846 | 4.8099 | 63.4% | 45.1% | 95.6% | 96.8% | 33.2% | 10.5% | 0.0279 | 0.060056 | 1.9072 | 16.3924 | 3.1517 | 6.5406 | 8.1638 | 6.3244 | 2.0937 | 3.9573 | 12.4667 | 5.6388 | 7.8628 | 3.7395 | 54.5369 | 90.0764 | 55.0461 | 94.7723
North Valley | FRENCH GULCH 11012905 | 6835 | 292 | 428.525 | 598 | 584.824 | 115 | 5.1736e-05 | 0.29003 | 6.4595 | 1.5169e-05 | 0.00016119 | 0.48829 | 0.73274 | {B0EE660F-07F5-4C10-A48E-D83518A24C12} | 103381101 | FRENCH GULCH 1101 | 2905 | 40.7199 | -122.6295 | 101 | 102 | 23359.3837 | 14.5149 | 15608.0555 | 9.6984 | 7751.3281 | 15608.0555 | 7751.3281 | 0.018537 | 0.0059497 | 1563 | 5.712 | 13.6053 | 2 | 2.0842 | 6.4427 | -7.4737 | 0.015957 | 0.0051054 | 3.1774 | 293.9045 | 44.9393 | 31.8067 | 1.2027 | 12.7421 | 15.0576 | 0.50039 | 36.7% | 34% | 44.2% | 61% | 28.3% | 78.3% | 0.14493 | 0.040739 | 1.6721 | 14.9426 | 4.6505 | 2.6 | 9.5808 | 6.7758 | 2.2673 | 3.9628 | 11.9574 | 5.984 | 7.4398 | 4.2084 | 54.654 | 77.4004 | 58.2507 | 92.4026
North Valley | BUCKS CREEK 1103338520 | 1663 | 132 | 304.4407 | 868 | 640.4113 | 127 | 2.5287e-05 | 0.038726 | 10.4093 | 9.8713e-07 | 0.00014757 | 0.15207 | 0.47538 | {788A24F0-B95A-4429-91A6-A78EF0DB40D4} | 102211103 | BUCKS CREEK 1103 | 338520 | 39.8921 | -121.2043 | 126 | 241 | 23519.8263 | 14.6146 | 12890.8329 | 8.01 | 10628.9934 | 12303.5892 | 9682.1978 | 0.018742 | 0.0032114 | 1615 | 10.1829 | 34.8479 | 2.686 | 2.8375 | 8.3265 | -2.5972 | 0.058721 | 0.0046238 | 6.3316 | 289.0481 | 47.0739 | 37.5061 | 0.9688 | 11.4575 | 14.2254 | 0.68363 | 35.8% | 45.4% | 19.1% | 98.3% | 4.3% | 2% | 0.15469 | 0.042449 | 3.1696 | 17.1429 | 1.084e-14 | 5.0465 | 13.8348 | 10.8399 | 1.6557 | 3.039 | 12.7748 | 5.3665 | 6.8965 | 3.839 | 66.1158 | 116.4143 | 54.7427 | 95.3332
Sierra | APPLE HILL 110497086 | 5621 | 1915 | 2607.6785 | 3746 | 3568.7217 | 420 | 0.00012851 | 0.13577 | 61.1225 | 1.3671e-05 | 0.0037499 | 0.51121 | 0.7307 | {E9B2D551-2CAF-489B-9D1C-4D1BCFDB0559} | 153661104 | APPLE HILL 1104 | 97086 | 38.7653 | -120.7046 | 439 | 539 | 76470.8405 | 47.5169 | 41232.2745 | 25.6206 | 35238.566 | 41232.2745 | 35238.566 | 1.5749 | 0.053974 | 70 | 9.2565 | 21.2354 | 3 | 1.8884 | 4.8559 | 1.2773 | 0.061447 | 0.0056296 | 3.4256 | 294.9222 | 48.2704 | 32.1799 | 1.2774 | 11.8022 | 13.8341 | 0.96684 | 93.9% | 87.2% | 95.4% | 88.8% | 44.1% | 13.9% | 0.041243 | 0.12179 | 1.7143 | 15.3587 | 2.89 | 6.4811 | 8.5856 | 6.2429 | 2.0497 | 3.8831 | 12.7767 | 5.7724 | 7.8644 | 3.8266 | 51.6025 | 86.5143 | 53.9941 | 93.9319
North Coast | UKIAH 1111534 | 3596 | 819 | 1176.5243 | 989 | 1263.6373 | 154 | 0.00010056 | 1.0725 | 32.697 | 0.0001005 | 0.0015442 | 0.82811 | 0.93106 | {CD599840-F925-4A8F-AC72-601D0F3A1898} | 42771111 | UKIAH 1111 | 534 | 39.1765 | -123.2122 | 181 | 143 | 49479.8994 | 30.7455 | 33746.6437 | 20.9692 | 15733.2557 | 30274.4024 | 12477.0499 | 0.2378 | 0.015487 | 244 | 5.5021 | 13.2755 | 2 | 2.7332 | 6.7687 | 2.2499 | 0.032186 | 0.0063744 | 3.1244 | 295.1414 | 33.7958 | 35.0949 | 1.0279 | 15.4336 | 17.6796 | 0.86307 | 92.5% | 93.6% | 54.6% | 35.7% | 66.2% | 42.2% | 0.069924 | 0.061567 | 1.2763 | 12.4934 | 0.26474 | 2.0392 | 13.3769 | 11.023 | 2.083 | 3.7049 | 15.304 | 8.6167 | 9.7394 | 5.3708 | 61.0566 | 94.8737 | 42.2374 | 76.5468
North Valley | VOLTA 11029742 | 5536 | 495 | 506.3173 | 1903 | 1075.4576 | 135 | 6.8209e-05 | 0.037818 | 41.1834 | 2.5795e-06 | 0.0012999 | 0.26012 | 0.47079 | {AB82846E-3FC2-48BC-9399-AD766892B309} | 102541102 | VOLTA 1102 | 9742 | 40.518 | -121.7552 | 185 | 229 | 23878.6309 | 14.8375 | 14622.5954 | 9.0861 | 9256.0355 | 14622.5954 | 9256.0355 | 0.17549 | 0.0092082 | 295 | 13.2088 | 25.3014 | 2.974 | 1.903 | 5.6061 | -0.010323 | 0.073021 | 0.0050121 | 3.3173 | 291.6223 | 40.1634 | 27.2313 | 0.98209 | 13.4871 | 16.1633 | 0.86711 | 80.9% | 83.9% | 57.5% | 92.8% | 6.1% | 92.2% | 0.00094124 | 0.096354 | 2.4118 | 17.1111 | 0.19094 | 9.9115 | 8.5437 | 6.2631 | 1.7594 | 3.2437 | 14.4078 | 6.6435 | 7.8198 | 4.664 | 44.644 | 71.3643 | 47.5287 | 87.7498
North Coast | DUNBAR 1102261774 | 5242 | 570 | 814.9824 | 1867 | 1562.4116 | 171 | 0.00011179 | 0.80834 | 22.5841 | 8.4711e-05 | 0.0014824 | 0.3053 | 0.52162 | {8D2AE911-21EF-4120-9FA6-1DB73A9C79A1} | 43071102 | DUNBAR 1102 | 261774 | 38.3787 | -122.5531 | 205 | 179 | 31981.2424 | 19.8723 | 21759.8537 | 13.521 | 10221.3888 | 21759.8537 | 10221.3888 | 0.25348 | 0.019116 | 255 | 4.404 | 11.9896 | 2.4099 | 2.6489 | 7.1227 | -0.15585 | 0.044276 | 0.0066683 | 3.1381 | 295.4455 | 34.4165 | 30.5136 | 0.98742 | 15.1047 | 16.9725 | 0.63712 | 92% | 90.2% | 63.5% | 30.5% | 61.8% | 36.2% | 0.2896 | 0.057915 | 2.0806 | 15.1237 | 2.2783 | 6.5972 | 9.6424 | 7.8507 | 1.9465 | 3.5573 | 15.1382 | 9.7899 | 10.2544 | 6.8309 | 50.4348 | 70.0048 | 42.2082 | 69.3769
North Valley | GRAYS FLAT 0401circuit_breaker | 3860 | 915 | 1187.961 | 1385 | 1442.2152 | 166 | 1.4995e-05 | 0.13429 | 2.1457 | 1.5241e-06 | 2.4283e-05 | 0.66065 | 0.82371 | {0DD81C15-0750-470B-8405-5D786A5E8465} | 102530401 | GRAYS FLAT 0401 | circuit_breaker | 40.0221 | -121.0642 | 96 | 126 | 23918.2906 | 14.8622 | 17210.1208 | 10.6939 | 6708.1698 | 17210.1208 | 6708.1698 | 0.004031 | 0.0024892 | 2588 | 7.9985 | 17.8339 | 2 | 1.7827 | 5.8081 | -5.3745 | 0.049432 | 0.0045536 | 2.604 | 292.7467 | 47.846 | 39.0848 | 1.1428 | 11.8984 | 13.9078 | 0.95415 | 11.8% | 17% | 11.3% | 75.7% | 25.7% | 21.1% | 0.15429 | 0.061616 | 2.0283 | 13.8962 | 2.8484 | 6.048 | 14.045 | 11.0495 | 2.042 | 3.5076 | 11.8966 | 5.7275 | 7.1486 | 4.4007 | 68.3585 | 107.7851 | 59.1178 | 92.9601
North Valley | ORO FINO 110265932 | 3255 | 244 | 311.167 | 675 | 520.656 | 76 | 0.0001137 | 0.038685 | 53.9649 | 4.3939e-06 | 0.0030347 | 0.36148 | 0.59764 | {EE93E5CE-FD33-44EC-A329-FBA8C511073C} | 103031102 | ORO FINO 1102 | 65932 | 39.8708 | -121.6504 | 77 | 61 | 11700.8582 |  | 6996.2918 |  | 4704.5664 | 6996.2918 | 4704.5664 | 0.23064 | 0.0086409 | 110 | 7.9602 | 15.274 | 3 | 2.3523 | 6.8943 | 1.515 | 0.073056 | 0.0053608 | 4.1159 | 295.3355 | 48.7486 | 37.0953 | 1.3484 | 11.6788 | 14.021 | 0.73965 | 92.2% | 91% | 84.7% | 66.8% | 45.1% | 9.8% | 0.018682 | 0.10917 | 2.0294 | 14.9385 | 2.4544 | 6.25 | 12.1723 | 9.1219 | 2.4399 | 4.2699 | 13.0257 | 5.3028 | 7.6242 | 3.4608 | 60.7424 | 111.7538 | 53.6864 | 97.7051
North Coast | KONOCTI 110275382 | 2908 | 1605 | 2182.493 | 2620 | 2741.6382 | 307 | 0.00013901 | 5.3583 | 21.913 | 0.00052668 | 0.0013998 | 0.6126 | 0.79605 | {3635FD5D-8230-40C4-B52D-81B9839A55A9} | 43311102 | KONOCTI 1102 | 75382 | 38.9065 | -122.6735 | 280 | 539 | 67660.3249 | 42.0423 | 37575.1016 | 23.3481 | 30085.2233 | 35775.2475 | 29767.2205 | 0.42974 | 0.042676 | 269 | 6.539 | 13.6551 | 2.839 | 3.1496 | 7.9309 | -1.8206 | 0.040057 | 0.0059986 | 3.0767 | 295.4696 | 46.7181 | 36.2628 | 1.2914 | 12.4772 | 14.4556 | 0.75296 | 91.5% | 89.1% | 75.6% | 36.3% | 99.1% | 0.3% | 0.09245 | 0.12085 | 2.6835 | 16.8514 | 3.5188 | 4.9621 | 10.0475 | 7.4619 | 2.3462 | 4.2952 | 12.7033 | 5.8052 | 7.0157 | 3.7171 | 58.4589 | 91.6875 | 55.418 | 93.74
North Coast | MOLINO 1101322 | 4087 | 1654 | 2796.1422 | 3123 | 3595.0828 | 233 | 0.00014384 | 102.8355 | 16.9167 | 0.013568 | 0.0013743 | 0.52962 | 0.77777 | {87C4E1DE-229A-456D-853B-731F9308D34F} | 42571101 | MOLINO 1101 | 322 | 38.3868 | -122.8901 | 327 | 398 | 52233.4484 | 32.4564 | 25513.0579 | 15.8531 | 26720.3905 | 24774.6668 | 26144.891 | 0.32022 | 0.033514 | 276 | 6.8437 | 19.679 | 2.4101 | 2.0058 | 5.3331 | 0.50578 | 0.057037 | 0.0071296 | 2.9115 | 295.3481 | 23.5274 | 24.527 | 0.79034 | 17.9099 | 19.8928 | 0.69819 | 91.3% | 85.9% | 77.8% | 55.5% | 31.1% | 79.5% | 0.087573 | 0.054233 | 2.5219 | 17.854 | 2.5966 | 8.2619 | 11.1761 | 9.285 | 1.7416 | 2.9969 | 16.7747 | 14.3604 | 14.0308 | 11.6112 | 45.9087 | 53.6489 | 33.7867 | 45.2162
Sierra | PEABODY 21065500 | 9682 | 14 | 24.9871 | 17 | 26.3543 | 6 | 2.5186e-05 | 3270.8415 | 144.698 | 0.086312 | 0.002925 | 0.82353 | 0.94812 | {C266F189-74C8-46FA-BDF3-9DE2CEE825D5} | 63642106 | PEABODY 2106 | 5500 | 38.3251 | -121.9708 | 22 | 9 | 2800.7836 |  | 2454.3356 |  | 346.448 | 589.7469 | 35.0045 | 0.01755 | 0.00015112 | 113 | 1.0317 | 3.8264 | 2 | 3.3523 | 7.8725 | -1.4489 | 0.00625 | 0.0065096 | 1.5297 | 297.8149 | 43.6915 | 39.3955 | 1.2986 | 13.1842 | 14.4837 | 18.7196 | 88.5% | 97.2% | 7.3% | 6.1% | 53.9% | 90% | 0.28621 | 0.00375 | 1.5 | 19.5 | 1.48 | 2.125 | 8.4033 | 7.6295 | 2.3785 | 4.1537 | 11.6283 | 7.8962 | 8.9589 | 5.2971 | 62.3246 | 80.8454 | 57.0172 | 79.7875
North Coast | WILLITS 1102circuit_breaker | 3495 | 423 | 544.7598 | 635 | 651.652 | 66 | 0.00015371 | 468.4191 | 32.681 | 0.052936 | 0.0028522 | 0.66614 | 0.83597 | {9734DBF0-6F90-4CE9-BF04-F2CD4B5AEADC} | 42661102 | WILLITS 1102 | circuit_breaker | 39.4056 | -123.3271 | 297 | 786 | 46137.706 |  | 15591.407 |  | 30546.299 | 7444.0734 | 13342.8543 | 0.18824 | 0.010145 | 114 | 5.6831 | 14.7227 | 2 | 2.1615 | 5.8563 | -0.27429 | 0.055253 | 0.0064484 | 3.4602 | 293.9676 | 25.6452 | 25.7147 | 0.81119 | 17.4714 | 19.9462 | 14.2865 | 98.5% | 93.4% | 81.7% | 41.3% | 36.5% | 68.4% | 0.28361 | 0.046162 | 5.3718 | 19.5733 | 3.1553 | 6.4141 | 11.9098 | 9.481 | 1.6194 | 3.1319 | 17.7942 | 11.0526 | 12.5584 | 6.7847 | 44.7712 | 66.7295 | 31.1898 | 63.6852
Central Valley | WEST POINT 11021369 | 7359 | 221 | 306.4767 | 504 | 451.3817 | 59 | 7.5782e-05 | 0.43356 | 73.5032 | 3.1679e-05 | 0.0028254 | 0.43849 | 0.67897 | {CA439F72-C503-4E1D-A7E3-1CE4E62334DD} | 163201102 | WEST POINT 1102 | 1369 | 38.4058 | -120.5359 | 91 | 81 | 26175.6152 |  | 17175.8338 |  | 8999.7814 | 15950.4182 | 8642.9879 | 0.1667 | 0.0044712 | 115 | 7.0218 | 15.2874 | 2.1319 | 1.6723 | 4.3968 | 0.52672 | 0.052426 | 0.006212 | 2.9187 | 295.0618 | 43.9295 | 31.5187 | 1.1751 | 12.839 | 14.7041 | 0.2598 | 94.2% | 88.3% | 77.4% | 71.8% | 17.5% | 68.5% | 0.0020629 | 0.063915 | 1.359 | 13.2821 | 1.824 | 2.1447 | 13.328 | 9.1899 | 2.0812 | 3.5863 | 13.0851 | 6.6211 | 8.484 | 4.6438 | 45.4422 | 72.9438 | 50.5248 | 87.4401
Central Coast | BIG BASIN 110212992 | 3526 | 2695 | 4548.1987 | 4287 | 5473.7764 | 238 | 9.4792e-05 | 0.037818 | 9.54 | 3.5848e-06 | 0.00052131 | 0.62864 | 0.83091 | {1695E978-9BD4-42EE-A017-6DD99E4F027F} | 82841102 | BIG BASIN 1102 | 12992 | 37.1987 | -122.1536 | 294 | 654 | 60432.8982 | 37.5514 | 22897.5855 | 14.2279 | 37535.3127 | 22897.5855 | 37535.3127 | 0.12407 | 0.022561 | 768 | 9.2648 | 21.2645 | 3 | 1.568 | 4.1712 | -2.7982 | 0.11772 | 0.0068864 | 3.1618 | 295.3775 | 33.6129 | 31.8697 | 0.92561 | 15.3453 | 17.1615 | 0.83526 | 89.2% | 80.1% | 84.1% | 87.2% | 38.8% | 56.8% | 0.062594 | 0.04997 | 4.417 | 18.6502 | 0.95699 | 13.0304 | 10.9682 | 9.3315 | 1.8815 | 3.5533 | 14.7991 | 10.0017 | 9.2525 | 5.9178 | 55.0158 | 73.1563 | 45.3079 | 71.7033
Sierra | BRUNSWICK 11041020 | 4033 | 1627 | 2424.1979 | 4062 | 3542.6433 | 372 | 0.00012763 | 0.064117 | 119.035 | 6.6782e-06 | 0.0079042 | 0.40054 | 0.68429 | {DBDF15C5-1C5A-46A1-9C80-FCF08A12927F} | 152481104 | BRUNSWICK 1104 | 1020 | 39.2471 | -121.0378 | 487 | 447 | 72647.5417 | 45.1412 | 46114.191 | 28.6541 | 26533.3507 | 46114.191 | 26533.3507 | 2.9403 | 0.04748 | 18 | 7.2421 | 16.1444 | 2.7929 | 2.1564 | 6.4632 | 0.55981 | 0.062347 | 0.005626 | 3.8835 | 294.9563 | 46.5209 | 33.5553 | 1.2312 | 12.1754 | 14.3223 | 1.5829 | 98.5% | 96.2% | 94.9% | 70.7% | 28% | 41% | 0.019388 | 0.069026 | 2.0635 | 16.8952 | 4.7673 | 8.0969 | 8.0264 | 6.407 | 2.208 | 4.0027 | 12.4803 | 5.6554 | 8.0638 | 3.8661 | 55.3862 | 91.4205 | 54.9478 | 94.0934
North Valley | KANAKA 110175744 | 6351 | 743 | 1229.5309 | 1827 | 1733.8842 | 180 | 0.00014184 | 0.038794 | 172.1331 | 5.4811e-06 | 0.012531 | 0.40668 | 0.70912 | {C9F32A9F-4742-4955-A09A-5F71A664491E} | 103221101 | KANAKA 1101 | 75744 | 39.4965 | -121.3223 | 121 | 88 | 24423.4394 | 15.1761 | 17040.8886 | 10.5887 | 7382.5508 | 17040.8886 | 7382.5508 | 2.2556 | 0.025531 | 4 | 7.1926 | 14.6948 | 2.7773 | 2.7531 | 8.0313 | 1.5671 | 0.059514 | 0.0057519 | 3.6591 | 295.9032 | 47.8122 | 34.0471 | 1.3248 | 11.9636 | 14.0352 | 0.6585 | 99.7% | 99.4% | 93.9% | 65.3% | 40.8% | 24.9% | 0.031849 | 0.048016 | 1.626 | 13.8092 | 2.3682 | 7.3968 | 11.6013 | 7.9357 | 2.2766 | 3.9945 | 12.3831 | 5.7477 | 8.157 | 3.9862 | 54.174 | 93.2634 | 55.0049 | 93.4468
Central Valley | OAKHURST 110310570 | 3279 | 113 | 177.9751 | 433 | 317.5883 | 103 | 5.0801e-05 | 305.4592 | 11.5682 | 0.017256 | 0.00026684 | 0.26097 | 0.5604 | {3D247DD8-C725-4A26-BE65-60FA26890CB2} | 254421103 | OAKHURST 1103 | 10570 | 37.3708 | -119.633 | 129 | 112 | 24532.8722 | 15.2441 | 15685.0936 | 9.7463 | 8847.7786 | 15685.0936 | 8847.7786 | 0.027485 | 0.0052325 | 1203 | 2.8267 | 8.8036 | 2.575 | 1.9138 | 4.2843 | 0.50566 | 0.02625 | 0.0057766 | 2.1511 | 296.4115 | 52.6071 | 35.8692 | 1.4007 | 11.0769 | 12.5016 | 0.78459 | 48.8% | 48% | 55.9% | 45.9% | 78% | 19.3% | 0.022843 | 0.055833 | 1.7407 | 15.0741 | 0.91608 | 1.8042 | 9.6384 | 8.2462 | 2.3533 | 3.9176 | 10.5997 | 6.0245 | 6.6868 | 4.1446 | 53.6573 | 74.4806 | 64.9125 | 90.8982
Bay Area | CASTRO VALLEY 11068971 | 8447 | 157 | 337.4036 | 1849 | 1379.1969 | 126 | 5.0664e-05 | 0.57658 | 1.3122 | 2.766e-05 | 6.4667e-05 | 0.084911 | 0.24464 | {DB5E4E66-9EE6-4B14-84A9-0971764E1D9E} | 14091106 | CASTRO VALLEY 1106 | 8971 | 37.7114 | -122.0551 | 94 | 93 | 24595.7152 | 15.2831 | 12736.098 | 7.9139 | 11859.6172 | 12641.384 | 11769.5658 | 0.0081481 | 0.0063837 | 2132 | 4.8463 | 12.0321 | 3 | 2.8156 | 6.5429 | -6.8791 | 0.039061 | 0.0067947 | 1.8424 | 293.9294 | 34.5118 | 32.1757 | 0.83546 | 15.0298 | 16.5247 | 2.026 | 49.5% | 51.1% | 48.3% | 52.8% | 44.6% | 36.3% | 0.083973 | 0.080327 | 1.7981 | 13.7624 | 0.75988 | 7.5469 | 8.4734 | 7.7584 | 1.7603 | 3.388 | 14.6922 | 9.8432 | 9.5707 | 5.8091 | 48.8585 | 71.0067 | 46.2007 | 72.5646
North Valley | CHALLENGE 11015460 | 5679 | 731 | 946.3855 | 1672 | 1356.4126 | 186 | 6.523e-05 | 0.038467 | 33.6437 | 2.5056e-06 | 0.0011075 | 0.4372 | 0.69771 | {7527FF71-24F2-49E2-97D3-F63D8D86A42D} | 103201101 | CHALLENGE 1101 | 5460 | 39.5444 | -121.1478 | 126 | 117 | 24812.0744 | 15.4175 | 19026.207 | 11.8224 | 5785.8674 | 19026.207 | 5785.8674 | 0.20599 | 0.012133 | 348 | 12.7723 | 24.6338 | 3 | 2.8015 | 8.4121 | 1.164 | 0.062912 | 0.0048055 | 5.62 | 292.1843 | 44.9624 | 33.3407 | 1.0493 | 12.337 | 14.9404 | 0.72497 | 77.7% | 77.6% | 56.6% | 91% | 17.6% | 55.2% | 0.10061 | 0.046553 | 2 | 14.7603 | 1.1856 | 6.4061 | 10.772 | 8.0375 | 1.8359 | 3.201 | 13.2901 | 5.8013 | 7.7136 | 4 | 55.1847 | 98.306 | 50.5267 | 92.9412
North Valley | KESWICK 11011590 | 6521 | 34 | 70.5328 | 155 | 107.425 | 37 | 9.7221e-05 | 5.7861 | 46.9845 | 0.0004326 | 0.0026419 | 0.21935 | 0.65658 | {F2F9B8C7-DF20-4B0C-A519-3E0E16F2B19B} | 103451101 | KESWICK 1101 | 1590 | 40.6174 | -122.4621 | 91 | 66 | 13553.2751 |  | 10135.4927 |  | 3417.7824 | 10135.4927 | 3417.7824 | 0.097751 | 0.0035972 | 122 | 3.6912 | 13.3841 | 3 | 2.0325 | 6.5518 | -1.1447 | 0.0018321 | 0.0059144 | 3.1427 | 298.2445 | 49.8936 | 34.442 | 1.652 | 11.6004 | 13.8279 | 6.1229 | 91% | 87.8% | 74.6% | 60.1% | 99.4% | 6.6% | 0.20811 | 0.0025954 | 2.1719 | 13.5312 | 0.5313 | 1.1832 | 9.9483 | 7.1024 | 2.9338 | 5.0489 | 11.096 | 5.365 | 6.9991 | 4.0881 | 61.7137 | 79.4075 | 62.7519 | 94.7928
Sierra | APPLE HILL 210251792 | 4943 | 284 | 400.5535 | 1449 | 933.2745 | 129 | 0.00012718 | 4.5279 | 25.8192 | 0.0004804 | 0.0014905 | 0.196 | 0.42919 | {60540539-B6BA-4E80-BC6C-988DA579218B} | 153662102 | APPLE HILL 2102 | 51792 | 38.6435 | -120.6959 | 170 | 171 | 25611.8387 | 15.9145 | 14681.2766 | 9.1225 | 10930.5622 | 14681.2766 | 10877.0793 | 0.19227 | 0.016406 | 254 | 6.7257 | 15.5772 | 2 | 2.2824 | 6.0445 | -0.80018 | 0.060664 | 0.005716 | 2.9613 | 295.3447 | 45.7317 | 30.2847 | 1.2192 | 12.5701 | 14.4308 | 1.2994 | 78.5% | 70.3% | 94.6% | 69.3% | 25.6% | 71% | 0.057723 | 0.068017 | 2.1224 | 18.0675 | 6.0887 | 6.5316 | 8.6663 | 5.9326 | 2.0694 | 3.8207 | 13.0032 | 6.0022 | 8.2588 | 4.1101 | 47.2724 | 78.7652 | 52.5118 | 91.8832
North Coast | WILLITS 1103964 | 6027 | 101 | 127.2653 | 133 | 142.4939 | 26 | 0.00010593 | 27.4211 | 38.9159 | 0.0027605 | 0.0026295 | 0.7594 | 0.89313 | {B6068DE4-2B76-4559-A97F-83EC4465ECB7} | 42661103 | WILLITS 1103 | 964 | 39.4236 | -123.3536 | 56 | 23 | 13368.0259 |  | 8651.6925 |  | 4716.3335 | 4036.5135 | 2436.7184 | 0.068366 | 0.0027542 | 124 | 5.2323 | 14.1509 | 2 | 1.8849 | 5.4338 | -3.1596 | 0.020152 | 0.0064398 | 3.4371 | 294.0772 | 26.1534 | 26.1287 | 0.82071 | 17.3396 | 19.8202 | 1.213 | 98.3% | 95.9% | 60.2% | 39.1% | 38.7% | 63.7% | 0.22647 | 0.079848 | 1.7812 | 12.5312 | 0.72652 | 2.0152 | 11.9757 | 9.5103 | 1.6293 | 3.1284 | 17.6911 | 10.8237 | 12.3159 | 6.5045 | 45.6407 | 68.5252 | 31.7163 | 65.2772
Central Valley | AUBERRY 1101R324 | 2991 | 98 | 146.1474 | 724 | 429.6288 | 145 | 2.3058e-05 | 0.037969 | 8.1077 | 8.7603e-07 | 0.00010721 | 0.13536 | 0.34017 | {CF478BAD-B068-4DDA-83F7-95633906AC62} | 254151101 | AUBERRY 1101 | R324 | 37.0552 | -119.3699 | 177 | 126 | 24817.7055 | 15.421 | 17331.696 | 10.7694 | 7486.0095 | 17331.696 | 7486.0095 | 0.015545 | 0.0033433 | 1820 | 6.6972 | 16.3313 | 3 | 1.9928 | 4.5269 | 1.0303 | 0.039025 | 0.0049797 | 2.0895 | 292.5051 | 56.4698 | 35.7363 | 1.1699 | 10.1482 | 11.5613 | 1.0059 | 25.5% | 37.9% | 17.1% | 74.5% | 16.6% | 7.8% | 0.02969 | 0.18784 | 1.8344 | 14.9618 | 0.81903 | 3.0678 | 6.2203 | 5.7685 | 1.932 | 3.2404 | 8.8747 | 5.4611 | 5.0477 | 3.4607 | 51.6315 | 73.9662 | 75.6878 | 96.3885
North Coast | WILLOW CREEK 1102circuit_breaker | 8723 | 590 | 981.4824 | 927 | 1138.1189 | 101 | 0.0001624 | 0.03809 | 14.3389 | 6.1799e-06 | 0.0013316 | 0.63646 | 0.86237 | {0F7FFA32-0648-474C-B64E-A51E578D757F} | 192171102 | WILLOW CREEK 1102 | circuit_breaker | 40.9477 | -123.6402 | 126 | 128 | 14701.4852 | 9.1351 | 11718.7349 | 7.2817 | 2982.7503 | 11718.7349 | 2982.7503 | 0.13449 | 0.016402 | 284 | 12.9002 | 37.8177 | 2.589 | 1.5391 | 4.7292 | -0.047777 | 0.042123 | 0.0057988 | 3.8305 | 295.4382 | 36.6313 | 32.7603 | 1.2 | 14.384 | 17.4839 | 1.7129 | 90.6% | 83.6% | 85.3% | 93.9% | 86.2% | 21.8% | 0.20991 | 0.038356 | 2.7234 | 14.6064 | 1.1773 | 6.3493 | 15.2758 | 12.0809 | 2.4458 | 4.2432 | 13.4667 | 6.5771 | 8.7878 | 4.3793 | 61.7633 | 99.8559 | 50.4953 | 88.7642
North Coast | WILLITS 11032500 | 3148 | 676 | 830.7681 | 1128 | 1042.7415 | 178 | 9.6482e-05 | 0.53427 | 30.5471 | 5.0858e-05 | 0.0013148 | 0.59929 | 0.79672 | {8AA8B63D-CAA4-4D23-B89B-112BF8794298} | 42661103 | WILLITS 1103 | 2500 | 39.4485 | -123.3141 | 162 | 124 | 69275.8647 | 43.0461 | 48289.254 | 30.0056 | 20986.6107 | 48289.254 | 20986.6107 | 0.23404 | 0.017174 | 289 | 7.1546 | 16.2928 | 2 | 2.0796 | 5.6043 | -1.4869 | 0.04047 | 0.0061617 | 3.5677 | 293.8414 | 32.1752 | 29.0095 | 0.93179 | 15.8676 | 18.3648 | 0.4186 | 90.3% | 92.5% | 50% | 44.9% | 56.3% | 48.6% | 0.058574 | 0.068993 | 1.2857 | 12.6866 | 0.50375 | 1.5602 | 11.5065 | 8.9084 | 1.7857 | 3.3768 | 16.7538 | 8.8733 | 10.2804 | 5.3859 | 48.9739 | 78.9591 | 37.1037 | 75.8725
North Valley | CLARK ROAD 11022068 | 7528 | 156 | 295.6315 | 773 | 548.524 | 133 | 7.6868e-05 | 0.21201 | 7.6911 | 1.5521e-05 | 0.00027168 | 0.20181 | 0.53896 | {A1256FE3-B033-4F99-92CE-F0CE386BDB02} | 103091102 | CLARK ROAD 1102 | 2068 | 39.6983 | -121.571 | 116 | 77 | 25186.4794 | 15.6502 | 17243.1435 | 10.7144 | 7943.3359 | 16704.4746 | 7943.3359 | 0.036133 | 0.010223 | 1181 | 2.7261 | 7.2757 | 2.948 | 2.9367 | 7.9896 | 1.077 | 0.02536 | 0.0061532 | 3.6731 | 295.9461 | 48.2689 | 35.7904 | 1.3649 | 11.7566 | 13.923 | 0.90367 | 45.1% | 38.2% | 64.2% | 35.5% | 49.1% | 13% | 0.02002 | 0.0342 | 1.4959 | 13.2927 | 1.254 | 3.092 | 13.4428 | 9.2635 | 2.4616 | 4.3752 | 12.1729 | 5.5004 | 7.9326 | 3.7248 | 59.1521 | 107.0105 | 55.9456 | 95.6722
North Coast | MONTE RIO 111215401 | 7385 | 163 | 275.303 | 206 | 298.0095 | 14 | 0.00018564 | 0.038994 | 33.1665 | 7.238e-06 | 0.0025732 | 0.79126 | 0.92381 | {1CC83EB3-42D9-4ECB-9D96-55AF2CB567FA} | 42811112 | MONTE RIO 1112 | 15401 | 38.4246 | -122.9613 | 19 | 147 | 7436.3167 |  | 1388.1732 |  | 6048.1435 | 1388.1732 | 6048.1435 | 0.036025 | 0.0025989 | 129 | 19.2805 | 35.3545 | 3 | 2.0959 | 5.3895 | -1.6624 | 0.22867 | 0.0071632 | 3.6066 | 294.238 | 23.5658 | 23.52 | 0.74639 | 17.7191 | 19.8545 | 0.4978 | 98.1% | 94.3% | 91.1% | 92% | 24.4% | 73.5% | 0.27209 | 0.053333 | 9.6429 | 22 | 0.304 | 13.7333 | 10.9357 | 8.9097 | 1.7253 | 2.8877 | 16.8115 | 13.8905 | 13.1572 | 10.7652 | 44.1118 | 52.3952 | 34.9379 | 47.0874
North Coast | MIDDLETOWN 11014646 | 1268 | 868 | 1161.2478 | 1546 | 1540.4921 | 196 | 0.00013339 | 4.0347 | 21.3691 | 0.0004296 | 0.0012839 | 0.56145 | 0.75382 | {9CD0DE6C-67D0-4975-9926-0CEC6137D8E0} | 43141101 | MIDDLETOWN 1101 | 4646 | 38.8289 | -122.7294 | 222 | 250 | 44102.1646 | 27.4039 | 29953.689 | 18.6124 | 14148.4756 | 29953.689 | 14148.4756 | 0.25165 | 0.026145 | 298 | 5.5959 | 13.7979 | 3 | 2.5123 | 7.1886 | -0.68331 | 0.034625 | 0.0061958 | 3.9628 | 294.7643 | 44.9129 | 37.2716 | 1.2247 | 12.8064 | 15.0335 | 0.70252 | 90.1% | 88.6% | 72.5% | 37.5% | 92.5% | 0.7% | 0.085549 | 0.037975 | 2.1651 | 15.0138 | 2.3394 | 3.865 | 10.5091 | 8.1715 | 2.3856 | 4.1978 | 13.127 | 5.7096 | 6.5627 | 3.6061 | 59.5466 | 97.1647 | 54.5548 | 94.7377
North Coast | HOOPA 1101circuit_breaker | 1084 | 1434 | 2132.574 | 2387 | 2583.271 | 242 | 0.00016998 | 0.037818 | 13.5611 | 6.4283e-06 | 0.0012783 | 0.60075 | 0.82553 | {4A886E07-73B5-4AA1-9DE8-067CBFCADF10} | 192401101 | HOOPA 1101 | circuit_breaker | 41.0564 | -123.6824 | 536 | 829 | 66558.2244 | 41.3575 | 43677.3103 | 27.1399 | 22880.9141 | 23835.3937 | 8089.1245 | 0.30936 | 0.041135 | 301 | 14.5886 | 32.7578 | 2 | 1.9017 | 6.2811 | -1.7504 | 0.053883 | 0.0060791 | 4.0687 | 294.6267 | 35.1429 | 30.6393 | 1.0726 | 14.7764 | 17.9517 | 5.2282 | 89.9% | 82.7% | 87.5% | 89.2% | 69.5% | 31.1% | 0.14811 | 0.091424 | 2.9045 | 17.7591 | 1.5207 | 7.7249 | 15.0657 | 11.9338 | 2.3144 | 4.0327 | 13.7271 | 6.8685 | 8.627 | 4.4201 | 58.3199 | 93.1977 | 49.6542 | 86.6858
Sierra | APPLE HILL 2102circuit_breaker | 3901 | 2804 | 3757.1643 | 5429 | 5049.5625 | 643 | 0.00012611 | 264.0573 | 247.3851 | 0.02485 | 0.013751 | 0.51649 | 0.74406 | {5DC9E720-795B-432E-BA68-667FD0BD630A} | 153662102 | APPLE HILL 2102 | circuit_breaker | 38.7393 | -120.6769 | 702 | 772 | 112930.1257 | 70.1717 | 66687.7451 | 41.4379 | 46242.3805 | 66687.7451 | 46242.3805 | 8.8417 | 0.081091 | 2 | 6.6569 | 16.5008 | 2.5699 | 2.0016 | 5.3784 | 0.63369 | 0.051795 | 0.0057551 | 3.4338 | 294.48 | 47.4031 | 30.9101 | 1.2237 | 11.9913 | 14.0086 | 1.4903 | 99.8% | 99.5% | 94.1% | 72.9% | 27.6% | 29.3% | 0.03654 | 0.079713 | 1.9065 | 15.1729 | 2.0613 | 6.6609 | 9.5022 | 7.5724 | 2.1903 | 3.843 | 13.1909 | 6.0262 | 8.2571 | 4.1865 | 55.9964 | 98.025 | 51.9953 | 91.4742
Central Valley | ELECTRA 110136816 | 1117 | 230 | 306.3867 | 646 | 497.4633 | 72 | 9.2226e-05 | 2.2386 | 48.5068 | 0.00021921 | 0.0025428 | 0.35604 | 0.6159 | {7E08659E-39A5-4373-949B-319BDC171EA7} | 162161101 | ELECTRA 1101 | 36816 | 38.3603 | -120.7527 | 82 | 85 | 13326.8832 |  | 8016.99 |  | 5309.8931 | 8016.99 | 5309.8931 | 0.18308 | 0.0066403 | 133 | 5.3455 | 11.6991 | 2 | 1.8572 | 4.9085 | -2.1981 | 0.059818 | 0.0063641 | 2.5174 | 296.0763 | 43.7867 | 31.5278 | 1.2294 | 13.0412 | 14.7533 | 1.6102 | 93.6% | 82.8% | 87.4% | 59.2% | 31.7% | 79.8% | 0.10651 | 0.046091 | 2.1266 | 16.4051 | 4.188 | 5.8727 | 12.3749 | 8.6006 | 2.1809 | 3.8519 | 13.3389 | 6.7995 | 9.0932 | 4.649 | 43.3339 | 70.9608 | 49.3386 | 86.8542
North Valley | NOTRE DAME 11042028 | 3043 | 391 | 593.092 | 1115 | 962.948 | 151 | 0.00013683 | 0.038908 | 5.002 | 5.2673e-06 | 0.00042101 | 0.35067 | 0.61591 | {68FC6E44-EFD8-4B52-B283-8EF4B688F460} | 102041104 | NOTRE DAME 1104 | 2028 | 39.8391 | -121.7018 | 102 | 92 | 25354.0465 | 15.7543 | 17363.4694 | 10.7892 | 7990.5771 | 17363.4694 | 7990.5771 | 0.063573 | 0.020662 | 899 | 6.0051 | 13.4118 | 3 | 2.4136 | 6.7115 | 1.1418 | 0.060278 | 0.0058886 | 3.6649 | 295.9745 | 48.867 | 36.4727 | 1.3802 | 11.679 | 13.8719 | 0.88352 | 55.2% | 29.3% | 92.5% | 60.4% | 54% | 10.1% | 0.034065 | 0.13841 | 1.5372 | 14.6612 | 2.3751 | 4.4246 | 11.5074 | 8.6395 | 2.4919 | 4.4139 | 12.7769 | 5.311 | 7.7708 | 3.4738 | 59.7774 | 109.6308 | 54.2461 | 97.5814
North Coast | COTATI 1105734248 | 3314 | 13 | 27.1978 | 40 | 37.8305 | 7 | 8.8795e-05 | 753.7343 | 53.9495 | 0.075869 | 0.0025378 | 0.325 | 0.71894 | {B535D722-73FE-4291-8971-8A55B8A8D2FE} | 42271105 | COTATI 1105 | 734248 | 38.3039 | -122.7371 | 11 | 38 | 2800.557 |  | 774.6582 |  | 2025.8988 | 774.6582 | 2025.8988 | 0.017764 | 0.00062157 | 135 | 3.5624 | 10.9975 | 2 | 2.3901 | 6.1949 | -0.43883 | 0.0089474 | 0.0070746 | 2.4521 | 295.3328 | 26.1419 | 27.5555 | 0.7982 | 17.3878 | 19.1237 | 2.502 | 97.8% | 97.9% | 42.3% | 25.8% | 32.4% | 66.2% | 0.12295 | 0.035263 | 4 | 22.0833 | 0.23789 | 2.1053 | 10.9124 | 9.3112 | 1.685 | 3.0259 | 16.2997 | 13.8804 | 13.5376 | 10.8444 | 50.0356 | 58.0883 | 35.6444 | 47.9559
Central Valley | STANISLAUS 170179826 | 937 | 297 | 412.9389 | 1260 | 885.7282 | 152 | 8.2299e-05 | 0.037818 | 45.5524 | 3.1124e-06 | 0.0021371 | 0.23571 | 0.46621 | {2EBFCB83-8CD9-4937-9DF1-5F0721235A72} | 162821701 | STANISLAUS 1701 | 79826 | 38.1699 | -120.4067 | 150 | 142 | 25547.8218 | 15.8747 | 16403.2639 | 10.1925 | 9144.5579 | 16403.2639 | 9144.5579 | 0.32484 | 0.012509 | 164 | 8.431 | 21.239 | 2 | 2.1221 | 5.1516 | -0.84677 | 0.059106 | 0.0063072 | 2.6471 | 294.9828 | 45.3334 | 32.9333 | 1.1769 | 12.5908 | 14.3077 | 2.0917 | 92.2% | 81.6% | 80.7% | 83.1% | 18.2% | 62.1% | 0.079649 | 0.09966 | 2.1024 | 15.5906 | 2.4853 | 5.3617 | 13.3984 | 9.4713 | 2.0466 | 3.606 | 12.2738 | 6.5242 | 7.9215 | 4.2935 | 48.2445 | 76.8391 | 55.7658 | 89.4962
North Valley | JESSUP 11013383 | 5942 | 108 | 160.6265 | 279 | 227.0452 | 24 | 0.00013603 | 1.327 | 42.6493 | 0.00023686 | 0.0024645 | 0.3871 | 0.70747 | {3A867C43-90D5-4AF5-884D-4817C90B9FCF} | 103441101 | JESSUP 1101 | 3383 | 40.4888 | -122.358 | 41 | 109 | 6999.5291 |  | 3031.9376 |  | 3967.5915 | 1995.2743 | 2810.7459 | 0.059148 | 0.0032648 | 137 | 4.3837 | 10.803 | 2 | 2.1686 | 7.9857 | -0.19835 | 0.034545 | 0.0058394 | 2.404 | 298.4116 | 48.488 | 34.343 | 1.6155 | 12.0605 | 14.0824 | 6.9085 | 89.6% | 85.1% | 91.9% | 54% | 96.2% | 32.9% | 0.2223 | 0.02 | 3.8696 | 19.1739 | 8.893 | 8.4545 | 10.4758 | 7.5568 | 2.9742 | 5.024 | 10.9778 | 5.7161 | 7.2349 | 4.4029 | 63.1561 | 80.8824 | 62.2081 | 92.2319
Central Coast | ZACA 1102Y54 | 819 | 274 | 406.5949 | 924 | 771.8818 | 238 | 6.3831e-05 | 1005.928 | 15.2243 | 0.058965 | 0.00051284 | 0.29654 | 0.52676 | {49C145C8-C8F5-459A-817E-3F37A5597C7A} | 182681102 | ZACA 1102 | Y54 | 34.6533 | -120.0714 | 435 | 142 | 71672.8706 | 44.5356 | 54621.7415 | 33.9405 | 17051.1291 | 53471.0661 | 15937.4697 | 0.12206 | 0.015192 | 782 | 1.4763 | 4.9167 | 2.5288 | 3.1499 | 8.5725 | -3.4697 | 0.0053414 | 0.0066243 | 1.0642 | 298.6631 | 47.3795 | 38.984 | 1.3231 | 12.5944 | 13.377 | 0.60914 | 89% | 89.7% | 72% | 24.4% | 93.2% | 4.2% | 0.14817 | 0.020495 | 1.59 | 10.5546 | 0.32462 | 1.2369 | 10.7705 | 9.3189 | 2.3248 | 3.8718 | 10.5155 | 9.0339 | 6.2899 | 5.7615 | 70.2104 | 73.8186 | 66.6812 | 75.4604
Central Valley | PINE GROVE 110283098 | 6892 | 633 | 863.2079 | 1860 | 1428.7319 | 145 | 0.00013585 | 0.041339 | 89.0589 | 5.5503e-06 | 0.0044712 | 0.34032 | 0.60418 | {6F523CC1-7B62-49B9-AAF8-BD03742BA043} | 163751102 | PINE GROVE 1102 | 83098 | 38.4174 | -120.5969 | 148 | 254 | 25603.3963 | 15.9093 | 13034.6629 | 8.0994 | 12568.7334 | 13034.6629 | 12568.7334 | 0.64833 | 0.019699 | 47 | 8.676 | 20.4961 | 2.9832 | 1.7564 | 5.0949 | 1.6534 | 0.067263 | 0.0062612 | 3.0339 | 295.0949 | 45.8753 | 31.8778 | 1.2172 | 12.2947 | 14.192 | 1.3115 | 96.2% | 92% | 97.3% | 82.5% | 28.2% | 53.7% | 0.047466 | 0.091117 | 2.6757 | 19.1284 | 4.373 | 10.3911 | 12.721 | 8.7275 | 2.129 | 3.7216 | 12.5154 | 6.3809 | 8.0267 | 4.392 | 47.3218 | 73.0058 | 53.6289 | 89.3811
Sierra | APPLE HILL 210297982 | 4289 | 605 | 772.3093 | 1324 | 1131.5215 | 157 | 0.00012497 | 0.038098 | 146.4516 | 4.7652e-06 | 0.0083004 | 0.45695 | 0.68254 | {1FCD571D-957E-4FF9-863E-0126FD4A401D} | 153662102 | APPLE HILL 2102 | 97982 | 38.6216 | -120.5867 | 150 | 125 | 25339.7862 | 15.7455 | 15759.3574 | 9.7924 | 9580.4288 | 15759.3574 | 9580.4288 | 1.3032 | 0.019621 | 17 | 9.0769 | 20.1091 | 3 | 2.0605 | 5.7109 | 0.86099 | 0.064467 | 0.0056035 | 3.4147 | 293.914 | 46.7428 | 30.7852 | 1.1707 | 12.1112 | 14.1594 | 0.8223 | 98.8% | 97.5% | 93.9% | 84.9% | 17.1% | 35.6% | 0.039532 | 0.080636 | 2.1796 | 16.5161 | 5.0829 | 8.7494 | 8.5466 | 6.6927 | 2.1452 | 3.701 | 12.9394 | 5.7926 | 7.9431 | 4.0297 | 54.8024 | 92.2122 | 53.0564 | 92.9598
North Coast | WILLITS 1103696 | 512 | 69 | 88.3578 | 113 | 110.0512 | 31 | 8.6076e-05 | 55.0144 | 95.8978 | 0.0036601 | 0.0023892 | 0.61062 | 0.80288 | {EC79F2BF-D405-4EF8-A570-37C7BDE7D1BE} | 42661103 | WILLITS 1103 | 696 | 39.4145 | -123.3264 | 130 | 87 | 27464.4203 |  | 15378.4562 |  | 12085.9642 | 8552.3738 | 3468.5893 | 0.074065 | 0.0026684 | 141 | 4.5714 | 11.322 | 2 | 1.9525 | 5.6567 | -0.21564 | 0.028571 | 0.0064533 | 3.5741 | 293.4878 | 27.3963 | 27.1736 | 0.80462 | 17.0959 | 19.616 | 0.82707 | 97.6% | 99.6% | 39.1% | 27% | 34.5% | 60.1% | 0.088899 | 0.047744 | 1.6333 | 13.0167 | 0.47684 | 0.84962 | 12.019 | 9.5723 | 1.6187 | 3.158 | 17.6728 | 10.0476 | 11.4846 | 5.808 | 46.6986 | 74.4988 | 32.6253 | 70.2356
North Valley | JESSUP 11023105 | 7507 | 130 | 259.487 | 280 | 309.7517 | 65 | 6.1072e-05 | 2162.619 | 71.8656 | 0.12413 | 0.0023422 | 0.46429 | 0.83773 | {C6B7B820-7989-4630-B30E-94C5C9589FF6} | 103441102 | JESSUP 1102 | 3105 | 40.4392 | -122.3976 | 103 | 136 | 18056.4058 |  | 10017.6158 |  | 8038.79 | 9428.2851 | 7609.8352 | 0.15224 | 0.0039697 | 142 | 1.903 | 5.5343 | 2 | 2.4148 | 8.3463 | 0.1301 | 0.0065493 | 0.0059759 | 2.4416 | 298.1265 | 48.4322 | 33.3152 | 1.5951 | 11.9912 | 14.0715 | 0.92221 | 89% | 93.7% | 53.5% | 22% | 88.4% | 28% | 0.1129 | 0.0034507 | 2.0291 | 17.5437 | 1.8771 | 1.9718 | 9.7899 | 6.9617 | 2.9178 | 4.9342 | 11.2137 | 5.7217 | 7.2264 | 4.3918 | 60.3315 | 77.7273 | 61.4398 | 91.8993
North Coast | COTATI 110379140 | 4620 | 259 | 743.6884 | 547 | 906.5086 | 85 | 7.1121e-05 | 2826.5271 | 76.8369 | 0.18212 | 0.0023419 | 0.47349 | 0.82039 | {8B07F2D1-E8C2-46BF-BEB1-6EA256DCFEAC} | 42271103 | COTATI 1103 | 79140 | 38.2826 | -122.7557 | 270 | 340 | 43485.4274 |  | 19876.9325 |  | 23608.4948 | 15556.81 | 17832.895 | 0.19906 | 0.0060453 | 143 | 3.9599 | 10.6265 | 2 | 2.5014 | 6.6102 | -0.63777 | 0.020528 | 0.0071141 | 2.4811 | 295.1058 | 25.6725 | 27.5654 | 0.77138 | 17.4831 | 19.2675 | 2.6466 | 97.4% | 99.1% | 22% | 23.7% | 27.8% | 68.9% | 0.15128 | 0.021057 | 2.4655 | 17.7931 | 1.5468 | 2.2236 | 11.0426 | 9.5697 | 1.6263 | 2.9326 | 16.3171 | 14.0417 | 13.5909 | 11.2052 | 51.1994 | 58.563 | 35.3855 | 46.8189
North Valley | STILLWATER 110248952 | 6222 | 191 | 364.6336 | 903 | 612.7539 | 134 | 9.6388e-05 | 745.7074 | 51.5062 | 0.06369 | 0.0025722 | 0.21152 | 0.59507 | {096694C8-1954-4FED-B3CE-6072F54B2C4B} | 103561102 | STILLWATER 1102 | 48952 | 40.6808 | -122.2985 | 184 | 137 | 25663.8872 | 15.9468 | 16989.9527 | 10.5571 | 8673.9345 | 16989.9527 | 8673.9345 | 0.34467 | 0.012916 | 130 | 2.9682 | 10.0767 | 2 | 2.3124 | 7.0271 | 0.029432 | 0.016266 | 0.0061326 | 3.3452 | 297.7425 | 47.6147 | 35.2301 | 1.5489 | 12.1807 | 14.4955 | 1.9695 | 90.2% | 89.9% | 74.3% | 50.9% | 76% | 43.9% | 0.10735 | 0.015193 | 2.0844 | 15.5455 | 1.8121 | 3.8755 | 10.1073 | 7.7355 | 2.8068 | 4.7362 | 11.6742 | 5.533 | 7.2681 | 4.24 | 62.5459 | 86.8907 | 59.9603 | 94.0015
North Coast | HIGHLANDS 1103482 | 5135 | 547 | 918.141 | 1246 | 1145.4635 | 235 | 7.5545e-05 | 54.6437 | 33.2962 | 0.0077752 | 0.0012405 | 0.439 | 0.80155 | {4496154F-1DB9-4FB1-A431-4CE20A572B84} | 43361103 | HIGHLANDS 1103 | 482 | 38.908 | -122.5961 | 235 | 159 | 60613.0273 | 37.6633 | 41526.8283 | 25.8036 | 19086.199 | 38824.923 | 15555.1559 | 0.29151 | 0.017753 | 310 | 3.6714 | 9.2834 | 2 | 2.9406 | 7.8491 | -0.29612 | 0.021174 | 0.0060653 | 2.1099 | 296.051 | 45.9693 | 31.9813 | 1.2746 | 12.8259 | 14.4416 | 0.83763 | 89.8% | 94.5% | 26.3% | 16.9% | 98.5% | 0.9% | 0.058393 | 0.017901 | 1.3502 | 12.5948 | 2.3915 | 2.0906 | 9.1492 | 6.6994 | 2.3797 | 4.2145 | 12.7334 | 6.198 | 7.3394 | 3.9437 | 56.5567 | 81.7485 | 55.2221 | 91.2884
North Coast | WILLOW CREEK 11015002 | 1531 | 1278 | 1802.6463 | 2033 | 2163.0752 | 194 | 0.00015258 | 0.037988 | 12.9143 | 5.7926e-06 | 0.0011549 | 0.62863 | 0.83337 | {99F2526F-2899-4B39-B406-E2CDF8F64831} | 192171101 | WILLOW CREEK 1101 | 5002 | 40.9462 | -123.6409 | 291 | 458 | 32479.0456 | 20.1816 | 22363.0953 | 13.8958 | 10115.9503 | 21536.2249 | 9476.6482 | 0.22405 | 0.0296 | 331 | 12.0435 | 36.6253 | 2.0275 | 1.6667 | 5.2509 | -1.2078 | 0.043137 | 0.0057981 | 3.8175 | 295.2582 | 36.5571 | 32.758 | 1.1862 | 14.4223 | 17.5315 | 3.1637 | 88.7% | 81% | 81.4% | 93.5% | 82.6% | 22.7% | 0.26993 | 0.065922 | 3.2279 | 17.2465 | 1.7219 | 7.9725 | 15.2757 | 12.0729 | 2.4058 | 4.1848 | 13.6111 | 6.5238 | 8.7703 | 4.3001 | 61.4341 | 100.2258 | 49.9573 | 89.1065
North Coast | MOLINO 1102396 | 3425 | 1297 | 2110.3023 | 2248 | 2663.9624 | 208 | 0.00018106 | 18.801 | 10.7254 | 0.0034331 | 0.0011218 | 0.57696 | 0.79217 | {20117F3E-B95A-44FF-848A-F718B3011E5C} | 42571102 | MOLINO 1102 | 396 | 38.4096 | -122.9355 | 278 | 388 | 50493.3718 | 31.3752 | 25719.6473 | 15.9815 | 24773.7245 | 25719.6473 | 24773.7245 | 0.23334 | 0.037661 | 344 | 6.5275 | 18.4242 | 3 | 1.8383 | 5.0188 | 0.85011 | 0.042759 | 0.007139 | 3.373 | 295.062 | 23.4847 | 23.8601 | 0.7914 | 17.851 | 19.9276 | 0.74985 | 88.6% | 76.5% | 90.4% | 50.9% | 31.4% | 77.1% | 0.21295 | 0.037911 | 2.3382 | 17.8824 | 1.5094 | 5.6911 | 11.0082 | 8.9845 | 1.7899 | 3.0151 | 16.7283 | 14.2424 | 13.6466 | 11.281 | 44.6832 | 52.0763 | 34.4176 | 45.9113
Central Valley | PINE GROVE 1101circuit_breaker | 7702 | 171 | 230.8083 | 573 | 410.3263 | 62 | 0.00010382 | 0.037818 | 33.6587 | 3.9264e-06 | 0.0022902 | 0.29843 | 0.5625 | {5E0ECFE9-34C5-4F2B-8405-6E29B71598DF} | 163751101 | PINE GROVE 1101 | circuit_breaker | 38.4127 | -120.6604 | 118 | 178 | 14825.456 |  | 6897.7403 |  | 7927.7157 | 6897.7403 | 7927.7157 | 0.14199 | 0.0064371 | 148 | 6.2023 | 16.8156 | 2 | 1.7153 | 4.6707 | -0.54127 | 0.049895 | 0.0064853 | 3.0644 | 295.3854 | 45.386 | 31.5676 | 1.2313 | 12.4643 | 14.3316 | 3.4942 | 92.7% | 76.8% | 91.6% | 74.9% | 32.8% | 58.3% | 0.23782 | 0.053895 | 4.2778 | 19.2222 | 2.6757 | 6.0316 | 12.0545 | 8.2818 | 2.1186 | 3.8901 | 12.8987 | 6.4153 | 8.3169 | 4.3929 | 44.6899 | 72.0105 | 51.7591 | 89.2815
North Coast | PENNGROVE 1101170 | 3118 | 472 | 991.389 | 1629 | 1668.924 | 235 | 6.6662e-05 | 136.9708 | 32.93 | 0.0055987 | 0.0011082 | 0.28975 | 0.59403 | {1A72E14C-38B8-4F2E-A8C3-6BC5686CFD94} | 43471101 | PENNGROVE 1101 | 170 | 38.3288 | -122.6658 | 382 | 347 | 66019.6613 | 41.0228 | 36370.6977 | 22.5998 | 29648.9636 | 31125.6451 | 26343.4548 | 0.26043 | 0.015666 | 347 | 3.7849 | 11.843 | 2 | 2.2834 | 6.7828 | 0.85849 | 0.029265 | 0.0069043 | 2.924 | 294.8835 | 32.4954 | 30.1933 | 0.88202 | 15.5929 | 17.4286 | 1.1334 | 88.4% | 94% | 16.6% | 29.9% | 49% | 45.7% | 0.10785 | 0.048931 | 2.0421 | 16.178 | 1.3421 | 3.3245 | 10.0493 | 8.4031 | 1.7621 | 3.2905 | 15.5766 | 10.6163 | 10.8925 | 7.405 | 51.5722 | 69.7981 | 40.4858 | 65.6339
North Valley | OREGON TRAIL 1103circuit_breaker | 7087 | 157 | 211.8014 | 259 | 250.8933 | 43 | 9.8091e-05 | 322.4888 | 45.9782 | 0.035933 | 0.0022861 | 0.60618 | 0.84419 | {57A4B509-FD84-475C-B34A-463055A0DAF6} | 103521103 | OREGON TRAIL 1103 | circuit_breaker | 40.6191 | -122.3222 | 59 | 44 | 7714.7114 |  | 4700.2679 |  | 3014.4434 | 4346.4203 | 3014.4434 | 0.098302 | 0.0042179 | 150 | 2.8126 | 7.8033 | 2 | 1.9372 | 6.8269 | -0.48851 | 0.016857 | 0.0059117 | 2.8677 | 298.1189 | 47.2295 | 34.0637 | 1.5824 | 12.3138 | 14.5028 | 5.3257 | 88.4% | 87.2% | 75.7% | 39.9% | 85.5% | 52.9% | 0.21971 | 0.016429 | 1.9231 | 13.5 | 12.4147 | 3.7 | 10.4813 | 7.8249 | 2.8799 | 4.8273 | 11.7765 | 5.6278 | 7.3668 | 4.3776 | 61.2195 | 81.5471 | 59.1648 | 92.3596
North Coast | MENDOCINO 110137462 | 14 | 381 | 505.1837 | 785 | 694.369 | 102 | 0.00016188 | 17.7794 | 12.7142 | 0.0026209 | 0.0010857 | 0.48535 | 0.72754 | {CBF297F1-D8F4-467D-B156-4EC62C764040} | 42951101 | MENDOCINO 1101 | 37462 | 39.2651 | -123.2054 | 503 | 547 | 70254.4538 | 43.6542 | 38310.1036 | 23.8049 | 31944.3502 | 11379.0989 | 6136.6581 | 0.11074 | 0.016512 | 357 | 4.7725 | 12.3925 | 2.0581 | 2.0496 | 6.3342 | -0.14947 | 0.02814 | 0.006277 | 2.783 | 296.9521 | 35.7861 | 33.8668 | 1.1983 | 14.9837 | 17.0987 | 2.8762 | 88.2% | 79.9% | 85.2% | 33.1% | 85.5% | 34.3% | 0.25853 | 0.03593 | 2.1837 | 14.9286 | 1.2603 | 4.564 | 11.9006 | 9.4564 | 2.4054 | 4.0984 | 14.1907 | 8.3916 | 9.6537 | 5.3859 | 61.546 | 87.6076 | 46.7197 | 77.9293
North Coast | GARBERVILLE 11011604 | 445 | 403 | 564.448 | 567 | 646.9616 | 53 | 0.00031888 | 0.205 | 11.3161 | 6.0006e-05 | 0.0022731 | 0.71076 | 0.87246 | {DBB8EF0C-28BA-4359-82ED-65DB4B560023} | 192221101 | GARBERVILLE 1101 | 1604 | 40.1029 | -123.7928 | 188 | 103 | 34130.1717 |  | 27911.2836 |  | 6218.8881 | 6822.8212 | 1569.8568 | 0.12048 | 0.016901 | 152 | 5.6346 | 13.7697 | 2 | 3.0553 | 7.6829 | 2.2695 | 0.022069 | 0.0070025 | 4.6893 | 294.1358 | 26.3196 | 24.494 | 0.86893 | 17.1468 | 20.1637 | 2.6987 | 97.1% | 77.6% | 98.6% | 37% | 47.8% | 60.9% | 0.13028 | 0.074023 | 1.8929 | 14.4821 | 1.9886 | 6.5172 | 12.3648 | 8.847 | 1.94 | 3.509 | 15.9934 | 9.6751 | 10.762 | 7.3508 | 45.407 | 63.0583 | 40.1563 | 67.3508
Central Valley | CURTIS 17058110 | 7339 | 232 | 389.6084 | 1264 | 763.5627 | 103 | 4.6957e-05 | 35.8578 | 74.9029 | 0.001214 | 0.0016955 | 0.18354 | 0.51025 | {09598188-CE5A-44C7-8CBD-CFBA0AA34580} | 163351705 | CURTIS 1705 | 8110 | 37.9861 | -120.2613 | 150 | 181 | 26031.2998 | 16.1751 | 13092.5709 | 8.1354 | 12938.7288 | 13092.5709 | 12938.7288 | 0.17463 | 0.0048366 | 213 | 4.0061 | 10.4535 | 2.1658 | 2.1037 | 5.0886 | -0.073109 | 0.041399 | 0.0054335 | 2.5009 | 295.1459 | 49.1311 | 35.9659 | 1.2545 | 11.8255 | 13.5145 | 1.6678 | 90% | 88.5% | 51.2% | 54.3% | 39.9% | 43.2% | 0.11274 | 0.093575 | 2.3307 | 17.5906 | 2.9686 | 6.5492 | 10.293 | 7.6344 | 2.0677 | 3.6697 | 11.4798 | 6.0518 | 7.3954 | 4.0735 | 54.7933 | 85.1566 | 59.0242 | 91.996
Sierra | APPLE HILL 21029722 | 998 | 1625 | 2199.9066 | 4669 | 3731.9182 | 565 | 0.00012418 | 0.32543 | 78.1553 | 2.6698e-05 | 0.0045246 | 0.34804 | 0.58948 | {CD700C3D-374F-40E3-8624-DAD7800FADA7} | 153662102 | APPLE HILL 2102 | 9722 | 38.6401 | -120.6566 | 490 | 424 | 98911.2315 | 61.4607 | 61644.8871 | 38.3045 | 37266.3444 | 61644.8871 | 37266.3444 | 2.5564 | 0.07016 | 45 | 6.9028 | 17.6247 | 2.7972 | 2.1026 | 5.893 | 0.98176 | 0.051249 | 0.005701 | 3.3128 | 294.5447 | 46.2645 | 30.3295 | 1.1895 | 12.3007 | 14.2807 | 0.64399 | 96.6% | 92.2% | 93.2% | 75.9% | 20.5% | 49.3% | 0.1048 | 0.12666 | 2.0905 | 17.9593 | 2.9097 | 4.1807 | 9.6789 | 6.4206 | 2.1218 | 3.6841 | 13.0606 | 6.0689 | 8.2747 | 4.2133 | 46.2934 | 75.5713 | 52.1933 | 91.1403
North Coast | MIDDLETOWN 1102998 | 1391 | 95 | 167.3537 | 556 | 297.3593 | 134 | 9.0429e-05 | 677.594 | 22.5479 | 0.058379 | 0.0010588 | 0.17086 | 0.5628 | {5F8C3D5E-6EE2-44BA-8DAB-1423918270D0} | 43141102 | MIDDLETOWN 1102 | 998 | 38.7941 | -122.5663 | 349 | 682 | 68478.8559 | 42.5509 | 27688.0247 | 17.2046 | 40790.8311 | 23041.0417 | 34832.7993 | 0.14188 | 0.012118 | 375 | 2.0994 | 6.1987 | 2 | 1.861 | 5.6264 | 0.26287 | 0.025912 | 0.006039 | 2.556 | 296.9138 | 43.1366 | 30.6686 | 1.2873 | 13.4437 | 15.2206 | 4.0072 | 87.7% | 90% | 44.5% | 3.8% | 98.8% | 6.5% | 0.15148 | 0.020028 | 3.0709 | 18.4466 | 1.1906 | 1.5359 | 9.4685 | 6.941 | 2.4258 | 4.1579 | 13.2113 | 7.0887 | 7.8796 | 4.3756 | 54.0956 | 77.4064 | 52.7959 | 85.6365
Central Coast | CAMP EVERS 210510728 | 3012 | 786 | 1495.681 | 2132 | 2232.8833 | 151 | 0.00017761 | 0.037818 | 5.0614 | 6.7169e-06 | 0.0005047 | 0.36867 | 0.66984 | {61BEE218-5ECD-4073-AA08-F1DB60558A8D} | 83622105 | CAMP EVERS 2105 | 10728 | 37.0665 | -122.0797 | 273 | 1013 | 65013.8357 | 40.3978 | 16827.1381 | 10.4559 | 48186.6976 | 16827.1381 | 48186.6976 | 0.07621 | 0.02682 | 796 | 5.6687 | 15.2293 | 2.9946 | 1.5066 | 3.8798 | -2.0222 | 0.1033 | 0.0069014 | 3.4038 | 296.8247 | 31.8842 | 30.1943 | 1.0192 | 15.9362 | 17.7701 | 7.2743 | 88.5% | 64.1% | 95.8% | 70.1% | 69.8% | 68.9% | 0.38473 | 0.033946 | 7.8302 | 21.3396 | 1.4331 | 11.5243 | 9.63 | 8.4327 | 1.9396 | 3.6177 | 15.3867 | 11.2992 | 10.816 | 7.4845 | 51.4857 | 64.933 | 42.2962 | 63.5156
Bay Area | HALF MOON BAY 110398440 | 6607 | 928 | 1708.4246 | 1548 | 2037.7603 | 120 | 5.0243e-05 | 0.037818 | 2.0764 | 1.9001e-06 | 7.6141e-05 | 0.59948 | 0.83838 | {0D33DD6E-C54D-4E64-89FF-46D8E0E605B6} | 24101103 | HALF MOON BAY 1103 | 98440 | 37.2667 | -122.3224 | 126 | 186 | 26295.7648 | 16.3395 | 13071.9471 | 8.1226 | 13223.8177 | 13071.9471 | 13223.8177 | 0.0091369 | 0.0060292 | 2036 | 10.458 | 21.2198 | 2 | 1.9924 | 5.2685 | -3.5346 | 0.083598 | 0.0071145 | 2.0205 | 294.5729 | 28.8633 | 28.6238 | 0.77004 | 16.5014 | 18.1834 | 0.48491 | 55.2% | 62% | 47.5% | 92.6% | 33.9% | 88% | 0.054834 | 0.15589 | 2.4919 | 15.6048 | 1.1055 | 7.2336 | 11.5981 | 10.0168 | 1.6989 | 3.4196 | 15.5461 | 11.8838 | 9.7169 | 6.8525 | 59.6442 | 65.5037 | 42.2884 | 63.8631
North Valley | ANDERSON 1101circuit_breaker | 5882 | 31 | 45.9938 | 273 | 142.6458 | 40 | 7.2559e-05 | 202.4021 | 71.4673 | 0.012643 | 0.0021923 | 0.11355 | 0.32243 | {4FF91FEF-C966-4E36-B08B-C812EFC4BE16} | 103261101 | ANDERSON 1101 | circuit_breaker | 40.4497 | -122.3048 | 253 | 902 | 45875.9485 |  | 14514.7271 |  | 31361.2214 | 4993.2396 | 5086.6229 | 0.087694 | 0.0029024 | 158 | 2.095 | 6.5494 | 2 | 2.3668 | 8.4325 | -0.7507 | 0.012812 | 0.0058135 | 2.2384 | 298.2482 | 48.421 | 35.011 | 1.5909 | 12.0925 | 14.0795 | 28.6949 | 87.6% | 92.8% | 60.7% | 31.8% | 87.6% | 37.3% | 0.31123 | 0.012656 | 4.7105 | 18.2895 | 1.7667 | 4.2656 | 11.2186 | 8.0915 | 2.9205 | 4.9272 | 11.0298 | 5.8003 | 7.3358 | 4.5084 | 65.8817 | 83.8008 | 62.046 | 91.9106
North Valley | VOLTA 110185234 | 2238 | 21 | 31.0404 | 865 | 456.6659 | 122 | 2.021e-05 | 0.038223 | 5.5666 | 7.7256e-07 | 5.7882e-05 | 0.024277 | 0.067972 | {ED0B6774-A707-41C7-AD0B-86162B275429} | 102541101 | VOLTA 1101 | 85234 | 40.3481 | -121.6206 | 143 | 466 | 26327.0541 | 16.3589 | 12197.7117 | 7.5793 | 14129.3424 | 12197.7117 | 14129.3424 | 0.0070616 | 0.0024656 | 2206 | 8.6789 | 22.5446 | 2 | 1.9954 | 5.3252 | -0.96731 | 0.058182 | 0.0043857 | 4.1313 | 288.3656 | 39.4565 | 27.4143 | 0.79806 | 13.6765 | 16.3507 | 1.9467 | 24% | 31.6% | 14.7% | 86.7% | 0.3% | 93.6% | 0.24145 | 0.036688 | 5.2051 | 18.0342 | 0.22279 | 5.6169 | 10.0029 | 7.2013 | 1.4663 | 2.699 | 14.392 | 6.5936 | 7.3073 | 4.5498 | 45.9124 | 74.0371 | 48.42 | 88.0334
Sierra | EL DORADO PH 21016852 | 578 | 1540 | 1970.1138 | 6020 | 3952.742 | 397 | 0.00012314 | 0.038426 | 74.9557 | 4.7102e-06 | 0.0044191 | 0.25581 | 0.49842 | {550714A4-7303-4842-936D-572C7CE200C4} | 152762101 | EL DORADO PH 2101 | 6852 | 38.7612 | -120.5582 | 577 | 1140 | 95692.4307 | 59.4607 | 40526.8318 | 25.1823 | 55165.5989 | 40526.8318 | 55165.5989 | 1.7544 | 0.048888 | 50 | 12.5881 | 27.8492 | 3 | 2.0746 | 5.6146 | 1.4948 | 0.10158 | 0.0054785 | 3.7331 | 293.591 | 47.4891 | 31.9298 | 1.1858 | 11.878 | 14.0194 | 1.881 | 96.3% | 90.9% | 92.9% | 97.8% | 19.8% | 22.9% | 0.078172 | 0.054167 | 2.9917 | 17.6887 | 3.1721 | 7.7898 | 8.3897 | 6.3699 | 2.2157 | 3.9937 | 12.129 | 5.3894 | 7.2772 | 3.6873 | 56.7242 | 90.303 | 56.966 | 96.0997
Central Coast | CAMP EVERS 2105circuit_breaker | 5960 | 1016 | 1874.7571 | 2091 | 2513.1172 | 116 | 0.00017047 | 0.037818 | 4.0159 | 6.4466e-06 | 0.00048814 | 0.48589 | 0.74599 | {EE077F7F-8175-4265-8512-03731CF3E11C} | 83622105 | CAMP EVERS 2105 | circuit_breaker | 37.0419 | -122.0251 | 237 | 353 | 35304.7095 | 21.9374 | 16540.5741 | 10.2779 | 18764.1354 | 12905.269 | 13680.8998 | 0.056624 | 0.019774 | 825 | 7.297 | 17.381 | 2.9863 | 1.4388 | 3.8033 | 2.0601 | 0.079452 | 0.0070282 | 3.1847 | 297.0317 | 30.7587 | 29.0686 | 0.99581 | 16.2698 | 18.0571 | 8.7998 | 87.9% | 58% | 94.3% | 75.6% | 60.3% | 78.9% | 0.20024 | 0.043356 | 3.7653 | 17.9694 | 2.0805 | 14.3219 | 9.3502 | 8.2188 | 1.9355 | 3.6051 | 15.6938 | 11.7805 | 11.0531 | 7.6885 | 50.0212 | 61.8453 | 41.0262 | 61.8503
North Coast | MOLINO 1102318 | 2193 | 2945 | 5232.6251 | 4195 | 5964.461 | 332 | 0.00015444 | 0.14652 | 12.8521 | 2.237e-05 | 0.0010086 | 0.70203 | 0.8773 | {937FE0BF-1949-4B31-99B0-C96DCB7F5DAB} | 42571102 | MOLINO 1102 | 318 | 38.4048 | -122.9485 | 351 | 366 | 57496.3603 | 35.7267 | 31101.718 | 19.3258 | 26394.6423 | 31101.718 | 26394.6423 | 0.33486 | 0.051274 | 402 | 10.041 | 22.6146 | 3 | 2.0897 | 5.5533 | 1.3269 | 0.073125 | 0.0071644 | 3.4088 | 293.8061 | 23.1768 | 23.7282 | 0.70089 | 17.7844 | 19.9017 | 0.34882 | 86.9% | 80.8% | 81.9% | 66.7% | 18.8% | 75.9% | 0.047103 | 0.051687 | 2.1777 | 16.8072 | 0.69798 | 8.7396 | 11.1475 | 9.2381 | 1.6594 | 2.7469 | 16.9659 | 14.0832 | 13.2832 | 10.9015 | 45.0121 | 53.5517 | 33.8857 | 46.5127
North Coast | KONOCTI 1102532 | 2395 | 439 | 592.3073 | 846 | 828.4852 | 96 | 0.00018906 | 1.6447 | 21.4067 | 0.00034731 | 0.0021476 | 0.51891 | 0.71493 | {43499343-6FDA-499A-9065-0F9A4F778AB9} | 43311102 | KONOCTI 1102 | 532 | 38.8577 | -122.7221 | 203 | 515 | 39122.9363 |  | 15232.9913 |  | 23889.945 | 15232.9913 | 23889.945 | 0.20617 | 0.01815 | 163 | 7.692 | 16.447 | 3 | 3.0832 | 8.1663 | 0.7921 | 0.043155 | 0.0062304 | 3.7708 | 294.4928 | 43.7325 | 35.4032 | 1.1872 | 13.137 | 15.3292 | 1.1101 | 96.6% | 88.8% | 92% | 45.4% | 82.9% | 4.3% | 0.1312 | 0.08119 | 4.4706 | 19.8626 | 1.6332 | 5.0357 | 10.3398 | 7.7666 | 2.2449 | 4.0983 | 13.4202 | 5.741 | 6.7754 | 3.7831 | 56.5905 | 92.8486 | 53.1748 | 94.4172
Central Valley | SAN JOAQUIN #3 1102circuit_breaker | 5162 | 365 | 523.779 | 970 | 816.4451 | 135 | 6.7973e-05 | 11.9305 | 13.3771 | 0.0008228 | 0.00042269 | 0.37629 | 0.64154 | {F2F4DFE2-A71E-4AEB-AA05-9FF7D56E28F8} | 252531102 | SAN JOAQUIN #3 1102 | circuit_breaker | 37.2539 | -119.5194 | 133 | 232 | 26617.2245 | 16.5392 | 15601.4012 | 9.6943 | 11015.8233 | 15601.4012 | 11015.8233 | 0.057063 | 0.0091764 | 894 | 4.4444 | 13.3921 | 2.3961 | 1.6467 | 4.0185 | 0.37101 | 0.036908 | 0.0056542 | 2.26 | 296.6024 | 52.4794 | 35.4331 | 1.4017 | 11.1212 | 12.5364 | 1.0206 | 60.8% | 52.4% | 70.7% | 65% | 78.5% | 20% | 0.069442 | 0.094589 | 2.6767 | 17.2857 | 3.428 | 4.686 | 8.8915 | 7.7109 | 2.2837 | 3.8399 | 10.3932 | 6.2464 | 6.4684 | 4.244 | 52.7176 | 71.8409 | 66.7982 | 89.2865
Sierra | DOBBINS 11011264 | 492 | 2072 | 2982.1519 | 4115 | 3939.1633 | 464 | 0.00012292 | 27.0321 | 19.4104 | 0.0021717 | 0.0011968 | 0.50352 | 0.75705 | {81A1F156-C98B-4850-992A-A7159456D080} | 153741101 | DOBBINS 1101 | 1264 | 39.374 | -121.2054 | 438 | 363 | 76561.1273 | 47.573 | 55993.1456 | 34.7926 | 20567.9817 | 55887.5598 | 20440.4865 | 0.5553 | 0.057035 | 320 | 5.0044 | 12.6554 | 2.5787 | 2.4563 | 6.591 | 0.12031 | 0.035 | 0.0056855 | 4.1092 | 295.5886 | 46.0729 | 33.0266 | 1.2618 | 12.3342 | 14.5403 | 0.70494 | 74.9% | 61.7% | 92.7% | 54.9% | 38.8% | 52% | 0.015348 | 0.077587 | 2.2471 | 17.2941 | 2.8194 | 5.8899 | 9.7169 | 6.4934 | 2.1353 | 3.9049 | 12.8069 | 5.7394 | 7.8602 | 3.8875 | 49.1863 | 82.6039 | 53.8482 | 93.9544
Sierra | EL DORADO PH 2102circuit_breaker | 108 | 967 | 1189.9013 | 4285 | 2555.7754 | 306 | 0.00012041 | 0.037818 | 26.3231 | 4.5537e-06 | 0.0015618 | 0.22567 | 0.46557 | {876266AC-37EA-414C-92FC-94A2ACD4EB2D} | 152762102 | EL DORADO PH 2102 | circuit_breaker | 38.7935 | -120.6191 | 457 | 977 | 77480.6638 | 48.1444 | 32849.8127 | 20.412 | 44630.851 | 32849.8127 | 44630.851 | 0.47792 | 0.036846 | 239 | 13.7892 | 28.0527 | 3 | 2.1483 | 6.2236 | 0.98503 | 0.11073 | 0.0054212 | 3.758 | 293.8235 | 47.9029 | 32.3686 | 1.2072 | 11.7741 | 13.9279 | 3.1578 | 79.5% | 71% | 91.7% | 98% | 22.7% | 12% | 0.062623 | 0.12117 | 1.8008 | 14.6568 | 2.0421 | 4.653 | 9.5436 | 7.1529 | 1.9965 | 3.3755 | 12.7837 | 5.9049 | 7.4579 | 4.0722 | 56.6568 | 92.5745 | 54.0674 | 92.5353
North Valley | BIG BEND 1101180398 | 3235 | 421 | 553.5583 | 661 | 675.3257 | 79 | 0.00012218 | 0.07055 | 37.365 | 8.2668e-06 | 0.0020997 | 0.63691 | 0.81969 | {8A0E1297-B2C6-4E29-9AF9-DF1E115646B0} | 103751101 | BIG BEND 1101 | 180398 | 39.734 | -121.4965 | 76 | 66 | 13940.9378 |  | 9616.0055 |  | 4324.9323 | 9616.0055 | 4324.9323 | 0.16588 | 0.0096523 | 167 | 4.6665 | 10.2628 | 3 | 2.954 | 8.1709 | 0.60956 | 0.01312 | 0.005727 | 4.0899 | 294.8127 | 49.2165 | 37.2359 | 1.3086 | 11.4634 | 13.747 | 1.2807 | 87.3% | 80.6% | 88.4% | 51.7% | 38.4% | 2.3% | 0.054809 | 0.04192 | 1.9437 | 15.5352 | 2.6815 | 5.288 | 13.6661 | 9.6825 | 2.2999 | 4.2087 | 12.2019 | 5.3084 | 7.7533 | 3.5317 | 63.5428 | 113.9777 | 55.668 | 97.1561
Sierra | PEABODY 2108circuit_breaker | 8888 | 1 | 1.2048 | 9 | 4.561 | 4 | 3.5235e-05 | 3105.5987 | 114.657 | 0.11033 | 0.0020867 | 0.11111 | 0.26414 | {BC2B156B-5F07-4313-BE60-34EF88AFE911} | 63642108 | PEABODY 2108 | circuit_breaker | 38.2853 | -121.9704 | 52 | 23 | 6627.7078 |  | 4968.214 |  | 1659.4938 | 604.4135 | 779.7385 | 0.0083469 | 0.00014094 | 168 | 0.82358 | 3.3944 | 2 | 3.1234 | 7.6529 | -4.1043 | 0.014545 | 0.0065988 | 1.5933 | 297.908 | 43.4139 | 39.0201 | 1.2947 | 13.3123 | 14.6414 | 10.2066 | 84.6% | 95.5% | 10.5% | 4.4% | 51.5% | 92.7% | 0.0055972 | 0.0027273 | 1.25 | 18.5 | 0.49091 | 0.81818 | 7.9231 | 7.3385 | 2.4069 | 4.1401 | 11.6964 | 7.9313 | 8.9335 | 5.2859 | 63.0039 | 80.0844 | 57.0438 | 80.066
North Valley | BANGOR 110131502 | 7890 | 226 | 331.3549 | 727 | 513.6227 | 143 | 7.7367e-05 | 193.392 | 18.4349 | 0.013406 | 0.00067034 | 0.31087 | 0.64513 | {6925CBA3-93E0-44A7-B2DC-50805D93ECF4} | 103191101 | BANGOR 1101 | 31502 | 39.3864 | -121.4016 | 141 | 86 | 26804.8794 | 16.6558 | 19075.5291 | 11.853 | 7729.3503 | 19075.5291 | 7729.3503 | 0.095859 | 0.011063 | 605 | 4.0858 | 10.6283 | 2 | 2.9011 | 7.4996 | 0.16039 | 0.01371 | 0.0064021 | 2.7177 | 297.0003 | 45.7309 | 32.2846 | 1.3346 | 12.6775 | 14.4838 | 0.42341 | 62.7% | 61.5% | 64.7% | 52.9% | 42.5% | 76% | 0.042834 | 0.045694 | 1.5423 | 13.3873 | 2.6361 | 2.5689 | 9.1839 | 6.7798 | 2.4648 | 4.2701 | 12.5965 | 6.1198 | 8.4344 | 4.1096 | 50.5105 | 90.0317 | 54.7068 | 91.3106
North Coast | WILLOW CREEK 1101circuit_breaker | 9138 | 13 | 16.3862 | 16 | 17.7534 | 3 | 0.00027663 | 0.037818 | 7.6377 | 1.0462e-05 | 0.0020847 | 0.8125 | 0.92299 | {D8B02D5B-6C13-4C05-89BB-FB46690FC150} | 192171101 | WILLOW CREEK 1101 | circuit_breaker | 40.9477 | -123.6402 | 17 | 3 | 563.168 |  | 437.858 |  | 125.3101 | 437.858 | 125.3101 | 0.0062541 | 0.00082988 | 170 | 6.8964 | 20.2693 | 3 | 1.6412 | 4.8507 | 9.512 | 0.025 | 0.0057565 | 3.7853 | 295.3746 | 36.6571 | 33.291 | 1.2011 | 14.3673 | 17.4529 | 4.3861 | 96.4% | 66.4% | 97.4% | 57.8% | 86.3% | 21.3% | 0.35519 | 0.03 | 5.75 | 9.25 | 1.4125 | 4 | 15.4747 | 12.2318 | 2.4201 | 4.1919 | 13.5781 | 6.5486 | 8.8862 | 4.3377 | 62.3474 | 101.9491 | 49.8444 | 88.9717
Sierra | PLACERVILLE 21069712 | 4726 | 1545 | 1951.1261 | 3772 | 3077.0337 | 368 | 0.0001202 | 0.041652 | 81.9501 | 4.9845e-06 | 0.0042327 | 0.4096 | 0.63409 | {C89C3F78-8047-4151-A21B-FC3CD22D755E} | 153082106 | PLACERVILLE 2106 | 9712 | 38.8326 | -120.8178 | 321 | 248 | 60163.921 | 37.3842 | 39873.7428 | 24.7765 | 20290.1782 | 39873.7428 | 20290.1782 | 1.5576 | 0.044233 | 54 | 8.7579 | 17.6193 | 2.8608 | 1.7828 | 4.4641 | -0.45987 | 0.058127 | 0.0056736 | 3.4131 | 295.0589 | 47.9791 | 32.6131 | 1.2699 | 11.8875 | 13.9325 | 0.78939 | 95.9% | 93.2% | 91.5% | 75.6% | 40.5% | 23.7% | 0.056297 | 0.056051 | 1.8628 | 14.5277 | 3.984 | 8.0686 | 8.1398 | 6.4235 | 2.2193 | 4.0041 | 12.3075 | 5.4765 | 7.5884 | 3.7371 | 56.781 | 92.1844 | 56.0999 | 95.4982
Central Valley | SAND CREEK 11037823F | 8735 | 2 | 3.8942 | 66 | 19.796 | 26 | 2.0893e-05 | 316.6119 | 145.2595 | 0.0055708 | 0.0020732 | 0.030303 | 0.19672 | {50C5ADB6-0C49-498A-ACD5-0AA4887D7C48} | 254601103 | SAND CREEK 1103 | 7823F | 36.7004 | -119.2516 | 62 | 66 | 10783.9957 |  | 7345.0348 |  | 3438.9609 | 7345.0348 | 3438.9609 | 0.053903 | 0.00054323 | 172 | 1.0412 | 2.876 | 2 | 2.011 | 4.5082 | 0.79389 | 0.001 | 0.0061484 | 1.422 | 298.5202 | 55.8849 | 35.9212 | 1.6163 | 10.59 | 11.7355 | 1.1389 | 91.8% | 98.6% | 15.5% | 9.8% | 95.8% | 12.4% | 0.0099654 | 0.0073 | 1.6282 | 15.4615 | 0 | 0.66 | 5.9685 | 4.9516 | 2.909 | 4.4502 | 9.8823 | 5.9174 | 6.744 | 3.8099 | 49.1035 | 70.1421 | 68.9496 | 93.1157
Sierra | BRUNSWICK 111061602 | 2492 | 465 | 671.0728 | 1184 | 1005.3976 | 135 | 0.0001198 | 0.26607 | 15.6225 | 1.803e-05 | 0.00070437 | 0.39274 | 0.66747 | {A298B0D8-C9B9-4411-92EE-D00915B8BD24} | 152481110 | BRUNSWICK 1110 | 61602 | 39.2254 | -121.0789 | 370 | 802 | 55740.795 | 34.6358 | 20441.2599 | 12.7016 | 35299.5352 | 14421.8376 | 20948.9054 | 0.09509 | 0.016173 | 576 | 5.9148 | 15.0255 | 2 | 2.2201 | 6.2187 | 0.11567 | 0.067245 | 0.0056571 | 3.7675 | 294.6922 | 45.2296 | 32.2194 | 1.1784 | 12.5184 | 14.6207 | 8.4743 | 61% | 54.2% | 91.2% | 66.6% | 19.3% | 68.8% | 0.030905 | 0.048577 | 2.0534 | 15.3857 | 1.7245 | 7.4771 | 9.7182 | 6.7857 | 2.1102 | 3.8841 | 12.0348 | 5.3701 | 7.0949 | 3.635 | 54.8179 | 87.2103 | 57.6079 | 96.2079
Sierra | PUTAH CREEK 11058812 | 7124 | 6 | 7.481 | 11 | 9.5133 | 5 | 2.9225e-05 | 43.7462 | 72.5588 | 0.0012381 | 0.0020391 | 0.54545 | 0.78637 | {25987CE1-F207-449C-AFDA-F7A284EF81E2} | 63681105 | PUTAH CREEK 1105 | 8812 | 38.5606 | -121.9713 | 478 | 376 | 126309.6987 |  | 103854.6628 |  | 22455.0359 | 1876.8402 | 1363.7034 | 0.010195 | 0.00014612 | 174 | 0.67994 | 2.2946 | 2 | 3.2568 | 8.8361 | -0.23413 | 0.004375 | 0.0064353 | 1.5584 | 298.3332 | 45.2862 | 35.0809 | 1.3783 | 13.079 | 14.3203 | 0 | 84.1% | 90.4% | 9% | 1.2% | 96.8% | 87.3% | 0.033372 | 0.010312 | 1.1429 | 14.7143 | 0.35437 | 0.34375 | 8.1296 | 6.2443 | 2.5951 | 4.0769 | 11.977 | 7.3362 | 8.6583 | 4.7933 | 53.902 | 80.5363 | 56.6312 | 84.9147
Sierra | PIKE CITY 11011730 | 315 | 481 | 725.6465 | 947 | 966.0697 | 126 | 0.00011847 | 0.050628 | 36.3636 | 5.4001e-06 | 0.0021794 | 0.50792 | 0.75113 | {17868210-FE0A-4C1E-968A-924A3CB32589} | 152201101 | PIKE CITY 1101 | 1730 | 39.452 | -121.0541 | 112 | 108 | 19126.9343 | 11.885 | 13838.6427 | 8.599 | 5288.2916 | 13838.6427 | 5288.2916 | 0.2746 | 0.014927 | 159 | 8.5472 | 17.7799 | 3 | 1.7839 | 5.249 | 1.0692 | 0.047959 | 0.0055146 | 4.0646 | 295.3589 | 46.2819 | 34.2046 | 1.2511 | 12.2371 | 14.5066 | 0.82517 | 85.9% | 77.3% | 90.5% | 76.3% | 34.9% | 45.9% | 0.10554 | 0.05082 | 2.3778 | 16.0148 | 2.3075 | 7.3156 | 9.3484 | 6.9132 | 2.2601 | 3.8425 | 12.1501 | 5.4877 | 7.0512 | 3.8376 | 58.2634 | 90.8015 | 56.7978 | 95.3741
North Coast | GARBERVILLE 1102circuit_breaker | 2077 | 1001 | 1545.9818 | 1569 | 1831.9133 | 159 | 0.00032427 | 0.039993 | 5.5478 | 1.293e-05 | 0.00097391 | 0.63799 | 0.84392 | {76599403-EF2F-43B7-895E-85F706D26E36} | 192221102 | GARBERVILLE 1102 | circuit_breaker | 40.103 | -123.7929 | 392 | 856 | 49878.4617 | 30.9931 | 26078.7579 | 16.2046 | 23799.7038 | 17301.6263 | 9858.6943 | 0.15485 | 0.051559 | 417 | 11.742 | 31.2685 | 2 | 2.1977 | 5.9615 | -1.0734 | 0.058419 | 0.0072527 | 4.2194 | 294.0754 | 22.3009 | 21.5257 | 0.78061 | 18.3032 | 21.1784 | 4.2171 | 85.3% | 57.7% | 99% | 87% | 29.2% | 88.2% | 0.24447 | 0.075814 | 3.7267 | 17.1633 | 1.9184 | 7.2977 | 12.1686 | 8.7259 | 1.8925 | 3.2847 | 16.5571 | 11.3992 | 11.9179 | 8.725 | 42.1066 | 52.7647 | 37.4363 | 58.0016
North Coast | DUNBAR 1103534 | 5259 | 774 | 1123.1767 | 1483 | 1521.7867 | 202 | 0.00010745 | 0.07538 | 14.4741 | 8.0558e-06 | 0.00094346 | 0.52192 | 0.73806 | {5426272A-AD0A-4461-A119-14316B37A620} | 43071103 | DUNBAR 1103 | 534 | 38.3792 | -122.5191 | 220 | 190 | 40640.681 | 25.253 | 28145.853 | 17.4891 | 12494.828 | 25938.9873 | 10873.6194 | 0.19058 | 0.021706 | 432 | 7.0631 | 16.1554 | 2.9532 | 2.4194 | 6.1771 | 0.72216 | 0.037025 | 0.0066924 | 2.9459 | 295.1732 | 35.993 | 30.637 | 0.97897 | 14.7928 | 16.5881 | 0.57735 | 85.2% | 84.2% | 61.4% | 44.4% | 60.8% | 31.9% | 0.084916 | 0.03562 | 1.6077 | 14.267 | 1.5242 | 4.0854 | 9.0231 | 6.9502 | 1.9544 | 3.5765 | 14.7303 | 9.1116 | 9.4222 | 5.9253 | 47.4899 | 70.8527 | 45.2345 | 74.9999
North Coast | MONTE RIO 1112999 | 7873 | 111 | 153.9083 | 243 | 228.8763 | 16 | 0.0001735 | 0.045367 | 26.9273 | 7.8655e-06 | 0.0020095 | 0.45679 | 0.67245 | {26F9807C-D309-4EC8-8DD1-024F50CB1287} | 42811112 | MONTE RIO 1112 | 999 | 38.4221 | -122.954 | 19 | 113 | 6159.4933 |  | 1406.4428 |  | 4753.0505 | 1406.4428 | 4753.0505 | 0.032152 | 0.0027759 | 178 | 12.0864 | 24.3959 | 3 | 1.9697 | 5.08 | -1.5535 | 0.14316 | 0.0071491 | 3.5679 | 294.2699 | 23.5137 | 23.8609 | 0.74677 | 17.7253 | 19.8729 | 0.46187 | 96.2% | 90.9% | 88.7% | 71.7% | 24.6% | 74.1% | 0.16639 | 0.091579 | 6.6429 | 19.5714 | 2.1426 | 12.7895 | 11.0523 | 9.0938 | 1.7103 | 2.8875 | 16.8368 | 13.9563 | 13.2634 | 10.8421 | 44.9058 | 53.4565 | 34.4093 | 47.0507
Central Coast | ATASCADERO 1101A02 | 2154 | 743 | 1269.9797 | 2079 | 2065.979 | 325 | 8.4971e-05 | 459.6682 | 10.3398 | 0.036799 | 0.00046479 | 0.35738 | 0.61471 | {C51913E0-1635-4DCE-BB82-7AF8898196AC} | 182541101 | ATASCADERO 1101 | A02 | 35.4838 | -120.6842 | 364 | 425 | 67048.6252 | 41.6622 | 42537.755 | 26.4318 | 24510.8703 | 42537.755 | 24510.8703 | 0.15106 | 0.027615 | 843 | 2.6453 | 8.4902 | 2.5765 | 3.0971 | 7.8967 | 0.21258 | 0.017815 | 0.0060976 | 1.4091 | 296.6537 | 40.0305 | 33.6282 | 1.1311 | 14.0156 | 15.0099 | 1.1893 | 87.5% | 82.4% | 82.1% | 46.7% | 83% | 29.1% | 0.10626 | 0.039277 | 2.2065 | 16.9558 | 1.0116 | 3.4941 | 8.3911 | 8.1567 | 1.8414 | 3.3352 | 13.3046 | 10.265 | 10.4242 | 7.383 | 49.8968 | 64.6143 | 49.1715 | 65.6737
Sierra | VACAVILLE 1104circuit_breaker | 4023 | 177 | 218.5094 | 235 | 240.5365 | 16 | 2.8171e-05 | 2267.9571 | 206.4227 | 0.056262 | 0.0019842 | 0.75319 | 0.90843 | {CBB1E17F-BE5D-42E9-AB86-48D61CF7F4ED} | 63601104 | VACAVILLE 1104 | circuit_breaker | 38.3565 | -121.9805 | 117 | 386 | 19566.7097 |  | 4995.2075 |  | 14571.5022 | 1499.3098 | 411.2994 | 0.031746 | 0.00045073 | 180 | 0.93203 | 3.0132 | 2 | 3.17 | 7.5504 | -1.6524 | 0.027727 | 0.0065259 | 1.6134 | 298.3678 | 44.1967 | 39.5832 | 1.3646 | 13.1898 | 14.5139 | 33.4736 | 83.2% | 99% | 7.8% | 3.2% | 93.2% | 90.7% | 0.15112 | 0.025 | 2.3636 | 14.2727 | 10.7005 | 10.6818 | 8.0085 | 7.2489 | 2.532 | 4.2784 | 11.623 | 7.7601 | 8.8553 | 5.184 | 63.2237 | 81.2797 | 57.6261 | 80.8624
Central Valley | STANISLAUS 17017144 | 7758 | 399 | 578.836 | 954 | 838.7315 | 78 | 7.2686e-05 | 0.037818 | 66.8302 | 2.7488e-06 | 0.0019837 | 0.41824 | 0.69013 | {EBD937A8-0F05-49AA-848E-8FB362E60B61} | 162821701 | STANISLAUS 1701 | 7144 | 38.1744 | -120.3835 | 96 | 140 | 15763.8748 |  | 7457.9017 |  | 8305.973 | 7457.9017 | 8305.973 | 0.15473 | 0.0056695 | 181 | 6.1838 | 18.0902 | 2 | 1.9513 | 4.9432 | 0.090776 | 0.054286 | 0.0060102 | 2.9808 | 294.286 | 45.6987 | 32.9932 | 1.1508 | 12.437 | 14.2331 | 1.203 | 91.4% | 87.4% | 75.4% | 78.5% | 12.4% | 57.6% | 0.075213 | 0.046071 | 2.9747 | 18.1519 | 7.8402 | 8.5179 | 13.7732 | 9.7413 | 2.0768 | 3.4391 | 12.0942 | 6.4604 | 7.5782 | 4.3057 | 49.4714 | 75.4544 | 57.2971 | 89.3908
Sierra | APPLE HILL 11038412 | 4238 | 1770 | 2256.0344 | 3147 | 2963.825 | 293 | 0.00011795 | 0.67032 | 167.3192 | 6.9711e-05 | 0.0093434 | 0.56244 | 0.76119 | {C334FDD7-2F74-4DEB-B23B-81054BF72A46} | 153661103 | APPLE HILL 1103 | 8412 | 38.7272 | -120.738 | 301 | 300 | 57090.4583 | 35.4745 | 32448.6667 | 20.1627 | 24641.7917 | 32448.6667 | 24641.7917 | 2.7376 | 0.03456 | 12 | 8.6266 | 18.249 | 2.477 | 2.0627 | 5.7506 | -0.48652 | 0.071402 | 0.0058467 | 3.3559 | 294.636 | 48.04 | 31.5018 | 1.244 | 11.8509 | 13.8197 | 1.0933 | 99% | 98% | 90.2% | 77.3% | 32.7% | 17.8% | 0.043336 | 0.082338 | 1.9555 | 15.3319 | 3.9136 | 7.5732 | 8.8578 | 6.8546 | 2.0665 | 3.5239 | 12.8363 | 5.8455 | 7.6634 | 4.0371 | 56.0446 | 92.1628 | 53.6517 | 92.8289
Central Valley | ELECTRA 1101L1697 | 6731 | 313 | 443.005 | 1139 | 890.9545 | 83 | 8.9162e-05 | 0.039802 | 46.3968 | 3.4999e-06 | 0.0019698 | 0.2748 | 0.49723 | {B2C7A4F4-BED5-4E31-A9B4-8AA354D418D1} | 162161101 | ELECTRA 1101 | L1697 | 38.3794 | -120.638 | 115 | 288 | 22345.155 |  | 8779.0798 |  | 13566.0753 | 8779.0798 | 13566.0753 | 0.16349 | 0.0074004 | 183 | 6.133 | 16.2302 | 2 | 1.7368 | 4.5501 | 3.7297 | 0.064597 | 0.0064957 | 2.9099 | 296.0039 | 44.8383 | 32.801 | 1.2624 | 12.5892 | 14.4043 | 0.88461 | 91.1% | 82.1% | 85.6% | 74.1% | 42.1% | 61.6% | 0.0044325 | 0.049919 | 4.0109 | 20.8913 | 4.879 | 9.1855 | 13.4605 | 9.3584 | 2.2089 | 3.8743 | 12.8847 | 6.7543 | 8.42 | 4.658 | 45.6808 | 73.3919 | 51.4335 | 87.098
Central Valley | AUBERRY 1102R309 | 3587 | 67 | 189.4205 | 280 | 253.127 | 76 | 2.4031e-05 | 2098.5402 | 145.1776 | 0.053442 | 0.0019685 | 0.23929 | 0.74832 | {6CB8407B-8DEC-4DDB-A06C-70CFC4C2C27B} | 254151102 | AUBERRY 1102 | R309 | 37.0114 | -119.5301 | 135 | 122 | 22869.4238 |  | 13825.8859 |  | 9043.5379 | 13825.8859 | 9043.5379 | 0.1496 | 0.0018263 | 184 | 0.6774 | 2.4557 | 2 | 2.0455 | 4.8903 | -0.72724 | 0.0025405 | 0.0058166 | 1.3157 | 298.2788 | 51.6095 | 36.0743 | 1.4979 | 11.6001 | 12.6944 | 0.80566 | 90.9% | 98.4% | 19.5% | 6.7% | 87.4% | 37.3% | 0.038945 | 0.0098378 | 1.9923 | 16.6385 | 1.8666 | 1.5135 | 6.2675 | 5.8289 | 2.753 | 4.1099 | 10.6315 | 6.5669 | 7.3044 | 4.204 | 49.8277 | 76.3071 | 65.3462 | 89.2634
Sierra | MOUNTAIN QUARRIES 210192474 | 1287 | 882 | 1177.1859 | 2335 | 1854.6653 | 228 | 0.00011525 | 0.040611 | 74.6335 | 4.4793e-06 | 0.0043477 | 0.37773 | 0.63472 | {B1828264-E942-4507-AD5A-E7D1D60A066A} | 152282101 | MOUNTAIN QUARRIES 2101 | 92474 | 38.8957 | -120.8791 | 258 | 229 | 39957.917 | 24.8288 | 25079.5665 | 15.5838 | 14878.3505 | 23834.445 | 13934.0092 | 0.99126 | 0.026277 | 51 | 7.9543 | 16.5456 | 2.4958 | 1.9583 | 5.4186 | 0.40957 | 0.061681 | 0.0056915 | 3.2831 | 295.1727 | 48.9215 | 33.6375 | 1.2944 | 11.6953 | 13.7033 | 1.0588 | 96.1% | 90.7% | 89.3% | 73.2% | 51.2% | 10.2% | 0.2125 | 0.065751 | 4.1503 | 18.6013 | 1.9976 | 6.8394 | 8.9708 | 6.5162 | 2.1707 | 3.8893 | 11.8741 | 5.2319 | 6.633 | 3.5804 | 57.3399 | 88.1497 | 58.4907 | 97.249
North Coast | HOOPA 110193038 | 8117 | 29 | 65.6315 | 96 | 96.1583 | 13 | 0.00021188 | 0.037818 | 14.0619 | 8.0128e-06 | 0.0019487 | 0.30208 | 0.68254 | {1C7B29C1-9766-4E63-AFC2-ED97D59270C9} | 192401101 | HOOPA 1101 | 93038 | 41.0453 | -123.6742 | 76 | 134 | 7436.6714 |  | 4553.13 |  | 2883.5414 | 1584.2405 | 1034.4196 | 0.025334 | 0.0027544 | 186 | 7.2968 | 21.0794 | 2.35 | 2.235 | 6.6115 | -5.2228 | 0.0235 | 0.0060305 | 3.9789 | 294.6591 | 35.4892 | 31.2181 | 1.0783 | 14.6821 | 17.8145 | 9.7234 | 96.1% | 83.3% | 94.4% | 60.6% | 70.3% | 29% | 0.25726 | 0.055 | 3.2105 | 17.6842 | 0.5925 | 4.8 | 15.2273 | 12.0606 | 2.3277 | 4.0353 | 13.533 | 6.8663 | 8.6321 | 4.4483 | 59.7768 | 94.7849 | 50.2546 | 86.7377
North Valley | WYANDOTTE 11091040 | 2076 | 54 | 79.7045 | 116 | 100.4869 | 13 | 7.8645e-05 | 633.9062 | 35.6587 | 0.037992 | 0.0019315 | 0.46552 | 0.79318 | {10790C99-0AC4-4885-95AD-50DB99DD62BD} | 102911109 | WYANDOTTE 1109 | 1040 | 39.4591 | -121.5322 | 93 | 109 | 16501.2518 |  | 9730.261 |  | 6770.9908 | 1355.0481 | 50.9292 | 0.02511 | 0.0010224 | 187 | 2.0928 | 5.3631 | 2 | 2.4208 | 7.5009 | -0.40823 | 0.038571 | 0.0065575 | 1.9358 | 298.0415 | 45.3854 | 31.7088 | 1.3878 | 12.903 | 14.4687 | 6.7207 | 86.4% | 79.7% | 65.6% | 21.7% | 56.9% | 84.1% | 0.0098305 | 0.088571 | 1.3333 | 10.6667 | 12.4607 | 8.2857 | 9.7931 | 6.9518 | 2.6495 | 4.2425 | 11.8014 | 6.4703 | 8.3146 | 4.4924 | 51.0617 | 83.6406 | 57.5279 | 88.5138
North Coast | MOLINO 1102178 | 1291 | 1368 | 2312.9859 | 2245 | 2784.2498 | 179 | 0.00017814 | 80.3727 | 9.1268 | 0.012303 | 0.00086292 | 0.60935 | 0.83074 | {E011217D-F6B4-46C8-AC6E-B5F7ADEBD850} | 42571102 | MOLINO 1102 | 178 | 38.4194 | -122.876 | 330 | 395 | 48370.5445 | 30.0561 | 21902.7203 | 13.6098 | 26467.8242 | 19242.2295 | 23183.8669 | 0.15446 | 0.031886 | 470 | 7.2017 | 18.8704 | 2.6562 | 1.8692 | 5.103 | 0.81394 | 0.054094 | 0.0071292 | 3.1257 | 295.3465 | 23.5198 | 24.3386 | 0.79956 | 17.9055 | 19.9317 | 1.1139 | 83.8% | 69.9% | 89.6% | 52.6% | 33.1% | 79.2% | 0.15061 | 0.04675 | 2.7444 | 18.3699 | 1.7871 | 7.0156 | 11.0578 | 9.1171 | 1.7904 | 3.0434 | 16.7299 | 14.3174 | 13.8184 | 11.4975 | 45.6158 | 53.0429 | 34.2161 | 45.4489
North Coast | HIGHLANDS 1103568 | 4329 | 235 | 354.8403 | 487 | 439.1599 | 82 | 0.0001237 | 889.0991 | 32.591 | 0.11272 | 0.0019119 | 0.48255 | 0.808 | {DE7AF2D5-E911-47A4-AE78-DD80A28A5D4B} | 43361103 | HIGHLANDS 1103 | 568 | 38.925 | -122.6069 | 174 | 389 | 36092.6725 |  | 14661.491 |  | 21431.1815 | 12324.8036 | 17253.5398 | 0.15678 | 0.010143 | 189 | 3.9512 | 14.9352 | 2 | 2.1813 | 6.8316 | -0.99566 | 0.027193 | 0.0060992 | 2.0781 | 296.5048 | 41.5728 | 30.6906 | 1.2198 | 13.8836 | 15.4488 | 4.1961 | 95.9% | 93.2% | 68.8% | 41.6% | 90.8% | 12.1% | 0.3461 | 0.022637 | 4.3738 | 18.5607 | 2.901 | 2.848 | 9.3305 | 6.7512 | 2.3324 | 4.0741 | 13.6146 | 7.3736 | 8.2373 | 4.4867 | 52.0996 | 73.0698 | 50.8335 | 83.6513
North Valley | JESSUP 11019752 | 6602 | 105 | 192.7922 | 294 | 261.8779 | 58 | 0.00011401 | 72.3848 | 37.8299 | 0.0074256 | 0.0018786 | 0.35714 | 0.73619 | {A6F4671E-7001-4E04-8749-D198C4CDD6BE} | 103441101 | JESSUP 1101 | 9752 | 40.4804 | -122.3972 | 58 | 55 | 12215.199 |  | 6269.3077 |  | 5945.8913 | 6269.3077 | 5892.5072 | 0.10896 | 0.0066127 | 190 | 3.6934 | 9.3015 | 2 | 2.1739 | 7.9614 | 1.2215 | 0.010179 | 0.00594 | 2.7034 | 298.2441 | 48.4433 | 33.3304 | 1.6078 | 11.9846 | 14.114 | 1.7266 | 85.8% | 81.2% | 85% | 47.4% | 92.8% | 27.5% | 0.14479 | 0.017768 | 1.8 | 15.4833 | 2.1454 | 2.625 | 9.7678 | 6.9609 | 2.9474 | 4.9673 | 11.2981 | 5.6739 | 7.216 | 4.3377 | 60.3749 | 78.034 | 61.3861 | 92.339
Sierra | PLACERVILLE 2106circuit_breaker | 3578 | 212 | 279.0725 | 334 | 340.8754 | 40 | 0.00012496 | 0.039465 | 26.684 | 4.8887e-06 | 0.0018495 | 0.63473 | 0.81869 | {86E99440-83ED-4726-A6BC-38E34FEB5B33} | 153082106 | PLACERVILLE 2106 | circuit_breaker | 38.731 | -120.7832 | 47 | 30 | 13918.2751 |  | 10714.4314 |  | 3203.8437 | 10352.4951 | 2702.7103 | 0.073982 | 0.0049983 | 191 | 9.4542 | 22.6417 | 2.6667 | 1.9995 | 5.4529 | 2.2865 | 0.059333 | 0.0058525 | 2.95 | 295.3734 | 47.533 | 32.308 | 1.2609 | 12.1381 | 13.9892 | 2.9817 | 82.7% | 71.5% | 93.7% | 93.2% | 38.5% | 37.8% | 0.16581 | 0.071397 | 2 | 16.7027 | 2.3635 | 2.7833 | 8.3671 | 6.0297 | 2.112 | 3.938 | 12.9075 | 5.8905 | 8.3096 | 4.0152 | 49.4547 | 83.6692 | 52.7802 | 92.8135
North Coast | PETALUMA C 1108618 | 5903 | 3 | 9.1244 | 6 | 10.2985 | 4 | 8.061e-05 | 976.4813 | 132.488 | 0.069328 | 0.0018469 | 0.5 | 0.88599 | {F9D85BA5-F081-4C89-8A4E-6F66CE119492} | 42631108 | PETALUMA C 1108 | 618 | 38.2276 | -122.6634 | 205 | 260 | 38879.5062 |  | 17463.5088 |  | 21415.9974 | 13883.0282 | 13251.2423 | 0.0073878 | 0.00032244 | 192 | 2.4115 | 7.9188 | 2 | 2.4152 | 6.5437 | -1.3072 | 0.014196 | 0.0071255 | 2.3509 | 294.9592 | 26.0602 | 27.4211 | 0.76439 | 17.3378 | 19.0471 | 2.5586 | 95.7% | 100% | 31.2% | 9.9% | 26.8% | 63.5% | 0.13777 | 0.021294 | 2.1969 | 15.2205 | 0.018784 | 0.023529 | 10.9975 | 9.6155 | 1.5729 | 2.8922 | 16.1966 | 13.8757 | 13.3838 | 11.0653 | 50.4378 | 56.9682 | 35.5753 | 46.6104
North Valley | ANITA 11062418 | 4519 | 19 | 24.9601 | 36 | 32.213 | 5 | 9.8607e-05 | 39.5075 | 30.6573 | 0.0042127 | 0.0018381 | 0.52778 | 0.77485 | {BF1D640B-1AB6-49FB-AB3D-0A09BCB77224} | 102841106 | ANITA 1106 | 2418 | 39.822 | -121.923 | 201 | 182 | 58882.9555 |  | 39339.8369 |  | 19543.1186 | 185.0114 | 326.0208 | 0.0091903 | 0.00049303 | 193 | 2.8336 | 8.3025 | 2 | 2.8193 | 8.6034 | -0.43752 | 0.038333 | 0.0065463 | 1.842 | 298.096 | 45.834 | 37.51 | 1.4372 | 12.8166 | 14.5016 | 0.45455 | 85.5% | 75.8% | 76% | 42.2% | 66.2% | 80.9% | 0.074108 | 0.020833 | 1.4 | 19.2 | 2.1358 | 3 | 13.2288 | 10.081 | 2.8048 | 4.4802 | 11.8265 | 6.2797 | 7.8171 | 4.2814 | 69.3127 | 106.4594 | 57.8783 | 90.8579
North Valley | KESWICK 110148480 | 6517 | 45 | 82.9133 | 339 | 222.4564 | 75 | 0.00010535 | 232.0698 | 28.8982 | 0.024562 | 0.0018366 | 0.13274 | 0.37272 | {669572AC-0804-48DE-A3ED-77BF33DD2E29} | 103451101 | KESWICK 1101 | 48480 | 40.6238 | -122.4618 | 214 | 172 | 25696.5893 |  | 17324.1107 |  | 8372.4786 | 17324.1107 | 8372.4786 | 0.13775 | 0.0079012 | 194 | 2.1617 | 6.6753 | 3 | 2.0368 | 6.8098 | -0.26466 | 0.004555 | 0.0058141 | 3.5472 | 297.7933 | 49.7068 | 34.5618 | 1.6172 | 11.6269 | 13.9346 | 3.3617 | 85.3% | 74% | 80.6% | 33.5% | 96.8% | 8.1% | 0.20856 | 0.01 | 2.5 | 15.3462 | 0.51408 | 1.7749 | 9.9759 | 7.0985 | 2.8465 | 5.0128 | 11.226 | 5.3464 | 7.0606 | 4.0643 | 61.067 | 82.0642 | 62.2974 | 95.7405
North Coast | MOLINO 1102344 | 2815 | 118 | 209.5812 | 181 | 241.8735 | 17 | 0.00014441 | 419.9345 | 22.3237 | 0.056376 | 0.0018357 | 0.65193 | 0.86649 | {A98FD5E2-DDE3-4E25-9F0F-483626AE2A81} | 42571102 | MOLINO 1102 | 344 | 38.406 | -122.8918 | 135 | 214 | 23378.245 |  | 9676.0469 |  | 13702.1981 | 1463.3176 | 2664.7041 | 0.031206 | 0.002455 | 195 | 5.2788 | 16.3114 | 2 | 1.9572 | 5.2477 | -0.36156 | 0.058261 | 0.0070984 | 2.9121 | 295.9061 | 23.808 | 24.9364 | 0.82993 | 17.9387 | 19.8841 | 1.1152 | 95.6% | 89.7% | 78.2% | 45.1% | 41.3% | 81.1% | 0.15081 | 0.041739 | 3 | 20.1111 | 4.4287 | 7.8696 | 11.0316 | 9.102 | 1.8451 | 3.1315 | 16.6219 | 14.3125 | 13.9922 | 11.8271 | 46.7084 | 53.6547 | 34.5088 | 45.1438
North Coast | WILLITS 1103538 | 4055 | 278 | 361.5587 | 378 | 411.4406 | 63 | 0.00011817 | 0.58456 | 32.7551 | 6.2719e-05 | 0.0018316 | 0.73545 | 0.87876 | {0092EF79-68EA-4B6C-8B69-750DA296468A} | 42661103 | WILLITS 1103 | 538 | 39.4236 | -123.3017 | 56 | 48 | 15130.1623 |  | 10337.071 |  | 4793.0913 | 10337.071 | 4793.0913 | 0.11539 | 0.0074445 | 196 | 8.8217 | 21.7902 | 2.366 | 2.1042 | 5.8727 | -0.81205 | 0.038105 | 0.0063658 | 3.5617 | 293.0578 | 28.9619 | 27.8351 | 0.81467 | 16.7182 | 19.2182 | 0.86752 | 95.4% | 93.8% | 66% | 64% | 38.2% | 56.8% | 0.089989 | 0.047072 | 1.275 | 14.15 | 0.40634 | 2.4706 | 11.7297 | 9.2767 | 1.6065 | 3.1798 | 17.5394 | 9.3406 | 11.0151 | 5.5484 | 46.7885 | 78.2772 | 33.6706 | 73.2871
Bay Area | NOVATO 110455398 | 6982 | 41 | 55.9061 | 254 | 181.2231 | 30 | 6.6484e-05 | 10.8556 | 66.0686 | 0.00071859 | 0.0018282 | 0.16142 | 0.30849 | {335D8DF9-D334-4C80-A8EC-F250AAC0E6C3} | 42211104 | NOVATO 1104 | 55398 | 38.1171 | -122.5642 | 119 | 33 | 22960.02 |  | 18150.4566 |  | 4809.5634 | 4828.5632 | 3903.2018 | 0.054845 | 0.0019945 | 197 | 2.2181 | 6.6888 | 2 | 2.5257 | 6.8072 | -0.45999 | 0.024314 | 0.0071172 | 2.3979 | 295.8778 | 30.4001 | 29.4254 | 0.91021 | 16.1689 | 17.8127 | 5.6644 | 100% | 99.6% | 65.9% | 14.7% | 53.9% | 85.1% | 0.18937 | 0.088637 | 1.3448 | 12.1724 | 0.84833 | 2.5 | 10.3647 | 9.0151 | 1.7624 | 3.3973 | 14.7468 | 12.4429 | 12.3084 | 9.325 | 53.1139 | 60.7783 | 41.205 | 54.6413
Central Valley | CURTIS 170510590 | 3679 | 680 | 936.9923 | 1740 | 1442.311 | 138 | 6.2462e-05 | 0.038693 | 137.7443 | 2.4016e-06 | 0.004078 | 0.3908 | 0.64965 | {EA84943C-5C73-4028-8D85-A074BC119CA8} | 163351705 | CURTIS 1705 | 10590 | 37.9742 | -120.2382 | 181 | 235 | 27387.7035 | 17.018 | 15780.5647 | 9.8056 | 11607.1388 | 15780.5647 | 11607.1388 | 0.56276 | 0.0086198 | 58 | 6.1842 | 14.9888 | 2.5187 | 2.1678 | 5.0958 | -1.6153 | 0.059486 | 0.0052814 | 2.5584 | 294.92 | 50.4089 | 35.7194 | 1.2633 | 11.5014 | 13.2139 | 1.9643 | 95.6% | 97.5% | 65.6% | 71% | 42.8% | 33.5% | 0.048094 | 0.14117 | 2.4172 | 17.9693 | 6.7942 | 8.1308 | 10.0465 | 7.5569 | 2.0927 | 3.6483 | 11.1578 | 5.8948 | 7.0969 | 3.9395 | 54.4708 | 82.9516 | 61.8087 | 93.1322
Central Valley | DUNLAP 11027050 | 893 | 58 | 101.6652 | 621 | 344.4232 | 103 | 7.9025e-06 | 0.04011 | 8.373 | 3.2232e-07 | 4.8799e-05 | 0.093398 | 0.29518 | {1A4C84BC-5487-41C8-8DEF-67BCD120C5BE} | 254061102 | DUNLAP 1102 | 7050 | 36.6985 | -119.0118 | 102 | 369 | 27533.8299 | 17.1088 | 14670.6683 | 9.116 | 12863.1616 | 14670.6683 | 12863.1616 | 0.0050263 | 0.00081396 | 2292 | 9.5972 | 21.1708 | 2 | 2.0633 | 4.6091 | -0.40504 | 0.065301 | 0.0041755 | 2.3941 | 290.523 | 57.419 | 37.6132 | 1.0612 | 9.8926 | 11.4127 | 1.2122 | 13.5% | 38.9% | 4.2% | 82.9% | 7.8% | 4.9% | 0.050781 | 0.24071 | 3.7586 | 15.9425 | 0.5259 | 3.3934 | 5.5749 | 5.4799 | 1.7755 | 2.9349 | 8.4654 | 5.4689 | 4.7033 | 3.3511 | 56.4442 | 80.6672 | 79.7851 | 96.0965
North Coast | REDBUD 1101323962 | 1853 | 471 | 884.3408 | 921 | 1050.841 | 154 | 9.7511e-05 | 351.4884 | 15.4726 | 0.036719 | 0.00085286 | 0.5114 | 0.84156 | {9F8ACCEF-B036-4FB1-850C-B401BE3A4651} | 43191101 | REDBUD 1101 | 323962 | 39.0663 | -122.6111 | 427 | 642 | 87325.9479 | 54.262 | 46324.5895 | 28.7848 | 41001.3585 | 32521.6427 | 20804.5105 | 0.13134 | 0.015017 | 474 | 3.3114 | 8.8354 | 2.7004 | 2.7021 | 7.9076 | -0.83109 | 0.014959 | 0.0059685 | 2.0108 | 296.7618 | 45.124 | 35.6133 | 1.3096 | 13.073 | 14.6576 | 1.1618 | 83.4% | 85.1% | 51% | 13.8% | 99.8% | 3.1% | 0.094518 | 0.017397 | 2.0675 | 15.8805 | 2.6232 | 1.9029 | 9.2495 | 7.1201 | 2.4743 | 4.2841 | 12.7618 | 6.697 | 7.8364 | 4.2001 | 58.7352 | 86.1913 | 54.7804 | 87.8295
Bay Area | ROSSMOOR 1102circuit_breaker | 7330 | 36 | 48.0234 | 69 | 67.1003 | 7 | 6.9353e-05 | 0.037818 | 66.1707 | 2.6228e-06 | 0.001808 | 0.52174 | 0.7157 | {92F6E341-F0BC-4716-8F01-EF905EEF4BF1} | 14161102 | ROSSMOOR 1102 | circuit_breaker | 37.8653 | -122.0805 | 37 | 10 | 2518.1697 |  | 2145.2785 |  | 372.8912 | 400.2166 | 0 | 0.012656 | 0.00048547 | 201 | 2.8988 | 8.1743 | 3 | 3.8019 | 7.834 | 1.3862 | 0.025556 | 0.0066514 | 1.7979 | 295.3794 | 35.6292 | 32.9533 | 0.97917 | 14.9695 | 16.3985 | 14.4827 | 99.8% | 99.8% | 69.1% | 25.2% | 69.5% | 35.4% | 0.080408 | 0.051111 | 1 | 5 | 4.6044 | 7.6667 | 7.8414 | 7.3687 | 2.0217 | 3.6463 | 14.3527 | 9.9201 | 10.3077 | 6.4909 | 48.9393 | 70.1874 | 44.5344 | 70.8091
North Coast | COTATI 1105circuit_breaker | 727 | 70 | 174.7943 | 109 | 195.3434 | 29 | 7.6626e-05 | 930.7963 | 31.9109 | 0.075374 | 0.0018061 | 0.6422 | 0.89481 | {03190DAD-5324-4E1C-86DE-04D88D55A9A0} | 42271105 | COTATI 1105 | circuit_breaker | 38.3096 | -122.7319 | 68 | 130 | 11951.9544 |  | 4287.6063 |  | 7664.3481 | 4287.6063 | 7664.3481 | 0.052376 | 0.0022222 | 202 | 3.1375 | 9.1054 | 2 | 2.4031 | 6.1542 | 0.63023 | 0.0093902 | 0.0070775 | 2.4555 | 295.3153 | 26.1044 | 27.5546 | 0.79619 | 17.3952 | 19.1354 | 2.1174 | 95.2% | 92.9% | 27.1% | 15.7% | 32.1% | 66.6% | 0.20095 | 0.02 | 3.8148 | 18.3704 | 0.70085 | 1.3293 | 10.9224 | 9.331 | 1.6804 | 3.0189 | 16.3013 | 13.8934 | 13.5418 | 10.8731 | 50.1234 | 58.1247 | 35.6234 | 47.8665
Sierra | APPLE HILL 110313312 | 208 | 898 | 1250.4638 | 1678 | 1600.2888 | 186 | 0.00011351 | 0.41756 | 43.1076 | 5.0812e-05 | 0.0021159 | 0.53516 | 0.7814 | {7EA84B2A-124B-4428-A9E1-34C82D90BA62} | 153661103 | APPLE HILL 1103 | 13312 | 38.7437 | -120.7327 | 286 | 337 | 53470.6898 | 33.2252 | 29140.0447 | 18.1068 | 24330.6452 | 19652.8137 | 18183.7602 | 0.39356 | 0.021113 | 166 | 7.0653 | 16.3532 | 2.3523 | 2.1199 | 5.5518 | 1.4737 | 0.068327 | 0.005863 | 3.1561 | 295.0411 | 48.032 | 32.1865 | 1.2603 | 11.9431 | 13.8549 | 2.0862 | 84.9% | 80.6% | 88.3% | 71.7% | 38% | 27.1% | 0.067399 | 0.044874 | 2.6032 | 16.7063 | 5.1128 | 7.6609 | 8.8325 | 7.0174 | 2.0767 | 3.6083 | 13.2032 | 6.0243 | 8.3184 | 4.0779 | 54.5156 | 93.0827 | 51.8646 | 91.7539
Sierra | SHINGLE SPRINGS 210851476 | 7282 | 57 | 89.9151 | 348 | 207.5754 | 66 | 0.00011148 | 643.3624 | 27.2373 | 0.073061 | 0.0018016 | 0.16379 | 0.43317 | {5930D652-4C2C-456B-9C55-1601828B7C0A} | 153652108 | SHINGLE SPRINGS 2108 | 51476 | 38.6554 | -120.9934 | 113 | 58 | 14262.1466 |  | 10357.1601 |  | 3904.9865 | 7007.9313 | 2985.4971 | 0.11891 | 0.0073577 | 204 | 3.1154 | 7.8766 | 2.9697 | 2.305 | 5.8597 | -0.42624 | 0.025859 | 0.0060795 | 2.4298 | 297.101 | 47.0341 | 33.2619 | 1.3578 | 12.3795 | 14.0723 | 2.4239 | 82% | 71.8% | 86.1% | 29% | 92% | 57.6% | 0.03245 | 0.026364 | 1.8871 | 14.7258 | 1.6189 | 3.5152 | 7.409 | 5.6443 | 2.4744 | 4.2337 | 12.7481 | 6.3608 | 8.4937 | 4.2405 | 48.7378 | 81.0339 | 54.5054 | 90.1992
Central Valley | WEST POINT 110234416 | 6874 | 512 | 678.7807 | 857 | 857.9461 | 103 | 0.00013247 | 2.8354 | 79.9711 | 0.00042075 | 0.0044521 | 0.59743 | 0.79117 | {0EFB4216-A177-4018-B731-828073FEC64E} | 163201102 | WEST POINT 1102 | 34416 | 38.3988 | -120.5256 | 165 | 174 | 28281.6607 | 17.5735 | 16938.9243 | 10.5254 | 11342.7364 | 16938.9243 | 11342.7364 | 0.45856 | 0.013645 | 49 | 10.0462 | 21.7045 | 3 | 1.6925 | 4.2675 | 1.1812 | 0.066805 | 0.006087 | 3.164 | 294.6536 | 43.7984 | 31.2553 | 1.1478 | 12.7981 | 14.7587 | 1.4362 | 96% | 89.7% | 96.5% | 84.3% | 12% | 67% | 0.040189 | 0.085021 | 1.9467 | 16.2381 | 4.0077 | 3.556 | 13.4726 | 9.2588 | 2.0448 | 3.4745 | 13.0188 | 6.5724 | 8.3335 | 4.6289 | 46.4482 | 73.5494 | 51.2531 | 87.4838
North Coast | MOLINO 1101338 | 2495 | 587 | 1231.6369 | 937 | 1419.3047 | 100 | 9.9053e-05 | 1409.1142 | 38.5967 | 0.13851 | 0.0017932 | 0.62647 | 0.86777 | {4502A0E5-A181-4FD0-A72F-EAB91B5F9EA1} | 42571101 | MOLINO 1101 | 338 | 38.3959 | -122.8512 | 300 | 366 | 48051.516 |  | 23326.701 |  | 24724.815 | 10257.7274 | 9233.47 | 0.17932 | 0.0099053 | 206 | 4.3281 | 12.1734 | 2 | 2.1898 | 5.7997 | 1.4338 | 0.043376 | 0.0070953 | 2.7835 | 295.2872 | 24.1785 | 25.5111 | 0.79532 | 17.7786 | 19.7153 | 0.67986 | 94.7% | 95.7% | 52.7% | 31.7% | 31.9% | 75.6% | 0.087314 | 0.041147 | 2.3739 | 16.5826 | 4.1533 | 5.9682 | 11.1911 | 9.3389 | 1.6895 | 2.9946 | 16.716 | 14.2524 | 14.0318 | 11.5687 | 47.0607 | 55.4695 | 33.8658 | 45.8538
North Coast | MOLINO 11026917 | 8139 | 258 | 383.5524 | 559 | 570.6238 | 99 | 0.00013434 | 0.041311 | 32.432 | 5.4675e-06 | 0.0017806 | 0.46154 | 0.67216 | {648AAC1E-48AF-43F7-8E9A-745D399294ED} | 42571102 | MOLINO 1102 | 6917 | 38.3873 | -122.9728 | 74 | 85 | 19600.5838 |  | 11483.727 |  | 8116.8567 | 11483.727 | 8116.8567 | 0.17628 | 0.013299 | 207 | 6.9893 | 16.7437 | 3 | 2.3251 | 6.2688 | 1.9534 | 0.054171 | 0.0071639 | 3.3274 | 293.4985 | 22.8481 | 23.4412 | 0.67197 | 17.8583 | 19.9535 | 0.20611 | 94.5% | 93.1% | 72.9% | 45.9% | 17.2% | 77.5% | 0.15303 | 0.04837 | 1.6932 | 16.5909 | 0.30983 | 3.1943 | 11.1718 | 9.2779 | 1.6318 | 2.6457 | 17.0557 | 14.2239 | 13.361 | 11.1163 | 44.6791 | 52.7966 | 33.4524 | 45.6913
Bay Area | OLEMA 11011318 | 5660 | 908 | 1830.9395 | 2892 | 2911.8643 | 159 | 5.8929e-05 | 0.037887 | 7.1311 | 2.2313e-06 | 0.00026481 | 0.31397 | 0.62879 | {48696EF7-D14F-4A4B-98EA-50D58AFE2188} | 42291101 | OLEMA 1101 | 1318 | 38.0643 | -122.8056 | 183 | 310 | 28341.497 | 17.6106 | 16637.0018 | 10.3378 | 11704.4953 | 13978.4041 | 10574.1892 | 0.042105 | 0.0093698 | 1213 | 8.6843 | 18.9813 | 2 | 2.5356 | 7.5374 | 0.3262 | 0.0698 | 0.0072263 | 2.2777 | 293.4911 | 24.8649 | 27.2994 | 0.66015 | 17.3699 | 19.0708 | 0.92931 | 87.1% | 85.9% | 57.4% | 89.7% | 11.3% | 96.7% | 0.099206 | 0.078627 | 2.9716 | 17.7943 | 2.2698 | 14.46 | 12.6354 | 10.863 | 1.563 | 2.5737 | 16.3333 | 14.523 | 13.3331 | 10.9742 | 54.7772 | 57.4176 | 35.1783 | 44.7895
Central Valley | RACETRACK 17038120 | 106 | 591 | 856.6521 | 2131 | 1632.0939 | 136 | 0.00012003 | 0.039392 | 3.9894 | 4.6746e-06 | 0.00026554 | 0.27733 | 0.52488 | {B167BE1C-A9FE-47A6-A4DC-3662D3CE2EC1} | 163761703 | RACETRACK 1703 | 8120 | 38.0253 | -120.405 | 219 | 239 | 28488.8815 | 17.7022 | 14368.0422 | 8.9279 | 14120.8393 | 14368.0422 | 14120.8393 | 0.036114 | 0.016325 | 1206 | 7.2098 | 17.7574 | 2.1675 | 2.0873 | 5.3825 | -1.7113 | 0.060576 | 0.0058481 | 2.1749 | 296.074 | 45.7819 | 34.5758 | 1.2554 | 12.8084 | 14.3406 | 3.485 | 48.6% | 18.2% | 95.6% | 77.6% | 40.4% | 67.8% | 0.17975 | 0.084188 | 3.0828 | 18.0483 | 6.7544 | 11.1571 | 11.4238 | 8.361 | 2.1098 | 3.8463 | 12.5561 | 6.456 | 8.4768 | 4.4 | 50.3418 | 84.0074 | 55.3387 | 89.4298
Bay Area | SAN RAMON 2108circuit_breaker | 7037 | 157 | 256.7746 | 1226 | 900.6141 | 111 | 6.8072e-05 | 319.1172 | 2.4437 | 0.019737 | 0.00010121 | 0.12806 | 0.28511 | {B814E637-1BB9-4F04-B0A4-F99C92D5342E} | 14232108 | SAN RAMON 2108 | circuit_breaker | 37.745 | -121.9376 | 175 | 159 | 28492.3846 | 17.7044 | 15307.4292 | 9.5116 | 13184.9554 | 13911.3335 | 13074.7692 | 0.011235 | 0.007556 | 1862 | 3.114 | 9.4472 | 3 | 3.0856 | 6.8224 | -4.597 | 0.029751 | 0.0067097 | 1.8325 | 294.4923 | 35.642 | 32.6074 | 0.90485 | 14.833 | 16.3198 | 2.1635 | 63.9% | 65.3% | 68.4% | 32.7% | 52.8% | 30.3% | 0.1343 | 0.061743 | 2.218 | 15.9549 | 0.66195 | 5.0871 | 8.0926 | 7.4022 | 1.8526 | 3.4757 | 14.6387 | 9.6282 | 9.7172 | 5.9003 | 48.3665 | 70.6937 | 46.0931 | 73.3716
North Coast | MIRABEL 1101116 | 6887 | 956 | 1248.0573 | 1992 | 1814.613 | 158 | 0.00013548 | 74.4835 | 11.6935 | 0.0087076 | 0.00084706 | 0.47992 | 0.68778 | {1FA8A5B8-216C-48A5-8B5C-D037DBE66063} | 42091101 | MIRABEL 1101 | 116 | 38.4736 | -122.8977 | 173 | 173 | 30587.0663 | 19.006 | 17803.3709 | 11.0625 | 12783.6955 | 16655.9357 | 11869.8742 | 0.13384 | 0.021406 | 476 | 8.8391 | 18.0089 | 2.5325 | 1.416 | 4.2978 | -3.2076 | 0.058537 | 0.007062 | 3.1937 | 295.7982 | 24.943 | 25.3706 | 0.84863 | 17.64 | 19.6257 | 1.8185 | 83.3% | 78.3% | 73.7% | 50.2% | 43.5% | 72.5% | 0.20101 | 0.060407 | 1.8718 | 14.9295 | 3.0343 | 8.0976 | 10.9167 | 8.846 | 1.9458 | 3.1887 | 16.3258 | 13.6605 | 13.1598 | 10.7319 | 46.5443 | 54.5613 | 36.4419 | 48.3458
Sierra | CLARKSVILLE 210419632 | 6754 | 45 | 101.9381 | 274 | 184.7479 | 50 | 9.3565e-05 | 589.7536 | 46.5167 | 0.052306 | 0.0016975 | 0.16423 | 0.55177 | {E10F57CA-31E3-4642-897F-6FA410857C1A} | 153612104 | CLARKSVILLE 2104 | 19632 | 38.6874 | -121.0088 | 194 | 118 | 22243.9997 |  | 14659.9971 |  | 7584.0025 | 8385.252 | 5551.7167 | 0.084873 | 0.0046782 | 212 | 2.2989 | 6.1491 | 2.9118 | 2.5287 | 6.7284 | 0.64443 | 0.020441 | 0.0060699 | 2.4452 | 296.6642 | 46.8477 | 32.9666 | 1.317 | 12.4225 | 14.0813 | 10.1224 | 81.5% | 82.9% | 67.3% | 16.6% | 71% | 61.5% | 0.026413 | 0.027353 | 1.9341 | 16.4725 | 0.85353 | 2.0147 | 7.7287 | 5.9215 | 2.3713 | 4.1253 | 12.8549 | 6.3633 | 8.5752 | 4.26 | 49.6066 | 82.0471 | 53.909 | 90.0725
Central Valley | CURTIS 17029220 | 5394 | 452 | 626.3743 | 1427 | 1058.7502 | 133 | 5.8136e-05 | 45.9396 | 22.4507 | 0.0022772 | 0.00051796 | 0.31675 | 0.59162 | {54A77FF2-7A52-4D36-BA6B-B455CC7DC4A6} | 163351702 | CURTIS 1702 | 9220 | 37.9795 | -120.2763 | 204 | 170 | 28625.8599 | 17.7873 | 17957.7628 | 11.1585 | 10668.0971 | 17305.2505 | 10611.1376 | 0.068888 | 0.007732 | 777 | 4.5398 | 12.0629 | 2 | 2.1425 | 5.1891 | 0.23618 | 0.042833 | 0.0054633 | 2.4923 | 295.1653 | 48.8319 | 35.9938 | 1.2506 | 11.8995 | 13.5845 | 3.4081 | 64.7% | 69% | 62.1% | 60.8% | 38.8% | 44.8% | 0.073101 | 0.10781 | 2.2166 | 16.8344 | 4.1408 | 6.1245 | 10.3541 | 7.6559 | 2.0596 | 3.6698 | 11.5503 | 6.0875 | 7.4593 | 4.1037 | 54.8346 | 85.5715 | 58.3905 | 91.7387
Sierra | APPLE HILL 21028372 | 2594 | 1644 | 2422.9705 | 6311 | 4644.566 | 777 | 0.00011333 | 0.66913 | 43.5046 | 5.6157e-05 | 0.002334 | 0.2605 | 0.52168 | {87934A6A-C9D7-420E-9278-5C4F8DB79DED} | 153662102 | APPLE HILL 2102 | 8372 | 38.6092 | -120.7025 | 845 | 759 | 166228.2055 | 103.2897 | 101166.6359 | 62.8622 | 65061.5696 | 90180.3006 | 58569.1701 | 1.8135 | 0.088054 | 144 | 6.4942 | 16.1596 | 2.3528 | 2.2098 | 5.8711 | 0.63803 | 0.051598 | 0.005808 | 3.1557 | 294.8647 | 45.5762 | 29.7335 | 1.1923 | 12.5192 | 14.443 | 0.66459 | 87.1% | 81.1% | 88% | 71% | 21.5% | 69% | 0.094367 | 0.054204 | 2.3032 | 15.4839 | 4.5132 | 7.7564 | 8.2958 | 6.5745 | 2.2971 | 3.9783 | 12.4567 | 5.5599 | 7.6385 | 3.8798 | 56.8106 | 93.3822 | 55.4341 | 94.6831
North Coast | LAKEVILLE 11023341 | 6929 | 77 | 128.964 | 237 | 222.221 | 52 | 4.6325e-05 | 115.5457 | 104.1643 | 0.0056604 | 0.0016938 | 0.32489 | 0.58034 | {65D2A24B-53D1-4E2C-BACD-455AAC4417E6} | 43371102 | LAKEVILLE 1102 | 3341 | 38.2866 | -122.6389 | 121 | 89 | 30351.4679 |  | 20071.3044 |  | 10280.1635 | 11684.2399 | 7202.4896 | 0.088079 | 0.0024089 | 215 | 1.9805 | 7.1265 | 2 | 2.512 | 6.5812 | -0.083449 | 0.018075 | 0.0071053 | 2.8257 | 294.5363 | 32.8069 | 30.528 | 0.83176 | 15.5122 | 17.3542 | 0.76527 | 94.4% | 99.8% | 3.2% | 6.8% | 41.6% | 43.7% | 0.062399 | 0.030481 | 1.4938 | 14.2963 | 0.55283 | 1.2674 | 9.9593 | 8.4116 | 1.6352 | 3.1684 | 15.3713 | 10.5544 | 10.4905 | 7.2522 | 52.8765 | 69.7303 | 41.5066 | 66.2013
North Coast | MONTE RIO 1113180 | 4861 | 253 | 417.5019 | 434 | 513.104 | 32 | 0.0001678 | 0.037818 | 19.7321 | 6.3458e-06 | 0.0016696 | 0.58295 | 0.81368 | {1D7AE122-66AC-404A-82FF-2ECB27492940} | 42811113 | MONTE RIO 1113 | 180 | 38.4967 | -123.007 | 61 | 312 | 14634.6703 |  | 3131.1085 |  | 11503.5618 | 3131.1085 | 11503.5618 | 0.053428 | 0.0053695 | 216 | 16.2533 | 29.4683 | 3 | 1.6473 | 4.3665 | -11.7606 | 0.20865 | 0.0071469 | 3.4946 | 294.7824 | 23.1126 | 23.4962 | 0.74591 | 17.9663 | 20.0456 | 1.6234 | 94.2% | 87.7% | 87% | 84.1% | 23.4% | 82.8% | 0.12495 | 0.086216 | 10.5882 | 21.4412 | 0.51865 | 11.7297 | 10.8839 | 8.9311 | 1.7526 | 2.8787 | 16.7231 | 14.1686 | 13.102 | 11.1459 | 43.3836 | 50.1935 | 35.3511 | 45.579
Central Coast | BIG BASIN 110296986 | 711 | 1638 | 3365.2502 | 1912 | 3528.3792 | 104 | 9.5465e-05 | 0.037818 | 7.5215 | 3.6103e-06 | 0.00041457 | 0.85669 | 0.95377 | {87B7E394-3606-4372-9564-36FE0E57DA45} | 82841102 | BIG BASIN 1102 | 96986 | 37.172 | -122.1648 | 96 | 93 | 17195.3678 | 10.6847 | 9463.8689 | 5.8806 | 7731.4989 | 9463.8689 | 7731.4989 | 0.043115 | 0.0099284 | 911 | 10.3721 | 22.4426 | 3 | 1.9134 | 4.9349 | -1.0976 | 0.09438 | 0.0069294 | 3.0517 | 295.1847 | 34.5889 | 32.4894 | 0.92467 | 15.0805 | 16.88 | 0.55489 | 86.1% | 73.4% | 84.2% | 91.9% | 38.3% | 50% | 0.023135 | 0.05 | 2.0879 | 15.9889 | 0.49022 | 13.9562 | 11.0633 | 9.4073 | 1.8771 | 3.5877 | 14.5899 | 9.5857 | 8.9882 | 5.6119 | 55.6073 | 75.3946 | 46.0695 | 73.881
Sierra | BRUNSWICK 11062796 | 406 | 2216 | 3057.9435 | 4950 | 4384.735 | 351 | 0.000113 | 0.037818 | 10.6603 | 4.2736e-06 | 0.00066118 | 0.44768 | 0.69741 | {EF5B06D7-E629-41B9-B306-6C2CC9919130} | 152481106 | BRUNSWICK 1106 | 2796 | 39.1981 | -121.0287 | 425 | 552 | 67980.7371 | 42.2414 | 31981.5846 | 19.8725 | 35999.1525 | 31981.5846 | 35999.1525 | 0.23207 | 0.039664 | 614 | 9.1595 | 18.8824 | 2.977 | 1.8365 | 5.2883 | 0.4663 | 0.093096 | 0.0054551 | 3.7439 | 294.2929 | 46.1593 | 32.4059 | 1.1661 | 12.3255 | 14.416 | 1.2014 | 59% | 38.5% | 87.8% | 80.2% | 16.8% | 51% | 0.068618 | 0.051915 | 2.4085 | 17.2317 | 4.1342 | 6.0766 | 8.9643 | 7.1895 | 2.1391 | 3.6863 | 13.0025 | 5.9676 | 8.1291 | 4.0841 | 55.7088 | 95.4016 | 52.7218 | 92.1185
Central Valley | MIWUK 170219772 | 6088 | 189 | 269.4877 | 1079 | 677.4135 | 64 | 7.067e-05 | 0.041764 | 53.3001 | 2.9196e-06 | 0.0016514 | 0.17516 | 0.39782 | {EB9C8400-DD80-4F71-B217-2C3080AFE151} | 163661702 | MIWUK 1702 | 19772 | 38.0261 | -120.2523 | 66 | 140 | 12024.5877 |  | 6198.5938 |  | 5825.9939 | 6198.5938 | 5825.9939 | 0.10569 | 0.0045229 | 219 | 9.3902 | 23.1231 | 3 | 2.2508 | 5.1047 | -0.92501 | 0.074675 | 0.0051947 | 2.7046 | 294.0867 | 49.808 | 35.0845 | 1.2102 | 11.5988 | 13.3593 | 3.0351 | 89.6% | 84.4% | 72.9% | 86.5% | 24.2% | 37% | 0.11685 | 0.091169 | 3.5 | 16.4231 | 5.0901 | 14.013 | 10.5014 | 7.7862 | 2.0242 | 3.5504 | 11.1402 | 5.8935 | 7.037 | 3.9187 | 54.164 | 81.9488 | 61.5397 | 93.3032
Bay Area | MENLO 11028952 | 1414 | 640 | 1030.8968 | 1683 | 1658.4194 | 115 | 5.5971e-05 | 0.041971 | 4.1216 | 2.2467e-06 | 0.0001422 | 0.38027 | 0.62161 | {56C84CD8-CFAF-4218-882A-B93134A396EB} | 24131102 | MENLO 1102 | 8952 | 37.3512 | -122.1983 | 158 | 299 | 28965.322 | 17.9983 | 10925.0954 | 6.7886 | 18040.2265 | 10925.0954 | 18040.2265 | 0.016353 | 0.0064367 | 1646 | 6.1547 | 14.8515 | 2 | 2.8036 | 7.6806 | 0.67498 | 0.08233 | 0.0066933 | 2.3073 | 294.683 | 37.9147 | 33.6514 | 0.94452 | 14.3253 | 16.0156 | 0.78774 | 74.6% | 76.8% | 53.5% | 70.4% | 62.4% | 18.3% | 0.052057 | 0.13233 | 4.1622 | 16.1622 | 3.7616 | 9.5625 | 10.4539 | 9.0745 | 1.8533 | 3.5472 | 14.1983 | 8.7709 | 9.132 | 5.5129 | 58.2864 | 75.008 | 47.8361 | 77.9368
Central Valley | STANISLAUS 1702circuit_breaker | 7295 | 335 | 497.3715 | 902 | 786.9366 | 80 | 6.126e-05 | 0.64624 | 54.791 | 2.5216e-05 | 0.0016476 | 0.3714 | 0.63204 | {5ACF71BC-5CB9-4FB2-84D8-E7796B319ECF} | 162821702 | STANISLAUS 1702 | circuit_breaker | 38.1398 | -120.3703 | 123 | 114 | 17893.8584 |  | 12811.6118 |  | 5082.2466 | 12811.6118 | 5082.2466 | 0.13181 | 0.0049008 | 221 | 6.6841 | 16.838 | 2.1549 | 1.8562 | 4.8501 | 0.97184 | 0.055775 | 0.0058796 | 2.8142 | 294.7686 | 46.4808 | 33.5894 | 1.2032 | 12.3127 | 14.0687 | 2.1666 | 89.4% | 84.6% | 64.1% | 75.2% | 23.1% | 54.1% | 0.081323 | 0.052324 | 2.8056 | 16.8611 | 4.7944 | 6.3521 | 13.4665 | 9.5715 | 2.1451 | 3.5137 | 12.0112 | 6.3792 | 7.5786 | 4.3193 | 50.1926 | 75.8106 | 57.4865 | 89.5883
Central Coast | TEMPLETON 2113A70 | 989 | 187 | 411.6902 | 689 | 604.4725 | 163 | 3.0834e-05 | 2669.6253 | 26.2497 | 0.079427 | 0.00040049 | 0.27141 | 0.68107 | {7937BCC6-E91C-41D5-AE9E-FB212F98DDB6} | 183052113 | TEMPLETON 2113 | A70 | 35.5024 | -120.649 | 851 | 710 | 153188.0406 | 95.1869 | 107119.9327 | 66.5614 | 46068.1078 | 39039.5646 | 20971.0588 | 0.06528 | 0.005026 | 935 | 0.60656 | 2.1813 | 2 | 2.4895 | 6.6056 | -1.2618 | 0.0072 | 0.0062679 | 1.2846 | 297.7674 | 38.8181 | 33.1224 | 1.2 | 14.6289 | 15.5608 | 0.59631 | 85.5% | 96.4% | 30.8% | 4.2% | 88.6% | 42.1% | 0.11113 | 0.013473 | 1.7947 | 16.9974 | 0.30976 | 1.2527 | 7.9747 | 8.0287 | 2.0202 | 3.6645 | 13.5787 | 9.7929 | 10.0526 | 6.584 | 47.6347 | 67.2671 | 49.7167 | 69.697
North Coast | WILLITS 1104circuit_breaker | 1911 | 312 | 404.312 | 367 | 431.4026 | 48 | 0.00013934 | 450.0373 | 28.0385 | 0.066833 | 0.0016346 | 0.85014 | 0.9372 | {19EB4414-DC45-4E37-BE88-7022C918AAEC} | 42661104 | WILLITS 1104 | circuit_breaker | 39.4056 | -123.3268 | 244 | 242 | 24276.4523 |  | 12252.1327 |  | 12024.3196 | 4814.9119 | 3155.6754 | 0.07846 | 0.0066881 | 223 | 2.9403 | 10.6494 | 2 | 2.1417 | 5.9271 | 0.013729 | 0.017867 | 0.0064467 | 3.4542 | 293.9778 | 25.6616 | 25.746 | 0.81125 | 17.4675 | 19.9401 | 12.242 | 93.7% | 91.5% | 76.1% | 23.9% | 36.7% | 68.3% | 0.33809 | 0.044267 | 4.1064 | 15.1489 | 3.4592 | 4.8933 | 11.9213 | 9.4912 | 1.6202 | 3.1323 | 17.7951 | 11.053 | 12.5151 | 6.7572 | 44.8884 | 66.8839 | 31.2142 | 63.7895
North Coast | MIRABEL 1101298 | 5420 | 1174 | 1827.1842 | 2282 | 2432.0327 | 213 | 0.00015033 | 0.037869 | 10.4267 | 5.6929e-06 | 0.00079863 | 0.51446 | 0.7513 | {1B23A4BA-CD57-4FC0-AB6D-FA127475AD96} | 42091101 | MIRABEL 1101 | 298 | 38.4725 | -122.9106 | 175 | 206 | 33997.7844 | 21.1253 | 20371.1921 | 12.6581 | 13626.5923 | 20135.0832 | 13521.1575 | 0.17011 | 0.03202 | 511 | 13.7117 | 25.0372 | 3 | 1.4889 | 4.2575 | -3.7102 | 0.077815 | 0.0070951 | 3.3635 | 295.4971 | 24.359 | 24.6909 | 0.82056 | 17.7332 | 19.7702 | 0.64532 | 82.4% | 75.1% | 80.7% | 73.5% | 38.6% | 74.6% | 0.076739 | 0.045563 | 2.0655 | 16.369 | 0.79719 | 7.5563 | 10.916 | 8.8746 | 1.8823 | 3.1002 | 16.4919 | 13.8038 | 13.158 | 10.8027 | 45.2752 | 53.0379 | 36.0518 | 47.5684
North Coast | MOLINO 1102982462 | 6807 | 159 | 255.241 | 273 | 313.2148 | 21 | 0.00015488 | 310.1203 | 28.8235 | 0.048512 | 0.0016064 | 0.58242 | 0.81491 | {52846ED2-3EF3-4ACD-B861-D51B3045E38F} | 42571102 | MOLINO 1102 | 982462 | 38.4047 | -122.8964 | 35 | 46 | 4812.3362 |  | 2320.9625 |  | 2491.3736 | 2320.9625 | 2491.3736 | 0.033735 | 0.0032525 | 225 | 7.0011 | 18.3737 | 2.7105 | 1.8942 | 5.0948 | -1.8175 | 0.057632 | 0.0070988 | 2.9157 | 295.9026 | 23.8018 | 24.9257 | 0.82975 | 17.9389 | 19.8856 | 0.098126 | 93.5% | 92% | 82.4% | 50.7% | 41% | 81.2% | 0.012444 | 0.031316 | 2.9259 | 18.9259 | 2.4997 | 7.1842 | 11.0321 | 9.1023 | 1.8448 | 3.1309 | 16.6231 | 14.3128 | 13.9916 | 11.8248 | 46.6927 | 53.6407 | 34.5038 | 45.1418
Central Valley | ELECTRA 11011238 | 6091 | 57 | 82.906 | 145 | 121.3709 | 41 | 6.4656e-05 | 475.334 | 55.0319 | 0.027171 | 0.0016048 | 0.3931 | 0.68308 | {79D3DE13-EDFE-4798-9C48-8D9438D496D5} | 162161101 | ELECTRA 1101 | 1238 | 38.3572 | -120.7593 | 170 | 388 | 26947.2988 |  | 11276.5469 |  | 15670.7519 | 5695.7641 | 2446.8284 | 0.065795 | 0.0026509 | 226 | 1.9583 | 6.181 | 2 | 1.8553 | 5.0854 | -1.2323 | 0.016914 | 0.0063514 | 2.4128 | 296.1892 | 43.8695 | 31.4091 | 1.2368 | 13.0287 | 14.7114 | 12.8692 | 89.1% | 85.1% | 68.7% | 32.4% | 34.8% | 78.9% | 0.080261 | 0.021358 | 1.7778 | 12.5778 | 1.4495 | 1.7901 | 12.1145 | 8.4142 | 2.1959 | 3.8514 | 13.3343 | 6.8618 | 9.2175 | 4.6886 | 43.297 | 70.3734 | 49.1968 | 86.5429
Sierra | SHINGLE SPRINGS 21107742 | 539 | 1285 | 2303.0801 | 5232 | 3951.6055 | 570 | 0.00011214 | 21.0409 | 15.0626 | 0.0021914 | 0.00079526 | 0.2456 | 0.58282 | {3C509C6A-BB81-43C3-A023-21038DF3E84A} | 153652110 | SHINGLE SPRINGS 2110 | 7742 | 38.6615 | -120.911 | 748 | 756 | 125290.8053 | 77.8523 | 73601.743 | 45.7341 | 51689.0623 | 73513.8191 | 51584.5207 | 0.4533 | 0.063921 | 515 | 2.8798 | 7.2373 | 2.9981 | 2.1233 | 5.6771 | 0.043847 | 0.042876 | 0.0060417 | 2.3873 | 297.0921 | 46.6291 | 32.8974 | 1.3517 | 12.4582 | 14.1375 | 1.3057 | 63.7% | 51.9% | 87.3% | 24.9% | 90% | 64.9% | 0.0036097 | 0.07748 | 2 | 16.0107 | 5.2965 | 8.364 | 8.0061 | 5.7007 | 2.1155 | 3.7905 | 13.0438 | 6.1122 | 8.4032 | 4.1581 | 46.7339 | 78.947 | 52.1598 | 91.1162
Central Valley | SALT SPRINGS 21024796 | 869 | 89 | 143.8796 | 2441 | 1120.7914 | 126 | 4.238e-05 | 0.36409 | 5.4171 | 1.4174e-05 | 0.00012629 | 0.03646 | 0.12837 | {62775B3C-DB61-48AD-B027-A91400EE7920} | 163692102 | SALT SPRINGS 2102 | 4796 | 38.3199 | -120.2524 | 205 | 431 | 29124.6969 | 18.0973 | 11537.3564 | 7.169 | 17587.3405 | 11537.3564 | 17587.3405 | 0.015912 | 0.0053398 | 1720 | 15.8821 | 31.5695 | 3 | 2.4882 | 6.9247 | 1.3408 | 0.12077 | 0.0049642 | 3.9013 | 290.7743 | 45.9139 | 35.55 | 0.95313 | 12.0153 | 14.1688 | 2.7322 | 28.6% | 24.6% | 43.5% | 97.8% | 1.8% | 47.7% | 0.12853 | 0.079155 | 4.5827 | 21.2441 | 1.1884 | 17.1901 | 15.8674 | 12.0234 | 1.7241 | 2.6756 | 11.5841 | 6.3457 | 6.4679 | 4.4472 | 62.584 | 89.2228 | 59.9481 | 88.1098
Sierra | EL DORADO PH 210163464 | 5042 | 141 | 172.7061 | 372 | 288.1497 | 97 | 7.0242e-05 | 0.20869 | 39.7057 | 8.1843e-06 | 0.0015979 | 0.37903 | 0.59936 | {9722F7CD-905A-4FAD-885D-DF51D2B7EB29} | 152762101 | EL DORADO PH 2101 | 63464 | 38.7607 | -120.5049 | 89 | 112 | 27141.3787 |  | 21978.0825 |  | 5163.2962 | 21978.0825 | 5163.2962 | 0.15499 | 0.0068135 | 229 | 7.553 | 16.8241 | 2.4949 | 2.144 | 5.7534 | -0.72284 | 0.039966 | 0.0053051 | 3.912 | 293.5497 | 47.1465 | 31.9606 | 1.1551 | 11.8474 | 14.0989 | 1.1822 | 80.7% | 79.3% | 40.5% | 73.9% | 15.9% | 17.3% | 0.079502 | 0.032949 | 1.9444 | 14.7222 | 0.51437 | 1.261 | 12.0482 | 7.9751 | 1.9149 | 3.2552 | 12.4432 | 5.8971 | 7.5684 | 4.0805 | 48.5113 | 81.2735 | 54.4353 | 92.5584
North Coast | MOLINO 1104380 | 1882 | 99 | 195.6894 | 224 | 271.3637 | 30 | 8.9308e-05 | 1314.5841 | 42.4083 | 0.11635 | 0.0015952 | 0.44196 | 0.72113 | {5465105C-2E1E-47CE-8A44-120776A3EE22} | 42571104 | MOLINO 1104 | 380 | 38.3783 | -122.8063 | 618 | 1222 | 112907.0342 |  | 45603.4304 |  | 67303.6038 | 4061.4593 | 3486.3271 | 0.047855 | 0.0026792 | 230 | 3.6042 | 10.2332 | 2 | 2.2707 | 5.7947 | -0.63344 | 0.033492 | 0.0070748 | 2.7614 | 295.3056 | 24.4978 | 25.9777 | 0.80232 | 17.7216 | 19.6401 | 1.2729 | 93.2% | 96.6% | 42.7% | 20.8% | 34.3% | 73.9% | 0.085189 | 0.058571 | 2.2105 | 17.9737 | 1.8913 | 3.5556 | 11.1672 | 9.3221 | 1.6824 | 3.0112 | 16.6662 | 14.1967 | 14.0026 | 11.5647 | 47.6279 | 56.1993 | 34.0263 | 46.1318
North Coast | CARLOTTA 112142896 | 7936 | 119 | 245.9519 | 277 | 323.2327 | 33 | 9.3587e-05 | 12.4891 | 29.2868 | 0.001249 | 0.001592 | 0.4296 | 0.76091 | {98A83A4A-2877-4301-8F63-D1E33C62F68A} | 192291121 | CARLOTTA 1121 | 42896 | 40.5485 | -124.1008 | 123 | 124 | 14438.4442 |  | 8736.3016 |  | 5702.1426 | 3183.4592 | 1533.6483 | 0.052536 | 0.0030884 | 231 | 8.1464 | 19.0899 | 2 | 2.4732 | 6.7105 | -1.6248 | 0.0382 | 0.0068771 | 3.4903 | 290.4997 | 20.3954 | 21.9163 | 0.4835 | 17.9524 | 20.976 | 4.9237 | 93% | 92.2% | 47.3% | 53.6% | 9.9% | 81.9% | 0.14814 | 0.1956 | 1.8529 | 14.0588 | 1.4062 | 5.54 | 12.8945 | 11.359 | 1.4139 | 2.0818 | 18.8273 | 12.8021 | 12.8735 | 8.4028 | 44.9274 | 63.9659 | 28.3157 | 53.6594
North Valley | CORNING 110164090 | 3817 | 208 | 549.8259 | 765 | 690.0716 | 163 | 3.1047e-05 | 931.8986 | 7.2215 | 0.028244 | 0.0001376 | 0.2719 | 0.79677 | {A95819FE-BBB2-462E-B600-5672D7BA2538} | 103331101 | CORNING 1101 | 64090 | 39.9967 | -122.4058 | 243 | 302 | 29129.3413 | 18.1002 | 22037.5277 | 13.6935 | 7091.8135 | 22037.5277 | 7091.8135 | 0.022429 | 0.0050607 | 1670 | 1.0586 | 3.2937 | 2 | 3.3002 | 9.8966 | 0.898 | 0.0077385 | 0.0061731 | 1.6625 | 298.145 | 49.2325 | 40.6467 | 1.5426 | 12.1756 | 13.7257 | 2.85 | 34.1% | 36.4% | 22.3% | 6.1% | 74.9% | 43.6% | 0.18198 | 0.0077739 | 2.484 | 17.3178 | 1.3254 | 2.7032 | 14.1362 | 10.3739 | 2.9676 | 4.6952 | 10.8729 | 6.0433 | 7.1775 | 4.5999 | 80.434 | 103.8914 | 63.351 | 90.7881
North Valley | GIRVAN 1102circuit_breaker | 4207 | 42 | 89.0753 | 346 | 214.7009 | 49 | 0.00010128 | 306.7392 | 43.1971 | 0.03099 | 0.0015904 | 0.12139 | 0.41488 | {F8758432-B450-4943-97B4-52B80EF2F512} | 103401102 | GIRVAN 1102 | circuit_breaker | 40.5132 | -122.3787 | 246 | 251 | 45913.478 |  | 33795.3586 |  | 12118.1193 | 5934.374 | 2513.4362 | 0.07793 | 0.0049629 | 233 | 2.6453 | 7.6955 | 2.1648 | 2.0554 | 7.3588 | 0.099163 | 0.013077 | 0.0058843 | 2.6496 | 298.2754 | 48.8311 | 34.7488 | 1.6113 | 11.9829 | 14.0833 | 20.1162 | 84.4% | 85.4% | 78% | 39.3% | 94.8% | 27.2% | 0.29961 | 0.01989 | 2.1364 | 15.0682 | 0.76681 | 3.8022 | 10.4508 | 7.5792 | 2.925 | 4.9589 | 11.2365 | 5.5915 | 7.214 | 4.302 | 63.1688 | 81.6968 | 61.7544 | 93.3003
Sierra | BRUNSWICK 110663124 | 6865 | 468 | 621.0307 | 1201 | 939.6305 | 93 | 0.00012825 | 0.037818 | 22.5794 | 4.8503e-06 | 0.0015832 | 0.38968 | 0.66093 | {C847E025-6E0A-40C2-B74F-54E4CBC5EB88} | 152481106 | BRUNSWICK 1106 | 63124 | 39.1984 | -121.0295 | 129 | 260 | 21201.9858 |  | 9428.9995 |  | 11772.9863 | 9428.9995 | 11772.9863 | 0.14723 | 0.011928 | 234 | 9.8545 | 20.7213 | 2.9268 | 2.012 | 5.7241 | -0.018187 | 0.090244 | 0.0054324 | 3.901 | 293.8508 | 45.6145 | 32.1454 | 1.1302 | 12.4 | 14.5298 | 4.5205 | 80.2% | 66.5% | 95.1% | 86.6% | 11% | 59.8% | 0.17928 | 0.061951 | 4.3371 | 18.0112 | 5.222 | 9.7642 | 8.6289 | 6.775 | 1.9795 | 3.4629 | 13.2873 | 6.049 | 8.2281 | 4.105 | 53.8621 | 90.8355 | 51.4313 | 91.4744
North Valley | ANTLER 11011384 | 5356 | 739 | 997.8835 | 1394 | 1379.2539 | 126 | 0.00018451 | 0.038428 | 3.7828 | 7.0425e-06 | 0.00042768 | 0.53013 | 0.7235 | {C5E3EE8D-D562-41BA-8596-EEF5987F2F11} | 103271101 | ANTLER 1101 | 1384 | 40.8937 | -122.3819 | 226 | 432 | 29194.4316 | 18.1406 | 14649.7542 | 9.103 | 14544.6774 | 14263.9901 | 14467.7672 | 0.053888 | 0.023248 | 883 | 8.0817 | 24.1164 | 2 | 1.8425 | 5.6405 | -1.2358 | 0.059167 | 0.0057832 | 4.2423 | 296.8426 | 46.2756 | 34.3921 | 1.4613 | 12.2582 | 14.7802 | 2.2119 | 55.8% | 25.4% | 98% | 89.9% | 68.2% | 50% | 0.36315 | 0.059198 | 4.8433 | 18.3582 | 7.428 | 8.2976 | 8.9716 | 6.919 | 2.5975 | 4.6209 | 12.0557 | 5.6242 | 7.5399 | 4.2629 | 54.7401 | 86.881 | 57.8201 | 94.3213
Sierra | BRUNSWICK 11062104 | 2562 | 746 | 1214.8858 | 2092 | 1776.5253 | 161 | 0.00011168 | 0.037818 | 7.6073 | 4.2235e-06 | 0.000503 | 0.3566 | 0.68386 | {BDBA1A41-9235-4F2C-87B2-104E0BB64232} | 152481106 | BRUNSWICK 1106 | 2104 | 39.1994 | -121.0173 | 225 | 305 | 32922.7417 | 20.4573 | 15655.9212 | 9.7282 | 17266.8205 | 15655.9212 | 17266.8205 | 0.080983 | 0.01798 | 801 | 9.4382 | 21.0807 | 3 | 1.7449 | 4.9115 | 0.28831 | 0.080221 | 0.0053972 | 3.9504 | 293.8565 | 46.0748 | 32.3124 | 1.1434 | 12.2649 | 14.4096 | 2.0903 | 49.3% | 30% | 86.6% | 87.8% | 13.7% | 48% | 0.077875 | 0.074327 | 3.081 | 19.0928 | 2.6699 | 7.106 | 10.6541 | 6.9759 | 2.1278 | 3.6893 | 12.6851 | 5.9205 | 7.806 | 4.0422 | 47.7052 | 77.6116 | 54.0397 | 92.5897
Sierra | FORESTHILL 11011802 | 5266 | 1933 | 2412.9522 | 4113 | 3472.5415 | 359 | 0.0001116 | 0.98461 | 77.08 | 0.00012021 | 0.0037518 | 0.46997 | 0.69487 | {9A3F5548-F595-4F3F-89FC-9574388096DE} | 152181101 | FORESTHILL 1101 | 1802 | 39.0161 | -120.8354 | 474 | 645 | 73711.6508 | 45.8024 | 35584.2456 | 22.1111 | 38127.4052 | 35584.2456 | 38127.4052 | 1.3469 | 0.040065 | 69 | 8.8851 | 18.084 | 3 | 1.7121 | 4.9546 | 0.51583 | 0.072614 | 0.0055353 | 3.5431 | 295.0195 | 50.7612 | 34.4513 | 1.341 | 11.1818 | 13.2273 | 1.4491 | 94.1% | 91.4% | 86.3% | 77.1% | 86.1% | 4.6% | 0.025055 | 0.022541 | 2.0562 | 17.725 | 1.9787 | 2.5533 | 7.6147 | 5.8857 | 2.3554 | 4.106 | 12.9305 | 6.2713 | 8.6405 | 4.2493 | 49.3036 | 82.4583 | 53.4068 | 90.4126
Bay Area | ALTO 1125902 | 5007 | 679 | 1317.2051 | 1676 | 1847.0308 | 159 | 7.7405e-05 | 0.57038 | 0.53781 | 5.6149e-05 | 6.0465e-05 | 0.40513 | 0.71315 | {0D5489FC-3A6E-4BAE-918E-36EE08559B7E} | 42031125 | ALTO 1125 | 902 | 37.8891 | -122.5553 | 127 | 181 | 29378.8558 | 18.2552 | 19412.9994 | 12.0627 | 9965.8564 | 19412.9994 | 9965.8564 | 0.0096139 | 0.012307 | 2175 | 6.763 | 16.8616 | 2.7491 | 3.4864 | 8.84 | 0.12014 | 0.034082 | 0.007199 | 2.6372 | 292.6898 | 29.1274 | 26.0056 | 0.66567 | 16.0241 | 17.8393 | 1.7655 | 46.3% | 34.5% | 77% | 81.5% | 12.7% | 83.8% | 0.18188 | 0.065176 | 2.97 | 15.39 | 1.6039 | 6.2772 | 11.013 | 9.2885 | 1.5139 | 2.6924 | 15.3897 | 12.7222 | 11.5878 | 9.2316 | 51.8173 | 52.5272 | 39.5602 | 52.9286
North Coast | BELLEVUE 2103646 | 5583 | 467 | 709.1348 | 1475 | 1287.4124 | 110 | 0.00012035 | 2.0373 | 12.6484 | 0.00024395 | 0.00079561 | 0.31661 | 0.55082 | {BEA97E4E-CFBB-4EAF-9EAB-B9D9096C26BD} | 43182103 | BELLEVUE 2103 | 646 | 38.3992 | -122.6217 | 269 | 363 | 42939.7565 | 26.6816 | 19879.4545 | 12.3526 | 23060.302 | 12247.7458 | 13884.0043 | 0.087518 | 0.013239 | 513 | 6.46 | 14.6676 | 2.8788 | 2.4524 | 6.1051 | 0.81353 | 0.035505 | 0.0068064 | 3.1065 | 295.0938 | 33.9244 | 30.644 | 0.93965 | 15.1727 | 17.0777 | 0.99514 | 82.1% | 79.5% | 67.4% | 40.8% | 57.2% | 37.5% | 0.1211 | 0.066198 | 2.5556 | 18.2847 | 2.2949 | 7.4495 | 9.939 | 8.0024 | 1.8967 | 3.4887 | 15.2665 | 9.7299 | 10.0578 | 6.4355 | 51.4399 | 73.7114 | 42.7095 | 71.7383
North Coast | MIDDLETOWN 1101548 | 915 | 1701 | 2059.3632 | 2885 | 2676.8604 | 239 | 0.00013461 | 26.2568 | 10.8962 | 0.0017385 | 0.00079229 | 0.5896 | 0.76932 | {D90B87B5-4140-4452-85E8-38B08B9DC56F} | 43141101 | MIDDLETOWN 1101 | 548 | 38.7577 | -122.6359 | 396 | 880 | 81764.7701 | 50.8064 | 39630.2884 | 24.6252 | 42134.4816 | 36627.2391 | 41510.3442 | 0.18936 | 0.032172 | 516 | 7.3065 | 15.1889 | 2.9283 | 2.7279 | 7.4618 | -1.9927 | 0.036679 | 0.0061662 | 3.1511 | 294.9241 | 44.3592 | 35.4279 | 1.2037 | 13.0353 | 15.0447 | 0.84551 | 81.9% | 76.9% | 73% | 42.2% | 86.9% | 2.6% | 0.087961 | 0.088894 | 3.7209 | 16.7385 | 1.6883 | 5.4434 | 10.4165 | 7.7044 | 2.3016 | 4.0239 | 13.2322 | 5.9832 | 7.0065 | 3.9174 | 56.7631 | 90.6193 | 53.6634 | 92.6362
Central Valley | PEORIA 170575274 | 1168 | 8 | 15.0601 | 40 | 30.9981 | 8 | 8.749e-05 | 110.5548 | 23.9631 | 0.009243 | 0.0015554 | 0.2 | 0.48584 | {EA8957E8-4D9E-4768-B294-C26CA1256456} | 163781705 | PEORIA 1705 | 75274 | 37.9488 | -120.4192 | 111 | 406 | 21052.6899 |  | 5362.5182 |  | 15690.1717 | 450.4418 | 831.729 | 0.012443 | 0.00069992 | 241 | 2.4097 | 8.6387 | 2 | 1.9661 | 5.3974 | 1.781 | 0.014 | 0.0061281 | 1.9385 | 297.025 | 42.2243 | 33.9376 | 1.2537 | 13.7005 | 15.1406 | 12.2281 | 88.7% | 69.9% | 83.8% | 44.8% | 39.7% | 99.3% | 0.14955 | 0.046667 | 2.9167 | 27.5 | 1.9847 | 2.6667 | 10.7558 | 8.0366 | 2.1432 | 3.9092 | 13.6446 | 7.5479 | 9.8056 | 4.9942 | 48.491 | 82.4404 | 49.4199 | 82.7482
Sierra | APPLE HILL 210289934 | 7746 | 143 | 219.6092 | 414 | 347.5943 | 71 | 9.8729e-05 | 0.82964 | 32.0693 | 8.2844e-05 | 0.0015507 | 0.34541 | 0.6318 | {94D1A3AD-4895-43D5-80BA-F27D9B67BD20} | 153662102 | APPLE HILL 2102 | 89934 | 38.6493 | -120.6761 | 95 | 82 | 14616.5765 |  | 9059.6456 |  | 5556.9309 | 9059.6456 | 5556.9309 | 0.1101 | 0.0070097 | 242 | 4.3339 | 12.39 | 2 | 2.1636 | 5.5388 | 0.95212 | 0.035806 | 0.0056773 | 3.1215 | 295.0925 | 46.1886 | 30.2199 | 1.2157 | 12.4073 | 14.3145 | 1.0196 | 79.3% | 76.1% | 73.7% | 53.4% | 23.9% | 60.5% | 0.16567 | 0.069194 | 2.0533 | 17.3333 | 2.424 | 3.3387 | 9.6356 | 6.396 | 2.1374 | 3.656 | 13.0674 | 6.1239 | 8.3257 | 4.2678 | 46.1118 | 74.9953 | 52.0714 | 90.698
Central Valley | CURTIS 170268380 | 6081 | 492 | 685.281 | 1653 | 1237.2583 | 101 | 6.7994e-05 | 0.037818 | 5.1922 | 2.5714e-06 | 0.00023141 | 0.29764 | 0.55387 | {45D5D58B-80DE-4D2E-89C9-FED8B8DCC26F} | 163351702 | CURTIS 1702 | 68380 | 38.0151 | -120.2744 | 175 | 406 | 29573.1738 | 18.376 | 10695.6106 | 6.646 | 18877.5632 | 10695.6106 | 18877.5632 | 0.023373 | 0.0068674 | 1307 | 7.3061 | 16.8649 | 2.5781 | 2.1961 | 5.0576 | -1.5135 | 0.10219 | 0.005304 | 2.6437 | 294.6373 | 49.8417 | 35.7 | 1.245 | 11.6257 | 13.3659 | 4.24 | 43.7% | 22.8% | 71% | 75.4% | 36.8% | 38.6% | 0.19371 | 0.083281 | 5.4579 | 21.4019 | 7.2125 | 12.9141 | 10.6827 | 7.8208 | 2.0696 | 3.6652 | 11.1829 | 5.866 | 7.1026 | 3.8881 | 55.2507 | 84.47 | 61.9962 | 93.617
North Coast | WILLITS 110391810 | 1520 | 3389 | 5493.4695 | 4015 | 5816.7793 | 404 | 0.00014966 | 0.45283 | 9.3786 | 6.4344e-05 | 0.00077889 | 0.84408 | 0.94442 | {75E7E1B3-D461-49A0-A0AB-E84CDEE528DF} | 42661103 | WILLITS 1103 | 91810 | 39.4456 | -123.3807 | 478 | 648 | 88704.1689 | 55.1184 | 47349.2019 | 29.4215 | 41354.967 | 47349.2019 | 41354.967 | 0.31467 | 0.060462 | 530 | 10.4087 | 21.7803 | 2.8762 | 2.4119 | 6.0036 | 0.90567 | 0.053428 | 0.0065115 | 3.939 | 293.0334 | 30.2429 | 28.9008 | 0.82822 | 16.3467 | 18.9682 | 1.051 | 81.1% | 70.6% | 80.2% | 63.8% | 40.4% | 53.8% | 0.10761 | 0.079936 | 2.7628 | 16.291 | 0.4355 | 5.7112 | 11.8915 | 9.4122 | 1.6155 | 3.2503 | 17.1745 | 8.5896 | 10.7091 | 5.4841 | 46.5337 | 81.1001 | 34.6402 | 75.8479
Sierra | SHINGLE SPRINGS 2109circuit_breaker | 4047 | 1071 | 1718.6767 | 4468 | 2983.7544 | 411 | 0.00011127 | 111.3276 | 8.4918 | 0.011894 | 0.00047973 | 0.2397 | 0.57601 | {8CA8A29D-825E-4F83-82F2-58C55E66E077} | 153652109 | SHINGLE SPRINGS 2109 | circuit_breaker | 38.6593 | -120.9466 | 580 | 557 | 78773.4916 | 48.9477 | 44889.6263 | 27.8932 | 33883.8652 | 43399.3801 | 32851.464 | 0.19717 | 0.045731 | 830 | 3.0914 | 8.2935 | 2.9148 | 2.3282 | 6.2603 | -0.30276 | 0.049898 | 0.0058557 | 2.5194 | 296.6302 | 46.8933 | 32.8979 | 1.3217 | 12.4133 | 14.1286 | 4.1691 | 47.3% | 33.5% | 85.9% | 33.4% | 75.1% | 61% | 0.0039646 | 0.082869 | 1.7446 | 15.6017 | 6.0827 | 7.0529 | 8.3255 | 6.5019 | 2.2417 | 3.9568 | 12.6782 | 5.6392 | 8.3499 | 3.8913 | 53.4444 | 92.3238 | 54.3058 | 94.103
Sierra | PUTAH CREEK 110546162 | 8201 | 1 | 1.9471 | 28 | 13.0809 | 8 | 4.7765e-05 | 440.5031 | 70.9989 | 0.021401 | 0.0015317 | 0.035714 | 0.14885 | {B44C5067-6D0E-4713-9558-13070DEDA962} | 63681105 | PUTAH CREEK 1105 | 46162 | 38.5254 | -121.9983 | 57 | 42 | 14746.6191 |  | 10784.3815 |  | 3962.2376 | 1002.572 | 1141.0852 | 0.012253 | 0.00038212 | 246 | 1.2196 | 3.6976 | 2 | 2.7401 | 8.2418 | -0.27017 | 0.010667 | 0.0064633 | 1.5809 | 298.4754 | 45.2588 | 36.2492 | 1.3869 | 13.0987 | 14.3212 | 0.088045 | 78.8% | 89.9% | 17.6% | 5.6% | 97.8% | 87.8% | 0 | 0.037333 | 1.4286 | 10.1429 | 0.536 | 1.8667 | 7.9966 | 6.2531 | 2.6112 | 4.1243 | 11.5435 | 7.4817 | 8.5151 | 4.9238 | 56.2074 | 80.9122 | 58.4604 | 84.1237
Central Valley | DUNLAP 11037080 | 3927 | 25 | 66.9548 | 568 | 306.5903 | 102 | 3.0392e-06 | 0.037818 | 3.9422 | 1.1494e-07 | 7.6882e-06 | 0.044014 | 0.21839 | {3474C71F-C417-4DFD-9033-1EBD72D1A9BF} | 254061103 | DUNLAP 1103 | 7080 | 36.7433 | -118.9608 | 111 | 424 | 29854.1139 | 18.5505 | 17013.9683 | 10.572 | 12840.1456 | 17013.9683 | 12840.1456 | 0.0007842 | 0.00031 | 2822 | 7.3445 | 18.6167 | 2 | 1.6515 | 4.5568 | -0.7331 | 0.051019 | 0.0037086 | 2.456 | 289.0294 | 55.825 | 36.574 | 0.96062 | 10.1985 | 11.74 | 1.0454 | 3.5% | 17.9% | 1.3% | 79.8% | 3.5% | 8.6% | 0.06022 | 0.08309 | 6 | 16.869 | 0.10778 | 2.6296 | 5.7333 | 5.5653 | 1.5927 | 2.6153 | 8.6831 | 5.6614 | 5.0694 | 3.6857 | 55.4731 | 78.9256 | 78.414 | 94.5051
North Valley | MC ARTHUR 11011490 | 6142 | 138 | 178.9394 | 496 | 379.734 | 106 | 3.1088e-05 | 0.56124 | 2.0267 | 1.7327e-05 | 5.08e-05 | 0.27823 | 0.47122 | {BA152E71-0C87-4C15-81C5-18C97756BF06} | 103491101 | MC ARTHUR 1101 | 1490 | 41.0943 | -121.5157 | 152 | 134 | 29931.1103 | 18.5984 | 24194.4063 | 15.0337 | 5736.7039 | 13967.782 | 3988.7475 | 0.0053848 | 0.0032953 | 2271 | 4.7747 | 15.6039 | 2 | 2.2957 | 6.8415 | -0.32011 | 0.023089 | 0.0046598 | 2.2189 | 292.4057 | 38.275 | 29.6198 | 1.0143 | 14.2119 | 16.4478 | 0.64481 | 21.1% | 16.4% | 22.5% | 67.6% | 10.4% | 97.4% | 0.1189 | 0.027808 | 1.7053 | 13.6947 | 7.5578 | 2.5969 | 7.7824 | 7.0078 | 1.8327 | 3.1223 | 13.7262 | 7.3958 | 8.6677 | 5.6757 | 47.4716 | 75.9418 | 51.2401 | 82.4916
North Coast | MONTE RIO 11131989 | 6031 | 172 | 321.8963 | 237 | 357.9062 | 15 | 0.00012385 | 0.037818 | 18.6736 | 4.6838e-06 | 0.0015083 | 0.72574 | 0.89939 | {6914B0C9-AD95-4BD6-8886-EFD48C40F335} | 42811113 | MONTE RIO 1113 | 1989 | 38.5219 | -122.9971 | 11 | 59 | 4854.8074 |  | 1164.5069 |  | 3690.3005 | 1164.5069 | 3690.3005 | 0.022625 | 0.0018578 | 249 | 14.9063 | 28.9262 | 3 | 1.391 | 4.0707 | -5.418 | 0.1455 | 0.0071178 | 3.6165 | 295.0021 | 26.5019 | 27.3653 | 0.80806 | 17.2478 | 19.3438 | 2.0075 | 92.3% | 86.8% | 68.9% | 83.3% | 35.5% | 62.5% | 0.022909 | 0.05 | 4.8571 | 20.7857 | 0.5095 | 11.85 | 10.9308 | 8.9803 | 1.9244 | 3.1677 | 16.185 | 12.8777 | 11.5982 | 9.3267 | 49.2132 | 61.2432 | 39.8124 | 53.2507
Central Valley | AUBERRY 1101R2839 | 5912 | 204 | 399.1132 | 741 | 598.734 | 129 | 2.2121e-05 | 250.321 | 18.7672 | 0.0051813 | 0.00021085 | 0.2753 | 0.6666 | {31E3CA9D-D54E-4B12-BCD7-9DB740FF58FA} | 254151101 | AUBERRY 1101 | R2839 | 37.0368 | -119.4516 | 165 | 143 | 30008.3567 | 18.6464 | 20609.1212 | 12.8059 | 9399.2355 | 20609.1212 | 9399.2355 | 0.0272 | 0.0028536 | 1376 | 2.7589 | 8.3221 | 2 | 2.0125 | 4.7338 | -0.80156 | 0.011615 | 0.0056709 | 1.6352 | 297.2371 | 57.0834 | 38.1326 | 1.5264 | 10.2814 | 11.5372 | 0.65715 | 39.7% | 63.9% | 16.4% | 43.7% | 90.2% | 9.5% | 0.053033 | 0.057569 | 1.8537 | 14.4037 | 2.0858 | 2.5464 | 6.0972 | 5.6527 | 2.6589 | 4.212 | 9.2175 | 5.4838 | 5.8033 | 3.5801 | 53.2828 | 78.575 | 73.7693 | 95.8333
North Coast | WILLITS 11044650 | 3078 | 203 | 273.4879 | 323 | 329.4033 | 46 | 0.00012642 | 70.8454 | 26.723 | 0.0092412 | 0.0015057 | 0.62848 | 0.83025 | {CBE7DCF1-ECDA-4517-A76B-79D934ABEB82} | 42661104 | WILLITS 1104 | 4650 | 39.3985 | -123.3516 | 165 | 426 | 28173.4193 |  | 9494.7518 |  | 18678.6675 | 5679.3968 | 10214.3831 | 0.069264 | 0.0058154 | 251 | 2.9517 | 9.2431 | 2 | 2.2352 | 5.9038 | -0.4863 | 0.03233 | 0.0064487 | 3.4595 | 293.9723 | 25.6271 | 25.7015 | 0.81118 | 17.476 | 19.9505 | 12.5071 | 92.2% | 90.7% | 70.3% | 16.6% | 36.3% | 68.8% | 0.21959 | 0.041456 | 4.1045 | 17.8507 | 1.5115 | 3.1359 | 11.9098 | 9.4809 | 1.6194 | 3.1315 | 17.7967 | 11.0618 | 12.5693 | 6.7912 | 44.7586 | 66.6681 | 31.174 | 63.6366
Central Valley | CURTIS 1703circuit_breaker | 7955 | 238 | 392.923 | 747 | 604.1916 | 103 | 7.2983e-05 | 144.1698 | 6.0614 | 0.007672 | 0.00022471 | 0.31861 | 0.65033 | {C4B116D3-EE04-4D0A-96A8-6CF57FE78721} | 163351703 | CURTIS 1703 | circuit_breaker | 37.9745 | -120.3201 | 209 | 251 | 30303.9317 | 18.83 | 17646.6229 | 10.9651 | 12657.3088 | 13991.6786 | 7649.5708 | 0.023145 | 0.0075172 | 1329 | 3.1677 | 9.194 | 2 | 2.2121 | 5.2212 | -0.2099 | 0.027196 | 0.0060119 | 2.1594 | 296.109 | 43.8216 | 34.6477 | 1.2163 | 13.2649 | 14.791 | 9.0325 | 42.4% | 28% | 75.8% | 47.9% | 27.5% | 88.5% | 0.12572 | 0.070688 | 2.395 | 16.6218 | 2.7764 | 3.9524 | 10.8934 | 8.0428 | 2.0302 | 3.7762 | 13.0077 | 6.8358 | 8.8832 | 4.5948 | 50.1242 | 85.1904 | 53.2211 | 87.2261
North Coast | POTTER VALLEY P H 110576498 | 6423 | 913 | 1145.7015 | 1267 | 1322.0562 | 154 | 0.00010143 | 0.083165 | 13.2716 | 7.5821e-06 | 0.00075872 | 0.7206 | 0.86661 | {0A0C5F0B-CE32-47C8-9E33-CC208CAF8F95} | 42281105 | POTTER VALLEY P H 1105 | 76498 | 39.3624 | -123.128 | 141 | 168 | 41877.9576 | 26.0218 | 23931.4188 | 14.8703 | 17946.5388 | 23931.4188 | 17946.5388 | 0.11684 | 0.015621 | 544 | 8.4764 | 18.8566 | 2 | 1.9279 | 5.5231 | -1.9238 | 0.04874 | 0.0059579 | 3.2801 | 294.9007 | 38.7647 | 32.2472 | 1.1174 | 14.192 | 16.5601 | 0.3631 | 80.4% | 82.2% | 55.1% | 52.2% | 73.2% | 18.4% | 0.11328 | 0.068211 | 1.8933 | 15.0393 | 1.2308 | 3.4712 | 11.2823 | 8.3393 | 2.1508 | 3.8746 | 14.2618 | 7.2437 | 8.0373 | 4.6082 | 57.2684 | 85.5611 | 47.7388 | 84.7942
Sierra | SHINGLE SPRINGS 211051800 | 1850 | 470 | 751.2759 | 1317 | 1085.9066 | 133 | 0.00011078 | 52.5532 | 5.1378 | 0.005523 | 0.00027966 | 0.35687 | 0.69184 | {027EA52B-9771-4584-AAFD-2CA838E196C2} | 153652110 | SHINGLE SPRINGS 2110 | 51800 | 38.6635 | -120.9307 | 213 | 208 | 26704.456 | 16.5934 | 15648.3843 | 9.7235 | 11056.0718 | 14770.4871 | 10021.4093 | 0.037195 | 0.014734 | 1157 | 3.5906 | 12.0645 | 2.545 | 2.4053 | 6.1659 | -0.04302 | 0.04 | 0.0058679 | 2.5474 | 296.6326 | 46.9062 | 32.8481 | 1.323 | 12.3955 | 14.1302 | 4.9255 | 33.2% | 21.9% | 85.6% | 52.4% | 76.6% | 59.3% | 0.059349 | 0.089585 | 1.451 | 13.6667 | 1.8352 | 5.4332 | 10.0076 | 7.5961 | 2.094 | 3.6564 | 13.0157 | 5.8746 | 7.646 | 4.0807 | 57.484 | 96.5766 | 53.0542 | 92.5006
Central Valley | COARSEGOLD 21046288 | 5807 | 101 | 193.664 | 495 | 334.1114 | 141 | 3.0781e-05 | 3515.5588 | 111.4587 | 0.11186 | 0.0017274 | 0.20404 | 0.57964 | {98EBF873-A6B0-4247-9A49-69BFB2B9A30C} | 254432104 | COARSEGOLD 2104 | 6288 | 37.2638 | -119.7335 | 155 | 171 | 30435.1645 | 18.9116 | 16779.965 | 10.4266 | 13655.1995 | 16779.965 | 13655.1995 | 0.24357 | 0.0043401 | 210 | 1.4612 | 4.7908 | 2 | 2.0154 | 5.0542 | 1.1345 | 0.0033716 | 0.0061862 | 1.6409 | 297.6818 | 49.2342 | 33.7105 | 1.4261 | 12.0251 | 13.285 | 0.69658 | 90.5% | 95.6% | 28.6% | 21.5% | 80.9% | 49% | 0.0067023 | 0.0046658 | 1.9518 | 18.0732 | 0.80785 | 1.8966 | 7.9553 | 7.2049 | 2.5271 | 4.0128 | 11.3202 | 6.6103 | 7.2845 | 4.3565 | 46.75 | 71.855 | 62.1976 | 88.0175
Central Valley | RACETRACK 17039190 | 4777 | 433 | 644.5049 | 1135 | 969.1622 | 126 | 7.4022e-05 | 371.6633 | 7.6484 | 0.021717 | 0.00026863 | 0.3815 | 0.66501 | {FFD203AA-6234-4925-9391-F490E508E718} | 163761703 | RACETRACK 1703 | 9190 | 38.0049 | -120.4056 | 196 | 309 | 30443.9774 | 18.9171 | 14436.1267 | 8.9702 | 16007.8507 | 14436.1267 | 16007.8507 | 0.033847 | 0.0093267 | 1197 | 3.2688 | 10.2977 | 2 | 2.0824 | 5.3105 | -0.26281 | 0.032956 | 0.0058692 | 2.1729 | 296.1121 | 45.6162 | 34.4958 | 1.2549 | 12.8499 | 14.3821 | 7.205 | 49% | 35.6% | 76.7% | 53.4% | 40.1% | 69% | 0.26493 | 0.062266 | 3.2267 | 20.0133 | 5.1579 | 5.5911 | 11.4215 | 8.3616 | 2.1111 | 3.8497 | 12.6034 | 6.4873 | 8.524 | 4.4193 | 50.1773 | 83.8841 | 55.0957 | 89.2433
North Coast | UKIAH 1113circuit_breaker | 1907 | 894 | 1375.2564 | 1083 | 1463.4764 | 104 | 7.9884e-05 | 0.14783 | 17.7921 | 1.1061e-05 | 0.00075137 | 0.82548 | 0.93972 | {57AE83F3-7C35-4A08-BEA4-B10AAC4F4015} | 42771113 | UKIAH 1113 | circuit_breaker | 39.1432 | -123.1916 | 339 | 845 | 66265.1165 | 41.1753 | 25541.5735 | 15.8708 | 40723.543 | 12034.1255 | 15604.9247 | 0.078142 | 0.0083079 | 552 | 4.8231 | 11.6708 | 2 | 2.0001 | 6.2602 | -0.58254 | 0.055561 | 0.006244 | 2.7986 | 296.6598 | 38.498 | 43.7925 | 1.2034 | 14.325 | 16.4024 | 12.0995 | 80% | 86.5% | 30% | 29% | 86.5% | 20.8% | 0.13213 | 0.036607 | 3.0684 | 17.9573 | 2.6887 | 5.7914 | 15.494 | 13.0506 | 2.4213 | 4.0553 | 13.271 | 7.8406 | 8.8887 | 4.9394 | 80.9217 | 118.728 | 51.309 | 81.4491
Central Coast | CAMP EVERS 210616000 | 7288 | 407 | 715.6492 | 606 | 827.9713 | 37 | 0.00017355 | 0.037818 | 16.3889 | 6.5634e-06 | 0.0014551 | 0.67162 | 0.86434 | {A44012CD-0861-4778-ABC7-FDA4AFEB10EB} | 83622106 | CAMP EVERS 2106 | 16000 | 37.0464 | -122.0243 | 139 | 220 | 16742.5634 |  | 6294.2005 |  | 10448.3628 | 3279.9189 | 5274.3917 | 0.053837 | 0.0064215 | 259 | 12.5449 | 25.9492 | 2.9756 | 1.4809 | 3.741 | 3.848 | 0.12317 | 0.0071468 | 2.855 | 296.6749 | 30.6792 | 26.6131 | 0.95154 | 16.1221 | 17.8449 | 24.3884 | 99.6% | 91.3% | 94.9% | 98% | 43.8% | 73.8% | 0.16476 | 0.043902 | 4.0571 | 19.5429 | 0.75805 | 14.7805 | 8.7138 | 7.6713 | 1.8906 | 3.6347 | 15.6523 | 11.3917 | 10.1817 | 7.0363 | 44.7063 | 57.33 | 41.0424 | 64.349
Central Valley | AUBERRY 1102R1013 | 6785 | 45 | 95.9983 | 472 | 233.4895 | 115 | 2.9044e-05 | 1353.5049 | 97.8851 | 0.039014 | 0.0013884 | 0.095339 | 0.41115 | {71E8F95F-8504-4520-9C3B-8AB71CD7CDDD} | 254151102 | AUBERRY 1102 | R1013 | 37.0452 | -119.4864 | 169 | 144 | 30632.0954 | 19.0339 | 19936.8067 | 12.3882 | 10695.2887 | 19936.8067 | 10695.2887 | 0.15966 | 0.00334 | 271 | 2.322 | 6.1466 | 2 | 1.959 | 4.6919 | -0.791 | 0.010573 | 0.0057678 | 1.6348 | 297.3242 | 55.0108 | 36.9889 | 1.4953 | 10.6883 | 11.9409 | 1.1772 | 86.9% | 92.9% | 26.2% | 32.2% | 86.9% | 14% | 0.036312 | 0.054444 | 1.7303 | 14.4943 | 0.52509 | 1.6918 | 6.1609 | 5.7241 | 2.6247 | 4.1188 | 9.9376 | 5.827 | 6.423 | 3.8979 | 50.8299 | 76.8508 | 69.675 | 93.2161
Central Coast | TEMPLETON 2113circuit_breaker | 1239 | 6 | 7.2286 | 6 | 7.2286 | 2 | 3.1865e-05 | 3235.1233 | 46.0331 | 0.10309 | 0.0014412 | 1 | 1 | {DD694EAA-A9BC-4C03-B675-60DCE9DF4147} | 183052113 | TEMPLETON 2113 | circuit_breaker | 35.5554 | -120.6799 | 477 | 1084 | 88569.9542 |  | 41923.3786 |  | 46646.5756 | 879.0751 | 254.7108 | 0.0028824 | 6.373e-05 | 261 | 0.54039 | 2.2757 | 2 | 2.2615 | 6.572 | 0.41788 | 0.003125 | 0.0063135 | 1.105 | 297.68 | 39.442 | 33.4613 | 1.1976 | 14.4554 | 15.3064 | 1.567 | 99.5% | 99.2% | 32.2% | 4.4% | 88.1% | 38.3% | 0.035623 | 0.003125 | 1.3333 | 12.6667 | 0 | 0.375 | 8.2062 | 7.9423 | 2.0029 | 3.6552 | 13.4225 | 9.8018 | 10.055 | 6.6427 | 48.9071 | 68.0723 | 50.0223 | 69.4902
North Coast | UPPER LAKE 110175370 | 6371 | 498 | 643.2656 | 682 | 731.5293 | 133 | 9.8985e-05 | 15.6525 | 11.5588 | 0.0014213 | 0.00072912 | 0.73021 | 0.87934 | {5002339C-3B44-461E-A16D-6DB263D4D731} | 42871101 | UPPER LAKE 1101 | 75370 | 39.1894 | -122.9009 | 170 | 176 | 42224.8777 | 26.2374 | 23613.6779 | 14.6729 | 18611.1998 | 17069.5104 | 10269.9747 | 0.096973 | 0.013165 | 562 | 3.7878 | 10.7719 | 2.1144 | 2.5139 | 6.532 | -3.3827 | 0.018007 | 0.0059579 | 2.7054 | 295.6212 | 40.3411 | 34.3422 | 1.1673 | 13.8814 | 15.9234 | 0.81767 | 79.9% | 77.9% | 52.4% | 24.1% | 79.4% | 11.9% | 0.20509 | 0.058672 | 1.4823 | 14.5957 | 2.1586 | 2.5166 | 10.8456 | 8.0985 | 2.1933 | 3.883 | 14.0397 | 7.1807 | 8.1918 | 4.5234 | 58.2234 | 85.5399 | 48.6596 | 85.3822
Central Valley | STANISLAUS 17026028 | 146 | 0 | 0 | 11 | 4.8891 | 6 | 0.00010143 | 0.037818 | 16.8549 | 3.8359e-06 | 0.0014327 | 0 | 0 | {0ADE0ABE-2B1D-4CB6-BB2E-0E310321E755} | 162821702 | STANISLAUS 1702 | 6028 | 38.2369 | -120.3646 | 174 | 349 | 21533.4054 |  | 8608.783 |  | 12924.6224 | 8608.783 | 12924.6224 | 0.0085961 | 0.00060859 | 263 | 16.2315 | 42.0551 | 3 | 2.3554 | 5.6244 | -1.0342 | 0.1469 | 0.0058047 | 3.3057 | 292.6663 | 44.3895 | 32.7787 | 1.0341 | 12.6122 | 14.5263 | 7.9374 | 87.6% | 59.5% | 90.9% | 99.3% | 7.1% | 63.2% | 0.24607 | 0.12068 | 6.5733 | 21.5733 | 0 | 0.13095 | 14.3828 | 10.2561 | 1.919 | 3.1059 | 12.3574 | 6.4689 | 7.4698 | 4.3252 | 50.3023 | 74.8454 | 54.9551 | 88.6498
Central Valley | SAN JOAQUIN #2 110310320 | 1374 | 250 | 356.9251 | 1084 | 770.3738 | 146 | 6.2873e-05 | 832.205 | 14.9528 | 0.049866 | 0.00057782 | 0.23063 | 0.46331 | {6E730337-737F-4AF4-89D0-F209BD78A056} | 252521103 | SAN JOAQUIN #2 1103 | 10320 | 37.2141 | -119.5525 | 182 | 192 | 30937.0179 | 19.2234 | 18926.5803 | 11.7605 | 12010.4376 | 18926.5803 | 12010.4376 | 0.084362 | 0.0091795 | 699 | 4.1215 | 13.8994 | 2 | 1.9693 | 4.4647 | 0.048962 | 0.027617 | 0.0057716 | 2.1868 | 296.9484 | 52.3254 | 34.7881 | 1.4252 | 11.176 | 12.5727 | 1.0311 | 69.6% | 55.9% | 66.7% | 66.3% | 80.7% | 22.2% | 0.085515 | 0.053163 | 1.8744 | 16.132 | 1.8645 | 3.9134 | 8.3702 | 7.3845 | 2.3609 | 3.927 | 10.4803 | 6.3321 | 6.5733 | 4.2663 | 50.6766 | 70.3506 | 66.4931 | 88.843
North Coast | SALMON CREEK 110188998 | 6598 | 225 | 327.2654 | 722 | 603.2117 | 78 | 0.0001069 | 424.5454 | 21.9516 | 0.04013 | 0.0014144 | 0.31163 | 0.54254 | {2FFE3F5E-20F1-4C4A-B741-4DF0040A4D91} | 43161101 | SALMON CREEK 1101 | 88998 | 38.3484 | -122.9804 | 165 | 180 | 31745.4349 |  | 22084.2262 |  | 9661.2087 | 9919.7992 | 4940.4832 | 0.11032 | 0.0083384 | 265 | 4.8552 | 11.9987 | 2.9423 | 2.2886 | 6.4474 | -1.3666 | 0.034038 | 0.0071898 | 2.7158 | 294.1771 | 22.2238 | 23.2368 | 0.67694 | 18.1464 | 20.1015 | 0.42332 | 91.8% | 89.3% | 61.3% | 30.7% | 17.7% | 86.9% | 0.097134 | 0.030192 | 1.4722 | 13.7778 | 0.59853 | 4.6282 | 11.3397 | 9.4744 | 1.6532 | 2.6607 | 17.0963 | 14.8741 | 14.1129 | 11.7739 | 44.3802 | 51.3358 | 32.5375 | 43.1588
Bay Area | CLAYTON 22122944 | 4128 | 217 | 510.3885 | 672 | 706.3629 | 118 | 3.93e-05 | 1072.4489 | 36.749 | 0.038624 | 0.00056877 | 0.32292 | 0.72256 | {1E6D2AC0-4EEF-47FA-8309-E46E41F6921D} | 12022212 | CLAYTON 2212 | 2944 | 37.897 | -121.8596 | 185 | 137 | 30989.2604 | 19.2559 | 23740.8312 | 14.7519 | 7248.4292 | 23517.364 | 7090.2635 | 0.067114 | 0.0046374 | 712 | 1.5487 | 4.5617 | 2.2208 | 4.1714 | 10.4079 | -3.7742 | 0.013864 | 0.006529 | 1.4574 | 296.7365 | 42.1524 | 35.0222 | 1.1687 | 13.6276 | 14.9429 | 1.1252 | 95.8% | 97.8% | 31.9% | 7.8% | 95.6% | 4.5% | 0.097405 | 0.029935 | 1.7088 | 13.8462 | 1.2266 | 2.1818 | 6.8017 | 5.9349 | 2.2047 | 3.7804 | 13.0725 | 8.4347 | 9.65 | 5.608 | 51.7113 | 71.0443 | 51.8706 | 78.246
Central Coast | CAMP EVERS 21045096 | 659 | 2914 | 5254.8285 | 5306 | 6595.3257 | 317 | 0.00014395 | 0.037818 | 4.3111 | 5.4437e-06 | 0.00038547 | 0.54919 | 0.79675 | {8DE472F3-E517-45DB-B3CD-7520098E73B7} | 83622104 | CAMP EVERS 2104 | 5096 | 37.0511 | -122.037 | 350 | 603 | 68309.7589 | 42.4458 | 33040.8953 | 20.5307 | 35268.8636 | 32780.5456 | 35268.8636 | 0.12219 | 0.045631 | 959 | 9.0761 | 19.5347 | 3 | 1.5602 | 3.9303 | -1.3676 | 0.078318 | 0.007117 | 2.9859 | 296.744 | 31.5724 | 28.0787 | 0.97589 | 15.9619 | 17.7056 | 2.7739 | 84.4% | 60.2% | 89.9% | 81.5% | 51.1% | 69.6% | 0.066106 | 0.0545 | 2.794 | 17.3721 | 1.4212 | 12.0591 | 9.0292 | 7.8945 | 1.9414 | 3.6747 | 15.4756 | 11.1039 | 10.1462 | 6.9177 | 47.2006 | 60.7856 | 41.9997 | 65.787
North Coast | HIGHLANDS 1103828 | 4570 | 107 | 166.6456 | 189 | 191.1184 | 39 | 9.6714e-05 | 1104.9019 | 19.7011 | 0.12069 | 0.0014013 | 0.56614 | 0.87195 | {F617C2F6-F9CA-4233-ADD2-A5EEE40355DB} | 43361103 | HIGHLANDS 1103 | 828 | 38.9081 | -122.6006 | 168 | 173 | 37317.391 |  | 17124.6025 |  | 20192.7885 | 12064.542 | 13281.3679 | 0.054652 | 0.0037718 | 268 | 1.854 | 5.7061 | 2 | 2.3441 | 6.8858 | -0.34858 | 0.020769 | 0.0061102 | 2.1551 | 296.584 | 40.4046 | 30.1071 | 1.2078 | 14.1457 | 15.7081 | 2.7432 | 91.6% | 87.5% | 50.2% | 2.4% | 87.7% | 16.7% | 0.12982 | 0.020337 | 1.9391 | 15.6261 | 1.1712 | 0.90865 | 9.44 | 6.8115 | 2.3171 | 4.0175 | 13.8455 | 7.7383 | 8.3997 | 4.6728 | 50.9975 | 72.1177 | 49.6602 | 81.5008
North Coast | LAYTONVILLE 1102circuit_breaker | 4905 | 1085 | 1604.392 | 1384 | 1757.7515 | 114 | 0.00012055 | 0.061849 | 9.963 | 7.6133e-06 | 0.00070414 | 0.78396 | 0.91275 | {90C83132-41C0-4461-99CD-C9A5052731EB} | 42681102 | LAYTONVILLE 1102 | circuit_breaker | 39.6846 | -123.4772 | 128 | 89 | 25024.5852 | 15.5496 | 20680.6827 | 12.8504 | 4343.9025 | 16837.2871 | 1648.7 | 0.080271 | 0.013743 | 577 | 10.1345 | 19.5674 | 2 | 2.3983 | 6.6299 | -1.7803 | 0.055495 | 0.0061734 | 5.0991 | 293.3456 | 33.233 | 33.548 | 0.92854 | 15.5659 | 18.4204 | 0.46366 | 79% | 73.1% | 67.6% | 55.1% | 56% | 45.6% | 0.062522 | 0.084653 | 1.6129 | 12.8387 | 0.50465 | 6.8515 | 13.8114 | 10.6739 | 1.7438 | 3.4447 | 16.1449 | 7.671 | 9.7968 | 4.729 | 56.3958 | 99.1604 | 39.2432 | 82.1618
North Coast | MOLINO 110266006 | 6282 | 574 | 947.4923 | 1394 | 1369.8203 | 142 | 0.00016283 | 308.6129 | 8.8847 | 0.039235 | 0.00069964 | 0.41176 | 0.69169 | {4AE7AB5F-C633-47AF-9F7F-61FE17B35998} | 42571102 | MOLINO 1102 | 66006 | 38.4055 | -122.9478 | 156 | 157 | 23731.1845 | 14.7459 | 14413.6045 | 8.9562 | 9317.5799 | 14413.6045 | 9317.5799 | 0.099349 | 0.023122 | 582 | 6.8895 | 16.5617 | 3 | 1.9647 | 5.2648 | -2.7408 | 0.04743 | 0.0071623 | 3.1311 | 294.7258 | 22.9254 | 23.5889 | 0.74819 | 17.9634 | 20.0182 | 0.54598 | 78.3% | 69.6% | 85.8% | 45.6% | 25.1% | 82.4% | 0.16082 | 0.046028 | 2.3769 | 15.5923 | 1.0329 | 6.514 | 11.1819 | 9.2602 | 1.7153 | 2.8841 | 16.894 | 14.4891 | 13.8821 | 11.4337 | 44.4517 | 52.049 | 33.5057 | 44.8414
Central Valley | CALAVERAS CEMENT 1101585 | 8783 | 73 | 133.0651 | 362 | 219.5641 | 128 | 5.0817e-05 | 409.6381 | 16.1413 | 0.022988 | 0.00041849 | 0.20166 | 0.60604 | {3CAC56CD-7B8A-420C-A5B0-8853D3551182} | 162211101 | CALAVERAS CEMENT 1101 | 585 | 38.1398 | -120.6624 | 101 | 80 | 31102.2057 | 19.3261 | 22710.6586 | 14.1118 | 8391.547 | 22710.6586 | 8391.547 | 0.053566 | 0.0065046 | 901 | 2.6107 | 7.2691 | 2 | 2.5858 | 6.7185 | -0.83577 | 0.0098503 | 0.0062744 | 2.3083 | 296.729 | 44.7199 | 33.6025 | 1.3046 | 12.8751 | 14.5088 | 0.30666 | 60.5% | 58.2% | 56.1% | 37.5% | 58.3% | 70.3% | 0.02091 | 0.026078 | 1.2313 | 13.9592 | 0.38811 | 1.0838 | 13.4725 | 9.7208 | 2.241 | 3.9236 | 12.9479 | 6.9784 | 9.5676 | 4.8328 | 44.9308 | 78.731 | 50.6621 | 85.9785
North Coast | LAYTONVILLE 1102500 | 2529 | 1181 | 1570.8061 | 1441 | 1707.5448 | 194 | 0.00011975 | 0.67455 | 10.2783 | 7.001e-05 | 0.00069351 | 0.81957 | 0.91992 | {9FACD320-0A6B-4701-A9D9-81FE9755F114} | 42681102 | LAYTONVILLE 1102 | 500 | 39.6658 | -123.4763 | 285 | 211 | 63469.3836 | 39.4381 | 47214.3808 | 29.3377 | 16255.0028 | 32899.6268 | 12434.1125 | 0.13454 | 0.023232 | 587 | 7.3644 | 17.0815 | 2 | 2.2764 | 6.1646 | -0.47754 | 0.038438 | 0.0064237 | 4.5406 | 293.3693 | 29.1246 | 29.448 | 0.85033 | 16.6757 | 19.3954 | 0.47504 | 78.2% | 74.7% | 67.2% | 47.4% | 43.9% | 56.1% | 0.071475 | 0.082556 | 1.4947 | 13.8684 | 0.65172 | 2.9229 | 13.0669 | 10.1442 | 1.6642 | 3.2499 | 17.1403 | 9.0116 | 10.9742 | 5.5624 | 49.9081 | 84.3344 | 35.1098 | 74.2192
Central Valley | CURTIS 170463502 | 320 | 491 | 704.885 | 1645 | 1228.7079 | 132 | 7.7098e-05 | 0.12241 | 5.0711 | 9.7236e-06 | 0.00022251 | 0.29848 | 0.57368 | {A5122D22-FC3B-40AD-B1C9-1922AC7D5EB3} | 163351704 | CURTIS 1704 | 63502 | 38.0455 | -120.3925 | 192 | 260 | 31137.1787 | 19.3478 | 16791.7983 | 10.434 | 14345.3804 | 16791.7983 | 14345.3804 | 0.029371 | 0.010177 | 1334 | 4.7497 | 13.3526 | 2 | 1.8131 | 4.8473 | -0.33962 | 0.048082 | 0.0059132 | 2.2033 | 296.1953 | 46.5808 | 34.3788 | 1.2746 | 12.5601 | 14.1213 | 2.993 | 41.9% | 21.6% | 78.9% | 64.5% | 47.2% | 61% | 0.16072 | 0.10886 | 3.078 | 16.9929 | 4.0986 | 7.5114 | 11.6794 | 8.5072 | 2.1643 | 3.8255 | 12.215 | 6.452 | 8.1848 | 4.312 | 51.0519 | 82.706 | 56.7342 | 89.8856
Bay Area | SILVERADO 2104722 | 4993 | 283 | 438.3378 | 618 | 629.5384 | 37 | 0.00012365 | 2.9297 | 19.1318 | 0.00040203 | 0.0013817 | 0.45793 | 0.69628 | {B6278051-6E54-4737-9502-59CAD0AD2394} | 43432104 | SILVERADO 2104 | 722 | 38.5448 | -122.4757 | 139 | 245 | 25316.2935 |  | 11871.204 |  | 13445.0895 | 11871.204 | 13445.0895 | 0.051124 | 0.004575 | 274 | 5.7642 | 12.8455 | 3 | 1.8452 | 5.2577 | 0.9416 | 0.029919 | 0.0066834 | 2.6258 | 296.1123 | 38.5104 | 32.2786 | 1.0743 | 14.4133 | 16.1354 | 1.2345 | 99.6% | 95.8% | 90.4% | 59.5% | 82.2% | 20.9% | 0.21326 | 0.02371 | 2.3012 | 16.2892 | 2.5031 | 4.9839 | 10.5841 | 7.9722 | 2.1319 | 3.6651 | 14.2002 | 8.0345 | 8.7536 | 4.8972 | 53.5321 | 83.553 | 48.185 | 81.3794
Bay Area | OLEMA 1101416 | 1879 | 558 | 885.021 | 1543 | 1449.0256 | 158 | 7.7475e-05 | 0.58558 | 0.76809 | 3.6018e-05 | 6.1868e-05 | 0.36163 | 0.61077 | {ED6FC814-3841-4AC9-A379-44E5BC33C241} | 42291101 | OLEMA 1101 | 416 | 38.0421 | -122.7868 | 101 | 74 | 31150.6448 | 19.3562 | 26064.3398 | 16.1957 | 5086.305 | 25936.9304 | 5086.305 | 0.0097752 | 0.012241 | 2165 | 4.2778 | 11.5015 | 2.7242 | 2.3938 | 6.9498 | -0.94109 | 0.021476 | 0.0072619 | 2.639 | 294.3034 | 27.6831 | 28.399 | 0.76455 | 16.6123 | 18.398 | 0.49631 | 46.8% | 38.6% | 77.1% | 48.6% | 32.3% | 89.1% | 0.068543 | 0.057688 | 1.6733 | 11.297 | 0.69981 | 4.298 | 12.225 | 10.2498 | 1.6978 | 3.0055 | 15.4499 | 13.3069 | 12.0708 | 9.69 | 56.2166 | 60.3629 | 39.2797 | 50.7518
North Valley | CEDAR CREEK 1101circuit_breaker | 6632 | 434 | 599.4277 | 732 | 737.0783 | 157 | 0.00010008 | 53.69 | 20.4444 | 0.0061969 | 0.00095794 | 0.5929 | 0.81325 | {4A950894-EB8D-4B95-B3B2-200DB270C21B} | 103321101 | CEDAR CREEK 1101 | circuit_breaker | 40.791 | -121.9382 | 173 | 114 | 31176.2249 | 19.3721 | 24905.7197 | 15.4757 | 6270.5052 | 24905.7197 | 6270.5052 | 0.1504 | 0.015713 | 424 | 2.1405 | 6.483 | 2.494 | 3.1171 | 9.6199 | 0.46596 | 0.010988 | 0.0055548 | 4.6201 | 294.762 | 43.7384 | 34.062 | 1.2525 | 12.6647 | 15.4258 | 1.1021 | 71.7% | 63.3% | 76.9% | 30.9% | 32.9% | 75.4% | 0.028153 | 0.012814 | 1.7151 | 12.9826 | 4.1495 | 2.1916 | 9.0182 | 8.0625 | 2.2495 | 4.0544 | 13.4021 | 5.9058 | 7.6216 | 4.3013 | 55.5338 | 96.5679 | 51.4318 | 92.7163
North Coast | FULTON 1104466 | 5186 | 1 | 1.3543 | 12 | 4.7884 | 3 | 5.428e-05 | 0.11285 | 28.3596 | 4.3309e-06 | 0.001374 | 0.083333 | 0.28283 | {D876FA1B-2690-498B-84F5-B5DE7D70B75D} | 42561104 | FULTON 1104 | 466 | 38.5441 | -122.8003 | 45 | 59 | 5216.5808 |  | 2367.9813 |  | 2848.5994 | 626.0978 | 322.6202 | 0.004122 | 0.00016284 | 277 | 3.9235 | 9.5801 | 2 | 1.646 | 4.8032 | -1.6847 | 0.033636 | 0.0069145 | 2.7866 | 296.0276 | 31.2461 | 30.7093 | 0.93891 | 16.1565 | 18.0474 | 20.3941 | 91.1% | 91.6% | 6.7% | 17.9% | 56.8% | 50.7% | 0.19223 | 0.072727 | 1.5714 | 19.5714 | 0.53364 | 1.0909 | 10.9447 | 8.6632 | 2.0757 | 3.5292 | 15.434 | 11.106 | 11.0906 | 7.7054 | 53.6056 | 71.5876 | 42.2762 | 63.2443
North Coast | MIRABEL 110257840 | 7397 | 200 | 264.1054 | 596 | 495.268 | 35 | 0.00017981 | 0.037818 | 14.6609 | 6.8001e-06 | 0.0013717 | 0.33557 | 0.53326 | {BDF5B432-76F8-4E7C-875F-0CD4088812BE} | 42091102 | MIRABEL 1102 | 57840 | 38.5027 | -122.9093 | 71 | 191 | 12919.4883 |  | 4145.2916 |  | 8774.1966 | 4145.2916 | 8774.1966 | 0.048009 | 0.0062935 | 278 | 11.8932 | 29.0413 | 3 | 1.5124 | 4.6253 | -3.6726 | 0.10927 | 0.0070264 | 3.4503 | 295.5241 | 25.8544 | 26.2651 | 0.85369 | 17.3689 | 19.4159 | 1.7923 | 91% | 84.5% | 90.1% | 83.4% | 44.4% | 65.2% | 0.28133 | 0.064878 | 5.5 | 20.4333 | 3.8051 | 14.5366 | 10.9222 | 8.8693 | 1.9605 | 3.211 | 16.1804 | 13.2526 | 12.6459 | 10.1996 | 47.8331 | 57.7767 | 37.8091 | 50.5348
Bay Area | SILVERADO 21051421 | 7505 | 687 | 901.0193 | 1419 | 1329.4719 | 113 | 0.00011299 | 0.055698 | 3.437 | 6.1724e-06 | 0.00025217 | 0.48414 | 0.67773 | {72EECE85-CF40-4400-84B0-964539FAE729} | 43432105 | SILVERADO 2105 | 1421 | 38.5018 | -122.4771 | 100 | 94 | 31210.6146 | 19.3934 | 15928.1461 | 9.8973 | 15282.4685 | 15418.6642 | 14199.2368 | 0.028495 | 0.012768 | 1249 | 8.0308 | 16.4667 | 3 | 2.2194 | 6.4982 | -1.2508 | 0.054595 | 0.0064947 | 2.9108 | 295.6067 | 39.4387 | 32.7811 | 1.0783 | 13.9821 | 15.7777 | 1.1531 | 86.4% | 72.3% | 86.9% | 79.7% | 83.8% | 10.7% | 0.22272 | 0.041871 | 1.3905 | 14.6381 | 1.6607 | 5.4788 | 9.9683 | 7.455 | 2.0938 | 3.7175 | 13.9158 | 8.2542 | 8.8973 | 5.3846 | 51.7527 | 77.8345 | 48.099 | 79.4854
Central Valley | COARSEGOLD 2104circuit_breaker | 8231 | 13 | 23.3843 | 80 | 49.4756 | 22 | 4.0438e-05 | 879.2632 | 59.4493 | 0.049749 | 0.00135 | 0.1625 | 0.47264 | {9126AC99-906D-4CEE-8034-3EECC4C90F16} | 254432104 | COARSEGOLD 2104 | circuit_breaker | 37.2275 | -119.6902 | 49 | 28 | 5467.1255 |  | 3906.143 |  | 1560.9825 | 3906.143 | 1560.9825 | 0.0297 | 0.00088963 | 280 | 1.9712 | 5.5036 | 2 | 2.0785 | 4.9932 | 1.3632 | 0.0023214 | 0.0063147 | 1.8501 | 296.9934 | 47.4019 | 32.4345 | 1.3269 | 12.3369 | 13.6496 | 0.99598 | 86.3% | 86% | 41% | 27.5% | 64.3% | 55% | 0.089407 | 0.032321 | 2.1176 | 15 | 0.35786 | 1.4286 | 7.7212 | 7.0708 | 2.3651 | 3.7573 | 11.7149 | 6.976 | 7.4818 | 4.546 | 44.933 | 69.2727 | 60.3668 | 86.0132
Sierra | BANGOR 110155206 | 6610 | 66 | 93.7433 | 194 | 146.0071 | 33 | 9.2602e-05 | 1225.0578 | 30.2076 | 0.11414 | 0.0013449 | 0.34021 | 0.64205 | {95CFDCE9-A6F6-4428-B8F8-A23AC65977EB} | 103191101 | BANGOR 1101 | 55206 | 39.3091 | -121.4181 | 178 | 158 | 30865.6981 |  | 16572.7725 |  | 14292.9256 | 3897.0387 | 2263.7029 | 0.044382 | 0.0030559 | 281 | 4.3302 | 13.4176 | 2 | 2.6333 | 7.4256 | 0.02511 | 0.015556 | 0.0065879 | 2.1223 | 297.6483 | 45.7127 | 32.6528 | 1.3695 | 12.8214 | 14.4359 | 0.83629 | 77.8% | 74.6% | 66.3% | 58.3% | 94.4% | 81.7% | 0.050067 | 0.025556 | 1.5455 | 14.2727 | 2.2076 | 3.0794 | 8.3815 | 6.6834 | 2.6042 | 4.2718 | 12.0345 | 6.2837 | 8.2471 | 4.2222 | 51.4171 | 90.969 | 57.1353 | 90.3274
North Coast | CARLOTTA 1121circuit_breaker | 3929 | 117 | 164.4685 | 258 | 234.3069 | 35 | 8.2776e-05 | 62.9003 | 38.4168 | 0.0047916 | 0.0013442 | 0.45349 | 0.70194 | {3CA4A42E-51F1-49B1-95E4-11CB39229D26} | 192291121 | CARLOTTA 1121 | circuit_breaker | 40.541 | -124.0638 | 385 | 525 | 58229.7983 |  | 37519.4983 |  | 20710.3 | 3350.89 | 1209.1025 | 0.047047 | 0.0028971 | 282 | 8.2965 | 21.4242 | 2 | 2.3292 | 6.7643 | 0.51645 | 0.024737 | 0.0068607 | 3.459 | 290.7732 | 21.2703 | 22.2213 | 0.50907 | 17.731 | 20.7127 | 3.297 | 90.8% | 95.6% | 35.2% | 61.9% | 10.9% | 74.4% | 0.082398 | 0.15123 | 1.871 | 17.0968 | 0.68456 | 4.5263 | 12.588 | 10.8229 | 1.4269 | 2.1734 | 18.4584 | 12.5006 | 12.504 | 8.0793 | 45.0765 | 64.2072 | 29.5797 | 55.4542
North Coast | MONTE RIO 1112120 | 7639 | 1119 | 1711.4914 | 1747 | 2060.9631 | 119 | 0.00019648 | 0.23964 | 6.0686 | 4.847e-05 | 0.00069242 | 0.64053 | 0.83043 | {A3E8D9EB-1B5A-4CFD-AE2F-C1E7C6E04114} | 42811112 | MONTE RIO 1112 | 120 | 38.4637 | -123.0083 | 109 | 132 | 16707.1302 | 10.3814 | 11062.7422 | 6.8741 | 5644.3879 | 11062.7422 | 5644.3879 | 0.082398 | 0.023381 | 589 | 15.0398 | 28.1958 | 3 | 2.2123 | 5.8428 | -9.0794 | 0.082714 | 0.0071554 | 3.5961 | 294.3566 | 23.3372 | 23.218 | 0.74973 | 17.8097 | 19.9305 | 0.17922 | 78% | 60.7% | 93.5% | 80.5% | 25.4% | 76.6% | 0.061215 | 0.066429 | 2.41 | 16.41 | 0.71436 | 12.4786 | 10.8698 | 8.8153 | 1.7334 | 2.8895 | 16.7837 | 14.0826 | 13.2293 | 10.997 | 43.4009 | 50.9021 | 35.0646 | 46.1532
Sierra | SHINGLE SPRINGS 2105circuit_breaker | 1827 | 759 | 1252.8525 | 1899 | 1711.6359 | 252 | 0.00011001 | 152.484 | 19.5273 | 0.016777 | 0.0011505 | 0.39968 | 0.73196 | {F8F7136D-4B7B-4975-BCB7-4503BD4299E2} | 153652105 | SHINGLE SPRINGS 2105 | circuit_breaker | 38.6593 | -120.9469 | 459 | 583 | 66260.6121 | 41.1725 | 31350.2151 | 19.4802 | 34910.3969 | 31350.2151 | 34910.3969 | 0.28993 | 0.027721 | 334 | 3.0414 | 9.5136 | 2.9759 | 2.3352 | 6.3496 | 0.16607 | 0.036404 | 0.0059171 | 2.5206 | 296.6465 | 47.0083 | 32.9995 | 1.3271 | 12.3761 | 14.0895 | 5.3442 | 73.4% | 62.2% | 84.9% | 41.5% | 79% | 56.6% | 0.050909 | 0.083193 | 1.9276 | 16.1842 | 4.6311 | 4.8494 | 8.3255 | 6.5743 | 2.2081 | 3.8705 | 12.9048 | 5.6734 | 8.154 | 3.9473 | 54.1208 | 92.7555 | 53.2674 | 93.642
Central Coast | BIG BASIN 11019773 | 5661 | 120 | 234.3936 | 164 | 256.2637 | 9 | 0.00019468 | 0.037818 | 14.0397 | 7.3624e-06 | 0.001328 | 0.73171 | 0.91466 | {A37409D5-7086-445E-AAD3-796DE84F477C} | 82841101 | BIG BASIN 1101 | 9773 | 37.1288 | -122.1141 | 11 | 38 | 2296.2089 |  | 724.7249 |  | 1571.484 | 724.7249 | 1571.484 | 0.011952 | 0.0017521 | 285 | 12.9265 | 29.002 | 3 | 1.8072 | 4.3879 | -8.0814 | 0.16083 | 0.0069803 | 3.4565 | 296.3912 | 31.077 | 30.4697 | 0.95212 | 16.1971 | 18.0552 | 4.7693 | 99.3% | 88.2% | 98% | 99.3% | 44.3% | 76.9% | 0.074128 | 0.029167 | 5.7 | 22 | 2.2283 | 13.6667 | 10.1208 | 8.7526 | 1.8905 | 3.5421 | 15.7415 | 11.3465 | 10.6851 | 7.2309 | 53.7275 | 66.8643 | 41.3613 | 64.1118
North Coast | UPPER LAKE 1101452 | 4554 | 174 | 261.8067 | 304 | 313.3996 | 47 | 8.5992e-05 | 43.5294 | 27.6267 | 0.0027729 | 0.0013272 | 0.57237 | 0.83538 | {ED5E8DEC-3645-43AF-9022-699123418821} | 42871101 | UPPER LAKE 1101 | 452 | 39.1644 | -122.9083 | 293 | 492 | 66638.5819 |  | 31292.3538 |  | 35346.2281 | 4787.2263 | 2993.3321 | 0.062378 | 0.0040416 | 286 | 3.7673 | 10.2146 | 2 | 2.4443 | 6.501 | -1.1636 | 0.031935 | 0.0060052 | 2.6456 | 295.8994 | 39.4025 | 34.2368 | 1.1664 | 14.1545 | 16.1549 | 0.89696 | 90.4% | 91.3% | 38.9% | 20.5% | 79.2% | 16.9% | 0.091432 | 0.054086 | 1.4528 | 15.283 | 3.4827 | 3.2688 | 10.5569 | 8.1018 | 2.2148 | 3.8956 | 14.0031 | 7.484 | 8.5966 | 4.6766 | 57.684 | 84.0415 | 48.5874 | 83.7232
Central Valley | PINE GROVE 11013166 | 3533 | 750 | 1001.0768 | 2850 | 1975.9266 | 187 | 9.8765e-05 | 0.037818 | 18.6763 | 3.7351e-06 | 0.00097303 | 0.26316 | 0.50664 | {EAC612D6-99B1-40C4-9814-8599E5819D52} | 163751101 | PINE GROVE 1101 | 3166 | 38.4065 | -120.6704 | 234 | 263 | 31547.5015 | 19.6028 | 20128.8983 | 12.5075 | 11418.6031 | 20128.8983 | 11418.6031 | 0.18196 | 0.018469 | 418 | 6.141 | 14.0799 | 2 | 1.8357 | 4.6524 | -0.091145 | 0.05845 | 0.0064998 | 3.0431 | 295.3915 | 45.1975 | 31.5418 | 1.2286 | 12.5243 | 14.3926 | 1.5477 | 81.6% | 63.4% | 90.2% | 67% | 31.5% | 60.1% | 0.056137 | 0.032558 | 2.4141 | 17.1919 | 5.8044 | 11.0465 | 12.0629 | 8.2959 | 2.1211 | 3.8998 | 12.9599 | 6.4213 | 8.3655 | 4.3846 | 44.1543 | 71.996 | 51.4858 | 89.2797
Sierra | DIAMOND SPRINGS 11052102 | 759 | 1432 | 2209.6486 | 4573 | 3455.674 | 492 | 0.00010848 | 310.063 | 10.3793 | 0.030359 | 0.00053645 | 0.31314 | 0.63943 | {429BE041-BFDB-4BDA-8A2A-CC28CF49B6B2} | 152261105 | DIAMOND SPRINGS 1105 | 2102 | 38.6825 | -120.8523 | 680 | 674 | 104079.284 | 64.672 | 62924.1894 | 39.0994 | 41155.0946 | 60433.983 | 37939.9899 | 0.26393 | 0.053372 | 750 | 3.3876 | 10.3024 | 2.8762 | 2.2642 | 6.0623 | -0.022303 | 0.037369 | 0.0058127 | 2.6601 | 296.1829 | 46.6355 | 32.3788 | 1.2869 | 12.4488 | 14.2357 | 2.8355 | 52.2% | 38.3% | 84.4% | 44.9% | 48.8% | 64.1% | 0.05228 | 0.059297 | 2.14 | 16.3558 | 4.4151 | 6.6991 | 8.3644 | 5.7992 | 2.1009 | 3.7929 | 13.0419 | 6.0611 | 8.3342 | 4.1389 | 46.843 | 78.5362 | 52.2691 | 91.4058
North Coast | LAYTONVILLE 110237586 | 3249 | 853 | 1325.3279 | 1219 | 1491.4443 | 132 | 0.00012585 | 0.13893 | 10.1715 | 1.6556e-05 | 0.00065148 | 0.69975 | 0.88862 | {389365FD-B3C9-4F63-9935-3457B5B05A11} | 42681102 | LAYTONVILLE 1102 | 37586 | 39.6174 | -123.4629 | 101 | 47 | 26173.1755 | 16.2633 | 21840.8846 | 13.5713 | 4332.2909 | 21840.8846 | 4332.2909 | 0.085995 | 0.016612 | 622 | 8.437 | 18.1941 | 2 | 2.243 | 5.9436 | -1.7314 | 0.042914 | 0.0064365 | 4.317 | 293.322 | 29.7318 | 29.0216 | 0.85483 | 16.5163 | 19.2051 | 0.72376 | 77.3% | 73.8% | 70% | 50.3% | 44.5% | 54.8% | 0.078841 | 0.10126 | 1.5053 | 12.0211 | 0.72798 | 4.0364 | 12.3407 | 9.6446 | 1.6555 | 3.2374 | 17.0587 | 8.788 | 11.0952 | 5.5884 | 48.2079 | 82.0905 | 35.0811 | 74.94
Central Valley | RACETRACK 170311270 | 2953 | 197 | 301.2845 | 1031 | 673.4919 | 117 | 7.7052e-05 | 399.7106 | 12.3922 | 0.029343 | 0.0004637 | 0.19108 | 0.44735 | {542EB99D-D4C9-4D12-B28C-42F86055BDF5} | 163761703 | RACETRACK 1703 | 11270 | 38.022 | -120.4318 | 175 | 172 | 31879.4365 | 19.809 | 19572.4814 | 12.1618 | 12306.9551 | 19572.4814 | 12306.9551 | 0.054253 | 0.0090151 | 847 | 3.0431 | 8.2569 | 2 | 1.8956 | 5.1932 | 0.49105 | 0.02766 | 0.0060743 | 2.1542 | 296.7321 | 44.8213 | 33.7375 | 1.2884 | 13.0467 | 14.5881 | 2.0577 | 62.3% | 50.8% | 78.7% | 43.2% | 51.9% | 80.3% | 0.14058 | 0.064894 | 2.0909 | 16 | 1.255 | 3.656 | 11.6712 | 8.5374 | 2.2021 | 3.9331 | 12.8677 | 6.7058 | 8.8735 | 4.582 | 48.9847 | 82.0684 | 53.3963 | 87.9188
Sierra | HIGGINS 11032194 | 2994 | 138 | 184.0078 | 213 | 223.6542 | 18 | 0.00011919 | 0.037818 | 26.4367 | 4.5076e-06 | 0.0013113 | 0.64789 | 0.82273 | {04FFA86D-12A8-4DCB-A786-7ABADD4FCF1A} | 152691103 | HIGGINS 1103 | 2194 | 39.1529 | -121.0613 | 70 | 164 | 10895.1873 |  | 4329.2096 |  | 6565.9777 | 1734.1421 | 2109.6758 | 0.023604 | 0.0021455 | 291 | 9.6581 | 18.3387 | 2 | 1.9573 | 5.6608 | -3.2285 | 0.082222 | 0.0055447 | 3.4935 | 294.7384 | 45.6692 | 32.2035 | 1.1741 | 12.5757 | 14.5951 | 6.3554 | 77.1% | 71.3% | 91% | 77.8% | 18.3% | 72.4% | 0.078526 | 0.077778 | 2.619 | 17.1429 | 7.3078 | 7.8889 | 8.5369 | 6.6072 | 2.0211 | 3.6262 | 13.4832 | 5.9017 | 8.7179 | 4.0266 | 50.9512 | 90.9991 | 50.7607 | 92.0939
Central Coast | OCEANO 1104V36 | 1169 | 131 | 416.1065 | 795 | 827.7653 | 108 | 2.0337e-05 | 307.9301 | 33.3559 | 0.0062439 | 0.00037509 | 0.16478 | 0.50269 | {612579F3-BEE6-43F6-ABF9-9C9C3F31A5CF} | 182601104 | OCEANO 1104 | V36 | 35.145 | -120.53 | 234 | 272 | 39866.8172 | 24.7722 | 21377.0626 | 13.2831 | 18489.7546 | 15485.8164 | 12119.5095 | 0.04051 | 0.0021964 | 974 | 1.395 | 4.5674 | 2 | 2.2063 | 6.7331 | -0.48027 | 0.013756 | 0.0072046 | 1.0467 | 295.8202 | 34.7117 | 31.4932 | 0.87403 | 15.1348 | 15.9975 | 1.1618 | 84.1% | 97.4% | 13.2% | 20.9% | 34.1% | 52.4% | 0.10755 | 0.018507 | 2.4545 | 17.3879 | 1.5235 | 3.5973 | 9.6983 | 9.2736 | 1.945 | 3.2128 | 13.0462 | 11.7262 | 9.1221 | 8.3835 | 58.6699 | 60.3707 | 52.0751 | 59.1254
Sierra | HIGGINS 110432747 | 6317 | 70 | 100.8492 | 114 | 128.2376 | 10 | 0.00011657 | 0.037818 | 12.3542 | 4.4083e-06 | 0.0013075 | 0.61404 | 0.78642 | {3E0AE845-0CE4-470C-9DE4-D6AA20E33FFC} | 152691104 | HIGGINS 1104 | 32747 | 39.1426 | -121.0612 | 52 | 171 | 10460.0825 |  | 2820.8108 |  | 7639.2717 | 966.1489 | 3477.6876 | 0.013075 | 0.0011657 | 294 | 9.0109 | 18.5259 | 2 | 2.0373 | 5.8318 | 4.3277 | 0.23909 | 0.0055447 | 3.4926 | 294.7416 | 45.6763 | 32.2068 | 1.1744 | 12.5741 | 14.5932 | 3.6996 | 76.6% | 43.8% | 89.5% | 78.8% | 18.8% | 72.2% | 0.081866 | 0.014545 | 8.8182 | 22 | 9.6309 | 10.3636 | 8.5367 | 6.6068 | 2.0218 | 3.6271 | 13.4803 | 5.901 | 8.7169 | 4.0263 | 50.9569 | 90.9998 | 50.7728 | 92.099
North Coast | FULTON 1107214 | 3175 | 1916 | 2562.071 | 4267 | 3825.058 | 425 | 8.8199e-05 | 196.5748 | 13.0862 | 0.012189 | 0.00063069 | 0.44903 | 0.66981 | {82FFCF9A-29C9-4CD0-A5CE-AFFBFF95F55A} | 42561107 | FULTON 1107 | 214 | 38.5031 | -122.7355 | 490 | 506 | 86068.3292 | 53.4805 | 48113.355 | 29.8963 | 37954.9742 | 48113.355 | 37954.9742 | 0.26805 | 0.037485 | 638 | 6.5694 | 14.5964 | 3 | 1.843 | 5.3105 | -1.6401 | 0.034569 | 0.0068495 | 2.6722 | 295.2429 | 34.4452 | 30.915 | 0.94243 | 15.0716 | 16.9093 | 1.0568 | 76.5% | 81.5% | 41.6% | 40.4% | 57.8% | 35.7% | 0.075566 | 0.052672 | 2.2117 | 16.1228 | 2.4316 | 6.2292 | 10.9264 | 8.5368 | 1.8959 | 3.6437 | 15.1346 | 9.1665 | 9.8499 | 5.7045 | 51.2551 | 80.7074 | 43.7161 | 75.6614
Central Valley | MIWUK 1702S2247 | 6153 | 205 | 279.0207 | 1262 | 784.1017 | 24 | 6.3829e-05 | 0.037818 | 42.8303 | 2.4139e-06 | 0.0012994 | 0.16244 | 0.35585 | {CA0E971D-5831-4DB9-9A57-0D7C43C8EF35} | 163661702 | MIWUK 1702 | S2247 | 38.0369 | -120.2384 | 40 | 262 | 12915.5879 |  | 2394.0014 |  | 10521.5865 | 2394.0014 | 10521.5865 | 0.031185 | 0.0015319 | 296 | 14.3921 | 28.687 | 3 | 2.1882 | 5.0282 | 2.0858 | 0.268 | 0.0051128 | 2.7478 | 293.6558 | 49.719 | 34.5889 | 1.1815 | 11.5928 | 13.3673 | 3.7228 | 86% | 80.7% | 67.8% | 94.2% | 19.5% | 36.1% | 0.090003 | 0.1608 | 11.8261 | 22 | 16.2748 | 50.48 | 10.339 | 7.7509 | 1.9858 | 3.4555 | 11.1257 | 5.9282 | 7.0027 | 3.956 | 53.2427 | 79.9282 | 60.9622 | 92.944
Central Valley | MIWUK 1702circuit_breaker | 2669 | 547 | 748.4375 | 3602 | 2366.8977 | 142 | 6.4454e-05 | 0.038514 | 46.4608 | 2.4831e-06 | 0.0012549 | 0.15186 | 0.31621 | {5DE457D9-5E7A-46A3-820A-688DCA33A9BB} | 163661702 | MIWUK 1702 | circuit_breaker | 38.0528 | -120.2169 | 226 | 380 | 32124.8788 | 19.9615 | 16506.2205 | 10.2565 | 15618.6583 | 16506.2205 | 15618.6583 | 0.17819 | 0.0091524 | 307 | 10.5341 | 23.5663 | 3 | 2.2242 | 5.5412 | 0.5374 | 0.090099 | 0.0050616 | 2.8229 | 293.5396 | 49.4789 | 34.0669 | 1.1796 | 11.6446 | 13.4307 | 2.8087 | 85.1% | 82.3% | 68.5% | 87.4% | 18.8% | 38.8% | 0.061371 | 0.087931 | 3.7516 | 19.281 | 5.456 | 17.7438 | 10.5546 | 7.8823 | 1.9774 | 3.4218 | 11.1763 | 5.918 | 7.0401 | 4.0283 | 52.5209 | 78.1373 | 61.4759 | 92.8122
Sierra | EL DORADO PH 210126000 | 1215 | 1063 | 1198.7679 | 4273 | 2714.319 | 517 | 0.00010829 | 0.25921 | 52.1655 | 1.6515e-05 | 0.002598 | 0.24877 | 0.44165 | {563CD71D-CD80-49B9-9B00-20025334D5E0} | 152762101 | EL DORADO PH 2101 | 26000 | 38.7525 | -120.5549 | 561 | 812 | 82318.6507 | 51.1506 | 55423.1935 | 34.4385 | 26895.4572 | 55423.1935 | 26895.4572 | 1.3432 | 0.055985 | 125 | 13.8533 | 30.6124 | 3 | 2.2182 | 6.4068 | 0.34487 | 0.074498 | 0.0054538 | 3.4797 | 293.3932 | 47.105 | 31.1864 | 1.1515 | 11.9731 | 14.0588 | 1.4205 | 87.8% | 85.1% | 84.1% | 99.3% | 14.9% | 27.8% | 0.049778 | 0.070344 | 1.7985 | 14.3903 | 2.1576 | 5.122 | 9.3088 | 7.493 | 2.2411 | 3.935 | 13.0322 | 5.972 | 8.1866 | 4.1203 | 56.2363 | 98.2698 | 52.5714 | 92.0062
Central Valley | STANISLAUS 17024905 | 6836 | 0 | 0 | 1 | 0.62399 | 1 | 9.5502e-05 | 0.037818 | 13.4182 | 3.6117e-06 | 0.0012815 | 0 | 0 | {D1304657-02FA-4D1D-AEC4-81E74D24E4EB} | 162821702 | STANISLAUS 1702 | 4905 | 38.2626 | -120.3289 | 70 | 147 | 9450.9551 |  | 3770.3669 |  | 5680.5883 | 3770.3669 | 5680.5883 | 0.0012815 | 9.5502e-05 | 299 | 15.8364 | 30.2382 | 3 | 2.7658 | 7.9269 | -1.0423 | 0.1019 | 0.0053377 | 3.6428 | 290.5892 | 43.4859 | 32.9385 | 0.90881 | 12.6898 | 14.7279 | 3.6377 | 85.6% | 52.6% | 88.2% | 96.9% | 0.2% | 65.2% | 0.14729 | 0.1719 | 5.4444 | 21.5556 | 0 | 0.02381 | 14.9904 | 10.8979 | 1.7059 | 2.7 | 12.4266 | 6.5394 | 7.2324 | 4.4324 | 52.7086 | 77.5748 | 55.1833 | 87.4
North Valley | ANTLER 11011612 | 6804 | 666 | 872.2174 | 929 | 1010.9019 | 93 | 0.00019364 | 0.03888 | 14.0666 | 7.5263e-06 | 0.0012791 | 0.7169 | 0.86281 | {EAAD5F12-9AE3-4341-A497-B18C1046E2B5} | 103271101 | ANTLER 1101 | 1612 | 40.8916 | -122.3765 | 129 | 112 | 19036.0064 |  | 14853.5972 |  | 4182.4092 | 14104.292 | 4182.4092 | 0.11896 | 0.018008 | 300 | 8.1817 | 17.8043 | 2.369 | 1.6619 | 4.8448 | -0.72761 | 0.049519 | 0.0059112 | 4.3606 | 296.4602 | 46.7554 | 34.8751 | 1.4293 | 12.1527 | 14.712 | 2.0252 | 80.6% | 54.6% | 98.3% | 75.4% | 65.3% | 41% | 0.046667 | 0.12647 | 2.2243 | 15.0093 | 4.7882 | 4.9679 | 8.9871 | 7.1564 | 2.5485 | 4.6775 | 12.0533 | 5.4377 | 7.4034 | 3.9208 | 55.781 | 91.8372 | 57.9574 | 95.7724
North Valley | BUCKS CREEK 1101circuit_breaker | 1751 | 103 | 146.8066 | 263 | 224.8684 | 107 | 4.6943e-05 | 0.90575 | 9.1825 | 3.1473e-05 | 0.00036134 | 0.39163 | 0.65286 | {107EABE7-3B5B-4826-B3E5-C69B941080D5} | 102211101 | BUCKS CREEK 1101 | circuit_breaker | 39.9114 | -121.3271 | 68 | 34 | 32196.4584 | 20.006 | 31149.9295 | 19.3557 | 1046.5289 | 31149.9295 | 1046.5289 | 0.038663 | 0.0050229 | 989 | 7.7251 | 21.4031 | 2.3015 | 2.6865 | 7.9304 | -4.296 | 0.026106 | 0.0051243 | 4.4836 | 293.4799 | 48.7803 | 38.9567 | 1.2292 | 11.4127 | 13.8406 | 0.71208 | 53.2% | 42.1% | 37.9% | 83.5% | 29.8% | 1.2% | 0.11914 | 0.036894 | 1.5424 | 11.4237 | 0.18905 | 0.6608 | 14.3727 | 10.9535 | 2.1366 | 3.8084 | 12.6974 | 5.3974 | 7.6885 | 3.7491 | 66.4155 | 121.8831 | 53.8053 | 95.8842
Central Coast | CAMP EVERS 210574170 | 4629 | 923 | 1889.0594 | 1076 | 1965.7593 | 48 | 0.00022742 | 0.037818 | 11.4666 | 8.6004e-06 | 0.0012751 | 0.85781 | 0.96098 | {BA541186-8D15-43B9-BDFB-BAD6936C2F64} | 83622105 | CAMP EVERS 2105 | 74170 | 37.0883 | -122.0885 | 91 | 337 | 22627.3489 |  | 5724.1198 |  | 16903.2291 | 5724.1198 | 16903.2291 | 0.061203 | 0.010916 | 302 | 10.3573 | 23.3763 | 3 | 1.7059 | 4.4483 | 0.54441 | 0.20328 | 0.0067307 | 3.6504 | 296.5233 | 33.4202 | 31.4118 | 1.0503 | 15.4596 | 17.346 | 4.3237 | 99.1% | 84.6% | 99.8% | 94.7% | 77.8% | 58.1% | 0.10376 | 0.027069 | 7.3818 | 21.1273 | 0.29517 | 18.5517 | 9.8574 | 8.6156 | 1.9408 | 3.633 | 14.9418 | 10.6634 | 10.4664 | 7.2366 | 52.7023 | 68.1718 | 44.0367 | 65.6235
North Coast | HOOPA 11013290 | 1014 | 1449 | 2356.2882 | 2336 | 2809.7058 | 202 | 0.0002972 | 0.042411 | 3.164 | 1.2628e-05 | 0.00062188 | 0.62029 | 0.83862 | {FBCD7012-56B0-4DB8-BFD1-768DDA012D1B} | 192401101 | HOOPA 1101 | 3290 | 41.3028 | -123.537 | 236 | 210 | 27125.952 | 16.8553 | 21820.8937 | 13.5589 | 5305.0583 | 21820.8937 | 5305.0583 | 0.12562 | 0.060034 | 642 | 13.2778 | 33.7783 | 2 | 2.2086 | 5.3521 | -0.19576 | 0.046151 | 0.0057271 | 5.2246 | 295.1876 | 36.4807 | 27.3505 | 1.2367 | 14.1768 | 17.6732 | 1.3977 | 76.3% | 37.5% | 98.1% | 90.6% | 94.4% | 17.9% | 0.20185 | 0.095533 | 2.4505 | 15.5659 | 1.4565 | 8.0275 | 11.4995 | 9.4334 | 2.5223 | 4.2917 | 13.5951 | 6.3945 | 8.1429 | 4.6408 | 49.869 | 77.1247 | 50.9366 | 88.6406
Central Coast | POINT MORETTI 11015078 | 362 | 1474 | 2666.268 | 1964 | 2939.5996 | 134 | 9.5697e-05 | 0.038924 | 7.0894 | 3.6858e-06 | 0.00037223 | 0.75051 | 0.90702 | {FA346406-A3D0-4066-8116-4806F77ED4DD} | 82931101 | POINT MORETTI 1101 | 5078 | 37.0315 | -122.1867 | 256 | 239 | 38071.4107 | 23.6565 | 23596.4557 | 14.6622 | 14474.955 | 23596.4557 | 14474.955 | 0.049879 | 0.012823 | 977 | 7.9582 | 20.483 | 2.9217 | 2.1243 | 5.1539 | -0.032439 | 0.065783 | 0.0068335 | 4.1838 | 294.2828 | 37.212 | 34.4182 | 0.93089 | 14.3635 | 16.3413 | 0.6009 | 83.9% | 72.4% | 84.4% | 83.9% | 39.4% | 35% | 0.084023 | 0.060964 | 2.3429 | 16.4857 | 0.33111 | 5.9157 | 10.5113 | 9.1529 | 1.6924 | 3.4458 | 14.9492 | 8.9294 | 9.4337 | 6.0525 | 56.1314 | 79.8129 | 45.1722 | 74.0392
North Coast | LUCERNE 1106664 | 1700 | 430 | 654.4897 | 1472 | 1056.6 | 136 | 0.00011764 | 0.04137 | 8.9303 | 4.9208e-06 | 0.00061469 | 0.29212 | 0.61943 | {7BCF996F-5D44-49DD-8430-629850EC151D} | 43351106 | LUCERNE 1106 | 664 | 39.021 | -122.7488 | 317 | 658 | 49857.3949 | 30.98 | 17950.7499 | 11.1541 | 31906.645 | 15102.6309 | 25670.2895 | 0.083597 | 0.015998 | 652 | 10.4344 | 36.3522 | 2 | 3.2402 | 7.8863 | 0.43274 | 0.088065 | 0.0060003 | 2.3578 | 296.1892 | 41.44 | 35.4068 | 1.2106 | 13.7823 | 15.5663 | 3.1403 | 76.1% | 69.8% | 65.5% | 93.2% | 88.6% | 10.2% | 0.27148 | 0.066547 | 5.3605 | 20.7483 | 3.5811 | 7.914 | 9.807 | 7.9591 | 2.317 | 3.9739 | 13.1074 | 7.2347 | 8.2768 | 4.5082 | 57.7652 | 85.9171 | 52.3892 | 84.8623
North Coast | MONTE RIO 11133970 | 1580 | 743 | 1366.9002 | 1414 | 1702.1901 | 117 | 0.00017972 | 0.037818 | 4.5511 | 6.7966e-06 | 0.00058926 | 0.52546 | 0.80302 | {53EC2261-1200-4127-A3BA-F52DA74219E3} | 42811113 | MONTE RIO 1113 | 3970 | 38.4997 | -123.0053 | 192 | 615 | 36345.8656 | 22.5843 | 11846.1263 | 7.3609 | 24499.7393 | 11846.1263 | 24499.7393 | 0.068943 | 0.021027 | 681 | 13.3779 | 33.4899 | 3 | 1.5858 | 4.2691 | 0.17445 | 0.085207 | 0.0071257 | 3.5194 | 295.0388 | 24.0225 | 24.4821 | 0.78015 | 17.7793 | 19.8564 | 7.6418 | 75.3% | 50.2% | 89.9% | 90.1% | 29% | 75.8% | 0.29439 | 0.059593 | 6.5378 | 19.1466 | 0.57243 | 8.3669 | 10.9117 | 8.9441 | 1.8192 | 3.0022 | 16.6071 | 13.8129 | 12.8147 | 10.6674 | 44.7443 | 52.7777 | 36.3066 | 47.5567
Bay Area | MENLO 11037902 | 8158 | 525 | 847.5312 | 1446 | 1417.6166 | 133 | 4.0343e-05 | 0.090655 | 1.3807 | 3.025e-06 | 4.1166e-05 | 0.36307 | 0.59786 | {8A15255F-3865-4264-A6D3-8F9EE2AA73EF} | 24131103 | MENLO 1103 | 7902 | 37.3835 | -122.1662 | 257 | 116 | 32534.5685 | 20.2161 | 26240.481 | 16.3051 | 6294.0875 | 18489.6466 | 2556.5641 | 0.0054751 | 0.0053657 | 2377 | 5.4982 | 13.6746 | 2 | 2.1104 | 5.7273 | 4.482 | 0.03395 | 0.0068737 | 2.4006 | 294.3112 | 35.9312 | 32.6679 | 0.88578 | 14.7887 | 16.5432 | 0.78857 | 34.5% | 52.3% | 32.7% | 64.2% | 50.6% | 28.5% | 0.11766 | 0.094328 | 1.4639 | 12.0206 | 1.3802 | 6.0756 | 10.7492 | 9.2904 | 1.7682 | 3.5199 | 14.5555 | 9.2829 | 9.065 | 5.5956 | 57.7971 | 74.7748 | 46.7041 | 75.9665
Central Coast | CAMP EVERS 21065020 | 5030 | 3920 | 6793.3849 | 6179 | 8080.2715 | 240 | 0.00010748 | 0.037818 | 5.9704 | 4.0647e-06 | 0.00036356 | 0.63441 | 0.84074 | {012CDBC3-48FF-4297-A5D2-4E50EE81B775} | 83622106 | CAMP EVERS 2106 | 5020 | 37.1025 | -121.9847 | 321 | 336 | 42076.3788 | 26.1451 | 24453.2376 | 15.1946 | 17623.1412 | 24453.2376 | 17623.1412 | 0.087255 | 0.025795 | 984 | 10.401 | 22.5414 | 3 | 1.6991 | 4.1958 | 0.72541 | 0.086234 | 0.0068628 | 2.978 | 295.7932 | 38.6868 | 32.1827 | 1.0411 | 14.1404 | 15.8601 | 1.1133 | 83.5% | 67.7% | 85.7% | 92.1% | 76% | 32.8% | 0.057444 | 0.12066 | 2.7879 | 17.1342 | 1.5599 | 19.5538 | 8.9467 | 7.6564 | 2.0293 | 3.8584 | 13.6808 | 8.6531 | 8.3242 | 5.2152 | 50.3636 | 70.0058 | 49.7435 | 78.6941
Sierra | PENRYN 110550550 | 7670 | 60 | 120.4809 | 221 | 186.2906 | 28 | 6.4306e-05 | 441.6199 | 29.9906 | 0.025175 | 0.0012517 | 0.27149 | 0.64674 | {58251FB2-5D98-4B8D-BEC3-F95636B42578} | 152561105 | PENRYN 1105 | 50550 | 38.8511 | -121.1794 | 262 | 289 | 40488.5314 |  | 22728.582 |  | 17759.9495 | 3634.5722 | 2897.3531 | 0.035047 | 0.0018006 | 309 | 1.0031 | 3.2125 | 2 | 2.2759 | 6.1214 | -1.0675 | 0.017612 | 0.0068062 | 1.9523 | 297.6337 | 41.2934 | 30.2319 | 1.2833 | 13.9984 | 15.4807 | 1.5018 | 75.9% | 74.3% | 35.1% | 4.1% | 45.9% | 98.8% | 0.075791 | 0.033731 | 2.0278 | 15.8889 | 5.0509 | 3.2985 | 9.3546 | 6.5864 | 2.3872 | 4.2114 | 13.9635 | 6.8938 | 9.8818 | 4.6992 | 48.9004 | 73.3789 | 48.8843 | 84.3808
Central Valley | OAKHURST 11035470 | 2161 | 192 | 270.9842 | 1256 | 781.4555 | 127 | 1.5054e-05 | 0.038812 | 6.2566 | 5.8399e-07 | 5.2495e-05 | 0.15287 | 0.34677 | {CE6F4624-7696-4753-9F9E-95B6D73CFD1A} | 254421103 | OAKHURST 1103 | 5470 | 37.5302 | -119.6369 | 206 | 571 | 32650.203 | 20.2879 | 15314.9972 | 9.5163 | 17335.2058 | 15314.9972 | 17335.2058 | 0.0066669 | 0.0019118 | 2254 | 10.1531 | 23.3782 | 2.3875 | 1.4144 | 4.1074 | -0.85417 | 0.06875 | 0.0047825 | 2.7568 | 291.4897 | 48.7151 | 36.1954 | 0.98115 | 11.677 | 13.304 | 0.9279 | 14% | 30.1% | 9.8% | 86.9% | 4% | 40.6% | 0.031039 | 0.22969 | 4.8448 | 17.0172 | 2.1263 | 7.85 | 12.3128 | 10.3487 | 1.6283 | 2.6993 | 10.9981 | 6.5333 | 7.1037 | 4.7216 | 59.7663 | 82.3013 | 62.319 | 87.5579
Sierra | DIAMOND SPRINGS 110650324 | 714 | 1192 | 1636.8477 | 2841 | 2471.2322 | 255 | 0.00010776 | 0.037947 | 19.5771 | 4.0852e-06 | 0.0010651 | 0.41957 | 0.66236 | {DCB9D4A3-4396-4AF7-B5A4-4405D20B6E8E} | 152261106 | DIAMOND SPRINGS 1106 | 50324 | 38.6953 | -120.818 | 420 | 479 | 59350.5472 | 36.8788 | 32529.5546 | 20.213 | 26820.9925 | 27285.9774 | 22030.9722 | 0.2716 | 0.027478 | 367 | 6.5176 | 14.6152 | 2 | 2.0165 | 5.5674 | 0.49837 | 0.068525 | 0.005786 | 3.0473 | 295.1568 | 46.1085 | 31.2305 | 1.2201 | 12.4896 | 14.3806 | 3.668 | 72% | 62.5% | 83.7% | 65.1% | 26.1% | 67.3% | 0.063722 | 0.060013 | 3.149 | 18.8125 | 0.68269 | 6.4939 | 11.5735 | 7.6322 | 2.0558 | 3.4686 | 12.2795 | 5.9673 | 7.4276 | 4.112 | 49.1343 | 77.8521 | 55.686 | 91.9402
North Valley | BUTTE 1105244246 | 9593 | 23 | 40.314 | 89 | 69.8573 | 8 | 0.00013277 | 0.057033 | 11.6905 | 7.1575e-06 | 0.001237 | 0.25843 | 0.57709 | {E1E224E8-4D68-45CA-957D-E9490EC41D38} | 103081105 | BUTTE 1105 | 244246 | 39.7868 | -121.6591 | 14 | 11 | 1416.8737 |  | 885.0826 |  | 531.7911 | 885.0826 | 531.7911 | 0.0098959 | 0.0010622 | 312 | 4.1826 | 10.3004 | 3 | 2.3923 | 6.9911 | -3.5078 | 0.035385 | 0.0062559 | 3.2251 | 296.957 | 48.5415 | 36.0693 | 1.4305 | 11.8672 | 13.8818 | 1.1407 | 79.8% | 49.6% | 91.3% | 52% | 65.6% | 18.8% | 0.017228 | 0.027692 | 4.125 | 17.75 | 7.35 | 6.8462 | 11.3841 | 8.3925 | 2.5618 | 4.5083 | 12.4253 | 5.509 | 7.9647 | 3.7534 | 58.7861 | 106.0023 | 55.3163 | 95.8228
Sierra | BRUNSWICK 11032200 | 3089 | 17 | 20.1319 | 40 | 29.4611 | 6 | 0.00010558 | 0.037818 | 22.0953 | 3.9927e-06 | 0.0012331 | 0.425 | 0.68334 | {8832E15C-A8F3-49CE-9AF2-19EADE479033} | 152481103 | BRUNSWICK 1103 | 2200 | 39.275 | -121.0207 | 109 | 123 | 16879.8855 |  | 8965.9105 |  | 7913.975 | 8965.9105 | 7913.975 | 0.0073984 | 0.00063346 | 313 | 10.5331 | 20.497 | 3 | 2.1088 | 6.4633 | -0.15088 | 0.090376 | 0.0053801 | 4.0955 | 293.7806 | 46.3344 | 33.2808 | 1.1555 | 12.1623 | 14.394 | 1.4681 | 75.6% | 65.7% | 81.5% | 85.9% | 16.1% | 39% | 0.050623 | 0.078346 | 2.5765 | 16.5432 | 0.085263 | 0.30075 | 9.2094 | 7.2196 | 2.0522 | 3.5142 | 13.004 | 5.9328 | 7.8955 | 4.0847 | 56.2866 | 95.0176 | 52.9345 | 92.2728
North Valley | COTTONWOOD 11031344 | 4059 | 211 | 393.8365 | 684 | 536.1576 | 101 | 7.2536e-05 | 974.2235 | 47.9294 | 0.066618 | 0.0014132 | 0.30848 | 0.73455 | {6D96391D-7B6F-4C91-8B77-363C23EC443F} | 102931103 | COTTONWOOD 1103 | 1344 | 40.3671 | -122.2982 | 233 | 260 | 32829.4244 | 20.3993 | 20065.0071 | 12.4678 | 12764.4173 | 15508.3048 | 9623.7731 | 0.14273 | 0.0073261 | 266 | 1.8144 | 5.5494 | 2 | 2.563 | 9.1319 | 0.61742 | 0.012927 | 0.0058304 | 2.0194 | 298.1972 | 48.5099 | 35.3628 | 1.5647 | 12.1477 | 13.9928 | 1.6396 | 82.4% | 88.1% | 60.4% | 22.5% | 78.3% | 39.9% | 0.11398 | 0.0097561 | 2.381 | 15.1973 | 3.019 | 3.3366 | 11.3029 | 8.125 | 2.9002 | 4.7698 | 11.1276 | 6.0165 | 7.3461 | 4.6435 | 66.4671 | 83.6977 | 61.9338 | 90.7479
North Coast | FITCH MOUNTAIN 11136751 | 7148 | 2015 | 3165.6981 | 3050 | 3725.3313 | 318 | 0.00014879 | 0.043808 | 6.3342 | 6.3764e-06 | 0.00056254 | 0.66066 | 0.84978 | {A0E5F0B2-0FDE-4EFD-91DF-F0E385B1FA8B} | 42751113 | FITCH MOUNTAIN 1113 | 6751 | 38.592 | -122.9622 | 161 | 157 | 53997.9402 | 33.5528 | 35962.163 | 22.3459 | 18035.7772 | 35962.163 | 18035.7772 | 0.17889 | 0.047316 | 722 | 12.8576 | 23.9364 | 2.8315 | 2.1282 | 6.4672 | -1.9625 | 0.072802 | 0.0067599 | 4.1247 | 295.13 | 32.7882 | 31.9174 | 0.97037 | 15.4387 | 17.5533 | 0.095944 | 72.5% | 61.9% | 80% | 70.3% | 60.2% | 42.5% | 0.037321 | 0.060549 | 1.3839 | 14.0804 | 0.65136 | 5.5861 | 11.1612 | 9.2944 | 2.1617 | 3.5573 | 14.9437 | 10.1755 | 10.0693 | 7.1761 | 56.5367 | 76.698 | 44.9452 | 66.0707
North Coast | HOOPA 11017468 | 3774 | 650 | 991.0795 | 1089 | 1193.5487 | 95 | 0.00022402 | 0.037818 | 11.1039 | 8.4719e-06 | 0.0012207 | 0.59688 | 0.83036 | {DF7E4408-5549-4590-B379-A48092E06D58} | 192401101 | HOOPA 1101 | 7468 | 41.0515 | -123.6752 | 259 | 414 | 28561.5576 |  | 19602.473 |  | 8959.0846 | 10422.5231 | 4203.3066 | 0.11596 | 0.021282 | 316 | 14.7379 | 34.2343 | 2.704 | 2.0682 | 5.7737 | -0.71825 | 0.04864 | 0.0058021 | 3.9478 | 294.8098 | 36.8641 | 32.2458 | 1.1396 | 14.2623 | 17.3966 | 3.9063 | 89.6% | 77% | 94.9% | 91% | 76.5% | 19.8% | 0.18705 | 0.05824 | 3.0495 | 17.3168 | 2.7814 | 8.712 | 15.0874 | 11.9475 | 2.3638 | 4.1108 | 13.5166 | 6.5545 | 8.5724 | 4.2796 | 60.4993 | 97.1367 | 50.5574 | 88.8385
Central Coast | BIG BASIN 110110720 | 5185 | 773 | 1465.7447 | 1232 | 1732.9889 | 65 | 0.00015518 | 0.037818 | 15.776 | 5.8686e-06 | 0.0012145 | 0.62744 | 0.84579 | {1594C1F1-1EBD-4EB0-9A76-086953E0C574} | 82841101 | BIG BASIN 1101 | 10720 | 37.1086 | -122.1439 | 96 | 260 | 19352.137 |  | 7531.494 |  | 11820.643 | 7531.494 | 11820.643 | 0.078944 | 0.010087 | 317 | 10.3293 | 23.2853 | 3 | 2.0398 | 5.0221 | -6.0854 | 0.13081 | 0.0064198 | 5.1089 | 294.3426 | 38.4332 | 35.4901 | 0.99692 | 14.0556 | 16.1684 | 1.6158 | 98.7% | 90.3% | 92.1% | 94.5% | 60.8% | 31% | 0.12166 | 0.033372 | 7.4082 | 21.0408 | 1.5448 | 14.3256 | 10.6368 | 9.174 | 1.8197 | 3.5297 | 14.1969 | 8.4655 | 9.3779 | 6.0035 | 57.5542 | 82.6242 | 47.3127 | 76.4527
Bay Area | HIGGINS 110432747 | 6317 | 1 | 1.3543 | 20 | 25.6255 | 1 | 0.00011525 | 0.037818 | 10.5335 | 4.3584e-06 | 0.0012139 | 0.05 | 0.05285 | {3E0AE845-0CE4-470C-9DE4-D6AA20E33FFC} | 152691104 | HIGGINS 1104 | 32747 | 39.1426 | -121.0612 | 52 | 171 | 10460.0825 |  | 2820.8108 |  | 7639.2717 | 966.1489 | 3477.6876 | 0.0012139 | 0.00011525 | 318 | 9.0109 | 18.5259 | 2 | 2.0373 | 5.8318 | 4.3277 | 0.23909 | 0.0055447 | 3.4926 | 294.7416 | 45.6763 | 32.2068 | 1.1744 | 12.5741 | 14.5932 | 3.6996 | 99.5% | 91.9% | 87.7% | 87.7% | 96.2% | 1.5% | 0.081866 | 0.014545 | 8.8182 | 22 | 9.6309 | 10.3636 | 8.5367 | 6.6068 | 2.0218 | 3.6271 | 13.4803 | 5.901 | 8.7169 | 4.0263 | 50.9569 | 90.9998 | 50.7728 | 92.099
North Coast | GARBERVILLE 1101circuit_breaker | 6566 | 505 | 713.7175 | 716 | 822.5986 | 77 | 0.00031083 | 0.13992 | 7.2894 | 4.1863e-05 | 0.001202 | 0.70531 | 0.86764 | {E1AC8377-8E8C-4414-AED8-68291E68F4CE} | 192221101 | GARBERVILLE 1101 | circuit_breaker | 40.103 | -123.7929 | 139 | 127 | 21021.2303 |  | 14145.522 |  | 6875.7083 | 9321.3726 | 3051.365 | 0.092551 | 0.023934 | 319 | 7.877 | 18.942 | 2 | 2.1202 | 5.924 | 1.3862 | 0.044488 | 0.0072822 | 4.3392 | 293.7976 | 21.6922 | 21.7254 | 0.74577 | 18.4957 | 21.399 | 3.8334 | 89.4% | 65.3% | 98.5% | 52.7% | 22.9% | 89.8% | 0.18351 | 0.054567 | 1.8933 | 13.8649 | 1.0225 | 5.6378 | 12.3551 | 8.8997 | 1.8364 | 3.1697 | 16.8589 | 11.6757 | 12.1962 | 8.9398 | 42.5029 | 52.7794 | 36.3578 | 56.7614
North Coast | WILLITS 1104504 | 5091 | 2533 | 3808.856 | 2859 | 3968.4592 | 288 | 0.00015645 | 0.6287 | 6.2496 | 0.0001052 | 0.00054832 | 0.88597 | 0.95978 | {A1E50B4A-662D-4B26-9A77-844EAB929468} | 42661104 | WILLITS 1104 | 504 | 39.4048 | -123.3854 | 321 | 372 | 55554.793 | 34.5202 | 36161.7196 | 22.4699 | 19393.0733 | 36161.7196 | 19393.0733 | 0.15792 | 0.045059 | 735 | 11.0812 | 22.3432 | 2.5274 | 2.3973 | 6.0265 | 1.0823 | 0.056552 | 0.0064512 | 3.6038 | 293.337 | 28.3754 | 27.5307 | 0.82078 | 16.7727 | 19.2981 | 0.75651 | 72% | 61.2% | 82.9% | 66.4% | 38.9% | 57% | 0.093475 | 0.10576 | 2.689 | 17.0906 | 0.27262 | 5.7992 | 11.8021 | 9.3951 | 1.6279 | 3.2138 | 17.3118 | 9.6674 | 11.2811 | 6.0982 | 45.8111 | 74.2339 | 33.6873 | 70.0229
Sierra | BRUNSWICK 11052100 | 5215 | 633 | 715.0767 | 858 | 810.4447 | 40 | 8.6412e-05 | 0.037818 | 28.482 | 3.2679e-06 | 0.001195 | 0.73776 | 0.88233 | {EB9602B6-3B78-44B7-9264-163222D3097C} | 152481105 | BRUNSWICK 1105 | 2100 | 39.2417 | -121.0262 | 100 | 63 | 9479.0887 |  | 6320.6672 |  | 3158.4215 | 6320.6672 | 3158.4215 | 0.047802 | 0.0034565 | 321 | 13.1649 | 26.7727 | 2.4024 | 1.933 | 5.5728 | -0.94155 | 0.077683 | 0.0053179 | 4.1102 | 293.1735 | 46.4519 | 32.9326 | 1.1164 | 12.1381 | 14.3126 | 4.924 | 74.6% | 73.3% | 58.8% | 97.3% | 8.8% | 38% | 0.051236 | 0.045244 | 2.7869 | 15.0492 | 3.645 | 10.4634 | 8.8997 | 6.9691 | 1.9993 | 3.4239 | 12.8742 | 5.9426 | 7.8163 | 4.0723 | 56.2434 | 92.4314 | 53.3456 | 92.1828
North Coast | MONTE RIO 11125040 | 710 | 583 | 902.7034 | 1208 | 1253.7606 | 67 | 0.00019064 | 5.119 | 9.477 | 0.0010901 | 0.001193 | 0.48262 | 0.72 | {2864C93C-BF52-4E0B-A5D1-FA5019DBF7C4} | 42811112 | MONTE RIO 1112 | 5040 | 38.4322 | -122.967 | 78 | 304 | 20180.4929 |  | 6507.7866 |  | 13672.7062 | 6507.7866 | 13672.7062 | 0.079931 | 0.012773 | 322 | 13.4401 | 26.9305 | 3 | 2.0109 | 5.1884 | -4.6023 | 0.14173 | 0.0071563 | 3.5546 | 294.3262 | 23.5008 | 23.7023 | 0.74972 | 17.7418 | 19.8786 | 0.65084 | 89.2% | 71.2% | 92.5% | 77.6% | 25.3% | 75.1% | 0.13533 | 0.060247 | 6.4 | 19.2 | 1.3153 | 14.9136 | 11.0065 | 9.02 | 1.7203 | 2.8969 | 16.8253 | 13.9759 | 13.2686 | 10.8536 | 44.5209 | 52.8714 | 34.5735 | 46.8965
North Coast | BELLEVUE 2103648 | 5056 | 117 | 188.9129 | 409 | 353.4083 | 47 | 5.9489e-05 | 224.863 | 48.6913 | 0.0083097 | 0.0011922 | 0.28606 | 0.53455 | {BB094C57-2223-469C-ABF0-9ADC89223899} | 43182103 | BELLEVUE 2103 | 648 | 38.3967 | -122.6247 | 299 | 249 | 43548.1265 |  | 26113.2457 |  | 17434.8809 | 5275.9485 | 2234.5727 | 0.056032 | 0.002796 | 323 | 3.8671 | 10.29 | 2.0488 | 2.2892 | 6.2469 | -0.52923 | 0.033293 | 0.0067857 | 3.2071 | 294.7789 | 33.3792 | 30.4842 | 0.90819 | 15.3118 | 17.2157 | 0.59617 | 89.1% | 97% | 10.4% | 21.3% | 53.4% | 40.6% | 0.053528 | 0.064146 | 1.4255 | 11.5106 | 1.4957 | 4.9878 | 9.9735 | 8.2611 | 1.8096 | 3.3593 | 15.5841 | 10.0563 | 10.4562 | 7.0251 | 52.1834 | 71.7447 | 40.8925 | 68.3823
Central Valley | MARTELL 110299214 | 7068 | 27 | 35.0546 | 122 | 73.2621 | 24 | 7.2893e-05 | 49.0724 | 29.1988 | 0.0015914 | 0.0011893 | 0.22131 | 0.47848 | {9F8CA5FE-A9BA-4EDC-994E-2CFB4235B5A0} | 163011102 | MARTELL 1102 | 99214 | 38.3629 | -120.7749 | 53 | 16 | 4493.687 |  | 3260.5607 |  | 1233.1264 | 2497.7197 | 131.5957 | 0.028543 | 0.0017494 | 324 | 2.0092 | 7.1718 | 2 | 1.8898 | 5.1458 | -1.0707 | 0.01625 | 0.0063448 | 2.407 | 296.1804 | 43.9266 | 31.371 | 1.2368 | 13.0138 | 14.6956 | 6.6577 | 84.9% | 73.1% | 75.6% | 37.3% | 35% | 77.2% | 0.2214 | 0.039375 | 2.0833 | 9.0833 | 1.8431 | 3.8125 | 12.0041 | 8.3339 | 2.196 | 3.8506 | 13.326 | 6.8502 | 9.2226 | 4.6809 | 43.2479 | 70.2422 | 49.1786 | 86.6124
Sierra | SHINGLE SPRINGS 1103circuit_breaker | 8370 | 116 | 204.3213 | 570 | 380.7459 | 84 | 0.00011456 | 339.7035 | 22.8049 | 0.033227 | 0.0011844 | 0.20351 | 0.53663 | {21717BF3-E14B-476C-94A8-5495C36BA027} | 153651103 | SHINGLE SPRINGS 1103 | circuit_breaker | 38.6593 | -120.9471 | 239 | 148 | 28585.51 |  | 19101.7778 |  | 9483.7322 | 9623.2164 | 4542.9944 | 0.099494 | 0.0096232 | 325 | 3.1867 | 8.9142 | 2.7985 | 2.2732 | 5.958 | 0.66439 | 0.032612 | 0.0060512 | 2.4551 | 297.0329 | 47.0751 | 33.2506 | 1.3542 | 12.3683 | 14.07 | 8.8462 | 74.4% | 67% | 89% | 38.3% | 91% | 55.6% | 0.06258 | 0.025299 | 2.2584 | 15.7045 | 2.054 | 4.2537 | 7.4149 | 5.6604 | 2.4605 | 4.2152 | 12.7607 | 6.3322 | 8.5 | 4.2308 | 48.7766 | 81.2327 | 54.3837 | 90.3166
North Coast | MIDDLETOWN 11011079 | 8666 | 154 | 201.28 | 337 | 305.5179 | 37 | 0.00019349 | 0.04405 | 13.1616 | 8.3988e-06 | 0.0011773 | 0.45697 | 0.65882 | {CA1929FB-954F-421C-A276-7ADA46AE0B27} | 43141101 | MIDDLETOWN 1101 | 1079 | 38.8145 | -122.7088 | 80 | 207 | 15089.0321 |  | 5531.7956 |  | 9557.2364 | 5531.7956 | 9557.2364 | 0.043559 | 0.0071592 | 326 | 8.0748 | 19.3766 | 3 | 3.3388 | 9.6406 | 0.2125 | 0.016316 | 0.0061709 | 3.6525 | 294.2966 | 43.8093 | 34.6637 | 1.1858 | 13.1211 | 15.2644 | 0.80737 | 88.9% | 81.9% | 93% | 54.6% | 82.4% | 3.9% | 0.05421 | 0.18649 | 4.34 | 19.34 | 2.5089 | 5.9123 | 10.344 | 7.6596 | 2.2439 | 4.0591 | 13.3937 | 5.7753 | 6.8515 | 3.8832 | 55.8145 | 90.2048 | 52.9835 | 93.8648
Central Coast | CAMP EVERS 21061625 | 5106 | 266 | 555.1624 | 286 | 564.727 | 16 | 0.00018085 | 0.037818 | 11.9149 | 6.8393e-06 | 0.0011727 | 0.93007 | 0.98306 | {3B4F48D2-D2BA-4DFD-AA73-9AA05B8A162C} | 83622106 | CAMP EVERS 2106 | 1625 | 37.0415 | -122.0901 | 19 | 21 | 2309.2116 |  | 1453.5601 |  | 855.6514 | 1453.5601 | 855.6514 | 0.018763 | 0.0028936 | 327 | 11.2364 | 25.3566 | 3 | 1.4954 | 4.1761 | -0.8317 | 0.11 | 0.0068182 | 3.4374 | 296.1336 | 32.8391 | 30.5678 | 1.0007 | 15.5638 | 17.414 | 4.9835 | 98.5% | 85.4% | 96.2% | 97.6% | 63.2% | 59.9% | 0.009522 | 0.07125 | 2.8571 | 17.1429 | 0.2225 | 17.875 | 9.6824 | 8.5255 | 1.8627 | 3.5154 | 15.2143 | 10.8539 | 10.6323 | 7.441 | 51.2329 | 65.875 | 42.6423 | 64.1817
Sierra | SHINGLE SPRINGS 211051790 | 4504 | 261 | 384.0054 | 937 | 655.3536 | 123 | 0.00010692 | 227.9219 | 15.3571 | 0.02318 | 0.0010207 | 0.27855 | 0.58595 | {189FDEE6-C0C8-4312-8E54-D1B717348AC0} | 153652110 | SHINGLE SPRINGS 2110 | 51790 | 38.6639 | -120.931 | 175 | 153 | 23210.7859 | 14.4225 | 13935.3436 | 8.659 | 9275.4423 | 12398.7678 | 8085.7463 | 0.12555 | 0.013152 | 395 | 2.5581 | 7.5817 | 2.7341 | 2.3758 | 6.2188 | -0.29995 | 0.045723 | 0.0058514 | 2.5281 | 296.6166 | 46.9042 | 32.8802 | 1.3211 | 12.4081 | 14.128 | 5.798 | 70.5% | 53.4% | 83.2% | 27.3% | 74.6% | 60.7% | 0.027821 | 0.057322 | 1.785 | 15.8785 | 4.313 | 6.4208 | 8.0679 | 6.3748 | 2.122 | 3.9544 | 12.5154 | 5.6631 | 7.9624 | 3.7405 | 55.0428 | 90.8364 | 54.8728 | 94.6212
Sierra | SHINGLE SPRINGS 210912392 | 1980 | 468 | 709.4901 | 1526 | 1093.8663 | 180 | 0.00010685 | 489.7828 | 53.1034 | 0.046197 | 0.0025514 | 0.30668 | 0.64861 | {45D8F3A6-BB8E-411A-86FA-8F2AAEC54597} | 153652109 | SHINGLE SPRINGS 2109 | 12392 | 38.711 | -120.9434 | 303 | 422 | 49163.1865 | 30.5487 | 23968.2562 | 14.8932 | 25194.9303 | 23968.2562 | 25194.9303 | 0.45925 | 0.019233 | 132 | 2.3149 | 6.7682 | 3 | 2.3107 | 6.4868 | 0.059191 | 0.046423 | 0.0058909 | 2.5032 | 296.5792 | 46.8605 | 32.9249 | 1.3178 | 12.4234 | 14.1318 | 1.609 | 87.3% | 85.9% | 82.9% | 21% | 71.5% | 61.7% | 0.071244 | 0.036958 | 2.7176 | 17.6692 | 2.4493 | 4.2986 | 7.5588 | 5.8843 | 2.3395 | 4.0704 | 12.9353 | 6.2557 | 8.6489 | 4.2649 | 49.1936 | 82.5897 | 53.374 | 90.3522
Bay Area | HALF MOON BAY 1103695411 | 6526 | 655 | 1143.5727 | 1891 | 1844.5719 | 120 | 4.6013e-05 | 0.041478 | 2.4274 | 1.8473e-06 | 8.3162e-05 | 0.34638 | 0.61997 | {67D16658-7393-469A-A583-1CF4002F525A} | 24101103 | HALF MOON BAY 1103 | 695411 | 37.3225 | -122.2781 | 167 | 478 | 33127.3569 | 20.5844 | 13109.0272 | 8.1456 | 20018.3297 | 13109.0272 | 20018.3297 | 0.0099795 | 0.0055215 | 1989 | 5.657 | 13.9992 | 2 | 2.0326 | 5.2281 | -0.72404 | 0.080473 | 0.007124 | 2.1053 | 294.0825 | 29.9355 | 28.4918 | 0.74945 | 16.2243 | 17.9555 | 1.6292 | 57.5% | 65% | 39.9% | 65.5% | 28.5% | 85.8% | 0.17877 | 0.081243 | 5.0472 | 19.1575 | 1.9491 | 11.1893 | 11.0793 | 9.6564 | 1.5829 | 3.4326 | 15.5073 | 11.0181 | 9.403 | 6.1894 | 59.4908 | 67.0443 | 44.0076 | 68.1747
North Valley | WYANDOTTE 110796390 | 6039 | 176 | 308.9194 | 818 | 541.8743 | 110 | 4.5854e-05 | 571.521 | 17.9506 | 0.024083 | 0.00039704 | 0.21516 | 0.57009 | {B74488FF-9B39-410B-9AAC-30106EC9509F} | 102911107 | WYANDOTTE 1107 | 96390 | 39.4921 | -121.4557 | 207 | 252 | 33201.8595 | 20.6307 | 16389.5684 | 10.184 | 16812.2911 | 13317.923 | 13741.73 | 0.043674 | 0.0050439 | 940 | 1.185 | 3.5357 | 2 | 3.1758 | 8.5257 | 0.81821 | 0.017756 | 0.0063522 | 3.0865 | 296.7018 | 46.0811 | 32.5609 | 1.3227 | 12.4448 | 14.4177 | 1.1565 | 54.3% | 60.9% | 36.7% | 7.8% | 40.2% | 65% | 0.09103 | 0.046195 | 2.5775 | 18.4225 | 2.7628 | 3.9902 | 11.5504 | 7.8122 | 2.3956 | 4.1301 | 12.5544 | 6.0179 | 8.3895 | 4.067 | 51.034 | 89.3417 | 54.5871 | 91.9501
North Valley | ORO FINO 11022096 | 4035 | 514 | 1180.9997 | 903 | 1373.3534 | 110 | 6.2882e-05 | 0.037818 | 107.1921 | 2.3781e-06 | 0.003618 | 0.56921 | 0.85994 | {458FC9CE-4CFA-459C-BFC4-3FAD1C0058BF} | 103031102 | ORO FINO 1102 | 2096 | 39.8789 | -121.6116 | 191 | 177 | 33267.0161 | 20.6712 | 22689.7759 | 14.0988 | 10577.2402 | 22689.7759 | 10577.2402 | 0.39797 | 0.006917 | 75 | 13.3996 | 25.0713 | 3 | 2.3499 | 6.6557 | 0.34235 | 0.069353 | 0.0049014 | 4.7761 | 294.1142 | 48.7358 | 37.8404 | 1.2666 | 11.6075 | 14.1107 | 0.78172 | 95.4% | 97% | 54.6% | 92.5% | 34.1% | 7.2% | 0.038843 | 0.044829 | 2.0495 | 15.5385 | 0.30366 | 2.9223 | 12.9147 | 9.7995 | 2.2551 | 4.0017 | 13.145 | 5.1576 | 7.5038 | 3.3377 | 62.6948 | 118.3569 | 53.5291 | 98.771
North Valley | VOLTA 110253130 | 1012 | 645 | 790.4464 | 2412 | 1552.9115 | 204 | 5.5482e-05 | 0.037926 | 15.7683 | 2.1035e-06 | 0.00049513 | 0.26741 | 0.50901 | {1E454211-6D5E-4E85-8098-0CF68E01A8DA} | 102541102 | VOLTA 1102 | 53130 | 40.4989 | -121.8385 | 264 | 242 | 33320.65 | 20.7045 | 22286.621 | 13.8483 | 11034.029 | 22286.621 | 11034.029 | 0.10101 | 0.011318 | 811 | 9.633 | 23.4361 | 2.9729 | 2.2912 | 6.7819 | 0.041534 | 0.054407 | 0.0049264 | 3.3997 | 292.0403 | 44.0517 | 31.0561 | 1.0695 | 12.4368 | 15.0927 | 0.95021 | 57.8% | 58.2% | 47.7% | 89% | 19.7% | 64.5% | 0.024409 | 0.15356 | 2.2381 | 16.2571 | 1.8571 | 8.1763 | 10.3342 | 7.6681 | 1.8659 | 3.4734 | 13.4817 | 6.0621 | 7.3986 | 4.2329 | 53.3065 | 81.3056 | 51.3601 | 91.5391
Bay Area | SOBRANTE 1102L520R | 421 | 653 | 1354.6774 | 1360 | 1732.5219 | 120 | 6.7696e-05 | 0.037818 | 1.2899 | 2.5601e-06 | 7.3413e-05 | 0.48015 | 0.78191 | {66A7CBF7-CC15-453E-8CD9-FF5746466C31} | 14671102 | SOBRANTE 1102 | L520R | 37.9064 | -122.1519 | 263 | 498 | 33440.9335 | 20.7793 | 12086.0128 | 7.5099 | 21354.9207 | 11876.5417 | 21020.2948 | 0.0088096 | 0.0081235 | 2061 | 3.6908 | 12.1609 | 2.0645 | 3.3826 | 7.1 | -0.78804 | 0.049742 | 0.0069238 | 1.8662 | 295.0559 | 33.3654 | 30.0161 | 0.91145 | 15.4534 | 16.9195 | 13.7482 | 53.2% | 50.5% | 68.2% | 54.3% | 54.3% | 61.7% | 0.42891 | 0.034516 | 5.622 | 20.5484 | 3.2662 | 8.7742 | 7.3273 | 6.906 | 2.0185 | 3.5582 | 14.9497 | 10.5011 | 10.2962 | 6.7828 | 44.2974 | 63.9351 | 43.4817 | 67.3868
Bay Area | PUEBLO 11042802 | 2016 | 206 | 268.4294 | 810 | 630.5812 | 87 | 5.1093e-05 | 0.97791 | 47.2248 | 4.2929e-05 | 0.0011482 | 0.25432 | 0.42569 | {EB87F1B0-DF58-4672-B521-8B7DD265BE37} | 43291104 | PUEBLO 1104 | 2802 | 38.338 | -122.2607 | 166 | 179 | 30285.6579 |  | 17054.4612 |  | 13231.1967 | 14988.5406 | 9714.5131 | 0.099896 | 0.0044451 | 335 | 4.6122 | 13.2655 | 2 | 2.8626 | 7.4138 | -0.85463 | 0.019587 | 0.0066997 | 1.885 | 296.6472 | 40.2849 | 33.6955 | 1.1304 | 13.9539 | 15.4038 | 3.4208 | 99.3% | 98.8% | 49.4% | 62.6% | 93.1% | 10% | 0.13558 | 0.016468 | 2.0081 | 14.9512 | 0.84431 | 3.7156 | 6.8694 | 6.0019 | 2.1296 | 3.8806 | 13.4142 | 8.5024 | 9.9191 | 5.377 | 49.7063 | 74.4412 | 48.6652 | 79.1824
Central Coast | CAMP EVERS 210612760 | 669 | 4298 | 7689.8877 | 8153 | 9920.187 | 442 | 0.00013929 | 0.037818 | 3.9296 | 5.2678e-06 | 0.00035405 | 0.52717 | 0.77518 | {77218484-2483-4A3A-8ACC-0336A0ABECA8} | 83622106 | CAMP EVERS 2106 | 12760 | 37.0676 | -121.9966 | 464 | 459 | 70236.8628 | 43.6433 | 42950.8829 | 26.6885 | 27285.9799 | 42934.8809 | 27285.9799 | 0.15649 | 0.061568 | 1005 | 8.2745 | 19.7493 | 3 | 1.5129 | 3.9219 | -1.1852 | 0.068959 | 0.0069804 | 2.7486 | 296.4412 | 33.1443 | 27.621 | 0.98868 | 15.5046 | 17.2055 | 1.334 | 82.6% | 56.8% | 89.2% | 81.7% | 57% | 58.8% | 0.08712 | 0.05471 | 2.2084 | 16.3159 | 1.7582 | 13.913 | 8.3143 | 7.2559 | 1.9506 | 3.6924 | 14.7592 | 10.5332 | 9.3172 | 6.4452 | 45.2651 | 59.0769 | 44.258 | 68.7038
Bay Area | MONTICELLO 110193384 | 5980 | 292 | 511.8655 | 756 | 753.9415 | 136 | 5.0329e-05 | 0.32784 | 3.6982 | 1.7863e-05 | 9.5362e-05 | 0.38624 | 0.67892 | {6F11C840-A229-4E10-BAF7-56043B23CA9B} | 43051101 | MONTICELLO 1101 | 93384 | 38.4789 | -122.1867 | 109 | 99 | 33731.271 | 20.9597 | 27868.9866 | 17.317 | 5862.2844 | 25527.468 | 4383.3043 | 0.012969 | 0.0068447 | 1897 | 3.5291 | 10.3801 | 2 | 2.3716 | 6.9603 | -0.84446 | 0.041934 | 0.006347 | 1.8408 | 297.0206 | 40.63 | 33.9728 | 1.2111 | 14.0434 | 15.4226 | 0.63238 | 62.3% | 73.7% | 47.9% | 37.9% | 97.8% | 11.6% | 0.046024 | 0.039107 | 1.4808 | 11.5962 | 1.8776 | 2.284 | 8.2787 | 6.6113 | 2.2702 | 3.8801 | 13.8074 | 7.9914 | 9.98 | 5.0826 | 50.1961 | 80.2572 | 48.0414 | 80.5481
North Coast | BIG RIVER 11013002 | 1812 | 1178 | 2156.8705 | 1538 | 2327.2532 | 112 | 0.00013706 | 0.037818 | 6.8859 | 5.1834e-06 | 0.00054767 | 0.76593 | 0.92679 | {2480EF39-65DB-49E5-BB32-DE1887FC85E8} | 43081101 | BIG RIVER 1101 | 3002 | 39.2856 | -123.7932 | 144 | 124 | 21264.4571 | 13.2132 | 13203.7302 | 8.2044 | 8060.7269 | 11691.8924 | 6989.8074 | 0.061339 | 0.015351 | 737 | 14.1096 | 30.0767 | 2 | 3.8419 | 10.3983 | 0.0075444 | 0.062468 | 0.0068229 | 2.9608 | 290.1329 | 18.1253 | 20.399 | 0.42171 | 19.1361 | 21.5121 | 1.1231 | 71.8% | 64.1% | 74.7% | 84.5% | 6% | 94.4% | 0.065847 | 0.028222 | 2.3412 | 16.6627 | 2.1651 | 9.7342 | 12.2359 | 10.0821 | 1.2954 | 1.8706 | 18.4453 | 15.0209 | 14.6529 | 11.9075 | 40.976 | 47.1853 | 28.1766 | 41.1476
Central Valley | PINE GROVE 1102circuit_breaker | 4787 | 479 | 650.5915 | 2023 | 1362.1804 | 167 | 9.6842e-05 | 0.037818 | 54.7916 | 3.6624e-06 | 0.002589 | 0.23678 | 0.47761 | {29253623-89FE-435D-961C-4E4487404246} | 163751102 | PINE GROVE 1102 | circuit_breaker | 38.4126 | -120.6604 | 249 | 328 | 34183.2668 | 21.2406 | 17217.3979 | 10.6984 | 16965.8689 | 17217.3979 | 16965.8689 | 0.43236 | 0.016173 | 126 | 8.311 | 18.0657 | 2.0248 | 1.7383 | 4.4406 | 0.08888 | 0.073099 | 0.0065332 | 3.1506 | 295.3912 | 46.1284 | 32.1402 | 1.2487 | 12.2174 | 14.0903 | 1.8842 | 93.8% | 84.8% | 89.1% | 78.3% | 38.4% | 52.1% | 0.088726 | 0.047438 | 3.0393 | 17.618 | 3.4683 | 8.3595 | 12.3345 | 8.4872 | 2.1268 | 3.9094 | 12.644 | 6.3851 | 8.091 | 4.3811 | 46.4867 | 72.6907 | 52.9267 | 89.5053
Central Valley | FROGTOWN 17028482 | 4890 | 130 | 262.7387 | 547 | 399.9775 | 150 | 4.3751e-05 | 7.4131 | 11.7538 | 0.00029996 | 0.00021033 | 0.23766 | 0.65688 | {C6F5EE82-3D4A-4852-9595-AF1157128635} | 163451702 | FROGTOWN 1702 | 8482 | 38.0749 | -120.5687 | 139 | 140 | 34353.058 | 21.3461 | 23167.7877 | 14.3958 | 11185.2703 | 23167.7877 | 11185.2703 | 0.03155 | 0.0065627 | 1378 | 2.3263 | 7.4439 | 2 | 2.3176 | 5.927 | 1.0631 | 0.0078191 | 0.0062964 | 2.1364 | 296.7495 | 44.8334 | 33.4215 | 1.2962 | 12.9169 | 14.4923 | 0.73179 | 39.5% | 49% | 45.9% | 39% | 54.3% | 71% | 0.048327 | 0.036252 | 1.547 | 15.0166 | 1.0085 | 1.4548 | 12.2883 | 9.0722 | 2.2674 | 3.9228 | 12.8654 | 6.9794 | 9.4099 | 4.7755 | 47.1097 | 79.3031 | 51.8071 | 86.0537
Sierra | COLUMBIA HILL 11012212 | 8415 | 640 | 845.6987 | 1179 | 1106.5114 | 125 | 0.00010643 | 0.038037 | 53.482 | 4.0485e-06 | 0.0029983 | 0.54283 | 0.76429 | {EFF2FC24-77B3-4DE1-917B-4B897E42E100} | 152471101 | COLUMBIA HILL 1101 | 2212 | 39.3844 | -121.0318 | 87 | 90 | 22611.0259 | 14.0499 | 14778.7102 | 9.1831 | 7832.3157 | 14778.7102 | 7832.3157 | 0.37479 | 0.013304 | 111 | 10.5053 | 19.6362 | 2.9954 | 1.8546 | 5.6535 | 1.0764 | 0.060876 | 0.0053413 | 4.2464 | 294.5315 | 46.5438 | 33.7703 | 1.2188 | 12.0931 | 14.414 | 1.0146 | 89% | 86.1% | 82.7% | 83.7% | 25.4% | 34.9% | 0.081017 | 0.067041 | 1.7019 | 16.3333 | 2.3893 | 4.5436 | 9.5051 | 6.3248 | 2.1191 | 3.6286 | 13.0051 | 6.2415 | 8.2715 | 4.3687 | 45.8576 | 73.4524 | 52.0355 | 90.0511
North Valley | WYANDOTTE 11095607 | 5188 | 67 | 179.3352 | 369 | 268.6177 | 58 | 4.6584e-05 | 1696.2818 | 59.8339 | 0.060304 | 0.0011256 | 0.18157 | 0.66762 | {E88498F1-1B51-48DF-A92A-A9C03D92520C} | 102911109 | WYANDOTTE 1109 | 5607 | 39.458 | -121.5132 | 99 | 92 | 17097.4634 |  | 10784.9193 |  | 6312.5442 | 6796.939 | 5342.6418 | 0.065287 | 0.0027019 | 342 | 1.1755 | 2.88 | 2 | 2.5445 | 7.6066 | 0.44519 | 0.027579 | 0.0065594 | 2.0441 | 297.9207 | 45.1004 | 31.5422 | 1.3789 | 12.9597 | 14.5833 | 1.3912 | 78.6% | 91.9% | 37.3% | 3.5% | 53.8% | 85.3% | 0.038626 | 0.076211 | 1.7973 | 16.7465 | 1.326 | 3.8842 | 9.7903 | 6.9589 | 2.6307 | 4.2439 | 11.9589 | 6.4332 | 8.3685 | 4.4358 | 49.9638 | 83.6532 | 56.9565 | 88.7379
Central Valley | MARTELL 1102circuit_breaker | 7126 | 119 | 165.2712 | 420 | 288.6345 | 71 | 6.7854e-05 | 264.4191 | 25.4679 | 0.016212 | 0.0011224 | 0.28333 | 0.5726 | {74DC8F54-4589-4421-89BC-E98BD5920B33} | 163011102 | MARTELL 1102 | circuit_breaker | 38.3691 | -120.7968 | 119 | 123 | 19260.22 |  | 10830.1822 |  | 8430.0378 | 7916.9254 | 5510.9411 | 0.079688 | 0.0048176 | 343 | 2.2411 | 6.5309 | 2 | 1.9384 | 5.3469 | -1.7077 | 0.022929 | 0.0063154 | 2.4184 | 296.0457 | 44.0251 | 31.1913 | 1.2286 | 12.9882 | 14.672 | 8.0207 | 84.3% | 71% | 70.5% | 34.1% | 31.3% | 75.8% | 0.056157 | 0.0295 | 1.8333 | 14.6833 | 1.5206 | 3 | 11.6475 | 8.0651 | 2.181 | 3.8173 | 13.2949 | 6.8135 | 9.1818 | 4.6673 | 43.2072 | 69.9813 | 49.3056 | 86.7913
North Coast | LAYTONVILLE 11022502 | 8471 | 851 | 1112.8075 | 1448 | 1389.8663 | 197 | 0.00011866 | 0.42598 | 8.1627 | 4.4956e-05 | 0.00054714 | 0.58771 | 0.80066 | {71012A72-9F3A-4416-A409-5A697A15AF1C} | 42681102 | LAYTONVILLE 1102 | 2502 | 39.5665 | -123.3983 | 89 | 56 | 31795.347 | 19.7568 | 27326.5363 | 16.98 | 4468.8107 | 27326.5363 | 4468.8107 | 0.10779 | 0.023375 | 738 | 5.8526 | 13.665 | 2 | 2.0406 | 5.8061 | -2.7033 | 0.039049 | 0.0060535 | 3.6576 | 295.1827 | 34.2787 | 32.5043 | 1.0761 | 15.2559 | 17.8009 | 0.56037 | 71.7% | 67.6% | 66.2% | 36.5% | 69.8% | 39.2% | 0.13707 | 0.066413 | 1.2523 | 12.5045 | 1.2016 | 3.9348 | 12.5454 | 9.686 | 1.9785 | 3.7783 | 15.5899 | 8.0382 | 9.7854 | 4.9294 | 56.8221 | 90.6389 | 41.2749 | 80.4292
Sierra | APPLE HILL 110412832 | 3741 | 1428 | 1876.3863 | 2639 | 2414.562 | 211 | 0.00010615 | 0.14656 | 46.5324 | 9.2549e-06 | 0.0021227 | 0.54111 | 0.77711 | {0010E3CC-5B34-4785-98D9-D2D98BC731B3} | 153661104 | APPLE HILL 1104 | 12832 | 38.7523 | -120.682 | 277 | 201 | 39088.1034 | 24.2883 | 24725.6134 | 15.3638 | 14362.49 | 23528.5139 | 13817.533 | 0.44789 | 0.022398 | 165 | 8.2058 | 19.9389 | 2.0851 | 1.9773 | 5.3106 | 0.40893 | 0.051094 | 0.0057221 | 3.3185 | 294.9571 | 48.2508 | 32.0457 | 1.2716 | 11.834 | 13.8179 | 1.5416 | 85.1% | 83.1% | 82.4% | 84.1% | 41% | 15.9% | 0.10525 | 0.069114 | 2.2581 | 16.341 | 3.9341 | 5.6867 | 9.3476 | 7.4677 | 2.2245 | 3.9022 | 13.1203 | 6.0467 | 8.388 | 4.1939 | 55.3955 | 97.5975 | 52.0102 | 91.3806
North Valley | WYANDOTTE 110313018 | 5071 | 5 | 9.7355 | 15 | 13.0797 | 4 | 6.0717e-05 | 364.7648 | 39.2289 | 0.018867 | 0.0011154 | 0.33333 | 0.74432 | {FD9CCA92-C052-4A36-88EE-05418588C974} | 102911103 | WYANDOTTE 1103 | 13018 | 39.508 | -121.4643 | 40 | 27 | 3786.7711 |  | 2657.2717 |  | 1129.4993 | 201.9138 | 98.8432 | 0.0044617 | 0.00024287 | 346 | 3.8236 | 13.6249 | 2 | 3.1056 | 8.7524 | -1.7505 | 0.012222 | 0.0063932 | 2.827 | 297.0017 | 46.5605 | 33.4513 | 1.3641 | 12.3376 | 14.2409 | 4.4284 | 78% | 82.7% | 52.3% | 61.3% | 48.6% | 55.5% | 0.069396 | 0.021111 | 1 | 18 | 1.2778 | 1.6667 | 12.2695 | 8.1447 | 2.4932 | 4.2379 | 12.1149 | 6.0254 | 8.2434 | 4.2131 | 52.2927 | 91.114 | 56.218 | 91.52
Central Valley | SAND CREEK 11037070 | 3747 | 149 | 201.1477 | 611 | 385.0172 | 125 | 9.6121e-06 | 4.6205 | 4.6689 | 4.4894e-05 | 2.8344e-05 | 0.24386 | 0.52244 | {863BED83-C87B-4B95-B9B9-262F78012E12} | 254601103 | SAND CREEK 1103 | 7070 | 36.6464 | -119.1499 | 127 | 108 | 34640.0169 | 21.5244 | 28595.1882 | 17.7683 | 6044.8287 | 28595.1882 | 6044.8287 | 0.003543 | 0.0012015 | 2534 | 1.5415 | 4.8445 | 2 | 2.0734 | 4.5989 | -0.40282 | 0.014102 | 0.0054696 | 1.865 | 296.8875 | 60.7503 | 39.3235 | 1.6139 | 9.3818 | 10.7343 | 0.54688 | 10.2% | 20.5% | 5.8% | 22.4% | 95.6% | 1.3% | 0.029517 | 0.072574 | 1.7674 | 13.3256 | 0.8867 | 1.6381 | 5.5569 | 5.3665 | 2.755 | 4.3368 | 8.8208 | 5.1059 | 5.6262 | 3.3869 | 54.5392 | 80.1668 | 75.559 | 97.8036
Bay Area | PUEBLO 210378504 | 5878 | 1350 | 1901.4103 | 2910 | 2800.104 | 124 | 0.00010545 | 0.052208 | 9.5852 | 5.532e-06 | 0.00053466 | 0.46392 | 0.67905 | {EDE87926-F33E-4FF5-A8C5-E53D4266C7FF} | 43292103 | PUEBLO 2103 | 78504 | 38.3469 | -122.3299 | 200 | 177 | 34643.0098 | 21.5262 | 19482.7251 | 12.106 | 15160.2847 | 12406.3687 | 8433.4802 | 0.066297 | 0.013076 | 755 | 6.5749 | 14.977 | 2.9176 | 2.224 | 6.2325 | -2.6831 | 0.070879 | 0.0067851 | 2.36 | 296.6375 | 36.8783 | 32.2665 | 1.0691 | 14.8444 | 16.4154 | 0.11921 | 94.7% | 90.5% | 85.1% | 71.5% | 80% | 30.7% | 0.068138 | 0.028626 | 1.7383 | 14.1589 | 4.5742 | 15.989 | 7.6229 | 5.9866 | 2.0193 | 3.6876 | 14.2239 | 9.8365 | 10.6404 | 6.5156 | 51.5224 | 66.4751 | 45.9425 | 71.5826
North Valley | VOLTA 110254932 | 7900 | 123 | 142.0558 | 814 | 435.3102 | 69 | 5.415e-05 | 0.037818 | 29.9796 | 2.0478e-06 | 0.0011046 | 0.15111 | 0.32633 | {3AA926AF-5D59-48E9-968A-65279153CE9D} | 102541102 | VOLTA 1102 | 54932 | 40.514 | -121.7875 | 75 | 44 | 9262.8201 |  | 6888.3237 |  | 2374.4964 | 6888.3237 | 2374.4964 | 0.076215 | 0.0037363 | 349 | 9.1631 | 19.9588 | 2.9239 | 2.1968 | 6.3984 | 0.071937 | 0.069022 | 0.0048588 | 3.4805 | 291.8165 | 43.7263 | 30.4094 | 1.0485 | 12.5036 | 15.1884 | 1.0919 | 77.5% | 75.2% | 46.8% | 81.2% | 16.5% | 67.3% | 0.021383 | 0.079891 | 1.9655 | 14.0862 | 0.78163 | 8.8478 | 9.8674 | 7.3139 | 1.8174 | 3.3949 | 13.5856 | 6.1244 | 7.4146 | 4.2829 | 51.6116 | 78.9628 | 51.0533 | 91.1362
Sierra | DIAMOND SPRINGS 1104circuit_breaker | 2132 | 306 | 433.3095 | 958 | 685.1358 | 79 | 0.00012143 | 3.4179 | 20.8261 | 0.00019217 | 0.0011037 | 0.31942 | 0.63244 | {6872443C-7FE4-416F-92B9-65D58A293737} | 152261104 | DIAMOND SPRINGS 1104 | circuit_breaker | 38.693 | -120.8259 | 308 | 519 | 37060.6626 |  | 16049.1693 |  | 21011.4933 | 9049.1715 | 10941.4968 | 0.087193 | 0.0095928 | 350 | 3.2645 | 8.912 | 2.8621 | 1.9754 | 5.5392 | 0.18439 | 0.077155 | 0.0057776 | 2.8061 | 295.7677 | 46.1271 | 31.8091 | 1.2529 | 12.5717 | 14.4027 | 9.9576 | 72.9% | 63.7% | 92% | 38% | 36.1% | 71.5% | 0.10527 | 0.055259 | 3.4286 | 19.9184 | 5.5082 | 8.2586 | 7.6677 | 5.7827 | 2.1764 | 3.886 | 13.2469 | 6.084 | 8.7811 | 4.1799 | 47.2916 | 81.0693 | 50.7701 | 91.0735
North Valley | JESSUP 110296554 | 3497 | 141 | 300.4783 | 432 | 394.1325 | 98 | 6.3139e-05 | 1399.7675 | 33.3673 | 0.087104 | 0.0011022 | 0.32639 | 0.76238 | {14C3CF81-5A6E-4ADC-BDB6-EF5B849D6F19} | 103441102 | JESSUP 1102 | 96554 | 40.4389 | -122.4076 | 270 | 347 | 45430.7583 |  | 24227.1624 |  | 21203.5959 | 12714.8897 | 8617.4202 | 0.10801 | 0.0061876 | 351 | 2.3454 | 6.6284 | 2 | 2.4629 | 8.3027 | 0.51354 | 0.0069444 | 0.0060126 | 2.5266 | 298.0765 | 48.7627 | 33.0249 | 1.6029 | 11.8781 | 13.9915 | 0.85794 | 77.2% | 76.7% | 55.5% | 33.2% | 91.3% | 19.4% | 0.096939 | 0.0042222 | 2.1371 | 15.9677 | 1.5261 | 2.4 | 9.3727 | 6.6297 | 2.9275 | 4.9419 | 11.2017 | 5.6659 | 7.1666 | 4.3284 | 59.1884 | 75.9778 | 61.5868 | 92.1629
Central Coast | SEACLIFF 040112946 | 4706 | 187 | 330.7905 | 494 | 518.5283 | 38 | 6.0091e-05 | 0.037818 | 29.0248 | 2.2725e-06 | 0.0010972 | 0.37854 | 0.63794 | {9DDD43C5-588F-4D1E-AFA3-8A122C419F83} | 83500401 | SEACLIFF 0401 | 12946 | 36.9876 | -121.9186 | 68 | 434 | 28208.1591 |  | 5200.6844 |  | 23007.4747 | 3742.632 | 13642.9675 | 0.041693 | 0.0022835 | 352 | 6.4362 | 16.6045 | 2.7759 | 1.4788 | 3.9527 | 0.5093 | 0.045862 | 0.0072092 | 1.8331 | 294.125 | 30.1993 | 24.1169 | 0.70906 | 16.1122 | 17.5698 | 3.8292 | 98% | 96.6% | 70.5% | 72.7% | 18.3% | 73.4% | 0.16486 | 0.041897 | 6.4634 | 19.1951 | 2.0074 | 8.5172 | 6.9399 | 6.3645 | 1.6943 | 3.0888 | 15.2276 | 11.8036 | 9.57 | 7.243 | 39.5191 | 49.1906 | 42.3098 | 62.3379
Central Coast | ATASCADERO 1101A50 | 6483 | 810 | 1460.8062 | 2458 | 2339.6511 | 275 | 6.6179e-05 | 92.6333 | 8.4256 | 0.0056968 | 0.00033541 | 0.32954 | 0.62437 | {C74334F6-C157-4384-BFB7-ED7E4C2B59D6} | 182541101 | ATASCADERO 1101 | A50 | 35.4654 | -120.6712 | 463 | 907 | 78714.6125 | 48.9111 | 33670.734 | 20.9221 | 45043.8785 | 30172.5253 | 40379.3349 | 0.092237 | 0.018199 | 1033 | 1.6434 | 5.9173 | 2.0449 | 2.8682 | 7.6658 | 0.46853 | 0.026534 | 0.0062221 | 1.1938 | 297.326 | 38.3467 | 32.5553 | 1.1674 | 14.5582 | 15.4682 | 5.5537 | 81.9% | 77.3% | 73.6% | 33.3% | 85.2% | 39.4% | 0.21 | 0.028529 | 3.3165 | 19.8797 | 1.5957 | 6.1297 | 8.1485 | 8.1218 | 1.9246 | 3.5274 | 13.8359 | 10.3674 | 10.5567 | 7.3864 | 46.6017 | 62.5397 | 47.5202 | 65.4401
North Valley | JESSUP 1101circuit_breaker | 1610 | 17 | 34.8017 | 36 | 42.2307 | 12 | 0.00010127 | 279.7287 | 59.8252 | 0.034242 | 0.001093 | 0.47222 | 0.82409 | {A7720DBE-D298-421E-A3B2-FE12C335EE16} | 103441101 | JESSUP 1101 | circuit_breaker | 40.4616 | -122.3279 | 120 | 283 | 23493.9506 |  | 9377.0793 |  | 14116.8713 | 2330.0107 | 873.851 | 0.013116 | 0.0012153 | 354 | 2.8453 | 8.4321 | 2 | 2.2427 | 8.2686 | -1.5002 | 0.012069 | 0.0058629 | 2.4043 | 298.3118 | 48.3678 | 34.1192 | 1.6061 | 12.0553 | 14.1013 | 15.3944 | 76.6% | 91.6% | 77.7% | 43.1% | 92.2% | 32.1% | 0.11918 | 0.011724 | 1.6111 | 16.5556 | 1.0328 | 1.2414 | 10.4934 | 7.546 | 2.9504 | 4.9909 | 11.0508 | 5.728 | 7.2556 | 4.4162 | 62.8649 | 80.4185 | 61.8843 | 91.9942
Central Valley | OLETA 1102circuit_breaker | 6533 | 179 | 319.4434 | 725 | 520.5402 | 131 | 4.6767e-05 | 46.3235 | 5.8427 | 0.0020343 | 0.00016079 | 0.2469 | 0.61368 | {23616425-EB34-423E-9DF9-30BB0AE7795F} | 163541102 | OLETA 1102 | circuit_breaker | 38.4807 | -120.8451 | 190 | 146 | 34746.1334 | 21.5903 | 24558.1337 | 15.2598 | 10187.9997 | 21808.3893 | 8879.1301 | 0.021064 | 0.0061265 | 1566 | 1.383 | 4.4339 | 2 | 2.0707 | 5.7418 | 0.38449 | 0.015151 | 0.0060658 | 2.3892 | 295.7854 | 43.166 | 30.2232 | 1.1925 | 13.2761 | 14.9439 | 0.93823 | 34.1% | 27.1% | 50.3% | 18.2% | 21.1% | 88.9% | 0.14446 | 0.036054 | 1.5951 | 14.1043 | 1.8807 | 2.4247 | 8.4055 | 5.9242 | 2.1795 | 3.6585 | 13.6048 | 6.9173 | 9.2473 | 4.7865 | 41.8522 | 69.0374 | 48.673 | 85.5893
Central Valley | COARSEGOLD 210410030 | 1088 | 42 | 89.1404 | 188 | 136.7248 | 81 | 2.9774e-05 | 922.0585 | 84.797 | 0.023888 | 0.0010883 | 0.2234 | 0.65197 | {81F65546-748C-422D-A853-780F9DAF978A} | 254432104 | COARSEGOLD 2104 | 10030 | 37.2233 | -119.7692 | 159 | 149 | 40042.3627 |  | 28835.8758 |  | 11206.4869 | 23477.104 | 7722.0997 | 0.088154 | 0.0024117 | 356 | 1.9409 | 4.955 | 2 | 2.0611 | 5.275 | -0.37231 | 0.0035562 | 0.0059727 | 1.1601 | 298.2084 | 51.9594 | 36.62 | 1.4993 | 11.5818 | 12.6344 | 0.57136 | 84% | 91.3% | 27.3% | 23.1% | 87.8% | 35.5% | 0.018132 | 0.011459 | 1.7064 | 15.7358 | 0.31611 | 0.57143 | 7.4838 | 6.8833 | 2.7463 | 4.1327 | 10.7346 | 6.4776 | 7.4924 | 4.4329 | 52.265 | 77.3786 | 63.9735 | 88.2228
North Valley | STILLWATER 110148950 | 1463 | 559 | 1059.7759 | 1615 | 1463.8287 | 180 | 0.00010775 | 152.0215 | 15.2311 | 0.015314 | 0.00086809 | 0.34613 | 0.72398 | {2473E4CF-72E3-4517-88B6-37E3090DCE92} | 103561101 | STILLWATER 1101 | 48950 | 40.7038 | -122.3364 | 260 | 286 | 34867.5311 | 21.6657 | 20085.728 | 12.4807 | 14781.8032 | 20085.728 | 14781.8032 | 0.15626 | 0.019396 | 467 | 3.3946 | 8.4976 | 2 | 2.5461 | 7.1036 | -0.067486 | 0.035162 | 0.0061525 | 3.4815 | 297.5989 | 47.8097 | 35.1618 | 1.5458 | 12.0902 | 14.4471 | 1.788 | 70.8% | 57.3% | 82.7% | 43.6% | 75.4% | 37% | 0.1629 | 0.032419 | 2.6569 | 16.6176 | 4.3812 | 5.8303 | 10.0105 | 7.6474 | 2.7911 | 4.7408 | 11.6095 | 5.4777 | 7.2174 | 4.1809 | 62.2954 | 86.3028 | 60.3686 | 94.4163
North Valley | RED BLUFF 110585632 | 4776 | 55 | 100.0936 | 490 | 214.297 | 131 | 4.4929e-05 | 462.3028 | 3.9246 | 0.019662 | 9.2145e-05 | 0.11224 | 0.46708 | {2E98A968-0F7D-44C0-B9F5-8D4D032F12CD} | 103541105 | RED BLUFF 1105 | 85632 | 40.19 | -122.2383 | 301 | 243 | 34883.6018 | 21.6757 | 23855.6356 | 14.8232 | 11027.9663 | 20457.0684 | 8802.0472 | 0.012071 | 0.0058857 | 1927 | 4.7981 | 15.7021 | 2 | 2.8128 | 9.1207 | 0.91679 | 0.0090119 | 0.0058718 | 1.7506 | 298.69 | 50.3729 | 40.2882 | 1.6318 | 11.731 | 13.4149 | 6.2081 | 27.7% | 26.6% | 35.5% | 67.9% | 98% | 12.1% | 0.24752 | 0.011949 | 2.574 | 16 | 0.89352 | 1.9368 | 14.8429 | 10.8913 | 3.1202 | 4.8548 | 10.512 | 5.851 | 6.8514 | 4.4672 | 81.212 | 97.909 | 64.8374 | 90.9654
North Coast | MIDDLETOWN 1101circuit_breaker | 2173 | 221 | 296.8862 | 383 | 357.7269 | 78 | 0.00010418 | 199.1072 | 20.6706 | 0.016181 | 0.0010824 | 0.57702 | 0.82992 | {302C19E7-740B-49C6-83EC-9E70AC44D5CB} | 43141101 | MIDDLETOWN 1101 | circuit_breaker | 38.7527 | -122.6087 | 383 | 618 | 68780.4081 |  | 30016.3762 |  | 38764.0319 | 13452.3274 | 15586.5774 | 0.08443 | 0.008126 | 359 | 2.7796 | 7.3707 | 2.6537 | 2.246 | 6.4565 | -4.2348 | 0.0093171 | 0.006141 | 2.7847 | 296.6125 | 41.9972 | 32.6196 | 1.2461 | 13.6913 | 15.5648 | 4.2126 | 88.1% | 88.3% | 58.5% | 8% | 95.9% | 9.2% | 0.17946 | 0.029463 | 2.9897 | 15.5876 | 1.7439 | 1.8683 | 10.1405 | 7.3094 | 2.3956 | 4.0129 | 13.7094 | 7.071 | 7.8945 | 4.4846 | 52.5941 | 79.7854 | 50.8764 | 85.7792
Central Coast | BEN LOMOND 0401circuit_breaker | 5747 | 674 | 1277.8412 | 1207 | 1561.3724 | 76 | 0.00020698 | 0.037818 | 9.5831 | 7.8274e-06 | 0.0010764 | 0.55841 | 0.81841 | {DC9501E4-F6F2-46C0-8391-ADD21969AEDD} | 83040401 | BEN LOMOND 0401 | circuit_breaker | 37.0924 | -122.0964 | 220 | 570 | 37756.8034 |  | 12506.4618 |  | 25250.3416 | 12506.4618 | 25250.3416 | 0.081807 | 0.01573 | 360 | 8.0863 | 19.1694 | 3 | 1.6958 | 4.2422 | -1.2415 | 0.10981 | 0.0068725 | 3.5352 | 296.4602 | 32.0892 | 30.8544 | 0.99575 | 15.8768 | 17.7463 | 6.3018 | 97.8% | 80.5% | 98.9% | 80.6% | 60.1% | 67.2% | 0.24802 | 0.033613 | 5.9621 | 21.2803 | 0.57613 | 7.7871 | 9.9987 | 8.6874 | 1.9137 | 3.5833 | 15.3917 | 11.0521 | 10.59 | 7.2362 | 53.2178 | 67.3558 | 42.526 | 64.7437
Central Valley | MIWUK 1702S1547 | 7719 | 174 | 239.2838 | 873 | 616.645 | 40 | 6.3246e-05 | 0.037818 | 32.3786 | 2.3918e-06 | 0.0010753 | 0.19931 | 0.38804 | {231BEE73-587D-46B7-AD5A-EAD10C3B8AAD} | 163661702 | MIWUK 1702 | S1547 | 38.0579 | -120.2706 | 71 | 139 | 11213.5358 |  | 4436.0854 |  | 6777.4504 | 4436.0854 | 6777.4504 | 0.043012 | 0.0025298 | 361 | 10.7309 | 22.3709 | 3 | 2.2616 | 6.0352 | 0.40625 | 0.10288 | 0.0050814 | 2.8816 | 293.5196 | 49.5349 | 34.5779 | 1.1931 | 11.6522 | 13.438 | 1.5921 | 83.8% | 76.3% | 67.4% | 85.4% | 21.3% | 40.1% | 0.031303 | 0.15212 | 3.9091 | 20.9091 | 6.4731 | 16.7885 | 11.0135 | 7.9887 | 1.984 | 3.4939 | 11.232 | 5.7981 | 7.1199 | 4.0164 | 53.061 | 80.8551 | 61.5255 | 93.8789
Central Coast | CAMP EVERS 210511384 | 923 | 702 | 1339.8618 | 1376 | 1715.238 | 61 | 0.00018975 | 0.037818 | 10.3466 | 7.1758e-06 | 0.0010745 | 0.51017 | 0.78115 | {8B06F25F-237B-4FE8-8F99-17C1FF96A7BD} | 83622105 | CAMP EVERS 2105 | 11384 | 37.0536 | -122.0439 | 121 | 422 | 24570.1426 |  | 6564.1653 |  | 18005.9773 | 6564.1653 | 18005.9773 | 0.065543 | 0.011575 | 362 | 9.6695 | 23.2605 | 3 | 1.3876 | 3.6614 | -2.2672 | 0.16119 | 0.0071402 | 3.0352 | 297.3212 | 29.719 | 28.4045 | 0.98165 | 16.6102 | 18.364 | 7.5551 | 97.6% | 82.6% | 97.1% | 94.1% | 54% | 84.8% | 0.19542 | 0.037313 | 8.4746 | 20.4068 | 2.2285 | 20.5373 | 9.2374 | 8.1277 | 1.9425 | 3.6026 | 15.9998 | 12.2426 | 11.3629 | 7.8935 | 49.5204 | 59.974 | 39.8466 | 60.2832
North Coast | WILLOW CREEK 11035012 | 4802 | 1267 | 1956.5016 | 1889 | 2244.1765 | 166 | 0.00016597 | 0.037818 | 5.2892 | 6.2765e-06 | 0.00053548 | 0.67073 | 0.87181 | {66330EE0-007E-454B-A909-6B12AA6DF153} | 192171103 | WILLOW CREEK 1103 | 5012 | 40.8894 | -123.5579 | 199 | 271 | 25994.6207 | 16.1523 | 17863.1995 | 11.0997 | 8131.4212 | 17863.1995 | 8131.4212 | 0.088889 | 0.027551 | 752 | 13.1332 | 35.5258 | 2 | 2.1989 | 6.3516 | 0.61562 | 0.054605 | 0.0058069 | 3.7338 | 294.4665 | 37.2663 | 31.122 | 1.1326 | 14.3244 | 17.3867 | 1.4837 | 71% | 55.7% | 86.7% | 92.2% | 75.1% | 20.6% | 0.14005 | 0.21428 | 2.9937 | 17.7532 | 1.0292 | 8.786 | 13.8922 | 10.9049 | 2.2552 | 3.9857 | 13.5742 | 6.3314 | 8.2769 | 3.9984 | 58.6113 | 90.523 | 50.8899 | 90.1271
North Valley | OREGON TRAIL 11021584 | 4253 | 642 | 1065.2443 | 1695 | 1542.0969 | 180 | 9.2129e-05 | 0.045321 | 53.0557 | 3.9204e-06 | 0.0027535 | 0.37876 | 0.69078 | {A1D13A32-B522-454E-9EB3-1DBA73C91901} | 103521102 | OREGON TRAIL 1102 | 1584 | 40.6653 | -122.3867 | 198 | 286 | 34912.9317 | 21.6939 | 20999.2286 | 13.0483 | 13913.7031 | 20999.2286 | 13913.7031 | 0.49563 | 0.016583 | 118 | 4.2998 | 10.3604 | 2 | 2.037 | 6.5074 | -1.3593 | 0.039623 | 0.0060159 | 3.377 | 297.8182 | 49.62 | 34.1632 | 1.6206 | 11.5371 | 13.8415 | 3.7072 | 91.6% | 90.1% | 71.4% | 52.3% | 97.4% | 4.6% | 0.21831 | 0.031507 | 2.5714 | 16.9011 | 4.2364 | 5.8048 | 9.9366 | 7.2181 | 2.9051 | 4.9045 | 11.0493 | 5.3007 | 6.9195 | 4.0264 | 60.5807 | 78.3019 | 62.5934 | 94.7998
Sierra | BRUNSWICK 11052204 | 340 | 77 | 99.2921 | 187 | 148.6361 | 27 | 7.2665e-05 | 0.037818 | 31.0028 | 2.748e-06 | 0.0010698 | 0.41176 | 0.66802 | {EDC3C6AA-B200-49D0-AFDA-73B9844EB8E4} | 152481105 | BRUNSWICK 1105 | 2204 | 39.2643 | -120.9858 | 167 | 137 | 21910.8094 |  | 11642.89 |  | 10267.9193 | 11642.89 | 10267.9193 | 0.028883 | 0.0019619 | 365 | 12.4673 | 23.538 | 3 | 2.0971 | 6.0628 | 0.24563 | 0.079432 | 0.0051515 | 4.2713 | 293.0005 | 46.683 | 33.1135 | 1.1145 | 12.0319 | 14.3017 | 0.8768 | 72.4% | 75.3% | 43.9% | 95.4% | 8.5% | 31.7% | 0.034976 | 0.067273 | 2.5982 | 15.7232 | 0.42273 | 1.0625 | 9.3344 | 7.1597 | 1.9854 | 3.3825 | 12.8406 | 5.9071 | 7.64 | 4.0744 | 56.7373 | 93.6556 | 53.6381 | 92.4519
Sierra | WEIMAR 1101circuit_breaker | 3409 | 909 | 1328.03 | 1459 | 1638.1444 | 135 | 0.00010609 | 1.788 | 12.558 | 0.00020321 | 0.00069445 | 0.62303 | 0.81069 | {C6D2DBB1-9437-46D3-8E37-6D1AD2333690} | 152491101 | WEIMAR 1101 | circuit_breaker | 39.0361 | -120.9879 | 259 | 271 | 26991.4552 | 16.7718 | 14826.071 | 9.2125 | 12165.3841 | 14826.071 | 12165.3841 | 0.09375 | 0.014322 | 586 | 5.5218 | 13.7228 | 2 | 1.8737 | 4.9523 | -0.63265 | 0.065657 | 0.0057446 | 3.3585 | 295.8426 | 48.5408 | 33.9935 | 1.3257 | 11.8856 | 13.842 | 2.1107 | 60.5% | 44.8% | 82% | 60.7% | 78.3% | 23.2% | 0.037769 | 0.043604 | 1.7678 | 16.3285 | 2.7033 | 3.7483 | 7.7894 | 6.0956 | 2.3097 | 4.0558 | 13.0151 | 6.3291 | 8.7645 | 4.3431 | 49.4355 | 83.3154 | 53.0724 | 89.7605
Sierra | BRUNSWICK 1106circuit_breaker | 7774 | 397 | 514.4629 | 1357 | 924.3441 | 123 | 0.00010603 | 0.037862 | 9.8691 | 4.0121e-06 | 0.00062015 | 0.29256 | 0.55657 | {05FDE184-0042-4792-8C58-B7C18CC19C9C} | 152481106 | BRUNSWICK 1106 | circuit_breaker | 39.2311 | -121.0351 | 170 | 290 | 29294.1635 | 18.2026 | 14188.8772 | 8.8166 | 15105.2863 | 14079.7489 | 15105.2863 | 0.076279 | 0.013041 | 644 | 8.7245 | 19.6012 | 2.8125 | 1.8616 | 5.2453 | -0.20958 | 0.086313 | 0.0053861 | 3.984 | 293.6714 | 46.1069 | 32.4485 | 1.1343 | 12.2484 | 14.3975 | 3.2749 | 57.6% | 36.8% | 81.7% | 83.2% | 11.7% | 47.3% | 0.049908 | 0.051224 | 1.8015 | 15.771 | 3.4359 | 5.4286 | 8.4361 | 6.5987 | 2.1291 | 3.7299 | 13.0528 | 5.7842 | 8.2772 | 3.9865 | 53.3528 | 92.0192 | 52.5585 | 92.8731
Central Valley | MIWUK 17021808 | 8659 | 168 | 236.3979 | 1129 | 718.4526 | 30 | 6.3203e-05 | 0.037818 | 44.1365 | 2.3902e-06 | 0.0010643 | 0.1488 | 0.32904 | {F7C0AC68-FB70-41DD-B222-3064175EA9BE} | 163661702 | MIWUK 1702 | 1808 | 38.0301 | -120.245 | 62 | 308 | 16929.7344 |  | 2945.2419 |  | 13984.4925 | 2945.2419 | 13984.4925 | 0.031929 | 0.0018961 | 368 | 13.0877 | 29.09 | 3 | 2.1977 | 5.0373 | 0.070809 | 0.19 | 0.0051357 | 2.7355 | 293.7765 | 49.7443 | 34.7274 | 1.1895 | 11.5944 | 13.3649 | 3.8267 | 83.6% | 81.4% | 67% | 95.1% | 20.8% | 36.8% | 0.082029 | 0.17533 | 10.1379 | 22 | 9.582 | 32.2571 | 10.383 | 7.7603 | 1.9965 | 3.4819 | 11.1295 | 5.9187 | 7.0121 | 3.9455 | 53.5004 | 80.4908 | 61.1224 | 93.0425
North Valley | PARADISE 1105circuit_breaker | 1120 | 382 | 517.1832 | 678 | 675.3165 | 60 | 0.00016745 | 0.037818 | 9.3927 | 6.3325e-06 | 0.0010637 | 0.56342 | 0.76584 | {4E875C07-9BF0-416D-8352-B1380CD2F62E} | 102831105 | PARADISE 1105 | circuit_breaker | 39.7606 | -121.6188 | 539 | 346 | 47148.7335 |  | 29169.3143 |  | 17979.4192 | 19516.665 | 12961.3741 | 0.063823 | 0.010047 | 369 | 8.0528 | 17.5622 | 3 | 2.7655 | 8.1294 | 0.87259 | 0.037067 | 0.0056336 | 4.1062 | 295.2789 | 49.5682 | 37.6719 | 1.3536 | 11.4438 | 13.7112 | 9.7833 | 75.4% | 42.4% | 97.1% | 74% | 45.7% | 1.7% | 0.21518 | 0.084667 | 4.7966 | 20.0169 | 5.9365 | 9.04 | 12.7195 | 9.3982 | 2.414 | 4.3372 | 12.5807 | 5.2003 | 7.7222 | 3.4416 | 62.6878 | 115.3114 | 54.9297 | 98.319
Central Coast | BIG BASIN 110169550 | 286 | 2365 | 4019.8988 | 4209 | 5083.003 | 312 | 0.00012012 | 0.037818 | 4.8744 | 4.5425e-06 | 0.00033291 | 0.56189 | 0.79085 | {6AB8FDF6-DF60-4669-94F5-76C04F7F5767} | 82841101 | BIG BASIN 1101 | 69550 | 37.1319 | -122.1095 | 328 | 398 | 52726.391 | 32.7627 | 28833.0726 | 17.9161 | 23893.3184 | 28833.0726 | 23893.3184 | 0.10387 | 0.037476 | 1036 | 9.0304 | 21.5292 | 3 | 1.7083 | 4.4272 | -2.2227 | 0.078522 | 0.0069057 | 3.1257 | 295.7314 | 32.5583 | 30.1093 | 0.93534 | 15.6301 | 17.4434 | 0.90275 | 81.7% | 63.7% | 87.5% | 89% | 39.6% | 61.4% | 0.073451 | 0.050813 | 2.6882 | 15.9695 | 1.3132 | 10.367 | 10.3676 | 8.8643 | 1.8808 | 3.5859 | 15.1545 | 10.3726 | 9.6021 | 6.2231 | 50.9249 | 68.6558 | 43.3877 | 69.4122
North Coast | FORT SEWARD 1121circuit_breaker | 5512 | 316 | 373.0014 | 460 | 445.2085 | 74 | 0.00015569 | 0.52516 | 11.9179 | 7.1926e-05 | 0.0010615 | 0.68696 | 0.83781 | {9D061223-5B52-4134-9A27-9EB1E4A74BC8} | 192321121 | FORT SEWARD 1121 | circuit_breaker | 40.2134 | -123.5965 | 59 | 25 | 12132.2393 |  | 11681.8525 |  | 450.3868 | 11649.7657 | 450.3868 | 0.078553 | 0.011521 | 371 | 4.7467 | 13.1851 | 2 | 1.9278 | 5.6879 | 1.5826 | 0.030455 | 0.0066228 | 3.7206 | 295.2862 | 31.171 | 27.9365 | 1.036 | 15.8618 | 18.6337 | 0.9541 | 87.9% | 78.6% | 82.6% | 34.8% | 67.4% | 48.5% | 0.075008 | 0.074924 | 2.3421 | 11.3947 | 1.0092 | 3.4848 | 12.7513 | 8.9758 | 2.0976 | 4.1038 | 15.1548 | 8.5689 | 10.3574 | 5.9389 | 50.1029 | 74.9679 | 41.847 | 76.5901
North Valley | KANAKA 110165606 | 3794 | 1088 | 1918.8969 | 2240 | 2461.9792 | 212 | 0.00010452 | 0.14607 | 122.1879 | 1.4855e-05 | 0.0056757 | 0.48571 | 0.77941 | {342DEF5A-AA53-475D-8D7B-ABE1A3F6B4E9} | 103221101 | KANAKA 1101 | 65606 | 39.5291 | -121.2838 | 245 | 265 | 35314.5628 | 21.9435 | 20432.7894 | 12.6964 | 14881.7734 | 20432.7894 | 14881.7734 | 1.2032 | 0.022159 | 29 | 13.1564 | 24.6787 | 3 | 2.6683 | 7.7838 | 0.80017 | 0.079833 | 0.0052484 | 4.4027 | 294.5944 | 47.544 | 34.2225 | 1.2412 | 11.8955 | 14.1338 | 0.52862 | 98.3% | 97.9% | 80.1% | 91.3% | 30.6% | 20.5% | 0.054136 | 0.050906 | 2.5149 | 17.2921 | 1.2706 | 7.4916 | 11.2201 | 7.866 | 2.1212 | 3.6927 | 12.6189 | 5.7989 | 7.8799 | 4.0107 | 56.4566 | 94.3104 | 53.7257 | 93.0645
Sierra | DOBBINS 110191464 | 8892 | 427 | 632.4388 | 995 | 894.9282 | 94 | 0.00011402 | 2.593 | 20.6533 | 0.00022883 | 0.0010599 | 0.42915 | 0.70669 | {93C56D43-333C-4331-959E-24C064CB9C39} | 153741101 | DOBBINS 1101 | 91464 | 39.3719 | -121.2077 | 129 | 120 | 18238.3552 |  | 11341.1652 |  | 6897.19 | 11341.1652 | 6897.19 | 0.099632 | 0.010718 | 373 | 5.1551 | 12.4027 | 2.0342 | 2.1844 | 6.4898 | -0.29866 | 0.05411 | 0.0058401 | 3.5445 | 296.1743 | 45.6801 | 32.8602 | 1.2866 | 12.5103 | 14.5744 | 0.90736 | 71.5% | 63.5% | 88.5% | 53.9% | 48% | 68.3% | 0.057368 | 0.080274 | 2.3883 | 17.3786 | 4.2812 | 6.8151 | 9.1409 | 7.0914 | 2.2015 | 3.8723 | 13.3323 | 6.089 | 8.5838 | 4.1009 | 52.2907 | 93.816 | 50.965 | 91.7331
North Valley | CHALLENGE 1102circuit_breaker | 4103 | 1213 | 2233.7972 | 2209 | 2708.883 | 239 | 0.00011227 | 0.039701 | 53.1578 | 4.4448e-06 | 0.0026412 | 0.54912 | 0.82462 | {C71A58EE-DA31-4CE3-8F9B-4D615671BE3A} | 103201102 | CHALLENGE 1102 | circuit_breaker | 39.4855 | -121.2201 | 214 | 185 | 35336.699 | 21.9573 | 24978.1439 | 15.5207 | 10358.5551 | 24978.1439 | 10358.5551 | 0.63125 | 0.026833 | 123 | 13.0131 | 25.5003 | 3 | 2.4554 | 6.6426 | -0.3652 | 0.061351 | 0.0053322 | 4.7058 | 294.2034 | 47.2522 | 33.5549 | 1.207 | 11.9662 | 14.2838 | 0.54731 | 90.8% | 90.4% | 84.4% | 93.1% | 28.6% | 25.7% | 0.050199 | 0.05006 | 2.3353 | 15.8176 | 1.4147 | 6.6336 | 10.0928 | 7.3812 | 1.9973 | 3.6441 | 12.6232 | 5.6849 | 7.8155 | 3.8737 | 56.3189 | 95.6983 | 53.5582 | 94.105
Central Valley | BEAR VALLEY 210513430 | 7802 | 128 | 184.1573 | 604 | 426.4252 | 133 | 2.7705e-05 | 0.11703 | 35.5523 | 3.035e-06 | 0.00050625 | 0.21192 | 0.43186 | {F76AEDBB-91E0-4407-A41D-F6794405D1E1} | 252192105 | BEAR VALLEY 2105 | 13430 | 37.7501 | -120.1363 | 180 | 126 | 35348.794 | 21.9648 | 21403.3287 | 13.2994 | 13945.4653 | 21403.3287 | 13945.4653 | 0.067331 | 0.0036847 | 794 | 6.4345 | 15.4286 | 2.3694 | 2.0883 | 5.1843 | -0.3862 | 0.0397 | 0.0048113 | 2.4819 | 295.1181 | 52.8835 | 38.376 | 1.3276 | 11.0618 | 12.6488 | 0.78726 | 64.1% | 77.7% | 24.2% | 72.3% | 64.7% | 18.8% | 0.010034 | 0.13762 | 1.6339 | 14.0109 | 0.84928 | 1.8138 | 8.3095 | 6.9241 | 2.1014 | 3.7294 | 11.0801 | 6.0014 | 7.235 | 4.1618 | 56.4352 | 87.2882 | 62.2664 | 91.8546
Central Valley | CALAVERAS CEMENT 11011419 | 3903 | 405 | 565.9248 | 1510 | 1083.2589 | 194 | 6.2335e-05 | 0.082615 | 2.7206 | 4.6664e-06 | 9.8299e-05 | 0.26821 | 0.52243 | {E42BF1E0-70DF-4CCB-A84B-A568AFC83C89} | 162211101 | CALAVERAS CEMENT 1101 | 1419 | 38.2128 | -120.5592 | 153 | 124 | 35424.374 | 22.0117 | 24046.9564 | 14.9421 | 11377.4177 | 24046.9564 | 11377.4177 | 0.01907 | 0.012093 | 1883 | 4.6498 | 10.936 | 2 | 1.6993 | 4.4124 | -0.34055 | 0.028352 | 0.0065754 | 2.43 | 295.7794 | 43.672 | 32.6992 | 1.2046 | 12.9651 | 14.6391 | 1.0644 | 22.8% | 12.2% | 65.2% | 56.3% | 23.3% | 75.2% | 0.0050081 | 0.11554 | 1.4785 | 14.6129 | 2.4086 | 4.2898 | 14.5204 | 10.2279 | 2.1264 | 3.7795 | 12.9206 | 6.8896 | 8.6718 | 4.6445 | 45.99 | 75.6402 | 50.7355 | 86.587
Central Coast | CAMP EVERS 210510214 | 3883 | 2830 | 4840.6847 | 4669 | 5868.473 | 250 | 0.00010392 | 0.037818 | 6.3509 | 3.9299e-06 | 0.00033091 | 0.60613 | 0.82486 | {F835FBEC-BE60-4F27-B7FA-FBF03B1492E9} | 83622105 | CAMP EVERS 2105 | 10214 | 37.0909 | -122.0441 | 214 | 272 | 37954.1099 | 23.5836 | 22399.2356 | 13.9183 | 15554.8743 | 22399.2356 | 15554.8743 | 0.082728 | 0.02598 | 1041 | 10.9324 | 22.4076 | 3 | 1.8007 | 4.5905 | -1.7292 | 0.085419 | 0.0069494 | 3.1499 | 295.3297 | 36.1857 | 31.2687 | 0.96856 | 14.6794 | 16.4573 | 0.546 | 81.5% | 69.6% | 85.2% | 91.8% | 48% | 42.5% | 0.043238 | 0.091484 | 2.4335 | 16.0837 | 1.4165 | 15.0613 | 9.5198 | 8.1512 | 1.9217 | 3.6714 | 14.2764 | 9.2062 | 8.8416 | 5.6235 | 50.75 | 69.9972 | 47.0064 | 75.2572
North Coast | FRUITLAND 11422006 | 7384 | 54 | 86.1149 | 66 | 92.2647 | 13 | 0.00040376 | 0.065268 | 4.2021 | 3.1844e-05 | 0.0010582 | 0.81818 | 0.93335 | {44188CC0-DB48-4329-AD0B-C1A6BD23A8F4} | 192311142 | FRUITLAND 1142 | 2006 | 40.2235 | -123.8263 | 125 | 260 | 20457.9992 |  | 14130.0867 |  | 6327.9125 | 12367.8837 | 4734.8498 | 0.013757 | 0.0052489 | 378 | 11.4942 | 27.3993 | 2 | 2.6303 | 6.9097 | 1.6766 | 0.045183 | 0.0072934 | 3.9645 | 294.4386 | 23.7335 | 21.5775 | 0.82571 | 17.9245 | 20.7697 | 2.4834 | 87.5% | 48% | 99.8% | 78.7% | 39.9% | 80.2% | 0.12933 | 0.1103 | 3.2069 | 16.1149 | 0.020732 | 0.40244 | 11.6834 | 8.3263 | 1.9196 | 3.4445 | 16.7062 | 10.8555 | 12.0725 | 8.163 | 40.3732 | 52.8611 | 36.6652 | 61.0851
Sierra | EL DORADO PH 210119612 | 4817 | 590 | 670.1926 | 1519 | 1082.4127 | 123 | 0.00010526 | 0.041567 | 38.6337 | 4.362e-06 | 0.0020439 | 0.38841 | 0.61917 | {5BE9A1BF-757A-4781-BCE2-C4049CA25F7D} | 152762101 | EL DORADO PH 2101 | 19612 | 38.7621 | -120.5586 | 176 | 224 | 27003.4259 | 16.7792 | 14689.1645 | 9.1274 | 12314.2614 | 14689.1645 | 12314.2614 | 0.25141 | 0.012947 | 173 | 13.6713 | 27.4391 | 3 | 1.9482 | 5.425 | 1.1057 | 0.083411 | 0.0053651 | 3.8379 | 293.8808 | 48.0041 | 32.7189 | 1.1922 | 11.714 | 13.9092 | 2.0655 | 84.4% | 78.3% | 81.2% | 97.6% | 21% | 11% | 0.04562 | 0.089148 | 1.7547 | 16.0169 | 2.4366 | 4.9341 | 8.2371 | 6.1987 | 2.078 | 3.8947 | 13.0546 | 5.926 | 8.389 | 3.9823 | 50.8152 | 86.5136 | 52.1783 | 92.7946
North Coast | MOLINO 1101152 | 5973 | 210 | 336.2397 | 475 | 485.5865 | 40 | 0.00014088 | 2048.0474 | 18.2121 | 0.28474 | 0.0010561 | 0.44211 | 0.69244 | {366DDD05-C36C-4018-8E0C-E1718F820EB6} | 42571101 | MOLINO 1101 | 152 | 38.3962 | -122.8626 | 267 | 457 | 46710.6775 |  | 18334.7231 |  | 28375.9544 | 3850.1683 | 6279.2101 | 0.042243 | 0.005635 | 380 | 4.5914 | 13.7915 | 2.0143 | 2.0818 | 5.4361 | -1.2585 | 0.058429 | 0.0070855 | 2.7555 | 295.9672 | 24.0963 | 25.4071 | 0.83306 | 17.9152 | 19.808 | 1.4749 | 87.4% | 86.7% | 76.8% | 37.2% | 42% | 79.7% | 0.10732 | 0.04 | 2.7647 | 19.098 | 1.8729 | 6.7857 | 11.0088 | 9.0876 | 1.847 | 3.1446 | 16.5829 | 14.2972 | 13.9879 | 11.879 | 47.3467 | 54.3243 | 34.722 | 45.3365
Central Coast | MORGAN HILL 2105XR494 | 4182 | 24 | 39.5662 | 57 | 59.5805 | 7 | 4.5813e-05 | 759.7809 | 33.4427 | 0.028871 | 0.0010543 | 0.42105 | 0.66408 | {2C2A0D1B-C427-42CC-B24E-D58836D68BB9} | 83242105 | MORGAN HILL 2105 | XR494 | 37.1066 | -121.6618 | 279 | 302 | 27383.7291 |  | 11814.4524 |  | 15569.2766 | 485.8055 | 271.1166 | 0.0073799 | 0.00032069 | 381 | 2.4129 | 7.6958 | 2 | 2.3135 | 5.9689 | -1.2453 | 0.044 | 0.0068854 | 1.4991 | 296.4654 | 35.4251 | 30.6439 | 0.99891 | 15.1253 | 16.3598 | 14.3189 | 97.4% | 97.8% | 58.2% | 43.4% | 61.9% | 51.5% | 0.11584 | 0.015 | 2.1429 | 15.2857 | 2.67 | 5.7 | 9.3451 | 8.4449 | 2.0034 | 3.6618 | 14.3799 | 10.2988 | 9.9033 | 6.3873 | 50.5765 | 64.9337 | 45.1649 | 69.5158
North Valley | JESSUP 110338864 | 2867 | 44 | 69.8596 | 219 | 139.3965 | 26 | 0.00012239 | 227.7133 | 12.4005 | 0.034015 | 0.0010537 | 0.20091 | 0.50116 | {05238085-585C-432C-A137-934EA80FC572} | 103441103 | JESSUP 1103 | 38864 | 40.4831 | -122.3225 | 162 | 207 | 21867.5658 |  | 12088.203 |  | 9779.3628 | 2871.393 | 1938.5203 | 0.027397 | 0.0031822 | 382 | 4.2954 | 14.4302 | 2 | 2.1016 | 8.0351 | -0.45533 | 0.035 | 0.0058267 | 2.3023 | 298.3647 | 48.7082 | 35.3715 | 1.6078 | 12.0706 | 14.0683 | 10.5204 | 74.9% | 51% | 88.7% | 63.9% | 92.5% | 34.7% | 0.35401 | 0.025 | 3.75 | 17.7857 | 3.9684 | 6.8438 | 11.004 | 8.001 | 2.9502 | 5.017 | 10.8164 | 5.7041 | 7.2406 | 4.4086 | 66.2518 | 84.6574 | 63.1918 | 92.8207
Central Coast | PAUL SWEET 21065178 | 1533 | 734 | 1369.5675 | 2020 | 2126.2764 | 118 | 0.00012109 | 0.038562 | 4.4994 | 4.6699e-06 | 0.00032389 | 0.36337 | 0.64412 | {7E071814-6E26-47AC-8D93-17E4616D1F83} | 83252106 | PAUL SWEET 2106 | 5178 | 37.0326 | -121.9462 | 164 | 164 | 22492.3945 | 13.9762 | 11755.1342 | 7.3043 | 10737.2603 | 11755.1342 | 10737.2603 | 0.038219 | 0.014288 | 1055 | 6.9418 | 18.0391 | 3 | 1.482 | 3.9695 | -1.1824 | 0.066012 | 0.0068596 | 2.4169 | 296.1521 | 34.8121 | 27.9205 | 0.97635 | 15.1258 | 16.7389 | 1.457 | 81.1% | 61.3% | 87.7% | 77.3% | 51.5% | 51.8% | 0.13284 | 0.058393 | 2.5556 | 18.2778 | 2.545 | 12.0238 | 7.7917 | 6.7935 | 1.9768 | 3.664 | 14.3447 | 9.9889 | 8.8764 | 5.8783 | 44.0948 | 59.9243 | 46.7359 | 71.9067
Central Coast | CAMP EVERS 210512590 | 689 | 747 | 1436.3949 | 1418 | 1812.0586 | 81 | 0.00018926 | 0.037818 | 10.1214 | 7.1572e-06 | 0.0010431 | 0.5268 | 0.79269 | {9C7B2B92-FC22-48B4-B1A3-9DC57E45ACA3} | 83622105 | CAMP EVERS 2105 | 12590 | 37.0634 | -122.0799 | 131 | 465 | 30878.3126 |  | 8909.0232 |  | 21969.2893 | 7908.9298 | 18075.9252 | 0.084493 | 0.01533 | 384 | 10.3242 | 23.0708 | 2.8614 | 1.4224 | 3.8782 | -1.0941 | 0.11119 | 0.0068592 | 3.4489 | 296.803 | 32.2638 | 30.4258 | 1.0314 | 15.8187 | 17.661 | 6.2725 | 97.3% | 81.9% | 96.7% | 93.8% | 73.3% | 65.6% | 0.18936 | 0.047822 | 5.625 | 19.7625 | 1.5189 | 14.0396 | 9.632 | 8.4416 | 1.9438 | 3.6269 | 15.2663 | 11.1721 | 10.7634 | 7.4621 | 51.5615 | 65.4241 | 42.7278 | 63.866
North Coast | GARBERVILLE 11021510 | 4073 | 1473 | 2335.1043 | 2375 | 2796.1965 | 183 | 0.00027843 | 0.041658 | 2.7283 | 1.1703e-05 | 0.0005211 | 0.62021 | 0.8351 | {1339ADD4-8465-4C5F-ADF0-25D79054621F} | 192221102 | GARBERVILLE 1102 | 1510 | 40.1222 | -123.8352 | 175 | 164 | 26458.8864 | 16.4408 | 21228.5996 | 13.1909 | 5230.2868 | 21228.5996 | 5230.2868 | 0.09536 | 0.050953 | 769 | 10.4418 | 22.6704 | 2 | 2.3065 | 6.0716 | -2.5967 | 0.051882 | 0.007421 | 4.3989 | 293.5996 | 20.8134 | 20.7314 | 0.7054 | 18.678 | 21.5995 | 0.86305 | 70.1% | 34.2% | 97.6% | 66.9% | 19.5% | 91.3% | 0.12216 | 0.058314 | 2.5435 | 15.1449 | 1.8082 | 9.3137 | 11.8816 | 8.6287 | 1.7656 | 2.995 | 17.0239 | 12.2142 | 12.3422 | 9.4141 | 40.8083 | 49.1965 | 35.864 | 54.1588
North Valley | GIRVAN 11029012 | 1432 | 314 | 556.9046 | 1001 | 799.9164 | 159 | 0.00012336 | 0.45356 | 16.4578 | 3.4246e-05 | 0.00080624 | 0.31369 | 0.6962 | {10010FC4-3D49-44D1-8CB1-63E2C5CA1480} | 103401102 | GIRVAN 1102 | 9012 | 40.5805 | -122.4282 | 330 | 259 | 35768.0164 | 22.2253 | 25756.1785 | 16.0042 | 10011.8379 | 25756.1785 | 10011.8379 | 0.12819 | 0.019615 | 503 | 3.4257 | 8.7667 | 2.965 | 2.3967 | 7.0804 | -0.13499 | 0.0039161 | 0.0058771 | 3.3554 | 297.819 | 49.7251 | 34.434 | 1.6135 | 11.6326 | 13.9221 | 1.6604 | 68.8% | 59.4% | 89% | 45.7% | 95.4% | 8.4% | 0.17217 | 0.021399 | 2.5294 | 15.8867 | 2.0151 | 3.5 | 9.9924 | 7.1172 | 2.8353 | 4.966 | 11.3073 | 5.3883 | 7.0919 | 4.1116 | 61.6927 | 81.8173 | 62.0906 | 95.3141
Central Valley | CURTIS 17029111 | 5933 | 187 | 291.2995 | 1060 | 667.7457 | 78 | 5.3979e-05 | 0.037818 | 40.0274 | 2.0414e-06 | 0.0010344 | 0.17642 | 0.43624 | {1AB89EBD-4C74-4F17-AC51-C67FA279FE6D} | 163351702 | CURTIS 1702 | 9111 | 38.0127 | -120.3073 | 130 | 268 | 21198.7616 |  | 9135.0634 |  | 12063.6983 | 9135.0634 | 12063.6983 | 0.080684 | 0.0042103 | 387 | 5.168 | 12.6189 | 2.0087 | 2.2591 | 5.1732 | 0.10832 | 0.07113 | 0.005452 | 2.471 | 294.9621 | 50.1076 | 37.0937 | 1.2616 | 11.6511 | 13.3268 | 2.4619 | 82.7% | 79.3% | 59.2% | 62.1% | 41.9% | 39.9% | 0.17773 | 0.075043 | 4.2889 | 19.8667 | 3.0545 | 9.2174 | 11.1146 | 8.1098 | 2.0968 | 3.749 | 11.2353 | 5.7901 | 7.1274 | 3.8326 | 56.9349 | 88.6892 | 61.8752 | 94.317
Sierra | WEIMAR 11012740 | 3387 | 1989 | 2380.7268 | 3507 | 3187.2495 | 292 | 0.00010444 | 0.037893 | 13.713 | 3.957e-06 | 0.00078276 | 0.56715 | 0.74695 | {DA254098-CE2F-4B1D-8DCD-E2A142ECA867} | 152491101 | WEIMAR 1101 | 2740 | 39.0343 | -120.9746 | 393 | 527 | 58050.1275 | 36.0708 | 30589.1767 | 19.0073 | 27460.9508 | 30589.1767 | 27460.9508 | 0.22856 | 0.030495 | 522 | 7.7465 | 17.1761 | 2 | 1.6353 | 4.6686 | -0.55209 | 0.066241 | 0.0056892 | 3.3691 | 295.9291 | 48.8083 | 34.221 | 1.3405 | 11.8254 | 13.7864 | 2.7619 | 63.2% | 48.1% | 80.7% | 75.1% | 85.6% | 15.4% | 0.064406 | 0.066122 | 2.0962 | 15.1538 | 2.229 | 4.8316 | 9.8208 | 7.7541 | 2.1629 | 3.7408 | 13.0474 | 5.8915 | 7.8293 | 4.054 | 57.6026 | 99.1811 | 52.7184 | 92.2431
Bay Area | CLAYTON 2215circuit_breaker | 3424 | 11 | 14.8133 | 20 | 19.5219 | 7 | 2.4194e-05 | 2406.2594 | 58.2784 | 0.061919 | 0.0010323 | 0.55 | 0.7588 | {17D49159-2A99-4FB5-B2DC-0815D2D13280} | 12022215 | CLAYTON 2215 | circuit_breaker | 37.9447 | -121.9698 | 266 | 713 | 49765.704 |  | 17643.4387 |  | 32122.2652 | 3378.3697 | 10.9722 | 0.0072263 | 0.00016936 | 389 | 0.70367 | 2.505 | 2 | 3.0738 | 6.9974 | -1.9835 | 0.00075 | 0.0064195 | 1.3848 | 295.8409 | 41.7297 | 36.4794 | 1.0811 | 13.6844 | 14.99 | 9.3053 | 99.1% | 99.4% | 13.8% | 1.3% | 84.4% | 5.3% | 0.059795 | 0.01 | 1 | 9.6 | 0.25525 | 0.5 | 7.0799 | 6.6368 | 2.1361 | 3.7872 | 12.9517 | 8.3766 | 9.4174 | 5.5732 | 55.5138 | 74.8083 | 52.302 | 78.2837
Sierra | WEIMAR 11012764 | 4891 | 517 | 699.5316 | 1042 | 992.4578 | 96 | 0.00010395 | 0.037818 | 18.8318 | 3.9313e-06 | 0.001029 | 0.49616 | 0.70485 | {CBE676E4-58AB-460F-8EF4-93AB8DD21D9C} | 152491101 | WEIMAR 1101 | 2764 | 39.035 | -120.9793 | 133 | 152 | 17574.148 |  | 9841.7615 |  | 7732.3865 | 9841.7615 | 7732.3865 | 0.098785 | 0.0099795 | 390 | 6.1204 | 14.3318 | 2 | 1.6386 | 4.6418 | 1.0894 | 0.074841 | 0.0057572 | 3.3343 | 295.81 | 48.5049 | 33.9559 | 1.3209 | 11.8913 | 13.8407 | 2.8736 | 71% | 60.7% | 80% | 64.4% | 74.1% | 24.1% | 0.15358 | 0.041905 | 3 | 17.6237 | 6.1052 | 8.2698 | 8.0035 | 6.4543 | 2.2233 | 4.066 | 12.8161 | 5.6235 | 8.2083 | 3.8566 | 54.4073 | 92.1607 | 53.521 | 94.3972
Central Coast | MILPITAS 1109XR044 | 8949 | 4 | 4.9841 | 25 | 16.162 | 2 | 3.9759e-05 | 0.16958 | 41.8808 | 6.7423e-06 | 0.0010223 | 0.16 | 0.30838 | {AAFA242E-CE7C-45BF-A927-201DEB4735C4} | 82831109 | MILPITAS 1109 | XR044 | 37.4385 | -121.8718 | 40 | 23 | 3772.893 |  | 3013.9349 |  | 758.9582 | 77.0548 | 0 | 0.0020446 | 7.9519e-05 | 391 | 5.0907 | 12.5114 | 2 | 2.173 | 5.5123 | -16.275 | 0.07 | 0.0066131 | 1.3383 | 295.0187 | 42.8635 | 34.8461 | 1.0153 | 13.2058 | 14.5169 | 2.191 | 96.9% | 98.4% | 46.9% | 62.3% | 67.9% | 10.8% | 0.28125 | 0.34 | 1 | 5 | 4.7 | 12.5 | 9.3425 | 7.7954 | 2.0772 | 3.7567 | 12.8409 | 7.9334 | 7.9888 | 4.775 | 54.0574 | 75.3648 | 53.5543 | 82.9881
North Valley | JESSUP 11011993 | 7545 | 121 | 231.988 | 306 | 303.8392 | 48 | 0.00010684 | 115.252 | 16.2848 | 0.013404 | 0.0010222 | 0.39542 | 0.76352 | {D3D42978-28B3-47F8-B294-9DF0B2986540} | 103441101 | JESSUP 1101 | 1993 | 40.478 | -122.4215 | 57 | 101 | 10617.8594 |  | 4781.8496 |  | 5836.0098 | 4413.0116 | 5611.4561 | 0.049067 | 0.0051284 | 392 | 3.3501 | 8.6426 | 2 | 2.2863 | 8.0914 | 0.052095 | 0.016364 | 0.0059464 | 2.6948 | 298.2339 | 48.5054 | 33.1429 | 1.6088 | 11.9549 | 14.085 | 1.4642 | 73.7% | 59.1% | 82.1% | 45.1% | 93.4% | 24.6% | 0.057959 | 0.010519 | 2.7647 | 18.6667 | 3.2439 | 3.974 | 9.637 | 6.8507 | 2.9455 | 4.9657 | 11.3072 | 5.6667 | 7.2025 | 4.3235 | 59.8209 | 77.2626 | 61.3324 | 92.3111
Sierra | BROWNS VALLEY 110117011 | 8695 | 39 | 53.2482 | 158 | 100.8108 | 25 | 7.3136e-05 | 526.0693 | 24.92 | 0.038318 | 0.0010222 | 0.24684 | 0.5282 | {C1372A39-5F1C-45B4-BF7F-8FD49647E669} | 152921101 | BROWNS VALLEY 1101 | 17011 | 39.2691 | -121.3691 | 26 | 38 | 5527.9465 |  | 3005.3172 |  | 2522.6293 | 3005.3172 | 2522.6293 | 0.025555 | 0.0018284 | 393 | 3.599 | 8.9465 | 2 | 2.5419 | 7.296 | -1.4366 | 0.021429 | 0.0065622 | 2.1217 | 297.5324 | 46.1086 | 32.7111 | 1.3631 | 12.6925 | 14.324 | 0.13209 | 70.7% | 68% | 44.4% | 38.5% | 92.9% | 77.8% | 0.078683 | 0.042245 | 2.0968 | 17.0645 | 1.7761 | 3.2245 | 8.5004 | 6.6446 | 2.5944 | 4.227 | 11.9185 | 6.2407 | 8.161 | 4.1691 | 52.0416 | 90.9197 | 57.6782 | 90.7132
North Coast | MONTE RIO 1113202 | 6026 | 467 | 756.0565 | 1023 | 1060.1469 | 88 | 0.00016834 | 0.037818 | 10.4977 | 6.3663e-06 | 0.0010219 | 0.4565 | 0.71316 | {06C5DDF3-68CB-4362-94D6-24163B7FDD9B} | 42811113 | MONTE RIO 1113 | 202 | 38.4984 | -122.9914 | 87 | 145 | 14088.2023 |  | 8479.0365 |  | 5609.1658 | 8479.0365 | 5609.1658 | 0.089923 | 0.014814 | 394 | 12.2732 | 25.8086 | 3 | 1.4841 | 4.1196 | -4.2103 | 0.070345 | 0.0071142 | 3.3861 | 295.2944 | 23.9994 | 24.2653 | 0.79905 | 17.7949 | 19.8428 | 1.1221 | 87.2% | 75.4% | 87.2% | 75.1% | 32.8% | 76.5% | 0.083951 | 0.05181 | 2.9103 | 16.8077 | 0.56017 | 8.819 | 10.9065 | 8.8915 | 1.8379 | 3.0415 | 16.6153 | 13.9078 | 13.1258 | 10.8424 | 44.4699 | 52.009 | 35.8354 | 47.0788
Central Valley | MARTELL 11033152 | 2785 | 134 | 244.7443 | 455 | 352.8413 | 141 | 3.1186e-05 | 15.8967 | 15.7465 | 0.00051808 | 0.00025554 | 0.29451 | 0.69364 | {138F1A45-4EE4-407C-9580-B6FBC2BCEC83} | 163011103 | MARTELL 1103 | 3152 | 38.3598 | -120.8199 | 159 | 150 | 35857.5642 | 22.2809 | 27364.6036 | 17.0036 | 8492.9605 | 27174.8741 | 8338.0357 | 0.036031 | 0.0043972 | 1240 | 0.72045 | 2.3436 | 2 | 2.043 | 5.6783 | 0.22279 | 0.010342 | 0.0064929 | 1.9613 | 296.8499 | 43.9259 | 30.8819 | 1.2721 | 13.1271 | 14.6461 | 1.2965 | 47% | 57% | 29.5% | 6% | 46.1% | 83.8% | 0.12352 | 0.01604 | 1.5269 | 13.5914 | 0.90447 | 1.2963 | 10.5735 | 7.319 | 2.3568 | 3.94 | 12.9887 | 7.1723 | 8.9096 | 4.8893 | 46.2003 | 65.6693 | 52.7654 | 84.4029
Central Coast | ATASCADERO 1103A88 | 4680 | 14 | 29.5071 | 23 | 35.0421 | 9 | 4.7644e-05 | 570.3963 | 43.4763 | 0.030274 | 0.0010197 | 0.6087 | 0.84205 | {553C693F-FB0A-403F-AF7B-DFD04F0B4035} | 182541103 | ATASCADERO 1103 | A88 | 35.4581 | -120.6456 | 97 | 47 | 6488.0985 |  | 4273.7537 |  | 2214.3447 | 1106.7141 | 842.0094 | 0.0091775 | 0.00042879 | 396 | 1.1841 | 4.3116 | 2 | 2.1939 | 7.1485 | 0.61625 | 0.01 | 0.0062695 | 1.1891 | 297.5055 | 38.2908 | 32.7342 | 1.1852 | 14.6014 | 15.5116 | 15.5088 | 96.7% | 99% | 60.6% | 19.8% | 86.8% | 41.8% | 0.1109 | 0.013889 | 3.2143 | 17.1429 | 0.69333 | 1.2778 | 8.002 | 8.3549 | 1.9445 | 3.5973 | 13.7466 | 10.2598 | 10.4758 | 7.3739 | 46.0697 | 62.415 | 47.7933 | 65.8021
North Coast | FORT BRAGG A 11013100 | 5312 | 1425 | 2872.9299 | 2050 | 3159.8262 | 189 | 0.0001265 | 0.037818 | 7.0972 | 4.7841e-06 | 0.00051103 | 0.69512 | 0.90921 | {0D62503E-67CB-4A8E-BC3C-093230B8FF31} | 42761101 | FORT BRAGG A 1101 | 3100 | 39.4525 | -123.7989 | 381 | 495 | 52192.8224 | 32.4312 | 23696.4521 | 14.7243 | 28496.3702 | 19614.6509 | 26237.748 | 0.096585 | 0.023909 | 785 | 8.9106 | 22.2829 | 2 | 3.014 | 9.6031 | 0.44565 | 0.047278 | 0.0070642 | 2.9473 | 289.4672 | 16.2989 | 19.013 | 0.34348 | 19.8452 | 22.2142 | 7.5761 | 69.5% | 64.4% | 70.5% | 66% | 0.7% | 99.7% | 0.2577 | 0.007581 | 3.2 | 19.3522 | 1.7068 | 6.4873 | 12.6246 | 10.1489 | 1.1636 | 1.7707 | 19.5954 | 15.4288 | 15.5786 | 11.7796 | 39 | 46.0053 | 24.6008 | 40.1085
North Valley | PARADISE 1104920400 | 3669 | 5 | 6.7715 | 44 | 25.6969 | 3 | 0.00015726 | 0.037818 | 10.9931 | 5.947e-06 | 0.0010148 | 0.11364 | 0.26352 | {1341CA63-432E-4CD8-BB46-467A27C9C55D} | 102831104 | PARADISE 1104 | 920400 | 39.7561 | -121.5721 | 409 | 45 | 27929.6183 |  | 25870.0682 |  | 2059.5501 | 7211.2587 | 70.7206 | 0.0030443 | 0.00047177 | 398 | 7.6432 | 17.465 | 3 | 2.9059 | 8.8636 | 3.6358 | 0.013333 | 0.005768 | 4.0638 | 295.2982 | 49.6323 | 37.5591 | 1.3561 | 11.4223 | 13.6695 | 8.9691 | 73.4% | 47.2% | 96.2% | 73.4% | 46% | 1.4% | 0.106 | 0.06 | 2 | 5 | 2.35 | 14.6667 | 12.8092 | 9.3731 | 2.4187 | 4.3642 | 12.4555 | 5.1872 | 7.713 | 3.441 | 62.6473 | 114.6699 | 55.2781 | 98.3558
North Coast | POTTER VALLEY P H 110564118 | 6737 | 60 | 75.2604 | 103 | 88.7654 | 11 | 9.9673e-05 | 1357.3116 | 12.83 | 0.16156 | 0.0010102 | 0.58252 | 0.84786 | {BE94A233-F70C-44A4-9222-81B080FDD6FB} | 42281105 | POTTER VALLEY P H 1105 | 64118 | 39.362 | -123.1283 | 158 | 214 | 28181.6044 |  | 15416.9418 |  | 12764.6627 | 2045.917 | 1781.6863 | 0.011112 | 0.0010964 | 399 | 2.0137 | 6.0229 | 2 | 1.9686 | 5.5415 | 0.4096 | 0.013824 | 0.0061086 | 2.9547 | 296.9557 | 37.1832 | 32.3646 | 1.2308 | 14.5722 | 16.7695 | 0.57232 | 87% | 80.2% | 53.4% | 3.4% | 93.9% | 26.3% | 0.17915 | 0.032941 | 1.1111 | 13.5 | 2.945 | 3.0294 | 11.392 | 8.5793 | 2.4608 | 4.1319 | 14.0562 | 8.07 | 9.0403 | 5.2212 | 58.9125 | 84.0696 | 47.7237 | 79.7377
Central Coast | CAMP EVERS 210660124 | 2615 | 3366 | 5536.4146 | 6366 | 7294.681 | 381 | 9.1191e-05 | 0.037818 | 7.0709 | 3.4486e-06 | 0.00031615 | 0.52875 | 0.75897 | {498D8DB9-5CC7-45E0-BE16-B8DB75429782} | 83622106 | CAMP EVERS 2106 | 60124 | 37.1462 | -121.9823 | 468 | 644 | 70920.5845 | 44.0681 | 36237.2416 | 22.5168 | 34683.3429 | 36237.2416 | 34683.3429 | 0.12045 | 0.034744 | 1071 | 10.4918 | 22.2511 | 3 | 1.9851 | 5.1935 | 3.0884 | 0.085456 | 0.0068024 | 3.0875 | 294.7116 | 38.8677 | 32.9744 | 0.97288 | 14.0121 | 15.7719 | 0.90804 | 80.8% | 72% | 83.3% | 91.6% | 50% | 28.8% | 0.091005 | 0.10885 | 3.1219 | 17.6872 | 1.6919 | 12.631 | 9.5094 | 8.0781 | 1.904 | 3.6639 | 13.5841 | 8.4211 | 8.3311 | 5.0928 | 52.5538 | 73.7689 | 49.8663 | 79.6697
Central Valley | MIWUK 170238218 | 4356 | 511 | 689.5467 | 1952 | 1428.4827 | 89 | 7.1925e-05 | 0.037818 | 34.9092 | 2.72e-06 | 0.0010087 | 0.26178 | 0.48271 | {ED3657AD-4222-47A8-B914-D4A507DC3692} | 163661702 | MIWUK 1702 | 38218 | 38.0486 | -120.2438 | 264 | 503 | 42025.0145 |  | 17457.0622 |  | 24567.9522 | 17457.0622 | 24567.9522 | 0.089772 | 0.0064013 | 401 | 11.594 | 27.1954 | 3 | 2.2201 | 5.2038 | -1.0736 | 0.10945 | 0.0052054 | 2.7341 | 294.1513 | 49.7742 | 35.1998 | 1.2207 | 11.6181 | 13.3785 | 2.5353 | 82% | 77.2% | 74.5% | 92.2% | 29.5% | 38.4% | 0.083366 | 0.093975 | 4.2118 | 20.2118 | 4.8486 | 8.9541 | 10.7427 | 7.8662 | 2.0332 | 3.5852 | 11.1756 | 5.8463 | 7.0804 | 3.9278 | 54.3349 | 82.7149 | 61.853 | 93.6685
Sierra | PLACERVILLE 2106935216 | 6109 | 532 | 826.0548 | 1822 | 1389.5488 | 268 | 0.0001044 | 1.9436 | 30.3677 | 0.00017451 | 0.001628 | 0.29199 | 0.59448 | {2AFE09FA-88B1-4B78-BACA-DA079C6170B5} | 153082106 | PLACERVILLE 2106 | 935216 | 38.7574 | -120.7681 | 288 | 281 | 55117.9672 | 34.2488 | 33799.5586 | 21.0021 | 21318.4086 | 33799.5586 | 21318.4086 | 0.4363 | 0.027978 | 224 | 5.0601 | 12.393 | 3 | 1.9512 | 5.223 | 1.6336 | 0.043223 | 0.0057502 | 3.0749 | 295.3875 | 48.0404 | 32.4871 | 1.281 | 11.9976 | 13.8997 | 0.86376 | 81% | 74.8% | 80.5% | 53.7% | 45.1% | 29.8% | 0.085605 | 0.12536 | 2.8772 | 17.6079 | 1.8473 | 6.9391 | 10.256 | 7.458 | 2.1447 | 3.652 | 12.0179 | 5.3967 | 6.7263 | 3.7804 | 59.5946 | 90.3349 | 57.6701 | 95.8251
North Coast | SANTA ROSA A 1111circuit_breaker | 984 | 24 | 41.4999 | 40 | 52.0292 | 5 | 7.4096e-05 | 109.5339 | 52.3899 | 0.0082276 | 0.0010065 | 0.6 | 0.79763 | {4D91C141-515F-4F14-8290-C8268E13D106} | 42151111 | SANTA ROSA A 1111 | circuit_breaker | 38.4368 | -122.7131 | 193 | 753 | 43710.1311 |  | 9029.1633 |  | 34680.9678 | 423.6161 | 995.7306 | 0.0050325 | 0.00037048 | 403 | 5.2567 | 16.8369 | 2 | 1.567 | 4.7858 | -2.7811 | 0.04 | 0.0069594 | 2.6577 | 295.096 | 30.0925 | 29.4484 | 0.85621 | 16.2585 | 18.0994 | 2 | 86.7% | 97.5% | 25.3% | 46.8% | 44.7% | 52.4% | 0.040419 | 0.0425 | 3.4 | 22 | 1.9087 | 5 | 10.6412 | 8.8223 | 1.7872 | 3.2641 | 15.8704 | 11.5834 | 11.5194 | 7.8492 | 53.1247 | 68.2573 | 39.6653 | 61.9193
North Coast | MONTE RIO 1113652 | 4805 | 8 | 12.2688 | 13 | 14.9362 | 1 | 0.00010384 | 0.037818 | 9.6497 | 3.9269e-06 | 0.001002 | 0.61538 | 0.82141 | {7C1CBDE8-4F9F-4F23-AED7-897BEA3B5B02} | 42811113 | MONTE RIO 1113 | 652 | 38.5199 | -122.9782 | 61 | 372 | 9873.0436 |  | 2244.0392 |  | 7629.0044 | 2244.0392 | 7629.0044 | 0.001002 | 0.00010384 | 404 | 13.7912 | 24.9601 | 3 | 1.3695 | 3.9901 | 4.605 | 0.16 | 0.0071187 | 3.6058 | 294.9939 | 26.5914 | 27.4547 | 0.80804 | 17.2286 | 19.3231 | 0.6884 | 86.5% | 72.4% | 57.7% | 73.4% | 35.3% | 62.1% | 0.00083106 | 0.063333 | 17.5 | 22 | 0.19 | 4.3333 | 10.9282 | 8.9757 | 1.9265 | 3.1701 | 16.1669 | 12.8554 | 11.5666 | 9.2931 | 49.3768 | 61.5331 | 39.9328 | 53.4255
Sierra | MOUNTAIN QUARRIES 21016953 | 4869 | 106 | 206.5014 | 284 | 274.6852 | 59 | 4.4921e-05 | 1164.557 | 49.7221 | 0.054874 | 0.00099924 | 0.37324 | 0.75177 | {FD236456-FD03-4755-9CCD-003D8F61CBAE} | 152282101 | MOUNTAIN QUARRIES 2101 | 6953 | 38.8983 | -120.9827 | 77 | 80 | 17193.7085 |  | 9165.9911 |  | 8027.7174 | 9165.9911 | 8027.7174 | 0.058955 | 0.0026503 | 405 | 2.0408 | 10.4216 | 2 | 2.1936 | 5.7471 | 1.1696 | 0.01973 | 0.005722 | 2.6901 | 295.8999 | 48.2388 | 33.9792 | 1.3001 | 12.1235 | 13.8841 | 0.73694 | 70.2% | 84.6% | 15.9% | 45.6% | 54.9% | 36.1% | 0.040672 | 0.030203 | 1.8202 | 17.2809 | 2.0737 | 1.9189 | 8.0699 | 6.4483 | 2.2434 | 4.0391 | 12.7715 | 5.7453 | 8.4749 | 3.937 | 53.7933 | 90.6604 | 54.1091 | 93.4323
North Valley | COTTONWOOD 110131500 | 6021 | 26 | 44.5798 | 206 | 91.808 | 42 | 6.5559e-05 | 629.1126 | 29.6792 | 0.033485 | 0.00099793 | 0.12621 | 0.48558 | {29DB4A9A-9909-45FE-9CC1-C3F1A6A44799} | 102931101 | COTTONWOOD 1101 | 31500 | 40.3697 | -122.3442 | 152 | 113 | 29022.517 |  | 18970.9292 |  | 10051.5878 | 6089.5352 | 2482.4302 | 0.041913 | 0.0027535 | 406 | 2.0762 | 6.017 | 2 | 2.526 | 8.8104 | 0.32932 | 0.013372 | 0.0058898 | 2.0259 | 298.2836 | 48.5821 | 34.4095 | 1.5723 | 12.1537 | 13.9987 | 0.85962 | 73.1% | 74.6% | 56.9% | 26.9% | 81.5% | 41.6% | 0.044847 | 0.0067442 | 1.8511 | 14.4468 | 0.99826 | 2.3953 | 10.1313 | 7.2273 | 2.9092 | 4.8154 | 11.0963 | 5.9379 | 7.3764 | 4.5808 | 62.6814 | 80.1719 | 62.0755 | 91.0955
North Coast | LAYTONVILLE 110268436 | 6617 | 429 | 549.3108 | 660 | 654.1963 | 76 | 0.00014131 | 10.3094 | 13.101 | 0.0013249 | 0.00099721 | 0.65 | 0.83967 | {24BBFADC-BA16-476A-B9B9-40CAD0BAAB16} | 42681102 | LAYTONVILLE 1102 | 68436 | 39.5523 | -123.4252 | 67 | 34 | 20806.3805 |  | 14642.1114 |  | 6164.2691 | 14642.1114 | 6164.2691 | 0.075788 | 0.010739 | 407 | 7.0466 | 17.9994 | 2.4502 | 2.7085 | 7.3821 | -2.0234 | 0.029913 | 0.0064162 | 4.1551 | 293.2037 | 30.8354 | 29.4204 | 0.85903 | 16.2008 | 18.8703 | 0.49317 | 86.3% | 81.7% | 77.3% | 50% | 45.6% | 52% | 0.047329 | 0.082035 | 1.6935 | 12.6774 | 0.4619 | 2.8571 | 11.9863 | 9.4453 | 1.6435 | 3.2382 | 16.8788 | 8.3976 | 10.8852 | 5.4794 | 47.7176 | 83.1471 | 35.6549 | 76.8611
North Coast | MIRABEL 1102332 | 265 | 491 | 749.0699 | 1184 | 1134.8827 | 86 | 0.00014665 | 0.037818 | 12.8314 | 5.5458e-06 | 0.00099656 | 0.4147 | 0.66004 | {98884EB6-8FFE-4527-976C-FBFB7D667FB9} | 42091102 | MIRABEL 1102 | 332 | 38.509 | -122.9241 | 100 | 331 | 27226.5067 |  | 9065.6252 |  | 18160.8815 | 9065.6252 | 18160.8815 | 0.085704 | 0.012612 | 408 | 13.296 | 28.5146 | 3 | 1.6467 | 4.9508 | -0.54159 | 0.10476 | 0.0069566 | 3.7257 | 295.1712 | 27.4916 | 27.9039 | 0.86734 | 16.9107 | 19.0182 | 0.86436 | 86.2% | 80.4% | 79.2% | 81.7% | 47.3% | 58% | 0.10291 | 0.050492 | 3.931 | 17.7126 | 1.5116 | 9.5484 | 10.9228 | 8.8941 | 2.0004 | 3.273 | 15.907 | 12.5818 | 11.8187 | 9.3632 | 50.3407 | 63.3373 | 40.11 | 54.2057
North Coast | FITCH MOUNTAIN 1113356 | 6839 | 648 | 814.8158 | 1505 | 1306.9216 | 138 | 0.00012455 | 5.616 | 6.7232 | 0.00067697 | 0.00049478 | 0.43056 | 0.62346 | {F1192C47-0912-4CBD-BF6E-19925F71459A} | 42751113 | FITCH MOUNTAIN 1113 | 356 | 38.5838 | -122.8803 | 197 | 177 | 44437.6908 | 27.6124 | 24401.1439 | 15.1622 | 20036.5469 | 15672.6029 | 13870.9457 | 0.068279 | 0.017187 | 813 | 8.9698 | 19.8996 | 2.5922 | 1.7294 | 5.4093 | -2.105 | 0.053475 | 0.0068207 | 3.2357 | 296.578 | 32.7191 | 31.7485 | 1.0466 | 15.6415 | 17.5807 | 0.56466 | 68.9% | 63.3% | 69.3% | 56.3% | 68.1% | 46.4% | 0.070822 | 0.073121 | 1.7557 | 16.032 | 1.2882 | 5.3369 | 11.0072 | 9.0451 | 2.326 | 3.7177 | 14.6556 | 10.6395 | 10.4534 | 7.6039 | 56.6634 | 73.3607 | 45.5596 | 64.1487
North Valley | ELK CREEK 11012008 | 2559 | 32 | 65.5345 | 61 | 74.5406 | 21 | 5.6234e-05 | 2027.7309 | 25.8096 | 0.10628 | 0.00099472 | 0.52459 | 0.87918 | {49F083FF-CCD6-4656-915A-45D76A900BBC} | 102781101 | ELK CREEK 1101 | 2008 | 39.3676 | -122.5485 | 197 | 197 | 37775.8985 |  | 29199.3162 |  | 8576.5823 | 8128.4527 | 2985.6099 | 0.020889 | 0.0011809 | 410 | 0.82825 | 2.8787 | 2 | 2.7237 | 8.0698 | -0.19763 | 0.0020952 | 0.0058855 | 1.4442 | 297.6891 | 46.4895 | 31.5937 | 1.4175 | 12.963 | 14.2495 | 1.2902 | 72.5% | 69.9% | 48.8% | 2.9% | 63.3% | 85.5% | 0.085667 | 0.0022857 | 1.7736 | 15.283 | 0.58333 | 0.58095 | 8.0786 | 6.489 | 2.614 | 4.5668 | 12.9033 | 6.5691 | 8.2911 | 4.4906 | 58.2626 | 82.1038 | 54.2323 | 88.4928
North Coast | HIGHLANDS 110439458 | 524 | 28 | 39.1217 | 75 | 59.2926 | 15 | 0.00010304 | 1.4282 | 12.7676 | 0.00016115 | 0.00099137 | 0.37333 | 0.65981 | {F73918F2-BDFA-403D-8839-D569F0C45575} | 43361104 | HIGHLANDS 1104 | 39458 | 38.9376 | -122.628 | 157 | 456 | 29741.7477 |  | 8594.1592 |  | 21147.5885 | 1626.6223 | 2480.402 | 0.014871 | 0.0015456 | 411 | 6.943 | 19.8038 | 2 | 2.3785 | 7.2547 | -0.1966 | 0.020435 | 0.0060857 | 1.9771 | 296.5571 | 41.1619 | 31.517 | 1.2145 | 13.968 | 15.5068 | 19.2356 | 86% | 80.1% | 56.3% | 56% | 89.4% | 13.8% | 0.48775 | 0.02087 | 4.4762 | 17.9524 | 1.64 | 3.2609 | 9.4573 | 6.9465 | 2.3337 | 4.0515 | 13.4454 | 7.5783 | 8.3258 | 4.5941 | 52.8589 | 74.0228 | 51.2662 | 82.4074
Central Valley | PEORIA 1705circuit_breaker | 7909 | 48 | 67.2719 | 276 | 149.4863 | 52 | 4.5404e-05 | 1836.3553 | 38.2797 | 0.088447 | 0.00099039 | 0.17391 | 0.45002 | {7B5B2CF8-2901-483C-B55E-83E22B23519F} | 163781705 | PEORIA 1705 | circuit_breaker | 37.9037 | -120.4973 | 49 | 25 | 13356.6736 |  | 11472.2383 |  | 1884.4353 | 11339.1152 | 1884.4353 | 0.0515 | 0.002361 | 412 | 1.4515 | 4.329 | 2 | 2.047 | 5.6379 | -1.3334 | 0.0039735 | 0.0062136 | 1.8259 | 297.3401 | 45.4885 | 35.7689 | 1.3316 | 12.9545 | 14.3762 | 0.69892 | 81.8% | 78.4% | 49% | 18% | 65.9% | 74.3% | 0.007397 | 0.018477 | 1.8462 | 14.6154 | 0.68298 | 1.8278 | 10.7777 | 8.122 | 2.3421 | 4.0482 | 12.7014 | 6.967 | 9.1931 | 4.7127 | 52.6687 | 85.2681 | 53.3169 | 86.1036
North Coast | MONTE RIO 1111240 | 7943 | 183 | 308.2358 | 305 | 376.3744 | 33 | 0.00019643 | 0.037817 | 9.5883 | 7.4283e-06 | 0.00098415 | 0.6 | 0.81896 | {561B7435-E1A2-417A-BAD2-8DB925A728A4} | 42811111 | MONTE RIO 1111 | 240 | 38.4715 | -123.0471 | 82 | 182 | 16097.1097 |  | 4934.4459 |  | 11162.6638 | 4934.4459 | 11162.6638 | 0.032477 | 0.0064821 | 413 | 13.935 | 27.7516 | 3 | 1.874 | 5.354 | -8.0086 | 0.13282 | 0.0072214 | 3.7717 | 294.2194 | 22.8112 | 23.4078 | 0.70948 | 18.0031 | 20.1589 | 1.0941 | 85.8% | 71.9% | 93.3% | 79.2% | 19.6% | 84.6% | 0.15418 | 0.19821 | 4.0968 | 19.9333 | 0.24115 | 3.9103 | 10.8851 | 8.9696 | 1.736 | 2.7775 | 16.7979 | 14.2327 | 12.7514 | 11.015 | 43.3639 | 50.234 | 35.8601 | 45.4933
North Coast | MIDDLETOWN 1101614 | 8265 | 214 | 248.1732 | 313 | 298.1535 | 25 | 0.00017644 | 0.037817 | 9.1719 | 6.6725e-06 | 0.00097678 | 0.68371 | 0.83237 | {BEE7985F-2DE6-4F21-8751-BD293BFF69B9} | 43141101 | MIDDLETOWN 1101 | 614 | 38.8266 | -122.7269 | 39 | 132 | 9225.1851 |  | 2239.5087 |  | 6985.6764 | 2239.5087 | 6985.6764 | 0.024419 | 0.004411 | 414 | 14.4259 | 28.3317 | 3 | 3.2745 | 8.6859 | -4.0644 | 0.15393 | 0.0061417 | 3.7019 | 293.9528 | 44.3009 | 35.6725 | 1.1696 | 12.9503 | 15.1298 | 0.9932 | 85.7% | 70.1% | 89.1% | 81.2% | 80% | 1.7% | 0.10792 | 0.028929 | 6.72 | 22 | 2.6968 | 11.1786 | 10.46 | 7.8365 | 2.2547 | 4.0031 | 13.2056 | 5.6745 | 6.6275 | 3.7505 | 57.7979 | 92.968 | 54.2306 | 94.6595
North Coast | SANTA ROSA A 1111114 | 5720 | 208 | 339.8656 | 566 | 522.15 | 79 | 5.3236e-05 | 9.9854 | 36.8434 | 0.00049331 | 0.00097605 | 0.36749 | 0.6509 | {7B87BD32-83E4-4831-8C0E-079887A90817} | 42151111 | SANTA ROSA A 1111 | 114 | 38.4282 | -122.6766 | 259 | 373 | 43288.8385 |  | 18440.8581 |  | 24847.9804 | 9582.7736 | 9804.7997 | 0.077108 | 0.0042057 | 415 | 5.0691 | 11.4088 | 2.0252 | 2.0456 | 5.7173 | -0.54972 | 0.051006 | 0.0070015 | 2.7331 | 294.9029 | 31.74 | 30.1983 | 0.85928 | 15.8066 | 17.6591 | 6.0874 | 85.5% | 95.4% | 5.6% | 27.6% | 45.9% | 48% | 0.078394 | 0.051258 | 2.1346 | 15.0769 | 2.0336 | 3.5597 | 10.3795 | 8.5263 | 1.7653 | 3.2944 | 15.6018 | 10.6758 | 10.8011 | 7.0319 | 54.8229 | 71.6465 | 41.4401 | 67.0313
North Valley | CRESCENT MILLS 21013113 | 4407 | 75 | 102.448 | 125 | 124.2524 | 20 | 1.4737e-05 | 0.40318 | 79.5255 | 5.9324e-06 | 0.00097407 | 0.6 | 0.82452 | {D5CA112C-3EC7-4528-9692-3AB30AFB57CC} | 103132101 | CRESCENT MILLS 2101 | 3113 | 40.092 | -120.9139 | 11 | 12 | 3154.2144 |  | 1919.7007 |  | 1234.5137 | 1853.1278 | 1234.5137 | 0.019481 | 0.00029473 | 416 | 7.3456 | 15.3927 | 2 | 2.2994 | 6.7942 | -5.0206 | 0.046176 | 0.0042609 | 3.0748 | 291.0329 | 44.5895 | 36.4621 | 1.015 | 12.5447 | 14.7257 | 1.9897 | 72.3% | 94.9% | 11% | 67.1% | 11% | 69.4% | 0.031941 | 0.045 | 1.8333 | 15 | 2.2544 | 3.6765 | 12.6185 | 10.2019 | 1.7941 | 3.114 | 12.7108 | 6.2685 | 7.6438 | 4.9195 | 56.9157 | 92.6437 | 55.6046 | 89.4917
Central Valley | CORRAL 110112608 | 7203 | 96 | 294.4382 | 427 | 398.0455 | 124 | 3.0754e-05 | 2649.7696 | 59.5906 | 0.082751 | 0.0009063 | 0.22482 | 0.73971 | {BB1AB0D8-04B4-4BAF-B0BB-9DFA5174A1E7} | 162991101 | CORRAL 1101 | 12608 | 38.1339 | -120.9255 | 246 | 268 | 36355.7135 | 22.5904 | 27099.2397 | 16.8387 | 9256.4738 | 27099.2397 | 9256.4738 | 0.11238 | 0.0038135 | 454 | 0.65879 | 2.3331 | 2 | 1.9232 | 5.8854 | 0.59375 | 0.013899 | 0.0064636 | 1.4169 | 297.7496 | 43.1976 | 31.3439 | 1.3096 | 13.4874 | 14.7683 | 0.9088 | 80% | 86.2% | 28.4% | 5.8% | 59.9% | 94% | 0.055286 | 0.024371 | 1.9805 | 15.5992 | 1.6721 | 1.3428 | 11.4247 | 8.122 | 2.4305 | 3.888 | 12.8607 | 7.6658 | 9.5455 | 5.3057 | 47.3113 | 66.0792 | 53.3244 | 79.7463
Central Coast | OCEANO 1104Q08 | 2480 | 451 | 1461.0782 | 1592 | 2128.0469 | 180 | 1.8861e-05 | 960.7546 | 32.8802 | 0.016661 | 0.000303 | 0.28329 | 0.68658 | {7C50129A-5CE2-426F-8AEE-1DAC2E3B9D18} | 182601104 | OCEANO 1104 | Q08 | 35.1481 | -120.5893 | 236 | 269 | 35577.1662 | 22.1067 | 19963.0067 | 12.4045 | 15614.1595 | 19963.0067 | 15614.1595 | 0.05454 | 0.0033949 | 1103 | 1.6794 | 5.7974 | 2 | 2.0356 | 6.5148 | -0.90954 | 0.0232 | 0.0074425 | 1.0105 | 294.8406 | 31.3877 | 31.7832 | 0.74881 | 16.163 | 17.031 | 2.6879 | 79.9% | 97.2% | 11.4% | 32.1% | 21.8% | 75.3% | 0.13008 | 0.033673 | 2.4058 | 17.6763 | 3.3902 | 5.7891 | 9.8326 | 9.3524 | 1.7837 | 2.8231 | 14.6335 | 13.5388 | 10.9694 | 9.8463 | 57.5735 | 59.2597 | 45.0553 | 50.7748
Central Coast | PAUL SWEET 2106428102 | 6723 | 1676 | 3179.9126 | 3201 | 4072.4648 | 184 | 9.1172e-05 | 0.037878 | 5.6357 | 3.455e-06 | 0.00029923 | 0.52359 | 0.78083 | {20C18C61-423B-413F-AE41-A93513864053} | 83252106 | PAUL SWEET 2106 | 428102 | 36.9976 | -121.9515 | 256 | 356 | 41269.6868 | 25.6439 | 20879.8446 | 12.9742 | 20389.8422 | 19212.6145 | 16930.9581 | 0.055059 | 0.016776 | 1110 | 7.6744 | 18.7912 | 2.8132 | 1.4446 | 3.8632 | 0.33974 | 0.058242 | 0.0071272 | 2.1204 | 295.2685 | 31.4437 | 25.22 | 0.82658 | 15.8645 | 17.4244 | 4.2892 | 79.5% | 66.5% | 83.2% | 79.5% | 29.1% | 66.5% | 0.12702 | 0.057326 | 2.6281 | 17.8191 | 2.0733 | 11.7253 | 7.295 | 6.5371 | 1.8215 | 3.3557 | 15.048 | 11.2576 | 9.4105 | 6.8693 | 41.1722 | 52.6173 | 43.5433 | 65.0441
Central Coast | BIG BASIN 110165444 | 6991 | 62 | 114.9018 | 130 | 154.5088 | 7 | 0.00017685 | 0.037818 | 9.3552 | 6.6881e-06 | 0.00097226 | 0.47692 | 0.74366 | {E247FC6E-157B-4272-AEDD-8C777FFAAD92} | 82841101 | BIG BASIN 1101 | 65444 | 37.1278 | -122.1229 | 15 | 46 | 2594.9274 |  | 738.7266 |  | 1856.2008 | 738.7266 | 1856.2008 | 0.0068058 | 0.001238 | 420 | 11.1731 | 23.7208 | 3 | 1.8634 | 4.5269 | -8.457 | 0.15875 | 0.0066259 | 4.3817 | 295.1177 | 35.4198 | 33.4744 | 0.9755 | 14.9164 | 16.9184 | 3.7299 | 96.5% | 79.9% | 95.4% | 95.6% | 50.9% | 46.9% | 0.1189 | 0.07125 | 5.625 | 19.875 | 0.935 | 16.25 | 10.5376 | 9.0782 | 1.848 | 3.5296 | 14.7856 | 9.6092 | 9.7965 | 6.4179 | 56.1367 | 76.4022 | 45.138 | 71.7583
Sierra | EL DORADO PH 2101circuit_breaker | 2461 | 977 | 1196.093 | 3141 | 2124.0742 | 254 | 0.00010395 | 0.037904 | 10.6885 | 3.9381e-06 | 0.00060602 | 0.31105 | 0.56311 | {9026688D-0DDE-43F9-BDC1-1D8B37EA23F4} | 152762101 | EL DORADO PH 2101 | circuit_breaker | 38.7935 | -120.6195 | 326 | 590 | 57521.0022 | 35.742 | 26755.9987 | 16.6254 | 30765.0035 | 26755.9987 | 30765.0035 | 0.15393 | 0.026404 | 662 | 13.2857 | 28.19 | 3 | 2.1452 | 6.7393 | 2.5397 | 0.096122 | 0.0053372 | 3.7492 | 294.1616 | 48.3086 | 32.7583 | 1.2383 | 11.6778 | 13.8316 | 3.0309 | 55.9% | 38.8% | 80.2% | 98.3% | 30.2% | 9.5% | 0.1362 | 0.045647 | 2.7902 | 18.2806 | 4.594 | 7.1007 | 8.5275 | 5.967 | 2.0701 | 3.9311 | 12.8178 | 5.8324 | 8.187 | 3.98 | 48.7634 | 82.1105 | 53.3072 | 93.2023
North Valley | WYANDOTTE 11091520 | 2349 | 68 | 117.0903 | 319 | 194.461 | 51 | 5.3584e-05 | 2064.6899 | 33.824 | 0.10437 | 0.00096061 | 0.21317 | 0.60213 | {FC542AC7-29DE-47A0-A073-41001E21B2E1} | 102911109 | WYANDOTTE 1109 | 1520 | 39.4583 | -121.5318 | 392 | 694 | 68729.8516 |  | 31750.549 |  | 36979.3026 | 5746.3127 | 4012.8665 | 0.048991 | 0.0027328 | 422 | 1.4876 | 3.4318 | 2 | 2.4483 | 7.5341 | 0.60852 | 0.016162 | 0.0065666 | 1.9591 | 297.9892 | 45.2767 | 31.5819 | 1.3838 | 12.9328 | 14.5108 | 1.6353 | 72% | 78.2% | 45.7% | 6.9% | 54.6% | 84.7% | 0.021775 | 0.049293 | 1.7231 | 15.8095 | 2.209 | 3.2222 | 9.6516 | 6.8844 | 2.6409 | 4.2406 | 11.8557 | 6.4617 | 8.3354 | 4.4761 | 50.547 | 83.414 | 57.3679 | 88.5408
Sierra | PENRYN 11052406 | 5262 | 241 | 333.0509 | 546 | 466.7063 | 50 | 7.8252e-05 | 389.6312 | 21.3567 | 0.030981 | 0.00096001 | 0.44139 | 0.71362 | {EB4C43F2-5A6C-4135-94F6-89D7E69DB625} | 152561105 | PENRYN 1105 | 2406 | 38.8519 | -121.1656 | 269 | 436 | 41610.1168 |  | 19927.713 |  | 21682.4038 | 4637.0241 | 3868.4688 | 0.048 | 0.0039126 | 423 | 2.6766 | 7.0405 | 2 | 2.3918 | 6.2811 | -0.73022 | 0.040563 | 0.0065774 | 2.1338 | 297.1347 | 43.8476 | 30.7903 | 1.2925 | 13.1896 | 14.7087 | 1.4582 | 69.8% | 65% | 50.5% | 22.2% | 50.7% | 90.5% | 0.08245 | 0.033662 | 2.1522 | 17.5217 | 5.4082 | 7.6901 | 9.1613 | 6.5917 | 2.391 | 4.2179 | 12.8611 | 6.518 | 8.9891 | 4.4375 | 50.6321 | 75.5051 | 53.0587 | 86.6494
Central Valley | OAKHURST 110210100 | 5902 | 252 | 345.0071 | 629 | 529.1365 | 125 | 7.7675e-05 | 164.9566 | 13.0855 | 0.012355 | 0.00049312 | 0.40064 | 0.65202 | {97C68D50-1C62-46F3-99B5-57378B7629BD} | 254421102 | OAKHURST 1102 | 10100 | 37.3272 | -119.6493 | 259 | 308 | 36808.859 | 22.872 | 18754.034 | 11.6532 | 18054.825 | 16350.2682 | 11587.4436 | 0.06164 | 0.0097094 | 819 | 3.5417 | 12.3063 | 2.0312 | 1.8567 | 4.5957 | 1.2028 | 0.030312 | 0.00603 | 2.0663 | 296.7534 | 50.797 | 33.2937 | 1.4228 | 11.3891 | 12.8268 | 9.7147 | 63.2% | 52% | 79.2% | 61.2% | 80% | 28.6% | 0.092224 | 0.051444 | 2.8252 | 15.6403 | 2.2603 | 2.808 | 8.7364 | 7.6772 | 2.4099 | 3.9943 | 10.8491 | 6.2872 | 6.9231 | 4.3276 | 49.4929 | 70.0654 | 64.2862 | 89.2729
Sierra | CHALLENGE 11021064 | 5557 | 281 | 387.0668 | 519 | 497.9781 | 51 | 0.00014663 | 1.7739 | 11.9209 | 0.0002464 | 0.00095585 | 0.54143 | 0.77728 | {B35DE979-0877-4DCD-A99D-B482E8F19A15} | 103201102 | CHALLENGE 1102 | 1064 | 39.482 | -121.2419 | 266 | 224 | 47056.516 |  | 32164.5669 |  | 14891.9492 | 32164.5669 | 14891.9492 | 0.048748 | 0.0074781 | 425 | 8.4871 | 16.9416 | 2.9139 | 2.7523 | 7.3374 | -0.53666 | 0.064569 | 0.0055063 | 4.2569 | 294.9889 | 47.2667 | 33.2134 | 1.2455 | 12.0355 | 14.2374 | 0.71571 | 69.5% | 42.3% | 98.3% | 74.9% | 33.4% | 32.4% | 0.010696 | 0.073493 | 1.9451 | 14.8903 | 2.3616 | 8.1435 | 9.9301 | 7.2195 | 2.0725 | 3.7565 | 12.7581 | 5.7284 | 8.0346 | 3.8689 | 54.6202 | 93.6341 | 53.1326 | 93.9565
Sierra | VACA DIXON 110118292 | 7265 | 1 | 1.4572 | 13 | 6.2439 | 5 | 4.7698e-05 | 4777.3156 | 126.4097 | 0.22738 | 0.00095557 | 0.076923 | 0.23337 | {C14F8C7D-2418-4308-A5BD-32845AC90D2E} | 63591101 | VACA DIXON 1101 | 18292 | 38.4006 | -121.9626 | 135 | 111 | 15813.9414 |  | 9364.4146 |  | 6449.5268 | 1339.9258 | 632.3378 | 0.0047779 | 0.00023849 | 426 | 1.2461 | 4.0277 | 2 | 2.8683 | 7.9832 | -0.38938 | 0.0086957 | 0.0063449 | 1.6282 | 298.4569 | 45.5398 | 40.3292 | 1.3991 | 12.9378 | 14.2238 | 11.49 | 69.3% | 97% | 17.3% | 6.6% | 98.5% | 83.4% | 0.098974 | 0.0069565 | 1.6429 | 12.2857 | 0.30174 | 0.56522 | 8.2951 | 7.0726 | 2.5674 | 4.3068 | 11.4214 | 7.4989 | 8.7028 | 5.0852 | 62.9746 | 82.8536 | 58.8445 | 82.1914
North Valley | BANGOR 110180670 | 5473 | 166 | 291.9746 | 641 | 424.7271 | 162 | 5.6429e-05 | 1698.1852 | 45.3779 | 0.088885 | 0.0013859 | 0.25897 | 0.68744 | {CB9FA698-E2B3-4923-A1DA-DA7C548C122C} | 103191101 | BANGOR 1101 | 80670 | 39.3883 | -121.4056 | 205 | 210 | 36819.1235 | 22.8784 | 26656.2925 | 16.5635 | 10162.831 | 22220.3587 | 8471.2546 | 0.22452 | 0.0091415 | 273 | 1.7375 | 4.8036 | 2 | 2.6934 | 7.4793 | 0.13897 | 0.012253 | 0.0065831 | 2.2691 | 297.7063 | 45.8382 | 32.4928 | 1.3861 | 12.7889 | 14.4392 | 0.80143 | 82.1% | 86.6% | 49.1% | 17.9% | 55.5% | 79.5% | 0.060507 | 0.034642 | 1.8617 | 15.2181 | 1.6597 | 2.1877 | 9.0032 | 6.6646 | 2.632 | 4.3746 | 12.0623 | 6.1789 | 8.2481 | 4.1997 | 50.9229 | 89.0294 | 57.0541 | 90.7181
Sierra | BRUNSWICK 110633050 | 4205 | 87 | 117.8074 | 271 | 206.089 | 22 | 0.00010221 | 0.037818 | 14.427 | 3.8652e-06 | 0.00095369 | 0.32103 | 0.57163 | {C51D56F7-8B75-4353-BFFF-B24BA2EBAE80} | 152481106 | BRUNSWICK 1106 | 33050 | 39.1499 | -121.0366 | 119 | 304 | 20191.425 |  | 6143.4432 |  | 14047.9818 | 1491.043 | 2968.8036 | 0.020981 | 0.0022485 | 428 | 10.6491 | 23.1743 | 2 | 1.8468 | 5.4109 | -2.8494 | 0.10448 | 0.0055445 | 3.4934 | 294.7398 | 45.6755 | 32.2069 | 1.1743 | 12.5739 | 14.5934 | 4.0196 | 69% | 49.9% | 77.8% | 94.9% | 18.5% | 72% | 0.1273 | 0.026897 | 3.6 | 20.64 | 2.9297 | 9.3448 | 8.5365 | 6.6071 | 2.0216 | 3.6266 | 13.481 | 5.9012 | 8.7159 | 4.0264 | 50.9627 | 91.0032 | 50.7694 | 92.0971
Central Coast | SANTA YNEZ 1102circuit_breaker | 6799 | 28 | 54.4342 | 71 | 78.7163 | 13 | 4.4328e-05 | 2722.2783 | 88.0882 | 0.1135 | 0.00095261 | 0.39437 | 0.69152 | {248D5525-98DB-494D-8A88-8F5511E7C8B0} | 182721102 | SANTA YNEZ 1102 | circuit_breaker | 34.6252 | -120.119 | 297 | 391 | 30440.5735 |  | 14333.2897 |  | 16107.2838 | 1351.6956 | 445.0694 | 0.012384 | 0.00057627 | 429 | 1.7156 | 6.0123 | 2 | 2.7256 | 8.0174 | -1.6802 | 0.013333 | 0.0069239 | 0.86177 | 297.5857 | 36.3587 | 34.3066 | 1.0398 | 15.084 | 15.7646 | 11.3926 | 96.2% | 100% | 55.5% | 34.4% | 75.8% | 50.2% | 0.10486 | 0.015714 | 1.8667 | 11.8 | 0.97524 | 3.381 | 12.4067 | 10.702 | 2.1075 | 3.3176 | 13.0012 | 12.0199 | 7.4687 | 8.0125 | 65.9407 | 68.7738 | 55.6984 | 59.6836
Sierra | SHINGLE SPRINGS 210819762 | 2860 | 62 | 104.9494 | 164 | 144.7393 | 42 | 8.0316e-05 | 182.1838 | 27.9865 | 0.016352 | 0.00095015 | 0.37805 | 0.72509 | {37338E68-AEEA-49C6-B1EE-76E1EAD86B81} | 153652108 | SHINGLE SPRINGS 2108 | 19762 | 38.6602 | -120.9714 | 115 | 74 | 12220.1289 |  | 8714.0124 |  | 3506.1165 | 6558.8623 | 3456.9669 | 0.039906 | 0.0033733 | 430 | 1.7667 | 6.015 | 2.6714 | 2.335 | 5.9646 | 1.0736 | 0.021429 | 0.0060726 | 2.4361 | 297.0607 | 47.0417 | 33.2577 | 1.355 | 12.3788 | 14.072 | 10.2722 | 68.8% | 72.3% | 52.4% | 15.6% | 91.7% | 57.1% | 0.21164 | 0.060429 | 2.8077 | 15.5385 | 1.7983 | 2.3429 | 7.4306 | 5.6598 | 2.4666 | 4.2243 | 12.7536 | 6.3496 | 8.4932 | 4.2367 | 48.7978 | 81.1285 | 54.4719 | 90.2332
Central Coast | CURTIS 17048140 | 1390 | 1 | 2.8532 | 98 | 76.8559 | 3 | 7.7986e-05 | 0.037818 | 16.2147 | 2.9493e-06 | 0.00094899 | 0.010204 | 0.037123 | {44BC81C9-8540-477A-9326-99FB3CD481E2} | 163351704 | CURTIS 1704 | 8140 | 38.0068 | -120.3479 | 394 | 469 | 70369.299 |  | 42473.8563 |  | 27895.4428 | 42473.8563 | 27895.4428 | 0.002847 | 0.00023396 | 431 | 6.9007 | 14.7923 | 2.7729 | 2.1868 | 5.9667 | 0.69214 | 0.053559 | 0.0055873 | 2.2958 | 295.4116 | 48.6408 | 36.0885 | 1.2631 | 12.0761 | 13.6608 | 1.5173 | 96% | 90.9% | 77.5% | 68.3% | 91% | 0.5% | 0.041092 | 0.11969 | 2.1926 | 17.4063 | 5.1372 | 9.6932 | 11.3647 | 8.2991 | 2.0997 | 3.7849 | 11.7464 | 6.049 | 7.7123 | 4.115 | 53.9714 | 86.1706 | 59.4856 | 92.1228
Bay Area | HALF MOON BAY 11038894 | 4148 | 1158 | 2095.484 | 2130 | 2616.0454 | 179 | 3.3923e-05 | 0.037818 | 1.1478 | 1.2829e-06 | 3.8464e-05 | 0.54366 | 0.80101 | {65F40270-9C1F-4F03-A2E4-A1FA52E4266C} | 24101103 | HALF MOON BAY 1103 | 8894 | 37.25 | -122.3601 | 164 | 190 | 36973.666 | 22.9744 | 18161.0155 | 11.2848 | 18812.6505 | 18016.3153 | 18662.9325 | 0.006885 | 0.0060722 | 2405 | 7.9724 | 16.3161 | 2 | 2.3998 | 6.5564 | -3.1238 | 0.064606 | 0.0071384 | 1.9767 | 293.3363 | 27.0988 | 28.1 | 0.64914 | 16.9353 | 18.5935 | 0.2729 | 32.3% | 46.3% | 26.7% | 78.8% | 10% | 92.9% | 0.090915 | 0.11962 | 2.0533 | 15.6391 | 2.1979 | 6.7192 | 12.0205 | 10.3348 | 1.5523 | 2.9623 | 15.9596 | 12.6458 | 10.4026 | 7.4529 | 59.0126 | 63.0953 | 39.7699 | 59.8436
North Coast | MONTE RIO 11131067 | 8974 | 87 | 150.2282 | 184 | 203.5154 | 12 | 0.0001403 | 0.037818 | 9.5067 | 5.306e-06 | 0.00094329 | 0.47283 | 0.73817 | {CBD25292-9F23-4669-82FC-DDD3751DA0D4} | 42811113 | MONTE RIO 1113 | 1067 | 38.4934 | -123.0059 | 17 | 148 | 6562.6591 |  | 1294.5528 |  | 5268.1063 | 1294.5528 | 5268.1063 | 0.011319 | 0.0016837 | 433 | 20.6011 | 64.8801 | 3 | 1.6415 | 4.3505 | -6.3371 | 0.15937 | 0.0071414 | 3.4751 | 294.8709 | 23.2657 | 23.625 | 0.75508 | 17.9364 | 20.0103 | 7.665 | 85% | 71.5% | 76.3% | 99.3% | 25.9% | 80.9% | 0.25169 | 0.034727 | 10.6154 | 22.0769 | 0.91312 | 11.5 | 10.8878 | 8.9243 | 1.767 | 2.9071 | 16.7073 | 14.1235 | 13.1053 | 11.0906 | 43.5582 | 50.4965 | 35.434 | 45.842
Bay Area | LONE TREE 210521210 | 1138 | 159 | 448.0972 | 218 | 472.0007 | 34 | 3.9048e-05 | 1967.9994 | 38.4378 | 0.078105 | 0.00093871 | 0.72936 | 0.94936 | {175EAA06-BA71-4C85-BCC5-D0819BAB887B} | 13232105 | LONE TREE 2105 | 21210 | 37.9253 | -121.7602 | 132 | 56 | 31784.9767 |  | 25986.6286 |  | 5798.3481 | 16983.4147 | 5120.9116 | 0.031916 | 0.0013276 | 434 | 1.3583 | 3.8079 | 2 | 3.7154 | 9.4321 | -1.575 | 0.0011741 | 0.0066306 | 1.3372 | 297.0258 | 41.8 | 35.1748 | 1.178 | 13.7653 | 15.0297 | 0.73884 | 98.9% | 98.2% | 31.6% | 4.7% | 96.6% | 6.7% | 0.047672 | 0.0072065 | 1.2105 | 13.2421 | 1.3122 | 0.88259 | 6.7935 | 6.0587 | 2.2124 | 3.785 | 12.9996 | 8.5448 | 9.7832 | 5.6922 | 52.7636 | 69.9021 | 51.8511 | 77.3989
North Coast | MONTE RIO 1113532 | 4764 | 59 | 105.6813 | 92 | 123.6544 | 5 | 0.00013779 | 0.037818 | 15.2824 | 5.211e-06 | 0.00093867 | 0.6413 | 0.85465 | {3A330D41-F506-49D1-A8AC-21EA6FC6FDFA} | 42811113 | MONTE RIO 1113 | 532 | 38.4949 | -123.0109 | 11 | 47 | 2867.1636 |  | 836.4221 |  | 2030.7415 | 836.4221 | 2030.7415 | 0.0046934 | 0.00068896 | 435 | 22.9821 | 50.6622 | 3 | 1.7328 | 4.6296 | 5.0175 | 0.214 | 0.0071469 | 3.4946 | 294.7824 | 23.1126 | 23.4962 | 0.74591 | 17.9663 | 20.0456 | 0.92776 | 84.8% | 84.9% | 74.9% | 96.9% | 23.4% | 82.8% | 0.21546 | 0.042 | 8.75 | 22.25 | 0.76 | 18.4 | 10.8839 | 8.9311 | 1.7526 | 2.8787 | 16.7231 | 14.1686 | 13.102 | 11.1459 | 43.3836 | 50.1935 | 35.3511 | 45.579
Central Coast | FELTON 0401circuit_breaker | 8127 | 34 | 58.8042 | 50 | 67.2724 | 7 | 0.00018946 | 0.037818 | 13.7632 | 7.165e-06 | 0.00093816 | 0.68 | 0.87412 | {B2DB007C-B536-4565-AFB8-FF22CE3BFDE5} | 83140401 | FELTON 0401 | circuit_breaker | 37.0489 | -122.0646 | 48 | 55 | 6269.6055 |  | 4116.7901 |  | 2152.8154 | 3781.4684 | 1784.8535 | 0.0065671 | 0.0013262 | 436 | 7.8719 | 19.9988 | 3 | 1.4663 | 3.8473 | -2.5791 | 0.13778 | 0.0068346 | 3.4851 | 296.7577 | 32.4866 | 30.6027 | 1.0358 | 15.7494 | 17.5995 | 5.218 | 95.8% | 87.8% | 96.9% | 82.1% | 74.7% | 63.4% | 0.30655 | 0.048889 | 7.75 | 19.5 | 0.11333 | 5.5556 | 9.6665 | 8.469 | 1.9439 | 3.6291 | 15.2021 | 11.0784 | 10.7109 | 7.4244 | 51.7402 | 65.9013 | 42.9801 | 64.1796
North Valley | OREGON TRAIL 11021382 | 3982 | 205 | 383.5163 | 581 | 513.0646 | 81 | 8.3948e-05 | 1306.6094 | 36.2301 | 0.10789 | 0.00093659 | 0.35284 | 0.7475 | {5E999E0A-FF01-4E2B-B970-E4BD7149EAE7} | 103521102 | OREGON TRAIL 1102 | 1382 | 40.6539 | -122.3334 | 116 | 96 | 14284.8305 |  | 8802.4775 |  | 5482.353 | 8802.4775 | 5482.353 | 0.075864 | 0.0067998 | 437 | 5.838 | 20.1138 | 2 | 2.1993 | 7.0127 | 0.3369 | 0.0061905 | 0.0060121 | 3.069 | 298.0723 | 47.7052 | 35.2483 | 1.5765 | 12.2421 | 14.4568 | 1.4926 | 71.4% | 80% | 68.2% | 81.5% | 84.4% | 49.1% | 0.14 | 0.0047793 | 2.3444 | 15.0111 | 3.3191 | 4.6111 | 10.2633 | 7.7684 | 2.8686 | 4.7564 | 11.7036 | 5.5969 | 7.3042 | 4.3325 | 62.5178 | 86.2258 | 59.6701 | 93.5014
Central Valley | KERCKHOFF 1101circuit_breaker | 603 | 23 | 42.8695 | 146 | 92.305 | 42 | 2.5926e-05 | 1182.5006 | 75.1023 | 0.03405 | 0.0009348 | 0.15753 | 0.46443 | {5CEBE369-1234-4C2E-B50B-4FF49A63CB11} | 252561101 | KERCKHOFF 1101 | circuit_breaker | 37.0919 | -119.5525 | 237 | 206 | 40921.5971 |  | 27412.9116 |  | 13508.6855 | 27412.9116 | 13508.6855 | 0.039262 | 0.0010889 | 438 | 1.7216 | 5.9908 | 2 | 2.0841 | 4.9985 | 0.30572 | 0.0066304 | 0.0057171 | 1.5828 | 297.7892 | 55.8655 | 36.8306 | 1.5455 | 10.5253 | 11.7339 | 0.7764 | 81.2% | 89% | 22% | 31.5% | 92% | 12% | 0.092122 | 0.041692 | 2.1393 | 14.1508 | 0.1331 | 0.39674 | 6.7233 | 6.1881 | 2.7028 | 4.189 | 9.8438 | 5.934 | 6.4276 | 4.0832 | 51.1354 | 72.2114 | 69.8554 | 91.7608
Sierra | WISE 11022234 | 6949 | 75 | 146.8273 | 416 | 289.1162 | 80 | 5.38e-05 | 1760.4052 | 33.6348 | 0.090965 | 0.00093377 | 0.18029 | 0.50785 | {2EBA7959-7933-4246-BD38-55C2DE2602D7} | 152271102 | WISE 1102 | 2234 | 38.8955 | -121.1358 | 257 | 280 | 40412.5812 |  | 24231.786 |  | 16180.7952 | 24231.786 | 16180.7952 | 0.074701 | 0.004304 | 439 | 2.5243 | 7.4487 | 2 | 2.5349 | 6.3164 | 1.4854 | 0.028369 | 0.0063932 | 2.1758 | 296.7844 | 46.9391 | 33.1764 | 1.3133 | 12.4742 | 14.0566 | 1.2199 | 68.5% | 76.8% | 23.4% | 26.1% | 67.6% | 65.6% | 0.047661 | 0.031015 | 2.0887 | 15.9718 | 0.63748 | 1.28 | 9.0305 | 6.5361 | 2.4076 | 4.2413 | 12.3179 | 6.1107 | 8.4525 | 4.1536 | 56.4499 | 83.0178 | 56.5369 | 90.2815
Central Coast | CAMP EVERS 210533542 | 8278 | 652 | 1086.4662 | 1118 | 1364.4531 | 39 | 0.00015998 | 0.037818 | 12.8163 | 6.0502e-06 | 0.00093268 | 0.58318 | 0.79626 | {7CFF45FB-01BE-445B-B5D9-024236B07470} | 83622105 | CAMP EVERS 2105 | 33542 | 37.0905 | -122.0456 | 73 | 112 | 9737.8527 |  | 3984.6462 |  | 5753.2065 | 3984.6462 | 5753.2065 | 0.036375 | 0.0062393 | 440 | 11.1177 | 23.4267 | 3 | 1.6194 | 4.0475 | -0.50474 | 0.11469 | 0.0071495 | 3.3035 | 296.7491 | 31.0012 | 28.0309 | 0.97658 | 16.0526 | 17.8624 | 0.98725 | 95.6% | 86.8% | 93.2% | 94.9% | 52.2% | 71.8% | 0.059542 | 0.041837 | 4.8571 | 20.0571 | 2.3735 | 22.8163 | 9.6264 | 8.3229 | 1.9814 | 3.6646 | 15.6871 | 10.9652 | 10.1441 | 6.8471 | 47.1005 | 62.2629 | 41.1351 | 65.6724
North Coast | MONTE RIO 11138299 | 6809 | 170 | 333.9565 | 266 | 385.6749 | 17 | 0.00013521 | 0.037818 | 12.838 | 5.1134e-06 | 0.00093267 | 0.6391 | 0.8659 | {BD415B0D-9627-498A-917B-E8CC6D68ECA3} | 42811113 | MONTE RIO 1113 | 8299 | 38.5034 | -123.0284 | 24 | 70 | 5686.3782 |  | 1927.3515 |  | 3759.0267 | 1927.3515 | 3759.0267 | 0.015855 | 0.0022986 | 441 | 11.6549 | 21.8621 | 3 | 1.5732 | 4.4477 | -2.1284 | 0.103 | 0.0071218 | 3.6596 | 294.9799 | 24.1953 | 24.8474 | 0.78086 | 17.7392 | 19.8408 | 0.29521 | 84.6% | 80.6% | 73.5% | 64.7% | 29.4% | 74.9% | 0.026211 | 0.045333 | 3.8421 | 20.2105 | 0.693 | 8.8667 | 10.9344 | 9.0002 | 1.8299 | 3.0185 | 16.5866 | 13.6492 | 12.5479 | 10.4339 | 45.1571 | 53.7383 | 36.7522 | 48.2809
Central Valley | COPPERMINE 1104R755 | 4582 | 50 | 82.0981 | 145 | 113.4127 | 41 | 1.55e-05 | 1583.5923 | 127.1577 | 0.022916 | 0.00093109 | 0.34483 | 0.72389 | {7AEDC5DF-B44F-49B0-91EC-479413610904} | 252411104 | COPPERMINE 1104 | R755 | 36.8683 | -119.5573 | 540 | 416 | 156133.8384 |  | 99071.0889 |  | 57062.7495 | 14117.8234 | 11732.5414 | 0.038175 | 0.00063549 | 442 | 0.96072 | 4.7948 | 2 | 1.973 | 4.6831 | -0.37953 | 0.00236 | 0.006115 | 1.293 | 299.2958 | 56.5502 | 39.6811 | 1.6814 | 10.487 | 11.5529 | 0.34546 | 80.9% | 96.8% | 10.2% | 21.7% | 97.3% | 11.3% | 0.014251 | 0.00528 | 1.4659 | 14.3793 | 0.4522 | 0.58 | 6.0333 | 5.5509 | 3.1527 | 4.6762 | 9.6239 | 5.9326 | 6.7314 | 3.9512 | 55.6976 | 82.3991 | 70.2456 | 93.0363
Central Coast | CAMP EVERS 21059031 | 2347 | 237 | 454.8813 | 316 | 499.154 | 19 | 0.00019766 | 0.037818 | 9.1231 | 7.4749e-06 | 0.00092927 | 0.75 | 0.9113 | {45C3786B-AE79-4338-94ED-DE73E8F27992} | 83622105 | CAMP EVERS 2105 | 9031 | 37.0726 | -122.0742 | 29 | 65 | 5424.3947 |  | 1758.1932 |  | 3666.2015 | 1758.1932 | 3666.2015 | 0.017656 | 0.0037555 | 443 | 10.5115 | 23.0559 | 3 | 1.4531 | 3.8254 | 7.4604 | 0.16 | 0.0070064 | 3.2323 | 297.0744 | 30.9312 | 29.3673 | 1.0054 | 16.2332 | 18.0291 | 7.3979 | 95.4% | 78.9% | 98.5% | 93.6% | 64.1% | 78.4% | 0.056517 | 0.028636 | 5.3158 | 21.1053 | 0.46773 | 14.3636 | 9.4253 | 8.2772 | 1.9431 | 3.6142 | 15.6504 | 11.7327 | 11.0773 | 7.688 | 50.4927 | 62.5701 | 41.219 | 61.9898
North Coast | LOW GAP 11012094 | 1008 | 1902 | 2100.8253 | 2522 | 2397.727 | 225 | 0.00017115 | 0.080567 | 5.5961 | 1.2588e-05 | 0.00049355 | 0.75416 | 0.87617 | {7F4B9844-ADF3-422F-9AC4-7D66BD72A184} | 192411101 | LOW GAP 1101 | 2094 | 40.436 | -123.4882 | 192 | 192 | 34621.0821 | 21.5126 | 27430.2028 | 17.0444 | 7190.8793 | 24081.2978 | 4639.0065 | 0.11105 | 0.038509 | 817 | 7.401 | 17.9314 | 2 | 2.1189 | 6.5306 | -2.085 | 0.03746 | 0.0057586 | 4.5659 | 292.9894 | 32.8454 | 27.7487 | 0.95689 | 15.1139 | 18.2719 | 1.6853 | 68.6% | 58.2% | 87.9% | 49.5% | 59% | 36.5% | 0.12944 | 0.052317 | 1.9222 | 13.3713 | 1.8651 | 8.0063 | 12.4356 | 8.7794 | 1.7238 | 3.3947 | 15.8338 | 8.0711 | 8.7476 | 4.6719 | 50.7531 | 77.0148 | 41.3613 | 80.2423
North Coast | SONOMA 1106376 | 7267 | 59 | 75.9461 | 88 | 94.7641 | 9 | 0.00012903 | 0.037817 | 42.0413 | 4.8795e-06 | 0.0009196 | 0.67045 | 0.80142 | {3704160C-56F4-464C-949D-B0353C9BFECB} | 42721106 | SONOMA 1106 | 376 | 38.2952 | -122.4677 | 169 | 587 | 37828.2658 |  | 8667.3641 |  | 29160.9017 | 1147.4391 | 1012.4437 | 0.0082764 | 0.0011612 | 445 | 4.1749 | 8.6693 | 3 | 1.9205 | 5.7451 | 3.3306 | 0.072 | 0.0070225 | 2.2881 | 296.5143 | 33.663 | 30.1552 | 1.001 | 15.5173 | 17.1668 | 8.1768 | 84.5% | 96.4% | 71.7% | 13.7% | 63.7% | 44% | 0.32595 | 0.04 | 1.8889 | 15.3333 | 3.4007 | 5.8667 | 8.2897 | 6.8543 | 1.9303 | 3.603 | 14.9092 | 10.5487 | 10.9576 | 7.014 | 48.973 | 63.4101 | 42.7566 | 66.7934
Central Valley | CALAVERAS CEMENT 110136880 | 1671 | 65 | 96.1515 | 385 | 230.6852 | 66 | 7.1062e-05 | 1.0283 | 31.049 | 6.4252e-05 | 0.00091641 | 0.16883 | 0.41681 | {2CE7DA92-EEC1-4680-BEC4-A1E05BA2B50C} | 162211101 | CALAVERAS CEMENT 1101 | 36880 | 38.2019 | -120.6895 | 149 | 248 | 28701.2955 |  | 13909.6582 |  | 14791.6373 | 9538.3272 | 7956.1837 | 0.060483 | 0.0046901 | 446 | 2.9883 | 7.5241 | 2 | 2.2967 | 5.5591 | -2.5111 | 0.03443 | 0.0062814 | 2.192 | 297.2343 | 43.9817 | 33.9661 | 1.3127 | 13.072 | 14.6872 | 3.6213 | 80.7% | 74.5% | 73.6% | 39.7% | 60.5% | 81.4% | 0.015325 | 0.060063 | 1.5581 | 15.2907 | 0.61842 | 2.4367 | 14.7547 | 10.4416 | 2.3272 | 3.93 | 13.0904 | 7.2899 | 9.2488 | 4.8897 | 46.252 | 75.2425 | 51.3208 | 84.5929
Central Coast | SANTA YNEZ 1104Y04 | 4339 | 328 | 813.9309 | 692 | 987.6486 | 118 | 7.8294e-05 | 1432.4868 | 7.8753 | 0.099258 | 0.00029777 | 0.47399 | 0.82411 | {1E768305-B6AF-4963-B2D5-92FDAB6A5028} | 182721104 | SANTA YNEZ 1104 | Y04 | 34.6354 | -120.0656 | 343 | 182 | 55695.1663 | 34.6075 | 35646.7737 | 22.1499 | 20048.3926 | 24112.9415 | 9815.6324 | 0.035137 | 0.0092387 | 1114 | 0.95034 | 4.003 | 2 | 2.875 | 7.8088 | -0.31369 | 0.0021302 | 0.0068365 | 0.93707 | 299.1459 | 41.771 | 35.2149 | 1.2563 | 13.8455 | 14.5578 | 1.3295 | 79.3% | 75% | 77.8% | 16.7% | 90.8% | 24.2% | 0.1871 | 0.0096154 | 1.6193 | 11.665 | 1.1708 | 2.0473 | 11.2136 | 9.6034 | 2.2934 | 3.7532 | 11.8314 | 10.2097 | 7.0464 | 6.6574 | 64.7097 | 67.9053 | 60.2706 | 68.7591
North Coast | MONTE RIO 1113346 | 2817 | 802 | 1340.9341 | 1480 | 1683.1632 | 132 | 0.00013652 | 0.038275 | 5.7688 | 5.2103e-06 | 0.00048178 | 0.54189 | 0.79668 | {EA690835-9E38-4D73-A546-B5676BCE1BEA} | 42811113 | MONTE RIO 1113 | 346 | 38.5044 | -122.9975 | 177 | 484 | 42485.3909 | 26.3993 | 16237.5238 | 10.0896 | 26247.867 | 16237.5238 | 26247.867 | 0.063595 | 0.018021 | 829 | 11.1472 | 23.4309 | 3 | 1.4828 | 4.4371 | -4.7592 | 0.06384 | 0.0070603 | 3.8687 | 294.9304 | 26.958 | 27.311 | 0.8261 | 17.03 | 19.1505 | 2.1386 | 68.1% | 59.4% | 74.4% | 69.1% | 40.1% | 59.2% | 0.17646 | 0.04436 | 4.7842 | 19.5396 | 0.60476 | 5.92 | 10.9764 | 9.0481 | 1.9457 | 3.2031 | 16.0984 | 12.4952 | 11.4786 | 9.1511 | 48.8133 | 61.4473 | 39.8272 | 54.3695
Central Coast | CAMP EVERS 210511010 | 4387 | 491 | 921.2913 | 619 | 990.3516 | 30 | 0.00016537 | 0.037818 | 14.6838 | 6.2538e-06 | 0.00091107 | 0.79321 | 0.93027 | {F21FA11B-160D-41F2-AA17-7452280F39DA} | 83622105 | CAMP EVERS 2105 | 11010 | 37.1053 | -122.0518 | 54 | 171 | 11506.1747 |  | 3577.8936 |  | 7928.2811 | 3577.8936 | 7928.2811 | 0.027332 | 0.004961 | 449 | 12.0146 | 32.497 | 3 | 1.7191 | 4.199 | -4.5827 | 0.13733 | 0.0071497 | 3.3068 | 296.7421 | 31.0168 | 28.0263 | 0.97652 | 16.0458 | 17.8563 | 0.84711 | 95.2% | 88.8% | 94% | 99.6% | 51.6% | 71.2% | 0.1679 | 0.046667 | 6.6333 | 20.0333 | 0.36667 | 13.7556 | 9.6312 | 8.3253 | 1.9818 | 3.6654 | 15.6833 | 10.9496 | 10.1292 | 6.8343 | 47.071 | 62.2908 | 41.1508 | 65.7381
Sierra | BRUNSWICK 1104761310 | 10107 | 1 | 1.3543 | 1 | 1.3543 | 1 | 2.9001e-05 | 0.043308 | 31.3807 | 1.256e-06 | 0.00091008 | 1 | 1 | {3AE21CFF-B1F8-4F68-931E-FCCDD52142DD} | 152481104 | BRUNSWICK 1104 | 761310 | 39.2675 | -121.0555 | 4 | 1 | 53.1948 |  | 43.1053 |  | 10.0895 | 43.1053 | 10.0895 | 0.00091008 | 2.9001e-05 | 450 | 0.55334 | 2.9551 | 2 | 2.0961 | 6.1082 | -3.2835 | 0 | 0.005589 | 3.9585 | 294.615 | 46.346 | 33.4768 | 1.2035 | 12.1852 | 14.3712 | 2.0804 | 68% | 75.6% | 8.8% | 2.9% | 22.4% | 41.5% | 0.18605 | 0 | 10 | 22 | 1.62 | 1 | 9.0193 | 7.2788 | 2.1249 | 3.6471 | 12.9849 | 5.9509 | 8.0007 | 4.0824 | 56.3248 | 96.3637 | 52.9241 | 92.2519
Sierra | BRUNSWICK 110584480 | 6143 | 51 | 62.4784 | 139 | 104.0486 | 12 | 7.9167e-05 | 0.037818 | 16.4594 | 2.9939e-06 | 0.00090746 | 0.36691 | 0.60047 | {BE84EF6E-6642-4AA6-9D64-6402D1C22F4F} | 152481105 | BRUNSWICK 1105 | 84480 | 39.2462 | -121.0032 | 101 | 70 | 12921.2096 |  | 7615.7819 |  | 5305.4277 | 7615.7819 | 5305.4277 | 0.010889 | 0.00095 | 451 | 13.56 | 25.3392 | 3 | 1.9877 | 5.8271 | -0.76345 | 0.085093 | 0.0052399 | 4.2234 | 293.0419 | 46.6601 | 33.0143 | 1.113 | 12.0538 | 14.2829 | 1.5128 | 67.8% | 56.4% | 50.7% | 96.1% | 8% | 32.9% | 0.034398 | 0.073981 | 2.6119 | 16.4478 | 0.255 | 1.287 | 9.0644 | 7.0284 | 1.9861 | 3.394 | 12.8352 | 5.9071 | 7.6619 | 4.0575 | 56.6076 | 92.9094 | 53.6342 | 92.4622
North Coast | LAYTONVILLE 1102572 | 7640 | 2092 | 3442.1184 | 2951 | 3885.676 | 296 | 0.00014596 | 0.41931 | 5.1781 | 5.0011e-05 | 0.00047381 | 0.70891 | 0.88585 | {33062E2A-6001-4611-8363-46C244F6285A} | 42681102 | LAYTONVILLE 1102 | 572 | 39.6732 | -123.506 | 203 | 164 | 46924.3949 | 29.1575 | 34430.0284 | 21.3939 | 12494.3665 | 34430.0284 | 12494.3665 | 0.14025 | 0.043205 | 834 | 8.5076 | 19.3543 | 2 | 2.3387 | 6.5138 | -0.1813 | 0.047218 | 0.00625 | 5.3478 | 293.0482 | 30.3007 | 30.7899 | 0.86339 | 16.1944 | 19.0805 | 0.92424 | 67.6% | 54.3% | 78.8% | 54.4% | 46.6% | 51.9% | 0.10544 | 0.088159 | 1.7456 | 15.3509 | 0.71144 | 6.1736 | 13.449 | 10.4578 | 1.658 | 3.2125 | 16.6963 | 8.6328 | 10.4913 | 5.6228 | 52.2739 | 88.8944 | 36.4958 | 75.4026
North Coast | MOLINO 1101891 | 6032 | 378 | 633.4886 | 829 | 888.6379 | 59 | 0.00016302 | 1256.0414 | 11.7037 | 0.19514 | 0.00090729 | 0.45597 | 0.71288 | {1AA340F3-9B5E-42DA-A4FD-20D0C36458DA} | 42571101 | MOLINO 1101 | 891 | 38.3901 | -122.8854 | 72 | 111 | 12604.6859 |  | 5070.4899 |  | 7534.196 | 5053.4192 | 6791.6859 | 0.05353 | 0.0096182 | 453 | 6.1532 | 16.0064 | 2.4756 | 1.9902 | 5.2243 | -1.3443 | 0.06439 | 0.0070987 | 2.9148 | 295.905 | 23.803 | 24.9282 | 0.82988 | 17.9391 | 19.8854 | 0.83426 | 84.3% | 78.5% | 86% | 43.3% | 41.1% | 81.4% | 0.14218 | 0.061341 | 3.1525 | 18.8644 | 2.2113 | 10.1098 | 11.032 | 9.1022 | 1.845 | 3.1313 | 16.6226 | 14.3128 | 13.9923 | 11.8262 | 46.6973 | 53.6431 | 34.505 | 45.1405
Sierra | PLACERVILLE 1110circuit_breaker | 317 | 917 | 1358.5437 | 2021 | 1832.086 | 181 | 0.00010356 | 0.045461 | 8.1974 | 4.4056e-06 | 0.00040096 | 0.45374 | 0.74153 | {8F8EF18B-7E0A-4A9F-9597-8CCBE4E9FBDC} | 153081110 | PLACERVILLE 1110 | circuit_breaker | 38.731 | -120.7833 | 354 | 882 | 55856.8276 | 34.7079 | 20117.9419 | 12.5007 | 35738.8857 | 18295.3344 | 31153.717 | 0.072573 | 0.018744 | 934 | 5.3153 | 13.0519 | 2.1299 | 2.1458 | 5.8395 | 0.047752 | 0.059803 | 0.0058063 | 2.899 | 295.4409 | 46.4779 | 31.9208 | 1.2396 | 12.4484 | 14.2861 | 12.7518 | 42.2% | 32% | 79.5% | 56.8% | 30.5% | 63.9% | 0.10359 | 0.080547 | 2.1028 | 15.1896 | 4.0355 | 8.0213 | 9.5938 | 6.4016 | 2.1301 | 3.9114 | 12.7776 | 5.7651 | 7.9322 | 3.9291 | 48.8318 | 81.5107 | 53.808 | 93.7432
Sierra | APPLE HILL 21026552 | 6107 | 504 | 743.5327 | 1388 | 1164.8317 | 178 | 0.00010343 | 43.2797 | 78.1959 | 0.0045765 | 0.0038196 | 0.36311 | 0.63832 | {4065F493-7B96-40A7-8EE5-29CF10B90CA4} | 153662102 | APPLE HILL 2102 | 6552 | 38.6813 | -120.6634 | 219 | 242 | 46694.0604 | 29.0144 | 20150.542 | 12.521 | 26543.5184 | 20150.542 | 26543.5184 | 0.67989 | 0.018411 | 67 | 5.5012 | 13.6308 | 2.0241 | 2.0924 | 5.3967 | 0.78675 | 0.067982 | 0.0056967 | 3.186 | 294.9805 | 46.3524 | 30.2946 | 1.2162 | 12.3458 | 14.2753 | 0.94542 | 94.4% | 92.4% | 79.3% | 59.3% | 24.1% | 52.9% | 0.10598 | 0.065637 | 2.4576 | 16.6384 | 4.8186 | 5.9715 | 8.8193 | 6.083 | 2.1073 | 3.9517 | 12.7688 | 5.7854 | 8.088 | 3.937 | 49.1842 | 82.5164 | 53.6708 | 93.5949
Sierra | PUTAH CREEK 11028352 | 6125 | 145 | 288.935 | 354 | 367.5232 | 64 | 5.0283e-05 | 2677.709 | 40.4937 | 0.13056 | 0.00090104 | 0.4096 | 0.78617 | {89E381E1-F842-49C9-837A-CF37A4D6EF66} | 63681102 | PUTAH CREEK 1102 | 8352 | 38.5035 | -122.002 | 184 | 120 | 30019.7444 |  | 18999.2581 |  | 11020.4863 | 8943.386 | 5704.6878 | 0.057666 | 0.0032181 | 456 | 3.5208 | 13.7005 | 2 | 3.2043 | 8.8926 | 0.18445 | 0.015954 | 0.0063869 | 1.652 | 298.1613 | 45.5657 | 38.568 | 1.3656 | 13.0618 | 14.2823 | 1.1608 | 67.1% | 80.1% | 19.5% | 60% | 93.4% | 86.8% | 0.099742 | 0.020218 | 1.8171 | 14.5 | 2.55 | 2.7023 | 8.0014 | 6.4327 | 2.5199 | 4.0939 | 11.4893 | 7.5463 | 8.6101 | 5.0349 | 62.3383 | 82.8259 | 59.2253 | 83.4695
Central Valley | CORRAL 110213498 | 6981 | 4 | 5.4172 | 59 | 23.2317 | 13 | 2.4101e-05 | 537.8129 | 129.9599 | 0.012282 | 0.00089987 | 0.067797 | 0.23318 | {A0B72D64-342D-4CD8-B398-D7C01DA365B3} | 162991102 | CORRAL 1102 | 13498 | 38.172 | -120.8366 | 21 | 14 | 2759.8685 |  | 1603.6406 |  | 1156.2279 | 1585.9579 | 983.4109 | 0.011698 | 0.00031331 | 458 | 0.44317 | 1.5175 | 2 | 1.9902 | 6.5502 | 1.4737 | 0.0010526 | 0.006465 | 1.5969 | 297.3899 | 43.8852 | 32.4793 | 1.3036 | 13.277 | 14.6472 | 7.345 | 79.8% | 97% | 20% | 2.9% | 57.4% | 89.1% | 0.085848 | 0.037368 | 2.6667 | 15.0833 | 0.10737 | 3.1053 | 13.1009 | 9.1833 | 2.4128 | 3.9362 | 12.9722 | 7.5014 | 9.1447 | 5.0902 | 47.9942 | 69.5552 | 53.7694 | 82.3057
North Coast | FORT BRAGG A 11041316 | 5217 | 943 | 1768.0518 | 1422 | 1978.0189 | 183 | 9.3758e-05 | 0.041958 | 8.3422 | 3.9947e-06 | 0.00046005 | 0.66315 | 0.89385 | {BC4F0196-621B-4CEE-9F22-55FAA9EB12A8} | 42761104 | FORT BRAGG A 1104 | 1316 | 39.4439 | -123.7909 | 315 | 492 | 52894.9484 | 32.8675 | 22356.1761 | 13.8915 | 30538.7724 | 21724.3712 | 29312.4564 | 0.084189 | 0.017158 | 849 | 7.6239 | 19.579 | 2 | 2.4584 | 7.2594 | 0.69495 | 0.039942 | 0.0070358 | 2.9519 | 289.5258 | 16.2332 | 18.8512 | 0.34955 | 19.8423 | 22.2384 | 5.9464 | 66.9% | 68% | 47.4% | 55.3% | 0.9% | 99.5% | 0.20288 | 0.01731 | 3.0837 | 19.0398 | 0.85409 | 4.098 | 12.5021 | 10.0744 | 1.187 | 1.7883 | 19.5367 | 15.5737 | 15.5224 | 11.8793 | 38.4536 | 45.0854 | 24.7841 | 39.5576
North Valley | CHALLENGE 1101circuit_breaker | 5453 | 1852 | 3554.5553 | 3192 | 4182.4785 | 273 | 9.3614e-05 | 0.040975 | 23.4044 | 3.8706e-06 | 0.0010408 | 0.5802 | 0.84987 | {6A653745-C5CA-4E78-9C62-82F0E53CCD59} | 103201101 | CHALLENGE 1101 | circuit_breaker | 39.4855 | -121.22 | 231 | 263 | 37599.7439 | 23.3635 | 26688.0859 | 16.5832 | 10911.658 | 26688.0859 | 10911.658 | 0.28414 | 0.025556 | 385 | 11.9089 | 23.0108 | 3 | 2.8936 | 8.6875 | -0.73969 | 0.067029 | 0.0051317 | 5.0453 | 293.4467 | 47.3244 | 34.1057 | 1.175 | 11.8513 | 14.3313 | 0.69532 | 74.3% | 67.8% | 72.5% | 88.2% | 26.9% | 17.9% | 0.067165 | 0.049629 | 2.8512 | 16.375 | 1.332 | 9.12 | 10.666 | 7.7308 | 2.0038 | 3.5564 | 12.6508 | 5.5064 | 7.474 | 3.7595 | 56.7627 | 98.5353 | 53.1775 | 95.1401
North Coast | GEYSERVILLE 1102274 | 3022 | 176 | 229.044 | 368 | 336.0281 | 57 | 8.3065e-05 | 2.2118 | 23.2734 | 0.00012164 | 0.0008832 | 0.47826 | 0.68162 | {F335CD9B-C6EC-489A-8E1A-57248916AA35} | 42891102 | GEYSERVILLE 1102 | 274 | 38.6627 | -122.8694 | 234 | 212 | 50940.8906 |  | 30005.2502 |  | 20935.6403 | 7596.7493 | 3939.4874 | 0.050342 | 0.0047347 | 461 | 8.5093 | 26.6684 | 2 | 1.8314 | 5.4058 | -0.49861 | 0.0304 | 0.0067425 | 2.7897 | 296.5895 | 33.7616 | 31.3883 | 1.0469 | 15.3535 | 17.2626 | 1.7601 | 84.1% | 90.4% | 35.5% | 76.6% | 68.3% | 41.1% | 0.28571 | 0.03656 | 1.7419 | 13.629 | 1.7366 | 2.944 | 10.9643 | 8.9341 | 2.232 | 3.7389 | 14.7849 | 10.1106 | 9.6341 | 6.6191 | 52.9301 | 76.345 | 44.8558 | 68.3532
Sierra | BRUNSWICK 111063100 | 6606 | 375 | 540.4189 | 736 | 705.1312 | 63 | 0.00012223 | 0.037818 | 14.8131 | 4.6226e-06 | 0.00087736 | 0.50951 | 0.76641 | {F62664EC-2775-4F42-885E-6C5354881CBF} | 152481110 | BRUNSWICK 1110 | 63100 | 39.2282 | -121.1005 | 112 | 258 | 18804.8282 |  | 6591.8915 |  | 12212.9367 | 6591.8915 | 12212.9367 | 0.055274 | 0.0077008 | 462 | 5.8378 | 14.5024 | 2 | 2.2712 | 6.366 | 0.36224 | 0.093827 | 0.0057009 | 3.7503 | 294.8857 | 45.2683 | 32.2443 | 1.1923 | 12.5007 | 14.601 | 2.6736 | 66.8% | 51.1% | 92.2% | 64.6% | 21.2% | 67.6% | 0.1878 | 0.087407 | 5.087 | 20.5217 | 6.6021 | 9.0864 | 8.8474 | 6.9565 | 2.0656 | 3.6369 | 13.3401 | 6.1155 | 8.5393 | 4.1297 | 53.0489 | 92.2288 | 51.0175 | 91.2229
North Coast | WILLOW CREEK 11014904 | 3469 | 2574 | 3983.7923 | 3357 | 4340.6094 | 282 | 0.00019025 | 0.038441 | 4.1271 | 7.3117e-06 | 0.00045713 | 0.76676 | 0.9178 | {2D4A5008-1C90-406A-A2B7-E4FA7A353F8A} | 192171101 | WILLOW CREEK 1101 | 4904 | 40.9469 | -123.6427 | 146 | 81 | 32420.4304 | 20.1452 | 29923.3138 | 18.5935 | 2497.1166 | 29923.3138 | 2497.1166 | 0.12891 | 0.053649 | 851 | 11.5554 | 22.6868 | 2.8783 | 2.2797 | 6.4919 | -2.4834 | 0.050079 | 0.0055007 | 5.2625 | 293.6226 | 36.1215 | 33.9236 | 1.0978 | 14.2096 | 17.7113 | 0.78587 | 66.6% | 47% | 92.3% | 67.1% | 71.7% | 18.8% | 0.083251 | 0.073783 | 1.4221 | 12.3052 | 0.26447 | 8.881 | 16.0808 | 12.7236 | 2.1451 | 3.8493 | 14.6138 | 6.5242 | 8.6013 | 4.2043 | 60.4372 | 105.957 | 46.7372 | 88.8696
North Coast | COTATI 1102circuit_breaker | 8910 | 5 | 16.5312 | 7 | 17.662 | 4 | 6.6755e-05 | 1380.4207 | 51.4942 | 0.1038 | 0.00087334 | 0.71429 | 0.93597 | {991C05ED-971F-4D32-B6E6-51948C4F329B} | 42271102 | COTATI 1102 | circuit_breaker | 38.3094 | -122.7318 | 28 | 17 | 4312.2274 |  | 3229.2079 |  | 1083.0195 | 2904.3184 | 917.0955 | 0.0034933 | 0.00026702 | 464 | 2.5383 | 6.3218 | 2 | 2.3325 | 6.1215 | -0.60251 | 0.0025641 | 0.0070796 | 2.4563 | 295.3034 | 26.0828 | 27.5571 | 0.79476 | 17.3997 | 19.1419 | 2.2307 | 84% | 97.3% | 16.7% | 4.3% | 31.6% | 66.9% | 0.1766 | 0.0061538 | 1.85 | 13.45 | 0.25949 | 0.17949 | 10.9282 | 9.3435 | 1.6773 | 3.0141 | 16.3019 | 13.9013 | 13.5434 | 10.8898 | 50.1827 | 58.1477 | 35.6121 | 47.8103
Central Coast | BIG BASIN 110112838 | 3882 | 238 | 452.1637 | 625 | 670.0551 | 32 | 0.00016091 | 0.037818 | 9.2875 | 6.0853e-06 | 0.00087234 | 0.3808 | 0.67482 | {CC60F8EB-8583-4463-B38C-D2F869F171F0} | 82841101 | BIG BASIN 1101 | 12838 | 37.1272 | -122.1236 | 64 | 190 | 12297.8637 |  | 3775.6915 |  | 8522.1722 | 3775.6915 | 8522.1722 | 0.027915 | 0.0051491 | 465 | 8.52 | 21.2217 | 3 | 1.9303 | 4.6357 | -0.080799 | 0.11075 | 0.0065309 | 4.6279 | 294.8199 | 36.4226 | 34.3247 | 0.98179 | 14.6274 | 16.6674 | 2.3325 | 95.1% | 79.7% | 93.4% | 86.6% | 54.8% | 41.9% | 0.22746 | 0.03 | 5.7143 | 22.0286 | 1.4985 | 15.625 | 10.672 | 9.1854 | 1.8377 | 3.5198 | 14.5689 | 9.2323 | 9.613 | 6.2598 | 57.1312 | 78.8395 | 46.0697 | 73.4262
Central Valley | MIWUK 17028090 | 2475 | 598 | 842.0971 | 2159 | 1571.8264 | 66 | 6.3207e-05 | 0.037818 | 26.488 | 2.3903e-06 | 0.00086832 | 0.27698 | 0.53574 | {140F24BC-87D9-4984-9742-733B7440732D} | 163661702 | MIWUK 1702 | 8090 | 38.0489 | -120.2345 | 128 | 489 | 28900.9097 |  | 6478.2235 |  | 22422.6863 | 6478.2235 | 22422.6863 | 0.057309 | 0.0041716 | 466 | 11.5505 | 25.4156 | 3 | 2.1778 | 5.1495 | -0.96418 | 0.17607 | 0.0050929 | 2.7599 | 293.5592 | 49.689 | 34.4566 | 1.1752 | 11.5938 | 13.3718 | 5.6206 | 79.2% | 72% | 67.2% | 89.1% | 17.7% | 36.4% | 0.15852 | 0.07108 | 8.75 | 21.0294 | 13.2285 | 24.2584 | 10.3106 | 7.7484 | 1.9772 | 3.4332 | 11.1244 | 5.936 | 6.9965 | 3.9672 | 53.0106 | 79.3986 | 60.8619 | 92.8539
North Valley | KANAKA 110183288 | 952 | 1018 | 1773.176 | 2333 | 2407.4016 | 290 | 0.00011765 | 0.069035 | 234.7936 | 6.9247e-06 | 0.012789 | 0.43635 | 0.73655 | {A419DB79-B16D-4DB7-B7A8-B2FF0808C0AC} | 103221101 | KANAKA 1101 | 83288 | 39.5275 | -121.2862 | 187 | 155 | 37611.0769 | 23.3705 | 28024.1151 | 17.4134 | 9586.9619 | 28024.1151 | 9586.9619 | 3.7087 | 0.034119 | 3 | 9.3994 | 18.193 | 3 | 2.7988 | 7.9903 | 0.96674 | 0.057289 | 0.0054435 | 4.3788 | 294.6004 | 47.673 | 33.7049 | 1.2392 | 11.8994 | 14.1241 | 0.53078 | 100% | 100% | 86.7% | 77.2% | 30.3% | 21.4% | 0.029674 | 0.083526 | 1.7098 | 14.6062 | 1.8185 | 6.1395 | 11.0524 | 7.7186 | 2.1254 | 3.74 | 12.5536 | 5.7251 | 7.9117 | 3.8616 | 55.8263 | 93.1449 | 54.1194 | 93.9143
North Valley | ORO FINO 1102127563 | 8106 | 345 | 480.906 | 715 | 667.079 | 98 | 0.0001344 | 0.31025 | 11.8294 | 3.0749e-05 | 0.00086531 | 0.48252 | 0.72091 | {A3DF42BE-4227-4966-A42C-A1B07E133552} | 103031102 | ORO FINO 1102 | 127563 | 39.8707 | -121.6562 | 84 | 80 | 19674.7456 |  | 11105.9314 |  | 8568.8141 | 11105.9314 | 8568.8141 | 0.0848 | 0.013171 | 468 | 6.2939 | 14.0631 | 3 | 2.4001 | 6.856 | 1.23 | 0.06578 | 0.0055875 | 3.8744 | 295.7478 | 48.4819 | 36.8575 | 1.3645 | 11.7809 | 14.0571 | 0.44654 | 70.5% | 50.1% | 91.6% | 62.1% | 48.8% | 13.9% | 0.0023868 | 0.11225 | 1.6566 | 15.4747 | 2.7747 | 4.1329 | 12.0546 | 9.031 | 2.4859 | 4.3531 | 13.0402 | 5.3437 | 7.7676 | 3.4686 | 59.9012 | 111.5674 | 53.4042 | 97.5093
North Valley | BIG BEND 1102circuit_breaker | 6741 | 648 | 954.5277 | 1019 | 1160.7052 | 189 | 0.00014121 | 0.041216 | 53.5576 | 5.6085e-06 | 0.0037292 | 0.63592 | 0.82237 | {05EF3BA2-F04A-49CF-AF87-10424EDE6926} | 103751102 | BIG BEND 1102 | circuit_breaker | 39.6771 | -121.4917 | 172 | 136 | 37624.4249 | 23.3788 | 27533.9662 | 17.1089 | 10090.4587 | 27533.9662 | 10090.4587 | 0.70482 | 0.026688 | 72 | 6.705 | 14.4779 | 3 | 2.5803 | 7.8777 | 2.5711 | 0.045806 | 0.0058347 | 3.8647 | 295.7406 | 47.605 | 35.5114 | 1.3329 | 11.8915 | 14.1228 | 0.67023 | 95.7% | 90.7% | 93.6% | 64.2% | 41.9% | 20.2% | 0.031985 | 0.060731 | 1.6211 | 14.2312 | 1.2795 | 2.6061 | 14.0022 | 9.4229 | 2.3597 | 4.1672 | 12.4158 | 5.6306 | 8.0745 | 3.8965 | 58.0119 | 104.2718 | 54.9746 | 94.4108
Sierra | BRUNSWICK 11062416 | 3103 | 2179 | 3034.1189 | 4903 | 4388.981 | 447 | 0.00010301 | 0.12857 | 16.3546 | 1.1168e-05 | 0.00067901 | 0.44442 | 0.6913 | {EDF4431E-F5AF-4806-91E5-400DCB7DFCFA} | 152481106 | BRUNSWICK 1106 | 2416 | 39.159 | -121.0398 | 638 | 930 | 105830.275 | 65.76 | 49911.7707 | 31.0138 | 55918.5043 | 45937.2563 | 49988.2518 | 0.30352 | 0.046045 | 601 | 7.5075 | 17.5865 | 2.4861 | 1.8522 | 5.3653 | -0.49355 | 0.071512 | 0.0055193 | 3.4992 | 294.844 | 46.274 | 32.5585 | 1.1969 | 12.4 | 14.4224 | 1.6416 | 60.2% | 55.4% | 78.8% | 75.4% | 21.7% | 60% | 0.13343 | 0.050935 | 2.8099 | 17.5 | 1.8348 | 7.0981 | 12.2284 | 7.9855 | 2.0016 | 3.3983 | 12.4061 | 5.7931 | 7.4879 | 3.9388 | 49.2311 | 82.7319 | 55.2664 | 93.7514
North Coast | MOLINO 110279306 | 3080 | 138 | 297.2508 | 276 | 373.6548 | 39 | 9.4707e-05 | 851.2895 | 16.1766 | 0.072455 | 0.00086199 | 0.5 | 0.79552 | {B81A8616-55B2-41F9-9829-B699E6A06290} | 42571102 | MOLINO 1102 | 79306 | 38.3722 | -122.9117 | 93 | 97 | 21034.1108 |  | 13023.8596 |  | 8010.2512 | 5037.4953 | 3666.2135 | 0.033618 | 0.0036936 | 471 | 4.173 | 11.3576 | 2.1591 | 2.0025 | 5.533 | -2.2459 | 0.029091 | 0.0071569 | 2.8039 | 294.8297 | 22.8144 | 23.763 | 0.73655 | 18.0309 | 20.0039 | 0.69889 | 83.6% | 85.4% | 48.3% | 27.3% | 22% | 85.5% | 0.1287 | 0.029205 | 1.7755 | 15.0204 | 0.94307 | 3.1364 | 11.3143 | 9.444 | 1.6844 | 2.831 | 16.9311 | 14.6181 | 14.2131 | 11.754 | 44.8665 | 52.3441 | 33.0391 | 44.051
Central Coast | CAMP EVERS 2106circuit_breaker | 8373 | 73 | 97.4046 | 136 | 134.2552 | 10 | 0.00011927 | 0.037818 | 10.8361 | 4.5105e-06 | 0.00086187 | 0.53676 | 0.72552 | {F50933AC-5B82-417B-BA6F-799563320ECE} | 83622106 | CAMP EVERS 2106 | circuit_breaker | 37.0419 | -122.0251 | 91 | 171 | 10540.9442 |  | 3738.5003 |  | 6802.4439 | 828.2056 | 359.1482 | 0.0086187 | 0.0011927 | 472 | 8.0188 | 18.6141 | 3 | 1.457 | 3.6082 | 3.0457 | 0.086364 | 0.007167 | 2.6988 | 295.7807 | 29.2566 | 26.5043 | 0.84602 | 16.5399 | 18.2597 | 15.8182 | 94.9% | 84.2% | 87.4% | 78.8% | 31.5% | 83.2% | 0.14462 | 0.061818 | 1.7 | 14.4 | 1.3545 | 12.3636 | 8.3888 | 7.541 | 1.8179 | 3.3844 | 15.9982 | 12.3063 | 10.6352 | 7.866 | 46.7883 | 54.198 | 39.7898 | 59.8213
North Valley | WYANDOTTE 110737472 | 5927 | 260 | 479.9456 | 885 | 724.1202 | 111 | 5.0964e-05 | 813.3848 | 32.8117 | 0.040104 | 0.00067899 | 0.29379 | 0.6628 | {B3E100DA-AA63-42D1-94E1-A7F9E0DF29D9} | 102911107 | WYANDOTTE 1107 | 37472 | 39.4824 | -121.5036 | 231 | 208 | 37673.5477 | 23.4093 | 24045.3707 | 14.9411 | 13628.177 | 13224.7658 | 6003.8792 | 0.075368 | 0.005657 | 602 | 1.1155 | 3.4287 | 2 | 2.8651 | 7.8537 | -0.016521 | 0.022634 | 0.0064662 | 2.5218 | 297.4016 | 46.0493 | 32.3798 | 1.3686 | 12.591 | 14.383 | 1.322 | 63.3% | 76.4% | 42.8% | 6.6% | 50.9% | 71.7% | 0.079714 | 0.055269 | 1.8673 | 14.7117 | 4.2478 | 4.7581 | 10.8914 | 7.4961 | 2.5727 | 4.2461 | 12.0279 | 6.1558 | 8.2244 | 4.221 | 51.2443 | 87.3524 | 56.8942 | 90.8623
Sierra | HALSEY 110176178 | 2859 | 2271 | 3152.5944 | 4262 | 4177.981 | 354 | 0.00010273 | 0.037818 | 7.1009 | 3.8851e-06 | 0.00044537 | 0.53285 | 0.75457 | {8FFD9B25-93B3-48FD-97D3-DCFDDA587230} | 152241101 | HALSEY 1101 | 76178 | 39.0015 | -121.0224 | 471 | 624 | 67847.3756 | 42.1585 | 32534.9057 | 20.2163 | 35312.4699 | 32534.9057 | 35312.4699 | 0.15766 | 0.036367 | 861 | 8.1448 | 19.9632 | 2 | 2.1074 | 5.4977 | 0.39169 | 0.085422 | 0.0057179 | 3.0517 | 295.9169 | 49.0393 | 33.9443 | 1.3239 | 11.8454 | 13.7076 | 1.3739 | 46.1% | 27.2% | 78.5% | 84.6% | 77.1% | 16.8% | 0.031242 | 0.063129 | 2.7788 | 18.0865 | 3.9007 | 5.6994 | 8.1786 | 6.5166 | 2.2881 | 4.0473 | 12.6183 | 5.552 | 8.0641 | 3.8581 | 55.1849 | 93.4116 | 54.3798 | 94.6791
Sierra | GRASS VALLEY 11012208 | 3406 | 785 | 1113.064 | 2182 | 1845.515 | 183 | 0.00010267 | 0.038028 | 25.0981 | 3.9016e-06 | 0.0012215 | 0.35976 | 0.60312 | {15B21A5E-7758-402F-AB04-357FA8BC8C24} | 152031101 | GRASS VALLEY 1101 | 2208 | 39.1988 | -121.0634 | 270 | 280 | 37691.518 | 23.4205 | 20526.1791 | 12.7544 | 17165.3389 | 18884.1728 | 15307.3667 | 0.22354 | 0.018788 | 315 | 7.3889 | 17.6488 | 2 | 1.9658 | 5.6662 | -0.34297 | 0.073232 | 0.0055368 | 3.5667 | 294.5104 | 45.2942 | 32.0394 | 1.153 | 12.6336 | 14.6723 | 4.1255 | 75.1% | 68.5% | 78.3% | 76.1% | 15.4% | 74.6% | 0.061999 | 0.11137 | 2.2747 | 15.5652 | 2.1112 | 8.5141 | 10.7957 | 7.8075 | 2.0624 | 3.5405 | 11.8187 | 5.3399 | 6.5473 | 3.7503 | 61.0209 | 90.6773 | 58.7241 | 96.0396
Sierra | SHADY GLEN 11022232 | 142 | 833 | 951.787 | 1831 | 1443.1857 | 165 | 0.00010234 | 0.038184 | 124.1436 | 3.914e-06 | 0.0063145 | 0.45494 | 0.6595 | {362CB776-12CD-4A6D-89F4-5301B9D37C1F} | 152431102 | SHADY GLEN 1102 | 2232 | 39.1442 | -120.9082 | 144 | 223 | 29226.5602 | 18.1606 | 16796.8272 | 10.4371 | 12429.733 | 16796.8272 | 12429.733 | 1.0419 | 0.016886 | 27 | 11.2467 | 21.4433 | 2.5851 | 1.6103 | 5.2359 | 1.7977 | 0.078133 | 0.0054174 | 3.8873 | 295.4553 | 49.265 | 34.0885 | 1.3375 | 11.5753 | 13.7128 | 1.7514 | 97.3% | 96.7% | 78% | 89.8% | 83.7% | 8.3% | 0.032156 | 0.060396 | 2.0318 | 16.4348 | 3.136 | 4.5568 | 8.9083 | 7.0405 | 2.1985 | 3.8415 | 13.026 | 6.0305 | 8.4587 | 4.1097 | 53.9811 | 94.0882 | 52.1972 | 91.763
North Valley | WYANDOTTE 1107circuit_breaker | 4628 | 88 | 138.2782 | 204 | 184.3869 | 20 | 9.3916e-05 | 186.9853 | 26.9138 | 0.016269 | 0.00084281 | 0.43137 | 0.74993 | {0E127264-C3E4-4550-BC79-8854D7BB9B29} | 102911107 | WYANDOTTE 1107 | circuit_breaker | 39.4916 | -121.5411 | 394 | 867 | 69452.217 |  | 24344.0332 |  | 45108.1838 | 1641.1081 | 2586.7106 | 0.016856 | 0.0018783 | 477 | 2.2699 | 6.728 | 2 | 2.6938 | 7.84 | -0.57947 | 0.043714 | 0.0065037 | 2.2043 | 297.8993 | 45.5355 | 32.2398 | 1.3878 | 12.7997 | 14.4788 | 8.417 | 69.9% | 71.3% | 72.8% | 34.4% | 57.2% | 79.8% | 0.19651 | 0.042 | 2.72 | 21.32 | 4.9874 | 5.8286 | 10.7644 | 7.4314 | 2.63 | 4.2634 | 11.9416 | 6.3474 | 8.3291 | 4.3904 | 50.9253 | 86.0022 | 56.8858 | 89.4135
North Valley | VOLTA 110149742 | 8993 | 2 | 3.8942 | 3 | 4.1092 | 2 | 6.8962e-05 | 1203.8441 | 11.6558 | 0.082818 | 0.00084266 | 0.66667 | 0.94768 | {2B3F7DCA-485E-4940-AF70-C148286D4D0A} | 102541101 | VOLTA 1101 | 49742 | 40.4306 | -121.8716 | 42 | 28 | 8109.3842 |  | 5593.8568 |  | 2515.5275 | 5593.8568 | 2515.5275 | 0.0016853 | 0.00013792 | 478 | 1.7101 | 6.3038 | 2 | 2.5363 | 7.0805 | 0.1455 | 0.0078378 | 0.005887 | 2.4358 | 296.6816 | 46.7381 | 35.7737 | 1.426 | 12.148 | 14.371 | 0.99034 | 69.7% | 49.3% | 57.8% | 28.9% | 64.5% | 40.2% | 0.0029406 | 0.013919 | 1.5116 | 13.3488 | 0.058784 | 0.040541 | 13.7605 | 10.0942 | 2.5649 | 4.4969 | 12.4849 | 5.8425 | 7.6123 | 4.1725 | 66.0653 | 95.0851 | 55.5797 | 92.8513
Central Coast | ZACA 1102circuit_breaker | 5296 | 109 | 195.3742 | 630 | 503.5777 | 109 | 5.1443e-05 | 1242.5249 | 10.0422 | 0.059404 | 0.00028932 | 0.17302 | 0.38797 | {06AE963E-8682-491C-931E-D311BC02A28D} | 182681102 | ZACA 1102 | circuit_breaker | 34.6967 | -120.1515 | 291 | 348 | 52894.6664 | 32.8673 | 33377.7518 | 20.74 | 19516.9147 | 24178.8119 | 8041.2705 | 0.031536 | 0.0056073 | 1130 | 1.4763 | 4.9647 | 2.4147 | 3.2954 | 8.4695 | -0.92955 | 0.012353 | 0.0070574 | 0.99373 | 298.257 | 39.5869 | 35.0049 | 1.1364 | 14.2626 | 15.0122 | 1.8713 | 78.6% | 81.7% | 63.2% | 24.9% | 83.2% | 33.5% | 0.15513 | 0.0245 | 1.5897 | 13.6026 | 0.53744 | 1.8529 | 11.2626 | 9.8181 | 2.1938 | 3.4014 | 12.076 | 10.9734 | 7.0643 | 7.0907 | 66.1252 | 67.631 | 59.5172 | 64.9176
Sierra | WEIMAR 11012058 | 4468 | 1708 | 2326.5402 | 3276 | 3128.2783 | 330 | 0.00010072 | 0.24061 | 27.3401 | 2.4931e-05 | 0.001335 | 0.52137 | 0.74371 | {88BE1133-9496-494A-BFE3-FDF017C4AFD5} | 152491101 | WEIMAR 1101 | 2058 | 39.0444 | -120.9858 | 399 | 412 | 59991.061 | 37.2768 | 33216.2606 | 20.6397 | 26774.8003 | 33216.2606 | 26774.8003 | 0.44056 | 0.033238 | 283 | 6.8271 | 15.0043 | 2 | 1.7889 | 4.8894 | 0.91229 | 0.066488 | 0.0056826 | 3.3966 | 295.9878 | 48.7682 | 34.1361 | 1.3442 | 11.8582 | 13.8263 | 1.4984 | 77.6% | 72% | 77.1% | 66.3% | 88% | 18.8% | 0.070972 | 0.036855 | 1.7854 | 15.7323 | 1.642 | 3.0697 | 7.8859 | 6.0434 | 2.3506 | 4.1019 | 12.9344 | 6.5031 | 8.7353 | 4.3607 | 51.1305 | 81.6446 | 53.996 | 89.0734
North Coast | COTATI 1102282 | 8018 | 61 | 97.4134 | 163 | 152.3261 | 29 | 5.6666e-05 | 1195.7068 | 18.6778 | 0.053389 | 0.00083706 | 0.37423 | 0.63951 | {25F749B3-A74D-4E71-A304-4CB2AAD2E132} | 42271102 | COTATI 1102 | 282 | 38.2844 | -122.6892 | 114 | 142 | 16741.3161 |  | 8211.2885 |  | 8530.0276 | 4768.5619 | 3860.0292 | 0.024275 | 0.0016433 | 481 | 3.1722 | 8.6219 | 2 | 2.439 | 6.4663 | -0.035526 | 0.019483 | 0.007114 | 2.3438 | 295.0754 | 26.0696 | 27.7406 | 0.76942 | 17.3955 | 19.1054 | 4.7329 | 83.1% | 87% | 8.4% | 13.1% | 27.6% | 66.7% | 0.35215 | 0.015 | 3.2292 | 19.1458 | 0.42776 | 2.8103 | 10.9647 | 9.484 | 1.6166 | 2.9329 | 16.3061 | 13.883 | 13.5134 | 10.99 | 50.7244 | 58.212 | 35.4656 | 47.2984
Central Coast | PASO ROBLES 11032731 | 7350 | 16 | 25.8414 | 70 | 43.5498 | 16 | 4.6426e-05 | 1720.074 | 30.9377 | 0.081224 | 0.00083552 | 0.22857 | 0.59338 | {9CF1253B-D8D6-49C7-BA9B-F1C1932CEBBE} | 182611103 | PASO ROBLES 1103 | 2731 | 35.6845 | -120.73 | 15 | 13 | 3624.073 |  | 2616.6102 |  | 1007.4628 | 2616.6102 | 1007.4628 | 0.013368 | 0.00074281 | 482 | 0.6033 | 2.3243 | 2 | 1.9334 | 6.2288 | -0.58359 | 0.016667 | 0.0060544 | 0.82285 | 298.9567 | 45.8677 | 38.4991 | 1.3983 | 13.2427 | 13.9169 | 0.51007 | 94.7% | 97% | 59.2% | 4.9% | 96.9% | 11.2% | 0.062068 | 0.039231 | 1.381 | 13.9048 | 0.29128 | 1.7949 | 8.4007 | 8.0214 | 2.4348 | 4.1841 | 11.3092 | 8.4086 | 7.8983 | 5.1225 | 62.0665 | 84.059 | 59.8861 | 80.4967
Central Coast | PAUL SWEET 21045394 | 4947 | 1197 | 2545.9901 | 4198 | 4211.134 | 240 | 9.2691e-05 | 0.03887 | 6.1085 | 3.5799e-06 | 0.00028491 | 0.28514 | 0.60459 | {D6E3B990-3B6A-4843-9D6C-590EB1D40E85} | 83252104 | PAUL SWEET 2104 | 5394 | 36.9884 | -121.9697 | 310 | 244 | 39103.2411 | 24.2977 | 24535.8062 | 15.2459 | 14567.4349 | 23022.1384 | 13536.8874 | 0.068379 | 0.022246 | 1145 | 5.1611 | 13.5025 | 3 | 1.4376 | 3.7885 | -0.07312 | 0.052892 | 0.0071555 | 2.2833 | 295.3398 | 29.6733 | 24.7977 | 0.81702 | 16.3073 | 17.9229 | 3.9834 | 78.4% | 68.4% | 83.5% | 64.5% | 27.5% | 79.7% | 0.097316 | 0.045723 | 2.2554 | 16.2164 | 3.6274 | 12.9169 | 7.7685 | 6.9726 | 1.8017 | 3.2968 | 15.5017 | 11.9929 | 10.101 | 7.5758 | 41.9242 | 51.1004 | 40.7093 | 60.8465
Sierra | LINCOLN 11045391 | 2066 | 2 | 5.0295 | 10 | 8.1827 | 5 | 5.4791e-05 | 831.5543 | 24.9366 | 0.044897 | 0.00083411 | 0.2 | 0.61466 | {C124863D-A80A-417C-8673-B1FFE62E6401} | 153701104 | LINCOLN 1104 | 5391 | 38.9449 | -121.2375 | 9 | 2 | 1836.0694 |  | 1530.1829 |  | 305.8865 | 1530.1829 | 305.8865 | 0.0041705 | 0.00027396 | 484 | 1.3515 | 4.4172 | 2 | 2.2225 | 6.4576 | 0.63158 | 0.00875 | 0.0066631 | 1.8166 | 297.5985 | 43.7963 | 31.4012 | 1.3145 | 13.3975 | 14.8441 | 0.62068 | 65.9% | 68.3% | 23.9% | 8% | 69.5% | 93.7% | 0 | 0.011875 | 1.25 | 9.25 | 0.44562 | 0.625 | 9.5864 | 6.6637 | 2.4234 | 4.2518 | 13.2329 | 6.5384 | 9.3191 | 4.4517 | 51.6389 | 75.6457 | 52.0149 | 86.6371
Sierra | BANGOR 110131502 | 7890 | 1 | 1.246 | 22 | 11.8779 | 5 | 9.9659e-05 | 0.64063 | 8.5759 | 7.2408e-05 | 0.00083397 | 0.045455 | 0.1049 | {6925CBA3-93E0-44A7-B2DC-50805D93ECF4} | 103191101 | BANGOR 1101 | 31502 | 39.3864 | -121.4016 | 141 | 86 | 26804.8794 |  | 19075.5291 |  | 7729.3503 | 19075.5291 | 7729.3503 | 0.0041699 | 0.00049829 | 485 | 4.0858 | 10.6283 | 2 | 2.9011 | 7.4996 | 0.16039 | 0.01371 | 0.0064021 | 2.7177 | 297.0003 | 45.7309 | 32.2846 | 1.3346 | 12.6775 | 14.4838 | 0.42341 | 65.6% | 33.8% | 74.9% | 46.1% | 82.9% | 76.8% | 0.042834 | 0.045694 | 1.5423 | 13.3873 | 2.6361 | 2.5689 | 9.1839 | 6.7798 | 2.4648 | 4.2701 | 12.5965 | 6.1198 | 8.4344 | 4.1096 | 50.5105 | 90.0317 | 54.7068 | 91.3106
Central Valley | MIWUK 17018050 | 7367 | 512 | 704.5109 | 3970 | 2514.7603 | 179 | 5.504e-05 | 0.61273 | 68.2879 | 2.6243e-05 | 0.0014696 | 0.12897 | 0.28015 | {EC1F55C2-465D-4546-BC4C-2AD9B6897358} | 163661701 | MIWUK 1701 | 8050 | 38.0569 | -120.203 | 224 | 405 | 38125.2197 | 23.69 | 19483.5578 | 12.1066 | 18641.6619 | 19483.5578 | 18641.6619 | 0.26306 | 0.0098522 | 256 | 9.4278 | 22.2495 | 3 | 2.224 | 5.3806 | 0.4897 | 0.066679 | 0.0050575 | 2.7786 | 293.5144 | 50.3728 | 34.1796 | 1.1803 | 11.4287 | 13.2127 | 2.3067 | 87.8% | 87.6% | 60.3% | 85.1% | 19.3% | 30.2% | 0.07243 | 0.15985 | 2.9719 | 17.8652 | 3.7472 | 14.9811 | 10.1333 | 7.7954 | 1.9736 | 3.3938 | 10.9516 | 5.8353 | 6.8412 | 3.9244 | 52.7995 | 77.1355 | 62.7135 | 93.2151
Sierra | SHINGLE SPRINGS 110419502 | 1218 | 144 | 279.2819 | 722 | 524.2298 | 109 | 0.00010037 | 432.13 | 12.3342 | 0.035925 | 0.00056942 | 0.19945 | 0.53275 | {68D0B16F-430E-46D7-92D4-FB0EB0D57376} | 153651104 | SHINGLE SPRINGS 1104 | 19502 | 38.6581 | -120.9359 | 969 | 950 | 155960.8566 | 96.9098 | 92405.563 | 57.4183 | 63555.2935 | 68814.3237 | 44768.0012 | 0.062067 | 0.01094 | 711 | 1.8328 | 5.296 | 2.8669 | 2.1607 | 5.7508 | 0.24704 | 0.02522 | 0.0061448 | 2.3192 | 297.3816 | 46.5133 | 33.0149 | 1.3689 | 12.4888 | 14.1415 | 2.1905 | 53.2% | 43.6% | 76.6% | 12% | 94.1% | 66.8% | 0.047695 | 0.083421 | 2.156 | 17.4171 | 4.0511 | 5.9719 | 8.1537 | 6.3073 | 2.0901 | 3.9218 | 12.8671 | 5.8405 | 8.2609 | 3.8827 | 52.4508 | 88.5172 | 53.1478 | 93.4487
Central Coast | POINT MORETTI 110136516 | 7302 | 1777 | 3590.0098 | 2451 | 3946.458 | 69 | 0.00014401 | 0.037818 | 9.8478 | 5.4459e-06 | 0.00082394 | 0.72501 | 0.90968 | {6763B940-A4FC-4294-830C-EA07CE726C5F} | 82931101 | POINT MORETTI 1101 | 36516 | 37.0789 | -122.1338 | 95 | 118 | 13904.473 |  | 6707.2903 |  | 7197.1827 | 6707.2903 | 7197.1827 | 0.056852 | 0.0099364 | 488 | 9.2474 | 22.0698 | 3 | 2.5044 | 6.9153 | 1.1023 | 0.092842 | 0.006516 | 4.9748 | 294.2671 | 38.8006 | 35.63 | 0.99036 | 13.9571 | 16.0523 | 0.6755 | 94.5% | 81.1% | 90.1% | 90.7% | 58.1% | 27.1% | 0.046262 | 0.057053 | 2.8356 | 19.8356 | 1.6897 | 25.8 | 10.5687 | 9.145 | 1.7823 | 3.5371 | 14.3022 | 8.327 | 9.2813 | 5.8728 | 57.3934 | 83.3076 | 47.149 | 77.0449
Central Valley | FROGTOWN 17011623 | 2092 | 438 | 641.1813 | 1708 | 1208.9589 | 224 | 6.5163e-05 | 4.9107 | 41.2019 | 0.00037392 | 0.0013864 | 0.25644 | 0.53036 | {BB6FF44B-32EF-4B9B-B3A4-B0CE69F543D6} | 163451701 | FROGTOWN 1701 | 1623 | 38.1247 | -120.45 | 196 | 181 | 38467.1418 | 23.9024 | 24542.3809 | 15.25 | 13924.761 | 24542.3809 | 13924.761 | 0.31055 | 0.014596 | 272 | 4.0732 | 10.8336 | 2 | 2.1741 | 5.1651 | -0.62972 | 0.035 | 0.0062761 | 2.5849 | 295.2459 | 45.5176 | 33.0884 | 1.2002 | 12.5844 | 14.2798 | 1.2187 | 86.7% | 79.8% | 69% | 55.9% | 22.4% | 61.4% | 0.023047 | 0.033167 | 1.6895 | 15.9361 | 2.5753 | 4.7444 | 13.1937 | 9.3569 | 2.0864 | 3.6457 | 12.2621 | 6.5246 | 7.9619 | 4.3327 | 48.3349 | 76.9154 | 55.8625 | 89.3449
Central Coast | CAMP EVERS 210510912 | 1759 | 1480 | 3061.4387 | 1720 | 3189.7483 | 92 | 0.00018774 | 0.037818 | 7.7452 | 7.0998e-06 | 0.00081818 | 0.86047 | 0.95977 | {62DB6A1E-C643-412E-AD78-478695BE02E4} | 83622105 | CAMP EVERS 2105 | 10912 | 37.0913 | -122.096 | 91 | 75 | 13261.3053 |  | 8140.064 |  | 5121.2412 | 8140.064 | 5121.2412 | 0.075273 | 0.017272 | 490 | 11.2083 | 24.3843 | 3 | 2.085 | 5.7658 | -3.7504 | 0.08437 | 0.0068257 | 3.7545 | 296.1361 | 32.8441 | 31.4734 | 0.98805 | 15.6665 | 17.57 | 1.124 | 94.3% | 74.8% | 96.5% | 96.9% | 56.6% | 61.7% | 0.030289 | 0.045462 | 1.8372 | 16.1279 | 0.3795 | 14.4538 | 10.112 | 8.7692 | 1.8953 | 3.5679 | 15.28 | 10.7251 | 10.4335 | 7.0568 | 53.9582 | 69.5254 | 43.0133 | 66.3434
Central Valley | CURTIS 1705843 | 5118 | 391 | 558.2717 | 2083 | 1483.229 | 96 | 7.6552e-05 | 0.037818 | 25.6325 | 2.8951e-06 | 0.0008177 | 0.18771 | 0.37639 | {E3EB2F7C-142F-4854-915A-45E737E9415A} | 163351705 | CURTIS 1705 | 843 | 37.9988 | -120.2321 | 153 | 405 | 28575.7276 |  | 10626.4913 |  | 17949.2363 | 10626.4913 | 17949.2363 | 0.078499 | 0.007349 | 491 | 7.1735 | 17.9603 | 2.9851 | 2.2082 | 5.0868 | 3.3556 | 0.092164 | 0.0052811 | 2.5409 | 295.0578 | 50.6965 | 35.8336 | 1.2757 | 11.4397 | 13.1472 | 2.2162 | 78.5% | 71.3% | 78.5% | 78% | 47.9% | 30.8% | 0.090124 | 0.16299 | 4.6729 | 20.8037 | 6.1266 | 15.5448 | 9.9645 | 7.5168 | 2.1109 | 3.6706 | 11.1141 | 5.8673 | 7.0651 | 3.918 | 54.5781 | 83.0111 | 62.3332 | 93.3212
Central Coast | CAMP EVERS 210612518 | 3703 | 3400 | 6401.4154 | 5006 | 7312.414 | 270 | 0.00010933 | 0.19008 | 4.3975 | 1.4472e-05 | 0.00028249 | 0.67918 | 0.87542 | {B2736A5B-2643-4CB6-B3B5-18538EA2774B} | 83622106 | CAMP EVERS 2106 | 12518 | 37.079 | -122.0037 | 249 | 234 | 38887.1638 | 24.1634 | 25588.9357 | 15.9003 | 13298.228 | 25588.9357 | 13298.228 | 0.076271 | 0.02952 | 1151 | 10.787 | 22.9634 | 3 | 1.6761 | 4.2132 | 0.543 | 0.072644 | 0.0068839 | 2.9397 | 295.9053 | 37.7768 | 31.4299 | 1.0328 | 14.3648 | 16.0812 | 0.97351 | 78% | 60.6% | 85.9% | 93.2% | 73.8% | 35.2% | 0.062926 | 0.079397 | 2.36 | 15.355 | 1.2193 | 14.3851 | 8.8384 | 7.5888 | 2.0159 | 3.8322 | 13.8614 | 8.972 | 8.4971 | 5.4262 | 49.5117 | 68.1543 | 48.8302 | 77.0121
Sierra | PENRYN 110651674 | 2772 | 21 | 25.3 | 54 | 37.9569 | 12 | 5.6101e-05 | 1199.7128 | 43.0318 | 0.06443 | 0.0008151 | 0.38889 | 0.66655 | {2BBB97CC-A78B-43EC-BEB0-66A2E29BC2E3} | 152561106 | PENRYN 1106 | 51674 | 38.8252 | -121.1919 | 327 | 631 | 49160.5507 |  | 19482.4094 |  | 29678.1413 | 1609.198 | 399.2346 | 0.0097812 | 0.00067321 | 493 | 1.3473 | 3.5037 | 2 | 2.1563 | 5.9114 | 0.02282 | 0.021667 | 0.0068555 | 1.7891 | 297.6645 | 40.3253 | 29.9047 | 1.2714 | 14.2633 | 15.6921 | 4.715 | 64.9% | 80.4% | 25.4% | 5.1% | 40.7% | 99.5% | 0.019571 | 0.040556 | 1.4 | 11.8 | 1.7894 | 3 | 9.2488 | 6.5911 | 2.4087 | 4.2233 | 13.9269 | 7.1277 | 9.891 | 4.8791 | 48.6631 | 72.615 | 49.0277 | 83.0225
North Coast | RINCON 1103568 | 7552 | 1194 | 1572.4842 | 2089 | 2079.6287 | 183 | 0.00010476 | 0.09407 | 7.4158 | 8.8171e-06 | 0.00045272 | 0.57157 | 0.75614 | {A91227FD-6BAA-4D3E-82C2-58CC21F46A65} | 43321103 | RINCON 1103 | 568 | 38.5173 | -122.655 | 186 | 186 | 38664.056 | 24.0248 | 20662.4363 | 12.8391 | 18001.6197 | 20662.4363 | 18001.6197 | 0.082848 | 0.019172 | 857 | 10.9194 | 21.3053 | 3 | 1.9552 | 5.7619 | -3.0012 | 0.06934 | 0.0067754 | 2.7941 | 295.1585 | 36.7854 | 32.2188 | 0.98624 | 14.5701 | 16.4134 | 0.69351 | 66.4% | 65.7% | 59.4% | 61.1% | 61.4% | 25.9% | 0.077222 | 0.10228 | 2.1023 | 14.4716 | 1.6592 | 6.8944 | 10.7958 | 8.1375 | 1.952 | 3.8251 | 14.7106 | 8.299 | 8.9603 | 4.9035 | 52.4051 | 83.3174 | 46.59 | 81.0889
Central Valley | IONE 1101L3141 | 7263 | 58 | 96.3568 | 374 | 213.2369 | 106 | 2.6553e-05 | 19.2438 | 2.3932 | 0.00033123 | 4.4001e-05 | 0.15508 | 0.45188 | {3DF9BEB2-B457-42A9-8B28-26A87305BFB7} | 163881101 | IONE 1101 | L3141 | 38.4093 | -121.0098 | 101 | 93 | 38698.9617 | 24.0465 | 22463.5933 | 13.9583 | 16235.3684 | 21707.6376 | 13642.839 | 0.0046641 | 0.0028146 | 2338 | 0.99367 | 3.4895 | 2 | 1.8072 | 5.4464 | -0.20814 | 0.017259 | 0.0066784 | 1.609 | 297.1477 | 43.3599 | 31.2939 | 1.2496 | 13.3501 | 14.6613 | 0.64584 | 12.4% | 10.8% | 23.1% | 13.3% | 38.6% | 92% | 0.091454 | 0.022682 | 1.2394 | 12.662 | 0.3488 | 1.0904 | 7.6541 | 5.4447 | 2.4199 | 3.91 | 12.3293 | 7.4625 | 8.7297 | 5.2332 | 46.499 | 66.5099 | 55.8011 | 81.5468
Central Valley | STANISLAUS 1702L3151 | 6735 | 1 | 1.3543 | 16 | 7.4568 | 3 | 9.0192e-05 | 0.041478 | 8.984 | 3.7374e-06 | 0.00081237 | 0.0625 | 0.18162 | {FC8E042C-D542-4C57-BDAA-B0EC45E15E40} | 162821702 | STANISLAUS 1702 | L3151 | 38.2565 | -120.3521 | 21 | 40 | 3570.5113 |  | 1598.9081 |  | 1971.6032 | 1598.9081 | 1971.6032 | 0.0024371 | 0.00027058 | 496 | 11.694 | 26.4866 | 3 | 2.4684 | 6.3509 | -3.0427 | 0.068077 | 0.0054921 | 3.4873 | 291.375 | 43.8826 | 33.2222 | 0.95578 | 12.6367 | 14.6322 | 3.3248 | 77.8% | 40.2% | 86% | 91.4% | 3.1% | 64.5% | 0.21651 | 0.12731 | 3.0526 | 16.9474 | 0.078462 | 0.61538 | 14.9907 | 10.8025 | 1.7737 | 2.8434 | 12.4219 | 6.4937 | 7.3989 | 4.4384 | 52.2226 | 76.7982 | 55.007 | 87.7258
Central Valley | MIWUK 1701953336 | 1421 | 246 | 444.8768 | 4270 | 2470.7417 | 187 | 4.1301e-05 | 0.5891 | 75.522 | 1.7254e-05 | 0.0011364 | 0.057611 | 0.18006 | {778380F2-BA49-477B-8F0F-740FAC39A283} | 163661701 | MIWUK 1701 | 953336 | 38.0681 | -120.1866 | 267 | 649 | 38818.7116 | 24.1209 | 19079.6137 | 11.8556 | 19739.0979 | 19079.6137 | 19739.0979 | 0.2125 | 0.0077232 | 340 | 11.1146 | 26.4584 | 3 | 2.3482 | 5.3892 | 1.6359 | 0.08113 | 0.0048504 | 2.9301 | 292.7206 | 51.0097 | 33.7191 | 1.1477 | 11.1997 | 13.0375 | 2.0628 | 84.5% | 89.4% | 41.9% | 91.1% | 11.8% | 23.5% | 0.12231 | 0.19498 | 5.1965 | 19.0462 | 1.5371 | 17.8661 | 10.3309 | 8.2407 | 1.9479 | 3.2369 | 10.6655 | 5.76 | 6.5272 | 3.9683 | 53.6735 | 73.6864 | 64.8959 | 93.2012
Central Coast | CAMP EVERS 2104circuit_breaker | 5099 | 103 | 177.4264 | 217 | 240.9799 | 14 | 0.00017295 | 0.037818 | 9.6544 | 6.5406e-06 | 0.00081073 | 0.47465 | 0.73627 | {84EE2558-0006-42C6-8836-08F2D7F2DAA3} | 83622104 | CAMP EVERS 2104 | circuit_breaker | 37.0418 | -122.025 | 237 | 257 | 16251.644 |  | 7159.1448 |  | 9092.4992 | 1223.0517 | 1122.4718 | 0.01135 | 0.0024213 | 498 | 8.8704 | 20.5342 | 2.9444 | 1.4589 | 3.6779 | 3.9742 | 0.066667 | 0.0071475 | 2.8527 | 296.6565 | 30.605 | 26.6549 | 0.94823 | 16.1493 | 17.8726 | 30.7787 | 94.1% | 80.7% | 94.7% | 84.2% | 42.7% | 74.9% | 0.21164 | 0.041111 | 4.0769 | 18.5385 | 0.89667 | 12.0556 | 8.7124 | 7.676 | 1.8894 | 3.6247 | 15.6725 | 11.4461 | 10.2253 | 7.0867 | 44.9088 | 57.2785 | 40.9751 | 64.0887
Sierra | EL DORADO PH 21026645 | 2028 | 436 | 497.8794 | 1372 | 911.9385 | 72 | 9.9818e-05 | 0.037818 | 16.3709 | 3.7749e-06 | 0.00080882 | 0.31778 | 0.54596 | {E2D02A33-8746-4464-A366-79BFD6EADB5B} | 152762102 | EL DORADO PH 2102 | 6645 | 38.7648 | -120.5895 | 93 | 147 | 14407.0674 |  | 6883.7119 |  | 7523.3555 | 6883.7119 | 7523.3555 | 0.058235 | 0.0071869 | 499 | 17.4718 | 31.7862 | 3 | 2.1239 | 6.4841 | 1.2754 | 0.10062 | 0.0052772 | 3.7753 | 294.2324 | 48.2411 | 32.5699 | 1.2574 | 11.6878 | 13.8373 | 1.0217 | 64.6% | 55.7% | 75.1% | 99.8% | 37.6% | 9.8% | 0.025583 | 0.078351 | 3.0811 | 20.1081 | 2.681 | 14.1443 | 11.5225 | 7.4777 | 2.1633 | 3.6443 | 12.6755 | 5.8702 | 7.7913 | 4.0852 | 48.4753 | 81.0213 | 54.1993 | 92.8482
Sierra | PIKE CITY 11011720 | 8031 | 391 | 871.7483 | 519 | 932.0944 | 89 | 9.2881e-05 | 0.053116 | 15.1033 | 4.8254e-06 | 0.00080758 | 0.75337 | 0.93526 | {07E52C28-7426-408F-9FC2-C4593A9ACBA6} | 152201101 | PIKE CITY 1101 | 1720 | 39.455 | -121.0529 | 41 | 31 | 11370.7863 |  | 9790.3862 |  | 1580.4001 | 9790.3862 | 1580.4001 | 0.071875 | 0.0082664 | 500 | 14.0649 | 24.9455 | 3 | 2.3024 | 6.3829 | 0.59058 | 0.063047 | 0.0052331 | 4.4132 | 294.0326 | 45.5053 | 33.6088 | 1.1562 | 12.3502 | 14.7423 | 0.5806 | 64.4% | 52.1% | 66.8% | 95.9% | 16.3% | 53.2% | 0.016603 | 0.056406 | 1.4902 | 13.6667 | 0.50062 | 4.0547 | 10.0923 | 7.7742 | 2.0364 | 3.494 | 13.1775 | 5.91 | 7.8812 | 4.1077 | 55.9893 | 97.645 | 51.6405 | 91.8907
Central Valley | NORTH BRANCH 1101TS1115 | 1905 | 184 | 395.274 | 721 | 567.1583 | 191 | 4.7558e-05 | 129.2744 | 10.0969 | 0.0057641 | 0.00026994 | 0.2552 | 0.69694 | {FA75516B-A711-4173-9090-FC27FCF4EADC} | 163231101 | NORTH BRANCH 1101 | TS1115 | 38.2444 | -120.8446 | 185 | 183 | 38855.9439 | 24.144 | 28340.5083 | 17.61 | 10515.4356 | 28340.5083 | 10515.4356 | 0.051558 | 0.0090836 | 1192 | 2.3623 | 7.6238 | 2 | 2.118 | 6.3345 | -0.50385 | 0.02367 | 0.0064718 | 1.5326 | 297.4744 | 44.6294 | 32.3728 | 1.3219 | 13.1064 | 14.4494 | 1.1905 | 49.7% | 44.6% | 52.1% | 40.4% | 63% | 82.9% | 0.079948 | 0.057487 | 1.7304 | 14.3676 | 1.2786 | 1.9176 | 12.3736 | 8.6624 | 2.4383 | 3.9793 | 12.6283 | 7.3675 | 9.0185 | 5.0865 | 49.0672 | 67.1287 | 55.0005 | 82.4084
North Coast | MONTE RIO 11131991 | 6120 | 332 | 506.162 | 581 | 654.2885 | 88 | 0.00012124 | 0.039876 | 12.674 | 4.8169e-06 | 0.00080661 | 0.57143 | 0.77361 | {DDD005A1-4733-4F2A-A213-96BA207EE134} | 42811113 | MONTE RIO 1113 | 1991 | 38.5445 | -122.9849 | 57 | 43 | 15186.7781 |  | 11352.1197 |  | 3834.6584 | 11352.1197 | 3834.6584 | 0.070982 | 0.010669 | 502 | 9.8492 | 18.4306 | 3 | 1.7535 | 5.7233 | 1.5128 | 0.056938 | 0.0067833 | 4.1499 | 294.7422 | 30.9954 | 30.0802 | 0.91065 | 15.8614 | 18.004 | 0.010667 | 82.9% | 79.7% | 67.9% | 51% | 54.1% | 48.3% | 0.031185 | 0.035937 | 1.3333 | 12.9333 | 0.7685 | 3.6313 | 10.9709 | 9.0243 | 2.0728 | 3.3837 | 15.2944 | 10.874 | 10.6119 | 7.9073 | 53.0354 | 71.5755 | 43.3729 | 62.2814
Sierra | WEIMAR 1102circuit_breaker | 3648 | 1171 | 1659.967 | 2141 | 2141.704 | 190 | 0.00010033 | 0.25549 | 7.6079 | 2.9954e-05 | 0.00041042 | 0.54694 | 0.77507 | {576CF59E-86D2-4E41-A7A3-27CEB8B77F40} | 152491102 | WEIMAR 1102 | circuit_breaker | 39.036 | -120.9879 | 268 | 330 | 37732.9815 | 23.4462 | 19516.5086 | 12.127 | 18216.473 | 19516.5086 | 18216.473 | 0.077981 | 0.019062 | 919 | 6.4028 | 15.4399 | 2 | 2.0034 | 5.2126 | 0.59227 | 0.070855 | 0.0057169 | 3.2866 | 295.9005 | 48.7115 | 34.011 | 1.3298 | 11.8741 | 13.8102 | 0.96844 | 42.4% | 30.2% | 76.3% | 68.3% | 81% | 21% | 0.055275 | 0.051168 | 1.7184 | 16.5 | 3.8979 | 7.268 | 8.0659 | 6.3766 | 2.1229 | 3.9528 | 12.6251 | 5.7087 | 8.065 | 3.7841 | 54.4912 | 90.5046 | 54.3182 | 94.2648
North Valley | PIT NO 5 11011606 | 7724 | 280 | 353.3108 | 618 | 508.6769 | 84 | 0.00012076 | 0.17507 | 12.0293 | 1.7822e-05 | 0.00080622 | 0.45307 | 0.69457 | {5AC50D45-C367-48C6-98B5-2430D82E7CB7} | 101321101 | PIT NO 5 1101 | 1606 | 41.0191 | -121.9095 | 69 | 73 | 10909.3305 |  | 8892.9459 |  | 2016.3847 | 8892.9459 | 2016.3847 | 0.067722 | 0.010144 | 504 | 7.9692 | 17.7286 | 2 | 1.9031 | 5.5962 | -1.0411 | 0.042807 | 0.0051781 | 5.107 | 295.1644 | 42.0805 | 32.4766 | 1.2737 | 13.1787 | 16.0276 | 1.0389 | 68.5% | 50.4% | 87.9% | 75.1% | 35% | 89.3% | 0.057459 | 0.058246 | 2.5818 | 14.2909 | 8.9441 | 5.4211 | 9.0046 | 7.7184 | 2.3559 | 4.0582 | 13.2113 | 6.105 | 7.9551 | 4.573 | 52.8309 | 88.1015 | 53.3472 | 91.1137
Sierra | APPLE HILL 110412947 | 2592 | 687 | 859.9144 | 1197 | 1110.1995 | 60 | 0.00011676 | 0.037818 | 16.1987 | 4.4156e-06 | 0.00080519 | 0.57393 | 0.77456 | {7677B076-AE2A-476E-8765-2A5E3BB73FF1} | 153661104 | APPLE HILL 1104 | 12947 | 38.7515 | -120.693 | 77 | 96 | 11948.009 |  | 5562.8913 |  | 6385.1177 | 5562.8913 | 6385.1177 | 0.048311 | 0.0070055 | 505 | 14.7128 | 29.3772 | 2 | 1.9491 | 5.3303 | 1.1882 | 0.10614 | 0.0057101 | 3.4342 | 294.6888 | 48.4925 | 31.8262 | 1.2656 | 11.7173 | 13.7357 | 2.0144 | 64.1% | 55.2% | 89.8% | 98.8% | 39.3% | 11.2% | 0.033774 | 0.10289 | 2.7692 | 18.3385 | 3.749 | 14.4217 | 9.6763 | 6.4317 | 2.1147 | 3.8831 | 12.7037 | 5.7289 | 7.8363 | 3.9214 | 48.9744 | 80.6625 | 54.1195 | 93.8988
North Coast | UKIAH 111129452 | 3769 | 60 | 86.5552 | 87 | 99.3 | 17 | 6.1985e-05 | 84.6858 | 33.9204 | 0.0047854 | 0.00080426 | 0.68966 | 0.87165 | {B04BF7D5-ADED-43AC-BEDB-9FDE2335B752} | 42771111 | UKIAH 1111 | 29452 | 39.1594 | -123.2023 | 242 | 173 | 31582.7741 |  | 20265.329 |  | 11317.4451 | 5841.787 | 2021.0565 | 0.013672 | 0.0010537 | 506 | 6.8115 | 14.0002 | 2 | 2.0535 | 6.0349 | -2.8044 | 0.056047 | 0.006255 | 3.0704 | 295.8115 | 38.1608 | 40.9306 | 1.1481 | 14.4048 | 16.565 | 5.1408 | 82.8% | 94.8% | 13% | 38.7% | 77.1% | 22.4% | 0.088063 | 0.042907 | 1.2727 | 14.2727 | 0.32767 | 1.0116 | 14.3517 | 11.9503 | 2.2927 | 3.9662 | 13.7941 | 7.5297 | 8.9978 | 4.9396 | 72.6645 | 111.2272 | 48.6093 | 82.7266
Sierra | DIAMOND SPRINGS 1106circuit_breaker | 5023 | 20 | 25.7294 | 24 | 27.5505 | 3 | 4.6672e-05 | 0.037818 | 25.7804 | 1.765e-06 | 0.00080302 | 0.83333 | 0.9339 | {C99F1365-4BA0-493A-A0A5-5D7F7D14700C} | 152261106 | DIAMOND SPRINGS 1106 | circuit_breaker | 38.693 | -120.8258 | 94 | 160 | 8914.417 |  | 3624.8586 |  | 5289.5583 | 305.3669 | 422.6889 | 0.0024091 | 0.00014002 | 507 | 1.6126 | 5.3615 | 2 | 1.9636 | 5.3945 | -0.091947 | 0.038 | 0.0057832 | 2.9223 | 295.5176 | 46.0037 | 31.5541 | 1.2364 | 12.5767 | 14.4344 | 9.6996 | 63.9% | 70% | 16.8% | 12.4% | 30% | 72.7% | 0.021377 | 0.062 | 1.5 | 13.5 | 5.71 | 4.8 | 7.7312 | 5.7698 | 2.1407 | 3.8667 | 13.2616 | 6.0448 | 8.6809 | 4.1404 | 46.9649 | 80.7533 | 50.9046 | 91.3397
Central Coast | CAMP EVERS 210610718 | 4066 | 1380 | 2468.089 | 1932 | 2749.5415 | 140 | 0.00017246 | 0.037896 | 2.3081 | 6.5317e-06 | 0.00027433 | 0.71429 | 0.89764 | {B4068132-26FE-4389-8AFD-3CC1F1A1FF98} | 83622106 | CAMP EVERS 2106 | 10718 | 37.0361 | -122.107 | 162 | 159 | 25549.9185 | 15.876 | 13748.6879 | 8.5431 | 11801.2306 | 13748.6879 | 11801.2306 | 0.038406 | 0.024145 | 1176 | 6.58 | 15.952 | 3 | 1.9898 | 5.6637 | 1.6854 | 0.053732 | 0.0067791 | 3.7174 | 295.8537 | 34.2497 | 31.8098 | 1.0086 | 15.1978 | 17.0951 | 1.1639 | 77.5% | 43% | 94.5% | 71.4% | 64.8% | 54% | 0.15224 | 0.061483 | 2.3657 | 17.791 | 0.60636 | 9.244 | 9.8807 | 8.6635 | 1.8522 | 3.5533 | 15.0186 | 10.2752 | 10.2851 | 7.03 | 52.7646 | 70.0713 | 43.8005 | 67.2404
North Coast | MONTE RIO 1111506 | 6649 | 196 | 361.1094 | 383 | 461.1008 | 18 | 0.00019176 | 0.037818 | 7.0997 | 7.252e-06 | 0.00080112 | 0.51175 | 0.78315 | {C4F8319D-D897-4280-8AA8-30DB11490475} | 42811111 | MONTE RIO 1111 | 506 | 38.4692 | -123.0135 | 45 | 152 | 7522.5812 |  | 1987.3505 |  | 5535.2308 | 1987.3505 | 5535.2308 | 0.01442 | 0.0034517 | 509 | 20.3782 | 57.6506 | 3 | 2.0631 | 5.7864 | -5.9881 | 0.182 | 0.0071467 | 3.4957 | 294.7791 | 23.1117 | 23.494 | 0.74581 | 17.966 | 20.0457 | 4.0187 | 82.6% | 64.6% | 92.7% | 98.3% | 23% | 82.6% | 0.39201 | 0.088344 | 10.1176 | 22.0588 | 1.073 | 19.15 | 10.8837 | 8.9307 | 1.7523 | 2.8784 | 16.7234 | 14.169 | 13.102 | 11.1463 | 43.3818 | 50.1915 | 35.3501 | 45.5772
Central Coast | PAUL SWEET 21068091 | 6214 | 523 | 947.6032 | 1333 | 1443.9816 | 96 | 0.00011503 | 0.037818 | 12.17 | 4.3502e-06 | 0.00080009 | 0.39235 | 0.65624 | {11174DFD-907B-47BB-8CC5-096C12F9E27C} | 83252106 | PAUL SWEET 2106 | 8091 | 37.0477 | -121.9389 | 106 | 126 | 17874.9693 |  | 9677.9322 |  | 8197.0371 | 9677.9322 | 8197.0371 | 0.076809 | 0.011043 | 510 | 8.3531 | 20.132 | 3 | 1.4259 | 3.8227 | -3.4937 | 0.062676 | 0.0067821 | 2.4898 | 296.3105 | 35.7668 | 28.6841 | 1.0125 | 14.9134 | 16.5345 | 1.0953 | 94% | 85.8% | 86.6% | 82.4% | 66.3% | 46.5% | 0.067593 | 0.061831 | 2.2212 | 17.5096 | 1.7658 | 9.3873 | 7.9264 | 6.8647 | 2.0129 | 3.7341 | 14.1369 | 9.6385 | 8.7223 | 5.5991 | 44.8941 | 61.9576 | 47.6269 | 73.8337
Central Coast | LOS GATOS 110660116 | 3780 | 1483 | 2634.6833 | 3153 | 3578.2346 | 177 | 7.5236e-05 | 0.037818 | 6.9349 | 2.8452e-06 | 0.00027011 | 0.47035 | 0.73631 | {86E17BC0-A879-45C0-9429-4A0FD02BA21E} | 82021106 | LOS GATOS 1106 | 60116 | 37.1734 | -121.9929 | 301 | 359 | 41854.1705 | 26.007 | 19897.4804 | 12.3638 | 21956.6901 | 19897.4804 | 21956.6901 | 0.04781 | 0.013317 | 1189 | 10.1467 | 23.9035 | 3 | 2.0736 | 5.3266 | 0.45554 | 0.086641 | 0.0065754 | 2.9276 | 294.1241 | 42.0104 | 35.2745 | 0.98323 | 13.285 | 14.9863 | 1.0864 | 77.1% | 71.2% | 76.4% | 96.2% | 54.9% | 11.9% | 0.099676 | 0.10652 | 3.3716 | 17.7584 | 1.5605 | 12.3164 | 9.6795 | 8.1117 | 1.8973 | 3.6395 | 12.8562 | 7.6033 | 7.9366 | 4.5937 | 55.1713 | 78.9057 | 52.8544 | 84.354
North Coast | MOLINO 110251788 | 457 | 605 | 965.3019 | 983 | 1170.8069 | 87 | 0.00012601 | 7.9488 | 10.8078 | 0.00106 | 0.00079816 | 0.61546 | 0.82448 | {E88FFA7F-5F70-49D0-8DB1-373E7BB1124C} | 42571102 | MOLINO 1102 | 51788 | 38.4361 | -122.8721 | 300 | 420 | 46660.1471 |  | 23550.5125 |  | 23109.6346 | 9018.9359 | 7725.1243 | 0.06944 | 0.010963 | 512 | 8.2975 | 21.2818 | 2.037 | 1.7534 | 4.9995 | 0.24745 | 0.058148 | 0.0071014 | 2.8934 | 295.9682 | 23.9432 | 24.9469 | 0.83448 | 17.9218 | 19.8572 | 0.82797 | 82.3% | 76.7% | 70.1% | 60.9% | 42.2% | 80% | 0.15652 | 0.042963 | 2.5876 | 17.2062 | 2.3672 | 7.2815 | 10.9863 | 9.0008 | 1.8696 | 3.1541 | 16.5883 | 14.2575 | 13.9242 | 11.7715 | 46.711 | 53.3762 | 34.7665 | 45.4039
North Coast | LAYTONVILLE 110189606 | 7173 | 1163 | 1498.67 | 1525 | 1697.2104 | 106 | 0.00014327 | 0.17688 | 6.0613 | 2.4337e-05 | 0.00044311 | 0.76262 | 0.88302 | {17A00714-8A49-49C0-B860-6006F3A8F3AD} | 42681101 | LAYTONVILLE 1101 | 89606 | 39.6878 | -123.4891 | 178 | 245 | 32872.5808 | 20.4261 | 19260.766 | 11.9681 | 13611.8147 | 18642.295 | 13156.2942 | 0.04697 | 0.015186 | 866 | 7.9687 | 19.1085 | 2 | 2.1423 | 5.8977 | -0.33291 | 0.061382 | 0.0062061 | 5.2085 | 293.2987 | 30.3795 | 31.5181 | 0.87743 | 16.203 | 19.0681 | 1.1187 | 66% | 60.5% | 77.5% | 53.8% | 48.1% | 52.2% | 0.12688 | 0.092154 | 3.0968 | 18.6371 | 2.5852 | 6.1992 | 13.8725 | 10.7955 | 1.6841 | 3.2349 | 16.7817 | 8.6387 | 10.5214 | 5.4258 | 54.0182 | 91.4604 | 36.5461 | 76.1065
North Valley | WYANDOTTE 110942650 | 8909 | 26 | 61.1429 | 72 | 79.3233 | 11 | 6.5156e-05 | 81.3067 | 15.14 | 0.0045658 | 0.00079536 | 0.36111 | 0.77081 | {DC072A52-F5DE-4BA4-8BCD-F573BF64066B} | 102911109 | WYANDOTTE 1109 | 42650 | 39.4807 | -121.5296 | 78 | 140 | 11710.0919 |  | 4239.6112 |  | 7470.4807 | 1091.021 | 904.7032 | 0.008749 | 0.00071671 | 514 | 1.5474 | 4.0617 | 2 | 2.6735 | 7.7834 | -1.1345 | 0.025333 | 0.0065067 | 2.1788 | 297.9402 | 45.4693 | 32.2015 | 1.389 | 12.8239 | 14.4938 | 5.1046 | 68.2% | 57% | 56.4% | 10.7% | 57.5% | 81.2% | 0.2852 | 0.010667 | 3 | 16.9 | 5.5347 | 4.8 | 10.7297 | 7.4146 | 2.6337 | 4.2638 | 11.9445 | 6.3658 | 8.3431 | 4.4048 | 50.8506 | 85.8133 | 56.842 | 89.2789
Sierra | PLACERVILLE 1112circuit_breaker | 4731 | 409 | 631.9257 | 1067 | 937.1456 | 112 | 0.00010022 | 0.86334 | 3.0059 | 7.8705e-05 | 0.00020016 | 0.38332 | 0.67431 | {69C7055C-8321-466E-890B-DA1A435F5398} | 153081112 | PLACERVILLE 1112 | circuit_breaker | 38.7309 | -120.7834 | 260 | 687 | 42800.9643 | 26.5954 | 15101.3483 | 9.3836 | 27699.6161 | 13371.697 | 24617.6335 | 0.022418 | 0.011224 | 1408 | 4.305 | 10.7859 | 2 | 2.0937 | 5.6256 | -0.30549 | 0.065673 | 0.0058251 | 2.9758 | 295.3052 | 46.332 | 31.6563 | 1.2313 | 12.4599 | 14.3212 | 15.9312 | 24.9% | 12.8% | 76.1% | 47.3% | 28.3% | 65.1% | 0.0557 | 0.061396 | 2.4155 | 16.9855 | 4.2555 | 6.3767 | 8.1636 | 6.5118 | 2.2871 | 4.0533 | 12.624 | 5.5509 | 8.0663 | 3.8533 | 55.1631 | 93.3812 | 54.3537 | 94.7116
Sierra | BRUNSWICK 11102664 | 484 | 462 | 699.9525 | 1333 | 1111.2728 | 123 | 0.00010015 | 0.038086 | 68.4607 | 3.8014e-06 | 0.0033379 | 0.34659 | 0.62987 | {52CBF115-6640-4F98-9743-613A61123F02} | 152481110 | BRUNSWICK 1110 | 2664 | 39.235 | -121.0604 | 224 | 591 | 44616.6772 | 27.7236 | 17466.8136 | 10.8534 | 27149.8636 | 12678.4586 | 10071.9876 | 0.41056 | 0.012318 | 90 | 6.8326 | 18.8312 | 2 | 2.172 | 6.2061 | 0.4385 | 0.054943 | 0.005585 | 3.8577 | 294.489 | 45.7062 | 32.5604 | 1.1801 | 12.3786 | 14.5067 | 6.5411 | 91.7% | 89.2% | 75.9% | 80% | 19.5% | 56.8% | 0.034699 | 0.088433 | 3.7731 | 20.5714 | 3.1795 | 9.7067 | 8.1103 | 6.3731 | 2.1764 | 3.9991 | 12.2595 | 5.4549 | 7.4898 | 3.6606 | 56.9686 | 92.459 | 56.3402 | 95.849
North Coast | POINT ARENA 110137426 | 5072 | 7 | 12.4325 | 11 | 14.1589 | 5 | 5.2165e-05 | 0.32659 | 30.1721 | 1.7394e-05 | 0.00079125 | 0.63636 | 0.87807 | {92C865B2-0C37-47A7-A1CF-103D45B5F3C3} | 43381101 | POINT ARENA 1101 | 37426 | 38.912 | -123.6807 | 136 | 309 | 19677.258 |  | 8133.5264 |  | 11543.7316 | 776.126 | 285.6046 | 0.0039563 | 0.00026083 | 517 | 1.8564 | 8.2263 | 2 | 3.9877 | 8.873 | -2.8295 | 0.0072727 | 0.0069583 | 2.74 | 289.7746 | 17.8981 | 22.5649 | 0.38799 | 19.1919 | 21.3783 | 1.3406 | 81.7% | 92.3% | 5.1% | 11.3% | 3.4% | 95.1% | 0.15395 | 0.024545 | 2.3333 | 16.5 | 0.27 | 1 | 14.3374 | 12.1324 | 1.2186 | 1.8169 | 18.9719 | 15.3202 | 14.5398 | 11.0717 | 45.636 | 52.2007 | 26.7431 | 41.3569
North Coast | HOOPA 110182542 | 5073 | 1240 | 1766.126 | 1700 | 1974.595 | 179 | 0.00016615 | 0.039321 | 3.5173 | 6.4933e-06 | 0.00043031 | 0.72941 | 0.89442 | {AF113D3A-C32B-4AE6-9683-F0B931A2BCC2} | 192401101 | HOOPA 1101 | 82542 | 41.058 | -123.6861 | 214 | 288 | 36995.3836 | 22.9879 | 24434.1618 | 15.1827 | 12561.2219 | 18590.2459 | 4168.8744 | 0.077025 | 0.02974 | 878 | 13.7727 | 32.5945 | 2 | 1.7949 | 5.7065 | -1.0308 | 0.048898 | 0.0059826 | 4.4299 | 294.6441 | 35.1114 | 30.7157 | 1.0909 | 14.6975 | 17.9648 | 4.1664 | 65.4% | 40.9% | 86.9% | 89.1% | 71.5% | 29.4% | 0.13745 | 0.073263 | 2.1973 | 15.7687 | 2.1012 | 7.2034 | 15.1867 | 12.0186 | 2.3116 | 4.04 | 13.8661 | 6.8698 | 8.7396 | 4.5081 | 57.5655 | 93.5553 | 49.0715 | 86.6513
North Coast | DUNBAR 1102circuit_breaker | 218 | 650 | 883.6832 | 1353 | 1228.105 | 110 | 9.4825e-05 | 2.8139 | 9.6518 | 0.00025504 | 0.00042516 | 0.48041 | 0.71955 | {46D8BBC2-519D-4FA1-BC3E-5FF3581AAFDB} | 43071102 | DUNBAR 1102 | circuit_breaker | 38.3834 | -122.5279 | 225 | 634 | 42535.3129 | 26.4303 | 13793.3359 | 8.5708 | 28741.977 | 11754.0323 | 24605.0551 | 0.046768 | 0.010431 | 887 | 4.3977 | 10.9762 | 2 | 2.2093 | 5.6641 | -1.1196 | 0.071563 | 0.0068767 | 2.4346 | 296.292 | 34.0693 | 30.3559 | 0.99328 | 15.3752 | 17.0509 | 4.864 | 64.8% | 72.6% | 48.5% | 25.3% | 62.5% | 41.5% | 0.26541 | 0.032813 | 5.3308 | 19.0078 | 5.0044 | 8.4563 | 9.0837 | 7.2274 | 1.9528 | 3.5479 | 14.9113 | 10.2593 | 10.4581 | 6.7914 | 49.7922 | 65.972 | 43.1595 | 68.4335
Bay Area | CLAYTON 2212Y504R | 1059 | 231 | 377.9476 | 831 | 646.9275 | 115 | 3.1187e-05 | 91.1133 | 1.1947 | 0.0032769 | 3.6296e-05 | 0.27798 | 0.58422 | {7A7A6CFC-A0E9-4695-9248-8391EE3DF390} | 12022212 | CLAYTON 2212 | Y504R | 37.9245 | -121.9125 | 187 | 222 | 39040.8466 | 24.2589 | 18903.0653 | 11.7458 | 20137.7813 | 18903.0653 | 19929.2571 | 0.004174 | 0.0035865 | 2436 | 1.409 | 4.9243 | 2.5231 | 4.2067 | 9.9138 | -2.3054 | 0.0179 | 0.0058571 | 1.8233 | 295.2213 | 47.8755 | 39.1055 | 1.1754 | 12.1189 | 13.5695 | 2.0466 | 30.3% | 47.5% | 22.9% | 9.3% | 96.4% | 0.4% | 0.18303 | 0.059964 | 2.4634 | 17.5488 | 1.3817 | 2.9573 | 6.9278 | 6.4123 | 2.2336 | 3.8998 | 12.1671 | 7.0779 | 8.4809 | 4.7644 | 55.9883 | 80.4952 | 56.4511 | 85.8878
Sierra | HALSEY 1101circuit_breaker | 2498 | 1871 | 2621.441 | 3282 | 3298.607 | 271 | 0.00010003 | 0.039844 | 7.1635 | 3.9503e-06 | 0.000434 | 0.57008 | 0.79471 | {FA7F836A-C8A0-42D3-8E43-389B5B7AEC7D} | 152241101 | HALSEY 1101 | circuit_breaker | 38.9568 | -121.0432 | 423 | 542 | 56543.1776 | 35.1344 | 27545.8987 | 17.1163 | 28997.2789 | 27545.8987 | 28997.2789 | 0.11761 | 0.027108 | 873 | 6.2236 | 15.8222 | 2 | 1.9038 | 5.1231 | 0.099713 | 0.070921 | 0.0057459 | 3.0863 | 295.7729 | 48.8888 | 33.8385 | 1.309 | 11.8671 | 13.7272 | 2.4887 | 45.1% | 27.5% | 75.4% | 70% | 63.2% | 19.8% | 0.056463 | 0.08303 | 1.8366 | 15.3497 | 2.3144 | 3.5379 | 9.0373 | 6.2058 | 2.1511 | 3.9677 | 12.8357 | 5.7892 | 8.0881 | 3.9259 | 49.416 | 83.4571 | 53.4806 | 93.618
Sierra | BRUNSWICK 11042112 | 1085 | 1084 | 1691.6304 | 3014 | 2550.822 | 292 | 9.9036e-05 | 3.5071 | 57.8801 | 0.00028363 | 0.0032581 | 0.35965 | 0.66317 | {5D7A1019-73A7-4921-AA73-859EBCF0FBCE} | 152481104 | BRUNSWICK 1104 | 2112 | 39.2416 | -121.0566 | 365 | 444 | 64046.6818 | 39.7969 | 30961.8119 | 19.2388 | 33084.8699 | 30961.8119 | 33084.8699 | 0.95136 | 0.028919 | 96 | 5.1457 | 12.6415 | 2.1532 | 2.1293 | 6.2017 | 0.76457 | 0.049476 | 0.0056172 | 3.8845 | 294.7936 | 46.2848 | 33.2814 | 1.214 | 12.2294 | 14.3747 | 2.962 | 91% | 86.6% | 74.4% | 54.4% | 23.4% | 44.9% | 0.049483 | 0.11861 | 2.9021 | 17.2831 | 3.0681 | 9.5802 | 9.5418 | 7.156 | 2.0121 | 3.4041 | 12.7716 | 5.9027 | 7.4463 | 4.0648 | 56.6306 | 92.2867 | 54.1063 | 92.5565
North Coast | COTATI 1105616 | 3347 | 6 | 18.8887 | 17 | 23.1294 | 10 | 5.8543e-05 | 1167.9328 | 17.5215 | 0.067303 | 0.00078253 | 0.35294 | 0.81665 | {4B1C4FCD-287E-4417-8568-2D11E983B37F} | 42271105 | COTATI 1105 | 616 | 38.3102 | -122.8518 | 248 | 281 | 70168.4428 |  | 49321.001 |  | 20847.4418 | 2435.445 | 2413.2035 | 0.0078253 | 0.00058543 | 523 | 1.9339 | 5.6817 | 2 | 2.2167 | 6.4711 | -1.9388 | 0.0066038 | 0.0071662 | 2.3703 | 294.9043 | 23.6842 | 25.5957 | 0.73589 | 17.9179 | 19.7399 | 1.6146 | 81.6% | 86.3% | 9% | 2.2% | 21.8% | 79.9% | 0.22536 | 0.0077358 | 1.6 | 15.36 | 0.14321 | 0.32075 | 11.41 | 9.8165 | 1.6536 | 2.8227 | 16.8008 | 14.5817 | 14.3593 | 12.0464 | 48.6623 | 55.539 | 33.4137 | 44.1705
Central Coast | CAMP EVERS 210611044 | 5648 | 478 | 921.3449 | 1694 | 1629.0641 | 101 | 0.00014442 | 0.037818 | 3.1118 | 5.4617e-06 | 0.00026717 | 0.28217 | 0.56557 | {90D97D29-641D-4D44-ABC6-DEB499FDF2DF} | 83622106 | CAMP EVERS 2106 | 11044 | 37.0405 | -122.0294 | 322 | 797 | 56362.609 | 35.0222 | 19987.9543 | 12.42 | 36374.6547 | 12091.4268 | 16910.0847 | 0.026984 | 0.014587 | 1202 | 6.9899 | 17.2709 | 2.8527 | 1.4194 | 3.6453 | -1.4309 | 0.07124 | 0.0071333 | 2.9656 | 296.5336 | 29.2897 | 27.4807 | 0.91884 | 16.6043 | 18.3604 | 10.5414 | 76.7% | 49.9% | 90.3% | 74.9% | 37.5% | 84.2% | 0.28987 | 0.03938 | 5.0426 | 17.6489 | 2.9443 | 13.1318 | 9.0211 | 8.0066 | 1.8533 | 3.4551 | 16.0963 | 12.3613 | 11.2431 | 8.0963 | 48.0358 | 57.2402 | 39.0775 | 59.0143
North Coast | MONTE RIO 11111701 | 2826 | 300 | 558.1703 | 355 | 588.6402 | 26 | 0.00021502 | 0.037817 | 6.4751 | 8.1314e-06 | 0.00078146 | 0.84507 | 0.94824 | {8E83A400-F142-4678-B5FC-E0505BD0823D} | 42811111 | MONTE RIO 1111 | 1701 | 38.4728 | -123.0474 | 25 | 88 | 9391.7922 |  | 2197.6127 |  | 7194.1794 | 2197.6127 | 7194.1794 | 0.020318 | 0.0055905 | 525 | 15.6202 | 28.7386 | 3 | 1.9367 | 5.3567 | 9.0658 | 0.15073 | 0.0072214 | 3.7717 | 294.2194 | 22.8112 | 23.4078 | 0.70948 | 18.0031 | 20.1589 | 1.8614 | 81.4% | 62.8% | 94.5% | 82.8% | 19.6% | 84.6% | 0.021471 | 0.11122 | 4.0741 | 22 | 0.30171 | 8.6585 | 10.8851 | 8.9696 | 1.736 | 2.7775 | 16.7979 | 14.2327 | 12.7514 | 11.015 | 43.3639 | 50.234 | 35.8601 | 45.4933
Central Coast | CAMP EVERS 210311046 | 2810 | 1605 | 2937.9743 | 4129 | 4371.8657 | 260 | 0.00010023 | 0.037818 | 4.0009 | 3.7903e-06 | 0.00026539 | 0.38871 | 0.67202 | {DC46DF0C-E79C-47C3-8E88-AF56F3C9F267} | 83622103 | CAMP EVERS 2103 | 11046 | 36.9995 | -122.0079 | 322 | 381 | 55708.761 | 34.6159 | 26125.6746 | 16.2338 | 29583.0863 | 26125.6746 | 29583.0863 | 0.069002 | 0.026059 | 1208 | 7.5294 | 18.4144 | 2.9951 | 1.3913 | 3.5779 | -2.9764 | 0.063383 | 0.0071341 | 2.391 | 295.5554 | 29.861 | 25.2754 | 0.83945 | 16.2884 | 17.9342 | 1.2243 | 76.4% | 57.8% | 85% | 78.2% | 30.2% | 79.5% | 0.097086 | 0.04 | 2.3392 | 17.3531 | 2.1288 | 10.1951 | 7.9254 | 7.0895 | 1.8245 | 3.3491 | 15.5082 | 11.9188 | 10.116 | 7.5174 | 42.9716 | 52.1243 | 40.8708 | 61.321
Sierra | PENRYN 110550548 | 631 | 100 | 231.826 | 220 | 276.9973 | 25 | 7.4489e-05 | 582.2319 | 20.9431 | 0.051755 | 0.00078037 | 0.45455 | 0.83693 | {51FD1214-1DA9-48E9-81B5-DF5A14DDC488} | 152561105 | PENRYN 1105 | 50548 | 38.8541 | -121.1806 | 257 | 236 | 33885.4646 |  | 19476.8877 |  | 14408.5769 | 2946.7985 | 1779.707 | 0.019509 | 0.0018622 | 527 | 4.3423 | 18.4144 | 2 | 2.39 | 6.3151 | -0.33076 | 0.025926 | 0.0066667 | 2.066 | 297.3176 | 42.7646 | 30.4872 | 1.2867 | 13.5256 | 15.0288 | 0.99393 | 62.9% | 64% | 46.1% | 78% | 48.3% | 95.1% | 0.016399 | 0.042407 | 1.8333 | 18.0333 | 11.642 | 4.0741 | 9.2611 | 6.5969 | 2.3867 | 4.2106 | 13.2709 | 6.6738 | 9.3223 | 4.5482 | 49.6344 | 74.6096 | 51.4375 | 85.7129
Central Coast | BUELLTON 1102circuit_breaker | 2632 | 14 | 34.7293 | 182 | 134.6946 | 36 | 4.2043e-05 | 2397.9264 | 33.398 | 0.11675 | 0.00078032 | 0.076923 | 0.25784 | {2D7A19FE-1388-4016-A42B-7364F42C4D40} | 183041102 | BUELLTON 1102 | circuit_breaker | 34.625 | -120.1858 | 244 | 375 | 41538.6655 |  | 20359.3308 |  | 21179.3347 | 8489.4268 | 3070.6037 | 0.028092 | 0.0015135 | 528 | 1.8756 | 5.8969 | 2 | 2.9467 | 8.5198 | -2.1042 | 0.01 | 0.0070312 | 0.85008 | 297.2861 | 35.9318 | 35.1488 | 0.99986 | 15.1473 | 15.8208 | 3.5357 | 93.6% | 97.6% | 52.4% | 33.2% | 62.8% | 52.7% | 0.16733 | 0.017455 | 1.6724 | 12.3793 | 0.45255 | 1.6545 | 12.8562 | 11.1951 | 2.097 | 3.1817 | 12.8358 | 12.2115 | 7.3553 | 7.8078 | 69.2922 | 70.748 | 56.5126 | 59.6092
North Coast | GARBERVILLE 11022010 | 1668 | 484 | 619.112 | 883 | 822.4752 | 100 | 0.00026905 | 0.063731 | 3.4952 | 1.8626e-05 | 0.00077988 | 0.54813 | 0.75274 | {0FD31FD2-8045-433E-9D12-C8669CFF0383} | 192221102 | GARBERVILLE 1102 | 2010 | 40.1419 | -123.8077 | 51 | 43 | 11776.1763 |  | 10929.7392 |  | 846.437 | 10929.7392 | 846.437 | 0.077988 | 0.026905 | 529 | 9.9635 | 27.5875 | 2 | 2.7551 | 7.0318 | -1.1392 | 0.042113 | 0.007 | 4.0154 | 294.5449 | 26.6423 | 24.6299 | 0.88965 | 17.1849 | 20.0363 | 1.6323 | 81.2% | 40.7% | 97.1% | 79% | 50.9% | 61.6% | 0.19929 | 0.050141 | 1.7843 | 11.9608 | 1.3735 | 6.2183 | 12.0517 | 8.544 | 2.0197 | 3.5947 | 15.5714 | 9.8079 | 10.6586 | 7.4379 | 46.9407 | 62.8127 | 42.1318 | 67.5133
Central Valley | OAKHURST 110363334 | 4692 | 196 | 282.807 | 761 | 527.1864 | 183 | 3.3117e-05 | 689.6254 | 48.0033 | 0.021802 | 0.00082538 | 0.25756 | 0.53645 | {778182E4-2AE7-465E-B2C9-C1ED6A0D9207} | 254421103 | OAKHURST 1103 | 63334 | 37.3839 | -119.6785 | 221 | 224 | 39160.3036 | 24.3331 | 27690.7454 | 17.2063 | 11469.5582 | 27690.7454 | 11469.5582 | 0.15104 | 0.0060605 | 487 | 2.3789 | 8.4523 | 2.0302 | 1.7869 | 4.2558 | 0.89565 | 0.018187 | 0.0057766 | 2.0187 | 297.2418 | 53.2159 | 36.1698 | 1.4932 | 11.0335 | 12.412 | 1.4462 | 78.7% | 82.5% | 31.3% | 43.9% | 86.7% | 18.4% | 0.057013 | 0.065769 | 1.9498 | 15.5571 | 1.0968 | 2.0907 | 9.2846 | 8.0173 | 2.5673 | 4.1962 | 10.592 | 5.93 | 6.7038 | 4.0585 | 52.7179 | 74.278 | 65.4256 | 91.5487
Bay Area | CLAYTON 2215W531R | 7715 | 132 | 219.9605 | 421 | 357.4311 | 72 | 3.0956e-05 | 283.9179 | 50.667 | 0.0075096 | 0.00077712 | 0.31354 | 0.61539 | {32128C45-30E5-4BD3-83C6-38B6DDD0B832} | 12022215 | CLAYTON 2215 | W531R | 37.9176 | -121.9968 | 243 | 185 | 27693.5137 |  | 17365.1124 |  | 10328.4014 | 10534.5095 | 5494.0159 | 0.055952 | 0.0022288 | 531 | 1.1872 | 4.1926 | 2.4497 | 2.9476 | 7.0876 | -3.2216 | 0.017047 | 0.0064559 | 1.4183 | 295.8171 | 41.3374 | 36.3355 | 1.0736 | 13.7198 | 15.0389 | 5.9759 | 98.7% | 99% | 22.7% | 6.7% | 81.9% | 6.2% | 0.18364 | 0.033154 | 2.5862 | 17.2931 | 0.80477 | 2.8255 | 7.2093 | 6.7726 | 2.1492 | 3.8307 | 13.1646 | 8.5483 | 9.3313 | 5.5686 | 54.7534 | 74.4497 | 51.4048 | 77.8582
Central Valley | COARSEGOLD 21025380 | 3908 | 179 | 269.7285 | 1275 | 747.6757 | 188 | 8.3213e-05 | 1.3884 | 10.454 | 0.00013156 | 0.00048884 | 0.14039 | 0.36076 | {2F9F4A6E-5722-4460-BD68-D94825E8F2C8} | 254432102 | COARSEGOLD 2102 | 5380 | 37.3089 | -119.5849 | 218 | 211 | 39217.1306 | 24.3685 | 22745.3926 | 14.1334 | 16471.738 | 22745.3926 | 16471.738 | 0.091902 | 0.015644 | 823 | 4.5308 | 13.2862 | 3 | 1.6372 | 3.865 | -0.0055307 | 0.039763 | 0.0059127 | 2.2975 | 296.0565 | 50.8311 | 34.7057 | 1.3235 | 11.4293 | 12.8997 | 1.5639 | 63% | 44.8% | 81.8% | 64.1% | 63.6% | 30.4% | 0.04808 | 0.094273 | 2.0096 | 16.1971 | 1.0871 | 3.7834 | 9.5357 | 8.1523 | 2.1907 | 3.7061 | 10.9178 | 6.261 | 6.8073 | 4.2243 | 51.4429 | 72.2355 | 63.6189 | 89.5014
North Coast | LUCERNE 110638436 | 3304 | 116 | 219.6792 | 208 | 266.1061 | 51 | 0.00010088 | 0.038248 | 14.6532 | 3.8631e-06 | 0.00077554 | 0.55769 | 0.82553 | {790F1996-ADCE-423E-BD1D-F157FD535C39} | 43351106 | LUCERNE 1106 | 38436 | 39.0088 | -122.7771 | 127 | 356 | 24732.461 |  | 7720.9209 |  | 17011.5401 | 7130.3909 | 16058.8826 | 0.039553 | 0.0051449 | 533 | 2.936 | 9.3132 | 2 | 2.9586 | 7.5269 | 0.78389 | 0.033659 | 0.0059369 | 2.6476 | 295.8311 | 42.1053 | 35.7943 | 1.2069 | 13.5742 | 15.4419 | 3.7802 | 80.9% | 84.3% | 54.8% | 17.2% | 87.2% | 7.2% | 0.32052 | 0.015732 | 6.4571 | 21.8571 | 2.3538 | 2.5366 | 9.8435 | 7.9771 | 2.2798 | 3.9516 | 13.0819 | 6.9942 | 8.1998 | 4.4292 | 57.7522 | 87.8727 | 52.4304 | 86.2365
North Coast | MONTE RIO 1113524 | 674 | 446 | 755.0724 | 1086 | 1097.6061 | 88 | 9.8999e-05 | 0.037818 | 13.4188 | 3.7439e-06 | 0.00077357 | 0.41068 | 0.68793 | {8C8983C8-884C-4E70-BBB6-36F59CD80D78} | 42811113 | MONTE RIO 1113 | 524 | 38.5037 | -122.9936 | 159 | 890 | 41818.1192 |  | 10034.2173 |  | 31783.9019 | 10034.2173 | 31783.9019 | 0.068074 | 0.0087119 | 534 | 18.8342 | 51.326 | 3 | 1.4226 | 4.0456 | -4.5372 | 0.098712 | 0.0071187 | 3.5908 | 295.0122 | 26.4054 | 27.2261 | 0.80711 | 17.269 | 19.3604 | 2.9251 | 80.7% | 82.6% | 52.6% | 97.6% | 35.2% | 62.6% | 0.33402 | 0.05799 | 9.25 | 21.11 | 0.88152 | 8.2273 | 10.9265 | 8.97 | 1.9197 | 3.1603 | 16.1999 | 12.9304 | 11.6751 | 9.4019 | 49.0233 | 60.8539 | 39.6437 | 52.9754
Bay Area | ROSSMOOR 110639424 | 7210 | 41 | 93.5573 | 64 | 106.2971 | 11 | 5.9306e-05 | 68.2131 | 140.4787 | 0.0045698 | 0.0007733 | 0.64062 | 0.88015 | {F43D5D09-9904-4503-827D-15E6F8524BEA} | 14161106 | ROSSMOOR 1106 | 39424 | 37.8713 | -122.0963 | 82 | 254 | 16624.2612 |  | 3992.9225 |  | 12631.3387 | 1232.955 | 1514.5518 | 0.0085063 | 0.00065237 | 535 | 2.7045 | 8.2458 | 2 | 3.4234 | 6.963 | -2.4845 | 0.047647 | 0.0067098 | 1.9416 | 294.8836 | 33.3422 | 31.0336 | 0.90932 | 15.5286 | 17.0012 | 10.229 | 98.5% | 100% | 57.9% | 25.8% | 53.2% | 66.2% | 0.24958 | 0.031176 | 5 | 18.3571 | 2.6194 | 3.7647 | 7.8003 | 7.308 | 1.9507 | 3.4925 | 14.9471 | 10.5085 | 10.5885 | 6.856 | 46.0919 | 66.5687 | 42.1602 | 67.4899
North Coast | WILLOW CREEK 110237374 | 9321 | 70 | 124.5484 | 81 | 129.5615 | 18 | 0.0001777 | 0.037818 | 10.4282 | 6.7201e-06 | 0.00077171 | 0.8642 | 0.96131 | {E5474BC9-1FBC-47D7-924C-371BAFB1C79B} | 192171102 | WILLOW CREEK 1102 | 37374 | 40.9887 | -123.6397 | 6 | 1 | 2060.1155 |  | 2046.1835 |  | 13.932 | 2046.1835 | 13.932 | 0.013891 | 0.0031985 | 536 | 19.3475 | 34.8797 | 2.9545 | 1.6313 | 4.9479 | -11.6702 | 0.045909 | 0.0058499 | 3.8245 | 295.2394 | 36.5903 | 32.2295 | 1.1708 | 14.4029 | 17.5099 | 0.89085 | 80.5% | 75.3% | 89.4% | 91.6% | 80.4% | 22.2% | 0.034137 | 0.045909 | 1 | 8.4 | 0 | 3.6818 | 15.0844 | 11.9358 | 2.4231 | 4.1954 | 13.4388 | 6.5718 | 8.6243 | 4.3349 | 60.9624 | 97.7013 | 50.8417 | 88.7351
Central Valley | WEST POINT 110136674 | 4823 | 49 | 50.6186 | 175 | 101.8066 | 47 | 0.00015495 | 0.038986 | 8.0496 | 6.0298e-06 | 0.00076741 | 0.28 | 0.4972 | {B0AD76E8-C8B6-4D91-BE40-831E99BE5659} | 163201101 | WEST POINT 1101 | 36674 | 38.4875 | -120.5197 | 195 | 291 | 33176.4199 |  | 15191.9661 |  | 17984.4538 | 15191.9661 | 17984.4538 | 0.036068 | 0.0072825 | 537 | 14.6973 | 30.2401 | 2.9914 | 2.1648 | 5.1531 | 1.9315 | 0.096051 | 0.0057417 | 3.8422 | 293.567 | 45.5192 | 31.0629 | 1.1349 | 12.2941 | 14.4273 | 1.5975 | 76.3% | 37.5% | 98.7% | 97.1% | 10.2% | 53.4% | 0.077237 | 0.064764 | 2.6591 | 18.9148 | 0.052532 | 0.75107 | 12.503 | 8.4293 | 2.0309 | 3.4435 | 12.48 | 6.2252 | 7.6861 | 4.373 | 48.2966 | 74.2848 | 54.173 | 89.8457
Sierra | APPLE HILL 1103circuit_breaker | 127 | 2387 | 3265.2271 | 5040 | 4481.8203 | 463 | 9.8593e-05 | 0.43354 | 32.7571 | 3.184e-05 | 0.0015791 | 0.47361 | 0.72855 | {DD461B3A-397C-4A3A-A4DD-6F0A05715903} | 153661103 | APPLE HILL 1103 | circuit_breaker | 38.7394 | -120.6769 | 727 | 1120 | 109916.7446 | 68.2993 | 53861.3542 | 33.468 | 56055.3904 | 47137.6043 | 52133.033 | 0.73113 | 0.045649 | 236 | 5.9126 | 16.6493 | 2.048 | 2.041 | 5.5084 | 0.0070922 | 0.061548 | 0.005877 | 3.3171 | 294.6933 | 48.424 | 32.0086 | 1.2538 | 11.7771 | 13.736 | 6.7628 | 80% | 76.3% | 73.2% | 73.7% | 36.3% | 12.2% | 0.2305 | 0.056797 | 3.4163 | 17.2218 | 5.9464 | 7.8019 | 8.9728 | 6.1142 | 2.0876 | 3.9344 | 12.6444 | 5.7159 | 7.9265 | 3.8878 | 49.3657 | 81.6337 | 54.319 | 94.0654
Sierra | DOBBINS 110169722 | 5748 | 285 | 395.0097 | 710 | 574.2822 | 90 | 0.00012671 | 0.28206 | 11.0185 | 3.0039e-05 | 0.00076635 | 0.40141 | 0.68783 | {DCD6C7A6-BCDE-42A2-9036-021FA6ED047F} | 153741101 | DOBBINS 1101 | 69722 | 39.341 | -121.1952 | 93 | 67 | 12664.8247 |  | 10673.4289 |  | 1991.3958 | 10673.4289 | 1991.3958 | 0.068971 | 0.011404 | 539 | 5.0458 | 14.0024 | 2.8077 | 2.1912 | 6.677 | -1.0198 | 0.033769 | 0.0057855 | 3.7775 | 295.8439 | 46.2905 | 33.2782 | 1.2757 | 12.3182 | 14.4425 | 0.77797 | 62.7% | 40.3% | 94.4% | 63.4% | 43.9% | 50.2% | 0.085579 | 0.059079 | 1.9268 | 13.0854 | 3.4025 | 5.4615 | 9.1792 | 7.1554 | 2.2027 | 3.8346 | 13.0592 | 5.9947 | 8.2613 | 4.011 | 54.1606 | 95.1098 | 52.2794 | 92.4275
Central Coast | TEMPLETON 2110N32 | 5597 | 681 | 1222.884 | 1938 | 1731.7662 | 283 | 0.0001147 | 0.32595 | 4.3052 | 3.156e-05 | 0.00026324 | 0.35139 | 0.70615 | {33400389-0E2B-42A8-BC66-48CCE49F1F75} | 183052110 | TEMPLETON 2110 | N32 | 35.6817 | -120.9365 | 318 | 430 | 77756.4228 | 48.3157 | 47441.6231 | 29.4789 | 30314.7997 | 46049.4952 | 29814.3015 | 0.074496 | 0.032461 | 1217 | 2.4593 | 8.1115 | 2 | 2.1492 | 7.3109 | 1.0892 | 0.032918 | 0.005721 | 0.88397 | 299.253 | 44.7112 | 37.7767 | 1.4637 | 13.5217 | 14.2714 | 0.59565 | 76% | 59.8% | 86.4% | 44.7% | 99.1% | 16.7% | 0.059658 | 0.089774 | 2.038 | 14.693 | 1.7209 | 2.8416 | 8.4383 | 8.0384 | 2.5501 | 4.2408 | 12.4824 | 8.1652 | 9.3576 | 5.7246 | 55.8749 | 79.8828 | 54.9985 | 79.0549
North Coast | BRIDGEVILLE 110137484 | 6896 | 760 | 930.2696 | 885 | 986.9172 | 101 | 0.00016267 | 0.14256 | 4.9264 | 1.75e-05 | 0.00042249 | 0.85876 | 0.9426 | {24C71D6A-46DB-4BB7-8807-9800CAD347CE} | 192461101 | BRIDGEVILLE 1101 | 37484 | 40.4523 | -123.6539 | 90 | 45 | 19197.4071 | 11.9287 | 16191.138 | 10.0607 | 3006.2692 | 12953.0865 | 2424.305 | 0.042671 | 0.016429 | 895 | 9.0276 | 19.0008 | 2 | 2.3138 | 7.3775 | 0.1412 | 0.042743 | 0.005787 | 4.989 | 293.1224 | 33.1572 | 29.4027 | 0.96927 | 15.0108 | 18.2799 | 0.61116 | 64.5% | 52.7% | 85.7% | 53.4% | 59.9% | 34.8% | 0.022303 | 0.0836 | 1.3836 | 11.0548 | 0.94069 | 5.0571 | 13.1043 | 9.521 | 1.7631 | 3.487 | 15.997 | 7.7243 | 9.0993 | 4.6426 | 51.6575 | 82.4234 | 40.3616 | 81.6774
Central Valley | CURTIS 1701circuit_breaker | 365 | 108 | 195.9306 | 785 | 409.2707 | 103 | 5.2997e-05 | 2.7223 | 9.9473 | 0.0001161 | 0.00023697 | 0.13758 | 0.47873 | {74641153-5847-4D3C-B484-25FD29972F96} | 163351701 | CURTIS 1701 | circuit_breaker | 37.9745 | -120.3199 | 325 | 464 | 39610.9096 | 24.6131 | 19970.3298 | 12.409 | 19640.5798 | 13323.4289 | 11023.2343 | 0.024408 | 0.0054586 | 1290 | 2.1298 | 6.5252 | 2 | 2.2677 | 5.2554 | 0.63816 | 0.037222 | 0.0059915 | 2.1811 | 296.0233 | 44.0842 | 34.6572 | 1.2154 | 13.1935 | 14.7274 | 13.0495 | 44.3% | 43.9% | 58.5% | 33.9% | 26.8% | 86% | 0.23609 | 0.069833 | 2.9542 | 17.374 | 1.3991 | 4.3611 | 10.9439 | 8.0622 | 2.024 | 3.7666 | 12.9227 | 6.7577 | 8.7831 | 4.5569 | 50.2604 | 85.1348 | 53.6404 | 87.6862
Central Valley | BEAR VALLEY 210511210 | 5210 | 137 | 276.1249 | 357 | 340.1512 | 103 | 3.1829e-05 | 18.808 | 19.1732 | 0.000375 | 0.00021448 | 0.38375 | 0.81177 | {2D0A47C1-BF15-45C3-84C2-EF93E7A58095} | 252192105 | BEAR VALLEY 2105 | 11210 | 37.7228 | -120.2741 | 184 | 132 | 39622.712 | 24.6205 | 27422.5497 | 17.0396 | 12200.1623 | 27422.5497 | 12200.1623 | 0.022092 | 0.0032784 | 1365 | 1.2135 | 4.2386 | 2 | 2.4114 | 6.1376 | -0.1277 | 0.022454 | 0.0061874 | 1.5549 | 297.8748 | 48.4133 | 40.7058 | 1.4321 | 12.2909 | 13.5545 | 0.73612 | 40.1% | 65.1% | 30.6% | 17.1% | 81.8% | 53.2% | 0.065086 | 0.040809 | 1.6289 | 13.5 | 0.73995 | 0.93211 | 8.6375 | 7.3346 | 2.535 | 4.1512 | 12.0783 | 6.7502 | 8.8588 | 4.6446 | 59.3737 | 96.2365 | 56.5089 | 87.3715
Central Coast | CAMP EVERS 210312990 | 1656 | 1964 | 3584.7373 | 4477 | 4983.0986 | 228 | 0.00010009 | 0.037818 | 4.3072 | 3.7851e-06 | 0.00024774 | 0.43869 | 0.71938 | {EA67021F-EC51-4B91-B55C-AC9EF715A21B} | 83622103 | CAMP EVERS 2103 | 12990 | 37.039 | -122.0215 | 278 | 339 | 43900.5547 | 27.2786 | 21722.1338 | 13.4975 | 22178.4209 | 21722.1338 | 22178.4209 | 0.056485 | 0.02282 | 1262 | 8.9621 | 20.3651 | 2.9969 | 1.3805 | 3.5068 | -3.1799 | 0.069752 | 0.0071783 | 2.6044 | 295.4978 | 29.0735 | 26.3631 | 0.81686 | 16.5835 | 18.2871 | 4.1162 | 75.3% | 60% | 84.8% | 83.2% | 27.3% | 83.9% | 0.08763 | 0.035604 | 2.6111 | 17.8718 | 2.1623 | 13.8607 | 8.2293 | 7.4387 | 1.8038 | 3.3307 | 15.9992 | 12.4295 | 10.5989 | 7.9468 | 46.9353 | 53.1895 | 39.8413 | 59.2671
Central Valley | CORRAL 110214026 | 7114 | 29 | 83.4193 | 325 | 175.3672 | 95 | 2.7009e-05 | 1524.5578 | 53.1809 | 0.038621 | 0.00075681 | 0.089231 | 0.47568 | {C54A0C3F-F840-49B9-80B1-CFAA5E138643} | 162991102 | CORRAL 1102 | 14026 | 38.1167 | -120.8907 | 124 | 102 | 21362.6911 |  | 16308.5206 |  | 5054.1706 | 16308.5206 | 5054.1706 | 0.071897 | 0.0025659 | 545 | 0.70526 | 2.7141 | 2 | 1.9274 | 5.9541 | -0.039552 | 0.011706 | 0.0064773 | 1.3977 | 297.7542 | 43.0409 | 31.3196 | 1.3075 | 13.5275 | 14.8021 | 0.78672 | 75.8% | 84.1% | 23.3% | 7.8% | 59.2% | 94.5% | 0.046858 | 0.037346 | 1.7246 | 13.1692 | 0.72009 | 1.5403 | 11.4567 | 8.1622 | 2.4316 | 3.886 | 12.9187 | 7.6793 | 9.5552 | 5.2949 | 46.9898 | 65.9705 | 53.0945 | 79.5812
Sierra | SHADY GLEN 1101circuit_breaker | 1290 | 235 | 327.8621 | 421 | 420.3535 | 49 | 9.8802e-05 | 0.037818 | 15.7348 | 3.7365e-06 | 0.00075653 | 0.55819 | 0.77997 | {2295C6B5-DB5C-485B-935E-32BBB76DDD81} | 152431101 | SHADY GLEN 1101 | circuit_breaker | 39.1152 | -120.9537 | 183 | 542 | 28751.7545 |  | 8826.8608 |  | 19924.8936 | 5163.0926 | 8268.8424 | 0.03707 | 0.0048413 | 546 | 6.3879 | 14.7625 | 2 | 1.6519 | 4.8539 | 0.045819 | 0.078636 | 0.0055491 | 3.4151 | 295.94 | 48.9401 | 34.296 | 1.3444 | 11.7903 | 13.8026 | 7.2253 | 62% | 54.7% | 74.1% | 65.4% | 88.3% | 12.9% | 0.12 | 0.078788 | 4.377 | 17.8689 | 5.8136 | 6.3788 | 8.155 | 6.5201 | 2.2999 | 4.0478 | 12.5234 | 5.536 | 7.9439 | 3.8461 | 55.8779 | 93.6259 | 54.8929 | 94.788
North Valley | KESWICK 11011588 | 7755 | 118 | 164.7289 | 319 | 263.629 | 79 | 0.00013685 | 0.052968 | 17.1261 | 6.8023e-06 | 0.00075644 | 0.36991 | 0.62485 | {E337A679-257A-4862-A121-8FE4E1C11ADC} | 103451101 | KESWICK 1101 | 1588 | 40.617 | -122.496 | 41 | 37 | 14930.2445 |  | 14089.0434 |  | 841.2012 | 14089.0434 | 841.2012 | 0.059759 | 0.010811 | 547 | 10.4344 | 31.5069 | 2.6 | 2.1514 | 6.1004 | -0.68064 | 0.014286 | 0.0055617 | 4.234 | 297.0605 | 49.1704 | 34.0279 | 1.562 | 11.7024 | 14.0949 | 1.0411 | 67.1% | 60% | 92.8% | 96.5% | 78% | 11% | 0.17587 | 0.035412 | 1.8095 | 12.0476 | 0.89354 | 1.8229 | 10.0221 | 7.0923 | 2.7788 | 5.0207 | 11.4072 | 5.2991 | 7.0811 | 3.9822 | 57.9471 | 83.6196 | 61.44 | 96.7027
North Coast | LAYTONVILLE 1101circuit_breaker | 627 | 670 | 823.2876 | 905 | 951.2884 | 87 | 0.00012536 | 1.9775 | 10.6358 | 0.00024865 | 0.00075542 | 0.74033 | 0.86544 | {65E5FC7F-8C6A-45F6-95D3-74B8F1E3F473} | 42681101 | LAYTONVILLE 1101 | circuit_breaker | 39.6846 | -123.4773 | 150 | 193 | 26169.5365 |  | 14777.2299 |  | 11392.3066 | 9592.9795 | 5242.833 | 0.065722 | 0.010906 | 548 | 9.8702 | 20.3591 | 2 | 1.9745 | 5.6616 | -0.1808 | 0.065175 | 0.0063318 | 5.0763 | 293.3802 | 30.1932 | 31.4584 | 0.86759 | 16.346 | 19.1922 | 2.5377 | 80.2% | 76.2% | 69.8% | 58.5% | 47.4% | 53.6% | 0.091306 | 0.073427 | 2.0119 | 14.9405 | 1.3858 | 6.3287 | 13.9368 | 10.8285 | 1.6805 | 3.2682 | 16.9844 | 8.5476 | 10.443 | 5.239 | 53.2734 | 92.1079 | 36.1168 | 76.921
Bay Area | WILLOW PASS 2107P500R | 7479 | 0 | 0 | 2 | 0.91147 | 1 | 1.8394e-05 | 3194.3224 | 40.999 | 0.058756 | 0.00075413 | 0 | 0 | {330BFDB0-6988-4176-BABE-C83B83D4EDBE} | 13912107 | WILLOW PASS 2107 | P500R | 38.022 | -121.942 | 101 | 112 | 10027.2155 |  | 5092.597 |  | 4934.6186 | 1031.3201 | 38.1262 | 0.00075413 | 1.8394e-05 | 549 | 0.89796 | 3.1343 | 2 | 4.1159 | 8.7616 | -13.5957 | 0.0042857 | 0.0066498 | 1.3921 | 296.4993 | 41.1945 | 35.9135 | 1.1231 | 13.7124 | 15.0122 | 28.0875 | 98.2% | 98.4% | 7.8% | 3.1% | 91.7% | 5.8% | 0.23754 | 0.02 | 2 | 11.8 | 0 | 0.14286 | 7.4099 | 6.944 | 2.1804 | 3.764 | 12.3027 | 8.7132 | 9.5957 | 5.9799 | 57.9421 | 69.7599 | 53.8315 | 75.5256
Central Coast | SANTA YNEZ 110477098 | 5096 | 41 | 61.8267 | 389 | 257.4173 | 65 | 3.5738e-05 | 2264.3587 | 43.0929 | 0.083177 | 0.00075374 | 0.1054 | 0.24018 | {30375F5B-5F9A-4C1C-992C-DEDED43F1FC3} | 182721104 | SANTA YNEZ 1104 | 77098 | 34.6323 | -120.1186 | 146 | 101 | 28673.1744 |  | 20978.2648 |  | 7694.9096 | 16911.4845 | 6901.673 | 0.048993 | 0.0023229 | 550 | 1.9814 | 5.9379 | 2 | 3.0085 | 8.0895 | -0.8136 | 0.0042912 | 0.0071321 | 0.88511 | 297.902 | 36.4315 | 34.1994 | 1.0544 | 15.0278 | 15.7241 | 0.85164 | 93.4% | 98.8% | 39.2% | 33.5% | 78.6% | 48.9% | 0.21031 | 0.012759 | 1.648 | 13.936 | 0.26923 | 1.4904 | 12.1387 | 10.521 | 2.1361 | 3.294 | 12.793 | 12.0237 | 7.3716 | 7.752 | 66.281 | 67.6757 | 56.4383 | 60.1296
North Valley | WYANDOTTE 1105circuit_breaker | 8293 | 49 | 92.1447 | 170 | 148.6756 | 51 | 6.2878e-05 | 30.5667 | 24.1895 | 0.0015628 | 0.00075297 | 0.28824 | 0.61977 | {2426BD3B-3A69-4A04-A051-7581B14322B3} | 102911105 | WYANDOTTE 1105 | circuit_breaker | 39.4917 | -121.5411 | 27 | 1 | 21713.0262 |  | 21689.0277 |  | 23.9985 | 15173.6855 | 0 | 0.038402 | 0.0032068 | 551 | 3.6205 | 11.9705 | 2.0882 | 2.6756 | 7.5582 | 2.964 | 0.0032353 | 0.0062523 | 3.1522 | 296.7046 | 47.0764 | 34.1101 | 1.3683 | 12.1503 | 14.1534 | 0.87361 | 66.8% | 68.4% | 54.3% | 56.6% | 50.6% | 40.8% | 0.022909 | 0.023112 | 1.3333 | 5 | 0.61682 | 1 | 12.7375 | 8.5441 | 2.4862 | 4.2581 | 12.2699 | 5.8452 | 8.2173 | 4.0677 | 54.6038 | 96.2135 | 55.4926 | 92.7666
North Valley | RISING RIVER 11011530 | 5797 | 83 | 132.7565 | 389 | 285.468 | 103 | 2.0253e-05 | 11.6859 | 4.3909 | 0.00029627 | 4.6351e-05 | 0.21337 | 0.46505 | {BE242D62-FFF6-4E73-8F41-DCC9F0527F50} | 103551101 | RISING RIVER 1101 | 1530 | 40.8713 | -121.5539 | 222 | 204 | 39764.4567 | 24.7085 | 28387.6321 | 17.6393 | 11376.8246 | 16264.4687 | 6672.7303 | 0.0047742 | 0.0020861 | 2321 | 2.5804 | 9.3046 | 2 | 2.1348 | 5.6873 | -1.2036 | 0.008843 | 0.0045664 | 2.0976 | 292.4339 | 39.9365 | 31.0547 | 1.0375 | 13.8855 | 15.8495 | 0.77615 | 19.4% | 28.1% | 15% | 47.7% | 15% | 95.7% | 0.10444 | 0.015537 | 1.8872 | 15.6241 | 0.41562 | 1.6074 | 7.9008 | 7.0931 | 1.9078 | 3.2376 | 13.5546 | 7.1918 | 8.5498 | 5.6001 | 48.2132 | 77.2881 | 51.7737 | 83.6083
Central Coast | ZACA 1102Y48 | 2756 | 53 | 87.6905 | 341 | 236.2161 | 41 | 5.3474e-05 | 1618.154 | 34.1427 | 0.081025 | 0.0007499 | 0.15543 | 0.37123 | {6170E12A-002A-40B3-A4BB-42077F0D87F0} | 182681102 | ZACA 1102 | Y48 | 34.6653 | -120.1182 | 263 | 210 | 34334.512 |  | 19086.044 |  | 15248.468 | 6193.8861 | 3105.3463 | 0.030746 | 0.0021924 | 553 | 1.6114 | 6.1336 | 2 | 3.0301 | 8.1557 | 0.10112 | 0.012958 | 0.0070575 | 0.88295 | 297.9628 | 37.016 | 33.5049 | 1.0731 | 14.9159 | 15.609 | 3.5741 | 93.2% | 98.2% | 64.7% | 34.8% | 81% | 46.7% | 0.34863 | 0.014085 | 2.4035 | 13.8947 | 1.3618 | 4.8028 | 11.6385 | 10.0901 | 2.1424 | 3.3482 | 12.7425 | 11.7742 | 7.3655 | 7.6497 | 64.0987 | 65.2243 | 56.8176 | 61.0143
Central Valley | AUBERRY 1102R902 | 4896 | 112 | 256.2319 | 486 | 395.4565 | 127 | 2.3778e-05 | 1084.1028 | 144.4929 | 0.024877 | 0.0016976 | 0.23045 | 0.64794 | {5ED2B13E-98E4-45F9-A6A0-57DA496030DD} | 254151102 | AUBERRY 1102 | R902 | 37.0347 | -119.5181 | 236 | 176 | 39784.1113 | 24.7208 | 24311.5038 | 15.1065 | 15472.6074 | 24311.5038 | 15472.6074 | 0.21559 | 0.0030199 | 211 | 1.2286 | 3.7873 | 2 | 1.9142 | 4.6083 | -0.28313 | 0.0065289 | 0.005903 | 1.4051 | 298.0472 | 53.1551 | 36.4968 | 1.5037 | 11.1852 | 12.3296 | 1.3603 | 90.2% | 98.2% | 19.3% | 16.2% | 88.9% | 22.6% | 0.042008 | 0.016887 | 1.7225 | 15.1145 | 1.0336 | 1.3388 | 6.205 | 5.7647 | 2.7207 | 4.1375 | 10.3672 | 6.1994 | 6.8927 | 4.0652 | 49.6915 | 76.7835 | 67.1741 | 90.9712
North Coast | HOOPA 110137202 | 1082 | 837 | 1120.4315 | 2255 | 1817.0876 | 319 | 0.00026307 | 0.037818 | 2.1535 | 9.9486e-06 | 0.00042206 | 0.37118 | 0.61661 | {8651217A-D767-4452-8107-AA225147083B} | 192401101 | HOOPA 1101 | 37202 | 41.1894 | -123.7104 | 234 | 116 | 50083.7922 | 31.1207 | 46502.2253 | 28.8952 | 3581.5668 | 39996.9216 | 3465.8951 | 0.13464 | 0.083918 | 896 | 16.4345 | 39.4318 | 2 | 2.0782 | 5.4233 | -0.26116 | 0.050957 | 0.0061464 | 5.9657 | 294.6824 | 31.9637 | 26.2153 | 1.0545 | 15.1507 | 18.7031 | 0.91015 | 64.3% | 27.9% | 96.8% | 94.9% | 68.6% | 37% | 0.15364 | 0.10104 | 1.5514 | 11.1676 | 0.90823 | 4.5927 | 14.0964 | 11.1062 | 2.3708 | 3.8706 | 14.3923 | 7.8522 | 8.9317 | 5.1281 | 49.8467 | 74.8048 | 46.9208 | 80.0058
Central Coast | LOS GATOS 110760118 | 4416 | 3974 | 7301.0012 | 6487 | 8767.581 | 435 | 8.3589e-05 | 0.037818 | 4.4292 | 3.1611e-06 | 0.00023312 | 0.61261 | 0.83273 | {996F801A-49DB-4E12-9C16-86F37BF363D7} | 82021107 | LOS GATOS 1107 | 60118 | 37.1246 | -121.9354 | 495 | 527 | 84272.9187 | 52.3649 | 42371.3391 | 26.3284 | 41901.5797 | 42371.3391 | 41901.5797 | 0.10141 | 0.036361 | 1299 | 9.5232 | 21.4788 | 3 | 1.6174 | 4.3003 | 1.4542 | 0.074482 | 0.0065774 | 3.0456 | 295.1969 | 41.9763 | 33.4389 | 1.0563 | 13.2799 | 15.0205 | 1.0016 | 74% | 60.7% | 81.1% | 88.6% | 78.8% | 11.7% | 0.078715 | 0.091419 | 2.3318 | 17.0818 | 1.1386 | 10.3461 | 8.5796 | 7.302 | 2.0218 | 3.8405 | 12.6305 | 8 | 7.6886 | 4.6542 | 52.1146 | 72.3545 | 54.1735 | 82.8067
North Coast | WILLITS 110434008 | 3414 | 4059 | 6662.8455 | 4233 | 6743.7954 | 370 | 0.00015847 | 0.343 | 4.3851 | 5.358e-05 | 0.00041653 | 0.95889 | 0.988 | {5B3D2F2F-DF90-45C0-963C-1589633A1498} | 42661104 | WILLITS 1104 | 34008 | 39.4366 | -123.3893 | 424 | 572 | 60308.2261 | 37.4739 | 36886.2403 | 22.9201 | 23421.9859 | 36886.2403 | 23421.9859 | 0.15412 | 0.058632 | 907 | 16.1852 | 30.465 | 2.9956 | 2.2658 | 5.5844 | 5.458 | 0.072807 | 0.0065247 | 3.7097 | 293.2712 | 28.8417 | 27.8973 | 0.81767 | 16.6932 | 19.2531 | 0.96828 | 63.8% | 48.9% | 83.8% | 85.7% | 38.4% | 56.3% | 0.11543 | 0.087425 | 2.8601 | 18.2361 | 0.27846 | 9.2829 | 11.8696 | 9.4152 | 1.6111 | 3.217 | 17.4193 | 9.2763 | 11.1253 | 5.8215 | 45.8624 | 76.6428 | 33.5227 | 72.2939
North Valley | ORO FINO 1102circuit_breaker | 8495 | 152 | 179.8153 | 341 | 260.4118 | 27 | 7.0892e-05 | 0.037818 | 22.914 | 2.681e-06 | 0.0007464 | 0.44575 | 0.6905 | {4BB60C53-9CA3-4098-8B28-FE44C4ECF9D3} | 103031102 | ORO FINO 1102 | circuit_breaker | 39.8717 | -121.6109 | 54 | 46 | 5340.436 |  | 3368.9824 |  | 1971.4536 | 3368.9824 | 1971.4536 | 0.020153 | 0.0019141 | 558 | 12.0462 | 26.1103 | 3 | 2.6865 | 8.7512 | 1.5895 | 0.048478 | 0.0049547 | 4.5134 | 294.8445 | 49.0025 | 37.832 | 1.32 | 11.6046 | 14.037 | 0.90313 | 65.9% | 66.3% | 58.7% | 94.2% | 39.6% | 6.9% | 0.083643 | 0.055217 | 2.7419 | 14.9677 | 1.5213 | 7.413 | 12.7819 | 9.6373 | 2.3524 | 4.1616 | 13.1311 | 5.1779 | 7.627 | 3.3515 | 62.8412 | 117.5543 | 53.612 | 98.653
Sierra | DIAMOND SPRINGS 110676088 | 4145 | 935 | 1198.0551 | 2091 | 1752.0671 | 175 | 9.8558e-05 | 0.037818 | 70.6758 | 3.7273e-06 | 0.0032562 | 0.44715 | 0.6838 | {423A8C76-9A51-45A6-B374-FEBC31B925B4} | 152261106 | DIAMOND SPRINGS 1106 | 76088 | 38.6738 | -120.7597 | 182 | 176 | 28855.1915 | 17.9298 | 17715.9929 | 11.0082 | 11139.1986 | 17715.9929 | 11139.1986 | 0.56983 | 0.017248 | 97 | 7.8682 | 15.5284 | 2 | 2.0616 | 6.1621 | 0.050055 | 0.07616 | 0.0058991 | 2.9632 | 295.2 | 46.1516 | 31.2651 | 1.2169 | 12.4312 | 14.3066 | 0.91489 | 90.7% | 89.4% | 72.9% | 68.5% | 24.4% | 62.7% | 0.090303 | 0.083187 | 2.2457 | 16.0819 | 4.5349 | 5.4042 | 8.7081 | 6.7003 | 1.9481 | 3.5318 | 13.7722 | 6.1387 | 8.8596 | 4.1349 | 50.129 | 89.8155 | 49.2544 | 90.9267
North Coast | UPPER LAKE 1101412 | 6306 | 211 | 278.2851 | 482 | 383.3529 | 103 | 7.5489e-05 | 471.0031 | 9.9338 | 0.041311 | 0.00041643 | 0.43776 | 0.72592 | {CEA08BFB-7016-4016-B5B7-B9CA2EAF8E9F} | 42871101 | UPPER LAKE 1101 | 412 | 39.1825 | -122.9619 | 193 | 197 | 55030.4791 | 34.1944 | 29863.0456 | 18.5561 | 25167.4335 | 17548.709 | 10619.9279 | 0.042892 | 0.0077753 | 908 | 3.1666 | 8.8643 | 2 | 3.0836 | 7.7924 | -0.92847 | 0.020542 | 0.005997 | 2.7845 | 295.4511 | 38.8744 | 35.4358 | 1.1254 | 14.2166 | 16.2574 | 0.58554 | 63.7% | 73% | 26.1% | 14.2% | 73.7% | 18.9% | 0.10782 | 0.038867 | 1.459 | 14.1148 | 0.98427 | 1.6339 | 11.2961 | 8.9168 | 2.1655 | 3.785 | 14.0881 | 7.6578 | 8.901 | 4.8122 | 60.7077 | 90.197 | 47.7975 | 82.5508
Bay Area | ROSSMOOR 1106circuit_breaker | 4302 | 51 | 79.1903 | 135 | 128.1467 | 24 | 0.00010863 | 4.3386 | 14.0077 | 0.00050102 | 0.00073917 | 0.37778 | 0.61797 | {DFA21900-F572-4D0B-90D6-E67080E9EF87} | 14161106 | ROSSMOOR 1106 | circuit_breaker | 37.8651 | -122.0809 | 111 | 487 | 33024.9665 |  | 7735.3967 |  | 25289.5699 | 2246.1308 | 8984.2253 | 0.01774 | 0.0026072 | 561 | 4.7293 | 12.5501 | 2.8333 | 3.6302 | 7.4041 | -4.9922 | 0.050238 | 0.0067094 | 1.9405 | 294.8872 | 33.3584 | 31.0472 | 0.90981 | 15.5247 | 16.9969 | 9.2655 | 98% | 93.9% | 85.7% | 57% | 53.7% | 65.7% | 0.28312 | 0.036429 | 5.4706 | 20.5 | 1.3843 | 3.2143 | 7.8006 | 7.3084 | 1.9512 | 3.4936 | 14.9428 | 10.5043 | 10.5865 | 6.8535 | 46.1121 | 66.5944 | 42.177 | 67.5134
North Coast | MIRABEL 110238514 | 2069 | 677 | 1063.8695 | 1804 | 1641.4487 | 161 | 0.00011954 | 0.037818 | 5.6579 | 4.5207e-06 | 0.00041484 | 0.37528 | 0.64813 | {76DCCACD-E9DC-40E0-8CEA-2EC1A63EA736} | 42091102 | MIRABEL 1102 | 38514 | 38.5056 | -122.9307 | 172 | 459 | 47110.8914 | 29.2734 | 17032.4383 | 10.5835 | 30078.4531 | 17032.4383 | 30078.4531 | 0.06679 | 0.019246 | 910 | 13.3657 | 32.08 | 3 | 1.4484 | 4.1698 | -3.912 | 0.082115 | 0.0070689 | 3.5152 | 295.3146 | 25.8638 | 26.4044 | 0.83206 | 17.3738 | 19.4422 | 2.0997 | 63.5% | 58.7% | 66.7% | 88.2% | 41.8% | 65.4% | 0.27826 | 0.041494 | 4.1216 | 17.3446 | 0.73265 | 6.466 | 10.9242 | 8.908 | 1.9336 | 3.1761 | 16.2291 | 13.2004 | 12.351 | 9.9803 | 47.9211 | 58.3222 | 38.2643 | 51.0651
North Coast | RINCON 1103circuit_breaker | 244 | 63 | 100.794 | 347 | 266.5548 | 25 | 7.9653e-05 | 19.0671 | 20.4342 | 0.0013956 | 0.0007244 | 0.18156 | 0.37814 | {2A534FE3-EF17-402C-9700-8C33AB455C66} | 43321103 | RINCON 1103 | circuit_breaker | 38.4899 | -122.6662 | 76 | 94 | 13108.5488 |  | 5989.4697 |  | 7119.0791 | 3908.5393 | 3713.5655 | 0.01811 | 0.0019913 | 563 | 5.7589 | 13.5891 | 2.9692 | 1.7175 | 5.3355 | -0.018504 | 0.034154 | 0.006907 | 2.8963 | 294.7708 | 35.1302 | 30.8854 | 0.90608 | 14.8133 | 16.7067 | 2.5334 | 79.7% | 87.9% | 29.9% | 36.2% | 52.9% | 32.1% | 0.1428 | 0.064308 | 1.8929 | 14.1429 | 2.1742 | 5.3385 | 10.5394 | 8.1517 | 1.8426 | 3.5611 | 14.7371 | 8.9745 | 9.1936 | 5.4369 | 52.5148 | 77.8154 | 45.9498 | 76.6917
North Coast | UPPER LAKE 11016663 | 7400 | 46 | 56.7255 | 95 | 87.0557 | 25 | 0.00010392 | 0.15575 | 17.4763 | 1.7285e-05 | 0.00072378 | 0.48421 | 0.6516 | {0750A711-A5D3-4DF4-B033-0C5E7ED06920} | 42871101 | UPPER LAKE 1101 | 6663 | 39.2126 | -122.9314 | 21 | 21 | 4581.7264 |  | 3763.6845 |  | 818.0419 | 3763.6845 | 818.0419 | 0.018095 | 0.0025981 | 564 | 7.3569 | 14.5882 | 2 | 2.8266 | 7.1226 | 1.289 | 0.025952 | 0.005879 | 2.7548 | 295.4636 | 41.3013 | 34.7955 | 1.1824 | 13.6278 | 15.6986 | 0.46848 | 79.5% | 86.1% | 57.8% | 40.3% | 81.2% | 7.7% | 0.068986 | 0.08881 | 1.6087 | 14.6087 | 0.60095 | 2.2619 | 10.9877 | 8.1467 | 2.2042 | 3.8965 | 13.9395 | 6.9054 | 7.9572 | 4.4321 | 58.8808 | 87.4753 | 49.2279 | 86.8887
North Coast | MENDOCINO 110131322 | 290 | 320 | 420.0677 | 581 | 545.7833 | 60 | 0.00010397 | 4.9266 | 14.4351 | 0.0003385 | 0.00071958 | 0.55077 | 0.76966 | {DE700694-1BC1-42F0-BD3F-498F1D5E0950} | 42951101 | MENDOCINO 1101 | 31322 | 39.2656 | -123.2041 | 533 | 630 | 95020.7406 |  | 46258.8786 |  | 48761.862 | 7456.8364 | 6513.4506 | 0.043175 | 0.0062381 | 565 | 3.9082 | 11.4674 | 2 | 2.009 | 6.3771 | -0.51541 | 0.034015 | 0.0062553 | 2.7671 | 296.6819 | 37.8953 | 35.6055 | 1.1929 | 14.464 | 16.5839 | 2.8708 | 79.4% | 84% | 58% | 28% | 84.3% | 24.1% | 0.17808 | 0.064536 | 2.5652 | 17.4783 | 2.1717 | 4.2409 | 11.9852 | 9.558 | 2.4013 | 4.094 | 13.6409 | 7.9045 | 8.9576 | 4.9791 | 64.7989 | 92.8313 | 49.4491 | 81.0246
Bay Area | HALF MOON BAY 110369412 | 1950 | 948 | 2054.1339 | 1289 | 2218.721 | 140 | 2.5202e-05 | 0.10942 | 0.62329 | 2.0167e-06 | 2.0204e-05 | 0.73545 | 0.92582 | {CB6D4D73-6698-4949-92C3-C35EC9D09543} | 24101103 | HALF MOON BAY 1103 | 69412 | 37.2032 | -122.401 | 203 | 158 | 40214.2392 | 24.988 | 34521.6852 | 21.4508 | 5692.5539 | 21261.3098 | 3166.6716 | 0.0028286 | 0.0035283 | 2640 | 6.4305 | 17.0701 | 2 | 3.222 | 7.7546 | -4.0123 | 0.026254 | 0.0072353 | 1.9604 | 292.5285 | 26.8593 | 29.5162 | 0.58074 | 16.9745 | 18.5483 | 1.0159 | 15.2% | 36% | 15.2% | 82.4% | 5.3% | 93.1% | 0.16651 | 0.030172 | 1.8049 | 12.2276 | 3.557 | 4.5548 | 12.6024 | 10.8331 | 1.4672 | 2.568 | 16.3262 | 13.0567 | 10.8182 | 8.0657 | 58.1819 | 61.5405 | 37.985 | 56.1035
Bay Area | STAFFORD 11011082 | 1126 | 55 | 129.0488 | 163 | 193.1267 | 16 | 5.2347e-05 | 19.2998 | 17.7357 | 0.00051776 | 0.00071803 | 0.33742 | 0.66821 | {FF138367-96EF-4586-B73C-AE42FDD878F0} | 43201101 | STAFFORD 1101 | 1082 | 38.1102 | -122.6132 | 56 | 417 | 25826.4016 |  | 4959.0869 |  | 20867.3147 | 1691.5237 | 4461.243 | 0.011488 | 0.00083755 | 567 | 2.1179 | 7.2708 | 2 | 2.8044 | 6.9915 | -8.8077 | 0.041579 | 0.0070754 | 2.3008 | 295.9628 | 32.0054 | 30.3175 | 0.94537 | 15.662 | 17.309 | 13.7848 | 97.8% | 94.9% | 49.5% | 17.6% | 62.8% | 71.1% | 0.38086 | 0.022105 | 5.6316 | 22 | 3.3842 | 8.5789 | 10.9583 | 9.4267 | 1.902 | 3.5248 | 14.2856 | 12.0737 | 11.7585 | 8.6579 | 55.0338 | 62.6025 | 43.4715 | 57.5955
Central Valley | MARTELL 11016074 | 7975 | 180 | 234.0791 | 425 | 342.0092 | 52 | 8.4866e-05 | 7.9584 | 18.1097 | 0.00060482 | 0.00071755 | 0.42353 | 0.68442 | {52B817B8-3607-4215-94CE-6DB0D80039B6} | 163011101 | MARTELL 1101 | 6074 | 38.3928 | -120.7927 | 45 | 40 | 7979.5112 |  | 5835.7283 |  | 2143.7828 | 5835.7283 | 2143.7828 | 0.037313 | 0.004413 | 568 | 3.1758 | 8.9508 | 2 | 1.9394 | 5.6488 | -2.9667 | 0.036622 | 0.0061907 | 2.4448 | 295.8406 | 44.1657 | 30.784 | 1.2164 | 12.9602 | 14.6484 | 3.2546 | 75.4% | 62.3% | 82.5% | 46.6% | 27.7% | 74.7% | 0.16378 | 0.049054 | 1.7021 | 14.0426 | 4.9947 | 5.7432 | 10.8015 | 7.4413 | 2.1692 | 3.7425 | 13.2674 | 6.7755 | 9.0819 | 4.6597 | 43.1062 | 69.418 | 49.553 | 86.918
North Coast | FITCH MOUNTAIN 111324918 | 5211 | 697 | 1209.9476 | 1075 | 1412.1255 | 92 | 0.00015239 | 0.058883 | 9.3691 | 8.7207e-06 | 0.00071524 | 0.64837 | 0.85683 | {30AC1F79-37C1-4981-9C64-81FC3670878D} | 42751113 | FITCH MOUNTAIN 1113 | 24918 | 38.5914 | -122.92 | 63 | 45 | 13406.7479 |  | 8527.9094 |  | 4878.8385 | 8527.9094 | 4878.8385 | 0.065802 | 0.014019 | 569 | 14.833 | 27.9851 | 3 | 2.0478 | 6.3936 | -5.4576 | 0.065474 | 0.0068127 | 3.6619 | 295.7849 | 31.93 | 30.9745 | 0.99076 | 15.7383 | 17.766 | 0.0083533 | 79.2% | 70.3% | 81.2% | 79.9% | 61.9% | 47.4% | 0.08593 | 0.043577 | 1.7015 | 12.5224 | 0.74212 | 7.8467 | 11.0143 | 9.0639 | 2.2225 | 3.5826 | 14.9639 | 10.7076 | 10.5904 | 7.7335 | 54.9191 | 73.1754 | 44.5133 | 63.379
Central Coast | OCEANO 1104Q10 | 3211 | 694 | 1919.0639 | 2528 | 2951.034 | 320 | 2.1676e-05 | 700.4893 | 21.798 | 0.014276 | 0.00023187 | 0.27453 | 0.6503 | {5BBBE0D2-FA05-4DE6-8C44-4E21C5EC4C80} | 182601104 | OCEANO 1104 | Q10 | 35.1351 | -120.5694 | 485 | 551 | 73760.325 | 45.8327 | 37945.3605 | 23.5782 | 35814.9645 | 37945.3605 | 35814.9645 | 0.074198 | 0.0069365 | 1304 | 1.6158 | 5.5906 | 2 | 2.0318 | 6.4935 | -1.6631 | 0.012749 | 0.0072462 | 1.031 | 295.2821 | 33.2127 | 30.6472 | 0.81768 | 15.5064 | 16.3685 | 2.5637 | 73.8% | 94.3% | 15.4% | 30% | 28% | 59% | 0.13521 | 0.014656 | 2.4727 | 17.5463 | 1.9037 | 4.3436 | 9.7094 | 9.2651 | 1.8734 | 3.0283 | 13.7456 | 12.4203 | 9.9191 | 8.9465 | 55.8154 | 57.4556 | 48.4499 | 55.2439
Central Coast | BIG BASIN 110195690 | 1146 | 507 | 865.8517 | 1021 | 1148.4182 | 63 | 0.00019569 | 0.037818 | 6.0573 | 7.4006e-06 | 0.00071131 | 0.49657 | 0.75395 | {0F585841-A965-44FC-98CB-5C72CA920770} | 82841101 | BIG BASIN 1101 | 95690 | 37.1249 | -122.125 | 144 | 426 | 23842.8408 |  | 6270.3435 |  | 17572.4973 | 6270.3435 | 17572.4973 | 0.044813 | 0.012329 | 571 | 7.7998 | 21.3619 | 3 | 1.9263 | 4.697 | -2.7728 | 0.1078 | 0.0067657 | 4.1001 | 295.6018 | 33.933 | 32.4037 | 0.96972 | 15.3666 | 17.3239 | 3.6949 | 93% | 68% | 98.4% | 87.9% | 48.2% | 57.3% | 0.33587 | 0.05061 | 7.5833 | 20.8889 | 1.3376 | 12.4512 | 10.3084 | 8.907 | 1.8631 | 3.5382 | 15.1454 | 10.2294 | 10.1864 | 6.7601 | 55.1677 | 72.945 | 43.6442 | 68.8782
Central Valley | FROGTOWN 1701L3361 | 5284 | 81 | 126.0178 | 293 | 222.5841 | 34 | 7.0757e-05 | 13.9335 | 25.1342 | 0.0011687 | 0.00070938 | 0.27645 | 0.56616 | {24E78F9F-8085-415C-92D5-690939A42C94} | 163451701 | FROGTOWN 1701 | L3361 | 38.131 | -120.4373 | 40 | 77 | 6637.4584 |  | 3015.6838 |  | 3621.7746 | 3015.6838 | 3621.7746 | 0.024119 | 0.0024057 | 572 | 4.8212 | 16.0425 | 2 | 2.3252 | 5.2044 | 0.61529 | 0.04 | 0.0063228 | 2.6298 | 295.0228 | 45.2963 | 32.9214 | 1.1781 | 12.6054 | 14.3181 | 1.5039 | 75.2% | 70.3% | 73.2% | 73.8% | 18.6% | 62.7% | 0.075951 | 0.013958 | 3.8387 | 20.4516 | 4.0269 | 6.1042 | 13.3496 | 9.4418 | 2.0448 | 3.6162 | 12.2894 | 6.5295 | 7.947 | 4.2903 | 48.1458 | 76.9646 | 55.6585 | 89.5083
Central Valley | WEST POINT 1101L373 | 6857 | 0 | 0 | 3 | 1.872 | 2 | 0.00015519 | 0.037818 | 7.9806 | 5.8688e-06 | 0.00070929 | 0 | 0 | {716EEA07-8EC7-426F-AA45-1CEE92CFA700} | 163201101 | WEST POINT 1101 | L373 | 38.489 | -120.5365 | 129 | 182 | 24287.5257 |  | 12006.0598 |  | 12281.4659 | 12006.0598 | 12281.4659 | 0.0014186 | 0.00031037 | 573 | 12.8516 | 26.6917 | 3 | 2.1552 | 5.4244 | 2.8763 | 0.080619 | 0.0059699 | 3.5773 | 294.0407 | 44.9145 | 30.3223 | 1.144 | 12.4904 | 14.5515 | 1.0565 | 74.9% | 37.2% | 98.9% | 91.8% | 11.5% | 59.2% | 0.00072513 | 0.058454 | 2.1857 | 17.9929 | 0 | 0.015464 | 12.0116 | 8.0695 | 2.0471 | 3.5161 | 12.7396 | 6.3454 | 7.9709 | 4.39 | 46.4547 | 71.8806 | 52.8144 | 89.4149
North Valley | PANORAMA 1101circuit_breaker | 1883 | 11 | 27.224 | 128 | 56.6983 | 23 | 4.6784e-05 | 1601.9381 | 33.4375 | 0.082589 | 0.0007081 | 0.085938 | 0.48016 | {39175FAF-A6C7-4043-8D47-1A655E22AF59} | 103461101 | PANORAMA 1101 | circuit_breaker | 40.4343 | -122.2675 | 325 | 375 | 47085.3055 |  | 30501.9872 |  | 16583.3183 | 4988.6634 | 1347.4285 | 0.016286 | 0.001076 | 574 | 1.7539 | 4.6077 | 2 | 2.4057 | 8.5554 | 0.94916 | 0.0091071 | 0.0058266 | 2.0702 | 298.1016 | 48.1426 | 36.2308 | 1.5518 | 12.2332 | 14.1341 | 10.7175 | 65% | 77.3% | 37.6% | 16.8% | 76.6% | 48% | 0.11602 | 0.0039286 | 1.5714 | 14.2619 | 0.47929 | 2.2857 | 12.1739 | 8.8143 | 2.8748 | 4.7919 | 11.1541 | 5.9999 | 7.3984 | 4.6427 | 69.4858 | 88.4273 | 61.8384 | 91.3851
Central Coast | ATASCADERO 1103circuit_breaker | 3035 | 182 | 327.1099 | 535 | 511.0152 | 65 | 7.54e-05 | 446.2363 | 16.2725 | 0.028633 | 0.00070601 | 0.34019 | 0.64012 | {80C03548-09A3-4516-9CD7-A85242729AF9} | 182541103 | ATASCADERO 1103 | circuit_breaker | 35.4656 | -120.6713 | 174 | 306 | 30826.337 |  | 15502.9137 |  | 15323.4233 | 11975.6869 | 6797.5022 | 0.045891 | 0.004901 | 575 | 1.7918 | 6.8322 | 2.0968 | 2.5747 | 7.4516 | -0.57845 | 0.020323 | 0.0061842 | 1.349 | 297.2926 | 38.8147 | 32.9918 | 1.1815 | 14.4228 | 15.3879 | 4.9047 | 92.9% | 91.1% | 76.6% | 39.7% | 86.4% | 37.7% | 0.14155 | 0.02929 | 2.9625 | 18 | 1.5121 | 3.4516 | 8.032 | 8.3302 | 1.93 | 3.5595 | 13.6896 | 10.2041 | 10.5432 | 7.3968 | 46.6344 | 62.5491 | 47.9703 | 65.91
North Valley | PIT NO 3 21011360 | 2386 | 262 | 319.064 | 933 | 655.5323 | 228 | 2.4442e-05 | 0.29113 | 1.1118 | 6.8338e-06 | 2.3997e-05 | 0.28081 | 0.48673 | {060881A6-D014-4A68-9103-99AC74B02ACB} | 103732101 | PIT NO 3 2101 | 1360 | 41.0315 | -121.6704 | 106 | 61 | 40452.7074 | 25.1362 | 34538.882 | 21.4615 | 5913.8254 | 33967.8078 | 4802.0358 | 0.0054714 | 0.0055728 | 2593 | 5.6831 | 14.0996 | 2 | 2.2277 | 6.2722 | -0.11261 | 0.033869 | 0.0046788 | 2.1506 | 292.116 | 42.2658 | 31.708 | 1.0518 | 13.2158 | 15.4137 | 0.69673 | 11.3% | 11.9% | 18.2% | 62.4% | 18.2% | 89.6% | 0.079969 | 0.084412 | 1.3571 | 12.0536 | 0.59837 | 2.1109 | 8.0684 | 7.0468 | 1.8921 | 3.3271 | 12.9457 | 6.4097 | 8.1193 | 4.9386 | 50.4269 | 82.756 | 54.2306 | 88.5439
North Valley | OREGON TRAIL 1104circuit_breaker | 662 | 369 | 652.856 | 1185 | 953.3815 | 143 | 0.00010126 | 899.785 | 23.4954 | 0.094247 | 0.0011304 | 0.31139 | 0.68478 | {8048141D-B1E9-414C-85DA-8DE818EBAD4F} | 103521104 | OREGON TRAIL 1104 | circuit_breaker | 40.6191 | -122.3223 | 326 | 352 | 40533.3055 | 25.1863 | 24009.399 | 14.9188 | 16523.9065 | 15260.0733 | 10899.3941 | 0.16164 | 0.01448 | 341 | 2.5381 | 7.3152 | 2 | 2.0711 | 7.3145 | -0.31406 | 0.021176 | 0.005904 | 2.7403 | 298.1444 | 47.2287 | 34.2775 | 1.5778 | 12.3524 | 14.5159 | 13.5753 | 78.9% | 68.1% | 77.5% | 35.8% | 85% | 57.2% | 0.15761 | 0.018039 | 2.5935 | 17.1935 | 5.4919 | 5.8088 | 10.6323 | 7.916 | 2.8789 | 4.8423 | 11.7192 | 5.6679 | 7.4117 | 4.405 | 62.1458 | 83.0117 | 59.4423 | 92.6384
North Coast | MONTE RIO 1111140 | 3996 | 405 | 752.6059 | 733 | 932.1195 | 35 | 0.00016135 | 0.037818 | 6.2993 | 6.102e-06 | 0.00070315 | 0.55252 | 0.80741 | {C6591A95-C17A-4B6F-BCDF-C2C9AE4418F5} | 42811111 | MONTE RIO 1111 | 140 | 38.4668 | -123.0158 | 76 | 219 | 10144.4325 |  | 4235.2908 |  | 5909.1417 | 4235.2908 | 5909.1417 | 0.02461 | 0.0056474 | 578 | 22.585 | 62.2407 | 3 | 2.0362 | 5.6701 | -2.1422 | 0.14575 | 0.007147 | 3.4951 | 294.7812 | 23.112 | 23.496 | 0.74583 | 17.9664 | 20.0459 | 2.0613 | 78.8% | 61.6% | 84.6% | 99.1% | 23.2% | 83.6% | 0.27733 | 0.066253 | 7.8235 | 20.9706 | 1.1115 | 18.325 | 10.8839 | 8.9312 | 1.7526 | 2.8785 | 16.7233 | 14.1687 | 13.1013 | 11.1456 | 43.3835 | 50.1936 | 35.3521 | 45.5789
North Coast | GARBERVILLE 11028652 | 1027 | 2190 | 3861.906 | 2783 | 4169.637 | 217 | 0.00028235 | 0.037818 | 1.959 | 1.0678e-05 | 0.00041015 | 0.78692 | 0.9262 | {8E27DD26-ACA7-40A3-8328-F2AB9AB9A4A2} | 192221102 | GARBERVILLE 1102 | 8652 | 40.1065 | -123.9278 | 164 | 111 | 27071.644 | 16.8216 | 21012.1269 | 13.0564 | 6059.5171 | 21012.1269 | 6059.5171 | 0.089003 | 0.06127 | 920 | 11.2728 | 21.554 | 2 | 2.6208 | 6.84 | -2.9503 | 0.057929 | 0.0072845 | 4.9786 | 292.6325 | 21.0016 | 20.9658 | 0.65625 | 18.3206 | 21.3722 | 1.4897 | 63.3% | 26.3% | 98% | 63% | 16.4% | 88.6% | 0.10837 | 0.09325 | 1.7947 | 14.3775 | 0.58146 | 9.9393 | 11.7771 | 8.7884 | 1.6182 | 2.7591 | 17.103 | 12.0522 | 11.7891 | 9.0624 | 41.5962 | 50.5974 | 35.5503 | 54.7278
North Coast | PETALUMA C 1108632 | 5134 | 0 | 0 | 3 | 1.2707 | 1 | 5.3301e-05 | 2.0582 | 13.1716 | 0.0001097 | 0.00070207 | 0 | 0 | {276EDBF0-4288-4842-B2CC-B94871DC6986} | 42631108 | PETALUMA C 1108 | 632 | 38.2572 | -122.801 | 90 | 74 | 36948.1164 |  | 23698.3277 |  | 13249.7887 | 23698.3277 | 13249.7887 | 0.00070207 | 5.3301e-05 | 580 | 2.6544 | 7.1777 | 2 | 2.6846 | 6.9929 | -2.1152 | 0.0053181 | 0.0071313 | 2.4577 | 294.6247 | 24.9158 | 27.3364 | 0.73922 | 17.5332 | 19.3175 | 0.33018 | 78.7% | 82% | 5.8% | 7.2% | 22.4% | 70.5% | 0.081375 | 0.011196 | 1.375 | 13.2109 | 0 | 0.0076336 | 11.8729 | 10.518 | 1.5808 | 2.8181 | 16.5165 | 14.2795 | 13.8862 | 11.2612 | 52.4755 | 59.0963 | 34.0608 | 45.8058
North Coast | MONTE RIO 111264682 | 1735 | 416 | 762.1879 | 649 | 883.957 | 28 | 0.00024655 | 0.037818 | 5.0392 | 9.324e-06 | 0.00070061 | 0.64099 | 0.86225 | {DD8BA615-FFBA-48E9-84EA-5D20532CD959} | 42811112 | MONTE RIO 1112 | 64682 | 38.4646 | -123.0101 | 58 | 236 | 10568.603 |  | 2767.8678 |  | 7800.7353 | 2767.8678 | 7800.7353 | 0.019617 | 0.0069035 | 581 | 18.618 | 41.8812 | 3 | 2.0808 | 5.7952 | -1.0648 | 0.18061 | 0.0071346 | 3.596 | 294.4947 | 23.0326 | 23.3053 | 0.73727 | 17.9404 | 20.0484 | 2.8309 | 78.5% | 53.4% | 95.4% | 95.4% | 22.2% | 81.6% | 0.33252 | 0.069931 | 9.5667 | 21.4 | 0.83364 | 19.6667 | 10.8684 | 8.8927 | 1.7273 | 2.8451 | 16.7458 | 14.2038 | 13.0955 | 11.1893 | 43.2254 | 50.0126 | 35.2645 | 45.4169
Sierra | DIAMOND SPRINGS 11062100 | 600 | 2624 | 3575.0708 | 6190 | 5272.5483 | 530 | 9.7872e-05 | 3.6249 | 64.0484 | 0.00019367 | 0.0027791 | 0.42391 | 0.67805 | {6647B708-EB30-40C8-9FB8-1AD5D9953BA6} | 152261106 | DIAMOND SPRINGS 1106 | 2100 | 38.6935 | -120.7678 | 624 | 642 | 111071.5262 | 69.0168 | 62659.5156 | 38.9349 | 48412.0106 | 62659.5156 | 48412.0106 | 1.4729 | 0.051872 | 116 | 5.9567 | 13.015 | 2 | 2.0636 | 5.8668 | 0.5788 | 0.066277 | 0.0058563 | 3.0435 | 295.0735 | 46.3217 | 31.0465 | 1.2172 | 12.3793 | 14.274 | 1.2182 | 88.3% | 87.9% | 72.4% | 56.1% | 24.6% | 57.3% | 0.081592 | 0.050731 | 4.8035 | 19.6456 | 2.0552 | 10.4005 | 11.8554 | 7.7137 | 2.1222 | 3.5681 | 12.5507 | 5.8241 | 7.5866 | 3.9701 | 48.6875 | 81.1209 | 54.9245 | 93.4336
North Valley | GIRVAN 110280726 | 4578 | 141 | 273.078 | 812 | 491.3947 | 98 | 7.8915e-05 | 365.3258 | 13.3388 | 0.026317 | 0.00069852 | 0.17365 | 0.55572 | {1C2C814F-78D0-401D-8386-69906E2875F3} | 103401102 | GIRVAN 1102 | 80726 | 40.522 | -122.3336 | 372 | 437 | 50671.9174 |  | 29678.7126 |  | 20993.2048 | 10897.7797 | 6310.4303 | 0.068455 | 0.0077336 | 583 | 1.808 | 6.0202 | 2 | 2.1596 | 7.7382 | 0.051023 | 0.010556 | 0.0058655 | 2.4367 | 298.25 | 48.1573 | 35.1309 | 1.5897 | 12.2068 | 14.2639 | 12.4031 | 64.7% | 53.4% | 66.2% | 27.2% | 87.3% | 45.7% | 0.29867 | 0.0048611 | 2.9029 | 17.2136 | 3.3005 | 5.6389 | 10.8321 | 7.9499 | 2.9219 | 4.9416 | 11.1815 | 5.6959 | 7.3263 | 4.4039 | 64.8072 | 84.7244 | 61.7859 | 93.1324
Central Coast | LOS GATOS 1106LA64 | 4121 | 1555 | 2911.0707 | 3201 | 3888.6758 | 212 | 9.8281e-05 | 0.037818 | 3.2705 | 3.7167e-06 | 0.00021701 | 0.48579 | 0.7486 | {CFFA07B9-8209-4D21-824C-C9A2945C083F} | 82021106 | LOS GATOS 1106 | LA64 | 37.1373 | -121.9674 | 259 | 402 | 45605.1006 | 28.3378 | 20491.3377 | 12.7328 | 25113.7629 | 20491.3377 | 25113.7629 | 0.046006 | 0.020836 | 1353 | 9.2866 | 21.1872 | 3 | 1.7799 | 4.5315 | 1.528 | 0.074932 | 0.0066589 | 3.0494 | 294.9152 | 41.2782 | 33.8349 | 1.0272 | 13.4621 | 15.2014 | 1.9353 | 72.3% | 50.9% | 84.6% | 86.4% | 72% | 15.6% | 0.1648 | 0.10455 | 2.9471 | 18.4405 | 2.0909 | 10.9623 | 9.0618 | 7.6801 | 1.9791 | 3.7804 | 12.9412 | 7.9719 | 7.8797 | 4.7335 | 52.84 | 74.1646 | 52.7476 | 82.5965
North Coast | GARBERVILLE 11022500 | 5157 | 2228 | 3995.446 | 2718 | 4235.545 | 231 | 0.00024864 | 0.054312 | 2.3237 | 1.3289e-05 | 0.00040569 | 0.81972 | 0.94331 | {37DB383D-2CA0-40C2-9028-FCF646539713} | 192221102 | GARBERVILLE 1102 | 2500 | 40.1079 | -123.9289 | 133 | 82 | 31045.2848 | 19.2907 | 25786.904 | 16.0233 | 5258.3808 | 25786.904 | 5258.3808 | 0.093714 | 0.057435 | 928 | 11.6085 | 22.1762 | 2 | 2.2604 | 6.0902 | 1.6431 | 0.053127 | 0.0073215 | 4.8055 | 293.1122 | 21.2485 | 20.9972 | 0.68563 | 18.4456 | 21.4236 | 0.71584 | 62.6% | 30.8% | 95.7% | 65.7% | 17.9% | 89.2% | 0.046706 | 0.13352 | 1.4027 | 11.7517 | 0.26037 | 7.6563 | 11.6848 | 8.7187 | 1.7034 | 2.8059 | 16.9211 | 11.7888 | 11.8172 | 8.9476 | 41.8106 | 50.9955 | 36.331 | 55.9209
North Coast | FORT BRAGG A 11014698 | 3778 | 834 | 1687.2627 | 1188 | 1849.9999 | 120 | 0.00014751 | 0.037818 | 3.6408 | 5.5785e-06 | 0.00040538 | 0.70202 | 0.91203 | {C40FEC6C-4399-4FDE-8ABD-E729D917D61E} | 42761101 | FORT BRAGG A 1101 | 4698 | 39.4911 | -123.7844 | 151 | 196 | 27822.1469 | 17.2879 | 12907.3842 | 8.0203 | 14914.7627 | 12907.3842 | 14914.7627 | 0.048646 | 0.017701 | 929 | 8.0364 | 19.8976 | 2 | 3.0989 | 10.0713 | -0.22009 | 0.043266 | 0.0070702 | 3.0019 | 289.5763 | 16.2457 | 19.0553 | 0.35425 | 19.8786 | 22.2888 | 2.4863 | 62.5% | 42.7% | 79.5% | 56.1% | 1.2% | 99.8% | 0.18124 | 0.028895 | 2.6719 | 18.3281 | 1.8876 | 5.9698 | 12.5909 | 10.0792 | 1.1912 | 1.8351 | 19.7686 | 15.4026 | 15.4809 | 11.4827 | 39.5595 | 46.7002 | 24.8788 | 40.6054
Central Valley | MIWUK 170110600 | 580 | 415 | 724.6935 | 5653 | 3389.0015 | 135 | 4.9954e-05 | 0.037818 | 31.1546 | 1.8891e-06 | 0.00064565 | 0.073412 | 0.21384 | {38AAAE1F-7053-4022-8941-265790AA8F13} | 163661701 | MIWUK 1701 | 10600 | 38.066 | -120.1888 | 305 | 961 | 40826.3466 | 25.3684 | 17528.1979 | 10.8915 | 23298.1487 | 17528.1979 | 23298.1487 | 0.087162 | 0.0067438 | 626 | 12.2795 | 27.7676 | 3 | 2.3918 | 5.7845 | 0.87773 | 0.11514 | 0.0049473 | 2.8931 | 292.8806 | 50.6332 | 33.4849 | 1.1506 | 11.3165 | 13.1403 | 2.5267 | 72.9% | 74.7% | 55.4% | 92.5% | 12.2% | 25.9% | 0.071493 | 0.23655 | 8.8433 | 21.403 | 4.4162 | 38.1959 | 10.2661 | 8.02 | 1.9514 | 3.2823 | 10.7768 | 5.7678 | 6.613 | 3.9231 | 52.7214 | 73.8996 | 64.3285 | 93.3143
North Valley | VOLTA 110180454 | 2401 | 20 | 29.9006 | 43 | 42.7272 | 14 | 6.0333e-05 | 77.2705 | 20.641 | 0.0043362 | 0.00069328 | 0.46512 | 0.6998 | {8854FD88-45EB-44A4-AE38-EE1BF37E09D7} | 102541101 | VOLTA 1101 | 80454 | 40.4341 | -121.8714 | 325 | 292 | 71849.0246 |  | 51726.8369 |  | 20122.1876 | 50010.0284 | 18900.802 | 0.0097059 | 0.00084466 | 588 | 4.7048 | 14.598 | 2 | 2.2724 | 6.2811 | -0.2972 | 0.02318 | 0.0054911 | 2.6645 | 294.5961 | 44.9501 | 32.7408 | 1.2453 | 12.4841 | 14.8381 | 0.97695 | 64.5% | 63.6% | 52% | 65% | 31.8% | 66.5% | 0.085359 | 0.03507 | 1.6751 | 14.4774 | 0.047183 | 0.059972 | 11.9233 | 8.6288 | 2.2175 | 4.0142 | 13.3147 | 5.9478 | 7.5195 | 4.169 | 57.8432 | 86.3485 | 52.0099 | 92.2622
North Coast | DUNBAR 1101302 | 1141 | 601 | 876.1294 | 1124 | 1156.1462 | 124 | 0.00011734 | 1.7036 | 5.4407 | 0.00016343 | 0.00040497 | 0.5347 | 0.7578 | {34794EA8-41B0-4C58-A267-88FB7ED2F311} | 43071101 | DUNBAR 1101 | 302 | 38.4284 | -122.565 | 206 | 159 | 25257.9159 | 15.6946 | 16689.601 | 10.3705 | 8568.315 | 13818.0912 | 7142.8928 | 0.050216 | 0.01455 | 930 | 4.9252 | 12.5745 | 2.6719 | 2.1616 | 5.2881 | -0.41195 | 0.025365 | 0.0067809 | 2.7551 | 295.9091 | 34.6525 | 30.227 | 0.99459 | 15.0765 | 16.8806 | 3.4933 | 62.3% | 56.6% | 65.4% | 33.4% | 62.8% | 35.8% | 0.19618 | 0.031771 | 2.1866 | 14.6194 | 2.9026 | 5.8542 | 9.7291 | 7.6268 | 1.9987 | 3.6375 | 14.8781 | 9.6522 | 9.8774 | 6.3466 | 49.1622 | 71.7584 | 43.297 | 72.1417
Central Coast | BEN LOMOND 04015144 | 7767 | 62 | 99.1502 | 128 | 132.8915 | 15 | 0.00016901 | 0.037818 | 10.7861 | 6.3917e-06 | 0.00068796 | 0.48438 | 0.7461 | {8CE26437-AB3D-4CA1-B3DD-136FBC93120B} | 83040401 | BEN LOMOND 0401 | 5144 | 37.0912 | -122.0774 | 52 | 33 | 8936.2601 |  | 6409.4899 |  | 2526.7702 | 6409.4899 | 2526.7702 | 0.010319 | 0.0025352 | 590 | 7.7542 | 18.5231 | 3 | 1.6647 | 4.0737 | -0.69263 | 0.059268 | 0.0071344 | 3.3117 | 296.73 | 30.989 | 28.2456 | 0.97487 | 16.0733 | 17.8862 | 1.7546 | 92.7% | 83.8% | 94.1% | 78.6% | 50.4% | 72.5% | 0.063205 | 0.017927 | 1.75 | 11.125 | 0.21146 | 1.561 | 9.6608 | 8.3556 | 1.9732 | 3.6534 | 15.6954 | 11.0191 | 10.2112 | 6.8985 | 47.7022 | 62.6116 | 41.1376 | 65.4446
Central Valley | OLETA 110163500 | 2652 | 45 | 82.9558 | 154 | 123.4513 | 29 | 4.6839e-05 | 571.8424 | 26.7838 | 0.024727 | 0.00068793 | 0.29221 | 0.67197 | {0DE3898A-1208-4EC8-ABE1-FA05111C0DC6} | 163541101 | OLETA 1101 | 63500 | 38.4802 | -120.8458 | 192 | 416 | 26445.3396 |  | 12301.408 |  | 14143.9316 | 6425.1593 | 2551.58 | 0.01995 | 0.0013583 | 591 | 0.94742 | 3.3986 | 2 | 2.1112 | 5.9962 | -0.36065 | 0.0065116 | 0.0061295 | 2.2341 | 296.2726 | 43.2305 | 30.4086 | 1.2301 | 13.2843 | 14.8946 | 7.1524 | 74.5% | 72.4% | 50.6% | 12.9% | 31.9% | 89.6% | 0.16655 | 0.020116 | 2.1071 | 14.4286 | 1.1442 | 1.7907 | 8.289 | 5.8455 | 2.2837 | 3.7559 | 13.4568 | 7.0559 | 9.1555 | 4.8561 | 42.7658 | 68.5915 | 50.2289 | 84.7086
North Valley | VOLTA 110297816 | 3263 | 131 | 130.9054 | 674 | 349.7709 | 77 | 6.2472e-05 | 0.056142 | 21.098 | 3.3567e-06 | 0.00068712 | 0.19436 | 0.37426 | {48E1615C-C71C-4D0B-8D4E-00E5F51687F9} | 102541102 | VOLTA 1102 | 97816 | 40.5351 | -121.7276 | 89 | 74 | 12262.4116 |  | 8457.2763 |  | 3805.1353 | 8457.2763 | 3805.1353 | 0.052908 | 0.0048104 | 592 | 9.6788 | 23.1612 | 2.9464 | 1.8439 | 5.4622 | 0.013626 | 0.072589 | 0.0050111 | 3.3201 | 291.385 | 40.3926 | 26.9098 | 0.96537 | 13.4565 | 16.1194 | 0.81146 | 64.2% | 64.2% | 53.8% | 88.4% | 3.8% | 91.9% | 0.013297 | 0.1042 | 2.5692 | 15.2154 | 0.088125 | 6.0179 | 7.8271 | 5.8124 | 1.7374 | 3.1962 | 14.2688 | 6.5671 | 7.7317 | 4.6334 | 43.6607 | 70.0047 | 48.1505 | 88.2099
North Valley | COTTONWOOD 1101circuit_breaker | 338 | 96 | 182.711 | 540 | 379.9992 | 60 | 9.7828e-05 | 917.1561 | 13.0372 | 0.085829 | 0.00068669 | 0.17778 | 0.48082 | {509EDC5C-5C13-447D-BAA5-6AE957D846E4} | 102931101 | COTTONWOOD 1101 | circuit_breaker | 40.397 | -122.2674 | 512 | 912 | 75641.5877 |  | 36474.0618 |  | 39167.5259 | 7715.0522 | 8282.4766 | 0.041201 | 0.0058697 | 593 | 3.0827 | 8.5287 | 2 | 2.4662 | 8.8195 | 0.12414 | 0.023765 | 0.0058797 | 2.1695 | 298.1074 | 48.4313 | 35.0812 | 1.5692 | 12.083 | 14.0529 | 2.8551 | 63.9% | 53.1% | 75.1% | 44.5% | 80.6% | 35.5% | 0.21909 | 0.0061176 | 3.3636 | 19.7922 | 2.8555 | 6.3529 | 11.2797 | 8.1196 | 2.9016 | 4.8267 | 11.1225 | 5.8849 | 7.2821 | 4.5421 | 66.0703 | 83.5208 | 61.8721 | 91.2946
Central Valley | MIWUK 170236888 | 8753 | 45 | 61.9941 | 139 | 113.1242 | 8 | 7.2014e-05 | 0.037818 | 21.702 | 2.7234e-06 | 0.00068611 | 0.32374 | 0.54802 | {5E0E9C3F-102B-4736-867B-523AEBC69611} | 163661702 | MIWUK 1702 | 36888 | 38.0286 | -120.2516 | 21 | 8 | 1302.2065 |  | 990.9397 |  | 311.2667 | 990.9397 | 311.2667 | 0.0054889 | 0.00057612 | 594 | 10.872 | 41.4841 | 3 | 2.2313 | 5.0654 | -1.9813 | 0.06 | 0.0052662 | 2.6671 | 294.4628 | 49.8854 | 35.5174 | 1.2353 | 11.6042 | 13.3524 | 1.8407 | 74.3% | 67.8% | 74.7% | 99.1% | 34.4% | 37.5% | 0.16128 | 0.052556 | 5.5714 | 14.5714 | 9.614 | 13.9 | 10.6449 | 7.8176 | 2.0578 | 3.6335 | 11.1532 | 5.8629 | 7.0673 | 3.8863 | 54.9684 | 83.7164 | 62.0456 | 93.6192
Central Coast | CAMP EVERS 21055577 | 6320 | 209 | 423.4796 | 442 | 567.0934 | 18 | 0.00019391 | 0.037818 | 7.6359 | 7.3333e-06 | 0.0006832 | 0.47285 | 0.74675 | {B6D66A77-B522-44A7-B0D4-0D26D50F0307} | 83622105 | CAMP EVERS 2105 | 5577 | 37.0487 | -122.0616 | 24 | 130 | 7544.1719 |  | 1864.9283 |  | 5679.2435 | 1864.9283 | 5679.2435 | 0.012298 | 0.0034904 | 595 | 10.7735 | 23.611 | 3 | 1.376 | 3.6177 | 5.257 | 0.1895 | 0.0071402 | 3.0352 | 297.3212 | 29.719 | 28.4045 | 0.98165 | 16.6102 | 18.364 | 7.0639 | 92.5% | 74.4% | 97.8% | 95.4% | 54% | 84.8% | 0.096945 | 0.0205 | 9.2941 | 22 | 3.6965 | 22.1 | 9.2374 | 8.1277 | 1.9425 | 3.6026 | 15.9998 | 12.2426 | 11.3629 | 7.8935 | 49.5204 | 59.974 | 39.8466 | 60.2832
Bay Area | MONTICELLO 110152910 | 8271 | 17 | 48.2467 | 31 | 56.4916 | 4 | 5.6375e-05 | 0.046053 | 19.4055 | 2.6182e-06 | 0.00068259 | 0.54839 | 0.85405 | {151C0216-83E8-4EAF-9D71-0D50917A8A0E} | 43051101 | MONTICELLO 1101 | 52910 | 38.5062 | -122.202 | 75 | 17 | 5937.1917 |  | 5053.4949 |  | 883.6968 | 3504.9565 | 443.9052 | 0.0027303 | 0.0002255 | 596 | 2.0188 | 8.4243 | 2 | 2.2559 | 7.341 | 0.28607 | 0.025385 | 0.0065284 | 1.6649 | 297.9503 | 41.6756 | 34.3253 | 1.2936 | 13.8742 | 15.179 | 3.2495 | 97.5% | 96% | 54.1% | 27.2% | 99.8% | 8.7% | 0.12643 | 0.030769 | 1.6207 | 7.3448 | 0.93692 | 0.59615 | 8.9053 | 7.0171 | 2.4173 | 4.0641 | 13.4098 | 7.744 | 9.6325 | 4.9925 | 52.4946 | 83.5308 | 49.8072 | 81.5854
Central Coast | MESA 11016111 | 4203 | 229 | 449.0107 | 1211 | 1033.0392 | 164 | 3.339e-05 | 255.4941 | 14.2351 | 0.0036067 | 0.00021683 | 0.1891 | 0.43465 | {C5AAF8EB-A62D-4527-870A-FE6B41EEDAF4} | 182821101 | MESA 1101 | 6111 | 35.0643 | -120.4971 | 250 | 225 | 59762.5242 | 37.1348 | 41196.8537 | 25.5986 | 18565.6705 | 37685.5687 | 17769.4909 | 0.035561 | 0.0054759 | 1355 | 1.7097 | 4.8368 | 2.487 | 2.7763 | 7.7155 | -1.9942 | 0.019516 | 0.0070124 | 1.1222 | 296.4026 | 36.0755 | 33.4277 | 0.9606 | 14.8536 | 15.7513 | 0.96089 | 72.2% | 88.6% | 35.3% | 23.6% | 46.5% | 45.4% | 0.072822 | 0.030311 | 1.5576 | 14.3146 | 0.69477 | 2.0915 | 10.2531 | 9.7677 | 1.9877 | 3.4503 | 12.7639 | 11.3701 | 8.4812 | 7.9398 | 63.7434 | 65.4642 | 54.5252 | 61.8031
Bay Area | SUNOL 1101MR196 | 4720 | 12 | 14.6892 | 64 | 45.8416 | 17 | 2.7037e-05 | 19.5519 | 37.695 | 0.00075471 | 0.0006808 | 0.1875 | 0.32043 | {14F1F6DE-8209-477C-B956-E44E09281D3F} | 14241101 | SUNOL 1101 | MR196 | 37.575 | -121.8795 | 149 | 73 | 26230.9898 |  | 20307.975 |  | 5923.0148 | 3630.319 | 1497.9962 | 0.011574 | 0.00045963 | 598 | 1.5975 | 4.7787 | 2 | 3.1858 | 7.6026 | -2.7195 | 0.0088406 | 0.006667 | 1.3165 | 295.2791 | 39.8125 | 32.6101 | 0.99956 | 13.9488 | 15.2562 | 6.4865 | 97.3% | 98% | 18.3% | 8.9% | 71% | 9.8% | 0.07081 | 0.031739 | 1.32 | 12.64 | 0.14652 | 0.92754 | 8.4698 | 7.1393 | 2.0295 | 3.6889 | 13.778 | 8.8059 | 9.0865 | 5.6099 | 48.0769 | 68.2845 | 49.0367 | 77.1539
Central Valley | STANISLAUS 170237278 | 525 | 0 | 0 | 6 | 3.0296 | 3 | 0.00010949 | 0.037818 | 5.5527 | 4.1406e-06 | 0.00068045 | 0 | 0 | {DBBC669E-53C3-46F8-B180-51E0DC203C00} | 162821702 | STANISLAUS 1702 | 37278 | 38.2465 | -120.3643 | 210 | 460 | 27570.4484 |  | 10956.0145 |  | 16614.4339 | 10956.0145 | 16614.4339 | 0.0020413 | 0.00032847 | 599 | 13.065 | 28.9809 | 3 | 2.3968 | 5.9032 | 0.60028 | 0.12407 | 0.0056391 | 3.387 | 292.0733 | 44.2322 | 32.9892 | 1.0004 | 12.6112 | 14.5631 | 4.3952 | 74.1% | 25.5% | 93.8% | 94.9% | 5.5% | 63% | 0.24689 | 0.084661 | 5.8224 | 22 | 0 | 0.050847 | 14.625 | 10.4828 | 1.8603 | 2.9863 | 12.3886 | 6.463 | 7.4238 | 4.3629 | 51.1537 | 75.6536 | 54.9892 | 88.3365
Central Valley | CURTIS 170539256 | 1364 | 107 | 142.7622 | 275 | 212.3399 | 45 | 6.6644e-05 | 289.1565 | 19.2555 | 0.016396 | 0.00067977 | 0.38909 | 0.67233 | {60313232-3855-4646-B9A6-D03E4546E4FB} | 163351705 | CURTIS 1705 | 39256 | 37.9571 | -120.3085 | 443 | 471 | 77821.3957 |  | 42574.1624 |  | 35247.2333 | 42574.1624 | 35247.2333 | 0.03059 | 0.002999 | 600 | 4.0573 | 11.1371 | 2 | 2.2077 | 5.3389 | -0.12881 | 0.040755 | 0.0057215 | 2.3273 | 295.596 | 47.246 | 36.3074 | 1.246 | 12.3376 | 13.9577 | 1.256 | 73.8% | 65.3% | 69.6% | 57.2% | 37.5% | 55.2% | 0.086947 | 0.10955 | 2.2005 | 17.245 | 0.34838 | 0.43239 | 10.3303 | 7.6806 | 2.0556 | 3.7192 | 12.0156 | 6.311 | 7.9306 | 4.2695 | 54.3364 | 87.662 | 57.2771 | 90.3466
Central Valley | ELECTRA 11017104 | 4699 | 794 | 1077.847 | 3171 | 2234.9006 | 202 | 9.7078e-05 | 0.037845 | 55.3343 | 3.6737e-06 | 0.0027031 | 0.25039 | 0.48228 | {21E26CE5-9BFF-45A6-8272-2A9D442E9691} | 162161101 | ELECTRA 1101 | 7104 | 38.3637 | -120.6466 | 276 | 418 | 40947.6446 | 25.4437 | 19862.8394 | 12.3422 | 21084.8052 | 19862.8394 | 21084.8052 | 0.54603 | 0.01961 | 120 | 7.2727 | 17.4685 | 2 | 1.7504 | 4.4957 | 1.4669 | 0.079248 | 0.0065334 | 3.0973 | 295.6363 | 45.9861 | 32.6337 | 1.2625 | 12.2456 | 14.0978 | 1.607 | 94% | 85.3% | 89.6% | 76.5% | 42.4% | 52.3% | 0.028655 | 0.050188 | 3.3923 | 18.7512 | 5.6495 | 11.9211 | 12.8708 | 8.8961 | 2.1627 | 3.903 | 12.6208 | 6.5117 | 8.1179 | 4.4847 | 47.0162 | 73.2363 | 52.8817 | 88.6722
Central Coast | circuit_breaker | 787 | 794 | 2439.0333 | 1519 | 2820.0703 | 211 | 1.6631e-05 | 332.525 | 22.4512 | 0.0061095 | 0.00021335 | 0.52271 | 0.86488 | {53EA2B69-06B5-416F-96AE-9EC7627A84C5} | 182601102 |  | circuit_breaker | 35.1011 | -120.5814 | 564 | 558 | 73277.5191 | 45.5327 | 44267.9262 | 27.5069 | 29009.5929 | 32849.6375 | 20341.9793 | 0.045018 | 0.0035092 | 1367 | 1.4505 | 5.4124 | 2 | 2.2297 | 7.3774 | -0.40523 | 0.0093363 | 0.0074883 | 0.95037 | 293.9374 | 30.2357 | 30.7918 | 0.66864 | 16.3141 | 17.1278 | 4.6205 | 71.8% | 94.5% | 7% | 28% | 13.9% | 79.9% | 0.25012 | 0.020597 | 2.5623 | 16.2458 | 2.4565 | 3.3606 | 10.5087 | 9.949 | 1.7954 | 2.4961 | 14.338 | 13.6771 | 10.4441 | 9.8531 | 58.5767 | 57.1509 | 45.8419 | 49.682
North Coast | LAKEVILLE 110287432 | 8669 | 153 | 220.549 | 632 | 503.5795 | 57 | 4.7423e-05 | 88.0439 | 31.7531 | 0.0030803 | 0.00067641 | 0.24209 | 0.43796 | {F16EF0FE-506D-4026-9FF6-A9B4826F67BC} | 43371102 | LAKEVILLE 1102 | 87432 | 38.2562 | -122.5858 | 96 | 77 | 29530.1399 |  | 22038.8573 |  | 7491.2826 | 15489.4062 | 4653.4923 | 0.038556 | 0.0027031 | 603 | 2.098 | 7.16 | 2.0574 | 2.8311 | 6.7352 | 0.79506 | 0.0096172 | 0.0069969 | 2.7188 | 294.8462 | 32.9408 | 30.6176 | 0.86785 | 15.5176 | 17.3091 | 0.34787 | 77.8% | 92.7% | 3.4% | 7% | 47.6% | 44.4% | 0.04147 | 0.033541 | 1.4143 | 12.3571 | 1.3128 | 3.0239 | 9.8598 | 8.3054 | 1.6952 | 3.2499 | 15.3053 | 10.5948 | 10.7866 | 7.3636 | 52.3697 | 68.9192 | 41.3769 | 65.7585
North Valley | BUTTE 11051243 | 2232 | 368 | 500.6037 | 1273 | 882.5431 | 92 | 0.0001196 | 0.052378 | 10.3137 | 5.9566e-06 | 0.0006753 | 0.28908 | 0.56723 | {E9C7EDD9-37A2-4E13-9D63-C852227DDB63} | 103081105 | BUTTE 1105 | 1243 | 39.79 | -121.6559 | 67 | 60 | 12837.5218 |  | 8294.0568 |  | 4543.4649 | 8294.0568 | 4543.4649 | 0.062128 | 0.011003 | 604 | 4.5211 | 9.6245 | 3 | 2.3615 | 6.9699 | -0.48266 | 0.053065 | 0.0060396 | 3.4075 | 296.5523 | 48.9969 | 36.969 | 1.4122 | 11.7286 | 13.8312 | 1.1363 | 63% | 44.5% | 87.3% | 49.1% | 63% | 11.8% | 0.0033353 | 0.062419 | 1.6842 | 14.6184 | 8.3502 | 10.2661 | 11.8781 | 8.8484 | 2.5498 | 4.5127 | 12.4614 | 5.3708 | 7.8126 | 3.5373 | 60.2892 | 110.962 | 55.4522 | 97.1405
Bay Area | HALF MOON BAY 11018902 | 7045 | 452 | 1427.7002 | 1140 | 1716.6416 | 111 | 5.4741e-05 | 0.46771 | 5.2096 | 2.3551e-05 | 0.000175 | 0.39649 | 0.83168 | {C41F4E5E-7BB3-4EF6-9D85-B639632114A4} | 24101101 | HALF MOON BAY 1101 | 8902 | 37.4745 | -122.4166 | 199 | 160 | 41004.9967 | 25.4794 | 30497.3428 | 18.9502 | 10507.6539 | 21140.1681 | 7110.5983 | 0.019425 | 0.0060762 | 1499 | 3.8025 | 10.4093 | 2.2664 | 3.296 | 7.7213 | -5.2342 | 0.022734 | 0.0071642 | 2.1313 | 292.5233 | 27.3143 | 24.2046 | 0.62482 | 16.6466 | 18.3353 | 1.9284 | 79.3% | 81.8% | 52.3% | 38.3% | 8.2% | 90% | 0.13272 | 0.072907 | 1.6694 | 13.7661 | 3.6516 | 3.9446 | 10.6034 | 9.2642 | 1.4832 | 2.8409 | 16.0822 | 12.6358 | 10.9885 | 8.3539 | 51.0763 | 48.1337 | 38.2779 | 55.7826
Central Coast | ATASCADERO 1101A22 | 4885 | 4 | 6.3789 | 18 | 14.6907 | 5 | 4.4724e-05 | 873.019 | 21.0657 | 0.047037 | 0.00066893 | 0.22222 | 0.43421 | {1A2AEC20-7798-471E-990E-3BD9D80801FA} | 182541101 | ATASCADERO 1101 | A22 | 35.4741 | -120.6661 | 363 | 1253 | 86163.0987 |  | 21047.1239 |  | 65115.9748 | 209.5535 | 3172.162 | 0.0033447 | 0.00022362 | 606 | 1.3725 | 4.9982 | 2 | 2.2985 | 6.9432 | -2.5245 | 0.024286 | 0.0063568 | 1.0245 | 297.4135 | 38.6756 | 32.9199 | 1.1579 | 14.5818 | 15.4141 | 14.8701 | 92.3% | 93.5% | 56.4% | 25.5% | 83.7% | 40.1% | 0.15575 | 0.056429 | 2.25 | 20.375 | 0.40286 | 1.2857 | 8.0358 | 8.1188 | 1.9179 | 3.5709 | 13.7023 | 10.1004 | 10.2173 | 6.9499 | 46.76 | 64.421 | 48.411 | 67.396
Sierra | MADISON 21011975 | 6204 | 1 | 1.2048 | 6 | 2.2796 | 2 | 3.9526e-05 | 1865.7073 | 24.8519 | 0.073134 | 0.00066853 | 0.16667 | 0.52849 | {9CF014D5-3FFD-4E2B-8F6C-03768622E19C} | 63172101 | MADISON 2101 | 1975 | 38.8441 | -122.2035 | 33 | 36 | 6707.2419 |  | 3900.1165 |  | 2807.1254 | 127.6157 | 1422.3865 | 0.0013371 | 7.9053e-05 | 607 | 1.4397 | 3.7999 | 2 | 2.9532 | 8.0539 | -0.3203 | 0.015 | 0.0060181 | 1.3772 | 297.8803 | 48.4491 | 35.0395 | 1.4156 | 12.3978 | 13.5785 | 0 | 60% | 67.8% | 12.9% | 5.9% | 98.8% | 59.5% | 0 | 0.0115 | 1.3333 | 22 | 0.0615 | 0.3 | 9.2822 | 7.383 | 2.6493 | 4.2305 | 11.8343 | 6.4017 | 8.1377 | 4.2607 | 61.4607 | 92.3238 | 58.0964 | 89.4325
Bay Area | MENLO 1102W80 | 1566 | 580 | 1218.5433 | 1767 | 1917.2443 | 176 | 4.219e-05 | 0.4085 | 3.3628 | 1.603e-05 | 0.00010127 | 0.32824 | 0.63557 | {82B72724-3F36-4DE0-AF4C-310E9BC3E997} | 24131102 | MENLO 1102 | W80 | 37.3636 | -122.2132 | 173 | 117 | 41047.3258 | 25.5057 | 30438.0826 | 18.9134 | 10609.2432 | 29528.8058 | 10609.2432 | 0.017823 | 0.0074254 | 1861 | 4.6991 | 11.801 | 2.0069 | 2.6888 | 6.8783 | 1.2669 | 0.031316 | 0.0069486 | 2.3843 | 293.8377 | 34.8967 | 30.8854 | 0.8344 | 14.9283 | 16.7144 | 0.38941 | 64.1% | 71.9% | 35.2% | 51% | 44.3% | 31.8% | 0.060554 | 0.089746 | 1.6047 | 12.8663 | 1.3381 | 4.0808 | 10.7931 | 9.4285 | 1.6529 | 3.4542 | 14.8561 | 9.169 | 9.22 | 5.5234 | 54.4896 | 73.8261 | 45.1936 | 76.362
North Coast | WILLITS 110434006 | 4799 | 198 | 263.8918 | 309 | 319.4087 | 53 | 0.00012453 | 70.4748 | 10.5622 | 0.0081977 | 0.00066769 | 0.64078 | 0.82619 | {EF9398DB-0F7B-497E-B310-02727CA6D6C0} | 42661104 | WILLITS 1104 | 34006 | 39.402 | -123.3549 | 170 | 440 | 26640.4771 |  | 9186.411 |  | 17454.066 | 6444.3113 | 10157.6994 | 0.035388 | 0.0065999 | 609 | 3.3744 | 11.284 | 2 | 2.2601 | 5.8719 | -0.87654 | 0.037143 | 0.0064436 | 3.4882 | 293.8142 | 26.1174 | 26.0259 | 0.81128 | 17.3532 | 19.8376 | 19.3488 | 77.6% | 76% | 69.1% | 26.8% | 36.9% | 64.3% | 0.27898 | 0.046786 | 5.3182 | 19.0455 | 1.905 | 3.6786 | 11.8871 | 9.4643 | 1.6182 | 3.1425 | 17.7226 | 10.796 | 12.342 | 6.6603 | 44.8845 | 68.1494 | 31.5728 | 64.8395
North Valley | OREGON TRAIL 11041634 | 5783 | 277 | 475.321 | 1281 | 811.8613 | 224 | 7.1104e-05 | 1898.557 | 46.3928 | 0.12309 | 0.0014914 | 0.21624 | 0.58547 | {6281842D-96D3-4641-90CC-4C58A4D89E7E} | 103521104 | OREGON TRAIL 1104 | 1634 | 40.5711 | -122.2997 | 290 | 231 | 41109.0988 | 25.5441 | 29357.8519 | 18.2422 | 11751.2469 | 28112.1395 | 11713.738 | 0.33407 | 0.015927 | 253 | 2.559 | 8.0379 | 2 | 2.1722 | 7.6519 | 0.25771 | 0.0077869 | 0.0058718 | 2.5942 | 298.1706 | 47.5643 | 35.4342 | 1.5804 | 12.2881 | 14.427 | 2.9633 | 83.2% | 87.5% | 59% | 40.8% | 85.3% | 51.4% | 0.11051 | 0.0089344 | 2.004 | 15.1687 | 3.2172 | 3.5 | 11.327 | 8.426 | 2.8968 | 4.8899 | 11.4013 | 5.6845 | 7.3543 | 4.4251 | 65.9523 | 87.7611 | 60.6076 | 92.9554
North Valley | GIRVAN 11011636 | 5137 | 407 | 754.6778 | 1233 | 1027.5935 | 211 | 0.00010546 | 9.5841 | 10.3916 | 0.0011499 | 0.00049421 | 0.33009 | 0.73441 | {2A2FAB19-EBE2-405E-9DCE-8FB9750FB831} | 103401101 | GIRVAN 1101 | 1636 | 40.5159 | -122.3824 | 303 | 218 | 41191.1792 | 25.5951 | 29877.1164 | 18.5648 | 11314.0628 | 24954.3397 | 10993.0784 | 0.10428 | 0.022251 | 814 | 2.933 | 9.2587 | 2.8707 | 2.1689 | 7.5569 | 0.12972 | 0.016293 | 0.0059057 | 2.8676 | 297.9656 | 49.3367 | 34.0947 | 1.6029 | 11.8042 | 13.9888 | 3.5351 | 57.5% | 45.1% | 80.9% | 47.1% | 91% | 15% | 0.19324 | 0.016184 | 1.9685 | 14.4606 | 2.8762 | 3.5431 | 9.7413 | 6.9227 | 2.8933 | 4.9655 | 11.2615 | 5.5118 | 7.1161 | 4.1866 | 60.7809 | 80.7038 | 62.074 | 94.3598
Central Coast | PASO ROBLES 1103N54 | 2593 | 144 | 312.6881 | 648 | 512.7461 | 151 | 3.7947e-05 | 1938.7727 | 12.1966 | 0.073068 | 0.00021091 | 0.22222 | 0.60983 | {3D8A845E-016A-4676-A95E-AFB35541512A} | 182611103 | PASO ROBLES 1103 | N54 | 35.6544 | -120.7258 | 299 | 223 | 49268.661 | 30.6142 | 34349.6665 | 21.3439 | 14918.9945 | 30731.9341 | 14025.413 | 0.031847 | 0.0057299 | 1375 | 0.51477 | 1.7182 | 2 | 2.1091 | 6.3443 | -0.45436 | 0.0031954 | 0.0059484 | 0.89626 | 298.7392 | 45.1616 | 38.0836 | 1.3766 | 13.3658 | 14.0748 | 0.54392 | 71.4% | 86.4% | 43.4% | 2.6% | 96.2% | 13.4% | 0.19263 | 0.0093793 | 1.7891 | 14.6 | 0.28582 | 1.4897 | 8.5212 | 8.1453 | 2.3655 | 4.0913 | 11.6226 | 8.5863 | 8.1537 | 5.2982 | 61.6943 | 83.4293 | 58.7916 | 79.287
North Coast | CLEAR LAKE 11011302 | 2379 | 372 | 599.1707 | 793 | 760.7317 | 103 | 0.00010018 | 25.6356 | 10.06 | 0.0018519 | 0.00038895 | 0.4691 | 0.78762 | {4A405FCD-64B2-4AE1-B455-764875D385D0} | 42141101 | CLEAR LAKE 1101 | 1302 | 39.0041 | -122.8437 | 294 | 562 | 71475.111 | 44.4127 | 28050.5504 | 17.4298 | 43424.5606 | 11041.6679 | 23663.2364 | 0.040062 | 0.010318 | 955 | 8.8145 | 29.3235 | 2 | 2.7903 | 7.3318 | -0.68751 | 0.073228 | 0.0060322 | 2.1454 | 296.5626 | 40.2094 | 35.0658 | 1.2192 | 14.088 | 15.789 | 1.8719 | 61.3% | 73.5% | 54.1% | 83.8% | 90.4% | 16.4% | 0.22053 | 0.045343 | 3.413 | 16.663 | 4.0326 | 4.1958 | 9.8957 | 8.1691 | 2.3788 | 3.9981 | 13.3618 | 7.7165 | 8.7932 | 4.7569 | 57.4688 | 84.7197 | 51.1228 | 82.2389
Central Coast | OCEANO 1104V38 | 3521 | 135 | 294.1465 | 873 | 712.6804 | 119 | 1.8543e-05 | 193.5546 | 25.0729 | 0.0031134 | 0.00021076 | 0.15464 | 0.41273 | {F2D88342-EA4A-4DE6-A5A2-0FD601C586EE} | 182601104 | OCEANO 1104 | V38 | 35.1274 | -120.5692 | 351 | 609 | 60078.4462 | 37.3311 | 27980.8002 | 17.3865 | 32097.646 | 18252.5164 | 16012.1022 | 0.02508 | 0.0022066 | 1377 | 1.4009 | 4.7486 | 2.1573 | 2.1077 | 6.5081 | -0.47286 | 0.01125 | 0.0072744 | 1.0244 | 295.2519 | 33.1894 | 30.8195 | 0.81079 | 15.5136 | 16.3695 | 3.3507 | 71.2% | 95.9% | 10.8% | 22.7% | 27.1% | 59.2% | 0.17086 | 0.027419 | 2.7143 | 17.2286 | 0.99452 | 3.5202 | 9.8325 | 9.3786 | 1.892 | 3.009 | 13.5896 | 12.3409 | 9.6826 | 8.8584 | 57.0467 | 58.0321 | 49.3278 | 55.8205
Central Valley | NORTH BRANCH 110111206 | 167 | 100 | 258.1279 | 293 | 314.6223 | 102 | 5.9726e-05 | 256.9206 | 98.0134 | 0.021069 | 0.0030648 | 0.3413 | 0.82044 | {964B7091-3309-4D13-897C-3C72D5D00A0F} | 163231101 | NORTH BRANCH 1101 | 11206 | 38.1859 | -120.8251 | 181 | 192 | 41331.3902 | 25.6822 | 28777.6676 | 17.8817 | 12553.7227 | 28150.1513 | 12540.8205 | 0.31261 | 0.006092 | 108 | 1.7843 | 5.6531 | 2 | 2.0705 | 6.8599 | 0.23272 | 0.0083684 | 0.0063948 | 1.6283 | 297.417 | 43.2139 | 31.7362 | 1.3033 | 13.3682 | 14.7456 | 2.7319 | 94.5% | 93.3% | 62.5% | 28.6% | 57% | 92.5% | 0.042141 | 0.024784 | 1.7612 | 15.0945 | 0.88929 | 0.77105 | 13.2159 | 9.3245 | 2.3988 | 3.8998 | 13.2138 | 7.6071 | 9.3245 | 5.1237 | 44.8602 | 69.8324 | 52.0214 | 81.942
North Coast | MONTE RIO 11135026 | 5049 | 210 | 352.9384 | 335 | 423.3779 | 28 | 0.00016843 | 0.037818 | 6.8529 | 6.3697e-06 | 0.00066011 | 0.62687 | 0.83362 | {2E6DCA70-6B36-4F65-B853-AA4AC3CF0E30} | 42811113 | MONTE RIO 1113 | 5026 | 38.5 | -122.9924 | 53 | 229 | 12030.1674 |  | 2955.8477 |  | 9074.3197 | 2955.8477 | 9074.3197 | 0.018483 | 0.0047161 | 616 | 17.5199 | 50.2599 | 3 | 1.5788 | 4.3517 | 0.73639 | 0.12943 | 0.007118 | 3.416 | 295.2237 | 24.2438 | 24.5699 | 0.79638 | 17.7387 | 19.7939 | 5.5091 | 77.5% | 63.9% | 87.4% | 96.8% | 32.3% | 74.7% | 0.3028 | 0.047633 | 7.4062 | 22 | 0.57086 | 9.5714 | 10.9074 | 8.9044 | 1.8408 | 3.0465 | 16.583 | 13.8013 | 12.9358 | 10.6667 | 44.9139 | 52.9599 | 36.2829 | 47.744
Central Valley | COARSEGOLD 21035020 | 2050 | 100 | 204.534 | 508 | 358.1753 | 133 | 4.2307e-05 | 867.4823 | 81.6494 | 0.033483 | 0.0014956 | 0.19685 | 0.57104 | {19623F95-3D51-435E-B42C-17FE4878C880} | 254432103 | COARSEGOLD 2103 | 5020 | 37.2065 | -119.7141 | 209 | 190 | 41345.6206 | 25.691 | 26968.3187 | 16.7574 | 14377.3019 | 25953.2029 | 13841.9547 | 0.19892 | 0.0056268 | 252 | 1.5103 | 4.795 | 2 | 2.0697 | 5.1021 | -0.22821 | 0.0026062 | 0.006164 | 1.485 | 297.7941 | 49.2208 | 34.5233 | 1.4244 | 12.0844 | 13.2768 | 1.0151 | 88% | 90.6% | 43.2% | 22% | 80.5% | 51% | 0.092958 | 0.0091785 | 1.7089 | 16.4789 | 0.74688 | 1.4391 | 7.4696 | 6.934 | 2.5768 | 3.9588 | 11.2553 | 6.7 | 7.4342 | 4.3773 | 48.1099 | 74.2581 | 62.396 | 87.5626
Central Valley | FROGTOWN 170291134 | 3944 | 199 | 268.4966 | 803 | 538.918 | 144 | 6.0147e-05 | 468.7925 | 15.4188 | 0.023656 | 0.00039808 | 0.24782 | 0.49821 | {D96B1841-141B-4A05-91C1-D6709B1FFA78} | 163451702 | FROGTOWN 1702 | 91134 | 38.0722 | -120.5399 | 241 | 272 | 41470.356 | 25.7685 | 25769.8346 | 16.0127 | 15700.5214 | 22498.6303 | 12556.3719 | 0.057324 | 0.0086612 | 937 | 3.1196 | 11.9962 | 2 | 2.2744 | 5.5196 | -1.0892 | 0.011283 | 0.0063946 | 2.1802 | 296.5927 | 44.0437 | 32.6792 | 1.2592 | 13.0768 | 14.6481 | 1.3867 | 59.4% | 56.1% | 62.7% | 60.3% | 41.5% | 81.8% | 0.14599 | 0.020801 | 1.715 | 15.5072 | 1.3209 | 2.3411 | 12.9692 | 9.3327 | 2.2167 | 3.8508 | 12.839 | 7.0267 | 9.0121 | 4.745 | 45.7287 | 76.7804 | 51.0778 | 85.9197
Central Coast | MESA 1101M86 | 782 | 71 | 171.5837 | 656 | 554.6827 | 115 | 1.5864e-05 | 453.2437 | 25.4366 | 0.0070728 | 0.000206 | 0.10823 | 0.30934 | {9476F86E-2EE0-4DDC-B659-7AD569267F21} | 182821101 | MESA 1101 | M86 | 35.0492 | -120.4827 | 327 | 324 | 55844.2973 | 34.7001 | 33506.261 | 20.8199 | 22338.0363 | 18124.1497 | 16040.224 | 0.02369 | 0.0018244 | 1395 | 1.2748 | 4.0665 | 2 | 2.4736 | 7.3688 | -0.083498 | 0.0098635 | 0.0073258 | 1.011 | 294.7071 | 31.9425 | 30.6215 | 0.74847 | 15.7724 | 16.6314 | 2.6491 | 71.1% | 96.1% | 6% | 17.4% | 21.4% | 64.5% | 0.17093 | 0.021706 | 2.0872 | 15.9897 | 0.82645 | 2.2389 | 10.5371 | 10.0005 | 1.857 | 2.7641 | 13.6352 | 12.5909 | 9.4058 | 8.8683 | 60.1048 | 59.1969 | 49.7227 | 55.2897
Central Coast | MORGAN HILL 2111circuit_breaker | 6054 | 1 | 4.0622 | 4 | 5.817 | 3 | 1.9406e-05 | 13.726 | 48.8527 | 0.00029473 | 0.00065488 | 0.25 | 0.69833 | {8D6AF672-1092-41FD-91A5-035B7D768884} | 83242111 | MORGAN HILL 2111 | circuit_breaker | 37.1269 | -121.6589 | 97 | 103 | 9312.358 |  | 4339.1173 |  | 4973.2407 | 461.9266 | 978.9035 | 0.0019646 | 5.8217e-05 | 620 | 1.3016 | 3.7554 | 2 | 2.4523 | 6.0742 | 0.66593 | 0.018 | 0.0068317 | 1.4662 | 296.4241 | 36.0292 | 31.4539 | 1.0067 | 14.9937 | 16.2223 | 23.2468 | 91.9% | 99.4% | 12.3% | 14.7% | 64.3% | 48.4% | 0.12544 | 0.034667 | 2.2222 | 18.5556 | 0.14933 | 0.26667 | 10.0082 | 8.7437 | 1.9855 | 3.635 | 14.3426 | 10.0555 | 9.6802 | 6.2295 | 52.2587 | 67.7978 | 45.2756 | 70.9778
Bay Area | SILVERADO 2104645 | 9320 | 207 | 369.2191 | 342 | 448.2987 | 17 | 0.00016652 | 0.038141 | 6.5293 | 6.3512e-06 | 0.00065228 | 0.60526 | 0.8236 | {4E7059E5-B496-4153-B6AF-F578ED348327} | 43432104 | SILVERADO 2104 | 645 | 38.5378 | -122.4705 | 22 | 37 | 3337.0089 |  | 1626.8938 |  | 1710.1151 | 1626.8938 | 1710.1151 | 0.011089 | 0.0028308 | 621 | 13.3362 | 25.8472 | 3 | 1.6449 | 4.6312 | -0.40622 | 0.096842 | 0.0066443 | 2.4794 | 297.0386 | 38.9508 | 32.5371 | 1.1382 | 14.272 | 15.9446 | 2.4939 | 97.1% | 84.8% | 98.7% | 97.1% | 93.8% | 17.1% | 0.045394 | 0.11211 | 3.3889 | 20.1111 | 9.0311 | 18 | 10.316 | 7.7575 | 2.2474 | 3.8199 | 13.9935 | 8.3963 | 8.9001 | 5.2082 | 53.7583 | 79.8722 | 48.2426 | 79.0362
Central Coast | LOS GATOS 1106LB44 | 1114 | 1621 | 2481.9626 | 3614 | 3596.4973 | 287 | 5.5647e-05 | 0.040132 | 6.637 | 2.2434e-06 | 0.00020183 | 0.44853 | 0.69011 | {5D70BF4D-C1AE-452C-84AB-8E4767458B84} | 82021106 | LOS GATOS 1106 | LB44 | 37.1938 | -121.9959 | 337 | 351 | 57668.6855 | 35.8337 | 30802.2438 | 19.1397 | 26866.4417 | 30802.2438 | 26866.4417 | 0.057924 | 0.015971 | 1403 | 9.2792 | 22.0564 | 3 | 2.1528 | 5.9464 | 1.9354 | 0.065464 | 0.0064804 | 2.8831 | 293.6557 | 42.4963 | 36.6254 | 0.97031 | 13.1128 | 14.7694 | 0.54232 | 70.5% | 70.6% | 66.8% | 90.5% | 48.9% | 9% | 0.070914 | 0.086029 | 2.3643 | 15.3786 | 0.87924 | 7.8056 | 10.2794 | 8.5814 | 1.8633 | 3.5576 | 12.7515 | 7.5523 | 8.2186 | 4.7585 | 58.3411 | 82.5017 | 52.8465 | 84.3516
Central Coast | CAMP EVERS 2106834583 | 8862 | 124 | 211.3558 | 250 | 283.2343 | 14 | 0.00017631 | 0.037818 | 6.9207 | 6.6675e-06 | 0.0006514 | 0.496 | 0.74622 | {698941ED-3342-4B1B-9444-3C9E83DD3184} | 83622106 | CAMP EVERS 2106 | 834583 | 37.0442 | -122.0777 | 12 | 43 | 3134.546 |  | 972.7555 |  | 2161.7905 | 972.7555 | 2161.7905 | 0.0091195 | 0.0024683 | 623 | 8.0153 | 20.908 | 2.8235 | 1.437 | 3.9406 | -0.014024 | 0.10471 | 0.0069016 | 3.3388 | 296.4405 | 31.8687 | 29.8538 | 0.99292 | 15.8759 | 17.703 | 9.711 | 91.8% | 71% | 95.2% | 85.9% | 58.8% | 67% | 0.2227 | 0.024118 | 5.6667 | 22 | 1.3053 | 14.7059 | 9.5337 | 8.3951 | 1.8852 | 3.5362 | 15.433 | 11.2891 | 10.8254 | 7.6001 | 50.6397 | 63.8716 | 41.8394 | 62.9036
Sierra | SHINGLE SPRINGS 210519522 | 5985 | 181 | 337.6431 | 623 | 533.2053 | 107 | 9.7667e-05 | 1233.0896 | 61.7415 | 0.10995 | 0.0031367 | 0.29053 | 0.63323 | {8C6D6A40-340A-49FE-9A00-F50F1736F18B} | 153652105 | SHINGLE SPRINGS 2105 | 19522 | 38.6999 | -120.9922 | 173 | 181 | 29712.1003 | 18.4623 | 16493.1882 | 10.2484 | 13218.9121 | 15477.8093 | 12840.9009 | 0.33562 | 0.01045 | 106 | 2.3185 | 6.4366 | 2.8648 | 2.4108 | 6.7096 | 0.34645 | 0.021926 | 0.0059198 | 2.5234 | 296.574 | 47.008 | 32.9942 | 1.323 | 12.3753 | 14.0858 | 5.4491 | 89.5% | 87.4% | 72.2% | 18.8% | 76.1% | 56.3% | 0.058306 | 0.040785 | 1.9004 | 16.3257 | 2.1319 | 2.8175 | 7.689 | 6.0841 | 2.2765 | 3.9899 | 13.0288 | 6.2469 | 8.7036 | 4.2714 | 49.7338 | 84.3315 | 53.0417 | 90.2801
Central Coast | ROB ROY 21045082 | 986 | 4041 | 7917.1424 | 6877 | 9439.095 | 346 | 8.1066e-05 | 0.038246 | 3.3508 | 3.1023e-06 | 0.00019371 | 0.58761 | 0.83876 | {EF6C4CB7-A789-4591-89F4-A27F2C5BBE61} | 83692104 | ROB ROY 2104 | 5082 | 36.9907 | -121.8064 | 321 | 286 | 51579.4437 | 32.0501 | 33221.6065 | 20.643 | 18357.8372 | 32076.122 | 17153.0608 | 0.067023 | 0.028049 | 1426 | 11.0184 | 23.2228 | 2.9295 | 1.7383 | 4.8575 | -1.7708 | 0.067952 | 0.0067749 | 2.1517 | 295.9122 | 39.0465 | 30.5755 | 1.012 | 14.0782 | 15.6078 | 1.0149 | 70% | 52.9% | 79.3% | 94% | 65.9% | 31.3% | 0.067198 | 0.083767 | 2.0963 | 15.7127 | 1.8766 | 15.1476 | 7.424 | 6.7985 | 1.9593 | 3.8262 | 13.4995 | 9.0242 | 8.2468 | 5.4128 | 47.1273 | 63.8115 | 51.1129 | 76.7165
North Coast | HOOPA 11013174 | 5183 | 1054 | 1689.2521 | 1665 | 1985.8966 | 266 | 0.00028056 | 0.044794 | 1.704 | 1.238e-05 | 0.00038001 | 0.63303 | 0.85062 | {6AEB3C8E-8034-4470-96BF-E9E68C89B3AC} | 192401101 | HOOPA 1101 | 3174 | 41.2232 | -123.6551 | 247 | 311 | 46007.0698 | 28.5875 | 35383.1104 | 21.9861 | 10623.9593 | 28229.9925 | 3854.9879 | 0.10108 | 0.074629 | 968 | 16.7187 | 43.2079 | 2 | 1.9088 | 5.6942 | -3.3494 | 0.045279 | 0.0058781 | 5.1008 | 295.122 | 35.5259 | 27.0586 | 1.1826 | 14.5217 | 17.95 | 2.4385 | 60.6% | 23.3% | 97.8% | 95.6% | 81.4% | 25.3% | 0.2257 | 0.10542 | 2.0544 | 14.0476 | 0.55549 | 4.4164 | 12.5635 | 10.1133 | 2.4326 | 4.0835 | 13.5217 | 6.5147 | 8.3579 | 4.64 | 50.3726 | 76.8766 | 50.7624 | 87.8861
North Coast | MONTE RIO 1113477 | 2359 | 110 | 174.2881 | 362 | 308.7292 | 35 | 0.00018506 | 0.037818 | 5.7688 | 6.9985e-06 | 0.00064502 | 0.30387 | 0.56453 | {F17BD51F-053C-4103-8B04-3625671BC676} | 42811113 | MONTE RIO 1113 | 477 | 38.4925 | -123.0081 | 36 | 372 | 19550.9416 |  | 2831.9084 |  | 16719.0332 | 2831.9084 | 16719.0332 | 0.022576 | 0.006477 | 627 | 17.7466 | 48.2918 | 3 | 1.7895 | 4.869 | -3.7867 | 0.095818 | 0.0071459 | 3.4913 | 294.7975 | 23.1387 | 23.5182 | 0.74747 | 17.9612 | 20.0396 | 1.6317 | 77.1% | 59.6% | 91% | 96.2% | 24.7% | 82.3% | 0.27223 | 0.045502 | 9.5854 | 21.9268 | 0.29018 | 6.5818 | 10.8846 | 8.93 | 1.7551 | 2.8836 | 16.7204 | 14.1609 | 13.1026 | 11.1364 | 43.4134 | 50.2452 | 35.3653 | 45.6239
North Coast | MIDDLETOWN 1102414 | 2229 | 14 | 25.0858 | 35 | 31.914 | 14 | 8.5978e-05 | 417.5023 | 11.9255 | 0.026999 | 0.00064423 | 0.4 | 0.78605 | {01278228-324E-4DE9-A0E4-67F4CFACFDAB} | 43141102 | MIDDLETOWN 1102 | 414 | 38.7829 | -122.5657 | 185 | 501 | 53082.0293 |  | 18793.485 |  | 34288.5443 | 8076.5942 | 11913.405 | 0.0090192 | 0.0012037 | 628 | 1.8177 | 5.2141 | 2 | 1.7819 | 5.5511 | -0.61856 | 0.0095364 | 0.0060747 | 2.7106 | 297.0921 | 40.9329 | 29.7793 | 1.2637 | 13.9284 | 15.7606 | 2.4156 | 77% | 78.8% | 38.7% | 1.7% | 98.3% | 12.8% | 0.12096 | 0.021258 | 2.283 | 15.5094 | 0.21563 | 0.23179 | 9.6008 | 7.0152 | 2.4061 | 4.0653 | 13.5802 | 7.6284 | 8.1825 | 4.6937 | 52.2218 | 74.1616 | 50.8623 | 82.1022
Central Coast | BIG BASIN 11029741 | 6165 | 87 | 135.3111 | 297 | 254.6144 | 12 | 0.00015348 | 0.037818 | 8.5249 | 5.8041e-06 | 0.00064064 | 0.29293 | 0.53144 | {706177F8-BA6A-42DD-94DE-1F1DD0F84610} | 82841102 | BIG BASIN 1102 | 9741 | 37.157 | -122.1289 | 17 | 55 | 3452.6554 |  | 1047.536 |  | 2405.1194 | 1047.536 | 2405.1194 | 0.0076876 | 0.0018417 | 629 | 7.0092 | 18.8032 | 3 | 1.6511 | 4.2301 | 3.4489 | 0.13857 | 0.0067719 | 3.5129 | 295.8371 | 31.99 | 31.6611 | 0.94594 | 15.8731 | 17.7451 | 1.7157 | 91.6% | 77.5% | 91.8% | 79.7% | 41.6% | 66.8% | 0.10053 | 0.031429 | 7.1538 | 22 | 2.5464 | 21.2143 | 10.7872 | 9.2317 | 1.8773 | 3.5003 | 15.3596 | 10.8829 | 10.0457 | 6.7501 | 55.9556 | 70.4563 | 43.44 | 67.042
Central Valley | RACETRACK 17036014 | 8363 | 425 | 551.9763 | 837 | 724.3657 | 88 | 9.3068e-05 | 859.5971 | 16.1767 | 0.061578 | 0.00064056 | 0.50777 | 0.76201 | {97ACC61C-80B7-431D-B04B-B9076E222D13} | 163761703 | RACETRACK 1703 | 6014 | 38.0049 | -120.4064 | 107 | 145 | 20729.6692 |  | 11321.9024 |  | 9407.7669 | 11321.9024 | 9407.7669 | 0.056369 | 0.00819 | 630 | 3.1014 | 9.0256 | 2 | 2.1378 | 5.4082 | -0.8351 | 0.034277 | 0.0060311 | 2.1759 | 296.4989 | 44.6748 | 33.8709 | 1.2666 | 13.0898 | 14.6363 | 1.947 | 72.7% | 58.4% | 87.8% | 46.8% | 44.3% | 82% | 0.11174 | 0.071928 | 2.4141 | 16.8283 | 5.7802 | 5.0422 | 11.534 | 8.4512 | 2.1558 | 3.9054 | 12.9148 | 6.6603 | 8.8573 | 4.5464 | 49.0274 | 82.7498 | 53.3592 | 88.1746
North Coast | MONTE RIO 1112212 | 7484 | 244 | 425.8028 | 371 | 491.9591 | 35 | 0.00017687 | 0.037818 | 8.1166 | 6.6888e-06 | 0.00064018 | 0.65768 | 0.86552 | {C70CA0FD-CD6F-47B4-AE85-ADF07161D721} | 42811112 | MONTE RIO 1112 | 212 | 38.475 | -123.0028 | 49 | 208 | 13631.031 |  | 3618.1726 |  | 10012.8583 | 3618.1726 | 10012.8583 | 0.022406 | 0.0061904 | 631 | 18.3406 | 53.6447 | 3 | 1.7531 | 4.831 | -1.7153 | 0.14574 | 0.0071234 | 3.4102 | 295.1655 | 23.775 | 24.0534 | 0.78559 | 17.8371 | 19.8926 | 1.8703 | 76.8% | 67.4% | 89.2% | 98% | 29.9% | 76.8% | 0.27059 | 0.064576 | 6.2821 | 21.6667 | 0.19809 | 7.8936 | 10.9007 | 8.9017 | 1.8148 | 3.0014 | 16.6548 | 13.9736 | 13.1162 | 10.9065 | 44.1396 | 51.505 | 35.7099 | 46.7174
North Coast | MONTE RIO 1113320 | 3021 | 698 | 1554.9871 | 911 | 1669.3591 | 44 | 0.00013882 | 0.037818 | 8.3704 | 5.2498e-06 | 0.00063955 | 0.76619 | 0.93149 | {EF630F9A-72E2-42EA-B074-23D3C9859856} | 42811113 | MONTE RIO 1113 | 320 | 38.4989 | -123.0211 | 52 | 125 | 9822.8228 |  | 4416.0265 |  | 5406.7963 | 4416.0265 | 5406.7963 | 0.02814 | 0.006108 | 632 | 14.6413 | 26.2342 | 3 | 1.5737 | 4.5366 | -6.1637 | 0.10875 | 0.0071372 | 3.6742 | 294.9484 | 24.0267 | 24.674 | 0.77735 | 17.7712 | 19.8781 | 0.31822 | 76.6% | 68.1% | 75.4% | 75.6% | 28.5% | 75.4% | 0.064023 | 0.019531 | 4.4634 | 17.0244 | 0.42953 | 14.2344 | 10.9345 | 9.0042 | 1.8316 | 3.0062 | 16.5854 | 13.7235 | 12.5678 | 10.5239 | 45.0173 | 53.2941 | 36.7094 | 47.9017
North Valley | CHALLENGE 110198174 | 161 | 104 | 201.084 | 1677 | 919.0143 | 286 | 3.3248e-05 | 0.039008 | 3.4865 | 1.3043e-06 | 7.7291e-05 | 0.062016 | 0.2188 | {CC6E361B-CB3E-4B40-BF58-ADB4E431D8DD} | 103201101 | CHALLENGE 1101 | 98174 | 39.6081 | -121.0754 | 253 | 359 | 42021.1259 | 26.1108 | 31495.8005 | 19.5706 | 10525.3254 | 31495.8005 | 10525.3254 | 0.022105 | 0.009509 | 2026 | 10.1156 | 22.4013 | 2.9767 | 2.6853 | 7.455 | 1.3223 | 0.051783 | 0.0046282 | 4.9429 | 290.2298 | 45.4307 | 34.093 | 0.95284 | 12.0854 | 14.6691 | 0.81489 | 26.3% | 24.5% | 24% | 86.1% | 2.9% | 35.8% | 0.096464 | 0.087095 | 3.6131 | 18.0655 | 0.019871 | 4.3333 | 11.9232 | 8.9394 | 1.6806 | 2.9961 | 12.9011 | 5.7827 | 7.4574 | 4.1098 | 58.5303 | 97.4505 | 52.8123 | 92.5195
Central Coast | LOS GATOS 110760092 | 4068 | 558 | 980.232 | 2103 | 1861.8217 | 149 | 7.1068e-05 | 0.037818 | 4.1254 | 2.6876e-06 | 0.00018912 | 0.26534 | 0.52649 | {FE58AABB-4F2E-4F6C-8A2E-70A2F4BDC1F4} | 82021107 | LOS GATOS 1107 | 60092 | 37.1825 | -121.985 | 184 | 254 | 29029.3203 | 18.038 | 15505.8611 | 9.6349 | 13523.4592 | 15505.8611 | 13523.4592 | 0.028178 | 0.010589 | 1443 | 9.7709 | 20.502 | 3 | 1.9817 | 5.1184 | -2.8519 | 0.082174 | 0.0064747 | 2.9165 | 294.1098 | 43.2452 | 35.8833 | 0.99952 | 13.0191 | 14.704 | 1.0024 | 69.6% | 59% | 75.8% | 84.1% | 62.3% | 7.7% | 0.082049 | 0.061996 | 3.4597 | 15.9839 | 1.3184 | 10.1594 | 9.5685 | 7.9944 | 1.9287 | 3.6653 | 12.5488 | 7.3951 | 7.7344 | 4.4383 | 55.8925 | 79.6646 | 54.2238 | 85.7397
Sierra | HALSEY 11026129 | 6385 | 214 | 305.6576 | 644 | 524.596 | 54 | 9.6127e-05 | 0.037818 | 9.9109 | 3.6353e-06 | 0.00063645 | 0.3323 | 0.58265 | {2907BFC6-6471-42FA-915F-D557946D20D1} | 152241102 | HALSEY 1102 | 6129 | 38.9855 | -121.0049 | 67 | 115 | 10408.9165 |  | 5155.4944 |  | 5253.4221 | 5155.4944 | 5253.4221 | 0.034368 | 0.0051909 | 635 | 5.6851 | 13.3664 | 2 | 1.7149 | 5.0401 | 1.0839 | 0.056494 | 0.0057339 | 3.1235 | 295.7608 | 48.8507 | 33.889 | 1.3089 | 11.8768 | 13.7485 | 2.5263 | 58% | 37% | 70.7% | 57.8% | 62.9% | 22.2% | 0.15037 | 0.027143 | 3.0167 | 18.95 | 4.7706 | 8.3636 | 8.1878 | 6.4167 | 2.2481 | 4.0795 | 12.6879 | 5.5629 | 8.3864 | 3.8221 | 54.0767 | 91.171 | 54.2741 | 94.5628
Central Valley | COARSEGOLD 21036110 | 6583 | 21 | 51.1084 | 195 | 103.7861 | 66 | 3.3824e-05 | 3.5612 | 36.2173 | 0.00011577 | 0.00063535 | 0.10769 | 0.49244 | {04B6E7EF-7D58-4AD6-8C95-F9DC0FD8A439} | 254432103 | COARSEGOLD 2103 | 6110 | 37.128 | -119.7352 | 211 | 169 | 59805.8956 |  | 47978.9803 |  | 11826.9153 | 16696.1653 | 7078.8169 | 0.041933 | 0.0022324 | 636 | 1.2166 | 4.2511 | 2 | 2.0398 | 5.1467 | -0.32209 | 0.0080258 | 0.0059468 | 1.3024 | 298.5591 | 51.7914 | 36.0331 | 1.5344 | 11.5767 | 12.7034 | 0.54704 | 72.5% | 78.2% | 33.3% | 17.3% | 91.4% | 35.3% | 0.055422 | 0.014592 | 1.64 | 14.35 | 0.37888 | 0.83691 | 6.9652 | 6.5251 | 2.803 | 4.1808 | 10.7168 | 6.4523 | 7.3589 | 4.2876 | 50.6649 | 76.0613 | 64.685 | 88.7184
Central Coast | LAURELES 11112028 | 2253 | 532 | 1005.6233 | 2140 | 1962.2738 | 139 | 5.3034e-05 | 0.037818 | 5.284 | 2.0056e-06 | 0.00017078 | 0.2486 | 0.51248 | {F252A13D-948A-43C3-954E-C03439B944E1} | 182371111 | LAURELES 1111 | 2028 | 36.4728 | -121.7178 | 178 | 596 | 40716.3022 | 25.3 | 14061.7847 | 8.7376 | 26654.5175 | 14048.0686 | 26654.5175 | 0.023739 | 0.0073717 | 1513 | 4.5578 | 11.0905 | 2 | 2.1902 | 5.7386 | -4.0649 | 0.11064 | 0.0069009 | 1.3325 | 295.4889 | 30.5698 | 29.3752 | 0.87297 | 16.1058 | 17.3992 | 3.7801 | 66.8% | 65.5% | 63.9% | 55.9% | 33.7% | 73.3% | 0.16646 | 0.061765 | 4.8974 | 19.8526 | 4.968 | 11.4439 | 10.7443 | 9.7422 | 1.648 | 3.1506 | 15.28 | 12.4918 | 12.225 | 9.7634 | 48.0106 | 62.4635 | 39.6329 | 51.7157
North Coast | MIDDLETOWN 110148212 | 640 | 887 | 1312.8515 | 1286 | 1467.1201 | 144 | 0.00014671 | 1.2906 | 4.8441 | 0.00016412 | 0.00037464 | 0.68974 | 0.89485 | {87D28769-5329-4925-BD5B-DA686EE4E76D} | 43141101 | MIDDLETOWN 1101 | 48212 | 38.725 | -122.619 | 164 | 176 | 30903.1345 | 19.2024 | 17455.2996 | 10.8462 | 13447.8349 | 17298.8853 | 13410.8034 | 0.053948 | 0.021126 | 975 | 5.2504 | 13.2681 | 2.9961 | 2.2803 | 6.2562 | -3.24 | 0.039883 | 0.0065907 | 3.0867 | 295.5942 | 41.2578 | 32.5012 | 1.144 | 13.8962 | 15.8304 | 0.80519 | 60.2% | 52.1% | 79.4% | 35.5% | 76.8% | 12.3% | 0.13423 | 0.022802 | 2.255 | 15.6779 | 5.492 | 5.0117 | 10.2783 | 7.4378 | 2.2115 | 3.8047 | 14.0926 | 6.7015 | 7.7747 | 4.3188 | 50.1471 | 82.1221 | 49.171 | 87.9711
North Coast | FRUITLAND 114195324 | 4267 | 1093 | 1786.1508 | 1276 | 1876.2131 | 139 | 0.00026198 | 0.038055 | 1.9362 | 9.966e-06 | 0.00037412 | 0.85658 | 0.952 | {270A551E-565A-4C78-BA5D-427CE889B75E} | 192311141 | FRUITLAND 1141 | 95324 | 40.284 | -123.8723 | 140 | 229 | 20457.736 | 12.7119 | 14576.7142 | 9.0576 | 5881.0218 | 14576.7142 | 5881.0218 | 0.052003 | 0.036415 | 976 | 13.8584 | 26.6765 | 2 | 3.3651 | 7.6399 | -0.021104 | 0.064451 | 0.0069114 | 3.9955 | 292.924 | 24.3389 | 21.8839 | 0.7198 | 17.4528 | 20.346 | 1.3352 | 60.1% | 26.2% | 96.6% | 76.8% | 20.3% | 67.6% | 0.17139 | 0.09289 | 4.1429 | 16.8214 | 0.17711 | 7.3757 | 10.7259 | 7.8768 | 1.6759 | 2.9252 | 16.614 | 11.1927 | 12.1064 | 8.0183 | 38.7839 | 53.1628 | 36.6129 | 60.4374
Bay Area | ALTO 11243121 | 4870 | 561 | 952.4821 | 1194 | 1310.6653 | 36 | 0.0001261 | 0.037818 | 9.2722 | 4.7688e-06 | 0.00062787 | 0.46985 | 0.72672 | {9A8B6C23-4C04-4C78-BA0B-C933E8EB9B64} | 42031124 | ALTO 1124 | 3121 | 37.905 | -122.5579 | 81 | 230 | 14524.1499 |  | 4421.122 |  | 10103.0278 | 4421.122 | 10103.0278 | 0.022603 | 0.0045395 | 640 | 10.5377 | 21.9693 | 3 | 3.2072 | 7.7234 | -0.1818 | 0.16462 | 0.0071617 | 2.5259 | 293.8495 | 30.279 | 26.6395 | 0.75109 | 15.7697 | 17.5798 | 5.1511 | 96.9% | 89.7% | 91.1% | 93.6% | 29.2% | 78% | 0.091114 | 0.1341 | 6.9091 | 20.9697 | 4.3962 | 30.6154 | 10.9727 | 9.3292 | 1.6177 | 2.9603 | 14.8324 | 12.3831 | 11.8164 | 9.0424 | 51.6428 | 53.6493 | 40.8144 | 53.8998
North Valley | DESCHUTES 110449024 | 1665 | 238 | 544.1454 | 1164 | 764.7096 | 216 | 5.5827e-05 | 3081.9381 | 42.3704 | 0.16607 | 0.0010711 | 0.20447 | 0.71157 | {271E2474-ABAF-41B6-966B-4F5B19FF11CA} | 103351104 | DESCHUTES 1104 | 49024 | 40.5929 | -122.2397 | 308 | 298 | 42250.8098 | 26.2535 | 26924.4497 | 16.7301 | 15326.3601 | 25640.9937 | 14608.5195 | 0.23136 | 0.012059 | 363 | 1.4203 | 4.1439 | 2 | 2.0886 | 7.4247 | 0.079677 | 0.0050725 | 0.0059314 | 2.801 | 298.0986 | 46.9895 | 35.195 | 1.5727 | 12.3686 | 14.5693 | 1.3068 | 76% | 84.5% | 48% | 11.8% | 81.8% | 59% | 0.101 | 0.0032754 | 2.1736 | 15.9736 | 1.6114 | 3.3739 | 11.1141 | 8.416 | 2.8721 | 4.808 | 11.7036 | 5.6632 | 7.4002 | 4.4229 | 64.6051 | 88.0019 | 59.1427 | 92.4814
Central Coast | LOS GATOS 11072917 | 6971 | 869 | 1560.127 | 1702 | 2054.4832 | 123 | 6.9744e-05 | 0.037818 | 3.7116 | 2.6376e-06 | 0.00016901 | 0.51058 | 0.75938 | {0FCDB678-0B45-409C-87BF-C304E827F93C} | 82021107 | LOS GATOS 1107 | 2917 | 37.1092 | -121.9355 | 123 | 140 | 22132.7664 | 13.7527 | 12406.0821 | 7.7088 | 9726.6844 | 12406.0821 | 9726.6844 | 0.020788 | 0.0085786 | 1520 | 8.938 | 21.3139 | 3 | 1.6387 | 4.6998 | 1.2411 | 0.067889 | 0.0065151 | 3.1191 | 294.9864 | 43.15 | 34.172 | 1.0635 | 12.9723 | 14.7293 | 0.41482 | 66.7% | 55.2% | 75.3% | 87.5% | 79.5% | 7% | 0.047149 | 0.16839 | 2.0078 | 16.3047 | 1.3646 | 9.4556 | 8.6094 | 7.3073 | 2.0223 | 3.8509 | 12.3139 | 7.7155 | 7.4807 | 4.4638 | 53.1978 | 73.9196 | 55.5389 | 84.4342
North Valley | BURNEY 11021322 | 1338 | 56 | 73.785 | 403 | 254.6771 | 118 | 2.4174e-05 | 0.20554 | 2.2177 | 4.9105e-06 | 3.4717e-05 | 0.13896 | 0.28972 | {A45048C4-5E06-4803-9C40-C46808E3753F} | 103311101 | BURNEY 1102 | 1322 | 40.913 | -121.6469 | 105 | 84 | 42442.7916 | 26.3728 | 30035.9017 | 18.6635 | 12406.8899 | 23390.5578 | 10886.7206 | 0.0040967 | 0.0028526 | 2452 | 3.045 | 9.6865 | 2 | 2.0511 | 6.1483 | -0.47194 | 0.019882 | 0.0046068 | 1.8469 | 293.1409 | 40.0014 | 30.5965 | 1.0817 | 13.9809 | 15.874 | 0.53889 | 15.3% | 17.3% | 17.3% | 50% | 21.1% | 96.2% | 0.18743 | 0.050944 | 1.566 | 13.7547 | 0.50127 | 1.1888 | 7.812 | 6.8536 | 1.9976 | 3.4676 | 13.0973 | 7.3114 | 8.547 | 5.5135 | 50.5503 | 75.9712 | 53.3252 | 83.4059
Central Valley | CURTIS 1705circuit_breaker | 4728 | 445 | 635.3644 | 1202 | 945.1804 | 154 | 6.9239e-05 | 35.8042 | 6.4272 | 0.0030254 | 0.0002256 | 0.37022 | 0.67221 | {87827028-00DC-43D6-989D-C6C9D1E3E860} | 163351705 | CURTIS 1705 | circuit_breaker | 37.9745 | -120.3204 | 290 | 299 | 42466.3542 | 26.3874 | 21968.5837 | 13.6507 | 20497.7706 | 21100.4775 | 19805.2621 | 0.034742 | 0.010663 | 1326 | 3.917 | 10.9544 | 2 | 2.2366 | 5.3132 | -0.15282 | 0.042828 | 0.0057023 | 2.3738 | 295.507 | 46.8951 | 36.0323 | 1.2352 | 12.4273 | 14.0616 | 4.9657 | 42.6% | 31% | 71.8% | 56.5% | 34.1% | 57.4% | 0.14686 | 0.084478 | 2.8421 | 16.3789 | 3.1805 | 4.0471 | 10.6139 | 7.8374 | 2.0394 | 3.7108 | 12.1195 | 6.3132 | 7.9586 | 4.239 | 53.9241 | 87.4784 | 56.633 | 90.4224
North Coast | FULTON 11024522 | 1326 | 307 | 415.5371 | 926 | 727.2003 | 118 | 6.3837e-05 | 7.8579 | 9.3768 | 0.00049335 | 0.00036441 | 0.33153 | 0.57142 | {4783296A-689D-4C7A-9F23-C015688BF301} | 42561102 | FULTON 1102 | 4522 | 38.5424 | -122.7746 | 207 | 139 | 31031.6434 | 19.2822 | 19948.4708 | 12.3954 | 11083.1726 | 13642.0128 | 6523.4143 | 0.043 | 0.0075327 | 982 | 7.4799 | 19.7499 | 2.0612 | 1.7951 | 5.0209 | -1.3304 | 0.053367 | 0.0068448 | 2.7018 | 295.6601 | 32.2285 | 29.5403 | 0.93401 | 15.6491 | 17.5154 | 0.84147 | 59.9% | 70.5% | 14.2% | 55.6% | 56.5% | 46.6% | 0.10727 | 0.082908 | 1.8889 | 13.3704 | 2.2228 | 4.7245 | 10.9485 | 8.6094 | 1.9661 | 3.5412 | 15.3674 | 10.3005 | 10.6667 | 6.885 | 49.6492 | 74.4817 | 41.6461 | 68.0318
Central Valley | MARIPOSA 2102circuit_breaker | 7614 | 31 | 59.4877 | 157 | 109.2676 | 48 | 7.5892e-05 | 4.8504 | 20.2626 | 0.00024863 | 0.00061782 | 0.19745 | 0.54442 | {D6398899-238B-49AC-A776-D1F3468DFF9B} | 254452102 | MARIPOSA 2102 | circuit_breaker | 37.5046 | -120.0078 | 49 | 49 | 13162.5579 |  | 8571.1084 |  | 4591.4495 | 8453.5074 | 4433.9535 | 0.029655 | 0.0036428 | 646 | 2.7842 | 7.8333 | 2 | 2.4165 | 5.4144 | -0.52049 | 0.013566 | 0.0058349 | 1.9927 | 296.8693 | 49.9827 | 31.992 | 1.3699 | 11.8224 | 13.1826 | 2.2755 | 71.8% | 66.4% | 77.6% | 41.5% | 74.7% | 43% | 0.064741 | 0.061395 | 1.9149 | 16.3404 | 0.46876 | 1.2171 | 7.6166 | 6.5851 | 2.3257 | 3.8542 | 11.6566 | 6.3639 | 7.8982 | 4.4051 | 42.6051 | 68.5904 | 59.772 | 89.7157
North Coast | CALPELLA 11011204 | 2710 | 1288 | 1863.1426 | 2474 | 2414.006 | 324 | 0.00013152 | 8.002 | 9.5203 | 0.0010536 | 0.00036127 | 0.52061 | 0.77181 | {48F0B79D-EE60-460B-8BC5-9B5CCB492CAC} | 43411101 | CALPELLA 1101 | 1204 | 39.2478 | -123.2086 | 513 | 573 | 107024.9456 | 66.5024 | 63297.3095 | 39.3312 | 43727.636 | 47939.0001 | 31388.122 | 0.11705 | 0.042613 | 990 | 3.9389 | 10.4556 | 2.102 | 2.4195 | 6.7392 | 0.19662 | 0.029673 | 0.0063334 | 2.9442 | 296.3353 | 35.1916 | 34.4964 | 1.1372 | 15.1294 | 17.2934 | 2.9026 | 59.6% | 71.7% | 72.2% | 22.4% | 75.8% | 36.7% | 0.15957 | 0.046381 | 2.0673 | 15.9815 | 1.2306 | 3.366 | 12.3441 | 9.9493 | 2.2781 | 3.9688 | 14.5456 | 8.4617 | 9.6293 | 5.3446 | 61.8676 | 90.2118 | 45.3228 | 77.5386
Central Valley | MARIPOSA 210135244 | 47 | 254 | 387.0543 | 1144 | 756.2981 | 202 | 4.4466e-05 | 1.6304 | 16.8431 | 5.2436e-05 | 0.00032372 | 0.22203 | 0.51177 | {5F6C2DBD-A6A7-42E4-BABA-B899CFDCE0DB} | 254452101 | MARIPOSA 2101 | 35244 | 37.4927 | -119.9657 | 176 | 167 | 42550.923 | 26.44 | 27730.4872 | 17.231 | 14820.4358 | 27730.4872 | 14820.4358 | 0.065392 | 0.0089822 | 1057 | 3.34 | 9.4975 | 2.2308 | 2.4452 | 5.2958 | -0.74492 | 0.025175 | 0.005432 | 2.3346 | 295.844 | 51.1006 | 33.2333 | 1.3299 | 11.4667 | 12.9326 | 1.1685 | 55.2% | 59.3% | 46.8% | 49.4% | 65.2% | 33% | 0.063572 | 0.10063 | 1.6087 | 15.3663 | 1.1762 | 2.6667 | 8.4388 | 7.2177 | 2.2097 | 3.7038 | 11.3914 | 6.2801 | 7.4939 | 4.3265 | 45.1323 | 69.4902 | 61.4362 | 90.1565
Bay Area | WOODACRE 11011456 | 4898 | 425 | 633.0618 | 957 | 955.7873 | 62 | 8.7427e-05 | 0.2422 | 17.773 | 2.0439e-05 | 0.00061495 | 0.4441 | 0.66235 | {1ACD7F45-5073-4366-9697-A511E06B0768} | 43021101 | WOODACRE 1101 | 1456 | 38.0541 | -122.6917 | 66 | 75 | 13713.4893 |  | 6154.4242 |  | 7559.0652 | 6154.4242 | 7559.0652 | 0.038127 | 0.0054205 | 649 | 8.896 | 18.3774 | 2.9182 | 2.206 | 6.5573 | -5.2219 | 0.077545 | 0.007217 | 2.7406 | 294.5279 | 30.3536 | 29.5069 | 0.80939 | 15.9107 | 17.7365 | 0.42582 | 96.7% | 95% | 80.2% | 87.1% | 39% | 82.8% | 0.06947 | 0.18936 | 2.0145 | 16.1449 | 1.1536 | 8.7 | 11.6329 | 9.8517 | 1.7079 | 3.2345 | 14.9777 | 11.7917 | 11.3245 | 8.2753 | 56.2213 | 63.9095 | 41.211 | 58.7173
Central Valley | WEST POINT 1101L3355 | 8741 | 2 | 2.6321 | 22 | 10.4066 | 9 | 0.00014572 | 0.037818 | 5.8477 | 5.5109e-06 | 0.00061483 | 0.090909 | 0.25292 | {2737D8E9-06AE-4808-BE80-BDF76249D619} | 163201101 | WEST POINT 1101 | L3355 | 38.5061 | -120.4938 | 34 | 50 | 6042.7096 |  | 3577.4455 |  | 2465.2642 | 3577.4455 | 2465.2642 | 0.0055335 | 0.0013115 | 650 | 14.1646 | 30.0873 | 3 | 2.1947 | 5.2706 | 1.916 | 0.089423 | 0.0057455 | 3.8014 | 293.6147 | 45.3863 | 30.8621 | 1.1348 | 12.341 | 14.4672 | 1.2398 | 71.6% | 27.4% | 97.8% | 96.5% | 10% | 55.4% | 0.04418 | 0.086731 | 2.5405 | 15.1081 | 0.039231 | 0.42308 | 12.3533 | 8.3114 | 2.0349 | 3.4575 | 12.5402 | 6.2292 | 7.7247 | 4.367 | 47.9394 | 74.0897 | 53.8747 | 89.8524
North Coast | GARBERVILLE 11011750 | 1477 | 1330 | 2143.4941 | 1833 | 2390.4 | 201 | 0.00024821 | 0.069611 | 2.1422 | 1.4551e-05 | 0.00035797 | 0.72559 | 0.89671 | {793DCBEA-5781-44DD-9297-E7975A642482} | 192221101 | GARBERVILLE 1101 | 1750 | 40.0853 | -123.8075 | 92 | 116 | 31216.1738 | 19.3969 | 23805.8246 | 14.7923 | 7410.3492 | 23509.5028 | 7410.3492 | 0.071953 | 0.049891 | 994 | 12.2979 | 24.1392 | 2 | 2.3711 | 6.17 | -0.78492 | 0.056824 | 0.0072853 | 4.7192 | 293.3533 | 21.0658 | 21.5108 | 0.70494 | 18.5319 | 21.511 | 0.67346 | 59% | 27.8% | 95.6% | 70.8% | 19.3% | 90.1% | 0.093152 | 0.13679 | 1.8598 | 14.3271 | 0.90994 | 5.7642 | 12.2736 | 8.9833 | 1.7247 | 2.9672 | 17.2057 | 12.1058 | 12.3785 | 9.2585 | 42.1523 | 51.6009 | 35.1085 | 54.7248
Sierra | WEIMAR 11022038 | 575 | 1324 | 1856.7585 | 2591 | 2506.0854 | 202 | 9.7209e-05 | 0.037818 | 4.572 | 3.6762e-06 | 0.00025269 | 0.511 | 0.7409 | {BD845FF4-9DE1-4881-9265-8047FD3823B1} | 152491102 | WEIMAR 1102 | 2038 | 39.0315 | -121.0046 | 260 | 326 | 34488.7744 | 21.4304 | 21541.6585 | 13.3854 | 12947.1159 | 21541.6585 | 12947.1159 | 0.051043 | 0.019636 | 1248 | 6.5328 | 14.9644 | 2 | 1.8686 | 5.0125 | -0.55935 | 0.067259 | 0.0057274 | 3.1314 | 295.8602 | 48.8739 | 33.9429 | 1.3206 | 11.8649 | 13.7532 | 1.1724 | 31.2% | 19.1% | 71.7% | 66.1% | 73.7% | 19.3% | 0.080985 | 0.070284 | 2.4088 | 17.6934 | 2.8996 | 6.8673 | 8.8691 | 5.9481 | 2.1396 | 3.6783 | 13.1875 | 6.2245 | 8.5981 | 4.3624 | 45.4532 | 74.694 | 51.2204 | 90.0996
North Coast | BIG RIVER 11013019 | 4763 | 14 | 25.2729 | 34 | 34.607 | 6 | 9.7822e-05 | 0.037818 | 8.7976 | 3.6994e-06 | 0.00061443 | 0.41176 | 0.73028 | {271E7E9C-640A-4CFE-9B9C-B8B9EB8F49E3} | 43081101 | BIG RIVER 1101 | 3019 | 39.3431 | -123.8124 | 18 | 20 | 2840.743 |  | 1511.0833 |  | 1329.6597 | 423.4937 | 281.5124 | 0.0036866 | 0.00058693 | 653 | 11.9271 | 24.2725 | 2 | 3.5243 | 9.8977 | 0.85321 | 0.041429 | 0.0069179 | 2.8055 | 289.5519 | 17.781 | 20.252 | 0.35845 | 19.3001 | 21.6388 | 1.3434 | 75.9% | 69.4% | 51.5% | 71.5% | 1.4% | 96.8% | 0.13022 | 0.047143 | 1.2 | 18.6 | 2.1614 | 4.8571 | 12.476 | 10.2218 | 1.2081 | 1.7197 | 18.6538 | 15.0911 | 15.0134 | 11.9396 | 41.1837 | 47.742 | 27.4199 | 41.5369
Central Coast | CAMP EVERS 210694770 | 5809 | 182 | 330.5288 | 415 | 462.1088 | 36 | 0.00014004 | 25.1482 | 10.904 | 0.0026229 | 0.00061367 | 0.43855 | 0.71526 | {58DC126F-C9E2-47DB-AFA1-8FE0FF5A0DFD} | 83622106 | CAMP EVERS 2106 | 94770 | 37.0632 | -122.0057 | 125 | 215 | 18412.2252 |  | 6436.7786 |  | 11975.4466 | 3595.9649 | 9723.1688 | 0.022092 | 0.0050414 | 654 | 6.1762 | 15.7764 | 3 | 1.4945 | 3.8037 | -0.1162 | 0.057714 | 0.0070411 | 2.7848 | 296.5319 | 32.169 | 27.1683 | 0.9752 | 15.7459 | 17.4558 | 4.6571 | 91.2% | 84.4% | 89.4% | 71.1% | 50.7% | 63.2% | 0.22779 | 0.056571 | 6.0769 | 19.3333 | 0.75243 | 5.9286 | 8.4357 | 7.3877 | 1.9281 | 3.6693 | 15.0799 | 10.8704 | 9.6255 | 6.6835 | 44.9851 | 58.1891 | 43.028 | 66.9622
North Valley | ANDERSON 11012051 | 8199 | 11 | 39.3664 | 225 | 87.6637 | 45 | 4.3733e-05 | 663.205 | 37.6918 | 0.028159 | 0.00061338 | 0.048889 | 0.44906 | {B2DB7CB9-0EE4-43E1-8597-CA558B8247E5} | 103261101 | ANDERSON 1101 | 2051 | 40.4188 | -122.2867 | 81 | 96 | 12418.4302 |  | 8575.0635 |  | 3843.3667 | 8118.8203 | 3843.3667 | 0.027602 | 0.001968 | 655 | 1.2775 | 3.3992 | 2 | 2.4694 | 8.608 | 0.38778 | 0.0063366 | 0.0058381 | 2.0687 | 298.0683 | 48.2826 | 36.4825 | 1.5483 | 12.2186 | 14.1273 | 3.7377 | 61.3% | 80.9% | 33.5% | 6.4% | 75.7% | 46.8% | 0.15816 | 0.00059406 | 2.3108 | 16.2973 | 0.57604 | 2.2277 | 12.1484 | 8.7831 | 2.8685 | 4.7684 | 11.1553 | 6.0179 | 7.3746 | 4.6546 | 70.6843 | 88.5655 | 62.1428 | 91.3272
North Coast | MIRABEL 11014859 | 5240 | 549 | 1071.4449 | 709 | 1154.6715 | 36 | 0.00014781 | 0.037818 | 8.7191 | 5.59e-06 | 0.00061256 | 0.77433 | 0.92792 | {A8069B35-D465-4FFC-9D93-424130BEE74D} | 42091101 | MIRABEL 1101 | 4859 | 38.4755 | -122.9526 | 31 | 56 | 8529.7555 |  | 2980.2139 |  | 5549.5416 | 2980.2139 | 5549.5416 | 0.022052 | 0.0053213 | 656 | 16.1566 | 28.274 | 3 | 1.5741 | 4.4878 | -3.7249 | 0.098219 | 0.0070877 | 3.3573 | 295.5894 | 24.4867 | 24.8347 | 0.83119 | 17.7099 | 19.7425 | 0.2585 | 75.8% | 69.2% | 79.9% | 80.9% | 41.5% | 73.4% | 0.026034 | 0.05 | 2.7353 | 20.5882 | 0.20301 | 9.7123 | 10.9221 | 8.8612 | 1.9014 | 3.1289 | 16.4447 | 13.7828 | 13.218 | 10.8314 | 45.6192 | 53.4142 | 36.0598 | 47.6908
North Coast | GARBERVILLE 110139524 | 6674 | 246 | 422.8569 | 401 | 498.9486 | 59 | 0.00025062 | 0.16418 | 3.8233 | 3.1128e-05 | 0.00061247 | 0.61347 | 0.8475 | {4FAFA82B-3330-476C-B978-ABE18A7516EA} | 192221101 | GARBERVILLE 1101 | 39524 | 40.0751 | -123.788 | 202 | 234 | 36408.3051 |  | 24862.4083 |  | 11545.8968 | 7261.0619 | 2681.9641 | 0.036136 | 0.014786 | 657 | 7.8659 | 20.7592 | 2 | 2.0471 | 5.7485 | -3.6179 | 0.034912 | 0.0070467 | 4.5783 | 293.8579 | 23.5834 | 22.9175 | 0.80082 | 17.9264 | 20.902 | 1.8028 | 75.6% | 44.5% | 96.1% | 59.6% | 33.6% | 80.4% | 0.20299 | 0.055789 | 1.4878 | 14.5122 | 0.33991 | 3.5175 | 12.6049 | 9.0969 | 1.8714 | 3.2933 | 16.5368 | 10.6492 | 11.5582 | 8.0436 | 44.0275 | 59.2991 | 37.5801 | 62.1192
Sierra | JAMESON 11059472 | 3858 | 20 | 62.4811 | 227 | 160.1407 | 33 | 6.2385e-05 | 464.3015 | 14.1097 | 0.030029 | 0.00061126 | 0.088106 | 0.39016 | {4372CAAD-3581-4B8A-AB27-A49D177EEFCE} | 63801105 | JAMESON 1105 | 9472 | 38.2486 | -122.1207 | 131 | 131 | 18375.9973 |  | 11815.4027 |  | 6560.5946 | 3577.3351 | 1856.0875 | 0.020172 | 0.0020587 | 658 | 2.0163 | 6.1195 | 2 | 3.9817 | 8.919 | -2.4126 | 0.019107 | 0.0066909 | 1.7769 | 297.6817 | 42.5971 | 37.4576 | 1.2522 | 13.6607 | 15.0788 | 3.8425 | 56.6% | 48.6% | 32.9% | 16.3% | 35.6% | 96.1% | 0.28883 | 0.034286 | 1.9167 | 15.9444 | 0.74018 | 4.0536 | 6.6585 | 6.4568 | 2.3528 | 4.0481 | 12.1578 | 8.3501 | 9.2576 | 5.5465 | 59.4342 | 77.3991 | 55.9556 | 79.6288
Central Coast | POINT MORETTI 110110722 | 9573 | 146 | 317.014 | 175 | 332.2847 | 10 | 0.00011661 | 0.037818 | 8.0515 | 4.41e-06 | 0.00060907 | 0.83429 | 0.95404 | {2158531F-B7B5-4ECE-803F-B5BAD865C4B6} | 82931101 | POINT MORETTI 1101 | 10722 | 37.0777 | -122.1332 | 21 | 20 | 1949.1397 |  | 974.5061 |  | 974.6337 | 974.5061 | 974.6337 | 0.0060907 | 0.0011661 | 659 | 8.7563 | 21.3431 | 3 | 2.3546 | 6.5228 | 0.94507 | 0.085455 | 0.006758 | 4.4989 | 294.3292 | 38.6531 | 35.3907 | 0.97081 | 14.0115 | 16.0401 | 0.4904 | 91% | 75.5% | 87% | 87.7% | 49.3% | 28.6% | 0.055615 | 0.06 | 4.375 | 18.125 | 0.34 | 15.9091 | 10.4409 | 9.0867 | 1.7157 | 3.5481 | 14.6767 | 8.3876 | 9.1972 | 5.7284 | 56.8634 | 82.9917 | 46.2626 | 76.8846
Sierra | PUTAH CREEK 11033851 | 6431 | 3 | 7.6534 | 69 | 27.366 | 16 | 2.6248e-05 | 3961.3477 | 25.286 | 0.10187 | 0.00060863 | 0.043478 | 0.27967 | {C8D6AD52-3FC7-4093-8F21-C9B9A6CB67BA} | 63681103 | PUTAH CREEK 1103 | 3851 | 38.4779 | -121.9895 | 39 | 52 | 12953.9513 |  | 8317.7311 |  | 4636.2202 | 6216.3391 | 1846.0861 | 0.0097382 | 0.00041996 | 660 | 0.58792 | 1.8616 | 2 | 2.6856 | 8.1057 | -2.6847 | 0.0087342 | 0.0064179 | 1.6328 | 298.2902 | 45.8219 | 39.2524 | 1.3763 | 13.018 | 14.2324 | 0.57959 | 56.3% | 69% | 7.6% | 0.5% | 95.9% | 85.4% | 0.061453 | 0.023544 | 1.4211 | 13.1053 | 0.19772 | 0.87342 | 8.0516 | 6.5202 | 2.5382 | 4.1363 | 11.3456 | 7.5298 | 8.5454 | 5.0322 | 63.6339 | 82.864 | 59.9203 | 83.3097
Sierra | WEIMAR 11026175 | 1746 | 302 | 402.8078 | 605 | 560.6293 | 46 | 9.1229e-05 | 0.93118 | 11.4559 | 9.1154e-05 | 0.00060782 | 0.49917 | 0.71849 | {53D34BC5-1233-4716-BDCB-367F4AA95C1A} | 152491102 | WEIMAR 1102 | 6175 | 39.0361 | -121.0041 | 49 | 72 | 8451.1655 |  | 4390.4905 |  | 4060.6749 | 4390.4905 | 4060.6749 | 0.02796 | 0.0041965 | 661 | 9.0398 | 22.6918 | 2 | 2.0887 | 5.4562 | 1.1116 | 0.082969 | 0.0057173 | 3.0915 | 295.9086 | 48.9599 | 33.9595 | 1.3249 | 11.8556 | 13.737 | 0.75697 | 56.1% | 41.6% | 64.6% | 93.7% | 78% | 18.3% | 0.0029964 | 0.086676 | 2.3878 | 17.8367 | 6.9139 | 9.4531 | 8.1592 | 6.4207 | 2.2705 | 4.1191 | 12.6351 | 5.5166 | 8.3113 | 3.7747 | 54.1874 | 91.9079 | 54.3831 | 95.0859
Central Valley | OAKHURST 11016220 | 7448 | 41 | 70.1424 | 349 | 179.5947 | 113 | 2.9829e-05 | 409.2604 | 14.3258 | 0.0077795 | 0.00026982 | 0.11748 | 0.39056 | {E1B28A54-7ECA-4BC3-8221-20371DB8BAC6} | 254421101 | OAKHURST 1101 | 6220 | 37.3599 | -119.7394 | 176 | 107 | 42607.1977 | 26.475 | 32301.3797 | 20.0712 | 10305.8181 | 32301.3797 | 10305.8181 | 0.03049 | 0.0033707 | 1193 | 1.9656 | 5.3466 | 2 | 2.0206 | 4.9036 | 0.25695 | 0.0066667 | 0.0060239 | 1.6509 | 297.7207 | 51.1647 | 34.7946 | 1.4707 | 11.594 | 12.8603 | 0.56881 | 49.4% | 54% | 27.5% | 26.2% | 84.9% | 36.6% | 0.038358 | 0.024258 | 1.3238 | 11.8829 | 0.1486 | 0.74098 | 8.1057 | 7.255 | 2.6059 | 4.1175 | 11.0011 | 6.3521 | 7.188 | 4.2656 | 48.2894 | 73.2016 | 63.4734 | 89.427
North Valley | DESCHUTES 11049726 | 3707 | 148 | 307.4414 | 861 | 492.7325 | 202 | 5.0576e-05 | 2634.9089 | 29.8756 | 0.13429 | 0.00076691 | 0.17189 | 0.62395 | {B0D7961A-1F9D-4064-B96A-EFFD7ACCE4BD} | 103351104 | DESCHUTES 1104 | 9726 | 40.5639 | -122.2425 | 280 | 295 | 42616.6841 | 26.4808 | 27044.9597 | 16.805 | 15571.7244 | 24438.8213 | 13535.1402 | 0.15492 | 0.010216 | 538 | 1.2916 | 3.6708 | 2 | 2.1502 | 7.5756 | 0.33781 | 0.0020659 | 0.0058794 | 2.6358 | 298.1516 | 47.3282 | 35.3798 | 1.5759 | 12.3274 | 14.4882 | 2.184 | 67.3% | 74.9% | 41.6% | 8.4% | 83.8% | 53.5% | 0.1079 | 0.00095808 | 1.9879 | 16.2227 | 1.2163 | 2.5778 | 11.36 | 8.4877 | 2.8875 | 4.8669 | 11.4824 | 5.6929 | 7.3684 | 4.4369 | 65.8064 | 88.1474 | 60.1916 | 92.8397
Central Coast | TEMPLETON 2113A08 | 1205 | 213 | 434.0017 | 407 | 529.689 | 80 | 5.0185e-05 | 303.8137 | 24.3212 | 0.012853 | 0.00060557 | 0.52334 | 0.81935 | {ED2FD62D-73A2-48E2-BABA-F5CBA9685A6D} | 183052113 | TEMPLETON 2113 | A08 | 35.4621 | -120.6221 | 399 | 474 | 68913.6396 |  | 39393.6221 |  | 29520.0175 | 13880.8278 | 5946.6161 | 0.048446 | 0.0040148 | 664 | 0.92639 | 3.6473 | 2.2965 | 2.0856 | 6.4728 | 0.025198 | 0.009598 | 0.006371 | 1.2544 | 297.836 | 39.0295 | 33.5163 | 1.2077 | 14.5092 | 15.4449 | 1.3106 | 90.8% | 95.5% | 62.3% | 13.4% | 89.2% | 38.6% | 0.094204 | 0.016834 | 1.7653 | 15.2857 | 1.4534 | 2.0452 | 8.0217 | 8.441 | 1.9781 | 3.6454 | 13.6037 | 9.898 | 10.1832 | 6.8349 | 47.1112 | 65.5881 | 49.2165 | 68.3299
Central Coast | POINT MORETTI 11015401 | 8134 | 865 | 1933.8708 | 1145 | 2101.9504 | 40 | 0.00012658 | 0.037818 | 9.5476 | 4.7871e-06 | 0.00060543 | 0.75546 | 0.92004 | {1E15AF20-63CE-4AE7-884A-DD7A02307129} | 82931101 | POINT MORETTI 1101 | 5401 | 37.0648 | -122.1233 | 59 | 62 | 7198.6471 |  | 4092.0757 |  | 3106.5715 | 4092.0757 | 3106.5715 | 0.024217 | 0.0050633 | 665 | 8.4473 | 19.4214 | 3 | 2.2459 | 6.2941 | 1.7967 | 0.088846 | 0.0067547 | 4.4396 | 294.4859 | 38.2933 | 35.1127 | 0.97697 | 14.1106 | 16.1293 | 0.89597 | 90.7% | 80.3% | 88.3% | 81% | 52.4% | 31.9% | 0.055259 | 0.053269 | 2.875 | 18.9487 | 1.4217 | 22.0192 | 10.398 | 9.0525 | 1.732 | 3.5546 | 14.6913 | 8.5459 | 9.2863 | 5.8356 | 56.5622 | 81.9449 | 46.1184 | 76.0919
Central Valley | CURTIS 170210940 | 346 | 475 | 676.1872 | 973 | 868.378 | 135 | 5.2923e-05 | 0.87436 | 17.9327 | 4.853e-05 | 0.00046383 | 0.48818 | 0.77868 | {B8932F39-9144-47B8-8698-4C980B6BF57A} | 163351702 | CURTIS 1702 | 10940 | 37.9883 | -120.2831 | 239 | 414 | 42693.4236 | 26.5285 | 17011.7556 | 10.5706 | 25681.668 | 13795.9366 | 20161.0379 | 0.062617 | 0.0071446 | 846 | 3.4794 | 10.3195 | 2 | 2.212 | 5.2136 | 0.41881 | 0.043363 | 0.0054878 | 2.4884 | 295.1682 | 48.5718 | 35.9993 | 1.2466 | 11.9656 | 13.6482 | 8.3346 | 62.5% | 61.6% | 58.3% | 53.7% | 37.7% | 46.6% | 0.18124 | 0.08991 | 2.8827 | 18.5556 | 4.6092 | 4.3632 | 10.4351 | 7.6937 | 2.0532 | 3.6717 | 11.6116 | 6.1119 | 7.5115 | 4.1193 | 54.837 | 85.9068 | 58.0532 | 91.5981
Central Valley | FROGTOWN 170232556 | 1265 | 56 | 86.029 | 327 | 198.5792 | 50 | 6.8497e-05 | 687.4149 | 16.9108 | 0.047385 | 0.00059894 | 0.17125 | 0.43322 | {9BE6D037-BD8E-46AF-A32B-7F2BB00D9E6A} | 163451702 | FROGTOWN 1702 | 32556 | 38.0683 | -120.5387 | 119 | 242 | 19482.1061 |  | 10065.4499 |  | 9416.6562 | 7932.1339 | 5143.0187 | 0.029947 | 0.0034248 | 667 | 2.0135 | 5.8149 | 2 | 2.3713 | 5.6282 | -0.39454 | 0.017358 | 0.0062405 | 2.069 | 297.0226 | 44.8737 | 33.1037 | 1.3088 | 12.95 | 14.4821 | 4.3201 | 71.4% | 59.8% | 71.4% | 29.9% | 59.4% | 73.6% | 0.12245 | 0.033585 | 2.3896 | 15.7662 | 1.1751 | 3.0849 | 12.3417 | 9.018 | 2.2976 | 3.9622 | 12.7492 | 7.0137 | 9.1111 | 4.7267 | 47.5483 | 78.6897 | 52.7827 | 86.094
North Valley | JESSUP 11031540 | 2565 | 26 | 48.564 | 166 | 105.0801 | 25 | 7.5467e-05 | 472.3569 | 15.4903 | 0.030644 | 0.00059683 | 0.15663 | 0.46216 | {47DC31DB-63D1-4B41-9B4B-82351A2B9DE8} | 103441103 | JESSUP 1103 | 1540 | 40.4984 | -122.3248 | 328 | 613 | 51190.2256 |  | 24454.6209 |  | 26735.6047 | 2468.2792 | 2104.9501 | 0.014921 | 0.0018867 | 668 | 2.6737 | 7.3986 | 2 | 2.059 | 7.9482 | 0.27656 | 0.010455 | 0.0058099 | 2.3119 | 298.2856 | 48.5217 | 36.053 | 1.5956 | 12.1043 | 14.1043 | 5.4634 | 60.7% | 57.6% | 62.7% | 37% | 88.7% | 38.2% | 0.15232 | 0.03 | 2.2593 | 15.7037 | 1.2132 | 3.7727 | 11.7188 | 8.5693 | 2.9292 | 4.9678 | 10.8725 | 5.7206 | 7.2646 | 4.4487 | 68.727 | 87.6829 | 62.853 | 92.6601
North Coast | DUNBAR 1102694641 | 8799 | 272 | 352.9572 | 571 | 527.9133 | 60 | 0.00010912 | 3.303 | 10.6705 | 0.0003398 | 0.00059676 | 0.47636 | 0.66859 | {946410D9-CB53-4C0F-8ECA-3A3B9551D58C} | 43071102 | DUNBAR 1102 | 694641 | 38.328 | -122.5222 | 78 | 51 | 8292.9342 |  | 6527.852 |  | 1765.0823 | 6527.852 | 1765.0823 | 0.035806 | 0.0065473 | 669 | 5.3289 | 14.2431 | 2.3418 | 2.4238 | 6.5079 | 0.70698 | 0.050127 | 0.0068436 | 2.422 | 296.4572 | 33.9656 | 30.927 | 1.0137 | 15.4573 | 17.1245 | 1.0493 | 75.4% | 76.3% | 62.5% | 39.4% | 65.2% | 42.8% | 0.21434 | 0.064304 | 2.1897 | 14.4655 | 2.2309 | 7.2278 | 8.9539 | 7.3109 | 1.9606 | 3.5684 | 14.7859 | 10.7029 | 10.8698 | 7.2587 | 51.038 | 65.0195 | 43.4843 | 65.8308
Bay Area | OLEMA 11011200 | 1124 | 509 | 1305.381 | 1482 | 1843.9008 | 54 | 4.7159e-05 | 0.037818 | 22.4032 | 1.7835e-06 | 0.00059609 | 0.34345 | 0.70795 | {A8B14B0D-3BCA-44F1-B75C-F9F858D43D86} | 42291101 | OLEMA 1101 | 1200 | 38.0971 | -122.8526 | 69 | 301 | 19942.9854 |  | 4658.8808 |  | 15284.1046 | 4658.8808 | 15284.1046 | 0.032189 | 0.0025466 | 670 | 9.4947 | 27.765 | 2 | 2.8028 | 7.6064 | -1.0604 | 0.14444 | 0.0073001 | 2.0331 | 293.4318 | 24.6518 | 27.422 | 0.6297 | 17.4342 | 19.0723 | 0.83054 | 96.6% | 96.4% | 41.6% | 98.2% | 8.7% | 97.5% | 0.14214 | 0.13198 | 6.7069 | 21.1379 | 4.4522 | 23.5238 | 12.6954 | 11.1112 | 1.5571 | 2.4767 | 16.4577 | 14.6763 | 13.2439 | 10.7006 | 55.168 | 58.5006 | 34.1481 | 45.083
Sierra | SHINGLE SPRINGS 21092053 | 3480 | 127 | 234.1796 | 745 | 459.592 | 88 | 9.8691e-05 | 325.3439 | 13.4432 | 0.034245 | 0.00059599 | 0.17047 | 0.50954 | {6D7EDEBC-3FBC-46B9-8C4A-F91AD5A5BEDF} | 153652109 | SHINGLE SPRINGS 2109 | 2053 | 38.72 | -120.9392 | 128 | 159 | 20735.4804 |  | 9206.1637 |  | 11529.3167 | 9206.1637 | 11529.3167 | 0.052447 | 0.0086848 | 671 | 2.8721 | 7.6966 | 3 | 2.2835 | 6.239 | 0.78909 | 0.05275 | 0.0059 | 2.4486 | 296.5513 | 46.6026 | 32.8587 | 1.3054 | 12.5064 | 14.2078 | 1.5556 | 55.4% | 47.6% | 73.4% | 28% | 60.7% | 67.8% | 0.031578 | 0.068125 | 2.5818 | 19.0727 | 2.4682 | 4.6562 | 7.5505 | 5.9285 | 2.3129 | 4.0216 | 12.9608 | 6.247 | 8.6517 | 4.2668 | 49.2963 | 83.1295 | 53.3078 | 90.3207
Bay Area | SOBRANTE 1102circuit_breaker | 3496 | 433 | 970.6975 | 1373 | 1546.2883 | 150 | 7.1699e-05 | 0.039648 | 1.5055 | 2.7724e-06 | 9.3936e-05 | 0.31537 | 0.62776 | {FAE87638-3327-4270-9C08-0DC3E3B13CC0} | 14671102 | SOBRANTE 1102 | circuit_breaker | 37.905 | -122.2076 | 279 | 490 | 42694.1847 | 26.529 | 16784.222 | 10.4293 | 25909.9627 | 16784.222 | 25909.9627 | 0.01409 | 0.010755 | 1914 | 5.5174 | 17.7909 | 2.0973 | 3.2701 | 7.2644 | -0.74929 | 0.054602 | 0.006941 | 1.8191 | 294.4624 | 32.2786 | 28.9189 | 0.84627 | 15.6763 | 17.1322 | 4.4937 | 61.3% | 53.5% | 71% | 84.9% | 46.5% | 72.2% | 0.29255 | 0.04854 | 4.4828 | 18.6782 | 1.6991 | 6.0752 | 7.1969 | 6.789 | 1.8586 | 3.4449 | 15.3748 | 10.9052 | 10.3166 | 7.0535 | 43.6175 | 60.518 | 42.0745 | 65.0875
Sierra | FORESTHILL 1101circuit_breaker | 2722 | 494 | 616.472 | 1320 | 985.779 | 143 | 9.7183e-05 | 0.03897 | 78.4907 | 3.7894e-06 | 0.0033516 | 0.37424 | 0.62537 | {ED9435F9-E06B-4A98-B053-EB0C1DC8369F} | 152181101 | FORESTHILL 1101 | circuit_breaker | 39.0197 | -120.8297 | 212 | 455 | 35790.3095 | 22.2391 | 14707.8472 | 9.1391 | 21082.4623 | 14707.8472 | 21082.4623 | 0.47928 | 0.013897 | 89 | 8.4616 | 18.9368 | 3 | 1.6736 | 4.572 | 1.2945 | 0.070622 | 0.0053958 | 3.9484 | 294.2906 | 51.451 | 34.0322 | 1.32 | 10.8911 | 13.0693 | 3.0615 | 92% | 92.7% | 71.5% | 80.5% | 73.2% | 1.2% | 0.14861 | 0.093597 | 3.3507 | 17.5237 | 4.1655 | 9.7597 | 10.7106 | 6.996 | 2.1282 | 3.7414 | 12.7073 | 5.7938 | 7.7045 | 3.9274 | 48.461 | 79.8442 | 54.2864 | 93.6641
Sierra | HIGGINS 1107746082 | 9639 | 31 | 47.3186 | 101 | 72.9466 | 11 | 4.1118e-05 | 13.2149 | 21.584 | 0.00055939 | 0.00059424 | 0.30693 | 0.64868 | {8C53EC31-B3AB-4E33-B852-46094C79DBC8} | 152691107 | HIGGINS 1107 | 746082 | 39.035 | -121.0819 | 11 | 3 | 1689.7348 |  | 1365.375 |  | 324.3599 | 1365.375 | 324.3599 | 0.0065367 | 0.0004523 | 675 | 1.6811 | 5.2336 | 2 | 2.3509 | 6.51 | -3.2532 | 0.025 | 0.0057609 | 2.8209 | 296.1374 | 49.1872 | 33.9061 | 1.3282 | 11.8427 | 13.6135 | 1.7902 | 54.9% | 65.5% | 14.1% | 11.5% | 79.5% | 16.6% | 0.02915 | 0.025 | 1.5 | 11.375 | 3.4561 | 5.6111 | 8.5624 | 6.4014 | 2.327 | 4.1248 | 12.4117 | 5.5985 | 8.2979 | 3.8399 | 53.8609 | 90.1458 | 55.5719 | 94.4358
Central Valley | CURTIS 170565908 | 4028 | 31 | 42.1679 | 56 | 53.181 | 8 | 8.0354e-05 | 11.625 | 9.9897 | 0.00035926 | 0.00059358 | 0.55357 | 0.79291 | {2ED0FFD8-DF5F-45A0-8687-5F34F37A5A97} | 163351705 | CURTIS 1705 | 65908 | 37.9575 | -120.3133 | 355 | 339 | 48772.1113 |  | 26938.5587 |  | 21833.5526 | 21139.8755 | 18447.0315 | 0.0047486 | 0.00064283 | 676 | 3.7432 | 10.8251 | 2 | 2.2022 | 5.2842 | -0.10382 | 0.03 | 0.0060971 | 2.1207 | 296.279 | 43.3807 | 35.0386 | 1.2184 | 13.3892 | 14.9102 | 7.2624 | 71% | 44.4% | 80.3% | 55.7% | 29% | 93.1% | 0.090982 | 0.06204 | 2.1982 | 18.1706 | 0.25061 | 0.18006 | 10.6894 | 7.9633 | 2.0423 | 3.8003 | 13.1536 | 6.9311 | 9.0298 | 4.6297 | 50.3471 | 86.794 | 52.6168 | 86.6951
Sierra | PENRYN 11072706 | 5290 | 286 | 419.5445 | 613 | 555.1131 | 66 | 8.6077e-05 | 723.7638 | 10.2894 | 0.056825 | 0.00059266 | 0.46656 | 0.75578 | {A3F26B0A-1692-42C7-87B6-33C42D499946} | 152561107 | PENRYN 1107 | 2706 | 38.8101 | -121.1629 | 304 | 342 | 43976.489 |  | 24016.257 |  | 19960.232 | 7658.9338 | 3874.9624 | 0.039115 | 0.0056811 | 677 | 2.7456 | 9.2317 | 2 | 2.3278 | 6.2995 | 0.026059 | 0.023524 | 0.0066267 | 2.0737 | 297.1812 | 43.3377 | 30.7913 | 1.2825 | 13.3443 | 14.8341 | 2.336 | 54.6% | 38% | 58.3% | 40.5% | 45.6% | 93.4% | 0.14027 | 0.035779 | 1.6957 | 15.0109 | 5.0305 | 5.8381 | 8.9218 | 6.5946 | 2.3722 | 4.202 | 13.091 | 6.633 | 9.1777 | 4.4787 | 50.6848 | 75.5895 | 52.1394 | 85.9983
Central Valley | KERCKHOFF 1101R308 | 8245 | 13 | 24.7195 | 99 | 61.2815 | 25 | 2.1168e-05 | 28.48 | 45.5726 | 0.00065693 | 0.00059107 | 0.13131 | 0.40338 | {88F7D35A-B742-45DC-AA55-32394737AD92} | 252561101 | KERCKHOFF 1101 | R308 | 37.0988 | -119.5187 | 33 | 20 | 7792.7166 |  | 6217.3701 |  | 1575.3465 | 6217.3701 | 1575.3465 | 0.014777 | 0.00052919 | 678 | 2.6963 | 7.9607 | 2 | 2.026 | 4.871 | 0.91842 | 0.012805 | 0.0057606 | 1.6427 | 297.5696 | 55.6455 | 36.6994 | 1.5298 | 10.539 | 11.7634 | 0.61617 | 70.7% | 81.8% | 15.7% | 42.4% | 90.7% | 12.2% | 0.081285 | 0.10659 | 1.6452 | 13.6333 | 0.24146 | 1.2073 | 6.76 | 6.2239 | 2.6787 | 4.1675 | 9.9181 | 5.9974 | 6.4795 | 4.1789 | 50.7648 | 71.4663 | 69.3189 | 91.0473
Central Valley | PEORIA 170567898 | 2656 | 115 | 172.289 | 376 | 281.4739 | 51 | 8.6374e-05 | 106.0214 | 18.0058 | 0.0058867 | 0.00058969 | 0.30585 | 0.6121 | {50E0B9CF-D877-44E3-8923-B1CAE75FDAA7} | 163781705 | PEORIA 1705 | 67898 | 37.9582 | -120.4385 | 130 | 168 | 18622.9986 |  | 9738.6344 |  | 8884.3642 | 5781.6377 | 4501.9575 | 0.030074 | 0.0044051 | 679 | 3.1033 | 8.6794 | 2 | 2.0203 | 5.418 | -0.35977 | 0.026049 | 0.0061453 | 1.938 | 297.044 | 42.4309 | 33.9735 | 1.2589 | 13.6525 | 15.0957 | 6.0263 | 70.5% | 61.8% | 83.4% | 45% | 41.2% | 97.3% | 0.20889 | 0.084444 | 2.6491 | 18.3158 | 3.3141 | 4.642 | 10.7906 | 8.0601 | 2.1546 | 3.919 | 13.6054 | 7.4939 | 9.7785 | 4.9804 | 48.5641 | 82.4531 | 49.5563 | 83.0088
Sierra | BELL 111056214 | 593 | 4 | 4.819 | 23 | 12.6032 | 3 | 6.1346e-05 | 54.8085 | 14.8339 | 0.0036383 | 0.00058964 | 0.17391 | 0.38237 | {377FA4E5-D94D-4CB5-9E3D-4B59D89DE43B} | 152701110 | BELL 1110 | 56214 | 38.9329 | -121.0923 | 176 | 225 | 20935.461 |  | 10701.9064 |  | 10233.5547 | 144.7507 | 409.3643 | 0.0017689 | 0.00018404 | 680 | 2.6312 | 6.8352 | 2 | 2.2602 | 5.8611 | 1.7367 | 0.06 | 0.006038 | 2.6136 | 296.0099 | 48.9702 | 33.602 | 1.3162 | 11.8588 | 13.5688 | 9.2843 | 54.4% | 51.4% | 31.7% | 21.2% | 70% | 19% | 0.0070232 | 0.058571 | 2 | 22 | 0.87429 | 3.2857 | 8.7143 | 6.4659 | 2.3497 | 4.181 | 12.0122 | 5.7527 | 8.1115 | 3.9432 | 55.052 | 88.1748 | 57.3353 | 93.2738
North Coast | HOOPA 11013304 | 6476 | 1088 | 1650.063 | 1975 | 2093.0906 | 232 | 0.00018807 | 0.037842 | 3.0244 | 7.118e-06 | 0.00035558 | 0.55089 | 0.78834 | {40D83712-E530-4392-B692-30F2EF646603} | 192401101 | HOOPA 1101 | 3304 | 41.1053 | -123.6888 | 113 | 80 | 29489.9979 | 18.3243 | 27461.6659 | 17.0639 | 2028.3321 | 27461.6659 | 2028.3321 | 0.082496 | 0.043633 | 999 | 16.767 | 41.2476 | 2 | 2.0062 | 6.5013 | -0.39387 | 0.059275 | 0.0060508 | 4.7632 | 294.8354 | 34.7694 | 28.1663 | 1.1164 | 14.6587 | 18.0153 | 0.76704 | 58.9% | 35.8% | 91.6% | 95.2% | 73% | 28.7% | 0.18306 | 0.06087 | 1.875 | 12.1827 | 1.4129 | 5.7246 | 14.1119 | 11.1657 | 2.3099 | 4.0506 | 13.9066 | 6.9443 | 8.4829 | 4.4944 | 53.312 | 82.7379 | 49.2207 | 85.7826
North Coast | FORT ROSS 112170288 | 6074 | 760 | 1260.9032 | 1154 | 1465.5146 | 98 | 0.00018705 | 0.03905 | 5.5379 | 7.3101e-06 | 0.00058861 | 0.65858 | 0.86038 | {19BB688C-7539-4331-8ED9-2B0221333B05} | 42851121 | FORT ROSS 1121 | 70288 | 38.5287 | -123.1574 | 129 | 100 | 28474.6239 |  | 18893.0241 |  | 9581.5998 | 18893.0241 | 9581.5998 | 0.057684 | 0.018331 | 682 | 10.2839 | 20.1024 | 3 | 1.9271 | 5.4484 | -1.7528 | 0.068456 | 0.0069005 | 4.853 | 294.3187 | 26.5824 | 26.4265 | 0.83951 | 16.8365 | 19.1713 | 0.30343 | 75.1% | 57.3% | 91.5% | 57.2% | 42.8% | 57.8% | 0.040098 | 0.077018 | 1.6434 | 13.6853 | 0.58439 | 4.0491 | 11.1929 | 9.3913 | 1.9746 | 3.2173 | 16.0124 | 12.1862 | 10.9026 | 8.9433 | 48.8205 | 60.8 | 40.1366 | 55.0487
Central Valley | STANISLAUS 17021804 | 374 | 13 | 17.606 | 100 | 61.3847 | 17 | 8.2347e-05 | 0.037818 | 12.0976 | 3.1142e-06 | 0.00058707 | 0.13 | 0.28681 | {4D82DC58-585D-41B0-ABBC-3515C39508AD} | 162821702 | STANISLAUS 1702 | 1804 | 38.2589 | -120.3477 | 248 | 562 | 34605.3878 |  | 13424.5046 |  | 21180.8832 | 13424.5046 | 21180.8832 | 0.0099802 | 0.0013999 | 683 | 15.0022 | 31.0599 | 3 | 2.6837 | 7.3237 | -0.30049 | 0.11168 | 0.0054776 | 3.5016 | 291.3184 | 43.8693 | 33.1474 | 0.95324 | 12.6404 | 14.638 | 6.2434 | 70.3% | 49.9% | 80.9% | 97.6% | 2.7% | 64.7% | 0.22053 | 0.13847 | 5.766 | 20.766 | 0.1588 | 0.5988 | 14.9413 | 10.7771 | 1.7734 | 2.8352 | 12.4193 | 6.4949 | 7.3729 | 4.4268 | 52.1767 | 76.7801 | 55.0342 | 87.7573
North Coast | HOPLAND 110180620 | 1530 | 103 | 129.5262 | 135 | 144.67 | 20 | 8.0519e-05 | 0.083385 | 11.5778 | 5.6016e-06 | 0.00058669 | 0.76296 | 0.89532 | {E40AF6DD-8BB8-44B0-9133-5EE5D793A9BC} | 42251101 | HOPLAND 1101 | 80620 | 38.9943 | -123.1181 | 62 | 69 | 14826.9531 |  | 9040.9556 |  | 5785.9974 | 1849.3413 | 2703.3724 | 0.011734 | 0.0016104 | 684 | 4.5486 | 9.7067 | 2 | 2.2615 | 6.3049 | 1.4556 | 0.056818 | 0.0063657 | 2.6274 | 296.8589 | 36.34 | 42.3054 | 1.1553 | 14.8432 | 16.818 | 2.087 | 74.9% | 78.1% | 31.1% | 19.3% | 78.3% | 32.9% | 0.06719 | 0.068182 | 1.85 | 17.95 | 0.615 | 3.0682 | 15.6528 | 13.4468 | 2.3279 | 3.8712 | 13.9746 | 8.8268 | 9.3089 | 5.2419 | 78.8803 | 112.6606 | 48.255 | 76.2786
Bay Area | PUEBLO 2102656 | 345 | 17 | 24.1483 | 57 | 45.9837 | 9 | 8.0867e-05 | 0.084789 | 13.7687 | 7.1838e-06 | 0.00058635 | 0.29825 | 0.52515 | {95F0930E-F4E9-4090-B429-18E6DA1F891D} | 43292102 | PUEBLO 2102 | 656 | 38.3886 | -122.318 | 260 | 313 | 43957.8417 |  | 27867.5616 |  | 16090.2801 | 592.9592 | 121.6404 | 0.0052772 | 0.0007278 | 685 | 2.5127 | 7.2577 | 3 | 2.0948 | 5.7413 | 0.77442 | 0.042 | 0.0067764 | 2.0187 | 297.1002 | 35.1536 | 29.5515 | 1.0811 | 15.1946 | 16.6843 | 0 | 96.4% | 93.7% | 78.2% | 17.2% | 84.9% | 48.3% | 0.30575 | 0.023 | 1.375 | 17.75 | 1.943 | 5.7 | 8.0314 | 6.2572 | 2.0408 | 3.7017 | 14.9168 | 9.9744 | 10.8096 | 6.4203 | 44.2105 | 65.9562 | 41.9495 | 70.6686
Central Valley | PEORIA 170413494 | 973 | 9 | 20.8409 | 49 | 32.2148 | 17 | 3.5037e-05 | 951.9888 | 31.4352 | 0.026503 | 0.00058499 | 0.18367 | 0.64694 | {1EA8CF8C-ECB4-4CEA-BCE6-3A74137F1411} | 163781704 | PEORIA 1704 | 13494 | 37.9346 | -120.6385 | 149 | 289 | 28325.4492 |  | 12088.6323 |  | 16236.8168 | 3111.8752 | 3682.3162 | 0.0099448 | 0.00059562 | 686 | 0.92698 | 3.225 | 2 | 2.2887 | 5.8004 | 3.1945 | 0.0076 | 0.0062041 | 1.5059 | 297.748 | 46.4554 | 36.6191 | 1.3752 | 12.87 | 14.1886 | 3.1819 | 70.1% | 75.2% | 34.6% | 12% | 76.1% | 69.6% | 0.15704 | 0.0216 | 2.9167 | 19.3333 | 0.378 | 0.98 | 11.0967 | 8.6012 | 2.478 | 4.0469 | 12.6616 | 7.0678 | 9.1471 | 4.8885 | 57.2676 | 82.3087 | 55.2843 | 84.653
North Coast | COTATI 1104circuit_breaker | 2779 | 156 | 373.0708 | 207 | 396.3335 | 38 | 6.8403e-05 | 279.714 | 12.5536 | 0.019638 | 0.00058418 | 0.75362 | 0.94131 | {D0082608-F94E-4A4E-A9EF-A114F6AAC5C3} | 42271104 | COTATI 1104 | circuit_breaker | 38.3095 | -122.7318 | 210 | 326 | 29191.1107 |  | 12365.6799 |  | 16825.4308 | 5446.6395 | 4892.6221 | 0.022199 | 0.0025993 | 687 | 2.5688 | 8.8938 | 2 | 2.1563 | 5.7527 | -0.79333 | 0.016111 | 0.0070727 | 2.4501 | 295.3439 | 26.166 | 27.556 | 0.79952 | 17.3829 | 19.1163 | 20.4766 | 74.7% | 79.4% | 18.6% | 14.3% | 32.9% | 66% | 0.27055 | 0.024028 | 2.6897 | 18.2069 | 2.919 | 2.875 | 10.9061 | 9.2987 | 1.6879 | 3.0305 | 16.2987 | 13.8718 | 13.535 | 10.8261 | 49.9798 | 58.0677 | 35.658 | 48.0143
Central Coast | BURNS 2101circuit_breaker | 6747 | 433 | 901.2808 | 623 | 1014.9746 | 25 | 0.00015716 | 0.037818 | 5.3269 | 5.9433e-06 | 0.000584 | 0.69502 | 0.88798 | {77124F72-2A10-485B-AF25-5FB9845AECBA} | 183582101 | BURNS 2101 | circuit_breaker | 37.0952 | -122.1442 | 44 | 41 | 5159.4392 |  | 2668.3535 |  | 2491.0858 | 2668.3535 | 2491.0858 | 0.0146 | 0.0039289 | 688 | 8.5297 | 20.9962 | 3 | 2.478 | 6.8856 | 1.2432 | 0.13185 | 0.0064008 | 5.2001 | 294.242 | 38.8542 | 35.7334 | 0.99967 | 13.9359 | 16.0627 | 0.70607 | 90.5% | 65.7% | 92.7% | 86.1% | 62.5% | 26.4% | 0.058737 | 0.021111 | 4.6 | 19.9 | 1.9596 | 23.0741 | 10.6291 | 9.1721 | 1.8145 | 3.5318 | 14.1254 | 8.3046 | 9.3248 | 5.9453 | 57.64 | 83.4226 | 47.562 | 77.093
North Coast | FRUITLAND 114293234 | 8284 | 89 | 152.0664 | 108 | 162.1471 | 23 | 0.00042351 | 0.03925 | 1.6032 | 1.6657e-05 | 0.0005836 | 0.82407 | 0.93783 | {F2F5CD46-ED54-485C-8E9F-F1D6186FA89B} | 192311142 | FRUITLAND 1142 | 93234 | 40.2355 | -123.8346 | 114 | 108 | 21024.4027 |  | 18464.5673 |  | 2559.8354 | 18464.5673 | 2559.8354 | 0.013423 | 0.0097407 | 689 | 13.6369 | 25.1102 | 2 | 3.0105 | 7.7449 | -1.4433 | 0.058522 | 0.007182 | 4.1229 | 294.3727 | 23.2014 | 21.1822 | 0.82482 | 17.9359 | 20.7895 | 0.47701 | 74.6% | 22.6% | 100% | 73.9% | 39.8% | 80.7% | 0.063887 | 0.095217 | 1.6418 | 13.791 | 0.009087 | 0.46957 | 11.4449 | 8.2359 | 1.9112 | 3.3583 | 16.6761 | 11.3689 | 12.2689 | 8.623 | 39.6533 | 50.4794 | 36.7884 | 58.3084
Sierra | BRUNSWICK 110750010 | 1625 | 232 | 347.1362 | 773 | 596.917 | 79 | 0.00014094 | 0.038235 | 7.2812 | 5.376e-06 | 0.00058202 | 0.30013 | 0.58155 | {7B1613F1-BF60-43A3-B696-FC7878E4336D} | 152481107 | BRUNSWICK 1107 | 50010 | 39.2219 | -121.0498 | 296 | 943 | 51099.4288 |  | 14946.7962 |  | 36152.6326 | 9532.5902 | 19409.1143 | 0.04598 | 0.011134 | 690 | 8.7632 | 21.0253 | 2.6545 | 2.0656 | 5.7924 | 0.24674 | 0.10336 | 0.0055079 | 3.8802 | 294.1038 | 45.5584 | 32.4373 | 1.1498 | 12.4239 | 14.5522 | 18.046 | 54.1% | 28.2% | 97.6% | 87.3% | 14.4% | 62% | 0.35533 | 0.059455 | 7.2299 | 20.0345 | 2.9094 | 7.0273 | 8.7786 | 6.9673 | 2.0284 | 3.5281 | 13.2729 | 6.0334 | 8.2848 | 4.0819 | 54.3309 | 92.4557 | 51.6572 | 91.6619
North Coast | MIDDLETOWN 1103circuit_breaker | 9535 | 4 | 4.819 | 9 | 6.9527 | 2 | 0.0001635 | 300.1975 | 5.6125 | 0.048533 | 0.00058167 | 0.44444 | 0.69312 | {EF7692CE-6490-45CF-89E0-AAC63F03AECA} | 43141103 | MIDDLETOWN 1103 | circuit_breaker | 38.7526 | -122.6085 | 11 | 0 | 259.3908 |  | 259.3908 |  | 0 | 85.2366 | 0 | 0.0011633 | 0.000327 | 691 | 2.247 | 8.4355 | 2 | 2.2413 | 6.3019 | -1.3026 | 0.0066667 | 0.0062231 | 2.9949 | 296.8123 | 41.2675 | 31.8657 | 1.2479 | 13.8749 | 15.7911 | 6.2994 | 74.4% | 58.5% | 86.3% | 11.8% | 96.2% | 11.6% | 0.17693 | 0 | 3 | 5 | 2.18 | 3 | 10.0842 | 7.2754 | 2.3961 | 4.0416 | 13.9698 | 7.2083 | 8.0741 | 4.5569 | 50.73 | 78.3728 | 49.6291 | 84.9385
North Coast | MIDDLETOWN 11011314 | 8575 | 94 | 124.6554 | 158 | 155.3973 | 14 | 0.00013859 | 41.0794 | 5.342 | 0.0044846 | 0.00058071 | 0.59494 | 0.80217 | {6605C9B9-1E01-4CAA-B9F4-139E3DFEC103} | 43141101 | MIDDLETOWN 1101 | 1314 | 38.7312 | -122.6231 | 22 | 26 | 2040.9996 |  | 1494.2319 |  | 546.7677 | 1494.2319 | 530.0446 | 0.0081299 | 0.0019402 | 692 | 6.1497 | 13.9061 | 2.2353 | 2.2238 | 5.8079 | -0.98127 | 0.044118 | 0.006264 | 2.8171 | 296.2478 | 41.1794 | 32.754 | 1.1919 | 13.8518 | 15.7379 | 1.383 | 74.2% | 55.9% | 75.3% | 38.1% | 84.1% | 11.3% | 0.071482 | 0.062941 | 3.1429 | 19.5714 | 7.4347 | 9.2941 | 10.306 | 7.441 | 2.3313 | 3.8435 | 13.9943 | 7.152 | 7.9481 | 4.5244 | 51.9639 | 80.5059 | 50.0283 | 85.3001
Central Coast | CAMP EVERS 210510996 | 9640 | 7 | 10.7457 | 9 | 11.7849 | 2 | 0.00021323 | 0.037818 | 2.6865 | 8.0639e-06 | 0.00058036 | 0.77778 | 0.91182 | {9C524D92-A5C3-4391-A08F-2E5640BEA3EC} | 83622105 | CAMP EVERS 2105 | 10996 | 37.0748 | -122.0846 | 10 | 1 | 1252.9999 |  | 1226.2093 |  | 26.7906 | 1226.2093 | 26.7906 | 0.0011607 | 0.00042646 | 693 | 8.2844 | 18.7487 | 3 | 1.5273 | 3.8723 | -2.7633 | 0.08 | 0.0067122 | 3.6654 | 296.5319 | 33.5953 | 31.4832 | 1.0575 | 15.4046 | 17.2932 | 5.4275 | 90.3% | 47.3% | 99.3% | 79.3% | 79.1% | 57.5% | 0.32782 | 0.02 | 1 | 5 | 0 | 3 | 9.8384 | 8.6058 | 1.9445 | 3.6397 | 14.8826 | 10.612 | 10.4497 | 7.2364 | 52.6293 | 68.2755 | 44.2352 | 65.7404
North Coast | RINCON 1101578 | 1283 | 916 | 1144.1076 | 1631 | 1569.2003 | 168 | 8.1577e-05 | 0.29514 | 8.6031 | 2.1046e-05 | 0.00035488 | 0.56162 | 0.7291 | {CDD6FD47-53A2-4B6C-945C-140CC31348B2} | 43321101 | RINCON 1101 | 578 | 38.4587 | -122.6337 | 249 | 246 | 48550.6523 | 30.1681 | 30007.9481 | 18.6461 | 18542.7041 | 27632.8586 | 15162.62 | 0.05962 | 0.013705 | 1002 | 7.0886 | 15.2453 | 2.9303 | 1.9671 | 5.9111 | -0.42711 | 0.046269 | 0.0067887 | 3.0097 | 294.3525 | 37.0568 | 31.8717 | 0.93475 | 14.3922 | 16.3013 | 2.1948 | 58.7% | 68.7% | 32.6% | 42.3% | 56.7% | 22% | 0.054651 | 0.050323 | 1.7604 | 14.8802 | 0.69988 | 4.0572 | 10.3769 | 7.8412 | 1.8635 | 3.6261 | 14.3022 | 8.4073 | 8.5535 | 5.0669 | 53.0733 | 79.5728 | 47.851 | 79.8692
Central Coast | FORT ORD 210637286 | 8443 | 0 | 0 | 4 | 2.7004 | 1 | 2.5473e-05 | 0.081738 | 22.7493 | 2.0821e-06 | 0.00057949 | 0 | 0 | {9AA16F48-39A4-4006-910E-3E37752DF955} | 182402106 | FORT ORD 2106 | 37286 | 36.6436 | -121.7895 | 33 | 3 | 5986.7736 |  | 5924.4605 |  | 62.3132 | 3227.6123 | 27.3128 | 0.00057949 | 2.5473e-05 | 695 | 2.1316 | 6.3395 | 2 | 2.7471 | 6.1549 | 0.019079 | 0.004 | 0.0074168 | 1.2033 | 292.5178 | 23.9775 | 22.7972 | 0.55242 | 17.6546 | 18.8648 | 10.7439 | 90.1% | 95.3% | 22% | 36.1% | 7% | 99.3% | 0.33078 | 0.011143 | 1.4 | 7.2667 | 0.038857 | 0.11429 | 9.5555 | 8.7926 | 1.4691 | 2.1838 | 16.7248 | 15.7574 | 13.5246 | 13.5787 | 41.6557 | 41.2391 | 31.8862 | 36.9086
Central Valley | SAN JOAQUIN #3 110210342 | 4696 | 107 | 152.5235 | 294 | 240.8501 | 26 | 6.6911e-05 | 0.041196 | 18.4671 | 2.7325e-06 | 0.00057928 | 0.36395 | 0.63327 | {08D111B3-1350-4552-9BBA-E44861C6A6AD} | 252531102 | SAN JOAQUIN #3 1102 | 10342 | 37.2706 | -119.5344 | 36 | 96 | 7138.3813 |  | 2930.8819 |  | 4207.4994 | 2930.8819 | 4207.4994 | 0.015061 | 0.0017397 | 696 | 4.5082 | 13.7671 | 3 | 1.4677 | 3.7322 | -0.53745 | 0.061111 | 0.0056055 | 2.443 | 295.5679 | 52.7989 | 36.2211 | 1.3271 | 10.9853 | 12.44 | 1.1155 | 69.8% | 62.5% | 70.1% | 65.9% | 64.5% | 17.7% | 0.047105 | 0.053056 | 4.1 | 20.1333 | 5.7108 | 8.1667 | 9.4943 | 8.0999 | 2.1547 | 3.6329 | 10.3109 | 6.1289 | 6.383 | 4.1964 | 54.9175 | 73.5227 | 66.8969 | 89.9473
North Coast | MONTE RIO 111164758 | 296 | 328 | 482.7494 | 708 | 688.4305 | 52 | 0.00018665 | 0.037817 | 5.2021 | 7.0585e-06 | 0.00057896 | 0.46328 | 0.70123 | {173229A0-9A6C-4AB5-8BBC-51112D47DF20} | 42811111 | MONTE RIO 1111 | 64758 | 38.5089 | -123.0696 | 175 | 353 | 33862.5503 |  | 17002.078 |  | 16860.4724 | 17002.078 | 16860.4724 | 0.030106 | 0.0097057 | 697 | 10.721 | 22.7411 | 3 | 1.5973 | 4.8434 | -3.2066 | 0.082616 | 0.0069352 | 4.4867 | 294.9717 | 25.8733 | 26.7446 | 0.85811 | 17.2169 | 19.4621 | 0.4951 | 74.1% | 55% | 91.3% | 67.2% | 45.1% | 61.8% | 0.074696 | 0.063291 | 3.6084 | 17.5594 | 0.74447 | 2.9873 | 11.0859 | 9.2373 | 2.015 | 3.243 | 16.0622 | 12.929 | 11.5121 | 9.7257 | 48.8196 | 58.6594 | 39.8329 | 51.8045
Bay Area | TOCALOMA 0241circuit_breaker | 9976 | 0 | 0 | 4 | 1.8229 | 1 | 6.0248e-05 | 1.7232 | 9.5952 | 0.00010382 | 0.00057809 | 0 | 0 | {D9246407-D8E8-4A85-808E-1B1964384F7E} | 43150241 | TOCALOMA 0241 | circuit_breaker | 38.055 | -122.7608 | 1 | 1 | 62.9054 |  | 26.5151 |  | 36.3903 | 26.5151 | 36.3903 | 0.00057809 | 6.0248e-05 | 698 | 2.4641 | 8.0535 | 2 | 2.397 | 7.1796 | -0.96811 | 0 | 0.0072303 | 2.4073 | 294.8552 | 26.934 | 28.384 | 0.78825 | 16.9069 | 18.6406 | 0.64298 | 96.2% | 90.9% | 58.6% | 23.4% | 35.8% | 92.7% | 0 | 0.015 | 3 | 22 | 0 | 2 | 12.2077 | 10.3929 | 1.7656 | 3.064 | 15.5398 | 13.8093 | 12.6596 | 10.1886 | 55.8953 | 59.8546 | 38.6895 | 48.3586
Bay Area | WOODSIDE 11018974 | 5540 | 3622 | 7039.269 | 4591 | 7614.9927 | 207 | 0.00012186 | 0.038322 | 1.9929 | 4.6544e-06 | 0.00018795 | 0.78893 | 0.9244 | {95843233-31DE-4B8A-A7FD-7E8E48EA1CD1} | 24251101 | WOODSIDE 1101 | 8974 | 37.3881 | -122.2669 | 232 | 390 | 42834.2262 | 26.616 | 21603.9606 | 13.4241 | 21230.2656 | 21603.9606 | 21230.2656 | 0.038906 | 0.025225 | 1448 | 11.2988 | 23.3158 | 2.9732 | 2.9143 | 7.2578 | 1.9171 | 0.089766 | 0.0067895 | 2.4972 | 294.7659 | 35.2414 | 31.0214 | 0.9246 | 14.929 | 16.732 | 0.6132 | 80.4% | 60.8% | 89.8% | 95.1% | 58.1% | 32.1% | 0.12208 | 0.10281 | 3.0155 | 16.6753 | 2.0381 | 15.3545 | 10.6762 | 9.4237 | 1.8326 | 3.6414 | 14.8059 | 9.2008 | 9.5499 | 5.7179 | 56.8343 | 70.6252 | 45.0533 | 75.1606
North Coast | REDBUD 1101708166 | 38 | 98 | 164.9845 | 251 | 222.8582 | 70 | 7.5145e-05 | 4.6247 | 19.5878 | 0.00040034 | 0.00057684 | 0.39044 | 0.74031 | {3492968E-3545-4212-B771-A444F5766479} | 43191101 | REDBUD 1101 | 708166 | 39.0231 | -122.678 | 208 | 159 | 61014.3982 |  | 32947.3958 |  | 28067.0024 | 13686.2588 | 11445.8545 | 0.040379 | 0.0052602 | 700 | 3.3846 | 9.7223 | 2.4335 | 3.2724 | 8.1431 | -0.7485 | 0.013691 | 0.0061106 | 2.2913 | 296.0473 | 44.0356 | 36.3517 | 1.2409 | 13.1647 | 14.9207 | 1.2429 | 73.9% | 87.4% | 25.9% | 19.5% | 95.2% | 4.4% | 0.16027 | 0.024421 | 2.0495 | 13.7129 | 0.94004 | 1.0773 | 9.5144 | 7.6131 | 2.3295 | 4.1293 | 12.9912 | 6.6044 | 7.7023 | 4.0886 | 58.6961 | 89.176 | 53.32 | 88.7043
North Coast | GEYSERVILLE 1101166 | 2778 | 847 | 1137.5131 | 1710 | 1599.246 | 160 | 0.0001034 | 0.3612 | 6.2078 | 3.3143e-05 | 0.00032016 | 0.49532 | 0.71128 | {BFE1D441-2168-4D90-8012-C988D5F78BF2} | 42891101 | GEYSERVILLE 1101 | 166 | 38.7162 | -122.9206 | 225 | 174 | 43513.8511 | 27.0383 | 25913.2012 | 16.1018 | 17600.6499 | 18354.3619 | 12104.1387 | 0.051226 | 0.016544 | 1065 | 7.4445 | 17.5572 | 2 | 2.1599 | 5.8287 | -1.5748 | 0.056825 | 0.0066674 | 2.7619 | 296.8419 | 34.3865 | 33.3729 | 1.0904 | 15.2229 | 17.0938 | 1.0702 | 55.6% | 61% | 57% | 48.5% | 71.3% | 38.6% | 0.16851 | 0.043613 | 1.5375 | 14.3625 | 2.5675 | 6.2409 | 11.3848 | 9.6603 | 2.2937 | 3.8059 | 14.5807 | 9.9584 | 9.3904 | 6.2322 | 58.2779 | 81.5668 | 45.7423 | 69.7882
North Coast | WILLOW CREEK 11013050 | 8343 | 271 | 324.6769 | 304 | 340.1759 | 37 | 0.00020512 | 0.038115 | 4.3645 | 7.8142e-06 | 0.00057594 | 0.89145 | 0.95444 | {91A00852-9832-43D1-A31D-4D51B95ED53F} | 192171101 | WILLOW CREEK 1101 | 3050 | 40.8857 | -123.7719 | 24 | 12 | 4820.8119 |  | 4461.1677 |  | 359.6442 | 4461.1677 | 359.6442 | 0.02131 | 0.0075896 | 702 | 11.7297 | 22.1148 | 3 | 3.2889 | 10.8689 | 3.9071 | 0.056481 | 0.0055925 | 5.8615 | 291.7175 | 33.7817 | 33.1961 | 0.92156 | 14.6922 | 18.3041 | 0.48873 | 73.7% | 48.8% | 94% | 65.4% | 55.5% | 29.2% | 0.036509 | 0.14889 | 2.1579 | 12.3684 | 0.23019 | 5.6296 | 16.2845 | 12.8424 | 1.8142 | 3.4911 | 16.0606 | 6.8883 | 8.5394 | 4.2833 | 55.6229 | 105.1898 | 41.1241 | 86.3309
Bay Area | SAN RAMON 2107MR284 | 2636 | 44 | 101.9778 | 914 | 632.0054 | 108 | 7.0052e-05 | 42.8227 | 1.1492 | 0.0014148 | 7.5186e-05 | 0.04814 | 0.16136 | {1E4505DC-D80E-4F9F-A5C6-1B2DD1F7142B} | 14232107 | SAN RAMON 2107 | MR284 | 37.6977 | -121.9421 | 234 | 192 | 42915.0228 | 26.6662 | 24164.9 | 15.0154 | 18750.1228 | 23158.7135 | 17335.7746 | 0.0081201 | 0.0075656 | 2049 | 2.5992 | 8.1355 | 2.9805 | 3.3846 | 7.4063 | -3.0486 | 0.020446 | 0.0067423 | 1.7556 | 294.7843 | 35.5758 | 31.9392 | 0.92333 | 14.8926 | 16.3647 | 7.0622 | 54.1% | 46.5% | 69.5% | 24.5% | 57.2% | 31.6% | 0.19381 | 0.045265 | 2.1404 | 15.9532 | 0.30242 | 2.546 | 8.0901 | 7.1809 | 1.8712 | 3.5038 | 14.601 | 9.6533 | 9.9014 | 5.945 | 48.0376 | 69.09 | 45.672 | 73.1876
North Coast | WILLITS 1103966 | 6700 | 30 | 42.266 | 47 | 51.114 | 9 | 0.00014651 | 380.8253 | 33.3576 | 0.068731 | 0.00057422 | 0.6383 | 0.8269 | {BD0977E2-D82F-4AAC-B014-EDCBC19E0BA7} | 42661103 | WILLITS 1103 | 966 | 39.4133 | -123.3512 | 68 | 83 | 6354.0436 |  | 3603.2325 |  | 2750.8111 | 1339.7772 | 855.4454 | 0.005168 | 0.0013186 | 704 | 2.8516 | 10.2924 | 2 | 2.149 | 5.8053 | 2.7416 | 0.021053 | 0.0064494 | 3.4537 | 294.0041 | 25.5462 | 25.6496 | 0.81136 | 17.4961 | 19.969 | 14.432 | 73.5% | 94.7% | 79% | 21.5% | 37% | 69.3% | 0.23703 | 0.053158 | 2.8 | 14.1333 | 1.13 | 2.4737 | 11.9154 | 9.4846 | 1.6198 | 3.1294 | 17.8084 | 11.1066 | 12.6066 | 6.8098 | 44.7533 | 66.4292 | 31.1106 | 63.4453
North Coast | KONOCTI 1108950 | 3122 | 193 | 380.3693 | 295 | 429.6774 | 57 | 8.9462e-05 | 0.10659 | 11.4621 | 8.6363e-06 | 0.00057401 | 0.65424 | 0.88524 | {D3BC4C4A-6AD6-4D57-ADFE-ACA0E6607A3B} | 43311108 | KONOCTI 1108 | 950 | 38.954 | -122.7265 | 136 | 444 | 32675.6268 |  | 11930.8969 |  | 20744.7299 | 9061.9141 | 14659.3562 | 0.032719 | 0.0050993 | 705 | 4.0768 | 16.774 | 2 | 3.131 | 7.8682 | 3.0007 | 0.025743 | 0.0061062 | 2.2616 | 296.1346 | 44.1029 | 35.7921 | 1.2499 | 13.2024 | 14.8972 | 4.0056 | 73.4% | 77.8% | 42.8% | 46.2% | 96.6% | 4.6% | 0.40478 | 0.021386 | 5.2933 | 20.4533 | 4.9994 | 2.9208 | 9.9094 | 7.5615 | 2.3115 | 4.1528 | 13.0298 | 6.5322 | 7.9696 | 4.1948 | 57.1958 | 88.0864 | 52.5227 | 88.9491
Central Valley | PINE GROVE 11021765 | 3772 | 83 | 107.0335 | 366 | 225.8538 | 22 | 0.00016391 | 0.037818 | 5.4047 | 6.1987e-06 | 0.00057338 | 0.22678 | 0.47391 | {7B183002-426A-4DA8-873E-9A518FB69116} | 163751102 | PINE GROVE 1102 | 1765 | 38.4433 | -120.5355 | 40 | 100 | 6075.3039 |  | 2330.5339 |  | 3744.77 | 2330.5339 | 3744.77 | 0.012614 | 0.003606 | 706 | 12.9744 | 28.3835 | 2.8889 | 1.9538 | 5.0798 | 4.0119 | 0.09963 | 0.0060327 | 3.4034 | 294.4672 | 45.1231 | 31.0903 | 1.1726 | 12.42 | 14.4494 | 4.3389 | 69.2% | 24.4% | 99.8% | 94% | 17.1% | 57.2% | 0.16559 | 0.16667 | 5.7826 | 21.2609 | 3.3756 | 13.5556 | 12.8331 | 8.7433 | 2.0728 | 3.5342 | 12.643 | 6.3671 | 7.9962 | 4.4672 | 47.2925 | 72.7287 | 53.2478 | 88.8746
Bay Area | ROSSMOOR 110676468 | 671 | 23 | 54.5925 | 33 | 59.9376 | 10 | 6.0834e-05 | 4.1673 | 15.0378 | 0.00018905 | 0.00057323 | 0.69697 | 0.91082 | {C85608A6-E764-4BFF-96A3-04B105997205} | 14161106 | ROSSMOOR 1106 | 76468 | 37.8692 | -122.0987 | 56 | 388 | 23774.5938 |  | 4734.8645 |  | 19039.7293 | 812.7944 | 4679.4636 | 0.0057323 | 0.00060834 | 707 | 2.0766 | 7.6613 | 2 | 3.4586 | 6.9607 | -3.3324 | 0.026923 | 0.0067098 | 1.9416 | 294.8836 | 33.3422 | 31.0336 | 0.90932 | 15.5286 | 17.0012 | 5.0349 | 96% | 94.5% | 59.3% | 20.5% | 53.2% | 66.2% | 0.23676 | 0.020385 | 5.4375 | 20.9375 | 0.51808 | 1.2692 | 7.8003 | 7.308 | 1.9507 | 3.4925 | 14.9471 | 10.5085 | 10.5885 | 6.856 | 46.0919 | 66.5687 | 42.1602 | 67.4899
North Coast | MOLINO 11015042 | 3928 | 479 | 923.2917 | 1493 | 1474.6866 | 96 | 0.00012308 | 271.2543 | 7.7911 | 0.029181 | 0.00057213 | 0.32083 | 0.62609 | {D5D881FC-5E37-43D0-8EE8-25189C47D57C} | 42571101 | MOLINO 1101 | 5042 | 38.3905 | -122.8789 | 168 | 196 | 23907.4405 |  | 11223.364 |  | 12684.0765 | 9764.6994 | 10492.5289 | 0.054925 | 0.011815 | 708 | 4.6924 | 13.2157 | 2 | 2.142 | 5.5481 | -0.40964 | 0.062431 | 0.0071082 | 2.8268 | 295.6173 | 23.8311 | 24.9985 | 0.8095 | 17.8975 | 19.8382 | 1.0389 | 73.2% | 66.5% | 68.6% | 35% | 35.8% | 78.8% | 0.14695 | 0.078333 | 2.6293 | 19.069 | 2.8142 | 10.3681 | 11.1177 | 9.2217 | 1.7773 | 3.0587 | 16.6913 | 14.3196 | 14.0304 | 11.7217 | 46.6378 | 54.166 | 34.1475 | 45.3313
North Coast | MOLINO 110241392 | 4875 | 314 | 420.9077 | 679 | 621.0225 | 64 | 0.00011109 | 382.4786 | 9.479 | 0.037722 | 0.00057045 | 0.46244 | 0.67777 | {447B8131-1050-400E-81F0-E893F64CB384} | 42571102 | MOLINO 1102 | 41392 | 38.4457 | -122.868 | 296 | 377 | 46341.6638 |  | 23482.9452 |  | 22858.7186 | 6064.4075 | 3939.5257 | 0.036509 | 0.0071095 | 709 | 6.8695 | 17.1243 | 2.0105 | 1.6333 | 4.8529 | -1.0879 | 0.044632 | 0.0071037 | 2.9412 | 296.0165 | 24.1449 | 24.8592 | 0.84179 | 17.8828 | 19.8138 | 0.666 | 73% | 71.4% | 63% | 47.6% | 43.2% | 78.3% | 0.09225 | 0.051474 | 2.0678 | 15.3898 | 2.9328 | 7.1474 | 10.9055 | 8.8172 | 1.9087 | 3.1847 | 16.5273 | 14.1585 | 13.7971 | 11.6665 | 46.5018 | 52.7255 | 35.2159 | 45.874
North Coast | GARBERVILLE 11011514 | 1932 | 2144 | 3777.5146 | 3120 | 4258.7065 | 223 | 0.00032356 | 0.037843 | 0.96522 | 1.2244e-05 | 0.00031707 | 0.68718 | 0.88701 | {7F9C85EF-487B-454C-8489-CDBA87D32E67} | 192221101 | GARBERVILLE 1101 | 1514 | 40.0477 | -123.7896 | 166 | 131 | 28532.833 | 17.7295 | 23737.6018 | 14.7499 | 4795.2313 | 23737.6018 | 4795.2313 | 0.070707 | 0.072154 | 1067 | 9.5476 | 22.3003 | 2 | 2.4522 | 6.421 | -2.4405 | 0.04754 | 0.0070339 | 5.2072 | 293.5022 | 22.5488 | 23.1558 | 0.75608 | 18.0981 | 21.2074 | 2.0711 | 55.5% | 14.2% | 98.8% | 66.2% | 26.1% | 86.5% | 0.27223 | 0.081424 | 1.8553 | 14.0881 | 0.58984 | 10.0971 | 12.6324 | 9.7036 | 1.709 | 3.0872 | 17.5394 | 11.1645 | 12.5666 | 8.3142 | 43.9278 | 59.5835 | 33.6424 | 59.3875
Central Valley | CORRAL 110112612 | 2402 | 138 | 337.1057 | 477 | 446.8861 | 147 | 3.0473e-05 | 2160.1925 | 49.849 | 0.066406 | 0.00080198 | 0.28931 | 0.75434 | {C39B67B3-F0FA-469A-B248-D7E581E2EE7B} | 162991101 | CORRAL 1101 | 12612 | 38.1783 | -120.9273 | 282 | 234 | 42941.2158 | 26.6825 | 32323.3334 | 20.0848 | 10617.8824 | 31361.0381 | 10315.5023 | 0.11789 | 0.0044796 | 508 | 0.95076 | 3.5594 | 2 | 1.9467 | 6.2376 | -0.12494 | 0.0060957 | 0.0065309 | 1.4128 | 297.7613 | 43.3064 | 31.5544 | 1.3043 | 13.5025 | 14.7918 | 0.87997 | 77.2% | 83% | 28.2% | 14% | 58.1% | 94.2% | 0.13442 | 0.0098545 | 1.9484 | 14.4127 | 1.4416 | 1.2015 | 10.8658 | 7.7081 | 2.4154 | 3.8788 | 12.6837 | 7.6621 | 9.5914 | 5.3901 | 48.8949 | 66.7635 | 53.8891 | 79.9543
Central Valley | SAND CREEK 11037110 | 5093 | 191 | 268.4295 | 729 | 490.1116 | 153 | 1.17e-05 | 1.4408 | 3.5321 | 1.268e-05 | 3.0118e-05 | 0.262 | 0.54769 | {D40D6BB9-1863-4357-9803-EF56709C4086} | 254601103 | SAND CREEK 1103 | 7110 | 36.6347 | -118.9966 | 159 | 236 | 42989.5878 | 26.7126 | 29837.817 | 18.5404 | 13151.7708 | 29837.817 | 13151.7708 | 0.004608 | 0.0017901 | 2509 | 4.1933 | 11.8662 | 2 | 2.1551 | 4.5627 | -1.7575 | 0.028673 | 0.005068 | 2.1399 | 295.3103 | 61.0685 | 40.5814 | 1.487 | 9.2233 | 10.6941 | 0.32688 | 10.6% | 16.6% | 7.1% | 59.6% | 86% | 0.9% | 0.033374 | 0.064988 | 2.0806 | 14.2849 | 0.94477 | 1.7912 | 5.694 | 5.5603 | 2.4593 | 3.9992 | 8.5721 | 4.9324 | 5.1547 | 3.2087 | 57.4598 | 84.7547 | 77.9752 | 99.0156
Central Valley | FROGTOWN 170236870 | 5401 | 4 | 7.943 | 36 | 17.6925 | 10 | 6.2399e-05 | 1222.8809 | 12.2556 | 0.065262 | 0.00056807 | 0.11111 | 0.44894 | {94EE7076-462E-4300-BB9C-E1B2A1AE599F} | 163451702 | FROGTOWN 1702 | 36870 | 38.0806 | -120.5562 | 102 | 176 | 15285.0756 |  | 5012.9466 |  | 10272.129 | 1179.9136 | 2374.2193 | 0.0056807 | 0.00062399 | 713 | 1.6462 | 5.0691 | 2 | 2.2539 | 5.521 | -0.063422 | 0.01 | 0.0062521 | 2.1242 | 296.85 | 44.7262 | 33.1478 | 1.2912 | 12.9409 | 14.495 | 6.523 | 69% | 50.3% | 65.4% | 24.2% | 52.5% | 72.5% | 0.18675 | 0.019615 | 3.3333 | 17.8667 | 0.65654 | 1.3846 | 12.912 | 9.3216 | 2.2766 | 3.8935 | 12.7354 | 7.0518 | 9.0575 | 4.7629 | 46.5058 | 77.4252 | 52.0468 | 85.8152
Central Valley | MERCED FALLS 110238748 | 6188 | 142 | 293.8328 | 383 | 366.2831 | 115 | 2.4876e-05 | 2925.0448 | 19.0043 | 0.070527 | 0.00022466 | 0.37076 | 0.8022 | {E473F3E7-4790-4E95-BFB6-2DFAB51C8E70} | 252811102 | MERCED FALLS 1102 | 38748 | 37.7018 | -120.3396 | 282 | 297 | 43267.9508 | 26.8855 | 24704.6356 | 15.3508 | 18563.3152 | 24704.6356 | 18563.3152 | 0.025836 | 0.0028607 | 1331 | 0.69242 | 2.4365 | 2 | 2.5666 | 7.0773 | 0.3955 | 0.010437 | 0.0062402 | 1.4168 | 298.1628 | 48.247 | 40.8963 | 1.4452 | 12.3983 | 13.6073 | 1.0472 | 42.1% | 64.6% | 20.8% | 6.4% | 82.7% | 56.8% | 0.13308 | 0.020546 | 2.2602 | 17.5772 | 0.96495 | 1.0464 | 9.0116 | 7.5066 | 2.6229 | 4.1862 | 12.049 | 6.8518 | 8.5762 | 4.7892 | 60.5235 | 95.2636 | 57.1951 | 86.3302
Bay Area | CLAYTON 2213circuit_breaker | 3972 | 87 | 104.8142 | 103 | 111.9896 | 26 | 1.7281e-05 | 721.4844 | 52.2424 | 0.01331 | 0.00056748 | 0.84466 | 0.93593 | {BE7BFFAE-6862-4503-AA75-EA4658F3F71F} | 12022213 | CLAYTON 2213 | circuit_breaker | 37.9448 | -121.9697 | 112 | 156 | 17446.3163 |  | 9977.7681 |  | 7468.5482 | 6236.8648 | 296.1869 | 0.014755 | 0.00044931 | 715 | 0.81097 | 2.7793 | 2 | 3.7128 | 8.4444 | 0.43285 | 0.013457 | 0.0064272 | 1.6339 | 295.7681 | 43.7729 | 36.8973 | 1.1192 | 13.0715 | 14.46 | 1.7207 | 95.6% | 99.2% | 6.5% | 2.2% | 90.7% | 2.2% | 0.018065 | 0.027654 | 1.7 | 11.8 | 1.0604 | 1.2716 | 7.014 | 6.5738 | 2.2011 | 3.8649 | 12.5378 | 7.8972 | 8.9313 | 5.1829 | 56.4469 | 74.6458 | 54.735 | 81.2609
North Coast | FRUITLAND 11426054 | 6757 | 167 | 273.3026 | 178 | 278.8671 | 36 | 0.00032891 | 0.038428 | 2.2169 | 1.2626e-05 | 0.0005664 | 0.9382 | 0.98005 | {AFC4D0E6-261E-40B5-B86E-B68528CD28DE} | 192311142 | FRUITLAND 1142 | 6054 | 40.2854 | -123.8367 | 122 | 105 | 19236.7856 |  | 16837.555 |  | 2399.2306 | 16837.555 | 2399.2306 | 0.020391 | 0.011841 | 716 | 13.852 | 28.7677 | 2 | 2.2584 | 6.2549 | -1.4417 | 0.064109 | 0.0072488 | 3.9099 | 294.1137 | 23.3678 | 21.2747 | 0.79132 | 17.9995 | 20.8585 | 1.1694 | 72.9% | 29.4% | 99.1% | 82.9% | 31.2% | 84.5% | 0.16087 | 0.10005 | 1.9508 | 13.623 | 0.004703 | 0.88119 | 11.4877 | 8.2224 | 1.862 | 3.2934 | 16.9385 | 11.1739 | 12.3711 | 8.2654 | 38.2917 | 53.3912 | 35.4002 | 60.4739
North Valley | TYLER 11051536 | 5352 | 34 | 50.574 | 353 | 138.1986 | 92 | 3.8896e-05 | 88.4564 | 35.133 | 0.0036603 | 0.00056634 | 0.096317 | 0.36595 | {8FC5AABE-9067-41E2-B562-CCB95292040F} | 103571105 | TYLER 1105 | 1536 | 40.158 | -122.3539 | 84 | 62 | 35906.0445 |  | 28821.608 |  | 7084.4365 | 27372.4849 | 5970.6509 | 0.052103 | 0.0035785 | 717 | 1.7083 | 5.3003 | 2 | 3.1478 | 9.1933 | -0.75785 | 0.0089764 | 0.0060483 | 1.796 | 298.3125 | 49.4481 | 37.3218 | 1.5893 | 11.9878 | 13.6705 | 0.41677 | 60.4% | 79.4% | 29.8% | 21.1% | 86.7% | 27.7% | 0.063026 | 0.011785 | 1.3913 | 13.3152 | 0.40719 | 0.92651 | 12.2824 | 8.9142 | 3.0221 | 4.8757 | 10.7087 | 5.8967 | 7.0254 | 4.5066 | 71.7988 | 89.7439 | 63.5588 | 90.6481
Central Coast | CAMP EVERS 210611533 | 7949 | 441 | 674.2352 | 974 | 988.6422 | 49 | 7.6804e-05 | 0.037818 | 14.7075 | 2.9046e-06 | 0.00056488 | 0.45277 | 0.68198 | {08B6165C-ACFB-44A0-A794-D2E73EAB3B33} | 83622106 | CAMP EVERS 2106 | 11533 | 37.1429 | -121.9939 | 36 | 34 | 6338.1156 |  | 4271.438 |  | 2066.6776 | 4271.438 | 2066.6776 | 0.027679 | 0.0037634 | 718 | 11.8134 | 20.8532 | 3 | 2.1016 | 5.603 | -1.2575 | 0.080937 | 0.0067423 | 3.1201 | 293.9569 | 40.0755 | 33.9905 | 0.94423 | 13.654 | 15.4286 | 0.89379 | 89.9% | 89% | 77.1% | 85.5% | 40.5% | 19.4% | 0.017079 | 0.16594 | 2 | 15.0256 | 1.1666 | 15.2188 | 9.7059 | 8.2112 | 1.8388 | 3.5801 | 13.2341 | 8.0073 | 8.1343 | 4.8509 | 54.1016 | 76.6287 | 51.1462 | 81.7711
North Valley | WYANDOTTE 110738438 | 6989 | 343 | 668.868 | 1298 | 1027.3892 | 201 | 7.9558e-05 | 29.6347 | 101.8875 | 0.0020323 | 0.00388 | 0.26425 | 0.65104 | {112CEC5D-7594-450C-A06E-88C65F1E5892} | 102911107 | WYANDOTTE 1107 | 38438 | 39.4933 | -121.372 | 250 | 234 | 43440.8496 | 26.993 | 27120.5563 | 16.852 | 16320.2934 | 27120.5563 | 16320.2934 | 0.77988 | 0.015991 | 63 | 3.3053 | 8.1349 | 2.1253 | 2.8923 | 7.9279 | 0.73547 | 0.043464 | 0.0057549 | 4.0228 | 295.3205 | 47.2783 | 33.1952 | 1.2713 | 12.0317 | 14.2058 | 0.8646 | 96.2% | 96.4% | 66.8% | 41% | 34.7% | 30.3% | 0.020804 | 0.034103 | 1.8172 | 15.0224 | 1.588 | 3.1892 | 11.1371 | 7.7033 | 2.172 | 3.8643 | 12.7185 | 5.7424 | 8.1564 | 3.8683 | 54.0114 | 92.1276 | 53.6402 | 93.8036
North Coast | DUNBAR 1102246 | 796 | 805 | 1150.809 | 2503 | 1991.3735 | 209 | 0.00010255 | 3.9747 | 5.1589 | 0.00034487 | 0.00031507 | 0.32161 | 0.5779 | {ECF0597E-C523-4664-9DE2-2ED0EC5C00F2} | 43071102 | DUNBAR 1102 | 246 | 38.3657 | -122.5275 | 234 | 391 | 40835.9461 | 25.3743 | 21342.108 | 13.2614 | 19493.8381 | 21342.108 | 19493.8381 | 0.06585 | 0.021433 | 1073 | 5.2716 | 12.1598 | 2.0175 | 2.385 | 6.1867 | 0.60785 | 0.061018 | 0.0067404 | 2.8024 | 295.9751 | 34.4171 | 30.3537 | 1.0063 | 15.19 | 16.9637 | 1.3899 | 55.3% | 54.1% | 56.1% | 31.4% | 64.5% | 38.1% | 0.14719 | 0.052877 | 3.016 | 16.8085 | 3.9244 | 8.7825 | 9.3511 | 7.5075 | 1.9808 | 3.5963 | 14.9175 | 9.9592 | 10.3222 | 6.787 | 49.6405 | 67.595 | 42.9424 | 69.0122
North Coast | HIGHLANDS 11034630 | 5608 | 23 | 29.657 | 33 | 33.2005 | 8 | 9.0283e-05 | 34.8928 | 5.9264 | 0.0035237 | 0.00056286 | 0.69697 | 0.89327 | {C0802380-5040-4C58-8433-9FF2FB3282BB} | 43361103 | HIGHLANDS 1103 | 4630 | 38.9098 | -122.6174 | 91 | 183 | 15328.041 |  | 5570.4953 |  | 9757.5457 | 963.0506 | 1874.5388 | 0.0045029 | 0.00072226 | 721 | 2.417 | 7.2897 | 2 | 2.3109 | 6.9925 | 3.3537 | 0.032353 | 0.0061023 | 2.1407 | 296.5266 | 40.6276 | 30.6114 | 1.2076 | 14.0809 | 15.6375 | 9.5751 | 72.7% | 60.3% | 44.2% | 7.5% | 87.5% | 16% | 0.22449 | 0.027647 | 3.0769 | 19.6154 | 1.8859 | 1.9412 | 9.498 | 6.8797 | 2.3086 | 4.0174 | 13.7993 | 7.7013 | 8.3767 | 4.6523 | 51.3617 | 73.3232 | 49.7597 | 81.786
Central Valley | WEST POINT 110236676 | 3986 | 928 | 1242.5058 | 2152 | 1867.4387 | 232 | 0.00010899 | 0.042385 | 214.0696 | 4.611e-06 | 0.010359 | 0.43123 | 0.66535 | {1445490F-C0B5-460E-8F6D-3B7658CD2546} | 163201102 | WEST POINT 1102 | 36676 | 38.3724 | -120.5066 | 250 | 225 | 43497.762 | 27.0283 | 27353.6284 | 16.9968 | 16144.1336 | 27353.6284 | 16144.1336 | 2.4033 | 0.025285 | 6 | 9.9975 | 21.5955 | 2.9669 | 1.6872 | 4.3283 | 0.53218 | 0.064435 | 0.0060651 | 3.1105 | 294.6002 | 43.1399 | 32.1196 | 1.1237 | 12.9248 | 14.8732 | 0.76604 | 100% | 99.8% | 93.3% | 83.8% | 8.9% | 71.8% | 0.0041767 | 0.082617 | 2 | 15.9267 | 4.69 | 5.9284 | 14.4325 | 10.0178 | 2.0047 | 3.3661 | 12.9337 | 6.789 | 8.2393 | 4.7932 | 48.0984 | 74.8364 | 51.4717 | 86.0069
North Coast | FORT BRAGG A 1102956 | 6186 | 1205 | 2034.6087 | 1478 | 2165.1743 | 154 | 9.3551e-05 | 0.037818 | 6.1439 | 3.5379e-06 | 0.0003132 | 0.81529 | 0.9397 | {63294CD0-4D7E-4FB1-9784-991B87B370C8} | 42761102 | FORT BRAGG A 1102 | 956 | 39.4015 | -123.8082 | 247 | 329 | 40155.1104 | 24.9513 | 19602.7346 | 12.1806 | 20552.3758 | 18050.2005 | 17349.8801 | 0.048233 | 0.014407 | 1074 | 10.0223 | 21.875 | 2 | 2.4642 | 6.6989 | 0.56765 | 0.054502 | 0.0069585 | 2.976 | 289.7732 | 17.149 | 19.668 | 0.36607 | 19.5436 | 21.9486 | 3.8713 | 55.1% | 60.9% | 47.1% | 65% | 1.9% | 98.1% | 0.17999 | 0.12396 | 2.5544 | 17.5959 | 1.5375 | 5.4539 | 12.4316 | 10.1324 | 1.2118 | 1.7929 | 19.0514 | 15.3272 | 15.4225 | 11.9601 | 39.6937 | 46.4045 | 25.8569 | 40.6656
Central Coast | OCEANO 1104Q06 | 4321 | 595 | 1647.7093 | 1466 | 2103.4497 | 170 | 1.551e-05 | 378.2476 | 18.0879 | 0.0053929 | 0.00016431 | 0.40587 | 0.78334 | {766BCAEB-8E30-4C4C-8834-E815A7569457} | 182601104 | OCEANO 1104 | Q06 | 35.1341 | -120.5702 | 288 | 367 | 43622.9598 | 27.1061 | 19967.3254 | 12.4072 | 23655.6344 | 19967.3254 | 23655.6344 | 0.027933 | 0.0026366 | 1539 | 1.4804 | 5.1285 | 2 | 1.9733 | 6.279 | -0.44126 | 0.014219 | 0.0074151 | 1.0097 | 294.8607 | 31.6014 | 31.4136 | 0.75467 | 16.0571 | 16.9202 | 6.0752 | 65.4% | 92.1% | 5.5% | 26.6% | 22.5% | 72% | 0.17659 | 0.018073 | 2.9955 | 17.9865 | 3.1919 | 4.8704 | 9.8488 | 9.3724 | 1.805 | 2.8388 | 14.4345 | 13.3246 | 10.7132 | 9.6697 | 57.2718 | 58.5914 | 45.8158 | 51.5792
North Coast | WILLOW CREEK 1103circuit_breaker | 7098 | 63 | 83.4583 | 108 | 105.1307 | 17 | 0.00017182 | 0.037818 | 3.1093 | 6.498e-06 | 0.00056171 | 0.58333 | 0.79385 | {A739E4CD-6027-447C-8193-CB877EF24141} | 192171103 | WILLOW CREEK 1103 | circuit_breaker | 40.9477 | -123.6401 | 118 | 220 | 12197.3112 |  | 6235.9798 |  | 5961.3313 | 6235.9798 | 5961.3313 | 0.0095491 | 0.002921 | 725 | 8.0809 | 24.8628 | 2.1875 | 1.7093 | 5.1561 | -1.5458 | 0.047656 | 0.0057639 | 3.7887 | 295.3261 | 36.6289 | 33.1957 | 1.1962 | 14.3824 | 17.4734 | 5.6252 | 72.4% | 36.7% | 88.2% | 73.2% | 85% | 21.7% | 0.42661 | 0.059062 | 5.15 | 20.0833 | 0.13844 | 1.6875 | 15.4393 | 12.2024 | 2.4115 | 4.1815 | 13.6048 | 6.5365 | 8.8624 | 4.3191 | 62.137 | 101.6918 | 49.7873 | 89.0447
North Coast | POTTER VALLEY P H 11051904 | 2042 | 565 | 753.1009 | 1497 | 1190.4698 | 280 | 7.923e-05 | 24.5884 | 6.9123 | 0.0031904 | 0.00030515 | 0.37742 | 0.63261 | {99C448A1-95CE-4373-846C-DC41955DCE78} | 42281105 | POTTER VALLEY P H 1105 | 1904 | 39.3217 | -123.095 | 418 | 389 | 96960.159 | 60.2484 | 64539.5347 | 40.1031 | 32420.6243 | 47497.3243 | 20016.0873 | 0.085441 | 0.022184 | 1092 | 2.8027 | 7.9406 | 2.2014 | 2.3894 | 6.3133 | -2.2455 | 0.023027 | 0.0060714 | 2.8984 | 296.0364 | 38.8132 | 34.9896 | 1.1748 | 14.1863 | 16.3258 | 0.7644 | 54.6% | 64.2% | 29.7% | 10.1% | 80.5% | 18.3% | 0.14696 | 0.052548 | 1.4388 | 13.9761 | 0.84812 | 2.0507 | 11.7352 | 9.0795 | 2.3246 | 3.9651 | 13.889 | 7.6859 | 8.4426 | 4.8683 | 62.3107 | 90.4995 | 48.7883 | 82.0813
North Valley | CLARK ROAD 110281296 | 6409 | 108 | 155.3999 | 317 | 230.6816 | 53 | 5.0792e-05 | 362.0091 | 27.7059 | 0.016004 | 0.00055907 | 0.34069 | 0.67366 | {154C476C-5A31-47D9-B01B-5C020A5462D1} | 103091102 | CLARK ROAD 1102 | 81296 | 39.6478 | -121.6298 | 161 | 133 | 34481.0957 |  | 21924.1005 |  | 12556.9951 | 10798.5955 | 5952.0867 | 0.029631 | 0.002692 | 727 | 1.3598 | 3.6908 | 2.1319 | 2.579 | 7.4667 | -0.8046 | 0.011978 | 0.0064567 | 2.4462 | 297.4894 | 46.987 | 34.3132 | 1.3984 | 12.3527 | 14.1214 | 1.1004 | 60.1% | 72.8% | 42.5% | 9% | 60.1% | 57.5% | 0.074005 | 0.019615 | 1.593 | 14.314 | 2.2137 | 1.7418 | 12.0113 | 8.3021 | 2.6211 | 4.3268 | 12.0644 | 6.0366 | 8.1644 | 4.1176 | 55.8481 | 97.4042 | 56.6842 | 92.0745
Central Valley | WOODWARD 2108R2860 | 2424 | 229 | 452.6612 | 345 | 493.9247 | 84 | 5.6494e-05 | 771.5177 | 24.8252 | 0.040979 | 0.00055782 | 0.66377 | 0.91646 | {41DA8C6A-A66B-4741-8630-05B8383240D3} | 255292108 | WOODWARD 2108 | R2860 | 36.9932 | -119.6991 | 279 | 195 | 53539.1747 |  | 35474.6172 |  | 18064.5575 | 17727.1373 | 8246.0845 | 0.046857 | 0.0047455 | 728 | 2.1248 | 8.0427 | 2 | 2.1674 | 5.6561 | -1.4954 | 0.0052632 | 0.0061104 | 1.0973 | 299.1981 | 50.511 | 37.0856 | 1.5613 | 12.025 | 13.023 | 1.5187 | 67.8% | 70.1% | 61.4% | 42.6% | 92.9% | 48.8% | 0.052591 | 0.013938 | 2.4245 | 15.4906 | 1.5762 | 1.3968 | 6.4076 | 5.9208 | 3.0128 | 4.3124 | 10.9042 | 6.4982 | 7.9967 | 4.3252 | 51.2318 | 79.9786 | 63.0028 | 88.9524
North Coast | COTATI 1103circuit_breaker | 6814 | 133 | 296.6777 | 264 | 352.0112 | 54 | 5.9568e-05 | 2251.5188 | 26.5295 | 0.13542 | 0.00055726 | 0.50379 | 0.84281 | {181E81CC-8A10-40D6-ABD4-3AD397DDF786} | 42271103 | COTATI 1103 | circuit_breaker | 38.3094 | -122.7318 | 145 | 114 | 35705.8476 |  | 19561.5616 |  | 16144.286 | 19561.5616 | 16144.286 | 0.030092 | 0.0032167 | 729 | 5.6889 | 13.0498 | 2 | 2.4467 | 6.4623 | -1.134 | 0.0045404 | 0.0071299 | 2.4023 | 295.0861 | 25.3555 | 27.4533 | 0.76589 | 17.555 | 19.3329 | 1.0567 | 72.2% | 90.6% | 10.6% | 34.3% | 27% | 71.2% | 0.11002 | 0.0051253 | 1.7908 | 14.8497 | 0.30953 | 0.73538 | 11.2029 | 9.7547 | 1.6412 | 2.8987 | 16.36 | 14.0717 | 13.7634 | 11.4341 | 51.6328 | 58.7704 | 35.1123 | 46.4132
Central Valley | RACETRACK 170310870 | 621 | 90 | 127.8196 | 251 | 199.8415 | 21 | 0.00010523 | 0.037818 | 11.2246 | 3.9796e-06 | 0.00055674 | 0.35857 | 0.6396 | {2C817939-22E6-4D0A-962C-2F9F458E8593} | 163761703 | RACETRACK 1703 | 10870 | 37.9807 | -120.3916 | 71 | 143 | 12386.6003 |  | 4188.8092 |  | 8197.7911 | 3188.0176 | 6978.9043 | 0.011692 | 0.0022099 | 730 | 4.1967 | 10.3388 | 2 | 2.2348 | 5.4068 | 0.49878 | 0.049375 | 0.0061954 | 2.0992 | 296.4717 | 42.242 | 33.285 | 1.2103 | 13.6856 | 15.1797 | 10.2447 | 67.6% | 46.9% | 91.8% | 53.9% | 24.4% | 98.2% | 0.16926 | 0.085833 | 5.2143 | 18.0357 | 4.6235 | 5.2292 | 11.0657 | 8.1621 | 2.044 | 3.8301 | 13.4606 | 7.1376 | 9.3254 | 4.7686 | 47.358 | 82.4379 | 51.0169 | 85.468
Central Coast | BIG BASIN 11025066 | 2032 | 2319 | 4604.1433 | 2859 | 4937.823 | 206 | 6.8314e-05 | 0.037818 | 3.994 | 2.5835e-06 | 0.000164 | 0.81112 | 0.93242 | {A725B58B-37EB-4147-83B3-63635BC09A1B} | 82841102 | BIG BASIN 1102 | 5066 | 37.1707 | -122.1655 | 154 | 100 | 30993.8002 | 19.2587 | 23248.0337 | 14.4457 | 7745.7665 | 23248.0337 | 7745.7665 | 0.033784 | 0.014073 | 1542 | 11.7174 | 23.9963 | 2.8738 | 1.8205 | 4.7454 | -0.89081 | 0.077855 | 0.0069335 | 3.1533 | 294.4766 | 37.9532 | 36.2429 | 0.9401 | 14.3075 | 16.1356 | 0.75304 | 65.2% | 57.4% | 74.7% | 96.3% | 40.3% | 34.2% | 0.040081 | 0.068107 | 1.5759 | 12.5316 | 0.47174 | 9.0189 | 11.4692 | 9.8683 | 1.7892 | 3.6409 | 14.4081 | 8.5171 | 8.8467 | 5.2851 | 59.619 | 86.6948 | 47.1251 | 79.0178
Central Coast | CAMP EVERS 210510786 | 6797 | 1303 | 2883.7041 | 1392 | 2927.7593 | 78 | 0.00019045 | 0.037818 | 4.8319 | 7.2024e-06 | 0.00055485 | 0.93606 | 0.98495 | {5510A025-B5B2-46F0-8DC5-ADBD6BE8276E} | 83622105 | CAMP EVERS 2105 | 10786 | 37.0927 | -122.097 | 119 | 110 | 13530.5337 |  | 7281.933 |  | 6248.6007 | 7281.933 | 6248.6007 | 0.043278 | 0.014855 | 732 | 11.3413 | 24.2971 | 3 | 2.1231 | 5.6637 | 0.57713 | 0.099184 | 0.0068988 | 3.7011 | 296.0913 | 32.1621 | 31.2045 | 0.95881 | 15.8816 | 17.7773 | 1.4172 | 89.7% | 63.5% | 97.3% | 96.7% | 46.2% | 67.4% | 0.086132 | 0.038061 | 3 | 18.5205 | 0.13255 | 14.2041 | 10.1921 | 8.8113 | 1.8801 | 3.5406 | 15.515 | 10.922 | 10.4957 | 7.052 | 54.2747 | 69.1746 | 42.2287 | 65.9228
North Coast | MENDOCINO 1101circuit_breaker | 26 | 586 | 868.606 | 1294 | 1211.5134 | 156 | 9.6309e-05 | 1.3262 | 5.462 | 0.00012878 | 0.00030335 | 0.45286 | 0.71696 | {D8D35F92-2CE4-473E-A048-B7A252678CA3} | 42951101 | MENDOCINO 1101 | circuit_breaker | 39.2507 | -123.1977 | 246 | 314 | 40803.539 | 25.3542 | 21845.6652 | 13.5743 | 18957.8738 | 18680.8862 | 15894.7201 | 0.047323 | 0.015024 | 1102 | 3.4741 | 9.3092 | 2 | 2.0874 | 6.4343 | 0.45014 | 0.043409 | 0.0062489 | 2.6442 | 296.8793 | 38.5113 | 37.1509 | 1.2107 | 14.3176 | 16.3694 | 2.2232 | 54.3% | 56.8% | 49.7% | 17.1% | 88.7% | 20.5% | 0.25271 | 0.048068 | 2.2312 | 16.7296 | 1.999 | 4.9015 | 12.3629 | 9.9707 | 2.4172 | 4.1171 | 13.4019 | 7.8484 | 8.8835 | 4.9687 | 67.8675 | 96.5295 | 50.4587 | 81.1997
Bay Area | WOODACRE 110191900 | 8331 | 85 | 155.8165 | 410 | 336.6426 | 56 | 6.3071e-05 | 9.7005 | 18.4082 | 0.00041778 | 0.000551 | 0.20732 | 0.46285 | {315B41A4-2763-4241-B96A-998B94A74075} | 43021101 | WOODACRE 1101 | 91900 | 38.0551 | -122.6933 | 116 | 93 | 36682.8096 |  | 22248.6035 |  | 14434.206 | 10288.938 | 10417.8139 | 0.030856 | 0.003532 | 734 | 4.6003 | 11.2341 | 2.2028 | 2.3366 | 6.9 | -2.151 | 0.023632 | 0.0072178 | 2.6786 | 294.6126 | 29.8369 | 29.3633 | 0.8088 | 16.0691 | 17.8773 | 0.42135 | 95.5% | 95.4% | 62.4% | 46.8% | 38.8% | 84.6% | 0.064057 | 0.042123 | 1.6782 | 13.7126 | 0.35222 | 1.934 | 11.676 | 9.892 | 1.7135 | 3.2181 | 15.0763 | 12.1204 | 11.4893 | 8.5012 | 56.1425 | 63.0732 | 40.7859 | 57.2066
Central Valley | CLAY 11031230 | 2618 | 132 | 246.0696 | 513 | 367.0607 | 168 | 3.3481e-05 | 2.3158 | 3.5281 | 7.5903e-05 | 7.1506e-05 | 0.25731 | 0.67038 | {D62CDDF4-E093-4960-B995-54A7DAF191D3} | 163341103 | CLAY 1103 | 1230 | 38.2942 | -120.9112 | 156 | 100 | 43770.1388 | 27.1976 | 30392.9883 | 18.8854 | 13377.1505 | 24532.2816 | 10362.9357 | 0.012013 | 0.0056249 | 2076 | 2.6209 | 9.9316 | 2 | 1.9883 | 5.925 | -0.21029 | 0.010566 | 0.0065361 | 1.6158 | 297.3346 | 44.6576 | 31.5022 | 1.3167 | 13.0285 | 14.4082 | 0.76867 | 17.7% | 16.3% | 32.4% | 51.7% | 61.9% | 78.7% | 0.17197 | 0.022421 | 1.2745 | 12.3856 | 0.89089 | 1.3827 | 11.7116 | 8.1623 | 2.437 | 4.0172 | 12.6385 | 7.241 | 8.8388 | 5.013 | 47.6388 | 65.0235 | 54.7583 | 83.4747
North Valley | ORO FINO 11022560 | 2234 | 1714 | 2754.3674 | 3536 | 3561.8823 | 277 | 7.8695e-05 | 0.037818 | 88.4091 | 2.9761e-06 | 0.0031588 | 0.48473 | 0.77329 | {B1149BFB-EDFA-46D1-B822-44352980F037} | 103031102 | ORO FINO 1102 | 2560 | 39.8888 | -121.6648 | 258 | 220 | 43849.957 | 27.2472 | 26913.6157 | 16.7234 | 16936.3413 | 26913.6157 | 16936.3413 | 0.87499 | 0.021798 | 105 | 11.2632 | 19.9524 | 2.8686 | 2.2265 | 6.5477 | 2.1913 | 0.080644 | 0.0050577 | 4.4304 | 294.6725 | 49.0825 | 37.2805 | 1.316 | 11.5437 | 13.9724 | 0.8123 | 92.8% | 96.1% | 65.9% | 80.9% | 39.3% | 4.9% | 0.033027 | 0.026675 | 1.83 | 15.7628 | 3.3818 | 9.1134 | 12.2342 | 9.1702 | 2.3526 | 4.1359 | 13.0255 | 5.2319 | 7.44 | 3.4286 | 61.6447 | 111.7109 | 53.9813 | 98.1099
Sierra | GRASS VALLEY 11032110 | 2332 | 1092 | 1604.5994 | 2340 | 2275.4966 | 286 | 9.673e-05 | 16.829 | 28.1442 | 0.0013417 | 0.0015782 | 0.46667 | 0.70516 | {B3488AFC-B0D0-44AE-ACC7-3FB60ED8C1AA} | 152031103 | GRASS VALLEY 1103 | 2110 | 39.2015 | -121.0784 | 357 | 323 | 53626.717 | 33.3222 | 32324.9618 | 20.0858 | 21301.7552 | 31856.0669 | 20570.0712 | 0.45137 | 0.027665 | 237 | 5.4141 | 12.9751 | 2 | 2.2233 | 6.0841 | -0.30419 | 0.050346 | 0.0056287 | 3.5921 | 294.4994 | 44.4205 | 31.5707 | 1.1374 | 12.8294 | 14.8643 | 1.6712 | 79.8% | 72.5% | 71.2% | 55.9% | 12.4% | 82% | 0.11344 | 0.084957 | 3.5687 | 19.1145 | 3.9973 | 9.6533 | 10.3227 | 6.7752 | 2.1247 | 3.7934 | 12.7889 | 5.803 | 7.8078 | 3.9577 | 48.3731 | 79.8955 | 53.8265 | 93.4822
Central Coast | ROB ROY 2104circuit_breaker | 1855 | 1258 | 2457.4529 | 3581 | 3806.1162 | 213 | 7.6111e-05 | 0.037818 | 3.1177 | 2.8784e-06 | 0.0001613 | 0.3513 | 0.64566 | {869A1D07-AF0C-4C1B-B4FB-3299F6D51C09} | 83692104 | ROB ROY 2104 | circuit_breaker | 36.9791 | -121.867 | 296 | 308 | 42341.1842 | 26.3097 | 22978.5798 | 14.2783 | 19362.6044 | 22978.5798 | 19362.6044 | 0.034357 | 0.016212 | 1561 | 6.365 | 16.7017 | 2.536 | 1.7449 | 4.5465 | -0.62049 | 0.048495 | 0.0069682 | 1.8884 | 295.2423 | 34.4982 | 27.228 | 0.86768 | 15.151 | 16.6067 | 4.3914 | 65% | 50.1% | 76.7% | 73.3% | 33.5% | 52.9% | 0.15417 | 0.045423 | 2.6175 | 17.023 | 2.2604 | 11.2257 | 7.0691 | 6.525 | 1.8847 | 3.4227 | 14.3134 | 10.5108 | 9.0176 | 6.391 | 42.849 | 55.8073 | 46.6508 | 68.9717
North Coast | MIRABEL 11021139 | 7770 | 52 | 77.1984 | 92 | 100.5897 | 8 | 0.00018232 | 0.037818 | 6.7613 | 6.8951e-06 | 0.00054452 | 0.56522 | 0.76746 | {4A44046C-0EA0-4681-BB3C-B702268C5A42} | 42091102 | MIRABEL 1102 | 1139 | 38.5091 | -122.9195 | 56 | 183 | 11826.5043 |  | 2923.0188 |  | 8903.4855 | 2923.0188 | 8903.4855 | 0.0043562 | 0.0014586 | 739 | 14.6655 | 25.4275 | 3 | 1.5 | 4.5082 | 2.9068 | 0.0675 | 0.007043 | 3.4521 | 295.5423 | 25.4988 | 25.891 | 0.84865 | 17.4555 | 19.5056 | 1.5531 | 71.5% | 63.7% | 90.6% | 74.7% | 43.7% | 67.9% | 0.075974 | 0.0865 | 2.1818 | 20.4545 | 0.8045 | 4.6 | 10.9246 | 8.8687 | 1.9456 | 3.19 | 16.2457 | 13.3835 | 12.7965 | 10.3591 | 47.2469 | 56.6637 | 37.3567 | 49.8061
North Coast | GARBERVILLE 11026084 | 5574 | 3513 | 6285.7437 | 4191 | 6619.23 | 259 | 0.00023078 | 0.037818 | 1.5302 | 8.7275e-06 | 0.00029987 | 0.83822 | 0.94962 | {0A529EA6-6476-4FE6-9A4C-9E2DBC5F560C} | 192221102 | GARBERVILLE 1102 | 6084 | 40.0621 | -123.9619 | 165 | 163 | 32920.4248 | 20.4559 | 24635.362 | 15.3077 | 8285.0629 | 24635.362 | 8285.0629 | 0.077666 | 0.059771 | 1107 | 12.0926 | 23.7397 | 2 | 2.7104 | 6.9659 | -3.1601 | 0.058262 | 0.0070327 | 5.1798 | 292.3026 | 22.0866 | 22.4449 | 0.66405 | 17.894 | 20.995 | 0.78017 | 53.9% | 22.2% | 95.1% | 69.8% | 16.7% | 78.7% | 0.077366 | 0.11422 | 1.8466 | 14.5682 | 0.25142 | 11.9402 | 11.9869 | 9.3146 | 1.5785 | 2.7306 | 17.5076 | 11.5734 | 11.9474 | 8.4366 | 43.0308 | 54.5866 | 33.7183 | 56.9959
Bay Area | CALISTOGA 1101734 | 389 | 1106 | 1677.3375 | 2002 | 2201.7075 | 181 | 0.00014103 | 13.4425 | 4.5566 | 0.0026751 | 0.00044335 | 0.55245 | 0.76183 | {F066D46E-68CF-473C-8A1D-A024587DFB27} | 42711101 | CALISTOGA 1101 | 734 | 38.5894 | -122.6078 | 241 | 251 | 43968.8379 | 27.321 | 25385.1806 | 15.7737 | 18583.6574 | 20110.861 | 14434.4965 | 0.080247 | 0.025526 | 864 | 8.4033 | 19.565 | 2.8397 | 2.0163 | 5.3525 | -1.3567 | 0.039686 | 0.0066119 | 2.6474 | 296.6442 | 37.9022 | 32.2004 | 1.1049 | 14.4723 | 16.2902 | 0.94017 | 92.7% | 78.8% | 94.9% | 90.6% | 89.7% | 23% | 0.28596 | 0.041672 | 2.3179 | 16.0983 | 2.6711 | 6.9756 | 10.7111 | 7.849 | 2.1406 | 4.0276 | 14.5822 | 8.1714 | 8.6466 | 4.7944 | 51.3525 | 81.774 | 47.6713 | 81.0167
Central Coast | ROB ROY 21055090 | 259 | 2894 | 5323.2984 | 5735 | 6971.109 | 311 | 8.0762e-05 | 0.037818 | 3.315 | 3.0542e-06 | 0.00015819 | 0.50462 | 0.76362 | {97F0E264-6757-4E01-B858-9C73FC0BF875} | 83692105 | ROB ROY 2105 | 5090 | 36.9802 | -121.8922 | 423 | 347 | 55602.2415 | 34.5497 | 34034.3802 | 21.148 | 21567.8613 | 34034.3802 | 21567.8613 | 0.049196 | 0.025117 | 1574 | 8.6365 | 19.9413 | 2.9211 | 1.5551 | 4.2924 | -1.5062 | 0.068509 | 0.0069388 | 2.014 | 295.2473 | 35.0703 | 27.6837 | 0.8871 | 15.0058 | 16.5118 | 2.0699 | 64.5% | 52.1% | 79.1% | 81.9% | 35.2% | 48.7% | 0.068262 | 0.079101 | 2.4373 | 16.7428 | 1.7119 | 12.5768 | 7.2173 | 6.5719 | 1.8752 | 3.5138 | 14.2892 | 10.1819 | 8.8613 | 6.1391 | 43.2624 | 57.4083 | 47.0865 | 70.6221
North Coast | COTATI 1102462 | 8169 | 44 | 95.2745 | 103 | 130.5367 | 15 | 5.5129e-05 | 1631.8968 | 21.5033 | 0.084938 | 0.00054282 | 0.42718 | 0.72987 | {2E0FB866-9F6A-4839-A968-F9A8CD3FA6CE} | 42271102 | COTATI 1102 | 462 | 38.2988 | -122.7115 | 55 | 60 | 10178.0846 |  | 6310.2369 |  | 3867.8477 | 4359.8054 | 2252.9522 | 0.0081423 | 0.00082693 | 743 | 2.3707 | 6.6267 | 2 | 2.3123 | 6.1937 | -1.1033 | 0.013968 | 0.0071133 | 2.194 | 295.0516 | 26.4932 | 27.9238 | 0.76816 | 17.3026 | 18.932 | 5.3661 | 71.3% | 89% | 7.3% | 4.9% | 27.5% | 63.3% | 0.26938 | 0.01873 | 2 | 15.303 | 0.59714 | 1.6349 | 10.8862 | 9.3937 | 1.6095 | 2.9349 | 16.2944 | 13.7086 | 13.4382 | 10.7594 | 50.2125 | 57.8462 | 35.5517 | 47.8368
Central Valley | MIWUK 170111800 | 1412 | 665 | 937.9602 | 2929 | 2030.4388 | 114 | 6.1581e-05 | 0.13033 | 32.9761 | 8.4805e-06 | 0.0010089 | 0.22704 | 0.46195 | {CA297791-685C-4EDD-BB53-30F381A39ACF} | 163661701 | MIWUK 1701 | 11800 | 38.0253 | -120.2212 | 237 | 612 | 44060.2079 | 27.3778 | 15184.802 | 9.4354 | 28875.4059 | 15184.802 | 28875.4059 | 0.11502 | 0.0070203 | 400 | 10.1195 | 24.5561 | 3 | 2.2129 | 5.0908 | -0.92807 | 0.12117 | 0.0050954 | 2.7566 | 293.5645 | 49.7007 | 34.4834 | 1.1754 | 11.5913 | 13.3688 | 5.4619 | 82.3% | 76.6% | 64.3% | 88.9% | 18% | 35.9% | 0.13119 | 0.11518 | 5.1681 | 19.7345 | 9.365 | 21.3796 | 10.302 | 7.7426 | 1.9776 | 3.4351 | 11.1222 | 5.936 | 6.995 | 3.9637 | 53.047 | 79.4944 | 60.8372 | 92.8643
North Coast | MIRABEL 1102circuit_breaker | 771 | 630 | 885.2272 | 1313 | 1267.912 | 73 | 0.00017247 | 0.037818 | 4.4339 | 6.5224e-06 | 0.00053998 | 0.47982 | 0.69818 | {C5E1652A-2EB6-4FD0-B328-E1AC1FDEB33B} | 42091102 | MIRABEL 1102 | circuit_breaker | 38.4893 | -122.894 | 313 | 1038 | 65251.8776 |  | 18129.1338 |  | 47122.7438 | 7538.7631 | 24518.3358 | 0.039418 | 0.01259 | 745 | 9.1856 | 20.7736 | 2.8588 | 1.4249 | 4.4981 | -0.19508 | 0.138 | 0.0070269 | 2.9396 | 296.0053 | 25.537 | 26.0371 | 0.86502 | 17.5445 | 19.4587 | 7.2127 | 71.2% | 49.3% | 88.4% | 59.7% | 46.8% | 71% | 0.38917 | 0.077465 | 8.2667 | 21.4267 | 6.1642 | 15.4471 | 10.9019 | 8.8297 | 1.9955 | 3.2536 | 16.1875 | 13.4956 | 13.0111 | 10.5456 | 47.6305 | 55.9726 | 37.0102 | 49.2818
Bay Area | SILVERADO 21051306 | 700 | 401 | 542.2521 | 582 | 636.4526 | 42 | 0.00011805 | 0.040171 | 6.6937 | 4.7711e-06 | 0.00053951 | 0.689 | 0.85199 | {1ED35AB0-76EC-4B55-BA7D-30E8BB237D98} | 43432105 | SILVERADO 2105 | 1306 | 38.5099 | -122.4785 | 192 | 156 | 24673.8774 |  | 12596.1937 |  | 12077.6838 | 4731.2419 | 4374.1876 | 0.022659 | 0.004958 | 746 | 10.5172 | 20.2455 | 2.8111 | 1.6706 | 4.7614 | 0.13811 | 0.067778 | 0.0064813 | 2.5984 | 296.3154 | 38.7484 | 32.3498 | 1.1143 | 14.2014 | 15.9274 | 3.1585 | 95.3% | 85% | 88.6% | 91.7% | 90.4% | 15.4% | 0.11351 | 0.038333 | 1.7451 | 15.3529 | 2.8307 | 6.4667 | 10.3757 | 7.7051 | 2.1738 | 3.7886 | 14.1149 | 8.4918 | 8.9393 | 5.3076 | 52.6323 | 79.2824 | 47.7654 | 78.8248
Central Valley | CALAVERAS CEMENT 110111236 | 4997 | 177 | 299.1123 | 1086 | 613.5488 | 212 | 4.4323e-05 | 2.5504 | 5.1237 | 9.9202e-05 | 0.00011067 | 0.16298 | 0.48751 | {765E2074-110B-4FD6-8019-AD09D7431DAB} | 162211101 | CALAVERAS CEMENT 1101 | 11236 | 38.1697 | -120.6677 | 161 | 117 | 44070.9262 | 27.3845 | 31569.3587 | 19.6163 | 12501.5675 | 31569.3587 | 12501.5675 | 0.023462 | 0.0093965 | 1810 | 1.9357 | 5.2299 | 2 | 1.9651 | 5.192 | 0.010992 | 0.021567 | 0.0061751 | 2.2215 | 297.0518 | 45.2482 | 34.1588 | 1.3239 | 12.7813 | 14.3932 | 1.0896 | 25.7% | 22.3% | 46.6% | 25.5% | 63.9% | 66.7% | 0.10658 | 0.046976 | 1.4249 | 12.9534 | 0.79638 | 2.3974 | 14.0984 | 10.0319 | 2.3305 | 3.9402 | 12.6427 | 7.013 | 9.035 | 4.7925 | 46.6922 | 76.8562 | 52.8529 | 85.9759
Central Valley | KERCKHOFF 1101R353 | 4482 | 22 | 43.9715 | 125 | 84.345 | 39 | 2.5523e-05 | 2.7669 | 39.9393 | 7.2178e-05 | 0.00053908 | 0.176 | 0.52133 | {3339FEFA-4C2B-4E1B-B838-4C72937EBB52} | 252561101 | KERCKHOFF 1101 | R353 | 37.0927 | -119.5519 | 60 | 48 | 24619.5739 |  | 22124.1321 |  | 2495.4418 | 22124.1321 | 2495.4418 | 0.021024 | 0.00099538 | 748 | 2.2093 | 6.9539 | 2 | 1.8974 | 4.7671 | -0.25921 | 0.0035915 | 0.0061273 | 1.5088 | 297.8157 | 52.5874 | 35.4876 | 1.4787 | 11.2486 | 12.4441 | 0.15135 | 66.3% | 79.1% | 21.3% | 36.1% | 85.6% | 25.1% | 0.0073365 | 0.016432 | 1.4444 | 12.3194 | 0.16704 | 0.44014 | 6.7661 | 6.2997 | 2.64 | 4.1026 | 10.6268 | 6.3485 | 7.1382 | 4.233 | 49.1415 | 73.0949 | 65.3711 | 89.3627
Bay Area | KIRKER 2104442850 | 9469 | 24 | 46.5481 | 78 | 78.9993 | 17 | 2.1774e-05 | 1909.7926 | 43.9605 | 0.045516 | 0.00053675 | 0.30769 | 0.58922 | {46301E96-9614-4B53-A8A4-29FAA9DC1F0B} | 14452104 | KIRKER 2104 | 442850 | 37.9909 | -121.8962 | 26 | 18 | 11132.8365 |  | 9153.4289 |  | 1979.4076 | 9153.4289 | 1979.4076 | 0.0091248 | 0.00037016 | 749 | 0.65813 | 2.0959 | 2 | 4.3901 | 9.5691 | -6.6054 | 0.0030252 | 0.0064864 | 1.4554 | 296.3701 | 42.2682 | 37.1591 | 1.1388 | 13.5753 | 14.8717 | 1.1773 | 95.1% | 98.6% | 10.9% | 0.2% | 94.6% | 4.4% | 0.14185 | 0.0055462 | 1.84 | 11.44 | 0.27824 | 0.65546 | 7.2701 | 6.8165 | 2.1866 | 3.7705 | 12.4753 | 8.5556 | 9.5556 | 5.774 | 58.2904 | 71.8655 | 54.0026 | 77.2925
Bay Area | CLAYTON 221296224 | 442 | 647 | 1059.0732 | 2193 | 1861.4146 | 197 | 5.0822e-05 | 375.4931 | 1.9203 | 0.018363 | 8.6204e-05 | 0.29503 | 0.56896 | {3D0FC142-36D5-4662-84E1-74BFFF12E068} | 12022212 | CLAYTON 2212 | 96224 | 37.9039 | -121.8741 | 254 | 206 | 44100.5024 | 27.4028 | 26353.3688 | 16.3753 | 17747.1336 | 26353.3688 | 17747.1336 | 0.016982 | 0.010012 | 1962 | 2.3799 | 6.6032 | 3 | 4.2665 | 9.674 | -3.4959 | 0.028819 | 0.0061068 | 1.7617 | 295.6307 | 46.1758 | 37.5095 | 1.173 | 12.4894 | 13.9217 | 0.46971 | 58.4% | 59.4% | 48.8% | 14.5% | 96% | 1.1% | 0.11537 | 0.045381 | 2.1854 | 16.4146 | 3.0305 | 5.7559 | 6.8219 | 6.1987 | 2.2647 | 3.8789 | 12.3874 | 7.4956 | 8.6401 | 4.9674 | 53.4153 | 77.7584 | 55.4895 | 83.9456
North Coast | LAYTONVILLE 1101402 | 4618 | 722 | 868.8549 | 1158 | 1111.3735 | 230 | 0.00010099 | 0.29755 | 5.2041 | 2.8415e-05 | 0.00028649 | 0.62349 | 0.78178 | {03DB1220-E098-4294-96C0-8000CD99CD41} | 42681101 | LAYTONVILLE 1101 | 402 | 39.7033 | -123.4875 | 190 | 149 | 59046.9739 | 36.6902 | 37926.2925 | 23.5664 | 21120.6814 | 37059.5588 | 20241.7019 | 0.065893 | 0.023228 | 1138 | 6.555 | 15.6252 | 2 | 1.9386 | 5.5171 | -0.86691 | 0.039143 | 0.0061701 | 5.0941 | 293.538 | 30.5198 | 32.6582 | 0.89205 | 16.1693 | 19.0895 | 0.67517 | 52.2% | 55.2% | 54.9% | 42.7% | 51.2% | 51% | 0.061086 | 0.084811 | 1.4952 | 13.922 | 0.39369 | 1.9077 | 14.6478 | 11.461 | 1.7287 | 3.2658 | 16.8439 | 8.5735 | 10.1781 | 5.2754 | 56.5085 | 96.0125 | 36.8519 | 76.7888
North Valley | CLARK ROAD 110290548 | 4276 | 641 | 842.0659 | 1403 | 1204.1069 | 213 | 0.00010206 | 0.65304 | 25.1239 | 5.9585e-05 | 0.0015095 | 0.45688 | 0.69933 | {1DE99E4E-7765-44B0-9832-275F1EB7F7A4} | 103091102 | CLARK ROAD 1102 | 90548 | 39.6945 | -121.5252 | 249 | 217 | 44185.45 | 27.4556 | 29415.2854 | 18.2779 | 14770.1647 | 29415.2854 | 14770.1647 | 0.32152 | 0.021738 | 248 | 2.8469 | 7.3402 | 3 | 3.0151 | 8.678 | 0.30168 | 0.013467 | 0.0059658 | 3.8702 | 295.4337 | 48.691 | 36.4417 | 1.3402 | 11.6248 | 13.8457 | 1.2803 | 83.5% | 69% | 78.3% | 36.4% | 43.4% | 7.8% | 0.060408 | 0.041274 | 1.8917 | 15.5708 | 1.3771 | 3.309 | 13.5411 | 9.4517 | 2.3892 | 4.3053 | 12.1932 | 5.4103 | 7.8558 | 3.6359 | 61.108 | 110.1776 | 55.7845 | 96.3694
Sierra | PLACERVILLE 21061104 | 3014 | 4245 | 5513.3569 | 8666 | 7553.446 | 779 | 9.6247e-05 | 0.039016 | 66.9877 | 3.7521e-06 | 0.0034901 | 0.48985 | 0.72991 | {DC8F828A-9D78-4250-9936-BA54E6245EA8} | 153082106 | PLACERVILLE 2106 | 1104 | 38.9124 | -120.8201 | 685 | 661 | 127799.0356 | 79.4108 | 80528.8854 | 50.0385 | 47270.1502 | 80528.8854 | 47270.1502 | 2.7188 | 0.074977 | 79 | 12.0138 | 21.8022 | 3 | 1.9445 | 5.5342 | 1.1543 | 0.077437 | 0.0053811 | 4.0277 | 294.2147 | 50.6368 | 33.7701 | 1.3007 | 11.0886 | 13.2626 | 0.91564 | 92.9% | 88.7% | 71% | 91.5% | 55.9% | 2.7% | 0.065912 | 0.063781 | 2.3584 | 16.8198 | 4.9655 | 6.7686 | 7.9878 | 6.4553 | 2.2775 | 4.124 | 12.6789 | 5.5357 | 8.0785 | 3.7977 | 54.9927 | 93.0408 | 54.0968 | 95.0954
Bay Area | ROSSMOOR 1108circuit_breaker | 5291 | 113 | 227.0703 | 615 | 535.3348 | 51 | 9.7811e-05 | 16.0204 | 11.9945 | 0.0016512 | 0.0005349 | 0.18374 | 0.42416 | {812F7F32-99CA-4B11-A2F5-E536332A91A6} | 14161108 | ROSSMOOR 1108 | circuit_breaker | 37.8651 | -122.0809 | 153 | 360 | 26091.4873 |  | 9105.2713 |  | 16986.216 | 5393.569 | 3377.7009 | 0.02728 | 0.0049884 | 754 | 5.1677 | 12.2819 | 2.6338 | 3.5436 | 7.2551 | -6.3763 | 0.052535 | 0.006703 | 1.9249 | 294.9412 | 33.6078 | 31.2566 | 0.91743 | 15.4637 | 16.9312 | 5.4112 | 94.9% | 92.3% | 82.9% | 54.6% | 56.3% | 62.4% | 0.13154 | 0.051831 | 2.8085 | 15.8511 | 2.017 | 8.662 | 7.8051 | 7.3151 | 1.9589 | 3.5104 | 14.878 | 10.4402 | 10.5559 | 6.8136 | 46.4226 | 66.989 | 42.4359 | 67.8754
North Valley | GANSNER 11012424 | 7389 | 1213 | 1693.4456 | 2308 | 2276.7566 | 280 | 1.4266e-05 | 0.12972 | 5.285 | 1.7142e-06 | 4.3608e-05 | 0.52556 | 0.7438 | {7FF9C2B4-7885-497B-BE5B-64337D7948AA} | 103021101 | GANSNER 1101 | 2424 | 39.9569 | -120.9553 | 198 | 224 | 44390.1403 | 27.5828 | 30415.1727 | 18.8992 | 13974.9676 | 30151.5298 | 13788.4936 | 0.01221 | 0.0039945 | 2345 | 7.5772 | 17.4954 | 2 | 1.5193 | 5.0742 | -4.3382 | 0.056564 | 0.0043681 | 2.662 | 292.7303 | 45.0101 | 37.1846 | 1.1111 | 12.6139 | 14.6157 | 1.0839 | 18.8% | 30.7% | 10.4% | 73.7% | 23.7% | 72.8% | 0.13103 | 0.048513 | 2.1277 | 15.6117 | 1.8289 | 5.9179 | 13.1487 | 10.3674 | 1.9713 | 3.4032 | 12.4005 | 6.2832 | 7.5516 | 4.9372 | 61.3198 | 95.6592 | 57.2501 | 89.4452
North Coast | COTATI 1105634 | 5286 | 25 | 77.4371 | 77 | 97.6597 | 27 | 5.6804e-05 | 911.8073 | 34.4315 | 0.055241 | 0.00053353 | 0.32468 | 0.79293 | {D07BAC6A-6F88-48C4-A1B1-54FEC9739EF1} | 42271105 | COTATI 1105 | 634 | 38.2982 | -122.8208 | 58 | 58 | 19573.4881 |  | 11162.845 |  | 8410.6431 | 11162.845 | 8410.6431 | 0.014405 | 0.0015337 | 756 | 5.5316 | 13.0024 | 2 | 2.3437 | 6.3507 | -1.2519 | 0.0044498 | 0.0071623 | 2.2793 | 294.9576 | 24.6991 | 27.0784 | 0.74767 | 17.6975 | 19.4609 | 0.65757 | 70.8% | 95.2% | 8.5% | 34.1% | 24.9% | 73% | 0.10164 | 0.0088517 | 1.48 | 14.6667 | 0.19368 | 0.36842 | 11.4154 | 10.0171 | 1.6372 | 2.8401 | 16.52 | 14.2913 | 14.0008 | 11.8696 | 51.865 | 58.6571 | 34.4009 | 45.1172
Central Coast | CAYUCOS 1102W18 | 4597 | 7 | 8.7222 | 19 | 15.547 | 8 | 3.0249e-05 | 1.0658 | 24.8548 | 3.6716e-05 | 0.00053206 | 0.36842 | 0.56102 | {D1A948DB-B3D6-469B-ACB6-5B79CAB78401} | 182551102 | CAYUCOS 1102 | W18 | 35.4245 | -120.8785 | 399 | 2424 | 129020.9626 |  | 36681.1721 |  | 92339.7905 | 3816.311 | 1467.0553 | 0.0042565 | 0.00024199 | 757 | 0.99129 | 3.8107 | 2 | 2.6353 | 9.2868 | 1.3781 | 0.005 | 0.0067513 | 1.4143 | 295.5073 | 34.5681 | 29.8306 | 0.90841 | 15.1557 | 16.1878 | 0 | 89.4% | 95.7% | 28.8% | 15.2% | 36.6% | 53.1% | 0.0046898 | 0.0078 | 1.2083 | 15.7917 | 0.3392 | 0.38 | 8.5254 | 8.211 | 1.6981 | 3.0042 | 15.0708 | 11.8844 | 11.8478 | 8.6289 | 44.9328 | 54.9993 | 41.4919 | 56.9266
Bay Area | STAFFORD 11021202 | 8455 | 4 | 4.9686 | 55 | 33.6747 | 16 | 6.8733e-05 | 1615.6668 | 16.0952 | 0.12631 | 0.00053038 | 0.072727 | 0.14755 | {07D78386-6A73-46DA-81CA-B20D2445579F} | 43201102 | STAFFORD 1102 | 1202 | 38.1221 | -122.6224 | 53 | 37 | 25331.2148 |  | 12713.8882 |  | 12617.3266 | 11742.1904 | 12617.3266 | 0.0084861 | 0.0010997 | 758 | 3.7233 | 14.2588 | 2 | 3.0414 | 7.3685 | -3.7989 | 0.016593 | 0.0070662 | 2.7587 | 295.0739 | 31.0266 | 30.3865 | 0.87422 | 15.8263 | 17.6408 | 0.67347 | 94.6% | 94.7% | 68.8% | 67.5% | 48.6% | 80.2% | 0.1063 | 0.039292 | 1.6316 | 13.6491 | 0.067212 | 0.24336 | 11.2984 | 9.684 | 1.7424 | 3.3226 | 14.5818 | 11.9475 | 11.7978 | 8.6689 | 56.1922 | 64.7624 | 42.3306 | 58.0817
North Coast | POTTER VALLEY P H 110495878 | 4127 | 151 | 228.5939 | 269 | 269.4497 | 48 | 0.00010559 | 57.4949 | 11.1245 | 0.0070526 | 0.00052906 | 0.56134 | 0.84837 | {8D4490B9-6B4D-4F2D-8A60-88D879FECDA8} | 42281104 | POTTER VALLEY P H 1104 | 95878 | 39.3618 | -123.1272 | 261 | 360 | 63197.0579 |  | 29933.3469 |  | 33263.711 | 7653.5834 | 7733.5092 | 0.025395 | 0.0050685 | 759 | 2.7531 | 8.1598 | 2.0878 | 1.8552 | 5.434 | -0.37006 | 0.016824 | 0.0061617 | 3.0407 | 296.5676 | 36.9863 | 31.8032 | 1.1954 | 14.635 | 16.8829 | 0.83108 | 70.6% | 77.2% | 60.1% | 10.8% | 84.8% | 28.3% | 0.23139 | 0.019122 | 1.8289 | 16.3026 | 1.7289 | 1.8176 | 11.3592 | 8.4904 | 2.3927 | 4.0591 | 14.2843 | 8.0289 | 8.798 | 5.1254 | 57.5499 | 82.6982 | 46.974 | 80.1506
Central Valley | COARSEGOLD 2104570682 | 5945 | 17 | 39.3114 | 83 | 56.1273 | 18 | 4.3644e-05 | 3008.8195 | 35.7549 | 0.13583 | 0.00052842 | 0.20482 | 0.7004 | {9485A7D0-401F-403C-A8F4-B704232548DB} | 254432104 | COARSEGOLD 2104 | 570682 | 37.264 | -119.7128 | 42 | 37 | 5108.267 |  | 3262.933 |  | 1845.3341 | 3262.933 | 1845.3341 | 0.0095116 | 0.00078559 | 760 | 1.1602 | 4.5605 | 2 | 2.1855 | 5.012 | 0.91738 | 0.015405 | 0.0063382 | 1.9057 | 297.117 | 47.2265 | 32.0805 | 1.3524 | 12.365 | 13.7281 | 2.8024 | 65.9% | 77.9% | 45.5% | 19.3% | 69.8% | 56.3% | 0.078775 | 0.032973 | 2.8148 | 16.4444 | 1.1784 | 2.2432 | 8.0215 | 7.2491 | 2.4068 | 3.8586 | 11.7639 | 6.9099 | 7.423 | 4.5138 | 44.6379 | 69.0803 | 60.165 | 86.3849
Sierra | HIGGINS 11077559 | 3701 | 192 | 314.6957 | 542 | 476.5396 | 72 | 6.9827e-05 | 163.0977 | 12.3838 | 0.0077879 | 0.00052757 | 0.35424 | 0.66038 | {4F07E24C-1232-45AE-9D5A-3EBBDB1BA1EF} | 152691107 | HIGGINS 1107 | 7559 | 39.0202 | -121.0624 | 79 | 83 | 13740.5877 |  | 7116.1029 |  | 6624.4848 | 7109.6813 | 6624.4848 | 0.037985 | 0.0050276 | 761 | 3.5635 | 9.0482 | 2 | 2.4616 | 6.4657 | 0.36487 | 0.055517 | 0.0057103 | 2.9107 | 296.0464 | 49.3307 | 33.9625 | 1.3295 | 11.8077 | 13.6063 | 1.1276 | 52% | 44.1% | 39.5% | 40% | 80.2% | 14.4% | 0.0060719 | 0.094569 | 1.8605 | 16.6512 | 3.6687 | 4.6724 | 8.4181 | 6.3867 | 2.3207 | 4.1298 | 12.425 | 5.536 | 8.2651 | 3.8065 | 54.042 | 90.7335 | 55.5433 | 94.8238
Central Valley | FROGTOWN 1702circuit_breaker | 3556 | 8 | 11.1228 | 155 | 63.2253 | 32 | 5.7376e-05 | 476.7153 | 15.4531 | 0.027015 | 0.00052634 | 0.051613 | 0.17592 | {646B02DA-833B-4BEB-8A59-9FDCAF947841} | 163451702 | FROGTOWN 1702 | circuit_breaker | 38.0569 | -120.5339 | 166 | 214 | 15864.3796 |  | 8323.2793 |  | 7541.1002 | 4274.7494 | 737.4345 | 0.016843 | 0.001836 | 762 | 1.7338 | 5.3552 | 2 | 2.3124 | 5.5609 | 1.4276 | 0.017619 | 0.0062319 | 2.0724 | 297.009 | 44.8624 | 33.0841 | 1.3073 | 12.9482 | 14.4814 | 8.0553 | 65.6% | 56.3% | 61.9% | 26.6% | 59% | 73.2% | 0.12668 | 0.03 | 2.36 | 13.68 | 0.46071 | 3.6905 | 12.4056 | 9.0534 | 2.2944 | 3.9538 | 12.756 | 7.0252 | 9.1145 | 4.7327 | 47.3937 | 78.5126 | 52.6853 | 86.0295
North Coast | MIDDLETOWN 1101622 | 6356 | 1855 | 2861.9633 | 2379 | 3127.932 | 240 | 0.00012734 | 469.5174 | 3.6058 | 0.056229 | 0.00028115 | 0.77974 | 0.91497 | {6C3387D7-E1FD-47EC-9629-A161F573B39E} | 43141101 | MIDDLETOWN 1101 | 622 | 38.7462 | -122.6206 | 222 | 181 | 45500.0956 | 28.2725 | 32035.0118 | 19.9057 | 13465.0838 | 25790.8227 | 9001.687 | 0.067475 | 0.030561 | 1153 | 8.5358 | 17.2592 | 2.7983 | 2.2819 | 6.9121 | -1.3356 | 0.047059 | 0.006455 | 3.0358 | 295.3687 | 40.0892 | 32.2584 | 1.1113 | 14.0831 | 16.0241 | 0.79173 | 51.9% | 42.3% | 70.8% | 48% | 72.7% | 16.2% | 0.085818 | 0.028683 | 1.6627 | 14.8735 | 3.4916 | 6.6639 | 10.3817 | 7.5167 | 2.1652 | 3.6863 | 14.2519 | 7.125 | 7.9095 | 4.5044 | 50.6013 | 80.8103 | 49.0059 | 85.44
Sierra | FLINT 1101750 | 5653 | 110 | 184.5045 | 368 | 285.3265 | 49 | 5.2719e-05 | 1015.8344 | 18.7242 | 0.049719 | 0.00052531 | 0.29891 | 0.64664 | {070C906B-0802-4429-8F7B-A68007FED9B4} | 152531101 | FLINT 1101 | 750 | 38.8694 | -121.0803 | 171 | 226 | 29048.0032 |  | 14953.9778 |  | 14094.0255 | 7461.0283 | 4660.2429 | 0.02574 | 0.0025833 | 764 | 2.2708 | 6.2364 | 2 | 2.3262 | 6.0534 | 2.3631 | 0.039633 | 0.0061368 | 2.3494 | 296.552 | 47.2873 | 33.236 | 1.3125 | 12.3678 | 13.9982 | 2.245 | 51.7% | 60.5% | 22% | 17.3% | 66.3% | 55.4% | 0.043631 | 0.045596 | 1.9516 | 14.5968 | 1.7805 | 3.3761 | 8.5352 | 6.4942 | 2.3795 | 4.2104 | 12.4158 | 6.0465 | 8.3994 | 4.0743 | 53.2563 | 86.745 | 55.6674 | 91.6944
North Coast | MONTE RIO 1111292 | 513 | 61 | 104.0156 | 91 | 119.3819 | 21 | 0.00010427 | 0.093501 | 4.8408 | 1.1252e-05 | 0.00052473 | 0.67033 | 0.87128 | {E76F208E-D030-4954-AE4B-2E5BE9D9580C} | 42811111 | MONTE RIO 1111 | 292 | 38.4614 | -123.0424 | 229 | 380 | 50430.3708 |  | 31768.7358 |  | 18661.6349 | 22117.1152 | 12102.8451 | 0.011019 | 0.0021898 | 765 | 10.7173 | 31.0089 | 2.2279 | 2.7169 | 7.4469 | 0.69961 | 0.036496 | 0.0071692 | 3.3477 | 292.8649 | 22.259 | 22.5562 | 0.59981 | 18.0358 | 20.1151 | 0.74514 | 70.5% | 52% | 58.7% | 86.3% | 14.5% | 85.7% | 0.099545 | 0.049076 | 2.2644 | 15.2759 | 0.026895 | 0.25926 | 10.8489 | 9.0012 | 1.5821 | 2.4112 | 17.0789 | 14.4682 | 12.7438 | 11.3412 | 42.6756 | 48.1972 | 34.6228 | 44.2876
North Valley | ORO FINO 110276008 | 3292 | 1099 | 1467.018 | 3207 | 2442.7156 | 261 | 0.00014991 | 0.037818 | 12.6933 | 5.6692e-06 | 0.001071 | 0.34269 | 0.60057 | {EEE4445E-754A-4610-952B-CBD9BE00EDE8} | 103031102 | ORO FINO 1102 | 76008 | 39.8877 | -121.6655 | 263 | 326 | 44443.3487 | 27.6159 | 25688.6957 | 15.9623 | 18754.653 | 25688.6957 | 18754.653 | 0.27954 | 0.039126 | 364 | 8.8265 | 17.5839 | 3 | 2.3856 | 6.5105 | 0.47668 | 0.085877 | 0.0056156 | 3.8772 | 295.5957 | 48.9664 | 36.7366 | 1.3638 | 11.6336 | 13.9266 | 0.89393 | 75.7% | 52.5% | 95.7% | 74.3% | 48.3% | 8.7% | 0.015798 | 0.097134 | 2.4184 | 17.1841 | 4.2804 | 9.3772 | 11.7877 | 8.8235 | 2.4697 | 4.3653 | 12.8604 | 5.2702 | 7.5433 | 3.3941 | 60.6948 | 109.4008 | 54.2379 | 98.0422
North Coast | FITCH MOUNTAIN 1113583202 | 5869 | 283 | 355.5439 | 773 | 647.6536 | 82 | 0.0001046 | 4.3793 | 10.1948 | 0.00042978 | 0.00052176 | 0.36611 | 0.54897 | {426BF604-696E-47F3-AC03-51DD52DEC8DF} | 42751113 | FITCH MOUNTAIN 1113 | 583202 | 38.5954 | -122.8597 | 167 | 171 | 34739.7464 |  | 15440.8422 |  | 19298.9043 | 7085.4902 | 9626.0246 | 0.042784 | 0.0085775 | 767 | 9.2929 | 20.2399 | 2.1014 | 1.602 | 4.9868 | -3.0262 | 0.056667 | 0.0068818 | 3.1106 | 296.6555 | 31.1677 | 31.2742 | 1.0175 | 16.1913 | 18.1263 | 0.62893 | 70.3% | 74% | 59.2% | 57.3% | 65.7% | 51.7% | 0.12347 | 0.06471 | 1.84 | 15.8933 | 1.2364 | 5.6014 | 10.9118 | 8.8676 | 2.2847 | 3.6532 | 15.0315 | 11.4397 | 11.0634 | 8.3057 | 55.7814 | 69.613 | 44.0575 | 60.6383
Sierra | DIAMOND SPRINGS 110656026 | 5059 | 1296 | 1767.2601 | 2273 | 2258.9392 | 219 | 9.5525e-05 | 106.8485 | 91.9005 | 0.011432 | 0.0039689 | 0.57017 | 0.78234 | {95AAF818-10A5-460C-909E-8A1D81C4AEC8} | 152261106 | DIAMOND SPRINGS 1106 | 56026 | 38.6915 | -120.7656 | 255 | 258 | 43851.0487 | 27.2478 | 24259.9065 | 15.0744 | 19591.1423 | 24259.9065 | 19449.8749 | 0.8692 | 0.02092 | 61 | 5.8127 | 13.634 | 2 | 2.0848 | 5.7008 | 0.76203 | 0.066293 | 0.0058609 | 3.214 | 294.7877 | 46.6844 | 30.9211 | 1.2179 | 12.2272 | 14.1531 | 1.0446 | 95.1% | 94% | 70% | 59.5% | 24.9% | 44.6% | 0.059181 | 0.078703 | 2.408 | 17.8017 | 5.1163 | 8.183 | 8.4335 | 6.6282 | 2.1482 | 3.7436 | 13.0294 | 5.7664 | 8.15 | 4.0052 | 53.9273 | 92.2678 | 52.7268 | 92.9809
Central Coast | SAN MIGUEL 1106circuit_breaker | 1107 | 123 | 276.8736 | 461 | 373.4747 | 138 | 4.4503e-05 | 7.6098 | 4.6206 | 0.0004368 | 0.00014747 | 0.26681 | 0.74135 | {DC9AC6DA-C366-497D-A431-13D5888CCACE} | 182661106 | SAN MIGUEL 1106 | circuit_breaker | 35.7522 | -120.6844 | 315 | 226 | 115043.6157 | 71.485 | 93802.1913 | 58.2861 | 21241.4243 | 56840.9678 | 13174.5428 | 0.02035 | 0.0061415 | 1617 | 0.54887 | 1.7598 | 2 | 2.3934 | 7.3264 | -1.5804 | 0.0022115 | 0.0060512 | 0.81783 | 298.6576 | 44.8145 | 35.8435 | 1.3714 | 13.5399 | 14.2736 | 0.55328 | 63% | 61.7% | 55.9% | 2.7% | 95.8% | 17.2% | 0.17929 | 0.0072716 | 1.2523 | 12.5 | 0.18417 | 0.55409 | 7.1915 | 6.185 | 2.4836 | 4.0447 | 12.2931 | 8.1801 | 8.4167 | 5.0066 | 49.3575 | 74.629 | 55.3783 | 80.8875
Central Valley | STANISLAUS 17011331 | 1363 | 196 | 267.0683 | 1406 | 815.096 | 65 | 0.0001063 | 0.037902 | 7.8391 | 4.0305e-06 | 0.00052046 | 0.1394 | 0.32765 | {0E73709C-125E-45DC-B07D-3894E7D59501} | 162821701 | STANISLAUS 1701 | 1331 | 38.2329 | -120.3655 | 117 | 296 | 18663.8274 |  | 7071.5091 |  | 11592.3184 | 7071.5091 | 11592.3184 | 0.03383 | 0.0069098 | 770 | 16.7322 | 38.3324 | 3 | 2.3373 | 5.5145 | 2.0156 | 0.14972 | 0.0058905 | 3.2828 | 292.8576 | 44.3261 | 32.7615 | 1.0409 | 12.6287 | 14.5333 | 4.8662 | 65.2% | 36.8% | 92.5% | 98.9% | 7.3% | 63.6% | 0.26079 | 0.11928 | 5.9706 | 21.5294 | 5.5454 | 19.8028 | 14.405 | 10.2507 | 1.9233 | 3.14 | 12.3472 | 6.4938 | 7.5018 | 4.338 | 50.1666 | 74.8014 | 54.9375 | 88.5716
Sierra | HORSESHOE 110150140 | 3065 | 147 | 257.1268 | 515 | 399.2272 | 56 | 8.8839e-05 | 565.8528 | 11.0392 | 0.035762 | 0.00051988 | 0.28544 | 0.64406 | {223CF293-20C5-4942-B371-E6A6292ECAF4} | 152571101 | HORSESHOE 1101 | 50140 | 38.7673 | -121.1571 | 136 | 94 | 15618.043 |  | 10038.7802 |  | 5579.2628 | 6170.3672 | 2653.7413 | 0.029113 | 0.004975 | 771 | 2.7542 | 7.9788 | 2 | 2.3964 | 6.5622 | -0.32702 | 0.041039 | 0.0067503 | 1.9093 | 297.1515 | 42.0272 | 30.4111 | 1.2472 | 13.6859 | 15.1266 | 3.3275 | 51.5% | 40.8% | 61.5% | 30% | 33.9% | 96.3% | 0.090326 | 0.057792 | 1.9636 | 12.4545 | 4.1313 | 6.6883 | 8.7448 | 6.4389 | 2.3264 | 4.1104 | 13.4781 | 6.9519 | 9.5484 | 4.6928 | 50.2681 | 71.9602 | 50.6196 | 83.7748
Sierra | PENRYN 11072708 | 6980 | 566 | 920.0335 | 1423 | 1263.2107 | 126 | 9.5403e-05 | 488.1013 | 12.5082 | 0.053062 | 0.00050629 | 0.39775 | 0.72833 | {B656F43A-A721-479D-8405-E771FFE89131} | 152561107 | PENRYN 1107 | 2708 | 38.7961 | -121.1633 | 225 | 152 | 26351.6956 | 16.3742 | 17082.1753 | 10.6144 | 9269.5204 | 15108.1749 | 7585.103 | 0.063793 | 0.012021 | 793 | 2.7594 | 8.2366 | 2 | 2.3792 | 6.445 | -0.086184 | 0.032363 | 0.0066797 | 1.9994 | 297.1435 | 42.7772 | 30.6355 | 1.2644 | 13.4866 | 14.9539 | 2.2619 | 50.2% | 44.6% | 69.8% | 33.2% | 39% | 94.9% | 0.069612 | 0.026547 | 1.6056 | 13.7535 | 3.6285 | 4.0269 | 7.9801 | 6.4458 | 2.3917 | 3.9711 | 12.2654 | 7.5694 | 9.1346 | 5.0582 | 58.9598 | 82.5992 | 55.2971 | 83.2267
Sierra | PLACERVILLE 210611132 | 5208 | 1518 | 2112.5661 | 4865 | 3700.37 | 544 | 9.4921e-05 | 0.042834 | 43.1985 | 3.8461e-06 | 0.0022028 | 0.31202 | 0.57091 | {23693049-039B-4514-94EB-4E3AE6138ACB} | 153082106 | PLACERVILLE 2106 | 11132 | 38.772 | -120.8138 | 564 | 480 | 105370.0715 | 65.4741 | 69399.8401 | 43.1232 | 35970.2313 | 69399.8401 | 35970.2313 | 1.1983 | 0.051637 | 156 | 4.8886 | 11.2858 | 2.643 | 1.874 | 5.0567 | 1.1462 | 0.048844 | 0.0057564 | 2.9382 | 295.4982 | 47.3193 | 32.6382 | 1.267 | 12.1894 | 14.0719 | 0.8817 | 86.1% | 80.9% | 69.5% | 49.5% | 39.8% | 42.2% | 0.019019 | 0.081172 | 1.7072 | 14.8281 | 3.0343 | 4.7381 | 7.7853 | 5.6274 | 2.1432 | 3.7769 | 12.9732 | 6.1819 | 8.4415 | 4.2017 | 46.6818 | 78.7309 | 52.3489 | 90.7291
Bay Area | SILVERADO 210478268 | 4559 | 1649 | 2802.3672 | 2954 | 3580.329 | 201 | 0.00013502 | 2.1036 | 2.812 | 0.00027588 | 0.00026534 | 0.55823 | 0.78271 | {49BFB9F2-5C6B-4B7C-8CFC-569E7EA29701} | 43432104 | SILVERADO 2104 | 78268 | 38.5534 | -122.4562 | 238 | 359 | 44682.0804 | 27.7642 | 19338.5201 | 12.0164 | 25343.5603 | 19338.5201 | 25343.5603 | 0.053333 | 0.02714 | 1210 | 8.0929 | 18.6592 | 3 | 2.294 | 6.4819 | 0.26552 | 0.056791 | 0.0065758 | 2.7914 | 295.0165 | 38.4673 | 32.2264 | 1.0156 | 14.4146 | 16.1854 | 1.4044 | 87.3% | 68.3% | 93.8% | 88.4% | 73.7% | 21.2% | 0.27335 | 0.057799 | 2.8107 | 17.5049 | 3.1121 | 9.2025 | 10.7595 | 8.2526 | 1.9975 | 3.4884 | 14.3716 | 7.7158 | 8.7836 | 4.7319 | 54.5968 | 87.6249 | 47.4168 | 83.1
North Coast | MONTE RIO 1113circuit_breaker | 1481 | 717 | 1410.9235 | 1073 | 1603.784 | 59 | 0.0001575 | 0.037818 | 7.1804 | 5.9564e-06 | 0.00051929 | 0.66822 | 0.87975 | {C3FAC8CF-A105-47CA-BAFD-6A205D726950} | 42811113 | MONTE RIO 1113 | circuit_breaker | 38.4713 | -123.012 | 114 | 426 | 27250.8532 |  | 7159.5444 |  | 20091.3088 | 7159.5444 | 20091.3088 | 0.030638 | 0.0092926 | 775 | 20.5724 | 48.1316 | 3 | 1.7909 | 4.8615 | -1.2447 | 0.1791 | 0.0071469 | 3.4946 | 294.7824 | 23.1126 | 23.4962 | 0.74591 | 17.9663 | 20.0456 | 1.9898 | 70% | 64.8% | 83.6% | 96.1% | 23.4% | 82.8% | 0.20371 | 0.088707 | 10.037 | 20.4815 | 0.64936 | 13.7564 | 10.8839 | 8.9311 | 1.7526 | 2.8787 | 16.7231 | 14.1686 | 13.102 | 11.1459 | 43.3836 | 50.1935 | 35.3511 | 45.579
North Valley | DESCHUTES 11011654 | 6595 | 965 | 1716.6707 | 1384 | 1852.2637 | 227 | 7.4266e-05 | 5.688 | 7.4109 | 0.00038819 | 0.00033112 | 0.69725 | 0.9268 | {1A40C8BC-051A-4DE6-8C9D-412DD5FF54A2} | 103351101 | DESCHUTES 1101 | 1654 | 40.5019 | -122.0408 | 215 | 219 | 44717.8899 | 27.7865 | 28373.2901 | 17.6304 | 16344.5999 | 28373.2901 | 16344.5999 | 0.075164 | 0.016858 | 1038 | 3.0996 | 9.5564 | 2.0872 | 2.6457 | 8.854 | 0.45139 | 0.015414 | 0.0061606 | 2.3703 | 297.0978 | 46.1141 | 38.0947 | 1.4516 | 12.3426 | 14.5466 | 0.89222 | 50.3% | 37.9% | 61.6% | 48.6% | 67.3% | 56.1% | 0.11066 | 0.029336 | 1.6022 | 14.7323 | 4.2254 | 3.0962 | 15.1731 | 11.4388 | 2.6477 | 4.6062 | 12.4044 | 5.9992 | 7.8106 | 4.3996 | 71.6279 | 105.7415 | 55.8196 | 91.9772
Bay Area | PUEBLO 11041304 | 5431 | 608 | 931.2918 | 1240 | 1303.4147 | 175 | 5.0731e-05 | 22.7888 | 29.2824 | 0.00093465 | 0.00070248 | 0.49032 | 0.7145 | {07E5B1CE-7E3B-4E08-B657-89EC574C92A0} | 43291104 | PUEBLO 1104 | 1304 | 38.3634 | -122.2651 | 234 | 160 | 44764.0175 | 27.8151 | 30920.9317 | 19.2134 | 13843.0858 | 30920.9317 | 13843.0858 | 0.12293 | 0.0088779 | 579 | 2.4213 | 8.3875 | 2 | 2.9607 | 7.9998 | -0.14645 | 0.010363 | 0.006624 | 2.181 | 295.8055 | 38.628 | 32.4067 | 1.0514 | 14.3739 | 15.9121 | 0.81769 | 97.6% | 97.6% | 48.6% | 26.9% | 77.7% | 20.3% | 0.18313 | 0.025795 | 1.5934 | 13.3583 | 1.7644 | 2.8118 | 7.5211 | 6.1192 | 1.9965 | 3.6788 | 14.2499 | 8.5931 | 10.0905 | 5.3776 | 47.1581 | 74.6893 | 45.9174 | 78.6156
North Coast | BELLEVUE 2103478 | 3789 | 194 | 445.3812 | 592 | 686.9415 | 75 | 5.6134e-05 | 818.8785 | 18.9024 | 0.040433 | 0.00051762 | 0.3277 | 0.64835 | {105045E7-1917-46B4-B5AB-FC5617125FFB} | 43182103 | BELLEVUE 2103 | 478 | 38.38 | -122.6858 | 332 | 318 | 60949.7506 |  | 32688.1249 |  | 28261.6257 | 13352.3887 | 9380.8271 | 0.038822 | 0.00421 | 778 | 3.7087 | 10.9314 | 2 | 1.8358 | 5.5831 | 0.64015 | 0.024299 | 0.0069844 | 2.6402 | 295.1134 | 30.6345 | 29.4592 | 0.85703 | 16.0843 | 17.8929 | 1.9069 | 69.8% | 87.2% | 7.8% | 24.7% | 44.9% | 49.7% | 0.066778 | 0.063738 | 1.7895 | 15.4887 | 0.96 | 2.7664 | 10.4743 | 8.7009 | 1.7697 | 3.2533 | 15.7406 | 11.3236 | 11.434 | 7.7312 | 52.3663 | 68.0957 | 39.7412 | 62.7317
North Valley | ANDERSON 11011752 | 5104 | 0 | 0 | 73 | 19.0412 | 21 | 4.0174e-05 | 643.4155 | 27.7525 | 0.024033 | 0.00051599 | 0 | 0 | {ABE6F062-1CE8-44B2-8445-67D100174B10} | 103261101 | ANDERSON 1101 | 1752 | 40.4316 | -122.2918 | 57 | 41 | 9784.8006 |  | 7452.6013 |  | 2332.1993 | 5082.8869 | 538.9259 | 0.010836 | 0.00084365 | 779 | 1.1138 | 2.8684 | 2 | 2.4723 | 8.6456 | -0.1329 | 0.0043939 | 0.0058392 | 2.0852 | 298.0801 | 48.2966 | 36.3199 | 1.5518 | 12.2039 | 14.1212 | 8.1341 | 59.2% | 73.1% | 30.6% | 2.6% | 76.9% | 45.4% | 0.1535 | 0.0022727 | 1.76 | 9.12 | 0.22348 | 1.1061 | 12.0483 | 8.7077 | 2.8731 | 4.7807 | 11.1467 | 5.9985 | 7.3668 | 4.6402 | 70.1598 | 88.0172 | 62.1235 | 91.3579
North Coast | MONTE RIO 111153477 | 2853 | 343 | 677.2616 | 440 | 728.1932 | 33 | 0.00016572 | 0.037817 | 5.1397 | 6.2669e-06 | 0.00051446 | 0.77955 | 0.93006 | {9DEA7C0C-988A-45A0-A22A-FD3B61FBF719} | 42811111 | MONTE RIO 1111 | 53477 | 38.4961 | -123.0693 | 28 | 81 | 8409.6407 |  | 3299.3477 |  | 5110.293 | 3299.3477 | 5110.293 | 0.016977 | 0.0054686 | 780 | 16.2777 | 28.6652 | 3 | 1.6785 | 5.2092 | -3.4501 | 0.11729 | 0.0071693 | 3.9574 | 294.1976 | 23.1937 | 23.7992 | 0.72482 | 17.881 | 20.0675 | 0.79853 | 69.6% | 53.7% | 86.5% | 82.3% | 21% | 78.2% | 0.031131 | 0.035208 | 2.8125 | 17.75 | 0.13854 | 9.1667 | 10.9032 | 9.0053 | 1.7553 | 2.8233 | 16.725 | 14.0397 | 12.5221 | 10.8001 | 44.0137 | 51.3676 | 36.3236 | 46.3945
Bay Area | SOBRANTE 1102L510R | 2119 | 694 | 1539.0695 | 1787 | 2188.3757 | 144 | 7.1408e-05 | 0.037818 | 2.0031 | 2.7005e-06 | 0.00010553 | 0.38836 | 0.70329 | {2F07459D-47C1-4462-B0ED-65839CB76ED4} | 14671102 | SOBRANTE 1102 | L510R | 37.9063 | -122.1529 | 296 | 669 | 44770.848 | 27.8194 | 15693.2972 | 9.7514 | 29077.5508 | 14977.7338 | 28369.6805 | 0.015196 | 0.010283 | 1833 | 4.7633 | 13.3625 | 2 | 3.4417 | 7.2507 | -0.71443 | 0.067717 | 0.0069306 | 1.8534 | 294.7994 | 32.6347 | 29.3241 | 0.88083 | 15.6132 | 17.0765 | 11.8059 | 65.3% | 61% | 70.4% | 63.5% | 49.2% | 69% | 0.37374 | 0.02913 | 5.5741 | 20.6358 | 3.8467 | 9.712 | 7.3021 | 6.8788 | 1.9519 | 3.5111 | 15.2084 | 10.7269 | 10.3272 | 6.9241 | 43.4324 | 62.2812 | 42.5488 | 66.0977
Central Valley | 9690 | 1639 | 236 | 542.9467 | 3994 | 2321.1091 | 238 | 2.7424e-05 | 0.037979 | 18.4756 | 1.0417e-06 | 0.00026101 | 0.059089 | 0.23392 | {06F65D45-2D82-470F-9B27-5D880652F1A1} | 162831702 |  | 9690 | 38.1885 | -120.0082 | 343 | 812 | 44783.7765 | 27.8274 | 27542.9968 | 17.1145 | 17240.7797 | 27542.9968 | 17240.7797 | 0.06212 | 0.0065269 | 1224 | 9.2546 | 23.2787 | 3 | 2.2987 | 5.7692 | 2.6674 | 0.06293 | 0.0046802 | 2.965 | 292.0887 | 50.3995 | 35.7675 | 1.0936 | 11.2156 | 13.1118 | 1.4925 | 47.5% | 62.8% | 23.7% | 86.7% | 8.2% | 23.9% | 0.081424 | 0.076923 | 5.4764 | 18.7435 | 1.2936 | 14.63 | 12.4755 | 10.6041 | 1.8498 | 2.9737 | 10.7068 | 5.9874 | 6.2945 | 4.4458 | 63.5818 | 85.7397 | 65.4278 | 90.9236
Bay Area | MORAGA 1101circuit_breaker | 1067 | 251 | 590.4181 | 1171 | 1144.7719 | 86 | 7.217e-05 | 0.16984 | 13.0893 | 1.3274e-05 | 0.00051193 | 0.21435 | 0.51575 | {6B23A69C-24B9-4566-AFFA-1FAEC2B2E50D} | 13801101 | MORAGA 1101 | circuit_breaker | 37.8489 | -122.1621 | 168 | 291 | 26965.0848 |  | 12067.7483 |  | 14897.3365 | 10864.992 | 13579.6613 | 0.044026 | 0.0062066 | 783 | 4.0971 | 11.0952 | 2.8718 | 3.5033 | 7.0368 | -0.28151 | 0.058462 | 0.0068021 | 1.9758 | 293.5129 | 32.3269 | 29.0762 | 0.79975 | 15.5085 | 17.0116 | 10.1978 | 94% | 93.1% | 71.9% | 45.2% | 37.6% | 65% | 0.21175 | 0.050085 | 4.9383 | 18.8642 | 2.8629 | 10.0085 | 7.6655 | 7.1277 | 1.698 | 3.319 | 15.3092 | 10.8344 | 10.2292 | 7.1411 | 44.37 | 60.6788 | 42.0803 | 65.229
Central Valley | MIWUK 17028130 | 2478 | 314 | 450.2485 | 1465 | 1052.7477 | 68 | 8.2869e-05 | 0.037979 | 11.8277 | 3.1433e-06 | 0.00051156 | 0.21433 | 0.42769 | {9663063B-48E8-470B-AC65-CDCDAD31AE00} | 163661702 | MIWUK 1702 | 8130 | 38.0282 | -120.2571 | 225 | 404 | 33840.5844 |  | 15891.4897 |  | 17949.0947 | 15891.4897 | 17949.0947 | 0.034786 | 0.0056351 | 784 | 7.7174 | 17.4804 | 3 | 2.1892 | 5.0231 | 1.3748 | 0.0857 | 0.005289 | 2.6557 | 294.5682 | 49.9014 | 35.7059 | 1.2432 | 11.6132 | 13.3548 | 1.7148 | 64.3% | 49.2% | 81.6% | 76.7% | 36.1% | 37.9% | 0.10621 | 0.098261 | 3.8258 | 19.1097 | 3.1029 | 7.0773 | 10.7504 | 7.8606 | 2.0681 | 3.6603 | 11.1692 | 5.8457 | 7.0856 | 3.8806 | 55.2467 | 84.4568 | 62.1653 | 93.7741
Sierra | DIAMOND SPRINGS 1103circuit_breaker | 2888 | 1172 | 1843.5928 | 5198 | 3480.759 | 509 | 9.48e-05 | 2.2133 | 7.3114 | 0.00023396 | 0.00038007 | 0.22547 | 0.52965 | {F21436B1-06B1-4781-A6B4-F2B85E06831B} | 152261103 | DIAMOND SPRINGS 1103 | circuit_breaker | 38.6929 | -120.826 | 1221 | 1717 | 167473.4056 | 104.0634 | 82294.0421 | 51.1353 | 85179.3635 | 52640.7509 | 49274.1125 | 0.19346 | 0.048253 | 967 | 3.4172 | 8.5081 | 2.2985 | 2.1924 | 5.9161 | 0.51967 | 0.051898 | 0.00575 | 2.7356 | 295.9092 | 46.6673 | 32.3212 | 1.2682 | 12.4569 | 14.2605 | 6.8877 | 40.7% | 28.5% | 69.3% | 34.6% | 40.2% | 64.6% | 0.039065 | 0.065573 | 2.0734 | 14.7248 | 1.6146 | 5.4084 | 10.3902 | 7.4788 | 2.0745 | 3.7353 | 11.5005 | 5.172 | 6.3294 | 3.614 | 60.9613 | 89.8812 | 59.9323 | 97.3531
Bay Area | CALISTOGA 11011087 | 444 | 96 | 112.0997 | 243 | 196.7786 | 30 | 0.00012358 | 0.26548 | 7.499 | 3.6073e-05 | 0.00051082 | 0.39506 | 0.56967 | {20AC1997-FDD9-4119-81FC-6AC3608237B2} | 42711101 | CALISTOGA 1101 | 1087 | 38.5846 | -122.6722 | 24 | 32 | 4177.5465 |  | 3128.3884 |  | 1049.1581 | 3128.3884 | 1049.1581 | 0.015324 | 0.0037074 | 786 | 10.8283 | 39.4759 | 3 | 2.0364 | 5.5581 | -2.3054 | 0.034762 | 0.0066298 | 2.6244 | 296.4093 | 36.8038 | 32.4488 | 1.0785 | 14.6693 | 16.4834 | 0.60952 | 93.8% | 87.3% | 90.2% | 99.3% | 84% | 27.4% | 0.33755 | 0.044762 | 2 | 16.9286 | 1.6793 | 5.7857 | 10.9038 | 8.3291 | 2.1248 | 4.0118 | 14.7885 | 8.5563 | 9.0236 | 5.0017 | 52.7501 | 83.8951 | 46.3058 | 79.4695
North Coast | MIDDLETOWN 11021312 | 1017 | 130 | 278.3723 | 312 | 343.4262 | 100 | 9.9303e-05 | 210.2449 | 14.1376 | 0.01662 | 0.00051051 | 0.41667 | 0.81057 | {EAE1C088-E6A0-4B00-80D2-C64BBF575702} | 43141102 | MIDDLETOWN 1102 | 1312 | 38.8089 | -122.5709 | 207 | 853 | 62789.1721 |  | 15846.2392 |  | 46942.9329 | 15846.2392 | 46942.9329 | 0.051051 | 0.0099303 | 787 | 5.8131 | 22.2126 | 2 | 2.1716 | 6.0827 | 0.52421 | 0.025407 | 0.0060236 | 2.4294 | 296.6888 | 45.0191 | 31.4064 | 1.2979 | 13.0167 | 14.7554 | 7.5064 | 69.3% | 83.5% | 53.1% | 65.9% | 99.3% | 2.4% | 0.29888 | 0.013866 | 6.2387 | 20.4065 | 1.5901 | 1.4928 | 9.4459 | 6.8621 | 2.4164 | 4.1982 | 12.8498 | 6.6353 | 7.5107 | 4.0739 | 56.034 | 79.3621 | 54.7287 | 88.6889
Central Valley | OLETA 110113478 | 3488 | 62 | 103.6179 | 248 | 169.0881 | 109 | 4.9577e-05 | 142.088 | 7.4422 | 0.0059137 | 0.0001603 | 0.25 | 0.6128 | {C597D1DF-05AF-4117-9139-6F79BFFC0A15} | 163541101 | OLETA 1101 | 13478 | 38.4364 | -120.8347 | 309 | 508 | 44804.9946 | 27.8406 | 24622.6296 | 15.2998 | 20182.365 | 19228.1516 | 8262.8231 | 0.017473 | 0.0054039 | 1570 | 1.1654 | 3.9088 | 2 | 2.1485 | 6.1497 | -1.2365 | 0.012792 | 0.0062266 | 2.2623 | 296.2343 | 43.896 | 30.5317 | 1.2359 | 13.0763 | 14.7012 | 4.0214 | 33.9% | 34.5% | 54.8% | 16.6% | 34.6% | 81.6% | 0.11817 | 0.02234 | 2.6081 | 14.0608 | 0.37917 | 0.93585 | 9.9685 | 6.923 | 2.2579 | 3.7807 | 13.2586 | 6.98 | 9.0704 | 4.7925 | 43.7874 | 67.9873 | 50.6807 | 85.6068
Central Valley | FROGTOWN 1702L5407 | 371 | 60 | 111.8375 | 555 | 268.4724 | 179 | 2.7951e-05 | 601.253 | 9.6176 | 0.01562 | 0.00013055 | 0.10811 | 0.41657 | {6AB13959-ED93-4600-8F98-FD0154A29E48} | 163451702 | FROGTOWN 1702 | L5407 | 37.9775 | -120.6771 | 169 | 148 | 44825.0653 | 27.8531 | 29150.3712 | 18.1132 | 15674.694 | 29150.3712 | 15674.694 | 0.023369 | 0.0050032 | 1702 | 0.94482 | 3.014 | 2 | 2.7081 | 6.1286 | 0.14427 | 0.013825 | 0.0063167 | 1.6796 | 297.4529 | 45.6076 | 35.3764 | 1.3457 | 12.9181 | 14.3356 | 0.66758 | 29% | 42.8% | 24.8% | 10.4% | 68.1% | 71.2% | 0.0032997 | 0.044231 | 1.2792 | 14.1333 | 0.27782 | 1.1859 | 11.4824 | 8.875 | 2.3851 | 4.029 | 12.8518 | 7.0982 | 9.5588 | 4.813 | 54.1841 | 79.8288 | 52.8757 | 84.4117
Central Coast | BIG BASIN 110212758 | 5506 | 640 | 1229.2194 | 856 | 1344.6824 | 60 | 0.0001448 | 0.037818 | 7.0804 | 5.4758e-06 | 0.00050824 | 0.74766 | 0.91413 | {BEA4FE88-D817-444C-8617-83661CE5A408} | 82841102 | BIG BASIN 1102 | 12758 | 37.1485 | -122.1748 | 146 | 393 | 27849.9662 |  | 9878.3441 |  | 17971.6221 | 9878.3441 | 17971.6221 | 0.030494 | 0.0086877 | 790 | 10.4857 | 23.2715 | 3 | 1.9241 | 4.5399 | -5.3581 | 0.14948 | 0.0067304 | 3.5989 | 295.6185 | 33.1389 | 32.5675 | 0.95508 | 15.5756 | 17.4621 | 0.95779 | 88.8% | 72.2% | 90.7% | 94.3% | 44.9% | 60.4% | 0.12521 | 0.046609 | 6.4651 | 19.093 | 0.46609 | 7.4435 | 10.876 | 9.3178 | 1.8787 | 3.5204 | 15.1374 | 10.4919 | 9.906 | 6.5951 | 56.5734 | 73.4683 | 44.1835 | 68.8954
Sierra | BRUNSWICK 1105733408 | 194 | 112 | 169.5177 | 400 | 301.862 | 32 | 0.00010045 | 0.037818 | 7.0754 | 3.7989e-06 | 0.00050824 | 0.28 | 0.56157 | {B8FC5083-3BB9-4DC9-857E-167142C974FD} | 152481105 | BRUNSWICK 1105 | 733408 | 39.2615 | -120.9897 | 94 | 194 | 17679.7678 |  | 5559.4271 |  | 12120.3407 | 5559.4271 | 11825.4355 | 0.016264 | 0.0032145 | 791 | 9.8442 | 22.4378 | 2.6222 | 2.0484 | 6.0169 | 0.63106 | 0.091444 | 0.0053258 | 4.1365 | 293.5133 | 46.404 | 33.1955 | 1.1398 | 12.1355 | 14.3726 | 2.9334 | 50.5% | 27% | 76.8% | 92.9% | 12.9% | 37.6% | 0.10277 | 0.077222 | 4.6721 | 20.3279 | 1.361 | 4.4444 | 9.1988 | 7.1778 | 2.0307 | 3.4704 | 12.962 | 5.9246 | 7.8316 | 4.0775 | 56.352 | 94.4701 | 53.1088 | 92.3418
Central Coast | CAMP EVERS 210510225 | 8709 | 190 | 324.7088 | 234 | 350.3989 | 5 | 0.00015728 | 0.037818 | 3.9495 | 5.9479e-06 | 0.0005074 | 0.81197 | 0.92668 | {C47E0BEE-F56F-4DA1-AE1E-FD70A4E33128} | 83622105 | CAMP EVERS 2105 | 10225 | 37.0995 | -122.0495 | 6 | 12 | 665.995 |  | 292.7321 |  | 373.2628 | 292.7321 | 373.2628 | 0.002537 | 0.0007864 | 792 | 17.6246 | 30.7013 | 3 | 1.6594 | 4.0929 | 8.0914 | 0.174 | 0.0071497 | 3.3068 | 296.7421 | 31.0168 | 28.0263 | 0.97652 | 16.0458 | 17.8563 | 0.988 | 88.6% | 57% | 92.9% | 99.5% | 51.6% | 71.2% | 0.044275 | 0.142 | 6.2 | 18.6 | 1.428 | 46.8 | 9.6312 | 8.3253 | 1.9818 | 3.6654 | 15.6833 | 10.9496 | 10.1292 | 6.8343 | 47.071 | 62.2908 | 41.1508 | 65.7381
North Valley | JESSUP 11011496 | 5334 | 522 | 988.0955 | 1303 | 1267.6604 | 197 | 8.508e-05 | 392.9336 | 60.4852 | 0.032296 | 0.0024201 | 0.40061 | 0.77946 | {326CEA2F-D61B-41C8-B48B-A09EBFE7F47D} | 103441101 | JESSUP 1101 | 1496 | 40.478 | -122.3995 | 348 | 346 | 44978.6984 | 27.9485 | 26108.2459 | 16.223 | 18870.4525 | 23100.1991 | 14861.4468 | 0.47677 | 0.016761 | 139 | 2.5903 | 7.4252 | 2.0185 | 2.2969 | 8.0221 | 1.0117 | 0.010525 | 0.0059587 | 2.6723 | 298.2062 | 48.6053 | 32.943 | 1.6088 | 11.9162 | 14.0424 | 1.3465 | 89.3% | 92.2% | 68.8% | 37.3% | 93.1% | 22% | 0.12718 | 0.012531 | 2.4502 | 16.0699 | 3.6723 | 4.0216 | 9.4852 | 6.7222 | 2.9407 | 4.9616 | 11.3094 | 5.6551 | 7.1824 | 4.3012 | 59.203 | 76.3116 | 61.3099 | 92.3063
North Coast | RINCON 1103474 | 3793 | 1597 | 2069.521 | 2760 | 2714.935 | 286 | 9.0242e-05 | 0.079667 | 5.4128 | 7.1477e-06 | 0.0002801 | 0.57862 | 0.76227 | {6A5817A5-7FC3-45B7-8DC9-2BBA0FD82034} | 43321103 | RINCON 1103 | 474 | 38.5056 | -122.646 | 207 | 222 | 52918.1401 | 32.8819 | 29554.6121 | 18.3644 | 23363.528 | 29554.6121 | 23363.528 | 0.080108 | 0.025809 | 1156 | 10.2215 | 20.2578 | 3 | 2.0985 | 6.6856 | -2.7794 | 0.062209 | 0.0068475 | 3.0536 | 294.1249 | 36.7503 | 31.7677 | 0.92022 | 14.6003 | 16.5166 | 0.33394 | 51.7% | 56.4% | 44% | 57.7% | 55.3% | 27.3% | 0.078705 | 0.080562 | 1.5918 | 15.283 | 1.1872 | 5.5422 | 10.6131 | 7.9374 | 1.825 | 3.653 | 14.7145 | 8.1165 | 8.6258 | 4.8783 | 50.7731 | 81.9961 | 46.4681 | 81.5556
Sierra | OLETA 110241396 | 4514 | 12 | 18.0161 | 167 | 94.8979 | 15 | 0.00013339 | 0.038184 | 6.7449 | 5.0863e-06 | 0.0005058 | 0.071856 | 0.18985 | {6992FFBA-72E0-4D3C-898B-1A95BB5A0A16} | 163541102 | OLETA 1102 | 41396 | 38.5329 | -120.7649 | 147 | 342 | 26267.6988 |  | 11864.1579 |  | 14403.5408 | 10921.5489 | 13820.0136 | 0.0075869 | 0.0020009 | 795 | 5.5459 | 13.0323 | 2 | 2.3918 | 6.4256 | -1.1843 | 0.086 | 0.0059391 | 2.7763 | 295.1782 | 44.3506 | 30.2068 | 1.1781 | 12.9507 | 14.7356 | 1.1154 | 50% | 25.7% | 96.6% | 56.6% | 19% | 83.7% | 0.16515 | 0.079538 | 5.0106 | 17.8723 | 5.4648 | 9.4 | 8.6105 | 5.8697 | 2.0923 | 3.6336 | 13.514 | 6.4598 | 8.892 | 4.5187 | 42.791 | 72.419 | 48.9863 | 88.7212
North Valley | JESSUP 11019002 | 1846 | 220 | 345.8491 | 678 | 524.507 | 109 | 0.00011574 | 25.5597 | 43.7998 | 0.0022778 | 0.0027738 | 0.32448 | 0.65938 | {94370961-147A-42F3-9849-8A0C21F665DA} | 103441101 | JESSUP 1101 | 9002 | 40.4719 | -122.3331 | 334 | 416 | 45146.4456 | 28.0528 | 24293.3556 | 15.0952 | 20853.0899 | 12312.9538 | 11684.2663 | 0.30235 | 0.012616 | 117 | 3.1881 | 9.1587 | 2 | 2.1753 | 8.0242 | 0.27089 | 0.015771 | 0.0058658 | 2.4941 | 298.3674 | 48.4494 | 34.1278 | 1.6128 | 12.0509 | 14.1036 | 8.4898 | 91.9% | 86.3% | 85.8% | 46.8% | 95.1% | 31.2% | 0.29421 | 0.027943 | 3.186 | 17.0388 | 4.1219 | 3.8743 | 10.3252 | 7.4301 | 2.9672 | 5.0082 | 11.0666 | 5.7069 | 7.2351 | 4.39 | 62.5815 | 80.3785 | 61.9927 | 92.2744
Bay Area | CALISTOGA 1101890 | 992 | 1438 | 1769.0669 | 2243 | 2242.1199 | 251 | 8.5895e-05 | 0.54387 | 1.9631 | 4.8299e-05 | 0.00012145 | 0.64111 | 0.78902 | {209A9D81-9C3D-4AF8-829C-32C96BA3EBD0} | 42711101 | CALISTOGA 1101 | 890 | 38.6158 | -122.6585 | 226 | 158 | 45254.4585 | 28.1199 | 39735.6 | 24.6906 | 5518.8585 | 37703.1619 | 5155.8219 | 0.030485 | 0.02156 | 1755 | 5.8219 | 14.8758 | 2.5423 | 1.8751 | 5.5016 | -0.63713 | 0.023185 | 0.0067027 | 2.6957 | 296.1569 | 37.0095 | 32.2833 | 1.0612 | 14.6594 | 16.5153 | 0.65484 | 69.7% | 60.2% | 79.7% | 70.6% | 78.9% | 27.2% | 0.2806 | 0.047883 | 1.4534 | 11.9717 | 2.2594 | 4.5222 | 10.8195 | 8.2006 | 2.1011 | 3.9159 | 14.7075 | 8.4436 | 8.6978 | 4.9782 | 52.0672 | 82.7408 | 46.9143 | 79.2789
North Coast | BIG RIVER 11011052 | 6067 | 187 | 357.3187 | 310 | 414.359 | 39 | 0.0001312 | 0.037818 | 5.8274 | 4.9617e-06 | 0.00050411 | 0.60323 | 0.86234 | {774F8E82-5627-4004-BA65-1CFB3311B274} | 43081101 | BIG RIVER 1101 | 1052 | 39.3099 | -123.7938 | 85 | 76 | 9867.4788 |  | 6204.7091 |  | 3662.7697 | 4296.6961 | 3237.1304 | 0.01966 | 0.0051168 | 798 | 14.0705 | 39.0332 | 2 | 4.2532 | 11.811 | 0.8051 | 0.048475 | 0.0068518 | 2.7384 | 289.5351 | 18.1591 | 20.5402 | 0.37569 | 19.1409 | 21.431 | 5.4228 | 69.1% | 60% | 72% | 94.5% | 2.6% | 94.7% | 0.23813 | 0.050824 | 3.0227 | 16.25 | 2.0256 | 5.2542 | 12.4341 | 10.2014 | 1.2165 | 1.7185 | 18.4224 | 14.9574 | 14.6818 | 11.9099 | 41.7456 | 48.2299 | 28.2286 | 41.7129
North Valley | OREGON TRAIL 110346860 | 9262 | 9 | 19.8585 | 18 | 22.9226 | 4 | 4.2471e-05 | 79.7084 | 24.5551 | 0.003204 | 0.0005035 | 0.5 | 0.86632 | {4F1FF48F-FF8A-488F-A383-0E93A88F3890} | 103521103 | OREGON TRAIL 1103 | 46860 | 40.6171 | -122.334 | 26 | 1 | 5356.1828 |  | 5350.0868 |  | 6.096 | 1140.2586 | 0 | 0.002014 | 0.00016989 | 799 | 1.2708 | 3.8023 | 2 | 1.6912 | 6.1692 | 1.0575 | 0.005 | 0.0059087 | 2.8305 | 298.5165 | 49.221 | 34.3614 | 1.6608 | 11.8119 | 13.9597 | 18.2948 | 58.7% | 68.7% | 32.7% | 10.1% | 100% | 15.9% | 0.19295 | 0 |  |  | 1.15 | 1.8 | 10.1675 | 7.4181 | 3.0118 | 5.01 | 11.2599 | 5.4329 | 7.0413 | 4.1805 | 61.3788 | 79.0224 | 61.6508 | 93.5177
Sierra | LINCOLN 110195756 | 1057 | 271 | 489.2969 | 1220 | 892.3037 | 94 | 8.6014e-05 | 603.1278 | 14.574 | 0.052348 | 0.0005035 | 0.22213 | 0.54835 | {46334C59-6E86-4DFA-8790-B3204A43F682} | 153701101 | LINCOLN 1101 | 95756 | 38.887 | -121.2381 | 302 | 307 | 47236.9443 |  | 28755.3134 |  | 18481.6309 | 9885.2869 | 5026.9633 | 0.047329 | 0.0080853 | 800 | 2.4657 | 7.0802 | 2 | 2.6111 | 6.7134 | -0.014035 | 0.041938 | 0.0067069 | 1.7931 | 297.82 | 42.2673 | 30.6048 | 1.3142 | 13.7951 | 15.2063 | 0.66307 | 49.5% | 50.6% | 58% | 22.7% | 69% | 96.8% | 0.043909 | 0.037364 | 2.3882 | 16.8471 | 5.0481 | 9.4574 | 9.4385 | 6.5987 | 2.4449 | 4.2526 | 13.7611 | 6.7431 | 9.7884 | 4.6272 | 49.3254 | 74.2644 | 49.6506 | 85.2394
North Valley | CRESCENT MILLS 21012232 | 3422 | 1331 | 1798.0754 | 1981 | 2133.1018 | 219 | 7.1858e-06 | 0.17409 | 3.1807 | 1.0407e-06 | 1.6134e-05 | 0.67188 | 0.84294 | {6FD1FEB7-53BB-4905-92FA-6BF228EE659D} | 103132101 | CRESCENT MILLS 2101 | 2232 | 40.0718 | -120.828 | 177 | 150 | 45259.2985 | 28.1229 | 32432.4236 | 20.1526 | 12826.8749 | 22620.3804 | 12026.3735 | 0.0035333 | 0.0015737 | 2708 | 6.9582 | 16.2609 | 2 | 1.8774 | 6.1362 | -3.8787 | 0.05769 | 0.0040781 | 2.7939 | 291.0018 | 48.6501 | 39.0443 | 1.0458 | 11.5667 | 13.6389 | 0.52212 | 8.4% | 23% | 2.9% | 69.9% | 15.9% | 5.8% | 0.077474 | 0.03769 | 1.7467 | 15.8867 | 3.6126 | 5.7924 | 11.0999 | 9.7489 | 1.8098 | 3.1638 | 11.744 | 5.8866 | 7.049 | 4.5724 | 60.8893 | 91.1992 | 60.2999 | 92.1388
Central Valley | OAKHURST 110310190 | 2412 | 304 | 710.066 | 1861 | 1378.9978 | 166 | 2.5977e-05 | 0.037818 | 5.7222 | 9.8238e-07 | 7.5853e-05 | 0.16335 | 0.51491 | {15EFA531-A43D-4849-828D-DC9485A13753} | 254421103 | OAKHURST 1103 | 10190 | 37.4144 | -119.6272 | 208 | 358 | 45339.2171 | 28.1726 | 18572.0473 | 11.5402 | 26767.1698 | 18572.0473 | 26767.1698 | 0.012592 | 0.0043121 | 2040 | 11.165 | 26.2302 | 3 | 1.7203 | 4.1661 | -1.174 | 0.07513 | 0.0048478 | 2.9468 | 290.9165 | 47.4004 | 34.3776 | 0.9546 | 11.9454 | 13.6035 | 1.077 | 18.8% | 26% | 22.2% | 90.5% | 2.9% | 45.7% | 0.026034 | 0.1686 | 3.3929 | 16.4071 | 1.2426 | 6.0422 | 11.396 | 9.508 | 1.6771 | 2.752 | 11.3285 | 6.7224 | 6.9797 | 4.7248 | 55.447 | 77.4182 | 60.5146 | 86.246
Sierra | MOUNTAIN QUARRIES 210135466 | 7457 | 160 | 209.4359 | 484 | 365.7658 | 78 | 7.7333e-05 | 0.042252 | 14.1611 | 3.2386e-06 | 0.0005005 | 0.33058 | 0.5726 | {F283C4DF-68EA-4D46-BF4A-0E3EBCA0E4FA} | 152282101 | MOUNTAIN QUARRIES 2101 | 35466 | 38.9124 | -120.932 | 156 | 119 | 18090.191 |  | 11954.1294 |  | 6136.0617 | 11954.1294 | 6136.0617 | 0.039039 | 0.006032 | 803 | 4.1879 | 10.83 | 2 | 1.9 | 5.2853 | -1.2379 | 0.034901 | 0.0056401 | 2.8919 | 295.6851 | 48.4941 | 34.2549 | 1.3033 | 11.9946 | 13.8489 | 1.6623 | 49% | 49.1% | 49.3% | 47.6% | 58.8% | 29.5% | 0.09119 | 0.045563 | 2.5755 | 16.8585 | 1.262 | 3.2053 | 7.9527 | 6.4722 | 2.1929 | 4.0029 | 12.7774 | 5.6876 | 8.3143 | 3.8607 | 54.5918 | 92.041 | 53.7621 | 94.0169
North Valley | PANORAMA 11019092 | 2781 | 22 | 56.7154 | 101 | 79.9276 | 61 | 3.6451e-05 | 196.4461 | 27.2158 | 0.0070808 | 0.00049973 | 0.21782 | 0.70958 | {18BCFDD7-AD26-4B95-9A8E-1B5EFFBCB7AF} | 103461101 | PANORAMA 1101 | 9092 | 40.4036 | -122.2335 | 527 | 436 | 57361.5092 |  | 32236.0251 |  | 25125.4841 | 16503.8389 | 8983.9154 | 0.030483 | 0.0022235 | 804 | 2.4027 | 8.9478 | 2 | 2.4734 | 8.7958 | 2.6342 | 0.0018878 | 0.0058807 | 2.0359 | 297.9632 | 48.0365 | 37.547 | 1.528 | 12.2353 | 14.0655 | 2.0586 | 58.4% | 72.2% | 26.3% | 46% | 73.4% | 48.6% | 0.21492 | 0.0047959 | 3.6352 | 16.6667 | 0.10357 | 0.51531 | 13.5718 | 9.8891 | 2.8603 | 4.678 | 11.2275 | 6.1102 | 7.3244 | 4.6826 | 73.4085 | 92.4162 | 61.2842 | 90.4718
Sierra | PENRYN 1107circuit_breaker | 1325 | 303 | 478.114 | 668 | 634.9728 | 66 | 9.2466e-05 | 346.239 | 8.9288 | 0.026 | 0.00049886 | 0.45359 | 0.75297 | {44D8E601-5E0A-4B0D-A783-27A4770DE5A5} | 152561107 | PENRYN 1107 | circuit_breaker | 38.8445 | -121.1668 | 385 | 346 | 46278.2851 |  | 25919.7392 |  | 20358.5459 | 6429.3235 | 5043.9505 | 0.032925 | 0.0061028 | 805 | 2.5509 | 7.1445 | 2 | 2.2681 | 6.209 | -0.062193 | 0.047979 | 0.006706 | 1.9751 | 297.3206 | 42.499 | 30.5923 | 1.2779 | 13.611 | 15.0703 | 3.93 | 48.8% | 35% | 66.1% | 24.1% | 44.4% | 95.6% | 0.11986 | 0.049574 | 2.5972 | 16.8056 | 7.1106 | 7.1064 | 9.1155 | 6.6152 | 2.3837 | 4.2094 | 13.3126 | 6.7678 | 9.3884 | 4.597 | 50.6117 | 74.4087 | 51.3416 | 85.0524
Central Coast | CAMP EVERS 2103circuit_breaker | 8987 | 14 | 25.6013 | 24 | 30.3761 | 2 | 5.8275e-05 | 0.037818 | 7.1969 | 2.2039e-06 | 0.00049855 | 0.58333 | 0.84281 | {22D220C5-2768-4212-BADC-DEEFF16BE912} | 83622103 | CAMP EVERS 2103 | circuit_breaker | 37.0418 | -122.025 | 16 | 4 | 392.8412 |  | 190.6576 |  | 202.1836 | 146.1912 | 202.1836 | 0.0009971 | 0.00011655 | 806 | 1.5634 | 6.7775 | 3 | 1.4381 | 3.5738 | 2.4777 | 0.01 | 0.0071708 | 2.6427 | 295.6053 | 29.1585 | 26.5058 | 0.82629 | 16.5756 | 18.2895 | 11.7854 | 88.3% | 72.6% | 69.6% | 39.4% | 28.9% | 83.5% | 0.6467 | 0.073333 | 4.3333 | 17.3333 | 0.11333 | 8 | 8.2572 | 7.456 | 1.8143 | 3.3552 | 15.9994 | 12.3965 | 10.5933 | 7.9099 | 47.1938 | 53.6952 | 39.9353 | 59.5528
Central Valley | COARSEGOLD 210210610 | 9338 | 30 | 49.8636 | 153 | 104.4104 | 24 | 9.3022e-05 | 0.89333 | 11.2925 | 4.9014e-05 | 0.00049818 | 0.19608 | 0.47757 | {8FCA88A2-5287-4980-B557-B7704EA7B310} | 254432102 | COARSEGOLD 2102 | 10610 | 37.3222 | -119.6174 | 34 | 26 | 4019.3991 |  | 2195.6315 |  | 1823.7676 | 2195.6315 | 1823.7676 | 0.011956 | 0.0022325 | 807 | 4.6938 | 14.1903 | 3 | 1.6816 | 4.103 | -0.5656 | 0.046571 | 0.0059528 | 2.2397 | 296.3173 | 50.7934 | 34.4803 | 1.3468 | 11.4446 | 12.8989 | 1.7871 | 63.6% | 47.6% | 87.6% | 67.4% | 68.5% | 31.7% | 0.020042 | 0.072286 | 2 | 16.1154 | 1.9757 | 4.3714 | 9.3892 | 8.0573 | 2.2375 | 3.7684 | 10.9179 | 6.2878 | 6.8415 | 4.2529 | 50.9374 | 71.6059 | 63.6954 | 89.3075
Sierra | HIGGINS 1104842642 | 1833 | 291 | 419.7533 | 777 | 671.1061 | 97 | 0.00010199 | 0.037818 | 6.6426 | 3.857e-06 | 0.00049708 | 0.37452 | 0.62546 | {77DD24A4-3555-45C1-AFB0-D6E3B0D6C267} | 152691104 | HIGGINS 1104 | 842642 | 39.1268 | -121.056 | 144 | 249 | 21534.8183 |  | 9304.2839 |  | 12230.5344 | 9304.2839 | 12230.5344 | 0.048217 | 0.0098929 | 808 | 5.8116 | 13.9986 | 2 | 2.1848 | 5.9868 | 0.77317 | 0.086031 | 0.0055507 | 3.2261 | 295.6281 | 47.6943 | 33.139 | 1.273 | 12.1338 | 14.0511 | 3.5505 | 48.5% | 25.2% | 77.6% | 63.2% | 41.7% | 37.1% | 0.15393 | 0.050916 | 3.5047 | 20.7477 | 3.6586 | 5.9313 | 8.4713 | 6.4911 | 2.2103 | 3.8849 | 12.6636 | 5.7131 | 8.4244 | 3.9431 | 52.5889 | 91.1903 | 54.2075 | 93.5563
Central Valley | MARIPOSA 21018030 | 4260 | 219 | 332.3518 | 1122 | 692.8941 | 225 | 3.7587e-05 | 7.9529 | 10.6956 | 0.00020935 | 0.00019904 | 0.19519 | 0.47966 | {FABC253B-2AB5-4209-985F-A0BF3DABCFE0} | 254452101 | MARIPOSA 2101 | 8030 | 37.5701 | -119.9416 | 192 | 160 | 45373.7027 | 28.194 | 30213.4552 | 18.7738 | 15160.2474 | 30213.4552 | 15160.2474 | 0.044783 | 0.008457 | 1411 | 3.4675 | 9.4344 | 2.0043 | 2.0851 | 5.4796 | 0.27324 | 0.023017 | 0.0054251 | 2.2395 | 295.7021 | 51.1016 | 33.5261 | 1.3096 | 11.4623 | 12.8724 | 0.54406 | 38.6% | 45.3% | 38.4% | 49.2% | 60.1% | 32.8% | 0.018635 | 0.052371 | 1.5431 | 14.5172 | 0.98914 | 2.4181 | 8.5115 | 7.2855 | 2.1213 | 3.6264 | 11.3717 | 6.3734 | 7.6161 | 4.3953 | 45.6067 | 69.2957 | 61.2187 | 89.6029
Central Coast | PAUL SWEET 2105circuit_breaker | 2890 | 371 | 719.1543 | 1230 | 1196.5112 | 101 | 7.8698e-05 | 0.037818 | 3.106 | 2.9762e-06 | 0.0001461 | 0.30163 | 0.60104 | {8D1DF0FB-6A31-4B98-9D74-0EE015EF8A6D} | 83252105 | PAUL SWEET 2105 | circuit_breaker | 36.9922 | -121.9822 | 422 | 720 | 59149.9602 | 36.7542 | 25766.2731 | 16.0105 | 33383.6871 | 12715.3949 | 6603.9993 | 0.014756 | 0.0079485 | 1625 | 7.7318 | 18.0106 | 2.8383 | 1.4563 | 3.9689 | 0.26376 | 0.056886 | 0.0072351 | 2.1947 | 294.4489 | 28.2527 | 24.3433 | 0.72916 | 16.6077 | 18.1976 | 5.9417 | 62.6% | 49.7% | 78% | 77.1% | 20% | 84.6% | 0.095423 | 0.050299 | 2.2333 | 15.9556 | 1.4073 | 7.3653 | 7.9091 | 7.1963 | 1.7038 | 3.0911 | 15.8983 | 12.6929 | 10.6127 | 8.2811 | 42.5487 | 47.7588 | 38.7819 | 56.5736
North Valley | WYANDOTTE 11031504 | 4569 | 366 | 663.3319 | 953 | 879.3406 | 139 | 5.762e-05 | 578.3115 | 11.5954 | 0.032834 | 0.00030377 | 0.38405 | 0.75435 | {260D122D-D38C-484D-AE9F-D25E4FA8C6F8} | 102911103 | WYANDOTTE 1103 | 1504 | 39.5047 | -121.4985 | 368 | 415 | 45421.4614 | 28.2237 | 23694.4018 | 14.7231 | 21727.0595 | 16411.1206 | 15842.5971 | 0.042224 | 0.0080092 | 1101 | 1.722 | 5.879 | 2 | 3.0205 | 8.5245 | 0.25952 | 0.022586 | 0.0064022 | 2.7915 | 297.0562 | 46.4321 | 33.1709 | 1.3608 | 12.3939 | 14.2805 | 5.1687 | 48% | 48.7% | 50.3% | 25.7% | 47.1% | 61.8% | 0.22846 | 0.026034 | 2.9832 | 18.0286 | 3.3822 | 4.1078 | 11.9458 | 7.9932 | 2.5 | 4.227 | 12.1327 | 6.0499 | 8.2499 | 4.1982 | 52.0126 | 90.2516 | 56.2314 | 91.44
Sierra | BELL 11085703 | 6490 | 169 | 239.9293 | 717 | 456.378 | 74 | 6.0821e-05 | 732.1988 | 14.5658 | 0.035021 | 0.000495 | 0.2357 | 0.52572 | {6D8436AE-2EAD-41A9-BD49-F6A605A312D4} | 152701108 | BELL 1108 | 5703 | 38.9965 | -121.1079 | 137 | 155 | 21881.4414 |  | 12591.8349 |  | 9289.6065 | 7165.6312 | 6240.4949 | 0.03663 | 0.0045007 | 812 | 3.3255 | 8.5291 | 2 | 2.439 | 6.2255 | 1.0996 | 0.046552 | 0.0059339 | 2.7398 | 296.0778 | 48.9427 | 33.6686 | 1.3188 | 11.8771 | 13.6336 | 0.97417 | 48.3% | 50.1% | 30.2% | 34.9% | 72.2% | 22.4% | 0.05308 | 0.046379 | 2.0952 | 17.369 | 2.5905 | 6.181 | 8.6976 | 6.4307 | 2.3396 | 4.1538 | 12.3081 | 5.6711 | 8.2504 | 3.8561 | 54.0796 | 89.1158 | 56.0286 | 93.9833
North Coast | UKIAH 1114408 | 6156 | 1158 | 1594.7756 | 2172 | 2075.0115 | 337 | 5.8741e-05 | 0.52932 | 9.4187 | 2.6169e-05 | 0.00027645 | 0.53315 | 0.76856 | {51D9F3E7-D9FC-4F6D-B9B5-400B76D74D25} | 42771114 | UKIAH 1114 | 408 | 39.1065 | -123.1981 | 336 | 298 | 102476.0339 | 63.6758 | 60895.2254 | 37.8386 | 41580.8085 | 59693.1649 | 39387.6184 | 0.093163 | 0.019796 | 1169 | 5.0942 | 12.1617 | 2 | 2.6124 | 6.8459 | -1.9875 | 0.03998 | 0.0063301 | 3.1496 | 295.4407 | 37.98 | 43.4838 | 1.1114 | 14.4312 | 16.6352 | 0.91497 | 50.9% | 71% | 9.4% | 31.6% | 72.9% | 22.9% | 0.080564 | 0.057262 | 1.5064 | 14.3893 | 0.73992 | 2.1294 | 15.726 | 13.3134 | 2.238 | 3.9187 | 14.1242 | 7.5457 | 8.7467 | 4.7307 | 76.0891 | 121.203 | 47.6474 | 83.0861
Central Coast | DEL MONTE 21043088 | 6218 | 353 | 712.3024 | 1546 | 1425.375 | 206 | 3.3257e-05 | 1.1885 | 9.2802 | 4.8069e-05 | 0.00014596 | 0.22833 | 0.49973 | {FB7A8750-C967-4B2F-BC27-F33BBB5DCEFD} | 182222104 | DEL MONTE 2104 | 3088 | 36.5492 | -121.7318 | 280 | 229 | 41642.8175 | 25.8757 | 24826.2717 | 15.4264 | 16816.5458 | 24826.2717 | 16816.5458 | 0.030067 | 0.0068509 | 1626 | 2.2631 | 6.626 | 2 | 2.2627 | 5.9689 | -4.1985 | 0.033743 | 0.0067656 | 1.3077 | 294.7365 | 31.3985 | 29.0826 | 0.84497 | 15.8914 | 17.1966 | 0.93294 | 62.5% | 79.5% | 35.2% | 37.7% | 31.1% | 67.9% | 0.14666 | 0.026899 | 2.1404 | 15.3534 | 1.323 | 4.3184 | 10.26 | 9.2793 | 1.6131 | 3.1303 | 15.5084 | 12.0974 | 12.4191 | 9.566 | 48.2262 | 61.3215 | 38.631 | 53.6094
North Valley | WYANDOTTE 1109circuit_breaker | 5326 | 44 | 76.6551 | 218 | 127.403 | 27 | 5.1094e-05 | 893.2317 | 26.6985 | 0.040545 | 0.0004942 | 0.20183 | 0.60167 | {A372AD67-1459-47B8-8964-55AFC8B0D599} | 102911109 | WYANDOTTE 1109 | circuit_breaker | 39.4915 | -121.5411 | 254 | 430 | 35534.6898 |  | 15084.5037 |  | 20450.1862 | 3677.1991 | 2444.5703 | 0.013343 | 0.0013795 | 815 | 1.2066 | 3.234 | 2 | 2.5455 | 7.6341 | 0.14212 | 0.027213 | 0.0065177 | 2.1446 | 297.9432 | 45.3975 | 32.0678 | 1.3872 | 12.8515 | 14.5092 | 7.2205 | 57.2% | 70.7% | 43.1% | 5.5% | 56.4% | 82.4% | 0.083973 | 0.03 | 2.25 | 18.0278 | 2.7992 | 3.5738 | 10.5345 | 7.3198 | 2.6341 | 4.2595 | 11.941 | 6.3825 | 8.3468 | 4.4141 | 50.7099 | 85.3502 | 56.8863 | 89.1491
North Coast | GEYSERVILLE 110135492 | 5934 | 414 | 587.9811 | 947 | 907.9727 | 94 | 0.00010371 | 0.10773 | 8.4367 | 1.0403e-05 | 0.00049415 | 0.43717 | 0.64758 | {A4A124EA-8920-4709-8090-23E3A2E000DC} | 42891101 | GEYSERVILLE 1101 | 35492 | 38.693 | -122.9625 | 310 | 255 | 60120.6187 |  | 34732.69 |  | 25387.9287 | 14162.9366 | 9522.0117 | 0.04645 | 0.0097489 | 816 | 7.1362 | 14.8896 | 2 | 2.1088 | 5.8454 | -0.7964 | 0.044184 | 0.0067027 | 2.9818 | 296.6691 | 33.1249 | 32.9565 | 1.0672 | 15.602 | 17.4869 | 0.70456 | 68.8% | 68.3% | 57.5% | 41.5% | 69.1% | 45.9% | 0.20225 | 0.045649 | 1.5447 | 14.438 | 1.2544 | 3.9623 | 11.3604 | 9.621 | 2.2729 | 3.7444 | 14.806 | 10.4682 | 10.0555 | 6.9294 | 58.2661 | 79.1082 | 45.0307 | 66.5804
North Valley | ORO FINO 110238698 | 6696 | 313 | 617.4415 | 1960 | 1407.5249 | 273 | 2.3441e-05 | 0.039728 | 13.7871 | 9.1868e-07 | 0.00013979 | 0.15969 | 0.43867 | {B0E99E01-0D27-4597-A594-1741A25A99A7} | 103031102 | ORO FINO 1102 | 38698 | 40.0376 | -121.6179 | 154 | 424 | 45718.6779 | 28.4083 | 25102.3894 | 15.5979 | 20616.2885 | 25102.3894 | 20616.2885 | 0.038163 | 0.0063994 | 1661 | 9.9951 | 21.142 | 2 | 2.5247 | 7.4519 | -0.40563 | 0.064986 | 0.0044729 | 5.0985 | 290.4582 | 45.8622 | 33.6461 | 0.99446 | 12.1733 | 14.833 | 0.76987 | 34.7% | 54% | 16.5% | 82.7% | 6.9% | 43.1% | 0.11451 | 0.051521 | 3.3939 | 17.4727 | 0.12527 | 5.5211 | 11.3492 | 8.3608 | 1.7378 | 3.2147 | 13.7165 | 5.3039 | 7.233 | 3.7191 | 53.9468 | 96.0035 | 51.4461 | 96.5526
North Valley | VOLTA 11011568 | 5080 | 17 | 21.4807 | 180 | 82.166 | 22 | 6.743e-05 | 1.5588 | 15.1252 | 9.5788e-05 | 0.00049353 | 0.094444 | 0.26143 | {34779DE5-8611-43F9-82BD-96A7D918E1B2} | 102541101 | VOLTA 1101 | 1568 | 40.4583 | -121.8673 | 145 | 112 | 44205.3868 |  | 36682.0507 |  | 7523.3361 | 36682.0507 | 7523.3361 | 0.010858 | 0.0014835 | 818 | 2.6751 | 7.5491 | 2.2466 | 2.4191 | 6.7741 | 0.13226 | 0.013483 | 0.0059154 | 2.4022 | 296.7599 | 47.2055 | 37.1079 | 1.4498 | 12.0647 | 14.2677 | 0.59158 | 56.9% | 56.7% | 57.2% | 38.4% | 66.8% | 33.5% | 0.04593 | 0.029609 | 1.4167 | 12.3389 | 0.16521 | 0.35225 | 14.6251 | 10.8004 | 2.6138 | 4.5752 | 12.2979 | 5.7913 | 7.5375 | 4.1549 | 69.3396 | 99.1609 | 56.4164 | 93.3026
Central Coast | ATASCADERO 1103A06 | 7256 | 543 | 985.4298 | 3075 | 2384.3542 | 382 | 6.5018e-05 | 352.7371 | 3.5941 | 0.017938 | 0.0001443 | 0.17659 | 0.41329 | {850B41E6-E885-4F34-842C-9B877CC07C7A} | 182541103 | ATASCADERO 1103 | A06 | 35.4634 | -120.6701 | 521 | 510 | 94076.5338 | 58.4566 | 60068.7168 | 37.3251 | 34007.817 | 56511.8674 | 29845.8269 | 0.055122 | 0.024837 | 1636 | 3.0883 | 8.5982 | 2.6192 | 3.1025 | 8.0889 | -2.1668 | 0.025282 | 0.0061259 | 1.7066 | 296.0531 | 40.1204 | 33.4618 | 1.0848 | 13.8326 | 14.9321 | 1.6014 | 61.9% | 54.2% | 73.1% | 47.8% | 81.5% | 23.8% | 0.12011 | 0.020064 | 1.8028 | 15.6378 | 1.0174 | 3.9423 | 8.2326 | 8.256 | 1.7906 | 3.2338 | 13.3703 | 10.4074 | 10.6011 | 7.6378 | 49.4942 | 62.0644 | 48.4857 | 64.3072
North Coast | CLOVERDALE 1101circuit_breaker | 1466 | 375 | 515.5804 | 515 | 603.0728 | 67 | 7.9081e-05 | 34.4641 | 10.5428 | 0.0033083 | 0.00049068 | 0.72816 | 0.85492 | {1FD9348C-4D4E-4981-80D7-DF41347DC4BB} | 42821101 | CLOVERDALE 1101 | circuit_breaker | 38.7973 | -123.0106 | 212 | 474 | 39790.7548 |  | 14601.0166 |  | 25189.7381 | 7970.5303 | 4893.9246 | 0.032875 | 0.0052984 | 820 | 6.4825 | 13.7957 | 2 | 2.4073 | 6.0724 | 2.2241 | 0.052409 | 0.0066685 | 3.0801 | 296.5395 | 37.4342 | 39.029 | 1.1321 | 14.4616 | 16.4797 | 8.3607 | 68.4% | 75.8% | 29.4% | 37.4% | 74.9% | 23.9% | 0.069544 | 0.088029 | 1.6977 | 15.4186 | 0.57883 | 3.7591 | 12.9982 | 11.4313 | 2.4033 | 3.9299 | 13.6155 | 8.7755 | 8.5054 | 4.8894 | 72.8186 | 100.9835 | 50.0152 | 78.2308
Central Coast | TEMPLETON 2111circuit_breaker | 1717 | 90 | 193.2468 | 378 | 376.0212 | 32 | 6.6308e-05 | 399.1566 | 13.926 | 0.025244 | 0.00049057 | 0.2381 | 0.51393 | {1A1B9828-BB7B-4831-9B29-12F7B7720C90} | 183052111 | TEMPLETON 2111 | circuit_breaker | 35.5555 | -120.6799 | 199 | 101 | 23715.5624 |  | 17899.6887 |  | 5815.8737 | 2988.8542 | 2459.7263 | 0.015698 | 0.0021219 | 821 | 1.865 | 6.4023 | 2 | 2.2568 | 7.1597 | 0.026912 | 0.02537 | 0.0060834 | 1.1703 | 297.4204 | 39.3923 | 33.6175 | 1.1889 | 14.3872 | 15.2667 | 1.3865 | 88.1% | 88% | 73.8% | 36.3% | 87.4% | 36.6% | 0.075294 | 0.021296 | 2 | 15.4516 | 2.3837 | 7 | 8.5841 | 8.247 | 1.9496 | 3.4629 | 13.5245 | 10.1227 | 10.2599 | 7.0052 | 50.5639 | 68.3475 | 49.5885 | 67.2625
Sierra | BELL 110880680 | 8784 | 18 | 29.348 | 47 | 38.291 | 6 | 5.2465e-05 | 0.037818 | 15.36 | 1.9841e-06 | 0.00048903 | 0.38298 | 0.76644 | {901652B5-3616-44F2-8390-6A226575133C} | 152701108 | BELL 1108 | 80680 | 38.9639 | -121.105 | 53 | 55 | 5735.4226 |  | 2866.5185 |  | 2868.9041 | 685.5234 | 941.1063 | 0.0029342 | 0.00031479 | 822 | 2.0307 | 6.164 | 2 | 2.3788 | 6.0359 | -0.90922 | 0.046667 | 0.0060048 | 2.6895 | 296.0966 | 48.7584 | 33.5324 | 1.3162 | 11.9176 | 13.6614 | 6.9535 | 48% | 53.7% | 21.7% | 16.8% | 70.2% | 25.9% | 0.18123 | 0.0525 | 3 | 19.875 | 3.1983 | 3.9167 | 8.7748 | 6.4447 | 2.3469 | 4.1673 | 12.2779 | 5.7131 | 8.2391 | 3.8772 | 54.041 | 88.6306 | 56.1665 | 93.7097
Central Valley | FROGTOWN 170211212 | 1352 | 129 | 192.0071 | 751 | 420.4673 | 184 | 4.4779e-05 | 340.9241 | 18.8866 | 0.016992 | 0.0003563 | 0.17177 | 0.45665 | {275411B9-F65E-4C2D-AC92-04E91C75A810} | 163451702 | FROGTOWN 1702 | 11212 | 38.0863 | -120.5718 | 190 | 153 | 45775.7705 | 28.4438 | 34480.8483 | 21.4255 | 11294.9223 | 34480.8483 | 11294.9223 | 0.065559 | 0.0082393 | 997 | 2.0418 | 6.7805 | 2 | 1.832 | 5.2985 | -0.12767 | 0.0079563 | 0.0061012 | 2.0993 | 297.2074 | 45.8122 | 34.2221 | 1.3394 | 12.7263 | 14.289 | 0.77673 | 57.4% | 64.4% | 47.2% | 35.3% | 67.2% | 66.3% | 0.068491 | 0.031607 | 1.6445 | 13.8894 | 0.53667 | 1.4901 | 13.3754 | 9.6092 | 2.3625 | 3.9671 | 12.5365 | 6.9295 | 8.9603 | 4.782 | 47.4374 | 78.1531 | 53.6141 | 86.3359
North Coast | MIRABEL 11022043 | 6622 | 70 | 133.8993 | 98 | 150.0789 | 8 | 0.00016024 | 0.037818 | 3.7368 | 6.0597e-06 | 0.00048874 | 0.71429 | 0.89219 | {CF6DCD50-9D01-424C-A63A-95836ADA2180} | 42091102 | MIRABEL 1102 | 2043 | 38.5038 | -122.9457 | 11 | 102 | 3983.4628 |  | 914.8961 |  | 3068.5667 | 914.8961 | 3068.5667 | 0.0039099 | 0.0012819 | 824 | 16.1781 | 49.9846 | 3 | 1.4087 | 3.9888 | 2.5224 | 0.16444 | 0.0070697 | 3.3675 | 295.6569 | 24.8831 | 25.2692 | 0.84287 | 17.6238 | 19.6561 | 1.5314 | 68.3% | 43.4% | 84.3% | 96.6% | 43.3% | 72.4% | 0.10896 | 0.10444 | 11.2857 | 22.4286 | 0.98778 | 10.8889 | 10.9252 | 8.8608 | 1.9287 | 3.1644 | 16.3504 | 13.6311 | 13.0986 | 10.6667 | 46.2911 | 54.602 | 36.5062 | 48.4469
Central Valley | CALAVERAS CEMENT 11014786 | 6237 | 286 | 434.5709 | 1113 | 768.3805 | 205 | 6.0887e-05 | 2.3949 | 1.928 | 0.00018642 | 8.5203e-05 | 0.25696 | 0.56557 | {CF62E6C3-07CA-4DD5-8099-332BF3F2B85C} | 162211101 | CALAVERAS CEMENT 1101 | 4786 | 38.232 | -120.5345 | 233 | 195 | 45830.3614 | 28.4777 | 28957.9323 | 17.9937 | 16872.4291 | 28957.9323 | 16872.4291 | 0.017467 | 0.012482 | 1975 | 3.8474 | 9.6358 | 2.4292 | 1.8946 | 4.6071 | -0.099564 | 0.018805 | 0.0065838 | 2.4801 | 295.3722 | 43.271 | 32.4984 | 1.169 | 13.0196 | 14.7159 | 0.84258 | 20.4% | 8.5% | 63.9% | 50.1% | 16% | 77.8% | 0.057913 | 0.082721 | 1.5902 | 15.1445 | 1.3071 | 2.4624 | 14.6287 | 10.2801 | 2.0662 | 3.6896 | 12.9148 | 6.8568 | 8.5183 | 4.6315 | 46.8024 | 75.3384 | 50.7174 | 86.6529
Bay Area | LAS GALLINAS A 110599904 | 7713 | 365 | 520.1458 | 1072 | 937.2239 | 90 | 9.0835e-05 | 1.1068 | 9.8636 | 0.00010207 | 0.00048781 | 0.34049 | 0.55499 | {C483C6B2-63CC-448F-80AD-EB7838DB89B8} | 42991105 | LAS GALLINAS A 1105 | 99904 | 38.0443 | -122.6155 | 78 | 46 | 14887.5888 |  | 8897.752 |  | 5989.8368 | 8897.752 | 5989.8368 | 0.043903 | 0.0081751 | 826 | 7.5033 | 16.6796 | 2.9872 | 2.6098 | 7.2889 | -4.0801 | 0.056282 | 0.0070844 | 3.0614 | 294.2781 | 32.5436 | 29.8394 | 0.83944 | 15.2794 | 17.1851 | 0.17388 | 93.6% | 91.3% | 81.5% | 80.6% | 45.2% | 53.2% | 0.10177 | 0.17308 | 1.6974 | 13.2763 | 0.79192 | 6.8718 | 11.4697 | 9.7364 | 1.7265 | 3.3453 | 14.4292 | 10.4635 | 10.872 | 7.5389 | 55.7455 | 68.3083 | 43.5352 | 64.6305
Central Valley | COARSEGOLD 21045516 | 8880 | 25 | 48.6774 | 240 | 124.0313 | 102 | 3.3351e-05 | 8.674 | 15.9577 | 0.00025285 | 0.00024788 | 0.10417 | 0.39246 | {5DA2A1D7-0688-4867-AAF9-609471332BF9} | 254432104 | COARSEGOLD 2104 | 5516 | 37.2282 | -119.8706 | 117 | 125 | 45926.549 | 28.5375 | 29689.925 | 18.4485 | 16236.624 | 29689.925 | 16236.624 | 0.025284 | 0.0034018 | 1260 | 2.2633 | 5.8789 | 2 | 2.1812 | 5.427 | 0.21348 | 0.0046421 | 0.0059411 | 1.247 | 297.939 | 51.4627 | 35.5264 | 1.4688 | 11.651 | 12.7563 | 0.63793 | 45.9% | 57.7% | 31.9% | 30.4% | 84% | 39.7% | 0.071218 | 0.013189 | 1.3352 | 16.0559 | 0.097614 | 0.52061 | 7.5119 | 6.846 | 2.6318 | 4.066 | 10.9415 | 6.496 | 7.6242 | 4.4123 | 49.8575 | 74.8174 | 62.9564 | 88.2152
North Valley | KESWICK 11019712 | 3208 | 412 | 689.4027 | 1516 | 1175.0918 | 244 | 0.00017231 | 1.7015 | 33.7472 | 0.00027936 | 0.003168 | 0.27177 | 0.58668 | {7666B122-2C0C-4302-93AF-84BE4CAB5B18} | 103451101 | KESWICK 1101 | 9712 | 40.6166 | -122.4955 | 358 | 409 | 45946.1588 | 28.5497 | 29985.2487 | 18.632 | 15960.9101 | 29985.2487 | 15960.9101 | 0.77299 | 0.042045 | 103 | 4.4522 | 10.7429 | 3 | 2.2443 | 6.6976 | -0.46127 | 0.0080585 | 0.0057418 | 3.756 | 297.5085 | 49.5926 | 34.4174 | 1.5964 | 11.6378 | 13.9876 | 3.7163 | 93.1% | 77.9% | 97.7% | 53.8% | 89% | 9% | 0.23165 | 0.016755 | 2.7472 | 16.9814 | 1.9911 | 4.0319 | 9.9949 | 7.103 | 2.8081 | 4.9904 | 11.2928 | 5.314 | 7.0707 | 4.0337 | 59.9775 | 83.0902 | 61.9599 | 96.2408
North Coast | BIG RIVER 110179628 | 186 | 2137 | 3559.6866 | 2915 | 3915.5786 | 233 | 0.00011775 | 0.037818 | 3.4522 | 4.453e-06 | 0.00027202 | 0.7331 | 0.90911 | {20E18CC8-D4A7-4B74-B6A8-456036AC47A2} | 43081101 | BIG RIVER 1101 | 79628 | 39.312 | -123.7861 | 266 | 355 | 47890.4214 | 29.7578 | 23966.4375 | 14.8921 | 23923.9839 | 23966.4375 | 23923.9839 | 0.06338 | 0.027435 | 1180 | 14.0129 | 26.4165 | 2 | 2.718 | 6.9958 | 0.70657 | 0.071444 | 0.0068352 | 3.1006 | 290.8717 | 18.7191 | 20.4721 | 0.47836 | 18.9488 | 21.3988 | 1.521 | 50.3% | 40.2% | 65.9% | 76.1% | 9.2% | 93.5% | 0.066546 | 0.084599 | 2.5304 | 17.6311 | 1.2259 | 7.7941 | 11.9353 | 9.8786 | 1.3743 | 2.1109 | 18.3391 | 14.9722 | 14.6063 | 11.5408 | 40.9332 | 47.384 | 28.4834 | 41.8532
North Coast | BRIDGEVILLE 1102circuit_breaker | 4918 | 535 | 728.5903 | 604 | 766.7329 | 112 | 0.00023776 | 0.12683 | 1.3066 | 2.4224e-05 | 0.00027076 | 0.88576 | 0.95025 | {5393CBB1-CE75-4399-B6C7-25EB732D48AF} | 192461102 | BRIDGEVILLE 1102 | circuit_breaker | 40.4795 | -123.7801 | 193 | 176 | 65019.0666 | 40.4011 | 57957.1067 | 36.013 | 7061.96 | 40164.6361 | 3494.1439 | 0.030325 | 0.02663 | 1185 | 7.4225 | 17.5831 | 2.8512 | 2.5018 | 7.6948 | 0.12441 | 0.031746 | 0.0064338 | 4.3783 | 293.4848 | 30.6021 | 27.0342 | 0.89268 | 15.8938 | 18.9632 | 0.70059 | 50.2% | 19.8% | 95.2% | 48.6% | 51.5% | 49% | 0.05693 | 0.082758 | 1.3873 | 11.9648 | 0.15143 | 1.1984 | 12.1461 | 8.8683 | 1.9081 | 3.4354 | 15.6958 | 8.5724 | 9.6473 | 5.3353 | 47.1414 | 73.8571 | 40.3555 | 76.1098
Bay Area | MENLO 11038512 | 6867 | 1615 | 2595.5681 | 2947 | 3404.0657 | 232 | 4.469e-05 | 0.038906 | 1.3021 | 1.7432e-06 | 5.2165e-05 | 0.54801 | 0.76249 | {8F9D0578-4CB4-4781-89AC-7B1C36D45FF0} | 24131103 | MENLO 1103 | 8512 | 37.2892 | -122.2132 | 198 | 143 | 46118.1544 | 28.6566 | 26938.1265 | 16.7386 | 19180.028 | 26938.1265 | 19180.028 | 0.012102 | 0.010368 | 2260 | 10.5532 | 21.7224 | 2 | 1.7792 | 4.5653 | -0.71092 | 0.070049 | 0.0071063 | 2.1647 | 294.8444 | 30.9313 | 29.7408 | 0.82671 | 16.0264 | 17.7488 | 0.35883 | 41% | 50.7% | 38.7% | 93.1% | 42.1% | 84.2% | 0.10264 | 0.18267 | 1.8202 | 12.9888 | 0.62934 | 7.1529 | 11.1716 | 9.6826 | 1.7333 | 3.5699 | 15.3589 | 10.9952 | 9.4001 | 6.3384 | 59.3732 | 68.5363 | 44.0552 | 68.1373
North Coast | FULTON 1102circuit_breaker | 3233 | 236 | 274.8777 | 423 | 385.5805 | 5 | 0.00010784 | 8.2648 | 9.6383 | 0.00090768 | 0.00047447 | 0.55792 | 0.71289 | {6ABCE308-047E-4F2E-99AB-65F7E6BEAD99} | 42561102 | FULTON 1102 | circuit_breaker | 38.497 | -122.7616 | 144 | 256 | 20953.5814 |  | 7126.3044 |  | 13827.277 | 646.4219 | 444.5029 | 0.0023723 | 0.0005392 | 832 | 4.8587 | 12.3324 | 2.1111 | 1.5861 | 4.7296 | -4.1967 | 0.018889 | 0.0069519 | 2.5231 | 295.5834 | 29.8576 | 27.8444 | 0.8867 | 16.2819 | 18.0885 | 12.4431 | 67.9% | 72.2% | 61.6% | 32.9% | 50.2% | 52.6% | 0.34799 | 0.045556 | 2.2 | 15.2 | 14.15 | 47 | 10.8761 | 8.6621 | 1.9589 | 3.419 | 15.7342 | 11.3257 | 11.378 | 7.8066 | 46.6748 | 68.6568 | 39.5011 | 62.5532
North Coast | MONTE RIO 111123916 | 572 | 647 | 1070.7359 | 880 | 1197.0814 | 76 | 0.00017142 | 0.037817 | 5.2266 | 6.4825e-06 | 0.00047393 | 0.73523 | 0.89446 | {928C2523-6FDC-42B7-8EE9-33FA426DCF79} | 42811111 | MONTE RIO 1111 | 23916 | 38.49 | -123.0599 | 111 | 205 | 21104.3687 |  | 8839.5506 |  | 12264.8181 | 8839.5506 | 12264.8181 | 0.036018 | 0.013028 | 833 | 13.284 | 26.7179 | 3 | 1.6886 | 5.2447 | -4.0589 | 0.10876 | 0.0072182 | 3.7827 | 294.2937 | 22.9431 | 23.5649 | 0.7175 | 17.9762 | 20.1314 | 0.77193 | 67.7% | 55.3% | 88.1% | 77.1% | 20.1% | 84% | 0.10954 | 0.034496 | 3.1458 | 17.1064 | 0.25814 | 6.8217 | 10.8943 | 8.9807 | 1.7527 | 2.8062 | 16.7648 | 14.1737 | 12.6962 | 10.9491 | 43.6107 | 50.6252 | 36.0414 | 45.7799
North Valley | VOLTA 11021650 | 1805 | 478 | 530.6713 | 2975 | 1702.8368 | 291 | 3.8271e-05 | 0.043704 | 11.3516 | 1.7323e-06 | 0.00024297 | 0.16067 | 0.31164 | {FEE27DB0-3817-4D7E-9EF5-189449263C1D} | 102541102 | VOLTA 1102 | 1650 | 40.517 | -121.7462 | 204 | 239 | 46137.1161 | 28.6683 | 34674.2454 | 21.5456 | 11462.8707 | 34674.2454 | 11462.8707 | 0.070703 | 0.011137 | 1279 | 9.3818 | 23.4851 | 2 | 2.1026 | 6.2323 | -0.5183 | 0.051588 | 0.00479 | 3.1999 | 290.6867 | 39.0372 | 26.026 | 0.90656 | 13.7698 | 16.3952 | 0.76126 | 42.8% | 48.1% | 28.6% | 89.6% | 1.2% | 94.5% | 0.042454 | 0.07551 | 2.1133 | 15.5468 | 0.26497 | 6.6555 | 8.0995 | 5.911 | 1.6184 | 2.9747 | 14.5701 | 6.8903 | 7.8806 | 4.8579 | 42.2831 | 68.2785 | 46.7774 | 86.025
North Coast | KONOCTI 110264464 | 6685 | 203 | 308.4841 | 340 | 368.1755 | 35 | 6.8095e-05 | 0.65866 | 16.3129 | 3.6408e-05 | 0.00047371 | 0.59706 | 0.83787 | {8A5CF734-63C5-45CD-9511-BDF8DA98EA25} | 43311102 | KONOCTI 1102 | 64464 | 38.9443 | -122.6752 | 51 | 146 | 10663.8346 |  | 4327.7045 |  | 6336.1301 | 3132.1045 | 3041.1003 | 0.01658 | 0.0023833 | 835 | 19.0981 | 52.7917 | 2 | 3.1149 | 8.0442 | -7.7795 | 0.04925 | 0.0060446 | 2.0447 | 296.3897 | 42.096 | 33.5748 | 1.2242 | 13.7042 | 15.2839 | 1.8896 | 67.4% | 85.6% | 18.1% | 97.8% | 92.2% | 9.6% | 0.32278 | 0.1025 | 4.3333 | 17.6296 | 7.9543 | 8.5 | 9.7257 | 7.2971 | 2.3222 | 4.0514 | 13.1643 | 7.3083 | 8.2257 | 4.532 | 55.3813 | 80.6575 | 52.0595 | 84.3015
Bay Area | PACIFICA 11033907 | 8884 | 359 | 1227.7215 | 395 | 1245.2505 | 27 | 0.00010758 | 0.17039 | 7.3236 | 1.8511e-05 | 0.00047278 | 0.90886 | 0.98592 | {1B478AA0-B298-4B7B-A396-0BA13AEAC7E0} | 22811103 | PACIFICA 1103 | 3907 | 37.5844 | -122.4997 | 32 | 18 | 8180.7857 |  | 7747.6312 |  | 433.1545 | 5462.3478 | 149.0846 | 0.012765 | 0.0029047 | 836 | 4.5329 | 14.0364 | 2.7778 | 3.3605 | 9.1435 | 0.16847 | 0.010476 | 0.0074509 | 1.7252 | 290.856 | 21.4811 | 18.9188 | 0.45237 | 18.072 | 19.5981 | 4.027 | 93.5% | 86.5% | 85.5% | 65.9% | 0.4% | 99.6% | 0.11407 | 0.053598 | 1.5 | 11.1429 | 16.9302 | 6.2698 | 10.2567 | 8.7029 | 1.3864 | 2.0493 | 17.4654 | 15.8275 | 13.2278 | 11.654 | 40.9293 | 36.7013 | 31.5465 | 39.3857
Sierra | WISE 11011404 | 7948 | 7 | 15.0024 | 24 | 21.7775 | 12 | 4.935e-05 | 59.099 | 14.6239 | 0.0030569 | 0.00047165 | 0.29167 | 0.68889 | {D8BA1097-151A-4C27-86A3-35B90FB447B4} | 152271101 | WISE 1101 | 1404 | 38.8743 | -121.1171 | 101 | 109 | 10988.4795 |  | 5668.509 |  | 5319.9705 | 1996.1981 | 1257.0413 | 0.0056598 | 0.0005922 | 837 | 1.6878 | 4.8746 | 2 | 2.275 | 6.0376 | 1.4448 | 0.014194 | 0.0062379 | 2.355 | 296.4615 | 47.114 | 33.0466 | 1.297 | 12.3656 | 14.0063 | 6.7659 | 47.1% | 50.9% | 18.8% | 9.8% | 52.7% | 54.6% | 0.13908 | 0.022581 | 2.8824 | 18 | 0.54935 | 0.77419 | 8.6639 | 6.5152 | 2.3612 | 4.172 | 12.2937 | 6.0861 | 8.3423 | 4.1127 | 53.2422 | 86.3535 | 56.1261 | 91.4295
North Coast | MONTE RIO 11131313 | 6236 | 190 | 315.9039 | 298 | 374.3405 | 24 | 8.1987e-05 | 0.037818 | 8.5024 | 3.1006e-06 | 0.00047124 | 0.63758 | 0.84389 | {DC5D373F-83D4-48BB-B919-0674685FB4AD} | 42811113 | MONTE RIO 1113 | 1313 | 38.504 | -122.9884 | 26 | 162 | 8534.2879 |  | 1981.3722 |  | 6552.9157 | 1981.3722 | 6552.9157 | 0.01131 | 0.0019677 | 838 | 23.4646 | 65.5207 | 3 | 1.4964 | 4.1949 | -5.3752 | 0.15759 | 0.0071185 | 3.5514 | 295.0598 | 25.9184 | 26.6277 | 0.80469 | 17.3748 | 19.4581 | 3.7169 | 67.2% | 68.5% | 33.4% | 99.7% | 34.6% | 65.5% | 0.12928 | 0.04549 | 7.0769 | 22.1538 | 0.52345 | 10.2759 | 10.9222 | 8.9552 | 1.9019 | 3.1347 | 16.2862 | 13.1266 | 11.9591 | 9.6869 | 48.0975 | 59.0754 | 38.8865 | 51.7968
Central Coast | TEMPLETON 21136055 | 6679 | 116 | 237.7408 | 216 | 291.7568 | 58 | 0.00011864 | 118.901 | 6.2019 | 0.015131 | 0.00047105 | 0.53704 | 0.81486 | {B7E378B5-33FB-4A39-80EA-4BDF85CF7D40} | 183052113 | TEMPLETON 2113 | 6055 | 35.4549 | -120.4869 | 310 | 326 | 87605.9313 |  | 63807.832 |  | 23798.0993 | 63807.832 | 23798.0993 | 0.027321 | 0.0068809 | 839 | 1.0041 | 3.3436 | 2.1712 | 2.8997 | 7.2696 | -0.89213 | 0.0061505 | 0.0060556 | 1.5457 | 298.7369 | 42.8236 | 36.4036 | 1.3644 | 13.7494 | 14.7732 | 0.59234 | 87.7% | 68.8% | 87.2% | 11.2% | 95.2% | 22% | 0.11816 | 0.012269 | 1.4414 | 14.3491 | 0.25263 | 0.23555 | 7.8175 | 8.3282 | 2.2784 | 4.0284 | 11.9584 | 8.9098 | 8.1544 | 5.6375 | 54.5209 | 73.8297 | 56.973 | 76.5896
Central Valley | DUNLAP 11027060 | 6262 | 390 | 504.0424 | 908 | 722.9799 | 180 | 2.3498e-05 | 77.9374 | 30.1306 | 0.001955 | 0.00032876 | 0.42952 | 0.69717 | {DC0C9AE9-E0EC-4108-AF9E-4DDFE694FC71} | 254061102 | DUNLAP 1102 | 7060 | 36.6878 | -119.0223 | 201 | 214 | 46155.7833 | 28.6799 | 28682.1944 | 17.8223 | 17473.5889 | 28682.1944 | 17473.5889 | 0.059177 | 0.0042297 | 1044 | 3.0444 | 8.7582 | 2 | 2.2241 | 4.6129 | -0.43888 | 0.026033 | 0.0054834 | 2.0958 | 295.6664 | 58.7967 | 37.6984 | 1.4698 | 9.7091 | 11.1452 | 0.60718 | 55.4% | 73.8% | 18.4% | 45.7% | 84.5% | 3.3% | 0.026157 | 0.049531 | 1.7026 | 14.7543 | 1.9078 | 2.1315 | 5.369 | 5.2482 | 2.4542 | 4.0316 | 9.0263 | 5.2451 | 5.4319 | 3.3576 | 52.5101 | 78.6035 | 75.2273 | 97.2162
North Coast | BIG RIVER 110155402 | 2536 | 253 | 503.9248 | 497 | 617.158 | 41 | 0.00010796 | 0.037818 | 7.3595 | 4.0827e-06 | 0.0004693 | 0.50905 | 0.81652 | {2D8E8FC7-3A5C-40AE-8F67-02A91CEAEC16} | 43081101 | BIG RIVER 1101 | 55402 | 39.3394 | -123.8093 | 181 | 223 | 27214.707 |  | 14975.0535 |  | 12239.6535 | 3203.2885 | 2341.2323 | 0.019241 | 0.0044262 | 841 | 9.5805 | 23.5786 | 2 | 3.4019 | 9.7647 | -0.69927 | 0.045614 | 0.0069383 | 2.8412 | 289.5468 | 17.4714 | 20.0397 | 0.35216 | 19.4246 | 21.7778 | 3.4235 | 67.1% | 65.5% | 62.1% | 69.6% | 1% | 97.6% | 0.17705 | 0.036084 | 1.9429 | 16.9706 | 2.5672 | 8.7193 | 12.4962 | 10.2193 | 1.1976 | 1.712 | 18.8262 | 15.2048 | 15.2222 | 12.0088 | 40.6368 | 47.1776 | 26.7188 | 41.1137
Bay Area | OLEMA 110137074 | 7884 | 0 | 0 | 1 | 0.58532 | 1 | 2.1112e-05 | 0.037818 | 22.0902 | 7.9843e-07 | 0.00046637 | 0 | 0 | {117C09FD-AE60-4D22-843F-8781BD8BA585} | 42291101 | OLEMA 1101 | 37074 | 38.0687 | -122.8057 | 24 | 34 | 1649.5018 |  | 506.0081 |  | 1143.4937 | 21.9456 | 0 | 0.00046637 | 2.1112e-05 | 842 | 1.776 | 3.8216 | 2 | 2.2516 | 7.1121 | -5.625 | 0.02 | 0.0072438 | 2.1232 | 293.8301 | 24.8487 | 27.1026 | 0.67025 | 17.4417 | 19.0852 | 15.5889 | 93.3% | 96.2% | 9.8% | 5.1% | 13.2% | 97.6% | 0.0625 | 0.09 | 5 | 5 | 0.19 | 1 | 12.4887 | 10.7146 | 1.5947 | 2.6127 | 16.2902 | 14.5797 | 13.4206 | 11.0598 | 53.9564 | 56.8267 | 35.3069 | 44.4046
North Valley | RED BLUFF 11031702 | 5388 | 30 | 76.7775 | 889 | 319.2838 | 180 | 4.0309e-05 | 852.2224 | 10.3871 | 0.030795 | 0.00017022 | 0.033746 | 0.24047 | {A3CC161F-1B95-41A3-B30A-2B1FE8B4155F} | 103541103 | RED BLUFF 1103 | 1702 | 40.1649 | -122.2812 | 242 | 218 | 46166.2792 | 28.6865 | 29232.1064 | 18.164 | 16934.1727 | 26173.4534 | 13601.0083 | 0.030639 | 0.0072556 | 1516 | 1.5638 | 4.3853 | 2 | 2.9611 | 9.1661 | 0.13131 | 0.017861 | 0.0059057 | 1.7942 | 298.5642 | 50.4479 | 39.3931 | 1.6353 | 11.7188 | 13.4001 | 1.0248 | 37.6% | 44.8% | 31.2% | 15% | 98.3% | 11.6% | 0.10355 | 0.012139 | 1.7411 | 14.9598 | 0.42164 | 2.2114 | 13.5038 | 9.9379 | 3.1302 | 4.9484 | 10.415 | 5.8231 | 6.7947 | 4.5019 | 76.6023 | 95.1802 | 65.0073 | 90.9141
Central Valley | FROGTOWN 17027134 | 7336 | 71 | 113.373 | 505 | 286.194 | 103 | 5.1692e-05 | 71.477 | 2.8261 | 0.0029948 | 8.9917e-05 | 0.14059 | 0.39614 | {0486726A-698F-459A-9224-3E1921E2AC68} | 163451702 | FROGTOWN 1702 | 7134 | 38.0554 | -120.5345 | 208 | 142 | 46171.8287 | 28.6899 | 36552.2416 | 22.7126 | 9619.5871 | 28875.1403 | 7367.5521 | 0.0092614 | 0.0053243 | 1942 | 1.6324 | 5.7219 | 2 | 2.2793 | 5.7276 | -0.12005 | 0.008067 | 0.0062481 | 2.0433 | 297.33 | 45.9505 | 34.2634 | 1.3579 | 12.7496 | 14.2731 | 0.9687 | 21.1% | 12.6% | 57.4% | 29.3% | 72.1% | 66.5% | 0.058711 | 0.026518 | 1.5 | 12.9744 | 0.2843 | 1.3015 | 11.8642 | 8.7366 | 2.3914 | 4.1037 | 12.4273 | 6.77 | 8.9088 | 4.636 | 50.2603 | 81.6502 | 54.2431 | 87.4079
North Valley | JESSUP 1102circuit_breaker | 2297 | 15 | 24.0637 | 119 | 63.4925 | 18 | 0.00012116 | 386.7236 | 5.7138 | 0.048909 | 0.00046385 | 0.12605 | 0.379 | {232A469F-DE89-4EE3-AC4B-F74419E6464C} | 103441102 | JESSUP 1102 | circuit_breaker | 40.4616 | -122.3278 | 175 | 319 | 22373.067 |  | 8672.7914 |  | 13700.2756 | 1622.8923 | 2921.7214 | 0.0083493 | 0.0021809 | 845 | 4.2025 | 10.9155 | 2 | 2.2767 | 8.2947 | 0.41555 | 0.026667 | 0.0058241 | 2.276 | 298.2544 | 48.4082 | 34.726 | 1.5947 | 12.0755 | 14.0807 | 6.9403 | 56.6% | 32.5% | 88.2% | 54.3% | 88.2% | 35.3% | 0.36496 | 0.0092593 | 4.3684 | 21.5789 | 1.3215 | 4.4074 | 11.0349 | 7.9499 | 2.9252 | 4.9415 | 11.0351 | 5.7802 | 7.3196 | 4.488 | 65.007 | 82.8325 | 61.9826 | 91.9119
Bay Area | ALTO 1124430 | 703 | 1291 | 2303.2293 | 2512 | 2981.1995 | 120 | 0.00011507 | 0.038275 | 4.8615 | 4.4097e-06 | 0.0003066 | 0.51393 | 0.77258 | {5B9950E9-6C0C-44EE-B414-F2773560C367} | 42031124 | ALTO 1124 | 430 | 37.906 | -122.5504 | 221 | 803 | 46219.6832 | 28.7197 | 11716.5372 | 7.2803 | 34503.146 | 11716.5372 | 34503.146 | 0.036792 | 0.013808 | 1089 | 9.032 | 20.196 | 3 | 3.1007 | 7.5362 | -2.2821 | 0.14459 | 0.0071615 | 2.5268 | 293.8518 | 30.2834 | 26.6434 | 0.75137 | 15.7688 | 17.5791 | 11.2324 | 89.8% | 80.8% | 87.5% | 91.1% | 29.9% | 77.9% | 0.30514 | 0.1377 | 8.0244 | 21.065 | 3.3246 | 18.6074 | 10.9731 | 9.3295 | 1.6181 | 2.9611 | 14.8306 | 12.3813 | 11.8155 | 9.0417 | 51.6489 | 53.6592 | 40.8218 | 53.9075
Central Valley | FROGTOWN 17021573 | 1490 | 149 | 234.1688 | 590 | 384.9392 | 182 | 3.9975e-05 | 32.1584 | 14.4906 | 0.0013968 | 0.00028602 | 0.25254 | 0.60833 | {04098A19-988D-4276-8D0E-8060BEC56ABE} | 163451702 | FROGTOWN 1702 | 1573 | 38.0465 | -120.63 | 162 | 166 | 46234.1126 | 28.7286 | 28787.0124 | 17.8875 | 17447.1002 | 28787.0124 | 17447.1002 | 0.052056 | 0.0072754 | 1141 | 1.4978 | 4.5451 | 2 | 2.6373 | 6.2552 | -0.20092 | 0.0086465 | 0.0064721 | 2.0432 | 296.8091 | 44.596 | 33.7337 | 1.2909 | 13.0061 | 14.5542 | 0.5484 | 51.7% | 54.7% | 40.6% | 19.1% | 52.3% | 76.9% | 0.027947 | 0.028485 | 1.2869 | 14.3546 | 0.61301 | 1.1919 | 11.8688 | 8.9029 | 2.2819 | 3.9546 | 12.8312 | 6.9531 | 9.4196 | 4.7229 | 48.2225 | 80.4072 | 51.9487 | 86.1945
Central Valley | COARSEGOLD 21025722 | 4462 | 47 | 68.2563 | 390 | 219.2995 | 39 | 8.8771e-05 | 0.073573 | 10.6412 | 6.1856e-06 | 0.00046228 | 0.12051 | 0.31125 | {07357E95-1494-460D-BB24-62F7136594F4} | 254432102 | COARSEGOLD 2102 | 5722 | 37.3156 | -119.6083 | 39 | 85 | 7441.1521 |  | 3182.9469 |  | 4258.2052 | 3182.9469 | 4258.2052 | 0.018029 | 0.0034621 | 848 | 5.4451 | 16.0155 | 3 | 1.6271 | 4.1324 | 0.45627 | 0.058367 | 0.0059385 | 2.2824 | 296.1707 | 50.7496 | 34.565 | 1.3311 | 11.4494 | 12.915 | 2.4709 | 62.1% | 45.1% | 84.7% | 73.6% | 65.4% | 31.9% | 0.060226 | 0.10141 | 3.1795 | 21.5641 | 1.9371 | 7.9592 | 9.452 | 8.0941 | 2.2052 | 3.7244 | 10.9331 | 6.29 | 6.8384 | 4.2433 | 51.0256 | 71.7505 | 63.5548 | 89.321
North Valley | BANGOR 1101circuit_breaker | 7733 | 179 | 315.1913 | 731 | 472.5357 | 152 | 5.6876e-05 | 242.563 | 15.9656 | 0.012306 | 0.00034383 | 0.24487 | 0.66702 | {C9648835-EB5A-442A-856F-5456F572C3DC} | 103191101 | BANGOR 1101 | circuit_breaker | 39.3877 | -121.4033 | 225 | 204 | 46265.3946 | 28.7481 | 34104.446 | 21.1916 | 12160.9486 | 28650.9927 | 10889.924 | 0.052263 | 0.0086451 | 1019 | 1.5449 | 4.1819 | 2 | 2.7416 | 7.4998 | 0.41202 | 0.014453 | 0.0065257 | 2.2972 | 297.6583 | 45.7953 | 32.2169 | 1.3862 | 12.7648 | 14.4471 | 0.68156 | 51.4% | 58.5% | 49.4% | 12.4% | 55.8% | 79.2% | 0.10826 | 0.046766 | 1.6618 | 14.3575 | 1.4953 | 1.8184 | 9.4548 | 6.8166 | 2.6258 | 4.3321 | 12.1108 | 6.1927 | 8.3011 | 4.2285 | 50.7115 | 87.3146 | 56.7175 | 90.6331
North Coast | MONTE RIO 11131137 | 3660 | 218 | 349.9391 | 469 | 479.4497 | 46 | 9.4141e-05 | 0.037818 | 10.3709 | 3.5602e-06 | 0.00045796 | 0.46482 | 0.72988 | {AC5E1196-E1A0-4AEB-87C6-E671E2DDECCF} | 42811113 | MONTE RIO 1113 | 1137 | 38.5277 | -122.9999 | 36 | 38 | 8876.2051 |  | 4563.9223 |  | 4312.2828 | 4563.9223 | 4312.2828 | 0.021066 | 0.0043305 | 850 | 10.6225 | 21.8241 | 3 | 1.3597 | 4.1413 | -6.5152 | 0.066712 | 0.0070677 | 3.7051 | 294.9459 | 27.1582 | 27.7648 | 0.82189 | 17.0437 | 19.1484 | 0.42483 | 66.7% | 74.9% | 47.8% | 64.3% | 39.2% | 59.4% | 0.10027 | 0.031644 | 1.7317 | 15.878 | 1.2962 | 6.4247 | 10.9382 | 8.9898 | 1.9432 | 3.1963 | 16.06 | 12.5792 | 11.4486 | 9.1138 | 49.7638 | 62.7616 | 40.3195 | 54.5966
Sierra | HIGGINS 11041374 | 177 | 304 | 485.6609 | 1001 | 866.6653 | 126 | 9.4463e-05 | 0.038079 | 6.2962 | 3.5854e-06 | 0.00032766 | 0.3037 | 0.56038 | {5975A3D8-5B89-4D93-9C6D-113094290849} | 152691104 | HIGGINS 1104 | 1374 | 39.0988 | -121.0521 | 213 | 414 | 34992.808 | 21.7436 | 13460.5941 | 8.364 | 21532.2139 | 12504.4738 | 19850.0149 | 0.041285 | 0.011902 | 1046 | 5.7689 | 13.1321 | 2 | 2.0853 | 5.8587 | 2.2192 | 0.073032 | 0.0055464 | 3.2492 | 295.5775 | 47.5848 | 33.0909 | 1.2676 | 12.1569 | 14.0821 | 2.4695 | 38% | 24.7% | 69% | 57.3% | 40% | 38.8% | 0.03185 | 0.034804 | 1.8864 | 16.1639 | 1.5564 | 3.2674 | 8.3347 | 6.7332 | 2.6154 | 4.3281 | 12.1194 | 6.2621 | 8.2787 | 4.2142 | 51.2875 | 91.4993 | 56.7725 | 90.4383
Central Coast | CAMP EVERS 21055232 | 125 | 656 | 1027.7859 | 1582 | 1559.4196 | 66 | 0.00018153 | 0.037818 | 5.6183 | 6.865e-06 | 0.0004565 | 0.41466 | 0.65908 | {7121682A-B3AC-4974-A685-FFAEF4CE6C69} | 83622105 | CAMP EVERS 2105 | 5232 | 37.0751 | -122.0541 | 111 | 238 | 19670.1579 |  | 7297.0471 |  | 12373.1108 | 7297.0471 | 12373.1108 | 0.030129 | 0.011981 | 852 | 9.6343 | 20.6602 | 3 | 1.5144 | 3.9531 | -3.5437 | 0.10568 | 0.0071419 | 3.0829 | 297.2194 | 29.9471 | 28.3381 | 0.98075 | 16.511 | 18.2747 | 2.1569 | 87.4% | 66.3% | 96.3% | 84.8% | 53.3% | 83% | 0.095069 | 0.038632 | 4.9839 | 19.2742 | 2.4065 | 16.6526 | 9.3066 | 8.1625 | 1.9494 | 3.6136 | 15.9442 | 12.0153 | 11.146 | 7.7073 | 49.0898 | 60.3813 | 40.0758 | 61.2421
Sierra | PLACERVILLE 210623190 | 4223 | 483 | 675.1812 | 848 | 861.5814 | 64 | 0.00010799 | 0.038933 | 7.2589 | 4.1829e-06 | 0.00045641 | 0.56958 | 0.78365 | {83B5D9E2-BFF1-452F-91D8-11E4F5A6B453} | 153082106 | PLACERVILLE 2106 | 23190 | 38.7385 | -120.7795 | 96 | 113 | 11677.3668 |  | 5913.2611 |  | 5764.1057 | 5913.2611 | 5764.1057 | 0.02921 | 0.0069111 | 853 | 5.1343 | 12.7384 | 2.0556 | 2.0956 | 5.6858 | -0.41191 | 0.071667 | 0.0059549 | 3.1518 | 294.8933 | 47.6468 | 31.9234 | 1.2409 | 12.0146 | 13.9186 | 10.6143 | 46.3% | 28% | 83.9% | 55.4% | 31.5% | 30.7% | 0.34281 | 0.055972 | 3.5082 | 19.4262 | 11.5764 | 11.7778 | 8.5057 | 5.9588 | 2.0676 | 3.9342 | 12.8194 | 5.8359 | 8.1979 | 3.9827 | 48.7528 | 82.1989 | 53.2868 | 93.1879
Bay Area | TASSAJARA 2106circuit_breaker | 7752 | 1 | 1.2048 | 1 | 1.2048 | 1 | 1.8209e-05 | 1225.0805 | 25.0078 | 0.022308 | 0.00045538 | 1 | 1 | {0F972632-618F-44CB-A965-3BB4F6195935} | 14662106 | TASSAJARA 2106 | circuit_breaker | 37.7998 | -121.9079 | 103 | 60 | 10639.7542 |  | 5000.9317 |  | 5638.8225 | 809.5956 | 1676.0663 | 0.00045538 | 1.8209e-05 | 854 | 1.0367 | 3.0353 | 2 | 2.3934 | 6.549 | 0.46127 | 0.0022222 | 0.0065821 | 1.7471 | 296.1938 | 39.1816 | 33.0541 | 1.0834 | 14.1905 | 15.6558 | 14.6817 | 93.1% | 96.8% | 7.6% | 2.9% | 85.7% | 15.1% | 0.089428 | 0.027778 | 1.5556 | 16.3333 | 0.051111 | 0.055556 | 7.007 | 6.2486 | 2.1396 | 3.7818 | 13.9005 | 8.8487 | 9.5881 | 5.6789 | 46.9396 | 71.8677 | 47.8764 | 76.9578
Central Valley | FROGTOWN 17016807 | 1876 | 215 | 308.4049 | 539 | 434.8541 | 73 | 7.4314e-05 | 19.2198 | 11.0992 | 0.0011915 | 0.00045538 | 0.39889 | 0.70921 | {90E79228-756C-4E01-AE14-296DCF1179DF} | 163451701 | FROGTOWN 1701 | 6807 | 38.1241 | -120.4507 | 77 | 112 | 12375.6152 |  | 7647.5853 |  | 4728.03 | 7647.5853 | 4728.03 | 0.033242 | 0.0054249 | 855 | 2.5611 | 8.1226 | 2 | 2.3596 | 5.3724 | -0.76595 | 0.015189 | 0.0064851 | 2.3559 | 295.9123 | 43.993 | 32.3592 | 1.2176 | 13.0465 | 14.6696 | 2.3314 | 61.9% | 46.7% | 76.9% | 42.8% | 28.6% | 80% | 0.25992 | 0.021887 | 2.4805 | 17.6364 | 4.8672 | 5.0849 | 12.7192 | 9.1162 | 2.114 | 3.7732 | 12.7352 | 6.7342 | 8.5442 | 4.5348 | 46.3019 | 76.9846 | 53.4964 | 87.747
Central Valley | CALAVERAS CEMENT 110180930 | 5891 | 442 | 569.3668 | 1126 | 887.3427 | 213 | 6.0381e-05 | 0.89419 | 2.0894 | 3.4039e-05 | 7.8567e-05 | 0.39254 | 0.64165 | {31F34B0C-04AD-46C5-88A1-857D16F62C5A} | 162211101 | CALAVERAS CEMENT 1101 | 80930 | 38.1945 | -120.5851 | 256 | 228 | 46398.7045 | 28.8309 | 29611.6951 | 18.3999 | 16787.0094 | 29611.6951 | 16787.0094 | 0.016735 | 0.012861 | 2014 | 4.8166 | 11.2111 | 2 | 1.8242 | 4.5105 | -2.4231 | 0.023011 | 0.0067097 | 2.4813 | 295.6898 | 43.4022 | 32.6771 | 1.1972 | 13.0035 | 14.6944 | 0.69413 | 19.3% | 9.4% | 63.2% | 57.6% | 22.2% | 76.7% | 0.057289 | 0.14083 | 1.879 | 14.8871 | 2.1123 | 2.5885 | 14.6507 | 10.3147 | 2.1037 | 3.7973 | 12.9766 | 6.8643 | 8.7406 | 4.6177 | 45.9118 | 75.9789 | 50.3927 | 86.7254
North Valley | GIRVAN 11021028 | 6425 | 587 | 1186.0701 | 1890 | 1572.8875 | 255 | 0.00011113 | 21.1034 | 42.1553 | 0.0021893 | 0.0022513 | 0.31058 | 0.75407 | {F99AC090-1DE1-40AB-890A-9A8208858415} | 103401102 | GIRVAN 1102 | 1028 | 40.5709 | -122.4263 | 342 | 357 | 46648.8261 | 28.9863 | 28149.0621 | 17.4911 | 18499.7641 | 28149.0621 | 18499.7641 | 0.57409 | 0.028337 | 154 | 2.6031 | 7.1729 | 3 | 2.2971 | 7.331 | -0.12832 | 0.019304 | 0.0059155 | 3.0359 | 298.0709 | 49.4942 | 33.9165 | 1.6221 | 11.6779 | 13.8799 | 5.1196 | 88.2% | 84.2% | 84.1% | 35.3% | 97.7% | 9.5% | 0.21607 | 0.050722 | 2.448 | 16.3741 | 3.2333 | 4.8711 | 9.9388 | 7.0858 | 2.8821 | 4.9553 | 11.3325 | 5.4405 | 7.1004 | 4.1595 | 60.8818 | 78.3813 | 61.5391 | 93.9013
North Coast | SANTA ROSA A 1104220 | 2432 | 546 | 750.3173 | 912 | 964.6843 | 89 | 6.7784e-05 | 650.0458 | 15.5326 | 0.0375 | 0.00045105 | 0.59868 | 0.77779 | {97A379E6-C657-4B3B-9AC8-B4B0F3BA119F} | 42151104 | SANTA ROSA A 1104 | 220 | 38.4864 | -122.6771 | 188 | 143 | 24753.6696 |  | 15355.5551 |  | 9398.1144 | 15355.5551 | 9398.1144 | 0.040143 | 0.0060327 | 858 | 4.0678 | 10.2658 | 2.74 | 1.6162 | 5.0563 | -0.091608 | 0.01495 | 0.0069246 | 2.6086 | 295.0517 | 33.6192 | 30.1932 | 0.89232 | 15.1784 | 16.9952 | 5.1592 | 66.2% | 85.2% | 17.6% | 21% | 51.4% | 37.7% | 0.16839 | 0.0242 | 2.4104 | 16.2015 | 2.5911 | 4.56 | 10.7208 | 8.5956 | 1.8532 | 3.4985 | 15.1416 | 9.567 | 9.922 | 5.9833 | 51.6467 | 77.3329 | 43.3863 | 73.2046
Bay Area | TASSAJARA 210865438 | 4414 | 32 | 54.4195 | 69 | 74.6051 | 11 | 7.1918e-05 | 0.037818 | 6.3614 | 2.7198e-06 | 0.00045064 | 0.46377 | 0.72943 | {22FCC67B-2F67-4BDC-A189-C3D042C3C23F} | 14662108 | TASSAJARA 2108 | 65438 | 37.8355 | -122.0207 | 117 | 257 | 17931.4974 |  | 6051.8729 |  | 11879.6246 | 1087.8821 | 438.7801 | 0.004957 | 0.0007911 | 859 | 2.7811 | 9.1272 | 3 | 3.5588 | 7.4063 | -0.9658 | 0.030667 | 0.0065471 | 1.7141 | 295.4561 | 37.7609 | 34.3338 | 1.0199 | 14.4433 | 15.8727 | 9.9475 | 92.9% | 84.2% | 71.5% | 30.5% | 74.4% | 22.3% | 0.089116 | 0.055333 | 2.3636 | 18.9091 | 1.82 | 4.6 | 7.7608 | 7.2869 | 2.0565 | 3.6996 | 14.1233 | 9.2877 | 9.7994 | 6.0526 | 49.9731 | 73.6183 | 46.5154 | 74.3737
Sierra | HALSEY 11011704 | 82 | 1108 | 1580.4869 | 2449 | 2238.8962 | 225 | 9.4443e-05 | 0.039184 | 8.3546 | 3.6971e-06 | 0.00041701 | 0.45243 | 0.70592 | {58053B57-CF0F-4598-8422-637942A9C73B} | 152241101 | HALSEY 1101 | 1704 | 38.9946 | -121.0261 | 285 | 442 | 47706.8355 | 29.6437 | 21258.1613 | 13.2092 | 26448.6742 | 21258.1613 | 26314.5605 | 0.093827 | 0.02125 | 904 | 5.6599 | 13.7555 | 2 | 2.3381 | 5.9568 | 0.40922 | 0.079203 | 0.0057598 | 2.9945 | 295.8532 | 49.0284 | 33.7625 | 1.3132 | 11.8423 | 13.6716 | 1.3757 | 42.9% | 32.5% | 68.8% | 61.2% | 67.3% | 16.3% | 0.11222 | 0.069203 | 2.3689 | 16.8883 | 4.3817 | 8.2966 | 8.5642 | 6.6636 | 1.9888 | 3.5609 | 13.5603 | 5.9853 | 8.683 | 4.0625 | 51.1584 | 90.7703 | 50.425 | 91.6847
Central Valley | CALAVERAS CEMENT 11012646 | 1263 | 170 | 258.0359 | 905 | 605.9377 | 174 | 6.9924e-05 | 0.23053 | 4.4308 | 1.5214e-05 | 0.00018719 | 0.18785 | 0.42585 | {3FB47D58-B406-4320-8238-19B8B73E9349} | 162211101 | CALAVERAS CEMENT 1101 | 2646 | 38.2992 | -120.6982 | 212 | 162 | 46705.3583 | 29.0214 | 28470.7774 | 17.691 | 18234.5809 | 28470.7774 | 18234.5809 | 0.032571 | 0.012167 | 1449 | 4.255 | 9.6704 | 2 | 1.599 | 4.5377 | -0.42326 | 0.014129 | 0.0063181 | 2.466 | 296.6836 | 43.7343 | 33.3861 | 1.2762 | 13.0582 | 14.7578 | 0.76097 | 36.8% | 19.5% | 72.1% | 50.3% | 48.1% | 80.5% | 0.060032 | 0.10553 | 1.6516 | 14.1538 | 0.82641 | 1.9462 | 14.383 | 10.0901 | 2.2693 | 3.898 | 13.209 | 7.017 | 8.9611 | 4.7917 | 45.3577 | 75.1017 | 50.5329 | 85.7144
Sierra | BRUNSWICK 11103907 | 6462 | 51 | 68.5065 | 150 | 113.1756 | 17 | 0.00014912 | 0.037818 | 5.1316 | 5.6395e-06 | 0.00044463 | 0.34 | 0.60531 | {3EFAA303-A7DE-4E0F-A383-778B2D3996D4} | 152481110 | BRUNSWICK 1110 | 3907 | 39.2224 | -121.0816 | 26 | 149 | 7687.1182 |  | 1437.9091 |  | 6249.2092 | 1437.9091 | 6249.2092 | 0.0075588 | 0.0025351 | 862 | 8.5699 | 19.6248 | 2 | 2.1926 | 6.1486 | -0.042708 | 0.14792 | 0.0056852 | 3.7634 | 294.828 | 45.3123 | 32.2756 | 1.1899 | 12.4888 | 14.5923 | 8.3196 | 45.9% | 21.7% | 98.5% | 83.4% | 20.7% | 66.6% | 0.24374 | 0.052083 | 7.9474 | 22 | 3 | 6.25 | 8.844 | 6.9621 | 2.0654 | 3.6314 | 13.3277 | 6.1046 | 8.5138 | 4.1232 | 53.2097 | 92.3102 | 51.1047 | 91.2854
Sierra | PENRYN 110790970 | 7162 | 105 | 138.3811 | 195 | 178.8613 | 18 | 0.00010611 | 316.2214 | 8.7891 | 0.02806 | 0.00044366 | 0.53846 | 0.77368 | {9DF5CB55-1623-4B4B-9F53-43CFDE7622F1} | 152561107 | PENRYN 1107 | 90970 | 38.8253 | -121.1699 | 101 | 152 | 14078.0074 |  | 6824.705 |  | 7253.3024 | 1720.141 | 1359.0253 | 0.0079858 | 0.0019099 | 863 | 3.4303 | 8.3267 | 2 | 2.2333 | 6.1608 | -0.52936 | 0.045714 | 0.0067564 | 1.9191 | 297.4096 | 41.9218 | 30.4589 | 1.2737 | 13.7937 | 15.2331 | 16.858 | 45.6% | 34.3% | 82.2% | 33.9% | 42.7% | 96.6% | 0.061776 | 0.017143 | 2.4737 | 18.4211 | 5.4521 | 6.9643 | 9.1769 | 6.6323 | 2.3845 | 4.2102 | 13.4896 | 6.8589 | 9.5439 | 4.665 | 50.3873 | 73.9001 | 50.6531 | 84.4647
Central Coast | RESERVATION ROAD 11013026 | 686 | 567 | 1664.5047 | 1780 | 2328.373 | 212 | 3.4605e-05 | 0.93799 | 7.614 | 3.2408e-05 | 0.00013598 | 0.31854 | 0.71488 | {900275D8-44B8-45C0-ADC0-5DBF17ADDB8A} | 182731101 | RESERVATION ROAD 1101 | 3026 | 36.5788 | -121.7199 | 446 | 625 | 77013.1086 | 47.8538 | 36330.5251 | 22.5748 | 40682.5835 | 34466.6969 | 34078.4388 | 0.028828 | 0.0073363 | 1677 | 1.7464 | 5.8236 | 2 | 2.4235 | 6.2444 | -2.6868 | 0.02619 | 0.0067006 | 1.4107 | 294.6323 | 32.3923 | 29.057 | 0.85533 | 15.6277 | 16.9595 | 2.5156 | 61.4% | 74% | 37% | 32.8% | 32.4% | 61.2% | 0.16589 | 0.015762 | 2.871 | 17.6806 | 1.5389 | 3.3086 | 9.9639 | 9.059 | 1.6337 | 3.1434 | 15.0559 | 11.9518 | 12.3168 | 9.6779 | 47.3166 | 60.2257 | 39.8077 | 54.693
Central Valley | COARSEGOLD 2104369777 | 2220 | 156 | 331.173 | 824 | 562.3236 | 203 | 3.766e-05 | 2613.4497 | 66.8121 | 0.093351 | 0.0012962 | 0.18932 | 0.58894 | {298036AF-0EED-4E31-B15F-AFDA3D1D605E} | 254432104 | COARSEGOLD 2104 | 369777 | 37.2293 | -119.7354 | 221 | 227 | 46896.9794 | 29.1405 | 29945.6871 | 18.6074 | 16951.2923 | 29945.6871 | 16951.2923 | 0.26313 | 0.0076449 | 297 | 1.6459 | 4.8955 | 2 | 1.9936 | 4.9247 | -0.55137 | 0.0046635 | 0.0062004 | 1.5748 | 297.6944 | 48.9293 | 33.9621 | 1.4112 | 12.1096 | 13.3345 | 0.79882 | 85.8% | 87.1% | 38.6% | 22.8% | 79.4% | 51.2% | 0.050362 | 0.014976 | 1.7738 | 17.3889 | 0.92204 | 1.9808 | 7.7794 | 7.1184 | 2.5209 | 3.9396 | 11.3432 | 6.7238 | 7.4012 | 4.411 | 47.1068 | 72.2751 | 61.9824 | 87.3197
North Coast | WILLOW CREEK 110129362 | 6999 | 703 | 960.045 | 1147 | 1187.3779 | 108 | 0.00018895 | 0.037869 | 2.0617 | 7.1517e-06 | 0.00027046 | 0.6129 | 0.80854 | {1D151194-CF04-464D-9004-1F697BF4DA48} | 192171101 | WILLOW CREEK 1101 | 29362 | 40.8941 | -123.7726 | 96 | 47 | 22014.7507 | 13.6794 | 18629.0665 | 11.5756 | 3385.6842 | 11564.4444 | 2190.593 | 0.029209 | 0.020407 | 1188 | 12.8747 | 24.272 | 3 | 2.4891 | 8.7236 | 0.61978 | 0.052611 | 0.0061963 | 4.5129 | 292.8938 | 30.1147 | 30.157 | 0.87303 | 15.7659 | 19.1037 | 0.89137 | 50% | 26.9% | 91.8% | 71.3% | 48% | 47.8% | 0.093272 | 0.047389 | 1.6349 | 12.0317 | 0.82955 | 7.3057 | 16.1916 | 12.8201 | 1.8682 | 3.2902 | 16.3385 | 8.0822 | 10.0047 | 5.3937 | 52.1694 | 95.3006 | 39.1231 | 78.4407
North Valley | CLARK ROAD 11022094 | 4337 | 51 | 97.8493 | 165 | 141.6227 | 19 | 5.508e-05 | 146.9614 | 12.6401 | 0.011279 | 0.00044254 | 0.30909 | 0.69092 | {FB82AB7C-AC69-4B2A-A438-BEFDB6C26140} | 103091102 | CLARK ROAD 1102 | 2094 | 39.6569 | -121.576 | 30 | 1 | 5553.0721 |  | 5527.8648 |  | 25.2072 | 5527.8648 | 25.2072 | 0.0084082 | 0.0010465 | 867 | 1.8856 | 4.5997 | 2 | 2.9021 | 7.981 | -3.9943 | 0.0095455 | 0.0063699 | 3.077 | 296.7304 | 47.9868 | 35.1006 | 1.3897 | 11.9236 | 13.9219 | 1.3085 | 56.4% | 51.9% | 47.4% | 16.5% | 57.8% | 22.5% | 0.045429 | 0.033182 | 4.2308 | 6.3077 | 2.5984 | 3.75 | 12.8769 | 8.8285 | 2.5501 | 4.4094 | 12.0662 | 5.699 | 7.9651 | 3.8298 | 57.6833 | 102.6519 | 56.5916 | 94.4861
Sierra | JAMESON 11028842 | 7007 | 5 | 6.0238 | 16 | 11.1669 | 5 | 7.7887e-05 | 1415.0092 | 7.6032 | 0.11433 | 0.00044237 | 0.3125 | 0.53943 | {A9A36598-2BF7-4270-99BF-EC9B9E23BB29} | 63801102 | JAMESON 1102 | 8842 | 38.2334 | -122.1508 | 114 | 72 | 12806.1181 |  | 9062.7483 |  | 3743.3698 | 757.4983 | 188.7265 | 0.0022119 | 0.00038944 | 868 | 2.7739 | 8.7296 | 2 | 4.4008 | 9.7495 | -0.87373 | 0.015 | 0.0067464 | 1.7257 | 297.3555 | 41.3191 | 36.0678 | 1.1891 | 13.8985 | 15.3078 | 7.9738 | 45.4% | 29.7% | 49.5% | 36.1% | 20.2% | 97.8% | 0.13133 | 0.083333 | 2.5 | 13.5 | 1.125 | 2.6667 | 6.5309 | 6.3488 | 2.2604 | 3.8732 | 12.2949 | 8.6769 | 9.427 | 5.7642 | 57.5978 | 74.1574 | 54.8446 | 77.5473
Central Coast | BEN LOMOND 040116010 | 2265 | 35 | 72.5897 | 206 | 172.4578 | 17 | 0.00020267 | 0.037818 | 3.7739 | 7.6645e-06 | 0.00043799 | 0.1699 | 0.42091 | {52BA473C-1BA5-4952-86A7-343CF045CF65} | 83040401 | BEN LOMOND 0401 | 16010 | 37.0886 | -122.0874 | 40 | 162 | 10465.0564 |  | 2728.9115 |  | 7736.1449 | 2728.9115 | 7736.1449 | 0.0074458 | 0.0034454 | 869 | 6.3984 | 18.0945 | 3 | 1.6075 | 3.9686 | -3.31 | 0.097931 | 0.0068616 | 3.5172 | 296.5997 | 32.3665 | 30.5827 | 1.0175 | 15.7713 | 17.6315 | 8.7882 | 87.2% | 55.4% | 98.7% | 77.7% | 69.2% | 64.3% | 0.3239 | 0.027241 | 7.1923 | 20.4231 | 1.361 | 7.1034 | 9.8235 | 8.5637 | 1.9361 | 3.6167 | 15.2724 | 10.9739 | 10.5568 | 7.2555 | 51.9848 | 66.5048 | 42.8251 | 64.8359
North Coast | DUNBAR 1102861496 | 7765 | 442 | 913.9589 | 955 | 1187.565 | 71 | 7.8702e-05 | 13.4129 | 9.6089 | 0.00094236 | 0.00043559 | 0.46283 | 0.76961 | {200F9B52-1051-48E9-985E-1C9F81A1D6A9} | 43071102 | DUNBAR 1102 | 861496 | 38.358 | -122.5256 | 70 | 114 | 15273.8676 |  | 7248.9399 |  | 8024.9278 | 7248.9399 | 8024.9278 | 0.030927 | 0.0055878 | 870 | 3.3735 | 9.7713 | 2.0083 | 2.4425 | 6.5213 | 0.43202 | 0.053 | 0.0067674 | 2.6888 | 296.0911 | 34.1945 | 30.375 | 1.0046 | 15.2847 | 17.0228 | 0.7862 | 65.9% | 72.1% | 29.2% | 19.6% | 64.2% | 39.9% | 0.27599 | 0.03475 | 2.3165 | 17.1519 | 5.4861 | 7.9583 | 9.2344 | 7.4399 | 1.9667 | 3.5729 | 14.9458 | 10.1405 | 10.4886 | 6.9086 | 49.8068 | 66.4531 | 42.7351 | 68.0601
Central Coast | SAN MIGUEL 1105circuit_breaker | 1949 | 2 | 5.3082 | 21 | 14.1355 | 5 | 2.8754e-05 | 1983.0957 | 22.4903 | 0.056494 | 0.00043493 | 0.095238 | 0.37552 | {9DE0BAA2-B8C4-4631-BEBA-CFB3AF750506} | 182661105 | SAN MIGUEL 1105 | circuit_breaker | 35.7522 | -120.6844 | 181 | 535 | 34348.9156 |  | 16697.3527 |  | 17651.5629 | 2410.7396 | 426.9832 | 0.0021746 | 0.00014377 | 871 | 0.376 | 1.192 | 2 | 1.9555 | 6.4732 | -2.1073 | 0 | 0.0063042 | 0.73389 | 298.8911 | 44.6916 | 37.2223 | 1.3646 | 13.531 | 14.1781 | 0.36163 | 87% | 94.7% | 25.8% | 0.5% | 95.4% | 17% | 0.11348 | 0 | 1.25 | 11.375 | 0.12033 | 0.7 | 7.9034 | 7.5559 | 2.4397 | 4.0952 | 11.6871 | 8.5349 | 8.2396 | 5.2068 | 57.3519 | 80.0503 | 57.7797 | 79.5632
Central Valley | OAKHURST 11035732 | 5633 | 46 | 73.1017 | 276 | 176.6611 | 39 | 4.3084e-05 | 19.9258 | 19.8089 | 0.00085885 | 0.00043409 | 0.16667 | 0.4138 | {045D9164-1EA4-4D2F-BCF3-8AA3EF9C5F1E} | 254421103 | OAKHURST 1103 | 5732 | 37.3991 | -119.7005 | 46 | 53 | 7948.6554 |  | 5570.0761 |  | 2378.5793 | 5570.0761 | 2378.5793 | 0.016929 | 0.0016803 | 872 | 2.7163 | 9.1432 | 2.4559 | 1.9047 | 4.2086 | 0.62246 | 0.025 | 0.0056106 | 2.3056 | 295.8763 | 52.1291 | 35.9101 | 1.3576 | 11.1534 | 12.6336 | 0.37803 | 61% | 66.2% | 44.3% | 47% | 71.8% | 21.7% | 0.015795 | 0.089706 | 1.902 | 15.3333 | 1.3399 | 4.0588 | 9.7827 | 8.3138 | 2.3734 | 3.8267 | 10.7758 | 6.1221 | 6.7677 | 4.1215 | 53.0962 | 74.9107 | 63.9412 | 90.5331
Bay Area | SILVERADO 210258626 | 7659 | 668 | 940.0051 | 1621 | 1447.0735 | 186 | 7.6454e-05 | 0.4089 | 1.3912 | 2.7964e-05 | 8.6768e-05 | 0.41209 | 0.64959 | {05AC1C5B-D6E1-429E-A072-263D6E199803} | 43432102 | SILVERADO 2102 | 58626 | 38.5071 | -122.4061 | 164 | 135 | 46940.5784 | 29.1676 | 24429.8093 | 15.18 | 22510.7691 | 24429.8093 | 22510.7691 | 0.016139 | 0.01422 | 1957 | 5.1933 | 13.1827 | 2.8537 | 1.9569 | 5.6623 | -1.0071 | 0.040288 | 0.0065595 | 2.5189 | 296.2441 | 40.8572 | 33.7665 | 1.1255 | 13.8057 | 15.4879 | 0.23058 | 58.8% | 52.5% | 75.7% | 62.1% | 92.2% | 7.4% | 0.24534 | 0.043212 | 1.5279 | 14.533 | 1.9278 | 3.8873 | 10.1083 | 7.8641 | 2.1869 | 3.7769 | 13.5975 | 7.6954 | 8.6241 | 4.7744 | 56.8428 | 87.3212 | 50.0058 | 83.6341
North Coast | MIRABEL 11027401 | 8366 | 22 | 30.0607 | 90 | 62.7048 | 7 | 0.00015995 | 0.037818 | 4.7182 | 6.0491e-06 | 0.0004339 | 0.24444 | 0.4794 | {7A5B68F2-6534-44D1-AA3E-9D90FAA18095} | 42091102 | MIRABEL 1102 | 7401 | 38.5037 | -122.9487 | 16 | 102 | 4122.4888 |  | 1171.4888 |  | 2951 | 1171.4888 | 2951 | 0.0030373 | 0.0011197 | 874 | 12.6699 | 32.5014 | 3 | 1.3919 | 3.8605 | -2.7597 | 0.051 | 0.0071032 | 3.3924 | 295.3654 | 24.3228 | 24.64 | 0.80987 | 17.7286 | 19.775 | 1.5482 | 65.7% | 51.6% | 84.1% | 88.9% | 36% | 74.2% | 0.15393 | 0.05 | 1.2 | 11.8 | 0.285 | 9 | 10.9117 | 8.8877 | 1.8631 | 3.076 | 16.533 | 13.7959 | 13.0519 | 10.7338 | 45.1116 | 53.0379 | 36.1723 | 47.6793
Sierra | DEL MAR 2109circuit_breaker | 6448 | 5 | 10.1257 | 56 | 29.4767 | 16 | 6.1258e-05 | 1243.1096 | 39.5458 | 0.10345 | 0.00043263 | 0.089286 | 0.34351 | {A3D1D6B2-C2DB-46A7-9A60-CC55ABB31E62} | 152582109 | DEL MAR 2109 | circuit_breaker | 38.7989 | -121.2209 | 134 | 110 | 18273.7512 |  | 10524.7005 |  | 7749.0507 | 3009.0839 | 1086.1462 | 0.006922 | 0.00098013 | 875 | 0.86487 | 2.8346 | 2 | 2.0633 | 5.6402 | 3.7155 | 0.0145 | 0.0068379 | 1.8476 | 297.6534 | 40.6723 | 30.022 | 1.2757 | 14.1684 | 15.6164 | 3.434 | 44.9% | 79.1% | 31.2% | 2.4% | 43.7% | 99.3% | 0.11959 | 0.024 | 1.9 | 15.7 | 0.40275 | 1.4 | 9.2867 | 6.5894 | 2.401 | 4.2191 | 13.94 | 7.0439 | 9.8877 | 4.8146 | 48.7482 | 72.8887 | 48.9763 | 83.5093
North Coast | 701650 | 9343 | 62 | 108.2534 | 87 | 121.1539 | 15 | 8.8069e-05 | 6.4881 | 10.2586 | 0.00042512 | 0.00043183 | 0.71264 | 0.89352 | {4CA5D300-8532-4AF9-BD85-CE58373188C7} | 43501103 |  | 701650 | 38.5636 | -122.8037 | 27 | 11 | 1548.8036 |  | 1191.4526 |  | 357.351 | 1191.4526 | 357.351 | 0.0064775 | 0.001321 | 876 | 8.4338 | 32.0556 | 2 | 1.6188 | 4.852 | -2.434 | 0.035556 | 0.0069392 | 2.8114 | 296.1337 | 30.9471 | 31.0912 | 0.93978 | 16.3153 | 18.2131 | 8.2213 | 65.5% | 74.4% | 41.3% | 88.1% | 57.3% | 53.2% | 0.21013 | 0.061111 | 2.6667 | 14.1333 | 4.6889 | 4.8333 | 10.9428 | 8.6797 | 2.1086 | 3.525 | 15.456 | 11.3527 | 11.219 | 7.9547 | 54.8665 | 70.7249 | 42.4876 | 61.8012
North Valley | CHALLENGE 11021064 | 5557 | 1460 | 2145.8323 | 2922 | 2790.0522 | 244 | 0.00013812 | 1.9967 | 78.0322 | 0.00017524 | 0.0044684 | 0.49966 | 0.7691 | {B35DE979-0877-4DCD-A99D-B482E8F19A15} | 103201102 | CHALLENGE 1102 | 1064 | 39.482 | -121.2419 | 266 | 224 | 47056.516 | 29.2396 | 32164.5669 | 19.9862 | 14891.9492 | 32164.5669 | 14891.9492 | 1.0903 | 0.0337 | 48 | 8.4871 | 16.9416 | 2.9139 | 2.7523 | 7.3374 | -0.53666 | 0.064569 | 0.0055063 | 4.2569 | 294.9889 | 47.2667 | 33.2134 | 1.2455 | 12.0355 | 14.2374 | 0.71571 | 97.1% | 94.6% | 93.1% | 72% | 32.1% | 30.6% | 0.010696 | 0.073493 | 1.9451 | 14.8903 | 2.3616 | 8.1435 | 9.9301 | 7.2195 | 2.0725 | 3.7565 | 12.7581 | 5.7284 | 8.0346 | 3.8689 | 54.6202 | 93.6341 | 53.1326 | 93.9565
North Valley | STILLWATER 11011320 | 3742 | 931 | 1358.5926 | 2235 | 1963.0466 | 263 | 0.00023645 | 4.2371 | 25.5027 | 0.000857 | 0.0027138 | 0.41655 | 0.69208 | {7010B5A1-248E-4D8C-92BA-99C3D3CD7971} | 103561101 | STILLWATER 1101 | 1320 | 40.6959 | -122.3427 | 313 | 369 | 47079.1986 | 29.2537 | 32280.2887 | 20.0581 | 14798.9099 | 31197.3185 | 14654.2879 | 0.71372 | 0.062186 | 119 | 5.4839 | 12.8073 | 2 | 2.6081 | 7.2908 | -1.3168 | 0.045985 | 0.0060313 | 4.307 | 296.6812 | 46.0385 | 33.7185 | 1.4524 | 12.3845 | 14.9132 | 5.3677 | 91.3% | 69.6% | 99.7% | 58.7% | 67.6% | 60.1% | 0.23578 | 0.052643 | 2.8174 | 16.7304 | 6.4565 | 5.5736 | 9.7884 | 7.4754 | 2.5762 | 4.5734 | 12.1661 | 5.5438 | 7.5293 | 4.2119 | 55.8087 | 86.547 | 57.2924 | 94.5846
North Coast | SALMON CREEK 1101196 | 6073 | 18 | 26.1925 | 101 | 74.0954 | 13 | 9.1165e-05 | 529.5033 | 11.1845 | 0.054367 | 0.00043 | 0.17822 | 0.3535 | {05737260-3AA4-4F7E-BF36-A5BD94AF80DD} | 43161101 | SALMON CREEK 1101 | 196 | 38.335 | -123.0444 | 45 | 23 | 13823.4611 |  | 11722.7376 |  | 2100.7234 | 5757.7629 | 1362.6699 | 0.0055901 | 0.0011851 | 879 | 2.8327 | 10.5321 | 2 | 2.9653 | 8.2794 | 1.6309 | 0.010641 | 0.0071921 | 2.6567 | 293.3225 | 21.5847 | 22.618 | 0.61055 | 18.2692 | 20.2059 | 0.28161 | 65.2% | 77.4% | 45.6% | 23.2% | 15.4% | 87.9% | 0 | 0.015385 | 1.3333 | 9.9583 | 0.25974 | 1.2949 | 11.3232 | 9.4791 | 1.5902 | 2.4317 | 17.3097 | 15.1276 | 14.0792 | 12.0845 | 43.6263 | 49.7477 | 31.6879 | 41.7525
Bay Area | OLEMA 110150396 | 3752 | 1445 | 3708.8512 | 4509 | 5390.761 | 221 | 5.0039e-05 | 0.037818 | 8.3865 | 1.8924e-06 | 0.00022627 | 0.32047 | 0.688 | {F7C05161-6A07-4797-A2B5-C7A055E43654} | 42291101 | OLEMA 1101 | 50396 | 38.0771 | -122.8316 | 269 | 438 | 47079.2396 | 29.2538 | 21037.3757 | 13.0721 | 26041.8638 | 20493.6346 | 26023.5433 | 0.050005 | 0.011059 | 1324 | 11.562 | 27.3941 | 2 | 2.7426 | 7.55 | 1.822 | 0.068318 | 0.0072333 | 2.2415 | 293.389 | 24.9164 | 27.7064 | 0.64806 | 17.3211 | 19.0241 | 1.1028 | 84.6% | 88.7% | 47.2% | 97.8% | 9.4% | 96% | 0.10316 | 0.079845 | 3.297 | 18.5594 | 5.9574 | 14.0467 | 12.7829 | 11.1606 | 1.5557 | 2.5138 | 16.3477 | 14.565 | 13.2309 | 10.797 | 55.7585 | 58.9983 | 34.5791 | 45.2706
Sierra | HIGGINS 1104498932 | 3 | 95 | 167.9793 | 477 | 341.8926 | 62 | 9.5537e-05 | 0.037818 | 6.0858 | 3.613e-06 | 0.00042839 | 0.19916 | 0.49132 | {D5E00AD4-7C48-4E87-BBB1-92F5DE277EEA} | 152691104 | HIGGINS 1104 | 498932 | 39.1181 | -121.0392 | 116 | 169 | 17004.3437 |  | 6861.4641 |  | 10142.8797 | 5868.3896 | 8845.2382 | 0.02656 | 0.0059233 | 881 | 5.8261 | 13.0802 | 2 | 1.9686 | 5.6699 | -3.9242 | 0.06837 | 0.0055461 | 3.301 | 295.3997 | 47.1789 | 32.903 | 1.2478 | 12.2456 | 14.1908 | 3.1151 | 44.1% | 24.2% | 70.2% | 57.1% | 34.1% | 47.1% | 0.1027 | 0.070435 | 3.1333 | 19.7467 | 2.5383 | 5.1848 | 8.4784 | 6.5209 | 2.1621 | 3.8179 | 12.8711 | 5.7598 | 8.4964 | 3.965 | 52.1723 | 91.1661 | 53.3338 | 93.1898
North Coast | SANTA ROSA A 1104642 | 4695 | 891 | 1452.5933 | 1663 | 1900.1246 | 186 | 8.2447e-05 | 21.9079 | 5.4828 | 0.0015812 | 0.00026819 | 0.53578 | 0.76447 | {D3082F6C-C528-49AC-BBCA-64C476BB2FE2} | 42151104 | SANTA ROSA A 1104 | 642 | 38.5039 | -122.6866 | 308 | 287 | 38902.8686 | 24.1732 | 21539.3089 | 13.3839 | 17363.5597 | 21539.3089 | 17363.5597 | 0.049884 | 0.015335 | 1199 | 5.4291 | 13.9464 | 2.863 | 1.6265 | 4.9725 | -0.51051 | 0.016644 | 0.0069069 | 2.6443 | 295.0284 | 33.1981 | 29.9328 | 0.90066 | 15.2949 | 17.1257 | 2.882 | 49.3% | 56.9% | 34.1% | 38.2% | 52.4% | 40.3% | 0.17841 | 0.029795 | 2.4413 | 16.4706 | 2.8074 | 5.6952 | 10.8182 | 8.6043 | 1.855 | 3.5091 | 15.2493 | 9.7169 | 10.264 | 6.2587 | 50.6275 | 77.1523 | 42.6722 | 72.1934
Sierra | SHINGLE SPRINGS 210961892 | 4636 | 753 | 1314.5397 | 2725 | 2026.6132 | 389 | 9.3849e-05 | 44.9833 | 45.0161 | 0.004049 | 0.0022939 | 0.27633 | 0.64864 | {FE625157-4A14-40D2-B1D3-1A0A93F86C88} | 153652109 | SHINGLE SPRINGS 2109 | 61892 | 38.712 | -120.9497 | 458 | 380 | 81723.7659 | 50.7809 | 48517.9876 | 30.1478 | 33205.7783 | 48517.9876 | 33205.7783 | 0.89234 | 0.036507 | 147 | 2.7967 | 7.5719 | 3 | 2.4376 | 6.9911 | 0.3754 | 0.036465 | 0.0059374 | 2.4207 | 296.5643 | 46.2498 | 32.7583 | 1.305 | 12.6034 | 14.2682 | 0.99423 | 86.6% | 81.9% | 68.3% | 27.1% | 60.5% | 73.7% | 0.03264 | 0.069227 | 1.8791 | 14.9299 | 3.4754 | 5.4867 | 9.439 | 7.1844 | 2.138 | 3.7983 | 13.1598 | 5.9394 | 8.3281 | 4.0285 | 53.6136 | 95.0719 | 51.6316 | 92.5217
North Coast | COTATI 1105328 | 1947 | 73 | 222.5704 | 83 | 227.6299 | 15 | 8.1141e-05 | 1776.152 | 21.2684 | 0.13608 | 0.00042661 | 0.87952 | 0.97777 | {711CF875-45FB-4C9E-91F5-632D204CB23D} | 42271105 | COTATI 1105 | 328 | 38.3457 | -122.7606 | 323 | 780 | 62371.0187 |  | 22174.0143 |  | 40197.0044 | 1823.3649 | 4065.6396 | 0.0063992 | 0.0012171 | 884 | 2.863 | 8.4772 | 2 | 2.2603 | 5.7343 | 0.52869 | 0.017209 | 0.007061 | 2.4671 | 295.564 | 25.7397 | 27.1123 | 0.81409 | 17.5047 | 19.2774 | 2.922 | 65% | 88.4% | 32.3% | 11.9% | 37.7% | 69.6% | 0.10445 | 0.025814 | 3 | 19.3438 | 2.5414 | 1.9302 | 10.9952 | 9.189 | 1.7267 | 3.0884 | 16.4321 | 13.9185 | 13.6645 | 11.1137 | 48.8589 | 57.4976 | 35.2215 | 47.693
Sierra | HIGGINS 111051794 | 2470 | 127 | 197.5434 | 328 | 291.1606 | 46 | 8.846e-05 | 0.081619 | 8.8537 | 6.7417e-06 | 0.00042549 | 0.3872 | 0.67847 | {B86F1700-5A54-45AD-BE5A-60237D0F62CD} | 152691110 | HIGGINS 1110 | 51794 | 39.0441 | -121.0499 | 52 | 17 | 8096.5365 |  | 6260.8685 |  | 1835.668 | 6256.2965 | 1835.668 | 0.019573 | 0.0040691 | 886 | 5.5206 | 16.2696 | 2 | 2.1507 | 5.737 | -0.63389 | 0.04775 | 0.0057121 | 3.0384 | 295.9443 | 49.0832 | 33.9632 | 1.3263 | 11.8394 | 13.6975 | 2.0894 | 43.9% | 34.8% | 61% | 71.5% | 78.5% | 16.1% | 0.097262 | 0.064125 | 1.5676 | 11.5405 | 3.51 | 4.1 | 8.2271 | 6.4097 | 2.2851 | 4.1241 | 12.573 | 5.515 | 8.3011 | 3.7788 | 54.1527 | 91.6093 | 54.7225 | 95.0579
Central Coast | MORGAN HILL 2105XR152 | 865 | 292 | 483.0892 | 931 | 869.4618 | 108 | 5.663e-05 | 703.9655 | 4.7861 | 0.034269 | 0.00013447 | 0.31364 | 0.55562 | {08118DBC-B5A1-4A52-A349-C7CD96194E0D} | 83242105 | MORGAN HILL 2105 | XR152 | 37.1047 | -121.6625 | 298 | 261 | 39509.2949 | 24.55 | 20565.0196 | 12.7785 | 18944.2753 | 11909.7787 | 12103.3536 | 0.014523 | 0.006116 | 1685 | 3.1693 | 8.7574 | 2 | 2.318 | 5.9847 | -1.9943 | 0.033775 | 0.0068233 | 1.7371 | 295.8624 | 35.233 | 30.2101 | 0.9556 | 15.1201 | 16.4501 | 5.814 | 61% | 63.3% | 68.5% | 48.9% | 45.1% | 51.1% | 0.16093 | 0.055516 | 2.0308 | 16.8769 | 1.6476 | 4.5637 | 9.2574 | 8.2849 | 1.8341 | 3.4876 | 14.616 | 10.1052 | 9.9748 | 6.3845 | 49.6617 | 64.9297 | 44.1978 | 70.4117
Central Coast | POINT MORETTI 110139126 | 5867 | 838 | 1653.2131 | 1048 | 1783.0372 | 46 | 0.00014372 | 0.037818 | 6.0029 | 5.4353e-06 | 0.00042494 | 0.79962 | 0.92719 | {1E00CF74-EEE2-4457-A6AF-F5C49F5CE48D} | 82931101 | POINT MORETTI 1101 | 39126 | 37.0778 | -122.1326 | 58 | 77 | 8714.3148 |  | 3614.1844 |  | 5100.1303 | 3614.1844 | 5100.1303 | 0.019547 | 0.0066113 | 888 | 7.078 | 19.0601 | 3 | 2.2549 | 6.505 | 2.4092 | 0.080429 | 0.006745 | 4.2635 | 294.9512 | 37.2249 | 34.2873 | 0.99529 | 14.4049 | 16.394 | 0.91996 | 86.8% | 67.9% | 89.7% | 80.2% | 59.9% | 37.2% | 0.084759 | 0.067 | 2.8 | 19.0625 | 1.1143 | 14.9714 | 10.2708 | 8.9509 | 1.7803 | 3.574 | 14.7348 | 9.0158 | 9.5509 | 6.1542 | 55.6677 | 78.8361 | 45.6901 | 73.7376
North Coast | GUALALA 11121294 | 2336 | 4015 | 6808.885 | 4396 | 6985.199 | 335 | 8.5942e-05 | 0.037818 | 5.2813 | 3.2502e-06 | 0.00026724 | 0.91333 | 0.97476 | {6177229C-DB60-448B-B309-D4C2F1A2330C} | 42841112 | GUALALA 1112 | 1294 | 38.8037 | -123.5835 | 407 | 415 | 55846.0538 | 34.7012 | 32449.4042 | 20.1632 | 23396.6496 | 31035.4817 | 21998.6753 | 0.089524 | 0.028791 | 1201 | 14.637 | 33.2719 | 2 | 4.0322 | 8.9322 | 1.4929 | 0.065991 | 0.0069961 | 2.8053 | 290.4732 | 19.2081 | 22.7055 | 0.44239 | 18.7934 | 20.9904 | 1.4107 | 49.1% | 55.5% | 38.6% | 89.8% | 6.8% | 92.5% | 0.12124 | 0.086954 | 2.4606 | 16.7548 | 3.3327 | 9.6828 | 13.9514 | 12.0298 | 1.344 | 1.9695 | 18.2596 | 14.9031 | 13.4423 | 10.9148 | 46.7615 | 53.6825 | 30.4179 | 42.3264
North Coast | FORT BRAGG A 1102circuit_breaker | 7454 | 219 | 386.0108 | 261 | 405.3917 | 25 | 9.6396e-05 | 0.037818 | 7.2685 | 3.6455e-06 | 0.00042379 | 0.83908 | 0.95219 | {A11A44BE-5FF6-4EAE-B643-DC3914767492} | 42761102 | FORT BRAGG A 1102 | circuit_breaker | 39.4351 | -123.7995 | 158 | 231 | 24023.6809 |  | 9307.747 |  | 14715.9339 | 2547.229 | 2327.4184 | 0.010595 | 0.0024099 | 890 | 15.2765 | 36.2592 | 2 | 2.8457 | 8.5624 | 0.65724 | 0.064615 | 0.0069723 | 2.8506 | 289.4332 | 16.8271 | 19.522 | 0.33772 | 19.66 | 22.0087 | 7.5367 | 64.7% | 65.1% | 49.8% | 93% | 0.3% | 98.8% | 0.096895 | 0.042797 | 2.1034 | 17.3103 | 0.31487 | 6.6923 | 12.5463 | 10.208 | 1.1692 | 1.6781 | 19.1505 | 15.4383 | 15.5337 | 12.1818 | 39.6075 | 46.0555 | 25.4278 | 40.0965
North Coast | FORT SEWARD 1122circuit_breaker | 1419 | 887 | 1205.7312 | 1305 | 1411.0657 | 203 | 0.0001407 | 0.22199 | 2.8621 | 2.9492e-05 | 0.00026284 | 0.67969 | 0.85448 | {DDBF5221-9BD5-419F-9A17-E9260A89D7CD} | 192321122 | FORT SEWARD 1122 | circuit_breaker | 40.2136 | -123.5964 | 119 | 139 | 47276.8254 | 29.3765 | 35129.8817 | 21.8288 | 12146.9437 | 28255.3669 | 11501.226 | 0.053357 | 0.028562 | 1218 | 6.8181 | 16.795 | 2 | 2.1345 | 6.2157 | -0.37241 | 0.035575 | 0.0064716 | 4.0435 | 294.6979 | 32.6703 | 28.6442 | 1.0114 | 15.5515 | 18.4475 | 0.43213 | 48.8% | 35.1% | 76.5% | 46.4% | 64.7% | 45.4% | 0.064072 | 0.075475 | 1.5748 | 14.3622 | 0.3114 | 3.2625 | 12.547 | 8.8285 | 2.0595 | 3.9512 | 14.9698 | 7.8276 | 9.4721 | 5.2172 | 50.0391 | 77.9825 | 43.4002 | 80.8087
Central Coast | SAN LUIS OBISPO 1107V62 | 8520 | 37 | 65.5617 | 362 | 273.2711 | 41 | 4.5999e-05 | 16.3761 | 11.4899 | 0.0010368 | 0.00042364 | 0.10221 | 0.23991 | {A107EF70-1BBB-446A-BE85-B69D29852E35} | 182631107 | SAN LUIS OBISPO 1107 | V62 | 35.1889 | -120.7189 | 107 | 92 | 14439.5935 |  | 11135.8835 |  | 3303.71 | 10856.7862 | 2903.6967 | 0.017369 | 0.0018859 | 892 | 4.3278 | 17.4629 | 2.7183 | 2.6893 | 8.5782 | -0.82591 | 0.014507 | 0.0073631 | 1.0306 | 295.4709 | 31.354 | 28.8297 | 0.83357 | 15.8605 | 16.7694 | 4.3603 | 86.6% | 84.8% | 58.6% | 76% | 29.9% | 66.3% | 0.17902 | 0.051948 | 2.8889 | 11.7222 | 0.88106 | 2.5493 | 9.5328 | 9.0789 | 1.8171 | 2.9448 | 15.1752 | 13.8163 | 11.8791 | 10.348 | 49.9663 | 52.7407 | 40.8625 | 47.6835
Sierra | APPLE HILL 21021532 | 1194 | 2237 | 3121.8983 | 4834 | 4335.033 | 558 | 9.324e-05 | 77.5151 | 118.9501 | 0.0066666 | 0.0051596 | 0.46276 | 0.72016 | {4A1B7FA4-9EA2-489A-952B-02F0D69E191E} | 153662102 | APPLE HILL 2102 | 1532 | 38.6944 | -120.6779 | 714 | 682 | 115648.0401 | 71.8605 | 67838.2746 | 42.1529 | 47809.7655 | 60833.3699 | 44361.8137 | 2.8791 | 0.052028 | 36 | 5.6046 | 14.1377 | 2 | 2.1471 | 5.8284 | 0.9703 | 0.049814 | 0.0058159 | 3.1701 | 294.9369 | 46.7039 | 30.65 | 1.2228 | 12.2367 | 14.1543 | 0.93562 | 97.1% | 96% | 67.1% | 63.7% | 27.3% | 45.6% | 0.051113 | 0.053915 | 2.2788 | 16.2212 | 1.7062 | 8.2371 | 10.2345 | 7.8174 | 2.0549 | 3.5133 | 12.7906 | 5.766 | 7.3873 | 3.9772 | 59.0081 | 98.0105 | 53.7377 | 93.1297
Sierra | BONNIE NOOK 110186696 | 3798 | 558 | 686.2456 | 1785 | 1328.899 | 144 | 9.2841e-05 | 0.038809 | 101.5134 | 3.6035e-06 | 0.0034724 | 0.31261 | 0.5164 | {EF597DB9-B0BE-45C9-ADE4-3C3FDCE717C6} | 152301101 | BONNIE NOOK 1101 | 86696 | 39.1829 | -120.8565 | 143 | 168 | 28058.7328 | 17.4349 | 15534.4182 | 9.6527 | 12524.3147 | 15534.4182 | 12524.3147 | 0.50003 | 0.013369 | 81 | 9.5187 | 19.4449 | 3 | 1.678 | 5.6306 | 1.2837 | 0.070697 | 0.0053093 | 3.9148 | 294.9658 | 50.006 | 34.2084 | 1.3168 | 11.3257 | 13.4883 | 1.8901 | 92.7% | 94.2% | 66.6% | 82.4% | 70.7% | 5.6% | 0.04501 | 0.08167 | 1.7849 | 15.3903 | 4.1187 | 5.3421 | 8.2276 | 6.4355 | 2.2943 | 4.0727 | 12.5154 | 5.5568 | 8.2342 | 3.8291 | 53.9898 | 92.0453 | 54.9577 | 94.8035
North Coast | GARBERVILLE 110237054 | 8908 | 1472 | 2426.2403 | 1791 | 2582.7075 | 111 | 0.00027041 | 0.044149 | 0.96425 | 1.183e-05 | 0.00026061 | 0.82189 | 0.93942 | {C4977E7A-7767-4DD5-83E3-B05622B35B40} | 192221102 | GARBERVILLE 1102 | 37054 | 40.1653 | -124.0816 | 89 | 56 | 17833.7237 | 11.0814 | 14832.6398 | 9.2166 | 3001.0839 | 13349.1892 | 2946.837 | 0.028928 | 0.030016 | 1225 | 12.2073 | 21.8657 | 2 | 2.8025 | 8.3383 | 3.9145 | 0.055183 | 0.0066886 | 5.3699 | 292.5818 | 24.3496 | 23.4546 | 0.73519 | 17.3626 | 20.3437 | 0.8947 | 48.3% | 14.1% | 97.3% | 64.8% | 21.5% | 64.8% | 0.10689 | 0.19497 | 1.4886 | 12.7045 | 0.25812 | 9.377 | 12.3445 | 9.5667 | 1.7541 | 2.8134 | 16.3598 | 10.7984 | 11.0584 | 8.1364 | 45.7071 | 59.0521 | 38.1558 | 60.4538
North Valley | GANSNER 11012006 | 3937 | 530 | 759.7196 | 1783 | 1417.2633 | 260 | 1.5293e-05 | 0.06607 | 10.8953 | 9.5451e-07 | 9.3682e-05 | 0.29725 | 0.53605 | {AD16C82F-076B-43F6-B112-51D5058EB123} | 103021101 | GANSNER 1101 | 2006 | 39.9449 | -121.0011 | 247 | 364 | 47830.6304 | 29.7206 | 27571.1883 | 17.132 | 20259.4422 | 27571.1883 | 20259.4422 | 0.024357 | 0.0039761 | 1916 | 6.9189 | 16.1588 | 2.1436 | 2.0516 | 6.4561 | -0.39481 | 0.055196 | 0.0043968 | 3.2758 | 291.6485 | 45.3663 | 37.6429 | 1.043 | 12.3289 | 14.552 | 1.2018 | 28.3% | 46.9% | 12.1% | 69.1% | 15.6% | 53.8% | 0.099145 | 0.038329 | 2.8056 | 18.463 | 0.57295 | 4.6554 | 13.879 | 11.0592 | 1.8694 | 3.22 | 12.6919 | 6.1159 | 7.4379 | 4.6327 | 65.6322 | 106.6115 | 55.6964 | 90.6215
North Valley | VOLTA 11021502 | 3896 | 302 | 371.6406 | 1099 | 720.9501 | 87 | 7.1124e-05 | 0.037818 | 11.3098 | 2.6898e-06 | 0.00042158 | 0.2748 | 0.51549 | {B45A6841-43BC-4B7E-A835-22D4DCD838F8} | 102541102 | VOLTA 1102 | 1502 | 40.4948 | -121.873 | 130 | 157 | 19104.9374 |  | 11858.7407 |  | 7246.1967 | 11858.7407 | 7246.1967 | 0.036678 | 0.0061878 | 897 | 11.6359 | 24.5633 | 3 | 2.4033 | 7.5332 | -0.045291 | 0.081475 | 0.0051331 | 3.1446 | 292.8662 | 45.2646 | 32.9941 | 1.1445 | 12.2311 | 14.7961 | 0.78419 | 55.5% | 47.8% | 59.2% | 90.8% | 26% | 47.7% | 0.034114 | 0.08877 | 2.4684 | 16.038 | 2.0688 | 9.0082 | 11.6903 | 8.6171 | 2.0182 | 3.7187 | 13.2199 | 5.8377 | 7.328 | 4.075 | 57.9993 | 87.2136 | 52.5247 | 92.9879
Central Coast | DEL MONTE 21032204 | 9104 | 33 | 88.6148 | 92 | 123.7504 | 6 | 4.0693e-05 | 0.037818 | 21.0235 | 1.5389e-06 | 0.00042103 | 0.3587 | 0.71608 | {8D03B6F3-9D77-4101-86DB-95FECDC9E7D7} | 182222103 | DEL MONTE 2103 | 2204 | 36.5568 | -121.898 | 12 | 0 | 592.6413 |  | 592.6413 |  | 0 | 592.6413 | 0 | 0.0025262 | 0.00024416 | 898 | 6.6517 | 14.2316 | 2 | 1.9744 | 6.0882 | -10.8971 | 0.04 | 0.0072849 | 1.3273 | 291.9089 | 23.8809 | 23.7072 | 0.55131 | 17.4864 | 18.828 | 10.7183 | 86.4% | 93.3% | 48.9% | 66.5% | 6.4% | 97.3% | 0.11201 | 0.09 | 2 | 5.5 | 6.6567 | 15.3333 | 11.037 | 9.8405 | 1.3874 | 2.2146 | 16.4676 | 15.3402 | 13.7999 | 13.3034 | 43.4286 | 45.3776 | 32.0869 | 37.8065
Central Valley | AUBERRY 1101R319 | 3842 | 539 | 752.5117 | 1784 | 1337.7627 | 249 | 2.7959e-05 | 0.12923 | 5.2661 | 3.3494e-06 | 8.3221e-05 | 0.30213 | 0.56252 | {CC22620A-5BA3-4EC5-B4A7-D508D0CFED84} | 254151101 | AUBERRY 1101 | R319 | 37.053 | -119.3706 | 225 | 205 | 47861.3808 | 29.7398 | 33658.5688 | 20.9145 | 14202.812 | 33658.5688 | 14202.812 | 0.020722 | 0.0069617 | 1987 | 7.1286 | 17.2188 | 2.8894 | 2.1261 | 4.4723 | -0.56143 | 0.044924 | 0.0050413 | 1.972 | 293.466 | 56.3308 | 35.7851 | 1.2339 | 10.2164 | 11.601 | 0.75362 | 19.7% | 23.4% | 25.1% | 75.8% | 33.3% | 9.1% | 0.017991 | 0.11744 | 1.8282 | 15.0136 | 2.2786 | 3.8698 | 6.185 | 5.7226 | 2.0435 | 3.393 | 9.0189 | 5.5206 | 5.2631 | 3.4974 | 51.7601 | 74.7721 | 74.9287 | 95.9718
North Coast | COTATI 1102681 | 3787 | 107 | 235.3134 | 426 | 409.1327 | 53 | 7.8641e-05 | 2220.9966 | 12.927 | 0.16812 | 0.0004202 | 0.25117 | 0.57515 | {80668D9B-77B5-47D8-83CC-0D502F20CB37} | 42271102 | COTATI 1102 | 681 | 38.2838 | -122.7101 | 75 | 147 | 15399.9783 |  | 6118.1742 |  | 9281.8041 | 6118.1742 | 9281.8041 | 0.022271 | 0.004168 | 900 | 3.5086 | 10.2668 | 2 | 2.4188 | 6.3785 | 0.076792 | 0.031919 | 0.0071132 | 2.4758 | 295.1053 | 25.7114 | 27.5784 | 0.77158 | 17.4744 | 19.2541 | 4.4145 | 64.2% | 81.1% | 29% | 21.2% | 28% | 68.6% | 0.15034 | 0.032323 | 3.1127 | 18.8873 | 0.83727 | 4.303 | 11.0299 | 9.5547 | 1.6252 | 2.9347 | 16.3156 | 14.0317 | 13.5782 | 11.1808 | 51.1389 | 58.5249 | 35.4004 | 46.8655
North Coast | WILLOW CREEK 110347966 | 1655 | 1330 | 2009.3496 | 2027 | 2334.117 | 214 | 0.00013598 | 0.062702 | 2.7972 | 8.9545e-06 | 0.0002604 | 0.65614 | 0.86086 | {17DD54A2-E0AC-4BEA-A392-1296720E1866} | 192171103 | WILLOW CREEK 1103 | 47966 | 40.9003 | -123.6119 | 290 | 344 | 35725.1302 | 22.1986 | 27180.6372 | 16.8893 | 8544.493 | 27180.6372 | 8544.493 | 0.055726 | 0.029099 | 1226 | 13.1045 | 35.829 | 2 | 2.0387 | 5.8187 | -0.045753 | 0.044648 | 0.0060253 | 3.4443 | 294.9327 | 35.9764 | 31.9135 | 1.1258 | 14.7668 | 17.7341 | 1.3776 | 48.1% | 34.7% | 74.2% | 92.7% | 73.9% | 30.7% | 0.15992 | 0.13691 | 2.7186 | 16.8918 | 1.3287 | 6.1988 | 14.7838 | 11.6311 | 2.3163 | 3.9675 | 13.5881 | 6.5721 | 8.5627 | 4.2336 | 60.0408 | 95.8589 | 50.2449 | 88.7296
North Coast | MONTE RIO 1113250 | 6059 | 212 | 408.6175 | 355 | 485.7554 | 19 | 0.0001732 | 0.037818 | 3.8449 | 6.5501e-06 | 0.00041819 | 0.59718 | 0.8412 | {F3C44BD4-C837-40EB-9584-B17B6404063F} | 42811113 | MONTE RIO 1113 | 250 | 38.4816 | -123.0112 | 24 | 81 | 5141.508 |  | 1971.2642 |  | 3170.2438 | 1971.2642 | 3170.2438 | 0.0079456 | 0.0032908 | 902 | 24.1523 | 51.0736 | 3 | 1.8284 | 5.0711 | -4.5948 | 0.145 | 0.0071399 | 3.4696 | 294.8957 | 23.3085 | 23.661 | 0.75764 | 17.9281 | 20.0004 | 1.9374 | 64% | 44.7% | 88.6% | 97.3% | 26.3% | 80.5% | 0.22122 | 0.058224 | 6.4375 | 19.875 | 1.0559 | 16.1818 | 10.8889 | 8.9224 | 1.771 | 2.915 | 16.7029 | 14.1109 | 13.1062 | 11.0751 | 43.6071 | 50.5814 | 35.4572 | 45.9157
Bay Area | OLEMA 1101320 | 2315 | 19 | 22.6738 | 243 | 151.6565 | 36 | 5.5367e-05 | 0.63699 | 14.8258 | 3.3878e-05 | 0.00041721 | 0.078189 | 0.14951 | {53821A46-8FEE-4585-B4C8-79B31D43CD6A} | 42291101 | OLEMA 1101 | 320 | 38.0644 | -122.8051 | 218 | 350 | 47659.3119 |  | 21386.8301 |  | 26272.4819 | 5064.1889 | 460.262 | 0.01502 | 0.0019932 | 903 | 5.9795 | 18.5403 | 2 | 2.2196 | 7.0713 | -12.1734 | 0.042759 | 0.007237 | 2.2589 | 294.3187 | 25.8504 | 27.7145 | 0.72665 | 17.1848 | 18.8711 | 3.5201 | 92.6% | 94.3% | 53% | 87.8% | 24.5% | 94.6% | 0.2031 | 0.06 | 1.5263 | 12.9474 | 0.72052 | 4.1897 | 12.3529 | 10.5591 | 1.6761 | 2.8283 | 15.9314 | 14.2099 | 13.0543 | 10.6401 | 54.8764 | 58.2708 | 36.9245 | 46.3062
Central Valley | AUBERRY 1101circuit_breaker | 1458 | 113 | 199.8272 | 598 | 351.4093 | 151 | 2.7905e-05 | 1444.2473 | 80.3116 | 0.039602 | 0.0011389 | 0.18896 | 0.56865 | {50F15232-B267-496F-ACCD-C66670CD5E1D} | 254151101 | AUBERRY 1101 | circuit_breaker | 37.0683 | -119.4966 | 337 | 301 | 47926.6633 | 29.7803 | 29094.1652 | 18.0783 | 18832.4981 | 29094.1652 | 18832.4981 | 0.17198 | 0.0042136 | 339 | 2.2261 | 7.5275 | 2 | 2.0951 | 4.914 | -0.59237 | 0.0067848 | 0.0057975 | 1.6546 | 297.1773 | 56.1953 | 36.9953 | 1.5011 | 10.4393 | 11.704 | 1.3886 | 84.7% | 89.9% | 24.6% | 39.9% | 88% | 11.1% | 0.10425 | 0.021392 | 2.1449 | 15.808 | 0.80625 | 1.5139 | 6.1788 | 5.7594 | 2.6225 | 4.1637 | 9.5411 | 5.6121 | 6.0854 | 3.6852 | 51.7608 | 76.0861 | 71.7495 | 94.6913
North Valley | VOLTA 110280982 | 9034 | 34 | 45.286 | 110 | 80.5387 | 9 | 0.00010593 | 0.037818 | 14.4069 | 4.0059e-06 | 0.00041686 | 0.30909 | 0.56229 | {54D27D9E-5ABC-4BF1-A8D9-EE091D3344C3} | 102541102 | VOLTA 1102 | 80982 | 40.4959 | -121.9103 | 22 | 7 | 1106.4574 |  | 836.5231 |  | 269.9343 | 836.5231 | 269.9343 | 0.0037518 | 0.00095335 | 905 | 9.7105 | 20.5874 | 3 | 2.6238 | 8.7577 | 2.2022 | 0.07 | 0.005273 | 2.7966 | 293.8446 | 45.6856 | 34.6468 | 1.2159 | 12.2127 | 14.6246 | 1.7637 | 54.9% | 55.8% | 81.8% | 82.1% | 28.9% | 46.2% | 0.037972 | 0.025556 | 4.5 | 13.1667 | 5.0133 | 12.2222 | 12.864 | 9.5635 | 2.1421 | 3.9564 | 13.1143 | 5.8973 | 7.5062 | 4.1059 | 62.2807 | 92.6845 | 52.7843 | 92.6868
Bay Area | SILVERADO 2105658898 | 7013 | 1686 | 2150.7224 | 2316 | 2516.0415 | 239 | 0.00012379 | 0.038805 | 1.3111 | 4.7858e-06 | 0.00014412 | 0.72798 | 0.8548 | {991CF770-C017-4F1E-B905-05B063249BE8} | 43432105 | SILVERADO 2105 | 658898 | 38.5072 | -122.4911 | 208 | 141 | 48126.6819 | 29.9046 | 27768.6234 | 17.2547 | 20358.0585 | 27768.6234 | 20358.0585 | 0.034444 | 0.029585 | 1637 | 8.933 | 19.2951 | 3 | 2.2091 | 6.6774 | 1.103 | 0.050306 | 0.0065765 | 2.9283 | 295.2491 | 37.9627 | 31.8761 | 1.0319 | 14.3667 | 16.1994 | 0.61927 | 75% | 50.9% | 90.6% | 90% | 75.5% | 19.8% | 0.32118 | 0.054923 | 1.6333 | 14.0429 | 2.0157 | 5.0678 | 10.3898 | 7.7127 | 2.0058 | 3.6665 | 14.4991 | 8.28 | 8.866 | 5.2151 | 50.7818 | 79.4497 | 46.5096 | 79.6618
Central Valley | PINE GROVE 110213438 | 3329 | 545 | 667.0548 | 3728 | 2137.122 | 241 | 0.00013827 | 0.037818 | 125.7497 | 5.229e-06 | 0.0093478 | 0.14619 | 0.31213 | {D284AD02-1208-4AE0-8968-E88D8134BCC9} | 163751102 | PINE GROVE 1102 | 13438 | 38.4738 | -120.6266 | 267 | 311 | 48149.6017 | 29.9188 | 26763.0781 | 16.6298 | 21386.5236 | 26763.0781 | 21386.5236 | 2.2528 | 0.033322 | 11 | 9.8519 | 21.6715 | 2.8211 | 1.8867 | 4.7698 | 1.4576 | 0.068064 | 0.0061025 | 3.2989 | 294.6019 | 44.3092 | 29.7822 | 1.1607 | 12.7115 | 14.6775 | 0.83496 | 99.6% | 96.6% | 97.6% | 84% | 14.6% | 65.6% | 0.046843 | 0.074167 | 2.1961 | 16.7333 | 1.5691 | 9.1373 | 11.3678 | 7.6357 | 2.0302 | 3.5989 | 13.1172 | 6.4506 | 8.4075 | 4.4886 | 44.0716 | 70.7905 | 50.8979 | 88.6363
Central Valley | COARSEGOLD 21045525 | 5931 | 165 | 335.0839 | 529 | 465.5921 | 166 | 3.6081e-05 | 3610.6971 | 80.8622 | 0.13324 | 0.0012592 | 0.31191 | 0.71969 | {22973E9F-9F56-4D4C-A7E3-5FDC99C738ED} | 254432104 | COARSEGOLD 2104 | 5525 | 37.1933 | -119.7709 | 258 | 439 | 48322.2178 | 30.0261 | 20995.911 | 13.0463 | 27326.3069 | 20995.911 | 27326.3069 | 0.20903 | 0.0059895 | 306 | 1.3553 | 4.7905 | 2 | 1.9872 | 5.1035 | -0.25036 | 0.0020991 | 0.0060737 | 1.372 | 297.9946 | 50.1559 | 35.6784 | 1.4548 | 11.9095 | 13.0658 | 1.661 | 85.4% | 90.3% | 36.1% | 21.3% | 83.1% | 45% | 0.089754 | 0.0078717 | 2.66 | 20.376 | 0.97557 | 1.5423 | 7.5309 | 7.0167 | 2.649 | 4.0201 | 11.0548 | 6.6242 | 7.3942 | 4.3499 | 50.4168 | 76.8498 | 63.1539 | 87.9613
Central Coast | PAUL SWEET 21025291 | 6393 | 405 | 737.8818 | 776 | 941.1522 | 55 | 0.00012152 | 0.041811 | 5.7532 | 4.9516e-06 | 0.00041516 | 0.52191 | 0.78402 | {9E68327F-3BBC-4F71-B18E-5E0E2432F769} | 83252102 | PAUL SWEET 2102 | 5291 | 36.9756 | -122.0584 | 119 | 103 | 11822.3314 |  | 6995.8694 |  | 4826.462 | 5450.0475 | 2065.9615 | 0.022834 | 0.0066838 | 909 | 9.3678 | 20.8836 | 2.9538 | 2.0357 | 5.7267 | -1.2539 | 0.047385 | 0.0071603 | 2.6967 | 295.0718 | 28.0515 | 25.6133 | 0.79291 | 16.7199 | 18.4365 | 0.88944 | 86.3% | 66.9% | 87.9% | 85.7% | 25.8% | 86.8% | 0.081021 | 0.040154 | 2.4894 | 15.1064 | 1.9292 | 11.9385 | 8.7392 | 7.8617 | 1.7272 | 3.1783 | 16.2393 | 12.8417 | 11.2709 | 8.6321 | 45.3328 | 51.2511 | 37.3969 | 55.4318
North Coast | SANTA ROSA A 1104716 | 7683 | 415 | 574.6318 | 1037 | 933.0721 | 128 | 7.6142e-05 | 5.4337 | 6.6446 | 0.0004165 | 0.00026002 | 0.40019 | 0.61585 | {F8BEFC4B-3D6B-4BB7-B77D-7582CBA169BE} | 42151104 | SANTA ROSA A 1104 | 716 | 38.5043 | -122.6864 | 170 | 94 | 20185.2974 | 12.5426 | 14273.5878 | 8.8692 | 5911.7096 | 14273.5878 | 5911.7096 | 0.033282 | 0.0097462 | 1227 | 5.5716 | 13.0792 | 3 | 1.7841 | 5.3787 | -1.2408 | 0.020677 | 0.0068221 | 2.8242 | 294.8532 | 35.3172 | 31.4645 | 0.93934 | 14.7862 | 16.6621 | 1.0377 | 48% | 63.2% | 26.5% | 34.5% | 57% | 31.4% | 0.060155 | 0.034271 | 1.7101 | 13.0797 | 1.4073 | 5.401 | 10.8388 | 8.5448 | 1.8684 | 3.6715 | 14.9375 | 8.7908 | 9.5265 | 5.3502 | 52.6696 | 82.5434 | 45.0789 | 78.0518
Sierra | HALSEY 1102circuit_breaker | 6485 | 522 | 742.4285 | 1377 | 1173.413 | 122 | 9.2153e-05 | 0.039888 | 2.4895 | 3.7188e-06 | 0.00017499 | 0.37908 | 0.63271 | {0961801B-845E-4B14-847B-854C50E3739F} | 152241102 | HALSEY 1102 | circuit_breaker | 38.9567 | -121.0431 | 141 | 157 | 20202.4061 | 12.5532 | 12858.5938 | 7.99 | 7343.8123 | 12469.8674 | 7285.752 | 0.021349 | 0.011243 | 1500 | 7.9694 | 21.2263 | 2 | 1.805 | 5.0788 | -1.2431 | 0.059419 | 0.0057427 | 3.0291 | 295.7846 | 49.0074 | 33.93 | 1.3115 | 11.847 | 13.6894 | 4.9812 | 22.2% | 10.6% | 65.6% | 88.5% | 65.6% | 17.1% | 0.010944 | 0.056735 | 1.9086 | 17.1616 | 2.0226 | 3.9589 | 7.8651 | 6.2639 | 2.2544 | 4.0057 | 13.1037 | 6.2059 | 8.8149 | 4.2699 | 50.1125 | 85.7705 | 52.5913 | 90.4364
Central Coast | FOOTHILL 1101circuit_breaker | 4981 | 2 | 5.6282 | 4 | 6.5397 | 2 | 2.7147e-05 | 314.0724 | 12.7207 | 0.0064733 | 0.0004144 | 0.5 | 0.86062 | {A0154153-BF56-4706-9955-FEBD0CFAAAA7} | 182951101 | FOOTHILL 1101 | circuit_breaker | 35.2862 | -120.7061 | 192 | 171 | 47278.0836 |  | 35204.2801 |  | 12073.8035 | 18495.1348 | 7447.7525 | 0.0008288 | 5.4294e-05 | 912 | 1.1808 | 3.7305 | 2 | 2.8998 | 7.8483 | -1.811 | 0.006726 | 0.0071709 | 1.2128 | 295.6782 | 32.7524 | 29.1228 | 0.88937 | 15.5166 | 16.4753 | 0.77664 | 85.9% | 86.6% | 24% | 14.5% | 35.3% | 59.3% | 0.05335 | 0.011673 | 1.6239 | 15.4679 | 0.0067972 | 0.014235 | 8.3994 | 8.742 | 1.8043 | 3.2395 | 14.9464 | 13.2352 | 11.6138 | 9.8784 | 48.283 | 53.0703 | 42.0636 | 50.5477
Bay Area | SILVERADO 2105circuit_breaker | 4394 | 45 | 64.0497 | 87 | 86.3869 | 10 | 0.00016618 | 0.037818 | 4.8031 | 6.2847e-06 | 0.00041399 | 0.51724 | 0.74143 | {6A947491-FB60-4043-BF5D-F50FFBCF57D9} | 43432105 | SILVERADO 2105 | circuit_breaker | 38.4999 | -122.4593 | 197 | 581 | 29424.63 |  | 7383.7458 |  | 22040.8843 | 958.0432 | 2117.6431 | 0.0041399 | 0.0016618 | 913 | 4.729 | 14.0475 | 3 | 1.8247 | 5.2491 | -0.98935 | 0.064444 | 0.0065177 | 2.5016 | 296.7221 | 39.5088 | 32.7222 | 1.1384 | 14.0108 | 15.6743 | 12.8572 | 92.4% | 80.2% | 98.5% | 66.1% | 94.4% | 11.1% | 0.38635 | 0.028333 | 3.5385 | 20.8462 | 1.9794 | 4.8333 | 9.8528 | 7.3868 | 2.2031 | 3.816 | 13.4866 | 8.7167 | 9.0165 | 5.5732 | 53.699 | 76.0888 | 48.9507 | 77.441
Central Valley | FROGTOWN 1702290609 | 2368 | 625 | 964.2294 | 2876 | 2047.0962 | 277 | 7.5225e-05 | 1.2274 | 9.5523 | 8.4336e-05 | 0.00041087 | 0.21732 | 0.47102 | {F6CDB784-D217-4455-8CED-BCD020F0A7C6} | 163451702 | FROGTOWN 1702 | 290609 | 38.1112 | -120.5088 | 232 | 299 | 48513.0069 | 30.1447 | 29095.2779 | 18.079 | 19417.729 | 29095.2779 | 19417.729 | 0.11381 | 0.020837 | 918 | 4.363 | 10.5895 | 2 | 2.0146 | 5.2147 | 0.45837 | 0.04109 | 0.006481 | 2.3017 | 296.0239 | 43.6199 | 32.3316 | 1.2152 | 13.112 | 14.7189 | 1.2251 | 59.6% | 42.1% | 77.2% | 55% | 26.4% | 83.4% | 0.026277 | 0.046126 | 1.9081 | 16.2933 | 3.006 | 6.9637 | 13.4037 | 9.524 | 2.1281 | 3.7711 | 12.9018 | 6.9178 | 8.781 | 4.6803 | 45.0969 | 75.6878 | 50.4865 | 86.5376
North Coast | HOPLAND 110194006 | 7578 | 511 | 664.0916 | 671 | 728.788 | 167 | 4.9796e-05 | 0.60642 | 12.9652 | 2.8235e-05 | 0.00024323 | 0.76155 | 0.91123 | {8550FAE9-8660-4D0D-A46A-9FC5A8080BAF} | 42251101 | HOPLAND 1101 | 94006 | 39.044 | -123.1536 | 126 | 119 | 39908.712 | 24.7982 | 24484.3021 | 15.2139 | 15424.4099 | 18955.1203 | 13190.4317 | 0.040619 | 0.0083159 | 1278 | 3.8932 | 10.3622 | 2 | 2.818 | 6.7563 | -1.0363 | 0.037125 | 0.0062874 | 3.0448 | 295.8328 | 37.967 | 45.3901 | 1.136 | 14.4991 | 16.6465 | 0.6572 | 46.2% | 81.3% | 4.3% | 21.8% | 75.6% | 24.6% | 0.089593 | 0.054312 | 1.2516 | 14.2129 | 1.2704 | 2.052 | 16.5431 | 14.2076 | 2.2752 | 3.9458 | 14.065 | 7.732 | 9.0447 | 4.7542 | 79.9565 | 127.197 | 48.102 | 82.2979
Central Valley | WEST POINT 110277204 | 4775 | 268 | 352.507 | 869 | 622.8556 | 99 | 9.5831e-05 | 0.16747 | 6.6691 | 1.1817e-05 | 0.00041211 | 0.3084 | 0.56595 | {6211F369-8BB0-4A6F-AF12-1490B4F377A4} | 163201102 | WEST POINT 1102 | 77204 | 38.3444 | -120.5828 | 100 | 80 | 14499.0762 |  | 11906.8331 |  | 2592.2431 | 11906.8331 | 2592.2431 | 0.040798 | 0.0094872 | 916 | 6.3251 | 14.7877 | 2.6667 | 1.6944 | 4.3879 | -2.4021 | 0.042222 | 0.0064495 | 2.7514 | 295.8518 | 43.909 | 32.8181 | 1.2243 | 12.8405 | 14.6243 | 0.5779 | 59.9% | 32.6% | 88.5% | 70.3% | 30.6% | 68.7% | 0.094828 | 0.10521 | 2.092 | 13.9885 | 3.2231 | 6.0347 | 14.0958 | 9.8317 | 2.1548 | 3.7638 | 12.9685 | 6.9112 | 8.4936 | 4.7276 | 46.1655 | 74.3554 | 50.9285 | 86.4074
Bay Area | STAFFORD 1102524 | 590 | 72 | 103.79 | 266 | 220.2975 | 41 | 8.6761e-05 | 677.3742 | 7.8373 | 0.051186 | 0.0004109 | 0.27068 | 0.47114 | {890FBE04-45F2-477D-ABCA-3FF18127DAFA} | 43201102 | STAFFORD 1102 | 524 | 38.1072 | -122.5941 | 326 | 810 | 67912.0003 |  | 20662.3416 |  | 47249.6586 | 9046.5504 | 11648.9007 | 0.016847 | 0.0035572 | 917 | 4.4815 | 12.5073 | 2.0638 | 2.8569 | 7.1214 | -2.4137 | 0.052482 | 0.0070604 | 2.3997 | 295.8252 | 32.2271 | 30.4605 | 0.94015 | 15.5933 | 17.2636 | 8.069 | 92.2% | 87.9% | 80% | 56.6% | 61.3% | 68.4% | 0.15493 | 0.11184 | 2.9674 | 16.5 | 0.59312 | 1.8865 | 10.9771 | 9.4418 | 1.8865 | 3.5079 | 14.2721 | 11.9208 | 11.7146 | 8.5808 | 55.1272 | 63.2531 | 43.5753 | 58.2708
Central Coast | ATASCADERO 1103A16 | 1381 | 796 | 1187.7137 | 1480 | 1536.0911 | 199 | 8.3808e-05 | 3.4337 | 1.501 | 0.00020962 | 0.00013373 | 0.53784 | 0.77321 | {DCD0DC19-914F-4CFB-A070-C04552F2A497} | 182541103 | ATASCADERO 1103 | A16 | 35.392 | -120.5978 | 138 | 76 | 38898.0633 | 24.1702 | 31675.1523 | 19.6821 | 7222.911 | 28337.886 | 7118.4482 | 0.026611 | 0.016678 | 1688 | 1.2284 | 4.0157 | 2.4194 | 2.2003 | 6.3513 | -1.4055 | 0.0088249 | 0.0061059 | 1.3659 | 298.9062 | 42.7991 | 36.4806 | 1.375 | 13.648 | 14.6115 | 0.21781 | 60.6% | 32.1% | 81.3% | 17% | 96% | 19.2% | 0.15239 | 0.031751 | 1.3423 | 11.557 | 1.5218 | 3.4101 | 8.1403 | 8.6011 | 2.1875 | 3.9562 | 12.566 | 9.2964 | 9.1289 | 6.4468 | 52.5065 | 70.7546 | 53.9061 | 72.03
North Valley | BIG BEND 11021972 | 3547 | 1898 | 3989.585 | 3283 | 4658.3184 | 307 | 0.00010035 | 0.045919 | 145.943 | 4.5527e-06 | 0.0059424 | 0.57813 | 0.85644 | {2D141325-C090-4FCF-8D95-50CB00DE9095} | 103751102 | BIG BEND 1102 | 1972 | 39.6444 | -121.4313 | 253 | 310 | 48758.1892 | 30.297 | 33902.4073 | 21.066 | 14855.7819 | 33902.4073 | 14855.7819 | 1.8243 | 0.030809 | 28 | 13.3968 | 25.9678 | 3 | 2.5664 | 8.4594 | 0.090633 | 0.071689 | 0.0053682 | 4.411 | 294.213 | 48.6777 | 36.3717 | 1.2691 | 11.4773 | 13.8752 | 0.8043 | 98.6% | 98.8% | 77.2% | 93.4% | 34.4% | 2.6% | 0.052849 | 0.049198 | 2.3473 | 16.0251 | 0.73616 | 7.1996 | 13.8607 | 9.4681 | 2.1981 | 3.9198 | 12.5644 | 5.3876 | 7.6057 | 3.6879 | 62.1344 | 108.0598 | 54.8407 | 96.2112
Sierra | DIAMOND SPRINGS 1107circuit_breaker | 821 | 1251 | 2071.6076 | 4207 | 3216.0637 | 618 | 9.1895e-05 | 381.3813 | 22.2199 | 0.030359 | 0.00096214 | 0.29736 | 0.64414 | {01A8C6BD-323D-44E5-A686-1246351A46F2} | 152261107 | DIAMOND SPRINGS 1107 | circuit_breaker | 38.693 | -120.8257 | 1083 | 914 | 143684.4336 | 89.2816 | 90295.6562 | 56.1073 | 53388.7775 | 81888.8347 | 45058.7965 | 0.5946 | 0.056791 | 421 | 3.0197 | 8.9599 | 2.6918 | 2.1913 | 5.9807 | -0.0045922 | 0.025402 | 0.0057922 | 2.6082 | 296.1854 | 46.8145 | 32.6502 | 1.287 | 12.4248 | 14.1901 | 3.8236 | 70% | 66% | 65.4% | 39.3% | 49% | 62.2% | 0.22083 | 0.041524 | 2.9402 | 18.7692 | 3.517 | 4.1645 | 7.5374 | 5.8294 | 2.3671 | 4.1091 | 12.9042 | 6.2704 | 8.6212 | 4.2485 | 49.1056 | 82.1976 | 53.5191 | 90.41
Bay Area | WOODACRE 1102851 | 3383 | 88 | 124.1047 | 443 | 340.2613 | 22 | 0.00015949 | 0.12442 | 5.2084 | 2.063e-05 | 0.00041013 | 0.19865 | 0.36473 | {C0D404A9-516B-476A-9629-EE9B990B6FDA} | 43021102 | WOODACRE 1102 | 851 | 38.0057 | -122.638 | 26 | 139 | 8471.5859 |  | 2053.4749 |  | 6418.111 | 2053.4749 | 6418.111 | 0.0090228 | 0.0035088 | 921 | 7.6042 | 16.9704 | 3 | 2.9575 | 7.259 | -4.4737 | 0.15962 | 0.0070231 | 3.2538 | 294.7156 | 32.4519 | 29.403 | 0.8973 | 15.3195 | 17.262 | 1.0838 | 92% | 81.6% | 97.6% | 81.9% | 51.9% | 54.6% | 0.24307 | 0.063077 | 7.7619 | 22.1905 | 4.2792 | 17.0385 | 11.5807 | 9.7798 | 1.8793 | 3.5451 | 14.4702 | 10.5167 | 10.773 | 7.6285 | 55.254 | 67.9045 | 43.8945 | 64.3827
North Valley | CLARK ROAD 11022582 | 247 | 478 | 951.4658 | 868 | 1076.987 | 166 | 5.4099e-05 | 1203.1827 | 33.8972 | 0.066396 | 0.00088974 | 0.55069 | 0.88345 | {E681E40E-5ECE-4E9E-921D-C13E15C00CCA} | 103091102 | CLARK ROAD 1102 | 2582 | 39.657 | -121.6312 | 269 | 196 | 48916.7155 | 30.3955 | 33761.1198 | 20.9782 | 15155.5957 | 32088.8606 | 13553.944 | 0.1477 | 0.0089804 | 459 | 1.2248 | 3.7754 | 2.1207 | 2.5346 | 7.0458 | -0.19666 | 0.0078448 | 0.0065101 | 2.4734 | 297.4708 | 46.9023 | 34.1503 | 1.3956 | 12.3846 | 14.1618 | 1.5495 | 71.1% | 78.5% | 46.5% | 9.8% | 59.2% | 60.4% | 0.042317 | 0.015754 | 1.6707 | 14.5542 | 2.634 | 1.8707 | 11.554 | 8.1034 | 2.6086 | 4.3363 | 12.0917 | 6.0176 | 8.1281 | 4.0947 | 55.8319 | 97.2125 | 56.6133 | 92.2995
Central Coast | LOS GATOS 1106LA46 | 3696 | 261 | 455.6847 | 568 | 620.4539 | 30 | 8.7471e-05 | 0.037818 | 10.5381 | 3.3079e-06 | 0.0004086 | 0.45951 | 0.73444 | {1AF8FBF6-3836-4778-B451-B0D01E1343B6} | 82021106 | LOS GATOS 1106 | LA46 | 37.1615 | -121.9817 | 40 | 196 | 12539.8682 |  | 2467.6552 |  | 10072.213 | 2467.6552 | 10072.213 | 0.012258 | 0.0026241 | 923 | 11.7952 | 26.2795 | 3 | 2.1325 | 5.4354 | 0.58414 | 0.16951 | 0.0065604 | 2.894 | 294.1601 | 42.1888 | 35.3987 | 0.98685 | 13.2565 | 14.9468 | 2.0871 | 85.7% | 83.2% | 82.2% | 98.2% | 56.2% | 11.4% | 0.12737 | 0.14366 | 7.4545 | 19.2903 | 1.2241 | 13.8537 | 9.678 | 8.1017 | 1.9041 | 3.6462 | 12.8301 | 7.5659 | 7.92 | 4.57 | 55.2372 | 79.141 | 52.9904 | 84.5957
North Coast | MONTE RIO 11111703 | 43 | 32 | 59.2998 | 48 | 68.4057 | 4 | 0.00017993 | 0.037817 | 3.6597 | 6.8045e-06 | 0.00040755 | 0.66667 | 0.86688 | {25648DD1-14CD-4635-B4A3-2CF9AF96E6F4} | 42811111 | MONTE RIO 1111 | 1703 | 38.4835 | -123.0538 | 29 | 67 | 5819.929 |  | 2219.017 |  | 3600.912 | 2219.017 | 3600.912 | 0.0016302 | 0.00071973 | 924 | 16.6043 | 28.2819 | 3 | 1.8066 | 5.3155 | 1.8794 | 0.15423 | 0.0072214 | 3.7717 | 294.2194 | 22.8112 | 23.4078 | 0.70948 | 18.0031 | 20.1589 | 0.53271 | 63.1% | 43.1% | 90.3% | 81.1% | 19.6% | 84.6% | 0.025231 | 0.020385 | 4.7895 | 19.3684 | 0.10231 | 1.8462 | 10.8851 | 8.9696 | 1.736 | 2.7775 | 16.7979 | 14.2327 | 12.7514 | 11.015 | 43.3639 | 50.234 | 35.8601 | 45.4933
North Coast | GUALALA 1112circuit_breaker | 9009 | 171 | 304.4848 | 195 | 315.4225 | 25 | 7.3456e-05 | 0.037818 | 7.8688 | 2.778e-06 | 0.00040669 | 0.87692 | 0.96532 | {8A730939-42F5-47D3-8D16-1FB3EEA2BAEF} | 42841112 | GUALALA 1112 | circuit_breaker | 38.7861 | -123.5221 | 45 | 44 | 5487.8185 |  | 3460.0472 |  | 2027.7713 | 2540.8884 | 785.2921 | 0.010167 | 0.0018364 | 925 | 10.989 | 24.186 | 2 | 3.7824 | 8.966 | 2.4327 | 0.031944 | 0.0068719 | 2.7591 | 290.9664 | 20.2625 | 24.6857 | 0.48066 | 18.627 | 20.7349 | 8.2406 | 63% | 66.7% | 25.1% | 71.2% | 9.6% | 91.1% | 0.14952 | 0.075889 | 2.9333 | 15.4 | 1.1825 | 5.4167 | 13.8012 | 12.0333 | 1.3605 | 2.0233 | 17.9225 | 15.0996 | 13.7118 | 11.3547 | 49.4541 | 55.6207 | 31.3215 | 42.1429
North Coast | LAYTONVILLE 110264908 | 1536 | 442 | 611.6705 | 619 | 704.3729 | 45 | 0.00015356 | 1.9744 | 4.7901 | 0.0002726 | 0.00040661 | 0.71405 | 0.86839 | {9B107EC7-49C5-413B-94F9-4B15782C698B} | 42681102 | LAYTONVILLE 1102 | 64908 | 39.6812 | -123.4774 | 168 | 226 | 21107.4693 |  | 10255.6361 |  | 10851.8333 | 5371.196 | 5773.7114 | 0.018297 | 0.0069101 | 926 | 6.8031 | 18.76 | 2 | 2.1182 | 6.013 | -0.25553 | 0.051739 | 0.0063619 | 5.0997 | 293.3008 | 30.2608 | 31.4344 | 0.86203 | 16.3488 | 19.1931 | 2.3803 | 62.8% | 51.8% | 81.6% | 51.9% | 46.4% | 53.9% | 0.18628 | 0.092174 | 3.678 | 20 | 5.4593 | 8.971 | 13.8779 | 10.7744 | 1.6704 | 3.2735 | 16.9866 | 8.484 | 10.4203 | 5.1816 | 53.0059 | 92.2109 | 36.1131 | 77.3142
Bay Area | CALISTOGA 110143924 | 500 | 898 | 1301.1485 | 1354 | 1549.9708 | 98 | 0.00016604 | 44.0872 | 3.7509 | 0.0080606 | 0.00040588 | 0.66322 | 0.83947 | {C9B98E7E-238C-4FD6-BD54-6425F9378BA6} | 42711101 | CALISTOGA 1101 | 43924 | 38.5951 | -122.6023 | 207 | 285 | 36562.9148 |  | 14779.5747 |  | 21783.3401 | 11371.1135 | 14720.5357 | 0.039777 | 0.016272 | 927 | 9.2251 | 19.7931 | 2.9944 | 2.0165 | 5.1204 | 0.40605 | 0.067853 | 0.006504 | 2.7244 | 296.3018 | 37.5608 | 32.0529 | 1.0882 | 14.5072 | 16.3131 | 6.5073 | 91.8% | 74.5% | 98.4% | 90.7% | 86.8% | 24.5% | 0.21511 | 0.047514 | 3.3109 | 17.9748 | 3.1131 | 7.6497 | 10.7736 | 7.9198 | 2.0903 | 3.9494 | 14.7358 | 8.4286 | 8.878 | 4.9743 | 50.8073 | 81.7887 | 46.7416 | 79.8693
North Coast | SONOMA 11033052 | 7539 | 294 | 382.3324 | 1256 | 925.8448 | 129 | 8.3109e-05 | 0.12217 | 4.6414 | 1.1292e-05 | 0.00023242 | 0.23408 | 0.41296 | {4B7DC187-5EE3-45A7-A2F4-3F80A5EC9C80} | 42721103 | SONOMA 1103 | 3052 | 38.2911 | -122.4394 | 238 | 278 | 53420.248 | 33.1939 | 26080.1016 | 16.2055 | 27340.1464 | 21211.1693 | 20130.945 | 0.029982 | 0.010721 | 1302 | 3.8454 | 9.1307 | 3 | 2.1303 | 6.3749 | 1.2887 | 0.045956 | 0.0068458 | 2.8515 | 295.6551 | 36.3268 | 31.0333 | 0.99318 | 14.6784 | 16.4298 | 0.59547 | 44.9% | 51.1% | 35.7% | 16.2% | 62.3% | 28.8% | 0.13895 | 0.03108 | 1.6075 | 15.7581 | 0.93066 | 3.4792 | 7.862 | 6.3707 | 1.8844 | 3.5438 | 14.2456 | 9.5659 | 10 | 6.2782 | 49.7167 | 64.9484 | 45.8822 | 71.8914
Sierra | SHADY GLEN 1102circuit_breaker | 3005 | 1877 | 2382.3133 | 3661 | 3368.4204 | 333 | 9.1546e-05 | 0.040555 | 71.9805 | 3.6968e-06 | 0.0033178 | 0.5127 | 0.70725 | {A8C871E9-A558-4EBE-96DF-EF0BB9E9DE44} | 152431102 | SHADY GLEN 1102 | circuit_breaker | 39.1152 | -120.9537 | 363 | 365 | 56041.9434 | 34.8229 | 34434.861 | 21.3969 | 21607.0824 | 33414.9149 | 21573.6595 | 1.1048 | 0.030485 | 94 | 8.2038 | 18.286 | 2.303 | 1.6785 | 5.076 | 1.8764 | 0.067034 | 0.0054898 | 3.5838 | 295.7226 | 49.0527 | 34.2476 | 1.3398 | 11.6944 | 13.7504 | 2.3277 | 91.2% | 90.2% | 65.1% | 77.6% | 85.1% | 10% | 0.0011785 | 0.080966 | 1.4062 | 13.2344 | 2.2449 | 4.053 | 8.3901 | 6.4687 | 2.2523 | 3.9618 | 12.5514 | 5.6477 | 8.34 | 3.9044 | 53.2464 | 91.5026 | 54.7868 | 94.0532
Sierra | SHADY GLEN 11012768 | 5304 | 424 | 575.952 | 929 | 807.5366 | 109 | 9.1092e-05 | 0.041092 | 52.5683 | 3.6559e-06 | 0.002029 | 0.4564 | 0.71322 | {CDB0DAC7-54D4-481D-AA9B-BDB5A3BBD3C1} | 152431101 | SHADY GLEN 1101 | 2768 | 39.1031 | -120.9603 | 159 | 206 | 23677.1532 | 14.7123 | 12974.2233 | 8.0618 | 10702.9299 | 11242.1065 | 9505.7362 | 0.22117 | 0.009929 | 175 | 8.8488 | 19.5978 | 2.0859 | 1.7102 | 5.0147 | 1.8949 | 0.074785 | 0.0055361 | 3.4048 | 295.9541 | 48.685 | 34.1337 | 1.3393 | 11.8676 | 13.8771 | 1.6011 | 83.9% | 85.6% | 64.4% | 82.9% | 84.6% | 20% | 0.10816 | 0.015148 | 1.759 | 14.6078 | 2.2717 | 2.3229 | 8.1266 | 6.7802 | 2.4866 | 4.1424 | 11.7529 | 7.5492 | 8.9001 | 5.0704 | 63.5631 | 83.9123 | 57.9143 | 82.9289
North Coast | FRUITLAND 1142circuit_breaker | 1016 | 111 | 168.9522 | 123 | 175.451 | 27 | 0.00025262 | 0.041885 | 1.9594 | 1.0494e-05 | 0.0004036 | 0.90244 | 0.96296 | {C08075C5-E7BA-4353-AF25-7A00C76C5CA3} | 192311142 | FRUITLAND 1142 | circuit_breaker | 40.286 | -123.8369 | 157 | 145 | 35281.744 |  | 24720.3786 |  | 10561.3653 | 16901.355 | 7393.593 | 0.010897 | 0.0068207 | 931 | 10.7413 | 22.0336 | 2 | 2.6766 | 6.7557 | 1.781 | 0.049352 | 0.0071315 | 3.983 | 294 | 24.0619 | 21.745 | 0.80106 | 17.7496 | 20.6503 | 0.33678 | 62.1% | 26.5% | 96.2% | 65.2% | 33.8% | 75.3% | 0.10555 | 0.11526 | 1.5691 | 14.2602 | 0.028259 | 0.49798 | 11.4679 | 8.2048 | 1.8486 | 3.2814 | 16.9689 | 10.9408 | 12.257 | 7.9804 | 37.8449 | 55.8212 | 35.1358 | 62.2185
Bay Area | COTATI 110387402 | 7844 | 121 | 311.2222 | 276 | 395.3567 | 68 | 4.4498e-05 | 1.4938 | 14.6049 | 6.4625e-05 | 0.00040338 | 0.43841 | 0.78719 | {EEE52A91-AF03-4B18-9CCC-F7F6825D7052} | 42271103 | COTATI 1103 | 87402 | 38.1632 | -122.8902 | 54 | 30 | 19924.8475 |  | 18214.2492 |  | 1710.5983 | 18214.2492 | 1710.5983 | 0.02743 | 0.0030259 | 932 | 2.9483 | 9.4687 | 2 | 2.9249 | 7.6903 | -3.3748 | 0.0095021 | 0.0071589 | 2.4491 | 294.1042 | 25.6595 | 28.3801 | 0.71997 | 17.2143 | 19.0373 | 0.40001 | 91.7% | 94.1% | 38.3% | 33% | 21.1% | 94.9% | 0.15411 | 0.022707 | 1.625 | 12.8125 | 0.90568 | 1.1452 | 12.4754 | 11.0361 | 1.599 | 2.7826 | 16.277 | 13.9778 | 12.9111 | 10.1443 | 56.6151 | 62.8583 | 35.1567 | 48.8178
North Coast | GARBERVILLE 11028189 | 8325 | 110 | 174.2334 | 163 | 201.1986 | 16 | 0.0001827 | 0.037818 | 3.4192 | 6.9092e-06 | 0.00040201 | 0.67485 | 0.86598 | {1B1B8E92-3F52-4768-9081-CBB4EFF42E21} | 192221102 | GARBERVILLE 1102 | 8189 | 40.27 | -124.2241 | 14 | 14 | 2781.1302 |  | 1628.0781 |  | 1153.0521 | 1628.0781 | 1153.0521 | 0.0064321 | 0.0029231 | 933 | 7.5505 | 21.5062 | 2 | 2.52 | 7.1929 | -5.2719 | 0.045385 | 0.006966 | 5.3377 | 292.2499 | 21.1812 | 23.8988 | 0.63707 | 18.2925 | 21.376 | 0.81077 | 61.9% | 40% | 90.8% | 62.6% | 16% | 88.1% | 0.10872 | 0.11615 | 1.6667 | 15.4444 | 0.38385 | 6.2692 | 14.2139 | 11.217 | 1.7962 | 2.6079 | 16.9041 | 12.1521 | 11.5746 | 9.2035 | 50.3599 | 63.1453 | 35.9394 | 54.5146
Central Coast | SARATOGA 1107413816 | 4481 | 1063 | 2018.4049 | 2521 | 2809.0813 | 167 | 5.3916e-05 | 0.04002 | 3.7992 | 2.1403e-06 | 0.00013082 | 0.42166 | 0.71853 | {717BE6DE-1A86-4939-B958-630A186C1AF4} | 83371107 | SARATOGA 1107 | 413816 | 37.2524 | -122.0611 | 168 | 100 | 26276.6617 | 16.3276 | 17947.1279 | 11.1519 | 8329.5338 | 17947.1279 | 8329.5338 | 0.021846 | 0.0090039 | 1701 | 7.0308 | 17.7279 | 2.9357 | 2.1374 | 6.7352 | -0.41522 | 0.049799 | 0.0063706 | 2.7069 | 293.9029 | 42.3902 | 36.51 | 0.97864 | 13.1522 | 14.7963 | 0.51957 | 59.9% | 55.8% | 65% | 76.6% | 52.7% | 9.7% | 0.058099 | 0.081044 | 1.8929 | 13.5 | 1.6776 | 10.1245 | 10.2796 | 8.614 | 1.8527 | 3.4942 | 12.9413 | 7.7331 | 8.4867 | 5.1011 | 57.715 | 81.6058 | 51.5184 | 82.9628
Central Coast | ROB ROY 210410298 | 7115 | 1115 | 2040.7116 | 2081 | 2545.035 | 154 | 8.3357e-05 | 0.037818 | 1.8718 | 3.1524e-06 | 0.00012894 | 0.5358 | 0.80184 | {F407D1C7-AF54-4B98-B726-B5AC300E0031} | 83692104 | ROB ROY 2104 | 10298 | 36.9935 | -121.7994 | 205 | 234 | 38480.3999 | 23.9107 | 21488.8231 | 13.3526 | 16991.5768 | 17304.3139 | 11693.6514 | 0.019857 | 0.012837 | 1710 | 9.8013 | 21.8529 | 2.7675 | 1.7515 | 4.7867 | -2.5557 | 0.061919 | 0.0068447 | 2.0842 | 295.8536 | 37.7817 | 29.779 | 0.97839 | 14.3824 | 15.8774 | 1.925 | 59.7% | 36.7% | 80.8% | 89.9% | 52.6% | 36.1% | 0.077838 | 0.054576 | 1.8544 | 16.2785 | 1.1676 | 7.679 | 7.3532 | 6.7964 | 1.9458 | 3.7351 | 13.7049 | 9.4378 | 8.4052 | 5.6496 | 46.5317 | 61.8695 | 50.1392 | 74.5432
Central Coast | SAN MIGUEL 1104R58 | 3127 | 62 | 155.2893 | 163 | 183.566 | 49 | 3.6059e-05 | 2508.0147 | 17.6862 | 0.088578 | 0.00039915 | 0.38037 | 0.84596 | {7FF6A461-1CB2-4D3B-BBDC-5839761BEAE7} | 182661104 | SAN MIGUEL 1104 | R58 | 35.7208 | -120.6846 | 311 | 268 | 54720.2906 |  | 38699.3305 |  | 16020.96 | 14371.1045 | 3302.8724 | 0.019558 | 0.0017669 | 936 | 0.471 | 1.509 | 2 | 1.9631 | 6.3279 | -0.82083 | 0.0034286 | 0.006178 | 0.77882 | 298.9243 | 45.2856 | 37.8672 | 1.3816 | 13.3853 | 14.0461 | 0.59185 | 85.3% | 91.7% | 40.1% | 1.6% | 96.5% | 14.5% | 0.16599 | 0.0072571 | 1.3333 | 13.2626 | 0.48206 | 0.93143 | 8.1546 | 7.791 | 2.4372 | 4.1401 | 11.4962 | 8.4711 | 8.0672 | 5.1643 | 59.7331 | 82.075 | 58.8436 | 80.0347
Sierra | BRUNSWICK 110651486 | 2503 | 5465 | 7168.1363 | 11698 | 10127.717 | 947 | 9.0885e-05 | 0.17886 | 85.6668 | 1.3122e-05 | 0.0038264 | 0.46717 | 0.70777 | {20D517CB-EFEF-4E5D-A065-4994CEAE6929} | 152481106 | BRUNSWICK 1106 | 51486 | 39.1909 | -120.9967 | 1025 | 1033 | 163128.0367 | 101.3633 | 91172.3296 | 56.652 | 71955.7071 | 91172.3296 | 71955.7071 | 3.6236 | 0.086068 | 66 | 9.5362 | 19.2978 | 2.8601 | 1.5244 | 4.6336 | 0.84529 | 0.078736 | 0.0053502 | 3.8221 | 294.7826 | 47.1868 | 33.023 | 1.2346 | 12.0845 | 14.2049 | 1.2231 | 94.6% | 93.5% | 64.1% | 82.2% | 29.8% | 34.6% | 0.10861 | 0.050717 | 3.0544 | 17.9198 | 5.0419 | 6.9302 | 8.3186 | 5.9933 | 2.1017 | 3.9184 | 13.0022 | 5.9223 | 8.3991 | 4.0503 | 48.7954 | 83.0322 | 52.2766 | 92.493
Sierra | DIAMOND SPRINGS 110699658 | 1048 | 447 | 670.7631 | 1501 | 1128.7048 | 115 | 9.0718e-05 | 0.037818 | 12.6477 | 3.4307e-06 | 0.00064886 | 0.2978 | 0.59428 | {AE525890-6C02-4814-857B-4FEF1E7D58A9} | 152261106 | DIAMOND SPRINGS 1106 | 99658 | 38.6947 | -120.8146 | 346 | 591 | 51459.0595 | 31.9753 | 20441.9062 | 12.702 | 31017.1533 | 12193.3312 | 18084.702 | 0.074619 | 0.010433 | 624 | 4.4972 | 9.9466 | 2 | 1.9332 | 5.4411 | 0.8292 | 0.06064 | 0.0058098 | 2.902 | 295.5011 | 46.0325 | 31.5799 | 1.2336 | 12.5559 | 14.4082 | 6.0823 | 58.5% | 45.6% | 63.9% | 43.9% | 29.5% | 70.7% | 0.047415 | 0.072081 | 2.5444 | 17.437 | 5.5714 | 7.6166 | 8.0899 | 5.8054 | 2.0971 | 3.8426 | 13.1986 | 6.0151 | 8.4896 | 4.1131 | 46.832 | 79.915 | 51.4308 | 91.5539
Central Coast | PASO ROBLES 110359763 | 9000 | 50 | 90.5583 | 216 | 175.3623 | 31 | 4.5111e-05 | 919.1574 | 18.2035 | 0.043742 | 0.00039717 | 0.23148 | 0.51641 | {3ECF96B8-05BC-4EC8-8FE4-68D9EB247E43} | 182611103 | PASO ROBLES 1103 | 59763 | 35.6415 | -120.7259 | 36 | 43 | 7322.4927 |  | 4529.9707 |  | 2792.522 | 4529.9707 | 2792.522 | 0.012312 | 0.0013984 | 939 | 1.2713 | 3.9048 | 2 | 2.5608 | 6.936 | -3.7326 | 0.010448 | 0.0058893 | 0.97957 | 298.3872 | 44.0431 | 37.2576 | 1.3325 | 13.5754 | 14.3108 | 0.66823 | 85.2% | 92.3% | 57% | 16.1% | 93.8% | 18.3% | 0.07205 | 0.0086567 | 1.7778 | 15.5778 | 0.79343 | 3.2239 | 8.5368 | 8.1629 | 2.2536 | 3.9452 | 12.0583 | 8.8982 | 8.5125 | 5.5874 | 59.9069 | 80.9192 | 57.4193 | 77.247
North Coast | GARBERVILLE 110197300 | 7191 | 1595 | 2468.3103 | 2403 | 2862.5186 | 213 | 0.00019233 | 0.037973 | 1.3365 | 7.3164e-06 | 0.00022974 | 0.66375 | 0.86229 | {BA71994D-6A0B-4F0B-9E44-79C1DD5F42DD} | 192221101 | GARBERVILLE 1101 | 97300 | 39.9723 | -123.8008 | 134 | 100 | 27385.8509 | 17.0168 | 22729.2098 | 14.1233 | 4656.641 | 22729.2098 | 4656.641 | 0.048934 | 0.040966 | 1312 | 8.9749 | 19.9578 | 2 | 2.3205 | 6.5106 | -0.30613 | 0.049192 | 0.0067776 | 5.0538 | 293.3283 | 24.8536 | 26.3101 | 0.7748 | 17.465 | 20.5178 | 1.5148 | 44.4% | 19.9% | 92.8% | 56.7% | 28.2% | 68.1% | 0.18228 | 0.09596 | 1.7426 | 13.5221 | 0.56822 | 8.0909 | 13.0832 | 10.5159 | 1.7073 | 3.1253 | 17.2811 | 10.4353 | 11.9507 | 7.5458 | 47.5989 | 72.5114 | 34.5165 | 64.5495
North Valley | ANTLER 11011378 | 6034 | 1994 | 2677.388 | 3683 | 3627.233 | 324 | 0.00024259 | 0.039292 | 29.2929 | 9.5664e-06 | 0.0035765 | 0.54141 | 0.73814 | {C885D848-026E-4C6E-A0E7-D886450B2EC9} | 103271101 | ANTLER 1101 | 1378 | 40.8486 | -122.3311 | 262 | 256 | 49680.0677 | 30.8698 | 40324.448 | 25.0565 | 9355.6197 | 39346.0984 | 9215.0767 | 1.1588 | 0.0786 | 77 | 9.008 | 17.9764 | 2.1718 | 2.2894 | 6.2096 | 2.0964 | 0.055317 | 0.0058735 | 4.3699 | 296.459 | 45.7206 | 34.2278 | 1.4208 | 12.468 | 15.0249 | 1.7466 | 94.8% | 74.3% | 100% | 76.3% | 63.6% | 65.9% | 0.048199 | 0.11094 | 1.8582 | 13.1992 | 5.749 | 7.5317 | 9.2312 | 7.258 | 2.4834 | 4.5791 | 12.3285 | 5.5209 | 7.6584 | 4.1328 | 54.3075 | 90.4637 | 56.3975 | 95.0092
Sierra | HIGGINS 1103995672 | 5585 | 325 | 468.4308 | 625 | 604.4296 | 56 | 0.00010008 | 0.037818 | 5.4196 | 3.7848e-06 | 0.00039622 | 0.52 | 0.775 | {FCC40ADF-1FB7-4F80-97A9-6981FCDC8244} | 152691103 | HIGGINS 1103 | 995672 | 39.1337 | -121.0716 | 146 | 195 | 19946.0049 |  | 9263.8953 |  | 10682.1097 | 5336.5048 | 5488.4306 | 0.022188 | 0.0056044 | 942 | 6.7647 | 20.2453 | 2 | 2.1198 | 5.9263 | 1.3424 | 0.079036 | 0.005547 | 3.3391 | 295.2607 | 46.8585 | 32.7535 | 1.2322 | 12.3159 | 14.276 | 2.7232 | 42% | 22.9% | 75.6% | 85.4% | 28.8% | 50% | 0.10459 | 0.059157 | 2.6406 | 19.3281 | 6.7881 | 7.5301 | 8.4948 | 6.539 | 2.1323 | 3.7778 | 13.0011 | 5.7905 | 8.5447 | 3.978 | 51.9115 | 91.1186 | 52.7873 | 92.9543
North Coast | POINT ARENA 1101476 | 6453 | 59 | 108.9837 | 93 | 122.6443 | 26 | 5.436e-05 | 0.10919 | 13.7291 | 5.2672e-06 | 0.00039618 | 0.63441 | 0.88862 | {E7660F7E-BB9F-4573-B70D-C3EB843F48E4} | 43381101 | POINT ARENA 1101 | 476 | 38.9201 | -123.695 | 126 | 110 | 30873.9322 |  | 24431.6786 |  | 6442.2536 | 4407.3314 | 1531.5138 | 0.010301 | 0.0014134 | 943 | 5.2644 | 14.7178 | 2 | 4.0041 | 9.0194 | 2.2078 | 0.0172 | 0.0069265 | 2.6059 | 289.5148 | 17.892 | 22.8 | 0.37228 | 19.2458 | 21.3676 | 0.82703 | 61.8% | 82.9% | 6.8% | 41.1% | 2% | 95.6% | 0.13929 | 0.0258 | 3.3333 | 17.1429 | 0.6876 | 1.86 | 14.3133 | 12.1426 | 1.2162 | 1.8328 | 19.3082 | 15.2656 | 14.5065 | 10.5624 | 46.1938 | 53.0627 | 25.8549 | 42.5572
Central Valley | COARSEGOLD 210210050 | 5804 | 191 | 260.3892 | 1114 | 767.2676 | 99 | 8.2852e-05 | 0.14226 | 7.4923 | 9.2572e-06 | 0.00039609 | 0.17145 | 0.33937 | {246AEE64-BD98-43AF-876E-DF5040419CD3} | 254432102 | COARSEGOLD 2102 | 10050 | 37.3092 | -119.5842 | 138 | 261 | 24726.2745 |  | 11531.9078 |  | 13194.3668 | 11531.9078 | 13194.3668 | 0.039213 | 0.0082023 | 944 | 4.2556 | 12.6441 | 3 | 1.6141 | 3.897 | 0.25657 | 0.031667 | 0.0058567 | 2.3303 | 295.9102 | 51.0045 | 34.8439 | 1.3164 | 11.3815 | 12.8549 | 1.6036 | 58.8% | 34.9% | 81.4% | 62.5% | 61.6% | 28.2% | 0.081732 | 0.068171 | 3.9457 | 16.6739 | 2.4385 | 7.141 | 9.5622 | 8.1588 | 2.1795 | 3.6727 | 10.856 | 6.2687 | 6.7733 | 4.242 | 51.8891 | 72.2766 | 63.937 | 89.4098
North Valley | WHITMORE 11011594 | 2318 | 648 | 930.3028 | 2183 | 1656.472 | 282 | 9.4292e-05 | 0.32986 | 1.9036 | 2.2525e-05 | 0.0001333 | 0.29684 | 0.56162 | {CA013557-36E2-4043-ADB2-0CAC45D0FC29} | 103601101 | WHITMORE 1101 | 1594 | 40.6313 | -121.9036 | 192 | 145 | 49813.1834 | 30.9526 | 39015.2543 | 24.243 | 10797.9291 | 39015.2543 | 10797.9291 | 0.03759 | 0.02659 | 1693 | 5.7233 | 14.7428 | 2.2787 | 2.2705 | 6.7001 | -0.41756 | 0.041224 | 0.0056344 | 3.0916 | 294.6482 | 44.4482 | 33.677 | 1.2446 | 12.5723 | 15.0298 | 0.59752 | 33.2% | 15.8% | 73.4% | 65.6% | 31.5% | 70.8% | 0.066718 | 0.085314 | 1.4803 | 13.8777 | 1.9996 | 4.1111 | 9.3662 | 7.6508 | 2.256 | 4.074 | 13.239 | 5.991 | 7.4751 | 4.2627 | 55.9071 | 90.8774 | 52.3185 | 92.2085
Central Coast | TEMPLETON 2108A64 | 875 | 62 | 135.5561 | 173 | 198.1818 | 30 | 6.3874e-05 | 7.5674 | 8.9172 | 0.00043197 | 0.00039471 | 0.35838 | 0.684 | {FFDFCD62-3D83-4DB1-8291-20A4384347C8} | 183052108 | TEMPLETON 2108 | A64 | 35.5233 | -120.6936 | 288 | 351 | 35505.8137 |  | 19026.8995 |  | 16478.9142 | 3063.2438 | 3911.7888 | 0.011841 | 0.0019162 | 946 | 1.8459 | 7.4145 | 2 | 2.396 | 7.1651 | -0.17882 | 0.011304 | 0.0062742 | 1.0704 | 297.7071 | 39.7007 | 33.6465 | 1.2079 | 14.3674 | 15.2007 | 12.4453 | 85% | 78.1% | 72.2% | 41.8% | 89.4% | 35.5% | 0.31775 | 0.027391 | 3.025 | 19.45 | 1.5224 | 3.7609 | 8.3346 | 8.0036 | 2.0039 | 3.6494 | 13.377 | 9.866 | 10.0809 | 6.7306 | 49.5429 | 68.2343 | 49.9861 | 68.9546
North Coast | GEYSERVILLE 1102350 | 271 | 151 | 209.9688 | 368 | 339.0413 | 50 | 7.783e-05 | 0.14291 | 8.6052 | 9.7655e-06 | 0.00039425 | 0.41033 | 0.6193 | {95D38DE9-E8FF-48E8-A441-5433C36DE660} | 42891102 | GEYSERVILLE 1102 | 350 | 38.6706 | -122.8117 | 250 | 216 | 55341.9565 |  | 31239.3548 |  | 24102.6017 | 6355.4918 | 7644.5753 | 0.019712 | 0.0038915 | 947 | 6.0724 | 13.1674 | 2.4286 | 1.732 | 5.2768 | 1.7179 | 0.047286 | 0.0066681 | 2.8229 | 295.9977 | 35.6329 | 32.0925 | 1.0318 | 14.8608 | 16.7779 | 1.3706 | 61.6% | 68.9% | 28.3% | 34.6% | 66.7% | 33.1% | 0.07977 | 0.041786 | 1.5849 | 15.72 | 1.0837 | 2.6286 | 10.9023 | 8.6989 | 2.1134 | 3.7263 | 14.7973 | 9.2957 | 9.0823 | 5.8127 | 53.1197 | 80.7953 | 45.6287 | 73.4609
Central Valley | CORRAL 110112606 | 380 | 272 | 762.3002 | 1002 | 998.8682 | 215 | 3.7709e-05 | 980.878 | 31.1765 | 0.037995 | 0.00053529 | 0.27146 | 0.76316 | {34B49956-28BF-4C3F-BBD0-326423DCC642} | 162991101 | CORRAL 1101 | 12606 | 38.1805 | -120.9263 | 276 | 226 | 49842.2655 | 30.9706 | 36019.0707 | 22.3813 | 13823.1948 | 36019.0707 | 13823.1948 | 0.11509 | 0.0081075 | 753 | 1.8078 | 6.93 | 2 | 2.0263 | 6.3656 | 0.02508 | 0.013018 | 0.0065168 | 1.4515 | 297.6959 | 43.7429 | 31.3186 | 1.3132 | 13.3656 | 14.667 | 1.1007 | 66.1% | 74.9% | 38.8% | 35.9% | 60.8% | 92.2% | 0.081646 | 0.02235 | 1.5911 | 14.09 | 2.9097 | 2.0161 | 11.4816 | 8.0814 | 2.4254 | 3.9219 | 12.618 | 7.554 | 9.3346 | 5.2791 | 48.0466 | 65.2259 | 54.3216 | 80.6796
Central Coast | CAMP EVERS 210410442 | 4005 | 1007 | 1843.1547 | 1855 | 2347.8933 | 96 | 0.00015033 | 0.037818 | 4.7276 | 5.6851e-06 | 0.00039365 | 0.54286 | 0.78502 | {51C72ADA-5E33-425F-A574-21BEA172A863} | 83622104 | CAMP EVERS 2104 | 10442 | 37.0612 | -122.0029 | 240 | 573 | 44973.2002 |  | 16787.1434 |  | 28186.0568 | 8552.2815 | 8774.9518 | 0.03779 | 0.014432 | 949 | 9.3648 | 20.3956 | 2.969 | 1.4459 | 3.6634 | 0.40943 | 0.06907 | 0.0070641 | 2.7638 | 296.4645 | 31.7406 | 26.9482 | 0.95929 | 15.8535 | 17.5612 | 10.7705 | 84.8% | 62.7% | 91.4% | 83.3% | 46.3% | 66.1% | 0.11787 | 0.040388 | 2.7174 | 17.413 | 1.5792 | 14.3798 | 8.4314 | 7.4047 | 1.9137 | 3.6356 | 15.207 | 11.0485 | 9.7556 | 6.8165 | 44.863 | 57.5562 | 42.5455 | 66.0545
Sierra | HALSEY 11015731 | 7519 | 405 | 542.1367 | 723 | 708.5145 | 51 | 0.00011041 | 0.4413 | 6.7188 | 3.8544e-05 | 0.00039347 | 0.56017 | 0.76517 | {D460FB8F-F4FD-44BA-8600-4D3642AC6BA8} | 152241101 | HALSEY 1101 | 5731 | 38.9857 | -121.0221 | 69 | 96 | 10018.4138 |  | 5029.6194 |  | 4988.7944 | 5029.6194 | 4988.7944 | 0.020067 | 0.005631 | 950 | 7.0475 | 15.3157 | 2 | 1.9977 | 5.2479 | 1.0653 | 0.094648 | 0.0057458 | 3.091 | 295.7724 | 48.8778 | 33.8316 | 1.3087 | 11.8694 | 13.7307 | 1.6271 | 41.2% | 25.4% | 85.4% | 68% | 62.7% | 20.5% | 0.054936 | 0.07169 | 2.8276 | 19.3448 | 8.8042 | 10.1831 | 8.2389 | 6.4124 | 2.2566 | 4.0836 | 12.6384 | 5.5776 | 8.369 | 3.8263 | 54.0658 | 90.8298 | 54.5146 | 94.483
Bay Area | OLEMA 1101602 | 8207 | 714 | 2083.9204 | 1778 | 2638.6936 | 128 | 4.1546e-05 | 0.10447 | 9.7362 | 3.8959e-06 | 0.00018227 | 0.40157 | 0.78975 | {B7FC1F3D-8C95-48C1-8180-E56EBBA37A96} | 42291101 | OLEMA 1101 | 602 | 38.1094 | -122.8698 | 137 | 109 | 49843.8167 | 30.9716 | 39506.2468 | 24.5481 | 10337.5699 | 25492.7395 | 3010.2029 | 0.02333 | 0.0053178 | 1470 | 5.1058 | 14.6789 | 2 | 2.7995 | 8.2296 | -2.1475 | 0.017252 | 0.0072818 | 2.051 | 292.2758 | 22.5874 | 26.0191 | 0.54049 | 17.8744 | 19.5272 | 1.092 | 80% | 91.1% | 34.1% | 69.5% | 2.7% | 99.1% | 0.088132 | 0.014876 | 1.5963 | 11.8624 | 3.2563 | 5.6805 | 13.1485 | 11.6065 | 1.4049 | 2.1767 | 17.2874 | 15.577 | 13.4564 | 11.673 | 53.8697 | 55.4713 | 31.2349 | 41.3248
Sierra | DIAMOND SPRINGS 11042093 | 6862 | 176 | 280.832 | 839 | 521.889 | 99 | 7.3611e-05 | 2.0926 | 10.8848 | 0.00010923 | 0.00039139 | 0.20977 | 0.53811 | {9366522C-3019-4FFC-ADFF-E56D90FBBE46} | 152261104 | DIAMOND SPRINGS 1104 | 2093 | 38.6813 | -120.836 | 122 | 134 | 21671.4272 |  | 14031.1709 |  | 7640.2563 | 12960.3084 | 6033.0526 | 0.038747 | 0.0072875 | 952 | 3.0099 | 7.0298 | 2.4693 | 1.8869 | 5.3476 | -0.38812 | 0.051285 | 0.0058422 | 2.7625 | 295.7916 | 46.0993 | 31.9347 | 1.2545 | 12.5344 | 14.355 | 2.0425 | 41% | 39.5% | 44.9% | 21.7% | 36.8% | 69.8% | 0.096061 | 0.06933 | 1.8288 | 15.1441 | 2.449 | 4.6872 | 7.5422 | 5.6763 | 2.1982 | 3.8954 | 13.1437 | 6.1726 | 8.7784 | 4.2488 | 46.8436 | 80.0519 | 51.114 | 90.5084
Central Coast | PAUL SWEET 2106circuit_breaker | 938 | 251 | 618.0186 | 898 | 985.9454 | 52 | 6.9391e-05 | 0.037818 | 10.8088 | 2.6242e-06 | 0.00039023 | 0.27951 | 0.62683 | {3E23A7A3-C33C-44B7-A4F6-DB4402C4D050} | 83252106 | PAUL SWEET 2106 | circuit_breaker | 36.9923 | -121.9823 | 420 | 728 | 55127.9216 |  | 22673.5975 |  | 32454.3241 | 8257.1442 | 4436.543 | 0.020292 | 0.0036083 | 953 | 4.3047 | 11.7082 | 2.8646 | 1.4749 | 3.9501 | 2.7344 | 0.049167 | 0.0072324 | 2.0287 | 294.521 | 29.3148 | 24.0994 | 0.73842 | 16.3431 | 17.8755 | 13.5433 | 84.6% | 84% | 75.1% | 59.5% | 20.9% | 80.2% | 0.12619 | 0.051875 | 2.3387 | 16.2419 | 3.2334 | 9.3542 | 7.3736 | 6.715 | 1.7175 | 3.1332 | 15.5396 | 12.1985 | 10.0446 | 7.7226 | 40.6318 | 48.8877 | 40.6025 | 59.7776
North Coast | LUCERNE 11031280 | 2080 | 187 | 265.2493 | 385 | 324.3408 | 80 | 7.2683e-05 | 31.1656 | 8.324 | 0.0030619 | 0.00039008 | 0.48571 | 0.81781 | {A05AE75B-B8B1-4EF0-A327-427A302D4FDB} | 43351103 | LUCERNE 1103 | 1280 | 39.1273 | -122.8651 | 359 | 450 | 68381.874 |  | 38046.2309 |  | 30335.6431 | 11811.7208 | 7582.8687 | 0.031207 | 0.0058147 | 954 | 1.6074 | 6.5418 | 2 | 2.6325 | 7.0096 | -0.54672 | 0.014286 | 0.0060172 | 2.4917 | 296.2997 | 37.5758 | 33.8458 | 1.1663 | 14.625 | 16.5575 | 1.7966 | 61.4% | 67.8% | 24.1% | 4.8% | 79% | 28.2% | 0.22808 | 0.02494 | 2.3125 | 15.7798 | 2.0639 | 2.2917 | 10.6407 | 8.4061 | 2.2478 | 3.8451 | 14.123 | 8.0916 | 9.3732 | 5.1459 | 57.3052 | 82.8358 | 47.6801 | 79.9604
North Coast | GARBERVILLE 11022540 | 3038 | 1273 | 1929.1776 | 1911 | 2252.0383 | 185 | 0.00021685 | 0.097139 | 1.2521 | 2.0035e-05 | 0.00022962 | 0.66614 | 0.85664 | {09BB38E4-7FE7-4BD1-9CFE-F62698521734} | 192221102 | GARBERVILLE 1102 | 2540 | 40.2432 | -124.127 | 169 | 128 | 37102.0705 | 23.0542 | 28743.4558 | 17.8604 | 8358.6148 | 23928.4593 | 7558.7709 | 0.04248 | 0.040118 | 1313 | 6.9811 | 17.3833 | 2 | 2.4932 | 7.0318 | -2.229 | 0.035356 | 0.006849 | 5.497 | 292.3697 | 21.9481 | 23.5876 | 0.66901 | 18.0906 | 21.1603 | 1.4457 | 44.2% | 18.5% | 94.7% | 48.1% | 17.1% | 86.2% | 0.18039 | 0.095108 | 1.6294 | 12.9645 | 0.61415 | 5.9164 | 13.4825 | 10.6178 | 1.7867 | 2.7365 | 16.7924 | 11.797 | 11.4678 | 8.8978 | 48.8739 | 60.818 | 36.456 | 56.1236
North Coast | RIO DELL 1102circuit_breaker | 2728 | 84 | 208.2811 | 132 | 231.9705 | 7 | 8.2999e-05 | 0.037818 | 4.5081 | 3.1389e-06 | 0.00038793 | 0.63636 | 0.89788 | {68D3E51B-D82F-468F-8693-722B02390473} | 192251102 | RIO DELL 1102 | circuit_breaker | 40.4954 | -124.0995 | 253 | 870 | 34873.0283 |  | 11413.6327 |  | 23459.3956 | 655.8803 | 2252.3764 | 0.0027155 | 0.00058099 | 956 | 17.1386 | 36.5772 | 2 | 2.1698 | 6.794 | -2.8976 | 0.0675 | 0.006928 | 3.538 | 291.4767 | 22.2897 | 23.5899 | 0.55616 | 17.5983 | 20.5229 | 19.6719 | 61.1% | 49.6% | 35.3% | 93.3% | 12.6% | 71.7% | 0.19086 | 0.078 | 2.3333 | 16.4444 | 3.0845 | 6.6 | 12.3825 | 10.2012 | 1.4728 | 2.2016 | 17.6156 | 12.859 | 13.3806 | 9.0363 | 48.8178 | 62.1491 | 31.2725 | 52.7872
Bay Area | IGNACIO 1101circuit_breaker | 6722 | 50 | 63.8659 | 175 | 140.8279 | 18 | 4.9625e-05 | 0.037818 | 18.598 | 1.8767e-06 | 0.00038784 | 0.28571 | 0.4535 | {A57172F7-A24B-4226-8C15-DA9E4C31AFEB} | 42481101 | IGNACIO 1101 | circuit_breaker | 38.0755 | -122.5399 | 51 | 2 | 3100.4423 |  | 2942.811 |  | 157.6313 | 2568.3258 | 33.7521 | 0.0069812 | 0.00089325 | 957 | 3.7884 | 10.1706 | 2 | 1.9881 | 6.5689 | 1.5142 | 0.03913 | 0.0070378 | 2.3174 | 295.5296 | 33.6283 | 30.6932 | 0.91705 | 15.2423 | 16.7996 | 30.2445 | 91.5% | 95.6% | 46.3% | 36.5% | 55.7% | 51% | 0.2388 | 0.058696 | 2.6154 | 6.1538 | 2.7683 | 7.6087 | 10.869 | 9.4399 | 1.8429 | 3.3341 | 13.8876 | 11.6338 | 11.5368 | 8.5755 | 54.5228 | 61.441 | 44.799 | 58.3857
North Valley | STILLWATER 1101circuit_breaker | 7576 | 111 | 205.1273 | 392 | 322.597 | 57 | 0.00011602 | 6.9069 | 5.6997 | 0.00084901 | 0.00038731 | 0.28316 | 0.63586 | {05FAE411-CB1F-4ADD-9163-2A2B0A61C7F7} | 103561101 | STILLWATER 1101 | circuit_breaker | 40.6779 | -122.3498 | 68 | 54 | 9825.3206 |  | 6895.2449 |  | 2930.0756 | 6237.7847 | 2930.0756 | 0.022077 | 0.0066132 | 958 | 3.358 | 9.5699 | 2 | 2.5771 | 7.2514 | -0.55453 | 0.039605 | 0.006091 | 3.5558 | 297.5807 | 48.623 | 35.2552 | 1.5738 | 11.8666 | 14.2422 | 5.608 | 54% | 32.2% | 86.1% | 48.8% | 82.9% | 18.5% | 0.3431 | 0.011184 | 1.9138 | 14.9655 | 3.277 | 5.1579 | 9.9625 | 7.4888 | 2.8281 | 4.7863 | 11.4093 | 5.3752 | 7.0766 | 4.1088 | 62.6569 | 84.6325 | 61.619 | 95.2323
North Coast | HIGHLANDS 11031282 | 6357 | 458 | 757.8223 | 790 | 850.1034 | 160 | 7.2206e-05 | 22.6276 | 5.182 | 0.0014169 | 0.00022374 | 0.57975 | 0.89145 | {ADF7CDB1-D7EE-4238-AD1F-3FDE0907FF69} | 43361103 | HIGHLANDS 1103 | 1282 | 38.8802 | -122.6125 | 218 | 251 | 52001.2191 | 32.3121 | 26925.5772 | 16.7308 | 25075.6419 | 23288.0926 | 20569.3659 | 0.035799 | 0.011553 | 1333 | 3.1925 | 10.4759 | 2 | 2.645 | 7.2947 | -0.82244 | 0.026465 | 0.0060485 | 2.3201 | 296.3184 | 43.9585 | 32.6818 | 1.2596 | 13.2495 | 14.8796 | 0.87046 | 43.9% | 54.4% | 22.9% | 22.7% | 98% | 5.1% | 0.10021 | 0.030455 | 1.6898 | 15.0972 | 2.6648 | 1.9949 | 9.6355 | 6.9689 | 2.3526 | 4.1501 | 13.0979 | 6.9197 | 7.8022 | 4.2523 | 54.8576 | 79.2264 | 53.0873 | 86.7105
Central Valley | COARSEGOLD 210210207 | 7643 | 170 | 224.9836 | 385 | 336.8861 | 55 | 0.0001056 | 0.037818 | 6.4751 | 3.9936e-06 | 0.0003854 | 0.44156 | 0.66783 | {04FAB232-49CB-424E-BFDC-D01D068BCF02} | 254432102 | COARSEGOLD 2102 | 10207 | 37.2984 | -119.6165 | 48 | 41 | 8330.1103 |  | 5760.3678 |  | 2569.7425 | 5760.3678 | 2569.7425 | 0.021197 | 0.0058081 | 960 | 5.3178 | 15.1064 | 3 | 1.7232 | 4.8809 | -1.575 | 0.050519 | 0.0061158 | 2.1511 | 296.4837 | 50.2408 | 33.5344 | 1.3706 | 11.5356 | 12.9709 | 0.86975 | 58.3% | 31.3% | 92% | 71.4% | 74.9% | 33.9% | 0.0048454 | 0.09987 | 1.6863 | 12.9796 | 4.5651 | 5 | 8.7883 | 7.7105 | 2.3181 | 3.864 | 10.9371 | 6.4011 | 6.9283 | 4.3379 | 49.3648 | 69.6738 | 63.7696 | 88.6697
Sierra | PIKE CITY 1101circuit_breaker | 3018 | 1681 | 2371.9522 | 3682 | 3418.909 | 256 | 9.0705e-05 | 0.041742 | 28.9573 | 3.7278e-06 | 0.0011694 | 0.45655 | 0.69377 | {1B4AEF1E-3888-4CF0-B5B2-91A85959940F} | 152201101 | PIKE CITY 1101 | circuit_breaker | 39.4384 | -120.996 | 227 | 301 | 49313.7889 | 30.6422 | 31954.3985 | 19.8556 | 17359.3904 | 31954.3985 | 17359.3904 | 0.29936 | 0.02322 | 328 | 11.4718 | 21.7269 | 3 | 2.3265 | 6.9183 | 1.1151 | 0.068233 | 0.0052177 | 4.4075 | 293.7797 | 46.8106 | 34.2114 | 1.1711 | 11.9835 | 14.3728 | 0.66246 | 74.1% | 73.6% | 63.7% | 91% | 17.6% | 28.5% | 0.0513 | 0.05834 | 1.7645 | 15.587 | 1.4503 | 3.0097 | 8.0025 | 6.4656 | 2.219 | 4.0214 | 12.7847 | 5.7173 | 8.4106 | 3.9031 | 54.1896 | 91.4435 | 53.8663 | 93.7057
North Coast | DUNBAR 11014817 | 7335 | 186 | 237.9489 | 395 | 355.47 | 41 | 0.00012496 | 2.8424 | 5.0819 | 0.00038914 | 0.0003839 | 0.47089 | 0.66939 | {D409FD83-0B7E-49F1-B258-94C24ABDABA1} | 43071101 | DUNBAR 1101 | 4817 | 38.4 | -122.5697 | 71 | 70 | 9534.9529 |  | 4994.4292 |  | 4540.5237 | 4994.4292 | 4540.5237 | 0.01574 | 0.0051235 | 962 | 6.0629 | 14.6552 | 2.9848 | 2.4592 | 5.8911 | -0.55512 | 0.049848 | 0.0067924 | 2.908 | 295.5727 | 34.2448 | 30.3764 | 0.97133 | 15.1377 | 16.9868 | 0.54633 | 60.9% | 53.6% | 69.5% | 40.6% | 60.4% | 36.9% | 0.080803 | 0.040606 | 2.3962 | 18.7925 | 2.8306 | 5.9848 | 9.8249 | 7.7951 | 1.9575 | 3.5747 | 15.0596 | 9.707 | 9.981 | 6.3893 | 50.071 | 72.6184 | 42.9853 | 71.927
Bay Area | circuit_breaker | 8952 | 0 | 0 | 6 | 3.2092 | 3 | 6.763e-05 | 0.31415 | 13.2646 | 2.2422e-05 | 0.00038332 | 0 | 0 | {17DE99B2-61AF-4462-979F-1C1B612D667F} | 42042101 |  | circuit_breaker | 38.0676 | -122.1957 | 52 | 2 | 7237.8234 |  | 7084.2306 |  | 153.5927 | 305.1807 | 153.5927 | 0.00115 | 0.00020289 | 963 | 1.1291 | 14.9386 | 2 | 3.5811 | 7.6169 | 5.0531 | 6.8212e-15 | 0.0072809 | 1.4503 | 296.1958 | 33.6152 | 29.8304 | 0.93605 | 15.6297 | 16.9628 | 2.0229 | 91.3% | 93.3% | 68.1% | 71.1% | 60.4% | 69.5% | 0.091615 | 0 | 5.6667 | 16.6667 | 0.34 | 0.75 | 6.1185 | 5.8734 | 2.0019 | 3.563 | 13.9427 | 11.3728 | 11.2396 | 7.8089 | 48.1804 | 59.6619 | 45.5209 | 62.3389
North Coast | MONTE RIO 111137520 | 7680 | 159 | 271.71 | 269 | 333.2758 | 32 | 0.00015718 | 0.037817 | 4.0011 | 5.9442e-06 | 0.00038328 | 0.59108 | 0.81527 | {C0868086-2AE3-4A05-90EB-BF1D6E5F34F7} | 42811111 | MONTE RIO 1111 | 37520 | 38.5088 | -123.0693 | 28 | 56 | 7254.2682 |  | 3470.728 |  | 3783.5401 | 3470.728 | 3783.5401 | 0.012265 | 0.0050298 | 964 | 13.0931 | 26.3169 | 3 | 1.5103 | 4.807 | -6.9679 | 0.10104 | 0.0071749 | 3.9314 | 295.3029 | 24.7344 | 25.698 | 0.82644 | 17.6103 | 19.7582 | 0.53078 | 60.8% | 45.9% | 83.4% | 75.9% | 40.3% | 72% | 0.079146 | 0.051667 | 3.4839 | 17.7419 | 0.44521 | 5.6042 | 11.0189 | 9.131 | 1.9802 | 3.1953 | 16.3146 | 13.3723 | 11.948 | 10.0549 | 46.961 | 55.9356 | 38.5033 | 49.6697
Central Coast | BIG BASIN 110212124 | 2681 | 724 | 1209.1542 | 1015 | 1388.9521 | 69 | 0.00013128 | 0.037818 | 5.8051 | 4.9649e-06 | 0.00038121 | 0.7133 | 0.87055 | {5E67FDC7-6621-4E4B-BC49-469EB29666B6} | 82841102 | BIG BASIN 1102 | 12124 | 37.1678 | -122.1661 | 107 | 117 | 15143.4295 |  | 6852.9075 |  | 8290.5219 | 6852.9075 | 8290.5219 | 0.026304 | 0.0090586 | 965 | 8.8443 | 21.2793 | 3 | 1.6373 | 4.0457 | -1.5383 | 0.072281 | 0.0067674 | 3.5026 | 295.6918 | 32.6768 | 32.1635 | 0.94755 | 15.6878 | 17.5585 | 1.4541 | 84.2% | 67.3% | 88.5% | 87.4% | 42.5% | 62.1% | 0.069314 | 0.043947 | 2.9605 | 17.0921 | 0.74404 | 8.9035 | 10.8724 | 9.3018 | 1.8788 | 3.5138 | 15.1986 | 10.6224 | 9.8974 | 6.5922 | 56.3588 | 72.2309 | 44.0152 | 68.3741
North Valley | RED BLUFF 110176020 | 7386 | 22 | 69.7086 | 353 | 146.81 | 82 | 3.7269e-05 | 550.6776 | 21.4223 | 0.021308 | 0.00038074 | 0.062323 | 0.47482 | {737A9C64-4C75-4B29-81A5-32595FB9B2D8} | 103541101 | RED BLUFF 1101 | 76020 | 40.2103 | -122.2705 | 204 | 156 | 37114.1263 |  | 23337.4414 |  | 13776.6849 | 14298.5591 | 8520.2828 | 0.031221 | 0.003056 | 966 | 1.078 | 3.1742 | 2 | 2.9389 | 8.9961 | 0.11576 | 0.0058407 | 0.0059099 | 1.8802 | 298.421 | 49.923 | 38.1673 | 1.6089 | 11.8092 | 13.5512 | 1.7795 | 53.8% | 64.8% | 27.5% | 4.6% | 93.6% | 15.6% | 0.1312 | 0.030044 | 1.6022 | 15.1505 | 0.46929 | 1.5619 | 13.0422 | 9.516 | 3.0466 | 4.852 | 10.575 | 5.8888 | 6.9042 | 4.5325 | 74.038 | 91.3007 | 64.3494 | 90.6524
North Valley | OREGON TRAIL 110249144 | 1852 | 269 | 519.6901 | 963 | 729.3329 | 205 | 5.2215e-05 | 139.7776 | 10.8349 | 0.0064828 | 0.00029318 | 0.27934 | 0.71256 | {C5CBE785-E536-4CC4-8B58-7E4F16DB8A71} | 103521102 | OREGON TRAIL 1102 | 49144 | 40.6589 | -122.341 | 267 | 356 | 49923.5305 | 31.0211 | 34141.3008 | 21.2145 | 15782.2297 | 28540.0535 | 15777.0665 | 0.060101 | 0.010704 | 1125 | 1.304 | 4.1011 | 2 | 2.0534 | 6.674 | -0.010679 | 0.0044828 | 0.0059942 | 3.1824 | 297.9915 | 48.8805 | 34.8075 | 1.6101 | 11.8428 | 14.0973 | 15.8327 | 46.8% | 46.6% | 44.5% | 11.3% | 94.5% | 17.1% | 0.38237 | 0.0060632 | 3.257 | 16.5028 | 2.082 | 2.7672 | 10.0749 | 7.4629 | 2.9051 | 4.8503 | 11.3451 | 5.4233 | 7.0784 | 4.1584 | 61.7603 | 81.8761 | 61.4594 | 94.2799
Central Valley | WEST POINT 110113444 | 6273 | 101 | 129.2762 | 1423 | 769.5846 | 133 | 0.00015405 | 0.037818 | 43.7527 | 5.8259e-06 | 0.0034028 | 0.070977 | 0.16798 | {1F21142A-72EE-4D4A-A8F0-E9702D60226C} | 163201101 | WEST POINT 1101 | 13444 | 38.487 | -120.5231 | 327 | 413 | 49975.2895 | 31.0533 | 26771.8299 | 16.6353 | 23203.4596 | 26771.8299 | 23203.4596 | 0.45258 | 0.020489 | 85 | 12.3479 | 25.478 | 3 | 2.1082 | 5.1368 | 0.49521 | 0.068 | 0.0059204 | 3.638 | 293.9423 | 45.077 | 30.5255 | 1.1429 | 12.4417 | 14.5173 | 1.1825 | 94.7% | 81.1% | 98.4% | 89.4% | 11.3% | 57.9% | 0.02478 | 0.076659 | 2.3529 | 17.8333 | 0.29578 | 3.4707 | 12.1391 | 8.1604 | 2.0476 | 3.505 | 12.6746 | 6.3171 | 7.9015 | 4.3871 | 46.9019 | 72.3181 | 53.1534 | 89.5156
North Valley | GIRVAN 11019732 | 4392 | 427 | 865.3021 | 1510 | 1211.4364 | 288 | 0.00011446 | 17.3653 | 20.6791 | 0.0015315 | 0.0010849 | 0.28278 | 0.71428 | {AC347828-D402-4D52-85C5-6B49A3874218} | 103401101 | GIRVAN 1101 | 9732 | 40.5211 | -122.4785 | 434 | 288 | 50011.2491 | 31.0756 | 33998.8263 | 21.1259 | 16012.4228 | 33998.8263 | 16012.4228 | 0.31244 | 0.032963 | 358 | 2.8537 | 8.5227 | 3 | 2.349 | 7.4023 | -0.36775 | 0.0113 | 0.0058932 | 3.1674 | 297.7573 | 49.7651 | 34.5475 | 1.6011 | 11.686 | 13.9435 | 2.3666 | 76.3% | 63.9% | 85.3% | 43.9% | 90.5% | 10.4% | 0.14644 | 0.01245 | 2.0202 | 14.5908 | 1.9 | 3.326 | 9.8326 | 6.9842 | 2.8439 | 4.964 | 11.2903 | 5.4113 | 7.0939 | 4.1171 | 61.7928 | 82.3322 | 62.3786 | 95.4727
Sierra | HIGGINS 11097863 | 9095 | 82 | 156.895 | 321 | 263.7979 | 56 | 5.6251e-05 | 23.9418 | 11.8227 | 0.0013333 | 0.00037967 | 0.25545 | 0.59475 | {FE7E7A2D-4697-4EEC-AD93-CC71825AA942} | 152691109 | HIGGINS 1109 | 7863 | 39.0916 | -121.1772 | 56 | 39 | 10090.2028 |  | 6799.2947 |  | 3290.9081 | 6799.2947 | 3290.9081 | 0.021262 | 0.0031501 | 970 | 2.5455 | 7.1361 | 2 | 2.7337 | 7.064 | 0.19568 | 0.028679 | 0.0059863 | 2.6051 | 296.3118 | 47.8026 | 33.0893 | 1.3018 | 12.1283 | 13.8714 | 0.61852 | 40.5% | 42.1% | 25.6% | 23.9% | 57.1% | 36.3% | 0.00059939 | 0.065943 | 1.6 | 13.5 | 2.3414 | 3.0283 | 9.2536 | 6.6326 | 2.3358 | 4.0209 | 12.3103 | 5.949 | 8.3468 | 3.9499 | 53.1018 | 88.6122 | 55.9095 | 92.738
Bay Area | VINEYARD 2107circuit_breaker | 2256 | 275 | 392.2826 | 365 | 434.2036 | 34 | 4.6378e-05 | 264.7332 | 25.055 | 0.011945 | 0.00037924 | 0.75342 | 0.90345 | {E0DA3FA9-134E-46BA-BA63-A138252A7798} | 14502107 | VINEYARD 2107 | circuit_breaker | 37.6701 | -121.8544 | 372 | 635 | 40312.1815 |  | 16402.2958 |  | 23909.8858 | 4200.246 | 4571.1313 | 0.012894 | 0.0015769 | 971 | 2.1081 | 6.8515 | 2 | 3.0589 | 6.7418 | -2.0525 | 0.031429 | 0.0067945 | 1.2613 | 296.3929 | 38.5516 | 32.2341 | 1.0715 | 14.4195 | 15.6468 | 18.8907 | 91.1% | 97% | 40.1% | 15.4% | 80.8% | 21.6% | 0.21298 | 0.068214 | 3.4419 | 19.3954 | 5.6968 | 6.5179 | 7.6418 | 6.5384 | 2.1343 | 3.7673 | 13.7708 | 9.3106 | 9.9593 | 6.0034 | 47.3548 | 66.5605 | 47.5786 | 74.393
North Coast | FULTON 110777670 | 857 | 280 | 531.1218 | 786 | 846.181 | 92 | 0.0001097 | 0.48541 | 5.5291 | 5.3806e-05 | 0.00037895 | 0.35623 | 0.62767 | {5B55A465-FAC4-48C8-B9A5-F80EA4DBED38} | 42561107 | FULTON 1107 | 77670 | 38.5022 | -122.737 | 158 | 308 | 27773.2994 |  | 11040.0737 |  | 16733.2257 | 10408.8422 | 15870.5723 | 0.034863 | 0.010092 | 972 | 8.1103 | 16.1153 | 3 | 1.5585 | 4.7526 | 0.78147 | 0.047432 | 0.0069316 | 2.5859 | 295.2058 | 31.8254 | 29.034 | 0.89136 | 15.6783 | 17.4971 | 6.4173 | 60.4% | 57.1% | 62.6% | 44% | 51% | 46.8% | 0.14178 | 0.051486 | 3.5385 | 19.4957 | 1.4853 | 5.3108 | 10.8478 | 8.6287 | 1.8811 | 3.4569 | 15.4577 | 10.3509 | 10.7639 | 6.8971 | 48.9761 | 73.8043 | 41.2397 | 68.3153
Sierra | WISE 110163199 | 9699 | 11 | 21.4181 | 60 | 43.4872 | 9 | 5.6321e-05 | 0.056728 | 13.1404 | 3.2059e-06 | 0.00037682 | 0.18333 | 0.49251 | {7331B61B-2EF4-4C3D-921E-59545C577918} | 152271101 | WISE 1101 | 63199 | 38.8837 | -121.1021 | 12 | 17 | 2188.5536 |  | 1501.4082 |  | 687.1454 | 989.41 | 219.6024 | 0.0033914 | 0.00050689 | 973 | 2.212 | 6.4666 | 2 | 2.2661 | 6.1276 | -3.3341 | 0.023636 | 0.0061223 | 2.4931 | 296.1995 | 48.8775 | 33.764 | 1.32 | 11.9054 | 13.5834 | 6.2928 | 40.2% | 47.4% | 25.9% | 19% | 72.9% | 25.4% | 0.013408 | 0.055455 | 1.5 | 13.5 | 3.6236 | 5.4545 | 8.6945 | 6.4872 | 2.3662 | 4.2113 | 11.9381 | 5.7932 | 8.0764 | 3.9521 | 55.2028 | 87.9979 | 57.7228 | 93.1547
North Coast | KONOCTI 110264664 | 5257 | 816 | 1406.0358 | 1810 | 1734.9509 | 270 | 6.947e-05 | 242.0525 | 5.5618 | 0.014183 | 0.00022191 | 0.45083 | 0.81042 | {03F8A00F-736A-4732-8784-8918754D1A39} | 43311102 | KONOCTI 1102 | 64664 | 38.9435 | -122.7976 | 379 | 329 | 79284.2138 | 49.265 | 46643.7092 | 28.9831 | 32640.5046 | 43740.7498 | 31832.9869 | 0.059916 | 0.018757 | 1340 | 3.513 | 9.6972 | 2.3635 | 2.1787 | 6.2596 | -0.36947 | 0.026988 | 0.0061334 | 2.6291 | 296.1352 | 41.898 | 37.5127 | 1.2206 | 13.6491 | 15.531 | 0.70324 | 43.7% | 57.8% | 19.8% | 19.1% | 91.3% | 8.2% | 0.1438 | 0.02002 | 1.7724 | 15.5203 | 2.8678 | 2.6855 | 10.7076 | 8.9187 | 2.345 | 4.0727 | 13.2805 | 7.0966 | 8.2339 | 4.4057 | 61.1975 | 93.909 | 51.7689 | 85.9793
Central Valley | MARIPOSA 210110170 | 4077 | 198 | 256.4849 | 1053 | 654.7803 | 178 | 3.5757e-05 | 0.042506 | 6.2394 | 1.4769e-06 | 0.00012652 | 0.18803 | 0.39171 | {36E417A9-B355-4038-92B6-BA6B805D598D} | 254452101 | MARIPOSA 2101 | 10170 | 37.5164 | -119.8354 | 204 | 269 | 50113.7807 | 31.1393 | 26174.8185 | 16.2643 | 23938.9622 | 26174.8185 | 23938.9622 | 0.022521 | 0.0063648 | 1719 | 7.2565 | 18.839 | 3 | 2.0142 | 5.4278 | -1.0173 | 0.04039 | 0.0049606 | 2.6197 | 294.177 | 52.9936 | 37.1418 | 1.2511 | 10.8734 | 12.4682 | 0.76034 | 28.8% | 29.7% | 35.5% | 80.5% | 39.2% | 16.2% | 0.0071139 | 0.25993 | 1.9414 | 16.3982 | 0.79569 | 2.4151 | 10.225 | 8.6876 | 2.0979 | 3.4043 | 10.6874 | 6.1181 | 6.8167 | 4.1363 | 53.3879 | 79.0127 | 64.8829 | 91.1482
Central Valley | WEST POINT 1102circuit_breaker | 2067 | 983 | 1295.3808 | 2175 | 1868.8281 | 182 | 0.00011964 | 0.32652 | 90.0543 | 3.732e-05 | 0.0056044 | 0.45195 | 0.69315 | {EC11255E-1283-4994-89AE-376C709CBC76} | 163201102 | WEST POINT 1102 | circuit_breaker | 38.4212 | -120.5493 | 343 | 479 | 50164.9275 | 31.1711 | 28676.4886 | 17.8188 | 21488.4389 | 28676.4886 | 21488.4389 | 1.02 | 0.021775 | 30 | 9.4002 | 19.9545 | 2.7192 | 1.7309 | 4.4895 | 0.36744 | 0.066667 | 0.0061796 | 3.0648 | 294.7932 | 43.8744 | 31.3639 | 1.1571 | 12.8002 | 14.7268 | 1.477 | 98% | 92.2% | 95.3% | 81.6% | 13.7% | 67.2% | 0.11199 | 0.079554 | 2.9278 | 16.7748 | 4.4246 | 5.7087 | 13.4279 | 9.2462 | 2.055 | 3.5259 | 13.0308 | 6.5694 | 8.3664 | 4.6059 | 46.2166 | 73.4576 | 51.0296 | 87.6605
Sierra | HIGGINS 1104533648 | 2555 | 372 | 601.5095 | 1238 | 1038.0992 | 113 | 9.0645e-05 | 0.038061 | 3.1218 | 3.4513e-06 | 0.00018584 | 0.30048 | 0.57943 | {7316CABA-ACE0-4406-9BB2-A4017DAD0078} | 152691104 | HIGGINS 1104 | 533648 | 39.1044 | -121.0553 | 159 | 373 | 28782.7184 | 17.8848 | 10867.9062 | 6.753 | 17914.8122 | 10867.9062 | 17914.8122 | 0.021 | 0.010243 | 1453 | 4.4025 | 11.3315 | 2 | 2.2063 | 6.0514 | -0.11678 | 0.072956 | 0.0055465 | 3.2344 | 295.6284 | 47.7009 | 33.1447 | 1.2733 | 12.1315 | 14.051 | 3.6372 | 23.9% | 13.1% | 63.4% | 50% | 42.2% | 36.6% | 0.066392 | 0.050203 | 1.7826 | 15.9006 | 1.3882 | 3.2317 | 8.4672 | 6.6881 | 2.581 | 4.2423 | 12.0102 | 6.208 | 8.1837 | 4.1351 | 52.0847 | 91.6139 | 57.3066 | 90.9729
Bay Area | ROSSMOOR 110181770 | 8436 | 0 | 0 | 2 | 0.91147 | 1 | 9.1051e-05 | 0.037818 | 4.0831 | 3.4434e-06 | 0.00037177 | 0 | 0 | {4CA94395-6849-4C23-B9A9-BA346C47AF36} | 14161101 | ROSSMOOR 1101 | 81770 | 37.9095 | -122.0997 | 43 | 121 | 7362.2695 |  | 2254.8682 |  | 5107.4013 | 0 | 308.2338 | 0.00037177 | 9.1051e-05 | 978 | 4.1908 | 16.1405 | 2 | 3.271 | 6.7816 | -4.9625 | 0.045 | 0.0068507 | 1.8075 | 295.9681 | 35.7248 | 32.669 | 1.011 | 14.9631 | 16.4015 | 13.32 | 90.9% | 76.6% | 81.7% | 78% | 72.8% | 35% | 0.33427 | 0.03 | 4.5 | 22 | 0 | 1 | 7.3922 | 6.9708 | 2.1082 | 3.7135 | 14.1319 | 10.106 | 10.4525 | 6.6855 | 51.1746 | 66.4755 | 46.059 | 69.0209
Central Valley | OAKHURST 1102circuit_breaker | 7482 | 69 | 112.2156 | 326 | 233.3667 | 38 | 9.4117e-05 | 0.037963 | 5.6926 | 3.5703e-06 | 0.00036987 | 0.21166 | 0.48086 | {D0015396-1CC9-4783-A5A2-48EC4AF3208B} | 254421102 | OAKHURST 1102 | circuit_breaker | 37.322 | -119.6342 | 146 | 292 | 24613.5971 |  | 7704.6852 |  | 16908.9118 | 3940.8287 | 9441.4855 | 0.014055 | 0.0035765 | 979 | 3.2328 | 11.1634 | 2.493 | 1.7601 | 4.2445 | 0.41876 | 0.052535 | 0.0060525 | 1.9429 | 297.3348 | 51.0979 | 33.8923 | 1.4564 | 11.4114 | 12.7867 | 14.966 | 57.6% | 25.7% | 88% | 57.4% | 83.6% | 29% | 0.24605 | 0.050704 | 3.2909 | 20.1455 | 1.7932 | 4.5915 | 8.9532 | 7.8022 | 2.4616 | 4.0741 | 10.8122 | 6.2728 | 6.8632 | 4.32 | 50.3252 | 70.602 | 64.6712 | 89.2138
Bay Area | WAYNE 040175010 | 2851 | 27 | 49.7979 | 38 | 55.2498 | 3 | 0.00011097 | 0.037818 | 9.4292 | 4.1968e-06 | 0.00036974 | 0.71053 | 0.90132 | {626A33F5-DB74-4A90-9B40-B8EBDFF91330} | 13810401 | WAYNE 0401 | 75010 | 37.8344 | -122.0198 | 43 | 170 | 12048.5767 |  | 4201.0119 |  | 7847.5648 | 282.8935 | 328.8002 | 0.0011092 | 0.00033292 | 980 | 3.9541 | 13.1361 | 3 | 3.644 | 7.6028 | -4.9122 | 0.04 | 0.006644 | 1.626 | 295.8327 | 37.018 | 33.808 | 1.0255 | 14.6984 | 16.0818 | 11.2979 | 90.7% | 90.1% | 86.2% | 61.9% | 74.6% | 28.1% | 0.17351 | 0.0225 | 3.3333 | 22 | 1.45 | 9.5 | 7.6771 | 7.2181 | 2.1216 | 3.762 | 14.1625 | 9.534 | 10.0128 | 6.1731 | 49.3169 | 72.6276 | 46.0915 | 73.0232
Central Coast | BIG BASIN 11015000 | 5123 | 407 | 801.7206 | 649 | 951.3391 | 33 | 0.00016395 | 0.037818 | 4.7107 | 6.2001e-06 | 0.00036757 | 0.62712 | 0.84273 | {CD17E58D-2AE5-429A-8116-FD0D2E9FA263} | 82841101 | BIG BASIN 1101 | 5000 | 37.1028 | -122.1413 | 47 | 61 | 6943.3772 |  | 3211.5435 |  | 3731.8337 | 3211.5435 | 3731.8337 | 0.01213 | 0.0054102 | 981 | 9.0637 | 18.8677 | 3 | 2.5911 | 7.2421 | 2.3508 | 0.11643 | 0.0063945 | 5.2137 | 294.2359 | 38.8747 | 35.7501 | 1.0002 | 13.9297 | 16.0584 | 0.75989 | 83.7% | 62.5% | 93.8% | 79.9% | 63% | 26% | 0.068778 | 0.05119 | 3.3714 | 20.1429 | 1.7552 | 15.4524 | 10.6329 | 9.1742 | 1.8157 | 3.5316 | 14.1141 | 8.2965 | 9.3234 | 5.9453 | 57.6596 | 83.4662 | 47.5941 | 77.1253
Central Valley | BEAR VALLEY 2101circuit_breaker | 4718 | 103 | 186.2839 | 544 | 340.4389 | 147 | 4.9546e-05 | 22.1146 | 2.8077 | 0.0015836 | 8.2235e-05 | 0.18934 | 0.54719 | {01E04AB3-4BC7-461C-86D6-3A3D5CD166F9} | 252192101 | BEAR VALLEY 2101 | circuit_breaker | 37.586 | -120.1254 | 219 | 211 | 50420.8258 | 31.3301 | 30106.3475 | 18.7073 | 20314.4784 | 30106.3475 | 20314.4784 | 0.012089 | 0.0072832 | 1996 | 2.9365 | 7.5 | 2 | 2.6517 | 6.3659 | -0.21659 | 0.0044924 | 0.005615 | 2.101 | 296.5668 | 52.056 | 33.7475 | 1.3911 | 11.3011 | 12.705 | 1.7758 | 19.5% | 12.4% | 54.5% | 39.5% | 77.4% | 25.7% | 0.15687 | 0.033937 | 1.9677 | 14.9631 | 0.55773 | 1.1749 | 7.133 | 6.2049 | 2.2293 | 3.9415 | 11.1794 | 6.1573 | 7.6612 | 4.2816 | 46.9188 | 75.143 | 61.873 | 91.0286
North Coast | WILLOW CREEK 11033090 | 8923 | 1114 | 1769.8456 | 1612 | 2000.1179 | 147 | 0.00014761 | 0.042598 | 2.2181 | 6.1532e-06 | 0.00021905 | 0.69107 | 0.88487 | {999C3E0D-1E31-46AC-B115-3B4EB4A2A32A} | 192171103 | WILLOW CREEK 1103 | 3090 | 40.8889 | -123.5928 | 63 | 42 | 17734.3923 | 11.0197 | 16560.5655 | 10.2903 | 1173.8268 | 16560.5655 | 1173.8268 | 0.0322 | 0.021699 | 1347 | 10.719 | 20.8197 | 2 | 2.1813 | 5.9128 | -0.96363 | 0.050196 | 0.005963 | 3.4471 | 295.1212 | 35.9737 | 31.967 | 1.1565 | 14.7027 | 17.6264 | 0.31405 | 43.2% | 29.5% | 79.7% | 60.1% | 78.5% | 29.7% | 0.098613 | 0.14868 | 1.4286 | 12.5286 | 0.89186 | 7.902 | 14.6315 | 11.4724 | 2.2873 | 4.0221 | 13.8858 | 6.6971 | 9.0128 | 4.3799 | 59.2394 | 94.6938 | 48.8095 | 87.5703
Central Valley | AUBERRY 1101R2845 | 2713 | 379 | 538.5262 | 1652 | 1138.2474 | 227 | 2.3289e-05 | 1.9445 | 9.4889 | 4.2964e-05 | 0.00012433 | 0.22942 | 0.47312 | {AF3C9CC3-4B67-4003-BBC4-2AADCCAC2E66} | 254151101 | AUBERRY 1101 | R2845 | 37.0536 | -119.4614 | 244 | 306 | 50780.4756 | 31.5536 | 28634.7335 | 17.7928 | 22145.7421 | 28634.7335 | 22145.7421 | 0.028224 | 0.0052867 | 1731 | 5.3912 | 14.7921 | 2 | 2.0391 | 5.0262 | 0.89148 | 0.027619 | 0.0053499 | 1.8648 | 294.3269 | 57.6543 | 37.1446 | 1.3227 | 9.9787 | 11.3105 | 0.80514 | 27.9% | 41.8% | 18% | 70.5% | 63.4% | 6.9% | 0.032693 | 0.11541 | 2.2469 | 15.4486 | 1.6912 | 3.746 | 6.1425 | 5.7185 | 2.2227 | 3.6507 | 8.9076 | 5.4135 | 5.3983 | 3.5181 | 52.1764 | 75.1782 | 75.0074 | 96.3262
North Coast | MONROE 210765424 | 3591 | 84 | 104.633 | 159 | 147.8421 | 10 | 8.2686e-05 | 0.037817 | 6.5704 | 3.1269e-06 | 0.00036334 | 0.5283 | 0.70773 | {3D15A0FB-7F79-449E-9100-AEDACD615B82} | 43302107 | MONROE 2107 | 65424 | 38.4692 | -122.7337 | 229 | 424 | 26680.8981 |  | 8210.9441 |  | 18469.954 | 1114.9522 | 1002.473 | 0.0036334 | 0.00082686 | 985 | 9.4094 | 19.162 | 3 | 1.2017 | 4.0638 | -0.13026 | 0.057222 | 0.0069355 | 2.5775 | 295.0802 | 33.3832 | 30.0359 | 0.88645 | 15.2305 | 17.0391 | 14.2505 | 59.7% | 63% | 34.8% | 54.1% | 49.8% | 38.7% | 0.12113 | 0.031111 | 1.5833 | 16.3333 | 3.3472 | 8.8333 | 10.7145 | 8.6215 | 1.8502 | 3.4759 | 15.1796 | 9.6704 | 9.9872 | 6.0658 | 51.5342 | 76.7757 | 43.1112 | 72.5651
Central Coast | BIG BASIN 11028403 | 8891 | 939 | 1637.2087 | 1542 | 1972.3206 | 86 | 8.1311e-05 | 0.037818 | 6.2015 | 3.075e-06 | 0.00036287 | 0.60895 | 0.83009 | {C935E616-2A18-4E49-AA77-D9A22DDDA4F7} | 82841102 | BIG BASIN 1102 | 8403 | 37.1548 | -122.1333 | 56 | 130 | 16583.4124 |  | 7917.119 |  | 8666.2934 | 7917.119 | 8666.2934 | 0.031207 | 0.0069928 | 986 | 9.6892 | 22.0786 | 3 | 1.5366 | 4.1325 | -5.979 | 0.093426 | 0.0067974 | 3.1933 | 294.9741 | 35.9706 | 33.2989 | 0.93613 | 14.7609 | 16.5912 | 0.32627 | 83.3% | 68.6% | 79.9% | 90.8% | 39.7% | 43.8% | 0.024513 | 0.063519 | 3.617 | 14.4043 | 1.2824 | 14.2778 | 10.801 | 9.163 | 1.8622 | 3.55 | 14.187 | 9.3393 | 8.8649 | 5.5022 | 56.2051 | 76.7923 | 47.4896 | 75.2851
Central Valley | CURTIS 1704circuit_breaker | 3918 | 673 | 1010.8498 | 1953 | 1487.6921 | 206 | 8.4208e-05 | 136.5815 | 10.9069 | 0.011475 | 0.00051872 | 0.3446 | 0.67948 | {6CFF4874-9416-4562-8168-A66869F04B91} | 163351704 | CURTIS 1704 | circuit_breaker | 37.9745 | -120.3203 | 295 | 408 | 50888.8195 | 31.6209 | 22861.2714 | 14.2054 | 28027.5481 | 22095.5217 | 25890.7597 | 0.10686 | 0.017347 | 776 | 5.47 | 15.661 | 2 | 2.3395 | 5.2946 | -0.23095 | 0.05218 | 0.0058655 | 2.2696 | 295.7842 | 45.2881 | 35.4494 | 1.2224 | 12.8698 | 14.45 | 2.7532 | 65% | 46% | 82.3% | 72.7% | 29.9% | 69.4% | 0.11858 | 0.082729 | 2.7197 | 18.5188 | 4.074 | 5.6773 | 10.8808 | 8.0087 | 2.0263 | 3.7411 | 12.5905 | 6.5386 | 8.4088 | 4.3875 | 52.194 | 86.8848 | 55.1891 | 89.0913
North Valley | NOTRE DAME 1104circuit_breaker | 5770 | 6 | 7.8209 | 16 | 12.13 | 4 | 5.7846e-05 | 32.2304 | 30.4417 | 0.0013516 | 0.00036213 | 0.375 | 0.64476 | {4C7176B3-82BB-4EC7-9074-E6E03166E224} | 102041104 | NOTRE DAME 1104 | circuit_breaker | 39.7301 | -121.7961 | 158 | 83 | 15272.1384 |  | 11050.043 |  | 4222.0954 | 1372.1379 | 32.3225 | 0.0014485 | 0.00023138 | 988 | 1.3906 | 4.9585 | 2 | 2.7595 | 7.6243 | -4.9567 | 0.0044444 | 0.0067846 | 2.503 | 297.5293 | 45.1047 | 33.4603 | 1.3673 | 12.872 | 14.7055 | 0.81807 | 53.5% | 75.5% | 50.6% | 19.1% | 50.3% | 83.2% | 0 | 0.027778 | 1.5 | 13.5 | 4.0822 | 1.7778 | 10.3964 | 7.7328 | 2.5914 | 4.3521 | 12.569 | 6.0957 | 8.1902 | 4.1271 | 54.746 | 98.401 | 54.6567 | 91.8855
North Valley | RISING RIVER 11019032 | 6009 | 60 | 126.5056 | 1174 | 731.6891 | 191 | 1.372e-05 | 0.21881 | 3.8122 | 3.7338e-06 | 3.0515e-05 | 0.051107 | 0.1729 | {8F4CC463-393C-4538-A842-1BB0282A8F17} | 103551101 | RISING RIVER 1101 | 9032 | 40.7801 | -121.5032 | 243 | 340 | 50929.046 | 31.6459 | 37315.5797 | 23.1869 | 13613.4663 | 35634.3752 | 12189.4552 | 0.0058283 | 0.0026206 | 2505 | 4.0982 | 12.6139 | 2 | 2.0455 | 5.4427 | -0.65325 | 0.026406 | 0.0043787 | 2.0796 | 290.6963 | 43.0626 | 32.4781 | 0.9718 | 12.9841 | 14.9604 | 1.0884 | 13.6% | 25.7% | 9.8% | 58.1% | 4.6% | 86.4% | 0.11859 | 0.020338 | 2.4844 | 15.8533 | 0.043087 | 2.482 | 9.0194 | 7.5765 | 1.7456 | 3.0477 | 12.9075 | 6.4792 | 7.9456 | 5.0931 | 51.5272 | 82.8955 | 54.5064 | 87.6642
North Valley | BIG BEND 1101circuit_breaker | 6831 | 1764 | 2262.1102 | 2727 | 2791.4067 | 254 | 0.00013185 | 0.051262 | 49.6528 | 6.0351e-06 | 0.0033671 | 0.64686 | 0.81038 | {25C4070D-0704-4FE8-B250-876F6C426225} | 103751101 | BIG BEND 1101 | circuit_breaker | 39.6771 | -121.4918 | 224 | 178 | 51030.1458 | 31.7087 | 35800.1144 | 22.2452 | 15230.0314 | 35800.1144 | 15230.0314 | 0.85525 | 0.03349 | 88 | 6.6455 | 14.373 | 3 | 2.6875 | 7.4974 | 1.0586 | 0.035433 | 0.0057532 | 4.0159 | 295.3178 | 48.7092 | 36.9037 | 1.3373 | 11.5855 | 13.8531 | 0.88714 | 94.2% | 89.3% | 90.8% | 63.3% | 42.8% | 6.4% | 0.023671 | 0.064185 | 1.6805 | 14.2678 | 1.8224 | 5.4869 | 14.0442 | 9.8118 | 2.3736 | 4.2345 | 12.2256 | 5.4085 | 7.9261 | 3.7201 | 61.6011 | 112.2168 | 55.6279 | 96.0121
North Coast | GARBERVILLE 11022124 | 9664 | 1 | 0.97408 | 2 | 1.4279 | 1 | 0.00036108 | 0.037818 |  | 1.3655e-05 | 0.00036108 | 0.5 | 0.68215 | {9A5A8C62-A4BB-4303-B428-2F196D68F00D} | 192221102 | GARBERVILLE 1102 | 2124 | 40.0569 | -123.9756 | 8 | 3 | 5591.7393 |  | 5026.2322 |  | 565.5071 | 5026.2322 | 565.5071 | 0.00036108 | 0.00036108 | 991 | 14.3349 | 22.7786 | 2 | 3.7586 | 10.0924 | 5.3677 | 0.07597 | 0.007085 | 5.3593 | 292.0155 | 22.4248 | 22.238 | 0.66888 | 17.7942 | 20.9228 | 1.2148 | 59.4% | 0% | 99.5% | 67.6% | 16.9% | 76.3% | 0.074619 | 0.10672 | 1.7778 | 12.4444 | 3.224e-16 | 0.029851 | 11.7119 | 8.991 | 1.5971 | 2.734 | 17.0752 | 11.3918 | 11.4411 | 8.4371 | 43.4118 | 54.2855 | 35.7329 | 57.6901
North Coast | MIRABEL 1101circuit_breaker | 3504 | 155 | 262.824 | 263 | 320.8337 | 36 | 0.00011969 | 51.3924 | 4.3912 | 0.0067726 | 0.00036061 | 0.58935 | 0.81919 | {0DAF681A-D0A6-472F-BDFE-814CD10BFA9B} | 42091101 | MIRABEL 1101 | circuit_breaker | 38.4893 | -122.8941 | 261 | 569 | 39505.6399 |  | 13652.7515 |  | 25852.8884 | 3875.2533 | 5873.6035 | 0.012982 | 0.0043088 | 992 | 5.3483 | 13.9621 | 2.1579 | 1.4028 | 4.3639 | 3.1208 | 0.041579 | 0.0070231 | 2.9079 | 296.0302 | 25.5989 | 26.1077 | 0.86683 | 17.5353 | 19.4406 | 7.1965 | 59.2% | 49.1% | 67.1% | 38.4% | 47.1% | 70.6% | 0.20869 | 0.053333 | 3.6087 | 19.0435 | 2.124 | 4.614 | 10.9001 | 8.8275 | 2.001 | 3.2609 | 16.173 | 13.4807 | 12.9989 | 10.5307 | 47.7516 | 56.116 | 37.0646 | 49.371
Central Coast | ROB ROY 21055166 | 1189 | 1025 | 1764.4843 | 2397 | 2591.0298 | 97 | 6.68e-05 | 0.037818 | 10.2745 | 2.5262e-06 | 0.00036004 | 0.42762 | 0.681 | {45408D73-5C26-471E-9488-9F6B0D601D29} | 83692105 | ROB ROY 2105 | 5166 | 36.9818 | -121.901 | 177 | 281 | 22536.5679 |  | 8833.6807 |  | 13702.8872 | 8833.6807 | 13702.8872 | 0.034924 | 0.0064796 | 993 | 11.8455 | 24.8662 | 3 | 1.4578 | 3.9617 | -4.814 | 0.1181 | 0.0070268 | 1.8744 | 294.8215 | 32.594 | 25.9455 | 0.80753 | 15.5904 | 17.0551 | 3.4521 | 83.2% | 82.2% | 74% | 97.1% | 26.7% | 60.6% | 0.03721 | 0.11504 | 5.0104 | 19.625 | 3.3163 | 19.8099 | 7.0765 | 6.4729 | 1.8078 | 3.336 | 14.7762 | 10.9394 | 9.2293 | 6.6216 | 41.2311 | 53.4064 | 44.6118 | 66.6661
Central Valley | MIWUK 1701circuit_breaker | 1713 | 765 | 1167.1753 | 6714 | 4192.1494 | 271 | 5.0532e-05 | 0.040654 | 88.4584 | 2.0268e-06 | 0.0018114 | 0.11394 | 0.27842 | {E8F5F8AF-6EC9-4C69-835B-E53C764AC834} | 163661701 | MIWUK 1701 | circuit_breaker | 38.0528 | -120.2169 | 385 | 762 | 51076.8221 | 31.7377 | 28710.6531 | 17.84 | 22366.169 | 28710.6531 | 22366.169 | 0.4909 | 0.013694 | 200 | 11.3944 | 26.7509 | 3 | 2.2981 | 5.5449 | 0.7725 | 0.071164 | 0.0049833 | 2.885 | 293.1524 | 50.1692 | 33.6255 | 1.1633 | 11.439 | 13.2532 | 1.783 | 90.7% | 91.7% | 55.7% | 92% | 15.1% | 30.6% | 0.085548 | 0.16299 | 4.5289 | 18.2521 | 4.1486 | 20.0418 | 10.4963 | 8.0778 | 1.9659 | 3.3231 | 10.9251 | 5.8298 | 6.7556 | 3.981 | 52.8093 | 74.9625 | 63.4751 | 92.9937
Central Coast | LLAGAS 2101XR586 | 7415 | 35 | 46.9249 | 154 | 118.8517 | 32 | 3.8481e-05 | 10.6677 | 20.1727 | 0.00048982 | 0.00035753 | 0.22727 | 0.39482 | {07E209B8-80A2-40A5-8228-12D4DFF42801} | 83182101 | LLAGAS 2101 | XR586 | 37.0279 | -121.5275 | 239 | 237 | 42193.3388 |  | 21353.5124 |  | 20839.8264 | 7394.3416 | 7123.5991 | 0.011441 | 0.0012314 | 995 | 2.7054 | 9.1829 | 2 | 2.2825 | 5.7702 | -0.46743 | 0.019746 | 0.006737 | 1.6236 | 296.5317 | 39.6902 | 33.8684 | 1.0674 | 14.1184 | 15.4027 | 3.1489 | 83% | 92.9% | 44.9% | 50.2% | 80% | 32.1% | 0.10562 | 0.033644 | 1.6 | 15.15 | 0.27839 | 1.3051 | 8.5506 | 8.2789 | 2.1092 | 3.7662 | 13.3384 | 9.2145 | 8.6852 | 5.6146 | 55.371 | 72.4831 | 51.0726 | 74.8843
North Valley | EAST QUINCY 11012452 | 5708 | 133 | 167.7764 | 235 | 221.8266 | 31 | 2.4663e-05 | 0.037818 | 23.1609 | 9.3272e-07 | 0.00035718 | 0.56596 | 0.75634 | {59C7C56F-8F8D-453D-B2CA-2A56446D1413} | 102551101 | EAST QUINCY 1101 | 2452 | 39.935 | -120.91 | 236 | 740 | 43346.2252 |  | 13369.3596 |  | 29976.8656 | 2653.0626 | 2912.581 | 0.011073 | 0.00076456 | 996 | 8.2417 | 17.3613 | 2.8182 | 1.6524 | 5.0708 | -2.0444 | 0.060455 | 0.0043214 | 2.7623 | 292.9672 | 45.7832 | 37.5247 | 1.1297 | 12.3394 | 14.3745 | 19.8254 | 52.9% | 66.9% | 18.5% | 73.1% | 25.1% | 55.8% | 0.14263 | 0.039318 | 2.6667 | 17.5 | 2.3073 | 5.3409 | 12.9816 | 10.4916 | 2.038 | 3.4097 | 12.0653 | 6.3107 | 7.2564 | 4.9656 | 63.0247 | 94.5344 | 59.1236 | 89.1697
Bay Area | HALF MOON BAY 1103H80 | 1683 | 1068 | 2130.7399 | 2683 | 3032.4458 | 241 | 2.8509e-05 | 0.41196 | 1.3412 | 6.6613e-06 | 3.3288e-05 | 0.39806 | 0.70265 | {196D5A62-8277-4556-8937-1330E86D299E} | 24101103 | HALF MOON BAY 1103 | H80 | 37.3302 | -122.375 | 245 | 246 | 51130.2847 | 31.771 | 31887.8354 | 19.8142 | 19242.4494 | 31887.8354 | 19242.4494 | 0.0080225 | 0.0068706 | 2474 | 3.9478 | 10.1634 | 2 | 2.3059 | 6.003 | -3.0876 | 0.032869 | 0.0070941 | 1.9254 | 293.2855 | 27.685 | 27.2794 | 0.65351 | 16.7995 | 18.4629 | 0.52701 | 27.9% | 51.5% | 19.6% | 36.3% | 10.9% | 91.1% | 0.14916 | 0.073833 | 2.0684 | 14.6282 | 1.3261 | 5.7452 | 11.4352 | 9.933 | 1.5657 | 3.0268 | 15.8046 | 12.2293 | 9.9288 | 7.0177 | 59.1473 | 61.4099 | 41.6249 | 62.1971
Sierra | MOUNTAIN QUARRIES 21011180 | 6701 | 840 | 1031.6476 | 2115 | 1639.7896 | 216 | 9.028e-05 | 0.18213 | 35.0422 | 1.7963e-05 | 0.0018149 | 0.39716 | 0.62913 | {32A5B84F-F8E0-4F0E-B3CD-BEC3B55A0617} | 152282101 | MOUNTAIN QUARRIES 2101 | 1180 | 38.8952 | -120.9116 | 182 | 172 | 32146.7186 | 19.9751 | 20702.9508 | 12.8642 | 11443.7678 | 20702.9508 | 11443.7678 | 0.39203 | 0.0195 | 199 | 7.1826 | 15.2094 | 2.0962 | 1.915 | 5.1682 | -1.2585 | 0.057766 | 0.0057039 | 3.0458 | 295.4018 | 48.5027 | 33.8171 | 1.2861 | 11.894 | 13.8326 | 0.8732 | 82.2% | 77.1% | 62.9% | 67.3% | 47.8% | 24.6% | 0.10096 | 0.049769 | 2.0853 | 15.9302 | 3.324 | 5.4162 | 7.4603 | 5.8116 | 2.3428 | 4.0604 | 12.915 | 6.2377 | 8.6436 | 4.2655 | 48.8801 | 82.1835 | 53.3514 | 90.3894
North Coast | FORT SEWARD 11211602 | 528 | 1144 | 1380.891 | 1702 | 1661.5748 | 242 | 0.00011608 | 0.068126 | 2.623 | 8.0412e-06 | 0.00021738 | 0.67215 | 0.83107 | {F3EC175B-7845-4CA9-AB09-DEC2A3B40256} | 192321121 | FORT SEWARD 1121 | 1602 | 40.1834 | -123.5765 | 122 | 100 | 38973.1362 | 24.2168 | 36343.227 | 22.5827 | 2629.9092 | 27815.4127 | 2021.7032 | 0.052606 | 0.028092 | 1351 | 9.338 | 20.2772 | 2 | 2.2428 | 6.6229 | -0.0047722 | 0.04344 | 0.0058336 | 4.3671 | 293.4751 | 39.3557 | 32.3803 | 1.0856 | 13.6756 | 16.6295 | 0.61141 | 42.8% | 33.5% | 64.7% | 58% | 70.8% | 8.9% | 0.096407 | 0.069767 | 1.4857 | 12.7714 | 0.56254 | 4.9621 | 12.8224 | 9.0337 | 1.9895 | 3.8952 | 13.9799 | 6.2233 | 8.1175 | 3.987 | 56.7458 | 88.1864 | 47.4818 | 91.1403
North Valley | ANDERSON 11031600 | 3223 | 13 | 29.5655 | 171 | 72.5533 | 35 | 4.4496e-05 | 561.089 | 10.0338 | 0.026998 | 0.00035549 | 0.076023 | 0.4075 | {38F7B678-11EB-498C-AD48-774BD4B8786F} | 103261103 | ANDERSON 1103 | 1600 | 40.4764 | -122.243 | 140 | 152 | 26459.6908 |  | 17298.4129 |  | 9161.2779 | 4989.8706 | 2292.2732 | 0.012442 | 0.0015574 | 1000 | 2.3856 | 6.7117 | 2 | 2.0317 | 7.9681 | 0.077861 | 0.012687 | 0.0057999 | 2.2617 | 298.1216 | 48.4323 | 37.5005 | 1.5666 | 12.1569 | 14.144 | 0.70707 | 52.6% | 43.9% | 35% | 33.8% | 79.5% | 42.2% | 0.11953 | 0.0040299 | 1.9048 | 16.0238 | 0.72701 | 2.5522 | 12.663 | 9.3519 | 2.8987 | 4.8617 | 11.124 | 5.7842 | 7.3178 | 4.4827 | 72.8905 | 93.1946 | 62.1855 | 92.7261
Central Valley | NORTH BRANCH 110111158 | 7153 | 30 | 72.0502 | 203 | 122.9197 | 52 | 3.3516e-05 | 1028.6453 | 32.2906 | 0.024999 | 0.00035503 | 0.14778 | 0.58616 | {9F95EC4F-532B-46F3-B204-91F26FFADEE3} | 163231101 | NORTH BRANCH 1101 | 11158 | 38.2012 | -120.8274 | 276 | 310 | 72516.0234 |  | 45851.8623 |  | 26664.1612 | 16351.0693 | 9112.5896 | 0.018462 | 0.0017428 | 1001 | 0.97172 | 3.2862 | 2 | 2.0842 | 5.9633 | 0.33112 | 0.012121 | 0.0064121 | 1.9011 | 297.062 | 44.1504 | 32.5459 | 1.2984 | 13.1339 | 14.6402 | 1.1115 | 57.2% | 76.1% | 32.8% | 12.4% | 55% | 84% | 0.021317 | 0.032992 | 1.6786 | 15.6339 | 0.42367 | 0.76894 | 13.2558 | 9.2804 | 2.3554 | 3.9489 | 13.1009 | 7.2227 | 9.1185 | 4.9534 | 47.0022 | 70.1335 | 52.4961 | 84.3996
Sierra | FORESTHILL 11022106 | 589 | 3408 | 4154.6494 | 5414 | 5108.588 | 453 | 8.9933e-05 | 0.057136 | 77.4753 | 5.0087e-06 | 0.0036551 | 0.62948 | 0.81327 | {01403AE6-90D4-4B19-983B-B7AD8BDC29F6} | 152181102 | FORESTHILL 1102 | 2106 | 39.0197 | -120.8514 | 390 | 316 | 68717.264 | 42.699 | 45220.1977 | 28.0986 | 23497.0662 | 45220.1977 | 23497.0662 | 1.6558 | 0.04074 | 74 | 8.6414 | 16.642 | 2.7422 | 1.6493 | 5.0021 | 1.1749 | 0.054292 | 0.0055904 | 3.3126 | 295.4061 | 50.1823 | 34.6774 | 1.3357 | 11.4055 | 13.3698 | 0.71049 | 93.4% | 91.9% | 62.7% | 73.4% | 83.4% | 6.8% | 0.054614 | 0.04716 | 1.9902 | 14.8221 | 2.4285 | 3.6019 | 7.6696 | 5.9364 | 2.2353 | 3.9526 | 13.0398 | 6.1289 | 8.6978 | 4.1902 | 49.2075 | 83.3159 | 52.2346 | 90.9846
Central Coast | LAURELES 111268454 | 1942 | 527 | 1352.2365 | 1522 | 1958.5677 | 134 | 5.0245e-05 | 0.037818 | 3.3433 | 1.9002e-06 | 0.00011593 | 0.34625 | 0.69042 | {2A037456-E4D6-4133-B41E-0D0ADCC9AA87} | 182371112 | LAURELES 1112 | 68454 | 36.4832 | -121.7379 | 239 | 585 | 52868.6546 | 32.8511 | 17632.0929 | 10.9561 | 35236.5616 | 12588.4111 | 28343.7768 | 0.015535 | 0.0067329 | 1788 | 3.3023 | 9.3317 | 2 | 2.4136 | 6.1025 | -0.89844 | 0.048333 | 0.0068352 | 1.3235 | 295.3413 | 30.7835 | 29.4858 | 0.87337 | 16.0435 | 17.3401 | 6.0046 | 57.7% | 52.7% | 62.5% | 50.7% | 33.9% | 71.1% | 0.22411 | 0.027286 | 3.7925 | 20.6541 | 3.7991 | 7.2476 | 10.7938 | 9.7848 | 1.6317 | 3.1717 | 15.1664 | 12.3446 | 12.2614 | 9.7861 | 47.9808 | 62.4356 | 39.8322 | 51.9526
Central Coast | PASO ROBLES 1103N52 | 8644 | 10 | 13.696 | 210 | 64.9726 | 38 | 5.6233e-05 | 80.0773 | 8.1575 | 0.0037556 | 0.00035431 | 0.047619 | 0.2108 | {35122D11-1E93-423C-905C-FD3596B054C4} | 182611103 | PASO ROBLES 1103 | N52 | 35.6885 | -120.7653 | 44 | 21 | 12177.5719 |  | 10495.5857 |  | 1681.9862 | 10495.5857 | 1681.9862 | 0.013464 | 0.0021369 | 1004 | 1.4359 | 5.3446 | 2 | 2.1752 | 6.2964 | -5.5894 | 0.0089362 | 0.0057123 | 0.94421 | 299.0642 | 45.2591 | 38.6248 | 1.4313 | 13.3782 | 14.1392 | 0.58586 | 82.8% | 76.3% | 67.6% | 27.3% | 98.2% | 14.1% | 0.18558 | 0.044043 | 1.7576 | 13.7576 | 0.051915 | 1.4894 | 8.8802 | 8.5131 | 2.4589 | 4.2126 | 11.7756 | 8.3416 | 8.2585 | 5.1379 | 63.9137 | 88.0186 | 57.7359 | 80.707
North Valley | VOLTA 11011596 | 2835 | 285 | 378.3057 | 1004 | 764.9476 | 221 | 4.2574e-05 | 5.6053 | 7.2348 | 0.00017851 | 0.00014506 | 0.28386 | 0.49455 | {2F8DBBAA-A379-4ECE-8007-F482E8F75EAA} | 102541101 | VOLTA 1101 | 1596 | 40.3514 | -121.7815 | 187 | 273 | 51670.2753 | 32.1065 | 34685.9379 | 21.5529 | 16984.3374 | 34685.9379 | 16984.3374 | 0.032059 | 0.0094089 | 1633 | 5.2875 | 14.2708 | 2 | 2.3294 | 7.3022 | 0.95161 | 0.03847 | 0.0051882 | 2.8892 | 292.8241 | 46.3836 | 33.5395 | 1.1591 | 12.0871 | 14.4421 | 0.97856 | 35.3% | 36.7% | 32.9% | 62.7% | 26.3% | 36.4% | 0.11281 | 0.061621 | 2.645 | 16.0828 | 0.52461 | 2.2922 | 11.5017 | 8.334 | 2.0726 | 3.771 | 12.7081 | 5.6554 | 6.7962 | 3.8504 | 59.5555 | 88.1881 | 54.9892 | 94.2411
North Valley | VOLTA 11021646 | 3296 | 994 | 1357.5271 | 2753 | 2174.9854 | 330 | 0.00014309 | 1.1403 | 25.9546 | 0.00010842 | 0.0019292 | 0.36106 | 0.62415 | {83913AD6-2C7D-48AE-A167-C6DEFED9C1DC} | 102541102 | VOLTA 1102 | 1646 | 40.5007 | -121.9162 | 304 | 210 | 51842.2655 | 32.2134 | 38830.605 | 24.1283 | 13011.6605 | 37561.3918 | 12729.3503 | 0.63664 | 0.047219 | 188 | 7.4571 | 18.5316 | 2.7187 | 2.6051 | 8.0829 | -0.11571 | 0.048767 | 0.005623 | 2.5732 | 295.4412 | 44.2924 | 34.2399 | 1.3063 | 12.6877 | 15.001 | 0.83498 | 86.1% | 70.1% | 95.1% | 78.3% | 37.6% | 76.9% | 0.029698 | 0.072736 | 1.7526 | 13.6818 | 3.6712 | 5.3044 | 12.6908 | 9.5412 | 2.3267 | 4.249 | 13.4777 | 6.1269 | 7.9402 | 4.3737 | 61.0865 | 93.5112 | 51.2142 | 91.283
North Valley | CLARK ROAD 11022070 | 5590 | 103 | 177.8475 | 482 | 345.9745 | 59 | 4.9602e-05 | 15.5236 | 17.8254 | 0.00078126 | 0.00035335 | 0.21369 | 0.51405 | {DBD4B653-AFBF-40EB-8724-1790AF913C8C} | 103091102 | CLARK ROAD 1102 | 2070 | 39.6565 | -121.5762 | 116 | 55 | 20642.2086 |  | 17647.3936 |  | 2994.8149 | 15820.4099 | 2982.6229 | 0.020848 | 0.0029265 | 1007 | 1.4945 | 4.2675 | 2.1364 | 2.9505 | 8.0711 | 0.75312 | 0.013182 | 0.0063802 | 3.0025 | 296.8716 | 47.9011 | 35.017 | 1.3955 | 11.9691 | 13.9406 | 1.0301 | 52% | 60.6% | 40.2% | 13.9% | 59% | 26.3% | 0.052056 | 0.027159 | 1.725 | 12.1923 | 1.5402 | 2.7386 | 12.7192 | 8.7306 | 2.5602 | 4.4076 | 12.06 | 5.7339 | 7.9963 | 3.8731 | 57.4262 | 101.7847 | 56.6359 | 94.194
North Coast | SANTA ROSA A 110464565 | 5744 | 130 | 191.9056 | 242 | 257.0396 | 12 | 8.989e-05 | 0.037817 | 5.3443 | 3.3994e-06 | 0.00035257 | 0.53719 | 0.7466 | {7A325237-8BF6-4A6F-9F21-89C867E6F89A} | 42151104 | SANTA ROSA A 1104 | 64565 | 38.4716 | -122.6831 | 24 | 55 | 4272.6876 |  | 1301.8977 |  | 2970.7899 | 1301.8977 | 2970.7899 | 0.0042308 | 0.0010787 | 1008 | 10.1731 | 20.4859 | 3 | 1.254 | 4.1925 | -0.74391 | 0.14 | 0.006934 | 2.565 | 295.0929 | 33.3499 | 30.0187 | 0.88675 | 15.2443 | 17.0496 | 14.2929 | 58.5% | 56% | 43.3% | 58.9% | 50.3% | 39.1% | 0.22356 | 0.040714 | 5.1538 | 22 | 4.0171 | 17.2857 | 10.7104 | 8.6223 | 1.8501 | 3.4755 | 15.1892 | 9.6959 | 9.994 | 6.0746 | 51.4879 | 76.5933 | 43.0614 | 72.4359
Central Valley | COARSEGOLD 210210040 | 1103 | 483 | 648.8898 | 2169 | 1435.9563 | 238 | 9.0906e-05 | 0.58144 | 11.015 | 4.2306e-05 | 0.00056234 | 0.22268 | 0.45189 | {68513B5A-56EB-4D19-97D2-4A9509C9FEBC} | 254432102 | COARSEGOLD 2102 | 10040 | 37.3092 | -119.5843 | 314 | 397 | 51897.4477 | 32.2477 | 28189.7477 | 17.5163 | 23707.7 | 28189.7477 | 23707.7 | 0.13384 | 0.021636 | 723 | 5.8737 | 19.6253 | 3 | 1.6286 | 4.2978 | 0.10559 | 0.049617 | 0.0059607 | 2.2277 | 296.3514 | 50.7949 | 34.4343 | 1.3511 | 11.4444 | 12.895 | 1.7735 | 68.3% | 46.2% | 86.7% | 81.2% | 69.2% | 31.3% | 0.039246 | 0.083912 | 2.4245 | 17.6558 | 2.6484 | 5.9262 | 9.3539 | 8.0368 | 2.2476 | 3.7813 | 10.9123 | 6.2906 | 6.8424 | 4.258 | 50.8754 | 71.5117 | 63.7448 | 89.2865
Central Coast | SANTA YNEZ 1101Y52 | 5408 | 109 | 160.7561 | 533 | 433.7563 | 92 | 0.00022581 | 0.98423 | 1.5415 | 0.00024452 | 0.0003516 | 0.2045 | 0.37061 | {CDC11A25-DBD9-42BE-AA95-70647385571E} | 182721101 | SANTA YNEZ 1101 | Y52 | 34.5981 | -120.0296 | 209 | 161 | 44112.512 |  | 38825.6098 |  | 5286.9022 | 36116.1135 | 4717.4034 | 0.032347 | 0.020774 | 1010 | 5.1707 | 15.5991 | 2.576 | 2.897 | 7.8036 | -0.17962 | 0.019631 | 0.0064075 | 0.99255 | 300.0442 | 46.5729 | 37.4937 | 1.4519 | 12.7972 | 13.5198 | 0.7569 | 82.4% | 33.1% | 99.6% | 70.7% | 98.7% | 5.7% | 0.13312 | 0.056902 | 1.7814 | 12.6066 | 0.37196 | 1.2281 | 11.5319 | 9.7065 | 2.4372 | 4.0769 | 11.0297 | 9.1452 | 7.0466 | 6.4657 | 68.6457 | 71.3089 | 62.1922 | 73.1137
Bay Area | MORAGA 1101108540 | 2271 | 111 | 245.1249 | 720 | 591.032 | 73 | 8.1511e-05 | 0.038419 | 7.2022 | 3.1063e-06 | 0.00035025 | 0.15417 | 0.41474 | {372C45CD-D068-4E6E-9903-0ED38EA6950C} | 13801101 | MORAGA 1101 | 108540 | 37.8837 | -122.1987 | 71 | 158 | 14643.6529 |  | 7755.7349 |  | 6887.918 | 7755.7349 | 6887.918 | 0.025568 | 0.0059503 | 1011 | 5.5031 | 12.8303 | 2.9574 | 3.7573 | 7.4954 | -0.96683 | 0.056702 | 0.006867 | 1.8776 | 293.8738 | 33.5585 | 30.0464 | 0.82231 | 15.2719 | 16.764 | 1.8982 | 90.6% | 86.1% | 78.4% | 59.3% | 40.5% | 52.5% | 0.089332 | 0.043723 | 4.6957 | 14.9783 | 3.5407 | 7.6596 | 7.2245 | 6.6786 | 1.7163 | 3.3849 | 14.9166 | 10.8175 | 10.2455 | 7.214 | 48.8848 | 59.2444 | 43.5641 | 65.4905
North Valley | DESCHUTES 11041582 | 2963 | 163 | 232.6024 | 446 | 321.6679 | 69 | 8.2103e-05 | 655.5636 | 8.5917 | 0.059373 | 0.00034968 | 0.36547 | 0.72311 | {1467DC6C-6C30-498B-9696-60E37D99774A} | 103351104 | DESCHUTES 1104 | 1582 | 40.5725 | -122.2381 | 256 | 241 | 39154.068 |  | 24249.9571 |  | 14904.1109 | 9068.1485 | 3062.9838 | 0.024128 | 0.0056651 | 1012 | 2.0505 | 6.4125 | 2 | 2.0415 | 7.34 | 0.9054 | 0.0069492 | 0.0059146 | 2.5722 | 298.2485 | 47.2883 | 36.8166 | 1.5727 | 12.3871 | 14.5183 | 2.5276 | 51.7% | 40.9% | 67.9% | 30.1% | 82.1% | 61% | 0.11747 | 0.013983 | 1.6757 | 13.0541 | 10.0172 | 3.7797 | 11.6603 | 8.8978 | 2.9008 | 4.8181 | 11.4908 | 5.7493 | 7.3715 | 4.4829 | 69.0441 | 94.4845 | 60.3378 | 92.754
Central Coast | BIG BASIN 1102circuit_breaker | 1416 | 577 | 1121.6348 | 752 | 1227.0677 | 74 | 8.3462e-05 | 0.037818 | 8.1551 | 3.1563e-06 | 0.00034873 | 0.76729 | 0.91408 | {7DF78B7A-3D58-4011-B365-74BA17A842F7} | 82841102 | BIG BASIN 1102 | circuit_breaker | 37.131 | -122.1722 | 100 | 62 | 14256.5773 |  | 10031.5247 |  | 4225.0526 | 10031.5247 | 4225.0526 | 0.025806 | 0.0061762 | 1013 | 9.5613 | 22.9187 | 3 | 1.7642 | 4.385 | 0.096046 | 0.068862 | 0.0067026 | 3.511 | 294.72 | 37.7599 | 35.4316 | 0.97632 | 14.3399 | 16.2206 | 0.6414 | 82.2% | 76.1% | 81% | 93% | 51.3% | 34.6% | 0.028247 | 0.06 | 2.0597 | 14.1343 | 0.35065 | 6.1138 | 11.1695 | 9.5926 | 1.8829 | 3.6484 | 14.1833 | 8.7276 | 9.0417 | 5.6209 | 57.0824 | 84.7779 | 47.1304 | 77.6038
Central Valley | FROGTOWN 170274648 | 4363 | 14 | 24.5361 | 88 | 58.628 | 10 | 5.485e-05 | 15.4371 | 11.644 | 0.0008634 | 0.00034835 | 0.15909 | 0.4185 | {C985F098-6ECF-4C69-B902-1B5157262ED5} | 163451702 | FROGTOWN 1702 | 74648 | 38.071 | -120.539 | 196 | 646 | 30921.0275 |  | 8485.2437 |  | 22435.7839 | 1211.7571 | 706.2512 | 0.0034835 | 0.0005485 | 1014 | 2.1147 | 5.3505 | 2 | 2.3254 | 5.5579 | 1.4675 | 0.018947 | 0.0061666 | 2.0477 | 297.1062 | 45.221 | 33.3006 | 1.3217 | 12.8722 | 14.3954 | 10.7682 | 57% | 48.5% | 59.9% | 26.4% | 62.7% | 69.8% | 0.19277 | 0.032105 | 2.2857 | 18.5714 | 0.78158 | 4.6316 | 12.4 | 9.0598 | 2.3169 | 3.9762 | 12.7081 | 7.0232 | 9.1245 | 4.7339 | 47.7168 | 78.7894 | 52.8606 | 86.0461
Central Valley | CURTIS 170411300 | 9114 | 73 | 138.5165 | 560 | 330.8551 | 47 | 8.4949e-05 | 1.0572 | 8.0998 | 8.5154e-05 | 0.00034829 | 0.13036 | 0.41866 | {1342493A-4682-4997-B671-32B9B4D877B0} | 163351704 | CURTIS 1704 | 11300 | 38.0057 | -120.3478 | 65 | 78 | 11521.3963 |  | 5848.9555 |  | 5672.4408 | 5848.9555 | 5672.4408 | 0.01637 | 0.0039926 | 1015 | 4.129 | 10.0914 | 2.3778 | 2.3218 | 5.3236 | -2.3237 | 0.042 | 0.0060154 | 2.1656 | 296.0752 | 43.8967 | 34.4797 | 1.2152 | 13.247 | 14.773 | 1.9193 | 56.8% | 37.7% | 82.7% | 52.5% | 26.2% | 87.4% | 0.13621 | 0.146 | 2.8136 | 17.1186 | 1.9661 | 6.2222 | 10.9719 | 8.0832 | 2.0273 | 3.7765 | 12.9798 | 6.8008 | 8.849 | 4.5844 | 49.8708 | 84.7162 | 53.3775 | 87.4315
Central Valley | RACETRACK 17032553 | 5808 | 18 | 30.381 | 151 | 85.2057 | 17 | 0.00010655 | 0.037818 | 6.7509 | 4.0297e-06 | 0.00034762 | 0.11921 | 0.35656 | {20D6DAD8-1EAB-401A-8690-BA00488AD19D} | 163761703 | RACETRACK 1703 | 2553 | 37.9919 | -120.4016 | 66 | 224 | 14140.9954 |  | 3989.867 |  | 10151.1283 | 1162.4255 | 2937.1921 | 0.0059095 | 0.0018114 | 1016 | 5.2929 | 11.779 | 2 | 2.3383 | 5.4791 | 1.719 | 0.072083 | 0.0061574 | 2.1075 | 296.4282 | 42.6293 | 33.4262 | 1.2152 | 13.5896 | 15.0879 | 4.8348 | 56.5% | 32.9% | 92.7% | 59.4% | 26.6% | 95.1% | 0.12785 | 0.08338 | 3.5714 | 20.4762 | 1.8796 | 6.2917 | 11.1049 | 8.1838 | 2.0512 | 3.8319 | 13.3617 | 7.063 | 9.2326 | 4.7283 | 47.6844 | 82.6096 | 51.4897 | 85.9014
North Coast | NEWBURG 11323425 | 3309 | 38 | 63.3213 | 62 | 74.5511 | 5 | 8.1988e-05 | 2.1175 | 6.3815 | 0.00017507 | 0.00034502 | 0.6129 | 0.84937 | {1EA5CD6B-83B6-4AB6-830D-FD93A0E7328B} | 192151132 | NEWBURG 1132 | 3425 | 40.5951 | -124.1333 | 25 | 29 | 3957.953 |  | 2438.8597 |  | 1519.0933 | 360.086 | 357.2269 | 0.0017251 | 0.00040994 | 1017 | 13.2327 | 27.8129 | 2 | 2.3531 | 7.4874 | -0.45317 | 0.06 | 0.0069738 | 3.3391 | 290.2229 | 19.6385 | 22.666 | 0.44644 | 18.1772 | 21.1626 | 3.7147 | 58.4% | 62.3% | 33.6% | 79.5% | 7.3% | 87.4% | 0.16563 | 0.23857 | 2.4 | 15.2 | 0.40429 | 8.8571 | 13.2143 | 11.8102 | 1.3498 | 1.9571 | 18.9177 | 13.3587 | 13.4704 | 9.1648 | 48.9369 | 64.32 | 27.9365 | 50.3064
Central Valley | FROGTOWN 1701circuit_breaker | 970 | 123 | 193.4253 | 598 | 407.9732 | 93 | 6.1797e-05 | 149.9966 | 8.7836 | 0.0088197 | 0.00034413 | 0.20569 | 0.47411 | {CC00F970-8F13-4247-87D9-81AC67764BAD} | 163451701 | FROGTOWN 1701 | circuit_breaker | 38.057 | -120.5335 | 119 | 108 | 22564.5999 |  | 17920.0747 |  | 4644.5253 | 16003.3182 | 2624.6453 | 0.032004 | 0.0057471 | 1018 | 2.4803 | 7.0122 | 2 | 2.3555 | 5.447 | -0.53652 | 0.017024 | 0.0065125 | 2.2493 | 296.2563 | 43.4873 | 32.1853 | 1.2301 | 13.1971 | 14.7889 | 2.1649 | 56.3% | 39.5% | 64.5% | 36.6% | 32.2% | 86.3% | 0.1266 | 0.021024 | 1.7042 | 12.4789 | 1.2993 | 2.9171 | 12.813 | 9.2168 | 2.1478 | 3.8275 | 12.9439 | 6.9183 | 8.9291 | 4.6738 | 45.3659 | 76.7226 | 51.3292 | 86.5695
Bay Area | HALF MOON BAY 11036018 | 2705 | 380 | 1205.9194 | 851 | 1413.2896 | 122 | 2.2867e-05 | 7.4716 | 2.1449 | 0.00012875 | 3.6956e-05 | 0.44653 | 0.85327 | {2DDD3645-3AB5-4B35-8936-1A369FDDE7B2} | 24101103 | HALF MOON BAY 1103 | 6018 | 37.3265 | -122.3875 | 230 | 321 | 51975.904 | 32.2964 | 30588.369 | 19.0068 | 21387.535 | 24500.2785 | 11457.7686 | 0.0045087 | 0.0027898 | 2423 | 1.9074 | 6.2958 | 2 | 2.6486 | 7.0691 | -2.8391 | 0.013342 | 0.0071744 | 1.8109 | 292.2191 | 24.7672 | 25.6681 | 0.53543 | 17.4756 | 19.0837 | 0.94785 | 31.4% | 62.6% | 12.9% | 13.4% | 2.5% | 98.2% | 0.15786 | 0.044319 | 1.589 | 12.363 | 2.0721 | 2.3315 | 11.9762 | 10.303 | 1.441 | 2.4878 | 16.4659 | 13.6791 | 11.2605 | 8.3883 | 54.9682 | 54.3854 | 36.6348 | 53.7777
Central Valley | STANISLAUS 170237276 | 832 | 0 | 0 | 3 | 1.7037 | 3 | 0.00010181 | 0.037818 | 4.9599 | 3.8503e-06 | 0.00034369 | 0 | 0 | {C3619A95-0ECC-48A6-ABDA-B7A0B8AC9A76} | 162821702 | STANISLAUS 1702 | 37276 | 38.2391 | -120.3364 | 370 | 878 | 53313.8764 |  | 18919.7774 |  | 34394.099 | 18919.7774 | 34394.099 | 0.0010311 | 0.00030544 | 1020 | 15.7045 | 31.9969 | 3 | 2.5709 | 6.3222 | -0.37336 | 0.13874 | 0.0055601 | 3.3777 | 292.076 | 44.669 | 32.957 | 1.0115 | 12.5275 | 14.4721 | 5.3853 | 56.1% | 21.4% | 91.1% | 98% | 6.2% | 60.3% | 0.17747 | 0.10825 | 5.803 | 21.6832 | 0 | 0.013953 | 14.3925 | 10.333 | 1.8919 | 2.9996 | 12.3232 | 6.3958 | 7.3381 | 4.2959 | 51.1962 | 75.3729 | 55.3564 | 88.8616
North Valley | ANTLER 1101circuit_breaker | 3011 | 54 | 71.4331 | 85 | 89.4253 | 16 | 0.00020382 | 0.037818 | 2.2274 | 7.7079e-06 | 0.00034305 | 0.63529 | 0.7988 | {5E7DC64A-0B4A-4299-87CB-EE1D39916B3F} | 103271101 | ANTLER 1101 | circuit_breaker | 40.8947 | -122.3808 | 43 | 14 | 2966.6041 |  | 2574.4725 |  | 392.1316 | 2574.4725 | 392.1316 | 0.0054888 | 0.0032611 | 1021 | 7.0591 | 21.7468 | 2 | 1.5897 | 4.8003 | 0.046986 | 0.033571 | 0.0057216 | 4.3191 | 296.7219 | 45.9811 | 34.1766 | 1.4505 | 12.2648 | 14.843 | 2.9471 | 51.2% | 17.9% | 99.1% | 84.4% | 67.1% | 50.6% | 0.10675 | 0.068571 | 2.9474 | 12.2105 | 3.6307 | 3.0357 | 8.8471 | 6.9472 | 2.5705 | 4.5948 | 12.2354 | 5.6305 | 7.5814 | 4.2488 | 54.6277 | 88.0742 | 57.1791 | 94.2988
North Coast | LOW GAP 110186816 | 7830 | 442 | 552.1224 | 717 | 687.5795 | 77 | 0.00014999 | 0.068476 | 4.5784 | 9.6522e-06 | 0.00034285 | 0.61646 | 0.80299 | {35FAF06A-E239-4015-A854-21F6A4EC4F03} | 192411101 | LOW GAP 1101 | 86816 | 40.4621 | -123.5304 | 81 | 140 | 10733.617 |  | 7103.5026 |  | 3630.1144 | 7103.5026 | 3630.1144 | 0.0264 | 0.01155 | 1022 | 4.5526 | 14.258 | 2 | 1.8962 | 6.541 | -1.8152 | 0.029899 | 0.005784 | 4.2967 | 293.4441 | 33.051 | 27.3426 | 0.98223 | 15.1052 | 18.167 | 1.4711 | 58.2% | 50.5% | 80.4% | 39.6% | 61.3% | 36.3% | 0.15848 | 0.053737 | 2.9211 | 18.4474 | 2.5524 | 7.2424 | 12.0643 | 8.3678 | 1.7728 | 3.443 | 15.4798 | 8.1292 | 8.6762 | 4.7084 | 50.8656 | 74.8494 | 42.2723 | 79.891
North Valley | VOLTA 11021648 | 2060 | 127 | 136.6358 | 405 | 262.2024 | 40 | 4.7686e-05 | 0.037955 | 14.299 | 1.8094e-06 | 0.00033882 | 0.31358 | 0.52111 | {16F7FCB4-7137-4ADD-B98B-6145D8BC444D} | 102541102 | VOLTA 1102 | 1648 | 40.5069 | -121.8183 | 104 | 172 | 14953.1937 |  | 6728.2286 |  | 8224.9651 | 6728.2286 | 8224.9651 | 0.013553 | 0.0019075 | 1023 | 10.8733 | 22.6808 | 2.7544 | 2.216 | 6.412 | 0.24035 | 0.06 | 0.004858 | 3.4817 | 291.8186 | 43.7563 | 30.4367 | 1.0492 | 12.4952 | 15.1802 | 0.92316 | 50.9% | 55.5% | 39% | 87% | 17.3% | 66.8% | 0.032053 | 0.18035 | 3.3514 | 16.4865 | 0.84105 | 7.1053 | 9.8801 | 7.3237 | 1.818 | 3.3963 | 13.5795 | 6.12 | 7.4115 | 4.2798 | 51.672 | 79.0341 | 51.0811 | 91.1643
North Coast | COTATI 11055156 | 882 | 146 | 288.2326 | 208 | 317.3092 | 40 | 5.8896e-05 | 1030.3348 | 10.0186 | 0.05845 | 0.00033873 | 0.70192 | 0.90837 | {ACC3FA28-9FAB-4AE9-AABE-1ABF0B659322} | 42271105 | COTATI 1105 | 5156 | 38.3157 | -122.7354 | 199 | 336 | 33688.7823 |  | 16005.1118 |  | 17683.6704 | 7460.4725 | 5403.2756 | 0.013549 | 0.0023558 | 1024 | 2.2543 | 6.6611 | 2 | 2.1429 | 5.6277 | -1.1336 | 0.0092453 | 0.0070622 | 2.4433 | 295.4803 | 26.2689 | 27.639 | 0.81139 | 17.3792 | 19.1244 | 5.6719 | 58% | 73.3% | 9.7% | 5.5% | 37.2% | 65.7% | 0.32575 | 0.0089623 | 2.5 | 16.3939 | 1.0615 | 1.9623 | 10.9181 | 9.1991 | 1.7192 | 3.0874 | 16.3111 | 13.7842 | 13.4782 | 10.7592 | 49.8016 | 58.562 | 35.7698 | 48.5762
Sierra | HIGGINS 11039753 | 1677 | 101 | 143.9769 | 213 | 186.6848 | 38 | 4.9813e-05 | 63.0588 | 16.6256 | 0.0026155 | 0.00033873 | 0.47418 | 0.77123 | {E7E117D2-097F-4861-BB68-A88E0DF34298} | 152691103 | HIGGINS 1103 | 9753 | 39.0732 | -121.0861 | 34 | 43 | 6134.4041 |  | 3306.1166 |  | 2828.2875 | 3306.1166 | 2828.2875 | 0.012872 | 0.0018929 | 1025 | 1.9962 | 6.1009 | 2 | 2.1243 | 6.1496 | -0.52957 | 0.0375 | 0.0056453 | 2.7873 | 296.2664 | 48.9991 | 33.68 | 1.3304 | 11.8933 | 13.6631 | 1 | 38.8% | 56.7% | 19% | 15.9% | 81.5% | 24.4% | 0.0048952 | 0.055577 | 2.0526 | 17.6316 | 3.8442 | 4.0962 | 8.5655 | 6.396 | 2.3227 | 4.0586 | 12.2381 | 5.6412 | 8.2625 | 3.9001 | 53.6651 | 90.1262 | 56.1777 | 94.1967
Sierra | BRUNSWICK 110750008 | 546 | 105 | 170.2741 | 267 | 249.9459 | 40 | 0.00013181 | 0.037818 | 4.2396 | 4.9848e-06 | 0.00033844 | 0.39326 | 0.68124 | {779A3152-24AF-4508-86CF-CDD542CFE4FC} | 152481107 | BRUNSWICK 1107 | 50008 | 39.2226 | -121.0515 | 309 | 1183 | 62065.3926 |  | 12726.754 |  | 49338.6386 | 3726.9612 | 13172.9611 | 0.013538 | 0.0052725 | 1026 | 9.0816 | 22.8724 | 2 | 2.1345 | 6.0006 | 0.49535 | 0.072759 | 0.0055371 | 3.9009 | 294.3129 | 45.8531 | 32.6574 | 1.1734 | 12.3362 | 14.4757 | 24.015 | 38.5% | 17.9% | 96.1% | 94.4% | 18% | 52.2% | 0.43633 | 0.06727 | 8.0816 | 21.6735 | 3.4769 | 4.6034 | 8.8231 | 7.0361 | 2.0776 | 3.592 | 13.1581 | 5.9908 | 8.2363 | 4.0576 | 55.0526 | 93.3388 | 52.1631 | 91.9482
North Coast | DUNBAR 1102448 | 50 | 120 | 160.1382 | 381 | 289.7746 | 41 | 6.7122e-05 | 1.5438 | 12.5352 | 0.00011807 | 0.00033801 | 0.31496 | 0.55263 | {19F00F46-8DF2-4369-8C23-B78BEB3B793E} | 43071102 | DUNBAR 1102 | 448 | 38.3443 | -122.5145 | 222 | 448 | 37309.5847 |  | 14544.1744 |  | 22765.4103 | 3456.1423 | 4298.9074 | 0.013858 | 0.002752 | 1027 | 2.2731 | 6.9533 | 2 | 2.1719 | 5.9639 | 1.1862 | 0.052571 | 0.0068475 | 2.4174 | 296.4482 | 33.9618 | 30.871 | 1.0117 | 15.4545 | 17.1208 | 8.4291 | 57.8% | 79.2% | 17.2% | 6.1% | 65% | 42.7% | 0.15681 | 0.025714 | 2.5405 | 14.2703 | 2.4919 | 5.4429 | 8.9632 | 7.3017 | 1.9593 | 3.5656 | 14.8004 | 10.6698 | 10.8396 | 7.2212 | 50.9211 | 65.0657 | 43.4304 | 66.0291
North Coast | KONOCTI 11084041 | 4535 | 42 | 79.3103 | 72 | 95.064 | 15 | 7.0913e-05 | 0.071856 | 10.0823 | 4.7588e-06 | 0.00033774 | 0.58333 | 0.83428 | {55873172-8DD8-4C14-AA30-FE38E0573859} | 43311108 | KONOCTI 1108 | 4041 | 38.9539 | -122.7257 | 101 | 459 | 31063.9383 |  | 7544.3878 |  | 23519.5505 | 1537.6241 | 4653.2786 | 0.0050661 | 0.0010637 | 1028 | 3.2269 | 11.374 | 2 | 3.0848 | 7.2817 | 0.03359 | 0.012857 | 0.0061175 | 2.305 | 296.091 | 44.4598 | 36.1295 | 1.2546 | 13.1125 | 14.8284 | 9.0639 | 57.7% | 73.7% | 21.8% | 27.5% | 97.4% | 3.8% | 0.35195 | 0.0057143 | 5.25 | 21.1 | 3.3179 | 2.5714 | 9.9373 | 7.5942 | 2.3096 | 4.1722 | 13.0139 | 6.3976 | 7.9216 | 4.1325 | 57.4365 | 89.3041 | 52.5739 | 89.7591
North Valley | VOLTA 1102circuit_breaker | 9470 | 40 | 52.2712 | 219 | 128.3293 | 26 | 7.8408e-05 | 0.059356 | 8.7739 | 6.3852e-06 | 0.00033711 | 0.18265 | 0.40732 | {DC239059-B1DA-4C89-A482-3310C8764DA5} | 102541102 | VOLTA 1102 | circuit_breaker | 40.4594 | -121.8676 | 36 | 13 | 5670.844 |  | 5307.8332 |  | 363.0108 | 5307.8332 | 363.0108 | 0.008765 | 0.0020386 | 1029 | 9.6096 | 22.1911 | 3 | 2.5795 | 7.8807 | 0.93438 | 0.045 | 0.0052405 | 2.9943 | 293.4296 | 45.7039 | 33.7149 | 1.1893 | 12.1734 | 14.6689 | 0.41063 | 50.6% | 41.5% | 65.3% | 85.5% | 27.5% | 43.4% | 0.011663 | 0.058548 | 2.2174 | 13.1304 | 0.88903 | 3.5323 | 12.1957 | 8.9736 | 2.0996 | 3.8522 | 13.1245 | 5.8013 | 7.3615 | 4.0514 | 59.7784 | 89.2277 | 52.9233 | 93.2262
Central Coast | ZACA 1102Y02 | 1399 | 147 | 246.837 | 310 | 336.6787 | 79 | 3.4417e-05 | 2825.535 | 21.7462 | 0.093329 | 0.00033623 | 0.47419 | 0.73315 | {615A0700-A424-4825-ACAC-C9AB34833626} | 182681102 | ZACA 1102 | Y02 | 34.6503 | -120.0946 | 245 | 116 | 32802.069 |  | 21124.0364 |  | 11678.0325 | 15863.9802 | 7724.9951 | 0.026562 | 0.002719 | 1030 | 1.0587 | 4.1353 | 2 | 3.0667 | 8.1901 | -3.1655 | 0.0054464 | 0.0070253 | 0.95182 | 298.2292 | 39.2075 | 34.5379 | 1.1305 | 14.383 | 15.1094 | 1.3443 | 82.1% | 94.1% | 36.6% | 17.8% | 82.8% | 36.3% | 0.22362 | 0.015312 | 1.6871 | 12.5374 | 0.39371 | 1.3839 | 11.3104 | 9.8209 | 2.1814 | 3.4356 | 12.226 | 11.0823 | 7.1426 | 7.2233 | 65.1701 | 66.7426 | 58.939 | 64.2761
North Coast | WILLOW CREEK 11032936 | 2036 | 1743 | 2431.4515 | 3084 | 3050.8801 | 394 | 0.00014553 | 0.043726 | 1.7379 | 6.0519e-06 | 0.00021596 | 0.56518 | 0.79697 | {264668B8-73DE-4037-AA66-7B299329D5F2} | 192171103 | WILLOW CREEK 1103 | 2936 | 40.8666 | -123.5145 | 323 | 297 | 59465.3482 | 36.9501 | 53467.3373 | 33.2231 | 5998.0109 | 53467.3373 | 5998.0109 | 0.085088 | 0.05734 | 1358 | 10.6909 | 23.9833 | 2 | 2.508 | 6.6035 | -1.0952 | 0.051672 | 0.0056936 | 3.2375 | 294.6285 | 38.2845 | 31.1955 | 1.1702 | 14.0979 | 16.8988 | 0.79754 | 42.7% | 23.5% | 78.7% | 70.5% | 80.2% | 16.6% | 0.10635 | 0.16842 | 1.945 | 14.2492 | 1.2373 | 4.774 | 13.0665 | 10.2517 | 2.2292 | 4.0314 | 13.4631 | 6.4173 | 8.513 | 4.1293 | 57.7564 | 87.5776 | 51.212 | 89.6053
North Coast | COTATI 1103132 | 5041 | 189 | 576.2441 | 227 | 592.0891 | 83 | 5.3985e-05 | 1229.3394 | 12.0636 | 0.069476 | 0.00033543 | 0.8326 | 0.97324 | {D681E6AF-06CA-4983-B4FB-ED08B0DAD260} | 42271103 | COTATI 1103 | 132 | 38.2647 | -122.8057 | 216 | 164 | 62732.9904 |  | 40702.0776 |  | 22030.9128 | 40702.0776 | 22030.9128 | 0.027841 | 0.0044808 | 1032 | 3.1816 | 7.9942 | 2 | 2.3594 | 6.5418 | -0.99965 | 0.004361 | 0.0071832 | 2.2916 | 294.5876 | 23.7294 | 26.3396 | 0.70478 | 17.9029 | 19.6647 | 0.93248 | 57.5% | 79% | 6.3% | 10.2% | 19.1% | 79% | 0.11966 | 0.010767 | 1.4138 | 14.3142 | 0.49067 | 0.36262 | 11.6632 | 10.2864 | 1.5858 | 2.7153 | 16.7931 | 14.6824 | 14.3335 | 12.1313 | 50.8342 | 57.2104 | 33.2187 | 43.4767
North Coast | CLOVERDALE 1102570 | 801 | 544 | 812.9058 | 1206 | 1202.9718 | 182 | 8.4845e-05 | 4.817 | 3.4601 | 0.00045101 | 0.0002158 | 0.45108 | 0.67575 | {32B34880-BC93-4771-BC39-2E887BB96BE8} | 42821102 | CLOVERDALE 1102 | 570 | 38.7762 | -122.981 | 268 | 301 | 64680.3055 | 40.1906 | 34152.262 | 21.2213 | 30528.0435 | 26431.4448 | 20545.4163 | 0.039276 | 0.015442 | 1361 | 4.5556 | 11.9658 | 2.9258 | 2.4434 | 6.4637 | 0.13671 | 0.030427 | 0.0066634 | 2.8797 | 295.7781 | 38.5161 | 37.0855 | 1.0867 | 14.1715 | 16.1407 | 0.84679 | 42.5% | 40.4% | 37.2% | 30.4% | 71% | 17.7% | 0.19356 | 0.043765 | 1.8643 | 14.8009 | 1.4071 | 2.7101 | 11.6949 | 10.0674 | 2.3083 | 3.8783 | 13.7619 | 8.244 | 7.9946 | 4.7109 | 65.3264 | 95.1463 | 50.4058 | 80.1834
North Coast | LAYTONVILLE 1101518 | 2013 | 114 | 173.8338 | 165 | 197.5914 | 27 | 8.0295e-05 | 0.21614 | 7.1947 | 1.4459e-05 | 0.00033361 | 0.69091 | 0.87976 | {48D8AB29-32BE-434B-A269-6B6F081BC956} | 42681101 | LAYTONVILLE 1101 | 518 | 39.7981 | -123.5405 | 191 | 127 | 49486.031 |  | 36002.4776 |  | 13483.5535 | 3441.5642 | 1189.9084 | 0.0090074 | 0.002168 | 1034 | 9.7163 | 18.5509 | 2 | 2.0864 | 5.6259 | -1.6704 | 0.038909 | 0.0059306 | 5.6024 | 292.4608 | 34.7124 | 37.6392 | 0.90279 | 14.9947 | 18.0305 | 0.64205 | 57.3% | 64.9% | 30.5% | 51.4% | 52.6% | 34.5% | 0.068702 | 0.084727 | 1.2941 | 11 | 0.20691 | 3 | 15.8182 | 12.4589 | 1.7563 | 3.3576 | 15.6327 | 7.375 | 8.4815 | 4.2873 | 65.6269 | 112.5721 | 42.4903 | 84.5333
North Coast | GARBERVILLE 11024744 | 5213 | 661 | 1069.5887 | 1764 | 1616.7599 | 200 | 0.00015212 | 0.19469 | 2.2084 | 2.1985e-05 | 0.00021304 | 0.37472 | 0.66156 | {221BC5D9-51C0-467D-BFB7-19AAD7C5E6CD} | 192221102 | GARBERVILLE 1102 | 4744 | 40.2786 | -124.2442 | 212 | 265 | 42826.3406 | 26.6111 | 32668.2317 | 20.2991 | 10158.1089 | 26935.3901 | 7920.6505 | 0.042608 | 0.030425 | 1368 | 6.9996 | 18.444 | 2 | 3.0624 | 8.7916 | -1.964 | 0.031939 | 0.006991 | 4.8187 | 290.6601 | 19.1485 | 22.7369 | 0.50051 | 18.6255 | 21.6668 | 1.1661 | 42.3% | 28.8% | 80.9% | 51.2% | 10.6% | 91% | 0.15932 | 0.090818 | 1.9266 | 14.5367 | 0.57216 | 4.8864 | 15.586 | 12.2328 | 1.5514 | 2.073 | 17.5553 | 13.0282 | 12.159 | 9.9642 | 49.7096 | 61.2015 | 32.5773 | 49.3052
Central Valley | OAKHURST 110310140 | 969 | 558 | 776.9166 | 2134 | 1496.2174 | 260 | 8.3824e-05 | 0.037818 | 5.3961 | 3.17e-06 | 0.00026366 | 0.26148 | 0.51925 | {9D3389CA-CFE2-49B7-8B13-3D1B7ACB399D} | 254421103 | OAKHURST 1103 | 10140 | 37.3666 | -119.6296 | 315 | 437 | 52361.1591 | 32.5358 | 27059.5406 | 16.8141 | 25301.6184 | 27059.5406 | 25301.6184 | 0.068551 | 0.021794 | 1215 | 5.1548 | 14.5262 | 2.9918 | 1.7116 | 3.9006 | -1.2158 | 0.04724 | 0.0057396 | 2.3666 | 295.4216 | 51.6635 | 35.8084 | 1.2905 | 11.2379 | 12.731 | 1.9355 | 47.9% | 24.1% | 82% | 69.2% | 52.1% | 24.8% | 0.13095 | 0.10434 | 2.869 | 17.8347 | 3.0464 | 5.8306 | 10.0957 | 8.5458 | 2.1214 | 3.6309 | 10.7627 | 6.0259 | 6.5859 | 4.094 | 54.5117 | 75.7325 | 64.2539 | 90.9168
North Coast | SONOMA 1102118 | 5847 | 383 | 535.5827 | 961 | 829.6056 | 78 | 0.00010449 | 0.43325 | 4.6176 | 3.658e-05 | 0.00033271 | 0.39854 | 0.64559 | {4BCD6EE2-7FEC-4152-907C-A38A16D3BF51} | 42721102 | SONOMA 1102 | 118 | 38.3089 | -122.4781 | 134 | 220 | 23354.4912 |  | 12055.2085 |  | 11299.2827 | 9282.9853 | 7223.1118 | 0.025952 | 0.0081506 | 1037 | 4.2947 | 9.5896 | 3 | 1.9755 | 5.8556 | 0.31576 | 0.055349 | 0.007006 | 2.3491 | 296.4245 | 34.0026 | 30.2789 | 1.0005 | 15.4109 | 17.0717 | 4.0538 | 57.2% | 50.9% | 59% | 18.1% | 63.5% | 42% | 0.10085 | 0.024884 | 2.72 | 16.24 | 3.2184 | 7.4496 | 8.2317 | 6.7941 | 1.9249 | 3.5966 | 14.8164 | 10.4303 | 10.8388 | 6.9237 | 49.1544 | 63.5535 | 43.1793 | 67.4002
Sierra | BRUNSWICK 11067099 | 256 | 381 | 530.8594 | 1064 | 881.7397 | 108 | 8.9888e-05 | 2.6163 | 60.9468 | 0.00023965 | 0.0022733 | 0.35808 | 0.60206 | {26BF93E0-3094-4C38-AD52-FBEDF4E08E5A} | 152481106 | BRUNSWICK 1106 | 7099 | 39.1699 | -120.9932 | 126 | 117 | 23109.8383 | 14.3598 | 12185.6359 | 7.5718 | 10924.2024 | 12185.6359 | 10924.2024 | 0.24552 | 0.0097079 | 151 | 7.0268 | 15.6861 | 2.6837 | 1.7774 | 5.0415 | 1.1325 | 0.059439 | 0.0054726 | 3.5062 | 295.0826 | 47.0038 | 32.9608 | 1.2334 | 12.2128 | 14.2478 | 0.60983 | 86.3% | 86.9% | 62.4% | 69.5% | 29.3% | 43.7% | 0.036131 | 0.061152 | 1.9818 | 16.7377 | 2.1686 | 4.0358 | 8.5266 | 5.7601 | 2.1364 | 3.69 | 13.1626 | 6.2468 | 8.616 | 4.361 | 45.3863 | 75.2064 | 51.2373 | 90.0437
Bay Area | ROSSMOOR 110845268 | 2691 | 158 | 294.4894 | 522 | 508.5289 | 43 | 6.4138e-05 | 69.3869 | 10.6301 | 0.0018714 | 0.00033103 | 0.30268 | 0.5791 | {AEA0E426-7AE2-48C6-9626-CB9218FF1143} | 14161108 | ROSSMOOR 1108 | 45268 | 37.8465 | -122.1101 | 270 | 495 | 38033.654 |  | 12359.2232 |  | 25674.4308 | 4023.0288 | 5183.5022 | 0.014234 | 0.0027579 | 1039 | 4.3999 | 10.7008 | 2 | 3.3903 | 6.931 | -2.653 | 0.071 | 0.006767 | 1.9248 | 294.871 | 33.0559 | 30.6528 | 0.90085 | 15.5804 | 17.051 | 13.102 | 90.4% | 92.1% | 63.2% | 41.2% | 52.6% | 68.1% | 0.24491 | 0.022167 | 3.881 | 17.9762 | 4.7435 | 8.7 | 7.7111 | 7.2245 | 1.9361 | 3.4824 | 15.0528 | 10.6703 | 10.5998 | 6.9745 | 46.0186 | 64.992 | 42.1075 | 66.4413
North Coast | ELK 11014628 | 4056 | 238 | 427.5077 | 429 | 514.1671 | 35 | 0.00010328 | 0.037818 | 6.3124 | 3.906e-06 | 0.000331 | 0.55478 | 0.83146 | {C82DD836-B8DD-4D46-90CF-6BDF1D75C42C} | 42981101 | ELK 1101 | 4628 | 39.24 | -123.7713 | 102 | 106 | 12264.7248 |  | 6684.5064 |  | 5580.2184 | 3351.298 | 2281.7429 | 0.011585 | 0.0036149 | 1040 | 12.2763 | 31.4426 | 2 | 3.3674 | 8.9565 | 0.69985 | 0.050217 | 0.0068591 | 2.9049 | 290.018 | 17.7246 | 20.2225 | 0.41117 | 19.2553 | 21.6133 | 0.68166 | 57% | 61.7% | 56.8% | 87.5% | 5.1% | 95.9% | 0.1909 | 1.6476e-15 | 2.7027 | 17.3514 | 2.6807 | 9.3261 | 12.2181 | 10.0768 | 1.286 | 1.8657 | 18.61 | 15.1882 | 14.7134 | 12.0337 | 40.235 | 46.2008 | 27.5716 | 40.2187
Sierra | NARROWS 210248484 | 786 | 1743 | 2560.4942 | 4493 | 3912.3328 | 551 | 8.9374e-05 | 27.5399 | 47.7548 | 0.0016837 | 0.0020062 | 0.38794 | 0.65447 | {F3B439DF-7706-4C2F-8999-BCA70EF18266} | 153132102 | NARROWS 2102 | 48484 | 39.2544 | -121.1459 | 691 | 651 | 118003.1571 | 73.3239 | 66722.6758 | 41.4597 | 51280.4812 | 66722.6758 | 51280.4812 | 1.1054 | 0.049245 | 179 | 4.4212 | 11.8346 | 2 | 2.3131 | 6.7356 | 0.15403 | 0.048813 | 0.0057954 | 3.6295 | 295.678 | 46.2424 | 33.0717 | 1.2664 | 12.3079 | 14.3492 | 0.8331 | 83.4% | 83.9% | 62.2% | 51% | 39.5% | 49.5% | 0.13719 | 0.046704 | 2.4022 | 17.581 | 3.4211 | 4.4481 | 8.7442 | 6.759 | 1.9473 | 3.5249 | 13.7803 | 6.1741 | 8.8268 | 4.1435 | 50.4044 | 90.0656 | 49.1162 | 90.8147
Central Coast | STELLING 111060094 | 2053 | 1438 | 1935.0317 | 2314 | 2371.559 | 174 | 5.5184e-05 | 0.03807 | 3.3217 | 2.1009e-06 | 0.00011557 | 0.62143 | 0.81593 | {635AB06E-6FE6-4F3C-85D2-7DF03CF41311} | 83481110 | STELLING 1110 | 60094 | 37.2574 | -122.1202 | 126 | 93 | 26404.6016 | 16.4071 | 15898.3782 | 9.8788 | 10506.2234 | 15898.3782 | 10506.2234 | 0.020109 | 0.0096021 | 1790 | 8.9878 | 19.4932 | 2.9965 | 2.4286 | 6.9227 | 5.1998 | 0.060851 | 0.0063805 | 3.3414 | 292.7756 | 42.3919 | 36.7781 | 0.92825 | 13.0512 | 14.9144 | 0.27705 | 57.5% | 52.3% | 66.1% | 81.3% | 39% | 8.2% | 0.1303 | 0.066206 | 1.5912 | 13.2993 | 0.37489 | 8.2057 | 10.4762 | 8.8221 | 1.7682 | 3.456 | 12.7401 | 7.4145 | 8.0526 | 4.6097 | 58.3302 | 84.5102 | 52.3373 | 85.185
Central Coast | CAMP EVERS 21065302 | 4155 | 655 | 1141.8466 | 1126 | 1398.7725 | 89 | 0.00014458 | 0.037818 | 4.0743 | 5.4679e-06 | 0.0003297 | 0.58171 | 0.81632 | {3F3C2221-BBAC-4E4F-9E04-666D69CECF1F} | 83622106 | CAMP EVERS 2106 | 5302 | 37.0438 | -122.0755 | 102 | 248 | 20903.8556 |  | 9619.5872 |  | 11284.2684 | 9619.5872 | 11284.2684 | 0.029343 | 0.012868 | 1043 | 9.7132 | 21.4773 | 3 | 1.5693 | 4.344 | 1.3825 | 0.10657 | 0.0069266 | 3.215 | 295.7983 | 31.9888 | 29.6008 | 0.94625 | 15.7568 | 17.5688 | 2.561 | 81.3% | 58.8% | 90.5% | 88.5% | 41.8% | 63.9% | 0.16603 | 0.046389 | 4.8871 | 17.1935 | 0.59741 | 10.4259 | 9.513 | 8.4299 | 1.7897 | 3.4017 | 15.5515 | 11.1454 | 10.8253 | 7.6586 | 49.833 | 63.3089 | 41.0502 | 62.5265
Central Coast | LOS GATOS 110760114 | 3373 | 1461 | 2306.8664 | 2849 | 3094.2917 | 281 | 5.3285e-05 | 0.040279 | 2.9701 | 2.0991e-06 | 0.00011399 | 0.51281 | 0.74552 | {E0F39461-5FDF-4E75-995C-8A6CC288C11A} | 82021107 | LOS GATOS 1107 | 60114 | 37.1188 | -121.9201 | 335 | 300 | 64833.1622 | 40.2856 | 39175.9013 | 24.3428 | 25657.2609 | 39175.9013 | 25657.2609 | 0.032032 | 0.014973 | 1797 | 4.7284 | 12.3724 | 3 | 1.8709 | 5.7872 | 1.9092 | 0.037848 | 0.0061247 | 3.4683 | 293.3424 | 45.878 | 35.9616 | 1.0315 | 12.3145 | 14.1166 | 0.38391 | 56.8% | 48.7% | 64.3% | 61.9% | 73.4% | 2% | 0.094788 | 0.098659 | 2.093 | 15.1761 | 0.63992 | 4.7169 | 8.7371 | 7.5145 | 1.9245 | 3.7302 | 11.8921 | 6.966 | 7.2502 | 4.1618 | 55.6425 | 77.6693 | 57.1024 | 88.3947
North Coast | LAKEVILLE 1102280 | 704 | 1 | 1.3543 | 23 | 15.1772 | 7 | 4.0223e-05 | 21.6008 | 10.5293 | 0.0010405 | 0.00032821 | 0.043478 | 0.089233 | {F573D52A-B881-4B76-BAE1-75A508AA556E} | 43371102 | LAKEVILLE 1102 | 280 | 38.2544 | -122.5754 | 73 | 52 | 26362.8265 |  | 14239.5056 |  | 12123.3209 | 3287.3324 | 468.5223 | 0.0022975 | 0.00028156 | 1045 | 3.2103 | 6.991 | 2 | 2.4464 | 6.2563 | 0.57985 | 0.0061017 | 0.0070124 | 2.2134 | 295.8491 | 31.7164 | 29.827 | 0.92313 | 15.9199 | 17.5463 | 0.77501 | 56.8% | 75.6% | 1.7% | 6.5% | 55.6% | 49.1% | 0.01875 | 0.02661 | 1.2 | 11.8 | 0.050678 | 0.38983 | 9.4571 | 8.0818 | 1.7521 | 3.3776 | 15.0468 | 11.7064 | 11.9701 | 8.4567 | 50.9621 | 62.2302 | 41.0633 | 59.4848
Central Coast | ROB ROY 210412596 | 4545 | 372 | 1048.1364 | 954 | 1387.6772 | 103 | 4.8038e-05 | 0.037818 | 3.4827 | 1.8167e-06 | 0.00011156 | 0.38994 | 0.75532 | {272F711A-D76D-479D-B7FF-5C57D964944A} | 83692104 | ROB ROY 2104 | 12596 | 36.9871 | -121.8328 | 230 | 305 | 36227.9432 | 22.5111 | 17006.0385 | 10.5671 | 19221.9047 | 11237.3875 | 11832.9675 | 0.011491 | 0.004948 | 1803 | 2.7314 | 9.7454 | 2.0066 | 1.8133 | 4.6824 | 0.66503 | 0.037682 | 0.0070452 | 1.695 | 295.3379 | 32.6287 | 25.9652 | 0.83341 | 15.6171 | 16.994 | 5.4374 | 56% | 53.5% | 61% | 52.4% | 29.7% | 61% | 0.23161 | 0.030728 | 2.7899 | 18.4706 | 2.8616 | 6.3179 | 6.8779 | 6.4658 | 1.8967 | 3.3379 | 14.6242 | 11.1677 | 9.3675 | 6.7982 | 41.6446 | 52.6544 | 44.8125 | 65.5488
North Coast | CLOVERDALE 1102672 | 5478 | 431 | 598.4893 | 723 | 758.8068 | 152 | 7.2804e-05 | 4.2259 | 4.568 | 0.0003063 | 0.00020906 | 0.59613 | 0.78872 | {B86F1274-5A5C-436E-B792-43E98848CB75} | 42821102 | CLOVERDALE 1102 | 672 | 38.8238 | -123.0032 | 168 | 162 | 55257.6564 | 34.3356 | 36513.5782 | 22.6885 | 18744.0782 | 35674.8205 | 17482.1716 | 0.031776 | 0.011066 | 1384 | 5.5025 | 15.1267 | 2.9743 | 2.773 | 7.5024 | -0.51962 | 0.028346 | 0.0066629 | 3.1343 | 294.3943 | 41.1815 | 39.7988 | 1.0773 | 13.6374 | 15.6832 | 1.1766 | 41.6% | 50.4% | 24.2% | 42% | 70.1% | 7.8% | 0.13566 | 0.024778 | 1.4949 | 12.9898 | 0.64893 | 1.329 | 12.0276 | 10.4246 | 2.2089 | 3.8523 | 13.7075 | 6.82 | 7.1926 | 3.933 | 66.8163 | 104.578 | 51.591 | 88.2156
North Valley | BURNEY 11021340 | 3988 | 319 | 441.4311 | 1626 | 1226.679 | 234 | 2.8044e-05 | 0.62364 | 4.1697 | 1.4413e-05 | 6.4016e-05 | 0.19619 | 0.35986 | {9FEEDD46-3D3C-44E2-AC09-40EF72D10F0B} | 103311101 | BURNEY 1102 | 1340 | 40.9126 | -121.6455 | 286 | 535 | 52904.0632 | 32.8731 | 28964.4993 | 17.9978 | 23939.5639 | 28964.4993 | 23939.5639 | 0.01498 | 0.0065624 | 2142 | 3.2273 | 10.183 | 2 | 2.0875 | 6.2055 | -0.13984 | 0.019947 | 0.0045615 | 1.5937 | 293.4352 | 40.0514 | 30.9462 | 1.0959 | 14.0646 | 15.7697 | 3.4445 | 24.6% | 27.2% | 20.2% | 51.4% | 21.7% | 96.8% | 0.17799 | 0.017579 | 4.11 | 17.905 | 1.3807 | 4.2789 | 7.716 | 6.8202 | 2.0238 | 3.4702 | 13.0803 | 7.5515 | 8.5864 | 5.6589 | 50.6581 | 74.8853 | 53.6299 | 81.981
North Coast | BRIDGEVILLE 1101circuit_breaker | 9239 | 1016 | 1662.2042 | 1142 | 1724.4841 | 99 | 0.00016257 | 0.062551 | 3.4629 | 9.9525e-06 | 0.0003262 | 0.88967 | 0.96388 | {FC8DA5F1-E256-452E-840A-DB2CC55A41C4} | 192461101 | BRIDGEVILLE 1101 | circuit_breaker | 40.4796 | -123.7798 | 69 | 34 | 16439.5653 |  | 13703.3241 |  | 2736.2412 | 13703.3241 | 2736.2412 | 0.032294 | 0.016094 | 1049 | 10.4291 | 21.8478 | 2.3132 | 2.2056 | 7.0908 | -1.0361 | 0.045824 | 0.0062275 | 4.6911 | 293.3391 | 31.2586 | 28.4688 | 0.91274 | 15.686 | 18.8728 | 0.66425 | 56.7% | 40.6% | 85.5% | 64.5% | 54.3% | 46.9% | 0.035344 | 0.10275 | 1.4203 | 11.1884 | 0.31236 | 6.2747 | 12.977 | 9.6038 | 1.8416 | 3.4341 | 15.8969 | 8.1867 | 9.5191 | 4.9842 | 50.0559 | 80.4526 | 39.8155 | 78.4399
North Coast | SALMON CREEK 110137368 | 6208 | 72 | 159.4691 | 87 | 165.9907 | 21 | 8.7007e-05 | 2.4411 | 9.3879 | 0.00019717 | 0.00032562 | 0.82759 | 0.96071 | {05266111-8CFD-418B-8046-91385E641AA2} | 43161101 | SALMON CREEK 1101 | 37368 | 38.381 | -123.079 | 82 | 78 | 14140.2064 |  | 10726.7893 |  | 3413.4171 | 10726.7893 | 3413.4171 | 0.0068381 | 0.0018271 | 1050 | 5.7251 | 18.866 | 2 | 3.174 | 9.2138 | -0.45338 | 0.0010294 | 0.0072592 | 2.4245 | 291.4758 | 19.1903 | 20.1821 | 0.44581 | 18.8948 | 20.7354 | 1.6947 | 56.5% | 70.8% | 40.3% | 52.4% | 7.2% | 93.2% | 0.24488 | 0.011085 | 2.5 | 12.2419 | 0.45985 | 0.63971 | 10.9623 | 9.1428 | 1.3548 | 1.9427 | 18.1473 | 16.1888 | 14.5432 | 13.3655 | 39.1326 | 42.0624 | 29.1549 | 36.5852
North Coast | MONTE RIO 1111256 | 3431 | 569 | 1012.5321 | 1014 | 1247.649 | 83 | 0.00014553 | 0.03795 | 3.3016 | 5.5124e-06 | 0.00032514 | 0.56114 | 0.81155 | {7E7B289D-4C56-4E03-B7F0-62BB352D64F7} | 42811111 | MONTE RIO 1111 | 256 | 38.4698 | -123.0145 | 165 | 408 | 27297.8886 |  | 11643.9499 |  | 15653.9386 | 11643.9499 | 15653.9386 | 0.026987 | 0.012079 | 1051 | 20.087 | 56.5076 | 3 | 2.0011 | 5.4556 | -3.1043 | 0.072671 | 0.0071838 | 3.6028 | 294.4591 | 22.9045 | 23.3724 | 0.72334 | 17.9966 | 20.1079 | 1.3791 | 56.3% | 38.6% | 78.5% | 98.1% | 20.8% | 84.3% | 0.22894 | 0.079256 | 4.3051 | 17.839 | 0.35043 | 6.2981 | 10.8806 | 8.9443 | 1.7389 | 2.8118 | 16.7694 | 14.2311 | 12.9496 | 11.1285 | 43.2749 | 50.0072 | 35.5361 | 45.3753
North Coast | FORT BRAGG A 1102418 | 1172 | 2518 | 4211.7839 | 3039 | 4449.845 | 228 | 0.00012163 | 0.037818 | 2.4141 | 4.5997e-06 | 0.00020868 | 0.82856 | 0.9465 | {2F10EC8A-D66D-41A3-A96A-C091A52D1815} | 42761102 | FORT BRAGG A 1102 | 418 | 39.419 | -123.7976 | 338 | 561 | 59721.3376 | 37.1092 | 22747.0574 | 14.1344 | 36974.2802 | 21780.1498 | 36489.3689 | 0.047579 | 0.027731 | 1386 | 12.334 | 25.1543 | 2 | 2.5263 | 7.4199 | 0.57506 | 0.074642 | 0.0069753 | 3.1136 | 290.0678 | 16.9246 | 19.2728 | 0.39276 | 19.5976 | 22.0702 | 5.2723 | 41.5% | 31.5% | 68.3% | 74.2% | 3.8% | 98.3% | 0.19235 | 0.10159 | 3.3692 | 19.7198 | 1.2509 | 8.7077 | 12.296 | 9.9855 | 1.2533 | 1.9314 | 19.2084 | 15.4145 | 15.369 | 11.7475 | 38.795 | 45.6613 | 25.6479 | 40.3571
North Coast | SANTA ROSA A 110432180 | 4230 | 150 | 295.206 | 241 | 347.1237 | 33 | 8.4293e-05 | 104.1447 | 5.5908 | 0.0045858 | 0.0003247 | 0.62241 | 0.85043 | {B37312AE-80D7-4090-A893-C81D3025336C} | 42151104 | SANTA ROSA A 1104 | 32180 | 38.4782 | -122.679 | 77 | 137 | 11548.8893 |  | 3870.5139 |  | 7678.3754 | 3607.4547 | 7520.1905 | 0.010715 | 0.0027817 | 1053 | 6.0547 | 16.2428 | 2.8235 | 1.3602 | 4.4834 | -0.99348 | 0.042353 | 0.0069343 | 2.5805 | 295.0727 | 33.4612 | 30.0886 | 0.88685 | 15.2105 | 17.0202 | 14.8209 | 56.1% | 58% | 36.9% | 44.5% | 50.5% | 38.2% | 0.2824 | 0.031961 | 4.5 | 21.2432 | 2.8039 | 4.7255 | 10.7124 | 8.6185 | 1.8485 | 3.4781 | 15.1717 | 9.6348 | 9.9458 | 6.0212 | 51.623 | 76.9356 | 43.1883 | 72.7918
Bay Area | TASSAJARA 210883368 | 2928 | 5 | 13.5233 | 11 | 17.1352 | 3 | 0.00012658 | 0.037818 | 3.2681 | 4.7868e-06 | 0.00032435 | 0.45455 | 0.78921 | {F3272220-83F6-47EF-AA10-7270133DA2ED} | 14662108 | TASSAJARA 2108 | 83368 | 37.8375 | -122.0229 | 182 | 453 | 28840.8303 |  | 8729.1235 |  | 20111.7068 | 128.9574 | 825.602 | 0.00097304 | 0.00037973 | 1054 | 6.0875 | 17.3334 | 3 | 3.4837 | 7.3821 | -0.54354 | 0.063333 | 0.0066356 | 1.6182 | 295.8346 | 37.1839 | 33.8978 | 1.0283 | 14.6592 | 16.043 | 14.0782 | 90% | 71.5% | 91.3% | 83.8% | 75.1% | 27% | 0.20976 | 0.086667 | 6.3333 | 22 | 0.30667 | 3.6667 | 7.6629 | 7.2034 | 2.1252 | 3.7648 | 14.1566 | 9.4822 | 9.9643 | 6.1341 | 49.3237 | 72.9028 | 46.244 | 73.3166
North Valley | OREGON TRAIL 11041574 | 1601 | 586 | 1210.4183 | 2025 | 1649.1699 | 235 | 8.4665e-05 | 1875.0182 | 49.9714 | 0.15384 | 0.0020852 | 0.28938 | 0.73396 | {EE491565-D605-44EC-BC24-016AA03F899F} | 103521104 | OREGON TRAIL 1104 | 1574 | 40.5886 | -122.2985 | 351 | 408 | 53022.1611 | 32.9465 | 30217.5794 | 18.7764 | 22804.5817 | 26331.2246 | 19714.3262 | 0.49001 | 0.019896 | 169 | 2.558 | 7.3271 | 2 | 2.075 | 7.3277 | 0.19257 | 0.012929 | 0.0059295 | 2.8158 | 298.0943 | 47.0073 | 34.8238 | 1.5735 | 12.3666 | 14.5643 | 2.5124 | 87% | 89.6% | 68.5% | 36.1% | 82.7% | 58.7% | 0.11841 | 0.0077045 | 2.2351 | 16.6947 | 3.857 | 5.343 | 10.9254 | 8.2412 | 2.8701 | 4.8108 | 11.7406 | 5.6568 | 7.4084 | 4.413 | 63.5364 | 86.1742 | 59.0622 | 92.4701
North Valley | WYANDOTTE 110932586 | 9283 | 9 | 21.4164 | 92 | 48.5797 | 19 | 4.608e-05 | 293.4041 | 22.1222 | 0.013208 | 0.00032385 | 0.097826 | 0.44085 | {81BB6A5C-2DB9-49AA-A7A4-75F68838201B} | 102911109 | WYANDOTTE 1109 | 32586 | 39.4631 | -121.5149 | 22 | 6 | 2721.7238 |  | 2438.1505 |  | 283.5734 | 2312.4178 | 283.5734 | 0.0061531 | 0.00087552 | 1056 | 1.1046 | 3.0071 | 2 | 2.6136 | 7.6784 | 1.5224 | 0.013462 | 0.0065164 | 2.1534 | 297.9377 | 45.402 | 32.0823 | 1.3872 | 12.8488 | 14.5099 | 4.4272 | 50% | 65.1% | 37% | 4% | 56.1% | 82.1% | 0.037298 | 0.072692 | 1.6429 | 11.1429 | 1.5669 | 3.5385 | 10.5591 | 7.3318 | 2.6332 | 4.2602 | 11.9466 | 6.3785 | 8.3479 | 4.4109 | 50.6904 | 85.4194 | 56.8636 | 89.1768
Central Coast | LOS GATOS 1106LB48 | 4990 | 1607 | 2516.6543 | 3141 | 3406.316 | 239 | 6.5347e-05 | 0.037864 | 2.4947 | 2.4745e-06 | 0.00011116 | 0.51162 | 0.73882 | {ED4FFAA8-32ED-4B25-8B3D-9D1525DB179F} | 82021106 | LOS GATOS 1106 | LB48 | 37.19 | -121.9942 | 220 | 140 | 35690.519 | 22.1771 | 23832.8123 | 14.8091 | 11857.7067 | 23832.8123 | 11857.7067 | 0.026566 | 0.015618 | 1806 | 9.4473 | 20.184 | 3 | 2.0653 | 5.6625 | 2.255 | 0.066837 | 0.0066082 | 3.0876 | 293.7942 | 40.9733 | 35.5093 | 0.9502 | 13.4634 | 15.217 | 0.75343 | 55.9% | 45.2% | 73.3% | 82.6% | 43% | 15.8% | 0.10229 | 0.12931 | 1.9202 | 13.3191 | 0.91608 | 9.4608 | 10.2264 | 8.5868 | 1.8431 | 3.565 | 13.0299 | 7.8617 | 8.1471 | 4.7356 | 56.8394 | 80.9447 | 51.7794 | 82.9117
Sierra | PENRYN 1107346 | 3501 | 1086 | 1804.1544 | 2782 | 2508.6318 | 210 | 8.9016e-05 | 95.0336 | 11.7022 | 0.0089565 | 0.00057984 | 0.39037 | 0.71918 | {CD96B61F-E4EC-4F93-8ED7-3657DC7B6074} | 152561107 | PENRYN 1107 | 346 | 38.8253 | -121.1633 | 616 | 563 | 71444.504 | 44.3937 | 40334.4226 | 25.0627 | 31110.0815 | 22020.6709 | 13346.9322 | 0.12177 | 0.018693 | 694 | 2.9901 | 8.3159 | 2 | 2.3374 | 6.2643 | 0.23466 | 0.043507 | 0.006523 | 2.0836 | 297.1064 | 44.062 | 31.325 | 1.2909 | 13.185 | 14.6833 | 2.0391 | 53.9% | 41.8% | 61.7% | 33.7% | 50.2% | 90.2% | 0.054179 | 0.034407 | 1.8551 | 14.6224 | 2.2681 | 4.1911 | 8.5073 | 6.7881 | 2.4895 | 4.2557 | 12.4667 | 6.146 | 8.3809 | 4.0756 | 51.424 | 92.6887 | 55.3127 | 91.403
North Coast | MONTE RIO 1112circuit_breaker | 438 | 225 | 358.7378 | 524 | 517.5132 | 52 | 0.00017463 | 0.037818 | 2.3323 | 6.604e-06 | 0.00032218 | 0.42939 | 0.6932 | {78AB2FDD-E1CA-4DC9-8362-0759A43BD212} | 42811112 | MONTE RIO 1112 | circuit_breaker | 38.4712 | -123.0121 | 104 | 455 | 23206.52 |  | 5973.9084 |  | 17232.6116 | 5973.9084 | 17232.6116 | 0.016753 | 0.0090806 | 1059 | 21.472 | 58.1268 | 3 | 1.9715 | 5.4783 | -6.3369 | 0.10549 | 0.0071432 | 3.4852 | 294.8293 | 23.2042 | 23.5702 | 0.7513 | 17.9474 | 20.0241 | 2.0347 | 56% | 31% | 88.9% | 98.5% | 25.8% | 81.7% | 0.39005 | 0.093903 | 8.8305 | 19.9322 | 0.50718 | 7.3803 | 10.8859 | 8.926 | 1.7608 | 2.8952 | 16.714 | 14.1419 | 13.1039 | 11.1131 | 43.4864 | 50.3743 | 35.3997 | 45.7358
Central Valley | COARSEGOLD 21045310 | 2021 | 158 | 298.3403 | 873 | 546.1232 | 225 | 3.8665e-05 | 3757.2436 | 120.4406 | 0.14121 | 0.0020114 | 0.18099 | 0.54629 | {43911212-3F90-4E9E-B3C9-DFE000FE6625} | 254432104 | COARSEGOLD 2104 | 5310 | 37.2286 | -119.7102 | 271 | 269 | 53194.7871 | 33.0538 | 28358.0547 | 17.6209 | 24836.7324 | 28358.0547 | 24836.7324 | 0.45257 | 0.0086997 | 177 | 1.6194 | 5.6614 | 2 | 2.1147 | 4.9844 | 0.63347 | 0.0075269 | 0.0063274 | 1.7897 | 297.3202 | 47.462 | 32.5715 | 1.3638 | 12.3632 | 13.6735 | 0.89339 | 91.6% | 96.3% | 39.7% | 28.8% | 73.4% | 56.1% | 0.06013 | 0.015226 | 1.8737 | 17.0205 | 0.67966 | 1.8774 | 7.8855 | 7.172 | 2.434 | 3.8652 | 11.7092 | 6.8956 | 7.4739 | 4.4976 | 45.0376 | 70.0762 | 60.3924 | 86.4403
Central Valley | CURTIS 17026008 | 3408 | 796 | 1105.5896 | 3035 | 2164.5945 | 230 | 5.399e-05 | 17.0647 | 32.0633 | 0.00084921 | 0.00080747 | 0.26227 | 0.51076 | {EC5957DB-4019-4BE8-BED9-1CDB082F6FD9} | 163351702 | CURTIS 1702 | 6008 | 38.0085 | -120.3034 | 246 | 315 | 53229.4153 | 33.0753 | 28195.182 | 17.5197 | 25034.2333 | 28195.182 | 25034.2333 | 0.18572 | 0.012418 | 501 | 7.4295 | 17.4188 | 2.4802 | 2.2834 | 5.5982 | 0.13866 | 0.06317 | 0.0053446 | 2.5659 | 294.8255 | 49.8152 | 36.5475 | 1.2573 | 11.7082 | 13.4017 | 1.0984 | 77.4% | 75.4% | 59.4% | 76.1% | 40.8% | 41% | 0.055754 | 0.13608 | 2.2798 | 16.7325 | 3.7162 | 7.0746 | 11.2056 | 8.1553 | 2.0987 | 3.7034 | 11.3039 | 5.8472 | 7.1829 | 3.8963 | 56.0429 | 87.1934 | 61.5197 | 93.8477
Central Coast | BIG BASIN 11015028 | 463 | 640 | 1109.1287 | 1292 | 1481.8202 | 73 | 0.00017698 | 0.037818 | 3.1733 | 6.6928e-06 | 0.00032122 | 0.49536 | 0.74849 | {2110F054-7B33-4168-8EE0-C9A95CFC1232} | 82841101 | BIG BASIN 1101 | 5028 | 37.1284 | -122.1222 | 119 | 338 | 25127.7627 |  | 7931.4866 |  | 17196.2761 | 7931.4866 | 17196.2761 | 0.023449 | 0.012919 | 1062 | 8.4965 | 20.6759 | 3 | 1.7991 | 4.4113 | 1.4035 | 0.11495 | 0.0068694 | 3.5645 | 295.9254 | 32.3318 | 31.0421 | 0.95169 | 15.7843 | 17.662 | 3.3852 | 81% | 50.3% | 95.6% | 85% | 44% | 65% | 0.16801 | 0.038454 | 5.75 | 21.1184 | 1.7896 | 13.3196 | 10.3392 | 8.9 | 1.8781 | 3.5457 | 15.3825 | 10.7277 | 10.1836 | 6.7802 | 53.6542 | 69.4628 | 42.7516 | 67.1489
North Coast | RINCON 1101circuit_breaker | 4442 | 96 | 150.4368 | 207 | 220.6291 | 26 | 6.1939e-05 | 21.6647 | 9.8824 | 0.0010752 | 0.00032071 | 0.46377 | 0.68185 | {F102360D-42FF-446F-88B4-F431C95B2DC4} | 43321101 | RINCON 1101 | circuit_breaker | 38.4899 | -122.6659 | 152 | 340 | 23865.1212 |  | 7751.5983 |  | 16113.5229 | 2521.3047 | 4573.7389 | 0.0083385 | 0.0016104 | 1063 | 3.7212 | 10.2965 | 2.1489 | 1.522 | 4.8104 | -1.2541 | 0.040851 | 0.0069077 | 2.8877 | 294.7794 | 35.0839 | 30.8646 | 0.90558 | 14.8246 | 16.7158 | 14.5618 | 55.8% | 72.8% | 12.8% | 21.7% | 52.7% | 32.3% | 0.2648 | 0.035745 | 3.9667 | 20.8667 | 1.5396 | 4.4043 | 10.5437 | 8.164 | 1.8428 | 3.5589 | 14.7494 | 8.9933 | 9.2146 | 5.4537 | 52.4953 | 77.7863 | 45.8735 | 76.5809
Sierra | CLARKSVILLE 2104circuit_breaker | 6626 | 69 | 115.5703 | 163 | 147.8983 | 36 | 4.2108e-05 | 898.4786 | 25.4716 | 0.031562 | 0.00032044 | 0.42331 | 0.78142 | {24BA7214-EA0E-4940-8D9A-B12BFFD010BB} | 153612104 | CLARKSVILLE 2104 | circuit_breaker | 38.6558 | -121.0597 | 166 | 75 | 21215.497 |  | 16768.2889 |  | 4447.208 | 14071.4401 | 3833.106 | 0.011536 | 0.0015159 | 1064 | 0.74506 | 2.8671 | 2 | 2.5931 | 6.4558 | 0.65333 | 0.0057895 | 0.006222 | 2.2877 | 296.9502 | 46.3329 | 33.064 | 1.3199 | 12.578 | 14.1754 | 11.2036 | 37.1% | 69.3% | 14.4% | 2.7% | 72.7% | 72.9% | 0.095127 | 0.013392 | 1.5545 | 13.0818 | 0.97977 | 0.95322 | 7.643 | 5.7788 | 2.4145 | 4.1519 | 12.8224 | 6.5545 | 8.6041 | 4.3531 | 49.9949 | 79.9188 | 54.4637 | 88.8486
North Valley | BUCKS CREEK 1102circuit_breaker | 8636 | 440 | 566.7116 | 1157 | 908.1866 | 202 | 2.3751e-05 | 0.38358 | 1.1797 | 8.0086e-06 | 3.2169e-05 | 0.38029 | 0.624 | {777DE2C4-ED25-41C9-82DD-E42386BC34EE} | 102211102 | BUCKS CREEK 1102 | circuit_breaker | 39.9115 | -121.327 | 159 | 174 | 53280.1728 | 33.1068 | 47507.7824 | 29.52 | 5772.3904 | 47507.7824 | 5772.3904 | 0.0064982 | 0.0047978 | 2484 | 9.4538 | 26.0593 | 2.2631 | 2.6581 | 6.8555 | -7.5054 | 0.028954 | 0.0047089 | 3.596 | 292.1585 | 46.7399 | 38.2356 | 1.1005 | 11.9824 | 14.2626 | 0.73577 | 14.5% | 12.2% | 16.8% | 93.6% | 22.3% | 26.9% | 0.17141 | 0.057939 | 2.1338 | 14.5669 | 0.61577 | 1.9511 | 14.7514 | 11.6569 | 1.9424 | 3.3995 | 12.6319 | 5.6558 | 7.5164 | 4.3106 | 67.5789 | 114.8324 | 54.732 | 93.262
Central Valley | CORRAL 1102circuit_breaker | 1329 | 128 | 296.339 | 560 | 439.5576 | 148 | 3.9101e-05 | 2310.1686 | 27.6516 | 0.077436 | 0.00050179 | 0.22857 | 0.67418 | {A70761E3-E888-44FB-B083-651B5C823F25} | 162991102 | CORRAL 1102 | circuit_breaker | 38.1015 | -120.9263 | 348 | 455 | 53371.3284 | 33.1635 | 34251.1303 | 21.2827 | 19120.1981 | 25529.3697 | 15812.1298 | 0.074265 | 0.0057869 | 802 | 0.79313 | 2.871 | 2 | 1.9437 | 6.1085 | -0.6769 | 0.019814 | 0.0064979 | 1.3607 | 297.8073 | 43.0104 | 31.7368 | 1.3059 | 13.6016 | 14.8633 | 1.5689 | 63.9% | 72.9% | 40.1% | 9.5% | 58.8% | 95.3% | 0.15212 | 0.023839 | 2.561 | 17.2593 | 1.3863 | 1.7337 | 11.1948 | 8.0115 | 2.4286 | 3.875 | 12.9678 | 7.7341 | 9.6501 | 5.334 | 48.1738 | 67.0899 | 52.9968 | 79.4022
North Coast | KONOCTI 1102716 | 7563 | 734 | 1175.0275 | 1110 | 1303.9167 | 138 | 9.5257e-05 | 36.0831 | 3.128 | 0.0032477 | 0.00020825 | 0.66126 | 0.90115 | {D5E7700A-E368-40EA-8C45-A0E9AA2F6F54} | 43311102 | KONOCTI 1102 | 716 | 38.924 | -122.7205 | 127 | 69 | 37440.2847 | 23.2644 | 27418.9124 | 17.0374 | 10021.3723 | 21759.5686 | 5163.8409 | 0.028738 | 0.013146 | 1387 | 3.6711 | 9.1104 | 2.3721 | 2.9653 | 7.5019 | -2.427 | 0.017674 | 0.0060414 | 2.4327 | 296.0723 | 43.9359 | 34.1101 | 1.2499 | 13.2162 | 14.9044 | 0.52804 | 41.3% | 37% | 48.8% | 15.9% | 96.4% | 4.8% | 0.16923 | 0.031163 | 1.3462 | 11.8077 | 4.7926 | 3.6877 | 9.7919 | 7.2421 | 2.318 | 4.1467 | 13.175 | 6.7909 | 7.8014 | 4.2082 | 55.505 | 83.4599 | 52.5562 | 87.5599
North Valley | COTTONWOOD 110335470 | 2512 | 90 | 124.4965 | 305 | 185.4658 | 93 | 4.4203e-05 | 516.6926 | 23.2965 | 0.025252 | 0.00031671 | 0.29508 | 0.67126 | {E7F7F25C-AE9C-459D-9EB5-32BCE8602EF6} | 102931103 | COTTONWOOD 1103 | 35470 | 40.3732 | -122.2826 | 308 | 113 | 43306.9123 |  | 40111.3744 |  | 3195.5379 | 31917.2696 | 2830.0893 | 0.029454 | 0.0041109 | 1068 | 1.0995 | 3.7244 | 2 | 2.596 | 9.0384 | 1.0192 | 0.0035246 | 0.0058733 | 2.0451 | 298.0277 | 48.3733 | 36.9976 | 1.5443 | 12.1573 | 14.0031 | 1.2638 | 49.7% | 67.5% | 34.4% | 9.2% | 75.1% | 42.5% | 0.13516 | 0.0060383 | 2.4029 | 10.8633 | 0.88822 | 0.83333 | 12.8644 | 9.3187 | 2.8786 | 4.7148 | 11.1808 | 6.0513 | 7.2944 | 4.6503 | 71.8033 | 89.2948 | 61.603 | 90.5283
Sierra | GRASS VALLEY 11031700 | 4687 | 970 | 1509.1813 | 2313 | 2189.9717 | 296 | 8.8613e-05 | 10.1615 | 18.8386 | 0.00069654 | 0.00090739 | 0.41937 | 0.68913 | {C9DADD85-14AA-43BF-A515-5A40BF95056F} | 152031103 | GRASS VALLEY 1103 | 1700 | 39.2032 | -121.0791 | 397 | 467 | 63950.989 | 39.7374 | 34998.208 | 21.7469 | 28952.7811 | 34777.5165 | 28952.7811 | 0.26859 | 0.02623 | 452 | 4.2761 | 13.5472 | 2 | 2.2705 | 6.2669 | 0.61769 | 0.035077 | 0.005667 | 3.6249 | 294.5108 | 44.2831 | 31.547 | 1.1357 | 12.8385 | 14.8873 | 2.6529 | 67.6% | 61% | 61.2% | 58.8% | 12% | 82.4% | 0.05833 | 0.083434 | 2.1415 | 16.4244 | 4.5489 | 7.9884 | 7.9211 | 6.4771 | 2.2629 | 4.0338 | 12.6032 | 5.6375 | 8.0796 | 3.9166 | 55.7515 | 92.5788 | 54.4726 | 94.0477
Central Valley | CURTIS 1702S2123 | 7396 | 165 | 235.4588 | 446 | 361.5795 | 23 | 8.5049e-05 | 0.037818 | 8.201 | 3.2164e-06 | 0.0003165 | 0.36996 | 0.6512 | {90FD8044-FB92-466A-9C47-A3D72A063397} | 163351702 | CURTIS 1702 | S2123 | 38.0176 | -120.2696 | 52 | 203 | 12796.176 |  | 2995.553 |  | 9800.623 | 2995.553 | 9800.623 | 0.0072795 | 0.0019561 | 1070 | 8.8794 | 18.7276 | 3 | 2.2144 | 5.0571 | -5.1853 | 0.14278 | 0.0052933 | 2.6529 | 294.6054 | 49.9147 | 35.6816 | 1.2448 | 11.6063 | 13.3498 | 4.1498 | 54.5% | 38.4% | 82.9% | 80% | 36.4% | 37.7% | 0.1876 | 0.13562 | 6.2188 | 22 | 10.215 | 12.3889 | 10.6993 | 7.8296 | 2.0705 | 3.665 | 11.1581 | 5.8513 | 7.0787 | 3.874 | 55.2736 | 84.3869 | 62.2375 | 93.7391
Bay Area | PUEBLO 2102792 | 2629 | 1148 | 1501.0285 | 2640 | 2381.5476 | 235 | 0.00011447 | 0.10569 | 12.2725 | 1.1582e-05 | 0.00075996 | 0.43485 | 0.63027 | {EBBE0A29-2908-46ED-BB26-43BABD7BEC2A} | 43292102 | PUEBLO 2102 | 792 | 38.433 | -122.4021 | 221 | 193 | 53493.2008 | 33.2392 | 33531.1108 | 20.8353 | 19962.09 | 30375.5803 | 19611.8188 | 0.17859 | 0.026902 | 543 | 7.6744 | 15.7352 | 3 | 2.1675 | 5.8662 | -4.4939 | 0.054053 | 0.006503 | 2.794 | 295.5092 | 37.1032 | 31.0112 | 1.0337 | 14.5235 | 16.2611 | 0.21908 | 98.4% | 92.7% | 87.3% | 75% | 75.7% | 25.2% | 0.11626 | 0.03665 | 1.5126 | 14.9705 | 1.728 | 5.4321 | 8.8092 | 6.7379 | 1.9922 | 3.647 | 14.5353 | 9.0461 | 9.6432 | 5.9639 | 47.3847 | 70.4322 | 45.4789 | 75.3395
North Valley | CORNING 110185152 | 84 | 324 | 687.56 | 1259 | 926.3707 | 317 | 4.5413e-05 | 331.1448 | 12.6563 | 0.014661 | 0.00029336 | 0.25735 | 0.74221 | {789DE4DB-ACCC-46BB-B059-D9142CE79F75} | 103331101 | CORNING 1101 | 85152 | 40.0157 | -122.4005 | 378 | 617 | 53501.6144 | 33.2444 | 37238.3316 | 23.1389 | 16263.2828 | 37238.3316 | 16263.2828 | 0.092996 | 0.014396 | 1124 | 1.5507 | 4.7543 | 2 | 3.3231 | 9.8862 | 1.4604 | 0.011423 | 0.0062352 | 1.7018 | 298.1107 | 48.9492 | 39.1829 | 1.5384 | 12.235 | 13.8132 | 2.8028 | 47.1% | 52.2% | 35.8% | 17.6% | 74.3% | 48.3% | 0.17907 | 0.0075584 | 2.6477 | 17.533 | 1.8129 | 2.673 | 13.4697 | 9.8238 | 2.9573 | 4.7537 | 10.9585 | 6.0259 | 7.2156 | 4.5586 | 77.8428 | 98.4434 | 62.9518 | 90.7129
Sierra | HIGGINS 11041006 | 4334 | 628 | 880.8871 | 1454 | 1255.8539 | 154 | 8.844e-05 | 0.041026 | 16.9691 | 3.6207e-06 | 0.00060581 | 0.43191 | 0.70142 | {6831EC63-2DE1-4FA9-8E52-ECEB96F95CDF} | 152691104 | HIGGINS 1104 | 1006 | 39.0996 | -121.05 | 536 | 1004 | 82584.6846 | 51.3159 | 32162.0329 | 19.9846 | 50422.6517 | 16662.2327 | 19291.7254 | 0.093295 | 0.01362 | 663 | 6.5414 | 13.771 | 2 | 1.9418 | 5.5971 | -2.0493 | 0.066087 | 0.0055395 | 3.3955 | 295.1325 | 46.6274 | 32.6932 | 1.2207 | 12.362 | 14.3439 | 3.4789 | 55.6% | 57.2% | 60.7% | 61.5% | 27.1% | 54.1% | 0.097387 | 0.027377 | 1.6654 | 15.2953 | 2.5955 | 2.198 | 8.0759 | 6.1775 | 2.3507 | 4.0955 | 12.9841 | 6.6343 | 8.9156 | 4.461 | 52.5532 | 81.1056 | 53.9487 | 87.9674
Sierra | BANGOR 110182350 | 4384 | 210 | 481.0276 | 1503 | 914.682 | 241 | 8.7854e-05 | 723.3458 | 29.7714 | 0.066528 | 0.0012256 | 0.13972 | 0.5259 | {61206052-9537-4FFD-A305-D8F681D781BF} | 103191101 | BANGOR 1101 | 82350 | 39.3222 | -121.3949 | 395 | 336 | 62243.5619 | 38.6765 | 35380.8633 | 21.9847 | 26862.6986 | 30346.6456 | 20482.9611 | 0.29538 | 0.021173 | 314 | 3.3359 | 8.1507 | 2 | 2.7327 | 7.4125 | 0.21 | 0.016848 | 0.0065889 | 2.1898 | 297.6884 | 45.6726 | 32.7444 | 1.3781 | 12.8333 | 14.466 | 0.90936 | 75.4% | 74.1% | 60.5% | 31.5% | 96.6% | 82.2% | 0.0043405 | 0.034266 | 1.8209 | 14.1194 | 4.774 | 5.3494 | 8.6668 | 7.0336 | 2.2806 | 3.9783 | 12.7942 | 5.9673 | 8.494 | 4.0472 | 54.0673 | 95.186 | 53.3044 | 92.4412
North Coast | GEYSERVILLE 110289714 | 2142 | 307 | 389.1216 | 642 | 580.2485 | 47 | 0.00012058 | 1.376 | 4.3007 | 0.00015232 | 0.00031261 | 0.47819 | 0.67061 | {0D0AF9DD-E748-4197-8438-68854D1A85E5} | 42891102 | GEYSERVILLE 1102 | 89714 | 38.7078 | -122.9013 | 180 | 137 | 28976.2143 |  | 20357.282 |  | 8618.9323 | 4342.1142 | 2058.7258 | 0.014693 | 0.0056672 | 1075 | 8.9159 | 17.6153 | 2 | 2.0455 | 5.8032 | -0.63328 | 0.060541 | 0.0066429 | 2.7479 | 296.5824 | 35.2865 | 33.2896 | 1.0747 | 14.9452 | 16.8291 | 5.8988 | 54.9% | 48.2% | 67.7% | 48.8% | 69.6% | 34.1% | 0.15947 | 0.038784 | 1.5263 | 14.8421 | 2.3299 | 8.6757 | 11.1923 | 9.2903 | 2.2638 | 3.8082 | 14.5113 | 9.6817 | 9.1458 | 6.1256 | 56.965 | 82.057 | 46.1188 | 71.2066
Central Coast | BIG BASIN 1101circuit_breaker | 3057 | 499 | 823.6806 | 930 | 1101.6658 | 84 | 0.00011524 | 0.037818 | 4.6759 | 4.3582e-06 | 0.00031148 | 0.53656 | 0.74767 | {94CF54F7-C6CD-4453-B5AE-8C10C6BEE2CA} | 82841101 | BIG BASIN 1101 | circuit_breaker | 37.131 | -122.1722 | 77 | 65 | 14048.1866 |  | 7584.3674 |  | 6463.8192 | 7584.3674 | 6463.8192 | 0.026165 | 0.0096804 | 1076 | 7.7225 | 21.0425 | 3 | 2.3595 | 6.4138 | 4.0484 | 0.064167 | 0.006472 | 4.9917 | 294.17 | 38.9062 | 35.9131 | 0.99023 | 13.9409 | 16.041 | 0.15133 | 80.6% | 62.1% | 86.8% | 86.3% | 57.9% | 26.6% | 0.072422 | 0.047153 | 2.0758 | 15.3182 | 1.2448 | 7.75 | 10.7236 | 9.2575 | 1.7989 | 3.5317 | 14.1538 | 8.2692 | 9.2307 | 5.8427 | 57.6945 | 84.5757 | 47.5342 | 77.5867
North Coast | FORT BRAGG A 11044690 | 1816 | 1556 | 2331.4421 | 1986 | 2525.799 | 181 | 8.7089e-05 | 0.037818 | 3.7588 | 3.2935e-06 | 0.00020159 | 0.78348 | 0.92305 | {9AB01B94-B2A5-4A8A-9109-9F42C093DB3E} | 42761104 | FORT BRAGG A 1104 | 4690 | 39.4417 | -123.7902 | 290 | 494 | 42832.0952 | 26.6147 | 23032.9774 | 14.3121 | 19799.1178 | 18031.2616 | 11461.9409 | 0.036487 | 0.015763 | 1404 | 14.363 | 29.3515 | 2 | 2.1019 | 5.7831 | 1.868 | 0.057412 | 0.0070065 | 3.0643 | 290.0876 | 16.9365 | 19.1799 | 0.39794 | 19.6165 | 22.0786 | 6.1213 | 41% | 43.8% | 40.4% | 84% | 4.4% | 98.6% | 0.092828 | 0.088451 | 2.8935 | 18.1361 | 0.486 | 7.7882 | 12.3157 | 9.8881 | 1.2715 | 1.9845 | 19.2835 | 15.44 | 15.145 | 11.4771 | 38.5784 | 45.6213 | 25.8878 | 40.6991
Central Coast | PAUL SWEET 210612828 | 227 | 41 | 77.5279 | 171 | 151.1271 | 16 | 3.8434e-05 | 0.037818 | 12.1741 | 1.4535e-06 | 0.00031059 | 0.23977 | 0.513 | {35A821AF-CADB-4929-9F1D-038A70D8EFD3} | 83252106 | PAUL SWEET 2106 | 12828 | 36.9874 | -121.949 | 156 | 462 | 28182.328 |  | 8000.0514 |  | 20182.2766 | 1804.684 | 3092.1649 | 0.0049694 | 0.00061495 | 1078 | 3.7408 | 11.5498 | 2.0323 | 1.5418 | 4.1825 | 0.82089 | 0.026129 | 0.0072564 | 1.8522 | 293.9927 | 29.7431 | 23.7605 | 0.69121 | 16.2073 | 17.6736 | 26.3121 | 80.4% | 86% | 44.7% | 58.1% | 16.5% | 77.3% | 0.29166 | 0.048387 | 3.4167 | 18.5 | 1.9452 | 5.5161 | 6.9341 | 6.3489 | 1.6709 | 3.0435 | 15.3204 | 11.9671 | 9.6202 | 7.3607 | 39.2549 | 48.4428 | 41.9176 | 61.5093
Bay Area | SILVERADO 2104632 | 5665 | 2167 | 3856.386 | 2800 | 4186.601 | 216 | 0.00014708 | 0.81147 | 2.8915 | 0.0001315 | 0.00032513 | 0.77393 | 0.92113 | {841AD544-FFC0-4D92-904D-46B27F7D9430} | 43432104 | SILVERADO 2104 | 632 | 38.574 | -122.4444 | 280 | 254 | 54137.9478 | 33.6398 | 30072.3446 | 18.6861 | 24065.6032 | 29545.0013 | 24010.4515 | 0.070229 | 0.03177 | 1052 | 8.7101 | 18.7499 | 3 | 2.7042 | 6.7916 | 1.0839 | 0.05792 | 0.0065963 | 2.7757 | 295.2515 | 38.3847 | 31.4103 | 1.0372 | 14.4646 | 16.2451 | 0.95421 | 90.2% | 69.3% | 96% | 88.7% | 76.2% | 22.9% | 0.20463 | 0.072164 | 1.928 | 15.1336 | 3.5614 | 5.8824 | 10.5445 | 8.0333 | 1.9987 | 3.4472 | 14.6895 | 7.6764 | 9.0113 | 4.9083 | 52.1442 | 84.554 | 45.757 | 81.9785
Central Coast | CARMEL 0402circuit_breaker | 7417 | 18 | 54.8667 | 45 | 71.9725 | 4 | 3.6525e-05 | 0.037818 | 7.8764 | 1.3813e-06 | 0.00031 | 0.4 | 0.76233 | {946D9301-8325-4649-B180-881E34272B41} | 182040402 | CARMEL 0402 | circuit_breaker | 36.5608 | -121.9196 | 64 | 193 | 7315.0099 |  | 2329.9611 |  | 4985.0488 | 461.4011 | 126.9579 | 0.00124 | 0.0001461 | 1080 | 7.4305 | 16.3949 | 2 | 2.1763 | 6.9374 | -4.3225 | 0.068 | 0.0073993 | 1.1491 | 291.5768 | 24.7893 | 24.3707 | 0.51616 | 17.2202 | 18.5016 | 13.7084 | 80.2% | 75.1% | 41% | 72.5% | 3.5% | 92.3% | 0.21552 | 0.044 | 1.6 | 14 | 5.09 | 9 | 11.1235 | 9.846 | 1.3922 | 2.0981 | 16.5658 | 15.0545 | 13.2918 | 12.9448 | 44.946 | 46.3648 | 32.1373 | 38.9343
North Coast | BIG RIVER 1101954 | 8429 | 1007 | 1534.414 | 1229 | 1648.4315 | 108 | 9.0061e-05 | 0.037818 | 3.5197 | 3.4059e-06 | 0.00019873 | 0.81937 | 0.93083 | {A36BE560-E1CB-4559-8E7E-01132EBA1D0A} | 43081101 | BIG RIVER 1101 | 954 | 39.363 | -123.8129 | 122 | 136 | 20965.4038 | 13.0273 | 13095.0592 | 8.1369 | 7870.3447 | 11972.4011 | 7353.557 | 0.021463 | 0.0097266 | 1414 | 11.4272 | 22.7788 | 2 | 2.6307 | 6.8549 | 1.163 | 0.048012 | 0.0069145 | 2.9979 | 290.1603 | 17.9328 | 20.1652 | 0.40717 | 19.2408 | 21.6658 | 1.5273 | 40.8% | 41.1% | 43.7% | 67.7% | 4.9% | 95.4% | 0.13784 | 0.091053 | 2.1619 | 16.5524 | 2.4904 | 7.1871 | 12.2706 | 10.08 | 1.2822 | 1.9006 | 18.6423 | 15.1249 | 15.0033 | 11.7823 | 40.6882 | 47.2049 | 27.4521 | 41.4296
Central Valley | FROGTOWN 17027108 | 5192 | 14 | 29.8119 | 260 | 94.8972 | 87 | 2.4863e-05 | 2124.1133 | 26.6392 | 0.050732 | 0.00030909 | 0.053846 | 0.31415 | {8E69B2F0-EC1C-4178-9E4E-64B5D7938362} | 163451702 | FROGTOWN 1702 | 7108 | 37.9743 | -120.6588 | 119 | 79 | 26985.9929 |  | 20569.8382 |  | 6416.1547 | 14176.7324 | 2638.8954 | 0.026891 | 0.0021631 | 1082 | 1.1099 | 3.5977 | 2 | 2.5122 | 5.8604 | 1.0879 | 0.011804 | 0.0062306 | 1.6668 | 297.5027 | 45.9913 | 35.7357 | 1.3533 | 12.8815 | 14.2955 | 0.72907 | 54.1% | 72.2% | 20.6% | 14.6% | 70.3% | 70.5% | 0.0018488 | 0.040061 | 1.4615 | 12.5769 | 0.1868 | 1.3402 | 11.6151 | 8.9213 | 2.408 | 4.0363 | 12.6796 | 7.0537 | 9.3556 | 4.7704 | 54.2021 | 81.4871 | 53.9087 | 85.3448
Central Valley | PEORIA 170587222 | 6047 | 158 | 324.9205 | 760 | 595.5779 | 65 | 9.9826e-05 | 0.038325 | 5.7726 | 3.8045e-06 | 0.00030886 | 0.20789 | 0.54555 | {08C43BB5-02C4-4FB7-9500-39371503D9F3} | 163781705 | PEORIA 1705 | 87222 | 37.9608 | -120.4061 | 115 | 224 | 18660.1903 |  | 8479.914 |  | 10180.2764 | 8240.0572 | 10111.1171 | 0.020076 | 0.0064887 | 1083 | 4.0171 | 10.3549 | 2 | 2.1047 | 5.3898 | -2.1176 | 0.045146 | 0.0061719 | 2.0681 | 296.5749 | 42.0894 | 33.3812 | 1.2157 | 13.7235 | 15.205 | 6.4213 | 53.9% | 26.7% | 90.5% | 54.1% | 27.3% | 99.6% | 0.29776 | 0.048489 | 4.4861 | 18.7361 | 4.1387 | 7.3786 | 10.9829 | 8.1229 | 2.0574 | 3.8408 | 13.5245 | 7.2585 | 9.4412 | 4.8244 | 47.5376 | 82.4139 | 50.5944 | 84.738
Sierra | NAPA 11121302 | 6642 | 18 | 22.9994 | 228 | 161.1974 | 11 | 7.0287e-05 | 5.7479 | 15.4911 | 0.00037679 | 0.00030861 | 0.078947 | 0.14268 | {605680BF-CE15-4E43-86C0-2D915CDAFCDB} | 42021112 | NAPA 1112 | 1302 | 38.2948 | -122.2444 | 378 | 504 | 64949.8628 |  | 35471.4937 |  | 29478.3691 | 14540.3445 | 6684.6247 | 0.0033947 | 0.00077316 | 1084 | 4.842 | 15.5444 | 2 | 2.8769 | 7.3264 | -0.43648 | 0.022243 | 0.0069217 | 1.8127 | 296.7053 | 39.875 | 33.3342 | 1.1126 | 13.9472 | 15.4091 | 2.7127 | 35.6% | 53.9% | 40.7% | 69% | 7.8% | 98.3% | 0.072729 | 0.043808 | 1.5 | 13.4324 | 0.985 | 4.1168 | 6.3961 | 6.1008 | 2.1409 | 3.8342 | 13.0139 | 8.7137 | 9.7572 | 5.5189 | 51.1308 | 70.8525 | 50.5845 | 77.0292
North Coast | NEWBURG 1133circuit_breaker | 5092 | 516 | 755.6849 | 634 | 807.8204 | 44 | 7.0112e-05 | 0.037943 | 10.2514 | 2.6606e-06 | 0.00030847 | 0.81388 | 0.93546 | {DD9AEFE6-8781-45D2-A01C-A8D7D2CCC603} | 192151133 | NEWBURG 1133 | circuit_breaker | 40.5946 | -124.1352 | 169 | 256 | 27275.3857 |  | 14787.4934 |  | 12487.8923 | 3484.7774 | 1516.747 | 0.013573 | 0.0030849 | 1085 | 18.4211 | 32.2716 | 2 | 2.2403 | 7.4679 | 2.8026 | 0.061346 | 0.00697 | 3.3563 | 290.2518 | 19.6584 | 22.6674 | 0.44919 | 18.169 | 21.1614 | 1.3787 | 54.8% | 74.2% | 20.6% | 88.6% | 7.7% | 87% | 0.059397 | 0.18308 | 2.4167 | 17.3333 | 0.17385 | 12.1923 | 13.2152 | 11.8118 | 1.3524 | 1.9648 | 18.9034 | 13.3506 | 13.4776 | 9.168 | 48.9282 | 64.3392 | 27.9553 | 50.31
North Valley | WYANDOTTE 110913052 | 2729 | 705 | 1609.2567 | 2024 | 2040.7334 | 240 | 4.4276e-05 | 812.2108 | 43.6809 | 0.032718 | 0.00082041 | 0.34832 | 0.78857 | {790FA841-FFAA-4636-AEC1-FF360B754DBB} | 102911109 | WYANDOTTE 1109 | 13052 | 39.459 | -121.5107 | 293 | 284 | 54400.5255 | 33.803 | 31567.9238 | 19.6154 | 22832.6017 | 31409.8673 | 22462.3373 | 0.1969 | 0.010626 | 489 | 0.97737 | 2.7837 | 2 | 2.6597 | 7.6173 | 1.2555 | 0.018913 | 0.0065236 | 2.2679 | 297.7133 | 45.2939 | 31.6939 | 1.3774 | 12.8689 | 14.5734 | 1.1571 | 69.1% | 86% | 34.7% | 2% | 53.2% | 82.9% | 0.042982 | 0.043166 | 1.8076 | 16.0852 | 2.889 | 4 | 10.0015 | 7.0699 | 2.6195 | 4.2606 | 12.0652 | 6.3179 | 8.3202 | 4.3437 | 50.1134 | 84.8614 | 56.7591 | 89.6826
Sierra | APPLE HILL 2102186912 | 3166 | 997 | 1551.3528 | 4843 | 3306.2222 | 680 | 8.7641e-05 | 23.3314 | 21.2453 | 0.0023352 | 0.00092562 | 0.20586 | 0.46922 | {FB182C0F-B71E-4B89-801E-E64DB8A5CDBB} | 153662102 | APPLE HILL 2102 | 186912 | 38.641 | -120.7043 | 717 | 789 | 138854.3015 | 86.2803 | 81658.6951 | 50.7405 | 57195.6064 | 78311.5629 | 56097.4344 | 0.62942 | 0.059596 | 444 | 4.606 | 12.2284 | 2 | 2.2461 | 6.2242 | 0.15631 | 0.044792 | 0.005786 | 2.8877 | 295.3581 | 45.6314 | 30.5098 | 1.215 | 12.6037 | 14.4462 | 0.84283 | 68.3% | 64.7% | 60.2% | 52.9% | 23.7% | 73.9% | 0.078561 | 0.025856 | 1.9297 | 15.9128 | 2.2301 | 2.698 | 9.1478 | 6.547 | 2.41 | 4.2387 | 12.4827 | 6.1751 | 8.5892 | 4.1996 | 54.8336 | 81.4951 | 55.5622 | 89.6419
Central Valley | MARIPOSA 2102440236 | 6934 | 60 | 105.9354 | 312 | 205.8421 | 56 | 7.3072e-05 | 375.6108 | 11.2868 | 0.023055 | 0.00030713 | 0.19231 | 0.51464 | {D55632F8-2CFE-45BD-8046-185433E1F9AE} | 254452102 | MARIPOSA 2102 | 440236 | 37.4867 | -119.9603 | 62 | 53 | 12924.3418 |  | 6819.7347 |  | 6104.6071 | 6786.4552 | 6040.5207 | 0.017199 | 0.004092 | 1088 | 2.2135 | 6.8152 | 2.5686 | 2.3083 | 5.2006 | -4.9754 | 0.010196 | 0.0058011 | 2.1378 | 296.5753 | 49.6872 | 32.0921 | 1.3462 | 11.8265 | 13.2459 | 2.3075 | 53.4% | 47.4% | 76.1% | 35.5% | 68.3% | 43.5% | 0.17575 | 0.04049 | 1.6863 | 15.3333 | 1.2215 | 3.0588 | 8.1587 | 6.9916 | 2.2856 | 3.7777 | 11.6141 | 6.4202 | 7.7108 | 4.3985 | 43.4006 | 67.8071 | 60.2637 | 89.315
Central Valley | STANISLAUS 17011812 | 2254 | 964 | 1332.7364 | 4090 | 2952.1584 | 316 | 0.0001336 | 0.037991 | 27.5119 | 5.0721e-06 | 0.0016951 | 0.2357 | 0.45144 | {34B1CFFF-1F43-44C3-AF15-E50BDC16F6A4} | 162821701 | STANISLAUS 1701 | 1812 | 38.183 | -120.3756 | 408 | 617 | 54617.4285 | 33.9378 | 31400.4893 | 19.5114 | 23216.9392 | 31400.4893 | 23216.9392 | 0.53564 | 0.042216 | 214 | 10.852 | 24.0253 | 2.9384 | 2.2281 | 5.4829 | -0.40043 | 0.062882 | 0.0057114 | 3.0042 | 294.0127 | 46.433 | 33.4285 | 1.1545 | 12.2753 | 14.0925 | 2.4346 | 89.8% | 72.6% | 96.9% | 87.8% | 13.1% | 52.5% | 0.10658 | 0.089521 | 3.3465 | 18.4224 | 4.7671 | 10.0739 | 13.8384 | 9.867 | 2.1139 | 3.3702 | 12.0264 | 6.2959 | 7.4084 | 4.2476 | 50.6972 | 75.6513 | 57.6599 | 89.9412
Central Valley | MARIPOSA 210190180 | 2372 | 19 | 32.8272 | 156 | 88.8511 | 46 | 4.1417e-05 | 11.1549 | 17.0744 | 0.00048947 | 0.00030648 | 0.12179 | 0.36946 | {DD0025EB-B991-46AA-8D21-AE164B513DA5} | 254452101 | MARIPOSA 2101 | 90180 | 37.558 | -120.0133 | 56 | 53 | 13610.5644 |  | 7283.0829 |  | 6327.4815 | 7283.0829 | 6327.4815 | 0.014098 | 0.0019052 | 1090 | 2.686 | 7.3984 | 2 | 2.629 | 6.4584 | -0.65101 | 0.013876 | 0.0054893 | 2.2157 | 295.9608 | 51.6741 | 33.0559 | 1.3356 | 11.3586 | 12.7623 | 0.63407 | 53.2% | 60.5% | 42.1% | 38.6% | 66.5% | 27.9% | 0.022926 | 0.035504 | 1.6 | 16.4286 | 0.30395 | 1.2093 | 7.8262 | 6.7513 | 2.178 | 3.7167 | 11.2269 | 6.2726 | 7.6205 | 4.366 | 45.0921 | 69.9086 | 61.7386 | 90.1583
Central Valley | RACETRACK 1704circuit_breaker | 2159 | 246 | 452.0282 | 997 | 732.4069 | 207 | 4.7762e-05 | 1523.2391 | 41.9051 | 0.06526 | 0.0010598 | 0.24674 | 0.61718 | {128383E7-96CF-4707-8041-13E4B9B7C999} | 163761704 | RACETRACK 1704 | circuit_breaker | 37.9799 | -120.4138 | 257 | 254 | 54908.4625 | 34.1186 | 36598.3736 | 22.7412 | 18310.089 | 36598.3736 | 18310.089 | 0.21938 | 0.0098867 | 374 | 1.6877 | 5.0704 | 2 | 1.9901 | 5.4777 | 0.17971 | 0.011319 | 0.0061747 | 1.9765 | 297.3269 | 45.2142 | 34.9175 | 1.3364 | 13.001 | 14.4819 | 0.96739 | 83.1% | 80% | 52.3% | 24.4% | 66.7% | 76.5% | 0.031209 | 0.038189 | 1.7457 | 15.2474 | 1.0473 | 1.9626 | 11.1841 | 8.3097 | 2.3279 | 4.089 | 12.7088 | 6.8732 | 9.0851 | 4.7032 | 51.3026 | 84.0379 | 53.3973 | 86.7624
Central Coast | SANTA MARIA 1108M80 | 3525 | 342 | 653.0108 | 2032 | 1699.7896 | 344 | 5.3426e-05 | 122.0165 | 3.4676 | 0.0058127 | 0.00010629 | 0.16831 | 0.38417 | {D0FCA825-EE19-45C5-82C2-01947841A1DF} | 182671108 | SANTA MARIA 1108 | M80 | 35.0164 | -120.3591 | 470 | 429 | 137837.0158 | 85.6482 | 94108.6643 | 58.4766 | 43728.3514 | 94108.6643 | 43728.3514 | 0.036564 | 0.018379 | 1826 | 1.6196 | 4.7876 | 2.6174 | 2.5886 | 7.66 | -0.38991 | 0.021806 | 0.0068499 | 1.1323 | 298.2167 | 40.1936 | 35.9162 | 1.1875 | 14.0202 | 14.9171 | 0.49565 | 54.9% | 53.3% | 64.5% | 23.4% | 87.2% | 29.3% | 0.042472 | 0.031999 | 1.4793 | 13.9337 | 0.42166 | 1.4504 | 9.6996 | 9.2998 | 2.1625 | 4.1001 | 11.7529 | 9.8577 | 7.4128 | 6.5806 | 65.8412 | 72.7164 | 59.7594 | 70.7211
Central Coast | ROB ROY 210538430 | 2873 | 257 | 491.832 | 771 | 775.0296 | 63 | 4.6585e-05 | 0.037818 | 8.1878 | 1.7618e-06 | 0.00030493 | 0.33333 | 0.6346 | {337FC985-3DD3-4483-BEDA-15F859835747} | 83692105 | ROB ROY 2105 | 38430 | 36.9756 | -121.8885 | 481 | 1487 | 77980.3059 |  | 21756.9518 |  | 56223.3541 | 8878.6769 | 14071.5162 | 0.019211 | 0.0029349 | 1093 | 5.5865 | 14.8291 | 2.4082 | 1.6344 | 4.3103 | 1.9811 | 0.058571 | 0.0071064 | 1.732 | 294.2789 | 30.9846 | 24.7321 | 0.73218 | 15.9533 | 17.3707 | 26.6019 | 80% | 76.9% | 59.3% | 68.5% | 20.1% | 69.4% | 0.33638 | 0.1151 | 5.974 | 19.7162 | 2.206 | 7.8673 | 6.8925 | 6.3739 | 1.731 | 3.151 | 15.0525 | 11.5339 | 9.5076 | 7.0481 | 39.8095 | 50.2753 | 42.9016 | 63.7206
North Coast | COTATI 1102260 | 5725 | 98 | 321.1161 | 214 | 383.1083 | 24 | 5.9957e-05 | 1651.8846 | 14.3914 | 0.10202 | 0.00030465 | 0.45794 | 0.83819 | {7C56E936-196E-400D-91F9-D03DA82672AE} | 42271102 | COTATI 1102 | 260 | 38.314 | -122.6938 | 113 | 204 | 21926.0301 |  | 9537.0372 |  | 12388.9929 | 4171.7031 | 2862.4822 | 0.0073117 | 0.001439 | 1094 | 2.495 | 8.1741 | 2 | 2.1491 | 5.8769 | -0.1069 | 0.01931 | 0.0070851 | 2.117 | 295.1822 | 27.169 | 28.3007 | 0.78594 | 17.1611 | 18.7579 | 5.319 | 54.4% | 83.8% | 11.3% | 10.9% | 30% | 61.1% | 0.074689 | 0.032069 | 1.7895 | 15.3158 | 3.5957 | 3.6897 | 10.7852 | 9.234 | 1.6407 | 2.9982 | 16.2011 | 13.4759 | 13.2807 | 10.2744 | 50.1502 | 58.8105 | 36.1833 | 49.3775
North Valley | CLARK ROAD 11022584 | 258 | 52 | 76.488 | 188 | 110.3376 | 54 | 3.8029e-05 | 330.0702 | 14.2849 | 0.010197 | 0.00030454 | 0.2766 | 0.69322 | {CF12C406-6CA2-4C76-9872-006022544058} | 103091102 | CLARK ROAD 1102 | 2584 | 39.647 | -121.6345 | 98 | 69 | 21095.2204 |  | 15088.9555 |  | 6006.2649 | 13236.8465 | 5751.5685 | 0.016445 | 0.0020536 | 1095 | 1.4704 | 6.2626 | 2 | 2.3865 | 6.9781 | -0.4152 | 0.0098485 | 0.006598 | 2.0418 | 297.7819 | 45.2768 | 32.7546 | 1.3658 | 12.8833 | 14.5058 | 0.99046 | 49.1% | 55.2% | 28.3% | 28.6% | 50% | 83.8% | 0.032229 | 0.023889 | 1.3878 | 12.8469 | 1.0094 | 0.94949 | 10.8256 | 7.6758 | 2.6126 | 4.1889 | 12.2322 | 6.4076 | 8.3574 | 4.3855 | 53.311 | 91.7163 | 55.8521 | 89.5019
North Coast | ARCATA 11225384 | 413 | 3262 | 5341.9324 | 4181 | 5749.061 | 277 | 8.8906e-05 | 0.037818 | 3.6493 | 3.3622e-06 | 0.00019369 | 0.7802 | 0.92918 | {F8ACD64A-30F6-4E37-A172-24BA9176BE45} | 192021122 | ARCATA 1122 | 5384 | 40.8273 | -124.0389 | 315 | 391 | 57674.1355 | 35.8371 | 28119.8007 | 17.4729 | 29554.3348 | 24769.8423 | 26626.5889 | 0.053652 | 0.024627 | 1427 | 18.6371 | 33.5125 | 2 | 2.0938 | 8.2782 | 1.8063 | 0.0826 | 0.0065607 | 4.3391 | 291.3418 | 23.7779 | 24.3541 | 0.61836 | 16.9109 | 20.2547 | 0.34962 | 40.3% | 42.9% | 42.5% | 90.3% | 15.5% | 58.2% | 0.044397 | 0.1607 | 2.2518 | 16.9157 | 0.12326 | 9.8842 | 13.5767 | 10.9993 | 1.4765 | 2.388 | 17.9226 | 11.1855 | 11.9657 | 8.1106 | 48.3212 | 67.9435 | 32.2008 | 58.6279
Sierra | DOBBINS 11015202 | 3850 | 835 | 1245.3358 | 1883 | 1726.6519 | 204 | 8.7492e-05 | 0.39357 | 20.1547 | 2.8754e-05 | 0.00083471 | 0.44344 | 0.72124 | {65B27162-E2B7-4CEC-9138-2917B0C9553F} | 153741101 | DOBBINS 1101 | 5202 | 39.3396 | -121.1946 | 236 | 173 | 37629.3775 | 23.3819 | 27474.7329 | 17.072 | 10154.6446 | 26082.7071 | 7078.3099 | 0.17028 | 0.017848 | 483 | 4.7079 | 13.8528 | 2 | 2.5649 | 7.2405 | -0.030741 | 0.037528 | 0.0058576 | 3.4351 | 296.4369 | 47.2513 | 33.7041 | 1.3314 | 12.1343 | 14.1423 | 0.69043 | 66.1% | 62.7% | 60% | 62.2% | 82% | 37.3% | 0.12469 | 0.02847 | 1.8086 | 13.716 | 1.9297 | 3.2851 | 9.456 | 6.6022 | 2.4387 | 4.2378 | 13.9873 | 6.905 | 9.9761 | 4.7298 | 48.21 | 72.5737 | 48.6679 | 84.1274
North Valley | ELK CREEK 11012032 | 8921 | 70 | 141.3211 | 161 | 162.3206 | 56 | 8.1025e-05 | 14.5352 | 6.77 | 0.0012051 | 0.00030407 | 0.43478 | 0.87063 | {93B1D857-8A90-4B8A-BADD-0500DBB7E745} | 102781101 | ELK CREEK 1101 | 2032 | 39.3759 | -122.5504 | 65 | 55 | 19688.5308 |  | 15248.6713 |  | 4439.8595 | 13755.3854 | 4439.8595 | 0.017028 | 0.0045374 | 1098 | 1.4641 | 4.6223 | 2 | 2.5511 | 7.8608 | -0.05803 | 0.0076531 | 0.0058705 | 1.5739 | 297.3935 | 46.4155 | 31.6328 | 1.3989 | 12.9158 | 14.2895 | 0.99243 | 48.8% | 35.2% | 67.3% | 17.1% | 60.7% | 84.4% | 0.18453 | 0.0033673 | 1.5479 | 14.1644 | 0.87985 | 0.82143 | 8.0531 | 6.5059 | 2.5563 | 4.5228 | 12.9834 | 6.461 | 8.1057 | 4.4519 | 57.4399 | 83.2183 | 54.0358 | 89.1467
North Valley | PIT NO 5 11011660 | 2811 | 247 | 286.9266 | 457 | 378.2929 | 67 | 9.7452e-05 | 0.037818 | 5.7381 | 3.6854e-06 | 0.00030399 | 0.54048 | 0.75848 | {06EBCEE6-C636-4CF7-B3B5-D5C157499FDB} | 101321101 | PIT NO 5 1101 | 1660 | 40.9966 | -121.9188 | 76 | 69 | 10253.0692 |  | 7855.6791 |  | 2397.3901 | 7855.6791 | 2397.3901 | 0.020368 | 0.0065293 | 1099 | 9.9824 | 24.8257 | 2 | 1.9304 | 5.6635 | 0.35447 | 0.054592 | 0.0051395 | 5.0851 | 294.7327 | 42.5399 | 32.5741 | 1.2489 | 12.9935 | 15.8451 | 0.91218 | 48.6% | 32.8% | 74.9% | 92.2% | 32.7% | 87.3% | 0.048713 | 0.040715 | 2.5172 | 15.8276 | 4.8343 | 4.6633 | 8.9071 | 7.6347 | 2.283 | 3.9684 | 13.2299 | 6.0227 | 7.9431 | 4.5425 | 52.8784 | 88.4215 | 52.9389 | 91.5401
North Valley | BANGOR 11011958 | 1087 | 50 | 66.3468 | 160 | 108.3513 | 28 | 8.866e-05 | 33.1123 | 4.6434 | 0.0023179 | 0.00030388 | 0.3125 | 0.61233 | {4EADDDA4-9026-4CB9-B9C4-03D97B5E8FF0} | 103191101 | BANGOR 1101 | 1958 | 39.3568 | -121.3667 | 532 | 401 | 78091.4744 |  | 54026.2311 |  | 24065.2432 | 54026.2311 | 24065.2432 | 0.0085087 | 0.0024825 | 1100 | 3.2991 | 8.2017 | 2 | 2.8839 | 7.4279 | -0.2586 | 0.017936 | 0.0064491 | 2.5417 | 297.0932 | 45.9251 | 32.7134 | 1.3389 | 12.646 | 14.4222 | 0.9401 | 48.3% | 28.4% | 70.8% | 41.3% | 43.1% | 74% | 0.054179 | 0.034407 | 1.8551 | 14.6224 | 2.2681 | 4.1911 | 8.5073 | 6.7881 | 2.4895 | 4.2557 | 12.4667 | 6.146 | 8.3809 | 4.0756 | 51.424 | 92.6887 | 55.3127 | 91.403
Central Valley | PEORIA 170411232 | 6535 | 103 | 213.4043 | 432 | 310.2852 | 126 | 3.1769e-05 | 2826.1202 | 40.8341 | 0.088122 | 0.00063005 | 0.23843 | 0.68777 | {320BFDAF-F5A8-4096-BB62-ECF18634253B} | 163781704 | PEORIA 1704 | 11232 | 37.9376 | -120.6091 | 291 | 496 | 55130.4727 | 34.2566 | 27614.6759 | 17.159 | 27515.7968 | 19016.7925 | 17834.7804 | 0.079387 | 0.0040029 | 639 | 0.86723 | 3.0256 | 2 | 2.1698 | 5.6987 | 0.58408 | 0.0076923 | 0.0062542 | 1.5581 | 297.6703 | 46.0668 | 36.0797 | 1.3639 | 12.927 | 14.2731 | 1.4759 | 72.3% | 79.5% | 30.4% | 10.6% | 73.6% | 72.1% | 0.13237 | 0.017564 | 2.2488 | 18.5991 | 0.66554 | 1.3846 | 11.256 | 8.699 | 2.4479 | 4.056 | 12.6599 | 7.0673 | 9.2112 | 4.8299 | 55.2675 | 82.7631 | 54.4862 | 85.1412
North Coast | CLOVERDALE 1102674 | 4667 | 378 | 534.1354 | 658 | 694.0184 | 110 | 6.1488e-05 | 1.3061 | 5.3656 | 0.00011658 | 0.00019124 | 0.57447 | 0.76963 | {D3629DD4-F83C-4237-B37C-A36F4F11F0E0} | 42821102 | CLOVERDALE 1102 | 674 | 38.8294 | -123.0064 | 171 | 231 | 45952.6285 | 28.5537 | 31757.8273 | 19.7334 | 14194.8012 | 25986.6813 | 7825.4838 | 0.021036 | 0.0067637 | 1433 | 3.4594 | 8.9771 | 2.4098 | 2.8406 | 6.9424 | 0.50378 | 0.02541 | 0.0066386 | 2.799 | 296.0391 | 40.0262 | 41.4214 | 1.1403 | 13.9517 | 15.9096 | 2.2644 | 39.9% | 56.2% | 12.3% | 14.8% | 76.6% | 13.1% | 0.085824 | 0.035328 | 1.9368 | 13.1474 | 1.0685 | 1.7978 | 13.0963 | 11.4232 | 2.3905 | 3.9666 | 13.5463 | 7.6903 | 7.746 | 4.3023 | 74.0845 | 107.8624 | 51.2016 | 83.7132
North Valley | STILLWATER 11021466 | 2644 | 472 | 813.9034 | 1585 | 1261.3885 | 245 | 0.00012895 | 27.683 | 33.402 | 0.0013822 | 0.0014678 | 0.29779 | 0.64524 | {430AA5A2-7BC0-4425-A05E-76360F269642} | 103561102 | STILLWATER 1102 | 1466 | 40.7127 | -122.2534 | 330 | 603 | 55260.4432 | 34.3373 | 33018.7362 | 20.5169 | 22241.707 | 32904.1054 | 22156.6955 | 0.35962 | 0.031592 | 257 | 3.0293 | 7.9241 | 2 | 2.8307 | 8.0092 | -0.38322 | 0.0173 | 0.006118 | 3.9064 | 297.2827 | 45.9849 | 36.0981 | 1.4907 | 12.4373 | 14.932 | 1.8482 | 82.9% | 77% | 90.2% | 40.2% | 69.9% | 64.7% | 0.11555 | 0.031114 | 3.2343 | 16.4683 | 2.3025 | 3.627 | 10.6077 | 8.5332 | 2.6713 | 4.6287 | 12.0949 | 5.6727 | 7.4969 | 4.3511 | 63.8539 | 96.3864 | 57.6497 | 93.2286
Bay Area | WOODACRE 110196844 | 456 | 229 | 357.2811 | 577 | 560.5183 | 83 | 7.5805e-05 | 0.96537 | 13.6973 | 7.6877e-05 | 0.00030191 | 0.39688 | 0.63741 | {829ACA47-635E-4880-92A0-8C929EC179A6} | 43021101 | WOODACRE 1101 | 96844 | 38.0192 | -122.6631 | 109 | 72 | 19763.3609 |  | 9464.5637 |  | 10298.7972 | 9464.5637 | 10298.7972 | 0.025059 | 0.0062918 | 1104 | 5.7165 | 14.7243 | 2.7836 | 2.2354 | 6.6607 | -4.8571 | 0.044678 | 0.0071925 | 2.8103 | 294.6113 | 31.2826 | 30.0958 | 0.83475 | 15.668 | 17.4874 | 0.4853 | 89.5% | 93.5% | 75% | 69.7% | 44.5% | 71.3% | 0.06809 | 0.11275 | 1.7802 | 14.1011 | 0.5417 | 3.3743 | 11.7364 | 9.8895 | 1.7535 | 3.3079 | 14.7147 | 11.459 | 11.0491 | 8.1394 | 57.4086 | 65.3157 | 42.5032 | 60.0483
North Coast | BRIDGEVILLE 110169866 | 8339 | 269 | 271.6518 | 357 | 315.4985 | 78 | 0.00017008 | 0.19506 | 2.8081 | 3.115e-05 | 0.00030121 | 0.7535 | 0.86102 | {3BB5B038-4064-4F43-B944-1BDE53135960} | 192461101 | BRIDGEVILLE 1101 | 69866 | 40.4693 | -123.7011 | 53 | 23 | 14027.5247 |  | 10521.7386 |  | 3505.7862 | 10521.7386 | 3505.7862 | 0.023494 | 0.013266 | 1105 | 5.7418 | 16.1483 | 2.4129 | 2.0588 | 7.0122 | -1.8658 | 0.027548 | 0.0057374 | 5.0216 | 293.095 | 34.4809 | 29.8445 | 0.97918 | 14.6564 | 17.9071 | 0.87356 | 54.1% | 34.9% | 87.7% | 44.2% | 60.9% | 28.5% | 0.076784 | 0.076774 | 1.1967 | 10.6667 | 0.12948 | 2.3032 | 12.7789 | 9.2138 | 1.8404 | 3.5224 | 15.3769 | 7.4716 | 8.7195 | 4.5186 | 52.5822 | 82.5891 | 42.3752 | 83.1108
Central Coast | PAUL SWEET 210610424 | 5138 | 284 | 566.5572 | 943 | 934.6912 | 72 | 0.00010731 | 0.038504 | 4.4725 | 4.1252e-06 | 0.0003002 | 0.30117 | 0.60614 | {8F9FCAA5-1D1B-42BE-8E3D-F2DBA5211C02} | 83252106 | PAUL SWEET 2106 | 10424 | 37.0123 | -121.953 | 168 | 187 | 25057.9022 |  | 11634.0857 |  | 13423.8165 | 9066.2649 | 10287.2786 | 0.021614 | 0.0077264 | 1106 | 6.1763 | 15.5533 | 2.9351 | 1.5408 | 4.1727 | -1.8584 | 0.047468 | 0.0071028 | 2.2303 | 295.6328 | 31.3019 | 25.404 | 0.85712 | 15.9229 | 17.5241 | 2.33 | 79.7% | 60.9% | 85.5% | 70.5% | 32.6% | 68.5% | 0.11899 | 0.042532 | 2.5934 | 18.044 | 2.0907 | 6.1234 | 7.5083 | 6.6964 | 1.8554 | 3.4156 | 15.1192 | 11.3055 | 9.5614 | 6.9482 | 41.7712 | 53.1286 | 43.1212 | 64.674
Central Valley | MARIPOSA 210110240 | 876 | 824 | 1128.8951 | 1758 | 1551.9907 | 239 | 3.8764e-05 | 2.425 | 7.9161 | 6.6753e-05 | 0.00015549 | 0.46871 | 0.72739 | {4272B914-DD96-40AD-9866-404625A4A67D} | 254452101 | MARIPOSA 2101 | 10240 | 37.5245 | -119.9173 | 237 | 315 | 55285.3492 | 34.3528 | 34426.9078 | 21.3919 | 20858.4414 | 34426.9078 | 20858.4414 | 0.037162 | 0.0092646 | 1585 | 3.7232 | 9.7178 | 2.517 | 1.8913 | 4.6911 | -2.6986 | 0.035349 | 0.0053786 | 2.2595 | 295.5566 | 52.0972 | 34.3267 | 1.3092 | 11.214 | 12.6745 | 0.74561 | 33.5% | 37% | 39.9% | 51% | 59.6% | 23.7% | 0.074074 | 0.065848 | 1.9101 | 16.5899 | 3.4302 | 3.509 | 8.8803 | 7.5754 | 2.1689 | 3.6179 | 11.1518 | 6.1824 | 7.2157 | 4.1707 | 47.3199 | 71.3512 | 62.7696 | 90.9715
Sierra | BRUNSWICK 11064639 | 6422 | 373 | 523.5873 | 669 | 689.0423 | 54 | 0.000109 | 0.037818 | 4.0465 | 4.122e-06 | 0.00029982 | 0.55755 | 0.75988 | {94B9AF22-8864-4989-8A91-A669E5CFF969} | 152481106 | BRUNSWICK 1106 | 4639 | 39.1731 | -121.0453 | 76 | 128 | 12796.7945 |  | 5228.1955 |  | 7568.599 | 5228.1955 | 7568.599 | 0.01619 | 0.0058858 | 1108 | 8.0732 | 16.8249 | 2 | 1.9825 | 5.8515 | 1.0918 | 0.084625 | 0.0055369 | 3.5636 | 294.5198 | 45.3121 | 32.0476 | 1.154 | 12.6306 | 14.6686 | 2.511 | 35.1% | 16.4% | 84.6% | 74.1% | 15.6% | 74.4% | 0.1215 | 0.069625 | 3.2063 | 18.2222 | 7.3848 | 8.3625 | 8.5626 | 6.6612 | 1.9903 | 3.5637 | 13.5566 | 5.9814 | 8.6839 | 4.0608 | 51.1529 | 90.7831 | 50.4419 | 91.704
Sierra | SHADY GLEN 110248894 | 5046 | 1300 | 1733.9429 | 2133 | 2107.0332 | 148 | 8.7371e-05 | 0.73649 | 15.8006 | 3.708e-05 | 0.00076548 | 0.60947 | 0.82293 | {1F323A0D-3C08-4F07-A424-801F7C955EF5} | 152431102 | SHADY GLEN 1102 | 48894 | 39.119 | -120.9515 | 200 | 194 | 27301.1838 | 16.9642 | 16046.7548 | 9.971 | 11254.429 | 13914.1946 | 10190.8589 | 0.11329 | 0.012931 | 541 | 8.0294 | 18.4764 | 2.203 | 1.7222 | 5.1624 | 0.39695 | 0.072843 | 0.0054673 | 3.5253 | 295.5573 | 47.9412 | 33.6374 | 1.2977 | 12.0067 | 14.0506 | 1.3022 | 62.2% | 54.9% | 59.8% | 78.3% | 52.9% | 30% | 0.047297 | 0.043 | 2.1354 | 16.2176 | 3.2391 | 4.9829 | 7.2627 | 5.5565 | 2.4627 | 4.1671 | 12.7153 | 6.4598 | 8.5353 | 4.3401 | 47.9917 | 79.5249 | 54.3569 | 89.3828
North Coast | GUALALA 111135562 | 6126 | 3019 | 5196.0872 | 3285 | 5322.062 | 247 | 8.6527e-05 | 0.037818 | 3.745 | 3.2723e-06 | 0.00019078 | 0.91903 | 0.97633 | {FD400AC6-30E3-4FB9-965E-48825707A861} | 42841111 | GUALALA 1111 | 35562 | 38.7868 | -123.5217 | 240 | 336 | 42565.7157 | 26.4492 | 22847.3348 | 14.1967 | 19718.3809 | 22847.3348 | 19718.3809 | 0.047122 | 0.021372 | 1436 | 13.7193 | 26.5324 | 2 | 2.9897 | 7.3358 | 2.038 | 0.073804 | 0.0068323 | 3.0496 | 292.2151 | 22.6496 | 25.611 | 0.60869 | 17.8857 | 20.0988 | 1.8195 | 39.6% | 43.6% | 39.6% | 76.3% | 15.2% | 78.5% | 0.083183 | 0.089395 | 2.8725 | 17.0539 | 1.0216 | 9.4669 | 13.8065 | 12.0312 | 1.5606 | 2.4524 | 17.0636 | 13.8294 | 12.562 | 10.1527 | 51.743 | 60.6596 | 34.8727 | 47.56
Central Valley | CURTIS 170234426 | 52 | 140 | 188.9892 | 559 | 360.2642 | 58 | 5.9038e-05 | 0.038007 | 10.8167 | 2.2451e-06 | 0.00029905 | 0.25045 | 0.52458 | {897848FB-F125-46A8-B9E9-7A6CE5229B91} | 163351702 | CURTIS 1702 | 34426 | 37.9665 | -120.2389 | 165 | 631 | 36886.6337 |  | 11088.7783 |  | 25797.8554 | 7090.4475 | 9677.4323 | 0.017345 | 0.0034242 | 1111 | 4.4111 | 11.8903 | 2.699 | 2.0771 | 5.0079 | 0.92505 | 0.043786 | 0.0052947 | 2.5197 | 295.106 | 50.6732 | 35.8872 | 1.278 | 11.4501 | 13.1493 | 6.4866 | 52.8% | 45.7% | 62.3% | 59.9% | 49% | 32.2% | 0.14156 | 0.090874 | 3.7051 | 19.7308 | 2.3649 | 5.4272 | 9.9424 | 7.5007 | 2.1144 | 3.6761 | 11.1286 | 5.8779 | 7.0831 | 3.9301 | 54.5954 | 83.1497 | 62.2582 | 93.2241
North Coast | COTATI 110475972 | 4288 | 138 | 207.8415 | 208 | 239.6542 | 42 | 4.3626e-05 | 476.0239 | 15.1919 | 0.023242 | 0.00029848 | 0.66346 | 0.86726 | {A8AFA199-8340-4CFB-8F0F-27828B093B75} | 42271104 | COTATI 1104 | 75972 | 38.3319 | -122.7191 | 100 | 231 | 20257.6269 |  | 7223.394 |  | 13034.2329 | 4863.4766 | 9137.0381 | 0.012536 | 0.0018323 | 1112 | 1.8404 | 6.0183 | 2 | 2.0524 | 5.4728 | -0.060556 | 0.01962 | 0.0070537 | 2.3771 | 295.4705 | 26.6996 | 27.9815 | 0.81444 | 17.279 | 18.9999 | 11.3512 | 53.8% | 84.7% | 2.2% | 3.2% | 37.9% | 62.8% | 0.2929 | 0.0073418 | 3.2727 | 19.6562 | 1.7577 | 2.6329 | 10.8652 | 9.1803 | 1.7239 | 3.1043 | 16.2318 | 13.6414 | 13.3209 | 10.4387 | 50.2926 | 59.3639 | 36.1964 | 49.4167
North Coast | FRUITLAND 1141circuit_breaker | 2011 | 471 | 802.4108 | 508 | 820.2082 | 52 | 0.00030705 | 0.038346 | 1.0454 | 1.178e-05 | 0.00029787 | 0.92717 | 0.9783 | {2690968B-84D3-4326-843B-7CB873856615} | 192311141 | FRUITLAND 1141 | circuit_breaker | 40.2861 | -123.8369 | 26 | 11 | 5136.4087 |  | 4594.941 |  | 541.4677 | 4594.941 | 541.4677 | 0.015489 | 0.015966 | 1113 | 15.7674 | 29.2139 | 2 | 3.0076 | 7.3619 | -5.0521 | 0.064211 | 0.0072488 | 3.8165 | 293.5937 | 22.7477 | 20.7938 | 0.73565 | 18.1073 | 20.9436 | 0.79024 | 53.6% | 15.3% | 98.3% | 83.6% | 21.7% | 86.7% | 0.10992 | 0.15158 | 1.9524 | 12.2857 | 0.09614 | 8.9123 | 11.2536 | 8.1146 | 1.7744 | 3.0851 | 16.9223 | 11.6672 | 12.5045 | 8.5458 | 37.3095 | 51.8123 | 35.2425 | 58.2791
Central Coast | DEL MONTE 21042624 | 6609 | 453 | 1315.5222 | 1284 | 1812.8799 | 148 | 2.9242e-05 | 4.2454 | 6.8064 | 0.00014817 | 0.0001056 | 0.3528 | 0.72565 | {F5363A17-6294-4FBA-A5E9-297DB437E9E9} | 182222104 | DEL MONTE 2104 | 2624 | 36.569 | -121.7951 | 262 | 179 | 42192.47 | 26.2173 | 30794.7643 | 19.135 | 11397.7057 | 29790.8638 | 11397.7057 | 0.015628 | 0.0043279 | 1832 | 2.0256 | 6.6973 | 2 | 2.5746 | 6.0396 | -2.4542 | 0.013889 | 0.0073903 | 1.3161 | 293.3158 | 24.1939 | 24.049 | 0.60218 | 17.6947 | 18.9807 | 4.4203 | 54.4% | 70.8% | 27.1% | 38.6% | 8.8% | 99.8% | 0.18995 | 0.016667 | 2.3757 | 14.5414 | 1.6663 | 3.2424 | 10.3316 | 9.347 | 1.4322 | 2.5429 | 16.7112 | 15.2237 | 14.119 | 12.8387 | 41.7843 | 45.387 | 31.9853 | 39.6442
Central Coast | TEMPLETON 2108A40 | 3628 | 127 | 218.1087 | 517 | 433.5928 | 60 | 5.6149e-05 | 0.38002 | 7.5016 | 4.6245e-05 | 0.0002975 | 0.24565 | 0.50303 | {4E56AABA-E208-4168-987C-AD9B6E34D222} | 183052108 | TEMPLETON 2108 | A40 | 35.5065 | -120.6939 | 401 | 1178 | 74829.6341 |  | 20682.9125 |  | 54146.7216 | 5903.9832 | 10843.3586 | 0.01785 | 0.0033689 | 1115 | 1.8197 | 6.4375 | 2 | 2.5586 | 7.4037 | 0.23527 | 0.048267 | 0.0062721 | 1.1108 | 297.4329 | 38.4882 | 32.6746 | 1.1715 | 14.563 | 15.4374 | 20.8693 | 79.1% | 73.2% | 67.4% | 36.6% | 85.7% | 39.6% | 0.42712 | 0.033067 | 4.2985 | 19.403 | 1.6917 | 6.8933 | 8.1808 | 8.0668 | 1.9385 | 3.5565 | 13.7767 | 10.2944 | 10.4346 | 7.2491 | 46.9696 | 63.5678 | 47.8864 | 66.1005
North Coast | MONTE RIO 11135024 | 9727 | 17 | 28.7993 | 42 | 42.5251 | 3 | 7.9151e-05 | 0.037818 | 6.2941 | 2.9933e-06 | 0.00029733 | 0.40476 | 0.67723 | {3F69DD3E-C46A-485A-8A4E-8252A760746F} | 42811113 | MONTE RIO 1113 | 5024 | 38.4955 | -123.0075 | 7 | 3 | 668.1635 |  | 545.8664 |  | 122.2971 | 545.8664 | 122.2971 | 0.00089199 | 0.00023745 | 1116 | 40.3076 | 91.2326 | 3 | 1.6792 | 4.4526 | -0.62406 | 0.086667 | 0.0071469 | 3.4946 | 294.7824 | 23.1126 | 23.4962 | 0.74591 | 17.9663 | 20.0456 | 4.2497 | 53.4% | 61.4% | 29.5% | 100% | 23.4% | 82.8% | 0.2668 | 0.20089 | 3 | 22 | 1.14 | 14 | 10.8839 | 8.9311 | 1.7526 | 2.8787 | 16.7231 | 14.1686 | 13.102 | 11.1459 | 43.3836 | 50.1935 | 35.3511 | 45.579
Sierra | DIAMOND SPRINGS 110518935 | 1489 | 143 | 242.8572 | 551 | 390.0446 | 80 | 9.1367e-05 | 364.8394 | 7.403 | 0.032927 | 0.00029711 | 0.25953 | 0.62264 | {C35B7B84-D418-41DB-BA63-E9DFFDA08709} | 152261105 | DIAMOND SPRINGS 1105 | 18935 | 38.6729 | -120.8939 | 100 | 97 | 18602.1379 |  | 10773.8274 |  | 7828.3104 | 10773.8274 | 7828.3104 | 0.023769 | 0.0073094 | 1117 | 2.9694 | 9.6215 | 2.8457 | 2.3514 | 6.1045 | -0.27529 | 0.043889 | 0.0058756 | 2.5796 | 296.4983 | 46.9753 | 32.7469 | 1.313 | 12.3586 | 14.1214 | 1.6693 | 34.9% | 29.2% | 64.9% | 42% | 66.8% | 53.7% | 0.062631 | 0.086852 | 1.7217 | 15.6435 | 2.2396 | 3.4012 | 7.4391 | 5.6817 | 2.3353 | 4.0287 | 12.8474 | 6.1997 | 8.6128 | 4.2007 | 48.1883 | 81.0465 | 52.9351 | 90.7198
Central Coast | MILPITAS 1109XR082 | 1813 | 216 | 512.3897 | 579 | 721.9528 | 133 | 1.5066e-05 | 4.8292 | 9.8617 | 6.231e-05 | 0.00010486 | 0.37306 | 0.70973 | {4C792319-919C-4A4D-9290-FB2E69D483E5} | 82831109 | MILPITAS 1109 | XR082 | 37.4483 | -121.8462 | 246 | 190 | 53044.2184 | 32.9602 | 32625.1795 | 20.2724 | 20419.0389 | 30817.3767 | 17168.5701 | 0.013946 | 0.0020038 | 1839 | 1.4558 | 5.0239 | 2 | 2.4076 | 6.2227 | 0.27617 | 0.016482 | 0.0063456 | 1.5313 | 293.9922 | 45.5007 | 36.2481 | 1.0255 | 12.5079 | 13.9108 | 0.72928 | 54.2% | 81.3% | 4.6% | 25.8% | 71.6% | 3.7% | 0.12642 | 0.036652 | 1.7686 | 13.7817 | 0.49635 | 1.2345 | 9.3274 | 7.8316 | 1.9695 | 3.7743 | 12.0082 | 7.2189 | 7.4953 | 4.2827 | 56.3868 | 78.5349 | 56.4825 | 87.0892
Central Valley | MARIPOSA 2101309438 | 5821 | 16 | 29.968 | 116 | 70.5858 | 24 | 4.1436e-05 | 8.4523 | 17.5217 | 0.00042009 | 0.00029602 | 0.13793 | 0.42456 | {50B1E436-CAE2-4BB7-88C4-FB7945F4E49E} | 254452101 | MARIPOSA 2101 | 309438 | 37.5025 | -119.9884 | 194 | 298 | 26916.2796 |  | 13018.6366 |  | 13897.643 | 5630.6567 | 2421.3467 | 0.0071044 | 0.00099446 | 1119 | 1.7989 | 5.1646 | 2 | 2.5379 | 5.4106 | -2.274 | 0.0094667 | 0.0058388 | 2.0561 | 296.7033 | 49.5281 | 31.944 | 1.353 | 11.8971 | 13.2812 | 6.5226 | 52.5% | 61.1% | 42.4% | 25.1% | 70.1% | 44.3% | 0.095641 | 0.033467 | 1.8636 | 16.4318 | 0.3904 | 1.5467 | 7.905 | 6.8043 | 2.2974 | 3.8109 | 11.754 | 6.4326 | 7.8827 | 4.4371 | 42.4748 | 67.5521 | 59.4479 | 89.1937
Bay Area | SAN RAFAEL 11081247 | 5959 | 24 | 39.052 | 65 | 63.3693 | 3 | 0.0001527 | 0.037818 | 3.7685 | 5.7748e-06 | 0.00029489 | 0.36923 | 0.61626 | {0DCD5A2D-5C30-407E-83E1-35F7DE42F7D2} | 42011108 | SAN RAFAEL 1108 | 1247 | 37.9737 | -122.6127 | 8 | 28 | 1830.2617 |  | 414.4526 |  | 1415.809 | 414.4526 | 1415.809 | 0.00088468 | 0.0004581 | 1120 | 8.9875 | 22.6431 | 3 | 2.7921 | 7.4911 | 6.2275 | 0.24667 | 0.006978 | 2.7966 | 295.376 | 33.8615 | 30.8747 | 0.9364 | 15.1338 | 16.9248 | 1.3556 | 89.3% | 74.7% | 96.6% | 94.7% | 60.8% | 42.5% | 0.057548 | 0.17667 | 7.3333 | 22 | 2.2167 | 21.6667 | 11.3699 | 9.6754 | 1.9013 | 3.4571 | 13.8169 | 11.2222 | 11.1556 | 8.3266 | 56.2496 | 63.2253 | 45.9267 | 59.733
Central Valley | PEORIA 170184318 | 4487 | 1 | 1.9471 | 4 | 3.4807 | 4 | 4.4855e-05 | 0.041935 | 21.5172 | 1.8217e-06 | 0.00029474 | 0.25 | 0.5594 | {CB8A5610-26AF-406C-A01C-6D3A6199376B} | 163781701 | PEORIA 1701 | 84318 | 37.8548 | -120.2069 | 250 | 617 | 44791.1473 |  | 16239.9493 |  | 28551.198 | 16239.9493 | 28551.198 | 0.001179 | 0.00017942 | 1121 | 6.4192 | 20.2138 | 2 | 2.3032 | 5.2796 | 0.84539 | 0.056742 | 0.0051839 | 2.2892 | 295.2265 | 50.8915 | 36.9139 | 1.2848 | 11.4444 | 13.0158 | 3.0469 | 52.3% | 67.4% | 47.5% | 82% | 50.8% | 31.5% | 0.25523 | 0.0646 | 4.5763 | 20.4011 | 0.0081448 | 0.0181 | 8.8203 | 7.043 | 2.0471 | 3.6196 | 11.4032 | 6.1857 | 7.5791 | 4.3758 | 54.3308 | 84.8634 | 60.3361 | 90.4676
Central Coast | LAURELES 1112438 | 6433 | 51 | 171.1993 | 125 | 214.2513 | 26 | 4.1103e-05 | 0.064846 | 15.9472 | 2.3853e-06 | 0.0002947 | 0.408 | 0.79906 | {1F7CD2D0-886C-4D05-8112-AF25ABC480A2} | 182371112 | LAURELES 1112 | 438 | 36.4967 | -121.7313 | 85 | 115 | 15791.681 |  | 9219.1151 |  | 6572.566 | 7535.0705 | 3480.3802 | 0.0076621 | 0.0010687 | 1122 | 2.5417 | 6.6006 | 2 | 2.3652 | 6.009 | 1.5744 | 0.017745 | 0.0069304 | 1.3093 | 295.1469 | 29.8379 | 28.3787 | 0.84113 | 16.2661 | 17.566 | 2.6145 | 78.9% | 90.5% | 50.2% | 37.4% | 30.6% | 78.8% | 0.068536 | 0.01098 | 2.875 | 13.5 | 0.73029 | 1.2255 | 10.6395 | 9.6304 | 1.6114 | 3.1167 | 15.5426 | 12.7268 | 12.5689 | 10.0669 | 46.4815 | 59.0766 | 38.0978 | 50.2564
North Valley | WYANDOTTE 1105329930 | 899 | 222 | 441.2212 | 1088 | 699.603 | 98 | 7.4799e-05 | 57.7293 | 6.5045 | 0.0042621 | 0.00029374 | 0.20404 | 0.63067 | {C09D41C2-6107-4911-B847-897C1DB6C91E} | 102911105 | WYANDOTTE 1105 | 329930 | 39.5184 | -121.5401 | 217 | 455 | 35662.1174 |  | 16828.9727 |  | 18833.1447 | 9878.9278 | 6996.558 | 0.028787 | 0.0073303 | 1123 | 3.4724 | 10.7164 | 2 | 2.405 | 7.1828 | -1.0644 | 0.025077 | 0.0064835 | 2.23 | 297.9044 | 46.0327 | 32.8748 | 1.3988 | 12.6524 | 14.3374 | 3.5035 | 47.4% | 34.3% | 62.1% | 53.5% | 60.4% | 74.6% | 0.20004 | 0.045 | 2.6889 | 18.0778 | 5.2629 | 8.3692 | 11.526 | 7.7751 | 2.6495 | 4.273 | 11.9324 | 6.2821 | 8.2588 | 4.371 | 52.3847 | 87.7111 | 57.0406 | 89.7627
Central Coast | OTTER 110263868 | 5879 | 1572 | 2825.2558 | 3099 | 3719.5522 | 192 | 3.8023e-05 | 0.15597 | 4.4986 | 5.4703e-06 | 0.00010306 | 0.50726 | 0.75957 | {11A5B6DF-81F1-427D-A78C-DE7EF2F392AC} | 182941102 | OTTER 1102 | 63868 | 36.2641 | -121.7954 | 257 | 218 | 33727.4484 | 20.9573 | 25330.6289 | 15.7398 | 8396.8195 | 25330.6289 | 8396.8195 | 0.019787 | 0.0073003 | 1848 | 7.5947 | 18.1476 | 2 | 3.9061 | 9.1864 | -0.31532 | 0.041818 | 0.0065886 | 1.6041 | 293.0871 | 34.3405 | 33.5127 | 0.75725 | 14.8155 | 16.1818 | 1.0582 | 53.8% | 61.1% | 43.8% | 77.8% | 22.7% | 44.7% | 0.12456 | 0.076596 | 2.1261 | 14.1171 | 2.4895 | 9.3909 | 11.7812 | 10.9392 | 1.7754 | 2.7714 | 14.1131 | 11.6737 | 9.9192 | 8.7452 | 64.9394 | 73.8334 | 46.2319 | 58.0847
Sierra | BANGOR 11017446 | 749 | 1731 | 2751.9377 | 4357 | 3890.6475 | 588 | 8.7125e-05 | 171.6852 | 16.4295 | 0.013664 | 0.00071898 | 0.39729 | 0.70732 | {1FB07492-7817-4281-B458-54D457C1DE65} | 103191101 | BANGOR 1101 | 7446 | 39.3518 | -121.3275 | 624 | 557 | 104276.5358 | 64.7946 | 69879.8096 | 43.4214 | 34396.7262 | 69879.8096 | 34396.7262 | 0.42276 | 0.05123 | 566 | 3.5968 | 9.9142 | 2 | 2.7075 | 7.4089 | -0.11441 | 0.032137 | 0.0059463 | 3.3618 | 296.3395 | 46.1367 | 32.8176 | 1.3 | 12.4222 | 14.4238 | 0.81562 | 61.2% | 56.2% | 59.5% | 43.4% | 54.6% | 61.2% | 0.18542 | 0.058594 | 4.9933 | 18.6133 | 3.0706 | 11.6615 | 11.5315 | 7.487 | 2.1528 | 3.6378 | 12.6266 | 5.842 | 7.7087 | 4.0304 | 48.6347 | 81.0345 | 54.5204 | 93.1759
Sierra | PLACERVILLE 1111circuit_breaker | 1866 | 472 | 753.8616 | 1332 | 1159.3727 | 96 | 0.00011023 | 0.037818 | 4.9768 | 4.1687e-06 | 0.00029194 | 0.35435 | 0.65023 | {15D1F2F0-3D88-4B18-AFEC-B03FE833977B} | 153081111 | PLACERVILLE 1111 | circuit_breaker | 38.731 | -120.7833 | 218 | 503 | 28628.5409 |  | 10619.6052 |  | 18008.9358 | 10305.9598 | 17342.4627 | 0.028026 | 0.010582 | 1126 | 4.6327 | 12.6135 | 2 | 2.1195 | 5.739 | -0.17812 | 0.086 | 0.00585 | 2.9962 | 295.22 | 46.5655 | 31.7433 | 1.2317 | 12.3826 | 14.2453 | 20.5582 | 34.4% | 20.7% | 85.1% | 54.1% | 28.5% | 58.3% | 0.42842 | 0.060696 | 6.8317 | 20.1881 | 8.8575 | 11.5826 | 8.089 | 5.9273 | 2.0716 | 3.8752 | 13.1462 | 5.9969 | 8.5609 | 4.1137 | 47.9951 | 82.3291 | 51.4537 | 91.8557
Central Coast | SAN LUIS OBISPO 1105circuit_breaker | 1597 | 6 | 18.179 | 6 | 18.179 | 1 | 4.1477e-05 | 0.037818 | 7.0259 | 1.5686e-06 | 0.00029142 | 1 | 1 | {81973749-CAB3-49C6-B105-0C3D389524EF} | 182631105 | SAN LUIS OBISPO 1105 | circuit_breaker | 35.2616 | -120.635 | 116 | 548 | 29878.4871 |  | 5631.4463 |  | 24247.0408 | 67.4906 | 164.2514 | 0.00029142 | 4.1477e-05 | 1127 | 1.6324 | 9.2466 | 2 | 2.1661 | 7.2142 | 1.1875 | 0 | 0.0070074 | 1.3068 | 296.6193 | 37.7275 | 33.1495 | 1.0115 | 14.3654 | 15.3435 | 22.1493 | 78.8% | 71.6% | 50.9% | 50.4% | 65.6% | 35.3% | 0.35946 | 0.01 | 3.5 | 22.5 | 5.73 | 3 | 8.5258 | 8.74 | 1.9252 | 3.458 | 13.5372 | 11.5367 | 10.3215 | 8.4751 | 53.8518 | 59.2072 | 48.9766 | 58.2802
North Coast | DUNBAR 110179086 | 4735 | 504 | 674.6999 | 939 | 914.4589 | 99 | 0.00010252 | 2.5357 | 4.9372 | 0.00019564 | 0.00029126 | 0.53674 | 0.73781 | {D51477E9-479D-4F9C-8092-33C149C77422} | 43071101 | DUNBAR 1101 | 79086 | 38.4096 | -122.5436 | 130 | 198 | 22874.2109 |  | 11168.1456 |  | 11706.0653 | 10550.9054 | 11637.5898 | 0.028835 | 0.01015 | 1128 | 4.7256 | 11.7181 | 2 | 2.2283 | 5.5751 | -1.3276 | 0.057386 | 0.0067829 | 2.7322 | 296.0176 | 34.7285 | 30.1337 | 1.0017 | 15.0701 | 16.8618 | 2.4029 | 53.2% | 53% | 56% | 29.2% | 64% | 35.5% | 0.24311 | 0.028039 | 2.8036 | 17.1909 | 3.555 | 6.1373 | 9.6472 | 7.5344 | 2.0148 | 3.6547 | 14.8348 | 9.6376 | 9.8455 | 6.3271 | 48.7792 | 71.1806 | 43.4603 | 72.1988
North Coast | LOW GAP 1101circuit_breaker | 7099 | 153 | 162.5706 | 260 | 213.7354 | 30 | 0.00011527 | 0.038916 | 3.7353 | 4.4602e-06 | 0.00029041 | 0.58846 | 0.76062 | {5346AC49-CDE1-40C3-A681-DA76F08A9FA4} | 192411101 | LOW GAP 1101 | circuit_breaker | 40.4336 | -123.473 | 34 | 35 | 4417.3744 |  | 3490.2509 |  | 927.1235 | 3490.2509 | 927.1235 | 0.0087123 | 0.003458 | 1129 | 9.1662 | 21.7025 | 2 | 2.3517 | 6.8839 | 0.45213 | 0.048182 | 0.005693 | 4.5661 | 291.8783 | 35.4755 | 28.0912 | 0.91524 | 14.5305 | 17.664 | 0.51833 | 53.1% | 43.2% | 64.5% | 63.5% | 54.8% | 25.8% | 0.086067 | 0.0825 | 2.92 | 15.2 | 0.59727 | 5.9091 | 11.6161 | 7.938 | 1.6477 | 3.3145 | 15.4528 | 7.0714 | 8.0541 | 4.1527 | 49.8588 | 78.3925 | 43.4762 | 86.1884
Central Valley | CURTIS 17039240 | 1229 | 339 | 449.1495 | 1900 | 1291.7073 | 131 | 4.8047e-05 | 0.037818 | 10.7833 | 1.817e-06 | 0.00027876 | 0.17842 | 0.34772 | {11F969DC-9C50-4BBE-BE33-15DB7CEEDE86} | 163351703 | CURTIS 1703 | 9240 | 37.8315 | -120.2371 | 294 | 838 | 55786.2546 | 34.6641 | 17593.4022 | 10.9321 | 38192.8523 | 17593.4022 | 38192.8523 | 0.036518 | 0.0062941 | 1159 | 7.1532 | 22.8278 | 2.0702 | 2.2428 | 5.4779 | -0.29032 | 0.093306 | 0.0053003 | 2.2474 | 295.2093 | 50.5122 | 38.008 | 1.2748 | 11.55 | 13.1128 | 3.4524 | 50.6% | 45.5% | 52.5% | 85.8% | 47.7% | 34.4% | 0.18895 | 0.070035 | 5.6976 | 20.3073 | 2.9382 | 7.8512 | 9.1093 | 7.1252 | 2.0639 | 3.6386 | 11.5018 | 6.1766 | 7.6505 | 4.3689 | 56.1041 | 88.1832 | 59.7979 | 90.4778
Sierra | PLACERVILLE 111219712 | 3185 | 671 | 979.1498 | 1974 | 1608.5269 | 199 | 8.6921e-05 | 0.038535 | 56.2868 | 3.3164e-06 | 0.0021498 | 0.33992 | 0.60872 | {E3DC7090-B1A0-4812-A562-44F0E2AEC108} | 153081112 | PLACERVILLE 1112 | 19712 | 38.7219 | -120.7905 | 233 | 362 | 41850.801 | 26.0049 | 20954.5206 | 13.0206 | 20896.2804 | 20689.2133 | 20629.0178 | 0.42781 | 0.017297 | 162 | 4.6819 | 11.2078 | 2 | 2.0678 | 5.4697 | -0.30137 | 0.059748 | 0.0059406 | 3.1617 | 294.8881 | 47.6647 | 31.9158 | 1.2415 | 12.0106 | 13.9181 | 6.9071 | 85.4% | 86.4% | 59.3% | 49.3% | 31.7% | 30.2% | 0.11289 | 0.063948 | 2.8221 | 17.1779 | 4.2496 | 8.2908 | 7.9594 | 6.4631 | 2.2639 | 4.0888 | 12.67 | 5.5795 | 8.0673 | 3.8397 | 55.2517 | 92.8866 | 54.1616 | 94.6984
North Coast | RINCON 11035152 | 9082 | 107 | 126.2073 | 365 | 264.0052 | 26 | 0.00010042 | 0.044997 | 5.6052 | 4.5104e-06 | 0.0002884 | 0.29315 | 0.47805 | {1D81D8F5-A042-428A-8894-895D8E08C89E} | 43321103 | RINCON 1103 | 5152 | 38.5499 | -122.6678 | 24 | 8 | 2986.5025 |  | 2561.9657 |  | 424.5368 | 2561.9657 | 424.5368 | 0.0074984 | 0.002611 | 1132 | 11.8843 | 21.4284 | 3 | 1.9742 | 5.5539 | -13.3136 | 0.032571 | 0.0066787 | 2.7049 | 295.6879 | 37.1561 | 32.6109 | 1.0326 | 14.5298 | 16.3311 | 0.418 | 52.9% | 58.4% | 54.3% | 62.1% | 66.9% | 25.6% | 0.088866 | 0.051429 | 1.6842 | 12.1579 | 1.3911 | 10.4286 | 10.9003 | 8.1497 | 2.0202 | 3.9296 | 14.7575 | 8.2635 | 8.9831 | 4.8603 | 52.2349 | 84.2817 | 46.4797 | 81.3364
North Coast | FORT SEWARD 11211663 | 5197 | 373 | 506.6856 | 571 | 601.881 | 34 | 0.00019409 | 0.17071 | 1.7502 | 3.344e-05 | 0.00028799 | 0.65324 | 0.84184 | {9C63EAAD-55B5-4DD4-BF3E-81AFCB311847} | 192321121 | FORT SEWARD 1121 | 1663 | 40.172 | -123.607 | 33 | 106 | 6313.6789 |  | 3125.6698 |  | 3188.0092 | 3125.6698 | 3188.0092 | 0.0097917 | 0.0065989 | 1133 | 5.3864 | 19.9048 | 2 | 1.9125 | 5.6691 | 2.627 | 0.037105 | 0.0066328 | 3.7041 | 295.3261 | 31.0167 | 27.7919 | 1.0364 | 15.892 | 18.6598 | 2.2484 | 52.7% | 23.8% | 93.2% | 56.5% | 67.6% | 48.8% | 0.38791 | 0.015263 | 4.5161 | 19.871 | 9.5374 | 15.0263 | 12.7244 | 8.9472 | 2.1051 | 4.1138 | 15.1367 | 8.6204 | 10.3925 | 5.9888 | 49.9791 | 74.5412 | 41.8837 | 76.2635
North Valley | ANDERSON 1103circuit_breaker | 3191 | 60 | 95.405 | 410 | 221.1077 | 56 | 9.9017e-05 | 360.1206 | 4.8485 | 0.033665 | 0.00028786 | 0.14634 | 0.43149 | {87B1630C-320C-4426-9018-625251B99E73} | 103261103 | ANDERSON 1103 | circuit_breaker | 40.4497 | -122.3047 | 431 | 568 | 60215.3064 |  | 33602.3141 |  | 26612.9923 | 5997.7664 | 5012.1515 | 0.01612 | 0.005545 | 1134 | 3.8891 | 12.0619 | 2 | 2.0753 | 8.0139 | 0.32535 | 0.028925 | 0.0058169 | 2.3211 | 298.3019 | 48.5465 | 35.8627 | 1.5986 | 12.1001 | 14.1054 | 5.7551 | 46.5% | 29% | 76.6% | 56.9% | 89.9% | 37.6% | 0.17934 | 0.02871 | 2.5 | 17.6212 | 2.4049 | 4.4086 | 11.5119 | 8.4113 | 2.9344 | 4.9799 | 10.8735 | 5.7126 | 7.26 | 4.435 | 67.9841 | 86.9275 | 62.8782 | 92.7355
North Coast | RINCON 1103198 | 5825 | 235 | 279.6293 | 481 | 419.1687 | 71 | 7.2442e-05 | 3.1473 | 7.566 | 0.00018067 | 0.00028774 | 0.48857 | 0.6671 | {7F16B5BC-4060-4BCC-9EE1-D9EAFE5FD541} | 43321103 | RINCON 1103 | 198 | 38.4982 | -122.6537 | 96 | 65 | 20370.9662 |  | 10388.1795 |  | 9982.7867 | 10388.1795 | 9982.7867 | 0.02043 | 0.0051434 | 1135 | 5.2083 | 13.8497 | 3 | 1.8907 | 5.8342 | -1.6879 | 0.030302 | 0.0068847 | 2.8844 | 294.761 | 35.6971 | 31.2954 | 0.92353 | 14.7225 | 16.6093 | 0.62285 | 52.6% | 66.2% | 23.5% | 37.9% | 55.8% | 30% | 0.14038 | 0.049296 | 1.7471 | 14.4598 | 1.0946 | 2.4171 | 10.596 | 8.1279 | 1.866 | 3.6324 | 14.6919 | 8.717 | 9.0701 | 5.2343 | 52.5794 | 79.5837 | 46.3209 | 78.3615
Central Coast | ROB ROY 210410954 | 5636 | 780 | 1646.1386 | 1551 | 2079.693 | 116 | 5.5028e-05 | 0.037818 | 2.4052 | 2.0811e-06 | 0.00010236 | 0.5029 | 0.79153 | {A588ED32-95D8-43A3-8FC4-5077DBA91F77} | 83692104 | ROB ROY 2104 | 10954 | 36.9873 | -121.86 | 210 | 346 | 28821.3975 | 17.9088 | 11322.6315 | 7.0356 | 17498.766 | 11322.6315 | 17498.766 | 0.011873 | 0.0063833 | 1855 | 4.2041 | 12.8057 | 2 | 1.8219 | 4.6548 | -0.15858 | 0.046744 | 0.0070496 | 1.7046 | 295.0398 | 32.1232 | 25.5573 | 0.80209 | 15.728 | 17.1214 | 6.9824 | 53.7% | 44.2% | 65.9% | 63.4% | 26.6% | 62.6% | 0.28973 | 0.033023 | 4.1515 | 20.4809 | 3.1167 | 9.0174 | 6.8848 | 6.4269 | 1.856 | 3.244 | 14.7327 | 11.3194 | 9.4122 | 6.9173 | 40.9816 | 51.6448 | 44.419 | 64.7251
North Coast | COTATI 1102825 | 2497 | 33 | 54.975 | 46 | 62.9948 | 5 | 7.266e-05 | 2520.3018 | 4.3135 | 0.20243 | 0.00028768 | 0.71739 | 0.87269 | {A29DEF0E-FE5C-45F9-AF88-EA9CD50596F5} | 42271102 | COTATI 1102 | 825 | 38.3081 | -122.6907 | 45 | 107 | 9785.8003 |  | 3371.6214 |  | 6414.1789 | 749.4567 | 568.1816 | 0.0014384 | 0.0003633 | 1137 | 2.9842 | 10.9774 | 2 | 2.1848 | 5.8812 | 1.005 | 0.0066667 | 0.0070627 | 2.1936 | 295.3184 | 27.2695 | 28.3439 | 0.80195 | 17.1442 | 18.7802 | 3.1239 | 52.4% | 48.4% | 23.9% | 25.4% | 34% | 60.8% | 0.16206 | 0.015556 | 2.4286 | 19.5714 | 1.0044 | 5.1111 | 10.7713 | 9.172 | 1.6755 | 3.0491 | 16.1585 | 13.4638 | 13.2509 | 10.1366 | 50.2995 | 59.5202 | 36.4958 | 49.978
North Coast | MIDDLETOWN 1103830 | 3432 | 185 | 295.6593 | 525 | 387.8843 | 134 | 9.9319e-05 | 30.5671 | 2.6209 | 0.0026672 | 0.0001883 | 0.35238 | 0.76224 | {F5CA881C-11A8-4857-9165-F7C1423FEF9F} | 43141103 | MIDDLETOWN 1103 | 830 | 38.7561 | -122.6052 | 254 | 187 | 83433.1222 | 51.8431 | 62352.3339 | 38.744 | 21080.7883 | 40504.507 | 12641.1256 | 0.025233 | 0.013309 | 1445 | 4.0928 | 13.2228 | 2.4716 | 1.962 | 5.731 | -1.3373 | 0.018193 | 0.0062808 | 2.88 | 296.9937 | 40.7006 | 30.8382 | 1.2472 | 14.0288 | 15.8972 | 0.60595 | 39.2% | 33.3% | 53.2% | 35.3% | 96.1% | 15.5% | 0.094699 | 0.020986 | 1.4375 | 13.0862 | 0.86661 | 0.90361 | 9.8733 | 7.2573 | 2.387 | 4.0507 | 14.0113 | 7.3968 | 8.3487 | 4.6429 | 50.8295 | 77.9613 | 49.0574 | 83.715
Sierra | NARROWS 21052426 | 5422 | 535 | 750.6724 | 1589 | 1212.4928 | 135 | 8.6445e-05 | 10.9341 | 10.9351 | 0.00089074 | 0.00046963 | 0.33669 | 0.61911 | {8D49CCC1-AF4C-4146-915D-64772DC7F3D1} | 153132105 | NARROWS 2105 | 2426 | 39.2042 | -121.2004 | 434 | 642 | 64135.3655 | 39.852 | 27928.6656 | 17.3541 | 36206.6998 | 12992.6156 | 14564.3549 | 0.0634 | 0.01167 | 840 | 4.3567 | 10.3183 | 2 | 2.409 | 7.1259 | 0.75236 | 0.07311 | 0.0059251 | 3.1116 | 295.9578 | 46.573 | 32.4771 | 1.2723 | 12.3223 | 14.2246 | 1.5605 | 46.8% | 39.8% | 59% | 45.1% | 41.5% | 50.7% | 0.10766 | 0.054898 | 2.3514 | 16.7754 | 2.9249 | 7.4808 | 7.9817 | 6.5062 | 2.3153 | 4.0533 | 12.3634 | 5.5467 | 7.7734 | 3.8556 | 57.1032 | 93.8835 | 55.6772 | 94.7263
North Valley | SYCAMORE CREEK 1111circuit_breaker | 6718 | 215 | 317.3603 | 428 | 391.0572 | 77 | 6.4824e-05 | 29.6116 | 7.9353 | 0.00083183 | 0.00028612 | 0.50234 | 0.81154 | {D9A2A699-962C-4607-98AB-EA01299FAAB8} | 102971111 | SYCAMORE CREEK 1111 | circuit_breaker | 39.7688 | -121.824 | 275 | 164 | 40622.3978 |  | 28716.7912 |  | 11905.6066 | 12547.7716 | 6652.9502 | 0.022031 | 0.0049914 | 1140 | 1.3457 | 3.8202 | 2 | 2.7235 | 7.8567 | -3.0394 | 0.011159 | 0.0066963 | 2.1779 | 297.5537 | 44.9647 | 35.152 | 1.3762 | 12.9356 | 14.7121 | 3.3534 | 46% | 39.1% | 56.1% | 10.4% | 52.6% | 85% | 0.076255 | 0.0088406 | 1.4337 | 13.8916 | 6.2233 | 2.0676 | 10.7896 | 8.3484 | 2.6991 | 4.3841 | 12.2708 | 6.2926 | 7.9581 | 4.2114 | 59.7594 | 102.1625 | 56.0237 | 90.9183
Sierra | HALSEY 110239104 | 2346 | 2672 | 3638.1269 | 5766 | 5263.794 | 483 | 8.6177e-05 | 0.18665 | 8.4252 | 1.8369e-05 | 0.0003942 | 0.46341 | 0.69116 | {033C2E2D-A850-40FA-9417-37D899E25ED1} | 152241102 | HALSEY 1102 | 39104 | 38.9734 | -121.014 | 573 | 856 | 94663.5081 | 58.8213 | 48994.5328 | 30.4439 | 45668.9753 | 48994.5328 | 45668.9753 | 0.1904 | 0.041624 | 948 | 5.8284 | 14.8747 | 2 | 1.6162 | 4.9254 | 0.096901 | 0.066397 | 0.0057007 | 3.0611 | 295.8519 | 48.9063 | 34.0965 | 1.3198 | 11.87 | 13.7259 | 2.2794 | 41.5% | 33% | 58.5% | 65.9% | 72.4% | 20.7% | 0.084146 | 0.055584 | 2.45 | 16.1857 | 8.5043 | 10.8274 | 8.2948 | 6.5689 | 2.2282 | 3.9006 | 12.8173 | 5.6477 | 8.0714 | 3.9297 | 54.6328 | 92.9743 | 53.6747 | 93.8655
Sierra | DIAMOND SPRINGS 1105circuit_breaker | 5199 | 46 | 83.8302 | 161 | 126.5663 | 15 | 8.5651e-05 | 0.037818 | 15.6578 | 3.2391e-06 | 0.00028584 | 0.28571 | 0.66234 | {76BB324A-98B3-4C58-A6D4-32DC864FAEB9} | 152261105 | DIAMOND SPRINGS 1105 | circuit_breaker | 38.693 | -120.8258 | 104 | 269 | 17199.2943 |  | 7563.6203 |  | 9635.674 | 2499.6007 | 1536.8699 | 0.0042876 | 0.0012848 | 1142 | 1.8687 | 7.1334 | 2.4815 | 1.9896 | 5.6939 | -0.36975 | 0.02963 | 0.0057764 | 2.7814 | 295.8209 | 46.1534 | 31.8633 | 1.2564 | 12.5706 | 14.3959 | 7.2493 | 34.1% | 54.4% | 57.8% | 23.7% | 37.3% | 71.2% | 0.21931 | 0.067778 | 2.8421 | 17.5263 | 4.0985 | 5.963 | 7.6542 | 5.7855 | 2.184 | 3.8901 | 13.2438 | 6.0924 | 8.8024 | 4.1883 | 47.3611 | 81.1366 | 50.7415 | 91.0169
Sierra | ALLEGHANY 1101VR816 | 6913 | 299 | 343.4931 | 775 | 562.0187 | 65 | 4.3405e-05 | 0.038831 | 13.8191 | 1.6885e-06 | 0.00028579 | 0.38581 | 0.61118 | {C309DB72-5D9A-4AC9-886D-5F718B64DFF4} | 152101101 | ALLEGHANY 1101 | VR816 | 39.5572 | -120.8285 | 115 | 340 | 14972.6855 |  | 6679.2994 |  | 8293.386 | 6679.2994 | 8293.386 | 0.018576 | 0.0028213 | 1143 | 9.2727 | 21.8121 | 3 | 2.1646 | 6.2628 | -11.2045 | 0.061039 | 0.0046945 | 4.694 | 292.5143 | 46.323 | 35.3318 | 1.0878 | 11.9357 | 14.4474 | 2.712 | 33.9% | 48.4% | 14.6% | 91.7% | 6.3% | 26.6% | 0.2494 | 0.064935 | 7.2154 | 20.4308 | 1.4088 | 10.0649 | 14.4705 | 10.5657 | 1.9399 | 3.338 | 12.6859 | 5.9258 | 7.3349 | 4.326 | 62.6364 | 95.2643 | 55.1001 | 91.5897
Central Valley | COARSEGOLD 2102circuit_breaker | 4631 | 155 | 212.5878 | 445 | 343.2522 | 84 | 4.7417e-05 | 40.6238 | 12.1112 | 0.0020246 | 0.00028496 | 0.34831 | 0.61933 | {5FCD3F70-B3EF-41B7-B59A-4AF393BD948D} | 254432102 | COARSEGOLD 2102 | circuit_breaker | 37.2272 | -119.6902 | 110 | 59 | 27338.6768 |  | 22592.2597 |  | 4746.4171 | 22592.2597 | 4746.4171 | 0.023936 | 0.003983 | 1144 | 2.3095 | 7.3006 | 2.0141 | 1.9647 | 4.5819 | -0.019571 | 0.020282 | 0.0060695 | 2.0236 | 296.9232 | 49.7752 | 33.4665 | 1.3688 | 11.7667 | 13.1267 | 0.28824 | 51.4% | 50.1% | 51.9% | 37.7% | 73.8% | 41.9% | 0.018393 | 0.12092 | 1.6122 | 14.7143 | 1.1178 | 1.5669 | 8.0644 | 7.2361 | 2.3542 | 3.8276 | 11.1071 | 6.6889 | 7.0006 | 4.396 | 47.5994 | 68.9696 | 63.4386 | 87.2871
Central Valley | DUNLAP 11037220 | 514 | 177 | 235.9335 | 689 | 431.4521 | 184 | 1.6132e-05 | 97.9828 | 100.1648 | 0.00132 | 0.00059587 | 0.25689 | 0.54684 | {5755A55C-8127-474D-99F5-38E2401D21A6} | 254061103 | DUNLAP 1103 | 7220 | 36.7161 | -119.0342 | 237 | 179 | 56067.9923 | 34.8391 | 39952.2483 | 24.8252 | 16115.744 | 39952.2483 | 16115.744 | 0.10964 | 0.0029684 | 672 | 3.0756 | 9.1713 | 2 | 1.8787 | 4.4011 | -0.28574 | 0.016356 | 0.0056244 | 1.9131 | 295.7921 | 56.7498 | 36.2445 | 1.4082 | 10.216 | 11.5962 | 0.44221 | 71.2% | 94% | 10.9% | 47.5% | 79.2% | 8.9% | 0.027086 | 0.06236 | 1.5506 | 13.7376 | 0.64511 | 1.213 | 5.4423 | 5.2025 | 2.3876 | 3.9546 | 9.2403 | 5.3751 | 5.4941 | 3.2902 | 50.7327 | 76.8727 | 74.4019 | 96.8004
Central Coast | SANTA YNEZ 1104Y30 | 1251 | 4 | 7.4304 | 33 | 20.8661 | 5 | 3.584e-05 | 0.22008 | 20.7983 | 7.344e-06 | 0.00028419 | 0.12121 | 0.3561 | {1B8DB8B3-1D13-4E12-A58F-43F8C34F8820} | 182721104 | SANTA YNEZ 1104 | Y30 | 34.6353 | -120.0891 | 356 | 873 | 65202.251 |  | 21907.9147 |  | 43294.3363 | 984.7789 | 1028.1417 | 0.0014209 | 0.0001792 | 1146 | 0.91172 | 4.205 | 2 | 2.6884 | 7.6196 | 0.77614 | 0.0018182 | 0.0067918 | 0.88692 | 298.253 | 38.8568 | 33.7459 | 1.1371 | 14.5166 | 15.194 | 3.0315 | 78.2% | 93.1% | 39.6% | 18.5% | 83.3% | 38.8% | 0.43033 | 0.0036364 | 2.8889 | 18.2222 | 0.20455 | 3 | 11.6901 | 9.961 | 2.1678 | 3.5688 | 12.5775 | 11.1611 | 7.4627 | 7.3654 | 63.0568 | 65.8197 | 57.0233 | 63.7843
Sierra | CLARKSVILLE 21096502 | 7050 | 26 | 43.2062 | 221 | 103.4288 | 36 | 6.5095e-05 | 36.039 | 11.0021 | 0.0016429 | 0.00028404 | 0.11765 | 0.41774 | {A0936C28-A756-47FA-9C1E-76F4B7CFFF7E} | 153612109 | CLARKSVILLE 2109 | 6502 | 38.7127 | -121.0782 | 169 | 163 | 14951.7263 |  | 8746.5939 |  | 6205.1323 | 3563.6935 | 1419.52 | 0.010225 | 0.0023434 | 1147 | 1.5947 | 4.5665 | 2.6735 | 2.5115 | 6.7305 | 1.0261 | 0.035714 | 0.0064239 | 2.0569 | 297.0026 | 44.934 | 32.8138 | 1.2817 | 13.077 | 14.5728 | 3.124 | 33.7% | 40.1% | 36.1% | 8.3% | 45.4% | 87.1% | 0.11889 | 0.053878 | 1.8108 | 14.7568 | 1.738 | 4.5102 | 8.0744 | 6.1406 | 2.3444 | 4.0841 | 13.0046 | 6.7071 | 8.9996 | 4.5267 | 53.1716 | 79.7519 | 53.972 | 87.264
North Coast | CLOVERDALE 1102156 | 4894 | 319 | 478.9004 | 578 | 637.8815 | 69 | 8.0896e-05 | 0.11126 | 5.1491 | 9.231e-06 | 0.00028391 | 0.5519 | 0.75077 | {0AFDFC2C-BE93-4295-B473-DFD529280FFF} | 42821102 | CLOVERDALE 1102 | 156 | 38.7991 | -122.9913 | 180 | 258 | 39176.2158 |  | 18980.0369 |  | 20196.1789 | 8650.9367 | 7616.5751 | 0.01959 | 0.0055818 | 1148 | 4.5784 | 10.9323 | 2.876 | 2.1375 | 5.9443 | 0.39059 | 0.040853 | 0.006693 | 2.9378 | 296.1298 | 39.6541 | 39.4016 | 1.1293 | 13.9526 | 15.9461 | 4.4947 | 52% | 53.9% | 32.1% | 24.9% | 74.4% | 13.3% | 0.16981 | 0.02031 | 2.0303 | 15.6515 | 2.3933 | 4.4806 | 12.3291 | 10.7601 | 2.4352 | 3.9482 | 13.4288 | 7.9308 | 7.5255 | 4.299 | 71.8702 | 101.9496 | 52.0175 | 82.7779
Sierra | BANGOR 11011958 | 1087 | 569 | 1004.58 | 2859 | 1733.0697 | 411 | 8.4981e-05 | 169.5827 | 23.7596 | 0.013667 | 0.00090279 | 0.19902 | 0.57965 | {4EADDDA4-9026-4CB9-B9C4-03D97B5E8FF0} | 103191101 | BANGOR 1101 | 1958 | 39.3568 | -121.3667 | 532 | 401 | 78091.4744 | 48.5239 | 54026.2311 | 33.5704 | 24065.2432 | 54026.2311 | 24065.2432 | 0.37105 | 0.034927 | 455 | 3.2991 | 8.2017 | 2 | 2.8839 | 7.4279 | -0.2586 | 0.017936 | 0.0064491 | 2.5417 | 297.0932 | 45.9251 | 32.7134 | 1.3389 | 12.646 | 14.4222 | 0.9401 | 67.3% | 67.5% | 57.3% | 32.4% | 84.4% | 75.1% | 0.072366 | 0.084159 | 1.6707 | 15.7108 | 2.2056 | 3.4583 | 8.6267 | 5.8198 | 2.1021 | 3.6349 | 13.3268 | 6.368 | 8.6973 | 4.4613 | 43.9616 | 73.1258 | 50.09 | 89.2569
Central Valley | OAKHURST 1101circuit_breaker | 3215 | 15 | 20.6886 | 200 | 93.5673 | 31 | 5.1239e-05 | 513.1182 | 9.8241 | 0.023499 | 0.00028331 | 0.075 | 0.22111 | {2CDF7848-B063-4FC4-9C52-AE29AA49D3FF} | 254421101 | OAKHURST 1101 | circuit_breaker | 37.322 | -119.6343 | 122 | 87 | 9005.6506 |  | 4768.9067 |  | 4236.7439 | 3669.1128 | 3595.9802 | 0.0087825 | 0.0015884 | 1150 | 1.8432 | 6.7692 | 2 | 1.7136 | 4.1899 | 0.73555 | 0.027692 | 0.0060188 | 2.0014 | 297.066 | 51.3375 | 33.9886 | 1.4453 | 11.3307 | 12.7315 | 15.7425 | 51.2% | 43.4% | 56.5% | 34.8% | 82.9% | 26.8% | 0.26505 | 0.036154 | 3.325 | 18.175 | 0.59712 | 3.8462 | 8.9257 | 7.7924 | 2.44 | 4.048 | 10.7729 | 6.2186 | 6.8488 | 4.2844 | 50.4731 | 70.9563 | 64.711 | 89.6227
Central Coast | GREEN VALLEY 210111054 | 5572 | 1607 | 3047.5889 | 2416 | 3458.7793 | 183 | 8.2545e-05 | 0.057708 | 1.4825 | 4.8992e-06 | 0.00010201 | 0.66515 | 0.88112 | {C405C907-DA8C-4647-B06E-C99DEABE607F} | 83192101 | GREEN VALLEY 2101 | 11054 | 36.9775 | -121.7415 | 339 | 286 | 76130.1436 | 47.3052 | 40835.6292 | 25.3741 | 35294.5144 | 38401.1556 | 31336.6718 | 0.018668 | 0.015106 | 1857 | 7.858 | 19.4885 | 2.9775 | 1.9044 | 5.0424 | -0.034417 | 0.054171 | 0.0068691 | 2.2193 | 295.4461 | 37.6801 | 30.0502 | 0.94701 | 14.3725 | 15.8557 | 0.81781 | 53.5% | 31.8% | 80.4% | 81.1% | 41.9% | 35.9% | 0.10125 | 0.082448 | 1.5909 | 14.8515 | 0.41755 | 3.8905 | 7.4463 | 7.021 | 1.873 | 3.5671 | 13.6934 | 9.4906 | 8.4522 | 5.7213 | 47.8587 | 62.4067 | 50.3071 | 74.1799
Central Valley | PEORIA 1705999 | 7927 | 123 | 209.0367 | 352 | 307.5567 | 37 | 0.00010217 | 78.4988 | 5.9877 | 0.0082515 | 0.0002823 | 0.34943 | 0.67967 | {5171DE14-7E8C-4AB0-AFB6-B769B1D84873} | 163781705 | PEORIA 1705 | 999 | 37.9614 | -120.4177 | 33 | 78 | 8817.1915 |  | 3715.0604 |  | 5102.1311 | 3715.0604 | 5102.1311 | 0.010445 | 0.0037803 | 1152 | 3.5791 | 9.5266 | 2 | 2.09 | 5.4191 | -1.3318 | 0.037593 | 0.0061896 | 2.0464 | 296.7238 | 42.2124 | 33.4456 | 1.2304 | 13.6986 | 15.1772 | 3.8859 | 51% | 27.6% | 91.4% | 49.7% | 32.4% | 99.1% | 0.20016 | 0.050556 | 3.027 | 18.4865 | 3.9415 | 6.5185 | 10.9865 | 8.138 | 2.0943 | 3.8743 | 13.5223 | 7.2916 | 9.5043 | 4.8576 | 47.8112 | 82.3046 | 50.3818 | 84.4682
North Coast | LUCERNE 1106526 | 4359 | 182 | 320.7682 | 496 | 433.4838 | 105 | 8.2299e-05 | 3.7924 | 5.1825 | 0.0002778 | 0.00018568 | 0.36694 | 0.73998 | {BFEEA045-A307-47A2-9C2E-0B69ACE24065} | 43351106 | LUCERNE 1106 | 526 | 39.0763 | -122.783 | 173 | 366 | 34906.4402 | 21.6899 | 17455.0829 | 10.8461 | 17451.3574 | 16072.0884 | 13994.239 | 0.019496 | 0.0086414 | 1454 | 8.002 | 27.1755 | 2 | 3.4196 | 8.4383 | 0.63018 | 0.027857 | 0.0061669 | 2.3843 | 296.0587 | 42.4277 | 35.959 | 1.2075 | 13.5431 | 15.3672 | 2.0043 | 39.1% | 54.6% | 34% | 78% | 87.4% | 7% | 0.25537 | 0.032051 | 3.4103 | 15.9744 | 2.1565 | 2.3619 | 9.6643 | 7.8833 | 2.3177 | 4.062 | 13.0797 | 6.8811 | 7.8483 | 4.1529 | 58.321 | 87.8612 | 52.9001 | 87.3292
North Valley | DESCHUTES 11041370 | 3638 | 273 | 424.6223 | 928 | 614.6697 | 148 | 7.4934e-05 | 2093.4185 | 42.3747 | 0.16209 | 0.0013121 | 0.29418 | 0.69081 | {7B256BE5-97E8-449E-A46C-21FA2871BA72} | 103351104 | DESCHUTES 1104 | 1370 | 40.573 | -122.2386 | 449 | 423 | 56482.1946 | 35.0965 | 35731.175 | 22.2024 | 20751.0196 | 19292.4005 | 9763.2963 | 0.19418 | 0.01109 | 290 | 2.0105 | 5.6285 | 2 | 2.0322 | 7.2631 | -0.11707 | 0.0094677 | 0.005924 | 2.6678 | 298.2111 | 47.2049 | 36.5414 | 1.5721 | 12.3869 | 14.547 | 2.1126 | 81.2% | 84.8% | 62.4% | 22.8% | 81.2% | 60.7% | 0.12004 | 0.0095817 | 2.2184 | 16.3713 | 3.1349 | 3.5285 | 11.486 | 8.7761 | 2.8949 | 4.8117 | 11.5352 | 5.7308 | 7.3655 | 4.467 | 68.1931 | 93.5602 | 60.0982 | 92.7768
Sierra | APPLE HILL 1104circuit_breaker | 5530 | 214 | 283.6931 | 618 | 456.2053 | 65 | 0.00011178 | 1.3027 | 4.7978 | 0.00014776 | 0.00028019 | 0.34628 | 0.62185 | {C95685B7-B649-4BB7-AFD8-6C20EE89F893} | 153661104 | APPLE HILL 1104 | circuit_breaker | 38.7394 | -120.677 | 120 | 294 | 17638.2405 |  | 6802.485 |  | 10835.7556 | 6802.485 | 10835.7556 | 0.018212 | 0.0072657 | 1155 | 7.0613 | 18.9997 | 2 | 1.9455 | 5.4875 | -1.1559 | 0.056444 | 0.0057906 | 3.4855 | 294.3843 | 48.7081 | 31.6456 | 1.251 | 11.644 | 13.6854 | 8.2945 | 33.4% | 19.9% | 86.8% | 81% | 34.6% | 8.8% | 0.31335 | 0.047444 | 6.2381 | 19.2951 | 4.3292 | 6.8667 | 9.8017 | 6.4912 | 2.0957 | 3.875 | 12.6171 | 5.6322 | 7.6955 | 3.8183 | 49.0057 | 80.0193 | 54.5247 | 94.6309
Sierra | SHADY GLEN 110151696 | 3147 | 1564 | 1861.696 | 3314 | 2795.839 | 276 | 8.4621e-05 | 0.038017 | 18.2232 | 3.2129e-06 | 0.00076574 | 0.47194 | 0.66588 | {0FE524F2-DA0B-43E6-AE33-7B106122C864} | 152431101 | SHADY GLEN 1101 | 51696 | 39.1003 | -120.9524 | 435 | 616 | 69280.468 | 43.049 | 33124.3103 | 20.5825 | 36156.1577 | 28237.56 | 27907.503 | 0.21134 | 0.023355 | 540 | 7.6803 | 16.4816 | 2.0429 | 1.5321 | 4.4953 | -0.72169 | 0.068397 | 0.0055792 | 3.3955 | 295.9593 | 49.4124 | 34.6957 | 1.3592 | 11.6496 | 13.6395 | 4.2834 | 62.4% | 59.2% | 56.8% | 72.7% | 92.2% | 9% | 0.1125 | 0.059419 | 2.2464 | 16.4785 | 3.6096 | 5.4533 | 7.9057 | 6.0782 | 2.1478 | 3.9171 | 13.0888 | 5.9912 | 8.6624 | 4.0802 | 49.9365 | 85.2531 | 51.6969 | 91.9946
Sierra | BROWNS VALLEY 11011268 | 2440 | 107 | 229.9367 | 795 | 468.094 | 135 | 8.4284e-05 | 590.3951 | 25.5111 | 0.049559 | 0.0010583 | 0.13459 | 0.49122 | {868A573A-DC6D-45C3-92E0-27ABE99A6BF7} | 152921101 | BROWNS VALLEY 1101 | 1268 | 39.2871 | -121.3894 | 158 | 130 | 26840.259 | 16.6778 | 17550.3384 | 10.9053 | 9289.9206 | 17547.6887 | 9289.9206 | 0.14288 | 0.011378 | 377 | 3.7192 | 8.8589 | 2 | 2.6706 | 7.3642 | -0.3064 | 0.023537 | 0.006541 | 2.2111 | 297.454 | 46.1695 | 32.7866 | 1.3615 | 12.6555 | 14.3213 | 0.83159 | 71.2% | 69.5% | 56.6% | 37.1% | 92.7% | 75.6% | 0.050477 | 0.056574 | 1.9044 | 15.3614 | 3.4302 | 4.455 | 9.0187 | 6.9375 | 2.2486 | 3.968 | 13.1607 | 6.0497 | 8.6883 | 4.059 | 51.67 | 93.1726 | 51.721 | 92.0198
North Coast | FORT BRAGG A 110465894 | 6172 | 22 | 35.7688 | 28 | 38.5032 | 4 | 9.68e-05 | 0.037818 | 3.5306 | 3.6608e-06 | 0.00027951 | 0.78571 | 0.92898 | {DDA08885-FEC3-49A8-9C1B-A5CDAFE21444} | 42761104 | FORT BRAGG A 1104 | 65894 | 39.4364 | -123.7895 | 41 | 58 | 5121.936 |  | 1933.4215 |  | 3188.5145 | 322.1994 | 395.4321 | 0.001118 | 0.0003872 | 1158 | 18.1835 | 31.2809 | 2 | 2.3489 | 6.7705 | 8.42 | 0.058 | 0.0070171 | 2.9989 | 289.6596 | 16.2244 | 18.6988 | 0.36266 | 19.8206 | 22.2626 | 22.2217 | 51.5% | 41.5% | 50.3% | 87.2% | 1.5% | 99.3% | 0.17055 | 0.068 | 1.25 | 17.75 | 0.452 | 5.6 | 12.354 | 9.9665 | 1.221 | 1.849 | 19.5067 | 15.6761 | 15.4279 | 11.8106 | 37.8819 | 44.2789 | 25.055 | 39.2733
Central Valley | TIVY VALLEY 1107R1817 | 1871 | 48 | 70.8726 | 485 | 203.1968 | 112 | 1.8491e-05 | 1417.3922 | 104.7267 | 0.024969 | 0.00088736 | 0.098969 | 0.34879 | {8C528F18-9D07-401C-90F8-07B202001D80} | 252941107 | TIVY VALLEY 1107 | R1817 | 36.8245 | -119.3652 | 182 | 224 | 56560.0475 | 35.1449 | 30917.6877 | 19.2114 | 25642.3598 | 30260.3712 | 25619.9728 | 0.099384 | 0.002071 | 460 | 0.72637 | 2.557 | 2 | 2.1103 | 4.8035 | -0.81149 | 0.0039588 | 0.0060729 | 1.4198 | 298.8962 | 55.7321 | 36.0174 | 1.6359 | 10.6191 | 11.7382 | 0.65095 | 79.6% | 94.5% | 12.9% | 7.3% | 96.2% | 13.3% | 0.068587 | 0.011043 | 1.8551 | 15.3478 | 0.18652 | 1.1098 | 5.807 | 5.1295 | 3.0191 | 4.5012 | 9.8221 | 6.0629 | 6.6579 | 4.033 | 48.9139 | 72.7717 | 69.5272 | 92.1794
North Coast | DUNBAR 1101343 | 9157 | 245 | 357.8929 | 594 | 543.2039 | 67 | 8.5213e-05 | 0.14533 | 5.6878 | 1.1986e-05 | 0.0002784 | 0.41246 | 0.65886 | {2DE576B0-9ADE-465B-8612-83446037B4D3} | 43071101 | DUNBAR 1101 | 343 | 38.4315 | -122.5537 | 51 | 115 | 16343.1272 |  | 7181.969 |  | 9161.1582 | 7034.2123 | 9161.1582 | 0.018653 | 0.0057093 | 1160 | 9.2747 | 18.9688 | 2.968 | 2.2501 | 6.0299 | -5.013 | 0.05624 | 0.0068301 | 2.9964 | 294.6739 | 38.3184 | 32.2029 | 0.96173 | 14.169 | 16.0511 | 0.63471 | 51.4% | 58.9% | 37.4% | 52.9% | 59.2% | 17.6% | 0.085971 | 0.05304 | 2.6885 | 19.4918 | 0.63112 | 4.752 | 9.7704 | 7.3785 | 1.943 | 3.5915 | 14.119 | 8.2573 | 8.5101 | 5.1964 | 51.5613 | 77.3966 | 48.5043 | 79.9765
Sierra | VACAVILLE 1111circuit_breaker | 56 | 291 | 471.2754 | 581 | 602.02 | 91 | 5.6e-05 | 2179.996 | 9.9496 | 0.12354 | 0.00027836 | 0.50086 | 0.78282 | {1F08C74E-1D18-453D-9F09-2E91ADE9AFB1} | 63601111 | VACAVILLE 1111 | circuit_breaker | 38.3568 | -121.9806 | 283 | 547 | 45304.1261 |  | 19505.0496 |  | 25799.0765 | 10814.1289 | 11722.0733 | 0.025331 | 0.005096 | 1161 | 3.0384 | 11.1568 | 2 | 3.3458 | 8.2421 | -0.52113 | 0.016772 | 0.0064156 | 1.6469 | 298.3547 | 44.7963 | 39.8378 | 1.3742 | 13.1057 | 14.4154 | 19.3825 | 32.9% | 37.3% | 25.1% | 49% | 95.6% | 88% | 0.22108 | 0.011076 | 2.9052 | 17.6207 | 2.8415 | 3.6772 | 8.1518 | 7.0785 | 2.5213 | 4.2421 | 11.7109 | 7.5904 | 8.8959 | 5.1168 | 62.8835 | 83.0748 | 57.6061 | 82.0323
Central Valley | OLETA 11014768 | 6042 | 74 | 103.2178 | 240 | 164.1043 | 77 | 4.2625e-05 | 288.7788 | 14.4003 | 0.012908 | 0.00027825 | 0.30833 | 0.62898 | {5BFA9C05-674E-46C3-BAEE-B85172DBDA5E} | 163541101 | OLETA 1101 | 4768 | 38.4804 | -120.8599 | 133 | 85 | 35145.841 |  | 21913.0144 |  | 13232.8265 | 18073.0157 | 10972.6771 | 0.021425 | 0.0032821 | 1162 | 1.0942 | 3.6347 | 2 | 2.0254 | 5.5949 | -0.87714 | 0.019107 | 0.0063611 | 1.9646 | 296.948 | 43.713 | 31.0086 | 1.2729 | 13.2086 | 14.7045 | 0.75289 | 50.3% | 54.3% | 43.9% | 15.1% | 46.3% | 86.9% | 0.050691 | 0.025395 | 1.4016 | 12.3543 | 0.55409 | 0.82474 | 7.8782 | 5.5738 | 2.4363 | 3.9098 | 12.828 | 7.2157 | 8.6662 | 4.9147 | 45.1986 | 69.0439 | 54.1592 | 84.0958
Central Coast | MORGAN HILL 2106circuit_breaker | 2301 | 10 | 15.1614 | 20 | 21.0349 | 3 | 2.2445e-05 | 1474.9423 | 17.5611 | 0.033043 | 0.00027811 | 0.5 | 0.72077 | {2C56B704-0B48-474B-86AD-67CE86231708} | 83242106 | MORGAN HILL 2106 | circuit_breaker | 37.1267 | -121.659 | 117 | 172 | 16081.749 |  | 6109.6825 |  | 9972.0666 | 0 | 1529.3175 | 0.00083434 | 6.7334e-05 | 1163 | 1.1516 | 3.3213 | 2 | 2.5198 | 6.3224 | 1.7866 | 0.0052941 | 0.0068858 | 1.4973 | 296.4696 | 35.4265 | 30.6469 | 0.99922 | 15.1253 | 16.3591 | 27.9969 | 77.8% | 91.5% | 15.9% | 10.6% | 62.1% | 51.6% | 0.068423 | 0.0088235 | 2.25 | 17.75 | 0.23235 | 1.1765 | 9.3455 | 8.4459 | 2.0046 | 3.663 | 14.3782 | 10.3002 | 9.9028 | 6.3873 | 50.5827 | 64.9332 | 45.1718 | 69.5092
Bay Area | ROSSMOOR 1106L522R | 5153 | 263 | 356.4746 | 455 | 455.3216 | 29 | 6.5973e-05 | 0.037818 | 7.4778 | 2.495e-06 | 0.00027747 | 0.57802 | 0.78291 | {35E6FC31-93E6-466C-8E12-BDEF19C3F3E9} | 14161106 | ROSSMOOR 1106 | L522R | 37.8878 | -122.1163 | 183 | 658 | 29323.1851 |  | 6797.2077 |  | 22525.9774 | 3036.9141 | 8384.6241 | 0.0080466 | 0.0019132 | 1164 | 4.1291 | 11.8563 | 2 | 3.2723 | 6.8939 | 0.60665 | 0.12694 | 0.0068812 | 1.839 | 295.5054 | 34.5279 | 31.3697 | 0.96073 | 15.2146 | 16.667 | 21.1624 | 88.9% | 87.1% | 64.8% | 51.5% | 65.3% | 48.8% | 0.38218 | 0.023611 | 7.7941 | 22 | 7.3156 | 12.6389 | 7.3759 | 6.9515 | 2.0591 | 3.6323 | 14.5468 | 10.3159 | 10.3901 | 6.7471 | 47.8398 | 65.2135 | 44.7091 | 68.1281
Central Coast | CAMP EVERS 210612840 | 7660 | 397 | 682.8938 | 1004 | 1027.5403 | 69 | 0.00012267 | 0.037818 | 3.9535 | 4.639e-06 | 0.00027731 | 0.39542 | 0.66459 | {F761DD80-845B-4F29-ADA0-4CE9C4A1F615} | 83622106 | CAMP EVERS 2106 | 12840 | 37.0539 | -121.9547 | 78 | 66 | 10925.1046 |  | 6527.3425 |  | 4397.7621 | 6527.3425 | 4397.7621 | 0.019134 | 0.0084639 | 1165 | 8.399 | 19.3003 | 3 | 1.511 | 4.0506 | -3.6845 | 0.068673 | 0.0069178 | 2.5038 | 296.2089 | 33.9624 | 27.5847 | 0.97041 | 15.3197 | 16.9591 | 1.5204 | 77.7% | 57.2% | 88.1% | 80.8% | 49.1% | 56% | 0.048477 | 0.044796 | 2 | 15.8615 | 1.8512 | 10.2449 | 7.9261 | 6.926 | 1.9583 | 3.652 | 14.5452 | 10.2797 | 9.0764 | 6.1507 | 44.2277 | 59.0206 | 45.6272 | 70.2453
North Coast | MONTE RIO 1113678 | 9369 | 217 | 329.3697 | 494 | 489.5994 | 27 | 0.00014424 | 0.037817 | 3.0842 | 5.4548e-06 | 0.00027712 | 0.43927 | 0.67273 | {F763F6AF-FC97-4F89-AD25-F9455AF541C2} | 42811113 | MONTE RIO 1113 | 678 | 38.4867 | -123.0158 | 25 | 62 | 5741.2654 |  | 2967.1836 |  | 2774.0818 | 2967.1836 | 2774.0818 | 0.0074821 | 0.0038945 | 1166 | 19.1254 | 38.4387 | 3 | 1.8217 | 5.0877 | 2.2581 | 0.11125 | 0.0071544 | 3.5225 | 294.7257 | 23.0823 | 23.4873 | 0.74224 | 17.97 | 20.057 | 0.18922 | 51.2% | 36.5% | 78% | 94.2% | 22.5% | 83.8% | 0.048735 | 0.061771 | 3.6 | 15.2 | 2.0391 | 15.4375 | 10.884 | 8.935 | 1.751 | 2.8686 | 16.7307 | 14.1751 | 13.0668 | 11.1327 | 43.3816 | 50.1976 | 35.4023 | 45.5704
North Valley | JESSUP 110276068 | 3269 | 684 | 1408.2856 | 1719 | 1784.9242 | 244 | 8.9168e-05 | 349.6046 | 118.5809 | 0.023371 | 0.0050508 | 0.39791 | 0.78899 | {B75A956B-8FBE-4735-92D0-A851A9ED4A9E} | 103441102 | JESSUP 1102 | 76068 | 40.4472 | -122.4069 | 368 | 422 | 56763.5161 | 35.2713 | 30912.2445 | 19.208 | 25851.2716 | 26885.9006 | 21427.8567 | 1.2324 | 0.021757 | 39 | 2.9913 | 8.0192 | 2 | 2.3405 | 8.1593 | 0.92368 | 0.012372 | 0.0059591 | 2.6555 | 298.1971 | 48.4202 | 33.2601 | 1.6047 | 11.9792 | 14.1064 | 1.2015 | 97.7% | 97.6% | 71.1% | 40.5% | 91.6% | 26.6% | 0.10149 | 0.011736 | 2.1111 | 17.3098 | 3.1447 | 4.2029 | 9.7601 | 6.9487 | 2.9372 | 4.9607 | 11.2849 | 5.6785 | 7.216 | 4.346 | 60.2234 | 77.7449 | 61.338 | 92.2208
North Coast | GUALALA 1111498 | 9419 | 122 | 195.4155 | 152 | 209.5895 | 30 | 6.1252e-05 | 0.037818 | 7.8936 | 2.3164e-06 | 0.00027669 | 0.80263 | 0.93237 | {DEA0AB0F-3AB6-4F54-9C8C-03D0C01BC917} | 42841111 | GUALALA 1111 | 498 | 38.7543 | -123.5097 | 45 | 2 | 4947.8039 |  | 4821.7264 |  | 126.0774 | 3498.0819 | 11.7636 | 0.0083008 | 0.0018376 | 1168 | 7.1244 | 18.9814 | 2 | 3.0966 | 7.9079 | -1.2911 | 0.015185 | 0.0070385 | 2.4865 | 289.9062 | 17.4329 | 21.9943 | 0.37489 | 19.3721 | 21.3758 | 13.852 | 51% | 66.9% | 11.9% | 53.2% | 2.4% | 97.3% | 0.3286 | 0.062593 | 2.3571 | 6.4286 | 0.37944 | 2.8148 | 13.7451 | 12.0105 | 1.2487 | 1.6606 | 18.9854 | 16.2714 | 14.8977 | 12.8716 | 45.2145 | 49.1612 | 27.3026 | 36.2652
Central Coast | TEMPLETON 2110N30 | 8418 | 332 | 542.1999 | 732 | 785.1956 | 159 | 0.00015311 | 0.84529 | 0.27587 | 9.6608e-05 | 9.9208e-05 | 0.45355 | 0.69053 | {3A07B299-3D05-42C7-8DB9-4F2F009C8698} | 183052110 | TEMPLETON 2110 | N30 | 35.6261 | -120.8962 | 132 | 82 | 39132.1201 | 24.3156 | 32940.3855 | 20.4683 | 6191.7346 | 32940.3855 | 6191.7346 | 0.015774 | 0.024344 | 1874 | 2.7984 | 8.1003 | 2 | 2.7039 | 8.1119 | -0.68118 | 0.032769 | 0.0055458 | 1.0432 | 299.012 | 43.5305 | 37.1736 | 1.4418 | 13.732 | 14.5492 | 0.52123 | 52.6% | 12.8% | 91.6% | 44.5% | 98.5% | 21.2% | 0.076245 | 0.079996 | 1.3766 | 11.6688 | 1.1349 | 1.6751 | 8.9231 | 8.5458 | 2.4755 | 4.2171 | 12.9026 | 8.4569 | 9.857 | 5.8798 | 57.1928 | 81.8346 | 52.8582 | 77.1803
Central Valley | CURTIS 17046060 | 6928 | 127 | 208.257 | 514 | 351.3516 | 60 | 7.8768e-05 | 0.093541 | 8.2663 | 5.6837e-06 | 0.00027628 | 0.24708 | 0.59273 | {677BC4CE-74C4-4870-9B50-45491FB41EEF} | 163351704 | CURTIS 1704 | 6060 | 37.9892 | -120.3331 | 89 | 179 | 15197.4302 |  | 6649.044 |  | 8548.3862 | 6649.044 | 8548.3862 | 0.016577 | 0.0047261 | 1170 | 4.3864 | 11.5432 | 2 | 2.345 | 5.2899 | 0.29893 | 0.056706 | 0.0059897 | 2.1757 | 296.0169 | 44.1182 | 34.6593 | 1.2155 | 13.187 | 14.7178 | 2.0525 | 50.1% | 38.6% | 80% | 59% | 27.1% | 85.6% | 0.16473 | 0.077765 | 4.2632 | 20.5965 | 3.1306 | 6.0471 | 10.9524 | 8.0678 | 2.0238 | 3.7672 | 12.9134 | 6.7525 | 8.7819 | 4.5588 | 50.2423 | 85.0777 | 53.7004 | 87.7084
North Coast | UPPER LAKE 1101472084 | 6851 | 84 | 104.066 | 312 | 191.4637 | 50 | 8.8603e-05 | 245.618 | 4.6727 | 0.016459 | 0.00027628 | 0.26923 | 0.54353 | {0F086603-31D0-422E-BBA1-3A12831F4713} | 42871101 | UPPER LAKE 1101 | 472084 | 39.1456 | -122.9162 | 97 | 109 | 24077.9703 |  | 11576.044 |  | 12501.9263 | 7182.4083 | 2822.8782 | 0.013814 | 0.0044302 | 1171 | 2.7962 | 8.9305 | 2 | 2.5655 | 7.0308 | 1.1841 | 0.030465 | 0.0060121 | 2.5636 | 296.0342 | 37.0359 | 33.7629 | 1.1385 | 14.7176 | 16.6668 | 1.0817 | 50.7% | 51.4% | 42% | 14.5% | 76.1% | 29.9% | 0.13829 | 0.044767 | 1.92 | 15.64 | 1.6765 | 3.6279 | 10.9519 | 8.6289 | 2.2002 | 3.7657 | 14.2169 | 8.2767 | 9.5316 | 5.2792 | 57.9486 | 83.5995 | 47.0501 | 78.7187
North Valley | WYANDOTTE 11031508 | 4605 | 756 | 1197.4548 | 2534 | 1998.6195 | 355 | 0.00010792 | 5.2592 | 6.9487 | 0.00021495 | 0.0004093 | 0.29834 | 0.59914 | {C16C1929-96C3-43F4-BC03-230CA41480EC} | 102911103 | WYANDOTTE 1103 | 1508 | 39.5046 | -121.4527 | 336 | 179 | 56905.6699 | 35.3596 | 43569.7992 | 27.0731 | 13335.8707 | 43569.7992 | 13335.8707 | 0.1453 | 0.038311 | 922 | 4.2462 | 10.1345 | 2.8226 | 2.6764 | 7.9506 | -0.4574 | 0.043699 | 0.0060629 | 3.4605 | 296.144 | 46.9386 | 34.7738 | 1.3254 | 12.1392 | 14.2524 | 0.83267 | 54.6% | 36.1% | 82.9% | 51.2% | 41% | 39.6% | 0.081031 | 0.053217 | 1.5488 | 11.9482 | 2.1351 | 4.2804 | 13.8377 | 9.1106 | 2.3574 | 4.1283 | 12.4826 | 5.7921 | 8.1454 | 3.9628 | 55.3247 | 98.8357 | 54.7404 | 93.4428
Bay Area | ALTO 112278672 | 491 | 283 | 581.8162 | 925 | 934.2296 | 59 | 0.00010513 | 0.037818 | 4.0779 | 3.9756e-06 | 0.00027568 | 0.30595 | 0.62278 | {792237E5-EE75-4319-AAE8-4FDB93CD8345} | 42031122 | ALTO 1122 | 78672 | 37.9249 | -122.5212 | 260 | 1330 | 70030.8212 |  | 13243.554 |  | 56787.2671 | 5142.0354 | 21599.6061 | 0.016265 | 0.0062024 | 1173 | 6.9857 | 16.9326 | 2.6338 | 2.2478 | 6.4974 | -1.3228 | 0.12437 | 0.0072508 | 2.5453 | 294.7469 | 30.2729 | 26.8552 | 0.80663 | 15.897 | 17.683 | 20.9542 | 88.6% | 76.4% | 84.8% | 81.7% | 38.7% | 82.4% | 0.38123 | 0.047746 | 9.4062 | 21.8125 | 5.143 | 13.0282 | 10.6272 | 9.1452 | 1.7277 | 3.1362 | 14.2411 | 12.4284 | 11.8524 | 9.1976 | 51.8235 | 53.5328 | 42.556 | 53.2664
Central Valley | CLAY 110184572 | 1396 | 8 | 9.6381 | 38 | 22.5732 | 7 | 4.5121e-05 | 1.6001 | 21.6242 | 7.6063e-05 | 0.00027536 | 0.21053 | 0.42697 | {537E07C0-FB8F-462B-87E9-2D8AA468190F} | 163341101 | CLAY 1101 | 84572 | 38.3515 | -120.9323 | 90 | 223 | 11783.2288 |  | 3629.8323 |  | 8153.3966 | 598.9234 | 1343.5774 | 0.0019275 | 0.00031585 | 1174 | 1.5261 | 5.1397 | 2 | 1.7755 | 5.3124 | 0.68668 | 0.036875 | 0.0066782 | 1.6464 | 297.2747 | 43.4249 | 30.282 | 1.27 | 13.2987 | 14.679 | 13.1803 | 49.9% | 67.6% | 47.9% | 24.6% | 45.5% | 90.2% | 0.36389 | 0.02125 | 2.9091 | 22 | 1.125 | 2.375 | 9.5076 | 6.6337 | 2.4292 | 3.949 | 12.4879 | 7.4088 | 8.7466 | 5.161 | 47.6769 | 62.2784 | 55.4716 | 81.4706
Sierra | PLACERVILLE 111219742 | 2795 | 490 | 736.1115 | 1134 | 1019.4477 | 100 | 9.4167e-05 | 0.037818 | 4.7314 | 3.5612e-06 | 0.00027515 | 0.4321 | 0.72207 | {38A00224-A460-485C-A9CC-938D2D423308} | 153081112 | PLACERVILLE 1112 | 19742 | 38.731 | -120.8097 | 225 | 555 | 34467.9615 |  | 11949.352 |  | 22518.6095 | 9960.0097 | 19855.5409 | 0.027515 | 0.0094167 | 1175 | 3.7942 | 10.0425 | 2 | 2.205 | 5.9301 | 0.074599 | 0.05619 | 0.0057807 | 2.8678 | 295.5428 | 46.4243 | 31.9624 | 1.2434 | 12.4805 | 14.3108 | 15.7733 | 32.7% | 19.4% | 68.5% | 44.1% | 32.2% | 66.1% | 0.46745 | 0.049127 | 6.5686 | 20.1765 | 6.9057 | 9 | 7.8886 | 5.9324 | 2.1064 | 3.8748 | 13.2203 | 6.0423 | 8.7119 | 4.1486 | 48.2083 | 82.8911 | 50.9672 | 91.4604
North Valley | CORNING 110253184 | 322 | 110 | 198.1479 | 290 | 251.6788 | 117 | 3.1239e-05 | 41.3267 | 3.1 | 0.0010523 | 8.5327e-05 | 0.37931 | 0.7873 | {15DF5EF9-6694-4A35-B7F3-919A8A286CFC} | 103331102 | CORNING 1102 | 53184 | 39.9132 | -122.4295 | 156 | 152 | 56957.8324 | 35.392 | 51349.7049 | 31.9073 | 5608.1275 | 51349.7049 | 5608.1275 | 0.0099832 | 0.003655 | 1973 | 1.2191 | 3.2678 | 2 | 2.7499 | 8.7965 | -0.76825 | 0.0048462 | 0.0063669 | 1.4908 | 297.813 | 50.5409 | 38.2179 | 1.5338 | 11.9232 | 13.2901 | 1.1874 | 26.9% | 22.7% | 22.8% | 5.8% | 74% | 22.3% | 0.10009 | 0.0055231 | 1.8773 | 13.0613 | 0.54228 | 0.44615 | 11.703 | 8.6202 | 3.0225 | 4.9411 | 10.6169 | 5.8621 | 7.0451 | 4.2596 | 72.5315 | 96.3349 | 64.5181 | 92.4586
Sierra | HORSESHOE 11011682 | 6475 | 31 | 54.6842 | 115 | 88.3598 | 9 | 8.0952e-05 | 980.2197 | 7.6669 | 0.073339 | 0.00027375 | 0.26957 | 0.61888 | {346A62D2-9F89-49F3-B966-B00C57570576} | 152571101 | HORSESHOE 1101 | 1682 | 38.7707 | -121.1643 | 222 | 176 | 26742.8626 |  | 15688.8599 |  | 11054.0027 | 944.4917 | 1140.3256 | 0.0024638 | 0.00072857 | 1177 | 2.0632 | 6.1064 | 2 | 2.3942 | 6.4809 | -0.62989 | 0.051667 | 0.0068272 | 1.8368 | 297.2813 | 41.21 | 30.08 | 1.244 | 13.9068 | 15.3305 | 2.7772 | 32.4% | 30.5% | 53.7% | 16.1% | 32.4% | 98% | 0.087549 | 0.0225 | 2.4545 | 17.3636 | 4.3433 | 9.5833 | 8.9339 | 6.4732 | 2.3458 | 4.1112 | 13.5603 | 7.0896 | 9.6436 | 4.7942 | 49.5506 | 71.3239 | 50.2228 | 82.9188
North Coast | BELLEVUE 2103552 | 4254 | 250 | 678.4615 | 510 | 837.8227 | 78 | 6.0586e-05 | 653.3741 | 13.3935 | 0.03415 | 0.00027324 | 0.4902 | 0.80979 | {5DA68EF3-5901-4088-9DDE-761BE1716E65} | 43182103 | BELLEVUE 2103 | 552 | 38.3652 | -122.6659 | 314 | 234 | 44356.7669 |  | 24038.0516 |  | 20318.7153 | 11666.895 | 11628.4154 | 0.021312 | 0.0047257 | 1178 | 3.907 | 11.4188 | 2.0388 | 2.0519 | 5.8485 | 0.23966 | 0.029612 | 0.007001 | 2.7609 | 294.9073 | 31.9948 | 30.0074 | 0.86142 | 15.6866 | 17.5248 | 0.95093 | 50.5% | 82.4% | 11.4% | 27.8% | 46.2% | 47.1% | 0.19992 | 0.046054 | 2.5128 | 16.265 | 1.7298 | 2.4757 | 10.2674 | 8.4638 | 1.7542 | 3.2799 | 15.5292 | 10.5312 | 10.7866 | 7.027 | 53.6915 | 71.0217 | 41.2166 | 67.196
Sierra | APPLE HILL 210277546 | 2628 | 1012 | 1453.6173 | 3154 | 2409.8362 | 523 | 8.3884e-05 | 33.2656 | 18.6423 | 0.0021897 | 0.00074802 | 0.32086 | 0.6032 | {71852C93-FB23-454D-AA22-159ABBF0F364} | 153662102 | APPLE HILL 2102 | 77546 | 38.5701 | -120.7327 | 540 | 433 | 91653.5791 | 56.951 | 69457.7296 | 43.1591 | 22195.8495 | 69457.7296 | 22195.8495 | 0.39122 | 0.043871 | 554 | 4.5268 | 13.3868 | 2.0471 | 2.2655 | 6.373 | -0.206 | 0.036656 | 0.0058787 | 2.8878 | 295.1534 | 44.8304 | 30.0053 | 1.1866 | 12.8024 | 14.6301 | 0.67834 | 61.7% | 59.9% | 56.1% | 58% | 20% | 80.7% | 0.184 | 0.046633 | 4.2759 | 17.9448 | 3.8248 | 6.0408 | 8.8214 | 6.9443 | 2.0479 | 3.6048 | 13.372 | 6.1023 | 8.5146 | 4.1192 | 53.0881 | 92.1186 | 50.9653 | 91.2863
Central Valley | CURTIS 17028000 | 1279 | 1157 | 1607.051 | 3622 | 2822.971 | 219 | 6.2858e-05 | 0.037818 | 22.3471 | 2.3772e-06 | 0.00065607 | 0.31944 | 0.56928 | {C413BF51-2D4A-4E14-8A5C-AF93355185D2} | 163351702 | CURTIS 1702 | 8000 | 38.0084 | -120.301 | 299 | 529 | 57186.6958 | 35.5343 | 23052.1801 | 14.324 | 34134.5157 | 23052.1801 | 34134.5157 | 0.14368 | 0.013766 | 618 | 6.4619 | 15.2969 | 2.4273 | 2.2041 | 5.0789 | -1.6714 | 0.077364 | 0.0053655 | 2.5761 | 294.7661 | 49.8897 | 36.221 | 1.2507 | 11.6499 | 13.3645 | 3.2252 | 73.4% | 68.5% | 66.5% | 72.1% | 39% | 39% | 0.13644 | 0.11773 | 3.3277 | 18.7815 | 6.6194 | 10.9758 | 10.8585 | 7.9383 | 2.0793 | 3.6981 | 11.2181 | 5.8422 | 7.1247 | 3.8688 | 55.8538 | 86.1004 | 61.943 | 93.8601
Central Valley | SHEPHERD 2111R1400 | 5498 | 89 | 295.3506 | 291 | 351.7618 | 119 | 3.5187e-05 | 2029.8705 | 116.8701 | 0.07225 | 0.00208 | 0.30584 | 0.83963 | {98A05919-30C6-4E49-A2BF-93B102BA501D} | 252062111 | SHEPHERD 2111 | R1400 | 36.967 | -119.6264 | 298 | 245 | 57252.3264 | 35.575 | 36919.6677 | 22.9409 | 20332.6588 | 29130.6459 | 16893.8237 | 0.24752 | 0.0041872 | 171 | 0.73552 | 2.5061 | 2 | 2.1034 | 5.1862 | -0.21188 | 0.0061596 | 0.0060914 | 1.084 | 299.0481 | 50.281 | 36.867 | 1.5451 | 12.0414 | 13.0275 | 0.97678 | 92% | 95.9% | 34.8% | 6.9% | 91.8% | 49.7% | 0.040769 | 0.010175 | 1.7962 | 16.0692 | 1.4238 | 0.72569 | 6.3226 | 5.8252 | 2.9628 | 4.2972 | 10.9158 | 6.5829 | 7.896 | 4.3535 | 50.5106 | 79.5641 | 63.1477 | 88.798
Bay Area | TASSAJARA 211238868 | 2752 | 124 | 167.4515 | 240 | 232.0738 | 23 | 4.6694e-05 | 121.6594 | 24.0089 | 0.004212 | 0.00027156 | 0.51667 | 0.72154 | {05770147-61C5-4F9A-BFD5-5491F913B539} | 14662112 | TASSAJARA 2112 | 38868 | 37.8321 | -121.9571 | 162 | 221 | 15052.9547 |  | 6910.3569 |  | 8142.5978 | 2492.9277 | 2822.9718 | 0.006246 | 0.001074 | 1182 | 3.3008 | 11.8726 | 2 | 2.3936 | 6.1999 | -3.6423 | 0.045556 | 0.0064786 | 1.5427 | 295.6199 | 40.396 | 35.2862 | 1.0476 | 13.8879 | 15.2637 | 13.1544 | 88.4% | 96.6% | 41% | 51.7% | 77.5% | 8.9% | 0.45599 | 0.053704 | 5.9583 | 19.7083 | 4.1496 | 8.8889 | 7.3014 | 6.8555 | 2.1253 | 3.7914 | 13.5892 | 8.6157 | 9.0953 | 5.423 | 50.8121 | 76.0885 | 50.1503 | 78.6606
Bay Area | RESEARCH 21029746 | 4574 | 77 | 138.0872 | 227 | 230.7109 | 17 | 0.00011191 | 0.037817 | 3.7266 | 4.2323e-06 | 0.00027144 | 0.33921 | 0.59853 | {E4DE7199-7E8D-4B24-BE88-94D626280805} | 14692102 | RESEARCH 2102 | 9746 | 37.8214 | -122.0047 | 80 | 124 | 11268.394 |  | 4518.0632 |  | 6750.3308 | 1130.0389 | 1684.7186 | 0.0046145 | 0.0019025 | 1183 | 5.6884 | 14.5639 | 3 | 3.3835 | 7.1546 | -0.89461 | 0.0664 | 0.0065063 | 1.7798 | 295.2335 | 37.8851 | 34.4731 | 1.0115 | 14.3676 | 15.823 | 10.2537 | 88.2% | 74.1% | 86.6% | 69.1% | 73.1% | 20% | 0.16479 | 0.0664 | 3 | 20.1176 | 2.2532 | 9.08 | 7.8359 | 7.3542 | 2.0119 | 3.6581 | 14.1115 | 9.2408 | 9.7652 | 6.0548 | 50.3419 | 73.6838 | 46.4792 | 74.6148
Bay Area | OAKLAND X 1104CR214 | 4106 | 233 | 563.0436 | 394 | 652.9168 | 37 | 6.1442e-05 | 0.037818 | 7.5086 | 2.3236e-06 | 0.00027096 | 0.59137 | 0.86235 | {A4D00FB7-3066-4764-B528-AB78985E682B} | 12541104 | OAKLAND X 1104 | CR214 | 37.819 | -122.1999 | 72 | 407 | 23133.8979 |  | 4637.1496 |  | 18496.7484 | 4637.1496 | 18496.7484 | 0.010026 | 0.0022734 | 1184 | 8.227 | 18.1291 | 3 | 2.5611 | 5.9607 | 4.7798 | 0.098491 | 0.0068836 | 2.0328 | 292.7215 | 33.6182 | 31.1276 | 0.74624 | 15.0725 | 16.6099 | 7.583 | 88% | 87.5% | 60.8% | 86.6% | 27.2% | 39.2% | 0.26489 | 0.051321 | 9.7857 | 21.2143 | 5.0962 | 7.434 | 8.1363 | 7.4922 | 1.5938 | 3.1303 | 14.673 | 10.5143 | 9.8906 | 6.917 | 51.4239 | 60.7555 | 45.4989 | 66.4324
Central Valley | OAKHURST 11035480 | 1211 | 554 | 808.1501 | 2651 | 1788.1261 | 273 | 5.5865e-05 | 6.1798 | 6.5615 | 0.00025564 | 0.00018651 | 0.20898 | 0.45195 | {194E4857-C055-4CC4-9616-06A060725A90} | 254421103 | OAKHURST 1103 | 5480 | 37.3754 | -119.6293 | 287 | 542 | 57261.8501 | 35.581 | 27507.5877 | 17.0925 | 29754.2625 | 27507.5877 | 29754.2625 | 0.050916 | 0.015251 | 1450 | 5.5532 | 15.0974 | 2.9541 | 1.8031 | 4.0293 | 0.060105 | 0.05148 | 0.005401 | 2.5774 | 294.0942 | 50.8736 | 35.7787 | 1.1954 | 11.3286 | 12.8768 | 1.7123 | 36.6% | 31.5% | 60.8% | 71.2% | 21.5% | 26.6% | 0.057881 | 0.12444 | 3.3125 | 18.0333 | 2.5541 | 6.7628 | 10.5704 | 8.8525 | 2.0031 | 3.3655 | 10.8221 | 6.2001 | 6.6551 | 4.287 | 55.997 | 77.0057 | 63.5576 | 89.6895
Bay Area | LAKEWOOD 210769586 | 2882 | 431 | 903.2209 | 1079 | 1256.8416 | 89 | 6.8644e-05 | 0.15318 | 7.3629 | 6.4247e-06 | 0.0002707 | 0.39944 | 0.71864 | {9E806E71-872A-40DE-ABFF-C0053F485B27} | 13532107 | LAKEWOOD 2107 | 69586 | 37.9274 | -122.0864 | 382 | 1038 | 70402.5179 |  | 19693.5361 |  | 50708.9819 | 8401.1793 | 12841.6417 | 0.024092 | 0.0061093 | 1186 | 4.39 | 12.3962 | 2 | 3.5762 | 7.2369 | -1.0253 | 0.051327 | 0.0068265 | 1.6667 | 296.3663 | 39.5689 | 35.2917 | 1.0811 | 14.0903 | 15.4725 | 10.4361 | 87.8% | 86.7% | 68.6% | 55.7% | 84.6% | 12.3% | 0.3364 | 0.019912 | 4.6737 | 20.1579 | 5.7235 | 9.5487 | 6.9888 | 6.6582 | 2.1493 | 3.7634 | 12.824 | 9.4709 | 9.8649 | 6.4845 | 55.8686 | 69.5257 | 51.6999 | 71.9649
Central Coast | BIG BASIN 110276752 | 2902 | 452 | 789.4684 | 611 | 883.7949 | 38 | 0.00013726 | 0.037818 | 2.8391 | 5.1908e-06 | 0.00027066 | 0.73977 | 0.89327 | {7395FFA4-03E8-4D80-A8FA-546880E8DDC7} | 82841102 | BIG BASIN 1102 | 76752 | 37.1535 | -122.1612 | 76 | 169 | 11898.3747 |  | 4328.6941 |  | 7569.6806 | 4328.6941 | 7569.6806 | 0.010285 | 0.0052158 | 1187 | 7.9209 | 22.796 | 3 | 1.7541 | 4.1673 | -1.6371 | 0.10317 | 0.0067107 | 3.5715 | 295.3939 | 34.3909 | 33.3711 | 0.96321 | 15.2467 | 17.1315 | 2.1924 | 77.3% | 48.1% | 89% | 92.9% | 46.9% | 55.1% | 0.10438 | 0.060167 | 4.9412 | 21.0196 | 0.6985 | 10.1833 | 10.9585 | 9.3976 | 1.8845 | 3.5577 | 14.879 | 10.034 | 9.6983 | 6.3605 | 56.6436 | 76.6509 | 44.9419 | 71.1723
Central Valley | CORRAL 1101circuit_breaker | 912 | 109 | 307.7606 | 655 | 473.8664 | 200 | 2.6411e-05 | 3152.7647 | 43.4083 | 0.084469 | 0.00057542 | 0.16641 | 0.64947 | {67B48D0E-E0F7-48F9-B3C0-C31311AFB61B} | 162991101 | CORRAL 1101 | circuit_breaker | 38.1015 | -120.9263 | 390 | 342 | 57479.9694 | 35.7165 | 44068.152 | 27.3827 | 13411.8174 | 42004.2216 | 13265.2758 | 0.11508 | 0.0052823 | 703 | 0.64464 | 2.3168 | 2 | 1.9148 | 5.9911 | 0.13077 | 0.012342 | 0.0064835 | 1.3845 | 297.8274 | 43.4366 | 31.6111 | 1.3125 | 13.4833 | 14.7526 | 0.6696 | 69.4% | 80.9% | 22.8% | 5.5% | 60.3% | 93.8% | 0.077702 | 0.015585 | 1.8213 | 14.6853 | 1.2041 | 1.2572 | 10.8725 | 7.7428 | 2.4268 | 3.8838 | 12.7212 | 7.6801 | 9.6414 | 5.3762 | 48.9643 | 67.0788 | 53.7107 | 79.7358
North Coast | FITCH MOUNTAIN 111324550 | 3876 | 383 | 522.9416 | 1019 | 895.9511 | 113 | 8.0321e-05 | 0.35903 | 3.8532 | 2.6749e-05 | 0.00018267 | 0.37586 | 0.58367 | {C4DDBB89-4E15-4D06-A02D-161343869D3B} | 42751113 | FITCH MOUNTAIN 1113 | 24550 | 38.5793 | -122.878 | 290 | 240 | 62439.0172 | 38.7979 | 35120.4777 | 21.8229 | 27318.5394 | 12900.9804 | 9735.9263 | 0.020642 | 0.0090763 | 1467 | 5.8594 | 17.0399 | 2.0343 | 1.4837 | 4.6583 | -0.49398 | 0.031245 | 0.0069338 | 2.9476 | 296.3271 | 29.2778 | 29.9074 | 0.95194 | 16.708 | 18.616 | 0.77589 | 38.6% | 45% | 30.7% | 47.3% | 58.5% | 56.7% | 0.23047 | 0.041998 | 1.625 | 14.5673 | 1.6715 | 4.3734 | 10.9068 | 8.8093 | 2.1736 | 3.5069 | 15.5025 | 12.1746 | 11.7032 | 8.9463 | 53.4204 | 65.7804 | 41.5605 | 56.9487
North Coast | LUCERNE 11034200 | 8982 | 50 | 68.7791 | 73 | 76.2802 | 15 | 6.4444e-05 | 31.6085 | 4.0717 | 0.0015387 | 0.00027007 | 0.68493 | 0.90166 | {0AEE71D0-17A5-4B33-BC11-93FDB3F0422F} | 43351103 | LUCERNE 1103 | 4200 | 39.1173 | -122.902 | 49 | 18 | 9230.5783 |  | 7940.3444 |  | 1290.2339 | 6495.7462 | 791.9514 | 0.0040511 | 0.00096666 | 1190 | 0.91463 | 4.2882 | 2 | 2.7229 | 7.2489 | -0.31925 | 0.0043902 | 0.0060388 | 2.4022 | 296.2559 | 37.0461 | 35.2701 | 1.1544 | 14.7835 | 16.666 | 1.895 | 49.8% | 46.4% | 14.7% | 0.3% | 78% | 31.2% | 0.12569 | 0.012317 | 1.6667 | 10.3 | 1.0689 | 0.89024 | 10.9797 | 9.2149 | 2.2834 | 3.8651 | 13.9819 | 8.2637 | 9.8329 | 5.2818 | 60.1155 | 87.7271 | 48.0165 | 78.8663
North Coast | HARTLEY 1102circuit_breaker | 5003 | 60 | 105.3193 | 180 | 134.8134 | 33 | 8.1266e-05 | 71.6794 | 8.7009 | 0.0050193 | 0.00027003 | 0.33333 | 0.78122 | {60D33697-692D-4938-96CD-E53257AEC032} | 43211102 | HARTLEY 1102 | circuit_breaker | 39.0769 | -122.9331 | 220 | 206 | 33457.4511 |  | 18689.97 |  | 14767.4811 | 4816.0328 | 4847.6507 | 0.0089111 | 0.0026818 | 1191 | 2.2218 | 7.3386 | 2 | 2.6061 | 7.1085 | -0.68416 | 0.027333 | 0.0060511 | 2.3461 | 296.2797 | 37.2376 | 36.2648 | 1.1571 | 14.758 | 16.605 | 4.3691 | 49.7% | 69% | 32.4% | 7.8% | 78.7% | 30.4% | 0.28103 | 0.019333 | 2.1509 | 16.2264 | 2.2049 | 2.4 | 11.2867 | 9.602 | 2.3043 | 3.9082 | 13.904 | 8.2317 | 9.7641 | 5.2282 | 62.3966 | 90.5643 | 48.3979 | 79.0982
Sierra | PLACERVILLE 11118582 | 4307 | 338 | 570.0785 | 1440 | 1015.7269 | 145 | 8.3728e-05 | 0.32157 | 2.9095 | 2.5441e-05 | 0.00016184 | 0.23472 | 0.56125 | {3783BA8A-4769-47A2-BDB8-6B31F03E9521} | 153081111 | PLACERVILLE 1111 | 8582 | 38.7245 | -120.802 | 346 | 517 | 42572.4187 | 26.4533 | 18913.646 | 11.7524 | 23658.7727 | 14528.3903 | 21755.2755 | 0.023467 | 0.012141 | 1557 | 3.3475 | 8.8591 | 2 | 2.1684 | 5.7848 | 1.7534 | 0.050146 | 0.0057867 | 2.8825 | 295.502 | 46.3678 | 31.9013 | 1.2403 | 12.4893 | 14.3233 | 14.0267 | 20.5% | 11.8% | 55.9% | 37.3% | 31% | 67.1% | 0.21428 | 0.014438 | 1.9353 | 14.4438 | 3.0207 | 3.7281 | 7.9099 | 7.3015 | 2.4845 | 4.2375 | 11.6323 | 7.8053 | 8.8599 | 5.1952 | 62.8603 | 80.4589 | 57.4419 | 80.6229
North Valley | STILLWATER 11021644 | 538 | 470 | 903.9837 | 1908 | 1377.5385 | 309 | 8.7169e-05 | 183.3963 | 71.7794 | 0.013229 | 0.0025788 | 0.24633 | 0.65623 | {2295AFD6-60F9-4656-92BA-00A16BCFB50A} | 103561102 | STILLWATER 1102 | 1644 | 40.6905 | -122.2786 | 345 | 349 | 57566.2314 | 35.7701 | 36671.0244 | 22.7864 | 20895.2071 | 36671.0244 | 20895.2071 | 0.79686 | 0.026935 | 128 | 2.4043 | 6.1488 | 2 | 2.498 | 7.2161 | 0.34261 | 0.0082682 | 0.006172 | 3.5272 | 297.555 | 46.8533 | 35.9963 | 1.5203 | 12.3631 | 14.7603 | 1.2653 | 90.5% | 93.4% | 70.2% | 28% | 72.3% | 58.4% | 0.10221 | 0.011192 | 1.8696 | 15.8098 | 2.1085 | 3.5531 | 10.452 | 8.1945 | 2.7609 | 4.6771 | 11.8537 | 5.6053 | 7.3483 | 4.3184 | 65.2982 | 93.0692 | 59.4441 | 93.9913
Central Valley | MARIPOSA 210197142 | 7470 | 32 | 60.4645 | 191 | 120.4787 | 47 | 3.6966e-05 | 242.6611 | 14.4128 | 0.0085995 | 0.00026982 | 0.16754 | 0.50187 | {88D20852-6A01-4C0A-B81E-35A0065BE6FB} | 254452101 | MARIPOSA 2101 | 97142 | 37.5066 | -120.0082 | 54 | 49 | 13415.2676 |  | 7406.0615 |  | 6009.2061 | 7406.0615 | 6009.2061 | 0.012682 | 0.0017374 | 1194 | 3.2715 | 9.4048 | 2 | 2.664 | 5.8281 | -0.27816 | 0.0052555 | 0.0055098 | 2.2421 | 296.1472 | 51.8382 | 32.8255 | 1.3588 | 11.3315 | 12.7575 | 2.1078 | 49.2% | 54.5% | 37.5% | 48.8% | 72.3% | 27.1% | 0.091141 | 0.043723 | 1.8305 | 15.4407 | 0.49774 | 1.3942 | 7.5742 | 6.5566 | 2.2525 | 3.8024 | 11.2062 | 6.2068 | 7.5495 | 4.2995 | 44.9182 | 70.3561 | 61.9694 | 90.5903
North Valley | RED BLUFF 11051564 | 1336 | 2 | 3.7899 | 31 | 10.9127 | 10 | 5.1552e-05 | 625.2145 | 13.4104 | 0.033009 | 0.00026918 | 0.064516 | 0.34729 | {9D2C06EE-ACC3-496B-9742-675775229618} | 103541105 | RED BLUFF 1105 | 1564 | 40.2052 | -122.2077 | 269 | 288 | 31652.1248 |  | 17079.3867 |  | 14572.7381 | 1829.5964 | 1072.6957 | 0.0026918 | 0.00051552 | 1195 | 13.7207 | 40.7286 | 2 | 2.863 | 9.2084 | 0.3444 | 0.0047059 | 0.005907 | 1.7689 | 298.5552 | 50.0123 | 40.5538 | 1.6092 | 11.8151 | 13.5481 | 4.8905 | 44.8% | 53.7% | 43.9% | 99.1% | 93.9% | 16.2% | 0.12552 | 0.0085294 | 1.4211 | 13.1579 | 0.19118 | 0.91176 | 15.2335 | 11.1998 | 3.0737 | 4.818 | 10.6167 | 5.8959 | 6.9378 | 4.4463 | 83.0027 | 99.9681 | 64.4113 | 91.0841
Sierra | PENRYN 1106circuit_breaker | 2645 | 0 | 0 | 4 | 1.5822 | 1 | 3.9009e-05 | 0.037818 | 6.8998 | 1.4752e-06 | 0.00026915 | 0 | 0 | {C3E0B410-F242-443E-BF4E-9C519E692FDB} | 152561106 | PENRYN 1106 | circuit_breaker | 38.8445 | -121.1669 | 423 | 656 | 50250.0928 |  | 22408.5903 |  | 27841.5025 | 70.2637 | 13.3203 | 0.00026915 | 3.9009e-05 | 1196 | 1.3542 | 4.7071 | 2 | 2.2544 | 6.1602 | 2.35 | 0 | 0.0066469 | 2.0597 | 297.245 | 43.0329 | 30.5918 | 1.2848 | 13.4411 | 14.9334 | 8.1023 | 32.2% | 26.2% | 12.2% | 9.5% | 46.8% | 94.1% | 0.22419 | 0 | 1.5 | 13.5 | 0 | 2 | 9.1993 | 6.6081 | 2.387 | 4.212 | 13.1138 | 6.6519 | 9.208 | 4.5297 | 50.2049 | 74.8266 | 52.0471 | 85.8064
Sierra | PLACERVILLE 21067522 | 2292 | 3828 | 5390.8319 | 9364 | 7908.2573 | 1034 | 8.2957e-05 | 56.2102 | 38.6355 | 0.0021827 | 0.0018167 | 0.4088 | 0.68167 | {A7A5500C-8FAC-46D4-9BD4-7B5D3F1E7024} | 153082106 | PLACERVILLE 2106 | 7522 | 38.8155 | -120.8221 | 1138 | 1257 | 187588.8656 | 116.5626 | 108764.9416 | 67.5836 | 78823.924 | 108764.9416 | 78823.924 | 1.8785 | 0.085777 | 198 | 6.1715 | 15.0348 | 2.0899 | 2.1622 | 5.2737 | 0.61137 | 0.053871 | 0.0057497 | 2.9481 | 295.4831 | 47.7686 | 33.1761 | 1.2733 | 12.0834 | 13.9856 | 1.0728 | 82.4% | 78.6% | 55.6% | 66.8% | 42% | 34.4% | 0.17625 | 0.062229 | 3.5369 | 18.0274 | 9.0539 | 8.3371 | 7.9929 | 6.4559 | 2.2324 | 4.0766 | 12.7964 | 5.6092 | 8.1767 | 3.8472 | 54.5438 | 92.3558 | 53.5981 | 94.5178
North Coast | GUALALA 1112662 | 739 | 1240 | 2191.4823 | 1424 | 2276.7412 | 94 | 8.8161e-05 | 0.037818 | 4.3374 | 3.3341e-06 | 0.0002683 | 0.87079 | 0.96255 | {A14F3892-7C26-42AD-BDDE-906FEDC3E74D} | 42841112 | GUALALA 1112 | 662 | 38.7751 | -123.5383 | 193 | 239 | 25535.677 |  | 13650.0311 |  | 11885.6459 | 8946.2004 | 8389.2888 | 0.02522 | 0.0082871 | 1198 | 16.7865 | 39.0102 | 2 | 3.6454 | 8.4044 | 1.9359 | 0.069478 | 0.0068831 | 2.8388 | 290.9148 | 20.3181 | 23.9606 | 0.49605 | 18.5378 | 20.7063 | 3.2979 | 49.5% | 48.6% | 41.5% | 94.4% | 10.2% | 90.3% | 0.189 | 0.083791 | 3.1807 | 17.6145 | 1.9419 | 10.6269 | 13.831 | 12.0135 | 1.4118 | 2.0805 | 17.8485 | 14.7724 | 13.306 | 11.0199 | 48.8422 | 55.8419 | 31.9555 | 43.1002
Central Coast | SARATOGA 1107LC12 | 1902 | 308 | 657.7995 | 1677 | 1455.2101 | 125 | 6.289e-05 | 0.037818 | 1.9316 | 2.3784e-06 | 9.8344e-05 | 0.18366 | 0.45203 | {574B3F5C-C8A6-43BF-A24C-78D062C2D75A} | 83371107 | SARATOGA 1107 | LC12 | 37.255 | -122.0354 | 170 | 184 | 21123.4666 | 13.1255 | 12044.8193 | 7.4843 | 9078.6473 | 12044.8193 | 9078.6473 | 0.012293 | 0.0078613 | 1882 | 5.883 | 15.0995 | 2.7597 | 1.755 | 5.2331 | -1.7628 | 0.07 | 0.0064515 | 2.4267 | 294.6174 | 41.2565 | 35.7079 | 0.99456 | 13.5001 | 15.0321 | 5.0421 | 52.2% | 38.1% | 71.4% | 69.8% | 59.7% | 16.5% | 0.19537 | 0.096429 | 3.3727 | 16.6636 | 2.8022 | 10.8896 | 10.2281 | 8.549 | 1.8966 | 3.5174 | 13.1867 | 8.171 | 8.678 | 5.338 | 56.9797 | 78.9675 | 50.6446 | 80.5903
Central Coast | BIG BASIN 11022253 | 8528 | 244 | 439.2992 | 304 | 474.2528 | 23 | 8.4566e-05 | 0.037818 | 5.2222 | 3.1981e-06 | 0.00026756 | 0.80263 | 0.9263 | {A307E01D-38BD-458E-A0F5-C1940DA0A5B2} | 82841102 | BIG BASIN 1102 | 2253 | 37.1711 | -122.1653 | 17 | 16 | 3716.5479 |  | 2352.4543 |  | 1364.0936 | 2352.4543 | 1364.0936 | 0.006154 | 0.001945 | 1200 | 9.9913 | 21.3909 | 3 | 1.8329 | 4.6232 | -4.05 | 0.06 | 0.0069508 | 3.088 | 294.9351 | 36.8894 | 35.4156 | 0.95138 | 14.598 | 16.4063 | 1.0458 | 76.9% | 65.3% | 81.7% | 88.1% | 43.6% | 41.2% | 0.051877 | 0.051944 | 2.2 | 16.4 | 0.36833 | 8.4444 | 11.3114 | 9.6739 | 1.8494 | 3.6646 | 14.4174 | 8.9257 | 8.9265 | 5.4179 | 60.5578 | 82.5548 | 47.0694 | 77.31
North Coast | SANTA ROSA A 1104210 | 1796 | 599 | 918.7575 | 1119 | 1214.6863 | 105 | 8.5635e-05 | 0.037817 | 3.1231 | 3.2384e-06 | 0.00018037 | 0.5353 | 0.75637 | {53C74AF7-2A69-47CF-8DFD-9E70E0E39334} | 42151104 | SANTA ROSA A 1104 | 210 | 38.4571 | -122.6979 | 287 | 547 | 39862.5454 | 24.7695 | 12743.9815 | 7.9188 | 27118.5639 | 10547.5245 | 22521.0613 | 0.018939 | 0.0089917 | 1477 | 9.3871 | 19.964 | 3 | 1.224 | 4.1174 | 0.35791 | 0.11679 | 0.006934 | 2.5401 | 295.1269 | 33.1523 | 29.9044 | 0.88651 | 15.3056 | 17.1041 | 18.9878 | 38.1% | 36.8% | 37.7% | 56.8% | 50% | 40.4% | 0.33729 | 0.051606 | 5.2941 | 20.9244 | 2.1325 | 8.1679 | 10.707 | 8.6275 | 1.8524 | 3.471 | 15.2195 | 9.8083 | 10.0817 | 6.1756 | 51.2645 | 75.9794 | 42.8466 | 71.7784
North Valley | DESCHUTES 11011380 | 3724 | 271 | 437.9259 | 848 | 623.9376 | 150 | 6.3007e-05 | 593.9975 | 7.3752 | 0.044 | 0.00028635 | 0.31958 | 0.70187 | {53F1163A-2879-44DA-A8DC-132948A94C1B} | 103351101 | DESCHUTES 1101 | 1380 | 40.5607 | -122.1889 | 301 | 288 | 57729.1725 | 35.8713 | 37711.3658 | 23.4328 | 20017.8067 | 27539.9827 | 11316.7995 | 0.042952 | 0.0094511 | 1139 | 2.0387 | 5.8611 | 2 | 2.0349 | 7.6145 | -0.041403 | 0.0091647 | 0.0059402 | 2.439 | 298.0383 | 47.7534 | 38.262 | 1.555 | 12.2296 | 14.3287 | 1.3136 | 46.2% | 37.6% | 54.9% | 25.4% | 77.5% | 47.4% | 0.1381 | 0.011624 | 1.7563 | 14.3299 | 3.1747 | 1.9675 | 13.042 | 9.8767 | 2.8747 | 4.7946 | 11.3923 | 5.7728 | 7.321 | 4.4594 | 73.9777 | 99.3574 | 60.8579 | 92.6377
Sierra | NARROWS 21052748 | 4809 | 411 | 567.6421 | 1336 | 965.2329 | 186 | 8.2831e-05 | 338.9528 | 6.0584 | 0.025993 | 0.00022634 | 0.30763 | 0.58809 | {EEAC938D-675B-4361-87B7-7942FA5DF8E7} | 153132105 | NARROWS 2105 | 2748 | 39.2081 | -121.2033 | 440 | 302 | 52721.117 | 32.7595 | 31525.9218 | 19.5893 | 21195.1952 | 21028.293 | 17121.314 | 0.042099 | 0.015407 | 1323 | 3.2245 | 8.9483 | 2 | 2.5614 | 7.4418 | 0.75621 | 0.047264 | 0.0060145 | 3.0038 | 296.3031 | 46.9312 | 32.9292 | 1.2986 | 12.2335 | 14.1255 | 4.7292 | 27.8% | 23.9% | 55.4% | 38.8% | 53.7% | 45.4% | 0.1072 | 0.068773 | 2.8625 | 18.1492 | 4.9131 | 7.1997 | 8.4905 | 6.6215 | 2.0663 | 3.6621 | 13.2593 | 5.8761 | 8.4881 | 4.0123 | 52.3066 | 91.3965 | 51.6873 | 92.3834
North Coast | NEWBURG 113190242 | 8028 | 516 | 963.0228 | 1043 | 1204.4459 | 62 | 9.5328e-05 | 0.039058 | 4.6721 | 3.7042e-06 | 0.00026646 | 0.49473 | 0.79956 | {3A3BBF86-310F-432E-A06D-A8536237FB4D} | 192151131 | NEWBURG 1131 | 90242 | 40.5703 | -124.1254 | 75 | 106 | 13221.9215 |  | 7015.9838 |  | 6205.9377 | 5381.5662 | 2871.4966 | 0.01652 | 0.0059103 | 1204 | 12.7981 | 27.4676 | 2 | 2.5261 | 7.0475 | -0.91284 | 0.062703 | 0.0068803 | 3.4761 | 290.4244 | 20.2409 | 21.9606 | 0.4772 | 17.995 | 21.0172 | 6.7723 | 49% | 51.2% | 49% | 78.8% | 9% | 84.1% | 0.10345 | 0.27946 | 2.0182 | 14.9636 | 1.8278 | 14.0946 | 12.9625 | 11.4832 | 1.4065 | 2.0668 | 18.8883 | 12.8632 | 12.9195 | 8.4525 | 45.3227 | 64.2716 | 28.2012 | 53.3544
Central Coast | BIG BASIN 11026219 | 8313 | 290 | 513.736 | 329 | 534.7356 | 14 | 8.0543e-05 | 0.037818 | 6.3851 | 3.046e-06 | 0.00026561 | 0.88146 | 0.96073 | {4939E3FC-0C7B-45BF-A34E-F13CD4603449} | 82841102 | BIG BASIN 1102 | 6219 | 37.184 | -122.1408 | 16 | 28 | 3479.2897 |  | 1442.8917 |  | 2036.3981 | 1442.8917 | 2036.3981 | 0.0037185 | 0.0011276 | 1205 | 10.8707 | 21.7123 | 3 | 1.4505 | 4.0497 | -2.7195 | 0.125 | 0.0069261 | 3.0406 | 295.2321 | 34.1265 | 31.8809 | 0.91891 | 15.1756 | 16.9726 | 0.904 | 76.6% | 70% | 78.8% | 89.6% | 37.7% | 53.5% | 0.02105 | 0.107 | 3.1538 | 18.0769 | 0.613 | 16.45 | 11.0131 | 9.3525 | 1.8829 | 3.5723 | 14.6202 | 9.714 | 8.993 | 5.6438 | 54.5621 | 73.9296 | 45.8792 | 73.2146
Bay Area | CALISTOGA 1102634 | 3092 | 1140 | 1612.217 | 1732 | 1933.5399 | 167 | 0.00014098 | 0.049554 | 2.9679 | 6.3759e-06 | 0.0003041 | 0.6582 | 0.83382 | {1AD33002-13F2-40BB-9E7F-A659676EE415} | 42711102 | CALISTOGA 1102 | 634 | 38.5859 | -122.5715 | 339 | 286 | 57976.5334 | 36.025 | 30755.7403 | 19.1108 | 27220.7931 | 19084.7717 | 18157.0478 | 0.050785 | 0.023544 | 1097 | 7.4821 | 17.1155 | 2.939 | 1.8459 | 4.9501 | -1.9292 | 0.044797 | 0.0065728 | 2.6273 | 296.7868 | 38.1205 | 31.9928 | 1.1261 | 14.4498 | 16.2282 | 2.1263 | 89.7% | 69.9% | 94.7% | 82.8% | 92.4% | 22.5% | 0.37099 | 0.041769 | 1.9548 | 15.9949 | 2.1473 | 5.0349 | 10.7026 | 7.8693 | 2.1792 | 3.9277 | 14.5742 | 8.2591 | 8.7503 | 4.9392 | 50.8031 | 81.4845 | 47.2601 | 80.1996
Sierra | CLARKSVILLE 210419772 | 1351 | 407 | 780.4533 | 888 | 962.2631 | 173 | 8.2094e-05 | 23.0589 | 21.5189 | 0.0017887 | 0.00084157 | 0.45833 | 0.81106 | {DB6EB455-6355-4800-B389-6B10D5AE927B} | 153612104 | CLARKSVILLE 2104 | 19772 | 38.7131 | -121.0456 | 268 | 189 | 44802.9098 | 27.8393 | 29518.3354 | 18.3419 | 15284.5744 | 28983.153 | 14611.2219 | 0.14559 | 0.014202 | 479 | 2.184 | 5.7556 | 2.995 | 2.3174 | 6.4173 | -0.28614 | 0.015322 | 0.0063553 | 2.0919 | 296.9643 | 45.1687 | 32.7473 | 1.2874 | 13.0009 | 14.5193 | 0.91865 | 66.3% | 65.2% | 54.9% | 14.1% | 49.5% | 84.4% | 0.034887 | 0.10969 | 2.8309 | 17.8131 | 2.7755 | 7.3769 | 8.9668 | 6.9451 | 1.9742 | 3.372 | 12.7821 | 5.877 | 7.5321 | 4.0319 | 56.7967 | 92.3891 | 53.9375 | 92.7017
Central Valley | MARTELL 110111244 | 1559 | 502 | 708.2034 | 2095 | 1478.1146 | 290 | 8.8624e-05 | 0.051524 | 22.423 | 3.8327e-06 | 0.0010193 | 0.23962 | 0.47913 | {E154310E-F1E3-4CE7-BE08-29FE6DF23F68} | 163011101 | MARTELL 1101 | 11244 | 38.391 | -120.7692 | 304 | 252 | 58230.0108 | 36.1825 | 35268.1557 | 21.9147 | 22961.8551 | 33683.9339 | 21316.9034 | 0.29559 | 0.025701 | 397 | 6.8769 | 14.2097 | 2 | 1.7935 | 5.3948 | -2.1518 | 0.049467 | 0.0061707 | 2.5644 | 295.6855 | 43.8905 | 30.4515 | 1.2016 | 13.0163 | 14.7439 | 1.1311 | 82.5% | 68.7% | 84.5% | 67.6% | 22.6% | 77.4% | 0.086614 | 0.0556 | 1.6892 | 15.0574 | 1.9317 | 3.9905 | 10.7806 | 7.4071 | 2.1355 | 3.7115 | 13.3835 | 6.7443 | 9.0333 | 4.6413 | 42.6043 | 69.375 | 49.1497 | 87.0469
Bay Area | WOODACRE 11011238 | 6123 | 523 | 931.6437 | 1190 | 1301.7295 | 61 | 9.9495e-05 | 0.037817 | 4.3348 | 3.7626e-06 | 0.00026539 | 0.4395 | 0.7157 | {6D66BCD7-D73E-47DE-AD9E-4F226AFB1323} | 43021101 | WOODACRE 1101 | 1238 | 38.0111 | -122.7023 | 60 | 126 | 11912.9226 |  | 5891.9294 |  | 6020.9932 | 5891.9294 | 6020.9932 | 0.016189 | 0.0060692 | 1209 | 12.6905 | 26.4148 | 3 | 2.2952 | 6.7948 | -10.7237 | 0.10449 | 0.0072238 | 2.833 | 294.6304 | 30.0337 | 29.4338 | 0.82514 | 15.9892 | 17.8098 | 0.93339 | 87.5% | 77.8% | 83.3% | 97.3% | 41.6% | 83.7% | 0.11678 | 0.20618 | 4.4878 | 18.7317 | 1.554 | 15.2564 | 11.9557 | 10.0267 | 1.7565 | 3.2419 | 14.9899 | 12.0636 | 11.2993 | 8.6337 | 57.0348 | 63.7682 | 41.4768 | 56.8852
Central Valley | CORRAL 110236666 | 4241 | 106 | 242.4149 | 486 | 360.5116 | 149 | 4.1562e-05 | 1085.3815 | 50.157 | 0.038861 | 0.00081254 | 0.21811 | 0.67242 | {D6BA7AB0-BD1E-4258-B5D5-B64D6E99400B} | 162991102 | CORRAL 1102 | 36666 | 38.1605 | -120.8481 | 281 | 463 | 58313.2129 | 36.2342 | 29026.438 | 18.0362 | 29286.7749 | 26276.8597 | 26433.4525 | 0.12107 | 0.0061927 | 495 | 0.99354 | 3.0728 | 2 | 1.9785 | 6.232 | 0.64061 | 0.017847 | 0.0064673 | 1.5304 | 297.5225 | 43.3202 | 32.2001 | 1.2995 | 13.4685 | 14.8039 | 5.6494 | 78% | 83.4% | 42.6% | 11.1% | 55.9% | 93.6% | 0.14274 | 0.046597 | 2.2091 | 17.7387 | 0.75576 | 1.1296 | 12.4759 | 8.7946 | 2.4128 | 3.8985 | 13.1193 | 7.6351 | 9.3899 | 5.2024 | 48.1409 | 68.2365 | 53.2585 | 80.952
North Valley | RED BLUFF 11041302 | 8070 | 16 | 29.6689 | 208 | 81.7488 | 57 | 4.1634e-05 | 48.734 | 17.8097 | 0.001741 | 0.00026519 | 0.076923 | 0.36293 | {D6DFAF59-685A-49A8-AAFF-CFC87952A858} | 103541104 | RED BLUFF 1104 | 1302 | 40.2058 | -122.2533 | 144 | 94 | 29347.4953 |  | 22589.5236 |  | 6757.9717 | 21098.7836 | 6442.5334 | 0.015116 | 0.0023731 | 1211 | 2.4096 | 7.5621 | 2 | 2.8747 | 9.2035 | 0.4758 | 0.0065052 | 0.0058819 | 1.8458 | 298.4813 | 49.7981 | 38.9278 | 1.6094 | 11.8262 | 13.5733 | 1.6663 | 44.5% | 60.3% | 32.1% | 39% | 94.2% | 16.5% | 0.10741 | 0.012768 | 1.5231 | 12.8438 | 0.23803 | 0.71972 | 14.1057 | 10.3052 | 3.0521 | 4.8214 | 10.6129 | 5.8927 | 6.9285 | 4.5176 | 77.5981 | 93.996 | 64.1349 | 90.6567
Central Valley | MARTELL 1103circuit_breaker | 4877 | 9 | 19.4366 | 36 | 29.0094 | 12 | 3.5871e-05 | 385.5508 | 12.7287 | 0.0079877 | 0.00026489 | 0.25 | 0.67001 | {4DC1CEF2-A050-43F8-AD47-CFA46D056F9F} | 163011103 | MARTELL 1103 | circuit_breaker | 38.369 | -120.7967 | 185 | 317 | 20672.2648 |  | 10088.6649 |  | 10583.5999 | 1549.4828 | 442.4965 | 0.0031787 | 0.00043045 | 1212 | 0.83422 | 3.1467 | 2 | 2.0146 | 5.4386 | 0.19684 | 0.0077273 | 0.0064468 | 2.3442 | 296.0535 | 44.1993 | 31.2556 | 1.2305 | 12.9397 | 14.6038 | 16.4519 | 48.3% | 51.5% | 35.9% | 11.3% | 32.6% | 72.3% | 0.30576 | 0.015 | 2.25 | 15 | 1.0955 | 1.6364 | 11.6273 | 8.0618 | 2.1784 | 3.8539 | 13.1898 | 6.7946 | 9.2465 | 4.6597 | 43.563 | 69.7101 | 49.6528 | 86.9375
Central Coast | ROB ROY 210410960 | 219 | 1122 | 2849.07 | 3296 | 4057.154 | 256 | 6.2078e-05 | 0.11987 | 2.2713 | 4.3598e-06 | 9.5094e-05 | 0.34041 | 0.70223 | {2E6975B3-903D-45C9-9C7D-960FEDF8E472} | 83692104 | ROB ROY 2104 | 10960 | 36.9866 | -121.8582 | 596 | 821 | 92994.5172 | 57.7843 | 45185.3957 | 28.077 | 47809.1214 | 27847.2688 | 27559.3127 | 0.024344 | 0.015892 | 1901 | 4.7555 | 13.713 | 2 | 1.7745 | 4.7424 | -1.0572 | 0.04814 | 0.0071037 | 1.6798 | 294.8926 | 31.4563 | 25.0437 | 0.77992 | 15.8822 | 17.2568 | 4.1144 | 51.5% | 42.2% | 70.9% | 65.2% | 24.7% | 67.6% | 0.13553 | 0.034565 | 2.6007 | 17.7273 | 3.2621 | 7.9614 | 6.7659 | 6.3573 | 1.8375 | 3.2009 | 14.8667 | 11.529 | 9.5027 | 7.0331 | 40.4095 | 50.6506 | 43.9114 | 63.8015
Sierra | HIGGINS 11102408 | 964 | 1785 | 2718.6644 | 4669 | 4005.747 | 532 | 8.194e-05 | 0.61078 | 28.1583 | 4.3835e-05 | 0.0011527 | 0.38231 | 0.67869 | {71CA17E4-B079-4EB2-8611-562BAD82EEBD} | 152691110 | HIGGINS 1110 | 2408 | 39.0472 | -121.0488 | 555 | 502 | 95382.6509 | 59.2682 | 57049.967 | 35.4493 | 38332.6839 | 57049.967 | 38332.6839 | 0.61325 | 0.043592 | 332 | 5.5622 | 12.1952 | 2.0092 | 2.0354 | 5.6102 | 0.22096 | 0.054222 | 0.0056005 | 3.1225 | 296.0214 | 48.8261 | 33.8905 | 1.3291 | 11.8991 | 13.7874 | 0.92011 | 73.9% | 72.8% | 54.6% | 52.7% | 79.8% | 25.1% | 0.041342 | 0.058291 | 1.8362 | 15.6563 | 1.8647 | 3.5271 | 7.4312 | 5.5529 | 2.236 | 3.8478 | 13.0126 | 6.3126 | 8.6919 | 4.3433 | 46.4713 | 78.6049 | 51.9226 | 89.727
Central Valley | DUNLAP 11037040 | 3421 | 166 | 251.7663 | 957 | 516.678 | 197 | 1.8998e-05 | 642.977 | 98.0109 | 0.013097 | 0.00097232 | 0.17346 | 0.48728 | {079BD93C-880F-493A-A5F3-34E94A52D05E} | 254061103 | DUNLAP 1103 | 7040 | 36.7388 | -119.1217 | 311 | 302 | 58875.061 | 36.5834 | 39870.7942 | 24.7746 | 19004.2668 | 39870.7942 | 19004.2668 | 0.19155 | 0.0037425 | 419 | 1.3942 | 4.6094 | 2 | 1.8171 | 4.2428 | -0.72526 | 0.018495 | 0.00586 | 1.7687 | 296.976 | 56.1391 | 35.2414 | 1.4983 | 10.3613 | 11.6734 | 0.88012 | 81.4% | 93.1% | 13.7% | 19.7% | 87.6% | 10.2% | 0.040982 | 0.088136 | 1.7896 | 14.9815 | 0.65059 | 1.7151 | 5.549 | 5.0331 | 2.5624 | 4.1584 | 9.6727 | 5.6822 | 6.1682 | 3.63 | 48.1647 | 72.5374 | 70.8706 | 94.5584
Central Coast | CAMP EVERS 21055146 | 3271 | 438 | 791.9807 | 1595 | 1404.2112 | 87 | 0.00017601 | 0.037818 | 2.1292 | 6.6564e-06 | 0.00026356 | 0.27461 | 0.564 | {592F5AE1-0E6F-42C9-A6FF-0D40652C51A7} | 83622105 | CAMP EVERS 2105 | 5146 | 37.0577 | -122.0595 | 139 | 235 | 21486.6028 |  | 9692.8148 |  | 11793.788 | 9692.8148 | 11793.788 | 0.02293 | 0.015313 | 1216 | 5.1323 | 13.7886 | 3 | 1.3972 | 3.7831 | -2.8132 | 0.070909 | 0.0071402 | 3.0352 | 297.3212 | 29.719 | 28.4045 | 0.98165 | 16.6102 | 18.364 | 6.8039 | 76.2% | 41.2% | 95.1% | 65.8% | 54% | 84.8% | 0.31744 | 0.032273 | 4.5357 | 19.5833 | 3.2572 | 14.5 | 9.2374 | 8.1277 | 1.9425 | 3.6026 | 15.9998 | 12.2426 | 11.3629 | 7.8935 | 49.5204 | 59.974 | 39.8466 | 60.2832
Bay Area | ALTO 11251226 | 3106 | 773 | 1549.7565 | 2324 | 2393.9648 | 105 | 9.1487e-05 | 0.038236 | 1.4342 | 3.5053e-06 | 0.00011847 | 0.33262 | 0.64736 | {E82C2F97-5C09-4976-BD47-A486EC875FA4} | 42031125 | ALTO 1125 | 1226 | 37.8966 | -122.5394 | 238 | 1017 | 58919.2608 | 36.6108 | 12660.3361 | 7.8668 | 46258.9248 | 12208.7235 | 43916.5464 | 0.012439 | 0.0096061 | 1768 | 6.2716 | 16.4054 | 2.935 | 3.2833 | 7.7015 | -0.85778 | 0.13772 | 0.0071617 | 2.5259 | 293.8495 | 30.279 | 26.6395 | 0.75109 | 15.7697 | 17.5798 | 23.069 | 68.4% | 53.1% | 81.9% | 79.5% | 29.2% | 78% | 0.52713 | 0.058293 | 10.1727 | 22.0364 | 7.0672 | 18.8943 | 10.9727 | 9.3292 | 1.6177 | 2.9603 | 14.8324 | 12.3831 | 11.8164 | 9.0424 | 51.6428 | 53.6493 | 40.8144 | 53.8998
Central Valley | CURTIS 17036064 | 926 | 300 | 508.9022 | 2085 | 1230.2202 | 259 | 7.81e-05 | 718.7 | 15.5569 | 0.043872 | 0.00055614 | 0.14388 | 0.41367 | {1D6F2813-1DE7-4CF3-9F1D-B6618158D284} | 163351703 | CURTIS 1703 | 6064 | 37.9604 | -120.3764 | 303 | 367 | 58935.168 | 36.6207 | 31678.1851 | 19.684 | 27256.9829 | 30178.8533 | 26589.7843 | 0.14404 | 0.020228 | 731 | 2.6943 | 7.5712 | 2 | 1.9276 | 5.333 | 0.10834 | 0.028281 | 0.0060963 | 1.9662 | 296.9124 | 41.6072 | 33.7068 | 1.2339 | 13.8434 | 15.2843 | 3.6947 | 67.4% | 56.6% | 79.6% | 40.1% | 33.5% | 100% | 0.084723 | 0.061786 | 2.1293 | 17.483 | 1.3524 | 4.654 | 10.7123 | 7.9951 | 2.1018 | 3.8761 | 13.7304 | 7.6491 | 9.8172 | 5.0052 | 48.1398 | 82.3602 | 49.2273 | 82.3743
Central Valley | CURTIS 17019230 | 34 | 26 | 40.4617 | 245 | 134.0948 | 24 | 7.3646e-05 | 0.037818 | 8.8868 | 2.7851e-06 | 0.00026198 | 0.10612 | 0.30174 | {BD6EE575-4256-4E66-B07C-5D3BE152301A} | 163351701 | CURTIS 1701 | 9230 | 37.9737 | -120.3716 | 84 | 189 | 14068.9438 |  | 5067.8425 |  | 9001.1013 | 3602.8642 | 5014.3448 | 0.0062876 | 0.0017675 | 1219 | 3.7096 | 9.745 | 2 | 2.2439 | 5.3332 | 0.94096 | 0.054103 | 0.0061767 | 2.1062 | 296.4301 | 42.4105 | 33.4113 | 1.2107 | 13.6407 | 15.1381 | 20.4328 | 47.7% | 40% | 76.3% | 51.2% | 25.3% | 96.7% | 0.24575 | 0.090256 | 4.4839 | 15.8065 | 0.90487 | 6.2821 | 11.0545 | 8.1529 | 2.042 | 3.8241 | 13.4112 | 7.1025 | 9.2761 | 4.7497 | 47.6222 | 82.6833 | 51.2589 | 85.6713
North Coast | UKIAH 1114circuit_breaker | 364 | 22 | 26.1496 | 61 | 43.7327 | 5 | 8.3717e-05 | 0.037818 | 7.4345 | 3.166e-06 | 0.00026187 | 0.36066 | 0.59794 | {D98BCE06-B639-4635-9566-7FA7CFE5BC8F} | 42771114 | UKIAH 1114 | circuit_breaker | 39.1433 | -123.1915 | 194 | 356 | 27706.5225 |  | 13996.69 |  | 13709.8325 | 555.5725 | 402.0448 | 0.0013093 | 0.00041858 | 1220 | 8.7967 | 28.6949 | 2 | 1.6886 | 5.638 | 4.2335 | 0.065 | 0.0061974 | 2.4948 | 297.0911 | 40.1223 | 43.6911 | 1.2391 | 13.9699 | 15.9328 | 6.8894 | 48.6% | 65.8% | 36.2% | 82.4% | 94.7% | 14.2% | 0.19643 | 0.06 | 3.2 | 22 | 1.6617 | 10.1667 | 14.7148 | 12.2762 | 2.507 | 4.1265 | 12.6695 | 7.5328 | 8.493 | 4.7569 | 82.0618 | 115.7897 | 54.0018 | 83.1989
North Coast | SALMON CREEK 1101194 | 3097 | 71 | 111.4665 | 95 | 125.4928 | 26 | 9.0326e-05 | 0.2912 | 4.4556 | 2.1756e-05 | 0.00026156 | 0.74737 | 0.88823 | {4BB38AE8-B760-4E43-B459-E75BDA0EF348} | 43161101 | SALMON CREEK 1101 | 194 | 38.3487 | -123.0613 | 110 | 203 | 21877.0573 |  | 13583.0049 |  | 8294.0524 | 7700.4518 | 5551.2443 | 0.0068007 | 0.0023485 | 1221 | 6.0242 | 20.0391 | 2.3704 | 3.1615 | 8.7016 | 3.8932 | 0.018796 | 0.0072185 | 2.8836 | 292.4093 | 20.6302 | 21.4041 | 0.54719 | 18.4461 | 20.4413 | 0.75953 | 48.5% | 49.5% | 44.4% | 57% | 11.9% | 89.6% | 0.2331 | 0.022321 | 3.3261 | 14.6087 | 0.28148 | 0.87963 | 11.1612 | 9.3098 | 1.4908 | 2.2521 | 17.5251 | 15.4035 | 13.9732 | 12.4945 | 41.8153 | 46.7892 | 31.162 | 40.0953
Central Coast | TEMPLETON 2113R82 | 532 | 29 | 60.147 | 44 | 67.137 | 11 | 5.6452e-05 | 36.5318 | 10.625 | 0.0019999 | 0.00026139 | 0.65909 | 0.89588 | {F7BD212B-7F44-4A16-B423-2BCFB7829D6C} | 183052113 | TEMPLETON 2113 | R82 | 35.5299 | -120.523 | 683 | 548 | 155125.0644 |  | 111327.2051 |  | 43797.8593 | 60266.4888 | 18150.6235 | 0.0028753 | 0.00062097 | 1222 | 0.81767 | 2.9638 | 2.1587 | 2.6605 | 6.9051 | -0.6241 | 0.0041074 | 0.0062097 | 1.4555 | 298.6524 | 41.4991 | 35.1591 | 1.3324 | 14.0566 | 15.0552 | 0.392 | 75.8% | 83.6% | 68.1% | 8.4% | 93.6% | 31.1% | 0.17558 | 0.012777 | 1.4289 | 13.2614 | 0.063209 | 0.051342 | 7.7234 | 8.152 | 2.2503 | 4.012 | 12.538 | 9.1252 | 8.8856 | 5.9234 | 51.2878 | 71.344 | 54.2242 | 74.8233
Central Coast | RESERVATION ROAD 1101circuit_breaker | 198 | 113 | 253.0198 | 396 | 407.2596 | 56 | 2.5705e-05 | 291.4762 | 21.6457 | 0.007649 | 0.00026114 | 0.28535 | 0.62127 | {D8F287F2-9F47-4079-84BA-BB2B78537313} | 182731101 | RESERVATION ROAD 1101 | circuit_breaker | 36.6242 | -121.6881 | 200 | 392 | 33277.6377 |  | 15082.891 |  | 18194.7467 | 7957.2831 | 1954.6503 | 0.014624 | 0.0014395 | 1223 | 1.3281 | 5.7485 | 2 | 2.4612 | 5.8699 | -1.8265 | 0.011188 | 0.0071775 | 1.2209 | 294.3198 | 27.5694 | 26.1777 | 0.72227 | 16.8738 | 18.0734 | 8.0605 | 75.6% | 93.9% | 22.2% | 31.7% | 19.2% | 89.6% | 0.42619 | 0.024752 | 2.4528 | 12.717 | 1.8602 | 3.9208 | 9.7245 | 8.9236 | 1.6653 | 2.7616 | 15.7282 | 14.4027 | 12.9351 | 11.9287 | 45.9489 | 48.6687 | 36.177 | 43.6126
North Coast | PHILO 1101circuit_breaker | 2034 | 2276 | 4129.6806 | 3630 | 4776.273 | 369 | 8.5874e-05 | 108.3321 | 3.3642 | 0.012235 | 0.00018009 | 0.627 | 0.86462 | {A45E0124-BCF3-4DBF-9317-CD21317A326D} | 42601101 | PHILO 1101 | circuit_breaker | 39.064 | -123.4378 | 712 | 903 | 135354.5622 | 84.1056 | 79786.4997 | 49.5772 | 55568.0625 | 48254.7037 | 22956.1468 | 0.066454 | 0.031687 | 1479 | 8.3034 | 17.6764 | 2 | 2.3361 | 6.0111 | -0.003408 | 0.04755 | 0.0065622 | 2.7912 | 295.6689 | 32.5421 | 35.5613 | 1.0116 | 15.511 | 17.6481 | 1.2478 | 37.7% | 39.7% | 38.2% | 49% | 64.8% | 43.5% | 0.12776 | 0.073061 | 1.723 | 14.3593 | 0.72611 | 5.1709 | 14.641 | 12.507 | 2.1754 | 3.8771 | 14.7892 | 10.2851 | 9.7337 | 6.0004 | 65.6398 | 93.6678 | 44.0623 | 68.9202
Sierra | SHADY GLEN 110132726 | 2936 | 907 | 1255.8218 | 1862 | 1722.1013 | 200 | 8.1872e-05 | 0.037983 | 44.6206 | 3.1099e-06 | 0.0017356 | 0.48711 | 0.72924 | {486AA3F8-488C-4B89-9A1D-60C9962E4FCD} | 152431101 | SHADY GLEN 1101 | 32726 | 39.1012 | -120.9597 | 241 | 265 | 37785.8331 | 23.4791 | 20171.8595 | 12.5342 | 17613.9736 | 20147.5271 | 17578.2081 | 0.34712 | 0.016374 | 209 | 8.1993 | 21.378 | 2 | 1.6582 | 4.7657 | 0.79874 | 0.070719 | 0.0055477 | 3.4046 | 295.9563 | 48.6883 | 34.1315 | 1.3395 | 11.8678 | 13.8739 | 1.8662 | 81.7% | 81.4% | 54.4% | 89.3% | 84.9% | 20.2% | 0.036091 | 0.04901 | 1.821 | 15.1208 | 2.8667 | 4.1837 | 8.8364 | 6.5776 | 2.0896 | 3.7738 | 13.2621 | 5.9356 | 8.8088 | 4.0124 | 50.7335 | 89.9596 | 51.6464 | 92.2002
Central Coast | TEMPLETON 2111R86 | 2918 | 279 | 424.2717 | 1226 | 1012.1235 | 152 | 6.7465e-05 | 539.1932 | 1.9628 | 0.036688 | 9.1024e-05 | 0.22757 | 0.41919 | {C1DF3268-8D83-469E-AB38-F1D09D72570E} | 183052111 | TEMPLETON 2111 | R86 | 35.5357 | -120.7225 | 236 | 198 | 36369.6536 | 22.5991 | 23059.3782 | 14.3285 | 13310.2754 | 17358.9842 | 7985.8358 | 0.013836 | 0.010255 | 1933 | 2.8288 | 8.1898 | 2.0115 | 2.5479 | 7.5839 | 0.47883 | 0.035153 | 0.0060325 | 1.2244 | 297.2596 | 39.7153 | 33.8629 | 1.1809 | 14.2775 | 15.1795 | 0.73662 | 50.7% | 38.9% | 74.2% | 44.9% | 86.3% | 33.7% | 0.068452 | 0.059885 | 1.4969 | 14.4706 | 1.2456 | 4.6794 | 8.6655 | 8.3263 | 1.9284 | 3.4166 | 13.5013 | 10.0935 | 10.2884 | 7.0127 | 51.1388 | 68.9054 | 49.6238 | 67.2557
Sierra | SHINGLE SPRINGS 21099372 | 2804 | 287 | 523.7238 | 1096 | 835.7437 | 219 | 8.0982e-05 | 738.4048 | 45.5531 | 0.059597 | 0.0015358 | 0.26186 | 0.62666 | {8A46F925-4164-4C6A-BCD9-45A3449DD786} | 153652109 | SHINGLE SPRINGS 2109 | 9372 | 38.714 | -120.9394 | 271 | 223 | 44217.0152 | 27.4752 | 28435.4313 | 17.669 | 15781.5839 | 28435.4313 | 15781.5839 | 0.33634 | 0.017735 | 245 | 2.1581 | 7.2938 | 2.6118 | 2.182 | 6.1004 | 0.17031 | 0.023676 | 0.0059202 | 2.3991 | 296.475 | 46.3133 | 32.8712 | 1.2926 | 12.6032 | 14.2912 | 1.3964 | 79% | 82.4% | 53.9% | 25.4% | 51% | 73.4% | 0.055921 | 0.065356 | 2.6464 | 18.5447 | 7.1117 | 10.3556 | 8.5595 | 6.6873 | 2.031 | 3.5631 | 13.1908 | 5.9399 | 8.2772 | 4.054 | 53.5209 | 91.1555 | 51.8576 | 92.0263
Central Valley | MARTELL 110198374 | 3413 | 1 | 0.97225 | 50 | 14.341 | 9 | 3.7253e-05 | 4.6844 | 7.5355 | 0.00019952 | 0.00025971 | 0.02 | 0.067795 | {277F84D3-A270-449A-A58E-FDC1A84261F4} | 163011101 | MARTELL 1101 | 98374 | 38.3904 | -120.804 | 113 | 279 | 15281.5346 |  | 6135.709 |  | 9145.8256 | 936.3607 | 334.2878 | 0.0023374 | 0.00033528 | 1228 | 1.9535 | 10.2543 | 2 | 2.0771 | 5.9198 | 2.2906 | 0.0052632 | 0.0062154 | 2.322 | 296.0822 | 44.2815 | 30.7684 | 1.2346 | 12.9524 | 14.6054 | 18.2002 | 47.2% | 35.2% | 38.1% | 53.2% | 33.7% | 74.1% | 0.19615 | 0.025263 | 1.3846 | 17.2308 | 0 | 2.6316 | 10.3805 | 7.1915 | 2.226 | 3.7863 | 13.1968 | 6.8624 | 9.1439 | 4.7116 | 43.6855 | 68.8335 | 50.1362 | 86.4029
North Coast | MIDDLETOWN 1102circuit_breaker | 6489 | 53 | 79.2601 | 115 | 96.3234 | 32 | 6.7735e-05 | 454.6658 | 7.9779 | 0.029022 | 0.00025919 | 0.46087 | 0.82285 | {7E69B413-A223-4CCD-AF98-CC3C74EA7FDA} | 43141102 | MIDDLETOWN 1102 | circuit_breaker | 38.7528 | -122.6088 | 115 | 49 | 15060.3621 |  | 10581.2966 |  | 4479.0656 | 7090.0728 | 2534.4495 | 0.008294 | 0.0021675 | 1229 | 1.0679 | 3.4337 | 2.0187 | 1.9609 | 5.9239 | -0.9736 | 0.001028 | 0.006054 | 2.7248 | 297.004 | 40.6088 | 30.5068 | 1.2544 | 14.0068 | 15.8599 | 2.3794 | 47.8% | 67.3% | 17.4% | 0.2% | 97.3% | 14.5% | 0.16022 | 0.0035514 | 1.9574 | 11.9787 | 1.1893 | 1.0748 | 9.8484 | 7.1118 | 2.4064 | 4.0177 | 13.7196 | 7.6788 | 8.1518 | 4.7389 | 51.6407 | 74.214 | 50.2216 | 81.962
North Coast | GEYSERVILLE 1101circuit_breaker | 3302 | 62 | 79.0167 | 113 | 109.0019 | 13 | 0.00012268 | 0.048798 | 3.0585 | 6.0998e-06 | 0.00025895 | 0.54867 | 0.72491 | {377EDE62-95BF-4247-B5CE-2FDAD489198A} | 42891101 | GEYSERVILLE 1101 | circuit_breaker | 38.7096 | -122.9079 | 170 | 287 | 24940.337 |  | 13273.8152 |  | 11666.5218 | 1595.2814 | 697.0736 | 0.0033664 | 0.0015949 | 1230 | 6.7471 | 15.6603 | 2 | 2.1192 | 5.7954 | -1.1097 | 0.0528 | 0.0066291 | 2.706 | 296.832 | 35.8784 | 34.5721 | 1.1087 | 14.8419 | 16.7261 | 5.7591 | 47.6% | 36.1% | 68.4% | 42.8% | 72.4% | 32.8% | 0.21159 | 0.0212 | 1.5625 | 14.5625 | 1.2036 | 4.52 | 11.4135 | 9.7183 | 2.3185 | 3.8612 | 14.2579 | 9.4545 | 8.8729 | 5.7548 | 60.7405 | 85.3537 | 47.3247 | 72.7983
North Coast | SANTA ROSA A 110439786 | 1878 | 99 | 203.0985 | 196 | 255.4399 | 18 | 9.0444e-05 | 0.037817 | 3.6128 | 3.4203e-06 | 0.00025861 | 0.5051 | 0.79509 | {697A1F90-C46B-4A32-BA8E-838CA80BD5D2} | 42151104 | SANTA ROSA A 1104 | 39786 | 38.4527 | -122.7009 | 197 | 942 | 52604.0124 |  | 10862.9994 |  | 41741.013 | 1494.4367 | 4461.2883 | 0.004655 | 0.001628 | 1231 | 6.6703 | 16.0308 | 3 | 1.2362 | 4.1118 | -1.8455 | 0.083158 | 0.0069511 | 2.2603 | 295.5529 | 30.3976 | 28.6176 | 0.8793 | 16.1802 | 17.9125 | 33.3475 | 47.4% | 42.5% | 44.7% | 43.5% | 48.6% | 51.2% | 0.47131 | 0.018947 | 7.4375 | 20.9375 | 3.8295 | 10.3158 | 10.6865 | 8.7013 | 1.8733 | 3.4037 | 15.6404 | 11.4513 | 11.3635 | 7.7303 | 48.748 | 67.737 | 40.048 | 62.0645
Sierra | HIGGINS 110332120 | 1076 | 2170 | 3261.2695 | 5571 | 4718.472 | 603 | 8.0787e-05 | 12.8195 | 8.4304 | 0.00072172 | 0.00035457 | 0.38952 | 0.69117 | {42C0044E-B495-4983-9439-0351AC9E28F8} | 152691103 | HIGGINS 1103 | 32120 | 39.1048 | -121.0851 | 799 | 977 | 127000.5581 | 78.9147 | 65714.7916 | 40.8334 | 61285.7665 | 64628.4099 | 60411.0579 | 0.2138 | 0.048714 | 1003 | 4.6789 | 11.949 | 2 | 2.2622 | 6.1203 | -0.28199 | 0.062727 | 0.0056048 | 3.1611 | 295.4807 | 47.2633 | 32.9031 | 1.2527 | 12.2386 | 14.1443 | 1.9231 | 39.3% | 33.2% | 53.4% | 52% | 35.9% | 46.6% | 0.053902 | 0.021568 | 1.6011 | 13.8085 | 1.1242 | 1.6087 | 9.9568 | 6.9002 | 2.4202 | 4.1532 | 12.7635 | 6.6209 | 9.0779 | 4.4945 | 50.7097 | 74.2043 | 53.3808 | 85.6929
Sierra | HIGGINS 1107circuit_breaker | 784 | 144 | 241.6405 | 639 | 445.1781 | 81 | 7.0623e-05 | 25.7773 | 7.754 | 0.0016045 | 0.00025837 | 0.22535 | 0.54279 | {AD1702BF-568D-4020-87DE-29F495495BCD} | 152691107 | HIGGINS 1107 | circuit_breaker | 39.0439 | -121.0909 | 442 | 798 | 69196.7005 |  | 30542.9222 |  | 38653.7784 | 8142.9425 | 7225.3692 | 0.020928 | 0.0057205 | 1233 | 3.3309 | 8.7883 | 2 | 2.3113 | 6.3632 | 1.7028 | 0.052538 | 0.005711 | 2.906 | 296.0523 | 49.3209 | 33.9565 | 1.3294 | 11.8102 | 13.6074 | 6.4399 | 31.7% | 31% | 41% | 36.6% | 80% | 14.6% | 0.074396 | 0.051077 | 2.0753 | 16.5591 | 2.9584 | 4.9154 | 8.4255 | 6.3873 | 2.3209 | 4.1285 | 12.4222 | 5.5396 | 8.2664 | 3.8089 | 54.0298 | 90.7053 | 55.552 | 94.8015
North Coast | FORT BRAGG A 11021226 | 2184 | 277 | 611.6083 | 395 | 666.4439 | 31 | 9.1033e-05 | 0.037818 | 4.5901 | 3.4427e-06 | 0.00025792 | 0.70127 | 0.91772 | {75E57175-6FC2-4C18-9858-49FEBB55AE91} | 42761102 | FORT BRAGG A 1102 | 1226 | 39.4116 | -123.8087 | 202 | 288 | 30428.6582 |  | 12668.4441 |  | 17760.2141 | 2760.5742 | 3664.4609 | 0.0079957 | 0.002822 | 1234 | 9.7341 | 22.1218 | 2 | 2.7299 | 7.7991 | 0.80942 | 0.060208 | 0.0069632 | 2.859 | 289.4611 | 17.0191 | 19.6918 | 0.33941 | 19.5988 | 21.952 | 4.7613 | 47.3% | 50.7% | 45.2% | 65.5% | 0.5% | 98.5% | 0.29197 | 0 | 2.8889 | 18.7222 | 2.9658 | 8.2292 | 12.5379 | 10.2166 | 1.1735 | 1.6798 | 19.0744 | 15.3716 | 15.5056 | 12.1293 | 39.8792 | 46.3574 | 25.6724 | 40.4394
North Coast | FORT BRAGG A 110235592 | 2382 | 1875 | 3153.2181 | 2429 | 3407.9744 | 219 | 0.00011201 | 0.037818 | 2.1261 | 4.236e-06 | 0.00017517 | 0.77192 | 0.92525 | {88ABC052-C1CA-454C-9520-7292289269D5} | 42761102 | FORT BRAGG A 1102 | 35592 | 39.3941 | -123.7793 | 268 | 398 | 47830.408 | 29.7205 | 21272.3021 | 13.218 | 26558.1059 | 21272.3021 | 26558.1059 | 0.038362 | 0.024531 | 1497 | 12.0465 | 24.8625 | 2 | 2.2599 | 5.9137 | 0.57281 | 0.066918 | 0.0069525 | 3.252 | 290.5792 | 17.512 | 19.625 | 0.43456 | 19.3941 | 21.9229 | 2.6385 | 36.5% | 27.2% | 63.8% | 73% | 6.5% | 97.4% | 0.19029 | 0.066012 | 2.7633 | 19.4245 | 1.6215 | 7.3384 | 12.1609 | 9.9242 | 1.3137 | 2.0711 | 18.9681 | 15.2383 | 15.2332 | 11.5714 | 39.3054 | 46.4168 | 26.3593 | 41.1305
Bay Area | SAN RAFAEL 110863598 | 8967 | 292 | 466.0579 | 585 | 638.4358 | 30 | 0.00013421 | 0.048432 | 2.6974 | 6.4755e-06 | 0.00025748 | 0.49915 | 0.73 | {62B0F5C5-018B-42C2-9DA1-D8CCE6714B61} | 42011108 | SAN RAFAEL 1108 | 63598 | 37.9725 | -122.6032 | 44 | 70 | 6464.7024 |  | 3076.8023 |  | 3387.9002 | 3076.8023 | 3387.9002 | 0.0077245 | 0.0040263 | 1236 | 8.089 | 19.1571 | 3 | 2.7602 | 7.5086 | 4.0816 | 0.095111 | 0.006978 | 2.7966 | 295.376 | 33.8615 | 30.8747 | 0.9364 | 15.1338 | 16.9248 | 1.0799 | 86.9% | 66.9% | 93.5% | 89.8% | 60.8% | 42.5% | 0.10342 | 0.035778 | 3.9706 | 18.7059 | 3.0269 | 13 | 11.3699 | 9.6754 | 1.9013 | 3.4571 | 13.8169 | 11.2222 | 11.1556 | 8.3266 | 56.2496 | 63.2253 | 45.9267 | 59.733
Bay Area | SILVERADO 21051308 | 722 | 48 | 78.1199 | 79 | 97.3062 | 8 | 0.00015448 | 0.037818 | 1.7242 | 5.8421e-06 | 0.00025679 | 0.60759 | 0.80283 | {E61E149E-984B-41E5-BBE8-57BFA4C46C56} | 43432105 | SILVERADO 2105 | 1308 | 38.505 | -122.4747 | 160 | 520 | 33548.4745 |  | 8622.7598 |  | 24925.7147 | 812.0716 | 1516.6492 | 0.0020543 | 0.0012358 | 1237 | 6.0325 | 22.3589 | 3 | 1.8489 | 5.2605 | -3.2824 | 0.073333 | 0.006569 | 2.4951 | 296.8414 | 39.2579 | 32.6357 | 1.1376 | 14.1237 | 15.7927 | 7.3292 | 86.8% | 56.8% | 96.9% | 94.2% | 93.6% | 13.2% | 0.49685 | 0.023333 | 4.25 | 21.375 | 5.0344 | 8.7778 | 10.0581 | 7.5484 | 2.2205 | 3.8168 | 13.7128 | 8.5784 | 8.9663 | 5.4154 | 53.6941 | 77.7366 | 48.6262 | 78.1371
Central Coast | MORRO BAY 1101V66 | 1786 | 10 | 22.4875 | 69 | 59.0591 | 18 | 3.7087e-05 | 0.44987 | 8.1464 | 1.4085e-05 | 0.00025586 | 0.14493 | 0.38076 | {DC1CD14A-C73E-417C-A65E-B1AE2FBC8341} | 183011101 | MORRO BAY 1101 | V66 | 35.3761 | -120.8525 | 196 | 213 | 39237.2783 |  | 26069.3739 |  | 13167.9044 | 5689.205 | 2706.6441 | 0.0046055 | 0.00066757 | 1238 | 1.319 | 4.7037 | 2.1413 | 2.5235 | 8.9946 | -3.1498 | 0.006413 | 0.0069412 | 1.3173 | 294.7587 | 32.3399 | 28.7781 | 0.81763 | 15.7327 | 16.7209 | 2.3901 | 75.5% | 75.9% | 41.6% | 22.3% | 27.8% | 62.8% | 0.12061 | 0.0054348 | 1.3488 | 13.7674 | 0.35391 | 0.75 | 8.3912 | 8.2849 | 1.6273 | 2.812 | 15.5306 | 12.8491 | 12.3113 | 9.4931 | 44.7772 | 52.0338 | 39.6556 | 52.15
North Valley | WHITMORE 1101circuit_breaker | 3964 | 325 | 452.0146 | 982 | 788.3187 | 88 | 0.00013641 | 0.050295 | 3.0199 | 6.8187e-06 | 0.00025566 | 0.33096 | 0.57339 | {E0835FD3-053C-4202-87EB-465B52D17969} | 103601101 | WHITMORE 1101 | circuit_breaker | 40.6291 | -121.9158 | 117 | 87 | 14358.2278 |  | 9527.4078 |  | 4830.82 | 9527.4078 | 4830.82 | 0.022498 | 0.012004 | 1239 | 7.0672 | 16.5644 | 2 | 2.2487 | 6.4108 | 0.82054 | 0.060625 | 0.0059075 | 3.0776 | 296.2182 | 45.0709 | 34.849 | 1.3781 | 12.4741 | 14.9029 | 0.69046 | 44.2% | 22.1% | 92.2% | 71.1% | 53.5% | 66.2% | 0.065735 | 0.10859 | 2.1667 | 15.5889 | 3.7061 | 7.6719 | 10.5303 | 8.4341 | 2.4845 | 4.4505 | 12.9676 | 5.9754 | 7.582 | 4.2686 | 59.7965 | 95.3107 | 53.5448 | 92.3388
North Valley | ORO FINO 11022090 | 637 | 813 | 1021.137 | 1647 | 1410.3971 | 198 | 0.0001312 | 0.037818 | 15.7514 | 4.9617e-06 | 0.001145 | 0.49362 | 0.72401 | {E257A63A-542E-454C-A7F1-D1C2484C4152} | 103031102 | ORO FINO 1102 | 2090 | 39.858 | -121.6135 | 304 | 546 | 59641.5997 | 37.0597 | 23596.9335 | 14.6625 | 36044.6662 | 23596.9335 | 36044.6662 | 0.22672 | 0.025978 | 337 | 9.9688 | 18.4931 | 3 | 2.57 | 7.701 | 2.1738 | 0.097892 | 0.0054471 | 4.0016 | 295.5974 | 49.1216 | 37.6989 | 1.3623 | 11.6238 | 13.9091 | 1.3565 | 79.2% | 57.9% | 90.5% | 77.7% | 47.7% | 7.5% | 0.018638 | 0.19069 | 3.062 | 18.1734 | 2.063 | 4.2339 | 12.517 | 9.4103 | 2.4461 | 4.3306 | 12.8087 | 5.2589 | 7.7088 | 3.4165 | 62.1424 | 115.8383 | 54.4559 | 98.0705
Central Valley | PEORIA 17013186 | 1297 | 96 | 139.0537 | 431 | 325.6051 | 54 | 5.1258e-05 | 0.037818 | 9.7513 | 1.9385e-06 | 0.00025507 | 0.22274 | 0.42706 | {52FB3514-9C62-49DD-A158-2A9A7CF95D5B} | 163781701 | PEORIA 1701 | 3186 | 37.8621 | -120.2265 | 253 | 756 | 47996.3252 |  | 15920.2864 |  | 32076.0387 | 15920.2864 | 32076.0387 | 0.013774 | 0.0027679 | 1241 | 5.2492 | 15.1266 | 2 | 2.3723 | 5.2559 | -0.093706 | 0.09715 | 0.0053244 | 2.2352 | 295.237 | 50.4132 | 37.9885 | 1.2742 | 11.5744 | 13.1343 | 2.6283 | 46.8% | 43% | 56.8% | 71.6% | 47% | 34.8% | 0.18848 | 0.052176 | 5.7674 | 21.1628 | 1.1256 | 2.2332 | 9.1346 | 7.1325 | 2.0633 | 3.6407 | 11.5219 | 6.1833 | 7.6654 | 4.3749 | 56.0525 | 88.1837 | 59.6996 | 90.4309
North Coast | FRUITLAND 114137410 | 8745 | 620 | 1128.805 | 830 | 1224.0498 | 80 | 0.00019653 | 0.037818 | 1.4482 | 7.4325e-06 | 0.00025486 | 0.74699 | 0.92219 | {CF682344-0C1A-411D-B173-CAE04AD6EAA0} | 192311141 | FRUITLAND 1141 | 37410 | 40.3263 | -123.9227 | 50 | 46 | 10500.5907 |  | 8875.6069 |  | 1624.9838 | 7642.4024 | 1299.6336 | 0.020388 | 0.015723 | 1242 | 14.3829 | 30.2153 | 2 | 3.1752 | 7.3568 | -0.96244 | 0.066863 | 0.0069308 | 3.9497 | 292.636 | 24.3394 | 21.777 | 0.69243 | 17.4529 | 20.3553 | 0.48767 | 47.1% | 21% | 93.7% | 84.8% | 18.3% | 67.7% | 0.049329 | 0.079216 | 1.7556 | 13.6444 | 0.2699 | 8.1373 | 10.7447 | 7.9086 | 1.6439 | 2.8634 | 16.685 | 11.1104 | 11.9333 | 7.7679 | 38.2046 | 53.6801 | 36.1693 | 60.9937
North Valley | CRESCENT MILLS 2101circuit_breaker | 3198 | 114 | 180.2962 | 207 | 225.9399 | 27 | 1.5848e-05 | 0.21004 | 27.21 | 3.3858e-06 | 0.00025485 | 0.55072 | 0.79798 | {13C79B20-35FA-46F6-90D1-7123E115130F} | 103132101 | CRESCENT MILLS 2101 | circuit_breaker | 40.0938 | -120.9109 | 112 | 168 | 15244.7508 |  | 9131.4478 |  | 6113.303 | 3593.1531 | 2269.6701 | 0.0068808 | 0.00042791 | 1243 | 7.3463 | 17.2114 | 2 | 2.1947 | 6.5079 | -3.3306 | 0.043171 | 0.0042145 | 2.9107 | 291.8464 | 44.8022 | 36.7979 | 1.0733 | 12.5854 | 14.7144 | 2.49 | 43.9% | 71.9% | 12.7% | 72.5% | 20.2% | 71.4% | 0.19225 | 0.038049 | 2.7333 | 19.7 | 2.8824 | 5.0488 | 12.5046 | 10.2131 | 1.9155 | 3.2528 | 12.4194 | 6.2799 | 7.4625 | 4.9626 | 58.4329 | 91.3804 | 57.1415 | 89.2639
Central Valley | CORRAL 110275622 | 3784 | 5 | 7.5703 | 21 | 14.3674 | 7 | 5.0848e-05 | 1.7953 | 6.125 | 6.2946e-05 | 0.00025436 | 0.2381 | 0.5269 | {C5570B1A-B071-4827-88D1-68633BB92AFE} | 162991102 | CORRAL 1102 | 75622 | 38.1582 | -120.8455 | 136 | 337 | 25226.9871 |  | 9209.8908 |  | 16017.0963 | 1424.9314 | 2191.9856 | 0.0017805 | 0.00035594 | 1244 | 0.92885 | 4.2812 | 2 | 2.0367 | 6.6509 | -1.6904 | 0.0077273 | 0.0064224 | 1.5181 | 297.5889 | 42.6037 | 31.8119 | 1.2951 | 13.6426 | 14.9664 | 9.3298 | 46.6% | 28.7% | 56.3% | 17.7% | 54.1% | 96.9% | 0.19117 | 0.053636 | 3.7059 | 21 | 0.36818 | 0.95455 | 12.408 | 8.7915 | 2.4058 | 3.8534 | 13.3798 | 7.7905 | 9.5957 | 5.2864 | 46.5823 | 68.2941 | 52.023 | 80.172
North Valley | WYANDOTTE 11031976 | 4789 | 1557 | 2382.0228 | 3667 | 3404.1462 | 391 | 0.00010838 | 0.13908 | 203.0166 | 1.2528e-05 | 0.0091444 | 0.4246 | 0.69974 | {792CA981-4B7A-4CA2-BE90-3F8181AF2243} | 102911103 | WYANDOTTE 1103 | 1976 | 39.6349 | -121.3918 | 313 | 278 | 59677.2926 | 37.0818 | 38602.5649 | 23.9866 | 21074.7277 | 38602.5649 | 21074.7277 | 3.5755 | 0.042377 | 13 | 7.7833 | 16.5576 | 3 | 2.6495 | 8.2882 | 0.6629 | 0.056811 | 0.0054157 | 4.0697 | 294.6796 | 48.3626 | 35.7957 | 1.2811 | 11.6555 | 13.9753 | 0.83195 | 98.8% | 99.7% | 83.5% | 70.8% | 35.5% | 9.2% | 0.0044888 | 0.053865 | 1.7913 | 15.567 | 3.149 | 6.3553 | 13.5869 | 9.111 | 2.2316 | 3.9481 | 12.5499 | 5.4833 | 7.6727 | 3.7092 | 60.2515 | 103.3864 | 54.779 | 95.6006
North Coast | UPPER LAKE 11011276 | 6987 | 636 | 795.1763 | 1493 | 1216.9412 | 194 | 6.3346e-05 | 14.0372 | 4.1949 | 0.0011504 | 0.00017098 | 0.42599 | 0.65342 | {5F898AAB-A822-418A-A7D3-2566EAF134B5} | 42871101 | UPPER LAKE 1101 | 1276 | 39.1586 | -122.989 | 151 | 278 | 42234.7914 | 26.2435 | 20671.4818 | 12.8447 | 21563.3096 | 20671.4818 | 21563.3096 | 0.033171 | 0.012289 | 1512 | 8.7027 | 26.5683 | 2 | 3.0939 | 7.7075 | -6.5964 | 0.031637 | 0.0058813 | 2.8671 | 294.9202 | 40.4406 | 38.3441 | 1.1178 | 13.7896 | 15.8492 | 0.90426 | 35.8% | 47.9% | 14% | 76.5% | 73.4% | 10.4% | 0.22874 | 0.047508 | 2.3462 | 16.8681 | 1.6063 | 4.3655 | 11.7155 | 9.6842 | 2.149 | 3.7988 | 13.5578 | 7.287 | 8.7984 | 4.6567 | 65.6589 | 98.4776 | 49.7074 | 84.5888
North Coast | DUNBAR 1101circuit_breaker | 783 | 192 | 243.6555 | 366 | 344.0165 | 45 | 0.00010615 | 0.078445 | 3.5497 | 8.6693e-06 | 0.00025385 | 0.52459 | 0.70827 | {099221CD-5C0A-49E5-8576-2B334B5F477C} | 43071101 | DUNBAR 1101 | circuit_breaker | 38.3835 | -122.5281 | 340 | 611 | 52116.7121 |  | 23582.0206 |  | 28534.6915 | 3778.218 | 4134.6012 | 0.011423 | 0.0047769 | 1247 | 6.4137 | 13.4307 | 2.5942 | 2.0774 | 5.3427 | -0.72406 | 0.034348 | 0.0068142 | 2.8093 | 295.7969 | 35.2719 | 30.3911 | 0.99275 | 14.93 | 16.7384 | 5.7453 | 46.9% | 41.8% | 60.6% | 35.8% | 62.1% | 34% | 0.18112 | 0.052319 | 2.3556 | 18.0667 | 0.94667 | 5.3043 | 9.5764 | 7.4265 | 2.0062 | 3.6406 | 14.7142 | 9.3989 | 9.5837 | 6.0887 | 49.1617 | 71.6464 | 44.6027 | 73.6177
North Coast | CLOVERDALE 1101112 | 1782 | 993 | 1328.1226 | 1767 | 1783.0804 | 247 | 6.1704e-05 | 4.2087 | 3.7735 | 0.00038061 | 0.00016613 | 0.56197 | 0.74485 | {EFFBC73B-5CF0-4391-8D52-00A9D7379A46} | 42821101 | CLOVERDALE 1101 | 112 | 38.8021 | -123.0182 | 444 | 1077 | 99513.9079 | 61.8352 | 43621.7134 | 27.1053 | 55892.1945 | 30254.9758 | 14059.7954 | 0.041035 | 0.015241 | 1527 | 5.2233 | 12.405 | 2 | 2.5854 | 6.4528 | -0.5678 | 0.037636 | 0.0065954 | 2.9443 | 296.4629 | 38.8066 | 40.7175 | 1.1487 | 14.1632 | 16.1477 | 6.6373 | 35.3% | 44% | 12.5% | 33.3% | 77.3% | 17.4% | 0.14717 | 0.055727 | 1.8141 | 15.1859 | 0.93768 | 3.833 | 13.3028 | 11.6518 | 2.419 | 3.9531 | 13.4648 | 8.3415 | 8.2895 | 4.6352 | 75.1726 | 105.767 | 50.782 | 80.4218
Central Coast | SAN BENITO 210488772 | 2063 | 383 | 1109.4588 | 997 | 1470.5221 | 125 | 5.152e-05 | 3.3426 | 2.6043 | 0.00018713 | 9.0182e-05 | 0.38415 | 0.75447 | {1ED2FD17-894E-4836-A934-5237FD5BF8EA} | 182742104 | SAN BENITO 2104 | 88772 | 36.904 | -121.6087 | 793 | 1201 | 138066.9539 | 85.791 | 69280.8495 | 43.0492 | 68786.1045 | 37629.3808 | 38687.4655 | 0.011273 | 0.00644 | 1940 | 3.6589 | 10.5448 | 2 | 2.8244 | 6.1818 | -1.6538 | 0.037279 | 0.0072596 | 1.4059 | 295.1841 | 31.0626 | 26.1276 | 0.7848 | 16.0739 | 17.3022 | 4.0605 | 50.5% | 46.5% | 63.4% | 54.8% | 25.3% | 72.9% | 0.24705 | 0.038481 | 2.8453 | 19.095 | 0.98539 | 1.7615 | 7.1811 | 7.295 | 1.6825 | 3.0603 | 15.2522 | 12.103 | 10.413 | 7.7426 | 43.57 | 50.9161 | 42.2017 | 60.3517
Central Valley | CLAY 11037124 | 1596 | 28 | 55.9937 | 195 | 110.1695 | 70 | 3.1152e-05 | 13.4745 | 25.3214 | 0.00039697 | 0.00025176 | 0.14359 | 0.50825 | {90124199-1243-4A62-BE12-797EFE6331CC} | 163341103 | CLAY 1103 | 7124 | 38.2898 | -120.9278 | 403 | 396 | 86564.599 |  | 51668.2469 |  | 34896.3521 | 15711.1032 | 12352.2434 | 0.017623 | 0.0021806 | 1250 | 0.92642 | 2.7578 | 2 | 1.9798 | 6.2013 | 0.1968 | 0.012618 | 0.0066193 | 1.5057 | 297.5299 | 43.7804 | 30.4347 | 1.305 | 13.2532 | 14.5767 | 3.0157 | 46.1% | 70.8% | 29.3% | 8.2% | 58.5% | 87.8% | 0.045087 | 0.030343 | 1.2778 | 12.3667 | 0.33665 | 0.83691 | 10.8106 | 7.5699 | 2.4261 | 3.9532 | 12.5137 | 7.4298 | 9.0413 | 5.22 | 47.6112 | 62.9962 | 54.7751 | 81.3491
North Coast | PHILO 11021308 | 2968 | 3395 | 5401.7742 | 3794 | 5604.6484 | 368 | 7.0318e-05 | 0.044009 | 3.9723 | 3.1636e-06 | 0.00016578 | 0.89483 | 0.9638 | {EADE9BC7-FA33-4E78-987B-E6772CEF7A88} | 42601102 | PHILO 1102 | 1308 | 39.1863 | -123.5804 | 310 | 276 | 82076.1543 | 50.9999 | 51499.148 | 32.0002 | 30577.0062 | 51499.148 | 30577.0062 | 0.061007 | 0.025877 | 1531 | 12.4875 | 24.6441 | 2 | 1.7461 | 4.7781 | -2.0072 | 0.053553 | 0.006852 | 2.969 | 293.459 | 23.5568 | 24.8242 | 0.69534 | 17.8755 | 20.2005 | 0.41631 | 35.2% | 45.7% | 21.3% | 72.2% | 18.4% | 78% | 0.049023 | 0.10437 | 1.5606 | 14.3935 | 0.08338 | 4.3912 | 11.4942 | 9.5418 | 1.6587 | 3.0067 | 17.128 | 13.6098 | 13.2366 | 9.3561 | 48.5386 | 59.013 | 33.7157 | 51.5507
Sierra | BRUNSWICK 1105circuit_breaker | 5922 | 208 | 307.334 | 644 | 512.2806 | 58 | 0.0001018 | 0.037818 | 3.794 | 3.8499e-06 | 0.00025111 | 0.32298 | 0.59993 | {E1779AD2-4579-4092-9EC8-FEE4F5C13371} | 152481105 | BRUNSWICK 1105 | circuit_breaker | 39.2311 | -121.0351 | 230 | 334 | 28391.3995 |  | 11223.4618 |  | 17167.9378 | 10665.1471 | 17167.9378 | 0.014564 | 0.0059045 | 1252 | 8.6856 | 19.9553 | 2.6869 | 1.9422 | 5.4636 | 0.91268 | 0.074343 | 0.0053368 | 4.0698 | 293.2376 | 46.3621 | 32.9246 | 1.1191 | 12.1714 | 14.3315 | 9.1294 | 30.7% | 15.4% | 77.3% | 84.4% | 9.5% | 40.5% | 0.14616 | 0.054747 | 3.8209 | 17.4478 | 2.6394 | 6.5051 | 8.8872 | 6.9747 | 2.0063 | 3.4369 | 12.8959 | 5.9577 | 7.8812 | 4.082 | 56.1101 | 92.4345 | 53.2095 | 92.0638
Sierra | BRUNSWICK 111094368 | 8165 | 18 | 23.788 | 32 | 31.3664 | 3 | 0.00011756 | 0.037818 | 4.2225 | 4.4458e-06 | 0.00025032 | 0.5625 | 0.75839 | {BCC579AC-C459-46FE-9298-10C2B7376879} | 152481110 | BRUNSWICK 1110 | 94368 | 39.2341 | -121.0598 | 33 | 11 | 1100.4887 |  | 768.9303 |  | 331.5584 | 431.1432 | 331.5584 | 0.00075097 | 0.00035267 | 1253 | 4.6016 | 13.7988 | 2 | 2.0981 | 5.9333 | 1.4127 | 0.025714 | 0.0055349 | 3.9029 | 294.3055 | 45.8606 | 32.6628 | 1.1732 | 12.3341 | 14.4741 | 23.4621 | 30.5% | 17.6% | 90% | 61.7% | 17.8% | 51.7% | 0.24902 | 0.065714 | 3.6667 | 19.1667 | 3.0514 | 4.5714 | 8.8228 | 7.0372 | 2.0777 | 3.5914 | 13.1557 | 5.9892 | 8.2324 | 4.0566 | 55.0785 | 93.3532 | 52.178 | 91.9576
Bay Area | MONTE RIO 1113250 | 6059 | 1 | 1.9471 | 1 | 1.9471 | 1 | 0.00025027 | 0.037818 |  | 9.4648e-06 | 0.00025027 | 1 | 1 | {F3C44BD4-C837-40EB-9584-B17B6404063F} | 42811113 | MONTE RIO 1113 | 250 | 38.4816 | -123.0112 | 24 | 81 | 5141.508 |  | 1971.2642 |  | 3170.2438 | 1971.2642 | 3170.2438 | 0.00025027 | 0.00025027 | 1254 | 24.1523 | 51.0736 | 3 | 1.8284 | 5.0711 | -4.5948 | 0.145 | 0.0071399 | 3.4696 | 294.8957 | 23.3085 | 23.661 | 0.75764 | 17.9281 | 20.0004 | 1.9374 | 86.2% | 0% | 100% | 99.6% | 30.7% | 99.5% | 0.22122 | 0.058224 | 6.4375 | 19.875 | 1.0559 | 16.1818 | 10.8889 | 8.9224 | 1.771 | 2.915 | 16.7029 | 14.1109 | 13.1062 | 11.0751 | 43.6071 | 50.5814 | 35.4572 | 45.9157
Bay Area | LAKEWOOD 210964992 | 8732 | 22 | 54.1372 | 51 | 68.5724 | 7 | 5.3776e-05 | 41.2976 | 4.7336 | 0.0023539 | 0.00024968 | 0.43137 | 0.78949 | {C65A3889-43E9-4E24-9131-D549D4446C2C} | 13532109 | LAKEWOOD 2109 | 64992 | 37.912 | -122.0445 | 103 | 81 | 7631.1352 |  | 4200.5164 |  | 3430.6188 | 587.7906 | 784.5439 | 0.0017478 | 0.00037643 | 1255 | 2.7267 | 9.4615 | 3 | 2.5825 | 6.4928 | -0.19353 | 0.02 | 0.0066036 | 1.3883 | 296.3897 | 39.5103 | 35.841 | 1.0882 | 14.2355 | 15.5388 | 22.9394 | 86% | 80% | 51.2% | 32.8% | 86.4% | 16.2% | 0.22892 | 0.011 | 3 | 19.875 | 3.002 | 5.1 | 7.3003 | 6.8743 | 2.1793 | 3.8365 | 13.4119 | 9.1544 | 9.917 | 6.095 | 55.1542 | 73.2346 | 49.6556 | 74.5038
North Valley | WYANDOTTE 11101952 | 2210 | 1 | 1.9471 | 13 | 6.199 | 5 | 5.0778e-05 | 30.9842 | 25.1551 | 0.0016636 | 0.00024966 | 0.076923 | 0.3141 | {7E65FB86-04AD-4769-9FF1-1417B3FD7311} | 102911110 | WYANDOTTE 1110 | 1952 | 39.499 | -121.5301 | 206 | 702 | 43160.7297 |  | 13999.1345 |  | 29161.5951 | 417.0111 | 153.9474 | 0.0012483 | 0.00025389 | 1256 | 1.0723 | 3.1902 | 2 | 2.472 | 7.4143 | -0.94286 | 0.017143 | 0.0064746 | 2.2938 | 297.8718 | 46.0091 | 33.0301 | 1.398 | 12.6485 | 14.3537 | 7.5385 | 43.6% | 69.3% | 42.2% | 4.9% | 59.8% | 74.3% | 0.11655 | 0.062857 | 1 | 10.6667 | 0.47143 | 1.8571 | 11.7253 | 7.874 | 2.6401 | 4.2758 | 12.0035 | 6.256 | 8.2848 | 4.3706 | 52.2546 | 88.3214 | 56.7593 | 89.8568
Sierra | MOUNTAIN QUARRIES 21012422 | 5451 | 448 | 623.416 | 1175 | 977.2743 | 122 | 8.0746e-05 | 0.037908 | 66.9987 | 3.0622e-06 | 0.0025866 | 0.38128 | 0.63791 | {D7F1D14A-5B2A-48EF-B12A-9197AE3BCA5E} | 152282101 | MOUNTAIN QUARRIES 2101 | 2422 | 38.9 | -120.9075 | 117 | 86 | 19076.4853 | 11.8536 | 13951.5772 | 8.6691 | 5124.908 | 13951.5772 | 5124.908 | 0.31556 | 0.0098511 | 127 | 7.1331 | 14.8624 | 2 | 1.9178 | 5.583 | 0.043736 | 0.058962 | 0.0056984 | 3.084 | 295.3524 | 48.8024 | 33.9534 | 1.2887 | 11.8068 | 13.7605 | 0.76569 | 87.6% | 88.9% | 53.2% | 65.6% | 50% | 14.1% | 0.087664 | 0.082956 | 3.124 | 19.1008 | 4.9157 | 7.3941 | 7.7032 | 5.7414 | 2.1425 | 3.8569 | 13.2074 | 6.0644 | 8.6434 | 4.1458 | 46.9243 | 80.5041 | 51.1636 | 91.2629
Sierra | PEABODY 2113circuit_breaker | 6966 | 2 | 5.2733 | 12 | 9.8307 | 2 | 2.3726e-05 | 2784.8011 | 25.8402 | 0.066071 | 0.00024832 | 0.16667 | 0.53641 | {463CEDCD-A864-4BE7-A495-4562C479EEC4} | 63642113 | PEABODY 2113 | circuit_breaker | 38.2855 | -121.9704 | 103 | 67 | 12520.9952 |  | 9790.3302 |  | 2730.665 | 1530.5409 | 310.0206 | 0.00049664 | 4.7451e-05 | 1258 | 2.0988 | 5.6932 | 2 | 2.9736 | 7.4001 | 1.9661 | 0.0052174 | 0.0066011 | 1.5574 | 297.3637 | 42.8784 | 38.5048 | 1.2201 | 13.4135 | 14.734 | 18.9362 | 30.2% | 70.5% | 6.3% | 13.9% | 26.3% | 93.9% | 0.055155 | 0.0095652 | 2.3 | 16.2 | 0.25739 | 0.52174 | 7.8289 | 7.2536 | 2.2668 | 3.953 | 11.8413 | 8.0716 | 9.055 | 5.3827 | 62.2353 | 78.4396 | 56.2245 | 79.4637
Central Coast | MESA 1103M72 | 1921 | 359 | 1026.3533 | 1004 | 1424.403 | 123 | 1.6758e-05 | 647.5404 | 73.5254 | 0.010803 | 8.9352e-05 | 0.35757 | 0.72055 | {C0ABDB73-42C4-4D60-9BB1-4077EF0BE355} | 182821103 | MESA 1103 | M72 | 35.0398 | -120.5225 | 516 | 455 | 64760.9658 | 40.2407 | 40398.8978 | 25.1028 | 24362.068 | 14559.7479 | 7469.5999 | 0.01099 | 0.0020612 | 1946 | 1.7191 | 5.4378 | 2 | 2.3626 | 7.4655 | -0.4864 | 0.0209 | 0.0074007 | 0.98185 | 294.1624 | 30.8786 | 30.4501 | 0.69475 | 16.0733 | 16.9156 | 3.4492 | 50% | 99.8% | 7.5% | 28.6% | 16.8% | 72.7% | 0.14011 | 0.03345 | 2.0519 | 16.3311 | 2.7807 | 5.02 | 10.6063 | 10.0529 | 1.8252 | 2.5792 | 13.9641 | 13.089 | 9.8316 | 9.28 | 59.35 | 58.0045 | 47.8792 | 52.8305
Central Valley | PEORIA 170190090 | 5939 | 312 | 605.9487 | 1123 | 953.4103 | 199 | 3.1381e-05 | 67.8292 | 4.4334 | 0.0015019 | 7.0553e-05 | 0.27783 | 0.63556 | {CA1036D4-6988-4718-9A58-7F114C1260AF} | 163781701 | PEORIA 1701 | 90090 | 37.9026 | -120.4551 | 209 | 205 | 60119.0478 | 37.3563 | 48288.5394 | 30.0052 | 11830.5085 | 46519.9218 | 11830.5085 | 0.01404 | 0.0062448 | 2082 | 2.2735 | 7.7146 | 2 | 1.9899 | 5.7973 | 0.22716 | 0.011554 | 0.0059691 | 1.7703 | 297.0001 | 47.4881 | 38.7574 | 1.3409 | 12.4485 | 13.827 | 0.84886 | 17.3% | 19.8% | 29.9% | 40.8% | 67.4% | 58.1% | 0.080853 | 0.039111 | 1.7864 | 13.8545 | 0.9381 | 1.8562 | 9.7828 | 7.7068 | 2.3024 | 3.9647 | 12.272 | 6.7353 | 8.6771 | 4.5966 | 57.1796 | 92.3864 | 55.5847 | 87.3832
Sierra | HIGGINS 1104324510 | 3340 | 1125 | 1664.5438 | 2532 | 2324.5847 | 233 | 8.0635e-05 | 0.040033 | 75.9748 | 3.2275e-06 | 0.0030792 | 0.44431 | 0.71606 | {477268D6-DE4E-4795-ABA6-DB4CC4C4808D} | 152691104 | HIGGINS 1104 | 324510 | 39.1033 | -121.0435 | 213 | 193 | 39073.6592 | 24.2793 | 20001.4265 | 12.4283 | 19072.2327 | 20001.4265 | 19072.2327 | 0.71745 | 0.018788 | 107 | 6.6838 | 13.7372 | 2 | 1.9284 | 5.4922 | 0.71645 | 0.065237 | 0.0055263 | 3.2768 | 295.7492 | 48.1276 | 33.5642 | 1.2969 | 12.0333 | 13.9675 | 0.92682 | 89.3% | 91.2% | 52.9% | 61% | 52.2% | 32% | 0.036382 | 0.051842 | 1.8386 | 15.593 | 1.4555 | 4.0837 | 9.0447 | 6.4822 | 2.3595 | 4.1811 | 12.2862 | 5.8717 | 8.2798 | 3.9839 | 53.4102 | 87.1696 | 56.1387 | 92.6535
North Valley | KANAKA 11011406 | 3281 | 494 | 805.1515 | 2400 | 1727.4634 | 357 | 9.5601e-05 | 0.037941 | 22.6921 | 3.6315e-06 | 0.001117 | 0.20583 | 0.46609 | {A8F5D900-0ACF-447E-AA7A-C456EDB7D112} | 103221101 | KANAKA 1101 | 1406 | 39.5731 | -121.3176 | 270 | 199 | 60283.2304 | 37.4584 | 44466.328 | 27.6302 | 15816.9024 | 43311.9933 | 15816.9024 | 0.39876 | 0.03413 | 345 | 4.6406 | 10.6797 | 2.1412 | 2.4052 | 7.1902 | 0.62203 | 0.056871 | 0.0058858 | 3.4782 | 296.2564 | 47.6329 | 34.7136 | 1.3423 | 12.0118 | 14.0721 | 0.89938 | 78.3% | 65.7% | 73.7% | 53.2% | 43.6% | 29.5% | 0.0058742 | 0.037417 | 1.5923 | 14.0632 | 0.90755 | 4.0816 | 12.7722 | 8.4961 | 2.327 | 4.0932 | 12.4158 | 5.7247 | 8.1418 | 3.9849 | 54.6886 | 95.7971 | 55.0172 | 93.5036
North Valley | CORNING 110182846 | 6432 | 49 | 100.1986 | 156 | 137.2483 | 44 | 4.096e-05 | 1506.7043 | 10.4549 | 0.056245 | 0.00024754 | 0.3141 | 0.73005 | {0237A482-F336-4387-BDDB-C855D376A309} | 103331101 | CORNING 1101 | 82846 | 40.0149 | -122.3976 | 90 | 157 | 14961.1843 |  | 8126.0049 |  | 6835.1794 | 7599.2356 | 6175.1189 | 0.010892 | 0.0018023 | 1263 | 1.4098 | 4.3004 | 2 | 3.2807 | 9.9546 | 0.12105 | 0.0078182 | 0.0061048 | 1.6555 | 298.208 | 49.4577 | 41.7037 | 1.5511 | 12.1186 | 13.6712 | 2.2871 | 43.1% | 46% | 31.5% | 14.2% | 76.3% | 39% | 0.24657 | 0.010364 | 3.3913 | 19.5072 | 1.2375 | 1.4182 | 14.5929 | 10.729 | 2.9778 | 4.6686 | 10.8453 | 6.0468 | 7.162 | 4.6267 | 83.0923 | 105.4969 | 63.6163 | 90.5203
North Coast | FULTON 1102287172 | 2491 | 617 | 837.4625 | 1521 | 1301.4193 | 236 | 7.7162e-05 | 1.1038 | 4.1433 | 8.4996e-05 | 0.00016395 | 0.40565 | 0.6435 | {1B09A511-4056-470A-B00D-4FB4522380B2} | 42561102 | FULTON 1102 | 287172 | 38.579 | -122.7705 | 352 | 295 | 73018.0479 | 45.3714 | 42798.2234 | 26.5936 | 30219.8245 | 29351.4047 | 21099.6148 | 0.038692 | 0.01821 | 1543 | 5.7391 | 16.8099 | 2.1164 | 1.9033 | 5.3071 | -1.257 | 0.0343 | 0.0067417 | 2.7288 | 296.0949 | 33.9319 | 30.7578 | 0.99497 | 15.2837 | 17.1649 | 0.84668 | 34.1% | 47.2% | 27.6% | 46.6% | 63% | 39.8% | 0.24259 | 0.042439 | 1.6585 | 13.9919 | 1.4029 | 3 | 10.9147 | 8.5901 | 2.0387 | 3.6592 | 15.1357 | 9.8032 | 9.8729 | 6.2394 | 51.1051 | 77.3051 | 43.2838 | 70.8564
Central Coast | SAN LUIS OBISPO 1107V60 | 4945 | 369 | 759.4856 | 2056 | 1734.4714 | 182 | 7.0652e-05 | 60.4427 | 1.5727 | 0.0036447 | 8.6873e-05 | 0.17947 | 0.43788 | {331D14B2-6B0F-4273-9F56-8DD687C4B860} | 182631107 | SAN LUIS OBISPO 1107 | V60 | 35.1846 | -120.7043 | 200 | 226 | 41845.6362 | 26.0017 | 25701.6823 | 15.9703 | 16143.9538 | 25701.6823 | 16143.9538 | 0.015811 | 0.012859 | 1956 | 3.6213 | 9.422 | 2.8765 | 2.8109 | 8.2962 | -2.3252 | 0.035157 | 0.0069571 | 1.3119 | 296.0897 | 35.2134 | 31.1332 | 0.9751 | 14.8881 | 15.8991 | 0.88044 | 49.6% | 33.3% | 75.6% | 51.3% | 50.5% | 46.2% | 0.06593 | 0.037119 | 1.8393 | 15.6652 | 2.2113 | 4.9782 | 9.111 | 8.8489 | 1.8673 | 3.4658 | 14.4303 | 12.5252 | 11.4242 | 9.4675 | 50.9692 | 56.9511 | 43.5926 | 53.5956
Bay Area | NAPA 11025039 | 8364 | 1 | 1.3543 | 17 | 10.1936 | 3 | 4.8665e-05 | 683.3142 | 7.0093 | 0.033377 | 0.00024691 | 0.058824 | 0.13286 | {8556DC30-45DF-483E-A1A0-A7C23CC64830} | 42021102 | NAPA 1102 | 5039 | 38.2581 | -122.3383 | 60 | 39 | 11754.3615 |  | 8769.8715 |  | 2984.4901 | 68.3438 | 57.5931 | 0.00074072 | 0.000146 | 1266 | 1.5961 | 6.2473 | 2 | 2.4974 | 6.747 | -1.8319 | 0.013333 | 0.0072148 | 2.2334 | 296.6237 | 32.953 | 29.5153 | 0.98304 | 15.7705 | 17.3482 | 0.58522 | 85.8% | 85.7% | 44.5% | 12.9% | 69.7% | 78.4% | 0.125 | 0.018333 | 2.5 | 14 | 1.355 | 2.8333 | 6.9293 | 5.8856 | 1.9068 | 3.5879 | 14.8495 | 11.1731 | 11.8073 | 7.632 | 46.0631 | 58.4154 | 41.5805 | 63.2516
North Coast | LUCERNE 110647198 | 574 | 98 | 214.4726 | 238 | 272.3874 | 35 | 7.8421e-05 | 0.64784 | 4.8706 | 4.7227e-05 | 0.00024676 | 0.41176 | 0.78738 | {DA9B8D37-5C46-437A-B55A-1CC1BE987A25} | 43351106 | LUCERNE 1106 | 47198 | 39.0936 | -122.7958 | 163 | 717 | 40903.9032 |  | 9365.4324 |  | 31538.4708 | 4671.7433 | 9758.2107 | 0.0086366 | 0.0027447 | 1267 | 2.9115 | 8.84 | 2 | 2.672 | 7.5762 | -1.8498 | 0.029194 | 0.0060344 | 3.1397 | 295.1556 | 44.34 | 36.9755 | 1.2088 | 12.9793 | 15.1161 | 7.8331 | 46.8% | 52.3% | 28.8% | 14% | 87.9% | 2% | 0.44662 | 0.030484 | 5.9773 | 20.1136 | 3.6684 | 3.8387 | 9.6112 | 7.7767 | 2.285 | 4.1363 | 12.9829 | 6.0767 | 7.2518 | 3.6632 | 58.6195 | 92.3452 | 53.3817 | 92.4644
North Coast | UPPER LAKE 1101660 | 4477 | 107 | 145.8216 | 195 | 173.1681 | 50 | 7.2265e-05 | 146.0199 | 6.3347 | 0.0093678 | 0.00024599 | 0.54872 | 0.84208 | {541E85BD-7389-44DB-A5D1-1B9283DDEB83} | 42871101 | UPPER LAKE 1101 | 660 | 39.1641 | -122.9236 | 114 | 116 | 27211.1828 |  | 15466.5207 |  | 11744.6621 | 8469.2097 | 5986.6834 | 0.012299 | 0.0036133 | 1268 | 2.8205 | 10.9914 | 2 | 2.6895 | 7.4347 | -0.52481 | 0.017557 | 0.0060213 | 2.6215 | 295.9067 | 37.4876 | 33.9408 | 1.1359 | 14.596 | 16.5726 | 0.83772 | 46.6% | 62.1% | 23% | 25.6% | 75.4% | 27% | 0.16877 | 0.047428 | 1.5362 | 14.4348 | 1.259 | 1.4885 | 11.0163 | 8.6117 | 2.1907 | 3.7768 | 14.2626 | 8.1015 | 9.3056 | 5.1241 | 58.1894 | 84.7096 | 46.9777 | 79.8499
North Valley | COTTONWOOD 11029026 | 502 | 89 | 219.0112 | 561 | 353.6871 | 127 | 5.0737e-05 | 1040.9522 | 39.2025 | 0.05093 | 0.0010392 | 0.15865 | 0.61922 | {BD544C17-FF5A-4B33-BB2A-02C4080D2F78} | 102931102 | COTTONWOOD 1102 | 9026 | 40.3895 | -122.3431 | 409 | 377 | 60465.9563 | 37.5719 | 38967.1548 | 24.2131 | 21498.8015 | 19720.6221 | 9410.8376 | 0.13198 | 0.0064436 | 386 | 1.62 | 4.5422 | 2 | 2.4476 | 8.6173 | 0.34251 | 0.0035433 | 0.0059178 | 2.1932 | 298.1758 | 48.6618 | 33.8722 | 1.5883 | 12.0122 | 14.0007 | 1.2734 | 74% | 82.4% | 41.9% | 16.2% | 86.4% | 29.8% | 0.11905 | 0.0024016 | 2.0678 | 15.5537 | 0.84539 | 2.2087 | 9.9971 | 7.1251 | 2.9223 | 4.8994 | 11.1111 | 5.7894 | 7.2441 | 4.4481 | 61.5866 | 79.2181 | 61.9079 | 91.762
North Valley | COTTONWOOD 110168190 | 6616 | 164 | 317.4115 | 1501 | 682.7077 | 251 | 5.8225e-05 | 404.2121 | 88.2202 | 0.024294 | 0.0023032 | 0.10926 | 0.46493 | {B9D0806A-E952-4DB8-821A-8A74AB16F016} | 102931101 | COTTONWOOD 1101 | 68190 | 40.3649 | -122.4063 | 302 | 266 | 60538.5389 | 37.617 | 40765.2344 | 25.3304 | 19773.3045 | 37929.7081 | 18487.6623 | 0.57811 | 0.014614 | 146 | 1.9936 | 6.3206 | 2 | 2.4822 | 8.6574 | 0.37891 | 0.0082065 | 0.0059056 | 1.9091 | 298.269 | 49.2055 | 33.9241 | 1.577 | 12.0869 | 13.8339 | 0.72703 | 88.7% | 95.8% | 50.9% | 29.2% | 84.7% | 36.1% | 0.062089 | 0.0043297 | 1.6049 | 14.7323 | 1.0216 | 2.7192 | 8.8604 | 6.2547 | 2.9208 | 4.8407 | 11.0105 | 5.9327 | 7.3678 | 4.556 | 59.3167 | 76.0386 | 62.8143 | 91.314
Central Valley | MIWUK 17029270 | 5765 | 567 | 780.6437 | 1412 | 1163.5355 | 84 | 7.1266e-05 | 0.037818 | 5.7366 | 2.6951e-06 | 0.0002452 | 0.40156 | 0.67092 | {AA0F2742-8D52-435A-9889-3CD8160159B6} | 163661702 | MIWUK 1702 | 9270 | 38.0261 | -120.2543 | 119 | 140 | 16690.9395 |  | 9423.8186 |  | 7267.1209 | 9423.8186 | 7267.1209 | 0.020597 | 0.0059863 | 1271 | 5.6953 | 14.7134 | 2.9748 | 2.2348 | 5.0834 | -1.5205 | 0.056555 | 0.0052984 | 2.6484 | 294.6203 | 49.878 | 35.6896 | 1.2448 | 11.616 | 13.3579 | 3.9334 | 44.8% | 26.2% | 74.1% | 70.1% | 36.6% | 38.1% | 0.11394 | 0.06958 | 2.7093 | 18.6512 | 9.4805 | 11.8655 | 10.6906 | 7.8251 | 2.0699 | 3.6649 | 11.1704 | 5.8587 | 7.0906 | 3.8811 | 55.2599 | 84.4234 | 62.1155 | 93.6772
Central Coast | SANTA YNEZ 1104Y66 | 934 | 195 | 340.8403 | 345 | 429.2409 | 88 | 8.0203e-05 | 4.2549 | 5.577 | 0.00041499 | 0.00024517 | 0.56522 | 0.79405 | {B46D742B-3DDA-4738-A51C-19ABAD3AA23C} | 182721104 | SANTA YNEZ 1104 | Y66 | 34.6111 | -120.0203 | 157 | 105 | 40590.9362 |  | 28822.2697 |  | 11768.6666 | 25950.7807 | 10680.2681 | 0.021575 | 0.0070579 | 1272 | 0.84614 | 3.1506 | 2.2902 | 3.1073 | 8.1562 | -0.077469 | 0.0069921 | 0.0067233 | 1.0031 | 299.9461 | 45.8878 | 37.3811 | 1.4101 | 12.9457 | 13.6884 | 0.20703 | 75.1% | 66.1% | 78.4% | 9.3% | 97.8% | 6.6% | 0.057934 | 0.018522 | 1.3879 | 13.2667 | 0.59734 | 0.91029 | 11.0468 | 9.4452 | 2.4231 | 4.0347 | 10.9451 | 9.0866 | 6.6646 | 5.9202 | 67.1364 | 71.2945 | 63.8721 | 74.6286
Sierra | COLUMBIA HILL 110190730 | 7329 | 236 | 386.9503 | 635 | 557.9398 | 115 | 8.0341e-05 | 0.34908 | 8.4233 | 1.8695e-05 | 0.00051931 | 0.37165 | 0.69353 | {8D36000E-CB6A-4063-B9B3-E1FA6651AB85} | 152471101 | COLUMBIA HILL 1101 | 90730 | 39.3426 | -121.1226 | 108 | 125 | 24412.3835 | 15.1692 | 13390.7322 | 8.3206 | 11021.6513 | 13390.7322 | 11021.6513 | 0.05972 | 0.0092392 | 774 | 4.121 | 13.5705 | 2.0046 | 2.2517 | 6.3577 | 0.065394 | 0.035367 | 0.0059082 | 3.493 | 296.8312 | 47.3881 | 34.474 | 1.37 | 12.1098 | 14.1037 | 0.74813 | 51% | 32.7% | 52.7% | 59% | 94.6% | 35.4% | 0.11398 | 0.025796 | 2.4024 | 17.6341 | 2.5669 | 5.9381 | 8.9229 | 6.5655 | 2.3989 | 4.2346 | 12.505 | 6.3385 | 8.6927 | 4.2946 | 52.6068 | 76.8465 | 54.6649 | 87.7593
Bay Area | HALF MOON BAY 11038920 | 9833 | 1 | 1.812 | 1 | 1.812 | 1 | 3.1825e-05 | 0.092719 | 7.658 | 2.9508e-06 | 0.00024372 | 1 | 1 | {326D13C2-6BC0-4D12-9CFE-64D0722362EA} | 24101103 | HALF MOON BAY 1103 | 8920 | 37.3237 | -122.2789 | 6 | 3 | 328.6868 |  | 185.7819 |  | 142.905 | 185.7819 | 142.905 | 0.00024372 | 3.1825e-05 | 1274 | 1.4521 | 6.9049 | 2 | 2.1109 | 5.3604 | -6.0013 | 0.015 | 0.0071265 | 2.1112 | 294.0943 | 29.9836 | 28.5155 | 0.75113 | 16.2123 | 17.9458 | 1.6381 | 85.7% | 87.7% | 23.8% | 15.8% | 29.6% | 85.5% | 0.28263 | 0.115 | 4 | 13.5 | 0.965 | 0.5 | 11.0675 | 9.6475 | 1.5812 | 3.4403 | 15.5055 | 10.9874 | 9.3959 | 6.1716 | 59.4767 | 67.1758 | 44.0491 | 68.3193
North Coast | HIGHLANDS 110280660 | 5406 | 64 | 101.4524 | 188 | 131.4701 | 46 | 5.2337e-05 | 147.4148 | 7.9593 | 0.0084472 | 0.00024372 | 0.34043 | 0.77168 | {C2104F3A-E916-4650-9AAE-B23FDDC60033} | 43361102 | HIGHLANDS 1102 | 80660 | 38.9546 | -122.608 | 98 | 82 | 20717.5416 |  | 12052.2865 |  | 8665.2551 | 9091.4024 | 6606.6395 | 0.011211 | 0.0024075 | 1275 | 3.3224 | 9.6821 | 2 | 2.9114 | 7.9044 | 0.033338 | 0.0073684 | 0.0061224 | 2.0199 | 296.4995 | 42.564 | 32.6723 | 1.2365 | 13.6697 | 15.2468 | 1.7527 | 46.4% | 67.1% | 5.3% | 18.9% | 94.2% | 8.7% | 0.15419 | 0.0096053 | 1.7576 | 13.7879 | 1.2487 | 1.2368 | 9.3438 | 6.9138 | 2.3545 | 4.1449 | 13.4258 | 7.0333 | 8.2364 | 4.3624 | 53.538 | 77.57 | 51.4378 | 85.8344
Bay Area | MORAGA 1102circuit_breaker | 1761 | 223 | 512.2282 | 669 | 762.9983 | 53 | 7.485e-05 | 0.038543 | 4.2371 | 2.8778e-06 | 0.00024325 | 0.33333 | 0.67134 | {882C20B1-4F53-4E74-914C-118DECC8B0F8} | 13801102 | MORAGA 1102 | circuit_breaker | 37.8491 | -122.1619 | 221 | 693 | 51629.0242 |  | 14952.4679 |  | 36676.5563 | 8031.17 | 20413.7385 | 0.012892 | 0.003967 | 1276 | 4.0812 | 11.7342 | 2.6552 | 3.544 | 7.0437 | -1.4018 | 0.082529 | 0.0067983 | 1.9806 | 293.5744 | 32.1812 | 29.0857 | 0.80163 | 15.5654 | 17.068 | 7.0317 | 85.5% | 77.6% | 73.9% | 50.1% | 37.9% | 67.7% | 0.29416 | 0.051264 | 6.473 | 21.6081 | 2.5041 | 7.6897 | 7.6953 | 7.1554 | 1.7069 | 3.3152 | 15.3599 | 10.8894 | 10.2928 | 7.1741 | 44.3081 | 60.8043 | 41.7967 | 64.9583
Central Valley | ELECTRA 110161816 | 5418 | 548 | 844.3889 | 3371 | 2197.0913 | 331 | 8.8933e-05 | 0.13825 | 12.623 | 1.077e-05 | 0.0005679 | 0.16256 | 0.38432 | {467D6E51-4EB9-458F-952D-00686C463F1F} | 162161101 | ELECTRA 1101 | 61816 | 38.3634 | -120.6486 | 335 | 324 | 60561.0339 | 37.631 | 37900.7563 | 23.5505 | 22660.2775 | 37900.7563 | 22660.2775 | 0.18797 | 0.029437 | 714 | 5.7464 | 13.3426 | 2 | 1.8878 | 4.6855 | -0.58902 | 0.05 | 0.0065098 | 2.8854 | 295.7541 | 44.5771 | 32.1385 | 1.238 | 12.7146 | 14.5255 | 0.98196 | 68.7% | 51% | 85.4% | 64.3% | 35.3% | 66.1% | 0.01881 | 0.032755 | 1.9483 | 15.8055 | 1.9939 | 6.3604 | 12.8982 | 8.9494 | 2.1628 | 3.9085 | 13.0737 | 6.6076 | 8.5589 | 4.5166 | 44.6393 | 72.8454 | 50.8044 | 88.0517
North Coast | RIO DELL 11024230 | 6060 | 3246 | 5506.923 | 3704 | 5725.2207 | 354 | 0.00021129 | 0.042021 | 0.47408 | 8.867e-06 | 0.00016377 | 0.87635 | 0.96187 | {83499CD2-C0F0-4DE8-A7FA-CECB9345AEE8} | 192251102 | RIO DELL 1102 | 4230 | 40.4172 | -124.0895 | 68 | 32 | 37599.7998 | 23.3635 | 36927.9603 | 22.946 | 671.8395 | 36847.6257 | 671.8395 | 0.057975 | 0.074798 | 1544 | 14.062 | 24.7963 | 2 | 3.0507 | 8.7272 | 4.1391 | 0.053109 | 0.0066536 | 5.109 | 292.5462 | 27.5655 | 25.5045 | 0.78937 | 16.6503 | 19.7151 | 0.54376 | 34% | 9.8% | 94.2% | 72.7% | 30.7% | 55.8% | 0.073783 | 0.094 | 1.2143 | 10.5857 | 0.12654 | 8.0522 | 11.873 | 9.0479 | 1.7713 | 3.1229 | 16.3234 | 9.3659 | 10.7911 | 6.9895 | 45.0786 | 67.6888 | 39.1219 | 69.215
North Coast | UKIAH 1115circuit_breaker | 5533 | 544 | 938.1944 | 1918 | 1476.5627 | 213 | 5.9684e-05 | 0.25784 | 4.9331 | 1.5612e-05 | 0.00016205 | 0.28363 | 0.63539 | {A99474C6-C1F9-4A19-8465-2D8ED25CEFB7} | 42771115 | UKIAH 1115 | circuit_breaker | 39.1433 | -123.1916 | 433 | 536 | 75254.8118 | 46.7613 | 40874.779 | 25.3985 | 34380.0328 | 26755.7552 | 28626.4167 | 0.034517 | 0.012713 | 1554 | 3.635 | 9.9716 | 2 | 1.7512 | 5.6415 | 0.90214 | 0.046067 | 0.006191 | 2.489 | 296.8869 | 40.0884 | 42.595 | 1.2255 | 13.9641 | 15.9283 | 2.9918 | 33.3% | 52.8% | 10.8% | 20.1% | 92.7% | 13.7% | 0.22578 | 0.027943 | 3.1687 | 17.6337 | 2.2209 | 4.9306 | 14.2037 | 11.8011 | 2.4628 | 4.1089 | 12.8424 | 7.5386 | 8.4878 | 4.7297 | 79.1008 | 112.3959 | 53.2446 | 83.2007
Sierra | VACAVILLE 111113652 | 6761 | 216 | 319.9631 | 321 | 369.9341 | 58 | 5.7312e-05 | 2902.1181 | 7.9374 | 0.16236 | 0.00024246 | 0.6729 | 0.86492 | {DFD32DD3-B5D6-49B6-B12C-FD19CB6A2A45} | 63601111 | VACAVILLE 1111 | 13652 | 38.3801 | -121.9987 | 90 | 74 | 12049.6083 |  | 6983.1183 |  | 5066.49 | 6983.1183 | 5066.49 | 0.014063 | 0.0033241 | 1280 | 1.4209 | 4.9133 | 2 | 3.2499 | 8.2375 | -1.3783 | 0.01375 | 0.0064159 | 1.6972 | 298.2797 | 44.9139 | 39.9155 | 1.367 | 13.1369 | 14.4529 | 4.0041 | 29.3% | 31.5% | 27.1% | 10% | 93.7% | 88.8% | 0.21231 | 0.013654 | 2.25 | 16.8289 | 2.6769 | 3.0865 | 8.0745 | 6.8888 | 2.4901 | 4.1754 | 11.8849 | 7.552 | 8.993 | 5.088 | 63.2934 | 85.0178 | 57.2982 | 83.0138
North Coast | POTTER VALLEY P H 110537476 | 6417 | 114 | 136.3718 | 186 | 171.9869 | 20 | 0.00012772 | 129.9423 | 4.1607 | 0.01584 | 0.00024189 | 0.6129 | 0.79292 | {216E9E12-5043-456A-946D-A8BF7CCC2C71} | 42281105 | POTTER VALLEY P H 1105 | 37476 | 39.3171 | -123.1131 | 102 | 98 | 25121.9056 |  | 14076.6161 |  | 11045.2894 | 3321.5283 | 3655.9073 | 0.0048378 | 0.0025543 | 1281 | 2.0668 | 7.1186 | 2 | 2.1704 | 5.763 | -1.1493 | 0.031 | 0.0060909 | 2.8519 | 297.0617 | 37.5587 | 33.2797 | 1.24 | 14.497 | 16.6366 | 0.55588 | 46.1% | 47.5% | 71% | 6.7% | 95.1% | 24.4% | 0.13846 | 0.0296 | 1.76 | 16.16 | 2.8118 | 3.72 | 11.5211 | 8.7603 | 2.4718 | 4.1235 | 13.8729 | 8.0764 | 8.9777 | 5.226 | 60.4982 | 85.755 | 48.51 | 79.5867
Bay Area | MORAGA 110183424 | 9946 | 28 | 53.8113 | 208 | 162.1759 | 14 | 4.2604e-05 | 0.043308 | 9.1162 | 1.8358e-06 | 0.00024123 | 0.13462 | 0.33181 | {E1CFB432-A326-40CC-8BB1-1B7A06DF46E8} | 13801101 | MORAGA 1101 | 83424 | 37.8741 | -122.1869 | 12 | 2 | 2619.5028 |  | 2600.0484 |  | 19.4544 | 2587.2467 | 19.4544 | 0.0033773 | 0.00059645 | 1282 | 3.2529 | 9.7614 | 2.7857 | 3.3095 | 6.9599 | -11.4402 | 0.015 | 0.0068789 | 1.9812 | 293.17 | 32.8328 | 29.3537 | 0.76898 | 15.3114 | 16.8263 | 7.8014 | 85.3% | 89.5% | 35.9% | 34.7% | 33.8% | 54.1% | 0.43004 | 0.033929 | 1.2 | 8.4 | 1.5032 | 7.4286 | 7.6558 | 7.0943 | 1.6393 | 3.2492 | 15.0582 | 10.7405 | 10.1162 | 7.0849 | 46.5055 | 59.5642 | 43.2402 | 65.5268
North Coast | DUNBAR 1101416 | 6036 | 107 | 118.5277 | 302 | 231.24 | 39 | 0.00010436 | 0.095254 | 3.2704 | 9.0771e-06 | 0.00024096 | 0.3543 | 0.51257 | {E1077E4E-022A-4658-906D-61D41C4EF125} | 43071101 | DUNBAR 1101 | 416 | 38.4361 | -122.5779 | 35 | 33 | 6194.0842 |  | 5219.9703 |  | 974.1139 | 4032.4336 | 855.4724 | 0.0093975 | 0.0040701 | 1283 | 12.8373 | 23.314 | 2.9655 | 2.0305 | 5.1663 | -1.4647 | 0.052931 | 0.0069267 | 2.8261 | 294.9232 | 36.26 | 31.108 | 0.9317 | 14.6067 | 16.4667 | 4.41 | 45.9% | 38.4% | 58.9% | 68.9% | 56.1% | 27.5% | 0.039908 | 0.08431 | 1.6452 | 14.9032 | 0.38741 | 5.2069 | 10.0187 | 7.6588 | 1.8929 | 3.5661 | 14.4825 | 8.8837 | 8.9201 | 5.4522 | 51.6532 | 75.4871 | 46.8705 | 77.0213
North Coast | CALPELLA 1101circuit_breaker | 4409 | 284 | 457.2792 | 737 | 662.4992 | 116 | 9.1051e-05 | 0.038291 | 4.1597 | 3.4854e-06 | 0.00016132 | 0.38535 | 0.69023 | {C851DF07-17A8-4945-A053-68AC77422563} | 43411101 | CALPELLA 1101 | circuit_breaker | 39.1969 | -123.1927 | 398 | 552 | 59702.5655 | 37.0975 | 32842.3149 | 20.4073 | 26860.2506 | 17245.9403 | 10008.7228 | 0.018713 | 0.010562 | 1560 | 4.2413 | 10.4591 | 2 | 1.9322 | 6.3778 | 2.3819 | 0.044185 | 0.0062247 | 2.4749 | 297.1359 | 39.2271 | 39.346 | 1.2353 | 14.1563 | 16.1174 | 5.5553 | 33.1% | 47.3% | 45.4% | 22.5% | 94% | 17.1% | 0.22597 | 0.017006 | 2.2222 | 16.634 | 1.6083 | 3.2467 | 12.9967 | 10.6294 | 2.4434 | 4.1485 | 13.0934 | 7.7838 | 8.83 | 4.9646 | 72.3925 | 102.0016 | 51.7772 | 81.4318
Central Coast | CAMP EVERS 210511004 | 632 | 147 | 320.5295 | 563 | 567.6422 | 71 | 0.00015642 | 0.037818 | 1.9574 | 5.9153e-06 | 0.00023864 | 0.2611 | 0.56467 | {91583C6E-961C-4B38-9535-F88F266F69EA} | 83622105 | CAMP EVERS 2105 | 11004 | 37.0792 | -122.0772 | 104 | 270 | 20158.5441 |  | 6906.8406 |  | 13251.7036 | 6906.8406 | 13251.7036 | 0.016944 | 0.011105 | 1285 | 4.1733 | 11.6888 | 3 | 1.5572 | 3.9455 | -1.4719 | 0.047778 | 0.0070933 | 3.173 | 297.0796 | 30.4314 | 28.7187 | 0.98658 | 16.355 | 18.1387 | 7.4407 | 74.9% | 38.7% | 92.5% | 59.2% | 56% | 80.4% | 0.38372 | 0.028222 | 5 | 20.1351 | 1.5343 | 6.2556 | 9.4199 | 8.2449 | 1.9486 | 3.6167 | 15.8126 | 11.77 | 10.9823 | 7.5755 | 49.4996 | 61.5865 | 40.618 | 62.1407
Central Coast | PERRY 1101V88 | 3550 | 45 | 155.7196 | 98 | 177.4769 | 15 | 3.8645e-05 | 1.5556 | 16.1648 | 5.336e-05 | 0.00023837 | 0.45918 | 0.87741 | {081215BD-B859-40D1-BF5E-3B29C95FC4FD} | 183071101 | PERRY 1101 | V88 | 35.5597 | -121.0765 | 102 | 240 | 13771.1853 |  | 5002.9541 |  | 8768.2313 | 1316.7813 | 1715.9486 | 0.0035756 | 0.00057968 | 1286 | 4.0525 | 10.7247 | 2 | 3.0592 | 9.8369 | -3.0022 | 0.0445 | 0.0071581 | 1.3615 | 292.8895 | 29.3265 | 26.5804 | 0.64424 | 16.3949 | 17.4299 | 11.8596 | 74.7% | 90.7% | 45.2% | 55.3% | 12.3% | 81.1% | 0.34719 | 0.0185 | 5.6667 | 18.8667 | 2.799 | 4.9 | 7.993 | 7.6556 | 1.4955 | 2.2337 | 16.4057 | 13.026 | 12.8572 | 9.8916 | 40.8138 | 46.7334 | 36.2063 | 49.0082
North Coast | NEWBURG 1131circuit_breaker | 2145 | 262 | 436.6584 | 342 | 472.5683 | 41 | 8.2751e-05 | 0.038086 | 4.0263 | 3.1499e-06 | 0.00023825 | 0.76608 | 0.92401 | {C04ABA60-50E1-4D28-B0FC-7F9C72775B5F} | 192151131 | NEWBURG 1131 | circuit_breaker | 40.5944 | -124.1353 | 305 | 693 | 52153.1542 |  | 19977.4909 |  | 32175.6633 | 3684.9558 | 3558.8108 | 0.0097683 | 0.0033928 | 1287 | 12.3459 | 25.0731 | 2 | 2.5047 | 7.3448 | 1.5313 | 0.046923 | 0.0069352 | 3.3571 | 290.0549 | 18.9124 | 21.4519 | 0.43923 | 18.3736 | 21.3252 | 10.7506 | 45.7% | 46.1% | 35% | 73.7% | 6.7% | 88.7% | 0.077404 | 0.23123 | 1.7143 | 17.1429 | 0.65446 | 5.2615 | 13.0956 | 11.6499 | 1.3558 | 1.9688 | 19.3968 | 13.5752 | 13.711 | 9.122 | 45.459 | 61.8185 | 26.3056 | 49.7192
North Coast | FORT BRAGG A 1102816 | 6706 | 269 | 501.2168 | 319 | 523.6091 | 35 | 0.00010613 | 0.037818 | 4.0897 | 4.0135e-06 | 0.0002377 | 0.84326 | 0.95723 | {DCB2091F-52D0-405B-8DDE-82750DB61471} | 42761102 | FORT BRAGG A 1102 | 816 | 39.4119 | -123.7985 | 54 | 71 | 8375.0865 |  | 4123.7572 |  | 4251.3292 | 3663.972 | 3892.9012 | 0.0083196 | 0.0037145 | 1288 | 17.8823 | 31.6982 | 2 | 2.4898 | 7.0318 | 1.8808 | 0.073621 | 0.0069569 | 3.0937 | 290.0671 | 17.2146 | 19.5933 | 0.39062 | 19.5126 | 21.9681 | 3.5532 | 45.6% | 46.6% | 60.4% | 87.9% | 3.6% | 98% | 0.072637 | 0.12086 | 2.5641 | 18.5128 | 0.68 | 5.5 | 12.3322 | 10.0479 | 1.246 | 1.9002 | 19.0636 | 15.3051 | 15.3768 | 11.8079 | 39.4037 | 46.3421 | 25.8934 | 40.7982
Central Coast | CAMP EVERS 21055188 | 6506 | 62 | 130.3389 | 277 | 262.8378 | 29 | 0.00015435 | 0.038386 | 2.3298 | 5.9328e-06 | 0.00023743 | 0.22383 | 0.49589 | {8C44BEAB-509E-4818-A7FB-FBD552205E02} | 83622105 | CAMP EVERS 2105 | 5188 | 37.0759 | -122.0571 | 26 | 23 | 5146.9112 |  | 3191.7712 |  | 1955.14 | 3191.7712 | 1955.14 | 0.0068854 | 0.0044762 | 1289 | 3.6317 | 10.48 | 3 | 1.4683 | 3.9015 | -2.9836 | 0.03413 | 0.0071407 | 3.0495 | 297.2908 | 29.7873 | 28.3846 | 0.98138 | 16.5805 | 18.3373 | 4.8574 | 74.5% | 43.4% | 91.9% | 54.6% | 53.5% | 83.7% | 0.2587 | 0.024783 | 2.45 | 13.45 | 2.1398 | 6.0217 | 9.2581 | 8.1381 | 1.9446 | 3.6059 | 15.9832 | 12.1746 | 11.298 | 7.8378 | 49.3916 | 60.0959 | 39.9152 | 60.5702
North Valley | SYCAMORE CREEK 11112014 | 2906 | 1139 | 1729.5733 | 2093 | 2221.5808 | 294 | 7.9255e-05 | 0.6445 | 5.0842 | 3.9503e-05 | 0.00024954 | 0.54419 | 0.77853 | {9FD8CC5B-B764-4FC0-90D0-B9293DA570EE} | 102971111 | SYCAMORE CREEK 1111 | 2014 | 39.8317 | -121.8444 | 249 | 232 | 60859.5235 | 37.8164 | 36436.0286 | 22.6404 | 24423.4949 | 36180.8061 | 24039.2234 | 0.073365 | 0.023301 | 1257 | 4.2862 | 9.1572 | 2.2275 | 2.9991 | 8.0023 | 1.1844 | 0.035671 | 0.0060691 | 3.3611 | 296.1043 | 48.6703 | 36.9915 | 1.393 | 11.7371 | 13.9091 | 0.71818 | 43.4% | 29.6% | 66.5% | 46.5% | 58.4% | 12.4% | 0.040873 | 0.089626 | 1.6679 | 15.0325 | 3.4043 | 3.5535 | 11.6445 | 8.8057 | 2.5666 | 4.48 | 12.5381 | 5.4385 | 7.4943 | 3.5189 | 63.0194 | 107.8256 | 55.4339 | 96.8648
North Coast | RIO DELL 11028852 | 7060 | 997 | 1631.2629 | 1273 | 1759.7119 | 62 | 9.2606e-05 | 0.037818 | 4.1168 | 3.5022e-06 | 0.00023633 | 0.78319 | 0.92701 | {5E0A571A-4E57-4C9B-881D-B7EA8F011B21} | 192251102 | RIO DELL 1102 | 8852 | 40.4932 | -124.1078 | 65 | 57 | 11998.5658 |  | 7652.3134 |  | 4346.2524 | 6733.2314 | 4232.9276 | 0.014652 | 0.0057416 | 1291 | 11.8548 | 25.9887 | 2 | 2.2673 | 7.3907 | 4.1619 | 0.042407 | 0.0068311 | 3.7557 | 291.8542 | 22.7498 | 23.7939 | 0.60144 | 17.4207 | 20.3782 | 1.0166 | 45.4% | 46.8% | 46.1% | 75.4% | 14.7% | 67.1% | 0.088378 | 0.07963 | 1.8361 | 15.6066 | 0.46509 | 11.787 | 12.6967 | 10.5356 | 1.5709 | 2.2829 | 17.3678 | 12.6056 | 13.1281 | 9.2379 | 48.6303 | 63.0342 | 31.8397 | 52.6287
North Valley | CLARK ROAD 11022044 | 1065 | 36 | 58.1783 | 115 | 91.5636 | 41 | 5.3085e-05 | 53.2565 | 6.7027 | 0.0029225 | 0.00023607 | 0.31304 | 0.63539 | {62022298-C96E-4026-AE43-0F12DB277F1C} | 103091102 | CLARK ROAD 1102 | 2044 | 39.6514 | -121.5888 | 87 | 49 | 22483.1626 |  | 20142.1338 |  | 2341.0288 | 13144.9091 | 1030.9587 | 0.0096788 | 0.0021765 | 1292 | 1.3139 | 3.7462 | 2 | 2.942 | 7.9909 | -0.13935 | 0.012871 | 0.0065035 | 2.3509 | 297.547 | 45.9318 | 33.1155 | 1.3722 | 12.6369 | 14.3774 | 1.4022 | 42.5% | 34.9% | 45.4% | 9.5% | 51.7% | 73.7% | 0.040285 | 0.018218 | 1.5 | 11.5385 | 0.97921 | 1.1386 | 11.6613 | 7.9765 | 2.5892 | 4.2275 | 12.0911 | 6.2331 | 8.2563 | 4.286 | 53.5162 | 92.1944 | 56.4599 | 90.4159
Central Coast | CAMP EVERS 210660120 | 7753 | 776 | 1258.1584 | 1238 | 1526.1418 | 76 | 9.2988e-05 | 0.037818 | 4.1728 | 3.5166e-06 | 0.00023582 | 0.62682 | 0.8244 | {CCDF3A25-AE56-4EB7-B245-ECC2A1643713} | 83622106 | CAMP EVERS 2106 | 60120 | 37.1305 | -121.9785 | 68 | 59 | 11018.134 |  | 7017.9486 |  | 4000.1854 | 7017.9486 | 4000.1854 | 0.017923 | 0.0070671 | 1293 | 9.6494 | 21.5166 | 3 | 1.8689 | 4.7038 | 5.0776 | 0.067282 | 0.0067185 | 3.0061 | 294.8409 | 40.4245 | 33.6942 | 1.0077 | 13.6789 | 15.4093 | 1.4954 | 74.4% | 59.2% | 83.7% | 88.8% | 64.5% | 20.3% | 0.11293 | 0.11311 | 2.1833 | 16.2667 | 1.6254 | 12.0194 | 9.286 | 7.8622 | 1.9518 | 3.738 | 13.2193 | 8.0799 | 8.0682 | 4.8487 | 52.72 | 74.4537 | 51.4933 | 81.7965
North Coast | FRUITLAND 114263170 | 7155 | 67 | 93.2631 | 114 | 118.9589 | 21 | 0.00026744 | 0.038864 | 0.86163 | 1.0345e-05 | 0.00023567 | 0.58772 | 0.78399 | {BDFC6231-C003-4BB6-9C95-EEAEA882FC5D} | 192311142 | FRUITLAND 1142 | 63170 | 40.2219 | -123.8199 | 119 | 181 | 27138.1892 |  | 21723.3744 |  | 5414.8148 | 19693.2907 | 2750.2215 | 0.004949 | 0.0056162 | 1294 | 14.3105 | 33.2352 | 2 | 2.4093 | 6.5817 | -0.19491 | 0.057582 | 0.0071478 | 4.0401 | 294.4917 | 25.3982 | 23.2278 | 0.85919 | 17.5013 | 20.3791 | 0.8869 | 45.2% | 13.3% | 96.9% | 89.6% | 45.7% | 69.5% | 0.12072 | 0.13619 | 2.1209 | 14.6923 | 0.057951 | 0.46721 | 11.8097 | 8.3751 | 1.9448 | 3.5194 | 16.3713 | 10.2418 | 11.56 | 7.6976 | 43.7295 | 58.037 | 38.4937 | 64.9073
Sierra | BELL 1108circuit_breaker | 2222 | 76 | 143.3914 | 427 | 256.3682 | 64 | 5.2124e-05 | 321.746 | 9.6939 | 0.01795 | 0.00023559 | 0.17799 | 0.55932 | {35B30399-E588-44B0-B481-56F6CD9688B5} | 152701108 | BELL 1108 | circuit_breaker | 38.9467 | -121.0916 | 376 | 424 | 39704.1787 |  | 20105.7391 |  | 19598.4396 | 6935.3327 | 5823.5542 | 0.015078 | 0.0033359 | 1295 | 1.6051 | 5.3515 | 2 | 2.3501 | 5.987 | -0.31529 | 0.032929 | 0.006059 | 2.6274 | 296.1405 | 48.4959 | 33.3589 | 1.314 | 11.9808 | 13.7046 | 4.6938 | 28.8% | 36.3% | 21.5% | 12.2% | 68.8% | 28.3% | 0.16276 | 0.063333 | 2.8947 | 17.9737 | 1.6444 | 4.3131 | 8.8606 | 6.4604 | 2.3502 | 4.1726 | 12.2579 | 5.7765 | 8.2437 | 3.927 | 53.9047 | 88.0279 | 56.254 | 93.2575
Central Valley | AUBERRY 1101D4982 | 3745 | 44 | 62.0618 | 166 | 115.9939 | 41 | 2.0549e-05 | 0.037818 | 21.9071 | 7.7711e-07 | 0.00023545 | 0.26506 | 0.53504 | {13369490-DD2C-4AB6-AA03-426047B13A3E} | 254151101 | AUBERRY 1101 | D4982 | 37.0783 | -119.3479 | 34 | 26 | 6659.0275 |  | 4312.861 |  | 2346.1664 | 4312.861 | 2346.1664 | 0.0096535 | 0.00084249 | 1296 | 6.2331 | 16.2573 | 2.9841 | 1.8228 | 4.5137 | 0.014259 | 0.044127 | 0.0049348 | 2.0918 | 292.5679 | 56.432 | 35.7579 | 1.168 | 10.174 | 11.5903 | 0.94431 | 44.1% | 68% | 15.3% | 74.3% | 15.7% | 8.4% | 0.00099206 | 0.16397 | 1.8788 | 15.6667 | 1.36 | 2.6349 | 6.4293 | 5.9149 | 1.9165 | 3.242 | 8.9002 | 5.4325 | 5.0417 | 3.4346 | 51.7308 | 73.5145 | 75.6439 | 96.5518
Bay Area | RESEARCH 210263274 | 791 | 91 | 161.3223 | 295 | 280.1092 | 22 | 8.4672e-05 | 0.038317 | 3.8093 | 3.2526e-06 | 0.00023488 | 0.30847 | 0.57593 | {17B0EA25-D73F-4786-903D-45184AAF8053} | 14692102 | RESEARCH 2102 | 63274 | 37.8151 | -122 | 399 | 997 | 59074.1013 |  | 18111.0729 |  | 40963.0285 | 2064.5249 | 3394.4584 | 0.0051674 | 0.0018628 | 1297 | 4.7236 | 11.9196 | 3 | 3.3155 | 7.0698 | -2.5863 | 0.054722 | 0.0065063 | 1.7798 | 295.2335 | 37.8851 | 34.4731 | 1.0115 | 14.3676 | 15.823 | 13.9835 | 85.1% | 75% | 79.1% | 51.9% | 73.1% | 20% | 0.2069 | 0.035278 | 3.68 | 20.88 | 2.9861 | 8.1944 | 7.8359 | 7.3542 | 2.0119 | 3.6581 | 14.1115 | 9.2408 | 9.7652 | 6.0548 | 50.3419 | 73.6838 | 46.4792 | 74.6148
Central Coast | MORGAN HILL 2105XR564 | 3082 | 158 | 280.8821 | 248 | 325.3674 | 41 | 4.2982e-05 | 2119.6686 | 15.5353 | 0.087754 | 0.00023436 | 0.6371 | 0.86328 | {10BA1E2F-8A72-4CA0-9D11-9A4EEB187DC3} | 83242105 | MORGAN HILL 2105 | XR564 | 37.0455 | -121.6522 | 142 | 100 | 19488.0815 |  | 11614.6161 |  | 7873.4654 | 8673.0497 | 6093.6115 | 0.0096087 | 0.0017623 | 1298 | 1.5016 | 4.2479 | 2 | 2.2428 | 6.8633 | -0.73283 | 0.01383 | 0.0069469 | 1.5286 | 296.6726 | 33.9042 | 29.018 | 0.99297 | 15.5027 | 16.7548 | 3.4209 | 74.2% | 90.1% | 53.7% | 18.9% | 59% | 58.6% | 0.1819 | 0.029433 | 2.1486 | 15.3784 | 0.47872 | 1.7589 | 8.2172 | 7.8537 | 1.9494 | 3.592 | 14.6687 | 10.9818 | 10.398 | 6.8313 | 47.1516 | 59.4305 | 44.4432 | 66.0318
North Valley | WHITMORE 110145262 | 2700 | 1182 | 1650.3999 | 1967 | 2025.138 | 303 | 0.00011651 | 0.83508 | 10.1272 | 7.4417e-05 | 0.00062389 | 0.60092 | 0.81496 | {D9E3C410-A0BF-4EA8-96F2-E696EF9ADFFA} | 103601101 | WHITMORE 1101 | 45262 | 40.6173 | -121.9334 | 251 | 189 | 61043.2137 | 37.9306 | 46035.1045 | 28.605 | 15008.1093 | 46035.1045 | 15008.1093 | 0.18904 | 0.035302 | 641 | 4.6712 | 11.1552 | 2 | 2.5098 | 7.5431 | -0.53738 | 0.031122 | 0.0059954 | 2.9486 | 296.7571 | 45.3697 | 35.64 | 1.4287 | 12.4332 | 14.8257 | 0.53035 | 61.6% | 44.2% | 86.4% | 55.2% | 65% | 64.2% | 0.044434 | 0.062733 | 1.3962 | 13.1792 | 4.2703 | 3.1074 | 11.5581 | 9.1042 | 2.5878 | 4.563 | 12.6789 | 5.9983 | 7.6378 | 4.365 | 62.7651 | 97.5705 | 54.6696 | 92.0193
North Coast | DUNBAR 1102903030 | 949 | 128 | 173.3621 | 328 | 285.473 | 24 | 0.00011178 | 11.5143 | 3.0046 | 0.0012982 | 0.00023287 | 0.39024 | 0.60728 | {E5FC257A-973F-414F-A273-EE859A543B23} | 43071102 | DUNBAR 1102 | 903030 | 38.382 | -122.5549 | 25 | 28 | 4351.2867 |  | 2345.7829 |  | 2005.5038 | 2345.7829 | 2005.5038 | 0.005589 | 0.0026828 | 1300 | 4.9779 | 12.1477 | 2.0541 | 2.5347 | 6.1201 | -2.3414 | 0.055676 | 0.0067637 | 2.7169 | 296.0616 | 34.6066 | 30.1022 | 1.0051 | 15.102 | 16.8909 | 1.2929 | 45.1% | 35.6% | 63.3% | 31.2% | 64.3% | 36% | 0.17332 | 0.041081 | 1.963 | 15.0741 | 3.2616 | 8.8649 | 9.6825 | 7.5875 | 2.0155 | 3.6581 | 14.8685 | 9.7033 | 9.9357 | 6.4171 | 48.7309 | 71.1127 | 43.0734 | 71.7079
Central Valley | PINE GROVE 110152088 | 3649 | 148 | 230.9674 | 447 | 372.6791 | 41 | 0.00010903 | 0.038621 | 3.2957 | 4.1966e-06 | 0.00023268 | 0.3311 | 0.61975 | {1330A2A7-6F05-480E-914F-CD520FD996F9} | 163751101 | PINE GROVE 1101 | 52088 | 38.3994 | -120.7339 | 58 | 60 | 6713.6706 |  | 4068.7441 |  | 2644.9265 | 4068.7441 | 2644.9265 | 0.00954 | 0.0044702 | 1301 | 5.9211 | 14.365 | 2 | 1.794 | 5.1845 | -0.30836 | 0.045185 | 0.0062736 | 2.6716 | 295.6423 | 43.8815 | 30.7397 | 1.203 | 12.9953 | 14.7637 | 1.7588 | 43.9% | 15.4% | 93.6% | 68.5% | 22.8% | 76.3% | 0.17004 | 0.10944 | 3.3889 | 17.2778 | 5.0076 | 8.2778 | 11.4432 | 7.8651 | 2.1277 | 3.7626 | 13.4078 | 6.6545 | 8.9267 | 4.5618 | 42.5099 | 70.2118 | 49.1741 | 87.6584
Central Coast | DEL MONTE 21042762 | 7628 | 387 | 985.3528 | 1254 | 1478.5139 | 128 | 4.1521e-05 | 3.2386 | 3.3629 | 0.00014049 | 8.3163e-05 | 0.30861 | 0.66645 | {32A9C949-424C-43B5-963D-82C15E14F50A} | 182222104 | DEL MONTE 2104 | 2762 | 36.558 | -121.7504 | 270 | 215 | 32363.8604 | 20.11 | 17774.3075 | 11.0445 | 14589.5529 | 14335.4933 | 10720.6878 | 0.010645 | 0.0053146 | 1988 | 2.7899 | 8.4105 | 2 | 2.3799 | 5.8511 | -3.9893 | 0.030599 | 0.0070896 | 1.2819 | 294.4921 | 27.3127 | 26.2952 | 0.74902 | 16.9372 | 18.2153 | 4.2639 | 48.7% | 53.1% | 51.3% | 46.3% | 22% | 90.7% | 0.22251 | 0.020276 | 2.4225 | 15.2254 | 2.4279 | 5.7788 | 10.3342 | 9.3365 | 1.5599 | 2.9015 | 15.9615 | 13.918 | 13.37 | 11.376 | 44.1301 | 51.5076 | 35.6187 | 45.203
Bay Area | DUNBAR 1101234 | 6394 | 0 | 0 | 6 | 6.4795 | 1 | 5.7524e-05 | 41.1617 | 4.0319 | 0.0023678 | 0.00023193 | 0 | 0 | {C88ECF07-A349-4E08-B534-12AB1E3B3B9B} | 43071101 | DUNBAR 1101 | 234 | 38.4218 | -122.5538 | 158 | 174 | 20026.4151 |  | 10449.6965 |  | 9576.7185 | 5211.7421 | 4174.5166 | 0.00023193 | 5.7524e-05 | 1303 | 4.034 | 11.8328 | 2.0294 | 2.051 | 4.9613 | -0.46756 | 0.022941 | 0.0068946 | 2.8173 | 295.1092 | 36.7597 | 31.3519 | 0.95486 | 14.5143 | 16.3643 | 10.9665 | 84.9% | 76% | 55.2% | 51.4% | 65% | 24.9% | 0.37298 | 0.019118 | 3.0926 | 16.7407 | 2.335 | 4.6471 | 9.8842 | 7.5504 | 1.9318 | 3.5985 | 14.3482 | 8.8454 | 8.9197 | 5.4994 | 51.5807 | 75.3442 | 47.0891 | 77.1256
North Valley | VOLTA 110237350 | 1207 | 1314 | 1966.6865 | 2185 | 2424.6934 | 333 | 0.000162 | 11.1105 | 14.4419 | 0.001328 | 0.0010586 | 0.60137 | 0.81111 | {9F446B40-007A-417C-9085-68FA864397E1} | 102541102 | VOLTA 1102 | 37350 | 40.5093 | -121.9584 | 376 | 342 | 61202.8976 | 38.0298 | 39083.1019 | 24.2852 | 22119.7957 | 39083.1019 | 22119.7957 | 0.35251 | 0.053946 | 376 | 4.8357 | 12.8787 | 2.5646 | 2.6731 | 8.5132 | 0.45257 | 0.035504 | 0.0059284 | 2.5022 | 296.4583 | 44.1965 | 35.7057 | 1.3737 | 12.8163 | 15.0907 | 0.95842 | 75.1% | 56.1% | 96.8% | 59% | 52% | 80.6% | 0.058387 | 0.092885 | 1.9454 | 15.388 | 3.9211 | 3.8673 | 14.339 | 10.7529 | 2.4438 | 4.4546 | 13.5357 | 6.1081 | 8.1584 | 4.3836 | 65.0491 | 99.5335 | 51.3511 | 91.4886
North Coast | NEWBURG 11322074 | 150 | 75 | 117.1139 | 143 | 145.3288 | 14 | 6.543e-05 | 0.037818 | 4.5125 | 2.4744e-06 | 0.00023173 | 0.52448 | 0.80585 | {61AD59B6-3DE5-4155-9391-74B53A84E200} | 192151132 | NEWBURG 1132 | 2074 | 40.5946 | -124.1427 | 343 | 1281 | 65515.4362 |  | 16861.3212 |  | 48654.115 | 1527.0717 | 1850.4272 | 0.0032443 | 0.00091601 | 1305 | 14.0718 | 30.7826 | 2 | 2.252 | 7.3525 | 0.036334 | 0.069167 | 0.0069738 | 3.3394 | 290.2246 | 19.6453 | 22.6723 | 0.44658 | 18.1753 | 21.161 | 1.08 | 44.7% | 49.8% | 15.5% | 86.2% | 7.5% | 87.2% | 0.14751 | 0.21292 | 3.2667 | 19.7333 | 0.0079167 | 5.9583 | 13.2144 | 11.8103 | 1.3499 | 1.9574 | 18.9143 | 13.3557 | 13.4671 | 9.163 | 48.9502 | 64.3371 | 27.9485 | 50.3195
North Coast | PENNGROVE 1101554 | 3569 | 32 | 98.5843 | 80 | 128.2501 | 16 | 5.4634e-05 | 582.6957 | 13.7789 | 0.044276 | 0.00023166 | 0.4 | 0.76869 | {29853D86-D10B-44F9-9B31-548850DBE0F0} | 43471101 | PENNGROVE 1101 | 554 | 38.3126 | -122.6667 | 289 | 554 | 50627.8866 |  | 20497.8694 |  | 30130.0172 | 1740.0436 | 3061.9494 | 0.0037065 | 0.00087415 | 1306 | 3.0588 | 9.0921 | 2 | 1.989 | 5.7706 | 0.29205 | 0.017222 | 0.0070985 | 2.1176 | 295.1299 | 27.391 | 28.3156 | 0.7846 | 17.0809 | 18.6737 | 9.4498 | 44.5% | 83.1% | 7% | 15.5% | 29.7% | 59.9% | 0.14381 | 0.036389 | 3.0833 | 19.25 | 1.4758 | 2.2222 | 10.7429 | 9.2162 | 1.6326 | 2.9937 | 16.171 | 13.3119 | 13.179 | 10.1617 | 49.9602 | 59.1062 | 36.2723 | 50.1613
North Coast | ARCATA 11211206 | 6947 | 719 | 1227.1255 | 950 | 1337.7839 | 115 | 0.00013913 | 0.037818 | 1.2277 | 5.2618e-06 | 0.00016086 | 0.75684 | 0.91728 | {AF459D89-AFC9-4CD3-8D0B-AF684DED3FA0} | 192021121 | ARCATA 1121 | 1206 | 40.8684 | -124.0707 | 237 | 269 | 43650.5109 | 27.1232 | 25263.8878 | 15.6983 | 18386.6231 | 11057.5552 | 3843.368 | 0.018499 | 0.016 | 1565 | 15.4849 | 28.5119 | 2 | 2.2745 | 9.5067 | 3.8413 | 0.056563 | 0.0064343 | 4.4159 | 291.2615 | 23.4769 | 23.8215 | 0.62822 | 16.9743 | 20.3405 | 0.62397 | 32.9% | 17.8% | 75.9% | 81.6% | 15.9% | 58.9% | 0.056156 | 0.11894 | 1.6232 | 12.25 | 0.078625 | 5.9375 | 13.9056 | 11.1425 | 1.4754 | 2.3799 | 17.8986 | 11.2439 | 12.1214 | 8.2426 | 46.3144 | 67.9554 | 31.8635 | 58.5615
Sierra | BRUNSWICK 11032784 | 3632 | 9 | 12.6968 | 48 | 31.1059 | 24 | 9.0405e-05 | 0.037818 | 5.1611 | 3.4189e-06 | 0.00023109 | 0.1875 | 0.40818 | {A034BC39-5C36-44F2-830F-5D5EFC9DEDAA} | 152481103 | BRUNSWICK 1103 | 2784 | 39.2593 | -121.0188 | 471 | 1175 | 76990.2656 |  | 24636.8737 |  | 52353.3919 | 23108.4794 | 49616.363 | 0.0055462 | 0.0021697 | 1308 | 9.218 | 21.4194 | 2.2978 | 2.1051 | 6.2722 | -0.57561 | 0.11194 | 0.0053655 | 4.0988 | 293.6043 | 46.3339 | 33.1891 | 1.1437 | 12.1633 | 14.3856 | 5.2867 | 28.5% | 22.4% | 63.2% | 89.5% | 14.1% | 39.3% | 0.23197 | 0.075204 | 5.7121 | 20.4636 | 0.065455 | 0.15047 | 9.1418 | 7.1645 | 2.0389 | 3.4874 | 12.984 | 5.9323 | 7.8817 | 4.0793 | 56.2386 | 94.4694 | 52.9938 | 92.2854
Central Valley | SAN JOAQUIN #2 1103157026 | 4163 | 80 | 105.7591 | 292 | 216.5704 | 42 | 6.0273e-05 | 211.239 | 7.4842 | 0.013485 | 0.00023 | 0.27397 | 0.48834 | {5512EE79-F6AF-4543-8A7B-B7E11740B6C7} | 252521103 | SAN JOAQUIN #2 1103 | 157026 | 37.2401 | -119.5576 | 64 | 66 | 9734.3319 |  | 5166.9066 |  | 4567.4252 | 5166.9066 | 4567.4252 | 0.0096601 | 0.0025315 | 1309 | 3.1453 | 10.5844 | 2 | 1.8812 | 4.3027 | -0.0018648 | 0.028659 | 0.005797 | 2.1945 | 296.9014 | 52.3552 | 34.7572 | 1.4208 | 11.1688 | 12.5666 | 0.98215 | 43.5% | 34.7% | 63% | 54.8% | 79.8% | 22% | 0.063876 | 0.10378 | 2.2414 | 16.9828 | 2.0923 | 3.561 | 8.3196 | 7.3563 | 2.3663 | 3.9205 | 10.4914 | 6.3347 | 6.59 | 4.2612 | 50.442 | 70.254 | 66.4445 | 88.8427
North Valley | CLARK ROAD 110247006 | 6299 | 111 | 181.001 | 223 | 236.9226 | 33 | 9.7912e-05 | 0.092552 | 3.4556 | 6.8512e-06 | 0.00022997 | 0.49776 | 0.76397 | {6FBCFF19-8461-4946-AD7D-C380516CF011} | 103091102 | CLARK ROAD 1102 | 47006 | 39.6987 | -121.5742 | 101 | 95 | 14376.2888 |  | 7271.2685 |  | 7105.0203 | 7271.2685 | 7105.0203 | 0.0075891 | 0.0032311 | 1310 | 4.7838 | 14.0622 | 2.3958 | 3.015 | 8.4653 | 3.1901 | 0.011771 | 0.0062834 | 3.3203 | 296.358 | 48.3936 | 35.7257 | 1.3845 | 11.8051 | 13.8629 | 3.543 | 42.2% | 24.2% | 75.4% | 61.8% | 54.9% | 15.3% | 0.24661 | 0.086042 | 2.5517 | 15.3793 | 2.1648 | 2.3229 | 12.7187 | 8.9141 | 2.5109 | 4.4313 | 12.1736 | 5.5483 | 7.9192 | 3.714 | 59.1179 | 105.9568 | 56.147 | 95.7031
Central Coast | V56 | 1994 | 348 | 1131.8138 | 719 | 1359.6033 | 93 | 1.5187e-05 | 429.6049 | 33.5976 | 0.0064337 | 0.00022995 | 0.48401 | 0.83246 | {6A98D8AD-262A-4E43-B52C-E7FA164E1E31} | 182601102 |  | V56 | 35.0804 | -120.5538 | 167 | 133 | 23195.3437 |  | 15908.7859 |  | 7286.5578 | 14519.9082 | 6848.0801 | 0.021385 | 0.0014124 | 1311 | 1.4149 | 4.9222 | 2 | 2.2349 | 7.4386 | 0.060731 | 0.014341 | 0.0074683 | 0.95285 | 293.6064 | 29.8316 | 30.5879 | 0.64382 | 16.4075 | 17.2299 | 4.2875 | 73.6% | 98% | 4.9% | 24.5% | 11.9% | 81.5% | 0.15637 | 0.036878 | 1.9343 | 14.9708 | 2.6676 | 3.5073 | 10.6773 | 10.1055 | 1.7925 | 2.3973 | 14.3425 | 13.6791 | 10.3222 | 9.7679 | 58.7685 | 57.0324 | 45.809 | 49.9762
North Valley | JESSUP 11021550 | 2247 | 413 | 989.0445 | 1078 | 1203.3356 | 207 | 6.3017e-05 | 413.1878 | 49.3099 | 0.028658 | 0.001662 | 0.38312 | 0.82192 | {5AFC8D8B-3E76-4032-9E9C-44E621C60A00} | 103441102 | JESSUP 1102 | 1550 | 40.4471 | -122.3186 | 372 | 381 | 61424.3748 | 38.1674 | 35586.9744 | 22.1128 | 25837.4004 | 28670.4982 | 17691.8341 | 0.34403 | 0.013045 | 218 | 1.9746 | 5.79 | 2 | 2.3956 | 8.3426 | 0.63829 | 0.0056738 | 0.0059374 | 2.4653 | 298.1544 | 48.3263 | 33.5728 | 1.597 | 12.0092 | 14.1011 | 1.3691 | 84.7% | 89% | 55.2% | 23.4% | 89.3% | 28.9% | 0.13286 | 0.0046336 | 1.9713 | 15.6703 | 1.5985 | 2.5485 | 10.1733 | 7.2647 | 2.921 | 4.9501 | 11.1789 | 5.7176 | 7.2494 | 4.4016 | 61.4497 | 78.7549 | 61.4419 | 91.8625
North Valley | SYCAMORE CREEK 11112268 | 6787 | 1717 | 2509.5936 | 3586 | 3430.751 | 374 | 7.5973e-05 | 0.039447 | 19.2744 | 3.0736e-06 | 0.00074097 | 0.47881 | 0.7315 | {BCBFDCD7-6D09-427B-8565-FE77C2D532E0} | 102971111 | SYCAMORE CREEK 1111 | 2268 | 39.9032 | -121.7421 | 327 | 330 | 61567.0341 | 38.2561 | 35773.7446 | 22.2288 | 25793.2895 | 35773.7446 | 25793.2895 | 0.27712 | 0.028414 | 560 | 11.4862 | 20.2045 | 2.9778 | 2.7124 | 7.8766 | 1.5882 | 0.082704 | 0.0051517 | 4.1493 | 294.321 | 49.9097 | 37.6416 | 1.3027 | 11.3155 | 13.7268 | 0.63195 | 65.6% | 61.8% | 63.3% | 81.8% | 37% | 0.3% | 0.035211 | 0.06213 | 2.0153 | 16.2469 | 3.3256 | 6.6407 | 12.2067 | 9.1471 | 2.3072 | 4.0937 | 12.7166 | 5.1355 | 7.1035 | 3.2992 | 63.9999 | 109.1709 | 55.7755 | 98.9644
Bay Area | BERKELEY F 1103BR110 | 1765 | 85 | 261.95 | 407 | 442.098 | 27 | 4.8231e-05 | 0.037818 | 9.5188 | 1.824e-06 | 0.00022935 | 0.20885 | 0.59252 | {C6EF6B66-22B5-4479-8720-12455A79DA2B} | 12061103 | BERKELEY F 1103 | BR110 | 37.8683 | -122.2562 | 231 | 1029 | 45954.8517 |  | 9087.9005 |  | 36866.9512 | 3020.133 | 9193.4495 | 0.0061925 | 0.0013022 | 1314 | 5.4819 | 12.6407 | 3 | 2.5609 | 6.228 | 2.9477 | 0.095161 | 0.0070211 | 1.9669 | 292.7357 | 33.4622 | 29.647 | 0.7227 | 15.0599 | 16.5857 | 5.3026 | 84.8% | 90.3% | 43.7% | 57.9% | 22% | 38.5% | 0.28957 | 0.024839 | 10.1852 | 20.8148 | 4.6639 | 13.129 | 7.6015 | 7.0155 | 1.5625 | 3.1452 | 14.706 | 10.6555 | 9.9699 | 7.0232 | 49.5889 | 57.5106 | 44.8744 | 65.6549
North Coast | REDBUD 1101454 | 4588 | 55 | 93.8565 | 152 | 131.3998 | 50 | 6.4883e-05 | 209.9249 | 5.0184 | 0.012356 | 0.0002293 | 0.36184 | 0.71428 | {ADA3ACDD-1F23-47D9-8D0C-75E817018764} | 43191101 | REDBUD 1101 | 454 | 39.0839 | -122.6601 | 66 | 44 | 13036.2188 |  | 8939.3598 |  | 4096.859 | 8939.3598 | 4096.859 | 0.011465 | 0.0032441 | 1315 | 1.8003 | 6.2195 | 3 | 2.8822 | 7.7537 | -4.0847 | 0.007554 | 0.0060081 | 2.0728 | 296.4007 | 45.763 | 37.1784 | 1.2877 | 12.8568 | 14.4956 | 0.56348 | 44% | 53.2% | 15% | 3.9% | 99% | 1.2% | 0.14184 | 0.027482 | 1.5541 | 12.1892 | 1.0122 | 1.0935 | 9.389 | 7.4512 | 2.4049 | 4.2413 | 12.6728 | 6.4267 | 7.6474 | 3.9873 | 60.311 | 91.159 | 54.9508 | 89.6995
Central Valley | PEORIA 170510580 | 3803 | 85 | 191.6326 | 489 | 334.1282 | 66 | 4.8528e-05 | 1551.2042 | 9.5836 | 0.058962 | 0.00022849 | 0.17382 | 0.57353 | {59D5B837-86E5-4FF6-AEF5-91D544FDF3B9} | 163781705 | PEORIA 1705 | 10580 | 37.9489 | -120.4258 | 207 | 406 | 48817.2793 |  | 18856.5854 |  | 29960.6939 | 11664.5509 | 18011.3703 | 0.01508 | 0.0032028 | 1316 | 1.2879 | 5.915 | 2 | 2.0129 | 5.5403 | -0.11926 | 0.011596 | 0.0061658 | 1.8905 | 297.1811 | 43.5057 | 34.575 | 1.2874 | 13.4087 | 14.8443 | 2.6277 | 43.2% | 42.3% | 53.2% | 31% | 51.4% | 93.3% | 0.14157 | 0.019249 | 2.3226 | 17.1129 | 1.4446 | 2.2958 | 10.8102 | 8.0988 | 2.2214 | 3.973 | 13.3169 | 7.3145 | 9.6071 | 4.8997 | 49.8776 | 83.3019 | 50.7212 | 84.0017
Sierra | BRUNSWICK 1103circuit_breaker | 957 | 0 | 0 | 5 | 2.2787 | 3 | 0.00010316 | 0.037818 | 4.7611 | 3.9012e-06 | 0.00022741 | 0 | 0 | {D972EC75-3864-4C3E-9FB0-5B538887AB46} | 152481103 | BRUNSWICK 1103 | circuit_breaker | 39.2312 | -121.0351 | 429 | 867 | 49106.6306 |  | 16287.3875 |  | 32819.2431 | 8459.5799 | 15055.3259 | 0.00068223 | 0.00030948 | 1317 | 8.5213 | 20.4711 | 2.2844 | 2.0586 | 6.0662 | -0.68737 | 0.096514 | 0.0053684 | 4.0844 | 293.5466 | 46.3247 | 33.1314 | 1.1393 | 12.171 | 14.3769 | 13.8596 | 28.3% | 19.6% | 79% | 85.6% | 12.7% | 40.2% | 0.31252 | 0.071927 | 5.8333 | 20.2708 | 0 | 0.045872 | 9.0745 | 7.121 | 2.0337 | 3.4804 | 12.97 | 5.9393 | 7.8925 | 4.0802 | 56.1866 | 94.0361 | 53.0147 | 92.2266
Central Valley | TAR FLAT 04023144 | 3226 | 306 | 412.2715 | 880 | 662.7306 | 73 | 0.00011584 | 0.18717 | 3.0574 | 2.5341e-05 | 0.00022733 | 0.34773 | 0.62208 | {C73A5D7F-692C-413A-8D72-DC21C7152C9F} | 163240402 | TAR FLAT 0402 | 3144 | 37.9906 | -120.3838 | 95 | 248 | 19085.8712 |  | 8204.0408 |  | 10881.8304 | 7378.011 | 8049.0182 | 0.016595 | 0.0084566 | 1318 | 5.138 | 12.6664 | 2.2396 | 2.2986 | 5.3939 | -4.1546 | 0.050104 | 0.0061432 | 2.1107 | 296.4112 | 42.7742 | 33.4809 | 1.217 | 13.5536 | 15.0535 | 6.7445 | 43% | 14% | 95.1% | 63% | 27.9% | 94.7% | 0.22275 | 0.06875 | 2.9857 | 17.1 | 6.955 | 9.1667 | 11.1187 | 8.1914 | 2.0537 | 3.8323 | 13.3244 | 7.035 | 9.1976 | 4.7132 | 47.8101 | 82.6788 | 51.6677 | 86.064
Central Coast | ROB ROY 21046577 | 9289 | 421 | 766.611 | 540 | 829.059 | 44 | 6.3317e-05 | 0.03944 | 6.2462 | 2.5047e-06 | 0.00022687 | 0.77963 | 0.92468 | {6BAAEACD-1C65-48C0-90AE-AACABE567607} | 83692104 | ROB ROY 2104 | 6577 | 37.048 | -121.8081 | 46 | 51 | 12596.4359 |  | 5612.3201 |  | 6984.1158 | 5612.3201 | 6984.1158 | 0.0099822 | 0.002786 | 1319 | 9.6949 | 20.2565 | 3 | 1.7073 | 5.1167 | 1.8125 | 0.074211 | 0.0062834 | 3.5819 | 293.7017 | 44.6956 | 34.4568 | 1.0337 | 12.5358 | 14.3379 | 0.43141 | 73.4% | 69% | 71.8% | 82.8% | 74.4% | 3.8% | 0.064359 | 0.11105 | 1.7963 | 15.7037 | 0.74547 | 5.6842 | 8.1125 | 7.2295 | 1.8729 | 3.7615 | 12.2397 | 7.2984 | 7.5641 | 4.5116 | 52.8656 | 73.7299 | 55.8355 | 86.1597
Central Valley | AUBERRY 1101R2838 | 1316 | 185 | 262.865 | 900 | 599.5862 | 165 | 2.5837e-05 | 2.7709 | 19.0836 | 7.2861e-05 | 0.00024712 | 0.20556 | 0.43841 | {48B8D134-2217-4EE4-BD7C-3270CBBFB37D} | 254151101 | AUBERRY 1101 | R2838 | 37.0876 | -119.4688 | 328 | 524 | 61751.2327 | 38.3705 | 32678.392 | 20.3055 | 29072.8407 | 32678.392 | 29072.8407 | 0.040775 | 0.0042632 | 1264 | 4.3922 | 12.8076 | 2 | 2.2707 | 5.6645 | 0.38238 | 0.026918 | 0.0054916 | 1.8216 | 294.9532 | 56.8969 | 36.9597 | 1.3436 | 10.1658 | 11.4877 | 0.99357 | 45.5% | 64.8% | 21.7% | 63.2% | 67.8% | 8.2% | 0.027888 | 0.093571 | 2.8182 | 16.7201 | 0.77447 | 1.8868 | 6.3648 | 5.882 | 2.2693 | 3.73 | 9.1125 | 5.5386 | 5.5742 | 3.5856 | 51.8762 | 74.2743 | 74 | 95.454
Central Valley | BEAR VALLEY 21014160 | 7449 | 92 | 180.1871 | 611 | 355.7968 | 178 | 5.4416e-05 | 180.2714 | 32.2332 | 0.0097362 | 0.00078212 | 0.15057 | 0.50643 | {D05BF1A7-CDA9-471C-9C8C-324F680AD3F8} | 252192101 | BEAR VALLEY 2101 | 4160 | 37.4958 | -120.0437 | 236 | 246 | 61984.9577 | 38.5158 | 36553.6326 | 22.7134 | 25431.3251 | 36553.6326 | 25431.3251 | 0.13922 | 0.0096861 | 524 | 2.4353 | 7.1158 | 2 | 2.5566 | 6.1526 | -0.85123 | 0.0033702 | 0.0058285 | 1.8933 | 296.9265 | 50.4508 | 31.9361 | 1.3865 | 11.7256 | 13.0538 | 0.91736 | 76.7% | 75.6% | 59.6% | 37% | 77.2% | 41.2% | 0.088671 | 0.02116 | 1.738 | 15.7761 | 0.36534 | 1.1252 | 6.9109 | 6.0524 | 2.3169 | 3.936 | 11.5569 | 6.3611 | 7.9791 | 4.4067 | 43.314 | 70.5663 | 59.9234 | 89.8494
Sierra | PENRYN 11072704 | 5552 | 149 | 197.6146 | 232 | 233.3836 | 20 | 9.5557e-05 | 519.8067 | 3.3917 | 0.045582 | 0.00022653 | 0.64224 | 0.84674 | {3C765F3F-8878-4C34-98CF-2D3F31F6AD44} | 152561107 | PENRYN 1107 | 2704 | 38.8107 | -121.1647 | 137 | 186 | 19729.8361 |  | 9132.2031 |  | 10597.633 | 1994.2196 | 2012.535 | 0.0045306 | 0.0019111 | 1322 | 2.8961 | 8.1858 | 2 | 2.2618 | 6.2145 | -0.061137 | 0.040313 | 0.0067607 | 1.9138 | 297.417 | 41.8752 | 30.4492 | 1.2733 | 13.8085 | 15.2462 | 5.3016 | 28% | 14.6% | 70.5% | 32.2% | 42.4% | 97.1% | 0.092338 | 0.0425 | 2.6667 | 21.2917 | 5.7438 | 7.25 | 9.1835 | 6.6335 | 2.3848 | 4.2104 | 13.5033 | 6.8666 | 9.5564 | 4.671 | 50.3821 | 73.8473 | 50.6024 | 84.4127
Sierra | DOBBINS 11011808 | 2065 | 576 | 818.1137 | 1625 | 1278.0203 | 215 | 8.0269e-05 | 93.5676 | 9.1347 | 0.0065371 | 0.00035253 | 0.35446 | 0.64014 | {D289A671-DB97-4331-A89A-832836F9DE82} | 153741101 | DOBBINS 1101 | 1808 | 39.3745 | -121.2339 | 230 | 191 | 31444.308 | 19.5386 | 24893.8312 | 15.4683 | 6550.4768 | 24893.8312 | 6550.4768 | 0.075793 | 0.017258 | 1009 | 2.6702 | 7.2516 | 2.0351 | 2.4805 | 6.8247 | -0.87415 | 0.022428 | 0.0057404 | 3.7829 | 295.7804 | 46.4022 | 32.8897 | 1.2749 | 12.2993 | 14.4134 | 1.0688 | 39% | 35.8% | 52.2% | 25.1% | 43.2% | 49% | 0.1227 | 0.060875 | 3.7815 | 16.8559 | 2.4663 | 8.4812 | 8.6857 | 6.8114 | 2.0024 | 3.4704 | 13.0764 | 5.9933 | 8.0478 | 4.0893 | 54.9615 | 91.3271 | 52.3132 | 91.8041
Central Valley | BEAR VALLEY 210521160 | 2243 | 340 | 498.7464 | 1430 | 983.4773 | 249 | 2.2114e-05 | 0.54183 | 22.9354 | 1.1596e-05 | 0.00024552 | 0.23776 | 0.50713 | {BAB6581B-1DEF-4E8B-AEF9-096FA24A0638} | 252192105 | BEAR VALLEY 2105 | 21160 | 37.7155 | -120.1934 | 243 | 263 | 62081.3117 | 38.5756 | 38250.3476 | 23.7677 | 23830.9641 | 38250.3476 | 23830.9641 | 0.061134 | 0.0055064 | 1270 | 3.1925 | 8.5179 | 2.0256 | 2.3062 | 5.7393 | -0.44536 | 0.035529 | 0.0051984 | 2.2182 | 295.8043 | 52.7324 | 39.5128 | 1.3552 | 11.1414 | 12.6402 | 0.51889 | 45% | 69.4% | 16.2% | 44.3% | 70.7% | 21.1% | 0.026014 | 0.12737 | 1.8381 | 14.8453 | 1.1348 | 2.4403 | 8.1639 | 6.7164 | 2.1645 | 3.858 | 11.174 | 5.9968 | 7.4271 | 4.1118 | 57.5693 | 91.2267 | 61.6249 | 92.0659
Central Coast | SANTA YNEZ 1101Y14 | 3506 | 12 | 23.9494 | 48 | 47.9439 | 11 | 5.3135e-05 | 117.6774 | 7.3377 | 0.0044685 | 0.00022561 | 0.25 | 0.49953 | {B38CEC4B-CE5C-427A-839C-FFC2B2AF9000} | 182721101 | SANTA YNEZ 1101 | Y14 | 34.5993 | -120.0979 | 203 | 153 | 35864.8287 |  | 26396.3962 |  | 9468.4325 | 7302.2086 | 1454.937 | 0.0024817 | 0.00058448 | 1325 | 2.3685 | 5.4436 | 2.0968 | 2.5554 | 7.5432 | -0.43657 | 0.003871 | 0.0066656 | 0.93069 | 298.4728 | 41.7965 | 36.0514 | 1.2074 | 13.8279 | 14.5201 | 0.50946 | 73.3% | 72.8% | 64.1% | 28.8% | 89% | 23.6% | 0.043493 | 0.012366 | 1.4286 | 10.9429 | 0.21473 | 0.51613 | 11.8554 | 10.0858 | 2.2303 | 3.6975 | 11.905 | 10.5405 | 7.2134 | 7.0898 | 67.3481 | 70.7848 | 59.8332 | 66.8722
Sierra | DIAMOND SPRINGS 11057722 | 3079 | 976 | 1621.1166 | 5005 | 3317.2498 | 743 | 7.9886e-05 | 226.081 | 17.3995 | 0.017992 | 0.00066679 | 0.195 | 0.48869 | {9B3053D4-0FCD-415D-AE49-1C1AC44BB827} | 152261105 | DIAMOND SPRINGS 1105 | 7722 | 38.6778 | -120.8497 | 807 | 822 | 160711.8744 | 99.862 | 100030.6738 | 62.1563 | 60681.2005 | 95268.3331 | 57109.0073 | 0.49543 | 0.059355 | 610 | 3.5537 | 8.5492 | 2.3841 | 2.1501 | 6.0359 | 0.023011 | 0.041938 | 0.0059359 | 2.6442 | 295.9234 | 45.9173 | 31.9429 | 1.2543 | 12.5733 | 14.349 | 1.0103 | 59.5% | 57.9% | 51.2% | 35.1% | 36.6% | 71.7% | 0.066317 | 0.034576 | 2.1459 | 16.799 | 3.9055 | 5.8254 | 8.9427 | 6.4967 | 2.3634 | 4.1986 | 12.2055 | 5.909 | 8.2559 | 4.029 | 54.3913 | 86.6496 | 56.6147 | 92.2701
Central Coast | RESERVATION ROAD 1102circuit_breaker | 4408 | 147 | 330.0366 | 402 | 482.1941 | 73 | 2.9566e-05 | 102.8 | 14.738 | 0.0028284 | 0.00022542 | 0.36567 | 0.68445 | {FE25DCBF-8FD2-4D0B-8589-850A3EE5ED4C} | 182731102 | RESERVATION ROAD 1102 | circuit_breaker | 36.6243 | -121.6884 | 320 | 358 | 47129.6684 |  | 28859.6299 |  | 18270.0386 | 12102.7686 | 7481.1939 | 0.016456 | 0.0021583 | 1327 | 1.38 | 5.0873 | 2 | 2.9451 | 6.8634 | -1.4971 | 0.020351 | 0.0067095 | 1.2922 | 294.5418 | 32.715 | 29.3755 | 0.83941 | 15.5681 | 16.7868 | 6.0522 | 73.1% | 89.3% | 27.5% | 26.4% | 30% | 60.1% | 0.19592 | 0.040351 | 2.7019 | 15.7404 | 1.1001 | 2.3509 | 9.4788 | 8.776 | 1.7432 | 3.0572 | 14.7564 | 12.4617 | 11.8438 | 10.1792 | 50.2504 | 57.8856 | 41.0467 | 52.9366
Central Coast | CAMP EVERS 210310946 | 3212 | 485 | 1074.4986 | 1395 | 1555.6759 | 79 | 0.00010496 | 0.037818 | 3.6322 | 3.9694e-06 | 0.00022503 | 0.34767 | 0.6907 | {A1366627-BA9B-4DAB-8067-98E47F041CB9} | 83622103 | CAMP EVERS 2103 | 10946 | 37.0342 | -122.0227 | 219 | 320 | 29567.1859 |  | 13670.8285 |  | 15896.3574 | 8744.1235 | 7612.6191 | 0.017777 | 0.0082919 | 1328 | 7.2115 | 18.0927 | 2.9823 | 1.4059 | 3.6008 | 0.7711 | 0.048407 | 0.0071769 | 2.6383 | 295.5251 | 28.9419 | 26.3731 | 0.81878 | 16.6187 | 18.3295 | 7.0986 | 72.9% | 54.6% | 85.3% | 77.5% | 28.2% | 85.7% | 0.2513 | 0.078407 | 2.5667 | 17.6333 | 2.7154 | 12.3451 | 8.3011 | 7.4989 | 1.7966 | 3.3205 | 16.0577 | 12.4931 | 10.7094 | 8.0374 | 46.9759 | 53.2214 | 39.5164 | 58.8167
North Valley | CEDAR CREEK 11011664 | 39 | 1296 | 1685.873 | 2379 | 2179.056 | 357 | 0.00013235 | 104.7867 | 10.4312 | 0.013977 | 0.00071376 | 0.54477 | 0.77367 | {81F58F11-9F6E-4CC2-A527-0CBBB670DE91} | 103321101 | CEDAR CREEK 1101 | 1664 | 40.7945 | -121.9419 | 346 | 288 | 62342.7797 | 38.7381 | 47829.7335 | 29.7201 | 14513.0462 | 47829.7335 | 14513.0462 | 0.25481 | 0.047247 | 570 | 4.7207 | 11.2511 | 2 | 2.8299 | 8.8668 | 0.15743 | 0.025806 | 0.0056703 | 4.3416 | 295.4917 | 44.1627 | 34.3576 | 1.3112 | 12.5921 | 15.2955 | 1.7294 | 65.3% | 45.7% | 91% | 55.5% | 38.7% | 72% | 0.076933 | 0.025556 | 1.8143 | 14.1486 | 3.3321 | 3.723 | 9.0143 | 8.146 | 2.3554 | 4.1932 | 13.2656 | 5.9021 | 7.7345 | 4.3721 | 56.1557 | 96.8702 | 52.3405 | 92.6125
North Coast | ELK 1101circuit_breaker | 2224 | 942 | 1473.6826 | 1185 | 1585.8212 | 147 | 0.00010155 | 0.038976 | 2.1335 | 3.9578e-06 | 0.00015796 | 0.79494 | 0.92929 | {73B4F2ED-84BD-4C50-9DB1-F9DAD696FAA9} | 42981101 | ELK 1101 | circuit_breaker | 39.1293 | -123.7117 | 189 | 172 | 40768.3596 | 25.3323 | 27400.2212 | 17.0258 | 13368.1384 | 18644.2912 | 7124.5177 | 0.02322 | 0.014928 | 1575 | 11.4897 | 28.1994 | 2 | 3.1588 | 8.3119 | 2.9891 | 0.042163 | 0.0068644 | 2.9507 | 290.813 | 19.112 | 21.1038 | 0.47868 | 18.8457 | 21.194 | 1.7581 | 32.4% | 27.4% | 55.3% | 80.7% | 9.4% | 92.7% | 0.11856 | 0.046878 | 1.8571 | 14.2143 | 0.21475 | 4.2021 | 12.1892 | 10.1346 | 1.3612 | 2.1206 | 18.2506 | 14.6528 | 14.3464 | 11.2699 | 42.0351 | 48.9132 | 28.8649 | 43.1385
Bay Area | WOODACRE 1101404 | 335 | 1048 | 1805.3268 | 2960 | 2906.771 | 191 | 0.00011584 | 0.039082 | 9.3094 | 4.458e-06 | 0.00051952 | 0.35405 | 0.62108 | {9E6A6B97-69AF-4332-A126-23324C3DC522} | 43021101 | WOODACRE 1101 | 404 | 38.0131 | -122.6677 | 318 | 866 | 62554.8185 | 38.8699 | 19975.081 | 12.412 | 42579.7375 | 19975.081 | 42579.7375 | 0.099228 | 0.022125 | 773 | 7.6833 | 18.3967 | 2.9817 | 2.2938 | 6.812 | -3.9028 | 0.095165 | 0.0071989 | 2.825 | 294.64 | 31.1448 | 30.0852 | 0.83748 | 15.703 | 17.5183 | 1.9312 | 94.2% | 89.9% | 87.8% | 87.3% | 44.8% | 75% | 0.16279 | 0.082234 | 5.1244 | 20.7189 | 2.1149 | 10.8425 | 11.8277 | 9.9414 | 1.7619 | 3.3009 | 14.7226 | 11.5797 | 11.071 | 8.2734 | 57.6654 | 65.1912 | 42.5155 | 59.3378
Sierra | ALLEGHANY 1101circuit_breaker | 4624 | 219 | 270.3083 | 1385 | 922.0032 | 73 | 3.7695e-05 | 0.03872 | 12.0537 | 1.4602e-06 | 0.00022385 | 0.15812 | 0.29317 | {326E3BAE-F690-4463-8FFC-C774FBAA59CE} | 152101101 | ALLEGHANY 1101 | circuit_breaker | 39.4657 | -120.8448 | 90 | 169 | 12544.4698 |  | 6967.0605 |  | 5577.4092 | 6967.0605 | 5577.4092 | 0.016341 | 0.0027518 | 1332 | 9.7837 | 21.6401 | 3 | 2.2587 | 6.6272 | -0.37795 | 0.065158 | 0.0049078 | 4.966 | 290.7427 | 49.4253 | 35.516 | 1.0762 | 11.0187 | 13.5449 | 0.90471 | 27.6% | 42.6% | 12% | 90.7% | 5.6% | 2.2% | 0.06193 | 0.082211 | 4.807 | 17.2281 | 1.7144 | 14.5789 | 13.1033 | 9.419 | 1.8609 | 3.2751 | 11.8947 | 5.384 | 6.5015 | 3.7888 | 64.3688 | 95.3863 | 58.6428 | 94.9753
North Valley | WYANDOTTE 11071510 | 3997 | 662 | 1110.6837 | 2731 | 1928.5135 | 367 | 7.6497e-05 | 1.2998 | 33.952 | 0.00011011 | 0.0013241 | 0.2424 | 0.57593 | {0429E1C1-6AB0-4F59-A5C2-5CBC7A378110} | 102911107 | WYANDOTTE 1107 | 1510 | 39.497 | -121.4452 | 334 | 273 | 62658.4921 | 38.9343 | 41028.1557 | 25.4938 | 21630.3364 | 41028.1557 | 21630.3364 | 0.48595 | 0.028074 | 287 | 2.727 | 6.8074 | 2 | 2.9112 | 8.3332 | 0.13495 | 0.042715 | 0.0060298 | 3.5852 | 296.2554 | 46.4842 | 33.1901 | 1.3225 | 12.2654 | 14.3311 | 0.93265 | 81.5% | 78.8% | 63.9% | 34.7% | 39.9% | 50.9% | 0.018823 | 0.050959 | 1.6704 | 15.0726 | 2.5119 | 4.4407 | 11.909 | 8.0218 | 2.281 | 4.0314 | 12.7358 | 5.9407 | 8.493 | 4.139 | 51.7146 | 91.2136 | 53.4698 | 92.0791
North Coast | CARLOTTA 11214914 | 1525 | 1682 | 2636.34 | 2365 | 2960.0776 | 152 | 8.5636e-05 | 0.037818 | 2.4177 | 3.2386e-06 | 0.00015636 | 0.71121 | 0.89063 | {909F40E6-1D12-4BBB-BCCE-5ABCF3C59E2F} | 192291121 | CARLOTTA 1121 | 4914 | 40.5335 | -124.0415 | 220 | 419 | 42898.8658 | 26.6562 | 22809.6793 | 14.1733 | 20089.1865 | 15711.3837 | 10003.2935 | 0.023766 | 0.013017 | 1580 | 11.5599 | 27.2695 | 2 | 2.4532 | 7.0538 | -1.0056 | 0.054341 | 0.0069405 | 3.5937 | 291.0873 | 23.2892 | 23.1256 | 0.54981 | 17.3939 | 20.4119 | 1.0383 | 32.3% | 31.7% | 37.9% | 78.5% | 12.3% | 66.4% | 0.1145 | 0.14439 | 2.9322 | 16.8136 | 0.41839 | 11.5366 | 12.1978 | 10.0329 | 1.4811 | 2.4407 | 17.6065 | 11.3575 | 11.0599 | 7.0175 | 45.4217 | 66.1275 | 32.7893 | 61.5517
Central Valley | OLETA 110241396 | 4514 | 352 | 482.3522 | 1060 | 817.2664 | 64 | 0.00011005 | 0.41294 | 3.1754 | 3.269e-05 | 0.00022249 | 0.33208 | 0.5902 | {6992FFBA-72E0-4D3C-898B-1A95BB5A0A16} | 163541102 | OLETA 1102 | 41396 | 38.5329 | -120.7649 | 147 | 342 | 26267.6988 |  | 11864.1579 |  | 14403.5408 | 10921.5489 | 13820.0136 | 0.014239 | 0.0070429 | 1335 | 5.5459 | 13.0323 | 2 | 2.3918 | 6.4256 | -1.1843 | 0.086 | 0.0059391 | 2.7763 | 295.1782 | 44.3506 | 30.2068 | 1.1781 | 12.9507 | 14.7356 | 1.1154 | 41.7% | 14.7% | 94% | 63.6% | 18.4% | 73.8% | 0.16515 | 0.079538 | 5.0106 | 17.8723 | 5.4648 | 9.4 | 8.6105 | 5.8697 | 2.0923 | 3.6336 | 13.514 | 6.4598 | 8.892 | 4.5187 | 42.791 | 72.419 | 48.9863 | 88.7212
Bay Area | SAN RAFAEL 11081262 | 4486 | 253 | 421.5959 | 746 | 701.528 | 55 | 0.00013318 | 0.037818 | 2.3998 | 5.0366e-06 | 0.00022246 | 0.33914 | 0.60097 | {B486F4D0-4246-4914-B521-4CE6A759247F} | 42011108 | SAN RAFAEL 1108 | 1262 | 37.9759 | -122.5638 | 136 | 572 | 30941.3607 |  | 7151.9325 |  | 23789.4282 | 6212.9384 | 19542.1132 | 0.012235 | 0.0073249 | 1336 | 6.8654 | 15.9946 | 3 | 2.0664 | 6.6323 | 0.45079 | 0.12403 | 0.0070767 | 2.6621 | 295.5756 | 33.515 | 29.8685 | 0.92516 | 15.1778 | 16.942 | 11.1712 | 84.2% | 64.4% | 92.7% | 76.8% | 58.3% | 45.9% | 0.34891 | 0.043472 | 8.0769 | 21.5231 | 4.6322 | 10.3611 | 11.1281 | 9.5597 | 1.8947 | 3.4557 | 13.6329 | 11.4459 | 11.2263 | 8.6315 | 55.4188 | 60.1568 | 45.8483 | 58.262
Central Valley | SALT SPRINGS 21023142 | 1009 | 260 | 393.9639 | 6033 | 2859.1724 | 278 | 4.6964e-05 | 0.03924 | 6.5727 | 1.8496e-06 | 0.00016298 | 0.043096 | 0.13779 | {11FD881F-3901-4F70-8CA9-73ABCE362AB7} | 163692102 | SALT SPRINGS 2102 | 3142 | 38.3018 | -120.277 | 449 | 923 | 62767.5331 | 39.002 | 27128.7333 | 16.8571 | 35638.7997 | 27128.7333 | 35638.7997 | 0.045308 | 0.013056 | 1548 | 16.792 | 34.5845 | 3 | 2.4557 | 6.8564 | -0.16983 | 0.12814 | 0.005046 | 3.7496 | 290.9284 | 45.8411 | 34.9243 | 0.96256 | 12.0623 | 14.1612 | 3.8892 | 34.6% | 31.7% | 51.4% | 98.7% | 3.8% | 50.6% | 0.1526 | 0.061296 | 4.6007 | 21.259 | 1.6505 | 20.0432 | 15.387 | 11.578 | 1.7365 | 2.716 | 11.7322 | 6.3542 | 6.7463 | 4.477 | 60.5227 | 85.5714 | 59.0631 | 88.1269
Central Coast | PAUL SWEET 2102circuit_breaker | 308 | 15 | 40.5651 | 69 | 69.1737 | 8 | 7.6321e-05 | 0.037818 | 5.7392 | 2.8863e-06 | 0.00022231 | 0.21739 | 0.58642 | {E84E756D-50CD-4E19-9CC3-E6F7306D45B8} | 83252102 | PAUL SWEET 2102 | circuit_breaker | 36.9923 | -121.9824 | 167 | 465 | 29640.6139 |  | 9537.1446 |  | 20103.4694 | 590.0954 | 95.8621 | 0.0017785 | 0.00061057 | 1338 | 6.3588 | 15.6008 | 3 | 1.4999 | 4.0184 | 0.67841 | 0.035 | 0.007295 | 1.9271 | 294.0112 | 28.6124 | 23.695 | 0.69079 | 16.4797 | 17.9765 | 5.1985 | 72.7% | 66.7% | 76.9% | 70.9% | 16.3% | 82.6% | 0.051997 | 0.088333 | 1.5714 | 11.1429 | 1.4533 | 5.75 | 7.342 | 6.7604 | 1.6578 | 3.0237 | 15.7313 | 12.5767 | 10.2906 | 8.1309 | 40.4744 | 47.0793 | 39.4688 | 57.4574
Sierra | WEIMAR 11012084 | 455 | 1770 | 2207.9402 | 3443 | 3134.0012 | 298 | 7.9686e-05 | 0.057328 | 22.2202 | 4.3498e-06 | 0.00086083 | 0.51409 | 0.70451 | {1AAC91CD-F390-4834-9229-DA9482F10795} | 152491101 | WEIMAR 1101 | 2084 | 39.0318 | -120.9741 | 335 | 339 | 49412.7367 | 30.7037 | 29727.9123 | 18.4721 | 19684.8245 | 29727.9123 | 19684.8245 | 0.25653 | 0.023746 | 473 | 7.2464 | 15.2656 | 2 | 1.5763 | 4.8751 | 0.8104 | 0.063573 | 0.0056345 | 3.182 | 295.9466 | 49.0703 | 34.5095 | 1.3415 | 11.7606 | 13.6658 | 1.3152 | 66.6% | 66.2% | 51% | 67.8% | 87.1% | 11.5% | 0.051595 | 0.059247 | 1.997 | 16.497 | 3.127 | 5.317 | 7.9736 | 6.4053 | 2.2516 | 4.0205 | 12.9679 | 6.0881 | 8.6368 | 4.1114 | 52.1337 | 88.2756 | 53.136 | 91.5635
North Valley | DESCHUTES 11011652 | 1273 | 336 | 591.3184 | 834 | 748.7092 | 203 | 4.8932e-05 | 1.281 | 5.4262 | 6.9441e-05 | 0.00013923 | 0.40288 | 0.78978 | {EEFE9838-86A6-45F2-A82C-8153A8246E80} | 103351101 | DESCHUTES 1101 | 1652 | 40.5339 | -122.1437 | 215 | 181 | 63034.7696 | 39.1681 | 39313.9968 | 24.4286 | 23720.7728 | 32556.3926 | 22242.7765 | 0.028264 | 0.0099332 | 1663 | 2.5354 | 7.5517 | 2 | 2.2446 | 8.142 | 0.1752 | 0.012579 | 0.006133 | 2.3469 | 297.5588 | 47.3756 | 38.6757 | 1.511 | 12.15 | 14.3122 | 0.60605 | 34.4% | 31.3% | 39.3% | 38.7% | 71.4% | 40.5% | 0.083226 | 0.0182 | 1.5526 | 14.7237 | 2.0292 | 1.5473 | 14.0306 | 10.6539 | 2.7823 | 4.7222 | 11.6893 | 5.8482 | 7.4039 | 4.3776 | 75.1612 | 103.6195 | 59.2697 | 92.3784
North Valley | WYANDOTTE 11031974 | 3366 | 2664 | 3845.5785 | 5456 | 5179.482 | 379 | 0.00014226 | 0.038006 | 166.7117 | 5.404e-06 | 0.0097404 | 0.48827 | 0.74246 | {BE69E74E-458C-4AC6-80FE-4A8477C787AD} | 102911103 | WYANDOTTE 1103 | 1974 | 39.6395 | -121.4297 | 397 | 403 | 63043.1062 | 39.1733 | 36746.286 | 22.8331 | 26296.8203 | 36746.286 | 26296.8203 | 3.6916 | 0.053916 | 10 | 9.1628 | 17.9767 | 3 | 2.5192 | 7.9737 | 0.11414 | 0.080571 | 0.0055572 | 3.9782 | 295.0129 | 47.9002 | 35.7534 | 1.2931 | 11.7893 | 14.082 | 1.0908 | 99.1% | 99.1% | 94.2% | 76.6% | 35.8% | 14.5% | 0.0032718 | 0.061486 | 2.1576 | 17.0245 | 4.8271 | 10.3924 | 13.9997 | 9.3839 | 2.2647 | 4.0251 | 12.6238 | 5.5338 | 7.8959 | 3.7684 | 59.5606 | 104.5694 | 54.2367 | 95.2713
Central Coast | BEN LOMOND 04015206 | 5592 | 38 | 66.7378 | 57 | 76.0548 | 6 | 0.00014896 | 0.037818 | 3.3296 | 5.6332e-06 | 0.00022111 | 0.66667 | 0.8775 | {93B6E3D2-A180-4B48-A34A-CC6FAF84E787} | 83040401 | BEN LOMOND 0401 | 5206 | 37.0955 | -122.0857 | 129 | 144 | 20497.1751 |  | 11401.1639 |  | 9096.0112 | 11401.1639 | 9096.0112 | 0.0013267 | 0.00089374 | 1342 | 11.2272 | 23.7472 | 3 | 1.815 | 4.3419 | -1.8128 | 0.075 | 0.0069856 | 3.4435 | 296.4086 | 31.0246 | 30.4132 | 0.95201 | 16.2108 | 18.0668 | 0.96778 | 72.5% | 52.5% | 91% | 95.8% | 44.1% | 77.7% | 0.048671 | 0.032714 | 2.0357 | 14.0357 | 0.020071 | 0.40714 | 10.1131 | 8.746 | 1.8918 | 3.5432 | 15.7518 | 11.3633 | 10.6894 | 7.236 | 53.6433 | 66.714 | 41.318 | 64.0394
Sierra | NARROWS 210276952 | 4730 | 43 | 70.6784 | 219 | 147.9422 | 33 | 7.1434e-05 | 43.8006 | 5.6328 | 0.0027354 | 0.00022077 | 0.19635 | 0.47774 | {070E580D-ED42-47CA-BF5A-6C96D8E39FC5} | 153132102 | NARROWS 2102 | 76952 | 39.253 | -121.1971 | 350 | 206 | 28806.7305 |  | 18031.5566 |  | 10775.1739 | 3554.8483 | 1998.5316 | 0.0072855 | 0.0023573 | 1343 | 2.5084 | 8.7653 | 2 | 2.5479 | 7.4562 | -0.42909 | 0.039231 | 0.0059864 | 3.0961 | 296.3036 | 47.017 | 33.1357 | 1.3014 | 12.211 | 14.1205 | 3.8661 | 27.1% | 23.2% | 42% | 36.3% | 56.8% | 43.4% | 0.085448 | 0.046134 | 1.825 | 16.35 | 2.4135 | 4.2115 | 8.917 | 6.8101 | 2.2578 | 3.9998 | 12.831 | 5.9586 | 8.6195 | 3.9927 | 52.9369 | 92.8866 | 52.8673 | 92.4727
North Coast | PHILO 1102circuit_breaker | 6145 | 516 | 878.945 | 1261 | 1291.967 | 98 | 0.00010484 | 0.039106 | 3.5297 | 4.1173e-06 | 0.00022003 | 0.4092 | 0.68032 | {47D11162-DBA1-4478-BDF3-B67846D21C32} | 42601102 | PHILO 1102 | circuit_breaker | 39.0641 | -123.4379 | 216 | 196 | 43061.5326 |  | 20191.5402 |  | 22869.9923 | 10918.6301 | 8461.0097 | 0.021563 | 0.010274 | 1344 | 9.0404 | 20.6462 | 2 | 2.3062 | 5.5221 | -0.49478 | 0.047088 | 0.0066624 | 2.7078 | 295.6382 | 30.4616 | 32.2427 | 0.97334 | 16.0713 | 18.1742 | 1.1271 | 43.5% | 41.3% | 59.6% | 59.4% | 60.6% | 49.5% | 0.11311 | 0.073407 | 2.2935 | 16.3804 | 0.40593 | 6.9286 | 13.6526 | 11.6452 | 2.1007 | 3.7656 | 15.0874 | 11.0638 | 10.5187 | 6.7199 | 59.687 | 82.6011 | 42.1553 | 64.6538
Central Valley | BEAR VALLEY 210190550 | 4806 | 34 | 64.9038 | 143 | 98.5649 | 58 | 4.7367e-05 | 2.9464 | 9.1719 | 0.00014733 | 0.00021961 | 0.23776 | 0.65849 | {CE2E0286-475F-4451-81F2-51329124240C} | 252192101 | BEAR VALLEY 2101 | 90550 | 37.5158 | -120.0525 | 60 | 52 | 17171.0018 |  | 12881.7348 |  | 4289.267 | 12881.7348 | 4289.267 | 0.012738 | 0.0027473 | 1345 | 3.8157 | 9.2471 | 2 | 2.8087 | 7.5021 | 0.66838 | 0.011359 | 0.0055309 | 2.2508 | 296.1284 | 52.3963 | 32.8435 | 1.3606 | 11.1855 | 12.6372 | 0.49502 | 41.2% | 40.7% | 51.7% | 48.1% | 72.7% | 22.8% | 0.039523 | 0.051087 | 1.8154 | 15.0769 | 0.36734 | 0.77717 | 7.2997 | 6.3466 | 2.2275 | 3.8444 | 10.973 | 6.1228 | 7.3475 | 4.159 | 45.9932 | 71.9768 | 63.1568 | 91.4354
North Coast | ELK 11018779 | 4596 | 679 | 1188.6836 | 857 | 1269.2847 | 67 | 0.00010046 | 0.037818 | 3.3176 | 3.7994e-06 | 0.00021913 | 0.7923 | 0.9365 | {A53E45F3-3435-4AAC-A0E8-0F3C42F17E7B} | 42981101 | ELK 1101 | 8779 | 39.2234 | -123.7339 | 52 | 45 | 15071.2918 |  | 6865.4129 |  | 8205.8789 | 6865.4129 | 8205.8789 | 0.014682 | 0.0067311 | 1346 | 13.3095 | 24.5438 | 2 | 2.2409 | 5.8749 | 1.5238 | 0.063235 | 0.0068358 | 3.1072 | 291.1484 | 19.2249 | 20.8398 | 0.49837 | 18.7852 | 21.1903 | 1.3242 | 43.3% | 38.8% | 54.4% | 72% | 10.4% | 92.3% | 0.064386 | 0.081838 | 1.5373 | 14.8955 | 0.92713 | 6.3015 | 11.9002 | 9.9243 | 1.3819 | 2.1904 | 18.2444 | 14.7588 | 14.4875 | 11.2676 | 41.2692 | 48.0948 | 28.7592 | 42.8945
Central Valley | PINE GROVE 11021222 | 1346 | 1020 | 1281.4814 | 3579 | 2380.8123 | 241 | 0.00015907 | 0.039071 | 35.0211 | 6.2156e-06 | 0.0024546 | 0.285 | 0.53825 | {B84BB2A7-38F5-4777-ACCF-AE61211F946D} | 163751102 | PINE GROVE 1102 | 1222 | 38.436 | -120.5561 | 400 | 707 | 63090.2564 | 39.2026 | 27692.5615 | 17.2074 | 35397.6949 | 27692.5615 | 35397.6949 | 0.59155 | 0.038337 | 138 | 11.6325 | 25.5431 | 2.858 | 1.9282 | 4.9869 | 0.012968 | 0.09087 | 0.0060395 | 3.4051 | 294.4663 | 45.1663 | 31.0968 | 1.1735 | 12.4077 | 14.4379 | 2.7911 | 93.1% | 77.5% | 99.3% | 89.6% | 17.3% | 57% | 0.093712 | 0.066464 | 3.9617 | 18.8084 | 2.0962 | 10.3739 | 12.8195 | 8.7336 | 2.0736 | 3.5384 | 12.6305 | 6.3594 | 7.9848 | 4.4588 | 47.3364 | 72.7331 | 53.3085 | 88.9388
North Coast | RINCON 1102circuit_breaker | 4346 | 137 | 254.6683 | 240 | 307.7535 | 30 | 4.7529e-05 | 52.3826 | 5.6899 | 0.0026123 | 0.00021804 | 0.57083 | 0.82751 | {5988784C-46D2-4999-AEE8-C136D520A366} | 43321102 | RINCON 1102 | circuit_breaker | 38.4899 | -122.666 | 110 | 152 | 14494.0741 |  | 5733.5212 |  | 8760.5529 | 4493.3108 | 7756.5018 | 0.0065412 | 0.0014259 | 1348 | 2.9925 | 9.1122 | 2.1167 | 1.5371 | 4.9282 | -0.27864 | 0.026167 | 0.0069235 | 2.7047 | 294.9539 | 34.1179 | 30.4021 | 0.89441 | 15.0542 | 16.8968 | 11.3481 | 43% | 59.1% | 3.8% | 16% | 51.9% | 35.3% | 0.37491 | 0.019333 | 3.8298 | 20.234 | 2.5768 | 4 | 10.6443 | 8.4348 | 1.8462 | 3.5108 | 15.0007 | 9.375 | 9.6499 | 5.7913 | 51.9738 | 77.2818 | 44.2748 | 74.3263
Bay Area | SILVERADO 2105616 | 5238 | 630 | 921.9721 | 1214 | 1251.6306 | 98 | 0.00013905 | 0.037818 | 2.3078 | 5.2585e-06 | 0.00021761 | 0.51895 | 0.73662 | {5A345DA5-99DA-441B-8BB7-B6EB811524C1} | 43432105 | SILVERADO 2105 | 616 | 38.5114 | -122.4765 | 395 | 359 | 52337.1897 |  | 29229.1132 |  | 23108.0765 | 11577.8412 | 11609.5905 | 0.021326 | 0.013627 | 1349 | 6.8329 | 16.0316 | 2.929 | 1.6305 | 4.5703 | -0.94568 | 0.044754 | 0.0066164 | 2.5288 | 297.0106 | 38.974 | 32.5795 | 1.145 | 14.265 | 15.9761 | 2.7897 | 83.8% | 64% | 94.2% | 77.5% | 95.1% | 16.9% | 0.33736 | 0.029791 | 2.6129 | 17.5645 | 2.3778 | 6.6339 | 10.5134 | 7.8362 | 2.252 | 3.8393 | 14.0948 | 8.2426 | 8.7703 | 5.0466 | 53.2718 | 81.3748 | 48.377 | 80.0682
Sierra | FLINT 1101circuit_breaker | 7131 | 15 | 26.2778 | 30 | 33.2821 | 8 | 5.59e-05 | 0.037818 | 12.1774 | 2.114e-06 | 0.00021759 | 0.5 | 0.78955 | {68DF9E12-6736-4943-BDEF-9FA6962872B3} | 152531101 | FLINT 1101 | circuit_breaker | 38.8851 | -121.0671 | 89 | 260 | 13483.6798 |  | 4181.0836 |  | 9302.5962 | 831.0934 | 458.9801 | 0.0017408 | 0.0004472 | 1350 | 2.1814 | 7.1101 | 2 | 2.2256 | 6.1148 | 0.12245 | 0.029412 | 0.0059044 | 2.5199 | 296.2215 | 48.9216 | 33.8463 | 1.335 | 11.93 | 13.6088 | 20.6872 | 26.8% | 43.1% | 24.9% | 23.2% | 83.2% | 26.3% | 0.21401 | 0.018824 | 3.6 | 13.3 | 1.7771 | 1.7647 | 8.4733 | 6.4571 | 2.3894 | 4.2023 | 12.0338 | 5.7788 | 8.1397 | 3.9943 | 54.8907 | 88.1636 | 57.2892 | 93.0783
Sierra | BRUNSWICK 110651484 | 953 | 1605 | 2218.0565 | 3936 | 3324.182 | 314 | 7.8185e-05 | 21.4818 | 33.4467 | 0.0013542 | 0.0013175 | 0.40777 | 0.66725 | {D517BDE5-67A5-45A9-903B-DF9F687C44D8} | 152481106 | BRUNSWICK 1106 | 51484 | 39.1908 | -120.9998 | 519 | 551 | 76781.2555 | 47.7098 | 40473.5667 | 25.1492 | 36307.6889 | 32219.8738 | 31081.3069 | 0.41369 | 0.02455 | 288 | 7.6529 | 19.265 | 2.3617 | 1.727 | 4.9886 | 0.63375 | 0.071559 | 0.0054028 | 3.6597 | 295.024 | 47.081 | 33.0457 | 1.2433 | 12.1674 | 14.246 | 0.94365 | 77.3% | 76.6% | 50.2% | 82% | 32% | 39.8% | 0.10601 | 0.024126 | 2.0631 | 15.3981 | 3.3427 | 4.1888 | 8.9688 | 6.5225 | 2.3964 | 4.2329 | 12.1836 | 6.0128 | 8.3105 | 4.0862 | 57.1062 | 84.9494 | 57.2249 | 91.2274
North Valley | PIT NO 7 1101circuit_breaker | 7501 | 150 | 201.8827 | 181 | 216.7494 | 28 | 0.00014915 | 0.094288 | 2.2845 | 1.3635e-05 | 0.00021733 | 0.82873 | 0.93141 | {E4590054-53CD-4399-A96C-42C934E0E3BE} | 103501101 | PIT NO 7 1101 | circuit_breaker | 40.8485 | -121.9911 | 4 | 2 | 4407.9495 |  | 4357.8457 |  | 50.1039 | 4357.8457 | 50.1039 | 0.0060854 | 0.0041762 | 1352 | 11.7664 | 22.2207 | 2 | 2.2239 | 6.4694 | 8.622 | 0.057679 | 0.0055779 | 4.8445 | 295.8016 | 43.8962 | 34.5817 | 1.3447 | 12.682 | 15.4682 | 0.24067 | 41.6% | 18.5% | 95.4% | 85.8% | 44.2% | 76.3% | 0.0067712 | 0.10804 | 1.6667 | 10.6667 | 3.6141 | 3.2321 | 9.2156 | 8.4697 | 2.4122 | 4.3129 | 13.1125 | 5.8728 | 7.7293 | 4.3832 | 56.3085 | 97.7543 | 53.0588 | 92.6931
North Valley | STILLWATER 1102circuit_breaker | 4317 | 711 | 1275.0853 | 2783 | 1980.7048 | 334 | 0.00010491 | 357.1079 | 38.071 | 0.03426 | 0.0019546 | 0.25548 | 0.64375 | {942A5D01-90B2-440A-92F6-C8D3C90D4346} | 103561102 | STILLWATER 1102 | circuit_breaker | 40.6779 | -122.3497 | 465 | 434 | 63313.9788 | 39.3416 | 40553.6845 | 25.199 | 22760.2943 | 40538.5999 | 22760.2943 | 0.65285 | 0.035041 | 185 | 2.9386 | 8.3211 | 2 | 2.4463 | 7.1156 | -0.47092 | 0.028951 | 0.0061509 | 3.4938 | 297.5943 | 47.6266 | 35.481 | 1.5422 | 12.1529 | 14.5222 | 2.0757 | 86.7% | 81.5% | 80.3% | 42.5% | 74.6% | 41.3% | 0.10537 | 0.019482 | 2.4459 | 16.1703 | 3.6995 | 5.4039 | 10.1536 | 7.8053 | 2.789 | 4.7269 | 11.6641 | 5.5068 | 7.2419 | 4.2193 | 63.4943 | 88.3575 | 60.2769 | 94.4139
Bay Area | WOODSIDE 11018912 | 4944 | 418 | 777.9787 | 1294 | 1312.4255 | 71 | 0.00014359 | 0.037818 | 1.9714 | 5.4304e-06 | 0.00021691 | 0.32303 | 0.59278 | {429461DA-3754-40D0-8283-6B07C0ED0208} | 24251101 | WOODSIDE 1101 | 8912 | 37.3899 | -122.2394 | 97 | 65 | 9766.539 |  | 6396.0491 |  | 3370.4899 | 6353.9227 | 3370.4899 | 0.0154 | 0.010195 | 1354 | 6.379 | 15.9865 | 3 | 2.8458 | 7.2841 | 2.529 | 0.072262 | 0.0067274 | 2.4527 | 295.7061 | 35.1378 | 31.2889 | 0.99579 | 15.0442 | 16.8096 | 2.1489 | 83.7% | 60.6% | 95.3% | 76.6% | 70.8% | 36.7% | 0.16803 | 0.13714 | 2.5385 | 14.0462 | 3.0104 | 15.4048 | 10.5347 | 9.3169 | 1.994 | 3.776 | 14.7259 | 9.5095 | 9.7251 | 5.9806 | 58.2502 | 68.4592 | 45.1317 | 73.2784
North Valley | OREGON TRAIL 11031448 | 4876 | 479 | 791.8811 | 1457 | 1109.6401 | 264 | 7.2531e-05 | 42.9113 | 9.4714 | 0.0024604 | 0.00030828 | 0.32876 | 0.71364 | {0C0482CD-DD8D-411C-9735-C68EC442433B} | 103521103 | OREGON TRAIL 1103 | 1448 | 40.6477 | -122.2216 | 293 | 210 | 63315.1998 | 39.3423 | 49370.4838 | 30.6775 | 13944.716 | 49370.4838 | 13944.716 | 0.081385 | 0.019148 | 1087 | 2.5181 | 6.482 | 2 | 2.3576 | 6.9764 | 0.55903 | 0.011802 | 0.0061101 | 3.4605 | 297.7147 | 46.6309 | 38.0888 | 1.5139 | 12.3453 | 14.7241 | 0.8711 | 49.4% | 43% | 60.1% | 30.6% | 71.7% | 56.4% | 0.0753 | 0.023309 | 1.5597 | 13.2082 | 1.5858 | 2.1551 | 11.253 | 9.3578 | 2.789 | 4.7043 | 11.9086 | 5.7794 | 7.3466 | 4.3893 | 68.2967 | 104.1327 | 58.6487 | 92.9663
Central Coast | BEN LOMOND 04015400 | 8571 | 29 | 45.3648 | 65 | 65.3335 | 3 | 0.00021677 | 0.037818 |  | 8.1979e-06 | 0.00021677 | 0.44615 | 0.69436 | {81F477DE-A079-435A-9F55-2410FEC944BA} | 83040401 | BEN LOMOND 0401 | 5400 | 37.08 | -122.0838 | 10 | 12 | 1200.1564 |  | 712.5707 |  | 487.5856 | 712.5707 | 487.5856 | 0.00065032 | 0.00065032 | 1356 | 5.6103 | 17.7904 | 3 | 1.5366 | 3.8848 | -8.44 | 0.1275 | 0.0067186 | 3.6559 | 296.5438 | 33.5371 | 31.4371 | 1.0564 | 15.4227 | 17.3093 | 7.0951 | 72% | 0% | 99.5% | 76.7% | 78.9% | 57.7% | 0.3164 | 0.055 | 6.5 | 22 | 0.765 | 16.25 | 9.8294 | 8.5986 | 1.9444 | 3.6391 | 14.8993 | 10.6365 | 10.4634 | 7.2463 | 52.5827 | 68.151 | 44.1694 | 65.6586
Central Valley | STANISLAUS 17021888 | 2984 | 13 | 18.8062 | 142 | 76.83 | 25 | 8.5887e-05 | 0.043088 | 9.1177 | 3.531e-06 | 0.00021598 | 0.091549 | 0.24478 | {63080617-6586-4F7A-B820-64DDE42B59AD} | 162821702 | STANISLAUS 1702 | 1888 | 38.2367 | -120.3628 | 425 | 698 | 57798.7161 |  | 30461.9306 |  | 27336.7854 | 30461.9306 | 27336.7854 | 0.0053996 | 0.0021472 | 1357 | 13.8443 | 29.5645 | 3 | 2.5299 | 6.1494 | -1.3479 | 0.092048 | 0.0055076 | 3.4007 | 291.931 | 44.7956 | 32.993 | 1.006 | 12.4902 | 14.4415 | 3.7673 | 41% | 40.5% | 83.1% | 95.8% | 6% | 59% | 0.12893 | 0.14014 | 3.848 | 19.84 | 0.07262 | 0.42771 | 14.3728 | 10.3423 | 1.8835 | 2.9757 | 12.2767 | 6.3782 | 7.2707 | 4.2802 | 51.5571 | 75.6149 | 55.6538 | 88.9639
North Coast | ELK 11011272 | 826 | 3825 | 6372.489 | 4698 | 6771.1763 | 352 | 9.0528e-05 | 0.038114 | 2.4899 | 3.4458e-06 | 0.0001547 | 0.81418 | 0.94112 | {62C9F82C-9B7A-4C03-B528-D0CC602C0334} | 42981101 | ELK 1101 | 1272 | 39.2233 | -123.768 | 354 | 365 | 75878.311 | 47.1487 | 36075.8659 | 22.4166 | 39802.445 | 35495.0764 | 39652.5067 | 0.054456 | 0.031866 | 1586 | 14.4748 | 28.1088 | 2 | 2.3146 | 6.0918 | 2.1229 | 0.068471 | 0.0068559 | 3.0195 | 291.1956 | 19.3511 | 21.0301 | 0.50465 | 18.7778 | 21.1531 | 0.90472 | 32.1% | 32.4% | 44.9% | 80.2% | 10.8% | 92.2% | 0.066116 | 0.061534 | 1.9365 | 16.2857 | 0.98159 | 7.4809 | 11.9277 | 9.9287 | 1.3956 | 2.2194 | 18.1897 | 14.7152 | 14.4126 | 11.2513 | 41.5056 | 48.5018 | 28.9852 | 43.1001
Central Valley | DUNLAP 11027849F | 4581 | 162 | 233.9479 | 461 | 341.4098 | 92 | 1.7889e-05 | 309.5362 | 18.7328 | 0.0055934 | 0.00021592 | 0.35141 | 0.68524 | {29E98E36-5623-4DDD-B302-D78235AF2960} | 254061102 | DUNLAP 1102 | 7849F | 36.6937 | -119.0524 | 68 | 53 | 20673.5046 |  | 13949.6344 |  | 6723.8703 | 13949.6344 | 6723.8703 | 0.019865 | 0.0016458 | 1359 | 1.8943 | 6.2811 | 2 | 2.3359 | 4.7485 | -0.3298 | 0.01955 | 0.0056722 | 2.0159 | 296.2418 | 59.0389 | 37.771 | 1.5205 | 9.6747 | 11.0864 | 0.23872 | 40.8% | 63.7% | 12.2% | 33.3% | 89.8% | 2.9% | 0.014743 | 0.10694 | 1.2526 | 12.7158 | 1.7836 | 2.0766 | 5.3872 | 5.2436 | 2.559 | 4.1657 | 9.0074 | 5.2378 | 5.5028 | 3.3629 | 52.513 | 78.2679 | 75.1178 | 97.2061
Central Valley | ELECTRA 11026014 | 2429 | 31 | 55.7845 | 216 | 134.3209 | 42 | 6.8455e-05 | 12.3571 | 7.3213 | 0.00087722 | 0.00021585 | 0.14352 | 0.41531 | {FA05D50A-B4CD-4B2A-B744-6E94BBCBA43A} | 162161102 | ELECTRA 1102 | 6014 | 38.3158 | -120.7132 | 65 | 37 | 10545.4756 |  | 8101.0669 |  | 2444.4087 | 8101.0669 | 2444.4087 | 0.0090659 | 0.0028751 | 1360 | 2.3282 | 6.8212 | 2 | 1.8431 | 5.2146 | -0.88705 | 0.015946 | 0.0063409 | 2.2466 | 296.9672 | 43.6924 | 32.7075 | 1.2825 | 13.168 | 14.8012 | 1.5911 | 40.6% | 33.8% | 71.2% | 35.7% | 50.1% | 84.9% | 0.11872 | 0.046577 | 1.5397 | 13.0952 | 0.67901 | 1.9459 | 13.7102 | 9.5891 | 2.3027 | 3.9218 | 13.2714 | 7.0746 | 9.0738 | 4.8066 | 45.3648 | 72.7797 | 50.7268 | 85.5392
North Valley | CORNING 11021622 | 4992 | 129 | 201.1418 | 270 | 246.4604 | 110 | 3.7408e-05 | 23.6381 | 5.6582 | 0.00066777 | 0.00013551 | 0.47778 | 0.81612 | {96C223CD-EECE-427E-9B50-0567153A92FD} | 103331102 | CORNING 1102 | 1622 | 39.8904 | -122.5369 | 135 | 100 | 63478.8301 | 39.444 | 54857.2254 | 34.0868 | 8621.6047 | 54857.2254 | 8621.6047 | 0.014906 | 0.0041149 | 1680 | 1.4609 | 4.1124 | 2 | 3.1555 | 9.269 | -1.0457 | 0.0063388 | 0.00639 | 1.7807 | 297.1036 | 49.321 | 35.9342 | 1.4841 | 12.0748 | 13.6445 | 0.55046 | 33.8% | 31.9% | 27.7% | 11.6% | 69.7% | 35% | 0.071862 | 0.0059153 | 1.3111 | 12.1278 | 0.52139 | 0.36885 | 11.3231 | 8.1028 | 2.8732 | 4.8677 | 11.0012 | 5.8788 | 7.1834 | 4.2817 | 67.3563 | 89.9762 | 62.4979 | 92.3425
North Valley | CEDAR CREEK 11011656 | 2436 | 1278 | 1595.7305 | 3016 | 2419.233 | 367 | 9.2773e-05 | 0.2504 | 5.2485 | 2.3062e-05 | 0.00027243 | 0.42374 | 0.6596 | {383E38F1-9CAC-409E-B20B-DAC5E1331447} | 103321101 | CEDAR CREEK 1101 | 1656 | 40.8458 | -121.9095 | 261 | 266 | 63628.849 | 39.5372 | 51035.8707 | 31.7123 | 12592.9783 | 51035.8707 | 12592.9783 | 0.099982 | 0.034048 | 1179 | 8.4399 | 17.6304 | 2 | 2.9183 | 8.541 | -0.047925 | 0.055754 | 0.0052958 | 4.683 | 294.3399 | 44.7436 | 34.2176 | 1.2422 | 12.4091 | 15.1831 | 0.79216 | 45.4% | 30.1% | 71.7% | 74.9% | 30.9% | 62.7% | 0.046511 | 0.058414 | 1.8239 | 13.8697 | 4.3193 | 4.6905 | 8.7036 | 7.8232 | 2.2194 | 3.967 | 12.9444 | 5.7683 | 7.4633 | 4.2441 | 55.9458 | 93.9978 | 53.5982 | 93.4959
Bay Area | SAN RAFAEL 1109418 | 522 | 6 | 6.7555 | 8 | 7.9261 | 3 | 5.6635e-05 | 0.037818 | 8.7393 | 2.1418e-06 | 0.0002149 | 0.75 | 0.85231 | {466136A5-5029-445B-8434-F48A32643962} | 42011109 | SAN RAFAEL 1109 | 418 | 37.9912 | -122.5094 | 234 | 1121 | 71378.7742 |  | 19644.7624 |  | 51734.0118 | 8200.6281 | 5549.2493 | 0.00064471 | 0.0001699 | 1363 | 5.426 | 11.8048 | 2 | 1.9007 | 5.9669 | 3.6483 | 0.05596 | 0.0071764 | 2.2313 | 294.8936 | 31.0957 | 28.2588 | 0.81786 | 15.8784 | 17.4591 | 16.5064 | 83.5% | 89.3% | 54.3% | 51.2% | 39.7% | 81.7% | 0.16689 | 0.046061 | 3.5349 | 15.2791 | 0.024747 | 0.080808 | 10.2037 | 8.8754 | 1.7514 | 3.1892 | 14.3055 | 12.4088 | 12.0139 | 9.1765 | 51.6092 | 54.7181 | 42.6515 | 53.998
North Valley | NOTRE DAME 11042537 | 8004 | 33 | 52.6696 | 73 | 67.6309 | 26 | 7.429e-05 | 0.26967 | 6.7818 | 1.6852e-05 | 0.0002149 | 0.45205 | 0.77878 | {2B40E2E2-0FAB-45BB-A860-E69F414C038B} | 102041104 | NOTRE DAME 1104 | 2537 | 39.7912 | -121.7218 | 43 | 60 | 11375.6747 |  | 8206.2423 |  | 3169.4323 | 8206.2423 | 3169.4323 | 0.0055874 | 0.0019315 | 1364 | 1.581 | 4.6632 | 2.1028 | 2.7299 | 7.6405 | 0.33571 | 0.0099065 | 0.0064559 | 3.0872 | 297.1977 | 47.4897 | 35.2434 | 1.4265 | 12.1558 | 14.1476 | 0.88715 | 41.3% | 35.5% | 61.8% | 17.3% | 64.7% | 41.9% | 0.021285 | 0.026262 | 1.75 | 14.6458 | 0.6329 | 0.68224 | 10.974 | 8.1522 | 2.5828 | 4.5024 | 12.5981 | 5.6628 | 8.0553 | 3.8411 | 57.3223 | 103.6959 | 54.5718 | 94.7832
Bay Area | WOODACRE 11021280 | 1986 | 509 | 1030.3782 | 1357 | 1521.4474 | 124 | 6.7491e-05 | 43.7945 | 0.1273 | 0.0026263 | 4.1216e-05 | 0.37509 | 0.67724 | {2D7883CD-6608-4310-8AB5-FA60A939C766} | 43021102 | WOODACRE 1102 | 1280 | 37.9962 | -122.5956 | 213 | 927 | 63841.2572 | 39.6692 | 13839.6437 | 8.5996 | 50001.6135 | 13606.7096 | 49335.0056 | 0.0051108 | 0.0083689 | 2375 | 3.8914 | 11.1832 | 2 | 2.6078 | 7.2707 | -2.3832 | 0.06085 | 0.0070519 | 2.9426 | 294.772 | 34.7511 | 31.5221 | 0.8965 | 14.884 | 16.745 | 8.4554 | 34.7% | 17.8% | 67.5% | 46.5% | 51.7% | 31.4% | 0.32816 | 0.02165 | 7.25 | 20.9071 | 3.3511 | 6.785 | 11.2408 | 9.6179 | 1.8361 | 3.4399 | 13.707 | 10.4004 | 10.8304 | 7.6843 | 57.267 | 68.1195 | 46.5861 | 64.9838
North Valley | WILDWOOD 110198896 | 9027 | 67 | 99.7802 | 131 | 127.781 | 39 | 4.7601e-05 | 1.6335 | 7.8935 | 7.4944e-05 | 0.00021349 | 0.51145 | 0.78087 | {BF76B4C8-9530-427B-8649-806B9F48C554} | 103611101 | WILDWOOD 1101 | 98896 | 40.3609 | -122.9517 | 36 | 35 | 16825.3737 |  | 15545.2226 |  | 1280.1512 | 15545.2226 | 1280.1512 | 0.0083261 | 0.0018564 | 1366 | 6.814 | 15.2253 | 2 | 2.4915 | 6.4931 | -4.2573 | 0.034271 | 0.0052754 | 2.1704 | 294.0288 | 46.432 | 31.4991 | 1.1981 | 12.3883 | 14.4036 | 0.46443 | 41% | 38.8% | 38.7% | 66.5% | 27.7% | 61.3% | 0.098912 | 0.068281 | 2.3143 | 13.7429 | 0.60703 | 0.68229 | 9.2337 | 6.4752 | 2.3063 | 3.8843 | 11.4562 | 6.3901 | 7.3295 | 4.3671 | 56.4067 | 74.1769 | 60.266 | 90.0084
Sierra | HALSEY 11012414 | 5027 | 485 | 795.3509 | 2469 | 1618.1665 | 221 | 7.8087e-05 | 52.2802 | 8.2108 | 0.003564 | 0.00031656 | 0.19644 | 0.49151 | {C7CE8EEC-BFCB-464B-A0B6-4DE95EE01B52} | 152241101 | HALSEY 1101 | 2414 | 38.9661 | -121.0355 | 277 | 380 | 46338.0186 | 28.7932 | 23778.9553 | 14.7756 | 22559.0633 | 23778.9553 | 22559.0633 | 0.06996 | 0.017257 | 1069 | 4.8925 | 14.3048 | 2 | 2.1254 | 5.4672 | 0.38615 | 0.064968 | 0.0057811 | 2.9975 | 295.8075 | 48.9528 | 33.6709 | 1.3084 | 11.8491 | 13.6803 | 2.0075 | 36.6% | 32.2% | 50% | 63.9% | 61.5% | 17.6% | 0.07736 | 0.10873 | 3.65 | 19.4583 | 2.3124 | 8.7008 | 11.8193 | 7.678 | 2.1188 | 3.5842 | 12.5605 | 5.8121 | 7.6493 | 3.9909 | 48.9211 | 81.9442 | 54.8225 | 93.4807
Central Valley | TIVY VALLEY 1107869946 | 1744 | 134 | 266.0489 | 360 | 335.8686 | 126 | 1.9419e-05 | 2583.6838 | 42.5801 | 0.052203 | 2.4791e-05 | 0.37222 | 0.79212 | {8685FED6-DA63-4202-8ADA-3D58BFE83B0E} | 252941107 | TIVY VALLEY 1107 | 869946 | 36.8179 | -119.3396 | 286 | 299 | 64046.4293 | 39.7967 | 48055.8133 | 29.8606 | 15990.616 | 48055.8133 | 15990.616 | 0.0031236 | 0.0024468 | 2579 | 1.6162 | 5.6618 | 2 | 2.1472 | 4.6317 | -0.49111 | 0.0058716 | 0.0059938 | 1.528 | 298.1971 | 55.3485 | 34.9314 | 1.5784 | 10.6444 | 11.8361 | 0.539 | 9.5% | 80.5% | 14.4% | 29% | 94.2% | 13.7% | 0.0047025 | 0.025092 | 2.0942 | 16.413 | 0.61425 | 0.55046 | 5.8413 | 4.9915 | 2.8283 | 4.3755 | 9.947 | 6.039 | 6.7164 | 3.9226 | 47.2957 | 69.4665 | 68.8931 | 92.4515
Central Coast | LOS GATOS 1108LB86 | 751 | 169 | 315.9297 | 853 | 730.7112 | 65 | 5.7692e-05 | 0.037818 | 4.7106 | 2.1818e-06 | 0.00021273 | 0.19812 | 0.43236 | {179FE519-944E-4835-9C33-84ABCACF7D82} | 82021108 | LOS GATOS 1108 | LB86 | 37.2261 | -121.9826 | 209 | 650 | 35376.9904 |  | 8579.3653 |  | 26797.6251 | 7195.675 | 19015.1766 | 0.013828 | 0.00375 | 1369 | 5.0026 | 13.7337 | 2.3505 | 2.0355 | 6.1201 | -0.68056 | 0.087423 | 0.0064993 | 1.6904 | 295.5502 | 40.9988 | 35.5485 | 1.0226 | 13.8069 | 15.0608 | 11.5822 | 71.6% | 62.3% | 69.2% | 65.4% | 70.9% | 23.1% | 0.40912 | 0.064433 | 6.8125 | 19.95 | 1.9575 | 8.7938 | 10.1339 | 8.3902 | 2.0224 | 3.5604 | 13.0811 | 8.4753 | 8.8356 | 5.4513 | 56.5308 | 77.2203 | 50.8672 | 79.0571
North Coast | CALPELLA 1102circuit_breaker | 5862 | 39 | 50.0259 | 142 | 95.8721 | 20 | 8.4245e-05 | 9.9728 | 4.0526 | 0.00062094 | 0.00021273 | 0.27465 | 0.5218 | {2993BF9E-90A5-4634-AB04-8D39B8C96792} | 43411102 | CALPELLA 1102 | circuit_breaker | 39.197 | -123.1926 | 219 | 252 | 27584.2787 |  | 14778.125 |  | 12806.1537 | 3000.9026 | 1821.8261 | 0.0042546 | 0.0016849 | 1370 | 4.3199 | 11.2416 | 2 | 1.7884 | 5.9501 | 1.1407 | 0.031556 | 0.0061765 | 2.3678 | 297.1135 | 40.0874 | 41.5632 | 1.2431 | 13.9697 | 15.879 | 16.6572 | 42.2% | 46.3% | 36.7% | 26.6% | 95.4% | 14% | 0.37536 | 0.027556 | 1.9697 | 15.4545 | 0.38889 | 3.1556 | 13.6926 | 11.3054 | 2.4596 | 4.1339 | 12.8111 | 7.6344 | 8.7274 | 4.8565 | 76.8763 | 108.063 | 53.1371 | 82.4758
Bay Area | LAS AROMAS 0401LA401R | 3969 | 197 | 400.3916 | 681 | 679.5534 | 44 | 7.4144e-05 | 0.037817 | 3.5117 | 2.8039e-06 | 0.00021256 | 0.28928 | 0.5892 | {6DF01F7D-D94B-4655-BAF6-B3A3B3F7FF40} | 13600401 | LAS AROMAS 0401 | LA401R | 37.8941 | -122.1785 | 108 | 347 | 22192.5327 |  | 6361.0626 |  | 15831.4702 | 4766.0601 | 11667.1739 | 0.0093525 | 0.0032623 | 1371 | 5.6382 | 14.8138 | 2 | 3.4293 | 7.3503 | -1.4263 | 0.13043 | 0.00694 | 1.8267 | 294.3625 | 31.3791 | 28.1543 | 0.82823 | 15.8889 | 17.3457 | 8.8456 | 83.3% | 72.9% | 73.5% | 70.2% | 42.8% | 81.9% | 0.34001 | 0.017447 | 7.5217 | 20.8696 | 5.6679 | 14.4894 | 7.2581 | 6.8309 | 1.8315 | 3.4302 | 15.6538 | 11.1303 | 10.3924 | 7.1836 | 42.134 | 59.3102 | 40.9257 | 63.7661
Bay Area | MONTICELLO 11014360 | 2172 | 110 | 185.8003 | 317 | 300.3347 | 39 | 5.9187e-05 | 0.78409 | 6.0554 | 4.0629e-05 | 0.00021168 | 0.347 | 0.61864 | {5B3909F8-EEF1-46D6-9827-15D3DCA91BD0} | 43051101 | MONTICELLO 1101 | 4360 | 38.4042 | -122.2043 | 103 | 80 | 38897.7176 |  | 14746.7227 |  | 24150.995 | 11112.131 | 21310.944 | 0.0082555 | 0.0023083 | 1372 | 2.9776 | 8.1629 | 2 | 3.4906 | 8.268 | -0.90261 | 0.043173 | 0.0065487 | 1.982 | 296.6028 | 41.4965 | 34.7221 | 1.1787 | 13.6839 | 15.1711 | 0.54154 | 83.1% | 83.6% | 57.5% | 25% | 96.7% | 5.1% | 0.093784 | 0.04845 | 1.6173 | 14.358 | 0.63705 | 1.1697 | 7.1534 | 6.1597 | 2.1625 | 3.8578 | 13.1047 | 7.9928 | 9.5564 | 5.0756 | 51.3924 | 78.5037 | 50.5631 | 81.856
Bay Area | SILVERADO 2104708 | 6904 | 459 | 732.1578 | 973 | 1028.3296 | 61 | 0.00015084 | 0.037818 | 1.815 | 5.7045e-06 | 0.00021134 | 0.47174 | 0.71199 | {65E252BA-B6AF-41C8-8302-CDA75AAEE4FD} | 43432104 | SILVERADO 2104 | 708 | 38.5146 | -122.4742 | 109 | 167 | 16614.2851 |  | 7838.2779 |  | 8776.0072 | 5638.2492 | 5955.9207 | 0.012891 | 0.0092014 | 1373 | 9.9807 | 20.2108 | 2.8987 | 1.6109 | 4.4549 | 0.086986 | 0.067342 | 0.0066443 | 2.4794 | 297.0386 | 38.9508 | 32.5371 | 1.1382 | 14.272 | 15.9446 | 4.1049 | 82.9% | 58.4% | 96.4% | 91.3% | 93.8% | 17.1% | 0.15853 | 0.060886 | 3.1404 | 18.1053 | 4.0344 | 12.3165 | 10.316 | 7.7575 | 2.2474 | 3.8199 | 13.9935 | 8.3963 | 8.9001 | 5.2082 | 53.7583 | 79.8722 | 48.2426 | 79.0362
Central Valley | MERCED FALLS 110222772 | 7933 | 5 | 13.2025 | 73 | 28.2295 | 20 | 3.0367e-05 | 260.1375 | 15.6855 | 0.0071143 | 0.00021113 | 0.068493 | 0.46768 | {E4D16BCD-AE1D-4E84-9AC4-94D1A6F08214} | 252811102 | MERCED FALLS 1102 | 22772 | 37.6288 | -120.308 | 37 | 42 | 8090.2848 |  | 3605.0516 |  | 4485.2332 | 3605.0516 | 4485.2332 | 0.0042227 | 0.00060734 | 1374 | 0.90874 | 2.7012 | 2 | 2.4722 | 6.4429 | 2.9812 | 0.018772 | 0.0062433 | 1.4347 | 298.8401 | 49.9344 | 41.6969 | 1.5468 | 12.0171 | 13.2194 | 1.1353 | 39.9% | 56.8% | 27.9% | 7.5% | 92.2% | 48.6% | 0.17173 | 0.012456 | 2.075 | 17.35 | 0.14211 | 1.2807 | 8.4796 | 7.2046 | 2.8151 | 4.352 | 11.5826 | 6.7073 | 8.3846 | 4.7493 | 61.3523 | 95.7222 | 59.0646 | 87.2895
Sierra | CLARKSVILLE 210413352 | 508 | 427 | 835.6219 | 2333 | 1538.5862 | 376 | 7.7921e-05 | 313.088 | 46.9693 | 0.022145 | 0.0019724 | 0.18303 | 0.54311 | {76CF34A1-3FD0-4E72-BAFC-6CFED61FA5FB} | 153612104 | CLARKSVILLE 2104 | 13352 | 38.6855 | -121.0118 | 591 | 435 | 92513.6422 | 57.4855 | 58866.4594 | 36.578 | 33647.1828 | 54145.4284 | 30739.3832 | 0.74161 | 0.029298 | 182 | 2.1925 | 6.4742 | 2.5921 | 2.5677 | 6.8068 | 0.16141 | 0.029145 | 0.0061753 | 2.3091 | 296.7742 | 46.0876 | 32.9331 | 1.3013 | 12.6853 | 14.2833 | 1.739 | 82.9% | 83.4% | 49.8% | 19.3% | 56.6% | 77.6% | 0.024515 | 0.061594 | 2.8541 | 18.0055 | 3.6683 | 5.2681 | 8.4765 | 6.5619 | 2.1076 | 3.7475 | 13.1346 | 5.8069 | 8.5661 | 3.9814 | 51.8782 | 91.3347 | 52.2538 | 92.8194
Sierra | HIGGINS 11071070 | 4291 | 374 | 585.585 | 1247 | 1038.1888 | 122 | 7.7295e-05 | 32.1934 | 17.6293 | 0.001634 | 0.00059551 | 0.29992 | 0.56404 | {735D1686-195C-449F-AFF7-F3F9879F6190} | 152691107 | HIGGINS 1107 | 1070 | 39.0212 | -121.0599 | 167 | 138 | 21394.838 | 13.2942 | 13372.1867 | 8.3091 | 8022.6513 | 11964.8264 | 7396.5735 | 0.072652 | 0.0094299 | 674 | 7.115 | 21.2039 | 2 | 2.384 | 6.2211 | 0.70382 | 0.060113 | 0.0057013 | 2.928 | 296.0283 | 49.3546 | 33.9715 | 1.3296 | 11.8015 | 13.6056 | 1.0636 | 55.1% | 58.9% | 49% | 88.3% | 80.5% | 13.7% | 0.019661 | 0.12526 | 2.0074 | 14.6618 | 3.6902 | 7.0452 | 8.3909 | 6.3842 | 2.3193 | 4.1305 | 12.4281 | 5.5248 | 8.2594 | 3.8005 | 54.0756 | 90.8396 | 55.5344 | 94.8931
North Coast | LOW GAP 11014160 | 6920 | 1743 | 1855.6325 | 2410 | 2170.9104 | 319 | 0.00013482 | 0.040021 | 1.3014 | 5.4194e-06 | 0.00015336 | 0.72324 | 0.85477 | {8F7144B3-988A-433A-A6F7-A1F0E4529E41} | 192411101 | LOW GAP 1101 | 4160 | 40.4272 | -123.481 | 283 | 250 | 39514.7953 | 24.5534 | 34991.7062 | 21.7429 | 4523.0891 | 34571.9467 | 4492.3741 | 0.048923 | 0.043009 | 1588 | 12.4564 | 33.3252 | 2 | 2.5797 | 8.1576 | -1.4884 | 0.038784 | 0.0056455 | 4.482 | 292.3968 | 35.3841 | 27.6287 | 0.9505 | 14.5784 | 17.601 | 0.88804 | 31.9% | 19% | 73.2% | 89.9% | 58.4% | 26.5% | 0.17204 | 0.076436 | 2.0598 | 14.0837 | 0.72855 | 5.5275 | 11.677 | 8.0151 | 1.6783 | 3.3556 | 15.1835 | 7.2528 | 8.756 | 4.4591 | 50.4674 | 76.4487 | 43.3768 | 84.6943
Sierra | BRUNSWICK 110532536 | 3543 | 1804 | 2162.7809 | 3327 | 2782.7542 | 303 | 7.7091e-05 | 0.037818 | 18.7096 | 2.9154e-06 | 0.00066853 | 0.54223 | 0.77721 | {547CB5AE-3FC8-46F0-9836-780E7F4C0AE3} | 152481105 | BRUNSWICK 1105 | 32536 | 39.2391 | -120.9998 | 539 | 741 | 75577.4302 | 46.9618 | 34249.9271 | 21.282 | 41327.5031 | 34249.9271 | 41327.5031 | 0.20256 | 0.023358 | 608 | 12.1571 | 22.2537 | 3 | 1.8097 | 5.3292 | 0.76035 | 0.093747 | 0.0052245 | 4.289 | 292.9232 | 46.8551 | 32.9631 | 1.1075 | 11.9912 | 14.231 | 2.7775 | 59.8% | 60.2% | 48.8% | 92.7% | 6.8% | 29% | 0.12122 | 0.04902 | 2.6744 | 16.1315 | 7.4709 | 9.6597 | 8.7729 | 6.561 | 2.3809 | 4.201 | 12.9842 | 6.545 | 9.0328 | 4.4191 | 50.3756 | 79.4446 | 52.7099 | 87.485
Bay Area | VINEYARD 2108MR172 | 1730 | 132 | 195.313 | 478 | 390.6457 | 72 | 7.5969e-05 | 3.9135 | 4.8258 | 0.00025528 | 0.00021011 | 0.27615 | 0.49997 | {D247C9D4-2385-4C86-98D9-FAEFF0DAB6B3} | 14502108 | VINEYARD 2108 | MR172 | 37.657 | -121.9009 | 193 | 104 | 20255.3499 |  | 14260.3612 |  | 5994.9887 | 8979.3146 | 3664.0241 | 0.015128 | 0.0054698 | 1379 | 3.546 | 9.5486 | 3 | 3.0145 | 7.291 | -1.6799 | 0.040076 | 0.0066062 | 1.7148 | 295.4143 | 38.4594 | 32.757 | 1.0257 | 14.2746 | 15.7043 | 14.1678 | 82.8% | 80.4% | 75.1% | 33.2% | 74.8% | 17.4% | 0.089727 | 0.06553 | 2.0635 | 13.5079 | 1.4965 | 3.6212 | 7.7836 | 6.7448 | 1.9912 | 3.657 | 13.9104 | 9.0831 | 9.8024 | 5.8875 | 48.2535 | 68.5493 | 47.3765 | 75.6121
North Coast | DUNBAR 1103circuit_breaker | 3473 | 68 | 85.9032 | 250 | 185.2427 | 28 | 7.6567e-05 | 0.80982 | 5.7866 | 3.6698e-05 | 0.00020997 | 0.272 | 0.46373 | {587017B7-CF95-40B8-A31E-326EDAB4E012} | 43071103 | DUNBAR 1103 | circuit_breaker | 38.3834 | -122.528 | 249 | 305 | 32998.968 |  | 19663.038 |  | 13335.93 | 3351.8236 | 2239.2224 | 0.0058793 | 0.0021439 | 1380 | 4.2475 | 9.4026 | 2.2963 | 2.1748 | 5.6205 | 0.1485 | 0.035741 | 0.0068867 | 2.5407 | 296.1182 | 34.3285 | 30.3341 | 0.98721 | 15.2849 | 16.99 | 3.5624 | 42% | 59.8% | 27% | 17.4% | 61.6% | 40.1% | 0.15549 | 0.045741 | 2.1875 | 15.8125 | 1.7296 | 4.6296 | 9.0748 | 7.184 | 1.9522 | 3.5533 | 14.8614 | 10.061 | 10.2257 | 6.6066 | 49.4546 | 66.7916 | 43.6482 | 69.6373
North Coast | HIGHLANDS 1102628 | 7360 | 115 | 220.0632 | 190 | 243.9795 | 73 | 7.029e-05 | 2.9657 | 3.8523 | 0.00020368 | 0.00020987 | 0.60526 | 0.90197 | {805F8CD4-618B-4641-8C2C-AEC1BF35DB49} | 43361102 | HIGHLANDS 1102 | 628 | 38.9823 | -122.603 | 58 | 31 | 29074.0249 |  | 22902.6806 |  | 6171.3443 | 22902.6806 | 6171.3443 | 0.01532 | 0.0051312 | 1381 | 2.4677 | 5.9422 | 2.4502 | 2.6208 | 7.4243 | 0.13883 | 0.007855 | 0.0059063 | 1.9868 | 296.8416 | 46.0958 | 33.9418 | 1.3394 | 12.8649 | 14.4246 | 0.84555 | 41.8% | 44.8% | 21.2% | 2.9% | 100% | 1.4% | 0.13322 | 0.014684 | 1.2923 | 11.8923 | 1.0263 | 0.57402 | 9.1046 | 6.6656 | 2.5425 | 4.3796 | 12.5783 | 6.552 | 7.6929 | 4.148 | 57.7241 | 79.2273 | 55.6633 | 88.7747
Sierra | PENRYN 11051378 | 3324 | 14 | 24.6033 | 104 | 62.6939 | 14 | 6.0465e-05 | 504.8602 | 4.4738 | 0.034152 | 0.00020949 | 0.13462 | 0.39244 | {1E1BA976-38CE-4912-807F-3A5F3BFF5CD1} | 152561105 | PENRYN 1105 | 1378 | 38.8751 | -121.134 | 62 | 155 | 8616.3077 |  | 3002.3902 |  | 5613.9175 | 1299.5417 | 722.5883 | 0.0029328 | 0.00084651 | 1382 | 1.6804 | 5.451 | 2 | 2.3951 | 6.1116 | -0.035765 | 0.027895 | 0.0064501 | 2.2196 | 296.915 | 45.6949 | 31.5352 | 1.3085 | 12.6414 | 14.1891 | 7.5786 | 26.6% | 18.9% | 30% | 12.9% | 62.2% | 74.9% | 0.31327 | 0.014211 | 2.3571 | 12.2857 | 2.6858 | 5.4737 | 8.9374 | 6.5588 | 2.4069 | 4.2446 | 12.3532 | 6.2637 | 8.5697 | 4.2496 | 53.1982 | 77.0758 | 55.3354 | 88.1809
North Valley | TYLER 110585132 | 5848 | 221 | 469.0951 | 1047 | 685.454 | 259 | 2.9165e-05 | 40.2687 | 8.6489 | 0.0010962 | 0.00012289 | 0.21108 | 0.68436 | {C22EF53B-7E85-45CF-AC1D-13B919BBB848} | 103571105 | TYLER 1105 | 85132 | 40.1198 | -122.3334 | 262 | 185 | 64583.1856 | 40.1302 | 50197.6466 | 31.1914 | 14385.539 | 50197.6466 | 14385.539 | 0.031828 | 0.0075537 | 1740 | 1.6516 | 5.8492 | 2 | 3.0223 | 9.497 | -0.093755 | 0.007958 | 0.0060523 | 1.7441 | 298.3329 | 49.6222 | 38.9639 | 1.5894 | 11.9675 | 13.6131 | 0.47922 | 32.4% | 41.2% | 21.4% | 24.9% | 87% | 26% | 0.13364 | 0.00912 | 1.4423 | 13.0193 | 0.95782 | 1.5721 | 13.4546 | 9.8259 | 3.0382 | 4.8249 | 10.6557 | 5.908 | 6.9866 | 4.5256 | 76.5892 | 95.1481 | 63.9593 | 90.6189
North Coast | HOPLAND 11014626 | 2125 | 341 | 460.1792 | 665 | 583.8082 | 176 | 4.4421e-05 | 33.3265 | 5.5475 | 0.0022583 | 0.00015158 | 0.51278 | 0.78824 | {03A33F3F-5506-459A-89E7-ACD76DFFDD38} | 42251101 | HOPLAND 1101 | 4626 | 38.9711 | -123.1134 | 315 | 318 | 78618.1891 | 48.8512 | 49646.9813 | 30.8493 | 28971.2078 | 40127.548 | 18922.3364 | 0.026678 | 0.0078181 | 1595 | 2.5124 | 8.1905 | 2 | 2.7724 | 7.2862 | -0.44589 | 0.021667 | 0.0063363 | 3.0604 | 295.6723 | 37.2692 | 43.706 | 1.1026 | 14.6205 | 16.7207 | 1.2297 | 31.4% | 57.5% | 2.6% | 11.1% | 71.8% | 28% | 0.11069 | 0.028005 | 1.5625 | 13.9492 | 0.52712 | 1.0761 | 15.9958 | 13.7832 | 2.2095 | 3.8129 | 14.2645 | 8.0609 | 9.151 | 4.9307 | 77.7916 | 120.3083 | 47.0038 | 80.219
North Valley | ELK CREEK 11012106 | 8090 | 18 | 29.6225 | 81 | 53.8868 | 47 | 4.2934e-05 | 52.9964 | 9.7485 | 0.0025128 | 0.00020871 | 0.22222 | 0.54972 | {9C349921-70C5-4A1B-82FC-D82E641B2142} | 102781101 | ELK CREEK 1101 | 2106 | 39.6064 | -122.5416 | 72 | 34 | 22285.0947 |  | 21303.4581 |  | 981.6366 | 21303.4581 | 981.6366 | 0.0098094 | 0.0020179 | 1385 | 3.1429 | 9.653 | 2 | 2.5895 | 8.4741 | 4.8739 | 0.0074525 | 0.0058736 | 1.6355 | 296.1412 | 47.7126 | 35.3614 | 1.3612 | 12.5141 | 13.9524 | 0.66089 | 40.8% | 43.6% | 33.2% | 49.4% | 47.4% | 68.2% | 0.072198 | 0.011787 | 1.4156 | 10.1688 | 0.21593 | 0.30798 | 9.7857 | 7.5545 | 2.5951 | 4.469 | 12.4058 | 6.0366 | 7.5092 | 4.2028 | 62.3702 | 91.9924 | 56.4234 | 91.8455
Central Coast | BIG BASIN 110211062 | 8168 | 1958 | 3219.6596 | 2970 | 3779.074 | 206 | 5.6419e-05 | 0.037924 | 2.1246 | 2.1394e-06 | 8.3151e-05 | 0.65926 | 0.85197 | {6C8A015E-28D9-4A6C-B2B8-20363D966398} | 82841102 | BIG BASIN 1102 | 11062 | 37.1989 | -122.1537 | 118 | 81 | 27187.9206 | 16.8938 | 21172.9967 | 13.1563 | 6014.9239 | 21172.9967 | 6014.9239 | 0.017129 | 0.011622 | 1990 | 9.91 | 20.6458 | 2.7758 | 2.1925 | 5.7159 | 3.6048 | 0.071637 | 0.0067888 | 3.029 | 293.6735 | 38.3049 | 34.374 | 0.88612 | 14.1304 | 15.9701 | 0.41512 | 48.5% | 40.8% | 67.9% | 84.6% | 35% | 32.6% | 0.040368 | 0.17192 | 1.65 | 14.0667 | 0.63253 | 10.5694 | 10.7973 | 9.1956 | 1.7626 | 3.4747 | 13.7504 | 8.3608 | 8.3881 | 4.8992 | 55.8236 | 80.4988 | 48.9329 | 80.435
Central Coast | ROB ROY 210410714 | 2458 | 725 | 1864.3437 | 2088 | 2610.5088 | 212 | 5.5692e-05 | 2.9958 | 1.8875 | 0.00011065 | 7.8476e-05 | 0.34722 | 0.71417 | {0A7E84D0-9946-4059-AC56-BD0EC9107E3A} | 83692104 | ROB ROY 2104 | 10714 | 36.9779 | -121.8666 | 361 | 392 | 58753.4704 | 36.5078 | 31415.4862 | 19.5207 | 27337.9842 | 22255.4392 | 14870.169 | 0.016637 | 0.011807 | 2015 | 3.9899 | 11.6684 | 2 | 2.0028 | 5.4456 | -0.33316 | 0.042733 | 0.0071942 | 1.6944 | 293.9691 | 29.9001 | 23.7711 | 0.69061 | 16.2168 | 17.6011 | 3.2412 | 47.8% | 37.1% | 67% | 59% | 16.1% | 78% | 0.15582 | 0.036399 | 2.3673 | 16.0765 | 2.8556 | 6.7138 | 6.6031 | 6.1883 | 1.7168 | 2.9592 | 15.2046 | 11.9775 | 9.6381 | 7.3252 | 38.686 | 48.1485 | 42.9177 | 61.7689
North Valley | CORNING 110290036 | 888 | 64 | 116.5564 | 157 | 145.5269 | 53 | 2.9677e-05 | 82.2636 | 11.3741 | 0.0022515 | 0.00020787 | 0.40764 | 0.80093 | {3333A9F4-A222-4545-831F-9DC4F4A4E477} | 103331102 | CORNING 1102 | 90036 | 39.9149 | -122.4287 | 120 | 82 | 24689.3486 |  | 22997.6015 |  | 1691.7471 | 19887.703 | 1559.6427 | 0.011017 | 0.0015729 | 1388 | 1.0433 | 2.7629 | 2 | 2.9068 | 9.5405 | -0.17239 | 0.0021491 | 0.0063276 | 1.5156 | 298.0975 | 49.1985 | 38.9829 | 1.5218 | 12.2409 | 13.6393 | 1.7271 | 40.5% | 48.4% | 22% | 1.7% | 72.5% | 48.8% | 0.045184 | 0.0029825 | 1.8085 | 13.6915 | 1.123 | 0.6886 | 13.0976 | 9.6769 | 2.9679 | 4.7484 | 10.8228 | 6.0679 | 7.2316 | 4.5182 | 75.4362 | 102.1513 | 63.235 | 91.1499
North Coast | GARBERVILLE 1103circuit_breaker | 584 | 92 | 139.2177 | 118 | 151.2422 | 11 | 0.00035199 | 0.037818 | 0 | 1.3312e-05 | 0.00020784 | 0.77966 | 0.92049 | {81BF210B-E399-451E-B158-93FB561813DD} | 192221103 | GARBERVILLE 1103 | circuit_breaker | 40.1031 | -123.7928 | 99 | 404 | 15687.2267 |  | 3592.4976 |  | 12094.7291 | 841.9717 | 2305.5852 | 0.0022862 | 0.0038719 | 1389 | 9.4151 | 34.7453 | 2 | 2.2567 | 6.3373 | 3.9736 | 0.0415 | 0.0072998 | 4.2473 | 293.9342 | 21.9525 | 21.3768 | 0.75842 | 18.4227 | 21.3116 | 6.3877 | 41.1% | 0% | 99.3% | 91.3% | 26.5% | 89.1% | 0.35558 | 0.0205 | 6.7692 | 22.1538 | 4.198 | 5.9 | 12.237 | 8.7845 | 1.8639 | 3.2304 | 16.6955 | 11.4719 | 12.0135 | 8.7743 | 41.5673 | 52.5883 | 36.8655 | 57.593
North Coast | GARBERVILLE 110135706 | 5971 | 1596 | 2630.8104 | 2068 | 2862.9058 | 158 | 0.00010619 | 0.038131 | 1.9811 | 4.0466e-06 | 0.00015036 | 0.77176 | 0.91893 | {7CD25D9B-B7BF-4806-8728-687CBA0C8188} | 192221101 | GARBERVILLE 1101 | 35706 | 39.8714 | -123.7119 | 162 | 252 | 24034.4148 | 14.9343 | 16258.1269 | 10.1024 | 7776.2879 | 16258.1269 | 7776.2879 | 0.023756 | 0.016779 | 1601 | 10.8847 | 23.1666 | 2 | 1.8759 | 5.3552 | -0.96738 | 0.061707 | 0.0062957 | 5.0914 | 292.6269 | 29.0312 | 32.0375 | 0.79487 | 16.4194 | 19.4147 | 1.9369 | 30.7% | 26.7% | 60.8% | 68.6% | 31.7% | 54.1% | 0.2108 | 0.074927 | 3.0815 | 17 | 0.32254 | 10.0878 | 14.422 | 12.0118 | 1.6686 | 3.2289 | 16.6776 | 9.0838 | 10.5664 | 5.7578 | 56.9748 | 91.3306 | 36.7834 | 73.7146
Sierra | VACAVILLE 11088762 | 3511 | 226 | 328.1896 | 457 | 435.6033 | 76 | 6.4701e-05 | 3672.709 | 7.3269 | 0.25842 | 0.00020681 | 0.49453 | 0.75341 | {ADB960B7-1B6C-413D-B1F8-E0FB7A88FA0F} | 63601108 | VACAVILLE 1108 | 8762 | 38.3617 | -122.0225 | 199 | 151 | 38620.2876 |  | 26864.0035 |  | 11756.2841 | 22706.5359 | 8430.6661 | 0.015718 | 0.0049173 | 1391 | 2.792 | 7.6247 | 2 | 4.0354 | 9.6479 | 0.32911 | 0.015962 | 0.0062482 | 1.9567 | 297.3662 | 43.9774 | 38.3929 | 1.3002 | 13.2129 | 14.6414 | 2.5184 | 25.9% | 29% | 35.6% | 27.6% | 55.1% | 91.7% | 0.055737 | 0.012853 | 1.7255 | 13.4444 | 1.0775 | 1.4647 | 7.8735 | 6.8106 | 2.3488 | 4.0264 | 12.5402 | 7.5365 | 9.2193 | 5.0728 | 57.5114 | 83.6398 | 53.7409 | 82.7473
Central Coast | LOS GATOS 1107circuit_breaker | 1253 | 480 | 951.1597 | 2519 | 2180.8474 | 191 | 4.1099e-05 | 0.037847 | 2.636 | 1.5548e-06 | 7.834e-05 | 0.19055 | 0.43614 | {F9DF48B9-C722-406C-B401-60189B57E89A} | 82021107 | LOS GATOS 1107 | circuit_breaker | 37.2262 | -121.9773 | 396 | 762 | 61099.6228 | 37.9656 | 25321.013 | 15.7338 | 35778.6098 | 24420.9564 | 35026.4523 | 0.014963 | 0.00785 | 2018 | 5.0659 | 14.5187 | 2.1815 | 1.8724 | 5.3432 | -0.27534 | 0.064554 | 0.0064437 | 1.9377 | 295.0618 | 42.4638 | 36.5458 | 1.0184 | 13.4209 | 14.7673 | 6.9315 | 47.6% | 46.7% | 50% | 67.9% | 69.6% | 15.2% | 0.2724 | 0.038594 | 4.9907 | 18.3472 | 2.0763 | 8.3135 | 10.1403 | 8.3801 | 2.0039 | 3.6171 | 12.8554 | 7.8972 | 8.4747 | 5.0133 | 57.2182 | 80.4862 | 52.3372 | 82.5771
Central Valley | SALT SPRINGS 2102L7283 | 8007 | 9 | 12.1888 | 135 | 66.8956 | 15 | 4.3126e-05 | 0.037818 | 6.6614 | 1.6309e-06 | 0.00020617 | 0.066667 | 0.18221 | {5BC70572-47B3-4492-B9B0-A912C8860F45} | 163692102 | SALT SPRINGS 2102 | L7283 | 38.314 | -120.2557 | 18 | 52 | 3175.3975 |  | 1066.8481 |  | 2108.5494 | 1066.8481 | 2108.5494 | 0.0030926 | 0.0006469 | 1393 | 14.5579 | 27.9014 | 3 | 2.4647 | 6.7633 | 3.8756 | 0.11471 | 0.0049642 | 3.9013 | 290.7743 | 45.9139 | 35.55 | 0.95313 | 12.0153 | 14.1688 | 3.4189 | 39.2% | 32.4% | 44.6% | 93.1% | 1.8% | 47.7% | 0.19959 | 0.031765 | 4.375 | 22 | 1.08 | 7.9412 | 15.8674 | 12.0234 | 1.7241 | 2.6756 | 11.5841 | 6.3457 | 6.4679 | 4.4472 | 62.584 | 89.2228 | 59.9481 | 88.1098
Sierra | PUTAH CREEK 1102circuit_breaker | 891 | 4 | 7.7884 | 99 | 31.1742 | 28 | 2.8283e-05 | 2926.6009 | 11.3052 | 0.084665 | 0.00020601 | 0.040404 | 0.24983 | {EC7E3E82-534C-45F0-825C-A06402B7C3CE} | 63681102 | PUTAH CREEK 1102 | circuit_breaker | 38.5228 | -121.9941 | 161 | 136 | 33368.8045 |  | 21280.8935 |  | 12087.9109 | 7914.4674 | 5557.3799 | 0.0057683 | 0.00079193 | 1394 | 0.6422 | 1.9686 | 2 | 2.7532 | 8.3339 | -0.11019 | 0.0087692 | 0.0064369 | 1.6114 | 298.4243 | 45.5126 | 37.3618 | 1.3854 | 13.0883 | 14.3117 | 0.45619 | 25.6% | 41.3% | 8% | 0.7% | 97.6% | 87.6% | 0.0031053 | 0.026385 | 1.3607 | 15.4098 | 0.088 | 0.76154 | 8.0064 | 6.3215 | 2.5927 | 4.1343 | 11.4868 | 7.4938 | 8.5116 | 4.9652 | 57.4826 | 81.6821 | 58.8337 | 83.9884
North Coast | LUCERNE 1103630 | 3109 | 236 | 437.375 | 1038 | 762.5212 | 134 | 9.3976e-05 | 0.69405 | 2.1726 | 5.1559e-05 | 0.00014838 | 0.22736 | 0.57359 | {F34B7A71-9435-4BB4-952A-AC8430FF4984} | 43351103 | LUCERNE 1103 | 630 | 39.1185 | -122.8329 | 348 | 1045 | 64140.9829 | 39.8555 | 21891.672 | 13.6029 | 42249.3109 | 19624.8492 | 35913.2319 | 0.019883 | 0.012593 | 1608 | 3.3136 | 12.2094 | 2 | 2.7926 | 7.4775 | -1.0435 | 0.046324 | 0.0059726 | 2.5727 | 296.0378 | 41.3755 | 35.7724 | 1.211 | 13.7215 | 15.694 | 10.5594 | 30.5% | 28.3% | 47.6% | 31.9% | 88.9% | 9.7% | 0.51147 | 0.033514 | 7.3208 | 21.1258 | 3.1463 | 5.6108 | 10.1542 | 8.0656 | 2.311 | 4.0479 | 13.4203 | 6.9715 | 8.1588 | 4.349 | 59.2198 | 87.1379 | 51.3678 | 86.7559
Central Coast | HICKS 2101XR548 | 2933 | 12 | 18.7094 | 29 | 29.428 | 9 | 3.0704e-05 | 199.4745 | 14.7164 | 0.0069987 | 0.00020571 | 0.41379 | 0.63577 | {21823ADE-60D1-49AF-96C7-A6BCD78F0512} | 83432101 | HICKS 2101 | XR548 | 37.2021 | -121.8332 | 171 | 152 | 25675.3901 |  | 13934.1431 |  | 11741.247 | 1925.3259 | 518.2523 | 0.0018514 | 0.00027633 | 1396 | 0.97033 | 3.3411 | 2 | 2.4266 | 5.565 | -0.036159 | 0.0058065 | 0.0064997 | 1.5747 | 295.7062 | 40.3719 | 34.8462 | 1.0164 | 13.9613 | 15.2562 | 8.5501 | 70.9% | 89.2% | 30.4% | 11% | 68.3% | 27.3% | 0.11711 | 0.013871 | 2.25 | 19.875 | 0.15581 | 0.93548 | 10.4264 | 8.7257 | 1.9683 | 3.5916 | 13.35 | 8.5194 | 9.0905 | 5.3002 | 56.7773 | 77.3415 | 49.8087 | 79.2595
Bay Area | SAN RAFAEL 1108322 | 3890 | 472 | 702.5827 | 1631 | 1356.761 | 96 | 0.00012824 | 0.037818 | 2.0826 | 4.8497e-06 | 0.00020537 | 0.28939 | 0.51784 | {9D9542F3-BF28-42DE-B61B-60FE0E01870B} | 42011108 | SAN RAFAEL 1108 | 322 | 37.9774 | -122.5654 | 224 | 1312 | 69160.7589 |  | 11886.0783 |  | 57274.6806 | 11483.9582 | 56180.2835 | 0.019715 | 0.012311 | 1397 | 5.9708 | 15.4763 | 2.9244 | 2.1591 | 6.8545 | -1.6173 | 0.17378 | 0.0070304 | 2.7249 | 295.4818 | 33.678 | 30.342 | 0.93042 | 15.1571 | 16.9338 | 15.361 | 82.6% | 62.2% | 91.7% | 73.9% | 59% | 44.8% | 0.50727 | 0.039832 | 13.7885 | 21.7885 | 4.0671 | 13.7059 | 11.2417 | 9.6141 | 1.8978 | 3.4563 | 13.7195 | 11.3411 | 11.1932 | 8.4883 | 55.809 | 61.5988 | 45.885 | 58.9523
Sierra | PENRYN 11072410 | 2755 | 67 | 107.6952 | 512 | 291.6974 | 42 | 6.6728e-05 | 406.9156 | 5.0585 | 0.019013 | 0.00020488 | 0.13086 | 0.3692 | {88D11C1E-94DA-491E-B166-BE630EDE0741} | 152561107 | PENRYN 1107 | 2410 | 38.7953 | -121.1642 | 166 | 136 | 21289.9141 |  | 12099.1952 |  | 9190.7189 | 4627.9566 | 3798.1414 | 0.0086049 | 0.0028026 | 1398 | 2.8269 | 10.8695 | 2 | 2.3309 | 6.349 | 0.33843 | 0.041563 | 0.006812 | 1.8551 | 297.323 | 41.3606 | 30.1679 | 1.2518 | 13.8882 | 15.3151 | 1.3049 | 25.4% | 21.2% | 37.8% | 48% | 35.4% | 97.6% | 0.11789 | 0.051629 | 2.2692 | 15.7885 | 3.3275 | 8 | 9.0088 | 6.518 | 2.3571 | 4.1382 | 13.5477 | 7.0341 | 9.6233 | 4.7644 | 49.7494 | 71.9864 | 50.3119 | 83.2931
Central Valley | MARIPOSA 21021960 | 6532 | 189 | 296.9864 | 1246 | 706.8427 | 293 | 4.8407e-05 | 219.4379 | 13.681 | 0.0095646 | 0.00033604 | 0.15169 | 0.42016 | {C88CD342-0019-4371-8FA7-CA6CF25A5380} | 254452102 | MARIPOSA 2102 | 1960 | 37.4586 | -119.9003 | 288 | 249 | 65100.4989 | 40.4517 | 39674.5223 | 24.6527 | 25425.9765 | 39674.5223 | 25425.9765 | 0.098459 | 0.014183 | 1031 | 1.3648 | 4.6724 | 2.7041 | 2.0733 | 5.0949 | -0.18707 | 0.011886 | 0.0060379 | 1.9118 | 296.9948 | 49.0113 | 32.3518 | 1.3691 | 12.0122 | 13.3613 | 0.78821 | 55.9% | 53.3% | 52.8% | 20.4% | 74.1% | 47.5% | 0.030913 | 0.059398 | 1.5808 | 15.2879 | 0.60481 | 2.026 | 8.3366 | 7.1355 | 2.3758 | 3.8452 | 11.5834 | 6.5165 | 7.7136 | 4.4103 | 44.3387 | 68.1578 | 60.3067 | 88.6639
Bay Area | WOODSIDE 11018522 | 4979 | 139 | 228.4499 | 501 | 443.5482 | 31 | 0.00017611 | 0.037818 | 1.4995 | 6.6601e-06 | 0.00020345 | 0.27745 | 0.51505 | {0C4874FF-D222-478C-B9D7-BED0F08FA35C} | 24251101 | WOODSIDE 1101 | 8522 | 37.3955 | -122.2467 | 270 | 303 | 32017.8039 |  | 15127.8447 |  | 16889.9592 | 3168.3928 | 2399.6585 | 0.0063069 | 0.0054594 | 1400 | 6.9802 | 16.3342 | 2.9048 | 2.5331 | 6.8212 | -2.5661 | 0.076905 | 0.0068153 | 1.9418 | 296.7971 | 34.6907 | 31.5585 | 1.0436 | 15.3081 | 16.8903 | 5.7309 | 82.2% | 53.3% | 99.5% | 79.1% | 77.3% | 53.9% | 0.22089 | 0.081905 | 3.6296 | 17.037 | 2.96 | 11.9286 | 10.37 | 9.1543 | 2.1192 | 3.8717 | 14.6072 | 10.1706 | 9.9381 | 6.3167 | 58.6548 | 67.0037 | 45.5154 | 70.6793
Central Coast | SEACLIFF 0401circuit_breaker | 6585 | 713 | 1233.0461 | 1708 | 1834.5543 | 95 | 8.1635e-05 | 0.037818 | 4.0321 | 3.0873e-06 | 0.00020263 | 0.41745 | 0.67212 | {4EF4529F-4E08-426D-A25B-A1F6BCFED593} | 83500401 | SEACLIFF 0401 | circuit_breaker | 36.9842 | -121.9155 | 113 | 125 | 17488.9606 |  | 9677.833 |  | 7811.1276 | 9172.6769 | 7730.9606 | 0.019249 | 0.0077554 | 1401 | 9.4161 | 21.4059 | 2.8667 | 1.4649 | 3.9095 | -2.0312 | 0.070815 | 0.0071825 | 2.0049 | 294.7281 | 30.7298 | 24.5964 | 0.76906 | 16.0079 | 17.5277 | 3.0587 | 70.7% | 58.4% | 80.2% | 88.3% | 24% | 70% | 0.098968 | 0.058889 | 2.24 | 15.61 | 1.9544 | 12.6519 | 7.1357 | 6.4518 | 1.7577 | 3.2237 | 15.1609 | 11.5538 | 9.4931 | 7.072 | 40.3412 | 50.844 | 42.8759 | 63.5737
North Valley | PARADISE 1106circuit_breaker | 5274 | 60 | 81.5715 | 104 | 105.6577 | 9 | 0.00019876 | 0.037818 | 1.0093 | 7.5167e-06 | 0.00020249 | 0.57692 | 0.77204 | {54AC0ECA-BD93-49A2-9B30-909ADBE15177} | 102831106 | PARADISE 1106 | circuit_breaker | 39.7608 | -121.619 | 189 | 17 | 19716.5439 |  | 18810.8302 |  | 905.7138 | 16790.7997 | 905.7138 | 0.0018224 | 0.0017889 | 1402 | 7.2433 | 15.9824 | 3 | 2.819 | 8.2267 | 3.1811 | 0.019167 | 0.0059339 | 3.7115 | 295.9613 | 49.5132 | 37.234 | 1.391 | 11.5261 | 13.6781 | 7.5995 | 39.9% | 10.7% | 98.8% | 68.8% | 58.1% | 4.3% | 0.13342 | 0.14583 | 6.7778 | 14.4444 | 6.3658 | 8.6667 | 12.309 | 9.0185 | 2.4884 | 4.4658 | 12.3797 | 5.2669 | 7.7714 | 3.5134 | 61.5121 | 111.8882 | 55.6574 | 97.7667
North Valley | PIT NO 1 11011552 | 3522 | 238 | 336.5557 | 836 | 627.9946 | 137 | 2.1381e-05 | 17.6805 | 2.9823 | 0.00045586 | 4.2243e-05 | 0.28469 | 0.53592 | {47AA609B-0BD3-40D9-878F-3D1F5D334A7D} | 103721101 | PIT NO 1 1101 | 1552 | 41.0152 | -121.4689 | 295 | 307 | 65193.7785 | 40.5096 | 42573.1939 | 26.4538 | 22620.5846 | 20793.5873 | 10045.3684 | 0.0057872 | 0.0029292 | 2361 | 3.8862 | 11.4173 | 2 | 2.5594 | 7.1652 | -0.72819 | 0.033718 | 0.0046225 | 1.8553 | 291.9662 | 40.7259 | 31.2601 | 1.0053 | 13.6113 | 15.5898 | 0.64488 | 17.6% | 21.8% | 15.6% | 56.4% | 8.7% | 92.8% | 0.13486 | 0.064003 | 1.8941 | 15.8235 | 1.2677 | 3.0181 | 7.9149 | 7.1333 | 1.7694 | 3.0528 | 13.2483 | 7.1112 | 8.4694 | 5.5523 | 50.1001 | 79.6175 | 53.0186 | 84.1949
North Valley | GIRVAN 11011330 | 5926 | 723 | 1214.2941 | 2364 | 1854.6252 | 368 | 8.5134e-05 | 6.7399 | 38.9169 | 0.00043173 | 0.0017502 | 0.30584 | 0.65474 | {614F599C-8E41-4F43-93F2-0A1EC10532ED} | 103401101 | GIRVAN 1101 | 1330 | 40.5176 | -122.5059 | 331 | 251 | 65368.2375 | 40.618 | 49991.4373 | 31.0633 | 15376.8001 | 49037.4544 | 15352.9722 | 0.64408 | 0.031329 | 208 | 5.5692 | 15.9217 | 2.2571 | 2.2591 | 6.9185 | -0.014556 | 0.026932 | 0.0057073 | 3.0392 | 296.9068 | 49.3022 | 33.8518 | 1.5235 | 11.7518 | 13.9505 | 0.62922 | 85% | 82.1% | 69.1% | 68.2% | 73.1% | 12.7% | 0.12726 | 0.024449 | 1.6561 | 13.6214 | 2.9342 | 3.5549 | 9.7157 | 6.8781 | 2.7558 | 4.8368 | 11.1979 | 5.4911 | 7.0749 | 4.0796 | 57.9372 | 82.259 | 62.0623 | 95.3083
North Valley | VOLTA 110293418 | 9158 | 44 | 46.4724 | 253 | 138.1403 | 39 | 4.5441e-05 | 0.037818 | 9.4284 | 1.7185e-06 | 0.00020107 | 0.17391 | 0.33641 | {6FF82506-9D44-457C-9D08-D3108198D9B3} | 102541102 | VOLTA 1102 | 93418 | 40.5138 | -121.7868 | 36 | 13 | 4703.696 |  | 4264.808 |  | 438.888 | 4264.808 | 438.888 | 0.0078417 | 0.0017722 | 1405 | 12.0777 | 26.5922 | 2.0962 | 2.159 | 6.3857 | -0.067107 | 0.064808 | 0.0049445 | 3.3688 | 291.7341 | 41.6957 | 28.5848 | 1.0095 | 13.0778 | 15.747 | 0.99665 | 39.6% | 42.7% | 36.1% | 95.1% | 9.2% | 87.9% | 0.049122 | 0.068269 | 2.04 | 11.12 | 0.054231 | 4.8654 | 9.0746 | 6.6844 | 1.7852 | 3.3113 | 14.0073 | 6.4189 | 7.624 | 4.4912 | 47.6457 | 74.3069 | 49.1656 | 89.2452
Bay Area | EMERALD LAKE 0401circuit_breaker | 2552 | 675 | 1181.1085 | 1267 | 1540.8225 | 107 | 8.8818e-05 | 0.039409 | 0.15454 | 3.4034e-06 | 4.8263e-05 | 0.53275 | 0.76654 | {BF748DD1-7EA7-463E-91B5-1F0876DD9BB0} | 24080401 | EMERALD LAKE 0401 | circuit_breaker | 37.4617 | -122.2772 | 400 | 747 | 65451.3985 | 40.6697 | 33996.9433 | 21.1248 | 31454.4551 | 23419.0309 | 28782.2307 | 0.0051641 | 0.0095036 | 2295 | 4.122 | 11.1459 | 2.3229 | 2.4408 | 6.5416 | 0.097151 | 0.042257 | 0.0067961 | 1.9087 | 296.2985 | 35.3847 | 31.1689 | 1.0183 | 15.0794 | 16.6548 | 11.7524 | 38.7% | 20.2% | 81.1% | 46.1% | 74% | 39.7% | 0.38961 | 0.050224 | 4.8367 | 18.9439 | 1.265 | 4.3993 | 10.3063 | 9.1543 | 2.0908 | 3.8329 | 14.4433 | 10.2074 | 9.9567 | 6.5947 | 59.143 | 64.2395 | 45.8865 | 69.7608
Central Valley | SAND CREEK 11037420 | 4022 | 234 | 629.8659 | 670 | 784.0297 | 178 | 1.5383e-05 | 2708.6637 | 63.5383 | 0.044141 | 0.00039691 | 0.34925 | 0.80337 | {6360CE1E-0CA2-4404-B100-BE673F561AC1} | 254601103 | SAND CREEK 1103 | 7420 | 36.6759 | -119.1869 | 376 | 399 | 65458.4399 | 40.6741 | 38096.5412 | 23.6722 | 27361.8987 | 38096.5412 | 27361.8987 | 0.07065 | 0.0027382 | 941 | 1.0894 | 3.7561 | 2 | 1.914 | 4.5715 | -1.5914 | 0.00669 | 0.006111 | 1.6072 | 297.828 | 57.7532 | 36.267 | 1.5885 | 10.0917 | 11.33 | 0.79996 | 59% | 86.9% | 10% | 16% | 94.7% | 7.5% | 0.007244 | 0.021839 | 1.8716 | 16.709 | 2.043 | 1.1734 | 5.5592 | 4.9643 | 2.8161 | 4.3586 | 9.3489 | 5.6028 | 6.1492 | 3.5408 | 50.1977 | 72.4867 | 72.0566 | 94.9629
North Coast | BIG RIVER 1101952 | 748 | 2295 | 3439.145 | 2518 | 3544.654 | 210 | 9.8657e-05 | 0.03787 | 2.1406 | 3.7356e-06 | 0.00014819 | 0.91144 | 0.97023 | {1DB69746-E909-4FD7-90E8-E346F8AB657A} | 43081101 | BIG RIVER 1101 | 952 | 39.2695 | -123.7812 | 262 | 319 | 35867.9595 | 22.2874 | 26900.4145 | 16.7152 | 8967.545 | 26689.2485 | 8764.0926 | 0.031119 | 0.020718 | 1610 | 14.4152 | 28.1585 | 2 | 2.2479 | 6.0305 | 1.6349 | 0.05815 | 0.0068169 | 3.0699 | 291.729 | 20.1413 | 21.4554 | 0.54862 | 18.5967 | 21.0069 | 1.2131 | 30.4% | 27.6% | 52.2% | 80.4% | 12.1% | 90.6% | 0.073306 | 0.066273 | 2.633 | 17.0138 | 1.0603 | 7.2775 | 11.6576 | 9.6939 | 1.4643 | 2.3821 | 17.883 | 14.5187 | 14.1179 | 10.9792 | 41.9145 | 49.3068 | 30.1165 | 43.9937
Central Valley | BEAR VALLEY 21054609 | 7881 | 47 | 64.2452 | 163 | 128.0126 | 48 | 3.2795e-05 | 0.74876 | 11.2516 | 2.3772e-05 | 0.00019989 | 0.28834 | 0.50187 | {A8F5C818-FC4E-4829-9378-1203403CDD9C} | 252192105 | BEAR VALLEY 2105 | 4609 | 37.713 | -120.0988 | 49 | 52 | 12030.0497 |  | 7321.9227 |  | 4708.127 | 7321.9227 | 4708.127 | 0.0095947 | 0.0015742 | 1409 | 4.5947 | 12.1161 | 2 | 2.0303 | 4.5841 | -0.85086 | 0.019806 | 0.0052453 | 2.0838 | 295.8659 | 53.3641 | 36.6173 | 1.3562 | 10.9643 | 12.4134 | 0.93575 | 38.8% | 47.1% | 31% | 61% | 71% | 17.3% | 0.01429 | 0.093107 | 1.6129 | 15.4194 | 0.92854 | 1.5825 | 7.9085 | 6.875 | 2.1093 | 3.7565 | 10.8655 | 6.1132 | 7.3077 | 4.2274 | 53.1926 | 80.8802 | 63.2813 | 91.429
Central Coast | ROB ROY 210512474 | 3149 | 122 | 236.3524 | 572 | 495.9736 | 41 | 4.8459e-05 | 0.037818 | 7.6348 | 1.8326e-06 | 0.00019923 | 0.21329 | 0.47654 | {FFC04C14-5557-4FC3-9795-3587569ECB50} | 83692105 | ROB ROY 2105 | 12474 | 36.9713 | -121.8735 | 229 | 605 | 41838.1603 |  | 13639.2736 |  | 28198.8867 | 4762.2826 | 12450.4122 | 0.0081685 | 0.0019868 | 1410 | 4.3762 | 12.794 | 2 | 1.8589 | 4.8807 | -1.9745 | 0.1137 | 0.0070994 | 1.7248 | 294.3693 | 31.0939 | 24.813 | 0.73988 | 15.9333 | 17.3465 | 15.9976 | 70.3% | 74.2% | 61.2% | 63.2% | 21.1% | 68.7% | 0.38755 | 0.090435 | 6.9767 | 20.3721 | 2.9328 | 12.4348 | 6.8884 | 6.3789 | 1.746 | 3.1604 | 15.0188 | 11.5168 | 9.5014 | 7.0376 | 39.9243 | 50.3907 | 43.0557 | 63.7948
Sierra | MOUNTAIN QUARRIES 21011346 | 156 | 1089 | 1920.0492 | 3079 | 2820.7866 | 476 | 7.6991e-05 | 60.8672 | 13.6473 | 0.0034723 | 0.00057612 | 0.35369 | 0.68068 | {B959CC4A-E894-449B-BBA9-D2734BD80359} | 152282101 | MOUNTAIN QUARRIES 2101 | 1346 | 38.8931 | -120.9977 | 703 | 477 | 73328.0209 | 45.564 | 49477.6546 | 30.7441 | 23850.3663 | 49477.6546 | 23850.3663 | 0.27423 | 0.036648 | 701 | 4.3938 | 11.9635 | 2 | 2.0203 | 5.5723 | 1.4703 | 0.030528 | 0.0056723 | 2.7349 | 295.8697 | 48.5193 | 34.2175 | 1.3092 | 12.0348 | 13.8147 | 1.8871 | 53.7% | 47.9% | 48.3% | 52.2% | 63.4% | 32.2% | 0.08003 | 0.040771 | 2.3041 | 16.1559 | 3.1259 | 4.644 | 8.0267 | 6.4648 | 2.2422 | 4.04 | 12.6969 | 5.7105 | 8.3964 | 3.9161 | 54.3375 | 91.3202 | 54.2832 | 93.6701
Sierra | SHINGLE SPRINGS 210819622 | 3023 | 189 | 302.2105 | 752 | 520.1525 | 66 | 9.2221e-05 | 77.5386 | 2.6444 | 0.006242 | 0.00019884 | 0.25133 | 0.581 | {95880633-835C-41AD-A217-FF4EBDC70BBD} | 153652108 | SHINGLE SPRINGS 2108 | 19622 | 38.6569 | -120.9928 | 385 | 771 | 43646.8098 |  | 18790.9041 |  | 24855.9057 | 8713.308 | 8953.124 | 0.013123 | 0.0060866 | 1412 | 3.0507 | 9.0162 | 2.0247 | 2.3661 | 6.1452 | -0.42689 | 0.06642 | 0.0060592 | 2.4488 | 297.0343 | 47.0986 | 33.2768 | 1.3544 | 12.3659 | 14.0647 | 20.2855 | 24.6% | 11.3% | 65.9% | 39.8% | 91.5% | 55.1% | 0.59299 | 0.039012 | 5.7895 | 19.7632 | 5.1151 | 9.284 | 7.4326 | 5.6682 | 2.4624 | 4.2204 | 12.7545 | 6.3284 | 8.4915 | 4.2271 | 48.8522 | 81.2976 | 54.4463 | 90.3426
North Valley | GIRVAN 1101circuit_breaker | 9122 | 29 | 41.0732 | 88 | 64.9637 | 18 | 7.5801e-05 | 4.6261 | 2.8512 | 0.00028259 | 0.00019881 | 0.32955 | 0.63225 | {DEF16B60-E22C-4BAF-BEFC-F4B0E169B38F} | 103401101 | GIRVAN 1101 | circuit_breaker | 40.5132 | -122.3787 | 46 | 29 | 7073.6118 |  | 5303.193 |  | 1770.4187 | 2142.1974 | 1770.4187 | 0.0035786 | 0.0013644 | 1413 | 1.3244 | 5.2728 | 2 | 2.1267 | 7.8038 | 0.074773 | 0.011538 | 0.0058726 | 2.5234 | 298.4223 | 48.4552 | 34.1802 | 1.6163 | 12.0686 | 14.1331 | 13.7205 | 39.3% | 20.6% | 63% | 20.5% | 96.5% | 34.1% | 0.63341 | 0.01 | 3 | 14.7895 | 4.8869 | 3.3846 | 10.2467 | 7.3695 | 2.9761 | 5.0059 | 11.148 | 5.7038 | 7.2387 | 4.3809 | 62.4043 | 80.5405 | 61.8689 | 92.462
Bay Area | SILVERADO 2104806 | 2773 | 565 | 883.3769 | 958 | 1063.8949 | 149 | 6.4724e-05 | 1.6231 | 1.6268 | 8.8408e-05 | 7.8947e-05 | 0.58977 | 0.83032 | {B06F68AD-C4A0-4C48-AC8B-ACB86AC8FCA9} | 43432104 | SILVERADO 2104 | 806 | 38.6169 | -122.4244 | 249 | 162 | 66122.818 | 41.0869 | 52895.6546 | 32.8679 | 13227.1635 | 29193.0346 | 8922.4069 | 0.011763 | 0.0096439 | 2013 | 3.1501 | 9.3176 | 2.181 | 2.1737 | 6.2994 | -1.2352 | 0.017511 | 0.0064017 | 2.3976 | 296.714 | 40.7047 | 33.3977 | 1.1715 | 13.977 | 15.6101 | 0.55995 | 56.4% | 55.2% | 63.9% | 31.8% | 95.8% | 10.5% | 0.13473 | 0.028853 | 1.2378 | 12.4085 | 1.7943 | 2.1674 | 10.5089 | 8.2109 | 2.2247 | 3.7118 | 13.766 | 7.6567 | 8.8789 | 4.756 | 57.4977 | 89.4022 | 49.134 | 82.6161
North Coast | MIDDLETOWN 1101612 | 9493 | 0 | 0 | 1 | 0.35094 | 1 | 0.0001564 | 0.070759 | 1.27 | 1.1067e-05 | 0.00019863 | 0 | 0 | {E7C5D89B-64E1-4E8D-A11F-B21BB10A3931} | 43141101 | MIDDLETOWN 1101 | 612 | 38.6742 | -122.5875 | 31 | 29 | 19701.1136 |  | 6226.4809 |  | 13474.6328 | 6226.4809 | 13474.6328 | 0.00019863 | 0.0001564 | 1415 | 14.6149 | 29.6969 | 3 | 2.5679 | 7.3044 | 0.54739 | 0.069935 | 0.0067854 | 3.204 | 294.9828 | 39.678 | 31.3103 | 1.0717 | 14.2604 | 16.2243 | 0.19068 | 40.6% | 18.9% | 82.8% | 84.3% | 69.3% | 19.5% | 0.036621 | 0.031308 | 1.2222 | 12.9778 | 0.31497 | 0.90323 | 10.2669 | 7.4507 | 2.0757 | 3.6541 | 14.5151 | 6.8031 | 7.9408 | 4.4602 | 48.5444 | 80.7299 | 47.4607 | 87.2399
Central Valley | TAR FLAT 0401circuit_breaker | 4123 | 79 | 112.8785 | 459 | 278.8135 | 33 | 9.7216e-05 | 0.97493 | 2.671 | 6.7741e-05 | 0.0001986 | 0.17211 | 0.40485 | {EA023699-472E-4198-908E-801A3A6750F5} | 163240401 | TAR FLAT 0401 | circuit_breaker | 37.9845 | -120.3795 | 107 | 418 | 22670.0405 |  | 5901.3044 |  | 16768.7361 | 5449.6774 | 14684.8851 | 0.0065536 | 0.0032081 | 1416 | 4.5045 | 11.3695 | 2.0556 | 2.305 | 5.3705 | 0.13519 | 0.11083 | 0.0061887 | 2.1017 | 296.4568 | 42.3024 | 33.3302 | 1.2104 | 13.6695 | 15.1648 | 14.1294 | 38.4% | 11.7% | 89.8% | 58.1% | 25.1% | 97.6% | 0.51561 | 0.080278 | 9.3714 | 21.4286 | 2.7544 | 12.75 | 11.0617 | 8.1588 | 2.0433 | 3.8279 | 13.4429 | 7.125 | 9.3078 | 4.7618 | 47.4526 | 82.5258 | 51.1036 | 85.5408
Sierra | DRUM 1101circuit_breaker | 9161 | 28 | 27.6544 | 48 | 39.5248 | 11 | 2.4606e-05 | 0.041811 | 22.7775 | 1.0227e-06 | 0.00019727 | 0.58333 | 0.69967 | {4FA3034C-CC34-47A2-AF7A-8A1D1515E919} | 152321101 | DRUM 1101 | circuit_breaker | 39.2565 | -120.7668 | 32 | 6 | 3516.2484 |  | 3389.5909 |  | 126.6575 | 3389.5909 | 126.6575 | 0.0021699 | 0.00027066 | 1417 | 11.5704 | 29.1826 | 3 | 1.9767 | 6.1098 | -0.80705 | 0.026829 | 0.0047351 | 4.5629 | 291.194 | 51.3929 | 35.9294 | 1.1278 | 10.6235 | 13.0274 | 0.78118 | 24.4% | 66.8% | 7.1% | 98.5% | 10.7% | 0.2% | 0.12799 | 0.1094 | 2.6667 | 8.8 | 0.039512 | 1.1707 | 12.5611 | 8.9358 | 1.9066 | 3.2728 | 11.3772 | 5.3177 | 6.1705 | 3.7617 | 66.815 | 94.9573 | 61.1839 | 95.6087
Bay Area | SAN RAFAEL 11042235 | 7858 | 10 | 12.8683 | 55 | 39.1324 | 4 | 8.7596e-05 | 0.037818 | 2.1974 | 3.3127e-06 | 0.0001971 | 0.18182 | 0.32884 | {B57323AB-C84A-4096-B877-0C808916375A} | 42011104 | SAN RAFAEL 1104 | 2235 | 37.9839 | -122.5713 | 27 | 149 | 8262.1431 |  | 1389.3312 |  | 6872.8118 | 240.5368 | 972.4334 | 0.00078842 | 0.00035039 | 1418 | 6.4984 | 15.9298 | 2 | 2.0029 | 6.3812 | 11.3605 | 0.165 | 0.007088 | 2.646 | 295.5983 | 33.4761 | 29.7558 | 0.92385 | 15.1828 | 16.9437 | 14.7113 | 82% | 63.2% | 80.4% | 75.9% | 57.7% | 46.6% | 0.41652 | 0.0125 | 11.25 | 22 | 4.055 | 13.75 | 11.1006 | 9.5465 | 1.8939 | 3.4553 | 13.6122 | 11.4718 | 11.2345 | 8.6662 | 55.324 | 59.8089 | 45.8391 | 58.0931
Central Valley | MARTELL 1101circuit_breaker | 3987 | 106 | 161.2651 | 228 | 212.6838 | 51 | 7.0781e-05 | 54.5054 | 6.0558 | 0.0041253 | 0.00019603 | 0.46491 | 0.75824 | {2C34AC51-01A3-44C9-B45A-F5786A7BA8F0} | 163011101 | MARTELL 1101 | circuit_breaker | 38.3691 | -120.7969 | 399 | 748 | 53779.4966 |  | 21373.1568 |  | 32406.3398 | 8464.9135 | 6217.4051 | 0.0099978 | 0.0036099 | 1419 | 2.0361 | 8.8603 | 2 | 1.9975 | 5.7098 | -0.13974 | 0.015912 | 0.0062439 | 2.382 | 295.9493 | 44.2304 | 30.8397 | 1.2245 | 12.9494 | 14.6203 | 10.0512 | 38.1% | 27.8% | 73.4% | 46.1% | 30.8% | 73.4% | 0.23667 | 0.031606 | 2.3846 | 13.5385 | 1.7604 | 1.6642 | 10.7466 | 7.4246 | 2.1896 | 3.7747 | 13.2216 | 6.8055 | 9.1298 | 4.6768 | 43.4011 | 69.2163 | 49.8078 | 86.7591
Bay Area | RADUM 1105MR282 | 717 | 246 | 410.9442 | 746 | 722.579 | 51 | 7.3743e-05 | 0.042554 | 3.6451 | 3.152e-06 | 0.000196 | 0.32976 | 0.56872 | {AFD202FA-B4DE-44FF-BED9-22B6EABBD39F} | 13151105 | RADUM 1105 | MR282 | 37.6491 | -121.8809 | 211 | 288 | 21680.9107 |  | 10192.3583 |  | 11488.5524 | 4954.2228 | 6931.9392 | 0.0099962 | 0.0037609 | 1420 | 3.7281 | 10.7428 | 2.4262 | 3.528 | 7.4719 | -1.0905 | 0.081148 | 0.0067776 | 1.2941 | 296.3946 | 38.5148 | 32.3445 | 1.0732 | 14.4174 | 15.6621 | 12.5378 | 81.9% | 73.5% | 73.3% | 41.9% | 81.3% | 21.4% | 0.28981 | 0.08541 | 4.9615 | 19.8846 | 4.0787 | 12.2295 | 7.702 | 6.6071 | 2.1306 | 3.7633 | 13.7404 | 9.3282 | 9.9449 | 6.0063 | 47.8414 | 66.5713 | 47.6977 | 74.3102
Sierra | PENRYN 110551676 | 6699 | 301 | 530.5756 | 1004 | 844.0895 | 116 | 7.6952e-05 | 458.1028 | 12.9772 | 0.033586 | 0.00051035 | 0.2998 | 0.62858 | {6FA4A1F6-3AB8-4114-8002-DF4E0174192B} | 152561105 | PENRYN 1105 | 51676 | 38.8519 | -121.1638 | 260 | 352 | 36741.2074 | 22.83 | 18974.9476 | 11.7905 | 17766.2599 | 11966.6651 | 12450.1185 | 0.059201 | 0.0089265 | 788 | 2.6058 | 7.3807 | 2 | 2.4206 | 6.2154 | 0.2333 | 0.032278 | 0.0064538 | 2.2173 | 296.9217 | 45.6395 | 31.5091 | 1.3081 | 12.6572 | 14.2039 | 4.2721 | 50.7% | 46.9% | 48% | 25.9% | 61.2% | 75.9% | 0.033716 | 0.038348 | 1.5308 | 13.305 | 1.633 | 2.2546 | 9.4899 | 6.6283 | 2.4005 | 4.2014 | 12.7116 | 6.294 | 8.7903 | 4.2685 | 53.2697 | 78.8037 | 54.3138 | 88.4308
North Coast | BIG RIVER 11011286 | 4594 | 551 | 983.2668 | 853 | 1121.0176 | 75 | 8.6556e-05 | 0.037818 | 3.9573 | 3.2734e-06 | 0.00019503 | 0.64596 | 0.87712 | {DFBBBB18-D02D-419D-977F-28C5BC8837E8} | 43081101 | BIG RIVER 1101 | 1286 | 39.3191 | -123.8002 | 162 | 195 | 24471.5803 |  | 12142.2229 |  | 12329.3575 | 6546.1056 | 4985.4612 | 0.014627 | 0.0064917 | 1422 | 17.3167 | 35.5294 | 2 | 3.1971 | 8.4776 | 1.001 | 0.065347 | 0.0068763 | 2.7584 | 289.5846 | 18.1337 | 20.3431 | 0.37364 | 19.1389 | 21.4429 | 2.1795 | 40.4% | 45.6% | 39.8% | 92.3% | 2.2% | 94.5% | 0.12424 | 0.23945 | 2.1143 | 16.1286 | 1.8983 | 8.4455 | 12.4053 | 10.1755 | 1.2224 | 1.7395 | 18.4737 | 14.9964 | 14.7475 | 11.8749 | 41.6101 | 48.0683 | 28.0442 | 41.7452
Bay Area | ALTO 1125935 | 629 | 151 | 415.6176 | 579 | 649.3046 | 40 | 5.3888e-05 | 0.038093 | 4.8568 | 2.0556e-06 | 0.00019398 | 0.26079 | 0.6401 | {8EF016F0-1EE5-4AEA-B654-4E375979814E} | 42031125 | ALTO 1125 | 935 | 37.8792 | -122.5383 | 94 | 402 | 23365.0536 |  | 5180.4035 |  | 18184.6501 | 5180.4035 | 18184.6501 | 0.0077593 | 0.0021555 | 1423 | 5.1655 | 12.8526 | 2 | 3.6701 | 8.3761 | 0.0033062 | 0.12289 | 0.0073377 | 2.1309 | 291.9202 | 25.9838 | 23.0528 | 0.56443 | 16.7074 | 18.3906 | 13.357 | 81.7% | 80.6% | 51.5% | 59.7% | 4.4% | 90.4% | 0.40131 | 0.075556 | 9.8537 | 21.6829 | 6.1184 | 12.8667 | 10.7213 | 9.0537 | 1.391 | 2.292 | 16.1559 | 14.0759 | 12.3307 | 10.2024 | 48.1943 | 45.0656 | 35.7221 | 46.5035
Central Coast | PAUL SWEET 2109circuit_breaker | 2181 | 153 | 305.4495 | 589 | 558.7299 | 47 | 5.6911e-05 | 0.037818 | 5.0327 | 2.1522e-06 | 0.00019391 | 0.25976 | 0.54669 | {8C8A8C09-E52E-42BB-8F77-24A43F9E99B3} | 83252109 | PAUL SWEET 2109 | circuit_breaker | 36.9922 | -121.982 | 431 | 1083 | 70567.0846 |  | 20163.9647 |  | 50403.1199 | 4486.5579 | 9738.533 | 0.0091136 | 0.0026748 | 1424 | 6.2457 | 15.3995 | 2.3735 | 1.5325 | 4.1228 | 2.6896 | 0.04241 | 0.007246 | 1.8738 | 294.0931 | 29.7649 | 23.8916 | 0.702 | 16.2086 | 17.6826 | 18.7426 | 70.1% | 63.9% | 68.9% | 70.3% | 17.4% | 77.5% | 0.22017 | 0.050482 | 4.2656 | 20.4844 | 2.0259 | 7.0964 | 7.0082 | 6.4156 | 1.6819 | 3.0667 | 15.3439 | 11.9803 | 9.689 | 7.4151 | 39.562 | 48.6257 | 41.7488 | 61.3139
Bay Area | OAKLAND K 1104CR326 | 2249 | 100 | 317.0013 | 208 | 376.3521 | 16 | 6.2166e-05 | 0.037817 | 9.5907 | 2.351e-06 | 0.00019383 | 0.48077 | 0.8423 | {993BD642-B43F-4A07-B618-DAD20FD40FEE} | 12101104 | OAKLAND K 1104 | CR326 | 37.8309 | -122.1963 | 42 | 157 | 8977.2003 |  | 2098.9601 |  | 6878.2403 | 2098.9601 | 6878.2403 | 0.0031013 | 0.00099466 | 1425 | 9.6255 | 20.2939 | 3 | 2.749 | 6.257 | 0.63219 | 0.18688 | 0.0068886 | 2.0291 | 292.7228 | 33.593 | 31.1069 | 0.74527 | 15.0793 | 16.6155 | 9.1551 | 81.5% | 90.7% | 61.5% | 91.8% | 27% | 39.6% | 0.23795 | 0.053125 | 12.6875 | 22 | 12.2681 | 13 | 8.1348 | 7.4911 | 1.5932 | 3.128 | 14.6755 | 10.5274 | 9.8941 | 6.9254 | 51.4063 | 60.6704 | 45.4816 | 66.3607
North Coast | REDBUD 1102circuit_breaker | 4143 | 208 | 377.4765 | 500 | 500.0976 | 105 | 6.9539e-05 | 66.9206 | 3.5437 | 0.0044053 | 0.00014734 | 0.416 | 0.75481 | {5D4D8690-5B01-4EDA-9ADD-A0F82EE8F0D4} | 43191102 | REDBUD 1102 | circuit_breaker | 39.0271 | -122.6628 | 248 | 194 | 60758.469 | 37.7537 | 32033.4913 | 19.9047 | 28724.9778 | 26827.5429 | 21672.9137 | 0.015471 | 0.0073016 | 1618 | 3.6529 | 10.5038 | 2.0378 | 3.2309 | 8.4721 | -1.3613 | 0.017356 | 0.0061266 | 2.2424 | 296.2807 | 44.7337 | 35.4793 | 1.2636 | 13.0623 | 14.7661 | 2.3771 | 30% | 41.6% | 20% | 22.9% | 98.1% | 2.9% | 0.20621 | 0.015778 | 1.7644 | 13.6754 | 1.0319 | 1.1111 | 9.4302 | 7.2235 | 2.3622 | 4.2167 | 12.8888 | 6.5522 | 7.7715 | 4.0252 | 57.6832 | 86.3602 | 53.8129 | 88.9355
North Valley | OREGON TRAIL 11031500 | 2683 | 719 | 1281.0087 | 2271 | 1875.6327 | 294 | 7.3793e-05 | 119.5226 | 27.8183 | 0.0064224 | 0.0010521 | 0.3166 | 0.68297 | {31065709-9564-4E9B-B7A7-65368041A59F} | 103521103 | OREGON TRAIL 1103 | 1500 | 40.6121 | -122.3836 | 428 | 511 | 66362.7013 | 41.236 | 41519.6675 | 25.7992 | 24843.0339 | 41462.2575 | 24843.0339 | 0.30932 | 0.021695 | 383 | 2.7011 | 7.0404 | 2 | 1.7984 | 6.2099 | 0.033776 | 0.026577 | 0.0059839 | 3.0925 | 298.2231 | 49.6778 | 34.0142 | 1.6504 | 11.5847 | 13.8147 | 7.0127 | 74.6% | 73.4% | 61.3% | 35% | 99.1% | 6.1% | 0.26754 | 0.010746 | 2.6379 | 16.4397 | 2.8774 | 4.3423 | 9.9563 | 7.1881 | 2.9617 | 4.992 | 11.0529 | 5.3399 | 6.9425 | 4.0684 | 60.7326 | 77.2056 | 62.5583 | 94.2079
North Valley | BUCKS CREEK 11031131 | 7175 | 80 | 161.3756 | 435 | 323.9066 | 49 | 2.6172e-05 | 0.037818 | 14.2013 | 9.8976e-07 | 0.00019368 | 0.18391 | 0.49822 | {40490190-B706-4F2D-B025-20A71CF73A68} | 102211103 | BUCKS CREEK 1103 | 1131 | 39.8684 | -121.1742 | 49 | 71 | 8567.9493 |  | 4424.1224 |  | 4143.827 | 4424.1224 | 4143.827 | 0.0094902 | 0.0012824 | 1428 | 7.6445 | 16.6776 | 2.9206 | 2.6475 | 7.7127 | -1.7482 | 0.088413 | 0.004536 | 6.2266 | 288.8195 | 47.3594 | 37.2484 | 0.96194 | 11.3628 | 14.15 | 0.8818 | 39% | 54.9% | 19.4% | 71.7% | 3.5% | 0.6% | 0.086954 | 0.041429 | 2.5957 | 18.0213 | 0.065079 | 6.9048 | 13.5132 | 10.5188 | 1.6294 | 2.9879 | 12.6366 | 5.3258 | 6.8992 | 3.8503 | 66.0697 | 114.6064 | 55.2832 | 95.4685
Bay Area | PUEBLO 21031970 | 4753 | 90 | 182.675 | 648 | 481.3375 | 48 | 6.4328e-05 | 0.5174 | 8.0182 | 2.8773e-05 | 0.00019341 | 0.13889 | 0.37952 | {D374E70A-F10D-42BF-BFC9-DC52D8E99DC6} | 43292103 | PUEBLO 2103 | 1970 | 38.3156 | -122.3419 | 228 | 490 | 40241.9657 |  | 13574.3858 |  | 26667.5799 | 5037.9118 | 4479.3839 | 0.0092835 | 0.0030877 | 1429 | 2.437 | 8.1944 | 2 | 2.5107 | 6.5699 | -0.77071 | 0.038837 | 0.0069712 | 2.4759 | 296.9145 | 35.5075 | 31.1371 | 1.0733 | 15.1213 | 16.7092 | 10.0575 | 81.3% | 88.1% | 63.5% | 25.4% | 81.5% | 41.7% | 0.15526 | 0.042558 | 1.3922 | 12.9796 | 2.0517 | 7.5349 | 6.9977 | 5.8486 | 2.0314 | 3.7738 | 14.169 | 10.2394 | 10.9999 | 6.8371 | 48.9873 | 62.7245 | 45.0102 | 68.5371
Bay Area | TASSAJARA 210812712 | 3285 | 48 | 63.537 | 151 | 124.7797 | 18 | 8.9075e-05 | 0.037818 | 4.7047 | 3.3686e-06 | 0.00019312 | 0.31788 | 0.50919 | {99848A3D-3AE5-4D01-A9C7-8BD9676BEFEE} | 14662108 | TASSAJARA 2108 | 12712 | 37.8471 | -122.0327 | 97 | 224 | 16097.1475 |  | 5358.1983 |  | 10738.9492 | 1348.3115 | 555.7853 | 0.0034762 | 0.0016033 | 1430 | 3.9598 | 11.1766 | 3 | 3.706 | 7.7469 | -8.3171 | 0.046842 | 0.0066353 | 1.7424 | 295.5568 | 36.3723 | 33.5453 | 1.0023 | 14.7949 | 16.2078 | 18.7946 | 81.1% | 79.6% | 81.3% | 46.3% | 71.7% | 28.9% | 0.2196 | 0.052105 | 2.75 | 15.5 | 2.2305 | 7.9474 | 7.8352 | 7.3691 | 2.0507 | 3.6988 | 14.1769 | 9.7261 | 10.2039 | 6.3624 | 49.726 | 71.3885 | 45.3182 | 71.9077
North Coast | FRUITLAND 11426064 | 7532 | 286 | 432.3608 | 434 | 510.4384 | 44 | 0.00019013 | 0.045429 | 0.99982 | 9.0473e-06 | 0.00019294 | 0.65899 | 0.84704 | {4A1EC5D3-CF7E-4E3A-B115-9A4757B7DAC6} | 192311142 | FRUITLAND 1142 | 6064 | 40.2943 | -123.8195 | 83 | 82 | 21625.1905 |  | 13612.899 |  | 8012.2914 | 9593.2152 | 7060.6858 | 0.0084892 | 0.0083655 | 1431 | 13.0517 | 27.7844 | 2 | 2.8186 | 6.8051 | -0.84437 | 0.056522 | 0.0069183 | 3.9327 | 293.3807 | 26.2725 | 23.0566 | 0.78003 | 17.0981 | 20.0042 | 0.6763 | 40.1% | 14.8% | 92.2% | 79.4% | 28.8% | 60.2% | 0.14848 | 0.12454 | 1.7439 | 16.0122 | 0.2646 | 2.6957 | 11.2973 | 8.1134 | 1.8091 | 3.1687 | 16.3929 | 9.9829 | 11.1358 | 7.0316 | 39.2372 | 60.1759 | 37.4254 | 66.7768
Central Valley | MARIPOSA 2102241564 | 5336 | 4 | 7.7884 | 11 | 10.4895 | 7 | 5.366e-05 | 11.082 | 7.7823 | 0.00063002 | 0.00019269 | 0.36364 | 0.74249 | {96707C24-07B2-408B-B719-59181F4D3F8C} | 254452102 | MARIPOSA 2102 | 241564 | 37.4871 | -119.9619 | 43 | 13 | 2371.1669 |  | 1779.8257 |  | 591.3412 | 874.7258 | 209.6462 | 0.0013488 | 0.00037562 | 1432 | 1.3962 | 4.783 | 2.4667 | 2.396 | 5.1281 | -5.0901 | 0.002 | 0.0058392 | 2.0809 | 296.7112 | 49.4728 | 31.9436 | 1.3522 | 11.8987 | 13.2972 | 14.3048 | 37.7% | 36.1% | 59% | 21.1% | 69.4% | 44.6% | 0.10645 | 0.038667 | 2.125 | 15 | 0.48 | 0.73333 | 8.0126 | 6.8835 | 2.2965 | 3.8014 | 11.7288 | 6.4307 | 7.835 | 4.4309 | 42.7483 | 67.6428 | 59.64 | 89.2244
North Coast | LOW GAP 11014086 | 4382 | 635 | 813.691 | 965 | 976.2068 | 135 | 0.00013817 | 0.32997 | 1.0039 | 3.7884e-05 | 0.0001463 | 0.65803 | 0.83352 | {71DE392B-20E6-4124-9FFE-851197719244} | 192411101 | LOW GAP 1101 | 4086 | 40.3025 | -123.3539 | 87 | 69 | 19778.9957 | 12.2901 | 18494.205 | 11.4918 | 1284.7907 | 18494.205 | 1284.7907 | 0.01975 | 0.018654 | 1623 | 5.0195 | 13.4914 | 2 | 2.5582 | 7.4284 | 0.77862 | 0.025611 | 0.0056452 | 4.5481 | 292.4739 | 35.268 | 27.6127 | 0.95579 | 14.599 | 17.5991 | 0.75808 | 29.7% | 14.9% | 75.1% | 36% | 58.9% | 27.1% | 0.097023 | 0.049095 | 1.7097 | 14.1398 | 1.1882 | 4.3665 | 12.0838 | 8.3947 | 1.6872 | 3.4298 | 15.2599 | 7.2089 | 9.44 | 4.5793 | 50.7397 | 77.2018 | 42.2592 | 84.832
North Coast | LUCERNE 11062327 | 7183 | 22 | 34.9859 | 59 | 51.2028 | 17 | 0.00010486 | 0.051381 | 2.5335 | 5.0297e-06 | 0.00019083 | 0.37288 | 0.68328 | {A3F717BF-A7F9-4D6D-9334-FEB4D4CA058B} | 43351106 | LUCERNE 1106 | 2327 | 39.0672 | -122.7833 | 30 | 103 | 6578.3575 |  | 2038.5927 |  | 4539.7648 | 1891.7626 | 3406.5386 | 0.0032441 | 0.0017827 | 1434 | 4.3048 | 16.281 | 2 | 3.168 | 8.4113 | -4.0334 | 0.048696 | 0.0062628 | 2.998 | 295.4419 | 43.204 | 36.6144 | 1.1843 | 13.2777 | 15.35 | 3.3908 | 39.8% | 32.6% | 59.7% | 44.7% | 82.1% | 5.6% | 0.49576 | 0.033043 | 5.25 | 22.1 | 1.0752 | 2.5652 | 9.5709 | 7.928 | 2.2614 | 4.0883 | 13.2696 | 6.323 | 7.4415 | 3.756 | 57.6372 | 92.1571 | 52.4981 | 91.0069
Central Valley | MARIPOSA 2101439030 | 1005 | 9 | 12.25 | 58 | 38.5493 | 26 | 5.5e-05 | 0.037818 | 7.6752 | 2.08e-06 | 0.00019082 | 0.15517 | 0.31777 | {B1C3BF34-DFE5-420F-B7AD-C0CAC681FC7D} | 254452101 | MARIPOSA 2101 | 439030 | 37.4657 | -119.7562 | 314 | 470 | 58722.1343 |  | 31566.7616 |  | 27155.3727 | 31566.7616 | 27155.3727 | 0.0049613 | 0.00143 | 1435 | 5.2206 | 13.9336 | 2.9397 | 1.475 | 3.7091 | -0.38811 | 0.044547 | 0.0055823 | 2.4993 | 294.3364 | 50.1441 | 35.517 | 1.1968 | 11.4544 | 13.0161 | 1.0735 | 37.5% | 35.9% | 60.1% | 66.5% | 21.7% | 32.4% | 0.008497 | 0.082716 | 2.657 | 17.4621 | 0.035108 | 0.125 | 10.4859 | 8.7551 | 2.1109 | 3.3963 | 10.7623 | 6.4881 | 6.6596 | 4.2067 | 53.9463 | 76.6216 | 64.2321 | 89.1796
Bay Area | SOBRANTE 1101circuit_breaker | 1451 | 1071 | 2418.0354 | 3039 | 3603.777 | 219 | 6.7236e-05 | 0.047118 | 1.9604 | 2.7781e-06 | 0.00010095 | 0.35242 | 0.67097 | {AC34AADC-41EC-4F75-A750-22A938BF80E6} | 14671101 | SOBRANTE 1101 | circuit_breaker | 37.9051 | -122.2077 | 443 | 936 | 66650.0216 | 41.4145 | 24837.5413 | 15.4334 | 41812.4804 | 22159.2029 | 36243.1072 | 0.022107 | 0.014725 | 1865 | 4.5946 | 12.6035 | 2 | 3.3617 | 7.2344 | -0.15504 | 0.070954 | 0.0069317 | 1.8408 | 294.5159 | 32.0295 | 28.7531 | 0.84979 | 15.7381 | 17.1997 | 9.3862 | 63.7% | 60% | 66.8% | 57.7% | 46.8% | 77.1% | 0.32607 | 0.034982 | 4.725 | 19.937 | 4.1807 | 10.7385 | 7.2746 | 6.842 | 1.8749 | 3.4612 | 15.4252 | 10.9444 | 10.3571 | 7.0777 | 43.0735 | 60.5433 | 41.755 | 64.8361
Central Coast | PASO ROBLES 110355374 | 2246 | 3 | 3.9134 | 23 | 13.7967 | 13 | 3.0317e-05 | 1025.8325 | 7.5422 | 0.03572 | 0.00019065 | 0.13043 | 0.28365 | {7E3660A3-92BC-4694-A2D5-248E2793B9A8} | 182611103 | PASO ROBLES 1103 | 55374 | 35.6203 | -120.6962 | 174 | 417 | 39635.5094 |  | 17000.9166 |  | 22634.5927 | 3793.0347 | 4346.0958 | 0.0024785 | 0.00039412 | 1437 | 0.83325 | 2.6367 | 2 | 2.5033 | 6.9425 | 0.51507 | 0.015429 | 0.0059473 | 1.011 | 298.2181 | 42.8668 | 36.4336 | 1.2919 | 13.8004 | 14.5443 | 0.66416 | 69.8% | 73.6% | 28.9% | 6.6% | 91.8% | 22.7% | 0.093794 | 0.017143 | 1.4412 | 16 | 0.043714 | 0.32857 | 8.6442 | 8.2747 | 2.1554 | 3.822 | 12.5413 | 9.1491 | 8.988 | 5.8823 | 57.9534 | 78.9104 | 55.2226 | 75.2516
Bay Area | BRYANT 0402circuit_breaker | 959 | 197 | 389.751 | 523 | 587.9821 | 34 | 6.6134e-05 | 0.038464 | 5.5825 | 2.5241e-06 | 0.00019059 | 0.37667 | 0.66286 | {0C454A4D-2638-47F8-A6A3-CB153585DC8C} | 13090402 | BRYANT 0402 | circuit_breaker | 37.8765 | -122.1796 | 212 | 813 | 53799.5825 |  | 12542.5322 |  | 41257.0503 | 3304.7718 | 9503.4695 | 0.0064802 | 0.0022486 | 1438 | 5.4328 | 13.551 | 2.1064 | 3.6133 | 7.2097 | -3.1207 | 0.098511 | 0.0067949 | 1.9838 | 293.5046 | 32.3036 | 29.1174 | 0.79939 | 15.5172 | 17.0219 | 7.2592 | 80.9% | 83.2% | 65.2% | 63.9% | 37.2% | 65.5% | 0.2222 | 0.059787 | 5.7073 | 21.5854 | 3.9253 | 11.1277 | 7.6945 | 7.1514 | 1.6964 | 3.3129 | 15.3167 | 10.8457 | 10.2495 | 7.1533 | 44.434 | 60.787 | 42.0071 | 65.1737
North Coast | HARTLEY 1101738 | 1776 | 196 | 281.6321 | 348 | 323.3935 | 43 | 9.3452e-05 | 0.037818 | 2.6996 | 3.5341e-06 | 0.00019004 | 0.56322 | 0.87086 | {7E2F1938-FEBF-4ABD-86B8-56A7EC0C222F} | 43211101 | HARTLEY 1101 | 738 | 39.0621 | -122.9311 | 229 | 701 | 45344.7705 |  | 12990.0963 |  | 32354.6742 | 3766.2764 | 7619.9811 | 0.0081716 | 0.0040184 | 1440 | 2.8822 | 8.4912 | 2 | 2.6013 | 6.955 | 0.21308 | 0.058 | 0.006061 | 2.2044 | 296.5112 | 38.003 | 37.7634 | 1.1835 | 14.6156 | 16.3923 | 8.6877 | 39.4% | 34% | 46.8% | 12.1% | 81.7% | 27.6% | 0.30708 | 0.051143 | 3.6444 | 18.2444 | 4.6181 | 4.9714 | 11.5798 | 9.9985 | 2.3794 | 4.0097 | 13.6107 | 8.0907 | 9.4934 | 5.0967 | 65.94 | 94.0724 | 49.8177 | 79.9713
Central Valley | PEORIA 17056697 | 1092 | 120 | 187.9801 | 518 | 344.7953 | 61 | 7.8193e-05 | 106.9994 | 5.5364 | 0.0057409 | 0.00018983 | 0.23166 | 0.54519 | {290F2F85-BD8F-4301-9FF5-97DAAF38092F} | 163781705 | PEORIA 1705 | 6697 | 37.9607 | -120.4259 | 72 | 85 | 13257.4547 |  | 6657.3541 |  | 6600.1006 | 6657.3541 | 6600.1006 | 0.01158 | 0.0047698 | 1441 | 3.3769 | 9.6882 | 2 | 2.0951 | 5.4566 | -0.023516 | 0.031442 | 0.0062556 | 2.0436 | 296.908 | 42.5764 | 33.4169 | 1.253 | 13.6191 | 15.1079 | 2.7994 | 37.3% | 25.3% | 79.8% | 50.8% | 39.5% | 95.8% | 0.16494 | 0.044231 | 2.1067 | 18.3867 | 2.8273 | 4.9808 | 11.0977 | 8.2175 | 2.1535 | 3.931 | 13.4488 | 7.2267 | 9.4975 | 4.8622 | 48.1306 | 82.0623 | 50.416 | 84.7458
Central Valley | MERCED FALLS 110222774 | 2139 | 0 | 0 | 24 | 5.6194 | 7 | 1.2574e-05 | 188.3571 | 21.2506 | 0.0022638 | 0.00018942 | 0 | 0 | {CFC21754-99CF-4E36-A5A0-12F128F562A8} | 252811102 | MERCED FALLS 1102 | 22774 | 37.5883 | -120.2764 | 35 | 31 | 6578.4576 |  | 5970.2453 |  | 608.2123 | 1272.8669 | 169.6124 | 0.0013259 | 8.8016e-05 | 1442 | 0.24152 | 0.79969 | 2 | 2.5797 | 6.4267 | -0.66557 | 0.0042857 | 0.0062323 | 1.3413 | 299.3298 | 52.8425 | 41.5907 | 1.6269 | 11.3512 | 12.51 | 0 | 37% | 67.1% | 7.5% | 0.4% | 96% | 27.7% | 0.031823 | 0.015714 | 2.7143 | 16 | 0 | 1.7143 | 7.988 | 6.7239 | 2.937 | 4.4955 | 10.7398 | 6.3796 | 7.8311 | 4.4632 | 62.5018 | 93.0079 | 63.1613 | 89.6542
Sierra | PENRYN 1103660 | 2520 | 302 | 475.5264 | 1342 | 921.4947 | 155 | 7.6095e-05 | 749.8533 | 16.9709 | 0.055443 | 0.00063415 | 0.22504 | 0.51604 | {E80D319C-D01D-4A69-9210-7A23DDD13D1F} | 152561103 | PENRYN 1103 | 660 | 38.8495 | -121.1596 | 401 | 434 | 55812.0896 | 34.6801 | 31352.9096 | 19.4818 | 24459.18 | 16391.1944 | 11583.8143 | 0.098293 | 0.011795 | 637 | 2.7453 | 7.5462 | 2 | 2.2953 | 6.1584 | 0.50532 | 0.03646 | 0.0064836 | 2.1926 | 296.9663 | 45.2159 | 31.3789 | 1.303 | 12.7834 | 14.3198 | 1.6511 | 57.8% | 57.4% | 47.6% | 26.8% | 58.5% | 80.2% | 0.034731 | 0.036006 | 1.75 | 14.9915 | 0.40494 | 0.69157 | 7.2493 | 5.5219 | 2.5156 | 4.2592 | 12.7342 | 6.5691 | 8.5495 | 4.3637 | 48.0559 | 79.189 | 54.6424 | 89.0417
Bay Area | WOODSIDE 11043583 | 6410 | 370 | 736.5117 | 698 | 927.7609 | 39 | 0.00019001 | 0.037818 | 1.0597 | 7.1857e-06 | 0.00018896 | 0.53009 | 0.79386 | {F1CBF452-B2BE-49AF-B311-31158BD82F54} | 24251104 | WOODSIDE 1104 | 3583 | 37.4245 | -122.2736 | 50 | 109 | 10835.27 |  | 4480.4665 |  | 6354.8035 | 4480.4665 | 6354.8035 | 0.0073696 | 0.0074103 | 1444 | 8.5369 | 19.3224 | 2.9868 | 2.6456 | 6.7999 | -0.56714 | 0.086842 | 0.0067572 | 2.1322 | 296.6385 | 35.249 | 31.3778 | 1.0562 | 15.153 | 16.8153 | 2.0758 | 80.8% | 44.4% | 99.8% | 90.2% | 78.4% | 44.3% | 0.15903 | 0.10342 | 2.7931 | 19.9655 | 1.9832 | 9.1842 | 10.4197 | 9.2423 | 2.15 | 3.9486 | 14.6123 | 10.0141 | 9.8992 | 6.341 | 59.2199 | 66.33 | 45.5818 | 71.2163
Central Valley | MERCED FALLS 11029470 | 1266 | 67 | 151.255 | 441 | 239.3973 | 140 | 2.6308e-05 | 2023.0366 | 14.6982 | 0.061021 | 0.00024324 | 0.15193 | 0.63182 | {C35DFEFE-AAAB-47B8-ACD8-3B6A331D2855} | 252811102 | MERCED FALLS 1102 | 9470 | 37.646 | -120.3111 | 390 | 384 | 66956.1566 | 41.6047 | 36994.5762 | 22.9874 | 29961.5805 | 36994.5762 | 29961.5805 | 0.034054 | 0.0036832 | 1277 | 0.70346 | 2.7486 | 2 | 2.484 | 6.4258 | 0.93702 | 0.0049016 | 0.0062703 | 1.4088 | 298.5572 | 49.1441 | 41.4915 | 1.5018 | 12.1992 | 13.3897 | 2.1475 | 44.6% | 54.9% | 22.4% | 8% | 88.2% | 51.7% | 0.20531 | 0.013005 | 1.9 | 16.065 | 0.31032 | 0.78891 | 8.6508 | 7.3395 | 2.7387 | 4.2856 | 11.8174 | 6.7655 | 8.517 | 4.749 | 61.0551 | 95.9363 | 58.1981 | 86.8756
Bay Area | LAS GALLINAS A 1105532 | 9385 | 20 | 28.78 | 330 | 210.8345 | 38 | 7.3503e-05 | 90.1063 | 5.25 | 0.0061359 | 0.00018815 | 0.060606 | 0.13651 | {B4DFAE90-941A-416C-9750-49FB5BAA5F55} | 42991105 | LAS GALLINAS A 1105 | 532 | 38.0249 | -122.5589 | 52 | 25 | 10569.2733 |  | 7102.1777 |  | 3467.0956 | 7030.3171 | 3229.0784 | 0.0071497 | 0.0027931 | 1446 | 3.5551 | 9.7242 | 2.7073 | 2.9988 | 7.8331 | 0.80669 | 0.023577 | 0.0069997 | 3.0717 | 294.6185 | 34.349 | 31.3965 | 0.88502 | 14.9477 | 16.8007 | 2.9075 | 80.6% | 82% | 73% | 34.3% | 50.5% | 34.7% | 0.072517 | 0.043984 | 1.7647 | 9.9118 | 0.53878 | 2.6829 | 11.1586 | 9.5815 | 1.7766 | 3.368 | 13.932 | 10.5237 | 11.104 | 7.8167 | 56.2535 | 68.0814 | 45.4073 | 64.3537
Central Coast | MORGAN HILL 210542348 | 3071 | 24 | 67.5601 | 82 | 95.212 | 16 | 3.3694e-05 | 1752.7969 | 10.4076 | 0.064797 | 0.00018808 | 0.29268 | 0.70958 | {2DBAAA9C-8985-4692-9A1B-CC370D239D9B} | 83242105 | MORGAN HILL 2105 | 42348 | 37.1254 | -121.6615 | 145 | 292 | 21249.4569 |  | 6767.0715 |  | 14482.3855 | 2297.9263 | 2586.4713 | 0.0030093 | 0.00053911 | 1447 | 1.3568 | 5.2053 | 2 | 2.509 | 6.2914 | -1.7646 | 0.0084615 | 0.0068449 | 1.6613 | 296.0623 | 35.298 | 30.3687 | 0.96981 | 15.1213 | 16.4211 | 19.36 | 69.4% | 82.8% | 35.9% | 26.9% | 48.4% | 51.3% | 0.19784 | 0.022821 | 2.52 | 17.72 | 0.51103 | 2.1026 | 9.3047 | 8.348 | 1.8898 | 3.5447 | 14.5405 | 10.1647 | 9.9479 | 6.3834 | 49.9981 | 64.9927 | 44.5048 | 70.1387
Sierra | BELL 1109circuit_breaker | 1121 | 714 | 1018.0435 | 1957 | 1507.1326 | 202 | 7.5182e-05 | 6.0603 | 2.9986 | 0.00035786 | 8.4902e-05 | 0.36484 | 0.67548 | {4EF25014-B554-454F-9BE5-F3AB9DDDB6E9} | 152701109 | BELL 1109 | circuit_breaker | 38.9466 | -121.0916 | 396 | 390 | 48499.3672 | 30.1362 | 27671.9197 | 17.1946 | 20827.4475 | 22001.4253 | 17249.2172 | 0.01715 | 0.015187 | 1978 | 4.4356 | 13.8777 | 2 | 2.1375 | 5.5641 | -0.61329 | 0.057517 | 0.0058094 | 2.8518 | 295.7722 | 49.232 | 33.7365 | 1.3099 | 11.783 | 13.5702 | 4.0841 | 13.7% | 12.6% | 46.6% | 62.7% | 64.1% | 12.4% | 0.092018 | 0.038032 | 2.0057 | 16.3743 | 1.2135 | 2.4809 | 7.774 | 6.1057 | 2.2183 | 3.9461 | 13.0818 | 6.1391 | 8.7411 | 4.2146 | 49.9251 | 84.8258 | 52.2419 | 90.8378
Central Coast | SARATOGA 1106LC24 | 1588 | 455 | 1152.0182 | 1932 | 2024.0872 | 121 | 5.844e-05 | 0.037818 | 1.3737 | 2.2101e-06 | 7.7219e-05 | 0.23551 | 0.56915 | {27F30433-27B7-407B-8F57-C7D8C59F953A} | 83371106 | SARATOGA 1106 | LC24 | 37.2571 | -122.0139 | 337 | 438 | 39631.6916 | 24.6261 | 18692.0591 | 11.6147 | 20939.6325 | 12995.8406 | 13855.8345 | 0.0093435 | 0.0070712 | 2027 | 5.2406 | 14.1998 | 2.2039 | 1.9237 | 5.9155 | 0.058467 | 0.079145 | 0.00646 | 2.4219 | 294.754 | 41.0701 | 35.5348 | 0.99833 | 13.5697 | 15.0721 | 11.5658 | 47.1% | 30.4% | 69.8% | 66.3% | 61.5% | 18.1% | 0.3664 | 0.074737 | 3.6963 | 19.6493 | 3.4417 | 12.7105 | 10.1999 | 8.4991 | 1.9034 | 3.5031 | 13.2512 | 8.222 | 8.717 | 5.3814 | 56.6776 | 78.5619 | 50.4569 | 80.1663
North Valley | CEDAR CREEK 11011608 | 3510 | 1188 | 1566.7885 | 2603 | 2214.7236 | 441 | 0.00015686 | 40.5143 | 8.0633 | 0.0052 | 0.00066203 | 0.4564 | 0.70744 | {578FE3D8-350C-4FA5-8070-C7453CE4838E} | 103321101 | CEDAR CREEK 1101 | 1608 | 40.7859 | -121.9488 | 300 | 234 | 67094.8518 | 41.6909 | 53533.2272 | 33.2641 | 13561.6246 | 53533.2272 | 13561.6246 | 0.29195 | 0.069176 | 613 | 5.7374 | 13.3725 | 2.3955 | 2.3029 | 7.2056 | -1.8208 | 0.035042 | 0.0058214 | 4.0657 | 296.133 | 44.2497 | 35.3321 | 1.3597 | 12.6084 | 15.2687 | 0.86712 | 62.4% | 39.7% | 96% | 59.8% | 46.5% | 72.3% | 0.081855 | 0.055627 | 1.4831 | 14.3961 | 4.0308 | 3.6253 | 9.8584 | 8.789 | 2.4567 | 4.3532 | 13.2111 | 5.9523 | 7.7131 | 4.374 | 58.9914 | 101.3857 | 52.5657 | 92.3238
Central Valley | MERCED FALLS 110287352 | 1099 | 198 | 380.9979 | 683 | 532.293 | 161 | 2.4168e-05 | 885.9725 | 7.7861 | 0.022849 | 9.9921e-05 | 0.2899 | 0.71577 | {4F2BC5E5-BD35-4490-9CFD-1F5D23517497} | 252811102 | MERCED FALLS 1102 | 87352 | 37.7031 | -120.3373 | 296 | 338 | 67319.688 | 41.8306 | 42810.09 | 26.601 | 24509.598 | 42562.7821 | 24457.6589 | 0.016087 | 0.0038911 | 1868 | 0.88396 | 2.8589 | 2 | 2.3962 | 6.3886 | 0.14158 | 0.013769 | 0.0061404 | 1.7017 | 297.2362 | 47.3651 | 40.112 | 1.361 | 12.496 | 13.8363 | 1.0122 | 23.3% | 36.3% | 20.2% | 9.3% | 72.9% | 59.4% | 0.094589 | 0.035556 | 2.0032 | 16.3583 | 0.74949 | 1.0639 | 9.0676 | 7.5587 | 2.382 | 4.0392 | 12.3352 | 6.74 | 8.7687 | 4.6158 | 58.6551 | 96.3881 | 55.5869 | 87.1723
Central Valley | TIVY VALLEY 11077380 | 7027 | 0 | 0 | 40 | 10.9209 | 18 | 1.379e-05 | 972.9101 | 19.4719 | 0.014335 | 0.00018616 | 0 | 0 | {755777FC-6215-430E-868E-B21D92A14A1A} | 252941107 | TIVY VALLEY 1107 | 7380 | 36.7051 | -119.3751 | 309 | 293 | 62776.0426 |  | 45102.1031 |  | 17673.9395 | 18290.2186 | 8734.3587 | 0.0033508 | 0.00024821 | 1452 | 0.59835 | 1.9653 | 2 | 1.9908 | 4.8899 | -0.28187 | 0.0028125 | 0.0060098 | 1.458 | 298.2872 | 54.2648 | 35.315 | 1.5634 | 10.9652 | 12.1315 | 0.65298 | 36.4% | 65.5% | 8% | 4.2% | 93.6% | 17.5% | 0.043244 | 0.0094444 | 1.705 | 13.7194 | 0 | 0.13889 | 6.0452 | 4.9791 | 2.8229 | 4.3357 | 10.2169 | 6.1144 | 7.061 | 3.8879 | 47.1982 | 69.1536 | 67.1204 | 92.1058
North Coast | LOW GAP 110137498 | 4539 | 779 | 883.1977 | 1429 | 1220.6847 | 219 | 0.00013349 | 0.16589 | 1.2074 | 1.6894e-05 | 0.0001457 | 0.54514 | 0.72353 | {BD574B29-15C8-4B0E-8A1E-85F74B10E15F} | 192411101 | LOW GAP 1101 | 37498 | 40.2998 | -123.3426 | 168 | 170 | 29623.6668 | 18.4073 | 26210.4026 | 16.2864 | 3413.2642 | 26210.4026 | 3413.2642 | 0.031908 | 0.029235 | 1629 | 5.3648 | 14.701 | 2 | 1.8177 | 5.5682 | -2.7314 | 0.028567 | 0.005723 | 4.4467 | 292.8026 | 33.3679 | 25.9248 | 0.94633 | 15.2229 | 18.2064 | 0.76235 | 29.4% | 17.3% | 72.7% | 41% | 58.2% | 38.4% | 0.15847 | 0.06324 | 1.8771 | 13.6704 | 0.82231 | 4.4517 | 12.1155 | 8.4625 | 1.754 | 3.4109 | 15.2614 | 7.8445 | 9.5018 | 4.8376 | 49.6982 | 73.6032 | 42.6128 | 81.1933
Central Valley | MIWUK 17026018 | 5112 | 1759 | 2442.5442 | 6527 | 4946.896 | 260 | 6.2298e-05 | 0.039254 | 17.0683 | 2.4393e-06 | 0.00049586 | 0.2695 | 0.49375 | {268BA793-4C12-4947-B776-6DA4E26F1686} | 163661702 | MIWUK 1702 | 6018 | 38.0441 | -120.2479 | 409 | 762 | 67799.5957 | 42.1288 | 31416.8747 | 19.5216 | 36382.721 | 31416.8747 | 36382.721 | 0.12892 | 0.016198 | 810 | 10.5574 | 22.1312 | 3 | 2.2763 | 6.0201 | 1.173 | 0.10242 | 0.005095 | 2.866 | 293.5976 | 49.5592 | 34.6572 | 1.1969 | 11.6502 | 13.4328 | 1.4519 | 63.4% | 60.2% | 65% | 84.7% | 22% | 39.2% | 0.043808 | 0.13747 | 3.9653 | 18.7063 | 8.7958 | 16.4823 | 10.9937 | 7.9787 | 1.9894 | 3.5047 | 11.2274 | 5.8015 | 7.1173 | 4.0075 | 53.1998 | 81.0765 | 61.5701 | 93.87
Central Valley | MARIPOSA 2101circuit_breaker | 8459 | 21 | 35.7635 | 166 | 91.3801 | 36 | 4.522e-05 | 55.0848 | 9.5959 | 0.0021729 | 0.00018565 | 0.12651 | 0.39137 | {050E06AF-91BE-429B-BDFE-3EAD80F24863} | 254452101 | MARIPOSA 2101 | circuit_breaker | 37.5047 | -120.0077 | 65 | 43 | 6979.1883 |  | 4029.4321 |  | 2949.7561 | 4029.4321 | 2949.7561 | 0.0066832 | 0.0016279 | 1455 | 1.7176 | 5.8981 | 2 | 2.6673 | 5.7042 | -1.8077 | 0.013167 | 0.0055711 | 2.2053 | 296.2495 | 51.3906 | 32.6775 | 1.3569 | 11.4432 | 12.8595 | 2.6568 | 36.1% | 42.5% | 48.3% | 30.6% | 71.4% | 31% | 0.23817 | 0.035 | 2.3488 | 17.6977 | 0.5595 | 2.7667 | 7.6514 | 6.6149 | 2.2608 | 3.8018 | 11.3191 | 6.2497 | 7.6188 | 4.3251 | 44.3953 | 69.794 | 61.4471 | 90.3401
Sierra | LINCOLN 11042072 | 2009 | 10 | 15.6758 | 20 | 19.7441 | 5 | 0.00010505 | 1117.7653 | 12.7383 | 0.10534 | 0.00018561 | 0.5 | 0.79395 | {A71D3F90-1807-4414-8E54-A388088D7CB1} | 153701104 | LINCOLN 1104 | 2072 | 38.9256 | -121.2469 | 293 | 339 | 51528.0315 |  | 27455.4475 |  | 24072.584 | 512.0053 | 336.4531 | 0.00092803 | 0.00052525 | 1456 | 2.1351 | 8.4902 | 2 | 2.5672 | 6.7162 | 0.12793 | 0.05125 | 0.0068836 | 1.6526 | 298.1966 | 40.1654 | 29.4393 | 1.307 | 14.3684 | 15.73 | 0.14978 | 23.7% | 46.1% | 81% | 34.4% | 61% | 100% | 0.0047613 | 0.00125 | 1.8333 | 16.5 | 2.7363 | 2.5 | 9.6396 | 6.6593 | 2.4704 | 4.2418 | 14.3196 | 7.0852 | 10.3204 | 4.8539 | 46.2298 | 70.1311 | 47.1533 | 82.7622
North Coast | BIG RIVER 11012183 | 5753 | 305 | 464.9604 | 346 | 487.179 | 34 | 0.00010322 | 0.037818 | 2.2355 | 3.9036e-06 | 0.00018541 | 0.8815 | 0.95439 | {69363607-FF8E-409A-B5BD-8D40D2F4E07A} | 43081101 | BIG RIVER 1101 | 2183 | 39.3445 | -123.7782 | 42 | 45 | 5944.8098 |  | 4246.8638 |  | 1697.9459 | 4246.8638 | 1697.9459 | 0.0063041 | 0.0035095 | 1457 | 11.7993 | 21.524 | 2 | 2.3254 | 5.7904 | 0.55221 | 0.042542 | 0.0068557 | 3.1478 | 290.7591 | 18.3482 | 20.185 | 0.46594 | 19.057 | 21.5355 | 1.2217 | 38.9% | 29.9% | 56.7% | 62.8% | 8.2% | 94% | 0.092764 | 0.042542 | 1.9773 | 16.2045 | 2.0786 | 5.8644 | 12 | 9.912 | 1.3609 | 2.0813 | 18.489 | 15.0841 | 14.7647 | 11.6146 | 40.4847 | 46.8519 | 27.9431 | 41.4232
Sierra | HORSESHOE 1101circuit_breaker | 3520 | 23 | 31.9818 | 68 | 50.9144 | 7 | 8.0184e-05 | 209.8218 | 3.8447 | 0.019928 | 0.00018532 | 0.33824 | 0.62815 | {88F5CEC0-E8A5-4F1C-9B7B-06545C0D954B} | 152571101 | HORSESHOE 1101 | circuit_breaker | 38.744 | -121.1618 | 153 | 250 | 20426.3991 |  | 8647.7105 |  | 11778.6885 | 1020.0278 | 371.4493 | 0.0012972 | 0.00056129 | 1458 | 1.8552 | 5.9116 | 2 | 2.4255 | 6.6305 | -0.42945 | 0.047 | 0.0068143 | 1.8489 | 297.2596 | 41.3468 | 30.1354 | 1.2445 | 13.8698 | 15.2963 | 2.398 | 23.4% | 15.9% | 52% | 15.1% | 32.9% | 97.3% | 0.17793 | 0.032 | 4 | 13.5 | 3.043 | 6.8 | 8.9023 | 6.4674 | 2.3426 | 4.1111 | 13.5465 | 7.0666 | 9.6277 | 4.7772 | 49.6707 | 71.4304 | 50.2892 | 83.062
Sierra | MOUNTAIN QUARRIES 21011130 | 140 | 1692 | 2317.5806 | 3927 | 3323.02 | 321 | 7.4337e-05 | 0.066277 | 107.0556 | 4.2887e-06 | 0.0040245 | 0.43086 | 0.69743 | {289FE0E9-9F49-4A41-845E-1E9AE4F19427} | 152282101 | MOUNTAIN QUARRIES 2101 | 1130 | 38.9131 | -120.9155 | 355 | 301 | 53141.9894 | 33.021 | 31854.654 | 19.7936 | 21287.3354 | 31854.654 | 21287.3354 | 1.2919 | 0.023862 | 60 | 6.9998 | 16.0096 | 2.1381 | 1.8821 | 5.7805 | 0.50184 | 0.058907 | 0.0055693 | 3.0137 | 295.7099 | 49.3517 | 34.4695 | 1.3298 | 11.703 | 13.5822 | 0.82368 | 95.4% | 94.7% | 45.9% | 70.5% | 80.7% | 10.7% | 0.11371 | 0.032103 | 2.2248 | 15.2834 | 4.0074 | 6.1584 | 9.2132 | 6.5694 | 2.4216 | 4.2471 | 12.8005 | 6.3744 | 8.9147 | 4.3458 | 52.0241 | 77.5874 | 53.67 | 87.7918
Sierra | AUBURN 1102circuit_breaker | 3558 | 21 | 37.2461 | 151 | 93.5532 | 23 | 7.5425e-05 | 0.037818 | 2.2307 | 2.8524e-06 | 0.00018486 | 0.13907 | 0.39813 | {8B190E99-2FFD-4283-B3F1-C9A94DD8C8D7} | 152161102 | AUBURN 1102 | circuit_breaker | 38.9035 | -121.0697 | 253 | 859 | 39857.9828 |  | 11240.5926 |  | 28617.3902 | 1981.8221 | 4529.0995 | 0.0042518 | 0.0017348 | 1460 | 4.2824 | 10.8925 | 2 | 2.0784 | 5.8621 | -2.2867 | 0.042368 | 0.0058132 | 2.5532 | 296.1706 | 49.141 | 33.9338 | 1.3411 | 11.8768 | 13.564 | 29.978 | 23.2% | 9.3% | 46.8% | 48.5% | 86.3% | 22% | 0.4751 | 0.02 | 6.6897 | 20.2414 | 1.3716 | 3.9737 | 8.4083 | 6.4448 | 2.396 | 4.1931 | 11.9961 | 5.742 | 8.1169 | 4.0023 | 55.0128 | 88.3668 | 57.4323 | 93.2114
Central Coast | SAN LUIS OBISPO 1101circuit_breaker | 2794 | 44 | 103.6387 | 262 | 216.6513 | 36 | 2.8918e-05 | 128.9366 | 26.1501 | 0.0027062 | 0.00018447 | 0.16794 | 0.47837 | {AD6746AA-B778-4E12-B7CD-DBCB8C9B3412} | 182631101 | SAN LUIS OBISPO 1101 | circuit_breaker | 35.2615 | -120.6349 | 161 | 556 | 38860.1952 |  | 10872.4454 |  | 27987.7497 | 5333.7243 | 8927.6571 | 0.0066408 | 0.0010411 | 1461 | 1.585 | 5.7299 | 2 | 2.2708 | 7.4211 | -3.8685 | 0.006 | 0.0069874 | 1.3152 | 296.6278 | 38.0091 | 33.3199 | 1.0167 | 14.3033 | 15.2834 | 13.8154 | 69.2% | 96.3% | 26.7% | 31.5% | 68.7% | 34.1% | 0.20341 | 0.0144 | 4.7755 | 17.1429 | 0.88667 | 3.4933 | 8.524 | 8.7382 | 1.9244 | 3.4625 | 13.4641 | 11.4347 | 10.2429 | 8.3973 | 54.108 | 59.7348 | 49.345 | 58.8159
North Valley | NOTRE DAME 11042408 | 8242 | 228 | 419.3428 | 359 | 483.5538 | 82 | 7.1237e-05 | 4.556 | 6.3135 | 0.00012485 | 0.00018439 | 0.6351 | 0.86721 | {BE4941E8-75D1-4DE2-AD8F-78922C143536} | 102041104 | NOTRE DAME 1104 | 2408 | 39.7393 | -121.7854 | 96 | 66 | 27404.1309 |  | 22043.6191 |  | 5360.5118 | 18145.7739 | 5303.6304 | 0.01512 | 0.0058414 | 1462 | 1.785 | 4.8478 | 2.588 | 2.585 | 7.298 | 4.2004 | 0.01568 | 0.0065015 | 3.0678 | 296.9023 | 47.1836 | 35.2492 | 1.4035 | 12.1944 | 14.2162 | 1.0639 | 38.4% | 33.7% | 59.5% | 18.2% | 61.3% | 45.1% | 0.13932 | 0.02344 | 1.6042 | 12.9896 | 1.7423 | 1.436 | 10.9029 | 8.214 | 2.5945 | 4.5138 | 12.7189 | 5.665 | 7.9985 | 3.7563 | 57.8595 | 104.9725 | 54.2164 | 94.9934
North Coast | FORT BRAGG A 1103circuit_breaker | 7349 | 19 | 32.496 | 30 | 37.4126 | 6 | 0.00010791 | 0.037818 | 2.1861 | 4.0809e-06 | 0.00018375 | 0.63333 | 0.86859 | {C8B7B79F-9539-45C9-8977-9A8FC5806A25} | 42761103 | FORT BRAGG A 1103 | circuit_breaker | 39.4351 | -123.7995 | 141 | 235 | 13605.6687 |  | 4315.8195 |  | 9289.8492 | 271.1874 | 523.4882 | 0.0011025 | 0.00064746 | 1463 | 12.0405 | 35.7494 | 2 | 2.8561 | 8.7361 | 5.4948 | 0.031667 | 0.006978 | 2.8296 | 289.3776 | 16.6962 | 19.4262 | 0.33337 | 19.7035 | 22.042 | 11.2994 | 38.7% | 28.6% | 61.8% | 92.5% | 0.2% | 99% | 0.16534 | 0 | 2.3333 | 22.1667 | 0.165 | 5 | 12.5667 | 10.2156 | 1.1615 | 1.662 | 19.1966 | 15.483 | 15.562 | 12.2423 | 39.4792 | 45.883 | 25.2549 | 39.8573
Central Coast | CAMBRIA 1102W50 | 58 | 28 | 90.3328 | 200 | 153.57 | 6 | 2.8891e-05 | 6.8819 | 29.5558 | 9.7903e-05 | 0.00018342 | 0.14 | 0.58822 | {98891E8E-A196-4377-815F-B850671211F6} | 182771102 | CAMBRIA 1102 | W50 | 35.567 | -121.1052 | 105 | 637 | 31711.7627 |  | 5728.406 |  | 25983.3567 | 779.9345 | 1576.7096 | 0.0011005 | 0.00017335 | 1464 | 3.346 | 9.4358 | 2 | 3.284 | 10.5509 | -3.0488 | 0.037 | 0.0072121 | 1.3519 | 292.7049 | 28.7696 | 25.911 | 0.62562 | 16.478 | 17.5134 | 16.3691 | 69% | 96.8% | 26.6% | 51.5% | 10.3% | 82.4% | 0.34027 | 0 | 8.6667 | 22 | 4.448 | 20 | 7.924 | 7.587 | 1.4918 | 2.1871 | 16.4703 | 13.2102 | 12.8674 | 10.0509 | 39.8573 | 45.306 | 35.8801 | 47.8907
North Valley | VOLTA 110153118 | 2692 | 6 | 10.1277 | 9 | 11.4224 | 6 | 2.4145e-05 | 0.50814 | 12.4938 | 2.072e-05 | 0.00018295 | 0.66667 | 0.88665 | {0F8042BD-810A-4C9D-833A-F377AF6EE4DF} | 102541101 | VOLTA 1101 | 53118 | 40.4011 | -121.875 | 63 | 44 | 18856.5276 |  | 15490.2629 |  | 3366.2647 | 15490.2629 | 3366.2647 | 0.0010977 | 0.00014487 | 1465 | 1.9126 | 6.3584 | 2 | 2.5019 | 7.2755 | 1.1475 | 0.0090909 | 0.0057149 | 2.5348 | 295.7339 | 46.0911 | 34.5071 | 1.343 | 12.2616 | 14.5437 | 0.75156 | 38.2% | 51.3% | 17.1% | 29.5% | 43.9% | 50.3% | 0.031022 | 0.0215 | 1.6667 | 15 | 0.044818 | 0.040909 | 12.9472 | 9.4425 | 2.4186 | 4.2771 | 12.7873 | 5.8641 | 7.4653 | 4.1214 | 63.0487 | 91.6083 | 54.3918 | 92.7478
Bay Area | OLEMA 11011252 | 6077 | 861 | 2078.3297 | 1828 | 2653.015 | 66 | 5.7655e-05 | 0.037818 | 5.4246 | 2.1804e-06 | 0.00018268 | 0.47101 | 0.78338 | {46D411EC-386C-4DB1-B30F-D2D2AC060A49} | 42291101 | OLEMA 1101 | 1252 | 38.0779 | -122.8329 | 89 | 122 | 12444.4488 |  | 6562.8215 |  | 5881.6272 | 6562.8215 | 5881.6272 | 0.012057 | 0.0038052 | 1466 | 8.3852 | 17.2787 | 2 | 2.5309 | 7.1776 | 5.1203 | 0.076512 | 0.0071538 | 2.5787 | 293.6207 | 25.7309 | 28.3492 | 0.69835 | 17.0913 | 18.8909 | 0.57827 | 80.2% | 82.6% | 55.9% | 83.5% | 17.8% | 93.8% | 0.024073 | 0.088837 | 3.0147 | 19.5588 | 11.8043 | 21.2558 | 12.7634 | 11.0291 | 1.5907 | 2.6658 | 16.023 | 14.1727 | 13.1952 | 10.6881 | 56.7875 | 60.0598 | 36.1195 | 46.43
Central Valley | AUBERRY 1102R2850 | 3450 | 136 | 308.079 | 548 | 441.2819 | 177 | 2.9142e-05 | 2241.0822 | 138.9158 | 0.063252 | 0.0022231 | 0.24818 | 0.69815 | {CFE5622E-640A-4701-B25A-30E645D814D9} | 254151102 | AUBERRY 1102 | R2850 | 37.0358 | -119.5229 | 294 | 239 | 67886.0863 | 42.1826 | 41610.2357 | 25.8555 | 26275.8505 | 41610.2357 | 26275.8505 | 0.39348 | 0.0051582 | 155 | 1.5102 | 5.0624 | 2 | 2.0614 | 4.9294 | -0.084688 | 0.0037402 | 0.0059061 | 1.286 | 298.3759 | 52.1644 | 36.3367 | 1.5131 | 11.4767 | 12.559 | 0.53656 | 92.5% | 97.7% | 26.4% | 23.9% | 89.6% | 33.3% | 0.030793 | 0.019412 | 1.6571 | 14.6827 | 0.74862 | 0.85759 | 6.2775 | 5.8392 | 2.7939 | 4.1631 | 10.5323 | 6.4651 | 7.2405 | 4.1831 | 50.2251 | 76.5936 | 65.8083 | 89.6141
Central Coast | ATASCADERO 11012379 | 526 | 16 | 33.3114 | 59 | 46.7819 | 13 | 4.5676e-05 | 0.037818 | 7.5546 | 1.7274e-06 | 0.00018235 | 0.27119 | 0.71206 | {9EA2D570-9C08-4A90-9E79-02DD530C0174} | 182541101 | ATASCADERO 1101 | 2379 | 35.4651 | -120.6834 | 17 | 21 | 2604.3064 |  | 1171.3689 |  | 1432.9375 | 1171.3689 | 1432.9375 | 0.0023706 | 0.00059379 | 1468 | 1.0481 | 4.2188 | 2 | 2.8594 | 7.6795 | 0.77881 | 0.010588 | 0.0061262 | 1.3568 | 297.1765 | 38.4157 | 32.5977 | 1.1684 | 14.491 | 15.463 | 4.0133 | 68.9% | 73.8% | 57.5% | 18.7% | 85.5% | 38.5% | 0.19006 | 0.05 | 2.75 | 19.1667 | 0.84941 | 3.4706 | 8.0961 | 8.2224 | 1.913 | 3.4987 | 13.8382 | 10.3758 | 10.6994 | 7.5023 | 46.4646 | 61.6737 | 47.3804 | 64.9916
North Valley | CRESCENT MILLS 21012056 | 4953 | 233 | 341.0654 | 415 | 429.2872 | 59 | 1.573e-05 | 0.85438 | 18.3655 | 1.3926e-05 | 0.00018231 | 0.56145 | 0.79449 | {BEDEF3DF-E1F0-4BAB-9E81-90CA4240CF80} | 103132101 | CRESCENT MILLS 2101 | 2056 | 40.1084 | -120.9082 | 108 | 165 | 19554.653 |  | 10443.0868 |  | 9111.5662 | 5959.1083 | 5918.1464 | 0.010756 | 0.00092806 | 1469 | 7.3518 | 16.6019 | 2 | 1.9042 | 5.6845 | -3.2214 | 0.062 | 0.0041943 | 2.7088 | 292.7363 | 44.9424 | 36.8818 | 1.1237 | 12.6641 | 14.7415 | 1.6613 | 37.9% | 61.2% | 12.4% | 71.4% | 24.6% | 75.1% | 0.15671 | 0.058353 | 2.7414 | 17.3966 | 2.3841 | 4.8824 | 12.3905 | 10.1604 | 2.0456 | 3.3828 | 12.1061 | 6.2998 | 7.1304 | 4.9261 | 59.932 | 89.2583 | 58.978 | 89.2713
Sierra | DIAMOND SPRINGS 110610587 | 1830 | 690 | 1096.3091 | 2587 | 1977.7897 | 307 | 7.4285e-05 | 67.1131 | 36.4581 | 0.0048904 | 0.001272 | 0.26672 | 0.55431 | {F8F940BE-2186-4D6A-A878-43A27FC49FB8} | 152261106 | DIAMOND SPRINGS 1106 | 10587 | 38.6699 | -120.7753 | 295 | 255 | 58754.8518 | 36.5087 | 35174.8047 | 21.8567 | 23580.0471 | 35174.8047 | 23580.0471 | 0.3905 | 0.022806 | 304 | 4.4493 | 11.3068 | 2 | 2.051 | 6.0669 | 1.4151 | 0.047857 | 0.0059424 | 2.8468 | 295.3687 | 46.1167 | 31.4752 | 1.2203 | 12.451 | 14.2934 | 0.793 | 76.3% | 77.6% | 45.6% | 49.8% | 26.6% | 64.4% | 0.047645 | 0.044289 | 1.7955 | 15.881 | 1.8972 | 3.2083 | 8.5378 | 6.5971 | 2.5798 | 4.1641 | 11.9241 | 6.3546 | 8.2371 | 4.2497 | 53.4309 | 89.0128 | 57.8367 | 89.7684
North Coast | RINCON 1104circuit_breaker | 1573 | 139 | 229.5156 | 297 | 319.0274 | 36 | 8.6907e-05 | 0.037817 | 3.412 | 3.2866e-06 | 0.00018223 | 0.46801 | 0.71942 | {DDE06CFF-C1C8-453E-9DCE-C51203C62E9C} | 43321104 | RINCON 1104 | circuit_breaker | 38.4899 | -122.6663 | 194 | 442 | 28028.1891 |  | 9046.3288 |  | 18981.8603 | 4001.0684 | 7544.2171 | 0.0065602 | 0.0031287 | 1471 | 7.7912 | 16.9312 | 2.9796 | 1.2766 | 4.2467 | -1.5715 | 0.079388 | 0.0069309 | 2.4845 | 295.203 | 32.7406 | 29.6216 | 0.88721 | 15.4357 | 17.2179 | 15.6008 | 38.4% | 39.9% | 40.1% | 46.9% | 50.7% | 42.3% | 0.35805 | 0.050816 | 6.0244 | 21.1463 | 2.061 | 6.0612 | 10.6881 | 8.6201 | 1.8596 | 3.464 | 15.2753 | 10.0454 | 10.2564 | 6.3793 | 50.684 | 74.478 | 42.4156 | 70.4058
Bay Area | HALF MOON BAY 11022032 | 977 | 52 | 171.168 | 97 | 187.7894 | 14 | 6.9485e-05 | 6.9198 | 6.3849 | 0.00042411 | 0.00018174 | 0.53608 | 0.91149 | {04338CCA-7EF9-409D-9ECF-B4834D579CE2} | 24101102 | HALF MOON BAY 1102 | 2032 | 37.498 | -122.4633 | 271 | 1140 | 45944.3252 |  | 17402.7083 |  | 28541.6169 | 2245.4219 | 3516.6026 | 0.0025443 | 0.00097279 | 1472 | 4.9865 | 13.2237 | 2.6 | 3.3913 | 9.2604 | -5.3194 | 0.0115 | 0.0074468 | 1.9563 | 291.3046 | 23.6875 | 21.1956 | 0.4967 | 17.4515 | 19.1276 | 9.0081 | 79.9% | 84.4% | 69.3% | 62.4% | 0.7% | 98% | 0.26084 | 0.10775 | 7.5217 | 19.913 | 3.6427 | 2.425 | 10.5981 | 9.1224 | 1.4335 | 2.4746 | 16.9191 | 14.3759 | 11.9645 | 9.7441 | 46.2079 | 41.217 | 34.6028 | 47.2655
Central Coast | CAMP EVERS 21035753 | 1334 | 453 | 756.9354 | 705 | 885.1205 | 41 | 0.00014534 | 0.037818 | 1.9417 | 5.4963e-06 | 0.00018153 | 0.64255 | 0.85518 | {7A9AA471-3E06-41F0-A2F5-E0382CC26D52} | 83622103 | CAMP EVERS 2103 | 5753 | 37.0019 | -122.0379 | 62 | 437 | 19682.5441 |  | 3895.5708 |  | 15786.9733 | 3895.5708 | 15786.9733 | 0.0074426 | 0.0059587 | 1473 | 9.617 | 21.6322 | 2.913 | 1.6177 | 4.6697 | -8.5627 | 0.19391 | 0.007176 | 2.7375 | 295.3621 | 27.9481 | 25.6552 | 0.80905 | 16.7887 | 18.5132 | 2.6574 | 68.7% | 38.5% | 90.8% | 89.4% | 26.9% | 87.7% | 0.46118 | 0.068478 | 12.7895 | 21.6316 | 1.128 | 15.3261 | 8.7326 | 7.8469 | 1.7375 | 3.2144 | 16.321 | 12.8837 | 11.3223 | 8.6158 | 45.4539 | 51.5762 | 37.2693 | 55.5592
Central Valley | WEST POINT 1101L2219 | 7192 | 0 | 0 | 2 | 0.70188 | 1 | 0.00018138 | 0.037818 |  | 6.8593e-06 | 0.00018138 | 0 | 0 | {76B6EBA6-803A-40C7-99AD-9AD455E44C8B} | 163201101 | WEST POINT 1101 | L2219 | 38.4909 | -120.5268 | 58 | 88 | 10125.0934 |  | 5487.8839 |  | 4637.2094 | 5487.8839 | 4637.2094 | 0.00018138 | 0.00018138 | 1474 | 13.2608 | 27.8749 | 3 | 2.1569 | 5.1866 | -4.098 | 0.0685 | 0.0057922 | 3.7907 | 293.6872 | 45.4744 | 31.0139 | 1.1394 | 12.3221 | 14.4352 | 1.4188 | 35.9% | 0% | 100% | 92.9% | 10.6% | 54.3% | 0.010383 | 0.11975 | 2.2857 | 19.5714 | 0 | 0.025 | 12.4464 | 8.3786 | 2.0482 | 3.476 | 12.514 | 6.2449 | 7.726 | 4.3781 | 48.0154 | 73.4502 | 53.9923 | 89.78
Central Coast | SAN JUSTO 110136902 | 2039 | 211 | 660.394 | 857 | 1005.1216 | 116 | 4.6654e-05 | 96.7318 | 2.3039 | 0.0049926 | 7.5615e-05 | 0.24621 | 0.65703 | {37C0E6FA-9A39-4134-9B6F-8111077BFC3C} | 183181101 | SAN JUSTO 1101 | 36902 | 36.8686 | -121.5543 | 187 | 243 | 37082.0704 | 23.0418 | 23604.3976 | 14.6671 | 13477.6728 | 19755.8941 | 11421.7518 | 0.0087714 | 0.0054119 | 2044 | 2.1457 | 6.7221 | 2 | 3.0705 | 7.1714 | -2.0199 | 0.016641 | 0.0071823 | 1.436 | 295.7496 | 31.3294 | 27.0021 | 0.8488 | 16.0585 | 17.3059 | 4.1808 | 46.9% | 42.8% | 59.5% | 39% | 32.1% | 72.2% | 0.28031 | 0.044595 | 1.9718 | 16.209 | 1.583 | 3.3089 | 7.4052 | 7.5899 | 1.6985 | 3.1213 | 15.1696 | 11.9881 | 10.6258 | 7.6435 | 45.103 | 53.318 | 41.9268 | 60.8876
North Coast | DUNBAR 11033127 | 6550 | 115 | 174.1446 | 363 | 306.9691 | 59 | 8.0517e-05 | 0.060058 | 2.9287 | 4.4171e-06 | 0.00018042 | 0.3168 | 0.5673 | {9217337C-879F-471A-BA6E-83EA099544C5} | 43071103 | DUNBAR 1103 | 3127 | 38.3329 | -122.49 | 104 | 102 | 23989.0554 |  | 15768.1584 |  | 8220.8969 | 14668.3464 | 7724.8153 | 0.010645 | 0.0047505 | 1476 | 3.8877 | 9.4618 | 2.9481 | 2.457 | 6.4726 | 2.3831 | 0.018658 | 0.0069433 | 3.0074 | 295.1777 | 35.0856 | 30.0426 | 0.94433 | 15.0311 | 16.8457 | 0.81679 | 38.2% | 35.4% | 30.9% | 17.6% | 58% | 35.2% | 0.19106 | 0.019134 | 1.7105 | 14.2105 | 0.36593 | 1.5714 | 8.6133 | 6.7664 | 1.8823 | 3.5153 | 14.7447 | 9.3977 | 9.4006 | 6.004 | 46.5383 | 68.6797 | 44.8341 | 73.5322
North Coast | REDBUD 1101circuit_breaker | 2439 | 310 | 561.0212 | 831 | 745.4651 | 133 | 7.1627e-05 | 24.0288 | 3.0332 | 0.0017513 | 0.00014276 | 0.37304 | 0.75258 | {3ED5FB3A-A2CD-4F13-ABBF-430305FFB318} | 43191101 | REDBUD 1101 | circuit_breaker | 39.0271 | -122.6629 | 413 | 1499 | 90748.6992 | 56.3888 | 23104.2807 | 14.3564 | 67644.4184 | 15284.1769 | 34165.9766 | 0.018987 | 0.0095263 | 1643 | 7.5887 | 28.3597 | 2 | 3.3189 | 8.6992 | -0.11881 | 0.047542 | 0.0062048 | 2.0546 | 296.2656 | 42.8683 | 35.3787 | 1.222 | 13.4779 | 15.1335 | 12.6222 | 28.8% | 35.9% | 22.4% | 81.4% | 91.6% | 6.7% | 0.47427 | 0.028659 | 6.5245 | 19.9301 | 4.5104 | 4.6425 | 9.5945 | 7.5735 | 2.3286 | 4.0948 | 13.0228 | 6.982 | 7.8912 | 4.2257 | 58.0806 | 85.3382 | 53.0136 | 86.4864
North Coast | GUALALA 111223444 | 4707 | 601 | 977.4192 | 672 | 1009.6531 | 71 | 0.00011965 | 0.037818 | 2.4468 | 4.5251e-06 | 0.00018019 | 0.89435 | 0.96807 | {CAD50E3B-E1AA-4BD0-B856-9F05498FC7E2} | 42841112 | GUALALA 1112 | 23444 | 38.849 | -123.644 | 195 | 155 | 36723.3513 |  | 23359.6524 |  | 13363.6989 | 23359.6524 | 13363.6989 | 0.012793 | 0.0084954 | 1478 | 13.613 | 24.7391 | 2 | 3.8746 | 8.7345 | 2.3174 | 0.06303 | 0.006834 | 3.1769 | 292.0272 | 21.9283 | 24.6774 | 0.59604 | 18.0153 | 20.3086 | 0.64309 | 37.9% | 32% | 66.9% | 72.5% | 14% | 85.3% | 0.080862 | 0.21027 | 1.8196 | 14.6392 | 0.15333 | 1.8512 | 13.9354 | 12.0261 | 1.5453 | 2.4485 | 17.3225 | 13.8601 | 12.6776 | 9.9436 | 50.4175 | 59.0917 | 33.8898 | 47.4592
Sierra | BANGOR 11011806 | 5051 | 244 | 467.9952 | 962 | 691.014 | 105 | 7.3655e-05 | 0.162 | 4.4595 | 1.1128e-05 | 0.00018129 | 0.25364 | 0.67726 | {ABE5C26B-A76B-46B8-A04C-0EC15FF8F909} | 103191101 | BANGOR 1101 | 1806 | 39.364 | -121.3602 | 106 | 68 | 17961.6544 | 11.1609 | 14483.9765 | 8.9999 | 3477.678 | 13609.8138 | 3477.678 | 0.019036 | 0.0077338 | 1475 | 3.399 | 12.798 | 2 | 3.0362 | 7.8492 | 0.99566 | 0.027081 | 0.0062251 | 2.9652 | 296.6081 | 45.9589 | 32.6013 | 1.3048 | 12.5392 | 14.4514 | 0.66912 | 22.9% | 18.6% | 45.4% | 55.6% | 60.2% | 70.2% | 0.08423 | 0.062839 | 2.1767 | 16.2191 | 3.7693 | 5.444 | 7.5533 | 5.761 | 2.2595 | 3.9571 | 13.0369 | 6.1542 | 8.7148 | 4.2055 | 48.0521 | 81.3597 | 51.928 | 90.8033
Bay Area | MORAGA 110118216 | 6063 | 281 | 589.5323 | 1062 | 996.1766 | 69 | 8.7934e-05 | 0.054368 | 2.7536 | 4.3748e-06 | 0.00017995 | 0.2646 | 0.59179 | {8C718E02-B293-4F3E-A85B-44B4CAD6C2F4} | 13801101 | MORAGA 1101 | 18216 | 37.8836 | -122.2009 | 119 | 279 | 20848.5365 |  | 7868.0142 |  | 12980.5222 | 7868.0142 | 12980.5222 | 0.012417 | 0.0060674 | 1480 | 6.1063 | 14.1546 | 3 | 3.6215 | 7.394 | 0.28136 | 0.09125 | 0.0069085 | 1.9066 | 293.5739 | 33.3037 | 29.7469 | 0.79436 | 15.2721 | 16.7723 | 2.2513 | 79.7% | 67.9% | 80.9% | 67.2% | 36.1% | 52.6% | 0.21617 | 0.041458 | 4.6667 | 20.5455 | 5.8418 | 11.0625 | 7.3582 | 6.8104 | 1.6816 | 3.32 | 14.9392 | 10.791 | 10.1784 | 7.15 | 48.2948 | 58.9131 | 43.6396 | 65.4309
North Coast | PETALUMA C 1108600 | 5241 | 0 | 0 | 1 | 0.45574 | 1 | 6.8673e-05 | 10.3161 | 2.6196 | 0.00070843 | 0.00017989 | 0 | 0 | {B9E22F01-648D-4F6F-B1E0-311BE99AC492} | 42631108 | PETALUMA C 1108 | 600 | 38.2425 | -122.6796 | 249 | 380 | 38359.4799 |  | 13922.7445 |  | 24436.7354 | 8142.768 | 12827.0764 | 0.00017989 | 6.8673e-05 | 1481 | 3.2352 | 9.8579 | 2 | 2.5044 | 6.6672 | -0.3604 | 0.021429 | 0.0071167 | 2.4334 | 295.0254 | 25.7743 | 27.3764 | 0.76778 | 17.4209 | 19.1759 | 4.0502 | 37.5% | 33.1% | 18.8% | 19.8% | 27.1% | 67.2% | 0.15997 | 0.030214 | 3.1818 | 19.3368 | 0 | 0.0071429 | 11.06 | 9.6463 | 1.5938 | 2.9084 | 16.2706 | 13.9913 | 13.4999 | 11.1654 | 50.7465 | 57.5953 | 35.3742 | 46.5405
Central Coast | ROB ROY 210571630 | 6149 | 37 | 61.2181 | 149 | 125.6354 | 15 | 5.6886e-05 | 0.037818 | 5.7533 | 2.1513e-06 | 0.00017953 | 0.24832 | 0.48727 | {7097C41D-4FD9-4503-BEF9-0B96E72F7C88} | 83692105 | ROB ROY 2105 | 71630 | 36.976 | -121.8947 | 52 | 222 | 14008.4418 |  | 2893.6341 |  | 11114.8077 | 1881.1605 | 5371.6035 | 0.002693 | 0.00085329 | 1482 | 6.3419 | 17.8691 | 2.2083 | 1.6177 | 4.247 | -0.59619 | 0.073333 | 0.0071047 | 1.7306 | 294.2821 | 30.9985 | 24.743 | 0.73264 | 15.9504 | 17.3673 | 16.6622 | 68.5% | 67.1% | 68.7% | 76.9% | 20.3% | 69% | 0.31088 | 0.26042 | 6.35 | 20.6 | 1.2833 | 6.2083 | 6.892 | 6.3742 | 1.7317 | 3.1522 | 15.0495 | 11.529 | 9.5063 | 7.0446 | 39.8157 | 50.2958 | 42.9126 | 63.7454
Central Coast | TEMPLETON 2113A60 | 4009 | 71 | 116.2224 | 205 | 167.4542 | 49 | 4.1425e-05 | 1095.21 | 9.2536 | 0.038009 | 0.00017938 | 0.34634 | 0.69405 | {B0A0DAD0-3674-4CD8-8437-87CE246C1A79} | 183052113 | TEMPLETON 2113 | A60 | 35.4894 | -120.6389 | 130 | 102 | 21175.7158 |  | 14423.3233 |  | 6752.3925 | 10180.3906 | 4388.4633 | 0.0087896 | 0.0020298 | 1483 | 0.91667 | 3.4067 | 2.069 | 2.2165 | 6.6572 | -2.1452 | 0.0086897 | 0.0063486 | 1.0724 | 297.5022 | 38.6756 | 32.9756 | 1.1667 | 14.6011 | 15.4516 | 1.2556 | 68.3% | 79.3% | 50.7% | 11.7% | 84.8% | 41.6% | 0.16766 | 0.022069 | 1.7805 | 14.9512 | 0.57717 | 1.4138 | 7.992 | 8.1498 | 1.9356 | 3.595 | 13.6851 | 10.0336 | 10.1739 | 6.8651 | 46.7472 | 64.8395 | 48.6111 | 67.8373
Sierra | GRASS VALLEY 1101circuit_breaker | 3288 | 31 | 46.0324 | 82 | 71.5287 | 9 | 9.7232e-05 | 0.037818 | 3.1932 | 3.6771e-06 | 0.00017904 | 0.37805 | 0.64355 | {B0F41A34-F762-41B4-ACDB-9C11F27E225A} | 152031101 | GRASS VALLEY 1101 | circuit_breaker | 39.2089 | -121.0612 | 133 | 147 | 9203.4325 |  | 4306.6032 |  | 4896.8293 | 1152.0117 | 1749.5501 | 0.0016114 | 0.00087509 | 1484 | 4.2262 | 13.6795 | 2 | 2.0615 | 5.8266 | 0.69458 | 0.044118 | 0.0055177 | 3.7398 | 293.981 | 44.4434 | 31.6731 | 1.1048 | 12.7615 | 14.8462 | 12.1227 | 22.7% | 13.6% | 72% | 59.8% | 6.6% | 79.3% | 0.58495 | 0.034706 | 5.5714 | 18.5 | 3.0424 | 4.8235 | 8.6288 | 6.7986 | 1.9158 | 3.4106 | 13.7315 | 6.1769 | 8.5946 | 4.1444 | 51.6982 | 90.2867 | 49.6825 | 90.7514
Central Coast | SEACLIFF 0402circuit_breaker | 3462 | 4 | 5.3452 | 19 | 14.8136 | 4 | 6.2989e-05 | 0.037818 | 3.5587 | 2.3821e-06 | 0.00017902 | 0.21053 | 0.36083 | {F85FD245-E951-4FD5-89D8-9A5F2519071F} | 83500402 | SEACLIFF 0402 | circuit_breaker | 36.9842 | -121.9154 | 46 | 229 | 12860.1259 |  | 2486.9473 |  | 10373.1786 | 417.7951 | 669.3148 | 0.00071608 | 0.00025196 | 1485 | 8.0986 | 21.5794 | 2.8571 | 1.4957 | 3.9542 | 8.2443 | 0.028571 | 0.0072183 | 1.8216 | 294.0653 | 30.0586 | 24.007 | 0.7016 | 16.1427 | 17.5966 | 21.2627 | 68.1% | 54% | 71.6% | 89.2% | 17.2% | 74.5% | 0.29814 | 0.064286 | 4.6667 | 18.6667 | 0.58286 | 2.7143 | 6.9233 | 6.3551 | 1.6861 | 3.0708 | 15.2522 | 11.8569 | 9.5913 | 7.281 | 39.395 | 48.9083 | 42.1684 | 62.0722
North Coast | KONOCTI 11022293 | 230 | 109 | 171.2926 | 219 | 215.8002 | 24 | 0.0001 | 0.052229 | 2.5933 | 4.8387e-06 | 0.00017848 | 0.49772 | 0.79376 | {4082A2F1-8D28-4818-ADB2-9A809F438C96} | 43311102 | KONOCTI 1102 | 2293 | 38.9455 | -122.6673 | 44 | 81 | 6782.8665 |  | 2820.5709 |  | 3962.2956 | 2621.5628 | 3870.2605 | 0.0042834 | 0.0024 | 1486 | 19.0041 | 60.0667 | 2 | 2.9747 | 8.2616 | -1.0431 | 0.065294 | 0.0060728 | 1.9685 | 296.5735 | 40.8596 | 31.7701 | 1.2112 | 14.0287 | 15.5615 | 1.4139 | 37.4% | 32.9% | 53.9% | 98.8% | 89.1% | 15.4% | 0.34903 | 0.045294 | 4.2222 | 18.963 | 5.8953 | 6.4412 | 9.5345 | 7.0472 | 2.3275 | 4.0263 | 13.4269 | 7.7019 | 8.3822 | 4.6715 | 53.1094 | 74.7873 | 51.154 | 81.7221
Central Valley | CLAY 11037142 | 8291 | 34 | 50.9886 | 147 | 89.0392 | 30 | 2.9385e-05 | 14.9295 | 11.0606 | 0.00045302 | 0.00017798 | 0.23129 | 0.57265 | {9E89ADDE-355B-4153-8A3A-140410223CE4} | 163341103 | CLAY 1103 | 7142 | 38.3168 | -120.9416 | 112 | 100 | 31804.4007 |  | 24816.4121 |  | 6987.9887 | 5016.468 | 1745.2618 | 0.0053393 | 0.00088154 | 1487 | 0.83953 | 2.7765 | 2 | 1.8027 | 5.8898 | -0.26997 | 0.011639 | 0.0066779 | 1.5089 | 297.303 | 43.7087 | 30.938 | 1.2648 | 13.3257 | 14.6315 | 0.74515 | 35.7% | 46.4% | 26.8% | 8.9% | 43.7% | 91.8% | 0.25105 | 0.020328 | 2.2308 | 15.0256 | 1.3877 | 2.4098 | 9.7283 | 6.8192 | 2.3793 | 3.9039 | 12.3656 | 7.4822 | 8.9399 | 5.2638 | 48.1834 | 61.9211 | 55.6282 | 80.8204
Bay Area | MIDDLETOWN 1101612 | 9493 | 109 | 188.6912 | 139 | 203.567 | 36 | 0.00012357 | 0.19948 | 1.9693 | 1.9048e-05 | 0.00017765 | 0.78417 | 0.92692 | {E7C5D89B-64E1-4E8D-A11F-B21BB10A3931} | 43141101 | MIDDLETOWN 1101 | 612 | 38.6742 | -122.5875 | 31 | 29 | 19701.1136 |  | 6226.4809 |  | 13474.6328 | 6226.4809 | 13474.6328 | 0.0063954 | 0.0044485 | 1488 | 14.6149 | 29.6969 | 3 | 2.5679 | 7.3044 | 0.54739 | 0.069935 | 0.0067854 | 3.204 | 294.9828 | 39.678 | 31.3103 | 1.0717 | 14.2604 | 16.2243 | 0.19068 | 79.5% | 60.4% | 90% | 98.7% | 80.9% | 16.5% | 0.036621 | 0.031308 | 1.2222 | 12.9778 | 0.31497 | 0.90323 | 10.2669 | 7.4507 | 2.0757 | 3.6541 | 14.5151 | 6.8031 | 7.9408 | 4.4602 | 48.5444 | 80.7299 | 47.4607 | 87.2399
Central Valley | CALAVERAS CEMENT 1101circuit_breaker | 3710 | 65 | 108.1269 | 316 | 196.7151 | 95 | 5.606e-05 | 332.7261 | 6.2392 | 0.018178 | 0.00017715 | 0.2057 | 0.54966 | {16B948B9-B372-45A4-B29D-56B8F2A70B74} | 162211101 | CALAVERAS CEMENT 1101 | circuit_breaker | 38.1697 | -120.6679 | 491 | 801 | 69356.2814 |  | 29364.3079 |  | 39991.9735 | 16524.9105 | 8049.6131 | 0.016829 | 0.0053257 | 1489 | 1.3965 | 4.5296 | 2 | 2.4352 | 5.6827 | -0.24473 | 0.012189 | 0.0062521 | 2.196 | 297.2454 | 44.2075 | 34.0997 | 1.3203 | 13.0166 | 14.6307 | 10.1211 | 35.5% | 29.4% | 61.2% | 18.8% | 62.5% | 77.6% | 0.20179 | 0.032747 | 2.319 | 15.1724 | 0.6379 | 1.3562 | 14.787 | 10.4772 | 2.3345 | 3.9387 | 13.0063 | 7.277 | 9.215 | 4.8916 | 46.4532 | 75.8006 | 51.7057 | 84.6873
North Coast | SANTA ROSA A 1104circuit_breaker | 1534 | 7 | 13.7173 | 33 | 29.2667 | 6 | 9.6029e-05 | 0.037817 | 3.3315 | 3.6315e-06 | 0.00017713 | 0.21212 | 0.4687 | {BAA473AF-66C6-4355-8E90-0CDB40A98A03} | 42151104 | SANTA ROSA A 1104 | circuit_breaker | 38.4366 | -122.7137 | 179 | 1016 | 54258.7277 |  | 9705.5931 |  | 44553.1345 | 380.5489 | 1043.5698 | 0.0010628 | 0.00057617 | 1490 | 6.6656 | 14.5303 | 3 | 1.3048 | 4.2499 | -3.7648 | 0.043333 | 0.0069278 | 2.179 | 295.6035 | 30.4927 | 28.2467 | 0.88476 | 16.1217 | 17.8184 | 36.5567 | 37.2% | 39% | 49.1% | 39.9% | 49.5% | 50.2% | 0.32793 | 0.041111 | 4 | 19.5714 | 0.60333 | 3.6667 | 10.6509 | 8.6964 | 1.8895 | 3.4118 | 15.6281 | 11.2911 | 11.2376 | 7.477 | 48.0266 | 67.5927 | 39.8798 | 63.1452
Sierra | CLARKSVILLE 210951744 | 8182 | 30 | 51.4628 | 121 | 83.9863 | 14 | 0.00010388 | 19.1932 | 2.3243 | 0.0019734 | 0.0001771 | 0.24793 | 0.61275 | {D119674C-FF38-4F45-A342-82E8B18FF02E} | 153612109 | CLARKSVILLE 2109 | 51744 | 38.7105 | -121.0745 | 56 | 33 | 4367.807 |  | 2887.7792 |  | 1480.0277 | 1413.2019 | 853.9468 | 0.0024794 | 0.0014543 | 1491 | 3.1056 | 8.21 | 2.6471 | 2.6504 | 6.7811 | -1.2572 | 0.047647 | 0.0062984 | 2.2202 | 296.9369 | 46.0319 | 33.4146 | 1.301 | 12.7794 | 14.3253 | 4.1175 | 22.4% | 9.8% | 79.8% | 32.7% | 56.3% | 80% | 0.22696 | 0.040588 | 3.9375 | 17.625 | 3.8924 | 7.1176 | 7.9024 | 5.9819 | 2.3718 | 4.1184 | 12.9045 | 6.6157 | 8.7611 | 4.4235 | 53.558 | 80.3348 | 54.9764 | 88.3687
Central Coast | OILFIELDS 1103N48 | 5593 | 7 | 12.145 | 10 | 13.7316 | 4 | 6.3886e-05 | 1.1482 | 3.0074 | 7.3901e-05 | 0.00017703 | 0.7 | 0.88446 | {63E72A21-A36A-4936-B748-71270400CC57} | 182391103 | OILFIELDS 1103 | N48 | 35.7984 | -120.9743 | 339 | 238 | 101596.5373 |  | 76455.2167 |  | 25141.3205 | 76392.1084 | 25141.3205 | 0.00070814 | 0.00025554 | 1492 | 1.2628 | 3.8931 | 2 | 2.1507 | 6.7694 | -0.82447 | 0.011328 | 0.0055701 | 0.9954 | 299.1438 | 46.6085 | 38.7401 | 1.4685 | 13.1358 | 13.9596 | 0.27447 | 67.9% | 49.3% | 72.3% | 15.9% | 99.3% | 9.3% | 0.091053 | 0.041965 | 1.3729 | 14.3123 | 0.0089536 | 0.0090992 | 8.0351 | 7.1461 | 2.5917 | 4.1447 | 12.0331 | 7.7031 | 8.6859 | 5.1975 | 53.4013 | 78.2067 | 57.7615 | 82.685
North Coast | FORT ROSS 11212987 | 1201 | 33 | 39.7928 | 104 | 78.3764 | 15 | 0.00013902 | 0.041111 | 1.6658 | 5.674e-06 | 0.0001767 | 0.31731 | 0.50771 | {CBE456DC-501B-4A85-8947-55FFB864F380} | 42851121 | FORT ROSS 1121 | 2987 | 38.5419 | -123.09 | 24 | 27 | 7211.3871 |  | 3345.8187 |  | 3865.5684 | 3345.8187 | 3865.5684 | 0.0026505 | 0.0020854 | 1493 | 8.4659 | 17.8715 | 2.8378 | 1.4945 | 4.6008 | -3.1059 | 0.050811 | 0.0070045 | 4.471 | 295.4845 | 27.4177 | 27.2919 | 0.91732 | 16.7799 | 19.0012 | 0.089357 | 37% | 23.1% | 75.8% | 49.1% | 54.9% | 57.2% | 0.06726 | 0.060541 | 1.6429 | 15.3214 | 0.33459 | 1.4054 | 11.2735 | 9.4463 | 2.124 | 3.4825 | 15.8536 | 11.7923 | 10.889 | 8.6512 | 49.6293 | 62.5279 | 41.0642 | 57.3135
North Coast | HARRIS 11082062 | 7055 | 226 | 369.2987 | 358 | 428.5868 | 30 | 6.8821e-05 | 0.037818 | 4.8761 | 2.6027e-06 | 0.00017657 | 0.63128 | 0.86167 | {0E0C2894-9F4C-4F14-AF8A-F5A44822C594} | 192431108 | HARRIS 1108 | 2062 | 40.7571 | -124.1469 | 177 | 585 | 34770.7108 |  | 8481.5172 |  | 26289.1937 | 2687.4494 | 7345.5165 | 0.0052972 | 0.0020646 | 1494 | 14.6471 | 31.6117 | 2 | 1.5627 | 6.0541 | 1.6669 | 0.059677 | 0.0070585 | 3.3913 | 290.0849 | 16.7142 | 20.4773 | 0.39821 | 19.2462 | 22.2399 | 6.1006 | 36.9% | 52.5% | 18.9% | 87.7% | 4.6% | 95.7% | 0.22893 | 0.2652 | 3.8605 | 19.7907 | 0.11242 | 5.7742 | 12.8548 | 11.0021 | 1.2068 | 1.7427 | 19.318 | 15.0106 | 15.2915 | 11.7374 | 45.1218 | 56.3361 | 24.6296 | 41.0516
Central Coast | LLAGAS 2105XR234 | 8849 | 13 | 19.4529 | 57 | 46.2813 | 9 | 5.8113e-05 | 1037.44 | 6.0761 | 0.05041 | 0.00017635 | 0.22807 | 0.42032 | {90264C2C-3ED3-42D6-BFF5-F41E927FBBE3} | 83182105 | LLAGAS 2105 | XR234 | 36.9919 | -121.5618 | 51 | 25 | 6040.3678 |  | 3448.7535 |  | 2591.6143 | 1152.082 | 171.2646 | 0.0015871 | 0.00052302 | 1495 | 1.1495 | 4.9391 | 2.3333 | 2.8372 | 7.6366 | -3.705 | 0.034167 | 0.0070501 | 1.5486 | 297.1156 | 34.5985 | 29.9756 | 1.0391 | 15.3268 | 16.6007 | 14.5543 | 67.8% | 68.2% | 69.4% | 24.7% | 75.3% | 56.4% | 0.25644 | 0.05 | 1.6 | 15.2 | 1.06 | 4.75 | 7.9238 | 7.9547 | 2.0086 | 3.6899 | 14.24 | 10.967 | 10.4271 | 6.7988 | 49.2802 | 61.4242 | 46.1837 | 66.3174
North Coast | ANNAPOLIS 1101circuit_breaker | 9592 | 9 | 9.4062 | 21 | 17.4176 | 1 | 8.085e-05 | 0.037817 | 2.1792 | 3.0575e-06 | 0.00017619 | 0.42857 | 0.54004 | {26E5272A-CBC3-4332-B0D6-5C00B9086880} | 42861101 | ANNAPOLIS 1101 | circuit_breaker | 38.6801 | -123.311 | 16 | 3 | 1119.422 |  | 1058.7166 |  | 60.7054 | 1058.7166 | 60.7054 | 0.00017619 | 8.085e-05 | 1496 | 3.9394 | 12.1016 | 2 | 2.0492 | 5.287 | 3.8941 | 0.0092308 | 0.0071039 | 3.1937 | 294.5512 | 26.7009 | 28.5836 | 0.79888 | 16.927 | 19.0237 | 0.45259 | 36.7% | 28.5% | 31.9% | 31.1% | 32.6% | 58.5% | 0.058945 | 0.017692 | 3 | 9.375 | 0.014615 | 1.6154 | 13.2168 | 11.6575 | 1.9279 | 3.0674 | 15.9963 | 12.0005 | 10.8672 | 8.7344 | 56.8302 | 68.2957 | 39.9383 | 55.4168
Sierra | BRUNSWICK 11062790 | 623 | 630 | 934.2148 | 1256 | 1216.8043 | 132 | 7.3638e-05 | 259.9372 | 70.8733 | 0.014606 | 0.0029705 | 0.50159 | 0.76776 | {6A9220E4-A8F8-420E-B213-484BC56BD3B4} | 152481106 | BRUNSWICK 1106 | 2790 | 39.145 | -120.9719 | 173 | 173 | 33048.1385 | 20.5352 | 17549.6884 | 10.9049 | 15498.4501 | 15218.0635 | 13169.6679 | 0.3921 | 0.0097203 | 112 | 5.659 | 14.3087 | 2.5869 | 1.7708 | 5.093 | 0.47772 | 0.054672 | 0.0054515 | 3.531 | 295.4762 | 47.6637 | 33.458 | 1.2852 | 12.0768 | 14.1221 | 0.55287 | 88.8% | 89.7% | 45.1% | 64.1% | 47.6% | 33.9% | 0.10595 | 0.029577 | 2.2403 | 15.938 | 5.1581 | 7.1562 | 8.8317 | 6.5422 | 2.3894 | 4.2166 | 12.3317 | 6.197 | 8.4839 | 4.198 | 53.1841 | 80.5995 | 55.6257 | 89.4126
North Coast | FRUITLAND 11418860 | 4609 | 89 | 158.2543 | 92 | 159.7492 | 24 | 0.00037267 | 0.037818 | 0.11714 | 1.4094e-05 | 0.00017516 | 0.96739 | 0.99064 | {901979A9-33A5-4FBB-9019-2CBDDF98F849} | 192311141 | FRUITLAND 1141 | 8860 | 40.2829 | -123.8726 | 61 | 149 | 10329.406 |  | 6108.7785 |  | 4220.6275 | 3211.911 | 478.6548 | 0.0042037 | 0.0089441 | 1498 | 16.8426 | 30.5831 | 2 | 3.4835 | 8.3106 | -0.11711 | 0.06122 | 0.0071267 | 3.9624 | 293.4736 | 23.5006 | 21.6522 | 0.74306 | 17.8504 | 20.6994 | 1.8979 | 36.3% | 4.8% | 99.7% | 85.8% | 22.7% | 77% | 0.16807 | 0.1939 | 2.125 | 15.8125 | 0.0046341 | 2.2439 | 11.0763 | 8.0391 | 1.7619 | 3.0409 | 16.7142 | 11.4046 | 12.2139 | 8.4307 | 39.8584 | 52.2306 | 36.6143 | 58.9725
Bay Area | SILVERADO 210234959 | 3864 | 542 | 847.2081 | 1625 | 1468.7662 | 215 | 5.7639e-05 | 0.69268 | 2.1795 | 3.0876e-05 | 9.5998e-05 | 0.33354 | 0.57682 | {D04F5483-38A6-4223-B65A-38F70E05486F} | 43432102 | SILVERADO 2102 | 34959 | 38.508 | -122.3749 | 271 | 160 | 69199.4418 | 42.9986 | 42790.9314 | 26.5891 | 26408.5104 | 41070.2397 | 24690.8187 | 0.02064 | 0.012392 | 1894 | 3.3337 | 8.8763 | 2.6932 | 2.4974 | 6.9954 | -1.8265 | 0.034406 | 0.00641 | 2.2224 | 296.0557 | 41.6914 | 34.4624 | 1.1333 | 13.6286 | 15.1969 | 0.34943 | 62.6% | 63% | 55.7% | 29.6% | 93.5% | 4.7% | 0.18306 | 0.028784 | 1.5373 | 11.9403 | 1.2222 | 2.4436 | 9.5689 | 7.5259 | 2.1433 | 3.7171 | 13.3858 | 7.6792 | 8.7023 | 4.7763 | 56.9313 | 88.3416 | 50.693 | 83.4494
North Coast | BIG RIVER 110169032 | 6880 | 1725 | 2974.647 | 2009 | 3113.5366 | 148 | 9.9957e-05 | 0.037818 | 1.8749 | 3.7802e-06 | 0.00014191 | 0.85864 | 0.95539 | {B18E180C-39A4-4EFB-8DCB-B1B629947F6E} | 43081101 | BIG RIVER 1101 | 69032 | 39.2995 | -123.789 | 141 | 141 | 18347.6236 | 11.4007 | 13621.9318 | 8.4643 | 4725.6918 | 13621.9318 | 4725.6918 | 0.021002 | 0.014794 | 1649 | 14.0296 | 25.8452 | 2 | 2.7821 | 7.0961 | 1.2718 | 0.059286 | 0.0068184 | 3.0772 | 290.6836 | 18.5115 | 20.5135 | 0.46264 | 19.0214 | 21.4443 | 0.7132 | 28.7% | 25.6% | 53.8% | 75.3% | 7.8% | 93.7% | 0.098394 | 0.13044 | 2.097 | 15.5373 | 2.9937 | 11.0385 | 12.0093 | 9.9427 | 1.357 | 2.0308 | 18.3613 | 14.9872 | 14.5951 | 11.7081 | 40.8357 | 47.0734 | 28.4536 | 41.445
Central Valley | MIWUK 170247143 | 6304 | 465 | 670.2781 | 947 | 903.3991 | 57 | 7.0597e-05 | 0.037818 | 4.8041 | 2.6699e-06 | 0.00017496 | 0.49102 | 0.74195 | {976CA043-61DE-4F22-87BA-0696E25C4DF1} | 163661702 | MIWUK 1702 | 47143 | 38.0045 | -120.2628 | 150 | 375 | 24675.5978 |  | 7868.7696 |  | 16806.8282 | 7868.7696 | 16806.8282 | 0.0099725 | 0.004024 | 1501 | 6.1734 | 15.6435 | 2.597 | 2.1979 | 5.104 | -0.51495 | 0.11448 | 0.0053382 | 2.6141 | 294.7395 | 49.6077 | 35.7589 | 1.2454 | 11.6881 | 13.4173 | 7.4348 | 35.3% | 21.1% | 72.7% | 72.5% | 37.3% | 40.8% | 0.28603 | 0.11084 | 6.3833 | 21.4667 | 14.5651 | 14.1343 | 10.6295 | 7.7929 | 2.0665 | 3.666 | 11.2624 | 5.9129 | 7.1791 | 3.9331 | 55.1776 | 84.7362 | 61.2225 | 93.2254
Central Coast | OCEANO 1106circuit_breaker | 7575 | 95 | 305.8625 | 142 | 331.8447 | 12 | 2.346e-05 | 523.7349 | 19.3073 | 0.013242 | 0.00017492 | 0.66901 | 0.9217 | {2FEE1CE0-BC95-467C-8CDD-CAD4D3CD2579} | 182601106 | OCEANO 1106 | circuit_breaker | 35.1012 | -120.5814 | 173 | 344 | 21108.4269 |  | 8076.9737 |  | 13031.4532 | 1811.9234 | 125.9887 | 0.002099 | 0.00028152 | 1502 | 5.5447 | 12.3581 | 2 | 2.0418 | 7.2262 | 2.1359 | 0.031333 | 0.0075601 | 0.90268 | 294.0217 | 29.8989 | 30.5448 | 0.67208 | 16.3787 | 17.1528 | 18.2868 | 67.6% | 92.5% | 18.5% | 61.7% | 14.5% | 80.8% | 0.13672 | 0.013333 | 1.9 | 11.8 | 9.1567 | 9.4667 | 10.3407 | 9.7941 | 1.784 | 2.4762 | 14.5673 | 14.1473 | 11.0113 | 10.4031 | 57.2515 | 55.7086 | 44.2403 | 46.9665
Central Coast | POINT MORETTI 11015104 | 5523 | 7 | 26.7131 | 7 | 26.7131 | 2 | 2.1068e-05 | 31.9727 | 21.5007 | 0.0005464 | 0.00017422 | 1 | 1 | {2D522AA5-8F8F-4B96-B755-D0E01134E6CB} | 82931101 | POINT MORETTI 1101 | 5104 | 37.0302 | -122.1868 | 21 | 2 | 3055.1591 |  | 3011.2994 |  | 43.8597 | 3011.2994 | 43.8597 | 0.00034845 | 4.2137e-05 | 1503 | 0.98796 | 3.6394 | 2 | 2.8048 | 7.0722 | 2.5991 | 0.0021053 | 0.0071784 | 2.1608 | 293.4919 | 27.4031 | 28.0749 | 0.65155 | 16.8425 | 18.429 | 1 | 67.4% | 93.7% | 14.3% | 13.2% | 12.6% | 88.8% | 0.1014 | 0.005 | 1.9167 | 7.75 | 0.35184 | 0.18421 | 11.0422 | 9.6087 | 1.5584 | 2.6992 | 16.5744 | 13.0899 | 11.1255 | 8.6229 | 51.8937 | 57.4957 | 38.1599 | 53.789
Central Coast | OTTER 11022166 | 8487 | 496 | 787.7831 | 941 | 1025.3998 | 68 | 2.9902e-05 | 0.24216 | 10.5447 | 6.8764e-06 | 0.00017408 | 0.5271 | 0.76827 | {C47B4B77-9CC6-4665-96AD-097EBCE52988} | 182941102 | OTTER 1102 | 2166 | 36.2769 | -121.8264 | 84 | 74 | 8488.7732 |  | 6559.0006 |  | 1929.7726 | 6559.0006 | 1929.7726 | 0.011838 | 0.0020333 | 1504 | 10.4032 | 22.7122 | 2 | 3.0175 | 7.1696 | -5.4875 | 0.053556 | 0.0064178 | 1.8974 | 293.244 | 37.0328 | 36.537 | 0.80148 | 14.2133 | 15.7268 | 0.75597 | 67.2% | 83.4% | 27.8% | 92.7% | 26.4% | 33.2% | 0.18375 | 0.15378 | 2.7818 | 14.9091 | 2.6902 | 10.4556 | 11.9094 | 10.9709 | 1.6969 | 2.8905 | 14.3087 | 10.3625 | 10.1374 | 8.0607 | 65.7514 | 84.5832 | 46.7681 | 63.2367
North Coast | ELK 110191336 | 1680 | 1108 | 2210.0198 | 1515 | 2397.3303 | 97 | 7.7487e-05 | 0.037818 | 3.3622 | 2.9304e-06 | 0.00017378 | 0.73135 | 0.92187 | {51F158BA-B081-4FAF-A03B-EC569F9C35AD} | 42981101 | ELK 1101 | 91336 | 39.2238 | -123.7688 | 119 | 116 | 21915.3013 |  | 13315.4628 |  | 8599.8385 | 11968.0294 | 6758.5078 | 0.016857 | 0.0075162 | 1505 | 18.1992 | 35.1798 | 2 | 2.9159 | 7.6182 | 1.3046 | 0.070395 | 0.0068766 | 2.8325 | 289.8354 | 17.5503 | 20.205 | 0.39721 | 19.3123 | 21.6424 | 1.9192 | 36.2% | 39.5% | 28.2% | 91.8% | 4.3% | 96.9% | 0.051447 | 0.048534 | 1.732 | 14.6392 | 1.3301 | 8.5593 | 12.2578 | 10.1048 | 1.2649 | 1.8273 | 18.6709 | 15.2433 | 14.7354 | 12.102 | 40.0811 | 45.9922 | 27.3447 | 39.9027
Sierra | BRUNSWICK 1102circuit_breaker | 2099 | 258 | 353.759 | 580 | 496.6833 | 79 | 8.9323e-05 | 0.038304 | 2.9863 | 3.4097e-06 | 0.00017271 | 0.44483 | 0.71224 | {0BF84A9F-DBEC-4CA7-98FB-695194286708} | 152481102 | BRUNSWICK 1102 | circuit_breaker | 39.2313 | -121.0352 | 137 | 124 | 16223.9191 |  | 10196.061 |  | 6027.8582 | 9785.3713 | 5824.4339 | 0.013644 | 0.0070566 | 1506 | 8.684 | 20.8513 | 2.4206 | 1.88 | 5.2365 | 0.66824 | 0.069346 | 0.0053453 | 4.0549 | 293.3115 | 46.3183 | 32.8442 | 1.1217 | 12.1846 | 14.3428 | 9.0916 | 22% | 12.3% | 62% | 86.8% | 10.2% | 41.2% | 0.18859 | 0.044037 | 2.8537 | 15.561 | 3.8323 | 5.4206 | 8.8531 | 6.9472 | 2.0057 | 3.4427 | 12.9265 | 5.9638 | 7.9099 | 4.0834 | 55.915 | 92.2476 | 53.057 | 92.019
Central Valley | BEAR VALLEY 21059570 | 8781 | 19 | 36.3143 | 140 | 80.512 | 52 | 2.1498e-05 | 11.2141 | 18.5145 | 0.00028774 | 0.00017263 | 0.13571 | 0.45104 | {C6F77565-3ECF-49F4-A49E-50D716B67BE9} | 252192105 | BEAR VALLEY 2105 | 9570 | 37.7156 | -120.2026 | 78 | 58 | 20050.174 |  | 12951.7997 |  | 7098.3743 | 12951.7997 | 7098.3743 | 0.0089769 | 0.0011179 | 1507 | 1.1368 | 3.4811 | 2 | 2.2949 | 5.6342 | -0.61741 | 0.0089041 | 0.0057276 | 1.9231 | 296.6333 | 49.8469 | 39.3886 | 1.3615 | 11.8398 | 13.2512 | 0.69705 | 35% | 63% | 16% | 13.1% | 73.2% | 43.7% | 0.069751 | 0.026073 | 1.6585 | 13.5122 | 0.14795 | 0.63927 | 8.4188 | 6.946 | 2.2172 | 3.9534 | 11.8483 | 6.3282 | 8.1878 | 4.3517 | 56.7736 | 93.3833 | 58.1793 | 89.9122
Bay Area | CASTRO VALLEY 1108MR243 | 5700 | 98 | 256.0221 | 545 | 504.2181 | 71 | 4.4963e-05 | 39.6446 | 8.2288 | 0.0020272 | 0.00017209 | 0.17982 | 0.50776 | {58409F43-908C-4F7B-B13E-65AE96367D27} | 14091108 | CASTRO VALLEY 1108 | MR243 | 37.7022 | -122.0452 | 116 | 469 | 32884.9613 |  | 8931.2655 |  | 23953.6958 | 8931.2655 | 23953.6958 | 0.012219 | 0.0031924 | 1508 | 3.735 | 10.6738 | 2.7832 | 2.7341 | 6.2237 | -3.9979 | 0.022867 | 0.0069021 | 1.7344 | 293.9381 | 33.1962 | 31.3521 | 0.80075 | 15.4058 | 16.8738 | 11.94 | 79.1% | 88.5% | 38.8% | 40.8% | 37.7% | 58.8% | 0.34113 | 0.09049 | 6.0291 | 19.2913 | 0.86944 | 3.8112 | 8.5343 | 7.6899 | 1.6894 | 3.3066 | 15.0597 | 10.3149 | 9.9649 | 6.1267 | 48.7871 | 68.8992 | 44.7602 | 70.1103
North Coast | GUALALA 1111circuit_breaker | 5345 | 515 | 842.2287 | 601 | 881.7248 | 69 | 6.5126e-05 | 0.037818 | 4.5196 | 2.4629e-06 | 0.00017147 | 0.85691 | 0.95521 | {73132ABD-89F1-46DF-ADF4-0148C2A7C9B0} | 42841111 | GUALALA 1111 | circuit_breaker | 38.7862 | -123.5219 | 92 | 76 | 9335.4727 |  | 6218.5195 |  | 3116.9531 | 5963.2451 | 3116.9531 | 0.011831 | 0.0044937 | 1509 | 16.8982 | 36.0714 | 2 | 3.1877 | 7.869 | 0.089585 | 0.067013 | 0.0068843 | 2.7298 | 290.8329 | 19.9559 | 24.3865 | 0.46923 | 18.7068 | 20.8035 | 2.7143 | 36% | 50% | 15.4% | 92.8% | 8.5% | 92% | 0.11726 | 0.11229 | 3.5652 | 13.913 | 0.50584 | 7.8052 | 13.799 | 12.0318 | 1.3489 | 1.9856 | 18.0311 | 15.2251 | 13.823 | 11.5113 | 49.0293 | 54.9101 | 30.8877 | 41.5233
Bay Area | LAKEWOOD 1102circuit_breaker | 745 | 6 | 24.3732 | 9 | 25.956 | 2 | 5.9272e-05 | 0.037818 | 2.8763 | 2.2416e-06 | 0.00017121 | 0.66667 | 0.93902 | {957F3B05-D3E6-46BF-B6B1-74EF9A986684} | 13531102 | LAKEWOOD 1102 | circuit_breaker | 37.9092 | -122.0572 | 300 | 895 | 52910.1038 |  | 15408.0523 |  | 37502.0515 | 153.4063 | 259.1331 | 0.00034241 | 0.00011854 | 1510 | 3.138 | 12.3919 | 2 | 3.4069 | 6.9729 | 3 | 0.015 | 0.0068269 | 1.6691 | 296.3595 | 39.5031 | 35.2467 | 1.0799 | 14.1052 | 15.4885 | 16.0473 | 78.9% | 68.9% | 57.7% | 55.5% | 84.2% | 12.7% | 0.20515 | 0 | 7.5 | 22 | 5.335 | 4.5 | 6.9957 | 6.6635 | 2.1486 | 3.7626 | 12.8464 | 9.4818 | 9.8749 | 6.4879 | 55.7882 | 69.4734 | 51.6033 | 71.9145
Central Coast | ATASCADERO 1101circuit_breaker | 6996 | 0 | 0 | 2 | 1.3502 | 1 | 8.0458e-05 | 0.037818 | 2.1275 | 3.0428e-06 | 0.00017117 | 0 | 0 | {98F44516-A7DA-4F88-98E1-7BF277BBBD67} | 182541101 | ATASCADERO 1101 | circuit_breaker | 35.4656 | -120.6715 | 65 | 319 | 17312.8724 |  | 3297.1528 |  | 14015.7196 | 491.5839 | 2605.6032 | 0.00017117 | 8.0458e-05 | 1511 | 2.4202 | 9.9412 | 2 | 2.5701 | 7.5091 | -1.4294 | 0.027273 | 0.0062603 | 1.1295 | 297.385 | 38.321 | 32.5406 | 1.167 | 14.5848 | 15.4701 | 15.6348 | 67% | 41% | 78.6% | 53.1% | 85% | 40.7% | 0.2783 | 0.027273 | 7.2222 | 22 | 0.061818 | 0.18182 | 8.1681 | 8.0829 | 1.9292 | 3.539 | 13.8344 | 10.3626 | 10.4993 | 7.3388 | 46.6542 | 62.8864 | 47.579 | 65.6261
Sierra | BRUNSWICK 11021010 | 582 | 4164 | 5184.9699 | 7808 | 6980.822 | 716 | 7.3203e-05 | 0.037879 | 102.9442 | 2.7715e-06 | 0.0033836 | 0.5333 | 0.74274 | {CA5C38FD-CE12-4872-96AA-D926F4220C4F} | 152481102 | BRUNSWICK 1102 | 1010 | 39.2129 | -121.0129 | 740 | 635 | 115163.3937 | 71.5594 | 70806.9227 | 43.9975 | 44356.471 | 70806.9227 | 44356.471 | 2.4226 | 0.052413 | 87 | 9.2913 | 18.6689 | 3 | 1.5866 | 4.5186 | 0.51947 | 0.073608 | 0.0052483 | 4.1223 | 293.7926 | 47.0546 | 32.9802 | 1.171 | 12.0117 | 14.2137 | 1.2984 | 92.2% | 94.5% | 44.6% | 79.3% | 17.3% | 30.5% | 0.14393 | 0.05297 | 1.8583 | 16.424 | 2.4235 | 2.9128 | 9.0402 | 7.3156 | 2.358 | 4.1054 | 12.7501 | 5.911 | 8.3303 | 4.0644 | 55.628 | 98.1872 | 53.4552 | 92.6373
Central Valley | MARIPOSA 210110070 | 3620 | 281 | 450.0527 | 1533 | 889.9266 | 317 | 4.1187e-05 | 28.9714 | 14.8357 | 0.00084807 | 0.00030838 | 0.1833 | 0.50572 | {26575688-884D-4CC7-8C04-F1F692E3F0D5} | 254452101 | MARIPOSA 2101 | 10070 | 37.5077 | -119.996 | 306 | 253 | 69302.8537 | 43.0629 | 41751.638 | 25.9433 | 27551.2157 | 41751.638 | 27551.2157 | 0.097757 | 0.013056 | 1086 | 2.9585 | 7.9285 | 2 | 2.5827 | 5.7555 | -0.10203 | 0.01606 | 0.0054866 | 2.3048 | 295.8614 | 51.3024 | 32.9976 | 1.3284 | 11.4281 | 12.8682 | 0.69328 | 53.7% | 55.4% | 41.7% | 41.9% | 65% | 29.9% | 0.044946 | 0.057068 | 1.5272 | 14.9293 | 0.9151 | 2.3053 | 8.0454 | 6.9187 | 2.1923 | 3.719 | 11.3526 | 6.2941 | 7.5689 | 4.3366 | 44.646 | 69.1244 | 61.3926 | 90.0654
North Coast | BIG RIVER 11015065 | 7630 | 287 | 456.8086 | 355 | 489.7267 | 28 | 8.2197e-05 | 0.037818 | 3.7933 | 3.1085e-06 | 0.00017056 | 0.80845 | 0.93278 | {B849FFAE-ED7D-4C30-A59F-EE2E39484950} | 43081101 | BIG RIVER 1101 | 5065 | 39.3644 | -123.7985 | 35 | 38 | 6743.9921 |  | 3543.5774 |  | 3200.4147 | 3543.5774 | 3200.4147 | 0.0047757 | 0.0023015 | 1514 | 14.3374 | 27.1794 | 2 | 2.5318 | 6.5871 | 0.6155 | 0.077292 | 0.0069384 | 2.9746 | 290.0418 | 17.8045 | 20.1396 | 0.39354 | 19.2992 | 21.7193 | 1.124 | 35.7% | 44.3% | 33.8% | 78.2% | 4.1% | 96.6% | 0.099269 | 0.11625 | 2.0882 | 17.5 | 2.3965 | 7.3958 | 12.3384 | 10.118 | 1.2658 | 1.8649 | 18.6977 | 15.1458 | 15.0928 | 11.8143 | 40.6863 | 47.255 | 27.2776 | 41.4208
Bay Area | SILVERADO 2104circuit_breaker | 4389 | 163 | 237.9526 | 443 | 393.6612 | 31 | 0.00012039 | 0.037818 | 1.6123 | 4.5528e-06 | 0.00017036 | 0.36795 | 0.60446 | {BCC000F2-427B-4C85-BE86-EBEAE729A62B} | 43432104 | SILVERADO 2104 | circuit_breaker | 38.4999 | -122.4594 | 196 | 379 | 24759.5043 |  | 8010.0912 |  | 16749.413 | 2560.2139 | 3388.8696 | 0.0052812 | 0.0037321 | 1515 | 6.2126 | 15.8344 | 2.4681 | 1.6549 | 4.6216 | -3.0106 | 0.035106 | 0.0066401 | 2.4801 | 297.028 | 38.9694 | 32.5432 | 1.1382 | 14.2633 | 15.9356 | 2.4776 | 78.8% | 54.9% | 89.3% | 75.3% | 94.2% | 16.7% | 0.4479 | 0.024043 | 2.76 | 15.28 | 3.4294 | 9.4255 | 10.3006 | 7.7451 | 2.2459 | 3.8198 | 13.9766 | 8.407 | 8.904 | 5.2204 | 53.7564 | 79.746 | 48.2662 | 78.9831
North Valley | CHALLENGE 11025462 | 1496 | 1325 | 1889.6252 | 3287 | 2795.8623 | 374 | 0.00013904 | 34.1361 | 48.3196 | 0.0035267 | 0.0025385 | 0.4031 | 0.67586 | {9343C558-C255-4E56-87AF-7724333414B9} | 103201102 | CHALLENGE 1102 | 5462 | 39.4829 | -121.2465 | 401 | 477 | 69529.0172 | 43.2034 | 37568.0951 | 23.3438 | 31960.9221 | 37568.0951 | 31960.9221 | 0.9494 | 0.052 | 134 | 7.8352 | 16.5425 | 2.9393 | 2.7015 | 7.2249 | -1.1811 | 0.063364 | 0.0054869 | 4.2639 | 294.9849 | 47.4052 | 33.2491 | 1.2475 | 12.0024 | 14.2009 | 1.0665 | 89.9% | 88.4% | 93.4% | 70.5% | 32.4% | 28.3% | 0.080058 | 0.068437 | 2.6637 | 17.1593 | 2.9149 | 6.0423 | 10.047 | 7.2607 | 2.0754 | 3.7618 | 12.728 | 5.7143 | 7.9968 | 3.8526 | 54.7373 | 93.2526 | 53.2474 | 94.0561
Sierra | NARROWS 21022718 | 3438 | 20 | 31.3268 | 70 | 51.4305 | 8 | 7.4928e-05 | 0.073503 | 13.0203 | 5.1065e-06 | 0.00017019 | 0.28571 | 0.60911 | {484AFB5A-CE87-4795-AA87-E15AE760BDD4} | 153132102 | NARROWS 2102 | 2718 | 39.2354 | -121.2209 | 241 | 111 | 16944.4571 |  | 11669.952 |  | 5274.5052 | 747.0941 | 206.4792 | 0.0013615 | 0.00059942 | 1517 | 3.1198 | 7.1895 | 2 | 2.6275 | 7.6179 | -5.7828 | 0.036667 | 0.006064 | 2.8764 | 296.4533 | 47.0546 | 33.0227 | 1.3085 | 12.2107 | 14.079 | 7.5761 | 21.7% | 47.1% | 46.3% | 24.4% | 62% | 43.2% | 0.24426 | 0.014444 | 2.4286 | 14.7143 | 5.1156 | 7.7778 | 8.8943 | 6.7381 | 2.3134 | 4.0169 | 12.699 | 6.0293 | 8.6155 | 4.0166 | 52.675 | 92.0642 | 53.8073 | 92.2918
North Coast | MONTE RIO 11113891 | 9153 | 294 | 419.7154 | 462 | 519.1368 | 50 | 0.00012789 | 0.037817 | 1.6315 | 4.8365e-06 | 0.00017015 | 0.63636 | 0.80849 | {FA640947-6357-4303-A243-055CFBFA4C89} | 42811111 | MONTE RIO 1111 | 3891 | 38.5162 | -123.0644 | 25 | 36 | 8962.1332 |  | 5703.541 |  | 3258.5922 | 5703.541 | 3258.5922 | 0.0085075 | 0.0063946 | 1518 | 10.9067 | 21.634 | 3 | 1.4145 | 4.4052 | 5.6174 | 0.062809 | 0.0071722 | 3.9326 | 295.3274 | 24.7904 | 25.7614 | 0.82909 | 17.5992 | 19.7463 | 0.050134 | 35.5% | 23% | 71.3% | 63.3% | 40.6% | 71.8% | 0.042435 | 0.048876 | 1.5946 | 15.1081 | 0.55461 | 5.191 | 11.0215 | 9.1336 | 1.9847 | 3.2047 | 16.3056 | 13.3474 | 11.9306 | 10.0265 | 47.0454 | 56.0947 | 38.5582 | 49.7925
Bay Area | ALTO 1124428 | 74 | 326 | 642.3591 | 979 | 1015.8488 | 60 | 0.00010046 | 0.037818 | 2.5695 | 3.7992e-06 | 0.00016912 | 0.33299 | 0.63234 | {84CE664B-0611-4200-83BA-04B0E42A1B56} | 42031124 | ALTO 1124 | 428 | 37.9069 | -122.5437 | 164 | 683 | 41570.626 |  | 9441.0665 |  | 32129.5595 | 6700.9234 | 19121.2519 | 0.010147 | 0.0060277 | 1519 | 6.3913 | 16.1188 | 3 | 2.688 | 6.9053 | -1.6259 | 0.11413 | 0.0072035 | 2.4901 | 293.9001 | 29.9717 | 26.331 | 0.74744 | 15.8526 | 17.6413 | 14.8508 | 78.6% | 66.3% | 83.5% | 77.9% | 27.8% | 80.9% | 0.46953 | 0.037333 | 7.1212 | 21.6667 | 4.0713 | 13.0533 | 10.8545 | 9.2497 | 1.6172 | 2.9492 | 14.7631 | 12.5306 | 11.9115 | 9.1587 | 51.1966 | 52.727 | 40.8445 | 53.1654
Central Valley | SAND CREEK 11037140 | 3761 | 190 | 497.5669 | 647 | 639.121 | 201 | 1.4198e-05 | 3209.7901 | 60.7229 | 0.045996 | 0.00038511 | 0.29366 | 0.77852 | {2D5FBF93-4F75-44A4-A3B6-356A65A990D3} | 254601103 | SAND CREEK 1103 | 7140 | 36.6751 | -119.1899 | 402 | 365 | 69561.5423 | 43.2236 | 42354.6264 | 26.318 | 27206.9158 | 42354.6264 | 27206.9158 | 0.077407 | 0.0028539 | 961 | 0.67674 | 2.2911 | 2 | 1.9489 | 4.5289 | -0.78087 | 0.0021184 | 0.0061486 | 1.4329 | 298.4257 | 55.7967 | 35.8983 | 1.6009 | 10.6128 | 11.7667 | 0.76022 | 58.1% | 86.4% | 8.6% | 5.3% | 95.1% | 13.1% | 0.0054616 | 0.0098287 | 1.7025 | 15.9553 | 1.2717 | 1.0078 | 5.9813 | 4.9576 | 2.8866 | 4.4177 | 9.8908 | 5.9035 | 6.7337 | 3.7631 | 49.069 | 70.3869 | 68.9462 | 93.2514
Sierra | HORSESHOE 110450142 | 5977 | 67 | 113.8201 | 421 | 261.822 | 33 | 7.5795e-05 | 0.041312 | 3.3223 | 3.1983e-06 | 0.00016813 | 0.15914 | 0.43472 | {72194304-B9B5-4008-9268-F14D384C2205} | 152571104 | HORSESHOE 1104 | 50142 | 38.767 | -121.1548 | 111 | 190 | 15652.8647 |  | 6580.4443 |  | 9072.4204 | 3538.232 | 2265.7491 | 0.0055484 | 0.0025012 | 1521 | 2.135 | 6.1641 | 2 | 2.4499 | 6.7736 | -0.39704 | 0.041395 | 0.0067261 | 1.932 | 297.1107 | 42.2836 | 30.515 | 1.2482 | 13.6166 | 15.0626 | 4.6353 | 21.5% | 14.1% | 47.3% | 17.1% | 34.4% | 95.9% | 0.19262 | 0.024651 | 3.125 | 16.8125 | 3.1916 | 9.7907 | 8.6855 | 6.4282 | 2.3203 | 4.1101 | 13.4523 | 6.9087 | 9.5186 | 4.661 | 50.4932 | 72.1599 | 50.744 | 84.0434
Bay Area | OAKLAND K 1104432850 | 3454 | 134 | 431.1161 | 312 | 532.5477 | 22 | 4.6399e-05 | 0.037818 | 4.3985 | 1.7547e-06 | 0.00016802 | 0.42949 | 0.80954 | {14CA8224-5AC7-4834-81C3-26558D7F85B9} | 12101104 | OAKLAND K 1104 | 432850 | 37.826 | -122.207 | 55 | 129 | 6808.9734 |  | 1972.5088 |  | 4836.4646 | 1972.5088 | 4836.4646 | 0.0036965 | 0.0010208 | 1522 | 7.9969 | 18.4941 | 2.7 | 2.4595 | 5.9784 | -9.3599 | 0.077 | 0.0070691 | 1.8947 | 292.7708 | 32.6886 | 30.3625 | 0.71033 | 15.3221 | 16.8166 | 14.5977 | 78.4% | 78% | 40.3% | 87.5% | 19.1% | 55% | 0.4147 | 0.11733 | 7.875 | 19.5417 | 12.392 | 10.4 | 8.0777 | 7.45 | 1.5743 | 3.0458 | 14.7663 | 10.9975 | 10.0209 | 7.2275 | 50.7746 | 57.615 | 44.8621 | 63.7869
Bay Area | GREENBRAE 11036083 | 9376 | 32 | 61.1314 | 95 | 92.0885 | 6 | 0.00018632 | 0.037818 | 0.42523 | 7.0462e-06 | 0.00016793 | 0.33684 | 0.66383 | {43C4E506-67D9-4305-AA7A-65C3BF977D22} | 43091103 | GREENBRAE 1103 | 6083 | 37.9316 | -122.5427 | 9 | 72 | 3396.9482 |  | 549.3456 |  | 2847.6026 | 549.3456 | 2847.6026 | 0.0010076 | 0.0011179 | 1523 | 6.2067 | 16.0202 | 3 | 2.2207 | 6.6249 | -0.63786 | 0.14714 | 0.0069952 | 3.1156 | 295.5447 | 33.3796 | 29.4379 | 0.94823 | 15.1484 | 17.0944 | 21.5897 | 78.2% | 31.1% | 99.6% | 77.3% | 63.5% | 43.2% | 0.42712 | 0.032857 | 10.8571 | 22 | 5.1686 | 13.5714 | 11.2142 | 9.5984 | 1.9168 | 3.543 | 13.5767 | 11.1174 | 11.1508 | 8.5244 | 55.9565 | 60.6272 | 46.0557 | 59.4115
Central Coast | DEL MONTE 21049500 | 5619 | 261 | 739.9701 | 736 | 1033.0593 | 71 | 4.1093e-05 | 4.4216 | 5.9703 | 0.00014174 | 0.00016755 | 0.35462 | 0.71629 | {9F487EDE-1254-4232-B1F0-1B8CB4720B05} | 182222104 | DEL MONTE 2104 | 9500 | 36.5582 | -121.7507 | 152 | 137 | 18852.0321 |  | 10897.0354 |  | 7954.9966 | 9189.3701 | 6215.35 | 0.011896 | 0.0029176 | 1524 | 3.337 | 9.3421 | 2 | 2.4316 | 5.9387 | -1.2229 | 0.025639 | 0.0072367 | 1.2962 | 293.9111 | 26.0535 | 26.2602 | 0.67672 | 17.2507 | 18.5486 | 2.3086 | 66.5% | 67.5% | 49.8% | 50.9% | 14.7% | 93% | 0.15838 | 0.021429 | 3.0685 | 16.6575 | 2.5594 | 5.5338 | 10.7681 | 9.733 | 1.4446 | 2.7691 | 16.1716 | 14.2846 | 13.7352 | 11.9512 | 44.0808 | 51.2577 | 34.6649 | 43.3229
Central Coast | CARMEL 0405circuit_breaker | 1269 | 8 | 27.0818 | 9 | 27.7569 | 1 | 3.921e-05 | 0.037818 | 4.2713 | 1.4828e-06 | 0.00016748 | 0.88889 | 0.97568 | {3C76847C-A8C4-4A3F-9423-53C131CDED01} | 182040405 | CARMEL 0405 | circuit_breaker | 36.5609 | -121.9197 | 107 | 759 | 24924.6515 |  | 4990.6238 |  | 19934.0277 | 58.7067 | 236.937 | 0.00016748 | 3.921e-05 | 1525 | 8.9537 | 18.703 | 2 | 2.1934 | 7.0039 | -2.625 | 0.11 | 0.0073988 | 1.1498 | 291.5781 | 24.7857 | 24.368 | 0.5163 | 17.2213 | 18.5029 | 11.2696 | 66.3% | 59.6% | 46.2% | 78.9% | 3.7% | 92.5% | 0.35229 | 0 | 10 | 22 | 9.39 | 9 | 11.1232 | 9.846 | 1.3921 | 2.0986 | 16.5654 | 15.0556 | 13.2938 | 12.9462 | 44.94 | 46.3609 | 32.1371 | 38.9298
Central Coast | HICKS 2101XR162 | 2897 | 4 | 5.2278 | 31 | 21.8152 | 8 | 1.8277e-05 | 55.2328 | 8.668 | 0.0016573 | 0.00016616 | 0.12903 | 0.23964 | {4BEE9D9E-BAC4-46AE-B4EA-D5A6948A1B98} | 83432101 | HICKS 2101 | XR162 | 37.2123 | -121.836 | 312 | 478 | 37529.8469 |  | 15349.8178 |  | 22180.0291 | 1339.293 | 3306.0968 | 0.0013293 | 0.00014622 | 1526 | 1.2098 | 4.3031 | 2 | 2.0945 | 5.0956 | 0.39238 | 0.016809 | 0.0066459 | 1.306 | 296.0711 | 40.1878 | 34.5591 | 1.0247 | 13.9884 | 15.1509 | 19.0095 | 66.1% | 77.7% | 10.1% | 19.6% | 71.2% | 27.7% | 0.14442 | 0.025957 | 2.125 | 18 | 0.14468 | 0.65957 | 10.2714 | 8.5461 | 2.0209 | 3.5985 | 13.0735 | 8.9828 | 8.9531 | 5.5904 | 57.3333 | 74.2157 | 50.8427 | 76.7045
North Valley | BIG BEND 1101641808 | 5327 | 650 | 920.6491 | 1920 | 1552.9973 | 285 | 6.072e-05 | 0.85124 | 43.3121 | 4.2784e-05 | 0.0011663 | 0.33854 | 0.59282 | {043BC0AF-FD34-4233-9280-D3D38FCAFD0A} | 103751101 | BIG BEND 1101 | 641808 | 39.7404 | -121.4965 | 339 | 361 | 69754.1936 | 43.3434 | 46360.2755 | 28.807 | 23393.9181 | 46054.2939 | 23393.9181 | 0.33239 | 0.017305 | 329 | 4.687 | 12.6563 | 2.4984 | 2.7746 | 8.5212 | 0.35121 | 0.013344 | 0.0053365 | 4.2733 | 294.5119 | 50.0932 | 38.6473 | 1.3152 | 11.2136 | 13.5636 | 0.70258 | 79.5% | 85.7% | 52.6% | 58.4% | 39% | 0% | 0.054316 | 0.037399 | 1.9235 | 15.3104 | 1.4176 | 3.1169 | 13.8519 | 10.1544 | 2.2845 | 4.1489 | 12.4115 | 5.1969 | 7.5538 | 3.4855 | 66.2643 | 119.4561 | 55.5045 | 97.9594
North Valley | GANSNER 110152664 | 1020 | 74 | 103.0702 | 158 | 146.5931 | 20 | 2.5236e-05 | 0.037818 | 10.8237 | 9.5438e-07 | 0.00016597 | 0.46835 | 0.7031 | {248F09B8-1D5D-4034-96B7-C372BB4594AA} | 103021101 | GANSNER 1101 | 52664 | 39.9392 | -120.9474 | 178 | 541 | 28003.7102 |  | 7524.9818 |  | 20478.7284 | 1440.8216 | 3198.089 | 0.0033194 | 0.00050472 | 1528 | 9.1233 | 19.2589 | 2.6774 | 1.8263 | 6.1075 | -3.275 | 0.063548 | 0.0042773 | 2.8822 | 292.2797 | 43.9267 | 36.2877 | 1.077 | 12.7405 | 14.8097 | 22.2153 | 37.3% | 46.3% | 18.8% | 79.5% | 20.5% | 78% | 0.19879 | 0.10323 | 3.8182 | 19.7273 | 1.2735 | 5.0968 | 13.1685 | 10.4481 | 1.9549 | 3.2838 | 12.6401 | 6.5072 | 7.6558 | 5.1812 | 61.3981 | 93.4882 | 56.3162 | 87.8509
Central Coast | LOS GATOS 1107LA60 | 8988 | 132 | 245.6942 | 813 | 649.0034 | 76 | 4.0633e-05 | 0.037818 | 6.2732 | 1.5366e-06 | 0.00016594 | 0.16236 | 0.37857 | {D42EB516-2D37-4D0C-8D56-AE34D1571A30} | 82021107 | LOS GATOS 1107 | LA60 | 37.1839 | -121.9823 | 101 | 56 | 19485.2758 |  | 13828.9369 |  | 5656.3389 | 13828.9369 | 5656.3389 | 0.012611 | 0.0030881 | 1529 | 4.4665 | 10.6155 | 3 | 2.0156 | 5.4245 | 1.4732 | 0.038523 | 0.0062625 | 2.7419 | 293.631 | 44.5997 | 37.3991 | 1.0007 | 12.7203 | 14.323 | 0.22164 | 65.9% | 69.2% | 48.4% | 55.1% | 63.4% | 5.3% | 0.050524 | 0.041705 | 1.7662 | 12.9481 | 0.79153 | 4.6193 | 9.9942 | 8.2461 | 1.9173 | 3.5927 | 12.4774 | 7.1171 | 7.9563 | 4.5117 | 57.9236 | 83.4885 | 54.3223 | 86.8242
Central Coast | TEMPLETON 2113A20 | 5194 | 127 | 223.9255 | 251 | 276.4732 | 66 | 4.6689e-05 | 2852.0808 | 6.3602 | 0.1358 | 0.00016589 | 0.50598 | 0.80994 | {63FF5E85-7320-4916-95DB-09A821D7A9F8} | 183052113 | TEMPLETON 2113 | A20 | 35.5005 | -120.6607 | 128 | 115 | 18021.8207 |  | 12664.8988 |  | 5356.9218 | 10922.8343 | 4831.4112 | 0.010949 | 0.0030815 | 1530 | 0.88915 | 3.6126 | 2 | 2.2047 | 6.4276 | -0.18554 | 0.007947 | 0.0063617 | 1.0597 | 297.4753 | 38.8242 | 33.0558 | 1.1635 | 14.5853 | 15.4282 | 2.6993 | 65.8% | 69.8% | 59.7% | 12.8% | 84.4% | 40.8% | 0.19309 | 0.012583 | 2.0097 | 16.4563 | 0.22762 | 1.6623 | 8.0277 | 8.055 | 1.9401 | 3.5933 | 13.6265 | 9.9547 | 10.1243 | 6.7719 | 47.2303 | 65.749 | 49.0347 | 68.4604
Sierra | DIAMOND SPRINGS 110519910 | 2148 | 259 | 569.5276 | 1199 | 869.5096 | 241 | 7.2811e-05 | 611.7303 | 14.249 | 0.042339 | 0.0005042 | 0.21601 | 0.655 | {B086CF84-D2F5-42B5-8FBA-007201735811} | 152261105 | DIAMOND SPRINGS 1105 | 19910 | 38.6313 | -120.8543 | 338 | 438 | 66869.8412 | 41.5511 | 32811.9682 | 20.3885 | 34057.873 | 32811.9682 | 34057.873 | 0.12151 | 0.017547 | 797 | 2.0554 | 5.81 | 2.8551 | 2.292 | 6.7292 | 1.3626 | 0.028143 | 0.0060278 | 2.4948 | 296.3852 | 45.6201 | 32.0529 | 1.2848 | 12.6778 | 14.3927 | 0.88347 | 49.8% | 49.4% | 44.1% | 14.4% | 46.6% | 77.1% | 0.11353 | 0.024444 | 2.5455 | 17.6364 | 3.8109 | 5.5778 | 8.9434 | 6.5598 | 2.4065 | 4.2439 | 12.3675 | 6.2712 | 8.5818 | 4.2551 | 53.1158 | 77.0122 | 55.2679 | 88.1314
North Coast | KONOCTI 1102948 | 7221 | 281 | 450.3988 | 508 | 540.5545 | 71 | 9.8019e-05 | 0.15968 | 2.5473 | 1.7721e-05 | 0.00016522 | 0.55315 | 0.83322 | {3EE95B4C-7440-4D46-99D3-576CFD7E946C} | 43311102 | KONOCTI 1102 | 948 | 38.9109 | -122.6462 | 111 | 169 | 22389.5005 |  | 12598.6341 |  | 9790.8664 | 9863.4507 | 8767.2857 | 0.011731 | 0.0069594 | 1532 | 8.1525 | 23.1235 | 2 | 2.9207 | 7.8984 | -1.699 | 0.043037 | 0.0060729 | 2.0302 | 296.4992 | 41.318 | 32.0068 | 1.2156 | 13.9071 | 15.4499 | 0.73767 | 35% | 32.7% | 52% | 68.4% | 89.9% | 12.5% | 0.16173 | 0.048593 | 3.2692 | 15.5769 | 4.0821 | 3.763 | 9.5781 | 7.0581 | 2.3201 | 4.038 | 13.4287 | 7.5807 | 8.3026 | 4.6059 | 53.272 | 75.9464 | 51.176 | 82.5501
North Coast | SONOMA 110478372 | 3121 | 10 | 15.177 | 39 | 31.6392 | 11 | 0.00010371 | 120.1339 | 2.2151 | 0.013724 | 0.00016485 | 0.25641 | 0.47969 | {883C1192-DE93-49B0-9D61-992A9165A32C} | 42721104 | SONOMA 1104 | 78372 | 38.2972 | -122.5041 | 289 | 333 | 50691.8189 |  | 27765.3023 |  | 22926.5166 | 26611.5178 | 21270.6772 | 0.0018134 | 0.0011408 | 1533 | 4.5116 | 12.0903 | 2 | 2.9612 | 7.4361 | -0.70149 | 0.047241 | 0.0067351 | 3.1338 | 295.3425 | 34.2591 | 31.0003 | 0.96685 | 15.2387 | 17.0791 | 1.4483 | 34.8% | 29.2% | 57.3% | 30.9% | 59.7% | 38.9% | 0.10419 | 0.049828 | 2.3074 | 15.9728 | 0.028498 | 0.096059 | 9.2338 | 7.7709 | 1.8495 | 3.452 | 14.9607 | 10.2999 | 10.6342 | 7.384 | 49.5871 | 68.8025 | 42.4608 | 66.4431
North Coast | ELK 1101900 | 2706 | 134 | 252.9065 | 284 | 319.7577 | 43 | 5.5823e-05 | 0.15809 | 4.1625 | 7.5875e-06 | 0.00016479 | 0.47183 | 0.79093 | {32CDF0E8-BDA5-4E37-8B42-CD1492E2A580} | 42981101 | ELK 1101 | 900 | 39.0468 | -123.685 | 262 | 226 | 48739.9082 |  | 33079.2876 |  | 15660.6206 | 9529.0573 | 2869.2154 | 0.0070859 | 0.0024004 | 1534 | 6.0354 | 14.1539 | 2 | 3.4479 | 8.4006 | -0.61387 | 0.024605 | 0.0068805 | 2.7007 | 289.8471 | 19.1208 | 23.0535 | 0.41323 | 18.8671 | 21.079 | 1.4544 | 34.6% | 47.7% | 7.7% | 39.2% | 5.5% | 93% | 0.11088 | 0.067359 | 1.5 | 11.963 | 0.40428 | 1.8684 | 13.6503 | 11.5469 | 1.2862 | 2.0078 | 18.811 | 14.7181 | 13.7101 | 9.8865 | 47.4728 | 55.3526 | 28.2899 | 45.5884
Central Valley | PEORIA 170590374 | 894 | 50 | 111.7071 | 453 | 274.4404 | 63 | 9.0819e-05 | 0.037818 | 3.3052 | 3.4346e-06 | 0.00016476 | 0.11038 | 0.40704 | {8B476FB2-9EFB-4231-AA3D-ADAA150B87C8} | 163781705 | PEORIA 1705 | 90374 | 37.9593 | -120.4019 | 79 | 96 | 13098.3959 |  | 7135.3675 |  | 5963.0284 | 6578.4615 | 5919.9231 | 0.01038 | 0.0057216 | 1535 | 3.7056 | 9.1636 | 2 | 2.0618 | 5.3289 | 1.3273 | 0.045612 | 0.0061289 | 2.0111 | 296.7638 | 41.8098 | 33.5575 | 1.2257 | 13.7928 | 15.2515 | 4.8692 | 34.8% | 15.9% | 86.5% | 47.2% | 31% | 99.8% | 0.17752 | 0.083163 | 2.4478 | 19.6119 | 1.2434 | 4.6224 | 10.8313 | 8.051 | 2.0819 | 3.8603 | 13.6417 | 7.48 | 9.6533 | 4.9265 | 47.8668 | 82.3699 | 49.8205 | 83.4008
Central Coast | SAN LUIS OBISPO 1104V10 | 2675 | 20 | 43.6627 | 96 | 87.9429 | 16 | 2.6001e-05 | 175.2374 | 11.7184 | 0.0045585 | 0.00016465 | 0.20833 | 0.49649 | {AF824FE0-092F-4984-80E3-6C6BE36268BB} | 182631104 | SAN LUIS OBISPO 1104 | V10 | 35.215 | -120.6143 | 112 | 46 | 13139.1496 |  | 10945.8906 |  | 2193.259 | 5741.8428 | 385.8005 | 0.0026345 | 0.00041602 | 1536 | 1.3151 | 4.3895 | 2 | 2.0356 | 7.087 | -2.6839 | 0.0094737 | 0.0071545 | 1.0523 | 295.7645 | 34.0874 | 31.3355 | 0.88046 | 15.3375 | 16.2163 | 1.8866 | 65.6% | 85% | 22.7% | 20.1% | 34.8% | 56.6% | 0.13122 | 0.01386 | 1.5625 | 10.3125 | 0.61614 | 1.6842 | 9.3803 | 8.957 | 1.8588 | 3.2376 | 14.0977 | 12.5957 | 10.6691 | 9.1296 | 53.2122 | 57.9402 | 46.0019 | 54.489
North Coast | KONOCTI 1102596 | 453 | 188 | 335.3716 | 535 | 448.2375 | 97 | 7.3254e-05 | 58.3885 | 3.9318 | 0.0033838 | 0.00016458 | 0.3514 | 0.7482 | {6139DC48-33A9-4D2F-A5A3-F8FF5CADADDE} | 43311102 | KONOCTI 1102 | 596 | 38.9406 | -122.78 | 275 | 516 | 45927.7718 |  | 21540.3672 |  | 24387.4045 | 15791.9595 | 15501.9019 | 0.015965 | 0.0071057 | 1537 | 2.7357 | 7.6203 | 2 | 2.2669 | 6.7227 | -1.5048 | 0.016481 | 0.0061379 | 2.4065 | 296.264 | 41.6267 | 36.5802 | 1.224 | 13.723 | 15.5363 | 7.4832 | 34.5% | 45.4% | 24.6% | 8.7% | 92% | 9.9% | 0.32873 | 0.025556 | 3.5 | 16.4923 | 2.0572 | 2.4769 | 10.3387 | 8.5474 | 2.3542 | 4.0824 | 13.2922 | 7.2493 | 8.391 | 4.4761 | 59.4665 | 90.3237 | 51.6073 | 85.2333
Bay Area | STAFFORD 1101circuit_breaker | 3207 | 43 | 116.1804 | 129 | 167.9152 | 18 | 6.6121e-05 | 0.037818 | 4.4128 | 2.5006e-06 | 0.00016435 | 0.33333 | 0.6919 | {42AA63AD-C552-4EF9-BEF2-2D7A46307F74} | 43201101 | STAFFORD 1101 | circuit_breaker | 38.1197 | -122.6142 | 360 | 1280 | 90219.5585 |  | 19354.556 |  | 70865.0024 | 1888.1069 | 3969.3966 | 0.0029583 | 0.0011902 | 1538 | 2.5386 | 9.6673 | 2 | 2.5343 | 6.6779 | -2.1515 | 0.023636 | 0.0070862 | 2.1744 | 296.1374 | 31.8725 | 29.9894 | 0.95265 | 15.7133 | 17.3148 | 30.4325 | 78% | 78.2% | 65% | 33.9% | 64.4% | 75.5% | 0.49138 | 0.037576 | 4.9091 | 19.6818 | 2.4909 | 3.9091 | 10.8576 | 9.3661 | 1.9266 | 3.5384 | 14.267 | 12.2677 | 11.8242 | 8.7536 | 54.4666 | 61.43 | 43.4143 | 56.6952
Central Coast | MORGAN HILL 2105XR176 | 730 | 919 | 1794.1975 | 2076 | 2474.6538 | 240 | 5.6332e-05 | 393.7512 | 2.1879 | 0.016166 | 7.5446e-05 | 0.44268 | 0.72503 | {33647C9D-A594-482D-97B0-F9F1AC5928F8} | 83242105 | MORGAN HILL 2105 | XR176 | 37.0929 | -121.6472 | 558 | 400 | 79197.8253 | 49.2114 | 44144.6443 | 27.4303 | 35053.181 | 32979.6694 | 25994.2998 | 0.018107 | 0.01352 | 2046 | 3.5068 | 10.3416 | 2.1636 | 2.2298 | 6.4164 | -1.8041 | 0.025149 | 0.0068084 | 1.6322 | 295.9584 | 34.9103 | 29.6388 | 0.96177 | 15.2137 | 16.4953 | 3.2924 | 46.7% | 41.6% | 67.8% | 53.8% | 46.7% | 54.6% | 0.20928 | 0.043892 | 2.2154 | 15.521 | 1.5157 | 3.8587 | 8.7011 | 7.9996 | 1.872 | 3.5172 | 14.543 | 10.3811 | 10.124 | 6.5109 | 48.4703 | 62.4895 | 44.5659 | 68.99
North Coast | WILLOW CREEK 110191926 | 6055 | 319 | 498.0894 | 679 | 681.8463 | 77 | 0.00016168 | 0.037889 | 1.0554 | 6.1255e-06 | 0.00016427 | 0.46981 | 0.7305 | {ABEF63BB-FD93-485F-8439-718A3A0F3B42} | 192171101 | WILLOW CREEK 1101 | 91926 | 40.9382 | -123.8461 | 57 | 59 | 21047.6068 |  | 17080.2643 |  | 3967.3425 | 7078.2935 | 2362.0353 | 0.012649 | 0.012449 | 1540 | 10.6632 | 22.7554 | 2.0096 | 2.2739 | 7.8134 | -5.5773 | 0.057981 | 0.0062673 | 4.4177 | 293.34 | 29.4295 | 28.2266 | 0.89803 | 15.8468 | 19.1843 | 0.85656 | 34.3% | 15.7% | 85% | 67.4% | 52.2% | 48.1% | 0.13952 | 0.026923 | 1.5312 | 15.6562 | 0.8299 | 6.5288 | 15.7335 | 12.4549 | 1.9744 | 3.3527 | 15.9992 | 8.4212 | 10.1593 | 5.9202 | 50.8902 | 87.5937 | 40.3993 | 75.8956
Bay Area | JARVIS 1108MR576 | 932 | 0 | 0 | 6 | 2.9538 | 3 | 1.0006e-05 | 719.5289 | 27.4729 | 0.0085304 | 0.00016415 | 0 | 0 | {F271313B-5D1D-49E6-80E5-E9B726A3CF7F} | 13501108 | JARVIS 1108 | MR576 | 37.6164 | -122.0319 | 164 | 1194 | 58020.8958 |  | 9799.7281 |  | 48221.1677 | 434.201 | 1872.35 | 0.00049246 | 3.0017e-05 | 1541 | 2.0273 | 4.9021 | 2 | 2.2055 | 5.4709 | -0.48306 | 0.0011111 | 0.0070663 | 1.3095 | 293.9781 | 36.8044 | 33.4252 | 0.79806 | 14.5966 | 15.9071 | 46.2542 | 77.9% | 97.2% | 1.5% | 9.1% | 37% | 26.3% | 0.45545 | 0.0022222 | 5.625 | 22 | 0 | 0.66667 | 8.8664 | 7.705 | 1.7135 | 3.2689 | 13.8468 | 9.9816 | 9.3122 | 6.0048 | 55.8546 | 67.5716 | 49.7464 | 71.6705
North Coast | POINT ARENA 1101circuit_breaker | 570 | 962 | 1548.0404 | 1129 | 1628.6893 | 108 | 6.3238e-05 | 0.066386 | 3.3607 | 4.0886e-06 | 0.00013367 | 0.85208 | 0.95048 | {72A22D65-E2E8-42C5-897F-8C8D23CE5089} | 43381101 | POINT ARENA 1101 | circuit_breaker | 38.9123 | -123.6794 | 145 | 105 | 29465.8404 | 18.3093 | 18269.3482 | 11.3521 | 11196.4922 | 18269.3482 | 11196.4922 | 0.014436 | 0.0068297 | 1690 | 12.2252 | 23.8354 | 2 | 3.0594 | 7.2754 | 0.51689 | 0.064964 | 0.0068986 | 3.088 | 291.3199 | 21.0148 | 24.7338 | 0.51946 | 18.3174 | 20.612 | 0.45193 | 27% | 39.3% | 13.8% | 70.1% | 11.3% | 88.4% | 0.0722 | 0.10165 | 1.7847 | 14.0972 | 0.77403 | 4.0612 | 14.0917 | 12.0643 | 1.4242 | 2.2849 | 18.0625 | 14.0673 | 13.2113 | 9.6179 | 50.3849 | 59.5656 | 30.9352 | 47.972
Central Valley | CURTIS 17048140 | 1390 | 1498 | 2075.3894 | 5711 | 4191.235 | 347 | 9.0077e-05 | 0.813 | 18.8636 | 5.0047e-05 | 0.00087366 | 0.2623 | 0.49517 | {44BC81C9-8540-477A-9326-99FB3CD481E2} | 163351704 | CURTIS 1704 | 8140 | 38.0068 | -120.3479 | 394 | 469 | 70369.299 | 43.7256 | 42473.8563 | 26.3921 | 27895.4428 | 42473.8563 | 27895.4428 | 0.30316 | 0.031257 | 463 | 6.9007 | 14.7923 | 2.7729 | 2.1868 | 5.9667 | 0.69214 | 0.053559 | 0.0055873 | 2.2958 | 295.4116 | 48.6408 | 36.0885 | 1.2631 | 12.0761 | 13.6608 | 1.5173 | 79.4% | 64.1% | 85.8% | 70.7% | 42.6% | 50.8% | 0.041092 | 0.11969 | 2.1926 | 17.4063 | 5.1372 | 9.6932 | 11.3647 | 8.2991 | 2.0997 | 3.7849 | 11.7464 | 6.049 | 7.7123 | 4.115 | 53.9714 | 86.1706 | 59.4856 | 92.1228
Central Coast | TEMPLETON 2113A12 | 7057 | 339 | 644.5838 | 884 | 907.9714 | 173 | 3.4983e-05 | 2.4911 | 2.4267 | 9.0328e-05 | 7.1403e-05 | 0.38348 | 0.70992 | {0BD3EAE8-A4C6-457C-A510-61EFBAEC688F} | 183052113 | TEMPLETON 2113 | A12 | 35.3806 | -120.4432 | 211 | 139 | 73929.3785 | 45.9377 | 65018.3777 | 40.4006 | 8911.0008 | 65018.3777 | 8911.0008 | 0.012353 | 0.006052 | 2077 | 0.9786 | 3.3233 | 2.2652 | 2.6256 | 7.3323 | 0.20723 | 0.0053154 | 0.0062003 | 1.6494 | 297.6979 | 49.091 | 40.1909 | 1.3546 | 12.2331 | 13.3029 | 0.43586 | 45.4% | 44.6% | 38.1% | 10.8% | 95.1% | 1.6% | 0.081996 | 0.021297 | 1.3765 | 12.251 | 0.79188 | 1.0327 | 7.8932 | 7.888 | 2.2786 | 3.9065 | 10.1495 | 7.5531 | 6.6209 | 4.5618 | 61.4769 | 79.4893 | 65.9602 | 84.1923
North Coast | MIRABEL 11027347 | 6326 | 10 | 24.3513 | 10 | 24.3513 | 1 | 0.00016317 | 0.037818 |  | 6.1706e-06 | 0.00016317 | 1 | 1 | {8CA524F1-8D7D-4618-99D9-A20A89A3DB89} | 42091102 | MIRABEL 1102 | 7347 | 38.5035 | -122.9486 | 17 | 94 | 3253.1792 |  | 1145.4102 |  | 2107.769 | 1145.4102 | 2107.769 | 0.00016317 | 0.00016317 | 1545 | 17.2166 | 33.0558 | 3 | 1.3791 | 3.8478 | 12.25 | 0.01 | 0.0070792 | 3.3444 | 295.6735 | 24.6695 | 25.0485 | 0.8393 | 17.6791 | 19.707 | 1.4416 | 33.8% | 0% | 86.2% | 89.4% | 42.7% | 72.7% | 0 | 0.09 |  |  | 0 | 10 | 10.9245 | 8.8599 | 1.9199 | 3.1517 | 16.3917 | 13.7136 | 13.1855 | 10.7618 | 45.9398 | 53.9029 | 36.2353 | 48.001
Bay Area | CR242 | 2647 | 7 | 12.3319 | 29 | 22.2859 | 4 | 1.6182e-05 | 0.037818 | 6.8353 | 6.1196e-07 | 0.00016317 | 0.24138 | 0.55335 | {4B545AE9-A885-48BD-BBDD-C323FFCD6AA5} | 13320401 |  | CR242 | 37.7996 | -122.2145 | 103 | 968 | 44077.14 |  | 7226.0562 |  | 36851.0837 | 362.7025 | 2298.9488 | 0.00065267 | 6.4727e-05 | 1546 | 2.1823 | 7.6244 | 2 | 2.0112 | 5.204 | -0.70751 | 0.046 | 0.0072476 | 1.7618 | 292.8183 | 31.7942 | 29.6263 | 0.67576 | 15.5623 | 17.0155 | 48.0687 | 77.7% | 85.1% | 5.4% | 20.3% | 13.8% | 67.5% | 0.7467 | 0.002 | 19 | 22 | 0.95 | 5.8 | 8.0213 | 7.4094 | 1.5556 | 2.9645 | 14.8562 | 11.4624 | 10.1463 | 7.5263 | 50.1498 | 54.593 | 44.2494 | 61.2413
Sierra | PUTAH CREEK 110264044 | 7989 | 67 | 130.7113 | 245 | 197.7859 | 52 | 5.6979e-05 | 514.7072 | 8.78 | 0.020223 | 0.0001631 | 0.27347 | 0.66087 | {17B7D6FE-5F00-4D1F-ABC4-4972705BA2FB} | 63681102 | PUTAH CREEK 1102 | 64044 | 38.4944 | -122.0341 | 58 | 43 | 13605.0908 |  | 11992.1979 |  | 1612.8929 | 8899.6249 | 1038.6404 | 0.0084811 | 0.0029629 | 1547 | 3.8833 | 14.6144 | 2 | 3.7423 | 9.4142 | -3.8284 | 0.0092233 | 0.0062496 | 1.8277 | 297.3065 | 43.6043 | 35.6552 | 1.2834 | 13.3289 | 14.6764 | 0.90968 | 21.2% | 34% | 26.6% | 64.9% | 46.3% | 92.9% | 0.16178 | 0.041845 | 1.4146 | 12.2927 | 1.7762 | 2.3786 | 8.1537 | 6.4713 | 2.3533 | 3.9145 | 12.6334 | 7.5699 | 9.1778 | 4.9378 | 54.1146 | 82.0418 | 53.3775 | 83.3794
Central Valley | SAN JOAQUIN #3 1103circuit_breaker | 2260 | 1070 | 1487.7162 | 2719 | 2286.7036 | 369 | 6.2295e-05 | 46.0202 | 6.3441 | 0.0029099 | 0.00021507 | 0.39353 | 0.65059 | {A6A3BCCC-F462-4ECA-85D9-4927341E1902} | 252531103 | SAN JOAQUIN #3 1103 | circuit_breaker | 37.2539 | -119.5194 | 408 | 451 | 70440.3232 | 43.7697 | 45356.6535 | 28.1834 | 25083.6697 | 45356.6535 | 25083.6697 | 0.079362 | 0.022987 | 1362 | 4.536 | 14.5338 | 2.3234 | 1.7498 | 4.1687 | 0.42545 | 0.031238 | 0.0055803 | 2.1735 | 296.9178 | 52.5155 | 35.4532 | 1.4281 | 11.1351 | 12.5325 | 1.2246 | 40.4% | 30.3% | 64.7% | 69.4% | 81.2% | 20.6% | 0.12158 | 0.10447 | 2.0238 | 15.7976 | 3.545 | 4.4868 | 8.9016 | 7.7068 | 2.2891 | 3.9076 | 10.2775 | 6.2321 | 6.3367 | 4.2186 | 53.368 | 71.9065 | 67.566 | 89.4522
Bay Area | ALHAMBRA 1105circuit_breaker | 5182 | 22 | 46.8649 | 80 | 79.2451 | 9 | 3.7505e-05 | 0.037818 | 10.2759 | 1.4184e-06 | 0.00016256 | 0.275 | 0.59139 | {36DDF29F-B22D-4B8A-AF4A-BB933D5333CF} | 14101105 | ALHAMBRA 1105 | circuit_breaker | 37.9937 | -122.1302 | 80 | 169 | 10291.6518 |  | 3045.0722 |  | 7246.5797 | 1107.679 | 1947.9854 | 0.001463 | 0.00033755 | 1549 | 2.8737 | 8.813 | 2 | 3.3457 | 7.1431 | -5.6366 | 0.021765 | 0.0068428 | 1.5317 | 296.2927 | 38.7272 | 34.7068 | 1.0632 | 14.423 | 15.7509 | 24.5504 | 77.5% | 91.7% | 29.4% | 29% | 79.3% | 21.8% | 0.29696 | 0.018235 | 4.8333 | 17.75 | 0.62941 | 4.7059 | 6.6737 | 6.4227 | 2.1159 | 3.7582 | 13.3448 | 9.6853 | 10.1829 | 6.6375 | 53.9198 | 69.1761 | 49.6972 | 71.5965
North Coast | GARBERVILLE 110256048 | 9323 | 972 | 1905.49 | 1054 | 1942.8882 | 91 | 0.00024966 | 0.037999 | 0.29037 | 9.4906e-06 | 0.00016255 | 0.9222 | 0.98075 | {BF5AD074-5FDE-42FF-9EE4-EC1E7EF14392} | 192221102 | GARBERVILLE 1102 | 56048 | 40.1477 | -124.0196 | 32 | 13 | 9253.7445 |  | 7998.8346 |  | 1254.9099 | 7998.8346 | 1254.9099 | 0.014792 | 0.022719 | 1550 | 14.3165 | 24.1849 | 2 | 2.9193 | 7.9434 | 7.6979 | 0.064112 | 0.0067936 | 5.3959 | 292.6889 | 24.8562 | 24.0146 | 0.75048 | 17.3472 | 20.3832 | 0.64566 | 33.6% | 7.3% | 95.9% | 71% | 25.6% | 64% | 0.063594 | 0.21729 | 1.4 | 11.3143 | 0.029533 | 9.8505 | 11.7565 | 9.0325 | 1.7335 | 2.8387 | 16.3376 | 10.4132 | 11.066 | 7.8716 | 46.3602 | 59.7463 | 38.9124 | 62.4538
Bay Area | CALISTOGA 110135588 | 9107 | 26 | 46.3011 | 39 | 52.3958 | 14 | 0.00011154 | 0.059779 | 1.9419 | 6.7337e-06 | 0.00016223 | 0.66667 | 0.88368 | {D6C28B55-DE54-4F6F-8030-4A9A0C2CC1E1} | 42711101 | CALISTOGA 1101 | 35588 | 38.6577 | -122.5952 | 25 | 7 | 4951.7392 |  | 4848.4058 |  | 103.3334 | 4848.4058 | 103.3334 | 0.0022712 | 0.0015616 | 1551 | 10.1239 | 17.2665 | 3 | 2.5744 | 7.6357 | 5.9664 | 0.040364 | 0.0068456 | 3.3273 | 293.9499 | 38.007 | 31.1788 | 0.9682 | 14.5259 | 16.5545 | 0.13623 | 77.3% | 59.8% | 86.4% | 83.3% | 66.2% | 25.4% | 0.024789 | 0.0081818 | 2 | 10.2308 | 0.066364 | 0.70909 | 10.4994 | 7.6415 | 1.9094 | 3.4622 | 14.5742 | 7.1653 | 7.7566 | 4.4474 | 48.6801 | 81.9081 | 47.7938 | 85.3551
Central Coast | LAURELES 11112020 | 617 | 671 | 1307.1632 | 3119 | 2630.2163 | 383 | 4.256e-05 | 0.37433 | 2.5411 | 1.2727e-05 | 6.8161e-05 | 0.21513 | 0.49698 | {03861487-35BB-45AB-853E-5E8CD2B590E5} | 182371111 | LAURELES 1111 | 2020 | 36.4633 | -121.712 | 354 | 305 | 76619.2324 | 47.6091 | 53149.3291 | 33.0255 | 23469.9033 | 53149.3291 | 23469.9033 | 0.026106 | 0.016301 | 2097 | 3.3264 | 8.5236 | 2.077 | 1.99 | 5.3335 | -1.3877 | 0.034596 | 0.0066401 | 1.5428 | 295.5173 | 32.5261 | 31.0736 | 0.93717 | 15.6776 | 17.0298 | 0.38318 | 44.9% | 46.2% | 52.7% | 47.3% | 39.9% | 61.9% | 0.08185 | 0.03231 | 1.7466 | 14.038 | 1.1088 | 4.0039 | 10.5804 | 9.6189 | 1.7083 | 3.2071 | 15.2256 | 11.4007 | 11.6737 | 8.8535 | 49.8152 | 71.6007 | 41.6625 | 58.1764
North Coast | POINT ARENA 110183354 | 7477 | 71 | 112.1076 | 79 | 115.9218 | 20 | 0.00012138 | 0.041386 | 1.862 | 5.039e-06 | 0.0001621 | 0.89873 | 0.9671 | {B01D0AA7-5805-4227-AB93-F941564BB56C} | 43381101 | POINT ARENA 1101 | 83354 | 38.8808 | -123.6621 | 48 | 21 | 10174.0447 |  | 8260.8147 |  | 1913.23 | 8260.8147 | 1913.23 | 0.0032419 | 0.0024276 | 1553 | 10.5284 | 25.5198 | 2 | 4.8628 | 10.3332 | 3.143 | 0.033784 | 0.0069929 | 2.7588 | 289.7903 | 17.6323 | 21.7084 | 0.38324 | 19.2379 | 21.4369 | 1.2506 | 33.4% | 25.1% | 68.1% | 74.9% | 3.2% | 95.2% | 0.092957 | 0.042716 | 1.4545 | 12.7273 | 0.16676 | 0.71171 | 14.1488 | 12.067 | 1.2219 | 1.7799 | 19.0407 | 15.4475 | 14.246 | 11.2716 | 44.494 | 50.697 | 27.1649 | 40.1752
North Valley | WHITMORE 11011598 | 284 | 922 | 1139.2349 | 3003 | 2208.4246 | 333 | 0.00012465 | 0.30843 | 11.7251 | 2.3583e-05 | 0.00078734 | 0.30703 | 0.51586 | {0A7498D4-3D67-421B-B0F9-EE472ACD2B71} | 103601101 | WHITMORE 1101 | 1598 | 40.6208 | -121.9332 | 303 | 195 | 71002.8329 | 44.1192 | 53639.2857 | 33.33 | 17363.5472 | 53639.2857 | 17363.5472 | 0.26218 | 0.041509 | 519 | 8.3967 | 19.931 | 2.7637 | 2.4155 | 6.8013 | 0.19652 | 0.045915 | 0.0056225 | 3.5053 | 295.0652 | 45.0217 | 35.15 | 1.2938 | 12.3699 | 14.9418 | 0.59044 | 67.9% | 49.9% | 89.3% | 80.6% | 36.1% | 59.2% | 0.051169 | 0.049779 | 1.5291 | 12.6544 | 1.6984 | 4.0093 | 9.7051 | 8.3475 | 2.3136 | 4.1834 | 13.0407 | 5.8766 | 7.4298 | 4.2092 | 58.9997 | 98.982 | 52.9841 | 92.9037
Bay Area | WOODSIDE 11011922 | 4265 | 445 | 704.2292 | 1177 | 1159.4073 | 76 | 0.00015043 | 0.037818 | 1.1015 | 5.689e-06 | 0.00016192 | 0.37808 | 0.6074 | {26E85C09-0B57-42B9-B352-ED273600E95D} | 24251101 | WOODSIDE 1101 | 1922 | 37.3972 | -122.2475 | 132 | 132 | 15294.8241 |  | 7665.9565 |  | 7628.8675 | 7077.1681 | 7268.3917 | 0.012306 | 0.011433 | 1555 | 6.6278 | 16.0187 | 2.9307 | 2.6754 | 6.8452 | 1.4603 | 0.076139 | 0.0066876 | 2.5962 | 295.5499 | 35.3136 | 31.3121 | 0.99509 | 14.9762 | 16.7884 | 2.0755 | 77.1% | 45.3% | 96.2% | 77.1% | 70.4% | 35.8% | 0.12116 | 0.094752 | 3.125 | 18.6375 | 2.5022 | 11.6535 | 10.5553 | 9.342 | 1.9883 | 3.7709 | 14.7352 | 9.366 | 9.6909 | 5.9291 | 58.484 | 68.528 | 45.0924 | 73.7419
Sierra | BROWNS VALLEY 110197188 | 66 | 160 | 279.5418 | 646 | 413.2693 | 79 | 5.6433e-05 | 32.8088 | 4.0704 | 0.0014372 | 0.00016191 | 0.24768 | 0.67642 | {D76845FE-B268-426A-A73C-E770602E73F9} | 152921101 | BROWNS VALLEY 1101 | 97188 | 39.2279 | -121.414 | 83 | 79 | 17072.464 |  | 10687.565 |  | 6384.8991 | 10687.565 | 6384.8991 | 0.012791 | 0.0044582 | 1556 | 2.5576 | 7.0442 | 2 | 2.3245 | 7.2919 | -0.16827 | 0.030641 | 0.0065812 | 1.8332 | 297.4772 | 45.7841 | 33.0059 | 1.3241 | 12.9045 | 14.3757 | 1.553 | 20.7% | 16.6% | 26.1% | 22.4% | 77.3% | 83.2% | 0.27029 | 0.03802 | 1.6842 | 15.3263 | 2.3046 | 4.141 | 8.6404 | 6.5325 | 2.5523 | 4.0468 | 11.8988 | 6.4935 | 8.3175 | 4.3252 | 56.339 | 86.1695 | 58.2591 | 88.5595
Central Valley | PEORIA 17051834 | 3291 | 247 | 567.4643 | 1343 | 924.4906 | 203 | 3.6473e-05 | 985.7795 | 13.5054 | 0.038728 | 0.00024788 | 0.18392 | 0.61381 | {843F968C-C902-4C08-BE12-AD0D025C5DF3} | 163781705 | PEORIA 1705 | 1834 | 37.9479 | -120.4202 | 305 | 381 | 71158.0797 | 44.2157 | 38348.1492 | 23.8285 | 32809.9305 | 37631.0076 | 32010.5179 | 0.050319 | 0.007404 | 1261 | 1.023 | 3.572 | 2 | 1.9573 | 5.558 | 0.15396 | 0.0083031 | 0.0061444 | 1.8185 | 297.2396 | 43.7462 | 35.3987 | 1.2938 | 13.3695 | 14.766 | 1.4802 | 45.7% | 52.9% | 36.6% | 14.2% | 53.7% | 92.7% | 0.078666 | 0.033161 | 1.8786 | 16.5 | 1.5044 | 2.2125 | 10.4636 | 7.9313 | 2.2442 | 3.9674 | 13.2027 | 7.3174 | 9.5078 | 4.9086 | 51.3119 | 85.3007 | 51.2742 | 83.9764
North Valley | COTTONWOOD 1102circuit_breaker | 890 | 44 | 97.1609 | 814 | 293.6053 | 162 | 4.556e-05 | 1704.2727 | 26.7635 | 0.076782 | 0.00060274 | 0.054054 | 0.33092 | {7F728486-5D30-4578-BA26-525DB688C650} | 102931102 | COTTONWOOD 1102 | circuit_breaker | 40.3969 | -122.2674 | 505 | 695 | 71161.0822 | 44.2176 | 37956.7799 | 23.5853 | 33204.3024 | 25573.0555 | 16828.1751 | 0.097643 | 0.0073807 | 666 | 1.4629 | 4.2663 | 2 | 2.5005 | 8.7272 | 0.46279 | 0.0022626 | 0.0058928 | 2.1992 | 298.1164 | 48.4661 | 34.7053 | 1.5756 | 12.0555 | 14.0478 | 2.7858 | 61% | 71% | 36.4% | 13.6% | 83.5% | 32.4% | 0.13886 | 0.0012291 | 2.3875 | 16.1737 | 0.70514 | 2.2737 | 10.9671 | 7.8786 | 2.9066 | 4.8567 | 11.1214 | 5.8391 | 7.2698 | 4.5045 | 64.7666 | 82.3535 | 61.8126 | 91.4839
North Valley | PIT NO 5 110190846 | 9863 | 2 | 1.9445 | 3 | 2.5685 | 1 | 0.00016146 | 0.037818 |  | 6.1059e-06 | 0.00016146 | 0.66667 | 0.75706 | {B00B32D2-7E6B-47E8-9895-8153D924AA94} | 101321101 | PIT NO 5 1101 | 90846 | 41.0351 | -121.9299 | 4 | 0 | 149.205 |  | 149.205 |  | 0 | 149.205 | 0 | 0.00016146 | 0.00016146 | 1559 | 8.8909 | 18.8208 | 2 | 2.0096 | 5.7944 | -2.4056 | 0.055 | 0.0051654 | 5.1101 | 295.4632 | 41.3907 | 32.2848 | 1.2943 | 13.3949 | 16.2366 | 1 | 37% | 0% | 96.5% | 78.6% | 36.4% | 91.6% | 0.024581 | 0.12 | 4 | 5 | 29.31 | 1.5 | 9.0241 | 7.8157 | 2.393 | 4.1094 | 13.3859 | 6.2086 | 8.1515 | 4.6696 | 52.1763 | 88.2325 | 52.728 | 90.5105
North Valley | BIG MEADOWS 21012260 | 1060 | 519 | 719.1151 | 1114 | 1032.2496 | 196 | 1.2353e-05 | 24.6624 | 20.3114 | 0.00040641 | 0.00013444 | 0.46589 | 0.69665 | {18489341-7942-4EE1-95D9-22D6837A669D} | 102812101 | BIG MEADOWS 2101 | 2260 | 40.1562 | -120.9431 | 378 | 775 | 71231.4387 | 44.2613 | 36189.8598 | 22.4874 | 35041.5789 | 22959.7746 | 14018.6344 | 0.026351 | 0.0024211 | 1686 | 7.1831 | 16.1733 | 2 | 1.7556 | 5.0895 | -1.492 | 0.043322 | 0.0041974 | 2.8129 | 292.0987 | 44.7992 | 36.5184 | 1.0814 | 12.6263 | 14.7397 | 2.3453 | 33.5% | 63% | 9.5% | 69.4% | 20.8% | 73.1% | 0.076573 | 0.047281 | 2.9281 | 17.3007 | 1.7578 | 3.8951 | 12.5425 | 10.1026 | 1.9655 | 3.2817 | 12.3137 | 6.3076 | 7.2252 | 4.8915 | 58.8882 | 89.8673 | 57.8805 | 89.3459
Central Valley | OLETA 11021204 | 2312 | 694 | 971.0569 | 2897 | 1945.2971 | 304 | 7.7768e-05 | 11.526 | 14.0961 | 0.00095235 | 0.00054447 | 0.23956 | 0.49918 | {147F14E5-BECB-490C-A00E-B83A5C57F64C} | 163541102 | OLETA 1102 | 1204 | 38.5326 | -120.7653 | 295 | 272 | 71239.8668 | 44.2665 | 47208.0794 | 29.3338 | 24031.7874 | 39941.6187 | 20539.6126 | 0.16552 | 0.023642 | 740 | 3.8726 | 10.1645 | 2.005 | 2.1605 | 5.8266 | -0.93607 | 0.037359 | 0.0060002 | 2.7026 | 295.2321 | 43.8678 | 30.0295 | 1.1699 | 13.0697 | 14.8285 | 0.69882 | 67.2% | 53.6% | 79.4% | 52.8% | 16.9% | 80.9% | 0.022686 | 0.078605 | 1.4644 | 13.9476 | 2.4291 | 4.8123 | 8.8985 | 6.109 | 2.0853 | 3.6192 | 13.6017 | 6.5905 | 9.0053 | 4.5842 | 42.0448 | 70.7738 | 48.4635 | 87.8923
Central Valley | SALT SPRINGS 2102L485 | 8537 | 16 | 24.1412 | 248 | 125.2209 | 14 | 3.824e-05 | 0.037818 | 7.8287 | 1.4461e-06 | 0.00016126 | 0.064516 | 0.19279 | {99944090-D986-4C85-A635-DE641A326023} | 163692102 | SALT SPRINGS 2102 | L485 | 38.2974 | -120.2742 | 24 | 52 | 3455.5812 |  | 1339.4234 |  | 2116.1578 | 1339.4234 | 2116.1578 | 0.0022576 | 0.00053536 | 1562 | 20.3945 | 51.5243 | 3 | 2.4692 | 6.9228 | -2.4528 | 0.12667 | 0.005025 | 3.7886 | 290.8889 | 45.8599 | 35.0849 | 0.96014 | 12.0502 | 14.1631 | 4.6951 | 34.4% | 36.6% | 39.2% | 99.8% | 3.3% | 49.9% | 0.080401 | 0.057333 | 4.8571 | 22 | 2.04 | 16.5333 | 15.5103 | 11.6923 | 1.7333 | 2.7057 | 11.6942 | 6.352 | 6.6749 | 4.4694 | 61.0519 | 86.5087 | 59.2904 | 88.1226
Central Valley | SAN JOAQUIN #3 11035100 | 5573 | 874 | 1186.689 | 2332 | 1841.9379 | 330 | 4.8688e-05 | 4.7181 | 4.4368 | 0.00030866 | 0.00013849 | 0.37479 | 0.64426 | {B247F56B-7C52-4365-95E5-8882465CCCBA} | 252531103 | SAN JOAQUIN #3 1103 | 5100 | 37.2311 | -119.4942 | 367 | 538 | 71356.1394 | 44.3388 | 42249.6443 | 26.2528 | 29106.4951 | 42249.6443 | 29106.4951 | 0.045701 | 0.016067 | 1665 | 4.0544 | 10.8619 | 2.8196 | 1.7413 | 4.2194 | -0.54316 | 0.031113 | 0.0055271 | 2.0396 | 296.1843 | 54.3212 | 36.3949 | 1.3768 | 10.7869 | 12.1452 | 0.97558 | 30.8% | 20% | 53.4% | 56.1% | 76.3% | 15.3% | 0.098383 | 0.10737 | 2.2507 | 16.7676 | 2.8458 | 3.9325 | 8.7979 | 7.6308 | 2.2517 | 3.8306 | 9.5928 | 5.8961 | 5.678 | 3.7875 | 55.8238 | 73.4415 | 71.9886 | 92.2344
Sierra | WISE 1101circuit_breaker | 4566 | 196 | 330.9538 | 585 | 502.9967 | 57 | 6.1487e-05 | 48.8872 | 4.9884 | 0.0027499 | 0.00016101 | 0.33504 | 0.65796 | {919A8A04-B874-4A68-AF90-D4143250C76A} | 152271101 | WISE 1101 | circuit_breaker | 38.8897 | -121.0985 | 214 | 282 | 26992.8115 |  | 14425.555 |  | 12567.2565 | 6518.1918 | 5647.7215 | 0.0091778 | 0.0035048 | 1564 | 2.1406 | 6.7672 | 2 | 2.2984 | 6.0677 | 1.6471 | 0.029802 | 0.0062213 | 2.397 | 296.4137 | 47.8839 | 33.2279 | 1.3134 | 12.1536 | 13.7958 | 9.3793 | 20% | 20.9% | 32% | 20.7% | 67.8% | 38.5% | 0.22046 | 0.02495 | 2.4054 | 17.9865 | 4.7321 | 5.7921 | 8.7579 | 6.5084 | 2.3758 | 4.2129 | 12.0961 | 5.9495 | 8.2329 | 4.0462 | 54.7145 | 85.4542 | 56.9814 | 91.7751
North Valley | WYANDOTTE 11071026 | 2841 | 524 | 994.8069 | 2056 | 1512.4064 | 267 | 4.3888e-05 | 836.8983 | 27.542 | 0.033361 | 0.00064677 | 0.25486 | 0.65776 | {F4C4052A-4712-4518-990B-FE0E43960860} | 102911107 | WYANDOTTE 1107 | 1026 | 39.4568 | -121.4618 | 369 | 319 | 71399.7906 | 44.3659 | 44780.2125 | 27.8252 | 26619.578 | 34466.4557 | 18829.7136 | 0.17269 | 0.011718 | 625 | 1.3185 | 3.5183 | 2 | 2.9463 | 7.7565 | 0.085026 | 0.019012 | 0.0064633 | 2.5804 | 297.2728 | 46.2808 | 32.0326 | 1.3655 | 12.5432 | 14.36 | 0.82286 | 62.1% | 72.5% | 33.8% | 7.5% | 49.7% | 69.1% | 0.031703 | 0.038629 | 1.5503 | 14.602 | 3.1007 | 4.1452 | 10.2676 | 7.2016 | 2.5649 | 4.2628 | 12.1189 | 6.0539 | 8.1885 | 4.0904 | 50.8723 | 86.3268 | 56.6633 | 91.7275
Sierra | NARROWS 21052216 | 3260 | 1928 | 2945.2081 | 6396 | 4813.4966 | 755 | 7.2019e-05 | 45.4031 | 8.1034 | 0.0030976 | 0.00031786 | 0.30144 | 0.61186 | {94CC379D-BE20-48E1-8496-01F284C7FE9E} | 153132105 | NARROWS 2105 | 2216 | 39.1998 | -121.1729 | 1016 | 1124 | 160856.7521 | 99.952 | 92843.3154 | 57.6903 | 68013.4367 | 90284.175 | 66239.4 | 0.23998 | 0.054374 | 1066 | 3.0105 | 9.1442 | 2 | 2.4856 | 7.0383 | 0.16307 | 0.037935 | 0.0059096 | 3.2875 | 295.8293 | 46.368 | 32.6987 | 1.2597 | 12.3377 | 14.2979 | 1.4585 | 36.8% | 31.7% | 43.2% | 40.2% | 37.8% | 52.4% | 0.13496 | 0.051169 | 2.2349 | 14.7181 | 6.2619 | 7.8187 | 8.7986 | 6.5068 | 2.3454 | 4.1529 | 13.2738 | 6.7801 | 9.3516 | 4.5753 | 50.5486 | 73.7853 | 51.4264 | 84.9601
Sierra | PLACER 1101circuit_breaker | 2848 | 70 | 118.5775 | 221 | 186.4713 | 20 | 6.8154e-05 | 0.037818 | 7.0665 | 2.5775e-06 | 0.00016066 | 0.31674 | 0.6359 | {D36692F8-5845-4D8F-B564-14537DDF3E03} | 152461101 | PLACER 1101 | circuit_breaker | 38.9009 | -121.0878 | 247 | 767 | 37225.5733 |  | 12115.2189 |  | 25110.3544 | 1809.155 | 1094.872 | 0.0032132 | 0.0013631 | 1567 | 3.0621 | 8.5936 | 2 | 2.2398 | 6.1963 | -3.3424 | 0.046207 | 0.0060658 | 2.5078 | 296.1864 | 48.9783 | 33.8156 | 1.3243 | 11.886 | 13.5668 | 13.4237 | 19.8% | 26.7% | 38.5% | 35.4% | 77.6% | 23.4% | 0.21235 | 0.035862 | 2.5263 | 15.7368 | 5.7 | 7.6207 | 8.6465 | 6.4791 | 2.3714 | 4.2094 | 11.9368 | 5.7751 | 8.0749 | 3.9557 | 55.2323 | 88.1123 | 57.7236 | 93.2187
North Coast | HARTLEY 1101circuit_breaker | 7276 | 47 | 138.5046 | 109 | 153.0366 | 17 | 7.6858e-05 | 29.6995 | 3.07 | 0.0019892 | 0.00016064 | 0.43119 | 0.90504 | {9A7B1854-4374-4D14-BB43-EA4EAD6446AB} | 43211101 | HARTLEY 1101 | circuit_breaker | 39.0767 | -122.933 | 57 | 44 | 8035.3779 |  | 4864.6418 |  | 3170.7361 | 2204.3614 | 1366.8608 | 0.0027309 | 0.0013066 | 1568 | 2.6224 | 7.6721 | 2 | 2.5581 | 6.9714 | 0.49842 | 0.026471 | 0.0060607 | 2.2048 | 296.5124 | 37.9887 | 37.754 | 1.1834 | 14.6189 | 16.3965 | 2.2558 | 32.8% | 36.3% | 27.3% | 8.9% | 81.6% | 27.8% | 0.1839 | 0.042941 | 2.1 | 14.4 | 2.6721 | 3.2059 | 11.5794 | 9.9978 | 2.3791 | 4.0096 | 13.6099 | 8.0915 | 9.4955 | 5.0998 | 65.9412 | 94.0414 | 49.8183 | 79.9589
Central Coast | SAN LUIS OBISPO 110342344 | 2407 | 257 | 741.9318 | 451 | 839.274 | 69 | 1.9185e-05 | 1191.7072 | 12.8649 | 0.021301 | 0.00016056 | 0.56984 | 0.88402 | {EB029C6B-1104-4127-A12F-6B1C6DB20B5A} | 182631103 | SAN LUIS OBISPO 1103 | 42344 | 35.2316 | -120.6362 | 193 | 215 | 30153.5443 |  | 17394.6877 |  | 12758.8566 | 14174.6452 | 11562.9101 | 0.011078 | 0.0013238 | 1569 | 0.87373 | 3.425 | 2 | 2.0936 | 7.2037 | -0.1868 | 0.0057488 | 0.0071907 | 1.0085 | 296.0547 | 34.6116 | 30.8573 | 0.91309 | 15.1108 | 15.9728 | 11.8278 | 64.8% | 87% | 12.1% | 12.1% | 37.4% | 50.9% | 0.14615 | 0.01913 | 2.2409 | 16.0876 | 1.5617 | 2.1787 | 8.9893 | 8.7451 | 1.8545 | 3.3077 | 14.2899 | 12.4841 | 11.0354 | 9.2411 | 50.1449 | 56.0908 | 44.692 | 54.1863
North Coast | PHILO 1102920 | 2486 | 1720 | 2654.1996 | 2350 | 2967.1108 | 229 | 8.1724e-05 | 0.060473 | 2.3602 | 4.9067e-06 | 0.00013048 | 0.73191 | 0.89454 | {BC0A2CA4-638F-47ED-8CA5-834F5A792974} | 42601102 | PHILO 1102 | 920 | 39.0924 | -123.4814 | 328 | 242 | 61313.5338 | 38.0986 | 41958.9354 | 26.0721 | 19354.5984 | 26207.5142 | 12876.6647 | 0.029881 | 0.018715 | 1703 | 9.5554 | 21.4588 | 2 | 2.1492 | 5.3448 | 1.4418 | 0.045263 | 0.0067167 | 2.7838 | 294.7395 | 28.0758 | 28.8461 | 0.86073 | 16.624 | 18.7914 | 0.57561 | 26.5% | 31.3% | 32.9% | 62.5% | 46.1% | 55.6% | 0.10568 | 0.086692 | 1.5639 | 14.5066 | 0.57494 | 5.8897 | 12.7437 | 10.7908 | 1.8549 | 3.455 | 15.7655 | 11.72 | 11.2956 | 7.2977 | 52.9979 | 72.5808 | 38.6882 | 60.8321
Central Coast | CAMP EVERS 210611006 | 7211 | 199 | 361.2132 | 745 | 673.7298 | 27 | 0.00018057 | 0.037818 | 0.8782 | 6.8288e-06 | 0.00015992 | 0.26711 | 0.53614 | {386E8549-812B-4BD5-AF30-4B8F8F3211D4} | 83622106 | CAMP EVERS 2106 | 11006 | 37.05 | -122.0657 | 56 | 138 | 8638.4998 |  | 3330.3404 |  | 5308.1594 | 3330.3404 | 5308.1594 | 0.0043179 | 0.0048754 | 1571 | 8.06 | 20.4275 | 3 | 1.3599 | 3.6611 | -1.03 | 0.11161 | 0.0071402 | 3.0352 | 297.3212 | 29.719 | 28.4045 | 0.98165 | 16.6102 | 18.364 | 6.3732 | 64.7% | 23.1% | 96% | 83.5% | 54% | 84.8% | 0.36469 | 0.033871 | 5.9032 | 20.0323 | 4.2352 | 24.0323 | 9.2374 | 8.1277 | 1.9425 | 3.6026 | 15.9998 | 12.2426 | 11.3629 | 7.8935 | 49.5204 | 59.974 | 39.8466 | 60.2832
North Coast | RINCON 1101576 | 3904 | 156 | 184.9554 | 359 | 286.0108 | 27 | 8.4176e-05 | 0.8018 | 2.2767 | 7.9794e-05 | 0.00015893 | 0.43454 | 0.64667 | {F4C78492-32F9-47FB-AA37-4818CAE3C60E} | 43321101 | RINCON 1101 | 576 | 38.4647 | -122.6512 | 281 | 371 | 33656.7823 |  | 16916.5683 |  | 16740.214 | 4105.0155 | 2103.8446 | 0.004291 | 0.0022728 | 1572 | 4.9087 | 11.73 | 2.4667 | 1.9028 | 5.1424 | -0.65913 | 0.029167 | 0.0069241 | 2.7936 | 295.015 | 34.56 | 30.3168 | 0.91407 | 15.0097 | 16.8616 | 9.924 | 32.6% | 30.1% | 36.5% | 29.4% | 54.6% | 34.6% | 0.20105 | 0.037333 | 2.5349 | 13.7674 | 2.91 | 5.9833 | 10.1861 | 7.8847 | 1.8668 | 3.5359 | 14.9253 | 9.3197 | 9.3609 | 5.7717 | 51.067 | 74.2399 | 44.8783 | 74.5674
Bay Area | NAPA 11121302 | 6642 | 78 | 115.5426 | 881 | 606.1756 | 82 | 5.3671e-05 | 16.7773 | 5.5026 | 0.0012057 | 0.0001587 | 0.088536 | 0.19061 | {605680BF-CE15-4E43-86C0-2D915CDAFCDB} | 42021112 | NAPA 1112 | 1302 | 38.2948 | -122.2444 | 378 | 504 | 64949.8628 |  | 35471.4937 |  | 29478.3691 | 14540.3445 | 6684.6247 | 0.013013 | 0.004401 | 1573 | 4.842 | 15.5444 | 2 | 2.8769 | 7.3264 | -0.43648 | 0.022243 | 0.0069217 | 1.8127 | 296.7053 | 39.875 | 33.3342 | 1.1126 | 13.9472 | 15.4091 | 2.7127 | 77% | 82.8% | 51% | 74% | 90.2% | 9.6% | 0.072729 | 0.043808 | 1.5 | 13.4324 | 0.985 | 4.1168 | 6.3961 | 6.1008 | 2.1409 | 3.8342 | 13.0139 | 8.7137 | 9.7572 | 5.5189 | 51.1308 | 70.8525 | 50.5845 | 77.0292
North Valley | COTTONWOOD 11039072 | 4646 | 98 | 210.7945 | 862 | 432.9224 | 255 | 5.4214e-05 | 211.305 | 48.7138 | 0.012604 | 0.0014409 | 0.11369 | 0.48691 | {A71E6943-6B14-4439-9642-365560E75664} | 102931103 | COTTONWOOD 1103 | 9072 | 40.3378 | -122.3717 | 347 | 337 | 71579.4708 | 44.4775 | 45954.2203 | 28.5547 | 25625.2505 | 45954.2203 | 25625.2505 | 0.36744 | 0.013825 | 262 | 1.5254 | 4.0873 | 2 | 2.8429 | 9.0197 | 0.44303 | 0.0033709 | 0.0059556 | 2.0753 | 298.162 | 48.1992 | 34.7464 | 1.5543 | 12.2904 | 14.1024 | 0.768 | 82.7% | 88.7% | 47.1% | 11% | 77.2% | 51.7% | 0.088823 | 0.0039633 | 1.6048 | 14.5874 | 0.41684 | 1.2158 | 10.2983 | 7.3721 | 2.9134 | 4.7781 | 11.1177 | 6.0612 | 7.3527 | 4.6593 | 63.9836 | 81.8536 | 61.8963 | 90.3569
Bay Area | MONTICELLO 1101718 | 7722 | 242 | 335.4085 | 896 | 628.3146 | 135 | 4.8998e-05 | 54.9712 | 8.5442 | 0.0023616 | 0.0002247 | 0.27009 | 0.53382 | {CFFE2061-0111-499A-9D10-C50262E92A10} | 43051101 | MONTICELLO 1101 | 718 | 38.3768 | -122.1841 | 324 | 262 | 71594.1578 | 44.4867 | 47865.0064 | 29.742 | 23729.1514 | 42515.7179 | 22168.2875 | 0.030335 | 0.0066147 | 1330 | 2.1762 | 6.7262 | 2 | 3.3102 | 7.8729 | -2.316 | 0.033678 | 0.0067367 | 1.7954 | 297.726 | 42.0026 | 36.6724 | 1.2655 | 13.7185 | 15.1354 | 0.59326 | 84.4% | 88.9% | 45.2% | 15.2% | 98.9% | 6% | 0.16296 | 0.063398 | 1.57 | 14.1954 | 0.67529 | 1.4268 | 7.0357 | 6.5365 | 2.3238 | 4.051 | 12.6492 | 8.0869 | 9.3618 | 5.1499 | 56.5633 | 78.733 | 53.3207 | 80.8708
Central Coast | SAN LUIS OBISPO 1105796050 | 1673 | 5 | 5.8738 | 28 | 16.7945 | 6 | 3.6239e-05 | 8.9443 | 9.8225 | 0.00015245 | 0.00015755 | 0.17857 | 0.34975 | {7FC31E1C-DBD5-4F97-9DB8-E6AAAE06E52A} | 182631105 | SAN LUIS OBISPO 1105 | 796050 | 35.2724 | -120.6446 | 188 | 793 | 39675.2323 |  | 7961.3272 |  | 31713.9051 | 2135.0041 | 6588.3773 | 0.00094533 | 0.00021744 | 1576 | 2.6461 | 10.0931 | 2 | 2.1829 | 7.2194 | -1.052 | 0.029615 | 0.0070069 | 1.3079 | 296.6207 | 37.7224 | 33.1451 | 1.0116 | 14.3681 | 15.3465 | 31.5024 | 64.3% | 80.9% | 40.5% | 53.5% | 65.8% | 35.7% | 0.51863 | 0.013846 | 7.1923 | 19.3846 | 0.19385 | 1.0769 | 8.5229 | 8.7401 | 1.9247 | 3.4572 | 13.5428 | 11.5341 | 10.3244 | 8.474 | 53.8539 | 59.2443 | 48.9653 | 58.3019
Central Valley | SALT SPRINGS 2102L491 | 6703 | 31 | 41.9835 | 564 | 266.235 | 44 | 4.355e-05 | 0.037818 | 5.7801 | 1.6469e-06 | 0.00015674 | 0.054965 | 0.15769 | {935356E3-FEB4-4879-A7C1-1F4676D9B041} | 163692102 | SALT SPRINGS 2102 | L491 | 38.3076 | -120.2664 | 56 | 114 | 8083.4089 |  | 3564.5514 |  | 4518.8575 | 3564.5514 | 4518.8575 | 0.0068967 | 0.0019162 | 1577 | 14.5406 | 29.2289 | 3 | 2.4434 | 6.6004 | 1.426 | 0.11136 | 0.0049642 | 3.9013 | 290.7743 | 45.9139 | 35.55 | 0.95313 | 12.0153 | 14.1688 | 4.6302 | 33.7% | 26.9% | 44.8% | 95.3% | 1.8% | 47.7% | 0.15566 | 0.14068 | 4.0476 | 21.2381 | 1.4884 | 12.8182 | 15.8674 | 12.0234 | 1.7241 | 2.6756 | 11.5841 | 6.3457 | 6.4679 | 4.4472 | 62.584 | 89.2228 | 59.9481 | 88.1098
Central Coast | BUELLTON 1101Y26 | 7373 | 171 | 485.1707 | 571 | 705.3751 | 100 | 2.5813e-05 | 413.9188 | 14.0905 | 0.010199 | 0.00015661 | 0.29947 | 0.68782 | {4514D6A6-77B8-4164-AACC-ADDF4E8C95FD} | 183041101 | BUELLTON 1101 | Y26 | 34.625 | -120.1892 | 190 | 122 | 44349.1331 |  | 25494.2608 |  | 18854.8724 | 23209.1215 | 17729.3441 | 0.015661 | 0.0025813 | 1578 | 1.0369 | 3.6931 | 2 | 3.2485 | 8.4662 | -1.1674 | 0.0066502 | 0.0071107 | 0.8719 | 297.6291 | 36.8184 | 35.6006 | 1.0391 | 14.8756 | 15.5782 | 1.1587 | 64.1% | 88.4% | 22.3% | 14.1% | 75.5% | 45.6% | 0.16371 | 0.02298 | 1.7625 | 12.6062 | 0.79998 | 1.4064 | 12.4875 | 10.9899 | 2.1458 | 3.2161 | 12.4207 | 11.9555 | 7.1827 | 7.2873 | 70.8687 | 69.8434 | 58.2675 | 61.5703
Sierra | HIGGINS 1103circuit_breaker | 837 | 1342 | 2090.3965 | 4294 | 3303.4856 | 431 | 7.1667e-05 | 138.3518 | 10.2854 | 0.0067019 | 0.00036381 | 0.31253 | 0.63279 | {5963F19C-E1BE-46EC-9E26-B117A913E935} | 152691103 | HIGGINS 1103 | circuit_breaker | 39.0438 | -121.0912 | 486 | 510 | 79011.4579 | 49.0956 | 45896.1812 | 28.5186 | 33115.2767 | 45196.8083 | 32440.4555 | 0.1568 | 0.030888 | 983 | 3.4786 | 8.9043 | 2 | 2.1801 | 6.2568 | -0.072144 | 0.053495 | 0.0056398 | 2.9291 | 295.9901 | 48.3518 | 33.3971 | 1.3025 | 12.02 | 13.836 | 1.7383 | 40% | 37.8% | 42.4% | 37.8% | 57.8% | 31.5% | 0.042607 | 0.052735 | 2.2719 | 17.1887 | 1.4068 | 2.451 | 7.2842 | 5.4472 | 2.3422 | 3.9079 | 12.9798 | 6.4765 | 8.6921 | 4.4792 | 46.0918 | 77.3732 | 52.6832 | 88.6752
Central Coast | PERRY 1101V78 | 281 | 278 | 473.6358 | 1045 | 934.6645 | 140 | 3.5829e-05 | 0.91907 | 2.0924 | 2.7658e-05 | 6.7513e-05 | 0.26603 | 0.50674 | {99D427D2-40DF-4D58-B940-8F78EEDA8ECD} | 183071101 | PERRY 1101 | V78 | 35.5731 | -121.0412 | 197 | 133 | 54955.0865 | 34.1476 | 47298.9569 | 29.3903 | 7656.1296 | 47298.9569 | 7656.1296 | 0.0094518 | 0.005016 | 2105 | 2.7999 | 7.7407 | 2.2567 | 2.801 | 8.4358 | -1.2033 | 0.025769 | 0.0060018 | 1.7516 | 295.5081 | 41.3932 | 34.8891 | 1.0461 | 13.7139 | 14.8403 | 0.17563 | 44.5% | 40.4% | 39.4% | 43.6% | 76.6% | 20.9% | 0.08598 | 0.054374 | 1.3932 | 12.5214 | 0.6145 | 1.6561 | 9.029 | 8.6905 | 1.755 | 3.1426 | 13.7395 | 9.3045 | 10.3201 | 6.8569 | 53.7961 | 73.8938 | 48.4499 | 70.3855
Central Coast | SAN MIGUEL 1104R66 | 1592 | 25 | 50.7925 | 43 | 54.662 | 15 | 3.8314e-05 | 2.1361 | 22.5983 | 7.6929e-05 | 0.00015614 | 0.5814 | 0.92921 | {3F83E7A1-428B-491F-A667-31D49B0E1C27} | 182661104 | SAN MIGUEL 1104 | R66 | 35.7252 | -120.6553 | 343 | 217 | 94616.94 |  | 71296.2907 |  | 23320.6493 | 11247.2619 | 6856.3582 | 0.0023422 | 0.00057471 | 1581 | 0.52401 | 1.6064 | 2 | 2.6433 | 6.8992 | 0.40339 | 0.0018841 | 0.006295 | 0.87866 | 298.3376 | 42.85 | 33.6202 | 1.3085 | 14.015 | 14.7563 | 0.25327 | 63.9% | 94.9% | 44.3% | 1.8% | 92.5% | 28.9% | 0.052162 | 0.0070531 | 1.2063 | 11.746 | 0.2272 | 0.20773 | 6.3356 | 5.7757 | 2.3532 | 4.028 | 13 | 8.2788 | 9.2504 | 5.1183 | 43.2262 | 71.087 | 51.6677 | 80.0974
Bay Area | MIDDLETOWN 110148212 | 640 | 1 | 1.9471 | 2 | 2.5711 | 1 | 0.00015613 | 0.41665 |  | 6.5053e-05 | 0.00015613 | 0.5 | 0.7573 | {87D28769-5329-4925-BD5B-DA686EE4E76D} | 43141101 | MIDDLETOWN 1101 | 48212 | 38.725 | -122.619 | 164 | 176 | 30903.1345 |  | 17455.2996 |  | 13447.8349 | 17298.8853 | 13410.8034 | 0.00015613 | 0.00015613 | 1582 | 5.2504 | 13.2681 | 2.9961 | 2.2803 | 6.2562 | -3.24 | 0.039883 | 0.0065907 | 3.0867 | 295.5942 | 41.2578 | 32.5012 | 1.144 | 13.8962 | 15.8304 | 0.80519 | 76.8% | 0% | 97.1% | 62.8% | 94.7% | 9.1% | 0.13423 | 0.022802 | 2.255 | 15.6779 | 5.492 | 5.0117 | 10.2783 | 7.4378 | 2.2115 | 3.8047 | 14.0926 | 6.7015 | 7.7747 | 4.3188 | 50.1471 | 82.1221 | 49.171 | 87.9711
North Valley | EAST QUINCY 1101circuit_breaker | 2588 | 228 | 301.893 | 340 | 364.5754 | 45 | 1.7816e-05 | 42.2965 | 12.6194 | 0.00067755 | 0.00015613 | 0.67059 | 0.82807 | {7BDDAA75-E6EC-4597-A704-7B9866E3D480} | 102551101 | EAST QUINCY 1101 | circuit_breaker | 39.9385 | -120.9107 | 220 | 404 | 34494.17 |  | 12858.9233 |  | 21635.2467 | 4164.7046 | 7526.1674 | 0.007026 | 0.00080174 | 1583 | 6.5699 | 14.951 | 2.1831 | 1.6773 | 5.3469 | -2.1624 | 0.054225 | 0.004274 | 2.8015 | 292.603 | 44.2682 | 36.4847 | 1.1016 | 12.6879 | 14.7294 | 15.6709 | 36.4% | 51.6% | 13.9% | 65.9% | 22.8% | 77.2% | 0.31314 | 0.039296 | 3.7872 | 18.7021 | 3.3851 | 4.7887 | 13.0679 | 10.4273 | 2.0001 | 3.3471 | 12.4644 | 6.4636 | 7.5518 | 5.1581 | 61.654 | 92.7114 | 57.2031 | 88.119
Bay Area | HALF MOON BAY 1101circuit_breaker | 5525 | 611 | 1627.2323 | 813 | 1714.5105 | 92 | 6.7514e-05 | 1.6586 | 3.9641 | 5.7467e-05 | 0.00015606 | 0.75154 | 0.94909 | {D114DA17-C3D8-4F00-837D-4551FAA55B77} | 24101101 | HALF MOON BAY 1101 | circuit_breaker | 37.469 | -122.4303 | 241 | 289 | 36403.8885 |  | 22337.572 |  | 14066.3165 | 12179.0697 | 4310.1534 | 0.014357 | 0.0062113 | 1584 | 4.7026 | 11.7449 | 2.725 | 3.0074 | 7.8797 | 2.1125 | 0.025375 | 0.007324 | 1.9318 | 291.5761 | 24.1538 | 21.7772 | 0.5148 | 17.4295 | 19.0804 | 11.934 | 76.6% | 75.8% | 67.7% | 50.3% | 2% | 97.3% | 0.12982 | 0.089741 | 2.6269 | 15.0149 | 6.5052 | 5.0812 | 10.7808 | 9.3558 | 1.4016 | 2.5223 | 16.7221 | 13.8888 | 11.6031 | 9.2125 | 47.426 | 42.9054 | 35.4098 | 49.9945
Central Valley | TEJON 11023751 | 423 | 426 | 687.5344 | 1141 | 988.9912 | 172 | 8.6605e-07 | 407.7909 | 3.8584 | 0.00027738 | 1.2214e-06 | 0.37336 | 0.69519 | {F982DA9B-E6B3-4123-BDDF-635E01BF398E} | 252931102 | TEJON 1102 | 3751 | 34.9325 | -118.9281 | 335 | 388 | 71736.383 | 44.575 | 41566.0587 | 25.828 | 30170.3243 | 32633.9479 | 28296.8396 | 0.00021009 | 0.00014896 | 2876 | 0.90007 | 3.7139 | 2 | 4.5262 | 11.2956 | -2.115 | 0.0049339 | 0.0040775 | 0.57061 | 294.7833 | 70.2628 | 52.6435 | 1.4549 | 8.2791 | 8.8223 | 3.2145 | 0.9% | 17.2% | 0.4% | 15.5% | 83.4% | 0.4% | 0.19547 | 0.021498 | 2.6923 | 14.8959 | 2.3516 | 2.5132 | 8.29 | 6.8524 | 2.3553 | 3.8868 | 6.5401 | 4.6336 | 4.2357 | 2.8814 | 87.6577 | 101.5543 | 89.7854 | 102.3269
Sierra | BONNIE NOOK 1101circuit_breaker | 4858 | 799 | 1023.9336 | 2505 | 1853.7312 | 234 | 7.1636e-05 | 0.037865 | 66.2045 | 2.7134e-06 | 0.0021792 | 0.31896 | 0.55236 | {9FFB5CDC-505F-4B8E-9B6D-E79E68D9EC60} | 152301101 | BONNIE NOOK 1101 | circuit_breaker | 39.2146 | -120.8094 | 276 | 448 | 50338.4744 | 31.279 | 23724.1813 | 14.7416 | 26614.2931 | 23724.1813 | 26614.2931 | 0.50992 | 0.016763 | 160 | 11.4985 | 23.1229 | 3 | 1.81 | 6.3174 | 0.12663 | 0.073075 | 0.0051701 | 4.1698 | 293.7687 | 50.3241 | 34.1029 | 1.2564 | 11.1042 | 13.3776 | 1.773 | 85.6% | 88.2% | 42.2% | 94.6% | 37.1% | 2.9% | 0.1018 | 0.058451 | 3.0055 | 18.3481 | 6.7055 | 9.2566 | 8.6128 | 6.7507 | 2.0068 | 3.4905 | 13.1295 | 5.9955 | 8.0982 | 4.0904 | 54.5727 | 90.9921 | 52.0465 | 91.7642
Bay Area | HALF MOON BAY 11028848 | 1861 | 385 | 1139.6617 | 425 | 1155.9368 | 49 | 0.00011812 | 0.071206 | 2.1064 | 7.1573e-06 | 0.00015463 | 0.90588 | 0.98592 | {B38DB0B8-9B03-4771-A545-1316F725B1B3} | 24101102 | HALF MOON BAY 1102 | 8848 | 37.5278 | -122.5105 | 226 | 412 | 31602.7362 |  | 16171.7557 |  | 15430.9805 | 4923.8197 | 2090.8513 | 0.0075768 | 0.005788 | 1587 | 5.7105 | 14.3322 | 2.6761 | 3.5978 | 9.8178 | -2.2181 | 0.030563 | 0.0074806 | 1.7235 | 290.6023 | 20.8343 | 19.1004 | 0.41995 | 18.2863 | 19.8457 | 5.0523 | 76.4% | 62.4% | 88.7% | 67.9% | 0% | 100% | 0.20593 | 0.11113 | 2.4043 | 15.1702 | 14.0654 | 5.9859 | 10.5424 | 9.0453 | 1.3478 | 2.0436 | 17.6927 | 15.8347 | 13.1553 | 11.3215 | 41.8345 | 37.3794 | 31.3626 | 40.324
Central Valley | PINE GROVE 11023168 | 4557 | 1446 | 1881.0281 | 5018 | 3584.9746 | 474 | 9.6374e-05 | 1.0972 | 105.7852 | 8.7255e-05 | 0.0047781 | 0.28816 | 0.5247 | {EAFDD43F-F7FF-4388-8EDB-D22261F3737C} | 163751102 | PINE GROVE 1102 | 3168 | 38.4142 | -120.6538 | 402 | 422 | 71876.6683 | 44.6622 | 48743.192 | 30.2877 | 23133.4763 | 48743.192 | 23133.4763 | 2.2648 | 0.045681 | 41 | 8.2838 | 18.7546 | 2.2107 | 1.7005 | 4.5466 | -0.80193 | 0.05316 | 0.0062699 | 3.0588 | 295.2267 | 44.8843 | 30.4951 | 1.207 | 12.6141 | 14.4726 | 0.82368 | 96.7% | 94.9% | 88.7% | 80.3% | 23.5% | 63.4% | 0.066426 | 0.073887 | 2.0468 | 14.9844 | 3.0447 | 7.4451 | 11.6149 | 7.8966 | 2.0803 | 3.7699 | 13.0232 | 6.4668 | 8.4637 | 4.4991 | 44.1728 | 70.624 | 51.1507 | 88.594
Central Coast | ROB ROY 21049973 | 6144 | 354 | 799.4689 | 431 | 835.7336 | 14 | 7.7793e-05 | 0.037818 | 3.2336 | 2.942e-06 | 0.00015325 | 0.82135 | 0.95661 | {E8501414-249C-40BD-935F-69A6CB98996A} | 83692104 | ROB ROY 2104 | 9973 | 37.025 | -121.8205 | 5 | 6 | 1511.1258 |  | 921.5182 |  | 589.6075 | 921.5182 | 589.6075 | 0.0021455 | 0.0010891 | 1589 | 14.4397 | 27.8615 | 3 | 1.6619 | 4.6977 | -6.6026 | 0.075294 | 0.0067513 | 2.1417 | 296.0987 | 39.4919 | 30.9455 | 1.0336 | 13.9852 | 15.516 | 0.1845 | 63.7% | 50.7% | 77.3% | 98.9% | 74.2% | 27.5% | 0.0083268 | 0.045882 | 1.5 | 15.625 | 1.3524 | 25.3529 | 7.4752 | 6.8425 | 1.9698 | 3.896 | 13.4389 | 8.8658 | 8.1424 | 5.2958 | 47.6446 | 64.6705 | 51.6294 | 77.4948
Central Valley | OAKHURST 11015490 | 1973 | 529 | 699.4343 | 1634 | 1203.0459 | 304 | 4.5238e-05 | 2021.7912 | 23.9205 | 0.085939 | 0.00055913 | 0.32375 | 0.58139 | {19617CFD-32A5-4AA4-9E54-43F64E95D667} | 254421101 | OAKHURST 1101 | 5490 | 37.3403 | -119.676 | 442 | 574 | 72516.2806 | 45.0596 | 39826.5176 | 24.7471 | 32689.763 | 39826.5176 | 32689.763 | 0.16997 | 0.013752 | 726 | 2.1324 | 7.7382 | 2 | 1.8809 | 4.6057 | -0.18864 | 0.02164 | 0.0058369 | 1.8682 | 297.9668 | 53.655 | 36.2096 | 1.5691 | 11.0077 | 12.3303 | 2.2173 | 68.1% | 69.7% | 48.6% | 41% | 93.8% | 18.2% | 0.10788 | 0.05529 | 2.5038 | 16.9496 | 2.1041 | 2.9127 | 8.9576 | 7.8263 | 2.6819 | 4.4094 | 10.5232 | 5.8433 | 6.7051 | 4.0385 | 52.3216 | 73.7399 | 66.0618 | 92.0302
Sierra | WHEATLAND 110591170 | 77 | 44 | 104.7317 | 160 | 132.4404 | 60 | 2.3743e-05 | 129.9053 | 17.0308 | 0.0032419 | 0.00015294 | 0.275 | 0.79078 | {B814ECD9-6160-4057-8AF0-345725EF4AA1} | 152811105 | WHEATLAND 1105 | 91170 | 39.0237 | -121.4018 | 524 | 390 | 126919.0223 |  | 85775.1349 |  | 41143.8874 | 15619.5143 | 8888.3689 | 0.0091763 | 0.0014246 | 1591 | 0.96173 | 4.0417 | 2 | 2.525 | 7.0245 | 0.84404 | 0.013333 | 0.0065821 | 1.7665 | 297.3662 | 44.1137 | 31.8069 | 1.2996 | 13.2287 | 14.6423 | 0.40839 | 19% | 57.7% | 6.6% | 6.8% | 54.4% | 92% | 0.077766 | 0.029864 | 1.4818 | 13.4545 | 0.55051 | 0.68376 | 10.2675 | 7.1978 | 2.437 | 4.1033 | 12.4273 | 6.6313 | 8.8296 | 4.474 | 51.7851 | 74.6573 | 54.7581 | 85.436
North Coast | FULTON 1107circuit_breaker | 2709 | 27 | 32.8276 | 86 | 65.6845 | 5 | 6.6393e-05 | 278.1168 | 3.5965 | 0.016601 | 0.00015256 | 0.31395 | 0.49978 | {72AE5EDE-AC15-4265-AF32-67B0F370C217} | 42561107 | FULTON 1107 | circuit_breaker | 38.497 | -122.7619 | 508 | 788 | 59910.99 |  | 22107.5267 |  | 37803.4632 | 487.3016 | 748.4625 | 0.00076282 | 0.00033197 | 1592 | 5.0825 | 30.3441 | 3 | 1.4711 | 4.5918 | 4.7742 | 0.025 | 0.0069622 | 2.5226 | 295.2786 | 31.3993 | 28.6983 | 0.879 | 15.7562 | 17.5456 | 19.3035 | 31.7% | 42.2% | 16% | 85% | 48.5% | 47.6% | 0.0018138 | 0.051667 | 1.6667 | 16.3333 | 7.4233 | 14.3333 | 10.77 | 8.6668 | 1.8975 | 3.4267 | 15.39 | 10.5857 | 10.996 | 7.1884 | 49.1285 | 72.4998 | 41.187 | 66.7808
North Coast | RIO DELL 11027124 | 9616 | 1 | 2.9829 | 1 | 2.9829 | 1 | 0.00015235 | 0.037818 |  | 5.7615e-06 | 0.00015235 | 1 | 1 | {AA9B3AC3-107D-4281-A065-CEC882DC5747} | 192251102 | RIO DELL 1102 | 7124 | 40.4469 | -124.1399 | 6 | 0 | 1081.3743 |  | 1081.3743 |  | 0 | 1081.3743 | 0 | 0.00015235 | 0.00015235 | 1593 | 8.3037 | 14.4044 | 2 | 3.2659 | 10.8857 | -0.43149 | 0.03 | 0.0069078 | 4.6478 | 291.2704 | 23.2808 | 23.8542 | 0.60168 | 17.5363 | 20.7737 | 0.040714 | 31.6% | 0% | 81.1% | 39.8% | 14.8% | 70.8% | 0.024595 | 0.13286 | 1.3333 | 5 | 0 | 0.071429 | 13.2148 | 10.7615 | 1.5688 | 2.4432 | 17.6951 | 10.8963 | 12.0369 | 8.2932 | 46.1329 | 66.4809 | 32.8071 | 58.6948
Bay Area | WOODSIDE 11012299 | 7215 | 96 | 178.333 | 447 | 387.677 | 32 | 0.00017061 | 0.037818 | 0.71045 | 6.4522e-06 | 0.00015188 | 0.21477 | 0.46 | {BBE63A51-7F9A-46A0-A46D-25679A3F93F8} | 24251101 | WOODSIDE 1101 | 2299 | 37.387 | -122.2372 | 40 | 134 | 8106.4187 |  | 2949.4431 |  | 5156.9757 | 2949.4431 | 5156.9757 | 0.0048602 | 0.0054596 | 1594 | 5.6562 | 13.9237 | 3 | 2.7407 | 7.1472 | 0.15323 | 0.099412 | 0.0068069 | 1.9947 | 296.7568 | 34.6147 | 31.4341 | 1.0432 | 15.3162 | 16.9176 | 4.5254 | 76.2% | 38% | 98.9% | 65.3% | 77.1% | 54.3% | 0.29072 | 0.089706 | 5.8966 | 21.4138 | 1.9868 | 13.1471 | 10.3834 | 9.1754 | 2.1187 | 3.8754 | 14.6357 | 10.1513 | 9.9494 | 6.3147 | 58.5857 | 66.8192 | 45.3584 | 70.6752
Sierra | APPLE HILL 210212025 | 715 | 217 | 392.7243 | 949 | 726.8019 | 149 | 7.0802e-05 | 0.081407 | 4.9159 | 5.8354e-06 | 0.00020097 | 0.22866 | 0.54035 | {3C06DAA7-6742-4F51-AEED-CE425B9A549D} | 153662102 | APPLE HILL 2102 | 12025 | 38.6276 | -120.7439 | 129 | 127 | 26110.0194 | 16.2241 | 14681.1435 | 9.1225 | 11428.8759 | 14681.1435 | 11428.8759 | 0.029944 | 0.01055 | 1406 | 4.4392 | 10.7482 | 2 | 2.063 | 5.9728 | 1.4719 | 0.04361 | 0.0058431 | 2.7658 | 295.5265 | 45.703 | 31.1353 | 1.2188 | 12.5916 | 14.4051 | 0.4337 | 25.1% | 20.4% | 41.7% | 46.8% | 25.1% | 73.2% | 0.061372 | 0.020213 | 1.4925 | 13.6985 | 2.2105 | 2.6468 | 7.8893 | 6.6771 | 2.3278 | 3.985 | 12.4462 | 7.4977 | 9.243 | 5.0649 | 58.2277 | 84.7045 | 54.1695 | 83.5547
Central Valley | TIVY VALLEY 1107circuit_breaker | 482 | 49 | 73.316 | 224 | 129.3616 | 55 | 2.7182e-05 | 5.3694 | 29.8348 | 0.00011994 | 0.00015112 | 0.21875 | 0.56675 | {B007F88B-9403-4642-A8D2-16BDDDACB785} | 252941107 | TIVY VALLEY 1107 | circuit_breaker | 36.7704 | -119.3932 | 384 | 292 | 86765.2136 |  | 68308.1954 |  | 18457.0183 | 19259.2253 | 4091.3705 | 0.0083115 | 0.001495 | 1596 | 6.8198 | 26.3783 | 2 | 2.0411 | 4.9858 | -1.1061 | 0.0031837 | 0.006123 | 1.1919 | 299.2335 | 55.9231 | 35.8386 | 1.6575 | 10.7006 | 11.7134 | 0.9418 | 33.3% | 73.6% | 23.5% | 90.7% | 97.1% | 14.4% | 0.082229 | 0.0056071 | 1.7383 | 11.4112 | 0.36424 | 0.91429 | 5.7681 | 4.9867 | 3.085 | 4.5367 | 9.8273 | 6.0316 | 7.051 | 4.0816 | 48.5169 | 70.8155 | 68.712 | 92.2288
Central Valley | PEORIA 170169124 | 5946 | 32 | 48.945 | 74 | 69.579 | 13 | 4.8491e-05 | 0.037818 | 6.6492 | 1.8338e-06 | 0.00015101 | 0.43243 | 0.70345 | {8AAD3A20-76BA-4DD7-9403-7AA47644DC04} | 163781701 | PEORIA 1701 | 69124 | 37.8554 | -120.2251 | 60 | 106 | 8511.5167 |  | 4347.2792 |  | 4164.2375 | 4347.2792 | 4164.2375 | 0.0019631 | 0.00063038 | 1597 | 4.7779 | 14.0467 | 2 | 2.321 | 5.3817 | -0.15189 | 0.05283 | 0.0053337 | 2.2316 | 295.2377 | 50.3817 | 38.0594 | 1.2735 | 11.583 | 13.1421 | 3.1657 | 33% | 32.2% | 53% | 66.7% | 46.8% | 35.7% | 0.2174 | 0.073019 | 3.6591 | 17.2727 | 1.2396 | 1.3962 | 9.1554 | 7.1384 | 2.0643 | 3.6421 | 11.5297 | 6.1831 | 7.6711 | 4.3748 | 56.166 | 88.4026 | 59.6576 | 90.4285
North Coast | KONOCTI 11081278 | 3962 | 255 | 504.508 | 572 | 651.2111 | 71 | 8.1958e-05 | 0.039364 | 2.2149 | 3.2519e-06 | 0.000151 | 0.4458 | 0.77472 | {7B7F4A99-FA71-47CD-9812-ECE462607E94} | 43311108 | KONOCTI 1108 | 1278 | 38.9559 | -122.7274 | 165 | 389 | 33303.222 |  | 12812.7853 |  | 20490.4368 | 7722.6194 | 12123.2999 | 0.010721 | 0.005819 | 1598 | 9.321 | 34.2036 | 2 | 3.1881 | 7.9977 | -3.1105 | 0.0337 | 0.0060269 | 2.0908 | 296.1978 | 42.577 | 35.2415 | 1.2242 | 13.5788 | 15.2024 | 7.0054 | 31.2% | 29% | 33.3% | 90.8% | 92.3% | 7.3% | 0.39057 | 0.024816 | 4.3375 | 19.15 | 6.1089 | 5.72 | 9.8599 | 7.658 | 2.3079 | 4.0305 | 12.9793 | 7.0418 | 8.211 | 4.4977 | 57.3797 | 84.7108 | 52.765 | 85.8005
North Coast | MIRABEL 1101228 | 5248 | 153 | 343.7098 | 466 | 525.8244 | 27 | 0.00010536 | 8.4067 | 1.8776 | 0.00083162 | 0.00015094 | 0.32833 | 0.65366 | {8AED6124-82F9-4968-B1CD-29F6C223DBAE} | 42091101 | MIRABEL 1101 | 228 | 38.4615 | -122.8806 | 186 | 271 | 30794.9489 |  | 15637.442 |  | 15157.5069 | 3472.2526 | 3889.0134 | 0.0040753 | 0.0028448 | 1599 | 9.1406 | 19.7534 | 2 | 1.4867 | 4.6218 | -0.053931 | 0.070182 | 0.0071032 | 2.9661 | 295.9836 | 24.1455 | 24.8316 | 0.84085 | 17.8751 | 19.8118 | 0.37857 | 31.1% | 25.8% | 59.9% | 55.8% | 43% | 77.8% | 0.11291 | 0.092727 | 2.375 | 18.6 | 3.6429 | 8.4727 | 10.9066 | 8.8176 | 1.9071 | 3.1805 | 16.5263 | 14.1487 | 13.7781 | 11.6364 | 46.433 | 52.7177 | 35.2286 | 45.9352
North Coast | HARTLEY 110194178 | 4592 | 48 | 76.4487 | 167 | 111.1073 | 28 | 5.9742e-05 | 0.77229 | 3.7749 | 3.746e-05 | 0.00015054 | 0.28743 | 0.68806 | {33AF121E-F118-4B6E-94DA-FB39FA49A86E} | 43211101 | HARTLEY 1101 | 94178 | 39.0514 | -122.9372 | 120 | 258 | 17214.9349 |  | 6647.1964 |  | 10567.7385 | 3325.1898 | 2723.5185 | 0.004215 | 0.0016728 | 1600 | 2.2304 | 6.6453 | 2 | 2.6427 | 6.9245 | -0.43361 | 0.033023 | 0.0060629 | 2.2021 | 296.5037 | 38.0923 | 37.8223 | 1.1841 | 14.595 | 16.3661 | 16.6428 | 30.9% | 44.1% | 11.1% | 5.1% | 81.9% | 26.8% | 0.36464 | 0.033488 | 3.0857 | 17.1714 | 3.4133 | 3.8837 | 11.5825 | 10.0031 | 2.3811 | 4.0108 | 13.6155 | 8.0851 | 9.4798 | 5.0774 | 65.9323 | 94.2661 | 49.8137 | 80.0489
Bay Area | ALHAMBRA 110582622 | 5444 | 506 | 1109.4621 | 2911 | 2512.4534 | 293 | 4.9773e-05 | 415.4283 | 1.0253 | 0.018481 | 4.7762e-05 | 0.17382 | 0.44159 | {43B3FCFC-E570-42A3-9958-1934EF46169A} | 14101105 | ALHAMBRA 1105 | 82622 | 37.9665 | -122.127 | 417 | 290 | 72920.8604 | 45.311 | 41695.7116 | 25.9086 | 31225.1488 | 41695.7116 | 31225.1488 | 0.013994 | 0.014584 | 2303 | 3.2168 | 9.3078 | 2.0301 | 3.5816 | 7.6249 | -2.2672 | 0.027771 | 0.0069614 | 1.6838 | 295.0924 | 36.1888 | 32.0606 | 0.9335 | 14.7939 | 16.2071 | 1.3215 | 38.1% | 43.8% | 46.6% | 31.6% | 59.7% | 28.7% | 0.1143 | 0.03494 | 1.9548 | 14.5198 | 1.1518 | 4.384 | 6.7444 | 6.4731 | 1.9618 | 3.5286 | 14.1147 | 10.0838 | 10.0688 | 6.6511 | 49.9595 | 64.8962 | 46.962 | 69.8122
Bay Area | FRANKLIN 1104P146 | 9522 | 36 | 96.4391 | 170 | 164.1864 | 30 | 4.8452e-05 | 48.357 | 6.9493 | 0.0013917 | 0.0001499 | 0.21176 | 0.58738 | {4B04C7BE-F037-4E43-AD43-455E3B1A9C74} | 13921104 | FRANKLIN 1104 | P146 | 38.013 | -122.2522 | 53 | 30 | 7314.5058 |  | 5929.8532 |  | 1384.6526 | 5649.6032 | 1140.8468 | 0.0044969 | 0.0014536 | 1602 | 1.9935 | 7.2613 | 2 | 3.3015 | 7.273 | -1.9106 | 0.012836 | 0.007195 | 1.5212 | 295.6313 | 34.8364 | 30.6977 | 0.92236 | 15.1942 | 16.5508 | 7.8969 | 76% | 85.5% | 44.3% | 17.4% | 56.8% | 48.1% | 0.29369 | 0.018419 | 1.8611 | 12.0278 | 1.6366 | 2.5373 | 6.5131 | 6.0358 | 1.971 | 3.606 | 13.7866 | 11.0904 | 10.5994 | 7.5297 | 49.4286 | 58.6912 | 46.3163 | 63.7462
Central Coast | ATASCADERO 1103A46 | 2055 | 13 | 17.3992 | 31 | 26.411 | 7 | 4.0791e-05 | 146.7968 | 8.991 | 0.0059217 | 0.00014968 | 0.41935 | 0.65878 | {614AFF73-1972-445B-AB78-45C825B90AEF} | 182541103 | ATASCADERO 1103 | A46 | 35.4018 | -120.6222 | 196 | 611 | 36486.3047 |  | 14964.2331 |  | 21522.0716 | 983.4741 | 273.0205 | 0.0010477 | 0.00028554 | 1603 | 1.3311 | 4.7047 | 2 | 2.6834 | 7.0121 | -0.71716 | 0.0078947 | 0.0063443 | 1.5204 | 297.7938 | 39.0574 | 33.497 | 1.2185 | 14.3896 | 15.4055 | 6.169 | 63.6% | 78.3% | 49.3% | 22.5% | 89.6% | 36.8% | 0.25859 | 0.013158 | 3 | 15 | 0.75474 | 1.6316 | 8.089 | 8.5131 | 1.9396 | 3.611 | 13.4724 | 10.0943 | 10.3678 | 7.3197 | 47.2518 | 64.2556 | 48.8152 | 66.2289
Bay Area | HALF MOON BAY 1103circuit_breaker | 4319 | 94 | 287.2124 | 131 | 301.5148 | 20 | 5.7932e-05 | 0.17781 | 3.9103 | 9.2832e-06 | 0.00014951 | 0.71756 | 0.95257 | {D0EDFCD8-2A8A-490D-A06D-0BAFCCC6E362} | 24101103 | HALF MOON BAY 1103 | circuit_breaker | 37.4689 | -122.4303 | 276 | 892 | 45830.292 |  | 13492.7817 |  | 32337.5103 | 2489.4218 | 120.0432 | 0.0029902 | 0.0011586 | 1604 | 5.1453 | 13.9153 | 2 | 2.838 | 7.594 | -7.3773 | 0.023333 | 0.0073087 | 1.791 | 291.705 | 24.3917 | 22.4841 | 0.51096 | 17.4436 | 19.0392 | 24.1993 | 75.9% | 75.4% | 56.6% | 65.2% | 1.6% | 97.8% | 0.099271 | 0.087273 | 1.1333 | 9.5333 | 5.6015 | 3.9697 | 10.9264 | 9.547 | 1.405 | 2.4032 | 16.6746 | 13.9745 | 11.5535 | 9.1013 | 48.8476 | 44.0241 | 35.8498 | 50.271
Central Valley | CORRAL 110336680 | 1151 | 64 | 178.2857 | 283 | 235.6017 | 87 | 4.197e-05 | 554.1808 | 6.7761 | 0.021569 | 0.00014922 | 0.22615 | 0.75673 | {EB467927-3D28-42DC-B202-516334CB2DF4} | 162991103 | CORRAL 1103 | 36680 | 38.1245 | -120.8473 | 430 | 886 | 77894.271 |  | 32149.378 |  | 45744.8931 | 13725.8331 | 15814.5755 | 0.012982 | 0.0036514 | 1605 | 1.023 | 3.5755 | 2 | 2.0817 | 6.5997 | -0.10894 | 0.020702 | 0.0064402 | 1.5052 | 297.6087 | 42.5398 | 31.7646 | 1.2935 | 13.6703 | 14.9921 | 4.4504 | 32.8% | 33.1% | 42.8% | 14.4% | 53.4% | 97.8% | 0.17695 | 0.043926 | 2.3611 | 18.8833 | 1.1983 | 1.1694 | 12.1808 | 8.6504 | 2.4073 | 3.8529 | 13.3587 | 7.7996 | 9.6111 | 5.2984 | 47.2286 | 67.6605 | 52.2352 | 79.8087
Central Valley | CURTIS 170247488 | 2199 | 461 | 687.2443 | 1644 | 1129.5996 | 220 | 4.9543e-05 | 202.9191 | 25.8128 | 0.010516 | 0.00062173 | 0.28041 | 0.6084 | {A13891AD-BB5A-427E-8F5C-CEB24021177B} | 163351702 | CURTIS 1702 | 47488 | 37.9649 | -120.2507 | 324 | 673 | 72960.1433 | 45.3354 | 33088.8899 | 20.5605 | 39871.2534 | 29796.4907 | 28840.9557 | 0.13678 | 0.010899 | 643 | 4.1328 | 11.424 | 2.0044 | 2.0077 | 5.0585 | 0.040116 | 0.038158 | 0.005623 | 2.2669 | 295.7068 | 48.6773 | 36.5517 | 1.277 | 11.9915 | 13.5898 | 2.0679 | 72.1% | 71.7% | 54.3% | 58.3% | 48.8% | 47.2% | 0.077602 | 0.093114 | 2.3708 | 16.7303 | 2.553 | 3.6053 | 9.9442 | 7.4567 | 2.106 | 3.7323 | 11.6856 | 6.2005 | 7.6802 | 4.2205 | 54.8158 | 86.551 | 59.2508 | 90.9133
Central Valley | CORRAL 110214028 | 5452 | 16 | 31.2466 | 134 | 62.5457 | 36 | 3.8654e-05 | 547.8425 | 7.3488 | 0.021372 | 0.00014851 | 0.1194 | 0.49958 | {03406AFB-92D3-4CE9-B7EA-72DA34AFA832} | 162991102 | CORRAL 1102 | 14028 | 38.1461 | -120.8611 | 184 | 284 | 26243.5371 |  | 12833.3324 |  | 13410.2047 | 5856.3944 | 5472.8552 | 0.0053463 | 0.0013915 | 1607 | 2.2004 | 6.6184 | 2 | 2.0143 | 6.467 | -1.0051 | 0.02407 | 0.0064405 | 1.5068 | 297.6027 | 42.5864 | 31.9041 | 1.2933 | 13.6715 | 14.9922 | 6.0192 | 32.6% | 34.3% | 39.5% | 34.4% | 53.2% | 98% | 0.26429 | 0.062209 | 2.6471 | 18.5 | 0.43709 | 1.5581 | 12.2634 | 8.6928 | 2.4072 | 3.8523 | 13.3509 | 7.8 | 9.6051 | 5.3051 | 47.4286 | 67.8674 | 52.3326 | 79.894
North Coast | PHILO 1102928 | 4466 | 1628 | 2663.5743 | 2029 | 2878.8396 | 241 | 7.0723e-05 | 0.04734 | 2.6437 | 3.4183e-06 | 0.00012879 | 0.80237 | 0.92522 | {40E0DF85-5967-47AC-89F5-066590299710} | 42601102 | PHILO 1102 | 928 | 39.1176 | -123.5175 | 167 | 145 | 41285.7739 | 25.6539 | 24804.6018 | 15.4129 | 16481.1721 | 22042.0965 | 14704.8906 | 0.031038 | 0.017044 | 1711 | 11.8106 | 25.1401 | 2 | 1.9463 | 4.9394 | -1.934 | 0.064561 | 0.0068057 | 2.8334 | 293.8656 | 25.5666 | 26.9509 | 0.74617 | 17.3508 | 19.5726 | 0.66666 | 25.8% | 33.8% | 21.7% | 74.1% | 24.2% | 64.2% | 0.095566 | 0.094591 | 1.6273 | 14.1118 | 0.12868 | 5.9327 | 12.0905 | 10.2038 | 1.669 | 3.131 | 16.5802 | 12.828 | 12.5032 | 8.3246 | 51.8776 | 65.482 | 35.7128 | 55.9656
Central Coast | CAMP EVERS 21035402 | 1339 | 167 | 301.5246 | 687 | 592.5101 | 32 | 6.9173e-05 | 0.037818 | 3.2968 | 2.616e-06 | 0.00014838 | 0.24309 | 0.50889 | {CEB97A6E-057E-4617-8BF5-91D85F0FC1F8} | 83622103 | CAMP EVERS 2103 | 5402 | 37.0103 | -122.0341 | 204 | 392 | 27473.3577 |  | 10811.0731 |  | 16662.2846 | 3816.6305 | 2929.5374 | 0.0047481 | 0.0022135 | 1609 | 6.9388 | 16.6883 | 2.8205 | 1.4395 | 4.0202 | -0.7062 | 0.071795 | 0.0072896 | 2.1071 | 293.9116 | 27.6611 | 24.2414 | 0.68172 | 16.7192 | 18.281 | 16.8104 | 63.4% | 51.7% | 74.9% | 73.1% | 14.8% | 86.6% | 0.1796 | 0.055385 | 4.7778 | 18.963 | 2.9667 | 17.6154 | 8.0026 | 7.3326 | 1.6419 | 2.9713 | 16.0649 | 12.9698 | 10.8144 | 8.586 | 43.1023 | 45.7304 | 37.9789 | 54.5489
North Valley | DESCHUTES 1104circuit_breaker | 1301 | 126 | 188.3136 | 690 | 334.4411 | 135 | 6.1026e-05 | 1429.2549 | 26.9891 | 0.092785 | 0.00068144 | 0.18261 | 0.56307 | {D7FE7EC5-7478-43B3-9A24-52065EFA1755} | 103351104 | DESCHUTES 1104 | circuit_breaker | 40.5551 | -122.2396 | 522 | 632 | 73143.1858 | 45.4492 | 39924.6145 | 24.8081 | 33218.5713 | 19511.2444 | 11301.8154 | 0.091995 | 0.0082385 | 597 | 2.6072 | 9.8655 | 2 | 2.1126 | 7.6622 | 0.27711 | 0.010746 | 0.0058466 | 2.4234 | 298.1942 | 47.9739 | 36.8462 | 1.575 | 12.2535 | 14.3068 | 4.3286 | 63.6% | 71.6% | 53.2% | 50.6% | 83.2% | 49.7% | 0.15358 | 0.0026493 | 2.0119 | 15.6964 | 3.1038 | 2.5746 | 11.9649 | 8.9242 | 2.9055 | 4.8886 | 11.2421 | 5.7344 | 7.3435 | 4.4559 | 69.7823 | 92.0761 | 61.5448 | 92.9276
Central Valley | CLAY 1101circuit_breaker | 6352 | 3 | 3.6143 | 15 | 8.3459 | 5 | 6.6085e-05 | 0.99857 | 2.2908 | 6.4492e-05 | 0.00014818 | 0.2 | 0.43306 | {CC3A7F8F-5717-4639-B6A5-ECE8361467E4} | 163341101 | CLAY 1101 | circuit_breaker | 38.3423 | -120.9347 | 103 | 201 | 11121.7933 |  | 4411.9174 |  | 6709.8759 | 707.4258 | 67.6469 | 0.00074089 | 0.00033042 | 1611 | 3.3843 | 7.4276 | 2 | 1.7364 | 5.3071 | -0.13189 | 0.002 | 0.0066782 | 1.6464 | 297.2747 | 43.4249 | 30.282 | 1.27 | 13.2987 | 14.679 | 20.2812 | 32.4% | 10.3% | 69.4% | 38.8% | 45.5% | 90.2% | 0.1439 | 0.01 | 2.4 | 8.4 | 1.35 | 3 | 9.5076 | 6.6337 | 2.4292 | 3.949 | 12.4879 | 7.4088 | 8.7466 | 5.161 | 47.6769 | 62.2784 | 55.4716 | 81.4706
Central Valley | EL DORADO PH 21016852 | 578 | 0 | 0 | 7 | 3.5647 | 1 | 0.00014808 | 0.037818 |  | 5.6e-06 | 0.00014808 | 0 | 0 | {550714A4-7303-4842-936D-572C7CE200C4} | 152762101 | EL DORADO PH 2101 | 6852 | 38.7612 | -120.5582 | 577 | 1140 | 95692.4307 |  | 40526.8318 |  | 55165.5989 | 40526.8318 | 55165.5989 | 0.00014808 | 0.00014808 | 1612 | 12.5881 | 27.8492 | 3 | 2.0746 | 5.6146 | 1.4948 | 0.10158 | 0.0054785 | 3.7331 | 293.591 | 47.4891 | 31.9298 | 1.1858 | 11.878 | 14.0194 | 1.881 | 32.2% | 0% | 98% | 92.7% | 20% | 43.9% | 0.099632 | 0.047818 | 4.2 | 19.4878 | 2.703 | 11.0256 | 11.756 | 7.6618 | 2.136 | 3.5731 | 12.5899 | 5.8639 | 7.5999 | 3.9957 | 48.3012 | 80.0017 | 54.7313 | 93.0828
Central Coast | MORGAN HILL 2105circuit_breaker | 5792 | 11 | 15.8741 | 66 | 44.6786 | 8 | 3.0235e-05 | 56.5573 | 7.6842 | 0.0020381 | 0.00014795 | 0.16667 | 0.3553 | {30C139BA-309C-45BA-85AD-14DDE6598AF6} | 83242105 | MORGAN HILL 2105 | circuit_breaker | 37.1267 | -121.6592 | 69 | 235 | 13416.7767 |  | 2881.8434 |  | 10534.9333 | 791.0708 | 1456.8174 | 0.0011836 | 0.00024188 | 1613 | 1.7767 | 6.177 | 2 | 2.496 | 6.2145 | -6.3373 | 0.031667 | 0.0068259 | 1.6837 | 295.98 | 35.405 | 30.493 | 0.96618 | 15.0922 | 16.4027 | 30.922 | 63.2% | 74.6% | 28.6% | 35.3% | 47.3% | 50.5% | 0.32271 | 0.033333 | 4.2 | 18.9 | 0.51 | 5.5 | 9.4401 | 8.3948 | 1.8653 | 3.5176 | 14.5617 | 10.0879 | 9.908 | 6.3487 | 50.2551 | 65.6202 | 44.4086 | 70.5669
North Coast | ARCATA 112233060 | 361 | 37 | 55.2243 | 107 | 86.7479 | 9 | 9.4406e-05 | 0.037818 | 2.7774 | 3.5702e-06 | 0.00014763 | 0.34579 | 0.63661 | {21ADCA93-F696-42D2-B9AB-0580CBDEB386} | 192021122 | ARCATA 1122 | 33060 | 40.8419 | -124.0626 | 122 | 211 | 18720.6982 |  | 7913.5825 |  | 10807.1157 | 701.4158 | 1090.1638 | 0.0013287 | 0.00084965 | 1614 | 20.0164 | 36.8553 | 2 | 1.7924 | 7.0069 | -2.4803 | 0.093077 | 0.006753 | 3.7685 | 290.7308 | 19.9701 | 20.9735 | 0.51136 | 18.0889 | 21.2606 | 0.6651 | 30.2% | 34.5% | 48% | 93.7% | 11.1% | 86% | 0.12464 | 0.076154 | 2.1 | 16.9 | 0.014615 | 8.2308 | 13.3626 | 10.6787 | 1.3657 | 2.0275 | 18.4859 | 12.7133 | 13.5986 | 9.8333 | 43.5428 | 57.374 | 28.636 | 50.0486
Central Coast | DEL MONTE 21032000 | 6805 | 957 | 3109.5709 | 1804 | 3606.9475 | 119 | 4.6047e-05 | 0.037818 | 1.8937 | 1.7414e-06 | 6.5101e-05 | 0.53049 | 0.86211 | {A7511424-C0A7-4DC4-BAD6-B60505BBA431} | 182222103 | DEL MONTE 2103 | 2000 | 36.5851 | -121.8743 | 182 | 122 | 19328.9978 | 12.0105 | 14596.6085 | 9.0699 | 4732.3893 | 14596.6085 | 4732.3893 | 0.007747 | 0.0054796 | 2125 | 7.7612 | 17.6236 | 2 | 1.9552 | 5.9092 | 0.2385 | 0.057186 | 0.0072856 | 1.3243 | 291.921 | 23.8734 | 23.7048 | 0.55146 | 17.4929 | 18.8315 | 3.8934 | 43.4% | 37.3% | 58.8% | 76.2% | 6.6% | 97.8% | 0.10531 | 0.037605 | 2.4153 | 15.0508 | 7.559 | 10.8024 | 11.0332 | 9.8402 | 1.3867 | 2.2166 | 16.4667 | 15.3405 | 13.8101 | 13.3051 | 43.3783 | 45.3693 | 32.0899 | 37.799
Sierra | JAMESON 110265516 | 7319 | 231 | 385.7982 | 1087 | 836.8545 | 114 | 7.0669e-05 | 240.1676 | 4.2627 | 0.016928 | 0.00016215 | 0.21251 | 0.46101 | {10AF2AF5-0312-4499-B6B7-F90BCDC56FEE} | 63801102 | JAMESON 1102 | 65516 | 38.2496 | -122.1606 | 280 | 488 | 44601.527 | 27.7142 | 18265.6782 | 11.3498 | 26335.8488 | 12202.9885 | 15670.3248 | 0.018485 | 0.0080563 | 1552 | 2.9131 | 7.8347 | 2 | 4.5364 | 9.9573 | -1.5485 | 0.051348 | 0.0067348 | 1.9658 | 297.1756 | 42.4697 | 36.1959 | 1.2203 | 13.4711 | 14.9654 | 3.9806 | 21% | 18.1% | 41.2% | 28.8% | 26.8% | 94.6% | 0.081843 | 0.042312 | 2.1413 | 17.277 | 3.2443 | 3.629 | 8.1779 | 6.4438 | 2.3028 | 4.0928 | 12.7058 | 5.8545 | 8.4941 | 3.9952 | 53.4834 | 89.2686 | 54.3836 | 92.7995
Sierra | PENRYN 11051342 | 1166 | 760 | 1300.6889 | 2605 | 2092.784 | 277 | 6.9933e-05 | 488.2884 | 17.496 | 0.033988 | 0.00056195 | 0.29175 | 0.62151 | {762D243C-6AD0-4B84-8BCE-EACF0C197C40} | 152561105 | PENRYN 1105 | 1342 | 38.8767 | -121.1347 | 703 | 654 | 104551.8899 | 64.9657 | 62210.7771 | 38.6561 | 42341.1128 | 32719.8008 | 14903.879 | 0.15566 | 0.019372 | 724 | 3.1119 | 10.7684 | 2 | 2.4394 | 6.4856 | -0.8595 | 0.03026 | 0.0065283 | 2.0032 | 297.208 | 44.8068 | 31.5376 | 1.3112 | 13.0177 | 14.5075 | 1.0469 | 52.7% | 58.2% | 40% | 47.1% | 65.1% | 85.1% | 0.10321 | 0.056661 | 2.4442 | 17.3817 | 4.1205 | 7.6116 | 7.4593 | 5.8194 | 2.3449 | 4.0637 | 12.9131 | 6.2416 | 8.6408 | 4.2701 | 48.9185 | 82.2579 | 53.4201 | 90.3603
Sierra | SHINGLE SPRINGS 210935598 | 5513 | 113 | 215.7261 | 650 | 405.4834 | 118 | 6.9896e-05 | 983.6658 | 14.8651 | 0.064442 | 0.00056319 | 0.17385 | 0.53202 | {4BF4ABD1-69F5-49AA-B8C3-8117FD378308} | 153652109 | SHINGLE SPRINGS 2109 | 35598 | 38.7638 | -120.9265 | 194 | 152 | 29114.3025 | 18.0908 | 17564.7145 | 10.9142 | 11549.588 | 17564.7145 | 11549.588 | 0.066456 | 0.0082478 | 720 | 3.6871 | 11.6745 | 2.5382 | 2.0973 | 5.8578 | 1.1732 | 0.017901 | 0.0057877 | 2.548 | 296.1956 | 46.7242 | 32.8743 | 1.2876 | 12.4619 | 14.2093 | 1.2401 | 52.9% | 51.6% | 39.8% | 50.5% | 49.8% | 65.4% | 0.040616 | 0.054498 | 2.4118 | 18.0065 | 5.1494 | 7.6029 | 8.9412 | 6.6572 | 2.2166 | 3.9528 | 12.9721 | 5.9832 | 8.7288 | 4.0186 | 51.5542 | 90.5874 | 52.6072 | 92.1805
Central Coast | SAN LUIS OBISPO 1101V12 | 3702 | 173 | 285.9907 | 747 | 619.2545 | 154 | 5.4225e-05 | 18.4578 | 2.0822 | 0.0010946 | 6.3866e-05 | 0.23159 | 0.46183 | {D3B095E1-F799-4165-8E63-ACB7F609DF06} | 182631101 | SAN LUIS OBISPO 1101 | V12 | 35.2948 | -120.637 | 162 | 176 | 43571.9495 | 27.0744 | 33846.6296 | 21.0314 | 9725.32 | 33846.6296 | 9725.32 | 0.0098354 | 0.0083507 | 2144 | 2.482 | 7.4591 | 2.4956 | 3.3397 | 9.1142 | -1.4596 | 0.01304 | 0.0063625 | 1.9462 | 296.8171 | 45.1568 | 37.617 | 1.2023 | 12.7421 | 13.8725 | 0.85507 | 42.9% | 40% | 65.4% | 42.5% | 88.8% | 5.5% | 0.0977 | 0.016123 | 1.8579 | 14.2022 | 0.71932 | 1.6454 | 8.2053 | 8.6285 | 1.933 | 3.6376 | 12.1887 | 9.0738 | 9.5208 | 6.806 | 55.7864 | 71.7331 | 54.133 | 71.5439
North Coast | COTATI 110361736 | 3145 | 141 | 435.8352 | 242 | 474.2139 | 52 | 4.5359e-05 | 95.9713 | 6.4434 | 0.0045503 | 0.00014672 | 0.58264 | 0.91907 | {BCD422E2-9AE0-44D1-BF49-26A0E5D7C844} | 42271103 | COTATI 1103 | 61736 | 38.2767 | -122.8912 | 184 | 267 | 40790.8251 |  | 26748.6696 |  | 14042.1555 | 18397.7495 | 6698.3068 | 0.0076293 | 0.0023587 | 1620 | 3.2068 | 8.5422 | 2 | 2.419 | 7.007 | -1.6767 | 0.0079762 | 0.0071501 | 2.3006 | 293.8839 | 23.0248 | 26.1537 | 0.64821 | 18.0052 | 19.7756 | 1.7831 | 29.9% | 62.6% | 2.9% | 12.6% | 16.2% | 85.2% | 0.18799 | 0.010476 | 2.1429 | 14.0345 | 0.83675 | 0.96032 | 12.1529 | 10.8047 | 1.506 | 2.49 | 17.0505 | 15.0319 | 14.4253 | 12.041 | 51.085 | 57.0377 | 31.8536 | 42.2031
Central Coast | PASO ROBLES 1103N58 | 6910 | 112 | 335.7002 | 422 | 502.5105 | 47 | 4.5783e-05 | 2741.3212 | 8.0761 | 0.12718 | 0.00014652 | 0.2654 | 0.66805 | {ABB59667-7D2C-427E-8CD5-70D7C7F4474B} | 182611103 | PASO ROBLES 1103 | N58 | 35.6286 | -120.6955 | 158 | 234 | 24039.9352 |  | 12056.5272 |  | 11983.408 | 7139.6018 | 4492.0835 | 0.0068863 | 0.0021518 | 1621 | 0.92143 | 3.529 | 2 | 2.3769 | 6.8109 | -1.533 | 0.010185 | 0.0058893 | 0.97956 | 298.3872 | 44.0431 | 37.2576 | 1.3325 | 13.5754 | 14.3108 | 1.7282 | 62.8% | 75.7% | 58.1% | 12.3% | 94% | 18.5% | 0.09674 | 0.0044444 | 2.0882 | 15 | 2.0865 | 3.9074 | 8.5368 | 8.1629 | 2.2536 | 3.9452 | 12.0583 | 8.8982 | 8.5125 | 5.5874 | 59.9068 | 80.9191 | 57.4193 | 77.247
Bay Area | NORTH DUBLIN 2103circuit_breaker | 7656 | 236 | 425.3994 | 524 | 561.026 | 75 | 2.6192e-05 | 740.1173 | 6.8743 | 0.018318 | 0.00014644 | 0.45038 | 0.75825 | {7713D0FD-BB09-40ED-B7D7-E260577647D4} | 14052103 | NORTH DUBLIN 2103 | circuit_breaker | 37.7445 | -121.857 | 221 | 155 | 32695.429 |  | 24183.6175 |  | 8511.8114 | 20889.9745 | 8082.7173 | 0.010983 | 0.0019644 | 1622 | 1.1071 | 3.593 | 2 | 2.741 | 6.8188 | -2.3821 | 0.0024296 | 0.0067088 | 1.5807 | 295.9513 | 40.1327 | 32.6015 | 1.0704 | 13.9616 | 15.3491 | 4.9863 | 75.5% | 85.3% | 17.2% | 4% | 80.2% | 10.3% | 0.14013 | 0.012007 | 2.1486 | 15.0743 | 0.8357 | 1.8451 | 6.8639 | 5.8033 | 2.1383 | 3.6884 | 13.7857 | 8.63 | 9.4115 | 5.4236 | 45.1848 | 71.4119 | 48.717 | 78.4174
Central Valley | RACETRACK 170455798 | 883 | 598 | 961.4259 | 1778 | 1448.0248 | 242 | 6.2564e-05 | 878.0816 | 17.2255 | 0.044164 | 0.00051366 | 0.33633 | 0.66396 | {7E0EED7A-2775-40CE-B357-57739361FC2E} | 163761704 | RACETRACK 1704 | 55798 | 37.9759 | -120.4466 | 353 | 432 | 73815.3425 | 45.8668 | 37898.11 | 23.5489 | 35917.2325 | 37898.11 | 35917.2325 | 0.12431 | 0.015141 | 781 | 2.4833 | 7.0278 | 2 | 1.9736 | 5.3851 | -0.53467 | 0.022545 | 0.0061955 | 2.057 | 297.0895 | 44.3152 | 34.1481 | 1.3028 | 13.2046 | 14.7105 | 0.75372 | 64.5% | 60.9% | 66.1% | 36.8% | 56.8% | 86.5% | 0.069747 | 0.038213 | 2.0992 | 16.9889 | 2.783 | 3.2094 | 11.2909 | 8.3432 | 2.2553 | 4.0253 | 12.9448 | 6.9125 | 9.1403 | 4.7184 | 49.8248 | 83.0625 | 52.5742 | 86.6083
Central Valley | SAND CREEK 1103circuit_breaker | 8475 | 55 | 135.0576 | 189 | 183.6175 | 69 | 8.7202e-06 | 1971.7758 | 25.2511 | 0.02221 | 0.00014616 | 0.29101 | 0.73554 | {E54C0E82-949E-4C90-9607-A30CD2E7D9C4} | 254601103 | SAND CREEK 1103 | circuit_breaker | 36.6443 | -119.1595 | 105 | 67 | 24265.835 |  | 20610.8944 |  | 3654.9406 | 20610.8944 | 3654.9406 | 0.010085 | 0.00060169 | 1624 | 0.53656 | 2.0048 | 2 | 2.0278 | 4.8245 | -1.7061 | 0.0024314 | 0.0060657 | 1.5146 | 298.0734 | 58.524 | 36.7474 | 1.6365 | 9.9391 | 11.138 | 0.44196 | 31.7% | 70.6% | 5.3% | 4.7% | 96.5% | 6.2% | 0.00031965 | 0.015412 | 1.6381 | 13.1524 | 0.9842 | 0.74118 | 5.6303 | 4.9986 | 2.9247 | 4.448 | 9.267 | 5.6124 | 6.2823 | 3.607 | 50.7619 | 72.4127 | 72.2557 | 94.778
Sierra | HALSEY 11022514 | 2514 | 427 | 654.599 | 1656 | 1157.4713 | 147 | 6.9677e-05 | 0.039088 | 4.0862 | 2.7282e-06 | 0.00016183 | 0.25785 | 0.56554 | {D24FE68D-C3B0-43F0-8A16-C357F1C466D0} | 152241102 | HALSEY 1102 | 2514 | 38.9503 | -121.0492 | 473 | 912 | 71806.6383 | 44.6187 | 31410.9717 | 19.5179 | 40395.6665 | 15960.9106 | 14175.393 | 0.023788 | 0.010243 | 1558 | 4.1365 | 10.3393 | 2 | 1.9585 | 5.4879 | 2.1265 | 0.059116 | 0.0058044 | 2.7012 | 295.867 | 49.401 | 33.9142 | 1.3203 | 11.7691 | 13.5084 | 12.3328 | 20.2% | 16.9% | 39.3% | 45.4% | 73.4% | 11.7% | 0.041251 | 0.039755 | 1.8234 | 15.0984 | 1.9009 | 3.2173 | 8.6241 | 6.6656 | 2.5463 | 4.1601 | 12.0038 | 6.2205 | 8.1993 | 4.1131 | 52.8523 | 90.7982 | 57.346 | 90.9968
Central Coast | SAN LUIS OBISPO 1107V02 | 4497 | 275 | 740.9918 | 1687 | 1452.1632 | 219 | 3.324e-05 | 89.3731 | 2.6367 | 0.0024298 | 6.334e-05 | 0.16301 | 0.51027 | {1413E321-0BD6-4E14-989C-C8FF6A4A6DD1} | 182631107 | SAN LUIS OBISPO 1107 | V02 | 35.2383 | -120.6792 | 292 | 260 | 45397.322 | 28.2087 | 29266.1548 | 18.1852 | 16131.1672 | 29017.7252 | 16131.1672 | 0.013871 | 0.0072796 | 2153 | 1.6911 | 5.388 | 2.3962 | 2.3667 | 7.7483 | -2.1014 | 0.013675 | 0.0074236 | 1.0573 | 295.5317 | 30.9621 | 28.3652 | 0.82601 | 15.9866 | 16.9018 | 3.7758 | 42.7% | 46.9% | 34.6% | 27.7% | 28.8% | 69.8% | 0.24223 | 0.027088 | 1.9963 | 15.1544 | 1.3678 | 4.0263 | 9.3545 | 8.9501 | 1.7998 | 3.0539 | 15.3474 | 13.7085 | 12.068 | 10.3882 | 48.0238 | 51.6956 | 40.0193 | 48.3142
North Coast | HIGHLANDS 110275140 | 1080 | 74 | 154.1494 | 394 | 242.7001 | 84 | 6.0683e-05 | 274.6626 | 7.5497 | 0.0096692 | 0.00014583 | 0.18782 | 0.63514 | {D71C2E21-7CE4-4721-8677-0076FC6B52D7} | 43361102 | HIGHLANDS 1102 | 75140 | 38.9543 | -122.6103 | 527 | 1901 | 120117.0637 |  | 32224.2832 |  | 87892.7805 | 13187.2724 | 35318.5253 | 0.01225 | 0.0050973 | 1627 | 2.0522 | 5.5638 | 2 | 2.7496 | 7.8474 | -0.44624 | 0.021087 | 0.0061028 | 2.0012 | 296.4592 | 42.327 | 32.3245 | 1.2272 | 13.6959 | 15.2611 | 10.2084 | 29.5% | 66% | 11.8% | 2% | 93% | 9.4% | 0.5665 | 0.010072 | 7.0984 | 19.9344 | 2.3446 | 2.8551 | 9.4165 | 6.9355 | 2.3442 | 4.1092 | 13.29 | 7.1979 | 8.1406 | 4.388 | 54.0118 | 76.4472 | 52.0957 | 84.7178
Central Coast | POINT MORETTI 110136514 | 7358 | 1485 | 3118.8844 | 1784 | 3284.9885 | 99 | 8.1517e-05 | 0.038483 | 2.6902 | 3.1305e-06 | 0.00014573 | 0.8324 | 0.94944 | {6B3803C4-78D9-4845-848A-F16561C51AFC} | 82931101 | POINT MORETTI 1101 | 36514 | 37.0393 | -122.1518 | 88 | 57 | 15762.9086 |  | 10964.1377 |  | 4798.7709 | 10964.1377 | 4798.7709 | 0.014427 | 0.0080701 | 1628 | 9.1213 | 20.5717 | 2.8389 | 2.0128 | 5.1 | -2.1865 | 0.06443 | 0.0070975 | 3.2142 | 294.5735 | 32.3113 | 30.451 | 0.82203 | 15.5685 | 17.4056 | 0.65381 | 62.3% | 47.5% | 80% | 84.4% | 28.6% | 60.3% | 0.040957 | 0.059799 | 1.641 | 13.1026 | 1.0028 | 11.9732 | 10.1592 | 8.9271 | 1.6558 | 3.1889 | 15.9708 | 10.7818 | 10.3534 | 7.2504 | 51.8267 | 66.4691 | 41.2796 | 63.7405
Central Coast | LOS GATOS 1101LB40 | 2627 | 287 | 559.661 | 1618 | 1338.6564 | 121 | 3.325e-05 | 0.037818 | 2.5599 | 1.2575e-06 | 6.034e-05 | 0.17738 | 0.41808 | {2E2463B4-F331-472F-B632-0DB9F9C1E4AF} | 82021101 | LOS GATOS 1101 | LB40 | 37.2271 | -121.9666 | 292 | 617 | 46820.6801 | 29.0931 | 14924.9203 | 9.2739 | 31895.7598 | 13423.6309 | 26545.6171 | 0.0073011 | 0.0040233 | 2178 | 3.6349 | 10.4486 | 2 | 1.6939 | 5.1446 | 1.238 | 0.065562 | 0.0064458 | 1.7279 | 295.3257 | 42.0448 | 36.1842 | 1.0262 | 13.5632 | 14.8307 | 14.6665 | 41.6% | 46.4% | 34.8% | 54.2% | 71.8% | 17.9% | 0.36768 | 0.051236 | 5.2986 | 18.7222 | 2.1443 | 9.0899 | 10.1102 | 8.3418 | 2.0279 | 3.5889 | 12.8633 | 8.1644 | 8.6564 | 5.2283 | 57.0481 | 78.8707 | 51.9568 | 80.9322
Sierra | BRUNSWICK 1102940 | 6665 | 47 | 65.0725 | 139 | 103.3613 | 12 | 8.4959e-05 | 0.037818 | 2.4482 | 3.213e-06 | 0.00014564 | 0.33813 | 0.62956 | {8A1F3383-8C42-4458-990C-2355B321D3F3} | 152481102 | BRUNSWICK 1102 | 940 | 39.2191 | -121.0227 | 138 | 113 | 9056.2054 |  | 5596.7061 |  | 3459.4993 | 1331.1883 | 719.0227 | 0.0017477 | 0.0010195 | 1630 | 5.6941 | 15.216 | 2.4211 | 1.8535 | 5.1564 | 1.711 | 0.041579 | 0.005336 | 4.0714 | 293.235 | 46.3657 | 32.925 | 1.119 | 12.17 | 14.3308 | 15.9481 | 18.8% | 10.3% | 57.1% | 67.6% | 9.3% | 40% | 0.21663 | 0.026316 | 2.1429 | 17.3571 | 2.2821 | 7.3158 | 8.8877 | 6.9745 | 2.006 | 3.4364 | 12.895 | 5.957 | 7.8786 | 4.0816 | 56.1155 | 92.4344 | 53.215 | 92.0686
North Valley | WYANDOTTE 110213044 | 7247 | 72 | 134.099 | 327 | 213.6785 | 57 | 4.9705e-05 | 33.8596 | 5.4034 | 0.0020233 | 0.00014522 | 0.22018 | 0.62757 | {6DDE6DFF-A5B7-42A5-A5E6-915A880E38B9} | 102911102 | WYANDOTTE 1102 | 13044 | 39.5308 | -121.554 | 61 | 42 | 12343.8187 |  | 9510.113 |  | 2833.7057 | 6256.4266 | 2311.9676 | 0.0082775 | 0.0028332 | 1631 | 5.0549 | 19.2396 | 2 | 2.6679 | 7.1029 | -1.79 | 0.025714 | 0.0064995 | 2.6086 | 297.2246 | 45.6765 | 32.4326 | 1.3447 | 12.6277 | 14.471 | 1.6467 | 35.5% | 31% | 40.5% | 79.2% | 44.5% | 73.4% | 0.13335 | 0.089617 | 1.475 | 13.45 | 2.1616 | 3.3367 | 11.7806 | 7.8758 | 2.5182 | 4.2031 | 12.3276 | 6.1716 | 8.2904 | 4.2227 | 51.5923 | 88.5019 | 55.4876 | 90.6209
Central Coast | HATTON 1101circuit_breaker | 7699 | 170 | 536.8462 | 394 | 676.741 | 27 | 3.7697e-05 | 0.037818 | 5.1588 | 1.4256e-06 | 0.00014511 | 0.43147 | 0.79328 | {19B86573-307E-4C6E-966B-96848CB70151} | 182291101 | HATTON 1101 | circuit_breaker | 36.5569 | -121.898 | 38 | 52 | 5571.8794 |  | 2553.7001 |  | 3018.1793 | 2553.7001 | 3018.1793 | 0.0039179 | 0.0010178 | 1632 | 5.6359 | 13.7439 | 2 | 2.0343 | 6.2213 | -3.2694 | 0.053235 | 0.0072647 | 1.3259 | 291.9503 | 23.9653 | 23.8179 | 0.55548 | 17.4715 | 18.8115 | 12.7822 | 62.1% | 64.9% | 42.5% | 65.6% | 7.5% | 96.7% | 0.23849 | 0.015294 | 2.8333 | 18.1 | 6.4024 | 11.5882 | 11.0518 | 9.8579 | 1.3899 | 2.2256 | 16.427 | 15.2908 | 13.7687 | 13.24 | 43.5367 | 45.6721 | 32.246 | 38.0413
North Valley | CRESCENT MILLS 21012562 | 7811 | 947 | 1262.6631 | 1462 | 1566.6389 | 185 | 7.4307e-06 | 1.0512 | 2.6704 | 7.1668e-06 | 1.399e-05 | 0.64774 | 0.80597 | {50FC30D9-9631-47C1-AB52-87E3C16BC0D9} | 103132101 | CRESCENT MILLS 2101 | 2562 | 40.1081 | -120.9068 | 293 | 254 | 74966.102 | 46.5819 | 54701.1021 | 33.9898 | 20264.9999 | 25377.9444 | 10433.0671 | 0.0025881 | 0.0013747 | 2745 | 5.1459 | 12.9411 | 2 | 1.8205 | 5.4505 | -2.8556 | 0.03976 | 0.0041143 | 2.5699 | 292.0023 | 47.3288 | 38.7346 | 1.1016 | 12.0079 | 14.0319 | 0.55991 | 6.6% | 19.4% | 3.5% | 59.2% | 22.5% | 28.6% | 0.1107 | 0.043263 | 1.9097 | 17.1032 | 3.132 | 4.3772 | 11.7804 | 10.2613 | 1.9455 | 3.3173 | 11.7757 | 6.0359 | 7.0418 | 4.7169 | 61.217 | 91.0721 | 60.3399 | 91.0194
Bay Area | GREENBRAE 110356884 | 6015 | 58 | 88.9097 | 116 | 120.8295 | 8 | 0.00017147 | 0.037818 | 0.56976 | 6.4845e-06 | 0.00014486 | 0.5 | 0.73583 | {CF195E6A-F6FE-4BB4-BB47-B64B021C49FD} | 43091103 | GREENBRAE 1103 | 56884 | 37.9334 | -122.5319 | 73 | 274 | 13312.4166 |  | 2392.4896 |  | 10919.927 | 883.8137 | 3302.4057 | 0.0011589 | 0.0013717 | 1634 | 8.7393 | 20.2427 | 3 | 2.0855 | 6.4294 | -9.2598 | 0.18 | 0.007008 | 3.0872 | 295.5154 | 33.231 | 29.3228 | 0.94184 | 15.1861 | 17.1244 | 29.3165 | 75.3% | 35.2% | 99.1% | 91.5% | 61.9% | 47.4% | 0.26578 | 0.017778 | 11.625 | 22 | 1.3044 | 12.8889 | 11.1835 | 9.5755 | 1.9086 | 3.525 | 13.6063 | 11.1796 | 11.1832 | 8.5561 | 55.7655 | 60.302 | 45.8963 | 59.1142
Bay Area | ALTO 1125510 | 3683 | 815 | 1625.0247 | 1469 | 1970.9658 | 87 | 0.00011193 | 0.038828 | 1.6776 | 4.3394e-06 | 0.00014485 | 0.5548 | 0.82448 | {5443BEB4-FACA-473E-BC79-5158E049D910} | 42031125 | ALTO 1125 | 510 | 37.8896 | -122.5552 | 167 | 425 | 30982.1013 |  | 11874.2275 |  | 19107.8738 | 11874.2275 | 19107.8738 | 0.012602 | 0.0097375 | 1635 | 6.2374 | 15.1273 | 3 | 3.262 | 7.9203 | 6.843 | 0.070357 | 0.0070591 | 2.8026 | 293.8974 | 31.2483 | 27.5084 | 0.7861 | 15.5373 | 17.4032 | 3.3545 | 75.1% | 55.6% | 86.8% | 71.9% | 35.4% | 67.2% | 0.23205 | 0.04 | 6.5 | 19.9022 | 5.3307 | 10.4929 | 11.0998 | 9.4198 | 1.6642 | 3.0782 | 14.6072 | 11.9263 | 11.5127 | 8.7405 | 52.8894 | 56.8156 | 42.1209 | 56.3765
Central Valley | ELECTRA 1101circuit_breaker | 1955 | 461 | 715.303 | 2146 | 1524.0874 | 377 | 7.6488e-05 | 6.0599 | 30.759 | 0.00049173 | 0.001058 | 0.21482 | 0.46933 | {0D0FEEBA-0BD3-4962-B35B-0A3278052F45} | 162161101 | ELECTRA 1101 | circuit_breaker | 38.3309 | -120.6721 | 383 | 279 | 75175.9153 | 46.7123 | 51915.3729 | 32.2588 | 23260.5424 | 51915.3729 | 23260.5424 | 0.39885 | 0.028836 | 379 | 3.9709 | 10.7186 | 2 | 1.8812 | 5.1563 | -0.25492 | 0.034018 | 0.0063976 | 2.5849 | 296.2318 | 43.9602 | 32.1835 | 1.2485 | 12.9718 | 14.7004 | 0.99566 | 82.9% | 74% | 78.3% | 55.2% | 38.1% | 75.4% | 0.0090946 | 0.049564 | 1.6625 | 14.1117 | 1.2503 | 2.8089 | 13.0677 | 9.1027 | 2.2135 | 3.8861 | 13.2278 | 6.8331 | 8.9033 | 4.6688 | 44.3121 | 72.3576 | 50.1448 | 86.7183
North Coast | HARRIS 1109700 | 2427 | 2289 | 3617.7474 | 3500 | 4137.1787 | 251 | 5.8756e-05 | 0.037818 | 3.5824 | 2.222e-06 | 0.00012804 | 0.654 | 0.87445 | {076F886F-3F6B-4035-B7B1-0BE70152A7F4} | 192431109 | HARRIS 1109 | 700 | 40.7805 | -124.1253 | 560 | 926 | 96754.7407 | 60.1208 | 47370.0595 | 29.4345 | 49384.6813 | 23735.6051 | 25024.2724 | 0.032137 | 0.014748 | 1713 | 14.2491 | 30.3615 | 2 | 1.5914 | 6.0417 | 0.5883 | 0.057861 | 0.0069229 | 3.3535 | 290.1062 | 18.4251 | 21.0649 | 0.42726 | 18.6798 | 21.6799 | 2.0943 | 25.6% | 42% | 9.6% | 85.3% | 6.1% | 91.5% | 0.14364 | 0.19089 | 2.8327 | 18.3463 | 0.46475 | 9.7222 | 13.013 | 10.7521 | 1.2495 | 1.8276 | 19.0246 | 13.5983 | 14.4313 | 10.382 | 44.0163 | 57.6624 | 26.0833 | 46.4728
North Coast | GUALALA 11124431 | 7979 | 241 | 415.0791 | 290 | 437.3136 | 28 | 7.1937e-05 | 0.037818 | 3.3426 | 2.7205e-06 | 0.00014372 | 0.83103 | 0.94916 | {C5260397-7BFE-45E3-969A-B60D6BAD6CE0} | 42841112 | GUALALA 1112 | 4431 | 38.7872 | -123.5577 | 27 | 41 | 5171.4033 |  | 2379.9343 |  | 2791.469 | 2212.4234 | 2755.6991 | 0.0040243 | 0.0020142 | 1638 | 15.4098 | 28.6014 | 2 | 3.4605 | 8.0412 | 1.635 | 0.06475 | 0.006897 | 2.642 | 290.1093 | 19.0535 | 23.3433 | 0.43058 | 18.9453 | 21.0461 | 3.7698 | 29.2% | 39.1% | 22.5% | 82.1% | 6.3% | 93.3% | 0.14561 | 0.057 | 2.25 | 20.25 | 0.52675 | 7.25 | 13.8112 | 12.0068 | 1.3153 | 1.863 | 18.3917 | 15.4071 | 13.8666 | 11.6914 | 47.392 | 53.2789 | 30.0001 | 40.3436
Central Valley | ELECTRA 11024756 | 4351 | 65 | 96.1305 | 324 | 198.8429 | 72 | 5.1552e-05 | 23.1552 | 5.5194 | 0.001527 | 0.0001436 | 0.20062 | 0.48345 | {73BBABA3-6CA4-41B8-A40A-89CE8D63C8FE} | 162161102 | ELECTRA 1102 | 4756 | 38.3164 | -120.713 | 186 | 233 | 30649.0725 |  | 19012.5154 |  | 11636.5571 | 15007.7986 | 5834.5065 | 0.01034 | 0.0037117 | 1639 | 1.6659 | 4.9654 | 2 | 1.9397 | 5.4583 | -1.6769 | 0.020905 | 0.0063847 | 2.2931 | 296.6123 | 43.4674 | 31.9393 | 1.2586 | 13.1703 | 14.8125 | 3.4218 | 31.5% | 25.1% | 57.2% | 23.3% | 41% | 85.1% | 0.08776 | 0.040588 | 1.6705 | 13.3068 | 0.60783 | 1.4661 | 13.1396 | 9.1664 | 2.2438 | 3.8788 | 13.373 | 7.0849 | 9.2703 | 4.8271 | 44.2475 | 71.4411 | 49.6332 | 85.3564
North Coast | COTATI 1104426 | 4496 | 55 | 107.8295 | 69 | 114.4043 | 21 | 5.1101e-05 | 0.037817 | 6.4089 | 1.9325e-06 | 0.0001436 | 0.7971 | 0.94253 | {B13BE392-390E-4E3B-A432-5336348FF9E8} | 42271104 | COTATI 1104 | 426 | 38.3265 | -122.7095 | 105 | 263 | 20085.5549 |  | 6253.9916 |  | 13831.5634 | 3056.6341 | 4201.2071 | 0.0030156 | 0.0010731 | 1640 | 1.9435 | 6.301 | 2 | 2.1255 | 5.6394 | -1.0777 | 0.011837 | 0.0070725 | 2.4498 | 295.3451 | 26.1693 | 27.5587 | 0.79965 | 17.3823 | 19.1157 | 19.3588 | 29% | 62.5% | 4.8% | 4.1% | 33.3% | 65.9% | 0.41682 | 0.016531 | 3 | 19.525 | 1.0961 | 1.4082 | 10.9059 | 9.2978 | 1.6883 | 3.0311 | 16.2983 | 13.8703 | 13.5334 | 10.8236 | 49.9822 | 58.0773 | 35.6616 | 48.0242
Bay Area | OAKLAND K 1103CR188 | 2423 | 185 | 474.5717 | 630 | 721.1269 | 52 | 3.8459e-05 | 0.037818 | 6.4095 | 1.4544e-06 | 0.00014298 | 0.29365 | 0.6581 | {C758376E-2F53-4EBD-9E43-CD37C030EEDD} | 12101103 | OAKLAND K 1103 | CR188 | 37.8331 | -122.214 | 120 | 675 | 34487.2596 |  | 5757.5465 |  | 28729.7131 | 5757.5465 | 28729.7131 | 0.0074349 | 0.0019999 | 1641 | 6.0198 | 15.2091 | 2.4068 | 2.3614 | 6.0368 | -0.21322 | 0.1722 | 0.0071215 | 1.8745 | 292.7899 | 32.6876 | 29.5814 | 0.70268 | 15.2951 | 16.7881 | 15.838 | 74.8% | 84.6% | 30.5% | 72.1% | 18.1% | 53.7% | 0.47039 | 0.038305 | 12.8393 | 21.6964 | 3.5686 | 10.678 | 7.771 | 7.1763 | 1.5612 | 3.0705 | 14.7922 | 11.023 | 10.0582 | 7.2519 | 49.6477 | 56.2017 | 44.5037 | 63.6684
Sierra | BELL 1107circuit_breaker | 3016 | 3 | 3.9134 | 27 | 12.0021 | 5 | 4.4997e-05 | 20.5779 | 5.9431 | 0.00088877 | 0.00014291 | 0.11111 | 0.32606 | {CD565697-14B6-4AA0-954C-46CA84031737} | 152701107 | BELL 1107 | circuit_breaker | 38.9469 | -121.0915 | 146 | 243 | 16925.0372 |  | 6178.772 |  | 10746.2652 | 198.4714 | 322.4944 | 0.00071457 | 0.00022498 | 1642 | 1.6966 | 4.6484 | 2 | 2.3537 | 5.976 | -3.6929 | 0.03 | 0.0060507 | 2.6214 | 296.0159 | 48.6637 | 33.3692 | 1.3125 | 11.9282 | 13.6439 | 10.465 | 18.5% | 23.4% | 16.1% | 8.8% | 66.6% | 26.1% | 0.0069677 | 0.16375 | 2 | 19.6 | 1.0562 | 3.375 | 8.7998 | 6.4666 | 2.3454 | 4.1722 | 12.1132 | 5.7861 | 8.1735 | 3.9669 | 54.5276 | 87.8295 | 56.8705 | 93.0331
Sierra | PLACERVILLE 111019582 | 2508 | 722 | 1267.3634 | 2803 | 2129.0962 | 299 | 6.9634e-05 | 22.285 | 19.0396 | 0.0011441 | 0.00074703 | 0.25758 | 0.59526 | {0B887AE7-B7B8-4CE1-A4B2-3FC68E0D65B0} | 153081110 | PLACERVILLE 1110 | 19582 | 38.7528 | -120.8225 | 412 | 370 | 62066.9272 | 38.5667 | 35889.5226 | 22.3008 | 26177.4046 | 35889.5226 | 26177.4046 | 0.22336 | 0.020821 | 556 | 3.3621 | 10.2385 | 2.0019 | 2.1112 | 5.9406 | 1.7887 | 0.034047 | 0.0057687 | 2.6935 | 295.8661 | 47.1089 | 32.7895 | 1.2717 | 12.352 | 14.1399 | 1.6332 | 61.5% | 61.2% | 39% | 44.6% | 41.2% | 53.4% | 0.055119 | 0.08326 | 3.0027 | 18.5683 | 7.4746 | 9.4711 | 8.2182 | 6.4117 | 2.2794 | 4.1191 | 12.5904 | 5.5222 | 8.3122 | 3.7827 | 54.1483 | 91.5592 | 54.6437 | 94.9993
Central Coast | HATTON 11022070 | 4475 | 44 | 111.1636 | 88 | 136.5773 | 10 | 3.8014e-05 | 0.037818 | 6.5526 | 1.4376e-06 | 0.00014231 | 0.5 | 0.81392 | {E55048C4-CAB1-4B6B-99F6-30BB24FEA325} | 182291102 | HATTON 1102 | 2070 | 36.5447 | -121.9082 | 50 | 206 | 13583.5716 |  | 3077.1708 |  | 10506.4008 | 797.8151 | 3584.7569 | 0.0014231 | 0.00038014 | 1644 | 5.237 | 15.0033 | 2 | 2.1276 | 6.6244 | -0.078489 | 0.07125 | 0.0072615 | 1.3252 | 291.9566 | 23.9819 | 23.8385 | 0.55611 | 17.4684 | 18.8079 | 16.836 | 61.7% | 70.2% | 43.6% | 69.2% | 7.7% | 96.5% | 0.3772 | 0.10812 | 5.4286 | 22 | 2.3125 | 5.5 | 11.0545 | 9.8609 | 1.3903 | 2.2272 | 16.4203 | 15.2816 | 13.7621 | 13.2282 | 43.5588 | 45.725 | 32.2735 | 38.0844
North Valley | ELK CREEK 11012228 | 4335 | 63 | 91.5302 | 89 | 101.14 | 24 | 0.00014229 | 164.6817 |  | 0.009596 | 0.00014229 | 0.70787 | 0.90499 | {AC290F88-25E1-47EB-BF8A-1F1AD055C84D} | 102781101 | ELK CREEK 1101 | 2228 | 39.3929 | -122.5495 | 115 | 172 | 22540.0768 |  | 16936.7028 |  | 5603.374 | 4717.8323 | 486.9609 | 0.0034149 | 0.0034149 | 1645 | 3.3664 | 9.4441 | 2 | 2.458 | 7.9048 | -0.26681 | 0.011538 | 0.0060296 | 1.3369 | 298.2868 | 45.3978 | 31.6607 | 1.446 | 13.2581 | 14.496 | 1.3299 | 35% | 0% | 94.8% | 48.3% | 66.5% | 90.2% | 0.15034 | 0.014769 | 1.52 | 13.8 | 2.9652 | 1.3692 | 7.7978 | 6.5314 | 2.7069 | 4.6805 | 12.9873 | 6.8051 | 8.5037 | 4.6608 | 56.3972 | 82.1101 | 53.9904 | 87.124
North Coast | CALPELLA 1101542 | 2130 | 419 | 645.2926 | 1065 | 926.183 | 220 | 6.5847e-05 | 1.754 | 5.1974 | 7.6023e-05 | 0.00012713 | 0.39343 | 0.69672 | {C7347FC3-B613-4AAE-82AC-3F7111D01C04} | 43411101 | CALPELLA 1101 | 542 | 39.2357 | -123.1787 | 233 | 206 | 59838.372 | 37.1819 | 37984.1313 | 23.6023 | 21854.2407 | 37983.2329 | 21825.0099 | 0.027969 | 0.014486 | 1716 | 2.7995 | 8.5247 | 2 | 2.228 | 6.3472 | 2.1298 | 0.027802 | 0.0061037 | 2.8216 | 296.1856 | 38.6182 | 37.2541 | 1.1758 | 14.2166 | 16.3251 | 1.0194 | 25.3% | 54.8% | 15.9% | 12.5% | 80.7% | 19.1% | 0.17074 | 0.042725 | 1.4475 | 14.2517 | 0.73036 | 1.7603 | 12.3742 | 10.0012 | 2.3303 | 4.0015 | 13.769 | 7.819 | 8.6932 | 4.9138 | 66.7761 | 97.6432 | 48.9899 | 81.5173
Bay Area | SOBRANTE 110142914 | 5179 | 28 | 55.5978 | 63 | 77.7231 | 8 | 6.6417e-05 | 0.037817 | 2.8878 | 2.5117e-06 | 0.00014208 | 0.44444 | 0.71533 | {D5713EAC-4361-483E-B20A-724A36C5F247} | 14671101 | SOBRANTE 1101 | 42914 | 37.8928 | -122.1697 | 96 | 379 | 27308.6593 |  | 6646.8405 |  | 20661.8188 | 755.7626 | 1581.9622 | 0.0011366 | 0.00053134 | 1647 | 6.1581 | 14.0184 | 2 | 3.545 | 7.3637 | -2.5062 | 0.081 | 0.0069294 | 1.8381 | 294.2966 | 31.4532 | 28.2253 | 0.82602 | 15.8592 | 17.3196 | 12.6685 | 74.4% | 69.1% | 65.7% | 65.7% | 41.7% | 81.1% | 0.2949 | 0.032 | 4.6667 | 22 | 2.574 | 6.3 | 7.2893 | 6.8535 | 1.8212 | 3.4216 | 15.6269 | 11.1072 | 10.3793 | 7.1801 | 42.3067 | 59.4147 | 41.0167 | 63.8807
Sierra | WEIMAR 11016139 | 9322 | 38 | 53.74 | 114 | 98.6938 | 9 | 0.00011179 | 0.041478 | 1.8273 | 4.6465e-06 | 0.00014193 | 0.33333 | 0.54451 | {C6FEDD77-5A06-4484-8B32-F0F200B7AB81} | 152491101 | WEIMAR 1101 | 6139 | 39.066 | -120.9804 | 12 | 19 | 2252.2247 |  | 997.9281 |  | 1254.2966 | 997.9281 | 1254.2966 | 0.0012774 | 0.0010061 | 1648 | 7.1345 | 16.3655 | 2 | 1.7872 | 4.8719 | 5.4767 | 0.095625 | 0.0056866 | 3.415 | 295.9925 | 48.7665 | 34.1478 | 1.3456 | 11.8559 | 13.8291 | 0.96609 | 18.3% | 8.6% | 87.1% | 72% | 88.5% | 18.5% | 0.025615 | 0.041875 | 2.2143 | 18.4286 | 4.74 | 7.125 | 7.9766 | 6.4566 | 2.2776 | 4.1287 | 12.6845 | 5.5326 | 8.0659 | 3.7948 | 55.063 | 93.1069 | 54.0618 | 95.1292
Central Valley | RACETRACK 1703circuit_breaker | 138 | 726 | 1058.269 | 2291 | 1725.073 | 201 | 8.7518e-05 | 55.0099 | 6.3973 | 0.0031272 | 0.00028868 | 0.31689 | 0.61346 | {155070BB-C96B-485B-99BD-6B770FC28FA3} | 163761703 | RACETRACK 1703 | circuit_breaker | 37.98 | -120.4138 | 475 | 951 | 75998.9491 | 47.2237 | 28812.6661 | 17.9034 | 47186.283 | 24637.5385 | 40300.4618 | 0.058024 | 0.017591 | 1131 | 3.5929 | 9.4303 | 2 | 2.2943 | 5.456 | -0.48744 | 0.048248 | 0.0061662 | 2.1058 | 296.478 | 42.7165 | 33.438 | 1.2213 | 13.5701 | 15.0703 | 10.1176 | 52.1% | 30.8% | 84% | 49% | 29.7% | 94.9% | 0.24272 | 0.072085 | 4.6625 | 19.425 | 5.3931 | 6.9215 | 11.1248 | 8.1994 | 2.0669 | 3.8462 | 13.3436 | 7.0575 | 9.2351 | 4.7325 | 47.8168 | 82.5687 | 51.4887 | 85.9147
North Coast | FITCH MOUNTAIN 1113154 | 21 | 75 | 132.3348 | 176 | 177.6484 | 28 | 8.0782e-05 | 21.921 | 27.472 | 0.0021887 | 0.00014176 | 0.42614 | 0.74492 | {E5E424DC-C8C0-4A20-B0C0-11A950F19719} | 42751113 | FITCH MOUNTAIN 1113 | 154 | 38.6306 | -122.8728 | 329 | 432 | 57698.5807 |  | 30573.1342 |  | 27125.4465 | 2751.1631 | 4777.2046 | 0.0039693 | 0.0022619 | 1650 | 2.5343 | 7.4196 | 2 | 1.9665 | 5.6589 | -0.001997 | 0.036897 | 0.0067498 | 2.8096 | 296.698 | 33.6233 | 31.5182 | 1.0565 | 15.3935 | 17.2946 | 4.4135 | 28.5% | 91.1% | 31.7% | 8.2% | 68.8% | 41.6% | 0.29969 | 0.028448 | 2.8158 | 18.3889 | 2.016 | 3.0345 | 11.0139 | 9.0217 | 2.2719 | 3.7671 | 14.6883 | 10.2029 | 9.7244 | 6.7727 | 53.3809 | 76.3489 | 45.1312 | 67.7448
North Coast | GUALALA 1111402866 | 1711 | 185 | 295.328 | 249 | 324.1832 | 27 | 7.3409e-05 | 0.037818 | 2.737 | 2.7762e-06 | 0.00014169 | 0.74297 | 0.91099 | {DDD68DD3-36B2-4580-BE12-D96815D31D50} | 42841111 | GUALALA 1111 | 402866 | 38.7594 | -123.5129 | 27 | 15 | 3146.271 |  | 2560.4032 |  | 585.8677 | 2022.5208 | 585.8677 | 0.0038257 | 0.001982 | 1651 | 14.872 | 39.4138 | 2 | 3.7583 | 8.9603 | 0.39759 | 0.037187 | 0.0068803 | 2.7399 | 290.8798 | 20.0581 | 24.484 | 0.47317 | 18.6798 | 20.7802 | 7.4753 | 28.3% | 34.3% | 24.7% | 94.7% | 8.7% | 91.6% | 0.35828 | 0.053365 | 1.56 | 12.52 | 1.4759 | 7.7812 | 13.7996 | 12.0323 | 1.3531 | 1.9985 | 17.9943 | 15.1838 | 13.7868 | 11.4608 | 49.1714 | 55.143 | 31.0315 | 41.7268
Bay Area | BOLINAS 1101504 | 3317 | 402 | 787.9362 | 1059 | 1160.0039 | 92 | 7.3234e-05 | 0.055423 | 3.4675 | 3.7715e-06 | 0.00014161 | 0.3796 | 0.67925 | {24FD9F9F-3AE5-44A3-85E5-C29F5C852455} | 42261101 | BOLINAS 1101 | 504 | 37.9343 | -122.6968 | 86 | 42 | 16220.4768 |  | 10763.1712 |  | 5457.3056 | 10456.414 | 5457.3056 | 0.013028 | 0.0067375 | 1652 | 8.5661 | 23.3661 | 2.9834 | 2.8152 | 8.0709 | -2.5822 | 0.033757 | 0.007362 | 2.5292 | 292.6399 | 27.5299 | 26.0964 | 0.62692 | 16.5162 | 18.3042 | 2.6835 | 74.2% | 72.7% | 72.2% | 95.3% | 8.5% | 88.2% | 0.17724 | 0.067876 | 2.1333 | 12.2333 | 1.2763 | 5.8508 | 11.7351 | 9.7625 | 1.5155 | 2.7109 | 15.9015 | 12.7949 | 11.0588 | 8.8858 | 53.0059 | 54.5361 | 39.8066 | 53.0662
Central Valley | MARIPOSA 21014410 | 4021 | 79 | 125.204 | 191 | 180.709 | 45 | 4.533e-05 | 0.55985 | 4.1561 | 2.8269e-05 | 0.00014122 | 0.41361 | 0.69285 | {6FC28AC3-D7E2-4D2C-9C34-2FD4A55CB839} | 254452101 | MARIPOSA 2101 | 4410 | 37.5011 | -119.809 | 316 | 285 | 64876.2008 |  | 36631.6496 |  | 28244.5512 | 36631.6496 | 28244.5512 | 0.0063549 | 0.0020398 | 1653 | 4.3356 | 12.6105 | 2.3288 | 1.6719 | 4.244 | -0.35801 | 0.029424 | 0.0056057 | 2.4384 | 295.5723 | 51.2237 | 36.2747 | 1.3137 | 11.3187 | 12.857 | 0.74547 | 31.3% | 18.4% | 48.8% | 61.9% | 61.2% | 26.4% | 0.035554 | 0.084034 | 1.6744 | 15.049 | 0.29536 | 0.32373 | 10.1478 | 8.4651 | 2.3374 | 3.6927 | 10.7405 | 6.3539 | 6.7079 | 4.113 | 52.9841 | 76.9117 | 64.9824 | 90.0598
Bay Area | CALISTOGA 1101circuit_breaker | 6733 | 105 | 167.0503 | 205 | 223.5895 | 27 | 0.00010525 | 6.1343 | 2.6833 | 0.00060515 | 0.00014107 | 0.5122 | 0.74713 | {07D5D1F0-E088-492A-95F0-C51ED4C7A4B4} | 42711101 | CALISTOGA 1101 | circuit_breaker | 38.5922 | -122.5789 | 188 | 194 | 32486.6549 |  | 15415.3431 |  | 17071.3117 | 3212.9518 | 2572.8827 | 0.0038088 | 0.0028417 | 1654 | 5.0155 | 11.1338 | 2.619 | 2.0188 | 5.0636 | -2.6453 | 0.030159 | 0.0065788 | 2.6681 | 296.9008 | 37.9715 | 31.8334 | 1.1252 | 14.4799 | 16.2977 | 1.5189 | 74% | 66.5% | 84.9% | 45.9% | 92% | 23.4% | 0.24214 | 0.022381 | 1.2903 | 13.2581 | 2.5952 | 3.254 | 10.6382 | 7.788 | 2.1815 | 4.0049 | 14.5829 | 8.1691 | 8.5771 | 4.8293 | 50.7062 | 80.5278 | 47.8244 | 80.5361
Bay Area | CALISTOGA 1102706 | 2058 | 18 | 26.8488 | 47 | 39.9367 | 4 | 0.00017277 | 0.037817 | 0 | 6.5335e-06 | 0.00014067 | 0.38298 | 0.67228 | {0F6B53D0-9013-4B98-984A-58093E66AEF9} | 42711102 | CALISTOGA 1102 | 706 | 38.5851 | -122.5806 | 211 | 685 | 39396.6725 |  | 8027.0476 |  | 31369.6249 | 636.0356 | 847.4083 | 0.00056268 | 0.00069106 | 1655 | 7.7277 | 17.468 | 2.8 | 1.9506 | 4.9739 | 0.25699 | 0.068 | 0.0065031 | 2.6333 | 296.7297 | 37.9345 | 32.0773 | 1.1233 | 14.4611 | 16.2375 | 10.6066 | 73.9% | 0% | 99.3% | 84% | 91.8% | 22.7% | 0.16155 | 0.002 | 6 | 22 | 2.61 | 9.4 | 10.7456 | 7.904 | 2.1595 | 3.9652 | 14.646 | 8.3905 | 8.8842 | 4.9973 | 50.7966 | 81.4835 | 46.937 | 79.6814
Sierra | AUBURN 1101circuit_breaker | 488 | 115 | 210.768 | 546 | 396.7077 | 49 | 7.6758e-05 | 0.041851 | 2.5515 | 3.0925e-06 | 0.00014065 | 0.21062 | 0.53129 | {0654A595-233E-4128-BBD6-123F6D88D1DE} | 152161101 | AUBURN 1101 | circuit_breaker | 38.9035 | -121.0697 | 147 | 700 | 30031.3186 |  | 7895.4706 |  | 22135.8479 | 5202.5567 | 11781.3694 | 0.0068918 | 0.0037611 | 1656 | 3.3866 | 9.8223 | 2 | 2.1085 | 5.9525 | 6.384 | 0.0775 | 0.0058081 | 2.5542 | 296.1703 | 49.1443 | 33.9362 | 1.3415 | 11.8766 | 13.5639 | 23.5755 | 18% | 11.1% | 47.8% | 43.2% | 86.6% | 21.7% | 0.43952 | 0.037321 | 7.7857 | 21.0893 | 3.7977 | 9.75 | 8.4035 | 6.4441 | 2.3966 | 4.1928 | 11.9973 | 5.7413 | 8.1177 | 4.0032 | 55.0083 | 88.372 | 57.4263 | 93.2112
Central Valley | OAKHURST 110377384 | 3487 | 182 | 250.6396 | 724 | 546.5989 | 54 | 7.6429e-05 | 0.037818 | 2.8731 | 2.8904e-06 | 0.00014059 | 0.25138 | 0.45854 | {B3D10DC1-455E-4DDF-8795-B604423C3B61} | 254421103 | OAKHURST 1103 | 77384 | 37.3389 | -119.5843 | 159 | 554 | 26182.3972 |  | 7607.5657 |  | 18574.8315 | 7607.5657 | 18574.8315 | 0.007592 | 0.0041272 | 1657 | 7.5074 | 24.0886 | 3 | 1.6186 | 3.7949 | -2.2306 | 0.056602 | 0.0056181 | 2.4679 | 295.1437 | 51.7536 | 35.6768 | 1.273 | 11.1832 | 12.6795 | 2.8918 | 31% | 13.6% | 78% | 88% | 46.6% | 22.4% | 0.34247 | 0.082972 | 8.0519 | 19.6104 | 3.8865 | 7.0291 | 9.9014 | 8.3615 | 2.1034 | 3.5235 | 10.6333 | 6.1971 | 6.5785 | 4.2311 | 54.4706 | 73.9397 | 65.0406 | 89.7319
Sierra | PLACER 1102circuit_breaker | 6159 | 124 | 179.1628 | 368 | 283.1339 | 29 | 6.8196e-05 | 0.037818 | 3.4414 | 2.579e-06 | 0.00014037 | 0.33696 | 0.63278 | {498BEDF6-2946-45C8-8A10-174F646330D4} | 152461102 | PLACER 1102 | circuit_breaker | 38.9009 | -121.0879 | 46 | 40 | 6365.3783 |  | 3361.7302 |  | 3003.6481 | 2698.3238 | 3003.6481 | 0.0040707 | 0.0019777 | 1658 | 3.4974 | 8.4608 | 2 | 2.2662 | 6.1777 | -0.18474 | 0.06 | 0.0061179 | 2.4984 | 296.1896 | 48.9447 | 33.7912 | 1.3208 | 11.8879 | 13.5673 | 4.3874 | 17.8% | 14.9% | 38.8% | 34.1% | 73.9% | 23.9% | 0.1751 | 0.055676 | 3.2593 | 15.7037 | 6.2608 | 9.9459 | 8.6956 | 6.4861 | 2.3664 | 4.2128 | 11.9246 | 5.782 | 8.0663 | 3.946 | 55.2777 | 88.0598 | 57.7837 | 93.2202
Bay Area | NAPA 11121723 | 7857 | 119 | 218.0289 | 589 | 515.2824 | 100 | 6.0906e-05 | 0.75611 | 3.8886 | 4.4847e-05 | 0.00014034 | 0.20204 | 0.42313 | {72A0B7D1-514D-4E97-9F9E-307ABD8141BA} | 42021112 | NAPA 1112 | 1723 | 38.2972 | -122.2283 | 128 | 127 | 32676.1691 |  | 18404.557 |  | 14271.6121 | 15407.0792 | 11764.9153 | 0.014034 | 0.0060906 | 1659 | 2.8665 | 7.786 | 2 | 3.3982 | 8.198 | -0.33182 | 0.026207 | 0.0067008 | 1.9312 | 296.5614 | 39.5021 | 33.2626 | 1.1223 | 14.1069 | 15.5777 | 0.7342 | 73.7% | 75.2% | 59.5% | 21.2% | 91.3% | 12.9% | 0.10238 | 0.035134 | 1.5714 | 15.2095 | 0.89318 | 2.2567 | 6.4597 | 6.1976 | 2.1147 | 3.8311 | 13.5362 | 8.5623 | 9.9481 | 5.3866 | 48.2844 | 73.9814 | 48.3597 | 78.6137
North Coast | GEYSERVILLE 110137454 | 6292 | 270 | 402.185 | 655 | 595.8003 | 85 | 9.1952e-05 | 0.073924 | 2.4708 | 7.0762e-06 | 0.00014029 | 0.41221 | 0.67503 | {8E06DD08-111B-4D73-B845-1ABBADC77B32} | 42891101 | GEYSERVILLE 1101 | 37454 | 38.7047 | -122.9592 | 174 | 105 | 32079.7363 |  | 19682.6267 |  | 12397.1096 | 10482.9729 | 8155.9463 | 0.011925 | 0.0078159 | 1660 | 6.1478 | 14.5316 | 2 | 2.4027 | 6.1689 | -2.7325 | 0.056114 | 0.0066298 | 2.8079 | 296.9606 | 34.5983 | 34.4225 | 1.1112 | 15.1844 | 17.0829 | 0.55945 | 28.2% | 32.2% | 45.9% | 40.1% | 72.5% | 37.9% | 0.058995 | 0.056425 | 1.3659 | 14.2073 | 1.6283 | 3.3938 | 11.7005 | 10.1473 | 2.3348 | 3.8433 | 14.4059 | 9.8496 | 9.2705 | 6.0093 | 61.5149 | 84.1496 | 46.3789 | 70.7167
Central Coast | CHOLAME 2102X06 | 3119 | 454 | 817.7933 | 867 | 954.5547 | 290 | 5.0811e-05 | 13.7222 | 1.3225 | 0.00068851 | 5.7207e-05 | 0.52364 | 0.85673 | {7C7DB9EE-BC4D-48A6-99E0-8802DB262ED8} | 182562102 | CHOLAME 2102 | X06 | 35.7373 | -120.2882 | 218 | 179 | 94539.7609 | 58.7444 | 84987.8121 | 52.8091 | 9551.9489 | 53331.3621 | 7351.9486 | 0.01659 | 0.014735 | 2212 | 0.71278 | 2.6899 | 2 | 2.5271 | 6.9998 | -0.56166 | 0.0032337 | 0.006308 | 0.87295 | 298.2577 | 44.3585 | 32.9871 | 1.3368 | 13.6635 | 14.4115 | 0.42379 | 40.1% | 29.2% | 62.8% | 7.1% | 94.3% | 19.8% | 0.15881 | 0.010312 | 1.2936 | 12.9404 | 0.77034 | 1.178 | 5.5837 | 4.938 | 2.3684 | 4.0331 | 12.7364 | 7.7176 | 9.1573 | 5.0452 | 41.1842 | 69.8726 | 52.7139 | 82.8093
Bay Area | BOLINAS 11011232 | 9394 | 19 | 54.0473 | 80 | 90.878 | 19 | 5.8446e-05 | 44.9604 | 3.287 | 0.0013221 | 0.00013957 | 0.2375 | 0.59472 | {6FB5348B-5DA9-49B1-98A7-B3620A483016} | 42261101 | BOLINAS 1101 | 1232 | 37.9365 | -122.7035 | 30 | 13 | 6602.698 |  | 3935.7724 |  | 2666.9256 | 3520.8723 | 632.7638 | 0.0026519 | 0.0011105 | 1662 | 7.643 | 22.945 | 2 | 3.1922 | 8.5289 | -1.5739 | 0.025 | 0.0074118 | 2.2335 | 292.0716 | 24.9956 | 24.9692 | 0.56818 | 17.1045 | 18.7706 | 1.1056 | 73.5% | 71.7% | 57% | 94.9% | 4.5% | 94% | 0.095225 | 0.015 | 1.3684 | 8.6842 | 0.33409 | 1.8182 | 12.1231 | 9.9971 | 1.4552 | 2.3812 | 16.5252 | 14.2571 | 12.1234 | 10.3159 | 51.8856 | 51.1762 | 35.5973 | 46.0376
North Valley | CLARK ROAD 110292622 | 5948 | 594 | 1129.8338 | 3274 | 2123.0942 | 436 | 5.5917e-05 | 3.1686 | 8.4465 | 0.00014661 | 0.00022673 | 0.18143 | 0.53216 | {381D7853-5A02-4486-A50E-C31E33DE4E4C} | 103091102 | CLARK ROAD 1102 | 92622 | 39.6565 | -121.5745 | 316 | 316 | 76227.3915 | 47.3656 | 49506.0782 | 30.7617 | 26721.3133 | 49506.0782 | 26721.3133 | 0.098853 | 0.02438 | 1321 | 2.2709 | 6.1262 | 2 | 2.7682 | 7.5803 | -0.20602 | 0.026934 | 0.0062802 | 3.2598 | 296.6023 | 47.0358 | 34.0586 | 1.3605 | 12.1206 | 14.163 | 0.68509 | 41.9% | 40.3% | 48.3% | 27.7% | 46.8% | 39.3% | 0.04483 | 0.051486 | 1.6432 | 15.1518 | 2.1034 | 4.3829 | 12.8665 | 8.5745 | 2.4561 | 4.2304 | 12.3839 | 5.8166 | 8.261 | 4.0391 | 54.2967 | 96.3953 | 55.0016 | 92.9708
Bay Area | ORINDA 0401N545R | 1460 | 384 | 755.286 | 1303 | 1318.0421 | 56 | 8.2966e-05 | 0.037818 | 2.2056 | 3.1376e-06 | 0.00013856 | 0.2947 | 0.57304 | {28DA4EFF-D25B-42D5-8BBC-019BF0512D2C} | 12350401 | ORINDA 0401 | N545R | 37.8844 | -122.1929 | 148 | 559 | 32818.6324 |  | 8180.3467 |  | 24638.2857 | 7502.4589 | 23172.5038 | 0.0077594 | 0.0046461 | 1664 | 5.5414 | 16.3302 | 2.569 | 3.603 | 7.483 | 0.17294 | 0.12224 | 0.0069267 | 1.8387 | 294.2765 | 31.6156 | 28.3641 | 0.82625 | 15.8161 | 17.2784 | 8.7563 | 73.3% | 63.4% | 78.8% | 78.9% | 41.9% | 79.7% | 0.36467 | 0.037241 | 7.5818 | 20.7455 | 7.0678 | 22.4655 | 7.2761 | 6.833 | 1.8147 | 3.4206 | 15.5726 | 11.088 | 10.3711 | 7.1839 | 42.8283 | 59.3748 | 41.2127 | 63.9907
Sierra | BROWNS VALLEY 110193870 | 7209 | 368 | 677.7089 | 1309 | 972.5448 | 192 | 6.7837e-05 | 811.9562 | 18.5867 | 0.052446 | 0.00054815 | 0.28113 | 0.69684 | {77D006A2-E276-4C22-A5B0-EE84D8EA3177} | 152921101 | BROWNS VALLEY 1101 | 93870 | 39.2279 | -121.4142 | 473 | 411 | 83886.0385 | 52.1245 | 54425.7608 | 33.8187 | 29460.2777 | 28752.0223 | 15923.8956 | 0.10524 | 0.013025 | 736 | 2.8466 | 7.8785 | 2 | 2.401 | 7.4237 | -0.28264 | 0.018113 | 0.0065788 | 1.9967 | 297.5439 | 45.8724 | 32.7844 | 1.3489 | 12.8142 | 14.3756 | 0.74964 | 52.4% | 59.7% | 38.3% | 29.3% | 89.5% | 81.2% | 0.098397 | 0.053395 | 3.0658 | 17.2368 | 7.547 | 8.6368 | 8.2374 | 6.4128 | 2.2573 | 4.0841 | 12.6314 | 5.5774 | 8.3657 | 3.8268 | 54.094 | 90.8373 | 54.5424 | 94.4828
Central Valley | NORTH BRANCH 1101circuit_breaker | 4122 | 97 | 160.5133 | 328 | 236.7572 | 99 | 4.8785e-05 | 16.6089 | 6.172 | 0.00060717 | 0.00013847 | 0.29573 | 0.67797 | {BE4CA008-D653-4EED-9B85-D4D7237516F5} | 163231101 | NORTH BRANCH 1101 | circuit_breaker | 38.1998 | -120.7197 | 187 | 96 | 40371.1588 |  | 32618.4392 |  | 7752.7196 | 23932.4889 | 5098.8029 | 0.013709 | 0.0048297 | 1666 | 0.98898 | 3.2526 | 2 | 2.0339 | 5.9629 | 0.066588 | 0.010375 | 0.0063561 | 1.9884 | 297.1867 | 43.7544 | 32.9152 | 1.3039 | 13.1613 | 14.7025 | 3.0253 | 30.6% | 29.2% | 53.7% | 12.2% | 57.9% | 84.5% | 0.15469 | 0.036485 | 2.0185 | 11.8333 | 0.6784 | 1.1195 | 14.1323 | 9.9632 | 2.33 | 3.92 | 13.1555 | 7.3313 | 9.2984 | 4.9781 | 45.501 | 73.048 | 51.4502 | 84.0866
Central Valley | CORRAL 110359770 | 1561 | 90 | 196.5797 | 294 | 246.4324 | 54 | 4.6325e-05 | 967.059 | 5.1236 | 0.036101 | 0.00013844 | 0.30612 | 0.7977 | {A87A01D7-FDFF-4B8F-B41F-FAA11796C3AB} | 162991103 | CORRAL 1103 | 59770 | 38.1188 | -120.8616 | 149 | 297 | 27913.6581 |  | 11687.7898 |  | 16225.8683 | 6842.3899 | 8186.6604 | 0.0074757 | 0.0025016 | 1667 | 1.1249 | 3.4926 | 2 | 2.0101 | 6.1869 | 0.51074 | 0.030331 | 0.0064591 | 1.454 | 297.6819 | 42.6946 | 31.5162 | 1.2992 | 13.6228 | 14.9254 | 3.8791 | 30.4% | 22.1% | 49.9% | 13.5% | 55.7% | 96% | 0.22236 | 0.040579 | 2.6222 | 19.9222 | 1.4682 | 2.4298 | 11.7483 | 8.3841 | 2.417 | 3.8664 | 13.2069 | 7.7584 | 9.6055 | 5.2885 | 47.1523 | 66.9373 | 52.4486 | 79.5937
North Coast | REDBUD 1102510 | 3229 | 51 | 98.5537 | 199 | 147.9314 | 47 | 9.778e-05 | 37.3808 | 1.5134 | 0.0034632 | 0.0001384 | 0.25628 | 0.66621 | {01484F25-B16D-4119-BFC6-A19899DBC158} | 43191102 | REDBUD 1102 | 510 | 38.97 | -122.6643 | 179 | 693 | 41891.7718 |  | 12965.106 |  | 28926.6658 | 5477.4083 | 10966.2121 | 0.0065049 | 0.0045957 | 1668 | 12.7446 | 44.3175 | 2 | 3.2111 | 9.037 | -3.5305 | 0.022222 | 0.0060663 | 1.8783 | 296.4263 | 41.229 | 33.773 | 1.2036 | 13.9455 | 15.4818 | 5.0329 | 28% | 22.1% | 51.4% | 95.7% | 86.7% | 13% | 0.56582 | 0.0068254 | 6.7963 | 21.7778 | 2.3948 | 3.1587 | 9.6565 | 7.3944 | 2.3128 | 3.98 | 13.0974 | 7.5448 | 8.426 | 4.6618 | 56.0634 | 79.56 | 52.3867 | 82.7686
Bay Area | WOODACRE 1101circuit_breaker | 6719 | 132 | 212.7813 | 409 | 368.4119 | 41 | 0.00012029 | 14.9663 | 1.2699 | 0.0012341 | 0.00013829 | 0.32274 | 0.57756 | {0C1EAF38-D291-4410-BD5A-7EDE35C497EC} | 43021101 | WOODACRE 1101 | circuit_breaker | 38.0121 | -122.6539 | 71 | 131 | 10355.8676 |  | 4553.3245 |  | 5802.5431 | 4013.0588 | 5668.065 | 0.0056699 | 0.0049317 | 1669 | 4.625 | 13.8576 | 2.8065 | 2.7713 | 7.6053 | -3.5635 | 0.062097 | 0.0071488 | 2.8955 | 294.5526 | 31.8879 | 30.1335 | 0.8452 | 15.4947 | 17.3363 | 2.33 | 73.1% | 49.5% | 89.1% | 64.6% | 46.1% | 64.8% | 0.27486 | 0.042742 | 4.4884 | 17.907 | 1.3708 | 6.5968 | 11.7031 | 9.8619 | 1.7688 | 3.3511 | 14.5524 | 11.068 | 10.8808 | 7.9075 | 57.2821 | 66.562 | 43.2547 | 61.806
Central Valley | CORRAL 110136652 | 1015 | 235 | 633.422 | 1137 | 919.2921 | 322 | 3.1671e-05 | 2797.9852 | 50.0085 | 0.08636 | 0.0007628 | 0.20668 | 0.68903 | {B537B104-D44A-45F9-BCC9-AE639B2EEDC6} | 162991101 | CORRAL 1101 | 36652 | 38.1784 | -120.9257 | 479 | 524 | 76483.8468 | 47.525 | 58059.3769 | 36.0765 | 18424.4699 | 58059.3769 | 18424.4699 | 0.24562 | 0.010198 | 542 | 0.91486 | 2.7744 | 2 | 1.9278 | 5.9031 | -0.2285 | 0.015486 | 0.0064695 | 1.4502 | 297.6671 | 43.606 | 31.5358 | 1.3133 | 13.3744 | 14.6721 | 1.0316 | 76.1% | 83.2% | 30.2% | 8.6% | 61% | 92.9% | 0.079625 | 0.0238 | 1.9899 | 15.5766 | 1.1071 | 1.6243 | 11.8531 | 8.3641 | 2.4268 | 3.9172 | 12.7543 | 7.5737 | 9.3854 | 5.2466 | 47.7376 | 66.1531 | 53.8403 | 80.5827
Central Valley | OLETA 11021228 | 2031 | 104 | 142.6294 | 658 | 392.0489 | 77 | 6.2667e-05 | 0.53591 | 3.2881 | 2.5837e-05 | 0.00013744 | 0.15805 | 0.36381 | {C6E29021-78E0-4CE1-AD84-6C3DE1BD57E9} | 163541102 | OLETA 1102 | 1228 | 38.5137 | -120.825 | 498 | 344 | 107856.612 |  | 69198.1694 |  | 38658.4425 | 12585.9936 | 8245.9928 | 0.010583 | 0.0048253 | 1671 | 3.6589 | 9.2993 | 2 | 2.2192 | 6.1363 | 0.51868 | 0.030459 | 0.0059963 | 2.5642 | 295.5114 | 43.9874 | 30.7296 | 1.1887 | 13.0642 | 14.7915 | 0.44596 | 30.2% | 15.2% | 66.3% | 48.6% | 20.6% | 80.7% | 0.12029 | 0.051028 | 1.3368 | 13.1684 | 0.84358 | 3.0183 | 7.9282 | 5.6033 | 2.151 | 3.6581 | 13.5122 | 6.6151 | 9.0473 | 4.612 | 42.5533 | 72.7835 | 49.0232 | 87.6337
North Coast | HIGHLANDS 1102556 | 5918 | 5 | 9.7355 | 7 | 10.647 | 1 | 0.00013706 | 0.10919 |  | 1.4965e-05 | 0.00013706 | 0.71429 | 0.91439 | {36BC008E-75DD-4032-9E44-5DB50949C39A} | 43361102 | HIGHLANDS 1102 | 556 | 38.9691 | -122.6211 | 199 | 461 | 35440.0273 |  | 12171.5187 |  | 23268.5085 | 0 | 32.6295 | 0.00013706 | 0.00013706 | 1672 | 3.8761 | 12.6769 | 2 | 2.8767 | 7.9643 | -6.1448 | 0 | 0.0061032 | 1.9907 | 296.4586 | 42.4386 | 32.9922 | 1.2293 | 13.6638 | 15.23 | 6.0747 | 27.8% | 0% | 74.6% | 33.8% | 93.5% | 8.5% | 0.53334 | 0.015 | 1 | 22 | 7.05 | 3.5 | 9.4667 | 7.0404 | 2.3437 | 4.1081 | 13.216 | 7.192 | 8.141 | 4.3919 | 54.739 | 78.3689 | 52.2537 | 84.8319
Bay Area | ALTO 11243745 | 7139 | 640 | 1196.1987 | 1327 | 1586.8737 | 58 | 0.00012423 | 0.037818 | 1.2037 | 4.6979e-06 | 0.00013648 | 0.48229 | 0.75381 | {52C6D739-68AD-4B43-8573-6FBDC1C9EC3B} | 42031124 | ALTO 1124 | 3745 | 37.9154 | -122.5534 | 110 | 237 | 19710.8952 |  | 7368.4316 |  | 12342.4637 | 7368.4316 | 12342.4637 | 0.0079159 | 0.0072051 | 1673 | 6.2017 | 14.7758 | 3 | 2.954 | 7.5219 | 2.03 | 0.076863 | 0.0070547 | 2.848 | 294.5728 | 31.8721 | 28.0563 | 0.84502 | 15.4358 | 17.3155 | 3.3599 | 73% | 47.7% | 90.7% | 70.1% | 45.9% | 60.8% | 0.22993 | 0.030784 | 4.7681 | 20.1014 | 3.0258 | 13.0098 | 11.1146 | 9.4711 | 1.7569 | 3.2398 | 14.2403 | 11.7218 | 11.4636 | 8.7355 | 53.7515 | 57.5711 | 43.377 | 56.9443
North Coast | DUNBAR 1103440 | 312 | 84 | 138.5773 | 259 | 220.9034 | 39 | 0.0001063 | 0.037817 | 1.8667 | 4.0198e-06 | 0.00013646 | 0.32432 | 0.62732 | {5AA0A9EA-0FB6-4230-B4CC-9462B9350D46} | 43071103 | DUNBAR 1103 | 440 | 38.3424 | -122.4968 | 330 | 1047 | 72072.2813 |  | 22799.1788 |  | 49273.1024 | 4464.9005 | 7184.3592 | 0.0053218 | 0.0041455 | 1674 | 3.6647 | 9.0697 | 2.975 | 2.1068 | 5.8299 | -0.16346 | 0.050625 | 0.0069984 | 2.6563 | 295.827 | 34.397 | 30.0936 | 0.97032 | 15.2663 | 17.0029 | 7.8428 | 27.6% | 25.4% | 60.9% | 15.4% | 60.1% | 39.6% | 0.14295 | 0.024875 | 2.5636 | 18.2453 | 1.878 | 3.2375 | 8.4793 | 6.822 | 1.9063 | 3.5584 | 14.8116 | 9.9366 | 10.1027 | 6.4662 | 47.7643 | 66.269 | 43.9201 | 70.3976
Bay Area | TASSAJARA 2113MR276 | 6166 | 94 | 202.7468 | 508 | 439.0856 | 49 | 7.6527e-05 | 586.2016 | 6.0666 | 0.032226 | 0.00013644 | 0.18504 | 0.46175 | {3C13801D-CC64-4F61-AF69-C39F394BB25E} | 14662113 | TASSAJARA 2113 | MR276 | 37.7625 | -121.984 | 68 | 59 | 9345.4855 |  | 6265.9535 |  | 3079.532 | 6095.1274 | 2863.1031 | 0.0066854 | 0.0037498 | 1675 | 3.1315 | 10.4449 | 3 | 3.305 | 7.1509 | -6.5974 | 0.041558 | 0.0067032 | 1.7751 | 295.0197 | 36.1169 | 32.6909 | 0.94989 | 14.7977 | 16.2663 | 4.0267 | 72.8% | 83.8% | 76% | 39.2% | 63.9% | 29.4% | 0.22194 | 0.041558 | 2.5106 | 16.1702 | 3.3123 | 6.5974 | 7.8858 | 7.1926 | 1.9214 | 3.5589 | 14.5609 | 9.5437 | 9.9014 | 5.9521 | 48.2223 | 70.7537 | 45.6939 | 73.5932
Central Coast | CAMP EVERS 210595394 | 9623 | 69 | 115.8119 | 123 | 143.1858 | 4 | 0.00020934 | 0.037818 | 0.32181 | 7.9169e-06 | 0.0001364 | 0.56098 | 0.80882 | {F1794D00-AFE7-4C35-B1DB-EC5AFB91B7A9} | 83622105 | CAMP EVERS 2105 | 95394 | 37.0895 | -122.0928 | 28 | 19 | 1633.8847 |  | 797.3729 |  | 836.5118 | 797.3729 | 836.5118 | 0.00054562 | 0.00083737 | 1676 | 9.3082 | 26.4482 | 3 | 1.85 | 4.7557 | -7.9994 | 0.22 | 0.0069699 | 3.4563 | 296.4123 | 31.1597 | 30.4893 | 0.95735 | 16.1699 | 18.0279 | 6.5474 | 61.5% | 13.2% | 99.1% | 98.4% | 45.8% | 75.6% | 0.21395 | 0.02 | 14.75 | 22.75 | 1.395 | 30.75 | 10.1027 | 8.7422 | 1.8938 | 3.5473 | 15.7067 | 11.3273 | 10.6814 | 7.2394 | 53.6448 | 66.8328 | 41.4726 | 64.1146
Sierra | PENRYN 110351658 | 5265 | 341 | 584.8841 | 1145 | 917.5586 | 112 | 6.6498e-05 | 427.8251 | 15.1931 | 0.028476 | 0.0005198 | 0.29782 | 0.63744 | {9E584244-489D-49B0-8EC4-8B40DD374169} | 152561103 | PENRYN 1103 | 51658 | 38.8547 | -121.1505 | 187 | 145 | 22936.6149 | 14.2522 | 14037.6097 | 8.7226 | 8899.0053 | 12333.3131 | 8390.1455 | 0.058218 | 0.0074478 | 772 | 2.2844 | 6.9272 | 2 | 2.33 | 6.0714 | 0.012626 | 0.028625 | 0.0063691 | 2.2716 | 296.7422 | 46.2281 | 32.1031 | 1.304 | 12.5376 | 14.1207 | 3.2162 | 51.2% | 52.6% | 37.6% | 21.5% | 60% | 70% | 0.1353 | 0.046809 | 2.1871 | 16.354 | 3.1762 | 4.8758 | 7.9332 | 6.2473 | 2.1833 | 3.9407 | 13.0817 | 6.0782 | 8.6779 | 4.1333 | 50.8965 | 86.4823 | 52.1369 | 91.4111
North Coast | POTTER VALLEY P H 1105circuit_breaker | 8674 | 5 | 6.6311 | 17 | 11.1326 | 1 | 0.00013585 | 0.037817 |  | 5.1375e-06 | 0.00013585 | 0.29412 | 0.59565 | {95AA1DFC-C5A4-4057-BBAE-EB51A3C8494D} | 42281105 | POTTER VALLEY P H 1105 | circuit_breaker | 39.361 | -123.1277 | 23 | 0 | 296.5288 |  | 296.5288 |  | 0 | 296.5288 | 0 | 0.00013585 | 0.00013585 | 1678 | 5.0644 | 12.2233 | 2 | 1.6995 | 5.3913 | -3.25 | 0.02 | 0.0062057 | 3.05 | 296.729 | 36.3635 | 31.5313 | 1.199 | 14.7903 | 17.0484 | 0.6382 | 27.5% | 0% | 74.1% | 32.1% | 85.8% | 31.6% | 0.64239 | 0 | 2 | 5 | 5.12 | 17 | 11.3525 | 8.5129 | 2.4127 | 4.0977 | 14.4068 | 8.1778 | 9.0097 | 5.2082 | 57.1679 | 82.3566 | 46.3488 | 79.43
North Coast | GUALALA 1111887180 | 6413 | 349 | 574.3043 | 461 | 624.5987 | 66 | 6.3113e-05 | 0.037984 | 3.1544 | 2.3942e-06 | 0.00013584 | 0.75705 | 0.91948 | {F1237B34-AE98-483F-8E45-6E7314FDEDD2} | 42841111 | GUALALA 1111 | 887180 | 38.7284 | -123.4702 | 113 | 43 | 10398.3199 |  | 8802.6895 |  | 1595.6304 | 7924.3024 | 1595.6304 | 0.0089656 | 0.0041655 | 1679 | 8.9795 | 20.6454 | 2 | 3.0532 | 8.1767 | -0.50269 | 0.0311 | 0.0071255 | 2.4634 | 290.4059 | 17.9052 | 22.1284 | 0.39351 | 19.2563 | 21.233 | 10.8864 | 27.3% | 37.4% | 13.7% | 59.2% | 3.9% | 96.1% | 0.30832 | 0.035971 | 2.4074 | 12.1111 | 1.2078 | 4.61 | 13.6374 | 11.9556 | 1.2641 | 1.6983 | 18.7891 | 16.2528 | 14.8355 | 12.9865 | 45.0731 | 49.1887 | 28.0426 | 36.4051
Central Coast | MORGAN HILL 2111XR292 | 5779 | 384 | 578.2815 | 1117 | 978.0465 | 134 | 4.5694e-05 | 68.1902 | 1.5313 | 0.0035352 | 5.6795e-05 | 0.34378 | 0.59126 | {7A50E1CD-B005-4744-BD76-86E8006C9FCE} | 83242111 | MORGAN HILL 2111 | XR292 | 37.1335 | -121.6754 | 230 | 148 | 32551.9108 | 20.2269 | 19536.8147 | 12.1396 | 13015.0961 | 17517.5113 | 11201.7442 | 0.0076105 | 0.0061229 | 2217 | 4.5406 | 17.149 | 2 | 2.3423 | 5.8937 | -2.4089 | 0.026439 | 0.0067847 | 1.7076 | 295.9357 | 35.811 | 30.7467 | 0.9702 | 14.9955 | 16.3176 | 3.9601 | 39.9% | 32.7% | 57.7% | 74.5% | 48.7% | 48.5% | 0.28053 | 0.037673 | 1.8855 | 14.7169 | 0.86608 | 4.018 | 9.4333 | 8.3639 | 1.8604 | 3.5268 | 14.4747 | 9.9226 | 9.8259 | 6.2298 | 50.4852 | 66.3715 | 44.8813 | 71.5071
Central Coast | CAMP EVERS 210411048 | 7580 | 49 | 115.4638 | 146 | 170.8294 | 16 | 0.00013696 | 0.037818 | 1.3291 | 5.1796e-06 | 0.00013521 | 0.33562 | 0.6759 | {3BCDAF7C-1C90-48AD-8ECA-3702D1B4C97A} | 83622104 | CAMP EVERS 2104 | 11048 | 37.0482 | -122.0339 | 50 | 24 | 3576.7177 |  | 2200.0004 |  | 1376.7173 | 1365.3169 | 1312.859 | 0.0021633 | 0.0021914 | 1681 | 3.8473 | 11.2728 | 2.9524 | 1.4551 | 3.7207 | -0.98553 | 0.050476 | 0.0071419 | 2.9896 | 297.1576 | 29.9621 | 27.9509 | 0.97402 | 16.4866 | 18.2325 | 14.1543 | 61.2% | 29.4% | 88.8% | 57% | 50.2% | 82.8% | 0.38361 | 0.051905 | 3.1429 | 19.8571 | 1.4119 | 6.9524 | 9.1048 | 8.0121 | 1.9294 | 3.6107 | 15.9118 | 12.0271 | 11.0638 | 7.6765 | 48.3013 | 59.3045 | 40.1494 | 61.3128
Bay Area | WOODSIDE 11018601 | 7796 | 106 | 231.5332 | 119 | 238.0193 | 9 | 9.8185e-05 | 0.037818 | 1.6081 | 3.7131e-06 | 0.00013502 | 0.89076 | 0.97275 | {B7EA2BCC-1301-4AEA-B933-67DD1492700E} | 24251101 | WOODSIDE 1101 | 8601 | 37.4388 | -122.3234 | 18 | 25 | 1620.6745 |  | 961.631 |  | 659.0435 | 961.631 | 659.0435 | 0.0012152 | 0.00088366 | 1682 | 14.0422 | 27.4071 | 3 | 3.2342 | 8.1844 | 6 | 0.081818 | 0.0066321 | 2.5403 | 294.6434 | 37.1406 | 31.8425 | 0.95062 | 14.4138 | 16.2289 | 0.094986 | 72.6% | 54.7% | 83.1% | 98% | 64.2% | 21.1% | 0.11528 | 0.081818 | 4.5556 | 20.1111 | 0.77727 | 10.8182 | 10.5729 | 9.3952 | 1.8914 | 3.7125 | 14.5836 | 8.8736 | 9.4552 | 5.7638 | 60.3903 | 69.7132 | 46.7946 | 76.3397
Bay Area | MORAGA 11058354 | 1136 | 5 | 17.797 | 29 | 30.5886 | 4 | 5.6023e-05 | 0.048798 | 2.9859 | 2.7545e-06 | 0.00013495 | 0.17241 | 0.58182 | {3479FEFA-1861-4D8C-A938-95A0471F292B} | 13801105 | MORAGA 1105 | 8354 | 37.82 | -122.122 | 69 | 246 | 17339.3845 |  | 4982.0059 |  | 12357.3786 | 320.2661 | 528.2862 | 0.00053978 | 0.00022409 | 1683 | 3.1203 | 8.4154 | 2.7273 | 2.7453 | 6.2544 | -2.7069 | 0.025455 | 0.0067057 | 2.0301 | 293.8299 | 33.7064 | 31.4631 | 0.83388 | 15.2749 | 16.7911 | 11.3882 | 72.4% | 70.1% | 53.7% | 27% | 44.1% | 52.8% | 0.14104 | 0.092727 | 1.625 | 19.875 | 0.70545 | 2.6364 | 8.1984 | 7.6368 | 1.812 | 3.3444 | 15.1404 | 10.2011 | 9.817 | 6.4717 | 46.941 | 67.8226 | 43.9092 | 69.3198
North Coast | LUCERNE 110638632 | 2960 | 86 | 169.6595 | 254 | 248.8444 | 55 | 0.00011346 | 0.043008 | 1.8382 | 4.844e-06 | 0.00013481 | 0.33858 | 0.68179 | {11292177-63B4-4D1D-9B97-B2A90B30A4AD} | 43351106 | LUCERNE 1106 | 38632 | 38.9913 | -122.7481 | 111 | 299 | 20944.6858 |  | 7546.5249 |  | 13398.1608 | 7104.2847 | 12570.3829 | 0.0074144 | 0.0062404 | 1684 | 3.6383 | 11.6482 | 2 | 3.1992 | 8.1855 | 1.7164 | 0.022857 | 0.0057718 | 3.2783 | 294.9278 | 43.912 | 36.6377 | 1.1971 | 13.0384 | 15.0598 | 8.5695 | 27.1% | 24.6% | 64.2% | 28.7% | 85.2% | 2.7% | 0.45112 | 0.015952 | 5.9855 | 21.2899 | 1.2305 | 3.0238 | 9.9366 | 7.9436 | 2.1821 | 3.8923 | 12.966 | 6.407 | 8.0119 | 4.2671 | 57.6607 | 91.9225 | 52.7174 | 89.5157
Central Valley | WEST POINT 11024790 | 324 | 2254 | 2996.7027 | 4911 | 4356.9033 | 452 | 9.7271e-05 | 0.062122 | 58.7187 | 5.5513e-06 | 0.0024933 | 0.45897 | 0.68781 | {7C8CD214-E17A-42EE-B431-70BEE1692D64} | 163201102 | WEST POINT 1102 | 4790 | 38.3868 | -120.5244 | 458 | 542 | 76730.7191 | 47.6784 | 53036.5916 | 32.9555 | 23694.1275 | 53036.5916 | 23694.1275 | 1.127 | 0.043967 | 136 | 9.8249 | 21.4077 | 2.7489 | 1.6672 | 4.5742 | 0.3589 | 0.062068 | 0.0062816 | 2.8696 | 294.8764 | 42.4699 | 32.1603 | 1.1252 | 13.1261 | 14.9787 | 0.75822 | 93.3% | 85.5% | 90% | 83.6% | 9.1% | 83.6% | 0.059983 | 0.094922 | 2.3082 | 15.9671 | 5.2786 | 7.0057 | 14.5987 | 10.1743 | 1.9881 | 3.4317 | 13.1451 | 6.9703 | 8.5723 | 4.8882 | 46.811 | 74.5154 | 49.8798 | 85.176
Sierra | SHINGLE SPRINGS 210981390 | 5835 | 566 | 1007.0195 | 2277 | 1745.4423 | 251 | 6.6409e-05 | 15.4017 | 12.6381 | 0.00099142 | 0.00043092 | 0.24857 | 0.57694 | {26B90757-99A6-4B30-9CD9-107B9465AA3E} | 153652109 | SHINGLE SPRINGS 2109 | 81390 | 38.8002 | -120.9086 | 318 | 329 | 53715.0439 | 33.3771 | 30296.9721 | 18.8257 | 23418.0718 | 30296.9721 | 23418.0718 | 0.10816 | 0.016669 | 877 | 5.1341 | 15.5398 | 2 | 2.0592 | 5.4657 | 0.033308 | 0.041113 | 0.0058322 | 2.5497 | 296.0662 | 46.8299 | 33.0254 | 1.2795 | 12.436 | 14.1883 | 1.1798 | 44.6% | 45.3% | 37.3% | 68.8% | 44.9% | 63.2% | 0.081159 | 0.048992 | 2.3096 | 16.3096 | 4.179 | 6.7119 | 8.5726 | 6.4549 | 2.3447 | 4.164 | 12.0092 | 5.7304 | 8.1097 | 3.9243 | 55.2924 | 88.5617 | 57.3571 | 93.4858
Central Coast | PURISIMA 110149394 | 359 | 2 | 5.0344 | 91 | 59.3531 | 10 | 1.8361e-05 | 0.037818 | 9.2181 | 6.9439e-07 | 0.00013434 | 0.021978 | 0.084822 | {3CCA61DC-2699-479D-8396-73463C6B90FD} | 182971101 | PURISIMA 1101 | 49394 | 34.7035 | -120.461 | 240 | 1213 | 73424.8648 |  | 14100.597 |  | 59324.2678 | 1434.279 | 941.4801 | 0.0013434 | 0.00018361 | 1687 | 2.4984 | 7.5646 | 2 | 3.0677 | 8.619 | -0.20143 | 0.0115 | 0.007262 | 0.83437 | 295.0775 | 32.8757 | 36.0636 | 0.78164 | 15.7882 | 16.4788 | 12.273 | 60.8% | 79.1% | 10.6% | 43% | 24.9% | 65.2% | 0.21866 | 0.0155 | 3.4286 | 17 | 1.2275 | 4.55 | 13.3479 | 12.3475 | 2.0087 | 2.671 | 13.5224 | 13.9159 | 8.942 | 9.1936 | 74.5538 | 67.2643 | 51.6957 | 51.0336
Sierra | WISE 1102circuit_breaker | 3171 | 596 | 950.4696 | 1975 | 1505.2517 | 215 | 6.6112e-05 | 202.6073 | 7.5501 | 0.012448 | 0.00024797 | 0.30177 | 0.63144 | {605358FE-4007-4349-A521-8A072F22F69A} | 152271102 | WISE 1102 | circuit_breaker | 38.8897 | -121.0985 | 400 | 499 | 59126.3645 | 36.7395 | 30515.1162 | 18.9613 | 28611.2483 | 29505.5664 | 27810.8239 | 0.053313 | 0.014214 | 1259 | 3.1771 | 8.2325 | 2 | 2.3393 | 6.1042 | -0.18545 | 0.05096 | 0.0062174 | 2.384 | 296.3895 | 48.3455 | 33.7193 | 1.3179 | 12.0722 | 13.7222 | 3.711 | 30% | 29.5% | 37.1% | 32.9% | 71.7% | 33.4% | 0.044781 | 0.043361 | 1.5479 | 14.0479 | 1.1753 | 1.9594 | 7.1911 | 5.4086 | 2.563 | 4.2447 | 12.5648 | 6.8156 | 8.487 | 4.5296 | 49.3747 | 75.8563 | 55.9253 | 86.9147
Central Coast | CAMP EVERS 21035404 | 4675 | 270 | 541.6578 | 933 | 892.342 | 40 | 8.9292e-05 | 0.037818 | 1.8602 | 3.3769e-06 | 0.00013368 | 0.28939 | 0.60701 | {08861202-71CD-43A7-A4E9-A7647717C791} | 83622103 | CAMP EVERS 2103 | 5404 | 37.0156 | -122.0254 | 123 | 259 | 20529.4484 |  | 7424.9094 |  | 13104.539 | 3769.8779 | 5953.0121 | 0.0053471 | 0.0035717 | 1689 | 7.1043 | 17.3137 | 3 | 1.3895 | 3.7528 | 2.0534 | 0.060517 | 0.0072339 | 2.3575 | 294.7631 | 28.4949 | 25.4552 | 0.75336 | 16.6365 | 18.2705 | 9.661 | 60.4% | 36.3% | 82.8% | 75.1% | 22.3% | 85.9% | 0.33763 | 0.062931 | 4.093 | 19.2326 | 2.5821 | 16.0862 | 8.0769 | 7.3548 | 1.7298 | 3.1668 | 16.0151 | 12.6539 | 10.6524 | 8.2022 | 45.3279 | 49.8366 | 39.1594 | 57.3057
Central Coast | MORGAN HILL 2111XR398 | 4643 | 1500 | 2232.3477 | 3861 | 3580.7432 | 410 | 4.1068e-05 | 104.7192 | 2.0735 | 0.0029464 | 5.6468e-05 | 0.3885 | 0.62343 | {27D41C21-61BA-4495-BB53-0AA4F98E2A0B} | 83242111 | MORGAN HILL 2111 | XR398 | 37.1263 | -121.7285 | 441 | 344 | 95670.7544 | 59.4472 | 63830.0009 | 39.6622 | 31840.7535 | 59220.7716 | 29463.2727 | 0.023152 | 0.016838 | 2218 | 3.4674 | 8.9798 | 2.4095 | 2.2516 | 5.7205 | -4.1397 | 0.03111 | 0.0065612 | 1.9577 | 295.362 | 39.0789 | 32.803 | 0.99228 | 14.1841 | 15.5794 | 0.78853 | 39.7% | 39.6% | 49.6% | 50% | 58.6% | 33% | 0.088344 | 0.039483 | 1.6291 | 13.8263 | 1.0368 | 4.2852 | 9.3648 | 8.1884 | 1.8473 | 3.5797 | 13.7454 | 8.8083 | 9.2126 | 5.5631 | 52.4879 | 71.7909 | 48.314 | 77.7026
Central Coast | LLAGAS 210740407 | 3824 | 229 | 387.9814 | 532 | 572.0651 | 60 | 6.7557e-05 | 166.037 | 2.7013 | 0.0097776 | 0.00013355 | 0.43045 | 0.67821 | {53582C8A-D41B-4282-A67B-535B2AA3B79C} | 83182107 | LLAGAS 2107 | 40407 | 37.0136 | -121.6512 | 111 | 108 | 19742.8739 |  | 10022.7174 |  | 9720.1566 | 6648.3182 | 4870.8096 | 0.0080129 | 0.0040534 | 1691 | 3.8838 | 10.4293 | 2.7236 | 2.5656 | 7.0359 | -1.71 | 0.043496 | 0.0067668 | 1.8261 | 295.9145 | 36.3291 | 30.0941 | 0.98643 | 14.8184 | 16.1572 | 1.2576 | 60.3% | 47.7% | 74.4% | 54% | 55.5% | 44.9% | 0.11655 | 0.049187 | 2.1 | 16.9833 | 1.1366 | 4.3252 | 7.7987 | 7.5141 | 1.8498 | 3.5367 | 14.1777 | 10.1686 | 9.7696 | 6.4084 | 47.9649 | 61.7114 | 46.5871 | 70.0914
Bay Area | EL CERRITO G 1105BR160 | 3139 | 455 | 1241.6347 | 1043 | 1567.2554 | 115 | 6.1127e-05 | 0.037961 | 1.2085 | 2.32e-06 | 5.8783e-05 | 0.43624 | 0.79224 | {473DFDCA-EA19-476B-B0A4-B163B0B91B7F} | 12501105 | EL CERRITO G 1105 | BR160 | 37.8981 | -122.2615 | 253 | 1494 | 77267.8975 | 48.0122 | 18464.1036 | 11.4731 | 58803.7939 | 13118.739 | 33026.1297 | 0.0067601 | 0.0070296 | 2197 | 5.6647 | 15.965 | 2.5364 | 2.991 | 6.5676 | 0.6332 | 0.05947 | 0.0070274 | 1.8535 | 293.3877 | 32.8415 | 28.7041 | 0.75955 | 15.2702 | 16.7652 | 12.2669 | 45.2% | 47.9% | 59.9% | 76.2% | 31% | 52.3% | 0.31608 | 0.052818 | 9.1569 | 17.1667 | 5.3436 | 6.9073 | 7.3243 | 6.7356 | 1.6257 | 3.2125 | 14.8002 | 11.074 | 10.2449 | 7.3774 | 48.1491 | 54.9781 | 43.4928 | 63.489
Sierra | HIGGINS 1110circuit_breaker | 432 | 235 | 413.9622 | 1267 | 828.5139 | 148 | 6.5828e-05 | 25.9044 | 3.3576 | 0.0013957 | 0.0001565 | 0.18548 | 0.49964 | {E56A3B9A-F6B2-438C-8FDC-DFADF12A0423} | 152691110 | HIGGINS 1110 | circuit_breaker | 39.044 | -121.0905 | 384 | 491 | 56542.0884 | 35.1337 | 29132.7846 | 18.1023 | 27409.3038 | 15857.3316 | 9944.4789 | 0.023162 | 0.0097426 | 1579 | 3.0064 | 7.8943 | 2 | 2.1801 | 6.1341 | 0.69558 | 0.047768 | 0.0056497 | 2.8707 | 296.1757 | 49.2723 | 33.8799 | 1.3344 | 11.8235 | 13.622 | 5.6749 | 19.5% | 14.4% | 36.6% | 29.5% | 82.7% | 15.1% | 0.10902 | 0.036696 | 2.3662 | 16.4154 | 4.3367 | 6.1808 | 8.6817 | 6.5184 | 2.3646 | 4.1771 | 12.3046 | 6.1022 | 8.3637 | 4.1247 | 53.2 | 85.7097 | 56.0401 | 91.187
Bay Area | CALISTOGA 1102705 | 4355 | 2 | 2.2201 | 9 | 5.9635 | 2 | 0.0001332 | 0.037817 |  | 5.0372e-06 | 0.0001332 | 0.22222 | 0.37228 | {E69E0EDF-3BE3-421A-B55B-BE689105FC5C} | 42711102 | CALISTOGA 1102 | 705 | 38.577 | -122.5827 | 41 | 218 | 10393.8054 |  | 2007.629 |  | 8386.1764 | 320.3013 | 1925.2744 | 0.0002664 | 0.0002664 | 1694 | 12.2794 | 25.5568 | 2.625 | 1.9693 | 5.0228 | -6.4945 | 0.05125 | 0.0064958 | 2.7012 | 296.3656 | 37.6361 | 32.0872 | 1.0951 | 14.4952 | 16.2896 | 19.2946 | 72.2% | 0% | 92.9% | 96.7% | 88.2% | 24% | 0.20506 | 0.13 | 4.75 | 22 | 1.5689e-13 | 1.125 | 10.7812 | 7.9312 | 2.1017 | 3.9458 | 14.7245 | 8.447 | 8.9169 | 5.0002 | 50.8143 | 81.8558 | 46.6682 | 79.7307
Central Valley | PEORIA 170413490 | 7364 | 12 | 21.3144 | 50 | 31.1612 | 25 | 2.4041e-05 | 8.8065 | 9.48 | 0.00018994 | 0.00013298 | 0.24 | 0.684 | {D6A9F596-51F2-4D36-A52E-B2F47C72F950} | 163781704 | PEORIA 1704 | 13490 | 37.902 | -120.5808 | 97 | 34 | 11268.7456 |  | 8715.5754 |  | 2553.1702 | 6383.5889 | 1485.7612 | 0.0033245 | 0.00060102 | 1695 | 0.94792 | 4.6255 | 2 | 2.2705 | 6.0614 | -0.96706 | 0.0041489 | 0.006365 | 1.4823 | 297.7259 | 45.2032 | 35.2172 | 1.3522 | 13.1105 | 14.4041 | 4.6458 | 29.7% | 41.6% | 19.7% | 20% | 69.6% | 83.1% | 0.15117 | 0.042447 | 1.9394 | 11.3333 | 0.19628 | 0.53191 | 10.972 | 8.4399 | 2.4546 | 4.0746 | 12.7067 | 7.1509 | 9.1893 | 4.8707 | 52.1729 | 82.5424 | 53.6699 | 84.7174
Central Valley | APPLE HILL 210277546 | 2628 | 3 | 4.0629 | 11 | 9.706 | 1 | 0.000132 | 0.054288 |  | 7.1662e-06 | 0.000132 | 0.27273 | 0.4186 | {71852C93-FB23-454D-AA22-159ABBF0F364} | 153662102 | APPLE HILL 2102 | 77546 | 38.5701 | -120.7327 | 540 | 433 | 91653.5791 |  | 69457.7296 |  | 22195.8495 | 69457.7296 | 22195.8495 | 0.000132 | 0.000132 | 1696 | 4.5268 | 13.3868 | 2.0471 | 2.2655 | 6.373 | -0.206 | 0.036656 | 0.0058787 | 2.8878 | 295.1534 | 44.8304 | 30.0053 | 1.1866 | 12.8024 | 14.6301 | 0.67834 | 29.5% | 0% | 96.2% | 64.7% | 20.2% | 67.4% | 0.072366 | 0.084159 | 1.6707 | 15.7108 | 2.2056 | 3.4583 | 8.6267 | 5.8198 | 2.1021 | 3.6349 | 13.3268 | 6.368 | 8.6973 | 4.4613 | 43.9616 | 73.1258 | 50.09 | 89.2569
Central Coast | HICKS 2101circuit_breaker | 8296 | 6 | 7.3111 | 15 | 12.9269 | 7 | 1.3316e-05 | 202.6889 | 19.508 | 0.0020198 | 0.00013188 | 0.4 | 0.56557 | {29DF4083-4850-493D-A17C-7E1454C0761F} | 83432101 | HICKS 2101 | circuit_breaker | 37.2338 | -121.9007 | 44 | 0 | 17493.6949 |  | 17493.6949 |  | 0 | 4105.0932 | 0 | 0.00092313 | 9.3211e-05 | 1697 | 0.7546 | 2.5781 | 2 | 1.9804 | 4.9401 | 1.0754 | 0.0044444 | 0.0066196 | 1.2946 | 296.0704 | 40.5355 | 34.8325 | 1.0286 | 13.9162 | 15.0699 | 23.2002 | 60.1% | 92.7% | 1.8% | 6.4% | 72.2% | 25.8% | 0.069601 | 0.012593 | 2.5 | 8 | 0.26222 | 0.55556 | 10.2431 | 8.5077 | 2.0286 | 3.5964 | 12.9705 | 8.908 | 8.9372 | 5.577 | 57.663 | 74.6976 | 51.2845 | 77.0535
North Coast | CLOVERDALE 1102670 | 6670 | 151 | 193.8259 | 257 | 257.0907 | 26 | 9.1831e-05 | 1.7038 | 2.305 | 0.00016648 | 0.00013155 | 0.58755 | 0.75392 | {40B1E31D-7977-4CD1-A0DB-03E15686CC3E} | 42821102 | CLOVERDALE 1102 | 670 | 38.7831 | -123.0115 | 137 | 99 | 15970.1655 |  | 9645.5215 |  | 6324.644 | 4063.4864 | 2783.4503 | 0.0034202 | 0.0023876 | 1698 | 3.4495 | 12.2322 | 2 | 2.4963 | 6.1533 | -2.3187 | 0.019375 | 0.0066251 | 2.8256 | 297.2599 | 37.546 | 37.9149 | 1.1869 | 14.4588 | 16.4027 | 10.1366 | 26.8% | 30.6% | 45.7% | 32.3% | 82.8% | 23.7% | 0.2391 | 0.031094 | 1.7907 | 15.0698 | 1.5127 | 4.0156 | 12.2737 | 10.7438 | 2.5176 | 4.071 | 13.5088 | 8.9802 | 8.4433 | 5.1581 | 70.0342 | 95.0628 | 50.6247 | 76.3756
Central Valley | CLAY 110359714 | 8805 | 31 | 72.3749 | 281 | 179.4678 | 42 | 5.203e-05 | 3.1697 | 4.6851 | 0.00019103 | 0.00013115 | 0.11032 | 0.40328 | {CC378BAE-BD49-4ABE-8599-52019F7E517A} | 163341103 | CLAY 1103 | 59714 | 38.3395 | -120.9268 | 36 | 25 | 9476.6353 |  | 7453.2846 |  | 2023.3507 | 7453.2846 | 2023.3507 | 0.0055085 | 0.0021853 | 1699 | 3.1353 | 10.555 | 2 | 1.7876 | 5.3151 | -0.71245 | 0.018416 | 0.0066215 | 1.7168 | 297.2445 | 43.5923 | 30.5607 | 1.28 | 13.2592 | 14.6735 | 1.9895 | 29.3% | 20.7% | 57.6% | 54.5% | 49.7% | 88.2% | 0.10341 | 0.02099 | 1.7111 | 11.0444 | 1.0193 | 2.7822 | 9.9961 | 6.9539 | 2.4331 | 3.9684 | 12.6804 | 7.374 | 8.7569 | 5.0812 | 47.9781 | 62.8035 | 54.981 | 82.1077
North Coast | POINT ARENA 110147952 | 510 | 224 | 370.7328 | 234 | 376.2997 | 31 | 8.7251e-05 | 0.037818 | 1.7985 | 3.2997e-06 | 0.00013087 | 0.95726 | 0.98521 | {6151271A-BC5B-476A-8700-C63C19F32AF9} | 43381101 | POINT ARENA 1101 | 47952 | 38.9145 | -123.6392 | 116 | 81 | 23668.8231 |  | 16717.6297 |  | 6951.1934 | 16717.6297 | 6951.1934 | 0.0040569 | 0.0027048 | 1700 | 14.7805 | 27.2631 | 2 | 3.267 | 7.5817 | 1.9861 | 0.063926 | 0.0068359 | 3.3265 | 291.9536 | 21.6417 | 24.8604 | 0.57443 | 18.0952 | 20.4604 | 0.46142 | 26.6% | 24.4% | 40.8% | 78.3% | 13% | 86.3% | 0.048582 | 0.13264 | 1.552 | 13.712 | 0.57496 | 0.96694 | 14.026 | 12.0417 | 1.5092 | 2.4111 | 17.5743 | 13.8836 | 12.9752 | 9.5803 | 51.0179 | 59.5253 | 32.592 | 48.3213
Central Coast | HATTON 110137088 | 5252 | 522 | 1104.4028 | 980 | 1382.2815 | 121 | 4.3959e-05 | 0.037999 | 1.8331 | 1.6652e-06 | 5.252e-05 | 0.53265 | 0.79897 | {C7A22305-CC6A-494A-88D7-7F9AE8676071} | 182291101 | HATTON 1101 | 37088 | 36.5464 | -121.8985 | 225 | 540 | 44588.8325 | 27.7063 | 18049.2001 | 11.2153 | 26539.6324 | 10725.9565 | 16541.7626 | 0.0063549 | 0.005319 | 2253 | 4.3057 | 11.6917 | 2.3316 | 2.2306 | 6.1896 | -1.1139 | 0.039184 | 0.0067543 | 1.4961 | 292.9466 | 28.7498 | 28.4099 | 0.70209 | 16.421 | 17.7879 | 6.1215 | 38.1% | 35.9% | 54.6% | 59.3% | 17.6% | 81.7% | 0.19768 | 0.05449 | 3.3393 | 18.2679 | 2.0253 | 5 | 11.2217 | 10.1423 | 1.4418 | 2.6463 | 15.5054 | 13.173 | 12.9689 | 11.173 | 47.4027 | 59.5367 | 37.0584 | 48.6325
North Coast | ELK 11011260 | 7444 | 2067 | 3510.1178 | 2271 | 3605.7175 | 223 | 0.00010804 | 0.037818 | 1.1988 | 4.0859e-06 | 0.00012289 | 0.91017 | 0.97349 | {AE0E521E-C3FF-493C-8531-F1F586FF92F5} | 42981101 | ELK 1101 | 1260 | 39.1293 | -123.7112 | 149 | 106 | 31135.2865 | 19.3466 | 24924.6684 | 15.4875 | 6210.6181 | 24474.7526 | 6210.6181 | 0.027406 | 0.024093 | 1739 | 13.4463 | 25.3549 | 2 | 2.5476 | 6.947 | 4.5519 | 0.046667 | 0.0067696 | 3.0643 | 292.9504 | 22.7145 | 23.8186 | 0.67264 | 17.8714 | 20.2206 | 0.3845 | 24.4% | 17.1% | 62.3% | 74.4% | 17.4% | 77.6% | 0.0489 | 0.078155 | 1.586 | 13.8654 | 0.1764 | 6.7589 | 12.201 | 10.252 | 1.6064 | 2.8069 | 17.0989 | 13.5384 | 13.3934 | 9.7676 | 46.8928 | 56.0013 | 33.145 | 49.3726
Sierra | BELL 11082226 | 1793 | 645 | 1120.4765 | 3135 | 2068.716 | 354 | 6.5324e-05 | 34.0003 | 7.3164 | 0.0017211 | 0.00029706 | 0.20574 | 0.54163 | {FF6B966D-B6C9-448E-9EAD-BA4CD433B469} | 152701108 | BELL 1108 | 2226 | 38.9598 | -121.1016 | 535 | 854 | 87392.1734 | 54.3031 | 41003.1194 | 25.4782 | 46389.054 | 38840.6709 | 42802.3067 | 0.10516 | 0.023125 | 1118 | 2.9326 | 7.6337 | 2 | 2.339 | 5.8518 | -0.16106 | 0.055522 | 0.0058892 | 2.8412 | 295.9465 | 48.9305 | 33.6303 | 1.313 | 11.8653 | 13.6522 | 2.4593 | 34.6% | 28.7% | 36.3% | 27.8% | 67.1% | 19.5% | 0.025619 | 0.057569 | 1.7604 | 16.784 | 2.7504 | 3.7429 | 8.2946 | 6.476 | 2.3159 | 4.1218 | 13.3185 | 6.2979 | 8.9092 | 4.2039 | 50.7242 | 86.3093 | 51.8289 | 90.3165
Bay Area | PACIFICA 1102circuit_breaker | 409 | 12 | 23.2504 | 21 | 27.3521 | 9 | 0.00015813 | 0.053068 | 0.12349 | 8.0746e-06 | 0.00013046 | 0.57143 | 0.85004 | {3BE78651-BE87-4B28-8A48-F46DBB91FDDB} | 22811102 | PACIFICA 1102 | circuit_breaker | 37.5946 | -122.4889 | 198 | 1333 | 68867.6794 |  | 10933.7049 |  | 57933.9745 | 430.7272 | 7978.8793 | 0.0011741 | 0.0014232 | 1704 | 5.6367 | 14.3815 | 3 | 3.512 | 9.1215 | -4.6509 | 0.015909 | 0.0074538 | 1.889 | 291.3702 | 23.7324 | 19.8659 | 0.51927 | 17.3609 | 18.9548 | 15.48 | 72.1% | 17.2% | 97.3% | 68.1% | 2.2% | 96.6% | 0.31119 | 0.30045 | 5.8387 | 22.0323 | 0.42727 | 0.47727 | 9.9563 | 8.4151 | 1.462 | 2.3479 | 16.8231 | 14.7953 | 12.7317 | 10.9786 | 42.8365 | 38.2705 | 33.263 | 43.4207
Bay Area | CAMP EVERS 210660124 | 2615 | 16 | 47.1544 | 58 | 96.9893 | 1 | 0.00013035 | 0.037818 |  | 4.9296e-06 | 0.00013035 | 0.27586 | 0.48618 | {498D8DB9-5CC7-45E0-BE16-B8DB75429782} | 83622106 | CAMP EVERS 2106 | 60124 | 37.1462 | -121.9823 | 468 | 644 | 70920.5845 |  | 36237.2416 |  | 34683.3429 | 36237.2416 | 34683.3429 | 0.00013035 | 0.00013035 | 1705 | 10.4918 | 22.2511 | 3 | 1.9851 | 5.1935 | 3.0884 | 0.085456 | 0.0068024 | 3.0875 | 294.7116 | 38.8677 | 32.9744 | 0.97288 | 14.0121 | 15.7719 | 0.90804 | 71.9% | 0% | 92.4% | 93.8% | 69% | 11.3% | 0.091005 | 0.10885 | 3.1219 | 17.6872 | 1.6919 | 12.631 | 9.5094 | 8.0781 | 1.904 | 3.6639 | 13.5841 | 8.4211 | 8.3311 | 5.0928 | 52.5538 | 73.7689 | 49.8663 | 79.6697
North Coast | REDBUD 11022013 | 3013 | 0 | 0 | 6 | 2.7251 | 1 | 0.00013033 | 0.037818 |  | 4.9288e-06 | 0.00013033 | 0 | 0 | {9CDBB67A-2B35-4338-A3A3-91CFC4E574D6} | 43191102 | REDBUD 1102 | 2013 | 38.9791 | -122.6633 | 98 | 406 | 29064.5038 |  | 7412.4545 |  | 21652.0493 | 125.6367 | 823.9851 | 0.00013033 | 0.00013033 | 1706 | 2.8931 | 8.6327 | 2 | 3.1278 | 8.726 | -1.09 | 0.04 | 0.0060812 | 1.911 | 296.4133 | 41.6834 | 33.7585 | 1.2105 | 13.8382 | 15.3871 | 5.489 | 26.3% | 0% | 71.8% | 13.3% | 88.4% | 10.9% | 0.44626 | 6.8212e-15 | 6.5 | 22 | 0 | 3 | 9.6065 | 7.3108 | 2.3196 | 4.0164 | 13.0935 | 7.4129 | 8.3335 | 4.5643 | 55.9864 | 79.8139 | 52.4995 | 83.5617
North Coast | MIRABEL 1102334 | 6721 | 244 | 318.6224 | 1046 | 757.3552 | 79 | 0.000115 | 0.042057 | 1.3732 | 4.7825e-06 | 0.0001301 | 0.23327 | 0.4207 | {0A4816B0-BB69-491B-8E9D-476A9DF6F15C} | 42091102 | MIRABEL 1102 | 334 | 38.5009 | -122.9052 | 136 | 100 | 20100.5939 |  | 14759.2293 |  | 5341.3646 | 7485.5189 | 3183.5448 | 0.010278 | 0.0090849 | 1707 | 7.2536 | 16.4034 | 2.5333 | 1.4474 | 4.6072 | -2.1789 | 0.051524 | 0.0069875 | 3.0044 | 295.9706 | 26.6248 | 27.3456 | 0.88407 | 17.3011 | 19.2299 | 0.77057 | 26.1% | 20.1% | 64.3% | 45.2% | 49.3% | 63.1% | 0.21882 | 0.074 | 2.1404 | 14.9474 | 2.4134 | 9.9619 | 10.9013 | 8.8349 | 2.0473 | 3.3159 | 16.0046 | 13.0647 | 12.5617 | 9.9525 | 49.4796 | 59.5756 | 38.4501 | 51.7189
North Coast | MONTE RIO 111159046 | 9319 | 88 | 172.7876 | 255 | 242.6866 | 33 | 7.7203e-05 | 0.048465 | 1.7799 | 3.7316e-06 | 0.00012917 | 0.3451 | 0.71198 | {CD0E4DDB-0ADE-4475-B99A-1BAA95E110A8} | 42811111 | MONTE RIO 1111 | 59046 | 38.4385 | -123.1041 | 21 | 23 | 6888.9071 |  | 6178.7733 |  | 710.1339 | 5445.8416 | 710.1339 | 0.0042627 | 0.0025477 | 1708 | 6.267 | 21.0281 | 2 | 2.4676 | 7.0637 | -3.8469 | 0.013125 | 0.0072075 | 2.7419 | 292.4512 | 20.4407 | 20.6855 | 0.53014 | 18.5498 | 20.4803 | 0.88758 | 25.9% | 24% | 27.8% | 60.4% | 11.4% | 90.4% | 0.13653 | 0.036094 | 2.7143 | 13.7143 | 0.89563 | 3.9844 | 10.7649 | 8.8772 | 1.4879 | 2.1626 | 17.4344 | 15.5015 | 13.9012 | 12.6958 | 39.7092 | 43.0871 | 32.0823 | 39.3165
Bay Area | HALF MOON BAY 11036065 | 9083 | 313 | 927.5196 | 423 | 972.5253 | 64 | 4.1972e-05 | 0.63682 | 5.1104 | 2.8914e-05 | 0.00012901 | 0.73995 | 0.95372 | {841D987A-954B-4FC0-9C79-A3D82BBD4123} | 24101103 | HALF MOON BAY 1103 | 6065 | 37.4506 | -122.4288 | 67 | 55 | 16311.777 |  | 11019.2698 |  | 5292.5072 | 9622.0817 | 5036.833 | 0.0082568 | 0.0026862 | 1709 | 3.7748 | 10.9723 | 2 | 2.6984 | 7.2654 | -4.0181 | 0.034173 | 0.007183 | 1.9631 | 292.5177 | 27.1006 | 24.7547 | 0.60248 | 16.758 | 18.4203 | 1.6755 | 71.7% | 81% | 34.8% | 44.6% | 7.3% | 90.6% | 0.14272 | 0.06554 | 1.6935 | 14.4918 | 4.0543 | 3.0432 | 10.9919 | 9.6858 | 1.4838 | 2.7199 | 15.9716 | 12.6923 | 10.568 | 7.9523 | 53.378 | 50.288 | 39.2347 | 56.7938
North Valley | COTTONWOOD 11011610 | 3393 | 431 | 808.9636 | 1873 | 1242.9423 | 376 | 5.6011e-05 | 76.9642 | 79.8142 | 0.0043125 | 0.0021955 | 0.23011 | 0.65085 | {FD19D23C-6A96-40C9-9542-F7EF9A6AB34E} | 102931101 | COTTONWOOD 1101 | 1610 | 40.3261 | -122.4253 | 295 | 222 | 78207.0411 | 48.5957 | 61705.5201 | 38.3421 | 16501.521 | 61705.5201 | 16501.521 | 0.82549 | 0.02106 | 157 | 1.8596 | 5.1869 | 2 | 2.8309 | 8.9461 | 0.16881 | 0.0076601 | 0.0059847 | 1.9579 | 298.1873 | 48.8399 | 34.0576 | 1.5679 | 12.1589 | 13.9457 | 0.50287 | 87.9% | 95.2% | 48.6% | 19.9% | 80.3% | 42.8% | 0.063812 | 0.0027013 | 1.4087 | 13.1479 | 1.349 | 2.1804 | 9.2388 | 6.5504 | 2.9266 | 4.8225 | 11.0689 | 5.9754 | 7.3124 | 4.5687 | 60.9178 | 78.1139 | 62.4975 | 90.984
North Coast | RIO DELL 11021504 | 1493 | 1458 | 2386.6087 | 1876 | 2577.7568 | 187 | 0.00016119 | 0.037965 | 0.47194 | 6.1155e-06 | 0.00012196 | 0.77719 | 0.92585 | {A72343AE-8C2E-4D3F-9541-799C96B3BB35} | 192251102 | RIO DELL 1102 | 1504 | 40.4538 | -124.0477 | 86 | 106 | 22115.6549 | 13.7421 | 19231.7001 | 11.9501 | 2883.9548 | 17338.0675 | 2092.1149 | 0.022806 | 0.030142 | 1749 | 15.7041 | 31.0952 | 2 | 3.1539 | 7.7267 | -1.7758 | 0.06293 | 0.0068673 | 3.639 | 291.4404 | 23.0281 | 21.5414 | 0.57924 | 17.526 | 20.435 | 2.9329 | 24.2% | 9.6% | 84.5% | 86.9% | 13.1% | 70.1% | 0.11889 | 0.058512 | 2.42 | 13.6 | 0.065256 | 8.7256 | 11.3233 | 8.7943 | 1.4766 | 2.4972 | 17.3459 | 11.8613 | 12.4674 | 7.8691 | 39.6666 | 55.4855 | 31.8703 | 58.0995
Central Coast | BIG BASIN 110212779 | 8417 | 66 | 112.2069 | 69 | 114.2323 | 3 | 0.0001496 | 0.037818 | 0.56286 | 5.6574e-06 | 0.0001283 | 0.95652 | 0.98227 | {DEE9C36C-2C34-4C19-A8C9-7EC73800B8AC} | 82841102 | BIG BASIN 1102 | 12779 | 37.16 | -122.1553 | 6 | 22 | 1486.4982 |  | 407.3922 |  | 1079.1059 | 407.3922 | 1079.1059 | 0.00038491 | 0.00044879 | 1712 | 9.8514 | 21.2486 | 3 | 1.6595 | 4.0899 | 0.18097 | 0.10857 | 0.0067592 | 3.5511 | 295.844 | 31.9646 | 31.8349 | 0.94711 | 15.8899 | 17.7674 | 1.3835 | 59.5% | 16.8% | 91.2% | 87% | 42.1% | 67.8% | 0.070936 | 0.098571 | 5 | 22 | 0.14571 | 9.8571 | 10.8249 | 9.2645 | 1.877 | 3.4922 | 15.3731 | 10.9254 | 10.0853 | 6.7973 | 56.4753 | 70.6769 | 43.475 | 66.8528
North Valley | GIRVAN 1101323094 | 4039 | 714 | 1101.8798 | 1872 | 1541.8812 | 286 | 6.074e-05 | 2.7234 | 12.2128 | 0.00014162 | 0.00029978 | 0.38141 | 0.71463 | {82F08C11-2D8C-48A8-99CC-7F0954F836A6} | 103401101 | GIRVAN 1101 | 323094 | 40.4984 | -122.5727 | 239 | 206 | 78433.4178 | 48.7364 | 58215.1727 | 36.1733 | 20218.2451 | 58215.1727 | 20218.2451 | 0.085737 | 0.017372 | 1109 | 3.166 | 8.2387 | 2 | 2.3454 | 6.7371 | -0.40679 | 0.018465 | 0.005741 | 2.4719 | 296.8108 | 48.8741 | 33.6039 | 1.4814 | 11.9326 | 13.9907 | 0.60028 | 47.7% | 50.7% | 52.9% | 41.6% | 69.4% | 23.7% | 0.090176 | 0.019431 | 1.4746 | 13.661 | 2.5733 | 2.2801 | 9.418 | 6.6638 | 2.7221 | 4.7002 | 11.164 | 5.6994 | 7.1409 | 4.1682 | 57.9132 | 79.8809 | 62.1273 | 93.8685
Sierra | SHINGLE SPRINGS 2108circuit_breaker | 7229 | 41 | 82.4701 | 80 | 99.5097 | 20 | 8.0121e-05 | 134.7123 | 2.8291 | 0.0080698 | 0.0001278 | 0.5125 | 0.82876 | {31F15014-5008-45D5-9481-1A850055776D} | 153652108 | SHINGLE SPRINGS 2108 | circuit_breaker | 38.6593 | -120.9467 | 44 | 48 | 3892.3441 |  | 2376.1029 |  | 1516.2412 | 2376.1029 | 1454.537 | 0.002556 | 0.0016024 | 1714 | 1.8853 | 6.3159 | 2.68 | 2.296 | 6.0684 | 0.72656 | 0.0096 | 0.0060334 | 2.4682 | 297.0068 | 47.0477 | 33.2065 | 1.3523 | 12.3702 | 14.0767 | 17.4881 | 17.6% | 11.6% | 51.7% | 18% | 90.2% | 55.9% | 0.53195 | 0.004 | 5.25 | 17.625 | 5.9916 | 3.2 | 7.4006 | 5.6604 | 2.4529 | 4.2028 | 12.7762 | 6.3321 | 8.5166 | 4.235 | 48.7047 | 81.2146 | 54.2554 | 90.2995
North Coast | FITCH MOUNTAIN 1113406 | 5255 | 194 | 233.6009 | 526 | 440.221 | 39 | 0.00012779 | 0.037817 |  | 4.8328e-06 | 0.00012779 | 0.36882 | 0.53064 | {31A95017-FE64-4D4F-A4CA-39176F23B79F} | 42751113 | FITCH MOUNTAIN 1113 | 406 | 38.6211 | -122.8757 | 176 | 237 | 37235.0823 |  | 15193.9016 |  | 22041.1806 | 3309.8931 | 2891.7978 | 0.004984 | 0.004984 | 1715 | 8.6656 | 21.3526 | 2 | 1.7578 | 5.3627 | -0.6576 | 0.048793 | 0.0068345 | 2.9698 | 297.0999 | 33.3229 | 31.9966 | 1.0855 | 15.5123 | 17.4115 | 1.698 | 25.4% | 0% | 71.2% | 61.6% | 70.6% | 43.9% | 0.12686 | 0.075345 | 2.1579 | 16.1842 | 2.6121 | 9.069 | 10.9673 | 8.9869 | 2.4117 | 3.8263 | 14.3479 | 10.5287 | 10.2198 | 7.4879 | 57.6479 | 73.0297 | 46.5879 | 64.7273
North Coast | FORT ROSS 1121circuit_breaker | 7961 | 1484 | 2977.7275 | 1549 | 3011.5518 | 114 | 0.00010178 | 0.30911 | 1.3044 | 3.0936e-05 | 0.00011666 | 0.95804 | 0.98877 | {6432AE5E-F371-470F-8E71-1BA304A7A433} | 42851121 | FORT ROSS 1121 | circuit_breaker | 38.5405 | -123.2243 | 156 | 128 | 32261.3871 | 20.0463 | 20387.5307 | 12.6683 | 11873.8564 | 20387.5307 | 11873.8564 | 0.0133 | 0.011603 | 1781 | 10.9092 | 21.3272 | 2 | 2.8918 | 7.3705 | 3.4004 | 0.047668 | 0.007096 | 3.9345 | 292.9324 | 24.4987 | 25.4112 | 0.67486 | 17.3614 | 19.5985 | 0.39509 | 23% | 19.6% | 55.8% | 61.3% | 17.6% | 64.7% | 0.036677 | 0.11356 | 2.0217 | 14.1594 | 0.11945 | 4.516 | 11.6294 | 9.9969 | 1.6876 | 2.7439 | 16.7177 | 13.098 | 11.3401 | 9.5408 | 49.0047 | 58.0897 | 37.2394 | 50.904
North Coast | BIG RIVER 1101circuit_breaker | 8089 | 74 | 123.6905 | 141 | 151.6296 | 21 | 0.00012516 | 0.037818 | 0.81563 | 4.7334e-06 | 0.00012688 | 0.52482 | 0.81574 | {BCC029FE-B790-4D1A-9B12-5D2C7AA3930D} | 43081101 | BIG RIVER 1101 | circuit_breaker | 39.3116 | -123.7865 | 71 | 120 | 9378.586 |  | 3058.0721 |  | 6320.5139 | 2894.9274 | 6320.5139 | 0.0026644 | 0.0026284 | 1717 | 6.2002 | 25.4208 | 2 | 3.843 | 10.5017 | 1.14 | 0.034103 | 0.0068731 | 2.7746 | 289.6388 | 18.1556 | 20.3403 | 0.37838 | 19.1295 | 21.4402 | 6.1673 | 25.1% | 12.8% | 69.6% | 74.6% | 3.1% | 94.2% | 0.35219 | 0.12399 | 4.4194 | 20.9032 | 0.40949 | 3.6154 | 12.3836 | 10.1621 | 1.2291 | 1.7555 | 18.468 | 14.9971 | 14.7382 | 11.8621 | 41.5712 | 48.0206 | 28.0603 | 41.7352
Bay Area | SILVERADO 2102636 | 3635 | 501 | 739.8002 | 854 | 942.111 | 60 | 0.00011804 | 0.046602 | 1.0791 | 5.1348e-06 | 0.00012674 | 0.58665 | 0.78526 | {163BDA39-807E-4AA9-AD15-91460635EEBA} | 43432102 | SILVERADO 2102 | 636 | 38.5088 | -122.4473 | 168 | 244 | 20415.645 |  | 9140.7797 |  | 11274.8654 | 6273.2424 | 2997.261 | 0.0076042 | 0.0070823 | 1718 | 7.4157 | 15.5871 | 2.7838 | 1.6436 | 4.6217 | -0.40507 | 0.072162 | 0.0066574 | 2.5043 | 296.8011 | 39.3516 | 32.7364 | 1.1285 | 14.1788 | 15.8605 | 1.8817 | 71.5% | 45% | 88.4% | 74.2% | 92.7% | 14.7% | 0.1748 | 0.054324 | 2.3585 | 16.4151 | 4.0597 | 11.5405 | 10.2858 | 7.8151 | 2.2284 | 3.8 | 13.9011 | 8.1962 | 8.819 | 5.0814 | 54.5788 | 81.8201 | 48.7179 | 80.3462
Central Coast | STELLING 111060080 | 8397 | 587 | 992.9138 | 1751 | 1672.196 | 109 | 3.55e-05 | 0.063858 | 1.9061 | 2.2039e-06 | 5.1551e-05 | 0.33524 | 0.59378 | {CE315338-5526-427E-BFD9-C9F38F5865EC} | 83481110 | STELLING 1110 | 60080 | 37.3221 | -122.0795 | 87 | 36 | 20589.5298 | 12.7938 | 16267.2425 | 10.108 | 4322.2873 | 15400.8729 | 4322.2873 | 0.0056191 | 0.0038695 | 2264 | 6.4551 | 14.7802 | 2.0631 | 2.2177 | 6.3272 | 1.6727 | 0.047476 | 0.0064334 | 2.3718 | 293.8549 | 41.8818 | 36.1955 | 0.95837 | 13.3018 | 14.9234 | 1.0523 | 37.9% | 37.9% | 38.6% | 68.1% | 46% | 12.5% | 0.10622 | 0.087573 | 1.5672 | 11.9403 | 1.3608 | 8.5 | 10.3745 | 8.8061 | 1.8156 | 3.5107 | 13.2252 | 7.8231 | 8.6115 | 5.0459 | 57.3514 | 81.2098 | 50.5402 | 83.0487
Sierra | HALSEY 11025739 | 2075 | 352 | 577.1248 | 922 | 836.3268 | 102 | 6.5067e-05 | 0.038787 | 6.3279 | 2.5291e-06 | 0.00024082 | 0.38178 | 0.69007 | {BE1F8937-5DA4-4110-B598-43072F2A4D02} | 152241102 | HALSEY 1102 | 5739 | 38.9696 | -121.0157 | 124 | 115 | 18166.7465 | 11.2883 | 10731.8696 | 6.6685 | 7434.8769 | 10731.8696 | 7434.8769 | 0.024564 | 0.0066368 | 1284 | 4.3743 | 10.7197 | 2 | 1.685 | 4.9821 | 0.3808 | 0.060625 | 0.0057063 | 2.7759 | 295.9633 | 49.4628 | 34.3188 | 1.327 | 11.793 | 13.5553 | 1.9586 | 29% | 24.9% | 35.9% | 46.3% | 78.8% | 13.2% | 0.067521 | 0.064352 | 3.0215 | 18.6594 | 6.118 | 8.1362 | 8.3662 | 6.3993 | 2.2861 | 4.1021 | 12.5031 | 5.5924 | 8.3134 | 3.8282 | 54.0509 | 90.2278 | 55.1697 | 94.4301
Central Coast | LAURELES 11122142 | 4001 | 338 | 861.694 | 810 | 1135.4176 | 82 | 4.0538e-05 | 0.091044 | 5.2217 | 2.737e-06 | 0.00012628 | 0.41728 | 0.75892 | {5E20B311-BB0A-4C97-B880-E9EFFB1FD21F} | 182371112 | LAURELES 1112 | 2142 | 36.4806 | -121.7292 | 185 | 382 | 38205.8611 |  | 15527.4179 |  | 22678.4431 | 12390.3415 | 15542.7422 | 0.010355 | 0.0033241 | 1721 | 2.9821 | 7.9415 | 2 | 2.3179 | 5.9618 | 1.1565 | 0.023529 | 0.0070067 | 1.2674 | 295.3974 | 30.391 | 29.1519 | 0.84803 | 16.1537 | 17.429 | 5.0627 | 59.3% | 65.1% | 47.6% | 44.1% | 31.7% | 75.1% | 0.11778 | 0.013922 | 2.8211 | 17.7154 | 1.8791 | 3.9706 | 10.688 | 9.6799 | 1.6201 | 3.1107 | 15.4426 | 12.6603 | 12.3413 | 9.8407 | 47.5078 | 61.018 | 38.8434 | 50.913
Sierra | DIAMOND SPRINGS 110740353 | 7583 | 86 | 125.7787 | 245 | 197.5649 | 23 | 9.3681e-05 | 0.037818 | 1.6383 | 3.5428e-06 | 0.0001261 | 0.35102 | 0.63664 | {3255A524-F15F-4D09-B1CC-57364FA652CB} | 152261107 | DIAMOND SPRINGS 1107 | 40353 | 38.7106 | -120.8371 | 67 | 110 | 8540.781 |  | 4132.0541 |  | 4408.7269 | 2152.3519 | 2317.1972 | 0.0029002 | 0.0021547 | 1722 | 4.4731 | 10.7373 | 2 | 2.125 | 5.6283 | -0.055946 | 0.034103 | 0.0057528 | 2.7836 | 295.8054 | 46.5395 | 32.1507 | 1.2604 | 12.4811 | 14.2973 | 18.4166 | 17.3% | 8.3% | 67.8% | 46.6% | 38.3% | 66.3% | 0.13255 | 0.028462 | 3 | 17.8966 | 4.2164 | 6.2821 | 7.7624 | 5.8871 | 2.1633 | 3.8984 | 13.1877 | 6.0442 | 8.7498 | 4.1471 | 48.2774 | 82.6103 | 51.074 | 91.4076
Central Valley | circuit_breaker | 9129 | 36 | 81.334 | 253 | 204.7842 | 65 | 2.8366e-05 | 0.052261 | 8.1493 | 1.4955e-06 | 0.00012594 | 0.14229 | 0.39717 | {64CDB5CA-B54E-4043-BB09-802AFEE142DC} | 162831702 |  | circuit_breaker | 38.1865 | -120.1118 | 36 | 17 | 12530.3694 |  | 11948.6238 |  | 581.7455 | 11948.6238 | 581.7455 | 0.0081861 | 0.0018438 | 1723 | 6.1715 | 19.0509 | 2.9872 | 2.3946 | 6.203 | 2.6601 | 0.030962 | 0.0048191 | 2.922 | 292.6032 | 50.146 | 35.9633 | 1.1213 | 11.2904 | 13.158 | 0.62955 | 28.4% | 38.2% | 25.5% | 80.7% | 8.6% | 25.3% | 0.018267 | 0.10276 | 2.9474 | 12.1053 | 0.28769 | 1.6218 | 12.8542 | 10.8243 | 1.8827 | 3.0588 | 10.8516 | 5.9885 | 6.4402 | 4.5041 | 64.147 | 87.2048 | 64.6597 | 90.7668
Sierra | PIKE CITY 1102circuit_breaker | 7725 | 459 | 799.1193 | 841 | 1001.8826 | 104 | 6.4426e-05 | 0.055449 | 8.8141 | 3.4695e-06 | 0.00025139 | 0.54578 | 0.79762 | {C855B1F9-E043-4F7B-B17F-9A4E0F007042} | 152201102 | PIKE CITY 1102 | circuit_breaker | 39.4384 | -120.9958 | 54 | 34 | 16077.7751 | 9.9903 | 15132.7411 | 9.4031 | 945.0339 | 15132.7411 | 945.0339 | 0.026145 | 0.0067003 | 1251 | 14.7331 | 25.7288 | 3 | 2.3911 | 7.1522 | -1.782 | 0.071989 | 0.0050552 | 4.8259 | 292.9678 | 47.0061 | 34.1509 | 1.1343 | 11.8284 | 14.3319 | 0.47965 | 31% | 34.5% | 35.4% | 96.6% | 11.5% | 15.6% | 0.090232 | 0.042149 | 2.2837 | 15.382 | 3.3784 | 6.1801 | 8.688 | 6.5041 | 2.3794 | 4.1909 | 12.6638 | 6.3689 | 8.7184 | 4.2967 | 51.4354 | 81.6878 | 54.2515 | 88.9818
Central Valley | CORRAL 1103circuit_breaker | 997 | 34 | 90.8005 | 114 | 113.9343 | 31 | 4.5922e-05 | 653.2542 | 5.7408 | 0.026474 | 0.00012571 | 0.29825 | 0.79695 | {03D991AF-6109-4C4F-9E0E-284738E05B02} | 162991103 | CORRAL 1103 | circuit_breaker | 38.1015 | -120.9263 | 538 | 1107 | 101206.9579 |  | 46165.5988 |  | 55041.3591 | 4196.3293 | 8098.016 | 0.0038969 | 0.0014236 | 1725 | 1.0299 | 3.1895 | 2 | 1.9862 | 6.1949 | 1.1979 | 0.026937 | 0.0064689 | 1.4335 | 297.7173 | 42.6567 | 31.2767 | 1.3008 | 13.6173 | 14.9169 | 2.0402 | 28.2% | 26.4% | 49.4% | 11.5% | 56.3% | 95.6% | 0.18268 | 0.033694 | 2.6438 | 20.3699 | 1.0519 | 1.027 | 11.4225 | 8.2038 | 2.4185 | 3.8705 | 13.1948 | 7.7535 | 9.6278 | 5.2743 | 47.0544 | 66.6167 | 52.3085 | 79.3733
Bay Area | ALTO 1124432 | 2774 | 1003 | 1595.3726 | 2130 | 2233.4392 | 90 | 0.00013442 | 0.037818 | 0.99355 | 5.0833e-06 | 0.00012552 | 0.47089 | 0.71431 | {5A7E1969-E475-4A2E-A5C6-85EFB5802FE4} | 42031124 | ALTO 1124 | 432 | 37.9088 | -122.5475 | 174 | 622 | 38990.9764 |  | 12584.9285 |  | 26406.0479 | 12584.9285 | 26168.5291 | 0.011297 | 0.012097 | 1726 | 8.5368 | 18.5783 | 3 | 2.7757 | 7.2387 | -1.0985 | 0.12429 | 0.0070783 | 2.8212 | 294.6984 | 31.8317 | 28.0408 | 0.84981 | 15.4586 | 17.3367 | 6.5082 | 71.1% | 43.4% | 93.6% | 88.2% | 47% | 62.3% | 0.25739 | 0.048195 | 8.6867 | 20.4578 | 2.798 | 16.015 | 11.0937 | 9.464 | 1.7674 | 3.252 | 14.2036 | 11.7493 | 11.4831 | 8.783 | 53.8029 | 57.1435 | 43.439 | 56.6598
North Valley | ORO FINO 11022236 | 9247 | 18 | 25.7989 | 30 | 32.4129 | 12 | 8.6714e-05 | 0.037818 | 3.4173 | 3.2793e-06 | 0.00012528 | 0.6 | 0.79594 | {C813897C-7FF0-4426-960C-CC77387AFFF1} | 103031102 | ORO FINO 1102 | 2236 | 39.8719 | -121.6119 | 21 | 5 | 4362.7432 |  | 4120.4561 |  | 242.2871 | 4120.4561 | 242.2871 | 0.0015033 | 0.0010406 | 1727 | 7.8726 | 17.0935 | 3 | 2.5657 | 8.1889 | -5.4037 | 0.051304 | 0.0054477 | 4.0111 | 295.5863 | 48.4715 | 37.1204 | 1.3563 | 11.7762 | 14.0856 | 0.40213 | 32.9% | 23.6% | 69.9% | 72.3% | 46.2% | 13.6% | 0.0094377 | 0.045652 | 1.6364 | 11.2727 | 0.33152 | 0.65217 | 12.3093 | 9.2354 | 2.465 | 4.3109 | 13.0923 | 5.336 | 7.7712 | 3.4718 | 60.4603 | 113.1843 | 53.2969 | 97.5461
North Coast | UKIAH 1114544 | 2842 | 30 | 39.0201 | 53 | 47.3184 | 7 | 2.8672e-05 | 0.1884 | 5.8552 | 3.6695e-06 | 0.00012497 | 0.56604 | 0.82463 | {4F4D60A8-18DF-4AD7-9533-2FDA5C5224B4} | 42771114 | UKIAH 1114 | 544 | 39.123 | -123.1811 | 143 | 147 | 21655.4821 |  | 16090.1587 |  | 5565.3234 | 423.9084 | 460.9537 | 0.00087476 | 0.0002007 | 1728 | 1.8959 | 6.1147 | 2 | 1.8332 | 5.9947 | -2.3552 | 0.03 | 0.0061249 | 2.6374 | 296.0384 | 40.4141 | 44.6532 | 1.1686 | 13.8509 | 15.8854 | 0.43162 | 24.9% | 60.1% | 0.3% | 3.6% | 79.9% | 11.1% | 0.40894 | 0.031 | 3.2 | 18.6 | 4.193 | 5.3 | 15.0071 | 12.6407 | 2.417 | 4.0406 | 13.2339 | 7.3432 | 7.9188 | 4.327 | 80.6986 | 120.8776 | 52.1743 | 84.8292
Central Coast | BIG BASIN 110210254 | 5561 | 9 | 19.9844 | 14 | 21.9795 | 3 | 8.1111e-05 | 0.037818 | 1.7472 | 3.0674e-06 | 0.00012483 | 0.64286 | 0.90923 | {4260F392-8CF2-458A-B972-28FCF38AA586} | 82841102 | BIG BASIN 1102 | 10254 | 37.1391 | -122.1786 | 18 | 3 | 3468.7391 |  | 3441.3015 |  | 27.4376 | 3441.3015 | 27.4376 | 0.00037448 | 0.00024333 | 1729 | 5.3827 | 13.6703 | 3 | 2.2248 | 5.7484 | 3.1695 | 0.04925 | 0.0066626 | 3.5225 | 294.3545 | 39.4506 | 36.7485 | 0.98449 | 13.9057 | 15.7899 | 0.41403 | 59.2% | 35.1% | 79.5% | 65% | 55.3% | 25.6% | 0.098188 | 0.04075 | 1.5 | 8.6429 | 0.017 | 0.35 | 11.317 | 9.7506 | 1.8708 | 3.6801 | 13.9308 | 8.1344 | 8.8623 | 5.3928 | 57.6629 | 89.426 | 47.8918 | 80.2898
North Coast | SONOMA 1105404 | 1870 | 15 | 35.4173 | 56 | 61.4421 | 9 | 0.00010321 | 0.038428 | 1.4741 | 3.9728e-06 | 0.00012449 | 0.26786 | 0.57643 | {A0925B55-2E02-42A8-B141-C53A4CA4086F} | 42721105 | SONOMA 1105 | 404 | 38.2708 | -122.4182 | 303 | 374 | 56778.6675 |  | 28928.7411 |  | 27849.9265 | 18092.5178 | 16993.358 | 0.0011204 | 0.00092888 | 1730 | 3.1648 | 7.7559 | 2.2809 | 2.4352 | 6.9626 | -0.67004 | 0.036321 | 0.0070057 | 2.5112 | 296.3778 | 34.9454 | 30.6666 | 1.017 | 15.1547 | 16.8021 | 0.90324 | 24.7% | 21.4% | 56.5% | 9.6% | 65.5% | 37.2% | 0.1048 | 0.021171 | 2.107 | 16.6578 | 0.061104 | 0.18729 | 7.4392 | 6.1956 | 1.9235 | 3.6078 | 14.3211 | 10.4691 | 11.0815 | 7.0376 | 48.9359 | 61.4029 | 44.3641 | 67.2508
Sierra | GRASS VALLEY 11032180 | 1069 | 1241 | 2008.0498 | 4418 | 3303.534 | 597 | 6.4276e-05 | 118.5142 | 19.2778 | 0.0052376 | 0.00066244 | 0.2809 | 0.60785 | {5AF8F290-EBD8-4203-A9EE-DEB7B6BE68A5} | 152031103 | GRASS VALLEY 1103 | 2180 | 39.1524 | -121.0775 | 632 | 552 | 117192.0527 | 72.8199 | 70305.7957 | 43.6861 | 46886.257 | 70305.7957 | 46886.257 | 0.39547 | 0.038373 | 612 | 3.7166 | 10.8513 | 2 | 2.5995 | 6.7181 | -0.17115 | 0.042794 | 0.005704 | 3.216 | 295.2658 | 46.0454 | 32.2761 | 1.2137 | 12.5134 | 14.4392 | 0.80029 | 59.3% | 61.5% | 34.9% | 47.8% | 23.2% | 68.5% | 0.057707 | 0.063733 | 2.8294 | 17.6445 | 7.7936 | 7.9591 | 8.043 | 6.4447 | 2.2555 | 4.099 | 12.7179 | 5.5654 | 8.1946 | 3.8148 | 54.5015 | 92.3839 | 53.9654 | 94.8194
North Valley | VOLTA 110165764 | 8700 | 2 | 3.9262 | 7 | 5.7178 | 3 | 7.1251e-05 | 163.6892 | 3.8843 | 0.011044 | 0.00012394 | 0.28571 | 0.68667 | {375728DD-644E-4E4B-9A8F-230DD2D4E917} | 102541101 | VOLTA 1101 | 65764 | 40.4014 | -121.8771 | 52 | 20 | 18309.952 |  | 16669.3981 |  | 1640.5539 | 16669.3981 | 1640.5539 | 0.00037183 | 0.00021375 | 1732 | 2.33 | 6.4665 | 2 | 2.8095 | 8.6382 | -1.3676 | 0.011306 | 0.005896 | 2.3739 | 296.6781 | 45.9829 | 36.3537 | 1.4066 | 12.3921 | 14.5801 | 0.50201 | 32.7% | 26% | 59.8% | 30.3% | 61.8% | 61.6% | 0.016165 | 0.022387 | 1.4792 | 10.375 | 0.011486 | 0.031532 | 14.5967 | 10.7439 | 2.5357 | 4.4573 | 12.7109 | 5.9871 | 7.8373 | 4.2778 | 67.306 | 97.0121 | 54.6098 | 91.9161
Bay Area | MENLO 11038982 | 7554 | 818 | 1544.1451 | 969 | 1636.1077 | 69 | 4.7573e-05 | 0.037818 | 4.6083 | 1.7991e-06 | 0.00012372 | 0.84417 | 0.94379 | {122C7DAC-AC52-4005-A738-CAEFD4E1581A} | 24131103 | MENLO 1103 | 8982 | 37.2682 | -122.2113 | 63 | 81 | 10527.0404 |  | 7297.022 |  | 3230.0184 | 7297.022 | 3230.0184 | 0.008537 | 0.0032826 | 1733 | 13.5956 | 25.2323 | 2 | 1.6665 | 4.4475 | -3.1383 | 0.083211 | 0.007063 | 2.3377 | 295.1821 | 32.7774 | 31.2684 | 0.88707 | 15.6216 | 17.369 | 0.14291 | 71% | 79.2% | 42.1% | 96.4% | 50.8% | 69.1% | 0.0019182 | 0.27128 | 2.1429 | 14.1571 | 0.56541 | 8.8899 | 11.0697 | 9.5566 | 1.8113 | 3.6335 | 15.1553 | 10.3552 | 9.2529 | 6.055 | 58.8001 | 71.8244 | 44.9827 | 70.8367
Central Coast | ZACA 1101Y72 | 8121 | 9 | 10.8428 | 29 | 24.1255 | 13 | 2.3684e-05 | 8.4133 | 13.3101 | 0.00014077 | 0.00012351 | 0.31034 | 0.44944 | {1D20AD79-1B20-4BDE-B0E8-CF4AA41EFB2A} | 182681101 | ZACA 1101 | Y72 | 34.7208 | -120.1303 | 48 | 51 | 12917.6888 |  | 10339.027 |  | 2578.6619 | 8576.3267 | 2508.5385 | 0.0016057 | 0.00030789 | 1734 | 0.90022 | 3.2667 | 2.2167 | 3.2871 | 8.4699 | 0.88889 | 0.0043333 | 0.0067904 | 1.0761 | 298.4362 | 45.0726 | 38.6957 | 1.2519 | 12.9858 | 13.7865 | 0.087115 | 59% | 87.6% | 18.9% | 10.3% | 90.7% | 7.3% | 0.14195 | 0.017917 | 1.9556 | 14.5778 | 0.053833 | 0.24167 | 10.6488 | 9.3936 | 2.2583 | 3.6212 | 10.9435 | 9.476 | 6.6239 | 6.3301 | 69.3601 | 74.1238 | 64.0975 | 72.0437
Central Coast | CAMP EVERS 210355638 | 3714 | 176 | 262.8196 | 841 | 679.8489 | 27 | 0.00013442 | 0.037818 | 0.90443 | 5.0836e-06 | 0.00012351 | 0.20927 | 0.38659 | {4C9A65DC-55B1-4CE2-AD64-FA340511DC8F} | 83622103 | CAMP EVERS 2103 | 55638 | 37.0139 | -122.0341 | 82 | 234 | 16225.6931 |  | 5626.2533 |  | 10599.4398 | 2080.9167 | 2069.4858 | 0.0033347 | 0.0036294 | 1735 | 8.1102 | 18.99 | 3 | 1.4456 | 3.7249 | -1.1543 | 0.050303 | 0.0071672 | 2.8021 | 295.7901 | 28.5917 | 26.3643 | 0.84454 | 16.7013 | 18.4416 | 4.6382 | 58.8% | 23.7% | 88.6% | 80% | 31% | 86.3% | 0.14729 | 0.044848 | 3.5455 | 17.6818 | 5.8521 | 25.4848 | 8.6605 | 7.7738 | 1.7755 | 3.3123 | 16.2486 | 12.6167 | 11.1198 | 8.2994 | 46.5994 | 53.7674 | 38.2714 | 57.5567
Bay Area | CALISTOGA 1102769230 | 4284 | 482 | 674.2981 | 957 | 961.9363 | 96 | 0.00012043 | 0.053716 | 1.038 | 6.3124e-06 | 0.00012333 | 0.50366 | 0.70098 | {3F9D2397-C923-47B2-B02D-BB46163B7124} | 42711102 | CALISTOGA 1102 | 769230 | 38.5678 | -122.5383 | 229 | 219 | 49354.0336 |  | 27488.654 |  | 21865.3796 | 16210.9352 | 14440.1129 | 0.01184 | 0.011562 | 1736 | 7.5411 | 15.4671 | 2.9627 | 1.7979 | 5.0429 | -1.5785 | 0.047649 | 0.0066919 | 2.6205 | 296.7757 | 38.8164 | 32.3489 | 1.13 | 14.3447 | 16.1081 | 1.0881 | 70.8% | 44.2% | 89.5% | 73.7% | 92.9% | 19.1% | 0.33665 | 0.028843 | 1.9161 | 16.8042 | 1.5974 | 3.5709 | 10.6844 | 7.9028 | 2.2176 | 3.7934 | 14.2885 | 7.9359 | 8.5742 | 4.8073 | 52.4431 | 83.043 | 48.1966 | 81.697
North Coast | MONROE 2103circuit_breaker | 2170 | 1 | 1.2048 | 4 | 1.8497 | 3 | 2.7241e-05 | 631.2744 | 10.269 | 0.017222 | 0.0001233 | 0.25 | 0.65134 | {D546C25E-2665-4E0F-83E6-19A6D0D70A7D} | 43302103 | MONROE 2103 | circuit_breaker | 38.4531 | -122.7437 | 544 | 611 | 49029.0217 |  | 23628.7455 |  | 25400.2762 | 674.1153 | 230.8668 | 0.00036991 | 8.1722e-05 | 1737 | 1.1879 | 4.8491 | 3 | 1.4525 | 4.6061 | -1.7662 | 0.0022222 | 0.006964 | 2.5213 | 295.2449 | 31.5686 | 28.7902 | 0.87788 | 15.6972 | 17.4841 | 14.6723 | 24.6% | 74.6% | 0% | 0.7% | 48.3% | 47.3% | 0.059729 | 0.0077778 | 3 | 15.5 | 0.37889 | 0.44444 | 10.7564 | 8.668 | 1.8908 | 3.4271 | 15.3491 | 10.505 | 10.9564 | 7.1227 | 49.4135 | 72.9172 | 41.3799 | 67.2381
Bay Area | CLAYTON 22127758 | 7240 | 85 | 125.3349 | 283 | 223.3128 | 42 | 3.5824e-05 | 1001.9491 | 5.5785 | 0.03342 | 0.00012314 | 0.30035 | 0.56125 | {D423A3F7-280A-4662-8630-3491AC2B7D20} | 12022212 | CLAYTON 2212 | 7758 | 37.8794 | -121.868 | 27 | 28 | 10109.6541 |  | 5210.7596 |  | 4898.8945 | 5210.7596 | 4898.8945 | 0.0051718 | 0.0015046 | 1738 | 2.4561 | 6.9902 | 3 | 4.1797 | 9.5438 | -9.0162 | 0.038434 | 0.0059571 | 1.7871 | 295.407 | 47.9093 | 38.7081 | 1.1919 | 12.0605 | 13.5076 | 0.066453 | 70.6% | 83% | 29% | 16.3% | 97.5% | 0.2% | 0.11606 | 0.061205 | 1.4211 | 15.7368 | 1.1037 | 3.4096 | 6.8439 | 6.2394 | 2.2922 | 3.9291 | 12.036 | 7.1815 | 8.2714 | 4.745 | 54.471 | 80.951 | 57.2305 | 86.2245
Central Coast | ATASCADERO 1103A14 | 6902 | 849 | 1203.289 | 1571 | 1563.7449 | 218 | 5.1545e-05 | 1.7577 | 0.86929 | 8.7226e-05 | 5.1069e-05 | 0.54042 | 0.76949 | {3081AC44-490C-41E8-9095-7905CD98E81E} | 182541103 | ATASCADERO 1103 | A14 | 35.3237 | -120.5163 | 170 | 158 | 48649.5509 | 30.2295 | 40416.4237 | 25.1137 | 8233.1271 | 40416.4237 | 8233.1271 | 0.011133 | 0.011237 | 2269 | 1.1643 | 4.5959 | 2.3303 | 2.2928 | 6.2768 | -1.5227 | 0.01178 | 0.0061454 | 1.5021 | 298.0944 | 44.8035 | 37.8591 | 1.3137 | 13.1456 | 14.1724 | 0.29432 | 37.4% | 22.7% | 63.6% | 21.2% | 92.9% | 9.5% | 0.14118 | 0.040349 | 1.5388 | 14.1068 | 0.81053 | 2.8826 | 8.195 | 8.437 | 2.1117 | 3.7628 | 11.2795 | 8.7636 | 7.6108 | 5.5923 | 58.6767 | 75.356 | 59.5285 | 76.4486
North Coast | FITCH MOUNTAIN 11134566 | 4180 | 1067 | 1393.6978 | 1935 | 1898.0103 | 198 | 0.00011661 | 0.058281 |  | 6.6468e-06 | 0.00011661 | 0.55142 | 0.73429 | {E3F69DF5-8A62-4068-9DEE-C082DBE7414E} | 42751113 | FITCH MOUNTAIN 1113 | 4566 | 38.6063 | -122.8864 | 243 | 313 | 56471.943 | 35.0901 | 27995.22 | 17.3955 | 28476.723 | 18477.8969 | 14246.0865 | 0.023089 | 0.023089 | 1784 | 7.3649 | 16.0776 | 2 | 1.9352 | 5.8457 | -1.109 | 0.051424 | 0.0067925 | 3.0519 | 296.7705 | 33.0883 | 32.3811 | 1.0633 | 15.613 | 17.5175 | 0.89556 | 22.9% | 0% | 64.8% | 43.9% | 68.9% | 46.1% | 0.17809 | 0.053766 | 1.8639 | 15.5148 | 2.0904 | 6.1234 | 11.0644 | 9.1206 | 2.3308 | 3.7554 | 14.6239 | 10.6055 | 10.2979 | 7.4474 | 58.1011 | 75.0367 | 45.9825 | 64.9239
Sierra | GRASS VALLEY 1103circuit_breaker | 9899 | 0 | 0 | 19 | 9.3349 | 1 | 0.00012286 | 0.037818 |  | 4.6461e-06 | 0.00012286 | 0 | 0 | {EB087661-42A5-46E0-BB53-1DC1A49FC6AA} | 152031103 | GRASS VALLEY 1103 | circuit_breaker | 39.209 | -121.0611 | 11 | 10 | 433.4571 |  | 191.1806 |  | 242.2765 | 191.1806 | 242.2765 | 0.00012286 | 0.00012286 | 1741 | 2.5899 | 15.1409 | 2 | 2.0751 | 5.8237 | 6.5128 | 0.15 | 0.0055215 | 3.7757 | 294.0524 | 44.7551 | 31.8908 | 1.1199 | 12.6675 | 14.7644 | 20.4116 | 17.1% | 0% | 92.4% | 67.1% | 10% | 76.3% | 0.84798 | 2.7285e-14 | 27 | 22 | 0 | 19 | 8.6714 | 6.8511 | 1.9514 | 3.4504 | 13.6049 | 6.1356 | 8.5149 | 4.1251 | 52.4417 | 90.9612 | 50.2313 | 91.0167
Bay Area | WOODSIDE 11049032 | 388 | 123 | 229.2226 | 464 | 435.0938 | 28 | 0.00016205 | 0.037818 | 0.39327 | 6.1284e-06 | 0.00012284 | 0.26509 | 0.52683 | {4CEFDA18-FC78-4DED-AF3C-6DA953E1658C} | 24251104 | WOODSIDE 1104 | 9032 | 37.4292 | -122.2559 | 216 | 253 | 24686.643 |  | 12668.8794 |  | 12017.7637 | 6850.4288 | 6199.2336 | 0.0034396 | 0.0045374 | 1742 | 5.8876 | 15.2984 | 2.6111 | 2.4603 | 6.4703 | -1.4728 | 0.072685 | 0.0067538 | 2.1995 | 296.5846 | 35.0717 | 31.3142 | 1.0524 | 15.1866 | 16.8685 | 3.1806 | 70.4% | 30.1% | 98% | 72.4% | 77.9% | 47.5% | 0.13655 | 0.066667 | 2.679 | 18.0741 | 1.5405 | 4.2963 | 10.436 | 9.2502 | 2.1381 | 3.9308 | 14.6442 | 9.9781 | 9.8954 | 6.3032 | 58.9299 | 66.4995 | 45.3443 | 71.2876
Bay Area | SAN RAFAEL 110168970 | 6381 | 22 | 31.7726 | 231 | 142.9893 | 12 | 0.00012688 | 0.037818 | 0.94714 | 4.7981e-06 | 0.00012261 | 0.095238 | 0.2222 | {0E23B264-3DB8-4CEC-B1FE-F1CB20A30CF5} | 42011101 | SAN RAFAEL 1101 | 68970 | 37.9735 | -122.5333 | 170 | 620 | 32701.6885 |  | 6755.3309 |  | 25946.3575 | 1316.5192 | 4305.1866 | 0.0014714 | 0.0015225 | 1743 | 8.8088 | 18.8526 | 2.8667 | 1.7648 | 5.7304 | 0.4765 | 0.142 | 0.0070895 | 2.6448 | 295.5957 | 33.4643 | 29.744 | 0.92325 | 15.186 | 16.9468 | 25.0563 | 70.2% | 42.6% | 91.5% | 89.3% | 57% | 47.2% | 0.32401 | 0.045333 | 7.1333 | 22 | 2.2233 | 15.4 | 11.094 | 9.5417 | 1.8928 | 3.4537 | 13.6138 | 11.4756 | 11.2374 | 8.6697 | 55.3043 | 59.7722 | 45.8263 | 58.071
North Valley | BURNEY 110245984 | 4565 | 126 | 164.1077 | 443 | 328.6191 | 72 | 4.0214e-05 | 0.037818 | 4.2796 | 1.5208e-06 | 0.00012258 | 0.28442 | 0.49939 | {1877F2B7-68C6-4031-8C15-9D4F18F07556} | 103311101 | BURNEY 1102 | 45984 | 40.8795 | -121.6742 | 182 | 496 | 26208.4965 |  | 7772.5624 |  | 18435.9341 | 7772.5624 | 18435.9341 | 0.0088261 | 0.0028954 | 1744 | 4.1297 | 14.5845 | 2 | 2.0271 | 6.0036 | 0.1075 | 0.045253 | 0.0046058 | 2.221 | 292.4303 | 37.0473 | 28.9412 | 1.0051 | 14.6882 | 16.7417 | 11.2382 | 32.1% | 27.8% | 30.9% | 64.7% | 8.4% | 99.7% | 0.42355 | 0.042323 | 8.1807 | 20.4217 | 2.1505 | 4.4747 | 7.7576 | 6.8378 | 1.8652 | 3.2836 | 14.1786 | 7.7694 | 9.2837 | 5.7993 | 46.2697 | 73.0545 | 48.609 | 80.6232
Central Valley | PEORIA 170570198 | 8506 | 13 | 23.7402 | 117 | 65.37 | 19 | 7.1072e-05 | 364.9787 | 2.0927 | 0.027721 | 0.00012239 | 0.11111 | 0.36317 | {21D2A9B2-3258-44D7-A4FD-EDFB8BC88DE8} | 163781705 | PEORIA 1705 | 70198 | 37.9573 | -120.4383 | 84 | 85 | 8397.8451 |  | 5122.9043 |  | 3274.9408 | 3727.5999 | 779.5944 | 0.0023255 | 0.0013504 | 1745 | 2.0499 | 6.0265 | 2 | 1.9964 | 5.4399 | -0.83204 | 0.021622 | 0.006145 | 1.9257 | 297.0777 | 42.5403 | 34.0538 | 1.2634 | 13.6273 | 15.0675 | 4.731 | 27.7% | 9.7% | 73.8% | 31.7% | 43% | 96.5% | 0.068349 | 0.094865 | 2.05 | 13.9 | 1.1446 | 3.1622 | 10.7796 | 8.0584 | 2.1635 | 3.9255 | 13.599 | 7.4925 | 9.7955 | 4.9865 | 48.666 | 82.4928 | 49.5334 | 82.9639
Bay Area | ROSSMOOR 1101L503R | 613 | 388 | 767.5915 | 675 | 922.0966 | 70 | 6.0232e-05 | 6.7894 | 2.8679 | 0.000349 | 0.00012222 | 0.57481 | 0.83244 | {93932C89-B87A-4F1E-B65E-D8FDB2772713} | 14161101 | ROSSMOOR 1101 | L503R | 37.9011 | -122.1121 | 127 | 446 | 28010.2506 |  | 6929.1359 |  | 21081.1147 | 6929.1359 | 21081.1147 | 0.0085556 | 0.0042162 | 1746 | 3.9659 | 12.5863 | 2.0729 | 3.3456 | 6.9717 | -2.6372 | 0.058958 | 0.0068791 | 1.8303 | 295.6135 | 34.8076 | 31.6377 | 0.9723 | 15.1537 | 16.6029 | 20.8191 | 70.1% | 68.7% | 58.4% | 57.5% | 68.6% | 44.6% | 0.39183 | 0.0325 | 7.1154 | 21.1538 | 2.9914 | 7.0312 | 7.367 | 6.9456 | 2.0733 | 3.6531 | 14.4498 | 10.2596 | 10.3917 | 6.7233 | 48.5012 | 65.4879 | 45.0571 | 68.3857
Central Valley | CURTIS 1702circuit_breaker | 1459 | 974 | 1451.3528 | 2991 | 2253.498 | 310 | 7.0077e-05 | 106.4673 | 17.0402 | 0.0068997 | 0.00054057 | 0.32564 | 0.64404 | {7226EEDE-AAEC-45AB-A41D-23DA3572485A} | 163351702 | CURTIS 1702 | circuit_breaker | 37.9745 | -120.32 | 524 | 742 | 79338.0532 | 49.2985 | 36730.9251 | 22.8236 | 42607.1281 | 35160.9523 | 40104.3156 | 0.16758 | 0.021724 | 744 | 3.8141 | 10.7508 | 2 | 2.2975 | 5.3142 | 0.043219 | 0.043574 | 0.0057078 | 2.3691 | 295.5144 | 46.7209 | 35.9801 | 1.2324 | 12.4791 | 14.1085 | 4.0386 | 66.7% | 60% | 72.3% | 55.4% | 33% | 58.8% | 0.17545 | 0.09004 | 2.9867 | 18.566 | 4.2174 | 6.006 | 10.7324 | 7.8999 | 2.0348 | 3.7114 | 12.1778 | 6.3237 | 7.9955 | 4.2362 | 53.8251 | 87.4994 | 56.6461 | 90.4098
Central Valley | CURTIS 170190120 | 5467 | 70 | 93.3626 | 480 | 268.1109 | 40 | 8.2739e-05 | 0.038093 | 1.6069 | 3.1468e-06 | 0.00012205 | 0.14583 | 0.34822 | {9E6CCAD4-16BF-438A-8FB8-933F07D27C09} | 163351701 | CURTIS 1701 | 90120 | 37.9736 | -120.3748 | 186 | 477 | 31034.2008 |  | 8306.5424 |  | 22727.6584 | 4659.8125 | 11656.5568 | 0.0048819 | 0.0033096 | 1748 | 3.3736 | 9.6776 | 2 | 2.2118 | 5.3465 | 1.3353 | 0.047222 | 0.006193 | 2.0967 | 296.4796 | 42.2328 | 33.2963 | 1.2108 | 13.6878 | 15.1809 | 15.8857 | 27.5% | 8.3% | 81.2% | 50.6% | 25.5% | 98.9% | 0.30348 | 0.059306 | 5.34 | 19.48 | 1.9265 | 6.6667 | 11.0583 | 8.1585 | 2.0451 | 3.8309 | 13.465 | 7.1472 | 9.3343 | 4.773 | 47.3798 | 82.4416 | 50.986 | 85.4096
Central Coast | TEMPLETON 2110R90 | 2816 | 1077 | 1540.5366 | 4190 | 3502.0522 | 581 | 6.4776e-05 | 25.1613 | 0.54594 | 0.0015444 | 4.9984e-05 | 0.25704 | 0.4399 | {F2DB4641-1C59-4A03-8B1A-285CBA9763E2} | 183052110 | TEMPLETON 2110 | R90 | 35.5581 | -120.7772 | 693 | 471 | 150657.1596 | 93.6143 | 120177.2391 | 74.6749 | 30479.9205 | 106123.5164 | 25635.5656 | 0.029041 | 0.037635 | 2280 | 3.497 | 9.6169 | 2.4938 | 3.0791 | 7.3103 | -0.42413 | 0.033041 | 0.005566 | 1.6428 | 296.8273 | 42.0755 | 35.9216 | 1.1977 | 13.6886 | 14.7463 | 0.21978 | 37% | 16.6% | 72.5% | 51.6% | 88.5% | 20.7% | 0.091429 | 0.076947 | 1.4377 | 12.4878 | 0.91077 | 2.8897 | 9.2505 | 8.8994 | 1.9025 | 3.4528 | 13.2925 | 9.2658 | 10.1706 | 6.4357 | 56.7444 | 78.3156 | 50.3632 | 71.9583
Central Valley | STANISLAUS 17021850 | 4968 | 2 | 2.7086 | 57 | 30.3673 | 12 | 0.00011027 | 0.037818 | 1.0802 | 4.17e-06 | 0.0001218 | 0.035088 | 0.089195 | {B87C881C-26C5-430F-BDD9-C06CB7701154} | 162821702 | STANISLAUS 1702 | 1850 | 38.2415 | -120.3611 | 451 | 928 | 57071.7401 |  | 21674.5076 |  | 35397.2324 | 21674.5076 | 35397.2324 | 0.0014616 | 0.0013232 | 1750 | 13.1677 | 30.0462 | 3 | 2.4901 | 6.287 | 0.10718 | 0.11605 | 0.0055769 | 3.4003 | 291.9529 | 44.3028 | 32.9561 | 0.99757 | 12.5975 | 14.5531 | 7.5346 | 27.3% | 6.7% | 94.2% | 96.2% | 5.1% | 62.5% | 0.38338 | 0.096049 | 6.1898 | 21.0046 | 0.01679 | 0.23457 | 14.5618 | 10.4524 | 1.8628 | 2.9675 | 12.394 | 6.4428 | 7.4005 | 4.3463 | 51.1555 | 75.5816 | 54.9977 | 88.4396
Central Coast | SAN LUIS OBISPO 1104V46 | 4688 | 216 | 403.9268 | 1018 | 838.9299 | 130 | 6.2515e-05 | 0.73432 | 0.91717 | 4.2596e-05 | 4.9574e-05 | 0.21218 | 0.48148 | {73F7E742-5FE2-48F8-9BFF-7AB912085CD1} | 182631104 | SAN LUIS OBISPO 1104 | V46 | 35.1754 | -120.5259 | 313 | 124 | 40839.1116 | 25.3763 | 33475.4301 | 20.8007 | 7363.6815 | 30343.0121 | 6606.7419 | 0.0064446 | 0.0081269 | 2285 | 3.5093 | 11.8553 | 2.6014 | 2.4623 | 7.2498 | -1.7077 | 0.01691 | 0.0067026 | 1.2292 | 297.9021 | 41.6017 | 35.9626 | 1.189 | 13.6617 | 14.5964 | 0.64743 | 36.4% | 23.9% | 71.1% | 60.4% | 87.5% | 19.6% | 0.11534 | 0.0455 | 1.6741 | 11.0625 | 1.6203 | 2.4009 | 9.0985 | 8.7866 | 2.1916 | 4.1716 | 11.3854 | 9.5925 | 7.3733 | 6.4478 | 64.2494 | 71.7442 | 61.3019 | 71.7463
Central Valley | COARSEGOLD 2102383092 | 8718 | 2 | 2.7086 | 3 | 3.1625 | 2 | 5.2767e-05 | 0.037818 | 2.8335 | 1.9955e-06 | 0.00012165 | 0.66667 | 0.85648 | {96EF7A8C-C5F4-4169-B851-BA4324B1FDB9} | 254432102 | COARSEGOLD 2102 | 383092 | 37.3087 | -119.5844 | 27 | 1 | 620.6322 |  | 613.1926 |  | 7.4396 | 613.1926 | 7.4396 | 0.00024331 | 0.00010553 | 1752 | 3.0453 | 8.7229 | 3 | 1.5864 | 4.1962 | 5.7925 | 0.025 | 0.005859 | 2.329 | 295.9182 | 50.9971 | 34.8349 | 1.3168 | 11.3835 | 12.8566 | 0.7351 | 27.1% | 12.9% | 57.9% | 45.2% | 62.1% | 28.4% | 0.13246 | 0.045 | 2 | 5 | 2.04 | 1.5 | 9.5581 | 8.1562 | 2.1803 | 3.6742 | 10.8581 | 6.2698 | 6.7753 | 4.2424 | 51.8615 | 72.2554 | 63.927 | 89.4043
Bay Area | OAKLAND X 1104CR288 | 2971 | 236 | 592.9499 | 779 | 886.9933 | 53 | 5.7916e-05 | 0.037818 | 2.9566 | 2.1902e-06 | 0.00012154 | 0.30295 | 0.66849 | {E0AFB0D0-4FAA-4A38-B181-558E89FECB34} | 12541104 | OAKLAND X 1104 | CR288 | 37.8186 | -122.2054 | 100 | 394 | 21336.9617 |  | 4410.6695 |  | 16926.2922 | 4410.6695 | 16926.2922 | 0.0064418 | 0.0030695 | 1753 | 8.316 | 17.7472 | 2.9844 | 2.5461 | 5.9854 | 1.7644 | 0.10734 | 0.0069424 | 1.989 | 292.7371 | 33.3236 | 30.8851 | 0.73486 | 15.1516 | 16.6754 | 10.0801 | 69.9% | 69.7% | 56.4% | 84.8% | 25.2% | 44.1% | 0.33206 | 0.046719 | 8.069 | 21.3621 | 3.9777 | 12.1719 | 8.1178 | 7.4789 | 1.5876 | 3.1035 | 14.7025 | 10.6675 | 9.9319 | 7.0154 | 51.2181 | 59.7602 | 45.2971 | 65.5939
North Coast | GUALALA 1111445166 | 9142 | 481 | 846.1979 | 567 | 886.4965 | 73 | 8.9632e-05 | 0.041353 | 1.4653 | 3.6475e-06 | 0.00012151 | 0.84832 | 0.95454 | {69ECBFC6-9041-42D6-B70D-8E6BF5F8976F} | 42841111 | GUALALA 1111 | 445166 | 38.6937 | -123.4238 | 115 | 38 | 16207.7717 |  | 14711.3731 |  | 1496.3986 | 9193.5626 | 454.3565 | 0.0088703 | 0.0065431 | 1754 | 11.2869 | 32.1188 | 2 | 4.2205 | 10.8058 | -1.1155 | 0.029817 | 0.0071524 | 2.4962 | 290.7881 | 18.7341 | 22.5103 | 0.4211 | 19.0509 | 20.9959 | 1.2699 | 24.1% | 21.2% | 43.2% | 88.4% | 5.8% | 93.9% | 0.19538 | 0.044118 | 2.1489 | 10.8298 | 2.1844 | 5.2018 | 13.2299 | 11.577 | 1.3176 | 1.8144 | 18.4405 | 15.9791 | 14.2426 | 12.7418 | 46.048 | 49.9243 | 29.5178 | 37.7153
North Valley | JESSUP 110141356 | 4012 | 468 | 1006.8586 | 1306 | 1277.7882 | 281 | 5.3838e-05 | 305.4693 | 71.5656 | 0.015769 | 0.0015588 | 0.35835 | 0.78797 | {7C8CD245-F5C5-41C8-8C39-1CC5C953323C} | 103441101 | JESSUP 1101 | 41356 | 40.4772 | -122.4548 | 440 | 440 | 81196.4014 | 50.4532 | 52454.1999 | 32.5936 | 28742.2014 | 52454.1999 | 28742.2014 | 0.43801 | 0.015128 | 240 | 1.5691 | 4.3125 | 2 | 2.4331 | 7.7955 | 0.87079 | 0.0060481 | 0.0060006 | 2.5656 | 297.9236 | 48.9182 | 33.3232 | 1.5858 | 11.8892 | 13.9782 | 0.96622 | 83.8% | 93.1% | 46% | 14.5% | 86.1% | 19.9% | 0.12042 | 0.0037826 | 1.9688 | 15.0559 | 1.2653 | 1.7437 | 9.4239 | 6.6669 | 2.8925 | 4.9216 | 11.2393 | 5.633 | 7.1402 | 4.2517 | 58.4642 | 78.2974 | 61.7981 | 93.3693
North Valley | DESCHUTES 11019722 | 7817 | 47 | 101.6276 | 258 | 150.4772 | 40 | 4.2247e-05 | 462.267 | 6.668 | 0.023889 | 0.00012132 | 0.18217 | 0.67537 | {02E1E6D5-2F65-4901-878D-9181104BB0F8} | 103351101 | DESCHUTES 1101 | 9722 | 40.5633 | -122.2012 | 94 | 54 | 10259.1806 |  | 7564.9094 |  | 2694.2712 | 4975.6844 | 1658.3402 | 0.0048529 | 0.0016899 | 1756 | 1.4916 | 4.4348 | 2 | 2.0508 | 7.5864 | -0.35554 | 0.0075806 | 0.005889 | 2.3968 | 298.1988 | 47.7752 | 38.058 | 1.5662 | 12.2952 | 14.3542 | 1.247 | 31.8% | 34.6% | 32.4% | 15.3% | 79.2% | 52% | 0.085087 | 0.0033871 | 1.9111 | 12.9333 | 2.2123 | 4.1613 | 12.5177 | 9.5076 | 2.8972 | 4.8021 | 11.3399 | 5.7769 | 7.344 | 4.4929 | 72.6418 | 98.1717 | 61.1636 | 92.699
Bay Area | ROSSMOOR 11018132 | 4672 | 122 | 271.816 | 301 | 371.0467 | 46 | 7.2232e-05 | 0.037818 | 2.442 | 2.7317e-06 | 0.00012132 | 0.40532 | 0.73257 | {71494031-9F05-4CC0-A953-4E31E51E28B7} | 14161101 | ROSSMOOR 1101 | 8132 | 37.911 | -122.1008 | 97 | 239 | 18570.1599 |  | 5907.1746 |  | 12662.9853 | 4210.4765 | 9317.2345 | 0.0055808 | 0.0033227 | 1757 | 4.8289 | 13.5558 | 2 | 3.4277 | 7.0192 | 0.89444 | 0.034032 | 0.0068352 | 1.7176 | 296.2223 | 38.1787 | 34.3432 | 1.0557 | 14.4059 | 15.8085 | 8.3982 | 69.5% | 65.1% | 72.1% | 64.1% | 78.2% | 20.7% | 0.33821 | 0.027581 | 4.6875 | 19.8958 | 2.0442 | 4.8548 | 7.1347 | 6.7712 | 2.1345 | 3.7453 | 13.297 | 9.7006 | 10.0774 | 6.5572 | 54.1711 | 68.4226 | 49.6599 | 70.9002
Central Coast | GREEN VALLEY 21011645 | 9752 | 129 | 209.9154 | 152 | 222.0392 | 8 | 7.8055e-05 | 0.037818 | 2.4615 | 2.9519e-06 | 0.00012074 | 0.84868 | 0.9454 | {0AA45AF7-C211-4B8E-8C0A-4D0687522BE1} | 83192101 | GREEN VALLEY 2101 | 1645 | 37.0218 | -121.7653 | 11 | 7 | 1811.2353 |  | 777.8514 |  | 1033.3839 | 777.8514 | 1033.3839 | 0.00096591 | 0.00062444 | 1758 | 10.3669 | 25.0112 | 3 | 1.7587 | 4.7523 | 2.5403 | 0.078571 | 0.0068596 | 2.3912 | 295.6902 | 39.0994 | 30.9901 | 0.98995 | 14.0284 | 15.5736 | 0.27834 | 58.6% | 45% | 77.7% | 97.3% | 57.7% | 29.7% | 0.0716 | 0.11643 | 2.375 | 17.75 | 0.80786 | 10.8571 | 7.5831 | 7.0385 | 1.9253 | 3.737 | 13.3713 | 8.9851 | 7.9981 | 5.29 | 49.0063 | 64.8346 | 52.2606 | 76.9477
Bay Area | VALLEY VIEW 1106P176 | 4110 | 28 | 71.316 | 119 | 121.8433 | 16 | 5.5128e-05 | 0.037818 | 4.193 | 2.0848e-06 | 0.00012069 | 0.23529 | 0.58531 | {B787A327-E708-4D5C-865B-C65998470D53} | 14341106 | VALLEY VIEW 1106 | P176 | 37.9566 | -122.2694 | 133 | 644 | 36976.0747 |  | 6680.3499 |  | 30295.7248 | 1598.933 | 7858.7548 | 0.001931 | 0.00088204 | 1759 | 4.5901 | 13.8683 | 2 | 3.3349 | 6.9036 | -3.7536 | 0.040714 | 0.0071303 | 1.7317 | 294.4695 | 33.239 | 28.29 | 0.83069 | 15.217 | 16.669 | 13.5939 | 69.3% | 77.4% | 52.6% | 64.8% | 43.4% | 49.5% | 0.43156 | 0.031429 | 7.125 | 21.2917 | 2.68 | 4.25 | 7.0843 | 6.399 | 1.787 | 3.3894 | 14.3874 | 11.3043 | 10.391 | 7.7243 | 47.7992 | 53.5 | 43.4312 | 61.6007
Bay Area | OAKLAND K 1104CR204 | 1418 | 389 | 956.1869 | 889 | 1249.1787 | 52 | 7.4631e-05 | 0.037817 | 2.4945 | 2.8223e-06 | 0.00012058 | 0.43757 | 0.76545 | {269CD2EB-7EB5-49D9-B9E1-2226E15FD282} | 12101104 | OAKLAND K 1104 | CR204 | 37.8317 | -122.1948 | 130 | 468 | 28837.9686 |  | 6584.4717 |  | 22253.4969 | 6584.4717 | 22253.4969 | 0.0062699 | 0.0038808 | 1760 | 7.5659 | 17.8053 | 3 | 2.9826 | 6.5334 | -3.4415 | 0.16704 | 0.0068444 | 2.0131 | 293.0313 | 33.1045 | 30.282 | 0.76825 | 15.244 | 16.7683 | 5.1437 | 69.1% | 65.7% | 73.7% | 85.1% | 33.6% | 51.5% | 0.36492 | 0.044259 | 10.5625 | 20.5833 | 9.8381 | 16.463 | 7.9464 | 7.3445 | 1.634 | 3.2079 | 14.9317 | 10.6383 | 10.0271 | 7.0089 | 48.4868 | 60.7671 | 44.0893 | 65.9818
Central Valley | SAN JOAQUIN #3 110110060 | 8105 | 32 | 42.0421 | 161 | 99.2785 | 36 | 6.3838e-05 | 0.037818 | 2.5716 | 2.4142e-06 | 0.00011986 | 0.19876 | 0.42348 | {1A848C40-E8B2-462D-A943-C318AC9886BA} | 252531101 | SAN JOAQUIN #3 1101 | 10060 | 37.2927 | -119.5325 | 84 | 172 | 17677.3382 |  | 10431.3936 |  | 7245.9446 | 10431.3936 | 7245.9446 | 0.0043149 | 0.0022982 | 1761 | 10.0228 | 30.027 | 3 | 1.482 | 3.9014 | -1.3604 | 0.049203 | 0.0055773 | 2.4971 | 295.0104 | 51.9153 | 35.8347 | 1.267 | 11.1473 | 12.6406 | 1.5284 | 26.8% | 11.3% | 68.1% | 96% | 44.6% | 21.3% | 0.13138 | 0.19488 | 3.2817 | 16 | 0.43022 | 1.1667 | 9.8756 | 8.3467 | 2.0872 | 3.5001 | 10.5381 | 6.1917 | 6.4931 | 4.2124 | 54.9031 | 74.0386 | 65.6029 | 89.7713
Sierra | LINCOLN 11012310 | 2581 | 248 | 437.8165 | 795 | 650.105 | 140 | 6.4159e-05 | 609.9661 | 38.9301 | 0.038349 | 0.00081739 | 0.31195 | 0.67346 | {6C821003-D04C-4AF6-8BAB-34ADD719F265} | 153701101 | LINCOLN 1101 | 2310 | 38.889 | -121.276 | 296 | 188 | 39404.2027 | 24.4847 | 28409.3075 | 17.6528 | 10994.8952 | 17598.5614 | 7119.8754 | 0.11443 | 0.0089822 | 492 | 1.6694 | 5.4583 | 2 | 2.5598 | 6.5865 | -0.13792 | 0.017934 | 0.0067931 | 1.8031 | 297.8834 | 41.2795 | 30.0963 | 1.3027 | 14.0399 | 15.4589 | 3.6617 | 65.1% | 78.8% | 34.6% | 13.2% | 58% | 99% | 0.3347 | 0.0497 | 5.1917 | 19.4715 | 6.397 | 7.9567 | 7.9642 | 5.9484 | 2.0906 | 3.8732 | 13.1961 | 6.0289 | 8.6494 | 4.1343 | 48.2786 | 82.9688 | 51.1344 | 91.6131
North Coast | ARCATA 11224218 | 7028 | 1967 | 3197.4626 | 2114 | 3264.403 | 89 | 9.7981e-05 | 0.037818 | 1.596 | 3.7054e-06 | 0.00011897 | 0.93046 | 0.97949 | {BD7155EF-64EF-4144-9B75-F7FC5FD58146} | 192021122 | ARCATA 1122 | 4218 | 40.7595 | -123.9934 | 43 | 29 | 12075.4887 |  | 8162.5664 |  | 3912.9223 | 7920.8951 | 3912.9223 | 0.010588 | 0.0087203 | 1763 | 14.9245 | 30.0976 | 2 | 2.4855 | 9.0665 | 2.2029 | 0.04 | 0.0063652 | 4.9164 | 291.1413 | 25.8609 | 26.4213 | 0.66096 | 16.3141 | 19.7992 | 0.4071 | 23.9% | 22.4% | 51.9% | 84.6% | 16.6% | 53.1% | 0.028664 | 0.14644 | 2.125 | 14.5625 | 0.0080508 | 17.9153 | 13.7495 | 11.373 | 1.5018 | 2.5495 | 17.7523 | 10.165 | 10.9237 | 7.0197 | 49.5722 | 77.9331 | 33.9674 | 65.0466
Bay Area | HIGGINS 11041006 | 4334 | 1 | 1.3543 | 6 | 6.3661 | 1 | 0.00011881 | 0.037818 |  | 4.4932e-06 | 0.00011881 | 0.16667 | 0.21274 | {6831EC63-2DE1-4FA9-8E52-ECEB96F95CDF} | 152691104 | HIGGINS 1104 | 1006 | 39.0996 | -121.05 | 536 | 1004 | 82584.6846 |  | 32162.0329 |  | 50422.6517 | 16662.2327 | 19291.7254 | 0.00011881 | 0.00011881 | 1764 | 6.5414 | 13.771 | 2 | 1.9418 | 5.5971 | -2.0493 | 0.066087 | 0.0055395 | 3.3955 | 295.1325 | 46.6274 | 32.6932 | 1.2207 | 12.362 | 14.3439 | 3.4789 | 68.8% | 0% | 88.9% | 64.4% | 98.2% | 0.7% | 0.024515 | 0.061594 | 2.8541 | 18.0055 | 3.6683 | 5.2681 | 8.4765 | 6.5619 | 2.1076 | 3.7475 | 13.1346 | 5.8069 | 8.5661 | 3.9814 | 51.8782 | 91.3347 | 52.2538 | 92.8194
Bay Area | MONTICELLO 1101654 | 7999 | 161 | 305.1228 | 376 | 393.8277 | 52 | 4.2559e-05 | 2.0338 | 4.7266 | 8.132e-05 | 0.00011871 | 0.42819 | 0.77476 | {8D627439-1B8D-41BC-A6EE-EC8800086E69} | 43051101 | MONTICELLO 1101 | 654 | 38.5116 | -122.2134 | 97 | 99 | 17417.2276 |  | 14051.7969 |  | 3365.4307 | 12946.7956 | 3035.6454 | 0.0061727 | 0.0022131 | 1765 | 2.854 | 13.2807 | 2 | 2.6484 | 7.7682 | -2.2615 | 0.025287 | 0.006483 | 1.6539 | 297.5543 | 43.2191 | 35.6523 | 1.279 | 13.4668 | 14.7516 | 3.2256 | 68.6% | 79.8% | 35.8% | 63% | 99.5% | 3.1% | 0.21146 | 0.023779 | 2.2683 | 13.9024 | 2.0496 | 2.3949 | 9.4341 | 7.4346 | 2.3675 | 3.9551 | 13.0182 | 7.5024 | 9.2166 | 4.9098 | 56.3332 | 88.0586 | 51.3485 | 83.0454
Central Coast | HATTON 11022010 | 6033 | 378 | 1035.5299 | 538 | 1131.0457 | 44 | 4.7112e-05 | 0.037818 | 4.3201 | 1.7817e-06 | 0.00011862 | 0.7026 | 0.91555 | {07CA7935-70B1-4CBA-B069-3C5BAF9F4438} | 182291102 | HATTON 1102 | 2010 | 36.506 | -121.936 | 96 | 140 | 12325.9614 |  | 6466.4829 |  | 5859.4785 | 6466.4829 | 5859.4785 | 0.0052191 | 0.0020729 | 1766 | 9.0769 | 19.1066 | 2 | 2.9386 | 8.5905 | 3.6746 | 0.042317 | 0.0071452 | 1.1937 | 291.9377 | 25.8837 | 26.1976 | 0.56947 | 17.0474 | 18.2767 | 1.4887 | 58.4% | 60.4% | 60.3% | 80.4% | 7.9% | 91.4% | 0.091307 | 0.050494 | 4.3462 | 17.8077 | 4.2409 | 6.561 | 11.3551 | 10.1382 | 1.3899 | 2.2741 | 16.3372 | 14.2221 | 13.439 | 11.8889 | 46.1469 | 51.4849 | 32.699 | 42.9975
North Valley | ELK CREEK 110137334 | 2668 | 51 | 140.0896 | 168 | 171.4253 | 55 | 5.9222e-05 | 59.1411 | 22.948 | 0.00302 | 0.00011851 | 0.30357 | 0.81721 | {D0CAFA51-0A62-4D26-BA1A-5435FD46CC21} | 102781101 | ELK CREEK 1101 | 37334 | 39.5937 | -122.5444 | 114 | 179 | 19829.3101 |  | 15414.1675 |  | 4415.1426 | 15414.1675 | 4415.1426 | 0.0065178 | 0.0032572 | 1767 | 2.2049 | 7.5245 | 2 | 2.4534 | 8.2152 | -0.031903 | 0.0053886 | 0.0060803 | 1.276 | 298.0499 | 45.069 | 34.2757 | 1.4217 | 13.3343 | 14.549 | 1.2752 | 31.5% | 66.6% | 51.4% | 38.2% | 64.2% | 91% | 0.15201 | 0.0033161 | 3.0778 | 14.6333 | 0.84471 | 0.87047 | 9.5801 | 7.587 | 2.779 | 4.6087 | 12.8916 | 6.6723 | 8.5517 | 4.6864 | 59.564 | 87.2167 | 54.2031 | 87.7924
North Coast | FORT BRAGG A 11013113 | 7428 | 810 | 1305.1122 | 1203 | 1477.7363 | 131 | 8.4129e-05 | 0.039243 | 1.8446 | 3.3076e-06 | 0.00011573 | 0.67332 | 0.88318 | {E2A5C9D1-0F72-4324-B0EF-35BCFDBA6824} | 42761101 | FORT BRAGG A 1101 | 3113 | 39.5073 | -123.7645 | 91 | 111 | 25812.3522 | 16.0391 | 16133.333 | 10.0248 | 9679.0193 | 16133.333 | 9679.0193 | 0.015161 | 0.011021 | 1789 | 13.4554 | 26.3041 | 2 | 2.3248 | 6.805 | -0.90272 | 0.051804 | 0.0070106 | 3.16 | 290.2189 | 17.6509 | 19.9617 | 0.41417 | 19.4599 | 21.9409 | 0.71512 | 22.7% | 24.7% | 36.3% | 75.8% | 5.6% | 97.8% | 0.10645 | 0.071255 | 1.7414 | 16.5172 | 0.23537 | 4.7176 | 12.528 | 9.9214 | 1.2823 | 2.078 | 19.3555 | 14.8979 | 14.7848 | 10.6569 | 40.0711 | 48.7296 | 26.4605 | 43.7768
Central Valley | OLETA 1101circuit_breaker | 8869 | 27 | 48.5091 | 100 | 75.8634 | 20 | 4.37e-05 | 13.7605 | 6.6414 | 0.00065455 | 0.00011836 | 0.27 | 0.63943 | {3D156343-1F71-46EE-A300-26BD3EB64071} | 163541101 | OLETA 1101 | circuit_breaker | 38.4807 | -120.8451 | 25 | 3 | 5694.3587 |  | 5393.0771 |  | 301.2817 | 5372.4907 | 301.2817 | 0.0023672 | 0.00087401 | 1769 | 1.0373 | 3.3809 | 2 | 2.1192 | 5.8741 | 0.013445 | 0.014923 | 0.0061875 | 2.169 | 296.43 | 43.3433 | 30.3772 | 1.2397 | 13.2733 | 14.8573 | 2.5603 | 26.6% | 32% | 45.7% | 12.6% | 35.5% | 88.7% | 0.041654 | 0.021692 | 2.6364 | 9.7273 | 0.97908 | 1.5385 | 8.5903 | 6.0437 | 2.3254 | 3.7717 | 13.2799 | 7.0909 | 8.948 | 4.8904 | 43.642 | 67.9757 | 51.609 | 84.4768
Central Coast | PASO ROBLES 1104R56 | 834 | 93 | 208.3767 | 695 | 547.4929 | 97 | 4.0663e-05 | 1485.7349 | 5.1098 | 0.060808 | 0.00011802 | 0.13381 | 0.3806 | {C24AC45E-3D92-48D3-91B1-E09F9F7B86E3} | 182611104 | PASO ROBLES 1104 | R56 | 35.6443 | -120.7067 | 164 | 148 | 29668.4386 |  | 19912.9218 |  | 9755.5168 | 17514.7266 | 8800.5126 | 0.011448 | 0.0039443 | 1770 | 0.82165 | 2.7576 | 2 | 2.4454 | 6.7455 | -1.9211 | 0.0076955 | 0.0057514 | 1.0572 | 298.1783 | 44.0447 | 37.3685 | 1.3259 | 13.5519 | 14.3306 | 0.83353 | 58.2% | 64.5% | 48.5% | 7.5% | 93.4% | 17.4% | 0.1512 | 0.0054321 | 1.78 | 14.92 | 0.84494 | 2.8601 | 8.6725 | 8.2984 | 2.2389 | 3.9092 | 12.0303 | 8.8776 | 8.5212 | 5.6027 | 60.9641 | 82.0109 | 57.3151 | 77.299
Central Coast | LAURELES 11122768 | 5667 | 466 | 1203.7804 | 981 | 1483.1296 | 90 | 3.9095e-05 | 0.27822 | 4.7594 | 5.2771e-06 | 0.00011795 | 0.47503 | 0.81165 | {30178FDC-BE0A-4074-95F8-23AFFDDFE15C} | 182371112 | LAURELES 1112 | 2768 | 36.5029 | -121.759 | 155 | 204 | 22458.5922 |  | 12981.6665 |  | 9476.9257 | 9769.2909 | 5955.8093 | 0.010616 | 0.0035185 | 1771 | 2.3418 | 7.8021 | 2 | 2.3799 | 5.9156 | -3.1356 | 0.026565 | 0.0069614 | 1.3455 | 294.7059 | 28.6639 | 28.3466 | 0.79612 | 16.5988 | 17.9201 | 3.4692 | 58.1% | 62.9% | 46% | 43.8% | 26% | 84.1% | 0.2205 | 0.038473 | 2.4021 | 16.7732 | 4.1615 | 7.4885 | 10.8974 | 9.8689 | 1.5484 | 3.0561 | 15.5135 | 13.0619 | 12.9903 | 10.8591 | 46.6017 | 57.934 | 37.8488 | 48.278
Sierra | PLACER 1103circuit_breaker | 1062 | 660 | 966.8965 | 1980 | 1513.9615 | 185 | 6.4141e-05 | 189.5224 | 12.1646 | 0.010254 | 0.00042849 | 0.33333 | 0.63865 | {E0134993-C6C7-47B2-B903-8846B3C865A5} | 152461103 | PLACER 1103 | circuit_breaker | 38.9009 | -121.088 | 728 | 1433 | 116038.4223 | 72.1031 | 47113.7621 | 29.2752 | 68924.6602 | 20608.1987 | 15725.6193 | 0.079271 | 0.011866 | 880 | 4.1303 | 11.8554 | 2 | 2.1863 | 5.8226 | -0.319 | 0.049051 | 0.0059849 | 2.6154 | 295.985 | 49.1616 | 33.7929 | 1.3164 | 11.8198 | 13.5351 | 8.5672 | 44.4% | 42.8% | 34.4% | 51.5% | 70.5% | 14.9% | 0.072311 | 0.074742 | 1.9335 | 14.6486 | 2.1454 | 3.7319 | 8.9223 | 6.4588 | 2.355 | 4.1605 | 12.2873 | 5.7757 | 8.2676 | 3.9201 | 53.6965 | 88.1629 | 56.1239 | 93.3015
North Coast | DUNBAR 1101234 | 6394 | 205 | 304.6842 | 316 | 356.7781 | 47 | 6.258e-05 | 13.3788 | 2.2844 | 0.00077378 | 0.00011742 | 0.64873 | 0.85399 | {C88ECF07-A349-4E08-B534-12AB1E3B3B9B} | 43071101 | DUNBAR 1101 | 234 | 38.4218 | -122.5538 | 158 | 174 | 20026.4151 |  | 10449.6965 |  | 9576.7185 | 5211.7421 | 4174.5166 | 0.0055187 | 0.0029413 | 1773 | 4.034 | 11.8328 | 2.0294 | 2.051 | 4.9613 | -0.46756 | 0.022941 | 0.0068946 | 2.8173 | 295.1092 | 36.7597 | 31.3519 | 0.95486 | 14.5143 | 16.3643 | 10.9665 | 23.7% | 30.4% | 13.3% | 29.7% | 58.7% | 24.9% | 0.37298 | 0.019118 | 3.0926 | 16.7407 | 2.335 | 4.6471 | 9.8842 | 7.5504 | 1.9318 | 3.5985 | 14.3482 | 8.8454 | 8.9197 | 5.4994 | 51.5807 | 75.3442 | 47.0891 | 77.1256
Bay Area | GREENBRAE 11031260 | 552 | 301 | 520.3629 | 805 | 787.7623 | 38 | 0.00016195 | 0.037818 | 0.37498 | 6.1247e-06 | 0.00011736 | 0.37391 | 0.66056 | {7808A995-1603-4DBC-94EF-C3DF7EAAE7DD} | 43091103 | GREENBRAE 1103 | 1260 | 37.9345 | -122.5375 | 88 | 420 | 21867.1499 |  | 4352.5218 |  | 17514.6281 | 4080.5899 | 16590.2885 | 0.0044596 | 0.0061542 | 1774 | 7.1936 | 16.8174 | 2.8182 | 2.2666 | 6.6759 | -2.9796 | 0.18023 | 0.006996 | 3.1138 | 295.5429 | 33.3704 | 29.4308 | 0.94784 | 15.1507 | 17.0963 | 17.5901 | 68.1% | 29.1% | 97.8% | 81.3% | 63.2% | 43.9% | 0.37209 | 0.034091 | 11.2308 | 22 | 3.7393 | 18.2955 | 11.2123 | 9.597 | 1.9162 | 3.5418 | 13.5785 | 11.1212 | 11.1528 | 8.5263 | 55.9447 | 60.607 | 46.0458 | 59.3931
Bay Area | OAKLAND X 1104CR022 | 814 | 419 | 1006.3704 | 889 | 1269.1522 | 68 | 6.2443e-05 | 0.037817 | 2.956 | 2.3614e-06 | 0.00011732 | 0.47132 | 0.79295 | {2A115028-6F68-4B14-BB47-6F364E8C5941} | 12541104 | OAKLAND X 1104 | CR022 | 37.8218 | -122.2 | 158 | 896 | 49359.2038 |  | 9630.8273 |  | 39728.3766 | 9630.8273 | 39728.3766 | 0.0079781 | 0.0042461 | 1775 | 7.8223 | 18.5634 | 3 | 2.7443 | 6.232 | 3.2519 | 0.13987 | 0.006884 | 2.0296 | 292.7407 | 33.5738 | 31.0659 | 0.74703 | 15.0864 | 16.6224 | 7.9558 | 67.9% | 69.5% | 61.9% | 88% | 27.6% | 40.7% | 0.34663 | 0.057722 | 12.5333 | 22.0533 | 4.7638 | 11.2532 | 8.1242 | 7.4828 | 1.5959 | 3.1336 | 14.6898 | 10.5288 | 9.9006 | 6.927 | 51.2391 | 60.7101 | 45.4054 | 66.3666
Central Valley | MERCED FALLS 11029460 | 688 | 22 | 35.1766 | 180 | 71.769 | 52 | 2.5697e-05 | 71.6923 | 9.3954 | 0.0017664 | 0.0001173 | 0.12222 | 0.49014 | {0E4DE50B-9CB6-46AA-9EAF-66A90C70B824} | 252811102 | MERCED FALLS 1102 | 9460 | 37.591 | -120.3071 | 77 | 43 | 16142.5063 |  | 14365.6775 |  | 1776.8289 | 14069.7042 | 1694.0007 | 0.0060994 | 0.0013362 | 1776 | 0.66774 | 2.8383 | 2 | 2.4458 | 6.3921 | -0.1317 | 0.011195 | 0.0062568 | 1.4381 | 298.8344 | 49.8406 | 41.4015 | 1.544 | 12.0376 | 13.2405 | 1.4928 | 26.4% | 41.4% | 21.5% | 9.1% | 91.6% | 49.4% | 0.19471 | 0.016977 | 1.5797 | 11.9565 | 0.23415 | 1.1321 | 8.4257 | 7.147 | 2.8062 | 4.344 | 11.6127 | 6.7144 | 8.4395 | 4.7567 | 60.745 | 95.0813 | 58.8391 | 87.2641
North Valley | RED BLUFF 1104circuit_breaker | 3240 | 2 | 2.177 | 80 | 25.4192 | 20 | 5e-05 | 747.2308 | 3.907 | 0.034214 | 0.00011705 | 0.025 | 0.085644 | {2E1FA774-5A9F-4570-9AF6-F0EFBD272BA5} | 103541104 | RED BLUFF 1104 | circuit_breaker | 40.1823 | -122.2446 | 232 | 461 | 32104.578 |  | 16940.324 |  | 15164.2539 | 2365.4631 | 2300.5787 | 0.0023411 | 0.001 | 1777 | 1.6967 | 5.1408 | 2 | 2.7604 | 8.9376 | 0.4041 | 0.014359 | 0.0058623 | 1.7169 | 298.768 | 50.5654 | 40.5239 | 1.641 | 11.6966 | 13.3537 | 18.4243 | 31.2% | 26.3% | 40.8% | 19.7% | 98.8% | 10.7% | 0.28885 | 0.0087179 | 2.7586 | 19.6552 | 1.1705 | 2.0513 | 14.9131 | 10.9496 | 3.1444 | 4.8703 | 10.4719 | 5.8386 | 6.8258 | 4.4621 | 81.5825 | 98.2986 | 65.0502 | 90.9855
North Coast | FORT ROSS 11214947 | 2824 | 1 | 2.9829 | 1 | 2.9829 | 1 | 0.00011678 | 0.037817 |  | 4.4163e-06 | 0.00011678 | 1 | 1 | {765C457F-F3C6-4599-8CF0-4576582D7DD5} | 42851121 | FORT ROSS 1121 | 4947 | 38.5577 | -123.0969 | 63 | 62 | 32593.415 |  | 16678.3963 |  | 15915.0186 | 16678.3963 | 15915.0186 | 0.00011678 | 0.00011678 | 1778 | 11.1947 | 21.2073 | 2.1158 | 1.8782 | 5.3812 | -3.056 | 0.078877 | 0.0069653 | 4.592 | 295.2317 | 28.1436 | 27.8607 | 0.91802 | 16.5399 | 18.7972 | 0.24233 | 23.5% | 0% | 65.2% | 60.8% | 55.1% | 55.5% | 0.035228 | 0.046105 | 1.4302 | 13.3372 | 0 | 0.0035088 | 11.3534 | 9.5779 | 2.1144 | 3.4752 | 15.7246 | 11.4504 | 10.6055 | 8.3193 | 50.8632 | 64.7411 | 41.5657 | 58.9089
North Coast | APPLE HILL 11038412 | 4238 | 3 | 6.5715 | 23 | 28.2947 | 1 | 0.00011676 | 10.3128 |  | 0.0012042 | 0.00011676 | 0.13043 | 0.23225 | {C334FDD7-2F74-4DEB-B23B-81054BF72A46} | 153661103 | APPLE HILL 1103 | 8412 | 38.7272 | -120.738 | 301 | 300 | 57090.4583 |  | 32448.6667 |  | 24641.7917 | 32448.6667 | 24641.7917 | 0.00011676 | 0.00011676 | 1779 | 8.6266 | 18.249 | 2.477 | 2.0627 | 5.7506 | -0.48652 | 0.071402 | 0.0058467 | 3.3559 | 294.636 | 48.04 | 31.5018 | 1.244 | 11.8509 | 13.8197 | 1.0933 | 23.4% | 0% | 65% | 50.5% | 95.6% | 0.2% | 0.047583 | 0.088598 | 1.971 | 16.0839 | 4.2516 | 6.5837 | 9.1422 | 6.1448 | 2.0851 | 3.8779 | 12.7243 | 5.7933 | 7.9617 | 3.956 | 48.6785 | 79.9168 | 53.9938 | 93.4714
North Coast | MIDDLETOWN 1102878 | 3891 | 24 | 37.0481 | 58 | 46.6645 | 17 | 7.1536e-05 | 285.8921 | 2.1656 | 0.019144 | 0.00011671 | 0.41379 | 0.79393 | {EAAE6801-22BE-4013-9B3B-D2D2C906D6CC} | 43141102 | MIDDLETOWN 1102 | 878 | 38.7862 | -122.5678 | 96 | 75 | 12817.5786 |  | 9248.9027 |  | 3568.676 | 2592.1013 | 2856.7708 | 0.0019841 | 0.0012161 | 1780 | 1.6516 | 6.7554 | 2.06 | 2.0014 | 6.0545 | -1.3477 | 0.0076 | 0.0060442 | 2.5029 | 296.8331 | 43.368 | 30.9747 | 1.2824 | 13.3936 | 15.1552 | 3.7205 | 23.2% | 28.1% | 22.2% | 5.8% | 98.6% | 6.1% | 0.28306 | 0.0078 | 4.4 | 18.6667 | 0.8152 | 1.16 | 9.5637 | 6.9328 | 2.4169 | 4.1441 | 13.1291 | 7.0323 | 7.7313 | 4.3172 | 54.5946 | 77.0449 | 53.2563 | 86.0933
North Valley | BUTTE 1105134600 | 976 | 1015 | 1666.8882 | 2944 | 2480.84 | 334 | 0.00010554 | 0.43679 | 19.6062 | 3.6489e-05 | 0.0010946 | 0.34477 | 0.6719 | {444ADEBA-E6AE-44E6-8A3E-6A09732B697D} | 103081105 | BUTTE 1105 | 134600 | 39.7117 | -121.7735 | 438 | 409 | 81744.7469 | 50.794 | 49696.2582 | 30.8799 | 32048.4887 | 44940.5828 | 30261.6058 | 0.36561 | 0.03525 | 353 | 2.4559 | 6.5469 | 2.8231 | 2.7082 | 7.5822 | -2.0406 | 0.015714 | 0.0064445 | 2.8068 | 297.4167 | 47.2628 | 34.8444 | 1.4209 | 12.2801 | 14.1576 | 1.0004 | 76.9% | 62.4% | 81.2% | 31.5% | 63.9% | 51.2% | 0.051266 | 0.031623 | 1.9531 | 15.4369 | 4.4219 | 4.7792 | 10.8929 | 8.0034 | 2.5901 | 4.4497 | 12.3482 | 5.8289 | 8.0863 | 3.969 | 56.9639 | 100.9412 | 55.5469 | 93.6431
Sierra | OLETA 11011217 | 3243 | 58 | 116.4672 | 124 | 143.2378 | 45 | 6.3501e-05 | 5.0802 | 3.1861 | 0.00033563 | 0.00011664 | 0.46774 | 0.8131 | {F1BA8416-91DD-4B99-927A-83F7EBAF42CF} | 163541101 | OLETA 1101 | 1217 | 38.4881 | -120.9102 | 128 | 108 | 40122.9894 |  | 27736.9205 |  | 12386.069 | 21207.62 | 6809.7221 | 0.0052489 | 0.0028575 | 1782 | 2.004 | 6.7415 | 2.3662 | 1.9241 | 5.4947 | 0.15736 | 0.015915 | 0.0064505 | 1.8887 | 297.3297 | 44.0429 | 31.6283 | 1.3038 | 13.1623 | 14.617 | 0.63266 | 16.3% | 13.4% | 33.4% | 20.5% | 59.8% | 89.8% | 0.043547 | 0.031373 | 1.3276 | 12.931 | 1.087 | 0.96831 | 7.4372 | 5.3802 | 2.5281 | 4.0299 | 12.4164 | 7.2246 | 8.4702 | 4.9064 | 46.4477 | 70.8814 | 56.0889 | 84.1753
Central Valley | OLETA 11022642 | 5033 | 55 | 88.3054 | 215 | 159.8014 | 46 | 5.5393e-05 | 3.7153 | 3.093 | 0.00020734 | 0.00011663 | 0.25581 | 0.5526 | {2ADCBD92-66F4-407E-9ADA-EA48C32C4604} | 163541102 | OLETA 1102 | 2642 | 38.5013 | -120.8481 | 29 | 24 | 9076.656 |  | 7497.8568 |  | 1578.7992 | 7497.8568 | 1578.7992 | 0.005365 | 0.0025481 | 1783 | 2.1489 | 5.612 | 2 | 2.1623 | 6.0744 | 0.01232 | 0.03125 | 0.0060954 | 2.3277 | 296.2315 | 43.8137 | 31.015 | 1.2399 | 13.1454 | 14.8007 | 0.73038 | 26.2% | 14.5% | 60.5% | 28.4% | 35.7% | 84.3% | 0.028853 | 0.045341 | 1.6053 | 13.5789 | 1.2836 | 2.4432 | 7.7046 | 5.4998 | 2.3046 | 3.7967 | 13.4412 | 6.8232 | 9.0625 | 4.7294 | 43.19 | 72.1213 | 50.6418 | 86.1342
North Coast | LAYTONVILLE 1102682 | 9040 | 2272 | 3526.7785 | 2713 | 3740.2273 | 229 | 0.00011021 | 0.037986 | 1.0521 | 4.1855e-06 | 0.00011159 | 0.83745 | 0.94293 | {9C0210C9-FBB0-4C91-A32D-9DD4D26081CB} | 42681102 | LAYTONVILLE 1102 | 682 | 39.6298 | -123.5825 | 121 | 96 | 29044.7107 | 18.0476 | 23844.5349 | 14.8163 | 5200.1758 | 23844.5349 | 5200.1758 | 0.025553 | 0.025238 | 1802 | 11.6376 | 23.2021 | 2 | 2.2189 | 6.6005 | -2.3433 | 0.055159 | 0.0063254 | 5.5123 | 291.9737 | 30.2556 | 31.0003 | 0.77656 | 16.1873 | 19.1874 | 0.9106 | 22.4% | 15.5% | 62.8% | 68.8% | 28.3% | 51.5% | 0.10131 | 0.089236 | 1.5448 | 15.3881 | 0.1692 | 8.6401 | 13.522 | 10.6616 | 1.5304 | 3.2172 | 16.9607 | 8.2346 | 10.0535 | 5.3147 | 51.3635 | 90.1353 | 35.6539 | 77.1266
Bay Area | NAPA 1112circuit_breaker | 1854 | 14 | 22.5493 | 42 | 36.5814 | 3 | 4.041e-05 | 6.8924 | 2.7425 | 0.00026068 | 0.00011635 | 0.33333 | 0.61641 | {C2E68366-657D-4902-BBD7-D59A6C76C29A} | 42021112 | NAPA 1112 | circuit_breaker | 38.2956 | -122.2786 | 486 | 1377 | 86337.1008 |  | 26219.4017 |  | 60117.6991 | 272.3504 | 248.1578 | 0.00034904 | 0.00012123 | 1785 | 1.9225 | 6.935 | 2 | 2.4853 | 6.8552 | 6.5208 | 0.018 | 0.006877 | 1.6759 | 296.7575 | 38.7337 | 32.5389 | 1.093 | 14.3198 | 15.7154 | 4.0002 | 67.7% | 67.7% | 32.8% | 16.2% | 87.5% | 18.1% | 0.19685 | 0.024 | 1.6 | 18.6 | 4.05 | 8.4 | 6.4554 | 6.1271 | 2.0815 | 3.821 | 13.7683 | 8.7422 | 10.1328 | 5.4204 | 46.852 | 72.7555 | 47.2587 | 77.9936
North Valley | DESCHUTES 1101circuit_breaker | 6336 | 242 | 333.0708 | 412 | 390.8547 | 47 | 7.6373e-05 | 1286.2339 | 2.958 | 0.099955 | 0.00011619 | 0.58738 | 0.85216 | {FE5A37BD-E086-417E-B0C1-D984D30B636B} | 103351101 | DESCHUTES 1101 | circuit_breaker | 40.5553 | -122.2397 | 191 | 183 | 27520.5896 |  | 17933.5448 |  | 9587.0448 | 6460.1699 | 2099.646 | 0.005461 | 0.0035895 | 1786 | 1.7617 | 5.8137 | 2 | 2.0758 | 7.5104 | -0.61601 | 0.011236 | 0.0058781 | 2.4256 | 298.226 | 47.6166 | 37.2278 | 1.5673 | 12.3455 | 14.4042 | 3.0284 | 30.9% | 21.5% | 63.6% | 24.3% | 79.8% | 56.6% | 0.20621 | 0.0096629 | 2.0392 | 15.0196 | 12.2465 | 4.6292 | 12.0823 | 9.1221 | 2.8941 | 4.8294 | 11.3525 | 5.7806 | 7.3871 | 4.496 | 70.4629 | 94.5433 | 61.0865 | 92.6624
Central Coast | CAMP EVERS 210311056 | 4193 | 105 | 179.219 | 343 | 313.0908 | 23 | 8.8123e-05 | 0.037818 | 1.5223 | 3.3326e-06 | 0.00011617 | 0.30612 | 0.57242 | {C4E0B9E0-CB11-4C51-9BF2-0A1F8C067741} | 83622103 | CAMP EVERS 2103 | 11056 | 36.9937 | -122.0299 | 49 | 114 | 8082.4332 |  | 2992.2228 |  | 5090.2103 | 2611.1508 | 3987.5529 | 0.002672 | 0.0020268 | 1787 | 7.7625 | 17.1816 | 2.8065 | 1.4986 | 4.2216 | -4.0499 | 0.076452 | 0.0072525 | 2.2404 | 294.0014 | 27.3389 | 24.1812 | 0.69033 | 16.7932 | 18.3971 | 10.3608 | 57.9% | 32.5% | 82.4% | 74.7% | 15.8% | 87.9% | 0.23794 | 0.047097 | 5.32 | 20.88 | 1.7177 | 11.0645 | 8.2125 | 7.4912 | 1.6585 | 2.9883 | 16.151 | 13.1296 | 11.0266 | 8.7738 | 43.226 | 45.9065 | 37.3259 | 53.6941
North Coast | FORT BRAGG A 110195294 | 1708 | 1823 | 3170.3816 | 3104 | 3727.6755 | 307 | 9.0041e-05 | 0.044882 | 1.2508 | 3.7832e-06 | 0.00010101 | 0.58731 | 0.8505 | {68CC0E2F-7024-44BE-85E9-7639B7540AB9} | 42761101 | FORT BRAGG A 1101 | 95294 | 39.5748 | -123.7698 | 240 | 222 | 62745.5101 | 38.9883 | 43705.7865 | 27.1576 | 19039.7236 | 43187.6602 | 19039.7236 | 0.03101 | 0.027643 | 1864 | 13.2147 | 28.9157 | 2 | 2.9693 | 8.9734 | -1.592 | 0.045987 | 0.0070338 | 3.4381 | 290.6216 | 19.8268 | 22.6631 | 0.46443 | 18.8607 | 21.4537 | 1.2186 | 20.6% | 18.3% | 43.5% | 83.1% | 8% | 92.8% | 0.15027 | 0.045007 | 1.856 | 13.2273 | 0.55958 | 4.9823 | 13.3687 | 10.8333 | 1.3579 | 2.2493 | 19.1326 | 13.2906 | 13.9812 | 8.83 | 44.3185 | 58.8134 | 26.6361 | 51.1416
Sierra | HIGGINS 11044281 | 1154 | 347 | 491.2446 | 1301 | 919.5156 | 188 | 6.4032e-05 | 0.60089 | 30.5654 | 3.0311e-05 | 0.0011454 | 0.26672 | 0.53424 | {09764360-E1BF-4969-86D7-B4D769F58355} | 152691104 | HIGGINS 1104 | 4281 | 39.0915 | -121.0564 | 177 | 105 | 31759.1064 | 19.7342 | 21369.438 | 13.2784 | 10389.6685 | 21369.438 | 10389.6685 | 0.21534 | 0.012038 | 336 | 4.0684 | 10.2382 | 2 | 2.0754 | 5.7858 | -1.3186 | 0.043053 | 0.005555 | 3.1491 | 295.8349 | 48.2507 | 33.4716 | 1.2984 | 12.0193 | 13.9128 | 0.67494 | 73.2% | 75.1% | 34.1% | 44.4% | 53.4% | 31.2% | 0.11826 | 0.040328 | 2.8928 | 17.8268 | 5.8332 | 8.3444 | 8.1131 | 6.4329 | 2.2617 | 4.0768 | 12.6394 | 5.5787 | 8.3474 | 3.8538 | 54.3535 | 91.5633 | 54.4259 | 94.4358
Sierra | NARROWS 21052228 | 3008 | 677 | 1000.4695 | 1973 | 1581.0206 | 262 | 6.3915e-05 | 197.4491 | 9.0132 | 0.010518 | 0.00032637 | 0.34313 | 0.6328 | {460117C5-52D5-4539-942E-65301ACAACE9} | 153132105 | NARROWS 2105 | 2228 | 39.2009 | -121.2091 | 286 | 294 | 66019.7996 | 41.0229 | 34109.5496 | 21.1947 | 31910.25 | 33185.7143 | 30792.1565 | 0.085509 | 0.016746 | 1048 | 3.1019 | 9.2542 | 2 | 2.5224 | 7.1086 | -0.17097 | 0.032361 | 0.0059855 | 3.0157 | 296.0307 | 46.6048 | 32.4525 | 1.2737 | 12.3271 | 14.2158 | 0.51381 | 37.6% | 35.5% | 33.9% | 40.7% | 42.9% | 51.5% | 0.16361 | 0.056561 | 2.8774 | 18.2771 | 4.0426 | 7.1499 | 7.747 | 5.9112 | 2.1794 | 3.9105 | 13.1534 | 6.0534 | 8.7498 | 4.151 | 48.6233 | 82.9885 | 51.2869 | 91.3709
Central Coast | ATASCADERO 1103A18 | 813 | 239 | 381.9091 | 499 | 511.3422 | 82 | 5.7203e-05 | 2011.128 | 3.8645 | 0.1031 | 0.00011486 | 0.47896 | 0.74688 | {1D2DA1C9-B2A9-4713-BA25-DD6CA0F657BB} | 182541103 | ATASCADERO 1103 | A18 | 35.4489 | -120.6491 | 287 | 273 | 43891.8224 |  | 29119.0556 |  | 14772.7668 | 12533.7225 | 3539.2795 | 0.0094187 | 0.0046907 | 1791 | 1.1595 | 4.6558 | 2 | 2.136 | 6.7518 | -0.3796 | 0.01 | 0.0062901 | 1.2836 | 297.5831 | 38.4685 | 32.9208 | 1.1939 | 14.5532 | 15.4932 | 4.1142 | 57.3% | 56.4% | 69% | 22% | 87.7% | 39.2% | 0.12264 | 0.020446 | 1.9293 | 14.5657 | 1.2033 | 3.1783 | 8.0236 | 8.3956 | 1.9439 | 3.6028 | 13.693 | 10.2061 | 10.4569 | 7.343 | 46.3459 | 62.9093 | 48.0324 | 65.9846
Central Coast | GREEN VALLEY 210136820 | 6139 | 582 | 1196.2706 | 930 | 1408.889 | 68 | 7.9055e-05 | 1.7112 | 2.4188 | 0.00010597 | 0.00011478 | 0.62581 | 0.84909 | {1058939C-63D6-4E6A-BE26-51405BD3A77F} | 83192101 | GREEN VALLEY 2101 | 36820 | 36.958 | -121.7297 | 255 | 335 | 50417.1229 |  | 26572.8864 |  | 23844.2365 | 7189.3721 | 1883.2912 | 0.0078053 | 0.0053758 | 1792 | 8.7834 | 20.6774 | 2.7755 | 1.9097 | 4.9621 | 0.46611 | 0.047959 | 0.0069809 | 1.9271 | 295.6003 | 36.0168 | 28.8957 | 0.91126 | 14.7984 | 16.2108 | 1.6599 | 57.1% | 44.4% | 78.2% | 85.2% | 37% | 44.3% | 0.11754 | 0.1451 | 1.5122 | 14.1951 | 2.345 | 9.4898 | 7.1605 | 6.9484 | 1.8435 | 3.4538 | 14.067 | 10.0396 | 8.8085 | 6.0847 | 46.3006 | 59.2422 | 48.6484 | 71.1057
Bay Area | ROSSMOOR 110168920 | 816 | 425 | 887.2488 | 1205 | 1349.7866 | 92 | 8.7893e-05 | 0.37358 | 1.5143 | 1.8636e-05 | 0.0001146 | 0.3527 | 0.65733 | {167EB25B-4A6A-4910-B109-DED2BEFF695B} | 14161101 | ROSSMOOR 1101 | 68920 | 37.8957 | -122.1117 | 211 | 385 | 30995.3314 |  | 11657.1969 |  | 19338.1345 | 9481.3207 | 17362.7188 | 0.010543 | 0.0080862 | 1793 | 4.7605 | 12.9118 | 2.4154 | 3.3557 | 6.9285 | -1.6676 | 0.061 | 0.0068496 | 1.7954 | 295.9764 | 36.1122 | 32.892 | 1.0158 | 14.8705 | 16.3041 | 11.2212 | 67.5% | 54.1% | 80.8% | 60.1% | 73.9% | 31% | 0.27587 | 0.038308 | 4.6275 | 18.9902 | 3.5697 | 9.2692 | 7.3412 | 6.9311 | 2.1097 | 3.7139 | 14.0026 | 10.0337 | 10.3771 | 6.6591 | 51.5155 | 66.7342 | 46.6422 | 69.3649
Central Coast | VIEJO 22029120 | 5032 | 39 | 108.0971 | 70 | 126.9348 | 9 | 3.0206e-05 | 0.037818 | 7.4862 | 1.1423e-06 | 0.00011436 | 0.55714 | 0.8516 | {3A16450D-C56F-42B5-80F8-8369EAD6F0C2} | 182852202 | VIEJO 2202 | 9120 | 36.6022 | -121.9359 | 234 | 785 | 48641.662 |  | 11893.6537 |  | 36748.0083 | 2530.9244 | 8236.8552 | 0.0010292 | 0.00027185 | 1794 | 6.1145 | 16.2389 | 2 | 2.2375 | 6.6025 | -0.19897 | 0.065 | 0.0072944 | 1.1508 | 291.3848 | 24.2528 | 23.834 | 0.50615 | 17.3821 | 18.583 | 9.988 | 57% | 73% | 28.4% | 72.2% | 1.8% | 94.3% | 0.39582 | 0.46255 | 7.1818 | 21.0606 | 0.994 | 1.75 | 10.6238 | 9.43 | 1.3315 | 1.9326 | 16.536 | 15.4643 | 13.439 | 13.5874 | 43.5811 | 43.5558 | 31.883 | 36.3394
North Coast | RIO DELL 110270960 | 4928 | 563 | 964.4662 | 889 | 1107.5614 | 60 | 0.00012888 | 0.038641 | 0.86634 | 4.99e-06 | 0.00011434 | 0.6333 | 0.8708 | {B2A085D5-4C4C-4026-B04B-46CF38E6CB2B} | 192251102 | RIO DELL 1102 | 70960 | 40.4163 | -123.9613 | 129 | 199 | 33044.5453 |  | 19246.0448 |  | 13798.5006 | 5431.663 | 4863.7866 | 0.0068605 | 0.007733 | 1795 | 10.8287 | 31.0799 | 2 | 2.823 | 7.3084 | 0.38203 | 0.052929 | 0.0069272 | 3.5552 | 291.6298 | 23.0326 | 21.2392 | 0.58797 | 17.6219 | 20.4825 | 1.1045 | 22.5% | 13.5% | 71.5% | 86.7% | 13.7% | 72.2% | 0.13598 | 0.047879 | 1.8909 | 17.8727 | 0.85747 | 8.9798 | 11.0337 | 8.4601 | 1.4976 | 2.5903 | 17.1862 | 11.8613 | 12.2241 | 7.6336 | 38.9389 | 53.8435 | 32.6801 | 58.7673
Bay Area | SAN RAFAEL 110839156 | 1966 | 307 | 467.0226 | 975 | 831.1617 | 51 | 0.0001594 | 0.037818 | 0.26002 | 6.0282e-06 | 0.0001142 | 0.31487 | 0.56189 | {332AA22A-A859-478E-AF82-419A23B67FF8} | 42011108 | SAN RAFAEL 1108 | 39156 | 37.9669 | -122.5589 | 176 | 486 | 29509.8554 |  | 7673.7546 |  | 21836.1008 | 5556.6949 | 18202.6999 | 0.0058242 | 0.0081295 | 1796 | 7.9051 | 19.3362 | 2.7273 | 2.0609 | 6.3507 | -2.9442 | 0.12312 | 0.0070081 | 3.0506 | 295.5522 | 33.3928 | 29.4814 | 0.94485 | 15.1532 | 17.0736 | 15.6 | 67.3% | 26.5% | 97.5% | 90.4% | 62.6% | 44.5% | 0.35882 | 0.049351 | 6.2424 | 21.8485 | 3.0053 | 12.6623 | 11.1984 | 9.5911 | 1.9136 | 3.5308 | 13.5815 | 11.1665 | 11.1624 | 8.5441 | 55.8686 | 60.5125 | 46.0257 | 59.2284
North Valley | DESCHUTES 11049718 | 1661 | 110 | 147.4117 | 815 | 311.9854 | 152 | 3.9861e-05 | 1829.4877 | 37.1429 | 0.082098 | 0.0006386 | 0.13497 | 0.4725 | {F164BF8B-3484-47A3-8EEF-5FFD77D4911A} | 103351104 | DESCHUTES 1104 | 9718 | 40.535 | -122.2392 | 513 | 383 | 82682.5334 | 51.3767 | 56953.3633 | 35.3893 | 25729.1701 | 26275.4179 | 10637.7875 | 0.097067 | 0.0060589 | 633 | 2.2709 | 7.3496 | 2 | 2.0504 | 7.8213 | 0.33602 | 0.0094334 | 0.0058349 | 2.3637 | 298.1408 | 48.2398 | 37.4523 | 1.5707 | 12.1937 | 14.2181 | 0.69599 | 61.8% | 80.3% | 30.1% | 36.7% | 80.9% | 44.8% | 0.10749 | 0.0025496 | 1.6682 | 13.6636 | 1.4686 | 2.3088 | 12.3807 | 9.2242 | 2.9056 | 4.8824 | 11.1949 | 5.743 | 7.3197 | 4.4571 | 71.6708 | 93.8741 | 61.8613 | 92.9547
Central Coast | CABRILLO 1103Y10 | 3924 | 14 | 47.8468 | 39 | 61.9706 | 19 | 1.9641e-05 | 3.9336 | 7.9508 | 7.9878e-05 | 0.0001136 | 0.35897 | 0.77209 | {133D318F-822E-44D3-9638-08188E1B8D58} | 183101103 | CABRILLO 1103 | Y10 | 34.6655 | -120.4224 | 177 | 1081 | 76448.8655 |  | 24484.6302 |  | 51964.2353 | 7083.7808 | 5997.6344 | 0.0021584 | 0.00037317 | 1798 | 2.1519 | 6.9697 | 2 | 2.9205 | 8.1928 | -1.4425 | 0.0054545 | 0.0072149 | 0.82832 | 295.7473 | 34.4184 | 38.0644 | 0.84498 | 15.4921 | 16.1678 | 7.8033 | 56.6% | 75.3% | 12.6% | 40.7% | 31.3% | 58.2% | 0.22611 | 0.021705 | 2.6531 | 15.5714 | 0.2942 | 0.44318 | 13.5137 | 12.4211 | 2.0987 | 2.7563 | 13.2589 | 13.5835 | 8.7614 | 9.0281 | 78.9864 | 71.8528 | 53.3705 | 52.7326
Central Coast | CAMP EVERS 21067603 | 7992 | 112 | 190.1998 | 328 | 318.1942 | 15 | 0.00015743 | 0.037818 | 0.39088 | 5.9536e-06 | 0.000113 | 0.34146 | 0.59775 | {74ADD149-328D-4200-BB7E-7652CB379BD2} | 83622106 | CAMP EVERS 2106 | 7603 | 37.0844 | -122.0048 | 16 | 26 | 2861.1452 |  | 1504.5923 |  | 1356.5528 | 1504.5923 | 1356.5528 | 0.0016951 | 0.0023614 | 1799 | 8.0502 | 17.3962 | 3 | 1.5413 | 3.8677 | 3.6546 | 0.072857 | 0.0070825 | 2.8704 | 296.5331 | 32.1331 | 27.5348 | 0.97169 | 15.7574 | 17.4804 | 1.58 | 56.4% | 14% | 93% | 75.8% | 49.8% | 64.1% | 0.11585 | 0.035238 | 3 | 16.3571 | 2.9352 | 15.619 | 8.7006 | 7.6122 | 1.9269 | 3.6803 | 15.2284 | 10.8393 | 9.7345 | 6.6641 | 45.6324 | 59.4947 | 42.7642 | 67.133
Bay Area | SUNOL 11018721 | 8766 | 63 | 174.1218 | 219 | 270.8185 | 29 | 2.2503e-05 | 2.6345 | 12.11 | 6.293e-05 | 0.00011296 | 0.28767 | 0.64295 | {771EB351-5AA3-41C4-91D1-E5FF75A7272A} | 14241101 | SUNOL 1101 | 8721 | 37.5663 | -121.8831 | 37 | 27 | 7283.932 |  | 5007.3028 |  | 2276.6292 | 4212.4471 | 1119.8836 | 0.0032759 | 0.00065257 | 1800 | 1.2778 | 4.091 | 2 | 3.2236 | 7.6514 | -1.9734 | 0.0085185 | 0.0067284 | 1.2648 | 295.5148 | 39.0593 | 32.1366 | 1.0017 | 14.1383 | 15.4197 | 1.9197 | 67.2% | 92.5% | 12.2% | 6% | 71.5% | 13.6% | 0.15368 | 0.01537 | 1.5938 | 12.9688 | 2.6022 | 4.0556 | 8.4338 | 7.1152 | 2.038 | 3.6819 | 13.8923 | 9.0573 | 9.2145 | 5.7633 | 47.6395 | 66.964 | 48.5233 | 75.7098
Central Coast | OTTER 11012052 | 7129 | 489 | 971.4216 | 612 | 1042.968 | 71 | 4.1117e-05 | 0.067356 | 4.6269 | 2.8025e-06 | 0.00011207 | 0.79902 | 0.9314 | {64CB4C99-55F9-4CDD-8DE2-173258603853} | 182941101 | OTTER 1101 | 2052 | 36.3999 | -121.902 | 75 | 136 | 13462.9804 |  | 7777.1247 |  | 5685.8557 | 7777.1247 | 5685.8557 | 0.0079568 | 0.0029193 | 1801 | 10.4313 | 23.4519 | 3 | 2.2714 | 6.8534 | -9.2013 | 0.071171 | 0.0063576 | 1.8162 | 292.7467 | 35.0691 | 33.9481 | 0.7661 | 14.6698 | 16.1654 | 0.539 | 56.2% | 61.9% | 50.4% | 95.1% | 23.8% | 42.3% | 0.073324 | 0.25063 | 2.7051 | 17.2051 | 0.59171 | 5.5135 | 11.7352 | 10.7002 | 1.5456 | 2.8078 | 14.7113 | 10.5651 | 11.6613 | 8.4488 | 55.7933 | 76.7753 | 41.6843 | 61.3635
Central Valley | BEAR VALLEY 210110000 | 2640 | 100 | 199.9405 | 449 | 305.1236 | 189 | 3.1188e-05 | 11.3099 | 5.4564 | 0.00036871 | 8.5693e-05 | 0.22272 | 0.65528 | {0D159A34-F101-472F-9F8B-631446B0CF4C} | 252192101 | BEAR VALLEY 2101 | 10000 | 37.5694 | -120.1175 | 271 | 225 | 82820.9502 | 51.4627 | 53605.23 | 33.3088 | 29215.7202 | 47046.2975 | 28714.6348 | 0.016196 | 0.0058945 | 1968 | 1.5802 | 4.5761 | 2 | 2.7249 | 6.7614 | -1.1505 | 0.0057873 | 0.0060317 | 1.7702 | 297.6694 | 50.3787 | 37.3783 | 1.4567 | 11.7782 | 13.1007 | 0.46312 | 20.6% | 24.8% | 29.7% | 19.5% | 83.8% | 42.4% | 0.046207 | 0.040713 | 1.4765 | 13.5134 | 0.26288 | 0.60431 | 7.3299 | 6.2323 | 2.4378 | 4.1723 | 11.6655 | 6.376 | 8.2946 | 4.477 | 52.6567 | 86.2746 | 58.8211 | 89.4834
North Coast | HOPLAND 1101960 | 1184 | 373 | 490.4988 | 868 | 689.358 | 140 | 4.4456e-05 | 0.39491 | 3.9197 | 1.4677e-05 | 9.4648e-05 | 0.42972 | 0.71153 | {1163B195-EACD-43BD-86EC-77A4B82C1934} | 42251101 | HOPLAND 1101 | 960 | 38.973 | -123.0808 | 194 | 161 | 49052.8468 | 30.4801 | 35106.288 | 21.8141 | 13946.5588 | 23874.8083 | 12309.7229 | 0.013251 | 0.0062239 | 1903 | 3.729 | 9.8936 | 2 | 2.0658 | 5.9946 | -0.090148 | 0.038375 | 0.0064407 | 2.6279 | 296.0602 | 39.8939 | 42.4737 | 1.1461 | 14.0204 | 16.009 | 1.1281 | 18.9% | 45.2% | 2.7% | 20% | 77% | 15% | 0.18419 | 0.033829 | 1.7517 | 14.9521 | 1.2385 | 2.3912 | 13.8382 | 11.8972 | 2.335 | 3.9871 | 13.7238 | 7.5283 | 7.9134 | 4.3346 | 74.7351 | 112.8168 | 50.3312 | 83.8652
North Coast | COTATI 1105893 | 7822 | 7 | 22.9793 | 13 | 25.7137 | 1 | 0.0001115 | 874.345 |  | 0.097487 | 0.0001115 | 0.53846 | 0.89366 | {7FAC07ED-E166-44B1-881F-FAD3AE3EA85D} | 42271105 | COTATI 1105 | 893 | 38.3203 | -122.8513 | 120 | 125 | 31178.1547 |  | 16957.7992 |  | 14220.3556 | 105.1251 | 680.8944 | 0.0001115 | 0.0001115 | 1804 | 9.4939 | 16.7571 | 2 | 2.1664 | 5.9179 | -1.8354 | 0.071667 | 0.0070749 | 2.762 | 295.3034 | 24.4978 | 25.9774 | 0.80221 | 17.7212 | 19.6399 | 0.39911 | 22.2% | 0% | 63.1% | 46.1% | 34.1% | 73.7% | 0.024581 | 0.071667 | 1.5 | 13.5 | 2.7717 | 2.1667 | 11.1678 | 9.3229 | 1.6819 | 3.0108 | 16.6666 | 14.1965 | 14.0027 | 11.5636 | 47.6261 | 56.2021 | 34.0233 | 46.1334
Bay Area | LAS AROMAS 04013342 | 3836 | 164 | 347.658 | 498 | 545.0821 | 37 | 7.1145e-05 | 0.037818 | 1.8676 | 2.6905e-06 | 0.00011123 | 0.32932 | 0.63781 | {4892CAAF-65E7-4660-A10F-F15BB35B52DD} | 13600401 | LAS AROMAS 0401 | 3342 | 37.8986 | -122.1769 | 64 | 237 | 14481.2281 |  | 3654.0283 |  | 10827.1997 | 3654.0283 | 10827.1997 | 0.0041155 | 0.0026324 | 1805 | 5.6835 | 14.1457 | 2 | 3.3745 | 7.3258 | 4.7341 | 0.11955 | 0.00694 | 1.8267 | 294.3625 | 31.3791 | 28.1543 | 0.82823 | 15.8889 | 17.3457 | 7.3532 | 67% | 58.8% | 70.2% | 67% | 42.8% | 81.9% | 0.29247 | 0.025227 | 6.7209 | 22 | 4.598 | 11.3182 | 7.2581 | 6.8309 | 1.8315 | 3.4302 | 15.6538 | 11.1303 | 10.3924 | 7.1836 | 42.134 | 59.3102 | 40.9257 | 63.7661
North Valley | COTTONWOOD 11021578 | 422 | 206 | 381.483 | 1728 | 881.404 | 281 | 5.7053e-05 | 105.6888 | 22.8368 | 0.0053542 | 0.00055138 | 0.11921 | 0.43281 | {0E682A09-C0D8-404A-8B27-2B967048024C} | 102931102 | COTTONWOOD 1102 | 1578 | 40.3885 | -122.4079 | 347 | 272 | 83467.5925 | 51.8645 | 56401.1925 | 35.0462 | 27066.4 | 45006.6873 | 24834.5106 | 0.15494 | 0.016032 | 733 | 2.172 | 6.6029 | 2 | 2.3315 | 8.0408 | 0.146 | 0.00997 | 0.0059499 | 2.1154 | 298.251 | 49.3921 | 33.8066 | 1.5979 | 11.9319 | 13.8486 | 0.71485 | 59.8% | 66% | 49.7% | 32.7% | 89.6% | 23.4% | 0.090018 | 0.0041389 | 1.6474 | 14.3526 | 1.0142 | 2.5907 | 9.0023 | 6.3542 | 2.9514 | 4.9162 | 11.0192 | 5.7665 | 7.1856 | 4.373 | 60.0455 | 77.1702 | 62.8914 | 92.4403
Bay Area | SANTA ROSA A 1104220 | 2432 | 0 | 0 | 17 | 19.1496 | 1 | 0.00011091 | 1358.2476 |  | 0.15064 | 0.00011091 | 0 | 0 | {97A379E6-C657-4B3B-9AC8-B4B0F3BA119F} | 42151104 | SANTA ROSA A 1104 | 220 | 38.4864 | -122.6771 | 188 | 143 | 24753.6696 |  | 15355.5551 |  | 9398.1144 | 15355.5551 | 9398.1144 | 0.00011091 | 0.00011091 | 1807 | 4.0678 | 10.2658 | 2.74 | 1.6162 | 5.0563 | -0.091608 | 0.01495 | 0.0069246 | 2.6086 | 295.0517 | 33.6192 | 30.1932 | 0.89232 | 15.1784 | 16.9952 | 5.1592 | 66.8% | 0% | 86% | 37.2% | 51.4% | 46.1% | 0.16839 | 0.0242 | 2.4104 | 16.2015 | 2.5911 | 4.56 | 10.7208 | 8.5956 | 1.8532 | 3.4985 | 15.1416 | 9.567 | 9.922 | 5.9833 | 51.6467 | 77.3329 | 43.3863 | 73.2046
Central Coast | DEL MONTE 21042760 | 695 | 150 | 454.5731 | 303 | 544.0228 | 26 | 2.8061e-05 | 5.2277 | 9.886 | 0.00014975 | 0.00011086 | 0.49505 | 0.83558 | {99475FCB-F6DE-46D1-A853-CCBB82A0015E} | 182222104 | DEL MONTE 2104 | 2760 | 36.5581 | -121.7506 | 50 | 19 | 5315.2201 |  | 4362.4601 |  | 952.7601 | 4362.4601 | 952.7601 | 0.0028823 | 0.00072959 | 1808 | 1.7419 | 5.6709 | 2 | 2.4336 | 5.9908 | 4.8759 | 0.012093 | 0.007267 | 1.3286 | 294.108 | 26.0586 | 26.0814 | 0.69025 | 17.2664 | 18.5814 | 1.911 | 55.7% | 81.5% | 24.9% | 31% | 15.6% | 93.6% | 0.18411 | 0.0069767 | 2.1786 | 10.8846 | 4.1849 | 7.0465 | 10.6376 | 9.6101 | 1.4693 | 2.8323 | 16.2831 | 14.2527 | 13.7788 | 11.869 | 43.6645 | 50.8972 | 34.3478 | 43.4583
Central Valley | PEORIA 170176030 | 6045 | 4 | 8.6944 | 46 | 19.3323 | 23 | 2.8784e-05 | 583.0027 | 6.1717 | 0.015269 | 0.00011068 | 0.086957 | 0.44974 | {ABA7C635-5CFB-4061-A207-A842A0C4AD30} | 163781701 | PEORIA 1701 | 76030 | 37.8992 | -120.4551 | 69 | 51 | 11799.3536 |  | 9992.9255 |  | 1806.4282 | 8122.6361 | 1174.0528 | 0.0025457 | 0.00066204 | 1809 | 0.85798 | 2.5375 | 2 | 2.3472 | 5.8778 | -0.29917 | 0.0011321 | 0.0061707 | 1.7705 | 297.3903 | 45.5396 | 36.1999 | 1.3335 | 12.9476 | 14.3332 | 1.7369 | 25.9% | 29% | 25.7% | 7.1% | 66.1% | 72.9% | 0.086975 | 0.015943 | 1.5 | 12.3448 | 0.10519 | 0.43396 | 10.4853 | 7.9424 | 2.3541 | 4.0056 | 12.7419 | 7.0433 | 9.2631 | 4.7937 | 53.2981 | 85.8589 | 52.9699 | 85.4021
North Valley | ORO FINO 11012022 | 1392 | 1699 | 2109.5587 | 4453 | 3254.5789 | 259 | 0.00010262 | 0.037818 | 16.4636 | 3.881e-06 | 0.00074668 | 0.38154 | 0.64818 | {81205B01-8688-4570-8F47-B08F18EDCF16} | 103031101 | ORO FINO 1101 | 2022 | 39.8542 | -121.6059 | 395 | 1163 | 83825.4014 | 52.0868 | 27985.9982 | 17.3897 | 55839.4032 | 27985.9982 | 55839.4032 | 0.19339 | 0.026579 | 557 | 14.0959 | 28.1191 | 3 | 2.409 | 7.1276 | 0.73457 | 0.14808 | 0.0050539 | 4.4068 | 294.965 | 49.2227 | 37.9858 | 1.3306 | 11.5478 | 13.944 | 3.5018 | 66.2% | 59.7% | 79.2% | 95.7% | 41.3% | 5.2% | 0.1408 | 0.024507 | 5.4811 | 20.7462 | 3.8653 | 14.2268 | 12.8214 | 9.6619 | 2.3664 | 4.1991 | 13.028 | 5.1869 | 7.6574 | 3.3717 | 63.2509 | 117.9597 | 53.8442 | 98.5649
Bay Area | ALTO 11221212 | 3615 | 359 | 574.9517 | 714 | 770.6759 | 25 | 0.00014384 | 0.037818 | 0.20813 | 5.4399e-06 | 0.00011016 | 0.5028 | 0.74604 | {480E1BDA-E928-4338-A7BA-DDA1B7A106EF} | 42031122 | ALTO 1122 | 1212 | 37.9258 | -122.5308 | 74 | 362 | 18359.3634 |  | 3797.0171 |  | 14562.3463 | 2589.3247 | 10088.3628 | 0.002754 | 0.0035961 | 1811 | 7.5617 | 17.9195 | 2.9231 | 2.2839 | 6.5463 | 2.7605 | 0.20231 | 0.0071162 | 2.8365 | 295.1841 | 31.906 | 28.2609 | 0.88098 | 15.5108 | 17.3815 | 20.9388 | 66.6% | 22.8% | 95.5% | 85.8% | 49.4% | 65.2% | 0.46733 | 0.036538 | 12.12 | 22.12 | 3.3404 | 27.4615 | 10.9344 | 9.384 | 1.8281 | 3.3516 | 13.9056 | 11.734 | 11.4737 | 8.8326 | 54.0331 | 57.3659 | 44.3664 | 56.5033
Bay Area | SAN RAFAEL 1108circuit_breaker | 5230 | 338 | 520.029 | 1394 | 1130.1487 | 75 | 0.00012848 | 0.037818 | 0.63261 | 4.8587e-06 | 0.00010982 | 0.24247 | 0.46014 | {8BC2020E-62FB-478E-A2C9-53FD6549A421} | 42011108 | SAN RAFAEL 1108 | circuit_breaker | 37.9709 | -122.5273 | 250 | 998 | 52093.8696 |  | 11921.7427 |  | 40172.1269 | 6729.9719 | 23161.4338 | 0.0082362 | 0.0096358 | 1812 | 8.1328 | 17.9066 | 3 | 1.8451 | 5.8951 | 1.1546 | 0.13778 | 0.0070874 | 2.6503 | 295.5985 | 33.4739 | 29.7491 | 0.92406 | 15.1826 | 16.9453 | 17.333 | 66.4% | 36.4% | 92% | 85.7% | 57.9% | 46.5% | 0.37245 | 0.031111 | 8.3544 | 21.8481 | 3.8984 | 15.4889 | 11.1009 | 9.5467 | 1.8941 | 3.4562 | 13.6113 | 11.469 | 11.2339 | 8.6657 | 55.3277 | 59.8068 | 45.841 | 58.1016
Bay Area | ALHAMBRA 110595016 | 4425 | 53 | 114.959 | 159 | 177.6704 | 14 | 6.6186e-05 | 1872.3729 | 3.0459 | 0.12304 | 0.00010974 | 0.33333 | 0.64704 | {9A4542AE-EE8F-4BB7-BE2E-76002D6DCF25} | 14101105 | ALHAMBRA 1105 | 95016 | 37.967 | -122.1249 | 117 | 391 | 24011.4742 |  | 6423.8169 |  | 17587.6573 | 1054.2618 | 1681.7452 | 0.0015364 | 0.00092661 | 1813 | 2.7018 | 10.4942 | 2 | 3.7195 | 7.6139 | -2.4926 | 0.023182 | 0.0068561 | 1.563 | 296.5205 | 39.5876 | 35.1657 | 1.0903 | 14.1515 | 15.49 | 2.8768 | 66.2% | 70.7% | 65.3% | 39.6% | 87.3% | 14.2% | 0.19441 | 0.036818 | 3.7857 | 20.7857 | 1.5268 | 7.2273 | 6.8175 | 6.5206 | 2.153 | 3.7822 | 12.7796 | 9.443 | 9.9567 | 6.5229 | 55.6421 | 69.7376 | 51.831 | 72.2298
North Coast | ELK 11011300 | 5169 | 109 | 174.1495 | 193 | 212.8201 | 19 | 9.6837e-05 | 0.097919 | 1.2089 | 9.2459e-06 | 0.00010962 | 0.56477 | 0.81829 | {731B8D8A-0D26-4FAC-B904-5F57E7A23907} | 42981101 | ELK 1101 | 1300 | 39.129 | -123.7111 | 79 | 48 | 21302.8938 |  | 15972.3198 |  | 5330.574 | 2515.6031 | 1391.9739 | 0.0020828 | 0.0018399 | 1814 | 10.5014 | 21.7067 | 2 | 3.4923 | 8.999 | 1.6171 | 0.045306 | 0.006802 | 2.9933 | 290.821 | 20.4545 | 22.9009 | 0.49569 | 18.4458 | 20.7904 | 0.99877 | 22% | 17.4% | 50.5% | 63.7% | 10.1% | 89.4% | 0.07873 | 0.097551 | 1.3333 | 14.4444 | 0.19571 | 3.9388 | 12.8836 | 10.8218 | 1.4106 | 2.2131 | 17.906 | 13.9896 | 13.3091 | 10.0042 | 45.7231 | 54.5483 | 31.109 | 46.775
Bay Area | SUNOL 1101MR297 | 3589 | 165 | 248.4282 | 732 | 597.0302 | 91 | 4.6985e-05 | 6.404 | 3.9322 | 0.00028402 | 0.00010957 | 0.22541 | 0.41611 | {144B98B4-D8D8-4444-BA16-D1CC613F7105} | 14241101 | SUNOL 1101 | MR297 | 37.5946 | -121.8882 | 99 | 140 | 17541.7543 |  | 9725.4912 |  | 7816.2631 | 9415.923 | 6966.5106 | 0.0099712 | 0.0042757 | 1815 | 2.0171 | 7.0946 | 2.1757 | 3.4107 | 7.0859 | -1.5424 | 0.033514 | 0.0067435 | 1.4544 | 295.6919 | 38.4437 | 32.0002 | 1.0192 | 14.3136 | 15.6729 | 6.1091 | 66.1% | 75.6% | 41.4% | 16.9% | 74.2% | 17.8% | 0.2798 | 0.080473 | 2.4066 | 15.8352 | 1.1871 | 4.9459 | 8.03 | 6.8348 | 2.0167 | 3.6452 | 13.9157 | 9.1903 | 9.5423 | 5.864 | 47.1062 | 66.0111 | 47.4975 | 75.0834
Central Coast | SAN LUIS OBISPO 1104V40 | 4507 | 210 | 573.7959 | 466 | 721.3337 | 82 | 2.4324e-05 | 271.2775 | 10.4828 | 0.0061199 | 0.00010955 | 0.45064 | 0.79547 | {84A17C4B-1356-4E5D-9790-C7A137661BEE} | 182631104 | SAN LUIS OBISPO 1104 | V40 | 35.2197 | -120.5967 | 259 | 186 | 51478.2393 |  | 37142.5765 |  | 14335.6628 | 22025.4599 | 8522.9959 | 0.0089831 | 0.0019946 | 1816 | 1.8353 | 6.9323 | 2 | 2.1089 | 7.16 | -0.92611 | 0.0095502 | 0.0069731 | 1.1168 | 296.1991 | 36.2188 | 32.1188 | 0.94502 | 14.7984 | 15.6971 | 0.71629 | 55.5% | 83% | 20.3% | 40.3% | 41% | 44.5% | 0.16688 | 0.020874 | 1.8042 | 14.4965 | 1.2619 | 1.6125 | 9.2602 | 8.8886 | 1.8871 | 3.3612 | 13.3202 | 11.6753 | 9.6932 | 8.3882 | 55.4917 | 60.8054 | 50.3072 | 58.8772
North Valley | BIG MEADOWS 21012586 | 2954 | 459 | 603.5136 | 802 | 798.538 | 100 | 1.1336e-05 | 8.6435 | 14.7108 | 6.9485e-05 | 0.00010861 | 0.57232 | 0.75577 | {55B88B02-B20F-4205-B6F5-A65D9680200A} | 102812101 | BIG MEADOWS 2101 | 2586 | 40.1493 | -120.9355 | 132 | 135 | 26667.0595 |  | 17615.5168 |  | 9051.5428 | 8954.8757 | 5275.0693 | 0.010861 | 0.0011336 | 1817 | 6.0174 | 13.443 | 2 | 1.8005 | 5.0479 | -0.8048 | 0.054565 | 0.004231 | 2.7303 | 292.3715 | 45.4815 | 37.0615 | 1.0948 | 12.5045 | 14.6013 | 0.58073 | 30.6% | 56.4% | 8.7% | 60.7% | 21.4% | 67.6% | 0.030799 | 0.036594 | 2.3014 | 16.0274 | 3.4498 | 5.8116 | 12.3511 | 10.1356 | 1.9933 | 3.327 | 12.0458 | 6.1749 | 7.0016 | 4.7472 | 60.0839 | 89.9279 | 59.3479 | 90.3417
Bay Area | TIDEWATER 210614072 | 5581 | 27 | 35.8909 | 55 | 48.8708 | 22 | 2.179e-05 | 1840.6542 | 7.4282 | 0.03981 | 0.00010773 | 0.49091 | 0.7344 | {A74482B6-4F98-4489-A417-0B9C2832ACBF} | 14652106 | TIDEWATER 2106 | 14072 | 37.9632 | -121.9407 | 44 | 22 | 8226.7 |  | 6206.8729 |  | 2019.8271 | 5897.3117 | 1670.9562 | 0.00237 | 0.00047938 | 1818 | 0.86084 | 3.0193 | 2 | 3.6773 | 7.9511 | -7.3128 | 0.0058537 | 0.006516 | 1.5159 | 295.9789 | 41.7056 | 36.0887 | 1.0974 | 13.563 | 14.9112 | 9.1727 | 65.9% | 86.9% | 11.1% | 2.7% | 88.6% | 4.2% | 0.2777 | 0.041585 | 1.5556 | 13.6111 | 0.28671 | 0.67073 | 7.2362 | 6.7825 | 2.1294 | 3.7054 | 12.6204 | 8.4834 | 9.5084 | 5.7383 | 56.7122 | 71.5924 | 53.2109 | 77.4334
Bay Area | SAN RAFAEL 1106910 | 16 | 84 | 138.1822 | 217 | 215.0331 | 20 | 5.4169e-05 | 0.037818 | 3.4374 | 2.0485e-06 | 0.00010767 | 0.3871 | 0.64261 | {5D059BF5-F769-4312-8893-6A2C828C685C} | 42011106 | SAN RAFAEL 1106 | 910 | 37.9752 | -122.5379 | 179 | 1064 | 59384.547 |  | 11732.4333 |  | 47652.1137 | 2037.0021 | 6547.9324 | 0.0021535 | 0.0010834 | 1819 | 3.5867 | 10.4155 | 2 | 1.7615 | 5.5739 | -1.0672 | 0.033415 | 0.0070974 | 2.6398 | 295.5734 | 33.392 | 29.6874 | 0.91945 | 15.2068 | 16.9672 | 24.9202 | 65.7% | 72.5% | 51.9% | 38.7% | 56.4% | 48.6% | 0.26542 | 0.013659 | 5.8462 | 22.3462 | 2.4612 | 5.2927 | 11.0549 | 9.5118 | 1.8857 | 3.443 | 13.6283 | 11.4961 | 11.2555 | 8.6864 | 55.1896 | 59.5944 | 45.741 | 57.9548
Sierra | NARROWS 21011202 | 2819 | 736 | 1289.9096 | 3420 | 2178.8608 | 547 | 6.3505e-05 | 95.3011 | 14.3204 | 0.0062335 | 0.00046415 | 0.2152 | 0.59201 | {63551680-2169-45C3-BF85-1608C868FCAF} | 153132101 | NARROWS 2101 | 1202 | 39.2105 | -121.3108 | 636 | 543 | 110950.8145 | 68.9418 | 73260.5674 | 45.5221 | 37690.2472 | 73260.5674 | 37690.2472 | 0.25389 | 0.034737 | 844 | 3.1714 | 8.1786 | 2 | 2.6743 | 7.5043 | 0.25712 | 0.021289 | 0.0064831 | 2.2372 | 297.2758 | 46.4436 | 32.7968 | 1.3461 | 12.5477 | 14.2189 | 0.81792 | 46.6% | 49.6% | 33.7% | 32% | 89% | 70.5% | 0.067285 | 0.051952 | 2.045 | 15.7857 | 4.6871 | 6.4962 | 8.634 | 6.4402 | 2.272 | 3.9835 | 12.4512 | 5.7026 | 8.3691 | 3.9245 | 53.1044 | 90.2574 | 55.2118 | 93.7258
Central Coast | ROB ROY 21045304 | 8642 | 151 | 471.4361 | 644 | 711.8346 | 50 | 4.4748e-05 | 0.040124 | 4.5844 | 1.8172e-06 | 0.0001072 | 0.23447 | 0.66228 | {B079AC67-F69E-4839-9DB7-69A2C23DFB56} | 83692104 | ROB ROY 2104 | 5304 | 36.973 | -121.8204 | 86 | 131 | 16394.478 |  | 8039.9737 |  | 8354.5043 | 4973.8861 | 3109.0585 | 0.0053601 | 0.0022374 | 1821 | 2.366 | 8.5471 | 2 | 1.776 | 4.6834 | -2.4338 | 0.043134 | 0.0070643 | 1.6547 | 295.3931 | 32.2703 | 25.727 | 0.82955 | 15.707 | 17.0655 | 4.9711 | 55.3% | 61.5% | 56.6% | 47.4% | 29.3% | 62.3% | 0.12045 | 0.05699 | 1.7143 | 16.3673 | 3.7218 | 9.6119 | 6.8328 | 6.4543 | 1.9053 | 3.3306 | 14.6809 | 11.2929 | 9.4435 | 6.8717 | 41.434 | 52.0842 | 44.4298 | 64.9048
North Coast | GEYSERVILLE 1101122 | 276 | 88 | 158.9156 | 185 | 209.0829 | 35 | 7.0069e-05 | 0.11829 | 1.8539 | 8.0069e-06 | 0.00010712 | 0.47568 | 0.76006 | {69EA27A3-0D2B-4A2D-A229-63A3090F6AF6} | 42891101 | GEYSERVILLE 1101 | 122 | 38.7347 | -122.9441 | 226 | 214 | 51090.5345 |  | 30286.4801 |  | 20804.0544 | 7052.0878 | 5557.9441 | 0.0037491 | 0.0024524 | 1822 | 5.1337 | 17.8726 | 2 | 2.4072 | 6.1681 | 0.1414 | 0.033402 | 0.0066932 | 2.7633 | 296.9344 | 37.0943 | 36.6035 | 1.1395 | 14.572 | 16.4979 | 2.7508 | 21.8% | 24.9% | 20.5% | 49.3% | 76.3% | 26.1% | 0.25972 | 0.022595 | 2.1132 | 16.3208 | 1.4321 | 1.9072 | 11.8511 | 10.28 | 2.4183 | 3.9629 | 13.8567 | 8.9833 | 8.5323 | 5.2356 | 65.8674 | 91.6731 | 49.2758 | 76.0145
Central Coast | MORGAN HILL 2110XR326 | 285 | 40 | 83.3557 | 98 | 113.0278 | 20 | 3.5339e-05 | 1506.5211 | 8.3744 | 0.050875 | 0.00010695 | 0.40816 | 0.73748 | {FEA8F80B-51AF-4084-A9B9-47D11430DD95} | 83242110 | MORGAN HILL 2110 | XR326 | 37.1072 | -121.6348 | 444 | 556 | 64363.006 |  | 33599.9303 |  | 30763.0758 | 3216.8739 | 3341.2808 | 0.0021391 | 0.00070679 | 1823 | 1.3344 | 4.5849 | 2 | 2.2342 | 6.1509 | -1.0051 | 0.011231 | 0.0068904 | 1.4921 | 296.4847 | 34.9011 | 30.1624 | 0.99376 | 15.2563 | 16.491 | 11.7828 | 55.1% | 77.1% | 38.3% | 21.1% | 59.5% | 55.3% | 0.26188 | 0.025846 | 2.0526 | 16.4211 | 0.60908 | 1.5077 | 9.0813 | 8.3222 | 2.0074 | 3.6475 | 14.4359 | 10.5171 | 10.0524 | 6.5078 | 49.6922 | 63.4435 | 44.9937 | 68.3456
Bay Area | HALF MOON BAY 11038089 | 3571 | 483 | 859.2483 | 684 | 955.9598 | 55 | 3.2535e-05 | 0.037818 | 5.3227 | 1.2304e-06 | 0.00010675 | 0.70614 | 0.89883 | {525B2EF0-7EB8-48BA-86A2-CA5740BCAD7C} | 24101103 | HALF MOON BAY 1103 | 8089 | 37.2191 | -122.3424 | 45 | 164 | 10971.3703 |  | 4645.2114 |  | 6326.1589 | 4645.2114 | 6326.1589 | 0.0058712 | 0.0017894 | 1824 | 15.1137 | 27.0884 | 2 | 2.5222 | 6.9494 | -12.3256 | 0.10338 | 0.0071661 | 2.0306 | 293.1829 | 27.4539 | 28.8322 | 0.64288 | 16.8451 | 18.5035 | 0.0024324 | 65.5% | 82.4% | 24.3% | 97.6% | 9.3% | 92.4% | 0.0033651 | 0.066757 | 4.2727 | 19.4091 | 0.14216 | 9.2432 | 12.2036 | 10.4814 | 1.5213 | 2.9213 | 16.057 | 12.4981 | 10.4169 | 7.4176 | 59.2119 | 64.2952 | 39.5501 | 60.2538
North Valley | RED BLUFF 11041630 | 903 | 12 | 14.6067 | 90 | 38.3128 | 23 | 2.9519e-05 | 77.6431 | 6.9287 | 0.0020432 | 0.00010641 | 0.13333 | 0.38125 | {BFF4B959-67E4-4578-A961-731179E6F4E2} | 103541104 | RED BLUFF 1104 | 1630 | 40.2645 | -122.2255 | 231 | 314 | 41658.3318 |  | 22734.8037 |  | 18923.5281 | 3396.4013 | 649.9233 | 0.0024475 | 0.00067893 | 1825 | 6.0311 | 22.1087 | 2 | 2.7843 | 9.459 | 0.86583 | 0.0088462 | 0.0059152 | 1.8328 | 298.3419 | 48.8283 | 38.7794 | 1.5732 | 12.0101 | 13.793 | 0.37934 | 30.3% | 35.8% | 21.7% | 85.3% | 82.4% | 29.2% | 0.20254 | 0.018697 | 1.1875 | 13.8125 | 1.054 | 1.7308 | 14.9824 | 10.9931 | 2.9839 | 4.7469 | 10.8923 | 6.0018 | 7.1196 | 4.5148 | 79.149 | 95.0614 | 62.706 | 90.1167
Central Valley | CALAVERAS CEMENT 110111188 | 5941 | 393 | 687.3694 | 1807 | 1266.1376 | 342 | 6.7684e-05 | 22.2812 | 7.3405 | 0.0015129 | 0.00025428 | 0.21749 | 0.54289 | {65DFE4A7-A5B5-488E-A5EA-F56668120457} | 162211101 | CALAVERAS CEMENT 1101 | 11188 | 38.2136 | -120.6961 | 439 | 681 | 84138.787 | 52.2815 | 48300.9598 | 30.0129 | 35837.8271 | 48300.9598 | 35837.8271 | 0.086964 | 0.023148 | 1245 | 2.6162 | 7.884 | 2 | 1.8426 | 5.3439 | -0.18989 | 0.024856 | 0.0063692 | 2.2164 | 296.9609 | 43.4467 | 32.9459 | 1.2809 | 13.2069 | 14.834 | 1.9508 | 46.3% | 34% | 70.3% | 41.7% | 49.9% | 86.7% | 0.10876 | 0.059021 | 2.7537 | 16.2734 | 1.323 | 2.742 | 14.1475 | 9.9411 | 2.2865 | 3.8956 | 13.3185 | 7.1993 | 9.2688 | 4.887 | 45.1476 | 72.988 | 50.3673 | 84.8057
Central Valley | BEAR VALLEY 210576694 | 8021 | 90 | 135.3465 | 236 | 213.7633 | 48 | 2.9366e-05 | 0.6122 | 7.2573 | 1.8062e-05 | 0.00010627 | 0.38136 | 0.63316 | {DBF29453-0B03-42AD-A97A-1CA961543977} | 252192105 | BEAR VALLEY 2105 | 76694 | 37.741 | -120.128 | 51 | 36 | 10282.5742 |  | 7317.351 |  | 2965.2231 | 7317.351 | 2965.2231 | 0.005101 | 0.0014096 | 1827 | 4.2204 | 10.9823 | 2 | 2.1332 | 5.1233 | -1.0878 | 0.02 | 0.005102 | 2.2857 | 295.6876 | 51.6384 | 37.8878 | 1.3352 | 11.4121 | 12.8989 | 0.83425 | 25.3% | 33.6% | 26.6% | 56.8% | 66.3% | 29.3% | 0.16095 | 0.073113 | 1.7059 | 13 | 1.654 | 2.2264 | 8.0736 | 6.8118 | 2.0835 | 3.7954 | 11.3946 | 6.2007 | 7.5587 | 4.307 | 54.666 | 86.4823 | 60.7662 | 90.6393
Central Valley | DUNLAP 11027360 | 5011 | 116 | 162.8646 | 299 | 246.4118 | 63 | 1.4406e-05 | 5.2878 | 17.8056 | 7.0625e-05 | 0.00010625 | 0.38796 | 0.66094 | {81D716EF-AF38-46F5-8FD2-48383247DE01} | 254061102 | DUNLAP 1102 | 7360 | 36.6765 | -119.0165 | 115 | 81 | 19844.8704 |  | 13675.786 |  | 6169.0845 | 13675.786 | 6169.0845 | 0.0066935 | 0.00090757 | 1828 | 2.7806 | 7.8321 | 2 | 2.2631 | 4.5064 | 0.84875 | 0.01779 | 0.0052207 | 2.1792 | 295.2834 | 60.0047 | 39.3495 | 1.4717 | 9.4541 | 10.916 | 0.67529 | 25.1% | 61.4% | 9.3% | 41.2% | 85.1% | 1.8% | 0.050722 | 0.047238 | 1.7963 | 13.8426 | 1.302 | 1.6519 | 5.5181 | 5.4345 | 2.4301 | 4.0093 | 8.82 | 5.0364 | 5.2863 | 3.2751 | 54.9979 | 82.1083 | 76.587 | 98.5469
North Coast | KONOCTI 11084039 | 636 | 77 | 139.9892 | 180 | 186.444 | 26 | 0.00010794 | 0.037818 | 1.1117 | 4.0822e-06 | 0.00010597 | 0.42778 | 0.75084 | {6CC0AC14-D9A2-4DF6-8158-C7F692F1F8D5} | 43311108 | KONOCTI 1108 | 4039 | 38.9545 | -122.7186 | 46 | 185 | 12452.101 |  | 3707.395 |  | 8744.7059 | 2945.2304 | 5641.5661 | 0.0027552 | 0.0028065 | 1829 | 8.0958 | 33.5245 | 2 | 3.1351 | 7.9256 | 2.0671 | 0.048235 | 0.0060933 | 2.1927 | 296.1678 | 43.7535 | 35.7737 | 1.2447 | 13.2939 | 14.9649 | 3.205 | 21.7% | 16.4% | 61.9% | 90.4% | 95.7% | 5.8% | 0.39704 | 0.033824 | 5.4516 | 19.871 | 5.32 | 5.2941 | 9.9077 | 7.6082 | 2.3129 | 4.1264 | 13.0019 | 6.6447 | 8.03 | 4.2686 | 57.4092 | 87.4609 | 52.6434 | 88.2465
Central Coast | LOS GATOS 1106LA42 | 3862 | 161 | 273.1807 | 646 | 543.8457 | 36 | 8.4884e-05 | 0.037818 | 1.677 | 3.2101e-06 | 0.00010583 | 0.24923 | 0.50231 | {07C3F785-A0A2-4537-8DD2-EA76577441A5} | 82021106 | LOS GATOS 1106 | LA42 | 37.1551 | -121.9818 | 73 | 228 | 10745.6547 |  | 4461.918 |  | 6283.7367 | 4461.918 | 6283.7367 | 0.0038099 | 0.0030558 | 1830 | 8.4675 | 22.2355 | 3 | 2.1285 | 5.493 | 1.5864 | 0.10238 | 0.0066073 | 3.0287 | 294.1037 | 41.7515 | 34.8559 | 0.98143 | 13.3261 | 15.0649 | 1.3744 | 54.8% | 34.1% | 81.9% | 91.4% | 53.7% | 12.6% | 0.3586 | 0.067381 | 7.5676 | 21.5135 | 1.1988 | 15.381 | 9.5514 | 8.0239 | 1.8914 | 3.644 | 12.8668 | 7.6405 | 7.8732 | 4.5677 | 54.5423 | 77.89 | 52.8281 | 84.1735
Central Coast | VIEJO 2202circuit_breaker | 6323 | 381 | 1384.2131 | 454 | 1428.5593 | 28 | 3.8648e-05 | 0.037818 | 4.1891 | 1.4616e-06 | 0.00010574 | 0.83921 | 0.96896 | {204F3E15-8D98-42F3-A6B0-F8D2FC5C7EAD} | 182852202 | VIEJO 2202 | circuit_breaker | 36.5784 | -121.9082 | 40 | 18 | 4291.4657 |  | 3355.2545 |  | 936.2113 | 3355.2545 | 936.2113 | 0.0029608 | 0.0010821 | 1831 | 7.4222 | 16.1609 | 2 | 2.0751 | 6.2659 | -2.3148 | 0.052821 | 0.0073192 | 1.2033 | 291.5928 | 24.2449 | 23.9037 | 0.52268 | 17.3811 | 18.6464 | 9.5829 | 54.6% | 59.4% | 45.4% | 72% | 4.4% | 94.1% | 0.25575 | 0.063077 | 3.25 | 12.75 | 12.8249 | 11.641 | 10.8755 | 9.6623 | 1.3647 | 2.064 | 16.5355 | 15.33 | 13.5219 | 13.3411 | 43.8494 | 44.7996 | 31.9589 | 37.4195
Central Coast | HICKS 2101XR250 | 2769 | 260 | 377.997 | 1126 | 876.4044 | 106 | 4.0586e-05 | 1.5506 | 0.83222 | 5.6901e-05 | 4.085e-05 | 0.23091 | 0.4313 | {7AD08992-20DE-491C-B310-C51F11D11659} | 83432101 | HICKS 2101 | XR250 | 37.2022 | -121.8329 | 325 | 474 | 47264.8254 | 29.3691 | 21684.167 | 13.474 | 25580.6584 | 12241.6477 | 14826.2195 | 0.0043301 | 0.0043022 | 2382 | 5.4271 | 16.6665 | 2.2899 | 2.2709 | 5.3418 | -6.694 | 0.052249 | 0.0063568 | 1.8612 | 295.1957 | 42.3319 | 35.8536 | 1.0307 | 13.4406 | 14.8152 | 9.7541 | 31.3% | 22.1% | 47.8% | 72.9% | 72.9% | 15.4% | 0.18338 | 0.04863 | 3.7727 | 17.3727 | 1.2959 | 6.6627 | 10.1871 | 8.532 | 1.9674 | 3.6302 | 12.8722 | 7.9892 | 8.687 | 5.0497 | 57.6866 | 79.38 | 51.9825 | 82.1685
Central Valley | FROGTOWN 170212282 | 2624 | 554 | 882.4987 | 2258 | 1530.8475 | 406 | 5.6017e-05 | 56.9664 | 12.2953 | 0.0027234 | 0.00032263 | 0.24535 | 0.57648 | {6471EAF8-C6B2-4BBF-898D-F4AC5320ACCB} | 163451702 | FROGTOWN 1702 | 12282 | 38.088 | -120.5377 | 365 | 487 | 84660.5535 | 52.6058 | 58310.0701 | 36.2323 | 26350.4834 | 58310.0701 | 26350.4834 | 0.13099 | 0.022743 | 1058 | 2.6155 | 7.94 | 2 | 2.1922 | 5.3745 | -0.058112 | 0.018936 | 0.0063539 | 2.2144 | 296.5156 | 44.3483 | 32.6877 | 1.2681 | 13.0373 | 14.6084 | 0.87441 | 55% | 50.6% | 61% | 42.1% | 44.8% | 79.4% | 0.11354 | 0.03688 | 2.3898 | 16.661 | 1.5231 | 2.8949 | 12.4307 | 8.9845 | 2.1987 | 3.8691 | 12.7546 | 6.8235 | 8.7766 | 4.6284 | 47.0909 | 78.139 | 53.1852 | 87.1518
North Coast | 171410 | 9044 | 50 | 85.3774 | 189 | 165.109 | 24 | 6.1447e-05 | 13.9628 | 2.8994 | 0.0007915 | 0.0001055 | 0.26455 | 0.5171 | {CF3D4281-EA2F-4415-B4CD-AC674F9B4864} | 43501103 |  | 171410 | 38.5687 | -122.7991 | 47 | 35 | 10940.4528 |  | 7764.5032 |  | 3175.9497 | 2859.7024 | 607.8964 | 0.002532 | 0.0014747 | 1834 | 6.9425 | 18.9798 | 2 | 1.8365 | 5.3273 | -3.3816 | 0.038824 | 0.0069355 | 2.8083 | 296.125 | 30.9954 | 31.0524 | 0.94015 | 16.2934 | 18.1905 | 1.5596 | 21.5% | 35.2% | 12.1% | 53.1% | 57.7% | 52.7% | 0.20994 | 0.057031 | 1.4286 | 14.0476 | 2.4156 | 5.5588 | 10.9427 | 8.6775 | 2.1051 | 3.5264 | 15.4518 | 11.3192 | 11.1974 | 7.9191 | 54.7185 | 70.8473 | 42.4715 | 61.9969
Bay Area | RIDGE 0402circuit_breaker | 289 | 52 | 105.8563 | 240 | 204.6341 | 21 | 2.9019e-05 | 0.037818 | 4.6059 | 1.0974e-06 | 0.0001053 | 0.21667 | 0.5173 | {DCA9ACB4-28D7-4107-A085-304473A5BF3B} | 12840402 | RIDGE 0402 | circuit_breaker | 37.885 | -122.2551 | 92 | 610 | 24773.3731 |  | 3848.2536 |  | 20925.1196 | 2818.3373 | 15395.9113 | 0.0022112 | 0.0006094 | 1835 | 6.4624 | 15.3922 | 2 | 2.6613 | 6.2584 | -2.5229 | 0.091786 | 0.0072636 | 1.7181 | 293.0322 | 31.7379 | 27.3315 | 0.68955 | 15.4052 | 16.854 | 24.3399 | 65.2% | 79% | 20.7% | 73.1% | 16.5% | 58.6% | 0.49899 | 0.036429 | 14.2593 | 22 | 1.6214 | 8.5714 | 7.4692 | 6.8905 | 1.5571 | 2.9834 | 14.6832 | 11.5469 | 10.2401 | 7.6992 | 47.5201 | 50.0386 | 43.3908 | 60.1692
Central Valley | CLAY 110334338 | 2473 | 45 | 94.1971 | 223 | 151.9654 | 54 | 3.3936e-05 | 11.0553 | 9.8863 | 0.00052264 | 0.00010519 | 0.20179 | 0.61986 | {AE111B59-4073-4BA6-A6F7-C46E4FCA24F4} | 163341103 | CLAY 1103 | 34338 | 38.2944 | -120.9095 | 75 | 48 | 23409.9025 |  | 16836.8272 |  | 6573.0753 | 14279.384 | 5450.3293 | 0.0056801 | 0.0018325 | 1836 | 0.88341 | 3.0384 | 2 | 1.7494 | 5.2698 | -0.41349 | 0.0098558 | 0.0066078 | 1.6832 | 297.2884 | 43.7886 | 30.6743 | 1.295 | 13.2113 | 14.6196 | 0.85983 | 24.8% | 43.7% | 33.7% | 10.9% | 53.9% | 87.1% | 0.02795 | 0.016202 | 1.2329 | 12.5068 | 0.89014 | 1.0721 | 11.1068 | 7.7175 | 2.4262 | 3.9961 | 12.8511 | 7.3544 | 8.8819 | 5.0323 | 47.6757 | 62.6125 | 54.1752 | 82.4916
Sierra | BRUNSWICK 110456468 | 817 | 14 | 21.5469 | 57 | 39.6601 | 10 | 0.0001188 | 0.037818 | 0 | 4.4928e-06 | 0.00010514 | 0.24561 | 0.54329 | {A316ED50-5AA1-4ED8-AC7C-24B23FF6CC3D} | 152481104 | BRUNSWICK 1104 | 56468 | 39.2412 | -121.0378 | 190 | 385 | 27783.8624 |  | 9624.4245 |  | 18159.4379 | 8462.4654 | 16433.6469 | 0.0010514 | 0.001188 | 1837 | 8.3227 | 18.9845 | 2 | 1.9916 | 5.6427 | 1.4284 | 0.10318 | 0.0054587 | 3.9677 | 293.8952 | 46.0567 | 32.7695 | 1.1525 | 12.2704 | 14.4187 | 10.1636 | 16.1% | 0% | 90.7% | 80.7% | 15.1% | 48.3% | 0.1973 | 0.035727 | 5.0612 | 20.7653 | 0.12909 | 0.51818 | 8.8498 | 7.0151 | 2.0504 | 3.5321 | 13.0547 | 5.9767 | 8.0955 | 4.0667 | 55.4843 | 93.0216 | 52.5796 | 92.0006
Central Valley | CLAY 110113442 | 2295 | 118 | 205.853 | 933 | 444.3813 | 240 | 3.2529e-05 | 112.6082 | 8.4183 | 0.0033721 | 0.00013333 | 0.12647 | 0.46324 | {31882BA6-5D81-4512-9217-A61120B12235} | 163341101 | CLAY 1101 | 13442 | 38.3516 | -120.9352 | 404 | 684 | 84710.1098 | 52.6366 | 49967.0249 | 31.0481 | 34743.085 | 40782.5793 | 18451.3525 | 0.032 | 0.0078071 | 1692 | 1.5497 | 5.4185 | 2 | 1.9744 | 5.5807 | -0.49782 | 0.015871 | 0.0065202 | 1.8372 | 297.1293 | 43.5839 | 30.6032 | 1.279 | 13.253 | 14.7086 | 2.5126 | 29.9% | 39.1% | 30.8% | 27.1% | 49.4% | 87.6% | 0.069631 | 0.024645 | 1.5993 | 13.963 | 0.4055 | 1.5787 | 9.5006 | 6.5992 | 2.4356 | 3.935 | 12.7072 | 7.3132 | 8.6959 | 5.0438 | 46.2737 | 65.5461 | 54.6785 | 83.1545
Bay Area | CALISTOGA 1101736 | 2102 | 2838 | 4136.3506 | 4746 | 5195.1606 | 474 | 0.00011784 | 2.915 | 8.1266 | 0.00031068 | 0.00052545 | 0.59798 | 0.79619 | {C2E51B1B-3D1A-41AD-8F70-366CE643D28F} | 42711101 | CALISTOGA 1101 | 736 | 38.5803 | -122.5979 | 491 | 445 | 84934.2958 | 52.7759 | 56743.887 | 35.2591 | 28190.4087 | 56743.887 | 28190.4087 | 0.24907 | 0.055856 | 763 | 7.7263 | 18.0307 | 3 | 2.0473 | 5.5641 | -1.0961 | 0.033525 | 0.0066151 | 2.7125 | 295.9085 | 37.3392 | 32.4104 | 1.0535 | 14.5173 | 16.3205 | 0.66012 | 94.4% | 88.3% | 88.2% | 86.2% | 78% | 25% | 0.1706 | 0.035287 | 1.8032 | 15.0263 | 2.4144 | 6.0613 | 10.8483 | 8.0559 | 2.0463 | 3.9348 | 14.7424 | 8.3214 | 8.937 | 4.9043 | 51.6775 | 83.337 | 46.5811 | 80.7935
Bay Area | GEYSERVILLE 1102522 | 128 | 0 | 0 | 10 | 21.3661 | 1 | 0.0001047 | 0.048798 |  | 5.1091e-06 | 0.0001047 | 0 | 0 | {C28A65D7-37D3-4F6C-9C48-AF74AD2858BE} | 42891102 | GEYSERVILLE 1102 | 522 | 38.7163 | -122.8936 | 142 | 176 | 29664.6273 |  | 16833.4938 |  | 12831.1335 | 11530.9091 | 9911.0113 | 0.0001047 | 0.0001047 | 1840 | 6.1073 | 20.9915 | 2.0349 | 2.2357 | 5.9965 | 0.89309 | 0.032267 | 0.0066297 | 2.7181 | 296.5831 | 36.8132 | 35.226 | 1.1027 | 14.5931 | 16.4939 | 0.77631 | 65% | 0% | 84.4% | 92.4% | 89.3% | 26.1% | 0.21827 | 0.038969 | 2.0833 | 17.0185 | 2.5101 | 3.6453 | 11.4192 | 9.7145 | 2.302 | 3.8711 | 14.1084 | 9.0738 | 8.5379 | 5.4169 | 61.7697 | 87.8605 | 48.2898 | 75.0124
Central Valley | MARTELL 110368192 | 3099 | 15 | 28.9553 | 73 | 48.4716 | 23 | 4.225e-05 | 1009.2408 | 5.2899 | 0.043749 | 0.00010461 | 0.20548 | 0.59737 | {2D2F9EB5-C573-4256-A9F2-6087D93C70C6} | 163011103 | MARTELL 1103 | 68192 | 38.3585 | -120.7899 | 174 | 404 | 25896.583 |  | 10120.6731 |  | 15775.9099 | 3980.4628 | 1526.6958 | 0.0024061 | 0.00097175 | 1841 | 1.1616 | 3.7551 | 2 | 1.9854 | 5.3559 | -0.24486 | 0.0077778 | 0.0063864 | 2.3784 | 296.1478 | 43.999 | 31.3424 | 1.235 | 12.9946 | 14.6678 | 10.5345 | 24.6% | 23.7% | 43% | 15.7% | 33.9% | 76.1% | 0.21693 | 0.030556 | 1.6333 | 12.9286 | 0.74889 | 1.3519 | 11.9123 | 8.2681 | 2.1905 | 3.8523 | 13.2798 | 6.842 | 9.2388 | 4.6813 | 43.3949 | 70.0783 | 49.3566 | 86.6636
North Coast | NEWBURG 11313446 | 2043 | 0 | 0 | 1 | 0.45574 | 1 | 0.00010402 | 0.043308 |  | 4.505e-06 | 0.00010402 | 0 | 0 | {8A80C7E5-86DA-415B-A0BF-702ACAC61E9A} | 192151131 | NEWBURG 1131 | 3446 | 40.5488 | -124.1425 | 122 | 180 | 22023.6885 |  | 13140.8369 |  | 8882.8516 | 0 | 163.4304 | 0.00010402 | 0.00010402 | 1842 | 8.3386 | 20.2526 | 2 | 2.3958 | 6.5364 | -0.33502 | 0.05 | 0.0069318 | 3.4123 | 290.4313 | 19.429 | 20.8444 | 0.46838 | 18.236 | 21.1673 | 1.9459 | 21.3% | 0% | 58.2% | 57.5% | 8.4% | 87.5% | 0.40333 | 0.27 | 2 | 23 | 0 | 0.33333 | 12.6553 | 10.8194 | 1.3887 | 2.0379 | 19.2004 | 13.4408 | 13.7181 | 9.033 | 42.4444 | 58.4724 | 26.2438 | 50.3917
North Coast | CALPELLA 1102496 | 4371 | 66 | 93.6626 | 249 | 173.88 | 39 | 9.973e-05 | 0.046546 | 1.0385 | 4.2267e-06 | 0.00010397 | 0.26506 | 0.53866 | {1767BA94-AAFE-4694-A170-90C49EF279A2} | 43411102 | CALPELLA 1102 | 496 | 39.1947 | -123.2066 | 322 | 417 | 48826.3573 |  | 27009.544 |  | 21816.8133 | 5425.0881 | 5771.2147 | 0.0040549 | 0.0038895 | 1843 | 5.0209 | 14.1017 | 2 | 2.0913 | 6.5085 | 0.59412 | 0.031217 | 0.0062736 | 2.5862 | 297.1364 | 37.7882 | 38.1596 | 1.2202 | 14.5082 | 16.5054 | 8.2329 | 21.2% | 15.1% | 53.6% | 38.9% | 91.1% | 24.7% | 0.26617 | 0.043953 | 1.5439 | 17.807 | 0.56904 | 2.1652 | 12.9925 | 10.6281 | 2.4168 | 4.1164 | 13.4864 | 8.0627 | 9.3357 | 5.1904 | 70.276 | 99.0378 | 49.9275 | 79.7742
Central Valley | CORRAL 110313474 | 2206 | 41 | 103.7935 | 166 | 136.4032 | 28 | 7.2276e-05 | 472.2472 | 3.3111 | 0.024252 | 0.00010386 | 0.24699 | 0.76093 | {6748E8F4-5236-4133-9E21-482CCE2EC069} | 162991103 | CORRAL 1103 | 13474 | 38.1118 | -120.8661 | 153 | 327 | 29718.9933 |  | 11606.5963 |  | 18112.3971 | 3896.5378 | 7338.3067 | 0.002908 | 0.0020237 | 1844 | 1.478 | 4.6814 | 2 | 2.0594 | 6.2523 | -0.81088 | 0.030933 | 0.0064515 | 1.4809 | 297.6554 | 42.4559 | 31.0504 | 1.2971 | 13.6268 | 14.949 | 2.9144 | 24.4% | 16.1% | 75.2% | 20.6% | 54.5% | 96.2% | 0.22272 | 0.045867 | 2.7458 | 20.2712 | 1.9683 | 2.2133 | 11.6243 | 8.3469 | 2.4114 | 3.8663 | 13.3176 | 7.7649 | 9.6144 | 5.2493 | 46.4369 | 66.4404 | 51.9643 | 79.4186
Central Valley | OLETA 110151740 | 6650 | 55 | 99.2059 | 264 | 175.5717 | 83 | 2.971e-05 | 14.4789 | 5.2291 | 0.00054325 | 0.00010348 | 0.20833 | 0.56505 | {FCFE42BE-9C18-409B-9916-4C477F3B3051} | 163541101 | OLETA 1101 | 51740 | 38.4525 | -120.9131 | 140 | 101 | 43359.9292 |  | 33990.1368 |  | 9369.7924 | 20448.965 | 6872.9231 | 0.0085886 | 0.002466 | 1845 | 1.6172 | 5.7588 | 2 | 2.0173 | 5.5303 | -0.10121 | 0.012119 | 0.006616 | 1.7008 | 297.1894 | 43.4317 | 31.3156 | 1.2637 | 13.3243 | 14.6772 | 0.59612 | 24.2% | 23.2% | 27.1% | 29.5% | 43.2% | 91.4% | 0.086868 | 0.016391 | 1.2593 | 12.7185 | 0.4594 | 0.87417 | 7.571 | 5.4147 | 2.4409 | 3.9383 | 12.4494 | 7.4129 | 8.7132 | 5.1406 | 46.1577 | 67.7044 | 55.4783 | 82.3295
Central Coast | DEL MONTE 210332886 | 6806 | 137 | 353.152 | 306 | 446.2481 | 26 | 4.0515e-05 | 0.037818 | 3.8675 | 1.5322e-06 | 0.00010333 | 0.44771 | 0.79138 | {95BA16F1-C0BE-4BE8-9C3E-AD056E7BB712} | 182222103 | DEL MONTE 2103 | 32886 | 36.5944 | -121.8659 | 102 | 208 | 17625.6757 |  | 6355.8295 |  | 11269.8463 | 2565.9589 | 5889.2916 | 0.0026867 | 0.0010534 | 1846 | 5.8815 | 14.9977 | 2 | 1.8911 | 5.7823 | -0.0075035 | 0.046316 | 0.0072973 | 1.2783 | 292.1097 | 23.7576 | 23.6676 | 0.55378 | 17.5958 | 18.8853 | 13.1659 | 54% | 56.6% | 47.4% | 69% | 7.1% | 98.9% | 0.2533 | 0.020789 | 5.069 | 21.0345 | 3.5916 | 8.0526 | 10.9726 | 9.8367 | 1.3751 | 2.2481 | 16.4524 | 15.3454 | 13.9696 | 13.3327 | 42.5926 | 45.2397 | 32.1373 | 37.6831
Central Valley | AUBERRY 110237466 | 4268 | 175 | 386.2046 | 629 | 535.6277 | 197 | 1.8019e-05 | 2699.2721 | 99.7682 | 0.046469 | 0.00081127 | 0.27822 | 0.72103 | {72B3FD6E-4E00-4CD9-8668-70733AC266B2} | 254151102 | AUBERRY 1102 | 37466 | 37.012 | -119.5269 | 448 | 366 | 85086.0453 | 52.8701 | 50914.8919 | 31.6371 | 34171.1534 | 50295.1648 | 34016.001 | 0.15982 | 0.0035498 | 497 | 0.73636 | 2.1623 | 2 | 1.79 | 4.5157 | -0.3522 | 0.0042677 | 0.0060448 | 1.2307 | 298.8465 | 53.392 | 37.5947 | 1.5734 | 11.2247 | 12.2775 | 0.68672 | 77.6% | 93.8% | 12.4% | 5.1% | 94% | 24.2% | 0.017883 | 0.010077 | 1.6375 | 14.7637 | 0.70101 | 0.79419 | 6.1978 | 5.7336 | 2.9305 | 4.3644 | 10.2392 | 6.1908 | 7.0281 | 4.0991 | 51.6845 | 79.3674 | 67.3344 | 91.1604
North Valley | WYANDOTTE 110979932 | 1486 | 410 | 1021.2317 | 1596 | 1350.0723 | 253 | 5.2454e-05 | 1443.2199 | 54.612 | 0.069886 | 0.0012734 | 0.25689 | 0.75643 | {67B8C4D8-FEA1-4243-99E7-B5C8BD7D2FA9} | 102911109 | WYANDOTTE 1109 | 79932 | 39.4313 | -121.5348 | 475 | 471 | 85198.4115 | 52.94 | 52503.3015 | 32.6241 | 32695.11 | 34098.0677 | 19567.5529 | 0.32216 | 0.013271 | 303 | 1.4713 | 4.148 | 2 | 2.5087 | 7.5619 | 0.39092 | 0.019188 | 0.0065816 | 1.9832 | 297.9553 | 45.1658 | 31.7403 | 1.3827 | 12.9677 | 14.5494 | 0.87662 | 80.3% | 91.3% | 44.8% | 12.1% | 54.3% | 86.1% | 0.049013 | 0.04303 | 1.7227 | 15.295 | 1.7911 | 3.1604 | 9.5141 | 6.8224 | 2.6364 | 4.2549 | 11.9854 | 6.438 | 8.384 | 4.4389 | 50.2877 | 84.5898 | 56.9305 | 88.7326
Central Valley | BEAR VALLEY 21059480 | 3201 | 35 | 77.4937 | 181 | 124.1372 | 64 | 3.3464e-05 | 7.1691 | 3.9296 | 0.00017846 | 0.00010295 | 0.19337 | 0.62426 | {F72524F5-D5B1-4F6F-9F15-809009991306} | 252192105 | BEAR VALLEY 2105 | 9480 | 37.6317 | -120.1547 | 131 | 59 | 25199.6753 |  | 19971.3977 |  | 5228.2776 | 19971.3977 | 5228.2776 | 0.0065886 | 0.0021417 | 1849 | 2.4592 | 6.3362 | 2 | 2.3 | 5.9901 | -2.1606 | 0.0079643 | 0.0056901 | 1.8272 | 296.7091 | 52.0889 | 39.0248 | 1.3968 | 11.3371 | 12.7039 | 1.1704 | 23.9% | 17.7% | 32.2% | 33.5% | 77.6% | 27.3% | 0.11194 | 0.034286 | 1.8842 | 12.6947 | 0.3375 | 0.64643 | 7.8079 | 6.565 | 2.2449 | 3.9913 | 11.2859 | 6.1189 | 7.7312 | 4.191 | 56.2821 | 90.2961 | 61.1005 | 91.4122
North Coast | SANTA ROSA A 1107circuit_breaker | 685 | 308 | 517.0495 | 641 | 712.0829 | 42 | 9.2942e-05 | 0.037817 | 1.2236 | 3.5148e-06 | 0.0001028 | 0.4805 | 0.72611 | {66A6713B-EEF9-4672-883A-89D2D2628FA8} | 42151107 | SANTA ROSA A 1107 | circuit_breaker | 38.4367 | -122.7133 | 212 | 674 | 40010.5296 |  | 9899.1863 |  | 30111.3433 | 4761.8386 | 10891.6551 | 0.0043176 | 0.0039036 | 1850 | 6.9691 | 16.0697 | 3 | 1.3804 | 4.4122 | 5.094 | 0.10702 | 0.006927 | 2.2306 | 295.531 | 30.9267 | 28.4836 | 0.88547 | 15.9862 | 17.6965 | 28.6043 | 21% | 17.6% | 46.4% | 43.7% | 49.7% | 49.3% | 0.48066 | 0.019362 | 6.6364 | 20.8636 | 6.3581 | 13.6383 | 10.6571 | 8.685 | 1.8848 | 3.422 | 15.5616 | 11.0408 | 11.0424 | 7.2485 | 48.4896 | 68.9266 | 40.3425 | 64.6144
Bay Area | PUEBLO 2102618 | 4183 | 54 | 67.11 | 188 | 145.2425 | 33 | 0.00010691 | 0.063771 | 0.44498 | 7.17e-06 | 0.00010276 | 0.28723 | 0.46206 | {2D821F7B-3CD2-4C8D-9060-9FD2240F0305} | 43292102 | PUEBLO 2102 | 618 | 38.4081 | -122.3695 | 265 | 196 | 32044.8878 |  | 26675.4835 |  | 5369.4043 | 3904.0753 | 501.4495 | 0.0033911 | 0.0035281 | 1851 | 4.8996 | 10.9143 | 2.9615 | 1.9553 | 5.3405 | -7.158 | 0.033077 | 0.0065579 | 2.4075 | 296.6576 | 36.6289 | 30.3805 | 1.0953 | 14.6895 | 16.3124 | 0.24061 | 64.6% | 31.7% | 85.3% | 43.6% | 88.4% | 27.8% | 0.17984 | 0.016538 | 1.8824 | 16.2353 | 1.1163 | 3.6154 | 8.5495 | 6.5798 | 2.0621 | 3.7458 | 14.4361 | 9.6499 | 10.0804 | 6.3058 | 46.9681 | 67.2349 | 44.6521 | 72.2334
North Valley | PANORAMA 11021526 | 3722 | 167 | 212.1405 | 370 | 272.3004 | 86 | 5.935e-05 | 2.0729 | 2.8723 | 0.00012142 | 0.00010271 | 0.45135 | 0.77907 | {D4F4CD74-DB1C-49F4-9D89-1A434E6A2652} | 103461102 | PANORAMA 1102 | 1526 | 40.4175 | -122.2109 | 154 | 96 | 35934.5073 |  | 28300.327 |  | 7634.1803 | 17981.687 | 2715.8391 | 0.0088327 | 0.0051041 | 1852 | 3.1733 | 11.2677 | 2 | 2.3558 | 8.6533 | -0.15574 | 0.006696 | 0.0058719 | 2.0259 | 297.8568 | 47.2496 | 37.8595 | 1.5038 | 12.3772 | 14.2856 | 0.74968 | 30.1% | 20.9% | 51.7% | 56.1% | 70.2% | 59.5% | 0.14146 | 0.0084141 | 1.587 | 13.0326 | 2.8653 | 1.63 | 14.4654 | 10.6398 | 2.8155 | 4.6738 | 11.5883 | 6.1389 | 7.5235 | 4.6476 | 73.7246 | 97.0538 | 59.7461 | 91.011
Central Valley | SAN JOAQUIN #3 1101673480 | 1564 | 51 | 71.3462 | 238 | 160.3384 | 40 | 4.8969e-05 | 0.037818 | 3.0759 | 1.8519e-06 | 0.00010251 | 0.21429 | 0.44497 | {1AD6607D-F312-473D-9241-E313EE11C5E3} | 252531101 | SAN JOAQUIN #3 1101 | 673480 | 37.2881 | -119.5197 | 174 | 643 | 41250.8571 |  | 20465.7113 |  | 20785.1458 | 20465.7113 | 20785.1458 | 0.0041004 | 0.0019587 | 1853 | 8.9597 | 24.3017 | 2.9012 | 1.5984 | 4.1405 | 0.19518 | 0.054941 | 0.00514 | 2.787 | 293.4062 | 52.1638 | 37.0891 | 1.1524 | 11.0726 | 12.6239 | 1.3494 | 23.7% | 14.3% | 53.9% | 88.5% | 12.6% | 19.1% | 0.096949 | 0.15144 | 7.1553 | 18.3981 | 0.44719 | 0.94071 | 10.6715 | 8.911 | 1.8873 | 3.1729 | 10.172 | 6.1046 | 6.079 | 4.0402 | 59.4998 | 77.9626 | 67.9023 | 90.6358
Bay Area | DIAMOND SPRINGS 11057722 | 3079 | 1 | 1.2048 | 5 | 6.6556 | 1 | 0.0001024 | 1274.5498 |  | 0.13052 | 0.0001024 | 0.2 | 0.18101 | {9B3053D4-0FCD-415D-AE49-1C1AC44BB827} | 152261105 | DIAMOND SPRINGS 1105 | 7722 | 38.6778 | -120.8497 | 807 | 822 | 160711.8744 |  | 100030.6738 |  | 60681.2005 | 95268.3331 | 57109.0073 | 0.0001024 | 0.0001024 | 1854 | 3.5537 | 8.5492 | 2.3841 | 2.1501 | 6.0359 | 0.023011 | 0.041938 | 0.0059359 | 2.6442 | 295.9234 | 45.9173 | 31.9429 | 1.2543 | 12.5733 | 14.349 | 1.0103 | 64.4% | 0% | 84% | 28.1% | 98.5% | 1.3% | 0.041342 | 0.058291 | 1.8362 | 15.6563 | 1.8647 | 3.5271 | 7.4312 | 5.5529 | 2.236 | 3.8478 | 13.0126 | 6.3126 | 8.6919 | 4.3433 | 46.4713 | 78.6049 | 51.9226 | 89.727
Bay Area | SAN RAFAEL 11071166 | 2806 | 1755 | 2931.1893 | 4239 | 4342.679 | 217 | 0.00016522 | 0.037818 | 0.19465 | 6.2484e-06 | 0.00010306 | 0.41401 | 0.67497 | {64A83390-336F-46D2-AA1C-9D91A30B0162} | 42011107 | SAN RAFAEL 1107 | 1166 | 37.9545 | -122.537 | 472 | 1329 | 85500.9304 | 53.1279 | 24108.9087 | 14.9806 | 61392.0217 | 19693.934 | 42138.9696 | 0.022365 | 0.035854 | 1847 | 7.5908 | 17.8572 | 2.7612 | 2.2199 | 6.6545 | 2.2881 | 0.10582 | 0.0069953 | 3.1151 | 295.5445 | 33.3785 | 29.4371 | 0.94817 | 15.1487 | 17.0946 | 12.7421 | 64.8% | 22.4% | 98.2% | 85.5% | 63.3% | 43.6% | 0.43809 | 0.032836 | 5.1472 | 20.8485 | 3.1322 | 15.8172 | 11.2139 | 9.5982 | 1.9167 | 3.5428 | 13.5769 | 11.1181 | 11.1511 | 8.5247 | 55.9546 | 60.6241 | 46.0543 | 59.4084
Bay Area | ARLINGTON 0401circuit_breaker | 195 | 21 | 42.5243 | 47 | 55.2888 | 8 | 3.8765e-05 | 0.037818 | 4.1301 | 1.466e-06 | 0.0001023 | 0.44681 | 0.76913 | {B0F9DF73-E5FE-4D63-9A97-F698C647DBAA} | 13700401 | ARLINGTON 0401 | circuit_breaker | 37.8888 | -122.2729 | 123 | 914 | 43123.4648 |  | 6391.7678 |  | 36731.697 | 973.3919 | 4677.7507 | 0.00081838 | 0.00031012 | 1856 | 7.0867 | 17.4703 | 2 | 2.305 | 5.9274 | -0.19531 | 0.095 | 0.0071457 | 1.8297 | 293.1627 | 31.9954 | 27.2516 | 0.71995 | 15.349 | 16.8468 | 24.3641 | 64.2% | 77% | 31% | 84.2% | 20.7% | 56.1% | 0.57148 | 0.0325 | 15.75 | 21.75 | 0.64125 | 5.875 | 7.3412 | 6.7188 | 1.5747 | 3.1072 | 14.8065 | 11.3513 | 10.3189 | 7.5445 | 46.5174 | 51.2371 | 42.868 | 61.553
Bay Area | OAKLAND K 1102CR014 | 5659 | 724 | 1951.0727 | 1802 | 2549.361 | 149 | 7.3468e-05 | 0.039365 | 5.7641 | 2.9054e-06 | 0.00022219 | 0.40178 | 0.76532 | {CDF93CEC-24EF-42DF-9C21-4B412C432F20} | 12101102 | OAKLAND K 1102 | CR014 | 37.8517 | -122.2053 | 286 | 1513 | 85879.464 | 53.3632 | 16905.4788 | 10.5046 | 68973.9851 | 16905.4788 | 68973.9851 | 0.033106 | 0.010947 | 1339 | 6.9783 | 17.2082 | 3 | 2.7367 | 6.4016 | 0.57003 | 0.13587 | 0.0069047 | 1.9753 | 293.089 | 32.8982 | 29.5229 | 0.76001 | 15.2846 | 16.7996 | 6.2983 | 84% | 83.4% | 72.8% | 82.9% | 31.2% | 53.4% | 0.32134 | 0.05314 | 10.7453 | 21.2795 | 6.3127 | 10.4767 | 7.7029 | 7.1312 | 1.6267 | 3.2211 | 14.9948 | 10.7458 | 10.0893 | 7.0849 | 47.2577 | 59.3046 | 43.5749 | 65.4354
Central Valley | ELECTRA 1102circuit_breaker | 6856 | 11 | 17.7064 | 151 | 81.0313 | 32 | 3.659e-05 | 0.21522 | 4.3776 | 6.4201e-06 | 0.00010192 | 0.072848 | 0.21851 | {F6B2F362-298B-4DEB-8C9E-04B14858212A} | 162161102 | ELECTRA 1102 | circuit_breaker | 38.331 | -120.6727 | 17 | 1 | 4246.5703 |  | 4216.8732 |  | 29.6971 | 4216.8732 | 29.6971 | 0.0032615 | 0.0011709 | 1858 | 1.5964 | 5.2894 | 2 | 1.7556 | 4.8183 | -8.6477 | 0.0033962 | 0.0062889 | 2.3856 | 296.8743 | 43.7248 | 33.1147 | 1.2883 | 13.0931 | 14.7644 | 0.63462 | 23.5% | 19.3% | 37% | 25.9% | 51.7% | 82.5% | 0.1095 | 0.051321 | 2.1667 | 7.8333 | 0.41604 | 2.8491 | 14.0837 | 9.8692 | 2.3024 | 3.9268 | 13.2001 | 7.0912 | 9.0357 | 4.8266 | 45.3916 | 73.9966 | 50.7901 | 85.3502
North Coast | DUNBAR 1102528 | 7780 | 287 | 380.2661 | 589 | 547.7588 | 49 | 8.5283e-05 | 10.3352 | 1.9187 | 0.00091294 | 0.00010173 | 0.48727 | 0.69422 | {BA29ADD5-B1B1-47E7-B854-EFD7521B0E94} | 43071102 | DUNBAR 1102 | 528 | 38.3295 | -122.5096 | 99 | 66 | 10886.5186 |  | 6520.0631 |  | 4366.4555 | 5365.7106 | 3634.4631 | 0.0049846 | 0.0041789 | 1859 | 3.385 | 9.5204 | 2.0469 | 2.3147 | 6.2928 | 0.035087 | 0.067969 | 0.0068105 | 2.4487 | 296.5785 | 33.9865 | 31.544 | 1.0342 | 15.4992 | 17.1695 | 2.6932 | 20.8% | 26% | 37.5% | 17.7% | 67.2% | 43.2% | 0.19767 | 0.060312 | 2.25 | 14.5192 | 5.1695 | 9.2031 | 8.837 | 7.3943 | 1.9735 | 3.5965 | 14.6251 | 11.0858 | 11.2081 | 7.6703 | 52.3317 | 64.4332 | 44.095 | 63.6255
Sierra | BROWNS VALLEY 110136622 | 7629 | 85 | 237.0991 | 244 | 298.701 | 35 | 3.9976e-05 | 84.0788 | 5.1391 | 0.0034196 | 0.0001014 | 0.34836 | 0.79377 | {EF947682-77F0-46FF-B597-C974CCFEC84A} | 152921101 | BROWNS VALLEY 1101 | 36622 | 39.225 | -121.4231 | 49 | 20 | 17869.6508 |  | 13781.9233 |  | 4087.7275 | 6467.9583 | 1258.9452 | 0.0035489 | 0.0013991 | 1860 | 6.395 | 16.2389 | 2 | 2.4702 | 7.3518 | -0.28005 | 0.010674 | 0.0065208 | 1.9248 | 297.3907 | 45.979 | 33.0127 | 1.3248 | 12.8458 | 14.3577 | 1.484 | 15.6% | 22.2% | 13.2% | 71.2% | 77.8% | 82.9% | 0.30609 | 0.029438 | 1.4074 | 11.3704 | 2.9556 | 2.7416 | 8.804 | 6.5739 | 2.5488 | 4.0596 | 11.8437 | 6.4728 | 8.2558 | 4.3193 | 56.3487 | 85.9905 | 58.646 | 88.8824
North Coast | GARBERVILLE 11011770 | 7091 | 808 | 1318.2773 | 1194 | 1500.9484 | 137 | 0.00011193 | 0.037858 | 0.65929 | 4.2378e-06 | 9.1673e-05 | 0.67672 | 0.8783 | {BBD56973-ABAA-4951-A1EE-E863C47010B2} | 192221101 | GARBERVILLE 1101 | 1770 | 39.9153 | -123.7634 | 95 | 96 | 18630.6348 | 11.5766 | 13857.9245 | 8.6109 | 4772.7102 | 13857.9245 | 4772.7102 | 0.012559 | 0.015334 | 1929 | 12.4435 | 24.6857 | 2 | 2.1335 | 6 | -2.3296 | 0.059343 | 0.0063687 | 5.1813 | 292.6745 | 28.4343 | 30.8333 | 0.78761 | 16.5285 | 19.5506 | 1.0358 | 18.8% | 11.4% | 63.7% | 72.4% | 30.2% | 55.1% | 0.23644 | 0.098737 | 2.1236 | 13.4045 | 0.26995 | 6.0303 | 14.0004 | 11.5496 | 1.6644 | 3.191 | 16.8981 | 9.2225 | 10.8945 | 6.1898 | 53.7664 | 87.376 | 35.9213 | 72.4053
Central Valley | PINE GROVE 11026080 | 6260 | 1009 | 1408.9594 | 4115 | 2897.9084 | 526 | 8.8861e-05 | 5.0181 | 19.515 | 0.00033172 | 0.00091566 | 0.2452 | 0.4862 | {B48DDE03-609C-4554-A3F2-3D029A190740} | 163751102 | PINE GROVE 1102 | 6080 | 38.4615 | -120.6577 | 413 | 312 | 86369.7127 | 53.6678 | 56095.9807 | 34.8565 | 30273.7319 | 56095.9807 | 30273.7319 | 0.48164 | 0.046741 | 448 | 5.7206 | 14.3838 | 2.0012 | 1.9402 | 5.347 | -0.41976 | 0.044349 | 0.0060331 | 2.8616 | 295.2793 | 44.1147 | 29.7581 | 1.18 | 12.9556 | 14.7733 | 0.57839 | 80.3% | 65.7% | 85.1% | 68.7% | 19.1% | 74.5% | 0.061913 | 0.090201 | 1.5511 | 14.0826 | 2.3324 | 4.9578 | 10.0301 | 6.7903 | 2.0805 | 3.6471 | 13.4716 | 6.5707 | 8.8417 | 4.5621 | 42.6853 | 69.9393 | 49.2725 | 88.0276
Central Coast | VIEJO 2201circuit_breaker | 6876 | 122 | 413.2369 | 165 | 437.5051 | 19 | 3.7458e-05 | 0.037818 | 3.8542 | 1.4166e-06 | 0.00010109 | 0.73939 | 0.94453 | {11A2851C-72B1-4A62-98D6-D6E2FFA710C1} | 182852201 | VIEJO 2201 | circuit_breaker | 36.5784 | -121.9083 | 140 | 279 | 22693.4914 |  | 8262.6752 |  | 14430.8162 | 8158.9016 | 14430.8162 | 0.0019206 | 0.00071171 | 1863 | 6.0758 | 14.4826 | 2 | 2.1717 | 6.6261 | 1.4502 | 0.076429 | 0.0073871 | 1.1657 | 291.6053 | 24.699 | 24.303 | 0.51932 | 17.2469 | 18.5327 | 4.7822 | 53.3% | 56.2% | 41.9% | 67.6% | 4% | 92.9% | 0.32767 | 0.14143 | 5.7273 | 19.4026 | 1.4594 | 1.6837 | 11.109 | 9.8401 | 1.3909 | 2.1068 | 16.5552 | 15.0859 | 13.341 | 12.9862 | 44.7877 | 46.2393 | 32.1323 | 38.798
Bay Area | SAN RAFAEL 1108516 | 3498 | 809 | 1178.5112 | 2694 | 2280.712 | 169 | 0.00014165 | 0.040774 | 2.7704 | 5.718e-06 | 0.00026545 | 0.3003 | 0.51673 | {F2E5D603-195F-45A5-9636-597C9B053516} | 42011108 | SAN RAFAEL 1108 | 516 | 37.9861 | -122.5875 | 291 | 1523 | 86695.5688 | 53.8703 | 17633.1443 | 10.9568 | 69062.4245 | 17633.1443 | 69062.4245 | 0.044861 | 0.023939 | 1207 | 6.8684 | 15.6395 | 3 | 2.5287 | 7.4774 | -1.963 | 0.14552 | 0.0069771 | 2.7989 | 295.3731 | 33.8632 | 30.8722 | 0.93638 | 15.1327 | 16.9243 | 5.9474 | 87.7% | 68.1% | 95.1% | 74.6% | 60.6% | 42.3% | 0.30915 | 0.030943 | 9.7189 | 21.1892 | 3.7365 | 12.7075 | 11.3703 | 9.6756 | 1.9011 | 3.4573 | 13.8167 | 11.2202 | 11.1546 | 8.3253 | 56.2489 | 63.2362 | 45.9278 | 59.745
North Valley | PARADISE 1103circuit_breaker | 5990 | 577 | 872.3101 | 944 | 1064.4213 | 104 | 0.00014227 | 120.4806 | 12.9242 | 0.0065176 | 0.00084749 | 0.61123 | 0.81952 | {916B572F-25AB-43E4-8DCE-50B2436F4EE2} | 102831103 | PARADISE 1103 | circuit_breaker | 39.7607 | -121.619 | 816 | 481 | 87190.2158 | 54.1776 | 59708.3774 | 37.1012 | 27481.8385 | 53143.2931 | 26499.5112 | 0.088139 | 0.014796 | 475 | 3.355 | 8.5238 | 2.6175 | 2.965 | 7.6907 | 1.4037 | 0.014332 | 0.0063727 | 3.2138 | 296.6594 | 48.2742 | 35.6063 | 1.3958 | 11.9255 | 13.9312 | 4.9624 | 70.2% | 52.8% | 94.5% | 44.2% | 59.5% | 22.8% | 0.15888 | 0.068894 | 4.4765 | 18.6309 | 3.7741 | 4.3502 | 11.6394 | 8.4046 | 2.5287 | 4.4656 | 12.3038 | 5.5081 | 7.9436 | 3.7104 | 58.4123 | 104.7048 | 55.8307 | 96.0386
Bay Area | FREMONT 1104MR339 | 8685 | 18 | 68.6909 | 22 | 70.9525 | 5 | 2.8867e-05 | 68.6109 | 5.1802 | 0.0025447 | 0.00010026 | 0.81818 | 0.96812 | {02184DCE-4986-4759-8E54-71AE9F6D44F7} | 14351104 | FREMONT 1104 | MR339 | 37.5421 | -121.9222 | 97 | 62 | 17399.0262 |  | 11193.7644 |  | 6205.2619 | 1796.5075 | 1767.6303 | 0.00050129 | 0.00014433 | 1866 | 1.5966 | 5.1168 | 2 | 3.3122 | 6.9655 | -0.92558 | 0.004186 | 0.0068899 | 1.4194 | 294.7947 | 37.7658 | 31.4249 | 0.91397 | 14.3307 | 15.7104 | 0.16833 | 63.5% | 81.4% | 20% | 9.4% | 55% | 18.7% | 0.053614 | 0.013488 | 1.3077 | 12.8462 | 1.6033 | 0.51163 | 8.6451 | 7.2872 | 1.8855 | 3.5245 | 14.1223 | 9.1756 | 9.1855 | 5.636 | 48.3913 | 67.4164 | 48.6183 | 75.8017
Central Coast | MORGAN HILL 2111XR186 | 5449 | 22 | 55.6389 | 40 | 64.7102 | 8 | 1.6693e-05 | 1770.7576 | 13.1252 | 0.029838 | 0.00010014 | 0.55 | 0.85982 | {3D42DADD-B930-4BCB-8FA8-10BD1514503A} | 83242111 | MORGAN HILL 2111 | XR186 | 37.1456 | -121.6707 | 321 | 351 | 41959.107 |  | 25686.8585 |  | 16272.2486 | 2744.6855 | 138.4815 | 0.00080109 | 0.00013355 | 1867 | 0.59664 | 1.9577 | 2 | 2.4853 | 6.1876 | -2.1005 | 0.0032432 | 0.0067745 | 1.5136 | 296.2256 | 36.6292 | 31.9496 | 1.0013 | 14.8467 | 16.0893 | 8.3946 | 53.1% | 87.4% | 7.1% | 3.7% | 63.6% | 45.2% | 0.13512 | 0.0072973 | 1.3 | 13.3 | 0.53162 | 1.0811 | 10.1272 | 8.7638 | 1.9574 | 3.6177 | 14.2347 | 9.7783 | 9.4947 | 6.02 | 52.9857 | 69.4407 | 45.9604 | 72.5237
North Coast | LAYTONVILLE 11011760 | 6403 | 859 | 1447.2864 | 1180 | 1596.9208 | 126 | 9.3091e-05 | 0.038646 | 0.95027 | 3.5966e-06 | 9.0961e-05 | 0.72797 | 0.9063 | {A82CFD07-C2CE-4724-B78F-F024AA45842E} | 42681101 | LAYTONVILLE 1101 | 1760 | 39.8255 | -123.5937 | 87 | 89 | 25141.5739 | 15.6223 | 20359.96 | 12.6511 | 4781.6139 | 15633.6438 | 3906.3779 | 0.011461 | 0.011729 | 1936 | 10.7638 | 20.3301 | 2 | 2.0059 | 5.3947 | -2.2046 | 0.057717 | 0.0062033 | 5.0909 | 292.5166 | 30.4621 | 34.0335 | 0.81447 | 16.0957 | 19.0638 | 1.6655 | 18.3% | 13.9% | 46.6% | 58.2% | 38.1% | 50% | 0.15715 | 0.066438 | 1.5921 | 13.7105 | 0.072466 | 5.3881 | 15.1923 | 12.4679 | 1.6507 | 3.2026 | 16.7372 | 8.6078 | 10.0844 | 5.0844 | 60.1087 | 100.5015 | 37.0775 | 77.0591
North Coast | HOPLAND 1101circuit_breaker | 7645 | 9 | 10.9924 | 13 | 12.3338 | 4 | 2.7281e-05 | 0.046053 | 5.7127 | 1.2522e-06 | 9.9821e-05 | 0.69231 | 0.89124 | {7E6065FF-2C07-4696-A18E-5408BD7025E6} | 42251101 | HOPLAND 1101 | circuit_breaker | 38.9728 | -123.0816 | 107 | 173 | 17535.0189 |  | 9884.04 |  | 7650.979 | 1104.2357 | 645.4199 | 0.00039928 | 0.00010912 | 1869 | 1.6897 | 4.9803 | 2 | 1.9407 | 6.0194 | 2.3497 | 0.0088889 | 0.006415 | 2.5467 | 296.7149 | 38.7766 | 42.8129 | 1.1675 | 14.2881 | 16.2592 | 1.0917 | 20.5% | 59.3% | 0.2% | 1.2% | 79.5% | 20.3% | 0.14525 | 0.022222 | 1.5833 | 14.9167 | 0.56 | 0.72222 | 14.5407 | 12.4731 | 2.4075 | 3.9674 | 13.6245 | 8.012 | 8.2553 | 4.6205 | 77.8194 | 113.5979 | 50.5471 | 80.882
North Coast | MIRABEL 1102841 | 7206 | 19 | 31.8714 | 38 | 42.9924 | 3 | 0.00013499 | 0.037818 | 0.19648 | 5.105e-06 | 9.9788e-05 | 0.5 | 0.74133 | {09497714-C1FB-4002-AD16-E7091A7FE67A} | 42091102 | MIRABEL 1102 | 841 | 38.5087 | -122.9261 | 22 | 130 | 7515.4202 |  | 1089.713 |  | 6425.7072 | 1089.713 | 6425.7072 | 0.00029936 | 0.00040497 | 1870 | 21.8809 | 60.7129 | 3 | 1.5322 | 4.5496 | -7.5994 | 0.17 | 0.0070283 | 3.4985 | 295.4793 | 25.8366 | 26.2323 | 0.85182 | 17.3632 | 19.4229 | 1.5222 | 20.3% | 5.5% | 73.4% | 99% | 44% | 65% | 0.20287 | 6.8212e-15 | 3.3333 | 16.3333 | 0.9025 | 9.5 | 10.9243 | 8.873 | 1.9549 | 3.2041 | 16.1883 | 13.2476 | 12.6307 | 10.1902 | 47.7714 | 57.7952 | 37.8236 | 50.552
Central Valley | COARSEGOLD 210410335 | 6138 | 56 | 122.0728 | 431 | 261.9325 | 85 | 4.2789e-05 | 972.5006 | 4.1739 | 0.043541 | 9.9384e-05 | 0.12993 | 0.46605 | {2A4EBD50-37BC-4DE9-AE49-98B293AB7234} | 254432104 | COARSEGOLD 2104 | 10335 | 37.2274 | -119.7033 | 89 | 129 | 18762.0001 |  | 9369.0411 |  | 9392.959 | 9369.0411 | 9392.959 | 0.0084476 | 0.0036371 | 1871 | 1.4241 | 4.839 | 2 | 2.1042 | 4.9727 | 0.3934 | 0.0048299 | 0.0063134 | 1.8792 | 296.9094 | 47.3756 | 32.3226 | 1.3195 | 12.3281 | 13.6496 | 1.8474 | 23.1% | 18.9% | 44.1% | 22.2% | 62.3% | 54.5% | 0.18363 | 0.031088 | 2.2 | 18.92 | 1.0384 | 2.932 | 7.7193 | 7.0669 | 2.35 | 3.7427 | 11.7294 | 6.992 | 7.4729 | 4.5574 | 44.8139 | 68.9493 | 60.3071 | 85.9414
Central Coast | HATTON 11029642 | 6768 | 199 | 489.2605 | 256 | 519.8721 | 25 | 3.9554e-05 | 0.037818 | 3.2827 | 1.4959e-06 | 9.9378e-05 | 0.77734 | 0.94112 | {F6BA7330-C23E-4354-B987-13A0DB7C9D56} | 182291102 | HATTON 1102 | 9642 | 36.5085 | -121.9366 | 57 | 68 | 4493.8186 |  | 1925.8934 |  | 2567.9252 | 1925.8934 | 2567.9252 | 0.0024844 | 0.00098886 | 1872 | 14.2404 | 52.7304 | 2 | 3.0521 | 8.7807 | 0.095806 | 0.045667 | 0.0072247 | 1.0899 | 291.768 | 25.0805 | 25.6809 | 0.53953 | 17.2626 | 18.4403 | 2.0453 | 52.9% | 51.3% | 46.5% | 100% | 4.9% | 93.4% | 0.32922 | 0.0014493 | 5.8333 | 20.5833 | 4.37 | 8.5333 | 11.3557 | 10.125 | 1.3824 | 2.1794 | 16.5074 | 14.6352 | 13.5395 | 12.2135 | 45.7908 | 49.5381 | 31.8229 | 41.1902
Central Coast | GABILAN 1101579969 | 648 | 15 | 26.5576 | 76 | 60.7514 | 28 | 4.0821e-05 | 1.0125 | 3.8205 | 3.6413e-05 | 9.9359e-05 | 0.19737 | 0.43715 | {ADF3EA9A-D7F8-418F-A55E-68471A89896D} | 182331101 | GABILAN 1101 | 579969 | 36.7777 | -121.5971 | 44 | 42 | 15366.7341 |  | 10763.6377 |  | 4603.0963 | 5768.1438 | 4286.7835 | 0.0027821 | 0.001143 | 1873 | 3.2151 | 8.4906 | 2 | 2.5194 | 6.2345 | -4.4324 | 0.027447 | 0.0069405 | 1.556 | 295.0467 | 31.0801 | 26.8634 | 0.82055 | 16.0331 | 17.3967 | 0.2998 | 52.7% | 56% | 49.5% | 46.9% | 28.4% | 70.9% | 0.086822 | 0.045 | 1.35 | 15.675 | 0.22085 | 0.80851 | 7.8648 | 7.8607 | 1.624 | 3.1265 | 15.4591 | 12.1788 | 10.8512 | 8.0481 | 44.8499 | 54.0121 | 40.574 | 59.2908
Bay Area | HALF MOON BAY 1103H82 | 3152 | 1418 | 3848.6521 | 2255 | 4288.1274 | 300 | 3.0133e-05 | 0.34722 | 3.5462 | 8.8472e-06 | 5.2692e-05 | 0.62882 | 0.89751 | {F16AFC51-9F55-4551-9DB1-F4A71B7DE6A1} | 24101103 | HALF MOON BAY 1103 | H82 | 37.4176 | -122.4247 | 336 | 319 | 87378.844 | 54.2948 | 58188.2631 | 36.1566 | 29190.581 | 49003.1871 | 26288.8558 | 0.015808 | 0.00904 | 2251 | 2.6794 | 8.2809 | 2.0431 | 2.7338 | 7.4406 | -2.6811 | 0.020784 | 0.0071674 | 1.9147 | 292.3798 | 26.8049 | 25.1316 | 0.58507 | 16.8339 | 18.4927 | 0.51716 | 41.7% | 73.1% | 21.8% | 26% | 6% | 91.7% | 0.12888 | 0.044576 | 1.6578 | 13.5748 | 2.5071 | 2.9477 | 11.3276 | 9.8895 | 1.4767 | 2.667 | 15.9342 | 12.584 | 10.376 | 7.6013 | 53.9816 | 52.9916 | 39.3584 | 58.116
Sierra | MOUNTAIN QUARRIES 21011350 | 304 | 373 | 588.2389 | 1559 | 1071.5277 | 250 | 6.2783e-05 | 120.9809 | 36.6442 | 0.0068946 | 0.0010608 | 0.23926 | 0.54897 | {6752B4B6-FF0C-4C57-ADC9-D57090816B6D} | 152282101 | MOUNTAIN QUARRIES 2101 | 1350 | 38.8931 | -120.9966 | 305 | 224 | 55500.1447 | 34.4863 | 34651.2737 | 21.5314 | 20848.871 | 34651.2737 | 20848.871 | 0.26521 | 0.015696 | 372 | 3.1799 | 8.9527 | 2 | 2.1117 | 5.5329 | -0.18881 | 0.03195 | 0.0056777 | 2.7848 | 295.7999 | 48.3491 | 34.1293 | 1.3018 | 12.0668 | 13.8715 | 0.79041 | 71.7% | 77.8% | 33.2% | 39% | 57.3% | 33.2% | 0.07923 | 0.030769 | 1.9569 | 15.2536 | 1.6694 | 2.3545 | 9.1539 | 6.5243 | 2.3757 | 4.2044 | 12.4015 | 6.0345 | 8.4289 | 4.1042 | 53.4207 | 83.9285 | 55.6483 | 91.0196
North Coast | SONOMA 1107126 | 1385 | 22 | 39.1717 | 64 | 60.9562 | 18 | 5.6332e-05 | 106.5876 | 6.7437 | 0.0056388 | 9.9171e-05 | 0.34375 | 0.64262 | {8F27A86E-670B-4331-ABF1-9BA9A6222879} | 42721107 | SONOMA 1107 | 126 | 38.2596 | -122.483 | 312 | 344 | 60352.5483 |  | 35906.1491 |  | 24446.3992 | 6523.4267 | 1703.7072 | 0.0017851 | 0.001014 | 1876 | 1.5577 | 4.9035 | 2 | 2.8521 | 7.0021 | 0.066119 | 0.0042857 | 0.0070352 | 2.1738 | 296.3887 | 31.1359 | 29.4302 | 0.96286 | 16.131 | 17.7349 | 1.0213 | 20.1% | 63.5% | 8% | 1% | 59.4% | 50.3% | 0.196 | 0.012976 | 1.4138 | 11.1724 | 0.2725 | 0.7619 | 8.9617 | 7.6936 | 1.8241 | 3.4925 | 15.0209 | 12.3296 | 12.3331 | 8.8894 | 49.8713 | 58.4029 | 40.9719 | 56.7062
Central Coast | GREEN VALLEY 210112106 | 313 | 307 | 689.8562 | 809 | 974.696 | 82 | 6.4818e-05 | 0.0415 | 1.8722 | 2.6918e-06 | 9.9012e-05 | 0.37948 | 0.70777 | {C8470ABD-D047-4E6E-A601-35B08D6D1BD2} | 83192101 | GREEN VALLEY 2101 | 12106 | 36.9718 | -121.7649 | 338 | 399 | 60778.3318 |  | 30176.8092 |  | 30601.5226 | 9141.9925 | 5136.2014 | 0.008119 | 0.0053151 | 1877 | 4.3079 | 12.8486 | 2.4706 | 1.7885 | 4.7304 | -2.9242 | 0.035515 | 0.0070103 | 2.0015 | 295.4036 | 35.4785 | 28.3639 | 0.89002 | 14.9234 | 16.3582 | 1.6185 | 52.4% | 36.9% | 72.7% | 63.6% | 35.5% | 47.1% | 0.10896 | 0.038603 | 1.7 | 15.8625 | 2.3682 | 5.9485 | 7.2437 | 6.8275 | 1.8731 | 3.4734 | 14.1237 | 10.1734 | 8.6922 | 6.0741 | 45.5289 | 58.6133 | 48.289 | 70.886
North Coast | LUCERNE 11031663 | 1996 | 19 | 35.4603 | 95 | 60.0278 | 16 | 7.625e-05 | 0.037818 | 1.4766 | 2.8836e-06 | 9.8969e-05 | 0.2 | 0.59073 | {0343042E-9F65-47DD-BA69-5192F97A36BA} | 43351103 | LUCERNE 1103 | 1663 | 39.1233 | -122.8477 | 27 | 111 | 6206.6347 |  | 1947.6462 |  | 4258.9885 | 1947.6462 | 4258.9885 | 0.0015835 | 0.00122 | 1878 | 2.2548 | 6.6478 | 2 | 2.8151 | 7.5385 | 2.9312 | 0.052632 | 0.0060287 | 2.3617 | 296.4257 | 40.2841 | 35.382 | 1.2148 | 14.0255 | 15.9233 | 13.3734 | 20% | 21.5% | 26.6% | 5.3% | 89.8% | 15.2% | 0.58042 | 0.016842 | 7.2105 | 22.1053 | 3.5311 | 5 | 10.1502 | 8.1865 | 2.3577 | 4.0488 | 13.4326 | 7.3353 | 8.4927 | 4.5661 | 58.9946 | 85.576 | 51.1898 | 84.5506
North Valley | BIG RIVER 1101954 | 8429 | 5 | 5.5376 | 20 | 21.4443 | 1 | 9.8929e-05 | 0.037818 |  | 3.7413e-06 | 9.8929e-05 | 0.25 | 0.25823 | {A36BE560-E1CB-4559-8E7E-01132EBA1D0A} | 43081101 | BIG RIVER 1101 | 954 | 39.363 | -123.8129 | 122 | 136 | 20965.4038 |  | 13095.0592 |  | 7870.3447 | 11972.4011 | 7353.557 | 9.8929e-05 | 9.8929e-05 | 1879 | 11.4272 | 22.7788 | 2 | 2.6307 | 6.8549 | 1.163 | 0.048012 | 0.0069145 | 2.9979 | 290.1603 | 17.9328 | 20.1652 | 0.40717 | 19.2408 | 21.6658 | 1.5273 | 29.8% | 0% | 76.3% | 87.6% | 0% | 100% | 0.13784 | 0.091053 | 2.1619 | 16.5524 | 2.4904 | 7.1871 | 12.2706 | 10.08 | 1.2822 | 1.9006 | 18.6423 | 15.1249 | 15.0033 | 11.7823 | 40.6882 | 47.2049 | 27.4521 | 41.4296
Sierra | SHINGLE SPRINGS 210851474 | 1978 | 10 | 13.5323 | 10 | 13.5323 | 2 | 9.8751e-05 | 0.037818 |  | 3.7346e-06 | 9.8751e-05 | 1 | 1 | {D915D781-6781-4960-807E-BD1A4FE75E6E} | 153652108 | SHINGLE SPRINGS 2108 | 51474 | 38.657 | -120.9942 | 170 | 353 | 20581.2914 |  | 7519.049 |  | 13062.2424 | 394.2246 | 0 | 0.0001975 | 0.0001975 | 1880 | 1.6262 | 6.4799 | 2 | 2.3906 | 6.1469 | -1.4398 | 0.005 | 0.0060802 | 2.4269 | 297.0586 | 46.9774 | 33.224 | 1.3533 | 12.3932 | 14.0808 | 25.2954 | 15.4% | 0% | 73.9% | 19.5% | 90.7% | 59% | 0.2408 | 0.07 | 1 | 8 | 3.89 | 2.5 | 7.4431 | 5.6637 | 2.4646 | 4.221 | 12.761 | 6.3674 | 8.5002 | 4.2468 | 48.775 | 81.0121 | 54.4505 | 90.125
Bay Area | VASCO 110211338 | 5383 | 51 | 102.4988 | 129 | 135.1035 | 27 | 1.2054e-05 | 986.1362 | 28.4546 | 0.013807 | 9.8404e-05 | 0.39535 | 0.75867 | {5BDCF064-976E-49BF-91E3-AF71A40D145E} | 13751102 | VASCO 1102 | 11338 | 37.6634 | -121.6804 | 210 | 144 | 47738.2476 |  | 30852.0505 |  | 16886.1971 | 8850.5675 | 9821.1471 | 0.0026569 | 0.00032546 | 1881 | 0.65199 | 2.1197 | 2 | 2.8548 | 7.4789 | -1.0715 | 0.0092073 | 0.0065441 | 1.3698 | 295.552 | 44.0051 | 33.726 | 1.099 | 13.0607 | 14.345 | 0.33803 | 63.2% | 97.4% | 2.2% | 0.4% | 88.9% | 2% | 0.042476 | 0.026707 | 1.5091 | 13.3455 | 0.4728 | 0.78659 | 7.0768 | 5.8619 | 2.057 | 3.8175 | 12.9621 | 7.718 | 8.6184 | 4.8222 | 46.41 | 72.054 | 52.3547 | 83.6837
North Valley | RED BLUFF 110451238 | 1731 | 57 | 114.6381 | 1008 | 355.1578 | 301 | 3.5949e-05 | 315.2611 | 22.184 | 0.012741 | 0.00042817 | 0.056548 | 0.32278 | {E9A98F80-2CD6-4193-969F-CD417879D03A} | 103541104 | RED BLUFF 1104 | 51238 | 40.2385 | -122.2597 | 418 | 367 | 87550.541 | 54.4015 | 63182.0088 | 39.2596 | 24368.5322 | 63182.0088 | 24368.5322 | 0.12888 | 0.010821 | 882 | 1.2576 | 3.6765 | 2 | 3.0226 | 9.149 | 1.0278 | 0.0053132 | 0.0059157 | 2.0243 | 298.2387 | 49.3827 | 37.5235 | 1.591 | 11.8845 | 13.721 | 1.5324 | 56.1% | 65.4% | 25.4% | 8.7% | 87.9% | 19.7% | 0.090422 | 0.010257 | 1.6208 | 14.2839 | 0.29639 | 1.1275 | 13.0241 | 9.4529 | 2.982 | 4.8226 | 10.8354 | 5.8965 | 7.0435 | 4.5301 | 73.1157 | 90.1446 | 63.1124 | 90.7761
Bay Area | VASCO 1102MR176 | 383 | 153 | 313.0275 | 555 | 449.1122 | 152 | 1.3912e-05 | 216.6312 | 3.0279 | 0.0061896 | 3.8649e-05 | 0.27568 | 0.69699 | {F2B446A8-3224-4354-BA23-539A5AFE1F0F} | 13751102 | VASCO 1102 | MR176 | 37.6642 | -121.7329 | 327 | 222 | 87611.3455 | 54.4393 | 68431.2769 | 42.5213 | 19180.0686 | 62221.1335 | 18126.4336 | 0.0058746 | 0.0021146 | 2403 | 1.1145 | 3.4037 | 2 | 3.1415 | 8.1886 | -1.1186 | 0.0098333 | 0.0061051 | 1.3937 | 294.8727 | 48.326 | 37.1875 | 1.1608 | 12.1351 | 13.4248 | 0.45543 | 32.5% | 70.5% | 3.4% | 3.6% | 95.5% | 0.5% | 0.068008 | 0.025711 | 1.5493 | 12.6678 | 0.28044 | 0.61667 | 7.6833 | 6.5201 | 2.0694 | 3.9924 | 12.0341 | 6.6541 | 7.8858 | 4.1752 | 52.2685 | 78.4424 | 56.5325 | 89.4875
Central Valley | SALT SPRINGS 210237300 | 5890 | 15 | 22.7868 | 426 | 201.8064 | 41 | 4.9783e-05 | 0.040094 | 3.9285 | 2.011e-06 | 9.8019e-05 | 0.035211 | 0.11291 | {635F8134-C2A6-4C23-A242-6F5A1291D1C6} | 163692102 | SALT SPRINGS 2102 | 37300 | 38.3004 | -120.279 | 79 | 75 | 20438.6005 |  | 11257.5171 |  | 9181.0834 | 11257.5171 | 9181.0834 | 0.0040188 | 0.0020411 | 1884 | 12.6062 | 28.3277 | 3 | 2.7559 | 8.3073 | 1.1031 | 0.053758 | 0.0052286 | 3.723 | 290.5346 | 44.0231 | 33.5147 | 0.91392 | 12.5332 | 14.6037 | 2.297 | 22.6% | 17.5% | 55% | 93.8% | 0.7% | 60.5% | 0.056949 | 0.16279 | 2.7636 | 16.1636 | 0.17309 | 2.5818 | 15.1878 | 11.171 | 1.7025 | 2.6771 | 12.2229 | 6.499 | 7.0271 | 4.4383 | 55.1108 | 80.4145 | 56.3631 | 87.5244
Central Valley | OAKHURST 11035120 | 3938 | 66 | 205.5791 | 266 | 298.115 | 54 | 1.9101e-05 | 0.037818 | 8.8847 | 7.2236e-07 | 9.7659e-05 | 0.24812 | 0.6896 | {F8BEC349-F596-4C98-AE0E-999ADE59AE2E} | 254421103 | OAKHURST 1103 | 5120 | 37.4809 | -119.6372 | 29 | 5 | 10315.4166 |  | 10236.3208 |  | 79.0958 | 10236.3208 | 79.0958 | 0.0052736 | 0.0010315 | 1885 | 11.5539 | 25.6138 | 2.7561 | 1.5859 | 4.6202 | -0.15151 | 0.060569 | 0.0047221 | 2.8453 | 290.9594 | 47.6812 | 35.4374 | 0.94642 | 11.8957 | 13.537 | 0.73061 | 22.4% | 39.8% | 14.2% | 89.8% | 1.3% | 44.1% | 0.006691 | 0.16163 | 1.6667 | 8.4 | 0.31512 | 2.1626 | 12.1683 | 10.2042 | 1.59 | 2.6408 | 11.3092 | 6.6748 | 7.2256 | 4.8385 | 57.9193 | 80.7981 | 60.5663 | 86.4787
Central Coast | LOS GATOS 1101circuit_breaker | 1701 | 44 | 88.0854 | 250 | 206.0571 | 25 | 3.4629e-05 | 0.037818 | 3.2726 | 1.3096e-06 | 9.7635e-05 | 0.176 | 0.42748 | {168FAC6E-221A-4D80-AD26-79821278B765} | 82021101 | LOS GATOS 1101 | circuit_breaker | 37.2263 | -121.9776 | 145 | 505 | 28538.0456 |  | 6310.1881 |  | 22227.8575 | 2776.4398 | 11430.3244 | 0.0024409 | 0.00086572 | 1886 | 3.5802 | 10.4691 | 2 | 1.7314 | 5.3056 | 1.0671 | 0.086364 | 0.0065103 | 1.4791 | 295.7781 | 40.992 | 35.562 | 1.0296 | 13.8725 | 15.0548 | 25.0999 | 52% | 51.1% | 37.2% | 54.4% | 72.3% | 25.1% | 0.5051 | 0.030303 | 9.1071 | 20.1786 | 1.2961 | 7.5758 | 10.1146 | 8.3583 | 2.057 | 3.5777 | 13.0292 | 8.5438 | 8.8668 | 5.4675 | 56.4945 | 76.8598 | 51.0011 | 78.7668
North Valley | ELK CREEK 11012212 | 4552 | 107 | 172.4096 | 312 | 221.2049 | 72 | 5.138e-05 | 116.87 | 3.0576 | 0.0076132 | 9.7566e-05 | 0.34295 | 0.77941 | {812EE935-23AB-45F1-A410-24F4ACD87AAD} | 102781101 | ELK CREEK 1101 | 2212 | 39.3011 | -122.4941 | 157 | 157 | 62003.6437 |  | 53890.7637 |  | 8112.88 | 17989.0535 | 1526 | 0.0070248 | 0.0036993 | 1887 | 1.9188 | 6.0124 | 2 | 3.0264 | 8.3599 | -1.7913 | 0.0097549 | 0.0058301 | 1.6098 | 297.399 | 50.827 | 35.8453 | 1.4731 | 11.8964 | 13.2531 | 0.5254 | 29.5% | 22.4% | 43.6% | 26.6% | 69.1% | 20.8% | 0.087373 | 0.0083333 | 1.3455 | 13.6727 | 1.6303 | 1.5294 | 8.7939 | 7.0117 | 2.7235 | 4.6875 | 11.7864 | 5.7806 | 7.5231 | 3.9025 | 65.8641 | 93.2715 | 59.4523 | 93.5504
North Coast | BELLEVUE 1102392 | 6815 | 2 | 2.4095 | 4 | 3.2162 | 3 | 5.8726e-05 | 2812.8572 | 3.1417 | 0.17091 | 9.7092e-05 | 0.5 | 0.74918 | {47939910-AA8B-4A65-8C1D-0E8F25841F0A} | 43181102 | BELLEVUE 1102 | 392 | 38.3665 | -122.7415 | 110 | 163 | 20890.093 |  | 10922.1116 |  | 9967.9814 | 223.0422 | 1352.2848 | 0.00029128 | 0.00017618 | 1888 | 2.2908 | 6.4708 | 2 | 2.0219 | 5.4321 | 0.54689 | 0.0075 | 0.0070351 | 2.3054 | 295.5973 | 27.223 | 28.3988 | 0.82927 | 17.1774 | 18.8865 | 9.5677 | 19.8% | 37.2% | 9.2% | 4.6% | 40.8% | 61.3% | 0.21161 | 0.00125 | 4.25 | 22 | 0.32 | 0.5 | 10.8256 | 9.0623 | 1.7598 | 3.1777 | 16.1669 | 13.4143 | 13.1108 | 10.0591 | 50.5923 | 60.6399 | 36.7245 | 50.7987
North Coast | EEL RIVER 11033820 | 5172 | 1 | 0.97408 | 1 | 0.97408 | 1 | 9.7052e-05 | 0.037818 |  | 3.6703e-06 | 9.7052e-05 | 1 | 1 | {A8C66523-6BAD-4410-B093-1D69B3A4DEED} | 192381103 | EEL RIVER 1103 | 3820 | 40.578 | -124.2691 | 182 | 230 | 47604.5207 |  | 31973.6142 |  | 15630.9065 | 5191.5083 | 1978.2795 | 9.7052e-05 | 9.7052e-05 | 1889 | 7.3166 | 17.5482 | 2 | 2.7564 | 8.2948 | 0.34476 | 0.027375 | 0.0070837 | 3.4112 | 290.2611 | 15.7372 | 19.9746 | 0.41292 | 19.3425 | 22.3294 | 0.6128 | 19.6% | 0% | 50.7% | 48.3% | 5.3% | 97.1% | 0.12897 | 0.03825 | 1.2424 | 13.2424 | 0 | 0.0125 | 14.0548 | 12.7502 | 1.2183 | 1.6555 | 19.0261 | 15.9265 | 15.1737 | 13.3202 | 46.3738 | 57.2539 | 25.1496 | 35.9473
North Coast | CALPINE 1146400 | 9383 | 18 | 28.2366 | 20 | 29.1267 | 3 | 0.00010642 | 1.2127 | 0.78052 | 0.00012906 | 9.7001e-05 | 0.9 | 0.96944 | {5598BC99-B84D-494C-B070-C710E85A4555} | 48011146 | CALPINE 1146 | 400 | 38.8266 | -122.8043 | 9 | 0 | 5057.3021 |  | 5057.3021 |  | 0 | 5057.3021 | 0 | 0.000291 | 0.00031926 | 1890 | 4.8773 | 11.7465 | 3 | 2.5327 | 7.3574 | 2.7094 | 0.017778 | 0.0063504 | 4.0768 | 294.2407 | 43.4672 | 37.802 | 1.1515 | 13.0775 | 15.3031 | 0.52357 | 19.5% | 12.6% | 61.1% | 29.5% | 77.8% | 3.2% | 0.03336 | 0.011111 | 1.4286 | 6.7143 | 0.50365 | 0.31746 | 10.9388 | 8.9047 | 2.3074 | 4.0276 | 13.3246 | 5.9196 | 6.4657 | 3.6193 | 60.7378 | 100.1538 | 54.1819 | 93.4613
North Coast | HARTLEY 11011306 | 5749 | 225 | 371.1812 | 441 | 456.8213 | 80 | 5.8922e-05 | 391.307 | 2.1161 | 0.02501 | 9.6985e-05 | 0.5102 | 0.81253 | {CE237446-8B77-4B6F-A151-0796DF2727A1} | 43211101 | HARTLEY 1101 | 1306 | 39.0609 | -122.9322 | 187 | 142 | 31619.325 |  | 20418.473 |  | 11200.852 | 15400.0788 | 8155.67 | 0.0077588 | 0.0047137 | 1891 | 2.647 | 8.124 | 2 | 2.6186 | 6.8131 | -0.16986 | 0.021171 | 0.0060562 | 2.3335 | 296.1185 | 39.5019 | 39.3943 | 1.1774 | 14.1962 | 16.0176 | 1.779 | 19.3% | 27% | 9.9% | 10.6% | 80.9% | 18.6% | 0.17785 | 0.020315 | 1.7638 | 15.0394 | 1.4958 | 1.9865 | 11.9558 | 10.3007 | 2.3469 | 3.9952 | 13.5112 | 7.7252 | 9.1685 | 4.8275 | 68.0129 | 99.502 | 50.2966 | 82.2712
Bay Area | PUEBLO 210398394 | 1182 | 2 | 2.1897 | 15 | 9.1093 | 1 | 9.6966e-05 | 0.037818 |  | 3.667e-06 | 9.6966e-05 | 0.13333 | 0.24039 | {49549F40-A326-4458-963A-8F0223D6E156} | 43292103 | PUEBLO 2103 | 98394 | 38.3211 | -122.3305 | 92 | 146 | 10249.6767 |  | 3363.933 |  | 6885.7438 | 20.0123 | 0 | 9.6966e-05 | 9.6966e-05 | 1892 | 2.7662 | 10.9643 | 2 | 2.1838 | 5.835 | -14.25 | 0.02 | 0.0070325 | 2.3261 | 297.1855 | 34.758 | 30.8767 | 1.076 | 15.3928 | 16.9393 | 23.6618 | 63% | 0% | 82.8% | 44.3% | 82.6% | 58.3% | 0.3125 | 0 | 7 | 8 | 3.23 | 15 | 6.8742 | 5.7778 | 2.0461 | 3.8078 | 14.4026 | 10.5078 | 11.2742 | 7.0303 | 48.2476 | 61.896 | 44.0087 | 67.1524
Bay Area | BOLINAS 110137034 | 9115 | 495 | 814.255 | 847 | 1010.15 | 57 | 7.5011e-05 | 0.039263 | 2.7171 | 2.9502e-06 | 9.6135e-05 | 0.58442 | 0.80607 | {92DF57CB-130C-4B97-B59B-998A6C49E6E1} | 42261101 | BOLINAS 1101 | 37034 | 37.9442 | -122.7035 | 21 | 29 | 9075.2447 |  | 7287.0481 |  | 1788.1965 | 7287.0481 | 1788.1965 | 0.0054797 | 0.0042756 | 1893 | 7.5168 | 15.9054 | 2.835 | 2.6251 | 7.1896 | 0.70916 | 0.038058 | 0.0073286 | 2.7062 | 293.3997 | 27.9266 | 27.6528 | 0.70519 | 16.3978 | 18.2015 | 0.41363 | 62.8% | 67.1% | 74% | 75.7% | 18.3% | 86.9% | 0.042956 | 0.09466 | 2.0769 | 14.2308 | 3.1283 | 8.2233 | 12.2217 | 10.1272 | 1.64 | 2.8706 | 15.6234 | 12.783 | 11.5341 | 9.1886 | 55.3356 | 58.7674 | 39.1912 | 52.7272
Central Coast | MORGAN HILL 2105XR268 | 7812 | 406 | 584.2311 | 1270 | 1082.8566 | 113 | 6.7835e-05 | 0.10691 | 0.21973 | 5.5024e-06 | 3.9335e-05 | 0.31969 | 0.53953 | {4F22013A-C8F8-4C93-9CF0-829946636F4D} | 83242105 | MORGAN HILL 2105 | XR268 | 37.0328 | -121.6835 | 100 | 61 | 16662.9009 | 10.3539 | 12821.0297 | 7.9666 | 3841.8712 | 12821.0297 | 3841.8712 | 0.0044448 | 0.0076653 | 2392 | 4.7659 | 11.7276 | 3 | 2.3557 | 6.3055 | -2.0344 | 0.046667 | 0.0066027 | 2.3436 | 295.2129 | 39.0775 | 31.4693 | 0.99169 | 14.0366 | 15.5057 | 0.33085 | 30.6% | 10.7% | 74.5% | 59.7% | 58.4% | 30% | 0.11729 | 0.05883 | 1.8462 | 12 | 1.3521 | 7.4269 | 7.8659 | 7.3667 | 1.8204 | 3.5453 | 13.5082 | 9.1164 | 8.8161 | 5.7566 | 49.8786 | 65.803 | 50.0557 | 75.725
Bay Area | PACIFICA 1103circuit_breaker | 1395 | 12 | 47.2701 | 17 | 49.5488 | 3 | 0.00015295 | 0.037818 | 0 | 5.7844e-06 | 9.5701e-05 | 0.70588 | 0.95401 | {5EC3A666-1799-428B-8C0E-2A981579542E} | 22811103 | PACIFICA 1103 | circuit_breaker | 37.5947 | -122.4888 | 123 | 913 | 54127.0233 |  | 7914.1245 |  | 46212.8988 | 224.0976 | 1043.486 | 0.0002871 | 0.00045886 | 1895 | 5.2278 | 16.6449 | 2.75 | 3.4567 | 8.8887 | -3.2588 | 0.0725 | 0.0074451 | 1.8147 | 291.0191 | 22.561 | 19.4124 | 0.48507 | 17.7519 | 19.2926 | 21.394 | 62.4% | 0% | 96.7% | 80.4% | 0.5% | 98.9% | 0.30219 | 0.235 | 6 | 22 | 6.9325 | 4.25 | 10.031 | 8.4829 | 1.4026 | 2.2136 | 17.2224 | 15.2636 | 13.0324 | 11.4812 | 41.8509 | 37.436 | 32.1016 | 41.1803
Central Coast | PERRY 1101V74 | 806 | 464 | 1672.5171 | 754 | 1851.7805 | 46 | 4.6749e-05 | 0.049514 | 2.5056 | 2.1724e-06 | 9.5598e-05 | 0.61538 | 0.90319 | {143A069F-7F91-455A-9FDE-B811B4FD5E5E} | 183071101 | PERRY 1101 | V74 | 35.5457 | -121.0679 | 149 | 396 | 22499.2839 |  | 8183.4097 |  | 14315.8743 | 6365.4334 | 10961.2269 | 0.0043975 | 0.0021505 | 1896 | 4.6235 | 11.7913 | 2 | 3.0414 | 9.6853 | 1.7166 | 0.10558 | 0.0070369 | 1.3611 | 293.3628 | 30.3441 | 27.9354 | 0.68664 | 16.2831 | 17.3127 | 4.496 | 51.8% | 45.8% | 59.9% | 60.1% | 15.4% | 79.1% | 0.44876 | 0.017255 | 9 | 21.6383 | 12.2138 | 14.5 | 8.2271 | 7.9159 | 1.5089 | 2.3282 | 16.3271 | 12.7641 | 12.9063 | 9.6034 | 43.0403 | 49.4916 | 36.5925 | 51.1022
Sierra | PENRYN 1103circuit_breaker | 1849 | 1093 | 1803.6472 | 3671 | 2884.361 | 397 | 6.1748e-05 | 562.0035 | 11.0202 | 0.035524 | 0.00041286 | 0.29774 | 0.62532 | {87180880-8EB9-4F8B-82CC-028E4C7029F0} | 152561103 | PENRYN 1103 | circuit_breaker | 38.8446 | -121.167 | 467 | 378 | 68516.4596 | 42.5743 | 47859.6372 | 29.7387 | 20656.8224 | 45768.8176 | 20332.9382 | 0.16391 | 0.024514 | 915 | 2.5046 | 7.1105 | 2 | 2.3268 | 6.1912 | -0.67545 | 0.029663 | 0.0063905 | 2.1895 | 296.8653 | 45.3665 | 31.9414 | 1.2965 | 12.8162 | 14.3669 | 1.4074 | 42.7% | 40.6% | 32.7% | 23.4% | 52% | 81.5% | 0.030258 | 0.035 | 1.9078 | 16.3772 | 1.4208 | 1.3275 | 8.9826 | 6.6678 | 2.3073 | 4.0045 | 12.692 | 6.0673 | 8.5678 | 4.0312 | 52.0569 | 89.837 | 53.8239 | 91.9498
Central Coast | HATTON 1102circuit_breaker | 1844 | 185 | 621.2766 | 338 | 711.8115 | 31 | 4.0512e-05 | 0.037818 | 3.7913 | 1.5321e-06 | 9.5279e-05 | 0.54734 | 0.87281 | {DF6AF33C-27E3-43A2-A515-B3B27F7B49FE} | 182291102 | HATTON 1102 | circuit_breaker | 36.5568 | -121.898 | 127 | 110 | 14497.2028 |  | 7851.6881 |  | 6645.5147 | 3118.5334 | 3598.6962 | 0.0029537 | 0.0012559 | 1898 | 5.2783 | 14.2928 | 2 | 2.1801 | 6.695 | 0.39135 | 0.0555 | 0.0071586 | 1.3135 | 292.1615 | 24.4065 | 24.4076 | 0.57673 | 17.3958 | 18.7233 | 14.6792 | 51.6% | 55.6% | 47.3% | 67% | 8.1% | 94.5% | 0.32888 | 0.01725 | 3.2571 | 17.6286 | 6.1242 | 8.45 | 11.1322 | 9.9519 | 1.4028 | 2.2815 | 16.2177 | 15.0324 | 13.6048 | 12.9031 | 44.1165 | 47.2248 | 33.0599 | 39.2733
Bay Area | SAN RAFAEL 11081250 | 8624 | 200 | 336.9979 | 311 | 404.4026 | 41 | 0.00012858 | 0.037818 | 0.21001 | 4.8625e-06 | 9.5225e-05 | 0.64309 | 0.83332 | {0DD641FC-11BF-40FB-8EF7-3A88160AB0B4} | 42011108 | SAN RAFAEL 1108 | 1250 | 37.961 | -122.571 | 38 | 21 | 6484.0136 |  | 5757.8877 |  | 726.1259 | 5757.8877 | 726.1259 | 0.0039042 | 0.0052717 | 1899 | 11.7608 | 29.2955 | 3 | 2.4746 | 7.6864 | -6.3285 | 0.049867 | 0.0068253 | 3.3334 | 294.934 | 33.9485 | 29.8033 | 0.9391 | 14.9402 | 16.9053 | 1.2808 | 62.1% | 23% | 92.2% | 98.5% | 61.2% | 34.5% | 0.05869 | 0.021106 | 1.9677 | 11.7742 | 0.52133 | 4.1467 | 11.3713 | 9.6721 | 1.8814 | 3.5259 | 13.6797 | 10.8247 | 10.9783 | 8.1776 | 56.0029 | 64.0397 | 46.1767 | 61.7302
North Coast | BRIDGEVILLE 110237486 | 8365 | 1376 | 1907.5354 | 1455 | 1944.7734 | 96 | 9.9293e-05 | 0.04245 | 0.99373 | 4.2118e-06 | 9.5101e-05 | 0.9457 | 0.98085 | {DC0A7D01-2EED-443F-A8C6-2C05CEB2611C} | 192461102 | BRIDGEVILLE 1102 | 37486 | 40.4615 | -123.8396 | 153 | 157 | 28756.9481 |  | 18386.8195 |  | 10370.1286 | 16908.281 | 9994.8234 | 0.0091297 | 0.0095321 | 1900 | 11.7018 | 24.442 | 2 | 2.4568 | 7.1647 | -0.99663 | 0.054504 | 0.006514 | 3.9909 | 291.5503 | 27.769 | 25.6974 | 0.68762 | 16.4404 | 19.4625 | 0.96256 | 19.1% | 14.6% | 52.9% | 71.8% | 18.1% | 54.3% | 0.14777 | 0.12393 | 2.2541 | 16.1885 | 0.015661 | 6.0124 | 12.0301 | 9.2642 | 1.651 | 2.8613 | 16.4104 | 9.5853 | 9.8271 | 5.6646 | 46.1031 | 70.2462 | 37.2787 | 71.3601
North Valley | COTTONWOOD 11031348 | 1571 | 240 | 484.0608 | 2173 | 1109.0863 | 351 | 8.067e-05 | 758.0103 | 77.6145 | 0.04923 | 0.0030359 | 0.11045 | 0.43645 | {C223429B-0181-4823-A81C-029389E1A395} | 102931103 | COTTONWOOD 1103 | 1348 | 40.3592 | -122.3378 | 535 | 624 | 87935.7971 | 54.6409 | 51202.5627 | 31.8159 | 36733.2344 | 45791.5824 | 32482.8312 | 1.0656 | 0.028315 | 109 | 2.6388 | 7.515 | 2 | 2.6333 | 8.9859 | 0.45817 | 0.010393 | 0.0059077 | 2.0334 | 298.2552 | 48.4114 | 34.2734 | 1.5659 | 12.2077 | 14.0388 | 1.2543 | 92.5% | 94.3% | 67.1% | 37.6% | 78.9% | 46% | 0.11421 | 0.013741 | 2.0968 | 16.4086 | 1.3031 | 3.163 | 10.0232 | 7.1444 | 2.9087 | 4.7959 | 11.159 | 5.9925 | 7.3873 | 4.619 | 62.3249 | 79.895 | 61.8565 | 90.7672
North Valley | PIT NO 5 11011614 | 9046 | 23 | 25.4456 | 28 | 27.7187 | 11 | 8.6236e-05 | 0.037818 | 1.4611 | 3.2613e-06 | 9.4649e-05 | 0.82143 | 0.918 | {1BEC31F5-3F54-4C7C-921A-7E6673591BD6} | 101321101 | PIT NO 5 1101 | 1614 | 40.9971 | -121.9654 | 7 | 1 | 3006.5072 |  | 3000.4112 |  | 6.096 | 3000.4112 | 6.096 | 0.0010411 | 0.0009486 | 1902 | 11.0529 | 21.4969 | 2 | 2.1151 | 5.9981 | 3.5548 | 0.048571 | 0.0051743 | 5.3356 | 294.6349 | 42.8945 | 33.2074 | 1.2535 | 12.8528 | 15.6999 | 0.27754 | 29.2% | 12.8% | 69.7% | 84.1% | 33.2% | 82.7% | 0.020031 | 0.069429 | 1.6667 | 10.6667 | 0.32229 | 0.8 | 8.9748 | 8.0254 | 2.2776 | 3.9776 | 13.1104 | 6.0488 | 7.9856 | 4.5816 | 53.8139 | 91.7964 | 53.4126 | 91.4515
North Coast | FORT BRAGG A 110231304 | 1845 | 2460 | 3942.8137 | 2723 | 4061.7144 | 272 | 9.2688e-05 | 0.041592 | 0.84378 | 3.8387e-06 | 8.558e-05 | 0.90342 | 0.97073 | {BF12DE8B-4E1C-4761-B900-F5DD3C822515} | 42761102 | FORT BRAGG A 1102 | 31304 | 39.415 | -123.7704 | 153 | 128 | 43579.2277 | 27.0789 | 34687.2851 | 21.5537 | 8891.9427 | 34687.2851 | 8891.9427 | 0.023278 | 0.025211 | 1971 | 16.6538 | 30.761 | 2 | 2.022 | 5.3519 | -0.03282 | 0.059617 | 0.0068853 | 3.202 | 292.2962 | 20.7402 | 21.5238 | 0.59221 | 18.5137 | 20.9911 | 0.64142 | 16.2% | 13% | 46.2% | 86% | 13.8% | 89.9% | 0.081701 | 0.053745 | 1.7195 | 13.5535 | 0.21613 | 5.7936 | 11.7846 | 9.5276 | 1.5247 | 2.6688 | 18.0821 | 14.1109 | 13.9488 | 10.0829 | 41.0297 | 51.0925 | 29.6434 | 47.2329
Bay Area | PUEBLO 1105696 | 2131 | 541 | 878.3014 | 1648 | 1551.6526 | 155 | 4.6798e-05 | 10.0954 | 2.4257 | 0.00029328 | 7.6057e-05 | 0.32828 | 0.56604 | {78AAB710-6DDE-407F-827D-71666B977FA6} | 43291105 | PUEBLO 1105 | 696 | 38.3575 | -122.2867 | 371 | 285 | 89022.1429 | 55.3159 | 46972.3367 | 29.1873 | 42049.8062 | 30001.1055 | 22222.3267 | 0.011789 | 0.0072537 | 2037 | 2.5303 | 7.5521 | 2 | 2.8398 | 7.7292 | -0.8182 | 0.011572 | 0.0066547 | 2.2506 | 295.6635 | 38.1089 | 31.7665 | 1.0295 | 14.4842 | 16.054 | 0.64412 | 55% | 64.8% | 41.2% | 19.2% | 75.3% | 23.6% | 0.16635 | 0.017296 | 1.5494 | 13.0815 | 1.6319 | 3.4549 | 7.9873 | 6.3511 | 1.9682 | 3.6485 | 14.4472 | 8.6465 | 9.8688 | 5.3065 | 47.3329 | 75.5637 | 45.9369 | 78.4661
Central Coast | VIEJO 22049540 | 5852 | 165 | 583.9191 | 239 | 626.3388 | 25 | 4.0666e-05 | 0.037818 | 3.9961 | 1.5379e-06 | 9.4533e-05 | 0.69038 | 0.93227 | {D3AE8800-862E-498F-9908-541EA621BA7E} | 182852204 | VIEJO 2204 | 9540 | 36.5845 | -121.9023 | 68 | 375 | 18501.382 |  | 3592.089 |  | 14909.2931 | 2249.934 | 9780.4911 | 0.0023633 | 0.0010166 | 1905 | 4.6903 | 14.1019 | 2 | 1.9982 | 6.0451 | 1.1698 | 0.066296 | 0.007285 | 1.3271 | 291.9086 | 23.8818 | 23.7079 | 0.55128 | 17.4861 | 18.8277 | 11.1664 | 51.3% | 57.6% | 48.7% | 66.1% | 6.2% | 97.1% | 0.50047 | 0.026667 | 8.8519 | 21 | 7.5915 | 8.8519 | 11.0371 | 9.8405 | 1.3874 | 2.2144 | 16.4677 | 15.3399 | 13.7994 | 13.303 | 43.4302 | 45.3787 | 32.087 | 37.8076
Bay Area | LAKEWOOD 2224568670 | 8711 | 14 | 28.8941 | 112 | 64.0907 | 13 | 6.0025e-05 | 0.037818 | 2.2206 | 2.27e-06 | 9.45e-05 | 0.125 | 0.45083 | {6C96515F-B6CE-4B5E-91AB-166552C2F0C4} | 13532224 | LAKEWOOD 2224 | 568670 | 37.8676 | -122.0459 | 50 | 43 | 6583.5758 |  | 4298.0796 |  | 2285.4962 | 1334.4522 | 1233.4773 | 0.0012285 | 0.00078032 | 1906 | 2.5816 | 7.4246 | 3 | 3.6044 | 7.6424 | 9.2442 | 0.067 | 0.0066342 | 1.7558 | 295.5247 | 36.2994 | 33.5159 | 0.99964 | 14.8056 | 16.2219 | 14.0994 | 61.9% | 63.8% | 58.3% | 18.7% | 71.1% | 29.8% | 0.072078 | 0.03 | 2.1667 | 18.4444 | 0.788 | 5.6 | 7.8534 | 7.3865 | 2.0425 | 3.6914 | 14.1785 | 9.7477 | 10.2254 | 6.3839 | 49.7737 | 71.248 | 45.2303 | 71.7818
Bay Area | LAKEWOOD 210738404 | 2216 | 68 | 166.2981 | 134 | 203.7577 | 20 | 5.544e-05 | 4.6601 | 2.5622 | 0.00010567 | 9.4401e-05 | 0.50746 | 0.81616 | {E6E0CE7A-9AFF-4A02-92C6-B06263224357} | 13532107 | LAKEWOOD 2107 | 38404 | 37.9253 | -122.0875 | 97 | 70 | 12705.3318 |  | 9331.7159 |  | 3373.6159 | 3768.6783 | 2459.9756 | 0.001888 | 0.0011088 | 1907 | 3.7946 | 11.6918 | 2 | 3.3716 | 6.9489 | 0.18333 | 0.0275 | 0.0068479 | 1.7312 | 296.0615 | 37.6829 | 33.8339 | 1.0374 | 14.511 | 15.9198 | 13.3861 | 61.7% | 66.1% | 53.2% | 49.7% | 76.4% | 24.7% | 0.27123 | 0.01625 | 3.8261 | 18.5652 | 2.7781 | 4.1875 | 7.1355 | 6.7695 | 2.1186 | 3.7185 | 13.4681 | 9.7834 | 10.0684 | 6.5788 | 52.9105 | 67.9196 | 49.0774 | 70.5488
Central Coast | LLAGAS 21011449 | 4424 | 120 | 176.1143 | 567 | 454.8051 | 99 | 3.1456e-05 | 6.5081 | 4.7623 | 0.00012051 | 9.4271e-05 | 0.21164 | 0.38723 | {494B4DF8-9782-49DD-876E-C17DBB5295CE} | 83182101 | LLAGAS 2101 | 1449 | 37.0418 | -121.5418 | 152 | 110 | 30783.2305 |  | 22615.7362 |  | 8167.4943 | 16208.7254 | 2414.0266 | 0.0093328 | 0.0031141 | 1908 | 8.8424 | 23.6054 | 2 | 2.391 | 5.9832 | -1.3154 | 0.028696 | 0.0064374 | 1.6728 | 295.9377 | 42.5085 | 35.8184 | 1.0844 | 13.4187 | 14.7319 | 0.93508 | 51.1% | 63.1% | 31.9% | 95.2% | 81.3% | 15% | 0.13396 | 0.083436 | 1.4795 | 13.2113 | 0.81802 | 2.7391 | 8.8838 | 8.4409 | 2.146 | 3.7891 | 12.5692 | 8.3782 | 7.9899 | 5.07 | 58.907 | 78.0336 | 54.6246 | 79.6001
Central Valley | CURTIS 17058170 | 6293 | 310 | 476.5034 | 903 | 709.5317 | 100 | 5.146e-05 | 0.04468 | 2.3909 | 2.4843e-06 | 9.427e-05 | 0.3433 | 0.67157 | {944E3EC7-4285-4D17-99A0-D6960B77E4D2} | 163351705 | CURTIS 1705 | 8170 | 37.987 | -120.2611 | 220 | 554 | 36627.9268 |  | 12664.7539 |  | 23963.1729 | 12248.0291 | 23671.1998 | 0.009427 | 0.005146 | 1909 | 4.0115 | 14.3145 | 2.2876 | 2.1406 | 5.1207 | 0.86713 | 0.034837 | 0.0054625 | 2.5066 | 295.1101 | 48.7592 | 35.9726 | 1.2472 | 11.9142 | 13.6039 | 10.2712 | 22.2% | 10.6% | 57% | 68.1% | 37.9% | 45.2% | 0.46919 | 0.052787 | 5.6846 | 21.0231 | 4.2264 | 5.902 | 10.4366 | 7.6915 | 2.0553 | 3.6689 | 11.5508 | 6.0832 | 7.4565 | 4.0965 | 54.9122 | 85.702 | 58.4167 | 91.8051
Bay Area | SAN RAFAEL 11081210 | 1147 | 219 | 309.9562 | 894 | 678.1133 | 49 | 0.0001457 | 0.038042 | 0.23908 | 5.5416e-06 | 9.4217e-05 | 0.24497 | 0.45709 | {C15D2B27-11D0-43EC-9B15-374D2297640F} | 42011108 | SAN RAFAEL 1108 | 1210 | 37.9627 | -122.569 | 175 | 590 | 34929.1817 |  | 8753.0145 |  | 26176.1672 | 5233.0326 | 13185.556 | 0.0046166 | 0.0071391 | 1910 | 5.9408 | 14.4875 | 3 | 2.0881 | 6.598 | -0.57436 | 0.11794 | 0.0070546 | 2.8096 | 295.5754 | 33.4475 | 29.652 | 0.93223 | 15.1695 | 16.9944 | 10.2183 | 61.5% | 25% | 95.6% | 68.6% | 59.2% | 45.6% | 0.37367 | 0.038413 | 5.7458 | 20.8814 | 3.8319 | 14.1905 | 11.1415 | 9.5652 | 1.9016 | 3.4854 | 13.6013 | 11.3472 | 11.2044 | 8.6141 | 55.5451 | 60.1223 | 45.9147 | 58.5666
Sierra | AUBURN 11028611 | 9057 | 27 | 50.7225 | 214 | 129.1984 | 24 | 7.5427e-05 | 0.037818 | 1.242 | 2.8525e-06 | 9.4076e-05 | 0.12617 | 0.39259 | {2450AEE7-F575-4F58-91A2-1411AECC8344} | 152161102 | AUBURN 1102 | 8611 | 38.9083 | -121.0618 | 51 | 194 | 10112.7193 |  | 2944.6304 |  | 7168.0889 | 2944.6304 | 7168.0889 | 0.0022578 | 0.0018102 | 1911 | 3.1495 | 8.9658 | 2 | 2.0198 | 5.7735 | 0.20408 | 0.076667 | 0.0058077 | 2.5542 | 296.1703 | 49.1446 | 33.9364 | 1.3415 | 11.8766 | 13.5639 | 15.0633 | 14.9% | 7.6% | 47.1% | 39.5% | 86.8% | 21.5% | 0.44027 | 0.012727 | 6.5667 | 21.4333 | 1.4421 | 6.4848 | 8.4031 | 6.444 | 2.3966 | 4.1927 | 11.9974 | 5.7412 | 8.1178 | 4.0033 | 55.0079 | 88.3724 | 57.4259 | 93.2112
North Valley | ELK CREEK 110193504 | 8205 | 1 | 1.9471 | 2 | 2.4028 | 2 | 9.4032e-05 | 74.0989 |  | 0.0036854 | 9.4032e-05 | 0.5 | 0.81033 | {10DD30DF-F524-4738-873E-62FD1482AC8A} | 102781101 | ELK CREEK 1101 | 93504 | 39.593 | -122.5444 | 23 | 11 | 4309.3871 |  | 4035.0912 |  | 274.296 | 3298.9383 | 234.6564 | 0.00018806 | 0.00018806 | 1912 | 1.1172 | 4.1983 | 2 | 2.6003 | 8.9478 | -1.4236 | 0.0021429 | 0.0063007 | 1.2084 | 298.1865 | 44.5287 | 34.9665 | 1.4083 | 13.4943 | 14.6617 | 2.0566 | 28.9% | 0% | 73.1% | 12.7% | 62.1% | 92.5% | 0.16146 | 0.0035714 | 1.4615 | 15.4615 | 0.04881 | 0.047619 | 10.0576 | 7.979 | 2.7793 | 4.5947 | 12.9633 | 6.8295 | 8.7154 | 4.7838 | 60.3566 | 88.8937 | 53.7749 | 86.7457
North Valley | WILDWOOD 110185112 | 8645 | 260 | 334.2033 | 586 | 501.4262 | 92 | 5.0525e-05 | 0.037877 | 3.2066 | 1.9136e-06 | 9.3938e-05 | 0.44369 | 0.66651 | {DBAB12BB-6159-4B5E-9921-C1747473FB98} | 103611101 | WILDWOOD 1101 | 85112 | 40.3872 | -123.0458 | 72 | 67 | 12621.3495 |  | 10853.0331 |  | 1768.3163 | 10853.0331 | 1768.3163 | 0.0086423 | 0.0046483 | 1913 | 9.1888 | 21.2122 | 2 | 2.3903 | 5.8531 | -2.6899 | 0.044016 | 0.0053009 | 2.6329 | 291.7035 | 40.1011 | 28.6952 | 0.95425 | 13.6748 | 15.9461 | 0.47963 | 28.6% | 23.3% | 41.3% | 82.9% | 3.2% | 93.4% | 0.10053 | 0.11472 | 1.7973 | 15.8169 | 1.0638 | 4.6142 | 9.975 | 7.0171 | 1.7837 | 3.3277 | 13.3186 | 7.0535 | 8.1506 | 4.5623 | 52.1885 | 73.0998 | 51.3163 | 86.0862
North Valley | PARADISE 1104circuit_breaker | 2546 | 456 | 758.4564 | 848 | 963.0692 | 124 | 0.00012756 | 0.85448 | 14.0457 | 2.1271e-05 | 0.00077671 | 0.53774 | 0.78754 | {60D04F67-B0A9-4BD6-8DCF-759CBE65FF11} | 102831104 | PARADISE 1104 | circuit_breaker | 39.7606 | -121.6189 | 750 | 468 | 89629.6454 | 55.6934 | 59028.3032 | 36.6786 | 30601.3422 | 47006.8323 | 30601.3422 | 0.096312 | 0.015818 | 532 | 3.5296 | 8.4809 | 2.8804 | 2.9433 | 8.1096 | 2.3938 | 0.012826 | 0.0062184 | 3.4717 | 296.133 | 48.5237 | 36.0106 | 1.3764 | 11.7702 | 13.8613 | 3.6176 | 67.6% | 54.3% | 89.9% | 43.4% | 52.9% | 13.3% | 0.11592 | 0.056304 | 3.3801 | 17.5556 | 2.8559 | 3.0725 | 12.5089 | 8.9081 | 2.4817 | 4.4153 | 12.2693 | 5.4638 | 7.8989 | 3.6602 | 59.7212 | 107.5038 | 55.7861 | 96.329
Sierra | BRUNSWICK 1104circuit_breaker | 4129 | 1 | 1.3543 | 8 | 5.4492 | 3 | 9.3723e-05 | 0.037818 |  | 3.5444e-06 | 9.3723e-05 | 0.125 | 0.24853 | {BEA0A501-B4D2-4CC0-BAE4-F7EC8C1D8A1B} | 152481104 | BRUNSWICK 1104 | circuit_breaker | 39.2312 | -121.0351 | 114 | 226 | 15715.118 |  | 4755.5689 |  | 10959.549 | 2663.6104 | 8132.6618 | 0.00028117 | 0.00028117 | 1915 | 7.1543 | 18.0349 | 2 | 1.9819 | 5.5448 | -0.070104 | 0.074571 | 0.0054268 | 3.9938 | 293.7222 | 46.1341 | 32.8059 | 1.1436 | 12.2454 | 14.3963 | 26.3868 | 14.6% | 0% | 68% | 76.8% | 13.9% | 46.8% | 0.32708 | 0.042857 | 5.7333 | 20.3 | 0.046286 | 0.22857 | 8.8579 | 7.0031 | 2.0387 | 3.5071 | 13.0138 | 5.9721 | 8.0409 | 4.0706 | 55.6414 | 92.851 | 52.7408 | 92.0147
Central Valley | CALAVERAS CEMENT 110147968 | 1216 | 665 | 890.4002 | 2184 | 1611.652 | 427 | 6.0453e-05 | 0.54064 | 1.3326 | 1.8115e-05 | 7.1915e-05 | 0.30449 | 0.55248 | {AFAF5A37-E0AD-4142-ABDE-E616F0022060} | 162211101 | CALAVERAS CEMENT 1101 | 47968 | 38.2323 | -120.5512 | 387 | 299 | 90192.9449 | 56.0434 | 65252.4191 | 40.5461 | 24940.5258 | 65252.4191 | 24940.5258 | 0.030708 | 0.025813 | 2072 | 5.7531 | 12.9352 | 2.0192 | 1.6296 | 4.442 | -0.49613 | 0.017111 | 0.006694 | 2.5273 | 295.9015 | 43.453 | 33.0776 | 1.2176 | 13.0223 | 14.7324 | 0.54759 | 18% | 7.4% | 63.4% | 63.4% | 28.8% | 78.3% | 0.0078009 | 0.1691 | 1.4912 | 13.5877 | 1.4482 | 2.3284 | 14.6735 | 10.3232 | 2.1121 | 3.8454 | 13.1282 | 6.834 | 8.8975 | 4.632 | 45.3274 | 76.3409 | 49.7187 | 86.8792
Bay Area | MONTICELLO 1101666 | 4072 | 200 | 322.0702 | 465 | 437.0985 | 88 | 5.4853e-05 | 4.7642 | 2.5229 | 0.00027766 | 9.3636e-05 | 0.43011 | 0.73684 | {77EAEB31-2A5F-4667-AEF2-E5A85CE88B8F} | 43051101 | MONTICELLO 1101 | 666 | 38.51 | -122.2128 | 126 | 83 | 30370.8337 |  | 22466.5413 |  | 7904.2923 | 16769.5218 | 6275.5814 | 0.00824 | 0.0048271 | 1917 | 4.4986 | 14.9516 | 2 | 2.7022 | 7.89 | -1.3085 | 0.031654 | 0.0064257 | 1.8306 | 296.9312 | 40.9336 | 34.0957 | 1.2012 | 13.9455 | 15.3385 | 0.98588 | 61.2% | 65.9% | 52.5% | 71.3% | 97.6% | 9.4% | 0.095897 | 0.051472 | 1.4206 | 12.6262 | 1.355 | 1.7481 | 8.2455 | 6.5889 | 2.256 | 3.8288 | 13.499 | 7.9651 | 9.8672 | 5.0812 | 50.9619 | 80.3777 | 49.2048 | 81.0499
Central Coast | LLAGAS 2107XR188 | 6331 | 40 | 72.1794 | 87 | 100.841 | 12 | 8.1179e-05 | 1119.4808 | 2.2433 | 0.068804 | 9.3619e-05 | 0.45977 | 0.71577 | {1B5D7998-B20D-4848-BE59-22884992869D} | 83182107 | LLAGAS 2107 | XR188 | 37.0127 | -121.6026 | 150 | 106 | 18709.0395 |  | 9907.5767 |  | 8801.4629 | 2228.2099 | 1043.639 | 0.0011234 | 0.00097415 | 1918 | 11.2027 | 41.428 | 2.2581 | 2.4169 | 7.4501 | 1.087 | 0.02 | 0.0069562 | 1.5227 | 296.724 | 33.9194 | 28.9719 | 0.99635 | 15.5015 | 16.7503 | 13.305 | 50.9% | 42% | 79.7% | 99.8% | 60.4% | 58.4% | 0.44201 | 0.020611 | 2.5789 | 14.7895 | 0.44516 | 2.8065 | 8.117 | 7.7951 | 1.9442 | 3.5934 | 14.6859 | 11.0048 | 10.4053 | 6.8487 | 46.9133 | 59.1541 | 44.4525 | 65.9417
Bay Area | SAN RAFAEL 11071276 | 8027 | 164 | 258.5858 | 695 | 552.6997 | 55 | 0.00014666 | 0.037818 | 0.21268 | 5.5464e-06 | 9.3575e-05 | 0.23597 | 0.46786 | {78640A7E-4385-4C01-A0A7-78496A91C391} | 42011107 | SAN RAFAEL 1107 | 1276 | 37.9544 | -122.5405 | 132 | 345 | 24098.0141 |  | 6179.9373 |  | 17918.0768 | 5613.9148 | 14761.6415 | 0.0051466 | 0.0080664 | 1919 | 7.3202 | 15.972 | 3 | 1.8783 | 6.0209 | -1.1294 | 0.098961 | 0.0070251 | 2.9644 | 295.5622 | 33.4103 | 29.539 | 0.94038 | 15.1595 | 17.046 | 17.0928 | 61% | 23.4% | 95.8% | 76.4% | 61.5% | 45% | 0.38847 | 0.032078 | 5.697 | 20.7273 | 2.2013 | 9.026 | 11.1774 | 9.5816 | 1.9094 | 3.5148 | 13.5879 | 11.2317 | 11.1778 | 8.5703 | 55.7521 | 60.3606 | 45.9859 | 58.9858
North Valley | WYANDOTTE 11101954 | 102 | 394 | 895.3942 | 1106 | 1164.7609 | 165 | 6.9163e-05 | 170.8765 | 8.0333 | 0.010937 | 0.00020626 | 0.35624 | 0.76874 | {652E0C25-B4E5-4F56-A678-A27ED9716769} | 102911110 | WYANDOTTE 1110 | 1954 | 39.4985 | -121.5285 | 658 | 984 | 90596.8345 | 56.2944 | 43471.4021 | 27.0119 | 47125.4324 | 19698.3887 | 12153.243 | 0.034033 | 0.011412 | 1392 | 1.7731 | 5.7937 | 2 | 2.8567 | 8.3176 | 0.30224 | 0.023144 | 0.0064262 | 2.6301 | 297.3119 | 46.3518 | 33.2674 | 1.3759 | 12.4521 | 14.2838 | 6.3966 | 40.2% | 39.4% | 58.1% | 23.7% | 52.3% | 65.3% | 0.18404 | 0.037917 | 2.4804 | 16.5475 | 2.5891 | 4.1894 | 12.0281 | 8.0263 | 2.5459 | 4.2531 | 12.0667 | 6.1102 | 8.2569 | 4.2694 | 52.2275 | 90.0218 | 56.4406 | 90.9202
North Valley | PIT NO 5 11011658 | 7522 | 106 | 124.532 | 226 | 181.0685 | 48 | 8.7303e-05 | 0.038275 | 1.3168 | 3.3197e-06 | 9.3117e-05 | 0.46903 | 0.68776 | {B21A40B5-551B-4708-A4A5-34576C3781E9} | 101321101 | PIT NO 5 1101 | 1658 | 40.9922 | -121.9705 | 30 | 13 | 8090.3108 |  | 7306.3402 |  | 783.9705 | 7306.3402 | 783.9705 | 0.0044696 | 0.0041905 | 1921 | 11.4446 | 21.8842 | 2 | 1.9562 | 5.7865 | -0.18594 | 0.056071 | 0.0050871 | 5.4992 | 294.6255 | 42.9959 | 33.093 | 1.2574 | 12.8054 | 15.6838 | 0.49069 | 28% | 12.5% | 70.5% | 85% | 33.5% | 80.1% | 0.042795 | 0.06 | 1.6296 | 10.5926 | 1.2645 | 2.6905 | 8.8625 | 7.8532 | 2.2497 | 3.9361 | 13.2995 | 5.9715 | 8.0596 | 4.5597 | 53.2838 | 91.4819 | 52.4854 | 91.8546
Central Valley | STONE CORRAL 11107784F | 7441 | 0 | 0 | 4 | 1.5822 | 2 | 8.7729e-06 | 2.9228 | 12.0269 | 2.588e-05 | 9.2831e-05 | 0 | 0 | {7B4CCB47-4C77-4503-81B9-A825A72EAF0C} | 252921110 | STONE CORRAL 1110 | 7784F | 36.479 | -119.1188 | 50 | 85 | 11801.3721 |  | 7654.6568 |  | 4146.7153 | 586.0706 | 30.0986 | 0.00018566 | 1.7546e-05 | 1922 | 0.4882 | 1.8546 | 2 | 1.9919 | 4.6856 | -2.8251 | 0 | 0.0057933 | 0.99821 | 299.1447 | 60.7311 | 40.7229 | 1.7206 | 9.732 | 10.6917 | 0.01 | 22% | 49.7% | 5.5% | 3.5% | 98% | 3.5% | 0.14648 | 0.001 | 1.5 | 10 | 0 | 0.4 | 6.1003 | 5.6519 | 3.2003 | 4.4253 | 8.8404 | 5.406 | 6.2783 | 3.6381 | 57.1102 | 81.2034 | 74.325 | 96.1436
Central Valley | DUNLAP 1103circuit_breaker | 8273 | 46 | 62.9408 | 140 | 113.4653 | 34 | 1.066e-05 | 11.8713 | 18.05 | 0.00013479 | 9.2477e-05 | 0.32857 | 0.55471 | {2C485712-3D09-43E6-B47A-A2006FA28A66} | 254061103 | DUNLAP 1103 | circuit_breaker | 36.7097 | -119.0297 | 50 | 21 | 11208.8511 |  | 8988.316 |  | 2220.5351 | 8988.316 | 2220.5351 | 0.0031442 | 0.00036245 | 1923 | 7.1261 | 18.472 | 2 | 2.0239 | 4.3328 | 0.66246 | 0.022419 | 0.0047515 | 2.1788 | 293.0683 | 57.2404 | 37.0419 | 1.2232 | 10.0173 | 11.4785 | 0.33418 | 21.7% | 62.1% | 6.4% | 78.9% | 30.2% | 7.1% | 0.031076 | 0.06874 | 1.4375 | 11.375 | 0.6629 | 1.129 | 5.4717 | 5.3572 | 2.0378 | 3.4087 | 8.9096 | 5.3622 | 5.0648 | 3.2929 | 53.4234 | 79.4555 | 76.907 | 96.8876
Bay Area | IGNACIO 11011300 | 2083 | 105 | 246.2853 | 250 | 326.4576 | 43 | 7.9787e-05 | 0.037818 | 1.1667 | 3.0174e-06 | 9.2323e-05 | 0.42 | 0.75442 | {64639A8A-2672-4BE4-8EBB-2985CB356A36} | 42481101 | IGNACIO 1101 | 1300 | 38.0662 | -122.5482 | 121 | 708 | 51963.5339 |  | 9813.462 |  | 42150.0719 | 4134.7438 | 18449.3358 | 0.0039699 | 0.0034309 | 1924 | 4.0248 | 12.4007 | 2.3143 | 2.301 | 7.2078 | -1.0496 | 0.037143 | 0.0070336 | 2.3535 | 295.4943 | 33.6537 | 30.731 | 0.91615 | 15.2315 | 16.8005 | 11.8636 | 60.8% | 46.9% | 77.9% | 55.9% | 55.4% | 50.1% | 0.49224 | 0.015429 | 5.9167 | 21.1 | 1.6346 | 3.5714 | 10.8783 | 9.4445 | 1.8393 | 3.3346 | 13.8965 | 11.593 | 11.5287 | 8.5499 | 54.5707 | 61.7201 | 44.7904 | 58.6071
Bay Area | HALF MOON BAY 11012500 | 7409 | 882 | 1944.7106 | 1066 | 2032.5409 | 94 | 8.202e-05 | 0.039278 | 1.071 | 3.2092e-06 | 9.229e-05 | 0.82739 | 0.95679 | {75B0B322-68D2-4160-BC4E-E90092A2B4DE} | 24101101 | HALF MOON BAY 1101 | 2500 | 37.4946 | -122.3687 | 138 | 159 | 20786.8726 |  | 11167.0911 |  | 9619.7815 | 9460.9126 | 9466.5039 | 0.0086753 | 0.0077099 | 1925 | 8.6028 | 18.919 | 2.7219 | 3.3346 | 7.9496 | 4.6935 | 0.062384 | 0.0068985 | 2.407 | 293.7478 | 33.5647 | 28.9493 | 0.81405 | 15.1866 | 16.9493 | 0.63523 | 60.6% | 44.6% | 78.6% | 89.5% | 39.6% | 47.7% | 0.1373 | 0.051854 | 3.0549 | 16.3956 | 2.6248 | 7.0596 | 10.5551 | 9.3406 | 1.6719 | 3.4043 | 15.1242 | 9.9555 | 9.931 | 6.4906 | 57.1849 | 63.1516 | 43.8333 | 70.1206
Bay Area | OLEMA 110175686 | 9541 | 15 | 28.0787 | 103 | 83.9848 | 15 | 4.8928e-05 | 40.3664 | 4.6509 | 0.00074303 | 9.2262e-05 | 0.14563 | 0.33433 | {702CCB2B-B1B0-4591-B980-760D81375AFB} | 42291101 | OLEMA 1101 | 75686 | 38.0487 | -122.7435 | 44 | 11 | 10084.2217 |  | 7759.3517 |  | 2324.87 | 6456.4354 | 2324.87 | 0.0013839 | 0.00073393 | 1926 | 7.1769 | 25.1209 | 2 | 2.2317 | 6.8531 | 0.63483 | 0.016981 | 0.0071867 | 2.4749 | 294.985 | 28.1378 | 28.687 | 0.82167 | 16.5887 | 18.3163 | 0.14075 | 60.4% | 79.4% | 45% | 96.2% | 40.3% | 88.7% | 0.056431 | 0.08247 | 1.5312 | 9.7812 | 0.18047 | 0.9717 | 11.942 | 10.0916 | 1.7748 | 3.1843 | 15.3071 | 13.3966 | 12.1248 | 9.5379 | 55.6285 | 60.3381 | 39.7608 | 50.918
North Coast | HOPLAND 1101768 | 3084 | 264 | 396.7553 | 561 | 506.63 | 134 | 4.6191e-05 | 1.8381 | 2.6249 | 8.4383e-05 | 8.3851e-05 | 0.47059 | 0.78313 | {CF814E69-077B-44BB-9617-D51226ABE508} | 42251101 | HOPLAND 1101 | 768 | 38.9695 | -123.1026 | 125 | 119 | 45042.5623 | 27.9882 | 32085.8687 | 19.9373 | 12956.6937 | 26862.8023 | 7068.0495 | 0.011236 | 0.0061896 | 1985 | 2.4539 | 8.5687 | 2 | 2.1899 | 6.3612 | -0.19415 | 0.015671 | 0.006408 | 2.6963 | 296.4561 | 36.7214 | 41.1755 | 1.1278 | 14.7594 | 16.7079 | 1.2275 | 15.9% | 33.6% | 3.1% | 13% | 74.2% | 30.5% | 0.13344 | 0.024861 | 1.4038 | 13.8235 | 1.3117 | 1.4203 | 14.6639 | 12.6603 | 2.2853 | 3.8354 | 14.2663 | 8.7018 | 9.0916 | 5.0748 | 74.3717 | 108.501 | 47.1313 | 77.1145
Bay Area | WOODSIDE 110147872 | 6611 | 1021 | 2097.521 | 1109 | 2146.6934 | 72 | 0.00010377 | 0.037818 | 0.71253 | 3.9242e-06 | 9.207e-05 | 0.92065 | 0.97709 | {3F2B4E81-3F76-4F92-B31C-17D1A0284314} | 24251101 | WOODSIDE 1101 | 47872 | 37.4182 | -122.3194 | 110 | 120 | 13710.4609 |  | 7099.6124 |  | 6610.8485 | 7099.6124 | 6610.8485 | 0.006629 | 0.0074712 | 1928 | 14.0591 | 26.9884 | 3 | 3.1715 | 8.091 | 5.706 | 0.10432 | 0.0066553 | 2.5718 | 294.3713 | 37.2074 | 31.7902 | 0.93242 | 14.3912 | 16.2211 | 0.62833 | 60.3% | 38.2% | 84.2% | 97.5% | 59.3% | 20.5% | 0.16085 | 0.076 | 3.1094 | 15.375 | 1.0364 | 11.6737 | 10.6186 | 9.4248 | 1.8467 | 3.6703 | 14.5983 | 8.7606 | 9.4286 | 5.6646 | 59.2956 | 70.7733 | 46.5895 | 77.1136
Central Valley | AUBERRY 1101R2579 | 2580 | 193 | 296.4344 | 991 | 530.5179 | 255 | 1.6867e-05 | 238.7097 | 38.6804 | 0.0036949 | 0.00028072 | 0.19475 | 0.55876 | {1328D5B4-6BC6-4A19-8B7D-C1E2266894DF} | 254151101 | AUBERRY 1101 | R2579 | 36.9726 | -119.3782 | 358 | 341 | 91289.9833 | 56.7251 | 55665.4542 | 34.589 | 35624.5291 | 55665.4542 | 35624.5291 | 0.071584 | 0.004301 | 1154 | 1.1273 | 3.6955 | 2 | 1.9385 | 4.6726 | -1.4391 | 0.016303 | 0.0059 | 1.6544 | 297.5506 | 54.3686 | 36.8036 | 1.502 | 10.8122 | 12.0425 | 0.46347 | 50.8% | 78.6% | 11.1% | 15.3% | 88.5% | 15.5% | 0.020005 | 0.038407 | 1.6683 | 14.0477 | 0.48336 | 1.1274 | 5.9952 | 5.5176 | 2.6755 | 4.1735 | 9.9516 | 5.968 | 6.2858 | 3.9018 | 50.8726 | 78.4946 | 69.8186 | 93.0555
Bay Area | IGNACIO 11041290 | 5914 | 185 | 336.8354 | 543 | 528.9772 | 44 | 5.0017e-05 | 0.038067 | 1.7184 | 1.896e-06 | 9.1671e-05 | 0.3407 | 0.63677 | {EEF03FEE-E315-4DF5-BC12-E5292370248B} | 42481104 | IGNACIO 1104 | 1290 | 38.0853 | -122.5364 | 227 | 377 | 37228.0609 |  | 18840.8428 |  | 18387.2181 | 5098.9497 | 7244.1898 | 0.0040335 | 0.0022008 | 1930 | 3.8144 | 11.2935 | 2 | 2.1042 | 6.2224 | 1.8421 | 0.043158 | 0.0072742 | 2.0509 | 295.405 | 28.9426 | 28.0989 | 0.82429 | 16.6381 | 18.136 | 7.5959 | 60.1% | 56.4% | 46.8% | 47.5% | 41.4% | 89.8% | 0.26897 | 0.040137 | 3.2069 | 20.2414 | 4.1711 | 7.1447 | 9.7207 | 8.5259 | 1.7244 | 3.2489 | 15.3767 | 13.2393 | 12.7849 | 9.443 | 49.2895 | 55.1322 | 38.7571 | 52.3691
North Coast | DUNBAR 110147964 | 4941 | 270 | 362.3651 | 646 | 587.3267 | 65 | 8.9606e-05 | 0.038155 | 1.0739 | 3.4232e-06 | 9.1354e-05 | 0.41796 | 0.61697 | {565357B0-3D43-4998-81C7-7EBC74E038B1} | 43071101 | DUNBAR 1101 | 47964 | 38.3919 | -122.53 | 94 | 54 | 18132.6868 |  | 12211.6017 |  | 5921.0851 | 10130.7271 | 5777.9586 | 0.005938 | 0.0058244 | 1931 | 5.2917 | 11.3371 | 2.9259 | 2.2484 | 5.8701 | 0.8746 | 0.030741 | 0.0068651 | 2.9558 | 295.468 | 36.0805 | 30.7364 | 0.98013 | 14.7241 | 16.5589 | 0.75476 | 18.6% | 15.8% | 43% | 27.1% | 61.1% | 30.2% | 0.34881 | 0.030062 | 1.68 | 13.08 | 1.1823 | 3.9877 | 9.4008 | 7.2054 | 1.999 | 3.6184 | 14.5384 | 9.0244 | 9.1768 | 5.7138 | 49.5677 | 71.9976 | 46.4393 | 75.8227
North Coast | GEYSERVILLE 1102522 | 128 | 298 | 575.7084 | 627 | 763.167 | 94 | 6.9843e-05 | 6.302 | 1.748 | 0.00025421 | 9.1325e-05 | 0.47528 | 0.75437 | {C28A65D7-37D3-4F6C-9C48-AF74AD2858BE} | 42891102 | GEYSERVILLE 1102 | 522 | 38.7163 | -122.8936 | 142 | 176 | 29664.6273 |  | 16833.4938 |  | 12831.1335 | 11530.9091 | 9911.0113 | 0.0085845 | 0.0065652 | 1932 | 6.1073 | 20.9915 | 2.0349 | 2.2357 | 5.9965 | 0.89309 | 0.032267 | 0.0066297 | 2.7181 | 296.5831 | 36.8132 | 35.226 | 1.1027 | 14.5931 | 16.4939 | 0.77631 | 18.4% | 23.7% | 20.3% | 60.2% | 72% | 26.6% | 0.21827 | 0.038969 | 2.0833 | 17.0185 | 2.5101 | 3.6453 | 11.4192 | 9.7145 | 2.302 | 3.8711 | 14.1084 | 9.0738 | 8.5379 | 5.4169 | 61.7697 | 87.8605 | 48.2898 | 75.0124
Sierra | SHINGLE SPRINGS 210911092 | 2020 | 587 | 930.784 | 2717 | 1835.702 | 325 | 6.1662e-05 | 3.285 | 21.221 | 0.00016125 | 0.0006154 | 0.21605 | 0.50705 | {AE69F8EF-4AC2-40EB-85B9-DBE37E3684F9} | 153652109 | SHINGLE SPRINGS 2109 | 11092 | 38.7741 | -120.9201 | 343 | 320 | 57879.5459 | 35.9648 | 36166.6657 | 22.473 | 21712.8802 | 36166.6657 | 21712.8802 | 0.2 | 0.02004 | 648 | 3.2584 | 8.5993 | 2 | 1.9783 | 5.5855 | -1.0805 | 0.051624 | 0.005939 | 2.3767 | 296.4114 | 46.8753 | 33.4376 | 1.297 | 12.5075 | 14.1836 | 1.1599 | 57.1% | 64.5% | 32.4% | 35.6% | 52.4% | 68% | 0.1316 | 0.048365 | 2.4855 | 17.6439 | 4.8412 | 6.0292 | 8.6556 | 6.5107 | 2.172 | 3.8528 | 12.8574 | 5.7772 | 8.538 | 3.9507 | 52.2251 | 90.7008 | 53.4148 | 93.1386
Central Valley | TAR FLAT 0402circuit_breaker | 1409 | 26 | 37.7832 | 149 | 92.4855 | 6 | 9.0797e-05 | 0.037818 | 0.92813 | 3.4337e-06 | 9.1003e-05 | 0.1745 | 0.40853 | {15F62F46-8DEB-4CCA-80E4-1A07793D2B95} | 163240402 | TAR FLAT 0402 | circuit_breaker | 37.9844 | -120.3795 | 54 | 201 | 10517.8159 |  | 2350.4406 |  | 8167.3754 | 1258.5471 | 4603.0644 | 0.00054602 | 0.00054478 | 1934 | 4.2028 | 12.0169 | 2 | 2.2978 | 5.3918 | 3.2874 | 0.15 | 0.0061954 | 2.0992 | 296.4717 | 42.242 | 33.285 | 1.2103 | 13.6856 | 15.1797 | 23.7255 | 21.5% | 6.2% | 86.3% | 60.5% | 24.4% | 98.2% | 0.61635 | 0.11167 | 15.8333 | 22 | 9.0233 | 24.8333 | 11.0657 | 8.1621 | 2.044 | 3.8301 | 13.4606 | 7.1376 | 9.3254 | 4.7686 | 47.358 | 82.4379 | 51.0169 | 85.468
Bay Area | SAN RAFAEL 1107circuit_breaker | 3405 | 299 | 511.8666 | 1324 | 1093.8446 | 72 | 0.00013743 | 0.037818 | 0.37508 | 5.1972e-06 | 9.097e-05 | 0.22583 | 0.46795 | {AC6B2CFB-8470-47A8-8CFF-360D120857F5} | 42011107 | SAN RAFAEL 1107 | circuit_breaker | 37.9709 | -122.5273 | 239 | 1281 | 63725.3847 |  | 12784.0174 |  | 50941.3672 | 7424.3496 | 19460.6246 | 0.0065498 | 0.0098948 | 1935 | 7.4649 | 16.5142 | 2.9884 | 1.7573 | 5.8524 | 0.89343 | 0.097093 | 0.007091 | 2.8416 | 295.4068 | 32.7073 | 28.9966 | 0.90821 | 15.344 | 17.1983 | 31.2587 | 59.9% | 29.3% | 94% | 79.9% | 53% | 55.5% | 0.41142 | 0.016163 | 6.7733 | 21.7467 | 3.3952 | 15.3953 | 10.9785 | 9.4322 | 1.8639 | 3.4238 | 13.7292 | 11.5113 | 11.3376 | 8.7256 | 54.79 | 58.764 | 45.2105 | 57.6166
Sierra | NARROWS 21022220 | 1703 | 867 | 1305.4729 | 2190 | 1874.5034 | 329 | 6.1579e-05 | 32.9169 | 9.7531 | 0.0021809 | 0.00030615 | 0.39589 | 0.69644 | {15BB893C-861D-4514-BB53-2456F70C5D54} | 153132102 | NARROWS 2102 | 2220 | 39.2538 | -121.1981 | 372 | 287 | 71662.1252 | 44.5289 | 45257.431 | 28.1217 | 26404.6941 | 43302.8869 | 25447.2495 | 0.10072 | 0.02026 | 1091 | 2.9993 | 9.7148 | 2 | 2.4497 | 7.3835 | 0.3016 | 0.032146 | 0.0059758 | 3.0389 | 296.7534 | 47.2673 | 33.6423 | 1.3484 | 12.1994 | 14.0727 | 0.80957 | 35.4% | 36.5% | 32.2% | 42.4% | 89.3% | 42.9% | 0.04953 | 0.06201 | 1.8444 | 15.4267 | 3.2697 | 5.1917 | 9.3839 | 7.0429 | 2.1602 | 3.852 | 13.1034 | 5.9261 | 8.4414 | 3.9976 | 52.7416 | 93.7989 | 51.8188 | 92.7365
North Valley | PIT NO 5 11011618 | 9487 | 146 | 154.3828 | 218 | 193.7417 | 49 | 0.00010211 | 0.038042 | 0.80911 | 3.8889e-06 | 9.05e-05 | 0.66972 | 0.79685 | {83B8DDA8-0AE6-4FAA-9DFB-D57952CAA5C2} | 101321101 | PIT NO 5 1101 | 1618 | 40.9885 | -121.9742 | 24 | 0 | 9746.1598 |  | 9746.1598 |  | 0 | 9746.1598 | 0 | 0.0044345 | 0.0050034 | 1937 | 11.2901 | 23.4794 | 2 | 2.5682 | 6.8737 | 2.01 | 0.042846 | 0.005236 | 5.3278 | 295.0455 | 44.6897 | 34.3538 | 1.306 | 12.4104 | 15.2606 | 0.20764 | 27.5% | 9% | 78.6% | 89.3% | 37.3% | 63% | 0.0068482 | 0.077886 | 1.6154 | 5 | 0.36683 | 1.7724 | 8.8223 | 8.066 | 2.3335 | 4.1265 | 12.7499 | 5.7659 | 7.6662 | 4.3031 | 56.1579 | 95.4843 | 54.8008 | 93.4773
Central Valley | RACETRACK 170310850 | 3210 | 30 | 40.3192 | 156 | 94.2562 | 14 | 9.6607e-05 | 0.037818 | 0.87717 | 3.6535e-06 | 9.0406e-05 | 0.19231 | 0.42776 | {56B3B60A-49BB-43A9-9EE8-443CF9005AA3} | 163761703 | RACETRACK 1703 | 10850 | 37.9807 | -120.3901 | 76 | 329 | 17453.0071 |  | 3044.989 |  | 14408.0181 | 927.6524 | 3247.6159 | 0.0012657 | 0.0013525 | 1938 | 4.4307 | 12.4804 | 2 | 2.276 | 5.3966 | -0.55645 | 0.06 | 0.0061954 | 2.0992 | 296.4717 | 42.242 | 33.285 | 1.2103 | 13.6856 | 15.1797 | 25.5572 | 21.3% | 6% | 88.9% | 61.6% | 24.4% | 98.2% | 0.58044 | 0.12667 | 8.1538 | 22 | 3.42 | 10.4 | 11.0657 | 8.1621 | 2.044 | 3.8301 | 13.4606 | 7.1376 | 9.3254 | 4.7686 | 47.358 | 82.4379 | 51.0169 | 85.468
Bay Area | IGNACIO 11011264 | 2191 | 60 | 108.3925 | 176 | 172.7472 | 24 | 4.8222e-05 | 0.037818 | 1.6162 | 1.8236e-06 | 9.028e-05 | 0.34091 | 0.62746 | {2723FD74-E215-4B66-BA9E-051AE21C4595} | 42481101 | IGNACIO 1101 | 1264 | 38.0748 | -122.5654 | 120 | 541 | 32774.7125 |  | 5420.1776 |  | 27354.5349 | 3308.6659 | 15170.3432 | 0.0021667 | 0.0011573 | 1939 | 2.5036 | 8.4957 | 2.119 | 2.1737 | 6.9489 | -3.5294 | 0.016429 | 0.0070378 | 2.3174 | 295.5296 | 33.6283 | 30.6932 | 0.91705 | 15.2423 | 16.7996 | 25.1244 | 59.7% | 55% | 43.4% | 27.6% | 55.7% | 51% | 0.59889 | 0.010714 | 10 | 19.875 | 1.8131 | 4.1905 | 10.869 | 9.4399 | 1.8429 | 3.3341 | 13.8876 | 11.6338 | 11.5368 | 8.5755 | 54.5228 | 61.441 | 44.799 | 58.3857
Sierra | PENRYN 11032198 | 1224 | 979 | 1586.9212 | 2769 | 2325.9302 | 281 | 6.1321e-05 | 1361.7552 | 15.3175 | 0.078399 | 0.00042371 | 0.35356 | 0.68227 | {15328E03-B147-4A5F-A6DD-FF57B3032B26} | 152561103 | PENRYN 1103 | 2198 | 38.8637 | -121.1286 | 404 | 409 | 57566.5525 | 35.7703 | 33526.3958 | 20.8324 | 24040.1567 | 32169.4149 | 23145.2757 | 0.11906 | 0.017231 | 891 | 2.2659 | 7.0396 | 2 | 2.26 | 6.0128 | 0.28433 | 0.032433 | 0.006254 | 2.3429 | 296.4983 | 46.9921 | 32.9329 | 1.2978 | 12.3918 | 14.0248 | 2.0244 | 43.4% | 53.1% | 31.5% | 22% | 53.2% | 58.8% | 0.056076 | 0.029419 | 1.78 | 15.488 | 2.4292 | 3.9806 | 9.701 | 6.72 | 2.4231 | 4.2235 | 13.1838 | 6.6065 | 9.3203 | 4.4928 | 50.8134 | 74.6073 | 51.9899 | 86.0363
Central Coast | PAUL SWEET 210710986 | 5603 | 465 | 741.1733 | 1020 | 1082.2833 | 89 | 8.4499e-05 | 0.13917 | 1.0698 | 5.9167e-06 | 9.0029e-05 | 0.45588 | 0.68482 | {281B3385-4F71-4EC0-B77E-390E15EC23C1} | 83252107 | PAUL SWEET 2107 | 10986 | 36.9615 | -122.0627 | 251 | 202 | 48380.3787 |  | 31999.8278 |  | 16380.5509 | 13450.8089 | 8321.0868 | 0.0080126 | 0.0075204 | 1941 | 6.5036 | 17.0609 | 2.4951 | 2.9668 | 7.9118 | 1.2529 | 0.036471 | 0.007182 | 2.3328 | 294.0098 | 27.6895 | 26.2033 | 0.70494 | 16.7346 | 18.3655 | 0.89204 | 50.4% | 25.6% | 81.5% | 74.2% | 18.1% | 87% | 0.093065 | 0.041336 | 1.7723 | 15.5941 | 0.75461 | 5 | 9.635 | 8.5396 | 1.6358 | 2.9051 | 16.4422 | 13.0632 | 11.2346 | 8.7347 | 46.7164 | 52.2537 | 37.5821 | 53.5564
Central Coast | SARATOGA 1106LC22 | 1259 | 543 | 1142.919 | 1736 | 1828.073 | 120 | 4.2967e-05 | 0.037818 | 0.76109 | 1.6249e-06 | 3.8732e-05 | 0.31279 | 0.6252 | {798C7F9A-11E4-4951-9A2B-A99559D5AAA3} | 83371106 | SARATOGA 1106 | LC22 | 37.24 | -121.9965 | 240 | 474 | 40970.0604 | 25.4577 | 13269.339 | 8.2452 | 27700.7214 | 11864.1721 | 15892.6774 | 0.0046478 | 0.005156 | 2401 | 3.4142 | 10.5467 | 2.042 | 2.0624 | 6.4798 | -0.17335 | 0.072098 | 0.0064901 | 1.862 | 295.3635 | 41.0155 | 35.5453 | 1.0169 | 13.7513 | 15.0635 | 18.1174 | 30.2% | 19.9% | 53.5% | 54.9% | 68.9% | 22.2% | 0.40151 | 0.048042 | 4.3197 | 19.4918 | 2.8824 | 12.1399 | 10.1494 | 8.4157 | 1.9945 | 3.547 | 13.121 | 8.4159 | 8.8078 | 5.4349 | 56.5652 | 77.535 | 50.771 | 79.3172
North Coast | FRUITLAND 11418746 | 8385 | 3 | 3.558 | 7 | 5.2209 | 3 | 0.00016137 | 0.037818 | 0 | 6.1026e-06 | 8.9776e-05 | 0.42857 | 0.6815 | {D79DDEF4-123C-4149-A834-7D55A5080178} | 192311141 | FRUITLAND 1141 | 8746 | 40.3969 | -123.943 | 18 | 7 | 1621.1382 |  | 1353.7785 |  | 267.3597 | 895.774 | 249.973 | 0.00026933 | 0.00048411 | 1943 | 10.9112 | 26.7418 | 2 | 3.1286 | 7.603 | 0.44579 | 0.059 | 0.0069019 | 3.5235 | 291.7534 | 22.9755 | 21.0277 | 0.59967 | 17.6942 | 20.5119 | 2.4608 | 18.1% | 0% | 84.8% | 77.3% | 14.2% | 72.9% | 0.23443 | 0.071 | 1.8889 | 14.8889 | 0.019 | 0.7 | 10.861 | 8.2635 | 1.5189 | 2.6466 | 17.0942 | 11.864 | 12.3937 | 7.6846 | 38.015 | 52.3961 | 33.046 | 58.4523
Bay Area | PACIFICA 11026783 | 69 | 109 | 275.1754 | 110 | 275.5346 | 13 | 7.7384e-05 | 0.037818 | 0.95643 | 2.9265e-06 | 8.9652e-05 | 0.99091 | 0.9987 | {19E4E8D4-9C4C-4C6B-8FB5-CC59DB118DCE} | 22811102 | PACIFICA 1102 | 6783 | 37.6243 | -122.4867 | 162 | 855 | 45396.43 |  | 10342.1784 |  | 35054.2516 | 2227.3024 | 1848.4492 | 0.0011655 | 0.001006 | 1944 | 4.9746 | 13.4317 | 2.1842 | 3.5448 | 8.7217 | 0.087106 | 0.016579 | 0.0074475 | 1.935 | 291.6729 | 24.154 | 20.0742 | 0.54538 | 17.2368 | 18.8545 | 21.1552 | 59.5% | 42.8% | 76.8% | 63.7% | 3.4% | 95.1% | 0.27359 | 0.26421 | 2.5652 | 15.4348 | 4.9739 | 2.8947 | 9.7718 | 8.2884 | 1.4964 | 2.3603 | 16.5403 | 14.7729 | 12.8102 | 11.2568 | 42.3767 | 38.8733 | 34.1002 | 43.1426
Central Coast | LAURELES 11116617 | 5428 | 30 | 42.9355 | 118 | 96.3077 | 24 | 4.701e-05 | 0.1005 | 2.5033 | 4.7895e-06 | 8.9579e-05 | 0.25424 | 0.44582 | {D3A9B0CE-EEFF-4BC6-8121-8BA08D5105E9} | 182371111 | LAURELES 1111 | 6617 | 36.4027 | -121.6573 | 17 | 79 | 6234.4064 |  | 2923.677 |  | 3310.7294 | 2923.677 | 3310.7294 | 0.0021499 | 0.0011282 | 1945 | 5.0627 | 10.9244 | 2 | 1.8129 | 5.5045 | -4.4651 | 0.051395 | 0.0064133 | 1.6908 | 295.2511 | 34.776 | 32.2824 | 0.97135 | 15.0896 | 16.4621 | 0.97448 | 50.2% | 45.6% | 60.1% | 55.7% | 49.6% | 50.4% | 0.16936 | 0.095581 | 4.4545 | 18.9545 | 1.0049 | 2.7442 | 10.5064 | 9.5898 | 1.7014 | 3.1691 | 15.188 | 10.1258 | 11.2154 | 7.9067 | 48.9277 | 78.5836 | 42.6116 | 64.3159
Central Valley | COARSEGOLD 21045300 | 192 | 183 | 357.6768 | 1203 | 673.4876 | 383 | 3.0996e-05 | 2454.7753 | 95.0742 | 0.073061 | 0.0016011 | 0.15212 | 0.53108 | {756F4B6A-7251-46F3-9B2C-93A003B98431} | 254432104 | COARSEGOLD 2104 | 5300 | 37.227 | -119.7102 | 439 | 426 | 93924.2635 | 58.362 | 59987.7854 | 37.2748 | 33936.4781 | 59987.7854 | 33936.4781 | 0.61323 | 0.011871 | 228 | 1.6582 | 5.0114 | 2 | 1.859 | 4.8439 | 0.053415 | 0.004084 | 0.0060729 | 1.4353 | 297.8222 | 49.812 | 35.0093 | 1.4347 | 11.9472 | 13.124 | 0.95426 | 88.9% | 92.6% | 28.8% | 23.5% | 82% | 45.9% | 0.035889 | 0.0096013 | 1.7232 | 16.5477 | 0.45266 | 1.4037 | 7.739 | 7.1118 | 2.5704 | 3.9817 | 11.1774 | 6.7012 | 7.4605 | 4.4304 | 48.6728 | 74.1644 | 62.4475 | 87.4047
North Valley | BIG MEADOWS 2101439 | 8763 | 59 | 84.553 | 98 | 102.9975 | 10 | 1.8415e-05 | 0.037818 | 8.4549 | 6.9643e-07 | 8.9249e-05 | 0.60204 | 0.82092 | {908347F0-FBC5-48E6-96A1-EFED3535309B} | 102812101 | BIG MEADOWS 2101 | 439 | 40.1374 | -120.9532 | 19 | 21 | 2474.0764 |  | 1501.1745 |  | 972.9019 | 1041.6607 | 668.7264 | 0.00089249 | 0.00018415 | 1947 | 8.4289 | 19.3962 | 2 | 1.7844 | 5.5042 | -2.4555 | 0.066 | 0.0041908 | 2.6991 | 292.7031 | 44.5158 | 36.4104 | 1.1123 | 12.7621 | 14.8353 | 3.5293 | 27.2% | 40.6% | 14.2% | 80.1% | 24% | 78.9% | 0.07954 | 0.086667 | 2.3333 | 18.5 | 2.444 | 6.5333 | 12.4871 | 10.1044 | 2.0403 | 3.3513 | 12.2233 | 6.409 | 7.1414 | 4.968 | 59.3408 | 88.4671 | 58.4359 | 88.7374
Bay Area | OAKLAND K 1104CR208 | 4524 | 178 | 533.4689 | 597 | 775.9938 | 36 | 4.155e-05 | 0.037818 | 3.1279 | 1.5713e-06 | 8.897e-05 | 0.29816 | 0.68747 | {61E67233-CD4F-4206-8138-63FBDA895D1D} | 12101104 | OAKLAND K 1104 | CR208 | 37.8279 | -122.2072 | 60 | 458 | 23817.9544 |  | 3895.4111 |  | 19922.5434 | 3895.4111 | 19922.5434 | 0.0032029 | 0.0014958 | 1948 | 5.9963 | 16.2233 | 2.5946 | 2.4784 | 6.0302 | 3.2144 | 0.094595 | 0.0070952 | 1.8752 | 292.778 | 32.5576 | 30.2537 | 0.70529 | 15.3573 | 16.8457 | 16.5881 | 59.3% | 70.9% | 34.3% | 78.4% | 18.5% | 56.8% | 0.53666 | 0.10703 | 15.3636 | 22 | 8.9735 | 16.1351 | 8.0691 | 7.4438 | 1.5716 | 3.034 | 14.7797 | 11.0655 | 10.0393 | 7.2713 | 50.6801 | 57.1726 | 44.7712 | 63.4147
Central Coast | TEMPLETON 21132949 | 9379 | 3 | 3.6143 | 35 | 18.1978 | 5 | 2.4084e-05 | 3010.4985 | 7.0301 | 0.069431 | 8.8097e-05 | 0.085714 | 0.19861 | {E103D17D-C161-441C-8C05-D72D4B887C7A} | 183052113 | TEMPLETON 2113 | 2949 | 35.5063 | -120.646 | 7 | 15 | 1555.8998 |  | 766.5719 |  | 789.328 | 766.5719 | 789.328 | 0.00044048 | 0.00012042 | 1949 | 0.64847 | 2.478 | 2 | 2.2264 | 6.375 | 0.3286 | 0.00071429 | 0.0063523 | 1.0966 | 297.5069 | 38.8826 | 33.0982 | 1.1681 | 14.586 | 15.4426 | 1.2189 | 49.8% | 71.8% | 19.8% | 6% | 85.3% | 41% | 0.11505 | 0.0057143 | 2.3 | 19.8 | 0 | 2.5 | 8.0426 | 8.0045 | 1.9559 | 3.6028 | 13.5913 | 9.8916 | 10.1015 | 6.7068 | 47.5486 | 66.4413 | 49.3496 | 68.9375
Bay Area | BERKELEY F 1105circuit_breaker | 2419 | 45 | 140.1715 | 129 | 184.3801 | 10 | 3.5191e-05 | 0.037818 | 4.5033 | 1.3309e-06 | 8.7949e-05 | 0.34884 | 0.76023 | {34B1FBA6-E642-41FD-8BD2-ADAC657BB906} | 12061105 | BERKELEY F 1105 | circuit_breaker | 37.8725 | -122.278 | 317 | 1837 | 73102.0537 |  | 12969.5675 |  | 60132.4862 | 1678.7947 | 5887.9164 | 0.00087949 | 0.00035191 | 1950 | 5.8258 | 14.8877 | 2 | 2.4577 | 6.0677 | 1.1889 | 0.12231 | 0.0071925 | 1.7823 | 293.1111 | 31.9212 | 27.3527 | 0.70804 | 15.3692 | 16.8455 | 25.4997 | 59.2% | 78.6% | 27.8% | 70.8% | 18.9% | 57.5% | 0.59526 | 0.019231 | 14.25 | 22 | 9.43 | 9.9231 | 7.3983 | 6.7965 | 1.5687 | 3.0569 | 14.7516 | 11.4233 | 10.2796 | 7.6035 | 47.0341 | 50.8814 | 43.1316 | 61.0384
North Coast | REDBUD 1102922 | 395 | 165 | 303.4141 | 500 | 405.7647 | 82 | 7.4462e-05 | 0.048798 | 1.3031 | 3.4908e-06 | 8.7741e-05 | 0.33 | 0.74776 | {72AB9BE6-2DAD-47AD-B1E1-28EC23582566} | 43191102 | REDBUD 1102 | 922 | 38.999 | -122.6721 | 128 | 364 | 27664.3751 |  | 12463.6383 |  | 15200.7368 | 12117.314 | 11870.1596 | 0.0071948 | 0.0061059 | 1951 | 17.4394 | 58.9445 | 2 | 3.3825 | 9.1571 | -0.93189 | 0.0395 | 0.0060935 | 1.9114 | 296.3236 | 42.3429 | 35.152 | 1.2168 | 13.6412 | 15.2247 | 1.7352 | 17.9% | 19.2% | 25.4% | 98.6% | 90.3% | 8% | 0.43394 | 0.025098 | 4.3958 | 18.4792 | 3.8496 | 4.1667 | 9.6992 | 7.626 | 2.328 | 4.0338 | 12.8969 | 7.2088 | 8.1013 | 4.4374 | 58.183 | 83.4879 | 53.3532 | 84.9926
North Coast | CARLOTTA 11214045 | 7332 | 0 | 0 | 1 | 0.58532 | 1 | 8.7282e-05 | 0.054288 |  | 4.7384e-06 | 8.7282e-05 | 0 | 0 | {309A17EE-FDB5-41A4-BAF3-151B6AAED517} | 192291121 | CARLOTTA 1121 | 4045 | 40.5452 | -124.0718 | 20 | 26 | 3926.1986 |  | 3179.9108 |  | 746.2877 | 0 | 64.6967 | 8.7282e-05 | 8.7282e-05 | 1952 | 5.4278 | 12.9279 | 2 | 2.2793 | 6.8373 | -0.3125 | 0 | 0.0066993 | 3.6197 | 291.4038 | 24.5557 | 24.9389 | 0.60198 | 16.8089 | 19.8828 | 2.5613 | 17.7% | 0% | 41% | 34% | 15% | 57.3% | 0 | 0.13 | 3 | 22 | 0.095 | 0.5 | 12.6308 | 11.0299 | 1.5351 | 2.459 | 17.4459 | 11.0458 | 10.7632 | 6.8558 | 49.5481 | 74.3281 | 34.1538 | 63.1182
Sierra | SHINGLE SPRINGS 2110circuit_breaker | 9412 | 18 | 24.0764 | 36 | 31.0638 | 7 | 0.0001128 | 0.037818 | 0.12908 | 4.2658e-06 | 8.7254e-05 | 0.5 | 0.77506 | {064C2459-8C22-4F74-A2C9-18905DBD3086} | 153652110 | SHINGLE SPRINGS 2110 | circuit_breaker | 38.6593 | -120.9466 | 36 | 14 | 2632.7038 |  | 2054.39 |  | 578.3139 | 1202.0334 | 578.3139 | 0.00061078 | 0.00078959 | 1953 | 2.4735 | 7.3425 | 3 | 2.3351 | 6.0651 | -4.7226 | 0.04 | 0.0059493 | 2.5295 | 296.8887 | 46.9015 | 32.9861 | 1.3437 | 12.382 | 14.1113 | 18.3117 | 14.1% | 3% | 87.6% | 25.6% | 87.6% | 58% | 0.32577 | 0.065 | 4.3 | 16.1 | 3.106 | 3.6 | 7.3277 | 5.6573 | 2.4169 | 4.1435 | 12.8521 | 6.3367 | 8.5995 | 4.2585 | 48.3358 | 81.0861 | 53.6321 | 90.1901
North Coast | MIDDLETOWN 1102514 | 944 | 21 | 47.8344 | 87 | 65.0529 | 32 | 8.0612e-05 | 188.2919 | 1.103 | 0.013278 | 8.7167e-05 | 0.24138 | 0.73532 | {51EF8730-4C17-4517-B094-A50393B56842} | 43141102 | MIDDLETOWN 1102 | 514 | 38.807 | -122.5689 | 112 | 597 | 43245.579 |  | 8514.884 |  | 34730.6949 | 5004.0934 | 19340.9831 | 0.0027893 | 0.0025796 | 1954 | 2.9637 | 13.7207 | 2 | 1.9472 | 5.8167 | -0.55239 | 0.032 | 0.006016 | 2.426 | 296.6515 | 45.4909 | 31.4363 | 1.3028 | 12.9042 | 14.6431 | 8.2924 | 17.6% | 16.2% | 31.4% | 36.7% | 99.7% | 1.5% | 0.42979 | 0.0047308 | 6 | 21.6792 | 1.3232 | 1.3385 | 9.3965 | 6.8364 | 2.4135 | 4.2109 | 12.7703 | 6.5257 | 7.4594 | 4.0093 | 56.4276 | 80.0262 | 55.1349 | 89.3854
Bay Area | HALF MOON BAY 11039112 | 3452 | 172 | 507.5822 | 199 | 517.6664 | 27 | 4.0851e-05 | 2.9621 | 10.0495 | 0.00011193 | 8.7121e-05 | 0.86432 | 0.98052 | {F951C9B5-DFF6-4F18-959A-6543A104D243} | 24101103 | HALF MOON BAY 1103 | 9112 | 37.4533 | -122.4297 | 173 | 101 | 21054.252 |  | 12911.7543 |  | 8142.4977 | 5442.5238 | 1401.7517 | 0.0023523 | 0.001103 | 1955 | 3.6957 | 10.9697 | 2 | 2.911 | 8.2398 | -3.3255 | 0.01 | 0.0072708 | 1.7643 | 291.7436 | 24.8516 | 23.1702 | 0.51177 | 17.3573 | 18.9391 | 9.8386 | 59% | 91.5% | 33.2% | 44.5% | 1.8% | 96.4% | 0.16223 | 0.017368 | 1.4474 | 12.1579 | 4.4868 | 2.6184 | 11.1133 | 9.7687 | 1.4122 | 2.3325 | 16.5288 | 13.7231 | 11.4317 | 8.7536 | 50.2011 | 46.0868 | 36.4305 | 51.8681
Central Coast | LAURELES 1111432 | 2988 | 643 | 839.6881 | 2573 | 1934.6853 | 410 | 2.6975e-05 | 0.23408 | 1.7543 | 5.3468e-06 | 3.6448e-05 | 0.2499 | 0.43402 | {C78621C3-DA62-4FAA-872F-5C934F1DDE39} | 182371111 | LAURELES 1111 | 432 | 36.3975 | -121.6492 | 375 | 363 | 106473.6415 | 66.1598 | 79055.4755 | 49.1229 | 27418.166 | 79055.4755 | 27418.166 | 0.014944 | 0.01106 | 2431 | 3.5805 | 8.3847 | 2 | 2.1375 | 5.4472 | -0.9895 | 0.03296 | 0.0060096 | 1.679 | 294.8865 | 42.3962 | 36.0911 | 1.0743 | 13.2938 | 14.6548 | 0.29936 | 28.6% | 35.3% | 23.4% | 46% | 81.1% | 12.3% | 0.048482 | 0.032133 | 1.499 | 14.195 | 0.59738 | 2.2871 | 9.7351 | 8.9405 | 1.8725 | 3.424 | 13.5035 | 8.3406 | 9.4313 | 6.3317 | 54.8903 | 85.4379 | 50.6452 | 75.5546
Central Coast | HICKS 111660050 | 6338 | 281 | 541.9252 | 1554 | 1233.1863 | 129 | 2.689e-05 | 0.038073 | 1.7761 | 1.0209e-06 | 3.5951e-05 | 0.18082 | 0.43945 | {AA1A8D76-D2A1-485C-9B69-D74FAC1101F8} | 83431116 | HICKS 1116 | 60050 | 37.2297 | -121.9499 | 202 | 177 | 22819.0542 | 14.1791 | 13194.2857 | 8.1986 | 9624.7685 | 13194.2857 | 9624.7685 | 0.0046377 | 0.0034687 | 2441 | 2.7284 | 8.3944 | 2 | 1.5037 | 4.6628 | -0.35937 | 0.051808 | 0.0064227 | 1.4745 | 295.645 | 43.0491 | 36.6583 | 1.0501 | 13.3696 | 14.561 | 9.1814 | 27.8% | 35.7% | 23.3% | 46.2% | 77.7% | 13.9% | 0.23366 | 0.027401 | 3.0323 | 17.5124 | 1.9854 | 8.7797 | 10.032 | 8.2211 | 2.0524 | 3.6037 | 12.5213 | 8.0747 | 8.6818 | 5.2372 | 57.8158 | 79.225 | 53.222 | 81.4736
Central Valley | 10720 | 4093 | 2 | 2.7086 | 526 | 241.7723 | 63 | 1.8151e-05 | 0.037818 | 9.8006 | 6.8643e-07 | 8.6757e-05 | 0.0038023 | 0.011203 | {A2735C5A-AC0C-48E2-9CB7-2F6A791B6D33} | 162831702 |  | 10720 | 38.1994 | -120.0206 | 37 | 122 | 11582.144 |  | 7647.7028 |  | 3934.4412 | 7647.7028 | 3934.4412 | 0.0054657 | 0.0011435 | 1958 | 9.5392 | 24.3225 | 3 | 2.4802 | 5.6193 | 0.12432 | 0.051262 | 0.0045233 | 2.8713 | 290.8027 | 51.2048 | 37.7407 | 1.0254 | 10.9215 | 12.8353 | 1.2907 | 20.8% | 43.2% | 12.6% | 88.7% | 6.7% | 17.1% | 0.00098518 | 0.11703 | 4.8333 | 17.7333 | 0.039612 | 5.1068 | 13.7135 | 11.7509 | 1.7252 | 2.7836 | 10.4191 | 5.8993 | 5.8954 | 4.3301 | 71.3843 | 94.4066 | 66.9669 | 91.3275
Bay Area | GREENBRAE 1103circuit_breaker | 4004 | 36 | 64.1581 | 192 | 151.5202 | 16 | 0.00011438 | 0.037818 | 0.16425 | 4.3255e-06 | 8.6746e-05 | 0.1875 | 0.42343 | {9E4C5477-E966-43D5-8E24-BB781F7AED7E} | 43091103 | GREENBRAE 1103 | circuit_breaker | 37.938 | -122.5144 | 195 | 529 | 29052.8511 |  | 8367.7567 |  | 20685.0944 | 1165.1033 | 3911.8523 | 0.0013879 | 0.0018301 | 1959 | 5.9671 | 14.1164 | 2 | 1.9372 | 6.2767 | 0.36187 | 0.0612 | 0.0070048 | 3.0943 | 295.5227 | 33.2681 | 29.3514 | 0.94343 | 15.1767 | 17.1169 | 35.3724 | 58.6% | 21% | 87.1% | 66.8% | 62.1% | 45.7% | 0.57998 | 0.0248 | 6.6111 | 21.0556 | 2.0728 | 7.68 | 11.1912 | 9.5812 | 1.9107 | 3.5294 | 13.5989 | 11.1641 | 11.1751 | 8.5482 | 55.8131 | 60.383 | 45.936 | 59.1883
North Coast | MONROE 210392868 | 8330 | 5 | 6.3913 | 15 | 12.6934 | 3 | 8.6389e-05 | 0.037817 |  | 3.267e-06 | 8.6389e-05 | 0.33333 | 0.50351 | {18B04DCD-9DDD-4C1C-AC8D-731B4880D7B2} | 43302103 | MONROE 2103 | 92868 | 38.4799 | -122.7328 | 75 | 46 | 4101.8281 |  | 1827.1241 |  | 2274.7039 | 437.4753 | 234.8764 | 0.00025917 | 0.00025917 | 1960 | 6.7245 | 13.834 | 3 | 1.2321 | 4.1316 | -4.5413 | 0.016667 | 0.0069497 | 2.5495 | 295.1623 | 32.4787 | 29.415 | 0.88218 | 15.4631 | 17.2609 | 19.1818 | 17.4% | 0% | 39.4% | 37.7% | 49.1% | 43% | 0.4637 | 0.05 | 2.3333 | 17.3333 | 1.8233 | 5 | 10.7354 | 8.6447 | 1.8704 | 3.4516 | 15.2641 | 10.0864 | 10.4703 | 6.5926 | 50.4771 | 74.8524 | 42.2482 | 69.9098
North Coast | CLEAR LAKE 1101406 | 3437 | 127 | 197.2346 | 323 | 247.5132 | 75 | 5.132e-05 | 432.7102 | 3.2019 | 0.02183 | 8.6226e-05 | 0.39319 | 0.79687 | {3FE0C1F5-EB90-4962-9A26-B07537415DC7} | 42141101 | CLEAR LAKE 1101 | 406 | 39.0046 | -122.8941 | 454 | 424 | 95794.4897 |  | 52777.1485 |  | 43017.3412 | 17278.745 | 11086.4083 | 0.0064669 | 0.003849 | 1961 | 4.3653 | 11.9589 | 2.5199 | 2.3701 | 6.3499 | -1.1947 | 0.012219 | 0.0060691 | 2.4406 | 296.1269 | 41.3498 | 39.2531 | 1.204 | 13.765 | 15.595 | 0.79581 | 17.2% | 37.7% | 4.9% | 30.2% | 87% | 10.1% | 0.11843 | 0.014023 | 1.4595 | 14.5225 | 1.001 | 1.0695 | 11.4326 | 9.8257 | 2.355 | 4.0099 | 13.1244 | 7.3556 | 8.5983 | 4.5778 | 67.1886 | 98.223 | 52.0953 | 84.3239
Bay Area | SILVERADO 2103circuit_breaker | 1959 | 543 | 938.9637 | 1159 | 1298.0762 | 137 | 0.00013366 | 0.044871 | 2.6859 | 6.0113e-06 | 0.00025412 | 0.46851 | 0.72335 | {66AAADD9-54A2-4D43-B82B-F401906AF14B} | 43432103 | SILVERADO 2103 | circuit_breaker | 38.5 | -122.4594 | 628 | 744 | 94570.4731 | 58.7635 | 53273.3948 | 33.1026 | 41297.0783 | 18626.4797 | 12688.0886 | 0.034815 | 0.018312 | 1246 | 7.3116 | 14.9249 | 2.9867 | 1.9532 | 5.7302 | 0.32852 | 0.04093 | 0.0065207 | 2.5285 | 296.5889 | 38.8195 | 32.1502 | 1.1193 | 14.1709 | 15.8428 | 3.6633 | 86.6% | 66.7% | 93.1% | 71% | 90.9% | 14.5% | 0.20063 | 0.03196 | 1.6846 | 16.1077 | 1.6426 | 3.8505 | 9.6608 | 7.2801 | 2.1586 | 3.7885 | 13.7807 | 8.8649 | 9.1783 | 5.6706 | 52.1456 | 74.5531 | 47.8939 | 76.6169
North Coast | FITCH MOUNTAIN 1113352 | 4590 | 234 | 314.3366 | 769 | 638.1347 | 81 | 8.6187e-05 | 3.2964 |  | 0.00027574 | 8.6187e-05 | 0.30429 | 0.49259 | {F0A897EB-747B-40C7-9836-35FB75DF52B9} | 42751113 | FITCH MOUNTAIN 1113 | 352 | 38.6126 | -122.8546 | 172 | 564 | 48895.8583 |  | 19254.3259 |  | 29641.5324 | 9077.2683 | 7619.9555 | 0.0069812 | 0.0069812 | 1963 | 7.9759 | 21.4372 | 2 | 1.8716 | 5.1978 | -1.9559 | 0.039714 | 0.0068376 | 2.8532 | 296.5388 | 33.4295 | 32.172 | 1.0263 | 15.546 | 17.4577 | 2.1091 | 17.1% | 0% | 39.2% | 62.3% | 66% | 45.2% | 0.31494 | 0.049643 | 2.3649 | 16.2568 | 1.6457 | 5.4929 | 10.9207 | 8.8296 | 2.2372 | 3.6973 | 14.7391 | 10.4798 | 10.1905 | 7.1381 | 57.2869 | 74.9702 | 45.5981 | 66.2722
North Coast | HOPLAND 11011100 | 5635 | 120 | 226.9885 | 255 | 287.6068 | 51 | 5.266e-05 | 0.16883 | 3.2452 | 1.0905e-05 | 8.6092e-05 | 0.47059 | 0.78923 | {49DD2761-248F-4D1E-809D-C19E1A64F359} | 42251101 | HOPLAND 1101 | 1100 | 39.0267 | -123.133 | 94 | 133 | 20094.6484 |  | 10708.6266 |  | 9386.0218 | 4021.7261 | 6182.0039 | 0.0043907 | 0.0026857 | 1964 | 3.4419 | 10.4302 | 2 | 2.6793 | 6.4649 | 0.74796 | 0.025294 | 0.0062642 | 2.5577 | 296.5765 | 39.6627 | 46.0081 | 1.1874 | 14.0751 | 16.0795 | 1.5144 | 16.9% | 38.3% | 5.5% | 22% | 83.1% | 15.9% | 0.22587 | 0.034235 | 2.9375 | 19.6042 | 2.2699 | 3 | 15.9105 | 13.6027 | 2.4451 | 4.0519 | 13.2068 | 7.6366 | 8.2027 | 4.5298 | 84.1734 | 125.0056 | 52.2401 | 83.0113
Central Coast | PERRY 1101W10 | 6135 | 70 | 227.4977 | 149 | 278.6632 | 17 | 3.1323e-05 | 0.041047 | 2.8535 | 1.3143e-06 | 8.5918e-05 | 0.4698 | 0.81639 | {E1CC4B8A-EEA0-444B-A148-93C085F63A52} | 183071101 | PERRY 1101 | W10 | 35.5663 | -121.0754 | 57 | 200 | 12364.9709 |  | 2977.5841 |  | 9387.3867 | 1609.5516 | 5996.5193 | 0.0014606 | 0.00053249 | 1965 | 2.2304 | 6.7885 | 2 | 2.9619 | 9.5351 | -2.2921 | 0.064194 | 0.0071583 | 1.3615 | 292.8886 | 29.3237 | 26.5771 | 0.64414 | 16.3953 | 17.4303 | 7.1282 | 49.5% | 48.3% | 31.7% | 39.6% | 12.1% | 81.3% | 0.32388 | 0.019677 | 6.8636 | 21.2273 | 2.9161 | 4.8065 | 7.9926 | 7.6553 | 1.4955 | 2.2334 | 16.406 | 13.0269 | 12.8572 | 9.8923 | 40.8091 | 46.7264 | 36.2047 | 49.0027
North Coast | CALPELLA 11013419 | 7963 | 144 | 178.4619 | 270 | 238.9079 | 56 | 8.5754e-05 | 203.4404 |  | 0.014145 | 8.5754e-05 | 0.53333 | 0.74699 | {1B6A9064-674E-4151-B148-004CA8DBD66C} | 43411101 | CALPELLA 1101 | 3419 | 39.3191 | -123.2998 | 49 | 40 | 15225.2571 |  | 12991.6223 |  | 2233.6349 | 12991.6223 | 2233.6349 | 0.0048022 | 0.0048022 | 1966 | 5.2635 | 15.8788 | 2.0115 | 2.5091 | 5.787 | -2.0585 | 0.021379 | 0.0064765 | 3.4467 | 293.9108 | 31.0286 | 30.1491 | 0.89648 | 16.1446 | 18.5688 | 1.2284 | 16.7% | 0% | 38.1% | 43.2% | 52% | 50.5% | 0.13983 | 0.04978 | 1.7451 | 14.1961 | 0.51609 | 1.5517 | 11.9518 | 9.5575 | 1.8348 | 3.4896 | 16.4532 | 9.0273 | 9.7825 | 5.3732 | 50.8586 | 81.2477 | 37.9503 | 74.5899
North Coast | HARTLEY 1101698 | 4752 | 93 | 122.7439 | 249 | 178.3141 | 64 | 6.6785e-05 | 392.7283 | 1.4845 | 0.02465 | 8.5737e-05 | 0.37349 | 0.68836 | {14B018BB-E4F3-4418-8464-262A2B2FE900} | 43211101 | HARTLEY 1101 | 698 | 39.0803 | -122.9513 | 117 | 118 | 28812.8788 |  | 16608.1598 |  | 12204.719 | 9794.4645 | 7405.3166 | 0.0054871 | 0.0042743 | 1967 | 2.5991 | 8.4156 | 2 | 2.7429 | 7.126 | -1.6573 | 0.01548 | 0.0060398 | 2.5725 | 295.675 | 38.5723 | 38.207 | 1.1295 | 14.3676 | 16.3269 | 0.94459 | 16.6% | 21.7% | 16.9% | 11.6% | 74.6% | 21.5% | 0.16262 | 0.019774 | 1.4118 | 14.6941 | 0.85395 | 1.4068 | 11.9017 | 10.0879 | 2.2096 | 3.8809 | 13.8288 | 7.7355 | 9.4471 | 4.9031 | 64.9201 | 97.6726 | 48.5532 | 82.2169
Sierra | SHINGLE SPRINGS 210913322 | 2248 | 809 | 1455.3442 | 4046 | 2545.319 | 586 | 6.1224e-05 | 668.9761 | 37.403 | 0.03655 | 0.0011515 | 0.19995 | 0.57177 | {C2386B39-9DEB-4629-9750-D5EE983424AF} | 153652109 | SHINGLE SPRINGS 2109 | 13322 | 38.7691 | -120.9274 | 725 | 666 | 121513.8986 | 75.5054 | 66862.7414 | 41.5467 | 54651.1572 | 66862.7414 | 54651.1572 | 0.67477 | 0.035877 | 333 | 3.0911 | 9.8113 | 2.316 | 2.1005 | 6.0226 | 0.78924 | 0.039129 | 0.0058741 | 2.4151 | 296.4801 | 46.2392 | 32.9757 | 1.2954 | 12.6534 | 14.3292 | 0.9399 | 73.7% | 78.1% | 30.7% | 42.7% | 51.7% | 75.4% | 0.14292 | 0.045053 | 3.6327 | 19.932 | 2.8973 | 5.3245 | 8.4628 | 6.4977 | 2.2 | 3.8694 | 12.7063 | 5.7217 | 8.4368 | 3.9485 | 52.5002 | 91.2101 | 54.0262 | 93.4843
Bay Area | VALLEY VIEW 1106circuit_breaker | 4450 | 16 | 30.0769 | 296 | 179.0182 | 38 | 4.7807e-05 | 104.1794 | 1.7884 | 0.0047919 | 8.569e-05 | 0.054054 | 0.16801 | {D9DED303-0FA6-4611-A466-91E33B741947} | 14341106 | VALLEY VIEW 1106 | circuit_breaker | 37.9665 | -122.279 | 109 | 111 | 13525.1658 |  | 8094.566 |  | 5430.5998 | 5669.0772 | 3290.6448 | 0.0032562 | 0.0018167 | 1969 | 2.655 | 7.7919 | 2 | 3.4399 | 7.2373 | -4.2924 | 0.012237 | 0.0071438 | 1.6459 | 294.919 | 33.7583 | 29.5401 | 0.86245 | 15.29 | 16.6968 | 7.9834 | 58.3% | 58.2% | 42.6% | 21.4% | 47.9% | 53.5% | 0.20474 | 0.025 | 3.0625 | 15.9688 | 1.1721 | 3.8947 | 6.8697 | 6.2362 | 1.8656 | 3.4515 | 14.2149 | 11.2671 | 10.4561 | 7.6379 | 48.6916 | 55.9178 | 44.4717 | 62.5925
North Coast | CORONA 11034446 | 160 | 21 | 45.4275 | 31 | 50.2024 | 5 | 4.2516e-05 | 41.1567 | 3.2398 | 0.0018826 | 8.5605e-05 | 0.67742 | 0.90489 | {D1AA7A01-6717-4A8D-8AC5-0F1F18BEAC1F} | 43491103 | CORONA 1103 | 4446 | 38.2842 | -122.6683 | 242 | 539 | 49903.899 |  | 19753.849 |  | 30150.05 | 734.2401 | 1771.5366 | 0.00042803 | 0.00021258 | 1970 | 2.464 | 6.4294 | 2 | 2.0734 | 5.8811 | 0.10892 | 0.0090476 | 0.007103 | 2.1291 | 295.1267 | 27.7402 | 28.4039 | 0.78959 | 16.9738 | 18.5704 | 9.0026 | 16.4% | 38.1% | 2% | 4.4% | 30.9% | 58.7% | 0.13584 | 0.018571 | 2.7 | 20.3 | 0.39667 | 1.4762 | 10.6836 | 9.1641 | 1.6369 | 3.0101 | 16.1133 | 13.1075 | 13.0417 | 9.9416 | 49.8399 | 59.7878 | 36.5452 | 51.3487
Sierra | BRUNSWICK 11052140 | 2283 | 1099 | 1415.3024 | 2445 | 2044.9094 | 306 | 6.0275e-05 | 0.038464 | 183.7127 | 2.3155e-06 | 0.0049102 | 0.44949 | 0.69211 | {2D25C954-D426-4ADF-B1A4-921B2F2ACD48} | 152481105 | BRUNSWICK 1105 | 2140 | 39.2895 | -120.9863 | 589 | 507 | 96782.3022 | 60.1379 | 55502.9271 | 34.488 | 41279.3751 | 55502.9271 | 41279.3751 | 1.5025 | 0.018444 | 40 | 11.6085 | 21.6108 | 3 | 2.1496 | 6.9547 | 0.33855 | 0.07869 | 0.0050392 | 4.3873 | 293.2242 | 46.6298 | 33.1742 | 1.1402 | 12.0148 | 14.3171 | 0.72571 | 96.8% | 98.5% | 29.5% | 90.2% | 13.4% | 31% | 0.026026 | 0.068293 | 1.8212 | 13.9073 | 2.1798 | 3.6789 | 8.4303 | 6.4145 | 2.2996 | 4.0363 | 12.3354 | 5.6104 | 8.2683 | 3.8855 | 53.5915 | 90.768 | 55.7402 | 94.3616
Central Coast | DOLAN ROAD 110122158 | 7461 | 30 | 116.6991 | 41 | 123.0944 | 6 | 6.033e-05 | 0.037818 | 3.5076 | 2.2816e-06 | 8.5372e-05 | 0.73171 | 0.94805 | {95DA73C9-4DB4-4C31-AFD8-C43A5BC36425} | 182381101 | DOLAN ROAD 1101 | 22158 | 36.7999 | -121.6992 | 281 | 472 | 48156.5512 |  | 18873.0319 |  | 29283.5193 | 274.4783 | 465.3061 | 0.00051223 | 0.00036198 | 1972 | 5.6257 | 15.2149 | 2 | 2.5479 | 6.0179 | 1.6845 | 0.043333 | 0.0073878 | 1.3851 | 293.2551 | 27.0557 | 22.7845 | 0.60288 | 16.8972 | 18.1746 | 2.1533 | 49.3% | 53.8% | 70.7% | 70% | 9% | 90.3% | 0.14702 | 0.10583 | 2 | 22 | 4.5283 | 3.4167 | 7.36 | 7.2604 | 1.5343 | 2.5413 | 15.9902 | 13.8042 | 11.2175 | 9.9537 | 40.1031 | 41.4552 | 37.8914 | 50.1693
Central Coast | BUELLTON 1101Y06 | 2019 | 161 | 487.4431 | 583 | 725.9125 | 138 | 1.7305e-05 | 197.6934 | 2.9953 | 0.0039082 | 3.4077e-05 | 0.27616 | 0.67149 | {B215B9B7-F7F3-4553-8BC7-ED531B03358B} | 183041101 | BUELLTON 1101 | Y06 | 34.6201 | -120.2103 | 402 | 359 | 97752.0286 | 60.7404 | 64675.3298 | 40.1875 | 33076.6988 | 46315.0095 | 22714.0827 | 0.0047027 | 0.0023881 | 2460 | 0.91476 | 3.3076 | 2 | 3.5044 | 8.9098 | -1.3487 | 0.0039143 | 0.0071365 | 0.90024 | 297.2313 | 37.0338 | 38.764 | 1.0097 | 14.7759 | 15.4932 | 1.3271 | 26.4% | 49.1% | 8.8% | 10.4% | 65.2% | 44% | 0.22993 | 0.011507 | 1.5946 | 14.7534 | 0.40956 | 0.86115 | 13.6582 | 12.3958 | 2.17 | 3.2152 | 12.2467 | 11.9812 | 7.2655 | 7.1988 | 78.7449 | 76.0835 | 59.3883 | 61.6817
Sierra | MADISON 210113372 | 9374 | 0 | 0 | 12 | 2.5797 | 11 | 1.9073e-05 | 2.8767 | 10.838 | 5.4789e-05 | 8.5287e-05 | 0 | 0 | {522A389A-AB26-4856-B015-C925A695BEA6} | 63172101 | MADISON 2101 | 13372 | 38.7946 | -122.0621 | 7 | 13 | 6530.1023 |  | 6130.2461 |  | 399.8562 | 6078.9039 | 373.0647 | 0.00093815 | 0.0002098 | 1974 | 0.687 | 1.7866 | 2 | 3.9422 | 10.234 | 4.6974 | 0.0027451 | 0.0061254 | 1.3322 | 297.6478 | 47.8831 | 35.318 | 1.385 | 12.4458 | 13.6011 | 0 | 13.9% | 39% | 5.1% | 0.2% | 97.3% | 63.7% | 0 | 0.0035294 | 2.1429 | 17.1429 | 0 | 0.23529 | 8.9328 | 6.9339 | 2.5348 | 4.0882 | 12.0733 | 6.7263 | 8.5653 | 4.4418 | 58.4488 | 88.4636 | 56.3569 | 88.231
Sierra | MOUNTAIN QUARRIES 210151584 | 7078 | 623 | 1068.3852 | 1980 | 1608.144 | 290 | 6.0194e-05 | 131.9797 | 14.1472 | 0.0067902 | 0.0004235 | 0.31465 | 0.66436 | {0BE1E4C9-DDDF-49C0-980B-2AA7763D326F} | 152282101 | MOUNTAIN QUARRIES 2101 | 51584 | 38.8415 | -121.0155 | 315 | 288 | 56156.4337 | 34.8941 | 35042.6767 | 21.7746 | 21113.7569 | 35042.6767 | 21113.7569 | 0.12282 | 0.017456 | 893 | 2.7681 | 8.0713 | 2 | 2.4024 | 6.1125 | 0.2901 | 0.03518 | 0.005901 | 2.4467 | 296.5272 | 45.7803 | 32.5766 | 1.3003 | 12.7637 | 14.4337 | 0.71845 | 43.2% | 48.9% | 29.3% | 30.7% | 55.6% | 79.8% | 0.048485 | 0.044495 | 1.7967 | 16.518 | 2.2397 | 3.5295 | 9.0265 | 6.656 | 2.2347 | 3.9479 | 12.8923 | 6.0147 | 8.6766 | 4.0158 | 51.7031 | 89.7474 | 53.041 | 92.1164
Bay Area | JARVIS 1101MR210 | 1047 | 1 | 3.8162 | 9 | 8.2895 | 2 | 1.5173e-05 | 1.1852 | 12.5359 | 1.8924e-05 | 8.5035e-05 | 0.11111 | 0.46036 | {EC0EDAE1-4E21-4E4A-934D-53BE5B16B2F9} | 13501101 | JARVIS 1101 | MR210 | 37.6189 | -122.0448 | 298 | 869 | 41912.0278 |  | 12482.1347 |  | 29429.8931 | 567.7092 | 443.5853 | 0.00017007 | 3.0346e-05 | 1976 | 1.2735 | 5.5624 | 2 | 2.1673 | 5.366 | 4.7285 | 0.00375 | 0.0071048 | 1.4295 | 293.6612 | 34.5371 | 32.8254 | 0.74995 | 15.1496 | 16.5144 | 25.7361 | 58.1% | 92.9% | 4.4% | 10.5% | 28.7% | 43.7% | 0.17291 | 0.02375 | 2.1667 | 18.8333 | 0.55 | 1.125 | 8.9075 | 7.798 | 1.6399 | 3.1747 | 14.5258 | 10.4481 | 9.723 | 6.2338 | 54.8947 | 68.8959 | 47.727 | 69.8302
Central Coast | SAN LUIS OBISPO 1101483444 | 1538 | 47 | 102.2381 | 141 | 149.0395 | 17 | 4.164e-05 | 0.56614 | 2.3356 | 2.1462e-05 | 8.4925e-05 | 0.33333 | 0.68598 | {6095BEE0-0C36-47E1-939F-BFF38B2ABD81} | 182631101 | SAN LUIS OBISPO 1101 | 483444 | 35.2892 | -120.6524 | 170 | 494 | 30709.7507 |  | 8577.8019 |  | 22131.9488 | 2987.6026 | 5496.9939 | 0.0014437 | 0.00070787 | 1977 | 1.6842 | 6.3306 | 2 | 2.447 | 7.8773 | -1.4319 | 0.014103 | 0.0068745 | 1.424 | 296.8671 | 38.539 | 33.9328 | 1.0477 | 14.3002 | 15.3107 | 11.4838 | 49.1% | 43.6% | 51.8% | 35.9% | 76.9% | 33.9% | 0.37442 | 0.019231 | 5.2258 | 18.1613 | 2.3431 | 3.6154 | 8.343 | 8.7378 | 1.9101 | 3.4538 | 13.6356 | 10.9885 | 10.2037 | 8.0574 | 55.2328 | 62.8404 | 49.5907 | 61.3526
Sierra | WISE 11022054 | 105 | 433 | 834.921 | 1198 | 1155.9777 | 170 | 5.974e-05 | 1354.7804 | 19.4196 | 0.081382 | 0.00061479 | 0.36144 | 0.72226 | {E6EC7043-C8B2-457F-AB90-031C70C010CA} | 152271102 | WISE 1102 | 2054 | 38.8963 | -121.1201 | 221 | 201 | 32657.1333 | 20.2923 | 20797.7702 | 12.9232 | 11859.3631 | 20797.7702 | 11859.3631 | 0.10451 | 0.010156 | 651 | 2.4599 | 7.5316 | 2 | 2.4985 | 6.2714 | -0.047822 | 0.02514 | 0.0063268 | 2.2644 | 296.6039 | 47.6268 | 33.5776 | 1.3138 | 12.2862 | 13.9067 | 1.3018 | 56.8% | 62% | 29% | 26.6% | 68.3% | 48.5% | 0.0011521 | 0.018959 | 1.6207 | 15.2586 | 1.8439 | 1.8082 | 9.11 | 6.6819 | 2.4435 | 4.1197 | 12.1668 | 6.1226 | 8.2976 | 4.0504 | 52.4632 | 88.9251 | 56.5299 | 91.7173
Bay Area | ORINDA 04013442 | 6909 | 517 | 763.5558 | 1437 | 1335.2495 | 75 | 6.7325e-05 | 0.037818 | 1.3549 | 2.5461e-06 | 8.4795e-05 | 0.35978 | 0.57185 | {5E439C6C-9351-476C-9634-FD9D0D59EEC5} | 12350401 | ORINDA 0401 | 3442 | 37.8866 | -122.1911 | 199 | 485 | 31866.7094 |  | 10746.159 |  | 21120.5504 | 7643.0559 | 14866.523 | 0.0063596 | 0.0050494 | 1979 | 5.7417 | 16.0764 | 2.0116 | 3.4567 | 7.4007 | 1.8248 | 0.11558 | 0.0069376 | 1.8286 | 294.3468 | 31.4365 | 28.2046 | 0.82796 | 15.8721 | 17.3301 | 8.6119 | 57.9% | 51.7% | 67% | 77.7% | 42.6% | 81.5% | 0.28079 | 0.038488 | 5.8205 | 20.5256 | 6.5117 | 16.7093 | 7.2591 | 6.8285 | 1.8281 | 3.4286 | 15.6343 | 11.1214 | 10.388 | 7.1841 | 42.3083 | 59.3149 | 40.9951 | 63.8148
Central Coast | SAN JUSTO 11014339 | 5984 | 161 | 374.4205 | 596 | 643.6886 | 87 | 4.2887e-05 | 140.9387 | 3.6369 | 0.0045776 | 8.4676e-05 | 0.27013 | 0.58168 | {E9AA9F27-D8AA-4BDE-8886-2873D43D7B19} | 183181101 | SAN JUSTO 1101 | 4339 | 36.8681 | -121.5544 | 137 | 149 | 27454.8643 |  | 17685.5192 |  | 9769.3451 | 11461.6704 | 8123.0157 | 0.0073668 | 0.0037312 | 1980 | 2.0062 | 6.4224 | 2 | 3.0969 | 7.2306 | -0.1134 | 0.017204 | 0.007212 | 1.4872 | 295.2455 | 30.0726 | 25.8966 | 0.78767 | 16.323 | 17.6088 | 2.2633 | 48.9% | 54.8% | 53.3% | 36.4% | 25.5% | 80% | 0.18725 | 0.034247 | 1.8 | 15.472 | 1.1863 | 3.2043 | 7.4252 | 7.5942 | 1.6414 | 2.9584 | 15.4327 | 12.4199 | 10.932 | 8.198 | 43.9767 | 50.4114 | 40.4769 | 58.2633
Central Valley | CURTIS 170349746 | 9544 | 0 | 0 | 6 | 2.7307 | 3 | 4.4117e-05 | 0.29035 | 2.0288 | 1.0978e-05 | 8.437e-05 | 0 | 0 | {7D0477A1-3B70-4629-B0DA-1E96F8ADF8DC} | 163351703 | CURTIS 1703 | 49746 | 37.9653 | -120.3627 | 6 | 1 | 632.3808 |  | 601.9007 |  | 30.4801 | 601.9007 | 30.4801 | 0.00025311 | 0.00013235 | 1981 | 1.6661 | 5.4673 | 2 | 2.1557 | 5.2563 | -2.1182 | 0.0055556 | 0.0060268 | 2.1568 | 296.108 | 43.7491 | 34.5493 | 1.2146 | 13.285 | 14.8088 | 2.542 | 20.2% | 9.2% | 46.3% | 27.3% | 25.9% | 89.8% | 0.04146 | 0.028889 | 2.75 | 10 | 0 | 0.66667 | 10.9193 | 8.0572 | 2.0271 | 3.7763 | 13.0227 | 6.8309 | 8.8935 | 4.5999 | 49.9028 | 84.9977 | 53.1756 | 87.2462
North Coast | RIO DELL 110275970 | 9603 | 400 | 575.1854 | 590 | 663.6224 | 74 | 0.00013578 | 0.043901 | 0.096965 | 5.7883e-06 | 8.4243e-05 | 0.67797 | 0.86674 | {C155999E-0638-4738-B652-2E7910103A63} | 192251102 | RIO DELL 1102 | 75970 | 40.4708 | -124.1362 | 48 | 13 | 11619.6657 |  | 11373.8899 |  | 245.7759 | 11373.8899 | 245.7759 | 0.006234 | 0.010048 | 1982 | 7.402 | 17.1548 | 2 | 3.0203 | 9.2014 | 9.9231 | 0.020423 | 0.0065615 | 4.8541 | 291.8039 | 25.9166 | 25.4128 | 0.69941 | 16.7048 | 19.9331 | 0.41925 | 16% | 3.7% | 73.9% | 47.8% | 18.6% | 56.5% | 0.10198 | 0.042465 | 1.8529 | 8.5 | 0.02007 | 4.1549 | 12.6099 | 10.1386 | 1.6557 | 2.68 | 16.9457 | 10.5277 | 11.7882 | 7.8958 | 48.0616 | 69.2865 | 35.1407 | 62.7267
Central Valley | OLETA 11011217 | 3243 | 46 | 92.3423 | 151 | 132.5027 | 48 | 3.4124e-05 | 11.8013 | 4.6544 | 0.00036766 | 8.4075e-05 | 0.30464 | 0.69691 | {F1BA8416-91DD-4B99-927A-83F7EBAF42CF} | 163541101 | OLETA 1101 | 1217 | 38.4881 | -120.9102 | 128 | 108 | 40122.9894 |  | 27736.9205 |  | 12386.069 | 21207.62 | 6809.7221 | 0.0040356 | 0.001638 | 1983 | 2.004 | 6.7415 | 2.3662 | 1.9241 | 5.4947 | 0.15736 | 0.015915 | 0.0064505 | 1.8887 | 297.3297 | 44.0429 | 31.6283 | 1.3038 | 13.1623 | 14.617 | 0.63266 | 20% | 20.2% | 33.9% | 34.6% | 57.6% | 84.7% | 0.043547 | 0.031373 | 1.3276 | 12.931 | 1.087 | 0.96831 | 7.4372 | 5.3802 | 2.5281 | 4.0299 | 12.4164 | 7.2246 | 8.4702 | 4.9064 | 46.4477 | 70.8814 | 56.0889 | 84.1753
Bay Area | MENLO 11028896 | 9113 | 52 | 107.1532 | 244 | 218.9747 | 14 | 9.3133e-05 | 0.037818 | 0.79492 | 3.5221e-06 | 8.4022e-05 | 0.21311 | 0.48934 | {2F5A2527-DBAC-4BD9-A20F-08237C05AB99} | 24131102 | MENLO 1102 | 8896 | 37.3662 | -122.2136 | 19 | 15 | 3426.0735 |  | 2488.0112 |  | 938.0622 | 1013.7193 | 431.9207 | 0.0011763 | 0.0013039 | 1984 | 8.9959 | 17.264 | 2 | 2.7371 | 7.0944 | -9.126 | 0.063333 | 0.0067037 | 2.4035 | 295.023 | 36.2938 | 31.7411 | 0.9576 | 14.6416 | 16.3661 | 3.9869 | 57.7% | 39.2% | 82.2% | 83.1% | 65.2% | 26.7% | 0.12192 | 0.42889 | 1.4286 | 10.8571 | 3.3911 | 13.5556 | 10.5245 | 9.2235 | 1.8906 | 3.6094 | 14.6517 | 9.0307 | 9.3849 | 5.7379 | 55.2812 | 73.042 | 45.8336 | 76.3492
Central Valley | BEAR VALLEY 21059560 | 1143 | 832 | 1137.0593 | 3499 | 2561.5122 | 417 | 3.8015e-05 | 0.20736 | 15.9469 | 5.4405e-06 | 0.00026368 | 0.23778 | 0.4439 | {F0D5CE6E-E57F-49E9-90E4-51B561A47925} | 252192105 | BEAR VALLEY 2105 | 9560 | 37.6978 | -120.1162 | 491 | 450 | 96474.2811 | 59.9465 | 58396.3744 | 36.2859 | 38077.9068 | 58396.3744 | 38077.9068 | 0.10996 | 0.015852 | 1214 | 6.1847 | 15.8166 | 2.1378 | 1.9821 | 4.7455 | -1.2815 | 0.038186 | 0.0050683 | 2.347 | 295.2737 | 50.9461 | 35.7118 | 1.2924 | 11.5113 | 13.0356 | 0.85021 | 48.1% | 57.5% | 39% | 73.2% | 53% | 33.7% | 0.040212 | 0.13513 | 1.9957 | 14.9638 | 1.9488 | 4.0172 | 8.1711 | 7.0263 | 2.0126 | 3.6372 | 11.4027 | 6.3225 | 7.5414 | 4.3401 | 51.6025 | 80.26 | 60.7565 | 90.0928
North Coast | CLEAR LAKE 1102904 | 7841 | 43 | 53.7116 | 254 | 104.0381 | 38 | 6.5839e-05 | 1399.4437 | 1.4886 | 0.088072 | 8.3734e-05 | 0.16929 | 0.51627 | {270933AB-36E0-4F19-9FD5-2CA707CDE013} | 42141102 | CLEAR LAKE 1102 | 904 | 39.0183 | -122.9168 | 46 | 48 | 9139.0864 |  | 5777.0339 |  | 3362.0525 | 5254.2064 | 3010.6144 | 0.0031819 | 0.0025019 | 1986 | 1.8881 | 6.0103 | 2 | 2.7404 | 6.8247 | -1.1141 | 0.04459 | 0.0060762 | 2.1854 | 296.4504 | 38.7301 | 38.2424 | 1.1882 | 14.448 | 16.1793 | 5.0296 | 15.7% | 21.9% | 15.7% | 3.1% | 83.4% | 23% | 0.14874 | 0.048689 | 1.9211 | 14.9474 | 2.9895 | 4.1639 | 11.6019 | 10.0356 | 2.3933 | 4.0184 | 13.6501 | 8.0452 | 9.3831 | 4.9394 | 65.8775 | 95.649 | 49.7853 | 80.6032
Sierra | HIGGINS 1109circuit_breaker | 5121 | 999 | 1674.9973 | 2801 | 2413.0745 | 344 | 5.9666e-05 | 372.3914 | 11.1358 | 0.016364 | 0.00030939 | 0.35666 | 0.69413 | {97806AE4-5D72-4FCC-8179-00CDE6E08736} | 152691109 | HIGGINS 1109 | circuit_breaker | 39.0439 | -121.0906 | 410 | 334 | 63000.3389 | 39.1467 | 37253.2271 | 23.1481 | 25747.1118 | 35901.2045 | 25298.9299 | 0.10643 | 0.020525 | 1081 | 2.9227 | 8.6254 | 2 | 2.2148 | 6.3963 | 0.10585 | 0.04117 | 0.0057682 | 2.7433 | 296.1888 | 48.5529 | 33.478 | 1.3151 | 11.9857 | 13.7373 | 1.0781 | 35.9% | 41.1% | 28.8% | 35.9% | 69.8% | 28.8% | 0.11279 | 0.049229 | 2.2013 | 17.0754 | 3.1387 | 4.6995 | 8.8953 | 6.7994 | 2.1702 | 3.8808 | 13.0602 | 5.9908 | 8.621 | 4.0199 | 52.383 | 92.1939 | 52.0169 | 92.1781
North Coast | PHILO 11022600 | 7283 | 2678 | 4489.7162 | 2867 | 4587.395 | 265 | 9.7885e-05 | 0.037818 | 0.60986 | 3.7018e-06 | 8.1171e-05 | 0.93408 | 0.97871 | {AD82FA7A-9F47-4C04-A20C-1CCF257103DF} | 42601102 | PHILO 1102 | 2600 | 39.0853 | -123.485 | 150 | 102 | 38964.6117 | 24.2115 | 32189.254 | 20.0015 | 6775.3578 | 32189.254 | 6775.3578 | 0.02151 | 0.02594 | 2004 | 15.3803 | 26.7462 | 2 | 2.5826 | 6.5579 | 4.0983 | 0.060229 | 0.0064412 | 3.1279 | 294.4375 | 29.9831 | 30.5375 | 0.90784 | 16.0843 | 18.3412 | 0.35035 | 14.5% | 11% | 51.7% | 77.5% | 53.2% | 49.8% | 0.067367 | 0.078326 | 1.546 | 13.2699 | 0.087179 | 6.5757 | 13.0527 | 11.1837 | 1.911 | 3.5663 | 15.3996 | 10.8288 | 10.7963 | 6.8957 | 55.3396 | 78.5262 | 40.7082 | 64.3651
Sierra | BONNIE NOOK 1102circuit_breaker | 2343 | 2518 | 2890.3935 | 6641 | 4788.795 | 555 | 5.8956e-05 | 0.038372 | 77.2408 | 2.257e-06 | 0.0020248 | 0.37916 | 0.60357 | {3EE03E8E-7174-416B-B7B0-D49DC8F3C48B} | 152301102 | BONNIE NOOK 1102 | circuit_breaker | 39.2146 | -120.8094 | 506 | 578 | 92197.3842 | 57.2889 | 55059.6809 | 34.2126 | 37137.7033 | 55059.6809 | 37137.7033 | 1.1238 | 0.032721 | 176 | 11.9651 | 24.4779 | 3 | 1.8993 | 6.4399 | 0.99938 | 0.079538 | 0.0050943 | 4.2856 | 292.9864 | 50.7891 | 34.475 | 1.2193 | 10.9185 | 13.2295 | 1.692 | 83.7% | 91.7% | 28.3% | 95.6% | 25.9% | 1.7% | 0.10245 | 0.080938 | 2.7982 | 17.3816 | 3.7273 | 7.9135 | 8.3851 | 6.4007 | 2.281 | 4.0957 | 12.4979 | 5.6193 | 8.3195 | 3.8384 | 54.0367 | 89.8667 | 55.1965 | 94.2565
North Coast | HUMBOLDT BAY 11024724 | 1475 | 613 | 947.1051 | 1111 | 1161.9187 | 109 | 6.7917e-05 | 0.037818 | 1.3892 | 2.5685e-06 | 8.0803e-05 | 0.55176 | 0.81512 | {CE95A09E-74FB-479F-845B-A7A77A530903} | 192341102 | HUMBOLDT BAY 1102 | 4724 | 40.7546 | -124.1875 | 230 | 462 | 51442.125 | 31.9647 | 24851.4009 | 15.442 | 26590.7241 | 10436.2695 | 8877.6229 | 0.0088075 | 0.0074029 | 2005 | 13.7579 | 30.3497 | 2 | 1.7877 | 7.1668 | -1.1034 | 0.054167 | 0.0071024 | 3.3343 | 290.1617 | 16.766 | 20.358 | 0.40013 | 19.1818 | 22.1491 | 2.0233 | 14.3% | 20.3% | 17.7% | 85.2% | 4.8% | 94.9% | 0.14837 | 0.1686 | 2.716 | 17.6049 | 0.12692 | 7.1218 | 13.0055 | 11.4071 | 1.2215 | 1.7728 | 19.2284 | 14.8896 | 15.1753 | 11.4386 | 45.3375 | 57.4446 | 24.8833 | 41.8036
Bay Area | NORTH DUBLIN 210311101 | 8315 | 40 | 73.8676 | 140 | 122.0645 | 26 | 2.6057e-05 | 1548.9403 | 6.2041 | 0.041075 | 8.3027e-05 | 0.28571 | 0.60515 | {4726E885-2A0B-4F7A-A1C6-DDA1FAC8240F} | 14052103 | NORTH DUBLIN 2103 | 11101 | 37.7941 | -121.8385 | 52 | 61 | 9570.9042 |  | 5926.9536 |  | 3643.9506 | 5926.9536 | 3643.9506 | 0.0021587 | 0.00067747 | 1991 | 1.0298 | 3.8209 | 2 | 3.2181 | 7.6155 | 0.15097 | 0.0085938 | 0.0066475 | 1.6306 | 295.7593 | 41.0104 | 33.0796 | 1.0766 | 13.7391 | 15.1445 | 0.102 | 57.4% | 84% | 16.7% | 4.9% | 83.1% | 6.5% | 0.10377 | 0.010625 | 2.0392 | 17 | 0.67766 | 2.1875 | 6.8111 | 5.7472 | 2.1484 | 3.7056 | 13.6234 | 8.4006 | 9.2481 | 5.2768 | 45.509 | 72.7365 | 49.5917 | 79.6373
Central Coast | VIEJO 22029104 | 3322 | 671 | 2191.7977 | 1071 | 2417.1392 | 75 | 3.033e-05 | 0.037818 | 3.669 | 1.147e-06 | 8.2698e-05 | 0.62652 | 0.90677 | {AD318D3F-F8E0-477A-9CA4-DF6AF7B738B6} | 182852202 | VIEJO 2202 | 9104 | 36.5869 | -121.9142 | 172 | 782 | 46919.0834 |  | 9586.0766 |  | 37333.0068 | 9288.626 | 34382.1791 | 0.0062024 | 0.0022747 | 1992 | 3.8982 | 11.8525 | 2 | 2.0885 | 6.266 | -0.311 | 0.083596 | 0.007292 | 1.1881 | 291.5577 | 23.9998 | 23.6754 | 0.52521 | 17.4671 | 18.7179 | 16.9122 | 48.4% | 55% | 29.3% | 60.3% | 4.6% | 96.3% | 0.5431 | 0.022584 | 8.9176 | 20.9294 | 8.7147 | 12.0337 | 10.7851 | 9.6181 | 1.3597 | 2.073 | 16.5109 | 15.3924 | 13.6561 | 13.4268 | 43.3934 | 44.5589 | 31.7983 | 37.1317
North Coast | GARCIA 0401666 | 5722 | 1 | 2.9829 | 1 | 2.9829 | 1 | 8.2589e-05 | 0.037818 |  | 3.1233e-06 | 8.2589e-05 | 1 | 1 | {2B626DC9-13BD-4F58-BFDD-9C1FE143AC91} | 43040401 | GARCIA 0401 | 666 | 38.8887 | -123.5506 | 14 | 11 | 4207.344 |  | 3911.285 |  | 296.059 | 3911.285 | 296.059 | 8.2589e-05 | 8.2589e-05 | 1993 | 14.7146 | 24.8034 | 2 | 3.1813 | 7.9796 | 2.2453 | 0.062917 | 0.00665 | 4.0422 | 293.6698 | 31.9815 | 33.2404 | 0.87962 | 15.5264 | 18.0275 | 0.36534 | 15.5% | 0% | 34.6% | 72.9% | 48.8% | 44.5% | 0.060045 | 0.0625 | 1.8125 | 9.4375 | 0 | 0.020833 | 13.8055 | 12.0401 | 1.914 | 3.5247 | 15.5012 | 9.3546 | 10.0066 | 6.4987 | 61.3115 | 89.8547 | 42.4869 | 70.647
Sierra | VACAVILLE 111112342 | 7978 | 13 | 21.8735 | 18 | 24.1466 | 2 | 8.2546e-05 | 256.7589 |  | 0.021194 | 8.2546e-05 | 0.72222 | 0.90586 | {3A0CCFE3-C12C-4384-B593-6A5D6B4AD5AF} | 63601111 | VACAVILLE 1111 | 12342 | 38.3689 | -121.9938 | 26 | 20 | 4202.5385 |  | 1698.7343 |  | 2503.8042 | 237.1733 | 0 | 0.00016509 | 0.00016509 | 1994 | 3.8176 | 9.4488 | 2 | 3.3245 | 8.0496 | -2.0366 | 0.01 | 0.0064699 | 1.6191 | 298.5093 | 44.6031 | 39.8117 | 1.3891 | 13.1379 | 14.4555 | 29.7786 | 13.4% | 0% | 55.1% | 41.2% | 98% | 89.3% | 0.025279 | 0 | 1 | 5 | 7.1333 | 6 | 8.022 | 7.1241 | 2.5734 | 4.3079 | 11.6338 | 7.6782 | 8.8461 | 5.1402 | 63.1111 | 81.6257 | 57.7424 | 81.3112
North Coast | UKIAH 111472990 | 7432 | 51 | 66.4198 | 100 | 88.2794 | 12 | 9.4451e-05 | 0.037818 | 0.68562 | 3.5719e-06 | 8.24e-05 | 0.51 | 0.75238 | {7D69F374-F9B0-4F64-806B-E0305A606677} | 42771114 | UKIAH 1114 | 72990 | 39.1339 | -123.1661 | 67 | 147 | 10042.6879 |  | 5262.4562 |  | 4780.2317 | 1032.2982 | 3184.3535 | 0.00098881 | 0.0011334 | 1995 | 7.6722 | 19.3861 | 2 | 1.9034 | 5.8563 | 2.4938 | 0.10538 | 0.0062094 | 2.5889 | 296.456 | 40.2235 | 43.2058 | 1.1949 | 13.9175 | 15.9307 | 2.8287 | 15.4% | 11.9% | 48.1% | 54.8% | 84.5% | 12.6% | 0.57505 | 0.090769 | 9 | 22 | 0.99077 | 7.6923 | 14.4473 | 12.0553 | 2.4314 | 4.0737 | 13.0055 | 7.397 | 8.1613 | 4.5331 | 79.4768 | 115.4498 | 52.8837 | 84.2463
Central Coast | PASO ROBLES 1104R12 | 4076 | 397 | 521.6253 | 1678 | 1308.9032 | 207 | 4.592e-05 | 10.7685 | 0.67737 | 0.0003501 | 3.3593e-05 | 0.23659 | 0.39852 | {DABFD7CD-8833-44A0-9DBA-3E8A3AC2C2CC} | 182611104 | PASO ROBLES 1104 | R12 | 35.6607 | -120.7652 | 344 | 216 | 80249.7772 | 49.865 | 64641.2434 | 40.1663 | 15608.5338 | 42365.8362 | 12283.4585 | 0.0069537 | 0.0095054 | 2471 | 1.3516 | 4.482 | 2 | 2.5747 | 6.5433 | -0.77444 | 0.021333 | 0.005397 | 1.2044 | 298.0726 | 43.4228 | 37.289 | 1.3399 | 13.6751 | 14.5526 | 0.29924 | 25.5% | 18.7% | 58.4% | 20.5% | 94.5% | 20.1% | 0.19478 | 0.031886 | 1.3558 | 12.6404 | 0.70493 | 2.7285 | 9.0725 | 8.7051 | 2.2301 | 3.9123 | 12.5521 | 8.7654 | 9.1597 | 5.7067 | 61.0821 | 84.336 | 54.6198 | 76.9813
Bay Area | PUEBLO 2103694 | 7473 | 22 | 26.5047 | 37 | 36.6312 | 8 | 3.8012e-05 | 0.037818 | 2.7383 | 1.4375e-06 | 8.2177e-05 | 0.59459 | 0.72356 | {37307117-7712-4B70-890E-D9B3D42408D3} | 43292103 | PUEBLO 2103 | 694 | 38.3346 | -122.3317 | 120 | 65 | 12391.1085 |  | 7674.026 |  | 4717.0824 | 1193.6984 | 50.4458 | 0.00065741 | 0.0003041 | 1997 | 1.2432 | 4.1449 | 2 | 2.2303 | 6.0345 | 1.4123 | 0.015556 | 0.0069804 | 2.2441 | 297.1782 | 35.1497 | 31.2993 | 1.0779 | 15.342 | 16.8694 | 11.1027 | 57.2% | 67.5% | 30.1% | 6.4% | 83.7% | 55.4% | 0.12508 | 0.032222 | 1.4 | 9.4 | 1.1244 | 2.0556 | 7.0803 | 5.8102 | 2.0491 | 3.7891 | 14.4676 | 10.42 | 11.2175 | 6.9503 | 49.0744 | 63.1769 | 44.1231 | 68.0038
North Coast | PETALUMA C 1109738866 | 7309 | 1 | 1.6135 | 1 | 1.6135 | 1 | 8.1903e-05 | 0.076248 |  | 6.2449e-06 | 8.1903e-05 | 1 | 1 | {0A86DDE1-72D3-4AA4-946A-5E91F4735FDF} | 42631109 | PETALUMA C 1109 | 738866 | 38.2166 | -122.6308 | 57 | 95 | 10241.7174 |  | 4335.7412 |  | 5905.9762 | 2889.9768 | 3419.009 | 8.1903e-05 | 8.1903e-05 | 1998 | 2.0279 | 8.1037 | 2 | 2.2731 | 6.0621 | -2.3638 | 0.02 | 0.0071099 | 2.0546 | 295.4452 | 27.9069 | 28.2729 | 0.82323 | 16.9226 | 18.4749 | 6.9124 | 15.2% | 0% | 33.1% | 10.4% | 39.6% | 58.4% | 0.12856 | 0.037031 | 1.8 | 16.6571 | 0 | 0.015625 | 10.4212 | 9.0574 | 1.6229 | 3.1313 | 15.8536 | 13.0913 | 13.1027 | 10.3472 | 50.0547 | 57.403 | 37.0752 | 49.6789
Central Coast | PAUL SWEET 210411074 | 3681 | 91 | 269.4115 | 170 | 312.8576 | 24 | 4.8816e-05 | 0.037818 | 2.1775 | 1.8461e-06 | 8.17e-05 | 0.53529 | 0.86113 | {C52D5D52-9044-49A2-A14C-4D5315EB34ED} | 83252104 | PAUL SWEET 2104 | 11074 | 36.9941 | -121.9775 | 83 | 331 | 17896.0498 |  | 4925.4583 |  | 12970.5915 | 4575.9781 | 12564.1363 | 0.0019608 | 0.0011716 | 1999 | 3.09 | 9.8037 | 3 | 1.4649 | 3.9041 | 2.6582 | 0.011915 | 0.0072795 | 1.9639 | 294.1671 | 28.7105 | 23.7869 | 0.70456 | 16.4663 | 17.9763 | 11.3384 | 48.2% | 41.4% | 61.5% | 52.7% | 17.9% | 82.1% | 0.6158 | 0.041915 | 9.175 | 21.15 | 2.2738 | 3.617 | 7.3788 | 6.7749 | 1.6743 | 3.0537 | 15.7086 | 12.5189 | 10.2716 | 8.0708 | 40.5714 | 47.5071 | 39.5949 | 57.8168
North Coast | REDBUD 110244119 | 8756 | 14 | 24.29 | 44 | 37.1931 | 5 | 0.00011945 | 1419.4144 | 0.26248 | 0.17767 | 8.1512e-05 | 0.31818 | 0.65308 | {782709DA-4B4D-4F76-8D74-6294980C1957} | 43191102 | REDBUD 1102 | 44119 | 38.9672 | -122.6525 | 62 | 199 | 12889.4056 |  | 4510.2451 |  | 8379.1605 | 603.3084 | 909.872 | 0.00040756 | 0.00059723 | 2000 | 3.4355 | 10.8232 | 2 | 3.0652 | 8.4275 | 1.5725 | 0.0375 | 0.0061148 | 2.002 | 296.3697 | 43.4475 | 34.003 | 1.2397 | 13.4201 | 15.0074 | 8.0767 | 15% | 6.8% | 66.6% | 24.2% | 94.9% | 6.3% | 0.46705 | 0.02375 | 3.3333 | 19.6667 | 4.4313 | 5.5 | 9.4725 | 7.0949 | 2.3508 | 4.1506 | 13.0215 | 6.8936 | 7.9705 | 4.2245 | 56.2017 | 81.3435 | 53.1448 | 86.6709
North Coast | GEYSERVILLE 1102circuit_breaker | 7128 | 34 | 49.7197 | 110 | 98.5056 | 23 | 5.8007e-05 | 0.12757 | 1.786 | 8.2612e-06 | 8.1476e-05 | 0.30909 | 0.50474 | {B7169D14-D576-4EBC-83AD-DD429DE5E777} | 42891102 | GEYSERVILLE 1102 | circuit_breaker | 38.7097 | -122.9079 | 133 | 168 | 21764.22 |  | 11834.3236 |  | 9929.8964 | 3579.9474 | 2383.0886 | 0.0018739 | 0.0013342 | 2001 | 5.6556 | 11.8924 | 2.3529 | 2.1547 | 5.8832 | 0.65666 | 0.030735 | 0.0067254 | 2.8016 | 295.7247 | 38.0164 | 35.5015 | 1.0479 | 14.2467 | 16.1724 | 0.83206 | 14.8% | 24.2% | 8.7% | 30% | 68.4% | 19.3% | 0.15816 | 0.033088 | 1.5833 | 13.5833 | 0.42868 | 1.6176 | 11.2804 | 9.4197 | 2.1893 | 3.8288 | 14.0818 | 8.4583 | 8.084 | 4.9353 | 60.6968 | 90.4616 | 49.3957 | 78.4104
Bay Area | ALTO 11201214 | 2046 | 117 | 352.3484 | 681 | 659.4727 | 54 | 6.1178e-05 | 0.2015 | 1.0714 | 8.2797e-06 | 8.1277e-05 | 0.17181 | 0.53429 | {B3DBF89F-E691-4A93-8B05-2E162DB10E10} | 42031120 | ALTO 1120 | 1214 | 37.8784 | -122.5342 | 91 | 430 | 27179.6011 |  | 7258.7621 |  | 19920.839 | 5446.0036 | 10972.68 | 0.004389 | 0.0033036 | 2002 | 3.8832 | 11.1961 | 2 | 3.8029 | 8.576 | -5.2376 | 0.054026 | 0.0073197 | 2.2832 | 292.1491 | 25.7022 | 22.6825 | 0.58384 | 16.7929 | 18.5069 | 13.0213 | 57% | 44.8% | 60.1% | 46.6% | 5.8% | 90.9% | 0.35014 | 0.04 | 7.1556 | 19.4222 | 3.0647 | 8.8442 | 10.4368 | 8.8607 | 1.4107 | 2.363 | 15.9459 | 14.2737 | 12.5576 | 10.411 | 46.8977 | 43.8913 | 35.7985 | 45.626
North Coast | FRUITLAND 11413902 | 7795 | 532 | 899.7868 | 613 | 939.7106 | 77 | 0.00014091 | 0.037818 | 0.10917 | 5.3288e-06 | 8.1195e-05 | 0.86786 | 0.95751 | {7FB18F66-61A5-4984-9B43-02F544D8F8C8} | 192311141 | FRUITLAND 1141 | 3902 | 40.3428 | -123.9157 | 15 | 4 | 8305.404 |  | 8223.6344 |  | 81.7696 | 4505.0192 | 81.7696 | 0.006252 | 0.01085 | 2003 | 16.757 | 40.8471 | 2 | 2.9353 | 7.1372 | -1.6122 | 0.056484 | 0.006904 | 3.7209 | 291.965 | 23.6298 | 21.9939 | 0.62174 | 17.5941 | 20.4592 | 1.2885 | 14.7% | 4.4% | 77% | 95.1% | 15.7% | 71.5% | 0.15025 | 0.065385 | 2.6667 | 10.3333 | 0.079121 | 6.7363 | 10.7433 | 8.1066 | 1.5315 | 2.6822 | 17.0502 | 11.7107 | 12.3152 | 7.7705 | 40.3899 | 54.6073 | 34.3849 | 59.386
Central Valley | CALAVERAS CEMENT 1101502 | 5012 | 447 | 726.4652 | 2135 | 1475.5052 | 392 | 5.6628e-05 | 2.9471 | 11.9918 | 0.00019883 | 0.0004168 | 0.20937 | 0.49235 | {1D87D320-3344-47D1-AB52-86F36B13B2E4} | 162211101 | CALAVERAS CEMENT 1101 | 502 | 38.1894 | -120.6651 | 424 | 350 | 97818.6924 | 60.7819 | 66199.832 | 41.1348 | 31618.8605 | 60118.0927 | 28858.2958 | 0.16338 | 0.022198 | 906 | 3.3206 | 8.4814 | 2 | 1.9235 | 4.9425 | -1.2644 | 0.02233 | 0.0064066 | 2.2926 | 296.5431 | 44.5283 | 33.5321 | 1.2692 | 12.8723 | 14.5061 | 1.2632 | 60.3% | 49.4% | 61.6% | 44.1% | 45.2% | 70.1% | 0.051438 | 0.068395 | 1.5625 | 14.4313 | 1.0791 | 2.3802 | 14.3828 | 10.1775 | 2.2426 | 3.8771 | 12.7865 | 6.9496 | 8.907 | 4.6893 | 45.9033 | 76.4336 | 51.6605 | 86.36
North Valley | BANGOR 11011804 | 1768 | 1193 | 1781.5156 | 5285 | 3481.5808 | 593 | 8.5717e-05 | 19.4152 | 23.1802 | 0.0018963 | 0.00099601 | 0.22573 | 0.5117 | {F430F9BA-4822-49EF-972E-D271E55910BA} | 103191101 | BANGOR 1101 | 1804 | 39.39 | -121.4043 | 522 | 481 | 97918.2627 | 60.8437 | 69024.4911 | 42.8899 | 28893.7716 | 69024.4911 | 28893.7716 | 0.59064 | 0.05083 | 409 | 3.8889 | 8.6301 | 2.034 | 2.9178 | 7.8644 | -0.4085 | 0.039701 | 0.006021 | 3.3895 | 296.2517 | 46.6329 | 32.3953 | 1.3065 | 12.3018 | 14.3121 | 0.68974 | 72.8% | 67.2% | 69.4% | 44.8% | 37.9% | 52.6% | 0.03785 | 0.064325 | 1.7889 | 14.9101 | 2.8432 | 5.4428 | 9.9657 | 7.1306 | 2.2873 | 4.0557 | 12.8465 | 5.9234 | 8.4258 | 3.9515 | 51.2701 | 89.6264 | 53.1912 | 92.7966
North Coast | GARCIA 0401circuit_breaker | 8986 | 1 | 2.9829 | 1 | 2.9829 | 1 | 8.0736e-05 | 0.037818 |  | 3.0533e-06 | 8.0736e-05 | 1 | 1 | {0E59589A-491E-4CA0-BA48-3E1B533591BC} | 43040401 | GARCIA 0401 | circuit_breaker | 38.8891 | -123.5504 | 5 | 0 | 68.2264 |  | 68.2264 |  | 0 | 68.2264 | 0 | 8.0736e-05 | 8.0736e-05 | 2006 | 14.2245 | 30.3809 | 2 | 3.1732 | 7.8974 | 7.45 | 0.06 | 0.0066685 | 4.2295 | 293.2207 | 32.8775 | 33.6715 | 0.85868 | 15.2631 | 17.8098 | 0.0988 | 14.2% | 0% | 31.6% | 85.5% | 45.4% | 39.4% | 0.3125 | 0.15 | 1 | 2 | 0 | 1 | 13.7552 | 11.9914 | 1.8479 | 3.4827 | 15.4778 | 8.8279 | 9.7433 | 6.1807 | 60.6628 | 92.2169 | 42.7049 | 73.062
Bay Area | BANGOR 11017446 | 749 | 1 | 4.0622 | 7 | 6.5465 | 1 | 8.0422e-05 | 0.081738 |  | 6.5736e-06 | 8.0422e-05 | 0.14286 | 0.62051 | {1FB07492-7817-4281-B458-54D457C1DE65} | 103191101 | BANGOR 1101 | 7446 | 39.3518 | -121.3275 | 624 | 557 | 104276.5358 |  | 69879.8096 |  | 34396.7262 | 69879.8096 | 34396.7262 | 8.0422e-05 | 8.0422e-05 | 2007 | 3.5968 | 9.9142 | 2 | 2.7075 | 7.4089 | -0.11441 | 0.032137 | 0.0059463 | 3.3618 | 296.3395 | 46.1367 | 32.8176 | 1.3 | 12.4222 | 14.4238 | 0.81562 | 56.8% | 0% | 78% | 35.4% | 100% | 0.9% | 0.050477 | 0.056574 | 1.9044 | 15.3614 | 3.4302 | 4.455 | 9.0187 | 6.9375 | 2.2486 | 3.968 | 13.1607 | 6.0497 | 8.6883 | 4.059 | 51.67 | 93.1726 | 51.721 | 92.0198
Central Coast | TEMPLETON 2110R06 | 1837 | 56 | 71.5705 | 545 | 380.5586 | 58 | 8.9068e-05 | 505.1316 | 1.0508 | 0.032889 | 8.0356e-05 | 0.10275 | 0.18807 | {29732AB3-8644-4D02-B399-63E828AF790C} | 183052110 | TEMPLETON 2110 | R06 | 35.5543 | -120.7222 | 388 | 190 | 53315.3469 |  | 41555.5333 |  | 11759.8137 | 8134.5668 | 3868.8241 | 0.0046606 | 0.0051659 | 2008 | 3.5712 | 9.7118 | 2.4925 | 2.7811 | 7.313 | -0.68622 | 0.036866 | 0.0058934 | 1.2444 | 297.1709 | 40.8859 | 34.9331 | 1.1858 | 14.0098 | 14.9178 | 0.67124 | 48% | 25.4% | 82.6% | 51.8% | 87% | 28.2% | 0.088659 | 0.04291 | 1.3944 | 14.4507 | 0.9559 | 4.0672 | 8.9616 | 8.6066 | 1.9134 | 3.4166 | 13.3438 | 9.8279 | 10.1065 | 6.7376 | 54.2768 | 73.4742 | 50.4943 | 69.1822
North Coast | UKIAH 1114822 | 1003 | 71 | 98.6817 | 113 | 116.0972 | 20 | 5.6511e-05 | 0.063072 | 3.2354 | 3.5728e-06 | 8.0186e-05 | 0.62832 | 0.84999 | {2D9FE14A-68D2-46A5-B4CD-1EF83FC0FBCE} | 42771114 | UKIAH 1114 | 822 | 39.1182 | -123.1943 | 250 | 402 | 42913.467 |  | 22663.2714 |  | 20250.1955 | 3178.5328 | 2374.3329 | 0.0016037 | 0.0011302 | 2009 | 3.9382 | 10.9493 | 2 | 2.016 | 6.099 | -0.9682 | 0.029118 | 0.0061951 | 2.6957 | 296.7582 | 39.3134 | 46.2702 | 1.2157 | 14.1598 | 16.1918 | 5.0767 | 14% | 37.9% | 8.2% | 25.1% | 90.1% | 17.2% | 0.28315 | 0.027794 | 1.4074 | 16.963 | 1.0235 | 1.6618 | 16.279 | 13.8478 | 2.4501 | 4.0785 | 13.0095 | 7.6896 | 8.7599 | 4.7913 | 85.9505 | 125.8724 | 52.6413 | 82.5118
North Coast | CALPINE 1144circuit_breaker | 305 | 110 | 160.1254 | 248 | 224.7566 | 8 | 9.4869e-05 | 0.085857 | 0.21187 | 8.6268e-06 | 7.9367e-05 | 0.44355 | 0.71244 | {A76B3C85-A928-4A11-8CC5-E0ACBE412C66} | 48011144 | CALPINE 1144 | circuit_breaker | 38.8153 | -122.8003 | 170 | 30 | 43565.052 |  | 42270.0145 |  | 1295.0375 | 42270.0145 | 1295.0375 | 0.00063494 | 0.00075895 | 2010 | 5.1342 | 11.6513 | 2.9183 | 2.7976 | 8.2703 | 1.1497 | 0.012171 | 0.0062367 | 3.8297 | 293.511 | 43.427 | 36.6667 | 1.1052 | 13.0931 | 15.2595 | 0.35196 | 13.8% | 5.7% | 48.6% | 28.8% | 72.2% | 3.4% | 0.063966 | 0.05526 | 1.3723 | 9.4088 | 0.34223 | 0.49402 | 10.7725 | 8.4539 | 2.1813 | 3.851 | 13.3 | 5.8909 | 6.5921 | 3.7268 | 58.861 | 96.3491 | 53.8575 | 93.328
North Valley | HAMILTON BRANCH 11012046 | 4977 | 27 | 72.548 | 326 | 216.283 | 68 | 6.7926e-06 | 0.038948 | 21.2186 | 2.6492e-07 | 7.9186e-05 | 0.082822 | 0.33543 | {385C1178-1E10-4C92-A2B8-B11436713899} | 102361101 | HAMILTON BRANCH 1101 | 2046 | 40.2694 | -121.0878 | 101 | 225 | 20019.7034 |  | 14788.0543 |  | 5231.6491 | 14724.19 | 5178.7163 | 0.0053847 | 0.0004619 | 2011 | 7.9118 | 23.3615 | 2 | 1.9899 | 5.4592 | -0.73308 | 0.034881 | 0.0038924 | 2.192 | 289.6985 | 45.6891 | 35.958 | 0.94773 | 12.496 | 14.4889 | 1.8285 | 26.6% | 64.5% | 2% | 88.7% | 2.3% | 67.1% | 0.11131 | 0.041801 | 4.6471 | 16.5882 | 0.036607 | 1.9405 | 13.4256 | 10.2236 | 1.6711 | 2.9244 | 12.0389 | 5.8691 | 7.3714 | 4.5473 | 60.5709 | 93.285 | 58.4024 | 91.7544
Bay Area | PUEBLO 1105716 | 3792 | 169 | 245.3815 | 558 | 459.8516 | 44 | 5.6681e-05 | 5.6591 | 4.191 | 0.00031588 | 7.8952e-05 | 0.30287 | 0.53361 | {A6A5315D-8A62-41D0-A9DC-ABFF612B9C6E} | 43291105 | PUEBLO 1105 | 716 | 38.3232 | -122.2534 | 405 | 619 | 71624.3254 |  | 31715.3368 |  | 39908.9886 | 4005.9439 | 4066.8832 | 0.0034739 | 0.0024939 | 2012 | 3.6471 | 9.4423 | 2 | 2.5369 | 6.782 | -1.3701 | 0.050278 | 0.0068841 | 1.6819 | 296.7643 | 38.386 | 32.4597 | 1.0848 | 14.4239 | 15.8151 | 2.987 | 56.6% | 77.2% | 54.4% | 32.5% | 86% | 22% | 0.28517 | 0.017778 | 1.8478 | 15.1739 | 3.6597 | 7.75 | 6.4533 | 6.1 | 2.074 | 3.8017 | 13.8652 | 8.908 | 10.2694 | 5.5497 | 47.0293 | 71.8086 | 46.8069 | 77.0111
Central Valley | PEORIA 170459596 | 850 | 108 | 239.2395 | 412 | 330.9015 | 106 | 4.0604e-05 | 447.9195 | 52.2242 | 0.010297 | 0.00069521 | 0.26214 | 0.72299 | {73788ED7-3EB0-46BC-B768-F67E7458E32E} | 163781704 | PEORIA 1704 | 59596 | 37.9009 | -120.5804 | 484 | 864 | 98173.9533 | 61.0026 | 57857.723 | 35.9512 | 40316.2304 | 32203.8416 | 16983.1868 | 0.073692 | 0.004304 | 584 | 3.5581 | 13.4145 | 2 | 2.262 | 5.9952 | -0.42897 | 0.0046348 | 0.0063332 | 1.4099 | 297.7736 | 45.4059 | 35.5727 | 1.3574 | 13.0911 | 14.352 | 2.0679 | 74.7% | 83.9% | 41.5% | 65.2% | 71.6% | 82.3% | 0.095345 | 0.038498 | 3.6497 | 17.2273 | 0.61375 | 1.0378 | 10.6739 | 8.1998 | 2.5007 | 4.0442 | 12.6968 | 7.1731 | 9.084 | 4.9713 | 53.6919 | 81.6628 | 54.6933 | 84.027
Central Valley | PINE GROVE 11013170 | 2744 | 1978 | 2765.1101 | 5646 | 4518.2593 | 589 | 9.1332e-05 | 0.074067 | 16.4593 | 5.5318e-06 | 0.00078125 | 0.35034 | 0.61199 | {207F56DE-FF3F-4FB6-9F25-8FC555D28285} | 163751101 | PINE GROVE 1101 | 3170 | 38.415 | -120.6852 | 686 | 618 | 98232.0449 | 61.0387 | 64707.4468 | 40.2074 | 33524.5981 | 64707.4468 | 33524.5981 | 0.46016 | 0.053795 | 526 | 5.7475 | 14.2996 | 2 | 1.8143 | 5.1556 | -0.014053 | 0.046617 | 0.006335 | 2.8016 | 295.5533 | 44.3363 | 30.8793 | 1.2108 | 12.8364 | 14.6399 | 1.4251 | 76.5% | 59.1% | 87.1% | 67.8% | 25.7% | 68.3% | 0.072003 | 0.049908 | 2.0644 | 15.7295 | 3.9733 | 6.5196 | 11.5687 | 7.9419 | 2.1217 | 3.8055 | 13.2582 | 6.5701 | 8.7475 | 4.5052 | 43.0535 | 70.6847 | 49.9484 | 88.2151
Sierra | FORESTHILL 110137238 | 8334 | 561 | 667.0371 | 1417 | 1078.0734 | 147 | 5.8902e-05 | 0.038042 | 49.1996 | 2.2408e-06 | 0.0012599 | 0.39591 | 0.61873 | {05132EF1-E962-492C-8CE4-DD542C3B3D15} | 152181101 | FORESTHILL 1101 | 37238 | 39.0472 | -120.7859 | 112 | 116 | 27233.8309 | 16.9224 | 18519.0658 | 11.5072 | 8714.7652 | 18519.0658 | 8714.7652 | 0.18521 | 0.0086586 | 305 | 10.1134 | 18.7766 | 2.9389 | 1.7197 | 4.8268 | 0.91934 | 0.060344 | 0.0052236 | 4.0634 | 293.593 | 51.7451 | 34.7912 | 1.2849 | 10.7195 | 12.9385 | 0.88135 | 76.1% | 84.1% | 28% | 79.5% | 47.1% | 0.5% | 0.098285 | 0.022116 | 2.067 | 14.8278 | 2.1696 | 2.0957 | 9.064 | 6.6607 | 2.5186 | 4.1904 | 11.935 | 6.1912 | 8.1848 | 4.1279 | 52.3626 | 88.2712 | 57.6246 | 91.178
Bay Area | GREENBRAE 1104751 | 3308 | 6 | 7.7832 | 11 | 10.513 | 4 | 4.9007e-05 | 0.037818 | 3.1478 | 1.8533e-06 | 7.8443e-05 | 0.54545 | 0.74034 | {10EE43CC-0DC9-4A02-A6E3-072C86D8499C} | 43091104 | GREENBRAE 1104 | 751 | 37.9192 | -122.5052 | 63 | 527 | 30727.8629 |  | 5014.0519 |  | 25713.811 | 342.6723 | 1689.1107 | 0.00031377 | 0.00019603 | 2016 | 4.0883 | 12.9407 | 2 | 2.6753 | 6.9978 | -6.5099 | 0.024444 | 0.0073791 | 2.25 | 293.6891 | 28.2772 | 24.6593 | 0.69281 | 16.2575 | 17.9452 | 41.0203 | 56.3% | 71.1% | 45.4% | 60.4% | 17.2% | 86.4% | 0.41041 | 0.021111 | 6.2857 | 22 | 0.31778 | 1.2222 | 10.4091 | 8.9262 | 1.5502 | 2.7855 | 14.7915 | 13.3003 | 12.3803 | 9.6676 | 48.7475 | 48.0609 | 39.838 | 49.5205
Bay Area | ROSSMOOR 110837848 | 5794 | 128 | 195.9015 | 961 | 703.6711 | 68 | 9.1922e-05 | 0.33905 | 0.6571 | 3.2355e-05 | 7.8433e-05 | 0.13319 | 0.2784 | {3141710D-4E1F-480A-88B2-BC542204BF63} | 14161108 | ROSSMOOR 1108 | 37848 | 37.8464 | -122.1084 | 91 | 40 | 12736.3577 |  | 9580.5994 |  | 3155.7583 | 9580.5994 | 3155.7583 | 0.0053334 | 0.0062507 | 2017 | 4.3333 | 11.0491 | 2.9843 | 3.3868 | 7.1549 | -2.9319 | 0.037087 | 0.0066797 | 1.9827 | 294.4691 | 34.1456 | 31.7553 | 0.89025 | 15.2614 | 16.7549 | 1.6336 | 56.1% | 37% | 82% | 45% | 51.2% | 52.1% | 0.11909 | 0.034016 | 1.7778 | 11.6111 | 1.2141 | 7.5669 | 7.9768 | 7.4612 | 1.9097 | 3.4547 | 14.8946 | 10.1658 | 10.1678 | 6.5431 | 47.0043 | 68.3874 | 43.5013 | 69.4912
Central Valley | MERCED FALLS 110285002 | 4411 | 66 | 172.7361 | 367 | 246.1549 | 158 | 2.6407e-05 | 3403.1508 | 20.5859 | 0.089769 | 0.00024707 | 0.17984 | 0.70174 | {9E750160-198E-4DE4-9B67-A39CCFF98BD9} | 252811102 | MERCED FALLS 1102 | 85002 | 37.6444 | -120.3123 | 548 | 572 | 98412.904 | 61.1511 | 57333.7596 | 35.6256 | 41079.1443 | 57333.7596 | 41079.1443 | 0.039037 | 0.0041723 | 1265 | 0.79259 | 2.7685 | 2 | 2.5848 | 6.573 | 0.11729 | 0.0025612 | 0.0063179 | 1.3908 | 298.6248 | 48.8798 | 41.1532 | 1.5028 | 12.288 | 13.4669 | 1.509 | 45.2% | 66.7% | 22.6% | 8.4% | 88.7% | 53% | 0.17613 | 0.0078928 | 1.8744 | 15.9983 | 0.2658 | 0.40869 | 8.6692 | 7.2992 | 2.7742 | 4.2866 | 11.8371 | 6.7501 | 8.4225 | 4.8076 | 60.4262 | 94.9808 | 58.4575 | 86.6065
Central Valley | CURTIS 170390320 | 3219 | 1 | 1.9471 | 38 | 22.0723 | 10 | 3.3638e-05 | 0.98922 | 3.2998 | 3.0802e-05 | 7.7812e-05 | 0.026316 | 0.088215 | {419BA50F-A9D8-4C0B-BAD7-EA55841BE036} | 163351703 | CURTIS 1703 | 90320 | 37.8474 | -120.2022 | 448 | 1122 | 103656.3964 |  | 44739.8635 |  | 58916.5329 | 44739.8635 | 58916.5329 | 0.00077812 | 0.00033638 | 2019 | 5.2694 | 16.906 | 2 | 2.2454 | 5.5 | 0.52476 | 0.045619 | 0.0052134 | 2.2808 | 295.3167 | 51.4526 | 36.9594 | 1.2992 | 11.3174 | 12.8925 | 1.5903 | 19.1% | 15.6% | 33% | 75.6% | 55.4% | 26.2% | 0.12089 | 0.077386 | 3.835 | 19.165 | 0.002719 | 0.057402 | 8.833 | 7.0937 | 2.0867 | 3.641 | 11.2011 | 6.1141 | 7.3926 | 4.2714 | 54.6451 | 84.2643 | 61.5155 | 91.0869
Bay Area | LAS GALLINAS A 1106circuit_breaker | 1104 | 34 | 67.5052 | 66 | 83.3771 | 23 | 4.9654e-05 | 15.2581 | 2.4151 | 0.00048525 | 7.7767e-05 | 0.51515 | 0.80964 | {0EC84767-A265-4D35-8CD0-07F4DBFC6169} | 42991106 | LAS GALLINAS A 1106 | circuit_breaker | 38.0223 | -122.538 | 366 | 1739 | 110513.6289 |  | 25166.3517 |  | 85347.2773 | 2059.9533 | 13100.8008 | 0.0017886 | 0.001142 | 2020 | 3.0468 | 9.5673 | 2.1452 | 2.2473 | 7.121 | -1.8047 | 0.020645 | 0.0070476 | 2.4232 | 295.0468 | 33.9381 | 30.4159 | 0.88323 | 15.1007 | 16.741 | 20.2455 | 55.9% | 64.6% | 46.5% | 33.4% | 50.1% | 41.2% | 0.52941 | 0.025 | 5.7955 | 22.0455 | 0.67677 | 1.0645 | 10.9718 | 9.4847 | 1.7959 | 3.2729 | 13.6785 | 11.3937 | 11.3083 | 8.4154 | 54.6561 | 61.4044 | 45.7049 | 59.3786
Bay Area | FAIRVIEW 2207P150 | 5641 | 41 | 95.2002 | 300 | 216.7855 | 25 | 5.0079e-05 | 0.20998 | 1.8762 | 1.1017e-05 | 7.7697e-05 | 0.13667 | 0.43914 | {0F676DC3-CFF5-456D-B8E2-CAA231B3A90A} | 13432207 | FAIRVIEW 2207 | P150 | 38.0454 | -122.1903 | 35 | 158 | 10109.209 |  | 3652.8381 |  | 6456.3709 | 3652.8381 | 6189.8522 | 0.0019424 | 0.001252 | 2021 | 4.8276 | 22.3347 | 2 | 4.0139 | 8.0269 | -3.8603 | 0.020952 | 0.0071819 | 1.461 | 296.2143 | 34.8745 | 30.7205 | 0.96672 | 15.3182 | 16.6472 | 3.636 | 55.7% | 59% | 47.4% | 94% | 65.9% | 54.4% | 0.37314 | 0 | 7.3846 | 18.1538 | 2.27 | 7.1429 | 6.1037 | 5.9605 | 2.0268 | 3.594 | 13.6972 | 10.8779 | 10.9049 | 7.4883 | 49.1671 | 62.0032 | 46.8449 | 64.69
Central Coast | SANTA YNEZ 1102Y18 | 5551 | 124 | 182.0207 | 311 | 301.4706 | 37 | 4.9429e-05 | 33.9667 | 3.0807 | 0.001791 | 7.7694e-05 | 0.39871 | 0.60378 | {CB331419-4415-4607-87D8-B05BBD8C7F9E} | 182721102 | SANTA YNEZ 1102 | Y18 | 34.5941 | -120.1409 | 118 | 382 | 29501.2964 |  | 12113.6185 |  | 17387.6779 | 7602.3972 | 1630.6225 | 0.0028747 | 0.0018289 | 2022 | 1.9201 | 7.4856 | 2 | 2.6929 | 8.3956 | -2.9399 | 0.011154 | 0.0067823 | 0.96284 | 297.8207 | 38.9375 | 37.2196 | 1.1143 | 14.4113 | 15.1119 | 0.64626 | 47.4% | 49.5% | 61.9% | 42.9% | 82.2% | 37.4% | 0.12835 | 0.047115 | 1.9667 | 12 | 1.0273 | 2.9904 | 13.0303 | 11.2855 | 2.1758 | 3.4086 | 12.085 | 11.4643 | 7.0759 | 7.5642 | 73.1328 | 74.9932 | 59.5327 | 62.7867
Central Coast | MORGAN HILL 2105XR602 | 8948 | 13 | 17.2969 | 29 | 27.2211 | 4 | 3.3217e-05 | 25.7361 | 2.5316 | 0.00061228 | 7.7604e-05 | 0.44828 | 0.63542 | {DF06274D-82A7-4C1B-8F47-D036189DB7AF} | 83242105 | MORGAN HILL 2105 | XR602 | 37.1066 | -121.6568 | 23 | 24 | 3409.3424 |  | 1368.2778 |  | 2041.0645 | 356.9004 | 123.5152 | 0.00031042 | 0.00013287 | 2023 | 2.2882 | 5.8025 | 2 | 2.4146 | 6.1327 | 1.9102 | 0.012857 | 0.0068933 | 1.4675 | 296.5438 | 35.4501 | 30.6978 | 1.0046 | 15.126 | 16.3478 | 16.1188 | 47.3% | 46% | 34.4% | 32.4% | 63.9% | 52% | 0.27864 | 0.065714 | 2.25 | 18.5 | 0.58286 | 4.1429 | 9.3531 | 8.4638 | 2.0255 | 3.6846 | 14.3486 | 10.3248 | 9.8945 | 6.388 | 50.6897 | 64.9233 | 45.2934 | 69.3951
Bay Area | SAN RAFAEL 11081457 | 3790 | 45 | 64.9959 | 106 | 97.0913 | 11 | 0.00012844 | 0.037818 | 0.1797 | 4.8573e-06 | 7.7529e-05 | 0.42453 | 0.66943 | {2F8A55EE-31E9-4610-BC55-DCCDEAC8DCB6} | 42011108 | SAN RAFAEL 1108 | 1457 | 37.9823 | -122.5776 | 20 | 206 | 9640.8883 |  | 1229.3805 |  | 8411.5078 | 1229.3805 | 8411.5078 | 0.00085282 | 0.0014128 | 2024 | 3.8738 | 13.9072 | 3 | 2.1002 | 6.6846 | -0.68744 | 0.19182 | 0.0070508 | 2.6969 | 295.5232 | 33.6063 | 30.134 | 0.92809 | 15.1663 | 16.9374 | 16.215 | 55.5% | 21.6% | 91.8% | 65% | 58.8% | 45.4% | 0.7036 | 0.043636 | 19.4545 | 22 | 3.1155 | 9.6364 | 11.1916 | 9.5901 | 1.8964 | 3.4559 | 13.6814 | 11.3875 | 11.2079 | 8.5514 | 55.6368 | 60.9635 | 45.8687 | 58.6473
North Coast | WILLITS 110337504 | 4340 | 30 | 47.449 | 71 | 65.4106 | 10 | 0.00014381 | 1380.0068 | 0.0041685 | 0.17787 | 7.7292e-05 | 0.42254 | 0.7254 | {00459A21-49A7-4C9F-B533-C9081A2B5652} | 42661103 | WILLITS 1103 | 37504 | 39.4132 | -123.3273 | 100 | 73 | 8185.5101 |  | 5389.9576 |  | 2795.5526 | 1413.5779 | 1019.3012 | 0.00077292 | 0.0014381 | 2025 | 3.3586 | 11.487 | 2 | 2.0304 | 5.8437 | 0.041742 | 0.02 | 0.0064492 | 3.4539 | 293.9992 | 25.5546 | 25.6576 | 0.81117 | 17.4941 | 19.9668 | 8.7884 | 13.7% | 2.5% | 77.6% | 28.2% | 36.2% | 69.1% | 0.39232 | 0.009375 | 3.8462 | 21.1538 | 2.6844 | 4.4375 | 11.9157 | 9.4856 | 1.6197 | 3.1299 | 17.8083 | 11.1031 | 12.5949 | 6.8053 | 44.7649 | 66.4708 | 31.1185 | 63.4724
Sierra | BRUNSWICK 11052130 | 4719 | 1244 | 1601.4291 | 1931 | 1903.1625 | 196 | 5.8296e-05 | 0.037818 | 120.4902 | 2.2046e-06 | 0.0037336 | 0.64423 | 0.84146 | {12398A09-47B6-4618-B7A8-07F9B9DF4D2E} | 152481105 | BRUNSWICK 1105 | 2130 | 39.2741 | -120.9695 | 239 | 185 | 44481.1936 | 27.6394 | 23157.9038 | 14.3897 | 21323.2898 | 23157.9038 | 21323.2898 | 0.73179 | 0.011426 | 71 | 13.356 | 26.4173 | 3 | 1.9984 | 6.0141 | 0.4973 | 0.075663 | 0.0050063 | 4.3777 | 292.8323 | 46.8783 | 33.0567 | 1.1185 | 11.9615 | 14.2756 | 0.78628 | 93.7% | 96.5% | 27.6% | 97.1% | 9% | 27.3% | 0.02491 | 0.05025 | 1.6823 | 14.5396 | 2.3914 | 3.5288 | 9.0775 | 6.5562 | 2.286 | 3.9956 | 12.4693 | 5.862 | 8.421 | 3.9226 | 52.824 | 89.1343 | 55.1861 | 93.1268
Sierra | HIGGINS 1109594 | 3735 | 351 | 615.5799 | 1338 | 978.6699 | 195 | 5.7714e-05 | 139.0479 | 6.8385 | 0.0072795 | 0.00020751 | 0.26233 | 0.629 | {824F13D7-3113-4AA8-8BC2-89229A42D634} | 152691109 | HIGGINS 1109 | 594 | 39.0351 | -121.0957 | 239 | 246 | 40674.5308 | 25.274 | 23079.0602 | 14.3407 | 17595.4706 | 23079.0602 | 17595.4706 | 0.040465 | 0.011254 | 1390 | 2.3899 | 7.0866 | 2 | 2.3476 | 6.4777 | 0.57931 | 0.043663 | 0.0058377 | 2.6966 | 296.2685 | 48.9428 | 33.7803 | 1.3274 | 11.899 | 13.6335 | 1.1993 | 26.1% | 25.9% | 27.3% | 22.9% | 79.3% | 24.9% | 0.049475 | 0.057679 | 1.9356 | 15.972 | 4.4707 | 5.2849 | 8.8568 | 6.4443 | 2.3136 | 4.0493 | 12.3863 | 5.7508 | 8.365 | 3.9194 | 53.1372 | 89.0857 | 55.5938 | 93.5736
Sierra | SHINGLE SPRINGS 1104circuit_breaker | 836 | 3 | 4.6557 | 20 | 11.177 | 3 | 7.7023e-05 | 0.037818 |  | 2.9128e-06 | 7.7023e-05 | 0.15 | 0.41655 | {40341932-C636-415B-BE6F-5D9D8CD0A383} | 153651104 | SHINGLE SPRINGS 1104 | circuit_breaker | 38.6593 | -120.947 | 92 | 80 | 7145.2903 |  | 3786.907 |  | 3358.3833 | 901.8218 | 1215.5155 | 0.00023107 | 0.00023107 | 2028 | 1.752 | 5.9544 | 2.2222 | 2.302 | 6.0557 | -0.78574 | 0.048889 | 0.0059495 | 2.5295 | 296.8892 | 46.9015 | 32.9863 | 1.3437 | 12.382 | 14.1112 | 18.4472 | 13.2% | 0% | 48.5% | 15.4% | 87.8% | 57.8% | 0.56602 | 0.015556 | 5 | 22.1429 | 1.0778 | 2.2222 | 7.3275 | 5.6571 | 2.417 | 4.1437 | 12.852 | 6.3369 | 8.5994 | 4.2585 | 48.3349 | 81.0843 | 53.6325 | 90.1898
North Coast | MONTE RIO 1111circuit_breaker | 8302 | 9 | 21.0221 | 30 | 31.84 | 3 | 0.0002546 | 0.037818 | 0.097419 | 9.6284e-06 | 7.702e-05 | 0.3 | 0.66024 | {149DEC4B-D1C4-4F4B-922B-9B5C5A4AE0D1} | 42811111 | MONTE RIO 1111 | circuit_breaker | 38.4712 | -123.012 | 12 | 24 | 1188.0287 |  | 425.3264 |  | 762.7023 | 425.3264 | 762.7023 | 0.00023106 | 0.0007638 | 2029 | 4.2116 | 18.66 | 3 | 2.058 | 5.8016 | 0.059167 | 0.033333 | 0.0071469 | 3.4946 | 294.7824 | 23.1126 | 23.4962 | 0.74591 | 17.9663 | 20.0456 | 3.1603 | 13.5% | 3.9% | 96.4% | 51.7% | 23.4% | 82.8% | 0.72692 | 0.065591 | 19.3333 | 22 | 1.95 | 10 | 10.8839 | 8.9311 | 1.7526 | 2.8787 | 16.7231 | 14.1686 | 13.102 | 11.1459 | 43.3836 | 50.1935 | 35.3511 | 45.579
Bay Area | SILVERADO 2104726 | 1019 | 808 | 1266.7491 | 1372 | 1490.4095 | 260 | 7.5143e-05 | 14.3234 | 1.9272 | 0.0011946 | 0.00011918 | 0.58892 | 0.84993 | {8A2A1266-ADC7-4421-959B-BF4457BE3602} | 43432104 | SILVERADO 2104 | 726 | 38.6151 | -122.4295 | 329 | 409 | 99162.2988 | 61.6167 | 56572.5773 | 35.1527 | 42589.7215 | 46009.8876 | 29043.5154 | 0.030987 | 0.019537 | 1762 | 4.6987 | 16.8089 | 2.2615 | 2.0018 | 5.7603 | -1.7153 | 0.018922 | 0.0064404 | 2.5774 | 296.8419 | 40.3937 | 31.6948 | 1.1886 | 14.0712 | 15.8072 | 0.68824 | 69% | 59.6% | 74.2% | 81.1% | 97.3% | 12% | 0.18259 | 0.02464 | 1.5541 | 13.6 | 1.5905 | 1.8029 | 10.1856 | 7.7804 | 2.272 | 3.7675 | 14.0135 | 7.5377 | 8.7317 | 4.7393 | 53.4625 | 84.0887 | 48.5378 | 82.8021
Central Valley | AUBERRY 1102circuit_breaker | 204 | 188 | 396.1893 | 1169 | 730.2442 | 307 | 2.3275e-05 | 3456.1822 | 143.5512 | 0.080454 | 0.0015073 | 0.16082 | 0.54254 | {004C66A4-EFD9-4F4F-AA71-77719D3D9AC9} | 254151102 | AUBERRY 1102 | circuit_breaker | 37.0683 | -119.4966 | 543 | 529 | 99480.059 | 61.8142 | 55632.597 | 34.5686 | 43847.4619 | 55632.597 | 43847.4619 | 0.46274 | 0.0071454 | 250 | 1.6122 | 5.9407 | 2 | 2.08 | 4.8286 | -0.046471 | 0.0066382 | 0.0059084 | 1.5215 | 297.5599 | 54.9089 | 36.6432 | 1.504 | 10.731 | 11.9258 | 1.0441 | 88.2% | 97.9% | 17.7% | 31.3% | 89.1% | 14.6% | 0.054039 | 0.029887 | 2.0709 | 16.2573 | 0.73035 | 1.4239 | 6.2365 | 5.8169 | 2.6894 | 4.1645 | 9.9803 | 5.9631 | 6.5862 | 3.9728 | 50.7204 | 75.6125 | 69.036 | 92.1848
Bay Area | EL CERRITO G 1112BR178 | 4900 | 23 | 52.9863 | 262 | 198.0613 | 21 | 5.4526e-05 | 7.0327 | 1.7067 | 0.00044874 | 7.6905e-05 | 0.087786 | 0.26752 | {65654596-3A5A-40BB-834A-0960D61641E3} | 12501112 | EL CERRITO G 1112 | BR178 | 37.9467 | -122.3193 | 235 | 1410 | 71456.8666 |  | 12825.8849 |  | 58630.9818 | 2290.0818 | 8059.2112 | 0.001615 | 0.001145 | 2032 | 8.022 | 17.0676 | 3 | 2.5242 | 5.6947 | -5.2336 | 0.087857 | 0.0072944 | 1.6908 | 294.1474 | 32.5295 | 28.3841 | 0.76664 | 15.4652 | 16.8943 | 31.4735 | 55.4% | 56.2% | 52.1% | 82.2% | 32.8% | 63% | 0.33206 | 0.17143 | 5.4 | 21.36 | 1.1904 | 9.3571 | 7.2775 | 6.5867 | 1.74 | 3.2255 | 14.399 | 11.8429 | 10.6182 | 8.212 | 48.7329 | 51.0797 | 43.0883 | 58.8817
Sierra | SHINGLE SPRINGS 210511172 | 3631 | 109 | 224.0219 | 361 | 331.5064 | 30 | 9.3666e-05 | 0.037818 | 0.52436 | 3.5422e-06 | 7.6668e-05 | 0.30194 | 0.67577 | {91D53CD4-6008-41E0-B5BC-B59F60B0DDAC} | 153652105 | SHINGLE SPRINGS 2105 | 11172 | 38.6791 | -120.981 | 93 | 165 | 9798.1168 |  | 3921.2737 |  | 5876.8431 | 3051.051 | 4960.7277 | 0.0023 | 0.00281 | 2033 | 3.0111 | 9.5897 | 2 | 2.3918 | 6.3304 | -1.4333 | 0.034706 | 0.0059516 | 2.5113 | 296.6768 | 47.0608 | 33.065 | 1.3305 | 12.3634 | 14.0732 | 21.6674 | 12.9% | 4.5% | 67.6% | 41.7% | 81.7% | 54.4% | 0.74237 | 0.029412 | 7 | 20.9032 | 8.0035 | 10.6176 | 7.568 | 5.8286 | 2.3811 | 4.1336 | 12.8888 | 6.2814 | 8.6017 | 4.2382 | 49.2006 | 82.1696 | 53.6474 | 90.4348
North Coast | CLOVERDALE 11024646 | 7419 | 127 | 172.7466 | 290 | 265.9894 | 79 | 7.3065e-05 | 1.4273 | 1.2282 | 0.00010393 | 7.6631e-05 | 0.43793 | 0.64945 | {08D74C7F-8D6E-4EDB-8355-DEA79828121D} | 42821102 | CLOVERDALE 1102 | 4646 | 38.7891 | -123.0171 | 75 | 40 | 27348.2217 |  | 24017.6199 |  | 3330.6019 | 22119.9907 | 3120.9534 | 0.0060538 | 0.0057722 | 2034 | 3.9328 | 11.6451 | 2 | 2.4909 | 6.5154 | -1.9716 | 0.021629 | 0.0066905 | 3.1677 | 296.3369 | 35.5637 | 37.7147 | 1.0896 | 14.9122 | 16.9468 | 2.0072 | 13% | 18.1% | 24.4% | 28.5% | 71.2% | 33.8% | 0.13208 | 0.061294 | 1.2958 | 11.9718 | 0.35075 | 0.94463 | 13.1651 | 11.6039 | 2.3333 | 3.7893 | 13.9714 | 9.2914 | 9.1002 | 5.5032 | 70.1875 | 97.4421 | 48.27 | 74.2521
Sierra | NARROWS 2101circuit_breaker | 5439 | 142 | 265.4881 | 571 | 428.1911 | 97 | 4.8411e-05 | 37.1858 | 2.3715 | 0.0016874 | 7.6567e-05 | 0.24869 | 0.62002 | {7B0321EB-AC29-4857-8514-66B11EFDEF70} | 153132101 | NARROWS 2101 | circuit_breaker | 39.2351 | -121.2689 | 89 | 38 | 26194.4059 |  | 25133.8252 |  | 1060.5807 | 25133.8252 | 1060.5807 | 0.007427 | 0.0046958 | 2035 | 3.1384 | 9.3362 | 2 | 2.7505 | 7.4047 | 0.50324 | 0.014773 | 0.0063422 | 2.465 | 297.0245 | 47.3614 | 33.0443 | 1.349 | 12.2173 | 13.9648 | 0.67558 | 12.7% | 10.1% | 18.3% | 41% | 89.8% | 43.9% | 0.048804 | 0.030722 | 1.6234 | 11.8701 | 1.4278 | 1.8539 | 8.8326 | 6.6799 | 2.5194 | 4.1573 | 11.9698 | 6.1032 | 8.1391 | 4.0174 | 53.4464 | 91.0484 | 57.4922 | 91.9352
North Coast | GEYSERVILLE 1102484 | 2330 | 514 | 705.9772 | 1148 | 1060.4601 | 218 | 6.5065e-05 | 0.38318 | 1.2525 | 2.0104e-05 | 7.7009e-05 | 0.44774 | 0.66573 | {C8D83F3A-CD64-4875-8687-B98C0D29D9E1} | 42891102 | GEYSERVILLE 1102 | 484 | 38.7132 | -122.8848 | 491 | 442 | 131296.913 | 81.5843 | 78386.0012 | 48.7069 | 52910.9118 | 50631.555 | 26279.6906 | 0.016788 | 0.014184 | 2030 | 5.0379 | 13.2194 | 2.5158 | 2.0051 | 6.0549 | -0.16828 | 0.027947 | 0.0066582 | 2.9416 | 294.9222 | 38.0771 | 34.6606 | 1.0202 | 14.2793 | 16.2264 | 0.88319 | 13.3% | 18.7% | 15.2% | 35.2% | 65.9% | 20% | 0.19056 | 0.037687 | 1.5382 | 12.8474 | 0.70284 | 1.455 | 11.0843 | 9.0875 | 2.0939 | 3.7551 | 14.3113 | 8.1158 | 8.0075 | 4.8912 | 56.6111 | 89.9676 | 48.7663 | 80.0859
Sierra | BELL 11072400 | 1508 | 1271 | 2009.4775 | 3437 | 2860.7961 | 381 | 5.7095e-05 | 1072.8514 | 25.1185 | 0.057511 | 0.00061897 | 0.3698 | 0.70242 | {85595727-53BD-4D84-AD35-800A5DE277DF} | 152701107 | BELL 1107 | 2400 | 38.9452 | -121.1222 | 477 | 559 | 81344.1814 | 50.5451 | 44455.198 | 27.6232 | 36888.9834 | 40028.1973 | 32617.4711 | 0.23583 | 0.021753 | 645 | 2.5016 | 7.1994 | 2 | 2.473 | 6.2449 | 0.33714 | 0.034119 | 0.0061955 | 2.4575 | 296.3053 | 47.9629 | 33.2247 | 1.3114 | 12.1323 | 13.8107 | 1.6297 | 57.3% | 68.8% | 26.8% | 24.6% | 65.4% | 36.8% | 0.074731 | 0.053711 | 1.6429 | 14.4693 | 2.6149 | 3.2638 | 8.8895 | 6.9306 | 2.36 | 4.0922 | 12.6212 | 5.9827 | 8.5148 | 4.0958 | 53.743 | 93.9554 | 54.1155 | 92.0654
Bay Area | SAN RAFAEL 11073323 | 9133 | 8 | 14.3969 | 28 | 25.4246 | 3 | 0.00012048 | 0.037818 | 0 | 4.5563e-06 | 7.6046e-05 | 0.28571 | 0.56626 | {BDEB9DF5-5559-414A-A4C0-A31B6D586A57} | 42011107 | SAN RAFAEL 1107 | 3323 | 37.9574 | -122.5415 | 4 | 29 | 1320.5965 |  | 214.7286 |  | 1105.8679 | 214.7286 | 1105.8679 | 0.00022814 | 0.00036144 | 2038 | 2.9658 | 10.3383 | 3 | 1.8655 | 6.0793 | 1.8925 | 0.083333 | 0.0069952 | 3.1156 | 295.5447 | 33.3796 | 29.4379 | 0.94823 | 15.1484 | 17.0944 | 22.9427 | 54.8% | 0% | 89.7% | 37.6% | 63.5% | 43.2% | 0.65393 | 4.5475e-15 | 15 | 22 | 4.72 | 9.3333 | 11.2142 | 9.5984 | 1.9168 | 3.543 | 13.5767 | 11.1174 | 11.1508 | 8.5244 | 55.9565 | 60.6272 | 46.0557 | 59.4115
Bay Area | ROSSMOOR 11077311 | 7824 | 3 | 5.8979 | 4 | 6.3537 | 1 | 7.5978e-05 | 0.037818 |  | 2.8733e-06 | 7.5978e-05 | 0.75 | 0.92827 | {37FBA5E9-EB7C-4A63-A4B5-288CF8FB512F} | 14161107 | ROSSMOOR 1107 | 7311 | 37.8753 | -122.0573 | 40 | 85 | 5389.1068 |  | 1914.4116 |  | 3474.6952 | 0 | 137.1155 | 7.5978e-05 | 7.5978e-05 | 2039 | 2.3367 | 7.4086 | 3 | 3.5996 | 7.6343 | -3.3585 | 0.015 | 0.0066342 | 1.7558 | 295.5247 | 36.2994 | 33.5159 | 0.99964 | 14.8056 | 16.2219 | 9.9859 | 54.6% | 0% | 75.3% | 18.5% | 71.1% | 29.8% | 0.034584 | 0.0425 | 1.5 | 22 | 0.23 | 1 | 7.8534 | 7.3865 | 2.0425 | 3.6914 | 14.1785 | 9.7477 | 10.2254 | 6.3839 | 49.7737 | 71.248 | 45.2303 | 71.7818
Central Coast | KING CITY 11037038 | 174 | 101 | 177.1649 | 585 | 435.0242 | 130 | 2.5263e-05 | 304.3655 | 1.9034 | 0.0056966 | 3.1925e-05 | 0.17265 | 0.40725 | {6DF33D7E-A953-44F1-82DC-C36E39D2281E} | 182031103 | KING CITY 1103 | 7038 | 36.1935 | -121.1442 | 279 | 316 | 56798.0571 | 35.2928 | 34883.787 | 21.6758 | 21914.27 | 28474.5458 | 13562.6764 | 0.0041503 | 0.0032842 | 2487 | 1.1295 | 3.4095 | 2 | 2.6624 | 7.3449 | -4.1705 | 0.013822 | 0.0057813 | 0.97122 | 297.6102 | 46.6733 | 36.1186 | 1.2656 | 12.9241 | 13.7568 | 2.384 | 24.4% | 37.5% | 21.6% | 11.9% | 91.2% | 6.4% | 0.1369 | 0.024712 | 1.6788 | 15.1865 | 0.31858 | 1.4062 | 6.9468 | 6.3856 | 2.1965 | 3.6783 | 11.8816 | 7.9743 | 8.0334 | 4.8736 | 52.6405 | 73.3957 | 56.9278 | 81.8997
Bay Area | SUNOL 1101MR299 | 5254 | 373 | 493.9513 | 1329 | 1057.043 | 89 | 6.5041e-05 | 0.47026 | 1.5066 | 2.3835e-05 | 7.5845e-05 | 0.28066 | 0.4673 | {266E069D-C6A8-4558-8F2F-10A212B5E8EA} | 14241101 | SUNOL 1101 | MR299 | 37.5957 | -121.8896 | 110 | 277 | 19510.6861 |  | 8022.9478 |  | 11487.7383 | 8022.9478 | 11487.7383 | 0.0067502 | 0.0057886 | 2041 | 4.209 | 10.0613 | 2.9912 | 3.6474 | 7.5189 | -11.2534 | 0.083596 | 0.0066875 | 1.5855 | 295.3466 | 38.5867 | 32.1944 | 1.0036 | 14.2343 | 15.6408 | 1.3027 | 54.4% | 53.7% | 64.4% | 35.9% | 72.1% | 16% | 0.17641 | 0.16737 | 4.125 | 19.2841 | 2.8517 | 11.6579 | 8.0319 | 6.8579 | 1.9727 | 3.6082 | 13.9288 | 9.079 | 9.5055 | 5.8053 | 47.2386 | 66.7168 | 47.6062 | 75.7118
Central Valley | WEST POINT 110293116 | 924 | 2232 | 2950.3174 | 5885 | 4755.165 | 641 | 0.00010044 | 0.045501 | 52.174 | 4.4246e-06 | 0.0023907 | 0.37927 | 0.62044 | {2DE74D61-95A1-4D32-9CCA-28AB5E692CE7} | 163201102 | WEST POINT 1102 | 93116 | 38.3838 | -120.527 | 621 | 607 | 100726.0382 | 62.5884 | 68737.6903 | 42.7117 | 31988.3478 | 68737.6903 | 31988.3478 | 1.5325 | 0.064382 | 140 | 9.7973 | 21.7542 | 2.7363 | 1.6195 | 4.4587 | 0.39081 | 0.062712 | 0.006381 | 2.8581 | 295.1886 | 42.9498 | 31.9448 | 1.1597 | 13.022 | 14.8545 | 0.67614 | 92.9% | 83.7% | 90.7% | 84.5% | 14.4% | 78% | 0.049321 | 0.10637 | 1.9111 | 15.7508 | 4.3183 | 6.3162 | 14.0848 | 9.7891 | 2.0359 | 3.5585 | 13.1731 | 6.9462 | 8.6176 | 4.8438 | 45.8989 | 73.5669 | 49.8499 | 85.6822
North Valley | BURNEY 11029042 | 7916 | 56 | 76.3009 | 223 | 175.5901 | 47 | 3.4172e-05 | 0.037818 | 2.7176 | 1.2923e-06 | 7.5658e-05 | 0.25112 | 0.43454 | {76D3EBDD-5C29-47DF-9912-445D8BE3DBA6} | 103311101 | BURNEY 1102 | 9042 | 40.8787 | -121.6574 | 75 | 129 | 9729.0301 |  | 5080.7921 |  | 4648.238 | 5080.7921 | 4648.238 | 0.0035559 | 0.0016061 | 2043 | 3.8477 | 13.2122 | 2 | 2.0036 | 5.9952 | -0.16902 | 0.027705 | 0.0045534 | 1.936 | 292.9972 | 37.4691 | 29.2956 | 1.0481 | 14.6347 | 16.539 | 8.6975 | 26% | 19.7% | 24.6% | 59.5% | 16.2% | 99.1% | 0.29229 | 0.045574 | 5.4722 | 18.8333 | 1.3126 | 3.6557 | 7.7443 | 6.8285 | 1.9553 | 3.394 | 13.8123 | 8.0212 | 9.0931 | 5.9052 | 47.7123 | 72.227 | 50.3026 | 79.3446
Central Valley | CURTIS 17039330 | 3507 | 131 | 176.7182 | 1168 | 727.1314 | 112 | 2.7687e-05 | 0.039485 | 42.0589 | 1.0817e-06 | 0.0005638 | 0.11216 | 0.24303 | {BE967458-9C2E-4DBF-9D1D-857D10B2BFD4} | 163351703 | CURTIS 1703 | 9330 | 37.8312 | -120.2368 | 461 | 478 | 101244.2805 | 62.9104 | 66426.892 | 41.2759 | 34817.3884 | 66426.892 | 34817.3884 | 0.063146 | 0.0031009 | 719 | 5.5499 | 14.4425 | 2.3883 | 1.9973 | 5.4019 | -0.34639 | 0.041479 | 0.0048806 | 2.4477 | 294.8072 | 52.2888 | 37.7411 | 1.2868 | 11.1347 | 12.7413 | 0.99763 | 68.5% | 80.2% | 23.9% | 69% | 51.2% | 20.4% | 0.033416 | 0.12817 | 1.8185 | 16.0375 | 0.28884 | 1.2426 | 8.6104 | 7.1094 | 2.0584 | 3.5832 | 11.095 | 6.093 | 7.3163 | 4.2701 | 55.8101 | 85.3506 | 62.0959 | 91.1177
North Valley | ELK CREEK 11012002 | 7852 | 67 | 107.5479 | 92 | 114.3848 | 29 | 7.7761e-05 | 80.9391 | 0 | 0.0091094 | 7.545e-05 | 0.72826 | 0.94023 | {5BD647F3-321C-4EB8-8B86-BFCBA1FC85D4} | 102781101 | ELK CREEK 1101 | 2002 | 39.5905 | -122.5402 | 127 | 78 | 50566.1659 |  | 48388.1891 |  | 2177.9768 | 24592.8123 | 1071.479 | 0.002188 | 0.0022551 | 2045 | 1.0943 | 3.6651 | 2 | 2.4904 | 8.4762 | -1.3619 | 0.0030721 | 0.00618 | 1.2615 | 298.2137 | 45.4201 | 33.3688 | 1.4337 | 13.2736 | 14.4765 | 0.95015 | 25.7% | 0% | 65% | 8.1% | 65.9% | 90.5% | 0.07027 | 0.002069 | 1.3803 | 13.169 | 0.57906 | 0.2884 | 8.5962 | 7.2414 | 2.7467 | 4.6738 | 12.9498 | 6.6933 | 8.708 | 4.6266 | 57.911 | 88.0026 | 53.9993 | 87.7563
Central Valley | OLETA 11011208 | 3912 | 227 | 412.0546 | 949 | 634.5767 | 274 | 3.3338e-05 | 725.1886 | 25.788 | 0.018298 | 0.00039718 | 0.2392 | 0.64934 | {5372D86A-A2C3-481F-93D2-142C67A2BDD1} | 163541101 | OLETA 1101 | 1208 | 38.4373 | -120.8358 | 416 | 415 | 101267.2382 | 62.9247 | 61275.2844 | 38.0748 | 39991.9538 | 52737.327 | 37574.5641 | 0.10883 | 0.0091347 | 938 | 0.86645 | 3.1982 | 2 | 2.0163 | 5.5578 | -0.51458 | 0.013256 | 0.0064427 | 1.9038 | 296.9877 | 43.5327 | 30.6498 | 1.269 | 13.2548 | 14.7232 | 0.83055 | 59.2% | 71.5% | 31.7% | 11.8% | 45% | 88% | 0.071142 | 0.012901 | 1.6984 | 14.5781 | 0.75158 | 1.1616 | 8.3897 | 5.9009 | 2.4379 | 3.8867 | 12.7439 | 7.2826 | 8.6548 | 5.0113 | 45.2913 | 67.6971 | 54.57 | 83.5672
Bay Area | SILVERADO 2102circuit_breaker | 9446 | 14 | 20.5994 | 95 | 67.4527 | 8 | 7.5386e-05 | 0.037818 | 1.0254 | 2.8509e-06 | 7.5221e-05 | 0.14737 | 0.30539 | {E417384C-CD10-4D00-B136-62F02EAF1C4A} | 43432102 | SILVERADO 2102 | circuit_breaker | 38.5 | -122.4594 | 35 | 25 | 4341.412 |  | 2761.2179 |  | 1580.1941 | 345.0876 | 358.181 | 0.00060177 | 0.00060308 | 2047 | 4.8862 | 11.9286 | 2.125 | 1.6182 | 4.6392 | -8.9481 | 0.04125 | 0.0066596 | 2.5079 | 296.7598 | 39.4135 | 32.7628 | 1.1266 | 14.1641 | 15.847 | 1.903 | 54.3% | 44% | 74.4% | 52.1% | 92.6% | 14.3% | 0.19449 | 0.02875 | 2.5714 | 16 | 3.6212 | 11.875 | 10.2761 | 7.823 | 2.2243 | 3.7961 | 13.886 | 8.166 | 8.8085 | 5.0622 | 54.7088 | 82.1244 | 48.7891 | 80.552
Sierra | MADISON 210137082 | 6168 | 22 | 40.1942 | 41 | 48.7323 | 7 | 7.2241e-05 | 237.7168 | 0.96789 | 0.017049 | 7.5207e-05 | 0.53659 | 0.8248 | {8E6B668B-C3B5-476E-8081-82E065E91883} | 63172101 | MADISON 2101 | 37082 | 38.8566 | -122.2123 | 238 | 247 | 45155.2748 |  | 29594.5517 |  | 15560.7232 | 1451.8754 | 1229.1003 | 0.00052645 | 0.00050568 | 2048 | 2.8488 | 8.1081 | 2 | 3.2214 | 7.907 | -2.985 | 0.011786 | 0.0061134 | 1.4086 | 297.5623 | 49.1201 | 35.0628 | 1.3814 | 12.2262 | 13.4614 | 1.0622 | 12.4% | 6.5% | 43.7% | 31% | 97.1% | 44.4% | 0.10336 | 0.029286 | 1.4118 | 17.5882 | 2.1064 | 1.4643 | 9.2817 | 7.5079 | 2.5848 | 4.1663 | 11.6653 | 6.272 | 7.9632 | 4.0594 | 62.9995 | 95.2077 | 59.2565 | 90.7721
Bay Area | SAN RAFAEL 1104802 | 280 | 313 | 729.7229 | 974 | 1102.4172 | 110 | 6.6387e-05 | 145.4631 | 0.53446 | 0.011221 | 5.8953e-05 | 0.32136 | 0.66193 | {E7743FFE-2947-47FD-B4E6-A754209900CE} | 42011104 | SAN RAFAEL 1104 | 802 | 37.9885 | -122.5779 | 338 | 1642 | 101359.0292 | 62.9817 | 20343.1915 | 12.6407 | 81015.8377 | 12060.44 | 38609.2134 | 0.0064848 | 0.0073026 | 2194 | 4.2648 | 11.2674 | 2 | 2.1742 | 6.611 | 0.23015 | 0.058686 | 0.0070533 | 2.6679 | 295.2891 | 33.8735 | 30.3961 | 0.91165 | 15.1017 | 16.856 | 11.6944 | 45.4% | 34.3% | 65.5% | 47.2% | 54.6% | 41.4% | 0.32963 | 0.022971 | 5.9416 | 21.0365 | 2.377 | 5.5657 | 11.1414 | 9.5674 | 1.8618 | 3.4086 | 13.6735 | 11.2305 | 11.168 | 8.3849 | 55.6481 | 62.1433 | 45.9638 | 59.8267
Central Coast | PAUL SWEET 210212850 | 4825 | 11 | 15.9415 | 31 | 27.5439 | 3 | 5.9008e-05 | 0.037818 | 1.7077 | 2.2316e-06 | 7.5151e-05 | 0.35484 | 0.57877 | {F743E5C1-4CE6-4D65-B6FE-D0B8E82E2CBD} | 83252102 | PAUL SWEET 2102 | 12850 | 36.9887 | -122.0069 | 118 | 211 | 15001.2443 |  | 6534.2586 |  | 8466.9857 | 1087.1798 | 174.004 | 0.00022545 | 0.00017703 | 2050 | 5.5993 | 12.246 | 2 | 1.6578 | 4.727 | 3.8515 | 0.034615 | 0.0072011 | 2.4429 | 294.2695 | 27.1064 | 24.3283 | 0.71431 | 16.866 | 18.5311 | 8.8909 | 46.5% | 34.7% | 70.1% | 61.4% | 18.5% | 89.4% | 0.070596 | 0.076923 | 2.3333 | 10.3333 | 0.26154 | 2.3846 | 8.4825 | 7.6894 | 1.6908 | 3.0407 | 16.2506 | 13.2586 | 11.2611 | 8.9316 | 43.7273 | 46.8637 | 36.7259 | 53.1489
Central Valley | DUNLAP 1102circuit_breaker | 6161 | 187 | 273.0159 | 427 | 399.6961 | 66 | 1.7602e-05 | 4.0597 | 9.9832 | 5.1256e-05 | 7.5142e-05 | 0.43794 | 0.68306 | {A6D1F5C5-C503-4CFC-844D-2877BC97AA39} | 254061102 | DUNLAP 1102 | circuit_breaker | 36.7096 | -119.0299 | 128 | 153 | 18350.5771 |  | 10788.4174 |  | 7562.1596 | 10788.4174 | 7562.1596 | 0.0049594 | 0.0011617 | 2051 | 4.9579 | 12.6561 | 2 | 2.1479 | 4.2984 | 0.2989 | 0.02943 | 0.0050398 | 2.2445 | 294.377 | 58.4764 | 38.212 | 1.3481 | 9.7785 | 11.2545 | 0.66875 | 18.6% | 44.1% | 12% | 62.7% | 68.7% | 4% | 0.10293 | 0.047089 | 2.6442 | 15.9519 | 2.4396 | 2.7025 | 5.4314 | 5.3778 | 2.2345 | 3.7271 | 8.9393 | 5.1644 | 5.099 | 3.1991 | 54.0742 | 81.0522 | 76.5423 | 97.9888
Central Valley | SALT SPRINGS 210297924 | 6725 | 55 | 77.6929 | 858 | 433.4167 | 80 | 4.2401e-05 | 0.039259 | 2.6393 | 1.6628e-06 | 7.4984e-05 | 0.064103 | 0.17926 | {77733CA8-C469-4656-B2CC-06892BE8F14F} | 163692102 | SALT SPRINGS 2102 | 97924 | 38.3232 | -120.2538 | 101 | 186 | 14585.0896 |  | 8204.8506 |  | 6380.2391 | 8204.8506 | 6380.2391 | 0.0059987 | 0.0033921 | 2052 | 12.7052 | 29.4119 | 3 | 2.535 | 7.0529 | -1.6349 | 0.070792 | 0.0049642 | 3.9013 | 290.7743 | 45.9139 | 35.55 | 0.95313 | 12.0153 | 14.1688 | 3.0616 | 18.4% | 11.5% | 43.7% | 95.6% | 1.8% | 47.7% | 0.17181 | 0.07396 | 4.5179 | 19.1607 | 1.0476 | 8.495 | 15.8674 | 12.0234 | 1.7241 | 2.6756 | 11.5841 | 6.3457 | 6.4679 | 4.4472 | 62.584 | 89.2228 | 59.9481 | 88.1098
Bay Area | OAKLAND K 1102circuit_breaker | 5711 | 169 | 525.5321 | 386 | 659.9871 | 37 | 5.8107e-05 | 0.039004 | 1.6847 | 2.2723e-06 | 7.4854e-05 | 0.43782 | 0.79628 | {D1E9CD4E-4BC6-42D5-802C-68BF9527A1E0} | 12101102 | OAKLAND K 1102 | circuit_breaker | 37.8479 | -122.2292 | 91 | 152 | 12889.6005 |  | 4723.266 |  | 8166.3346 | 4723.266 | 8166.3346 | 0.0027696 | 0.0021499 | 2053 | 4.6874 | 12.7235 | 2.8947 | 2.4892 | 6.1937 | -0.016147 | 0.045526 | 0.0070087 | 1.9743 | 292.7499 | 33.4738 | 29.678 | 0.72574 | 15.0626 | 16.5904 | 9.4596 | 53.9% | 56% | 56.8% | 58.3% | 24% | 38.7% | 0.41855 | 0.067368 | 4.3077 | 13.7436 | 3.8149 | 5.0789 | 7.6039 | 7.0179 | 1.566 | 3.1547 | 14.7231 | 10.6387 | 9.9723 | 7.0101 | 49.4862 | 57.7564 | 44.8267 | 65.7787
Sierra | PLACER 110451732 | 1086 | 36 | 68.1959 | 70 | 82.1106 | 8 | 4.079e-05 | 0.037818 | 3.8339 | 1.5426e-06 | 7.4686e-05 | 0.51429 | 0.83054 | {F20DF12E-C49B-40A8-AAFB-7DBBC88F8ED9} | 152461104 | PLACER 1104 | 51732 | 38.9058 | -121.0824 | 317 | 415 | 29938.2724 |  | 13388.5594 |  | 16549.713 | 825.7758 | 519.6115 | 0.00059749 | 0.00032632 | 2054 | 1.5885 | 5.0635 | 2 | 2.1386 | 5.8754 | -1.7937 | 0.031 | 0.0060047 | 2.5653 | 296.084 | 49.0868 | 33.8167 | 1.3217 | 11.8513 | 13.5498 | 32.0332 | 12.2% | 15.6% | 13.9% | 10.5% | 74.9% | 18% | 0.42292 | 0.002 | 3.8333 | 22 | 10.744 | 7 | 8.5886 | 6.4641 | 2.36 | 4.1853 | 11.9771 | 5.7497 | 8.0952 | 3.9433 | 55.2473 | 88.3651 | 57.5195 | 93.3564
North Coast | KONOCTI 1108circuit_breaker | 3214 | 62 | 126.818 | 165 | 168.1885 | 50 | 6.9091e-05 | 0.36338 | 1.1292 | 2.6729e-05 | 7.4378e-05 | 0.37576 | 0.75402 | {E3192F4B-E306-4B2D-9341-C84584505AEB} | 43311108 | KONOCTI 1108 | circuit_breaker | 38.9324 | -122.741 | 185 | 659 | 46677.5588 |  | 14154.8598 |  | 32522.6989 | 9103.4044 | 16624.5352 | 0.0037189 | 0.0034546 | 2055 | 2.6016 | 7.4269 | 2 | 3.0713 | 7.2907 | 1.8333 | 0.011356 | 0.0061161 | 2.3 | 296.0942 | 44.4245 | 36.1168 | 1.2542 | 13.1214 | 14.8354 | 5.6507 | 12.6% | 16.7% | 19.3% | 8.4% | 97.1% | 4.1% | 0.3157 | 0.0049153 | 5.7375 | 19.8875 | 0.98381 | 1.3983 | 9.9365 | 7.5968 | 2.3099 | 4.17 | 13.0124 | 6.4101 | 7.9259 | 4.139 | 57.4451 | 89.2217 | 52.584 | 89.6836
Bay Area | VALLEY VIEW 1105P126 | 3646 | 18 | 62.204 | 100 | 105.8516 | 14 | 2.6036e-05 | 0.037818 | 3.7116 | 9.8464e-07 | 7.4109e-05 | 0.18 | 0.58765 | {1A179874-1BC4-4379-BC93-DB3AE752926F} | 14341105 | VALLEY VIEW 1105 | P126 | 37.9837 | -122.2966 | 60 | 293 | 16465.6417 |  | 3297.3508 |  | 13168.2909 | 1553.9705 | 4424.5498 | 0.0010375 | 0.00036451 | 2056 | 3.8291 | 10.7278 | 2 | 3.0409 | 6.7658 | 2.3663 | 0.015185 | 0.0073781 | 1.612 | 294.1887 | 30.838 | 26.8926 | 0.73809 | 15.9024 | 17.2761 | 31.8495 | 53.7% | 73.9% | 16.5% | 41.7% | 25.8% | 82.6% | 0.43963 | 0.037778 | 5.9091 | 20.381 | 1.3822 | 3.7037 | 7.0836 | 6.3174 | 1.6443 | 3.033 | 14.4938 | 12.4051 | 11.0169 | 8.5056 | 45.7319 | 48.1131 | 41.8599 | 56.3171
Bay Area | FAIRVIEW 2207P142 | 4097 | 15 | 47.7134 | 147 | 117.3846 | 13 | 3.8979e-05 | 0.039085 | 2.3388 | 1.5225e-06 | 7.4058e-05 | 0.10204 | 0.40647 | {0B7F62BF-A04D-4B9C-AA26-AFE69516CA65} | 13432207 | FAIRVIEW 2207 | P142 | 38.0485 | -122.2217 | 120 | 617 | 24993.1566 |  | 4934.9724 |  | 20058.1842 | 1449.2328 | 5179.9712 | 0.00096276 | 0.00050672 | 2057 | 2.7664 | 12.58 | 2 | 3.1128 | 7.3425 | -2.2296 | 0.034737 | 0.00733 | 1.4695 | 296.0904 | 32.7002 | 29.1588 | 0.91121 | 15.8237 | 17.1695 | 18.6612 | 53.5% | 64.2% | 31.4% | 57.4% | 54.1% | 80% | 0.43804 | 0 | 10.4667 | 21.1333 | 2.1932 | 7.7368 | 6.1998 | 5.822 | 1.987 | 3.5568 | 14.1264 | 11.7783 | 11.4774 | 8.06 | 47.4015 | 57.2109 | 44.4029 | 60.4086
North Coast | LUCERNE 11062355 | 7418 | 11 | 34.3354 | 38 | 45.6697 | 5 | 9.1023e-05 | 0.040014 | 0 | 3.6926e-06 | 7.3565e-05 | 0.28947 | 0.75182 | {078E6937-4C7E-4DCA-8920-0F03CEE6AF5C} | 43351106 | LUCERNE 1106 | 2355 | 39.0393 | -122.7643 | 31 | 96 | 5053.5421 |  | 1676.4836 |  | 3377.0586 | 560.2517 | 817.0359 | 0.00036783 | 0.00045512 | 2058 | 27.1459 | 69.0311 | 2 | 3.5183 | 8.3019 | -2.4095 | 0.01 | 0.0060748 | 2.0486 | 296.6133 | 40.5842 | 34.9745 | 1.2148 | 14.0387 | 15.7421 | 3.6923 | 12.5% | 0% | 45.1% | 99.8% | 89.6% | 15.7% | 0.68975 | 0.055924 | 5.8 | 18.6 | 4.515 | 6.3333 | 9.7655 | 7.9638 | 2.3618 | 3.9993 | 13.1576 | 7.5194 | 8.3736 | 4.5963 | 57.7685 | 83.8402 | 52.2624 | 83.2525
Central Valley | COARSEGOLD 210490356 | 5956 | 1 | 1.2048 | 33 | 11.6691 | 18 | 3.7106e-05 | 683.0279 | 4.1688 | 0.018695 | 7.3539e-05 | 0.030303 | 0.10324 | {B3FDA245-0020-4744-99E0-2E32EA3113C6} | 254432104 | COARSEGOLD 2104 | 90356 | 37.2198 | -119.9043 | 195 | 267 | 45105.0757 |  | 27329.0227 |  | 17776.0529 | 7895.0402 | 4775.9978 | 0.0013237 | 0.00066791 | 2059 | 2.3031 | 6.2374 | 2 | 2.1187 | 5.4622 | 0.067776 | 0.0025862 | 0.0059886 | 1.0467 | 298.4836 | 52.9774 | 36.6719 | 1.5343 | 11.4097 | 12.397 | 1.2794 | 18.2% | 18.6% | 37.7% | 33% | 91.1% | 28.8% | 0.069675 | 0.0037931 | 1.375 | 15.1111 | 0.019397 | 0.28448 | 7.2479 | 6.6261 | 2.8481 | 4.2151 | 10.4843 | 6.4119 | 7.4987 | 4.5139 | 53.2077 | 76.3185 | 64.8445 | 88.2406
Central Coast | SWIFT 2110XR332 | 571 | 229 | 424.8542 | 501 | 517.4442 | 176 | 1.8297e-05 | 0.95995 | 2.2928 | 1.5438e-05 | 2.9848e-05 | 0.45709 | 0.82106 | {1C274C9D-0345-4C36-BC5D-8A798BD2686F} | 83392110 | SWIFT 2110 | XR332 | 37.3488 | -121.6156 | 231 | 130 | 87615.8963 | 54.4421 | 79862.0317 | 49.6241 | 7753.8646 | 79862.0317 | 7753.8646 | 0.0052532 | 0.0032202 | 2515 | 1.9703 | 5.6105 | 2 | 2.4893 | 7.3808 | -1.9534 | 0.010339 | 0.005956 | 1.4506 | 295.5966 | 48.4022 | 39.7912 | 1.2478 | 12.3 | 13.5598 | 0.25568 | 22.7% | 42.6% | 10.3% | 30.2% | 90.3% | 1.8% | 0.056241 | 0.017916 | 1.2115 | 10.6703 | 0.36563 | 0.4995 | 9.9192 | 8.6553 | 2.0958 | 4.1868 | 11.9811 | 6.3855 | 7.8582 | 4.0083 | 62.7599 | 91.7431 | 57.1941 | 91.0336
North Coast | PHILO 11013700 | 4955 | 275 | 392.2871 | 645 | 569.1612 | 152 | 7.0152e-05 | 0.62381 | 1.128 | 4.1434e-05 | 7.6922e-05 | 0.42636 | 0.68924 | {1642E076-5F84-4CD5-A49F-E61735A3F10D} | 42601101 | PHILO 1101 | 3700 | 38.9969 | -123.357 | 138 | 89 | 40113.5488 | 24.9255 | 29050.7038 | 18.0513 | 11062.845 | 29050.7038 | 11062.845 | 0.011692 | 0.010663 | 2031 | 5.8722 | 13.9727 | 2 | 2.7363 | 6.7325 | -1.839 | 0.037014 | 0.006573 | 3.4033 | 294.9073 | 33.034 | 37.317 | 0.96561 | 15.3966 | 17.6365 | 0.74679 | 13.1% | 16.5% | 20.8% | 38.6% | 59.6% | 41.8% | 0.14435 | 0.079236 | 1.3836 | 12.6478 | 0.25898 | 1.4931 | 15.2488 | 13.1858 | 2.0829 | 3.6979 | 15.1921 | 9.6223 | 9.5069 | 5.7846 | 67.6689 | 100.9188 | 43.1618 | 71.7123
Central Coast | SANTA YNEZ 1104circuit_breaker | 8297 | 7 | 14.1422 | 18 | 19.3044 | 2 | 7.3375e-05 | 5266.5924 |  | 0.38825 | 7.3375e-05 | 0.38889 | 0.73259 | {36F02C24-D26B-4B85-8C08-B8C39025E135} | 182721104 | SANTA YNEZ 1104 | circuit_breaker | 34.6253 | -120.119 | 227 | 212 | 26320.2426 |  | 13829.7068 |  | 12490.5358 | 295.2522 | 163.3852 | 0.00014675 | 0.00014675 | 2062 | 1.7516 | 8.3771 | 2 | 2.8685 | 7.9429 | -0.748 | 0.01 | 0.0070745 | 0.88346 | 297.9607 | 36.917 | 33.6126 | 1.0704 | 14.9342 | 15.6279 | 2.2714 | 46.3% | 0% | 76.2% | 45.8% | 80.6% | 47.6% | 0.35371 | 0.016 | 3.2 | 12.6 | 1.248 | 3.6 | 11.7156 | 10.1572 | 2.142 | 3.3394 | 12.7471 | 11.8175 | 7.3653 | 7.6606 | 64.4596 | 65.5915 | 56.7658 | 60.871
Central Coast | DEL MONTE 21032654 | 2168 | 161 | 494.1962 | 381 | 633.6549 | 26 | 4.4667e-05 | 0.037818 | 2.0764 | 1.6892e-06 | 7.3266e-05 | 0.42257 | 0.77991 | {38794799-8756-4269-B41E-6206BA101157} | 182222103 | DEL MONTE 2103 | 2654 | 36.5571 | -121.9039 | 52 | 119 | 9601.523 |  | 2963.5999 |  | 6637.9232 | 2963.5999 | 6252.9116 | 0.0019049 | 0.0011613 | 2063 | 6.7295 | 17.6324 | 2 | 2.0376 | 6.3577 | -2.228 | 0.074375 | 0.0072879 | 1.3226 | 291.9001 | 23.9049 | 23.7248 | 0.55038 | 17.4793 | 18.8194 | 14.1667 | 46.2% | 39.8% | 56% | 76.4% | 6% | 96.9% | 0.35692 | 0.060937 | 6.1111 | 18.8519 | 6.4972 | 11.9062 | 11.0393 | 9.8406 | 1.3875 | 2.2115 | 16.4702 | 15.3326 | 13.7864 | 13.2939 | 43.4688 | 45.4038 | 32.0882 | 37.8363
Bay Area | SOBRANTE 1103circuit_breaker | 7289 | 262 | 451.125 | 836 | 789.8364 | 61 | 6.2848e-05 | 0.039258 | 1.2101 | 2.4404e-06 | 7.2909e-05 | 0.3134 | 0.57116 | {D5F18742-859C-45AE-BB95-2396135F0809} | 14671103 | SOBRANTE 1103 | circuit_breaker | 37.9051 | -122.2076 | 110 | 146 | 14586.6856 |  | 6918.9418 |  | 7667.7438 | 6759.5318 | 7163.2029 | 0.0044474 | 0.0038337 | 2064 | 3.9097 | 10.5232 | 2.4756 | 3.7308 | 7.5629 | -1.7406 | 0.06061 | 0.0068801 | 1.8678 | 293.9645 | 33.1813 | 29.719 | 0.82367 | 15.3798 | 16.8656 | 4.1724 | 53% | 48.1% | 62.3% | 39.7% | 40.7% | 57.9% | 0.22887 | 0.039872 | 4.3673 | 16.102 | 3.9826 | 10.1951 | 7.227 | 6.7021 | 1.737 | 3.3937 | 15.0448 | 10.873 | 10.2721 | 7.2095 | 47.7197 | 59.2497 | 43.1049 | 65.1868
Central Coast | OTTER 1101440 | 4324 | 1170 | 2938.9877 | 1439 | 3096.6536 | 77 | 3.6404e-05 | 0.075107 | 3.599 | 2.394e-06 | 7.2853e-05 | 0.81306 | 0.94909 | {9B3F8B66-8E8D-4C3E-B30C-F806C7A06324} | 182941101 | OTTER 1101 | 440 | 36.4379 | -121.9198 | 183 | 309 | 34766.8649 |  | 17663.1455 |  | 17103.7194 | 9356.989 | 10535.8941 | 0.0056097 | 0.0028031 | 2065 | 7.596 | 23.8508 | 2 | 3.7106 | 9.8151 | 1.1998 | 0.03195 | 0.0071243 | 1.2556 | 291.9594 | 27.4177 | 28.0333 | 0.57975 | 16.6067 | 17.8853 | 2.9991 | 46% | 54.4% | 40.8% | 96% | 8.2% | 84.4% | 0.2291 | 0.0018239 | 3.2 | 18.2667 | 4.5933 | 9.0503 | 11.4967 | 10.301 | 1.3974 | 2.3159 | 16.146 | 13.4336 | 13.1611 | 11.0192 | 48.5886 | 55.6225 | 33.7672 | 46.5159
North Coast | EEL RIVER 11024814 | 5880 | 130 | 186.3843 | 306 | 271.1621 | 32 | 0.00010411 | 0.037818 | 0.47035 | 3.9372e-06 | 7.2696e-05 | 0.42484 | 0.68735 | {CCE91D7C-BCE4-4F01-BD5F-6C83E3A409D2} | 192381102 | EEL RIVER 1102 | 4814 | 40.482 | -124.2289 | 114 | 89 | 50730.9589 |  | 44419.8849 |  | 6311.074 | 43150.0728 | 6189.3968 | 0.0023263 | 0.0033315 | 2066 | 4.706 | 12.274 | 2 | 3.8419 | 10.4119 | -0.50981 | 0.01665 | 0.0068159 | 3.8377 | 291.2104 | 21.4377 | 24.1656 | 0.58207 | 17.8532 | 20.9415 | 0.6744 | 12.3% | 9.4% | 58.4% | 32.6% | 13.3% | 77.3% | 0.1221 | 0.070964 | 1.4198 | 11.7939 | 0.015476 | 0.52041 | 14.2181 | 12.004 | 1.5345 | 2.2547 | 17.5759 | 12.2787 | 12.0806 | 9.5322 | 51.0764 | 67.6156 | 32.8055 | 52.484
North Valley | PANORAMA 11021342 | 4785 | 68 | 106.1238 | 274 | 159.953 | 88 | 3.6822e-05 | 9.7435 | 2.3894 | 0.0003015 | 7.2403e-05 | 0.24818 | 0.66347 | {33F0E676-CC76-4272-99EB-E4EC15B2860E} | 103461102 | PANORAMA 1102 | 1342 | 40.4475 | -122.2559 | 301 | 320 | 71782.5467 |  | 41106.3194 |  | 30676.2273 | 19597.5982 | 11105.0042 | 0.0063714 | 0.0032403 | 2067 | 1.8746 | 5.5404 | 2 | 2.1426 | 8.1741 | -0.32423 | 0.0074914 | 0.0058599 | 2.1712 | 297.9251 | 47.8247 | 38.1505 | 1.5321 | 12.2228 | 14.2086 | 0.36192 | 25.4% | 18.8% | 26.9% | 22.3% | 73.7% | 47.1% | 0.10887 | 0.0038144 | 1.3868 | 13.7925 | 1.2532 | 0.94158 | 13.914 | 10.3145 | 2.8417 | 4.7529 | 11.4429 | 5.9013 | 7.4186 | 4.5013 | 74.4059 | 97.2605 | 60.4496 | 91.9702
Central Coast | JOLON 1103circuit_breaker | 5899 | 1 | 1.9471 | 1 | 1.9471 | 1 | 7.2358e-05 | 0.8668 |  | 6.272e-05 | 7.2358e-05 | 1 | 1 | {13EB3903-13F9-40C3-94BE-AF1022EEB8B5} | 182981103 | JOLON 1103 | circuit_breaker | 36.0132 | -121.1676 | 115 | 20 | 30468.1902 |  | 29651.7983 |  | 816.3919 | 18381.2801 | 663.2295 | 7.2358e-05 | 7.2358e-05 | 2068 | 1.0629 | 3.4045 | 2 | 2.1192 | 6.301 | -1.3809 | 0.0054425 | 0.0052169 | 1.3002 | 299.1114 | 50.0341 | 38.9984 | 1.5337 | 12.3818 | 13.405 | 0.86897 | 45.8% | 0% | 76% | 11.5% | 99.8% | 2.7% | 0.11103 | 0.020088 | 1.2449 | 7.898 | 0.0084071 | 0.0044248 | 6.9078 | 6.0862 | 2.6076 | 4.3359 | 11.2681 | 6.7336 | 7.7135 | 4.2684 | 52.4552 | 79.6556 | 61.0123 | 88.7893
Bay Area | MORAGA 11017616 | 6644 | 132 | 346.0972 | 489 | 558.6192 | 21 | 4.3696e-05 | 0.046968 | 2.0187 | 1.9521e-06 | 7.2223e-05 | 0.26994 | 0.61956 | {FDA6A832-C24F-4A41-9F11-2FF86697F8AB} | 13801101 | MORAGA 1101 | 7616 | 37.8746 | -122.1864 | 49 | 155 | 8380.9581 |  | 2295.5196 |  | 6085.4384 | 2295.5196 | 6085.4384 | 0.0015167 | 0.00091761 | 2069 | 4.4779 | 12.4188 | 2 | 3.6808 | 7.3424 | 2.7268 | 0.12435 | 0.006793 | 1.9855 | 293.4485 | 32.4065 | 29.1385 | 0.79761 | 15.4767 | 16.983 | 21.0093 | 52.8% | 61.2% | 36.7% | 56.1% | 36.8% | 64.4% | 0.45913 | 0.038261 | 10.2 | 20.45 | 7.6657 | 21.2609 | 7.6904 | 7.1453 | 1.688 | 3.3118 | 15.2805 | 10.8087 | 10.2117 | 7.1349 | 44.5295 | 60.7601 | 42.1878 | 65.3563
North Coast | EUREKA E 110435934 | 2863 | 9 | 14.5217 | 10 | 14.9775 | 1 | 7.2139e-05 | 0.037818 |  | 2.7282e-06 | 7.2139e-05 | 0.9 | 0.96957 | {B435E505-091B-4464-AF4F-65421296FB23} | 192331104 | EUREKA E 1104 | 35934 | 40.7712 | -124.1618 | 110 | 348 | 22454.402 |  | 5459.9113 |  | 16994.4906 | 163.1504 | 185.6536 | 7.2139e-05 | 7.2139e-05 | 2070 | 15.8679 | 31.3197 | 2 | 1.5584 | 5.6762 | 6.2807 | 0.053333 | 0.0071288 | 3.2101 | 289.8386 | 16.5195 | 19.7245 | 0.37795 | 19.2693 | 22.1613 | 20.8123 | 12.1% | 0% | 22.7% | 87.4% | 2.9% | 96.2% | 0.17251 | 0.17667 | 2.5 | 13.5 | 0 | 3.3333 | 12.7524 | 10.5324 | 1.1282 | 1.6157 | 19.2814 | 14.9267 | 15.3216 | 12.1074 | 41.6349 | 52.7628 | 24.2462 | 40.1285
North Coast | GEYSERVILLE 1101482 | 5777 | 6 | 8.1695 | 20 | 16.8231 | 4 | 0.00014092 | 0.041935 | 0.034584 | 5.879e-06 | 7.212e-05 | 0.3 | 0.48562 | {FC698F49-08CB-4375-B278-3C062280B4C5} | 42891101 | GEYSERVILLE 1101 | 482 | 38.7004 | -122.9575 | 63 | 65 | 12220.2853 |  | 6000.7291 |  | 6219.5562 | 352.7494 | 209.1756 | 0.00028848 | 0.00056369 | 2071 | 8.4101 | 20.3551 | 2 | 2.231 | 6.009 | 1.751 | 0.030833 | 0.0066703 | 2.8727 | 296.7785 | 33.1728 | 32.892 | 1.0769 | 15.5383 | 17.406 | 1.1106 | 11.9% | 3.2% | 77.1% | 58.4% | 70% | 45.1% | 0.27125 | 0.038333 | 1 | 18.25 | 0.34583 | 1.6667 | 11.5036 | 9.8984 | 2.2835 | 3.7603 | 14.7788 | 10.3362 | 9.8507 | 6.5602 | 57.8116 | 79.8608 | 44.6708 | 67.4435
Sierra | HIGGINS 1104circuit_breaker | 6849 | 204 | 325.4528 | 905 | 581.4023 | 138 | 5.6876e-05 | 22.4654 | 10.8831 | 0.001266 | 0.00032653 | 0.22541 | 0.55977 | {46E9257A-F9DC-47D6-A72D-7B5FD7E2E022} | 152691104 | HIGGINS 1104 | circuit_breaker | 39.0438 | -121.091 | 189 | 105 | 26726.735 | 16.6073 | 18704.9095 | 11.6227 | 8021.8255 | 16734.2321 | 7824.5038 | 0.045062 | 0.0078488 | 1047 | 2.9701 | 7.9594 | 2 | 2.1367 | 6.0894 | -1.3426 | 0.038374 | 0.005607 | 2.931 | 296.1014 | 48.845 | 33.654 | 1.321 | 11.9108 | 13.7335 | 2.1549 | 37.8% | 39.3% | 26.3% | 29.8% | 74.4% | 25.6% | 0.11317 | 0.055274 | 2.8681 | 18.0653 | 2.591 | 5.5487 | 8.5787 | 6.4198 | 2.3169 | 4.1335 | 12.3669 | 5.6569 | 8.2677 | 3.8496 | 54.1073 | 89.2782 | 55.7777 | 94.0503
Bay Area | HALF MOON BAY 1102circuit_breaker | 4517 | 13 | 49.6101 | 13 | 49.6101 | 1 | 7.166e-05 | 0.19154 |  | 1.3725e-05 | 7.166e-05 | 1 | 1 | {EC65686F-B15A-4CBF-8005-BF1274876E69} | 24101102 | HALF MOON BAY 1102 | circuit_breaker | 37.4689 | -122.4302 | 113 | 216 | 13286.4452 |  | 6459.405 |  | 6827.0402 | 168.7519 | 61.3025 | 7.166e-05 | 7.166e-05 | 2073 | 3.2277 | 8.3601 | 2 | 2.9241 | 7.8477 | -2.9375 | 0.045 | 0.0073455 | 1.7781 | 291.6422 | 24.0733 | 22.0343 | 0.5051 | 17.5017 | 19.1026 | 24.296 | 52.6% | 0% | 70.8% | 26.5% | 1.5% | 98.4% | 0.53125 | 0.14 | 3.5 | 22.5 | 24.895 | 6.5 | 10.8396 | 9.4274 | 1.3983 | 2.4393 | 16.7639 | 14.1712 | 11.5806 | 9.3101 | 48.0343 | 42.6544 | 35.5385 | 49.2153
Central Coast | SAN LUIS OBISPO 1103V82 | 4174 | 147 | 311.1714 | 342 | 410.2062 | 84 | 2.3137e-05 | 63.3626 | 6.9732 | 0.0010556 | 7.1548e-05 | 0.42982 | 0.75857 | {1CF1F40F-51DA-4763-B407-DDAB0EF0C4E4} | 182631103 | SAN LUIS OBISPO 1103 | V82 | 35.2151 | -120.615 | 308 | 489 | 49102.3457 |  | 22412.6462 |  | 26689.6996 | 12932.1765 | 13043.636 | 0.00601 | 0.0019435 | 2074 | 1.1678 | 4.6091 | 2 | 2.0506 | 7.1372 | -0.30689 | 0.0068571 | 0.0072172 | 1.029 | 295.9449 | 33.9444 | 30.6063 | 0.89454 | 15.297 | 16.1723 | 6.2775 | 45.6% | 71.4% | 17.8% | 21.4% | 35.7% | 55.9% | 0.23808 | 0.0073143 | 2.8702 | 16.6154 | 0.98691 | 1.9543 | 9.1736 | 8.844 | 1.8501 | 3.2721 | 14.3749 | 12.6546 | 11.0998 | 9.3229 | 50.5413 | 55.8847 | 44.3568 | 53.5941
Bay Area | MORAGA 110381146 | 1202 | 27 | 78.4249 | 132 | 141.9757 | 13 | 6.6675e-05 | 0.82763 | 1.2314 | 3.9986e-05 | 7.1525e-05 | 0.20455 | 0.55238 | {14C57C49-3FAA-493A-A967-CDA87ADFA83B} | 13801103 | MORAGA 1103 | 81146 | 37.8431 | -122.1459 | 181 | 442 | 31772.0157 |  | 9024.5516 |  | 22747.464 | 1121.0612 | 4869.5574 | 0.00092983 | 0.00086678 | 2075 | 4.1977 | 11.3604 | 2.3871 | 3.1631 | 6.5624 | -3.5905 | 0.039677 | 0.0067677 | 1.9608 | 294.4467 | 32.1226 | 29.909 | 0.85687 | 15.7773 | 17.2605 | 15.6648 | 52.5% | 48.9% | 66.1% | 48.1% | 47.7% | 79.1% | 0.16745 | 0.054194 | 7.1667 | 20.5833 | 1.7648 | 4.2581 | 7.8013 | 7.2906 | 1.862 | 3.3927 | 15.4102 | 10.9123 | 10.6019 | 7.1042 | 44.6107 | 63.7967 | 40.981 | 65.1835
Central Valley | MARTELL 110191216 | 1518 | 1880 | 2685.8347 | 5063 | 4247.128 | 615 | 9.6945e-05 | 1.752 | 20.8594 | 9.6675e-05 | 0.00086311 | 0.37132 | 0.63239 | {111B8F03-A7A2-4ADC-B553-BFBB68F5B187} | 163011101 | MARTELL 1101 | 91216 | 38.4349 | -120.7501 | 503 | 459 | 103941.1045 | 64.5862 | 66328.7264 | 41.2149 | 37612.3781 | 66328.7264 | 37612.3781 | 0.53081 | 0.059621 | 469 | 6.1981 | 13.8434 | 2 | 1.7998 | 5.4621 | -0.18809 | 0.050796 | 0.0061307 | 2.693 | 295.5432 | 43.6403 | 29.8511 | 1.1883 | 13.0712 | 14.8405 | 0.91743 | 78.9% | 66.9% | 89.4% | 66.1% | 20.4% | 81.2% | 0.043372 | 0.07164 | 1.6299 | 15.0798 | 3.5922 | 4.9735 | 10.3537 | 7.09 | 2.1091 | 3.6805 | 13.4958 | 6.7212 | 8.9773 | 4.6414 | 42.2028 | 68.9506 | 48.9638 | 87.0574
Bay Area | PUEBLO 2103678 | 3568 | 4043 | 5447.8426 | 7879 | 7663.498 | 570 | 0.00011778 | 0.07125 | 0.0035081 | 8.1905e-06 | 0.00011754 | 0.51314 | 0.71088 | {80E79C4D-3B76-415E-BA02-A8236360DA4C} | 43292103 | PUEBLO 2103 | 678 | 38.3155 | -122.3423 | 453 | 372 | 104015.0972 | 64.6321 | 56404.6012 | 35.0483 | 47610.4961 | 56171.914 | 46797.5902 | 0.066995 | 0.067135 | 1772 | 6.7459 | 16.5409 | 2.9121 | 2.621 | 7.173 | -2.1649 | 0.056335 | 0.0066285 | 2.8266 | 295.7296 | 37.1931 | 31.557 | 1.0352 | 14.544 | 16.2532 | 0.64508 | 68.2% | 7.3% | 88% | 80% | 75.9% | 25.6% | 0.18329 | 0.030003 | 1.6321 | 15.3788 | 2.8029 | 8.3464 | 8.0184 | 6.2856 | 1.9622 | 3.6141 | 14.2138 | 9.34 | 10.0385 | 6.1804 | 49.4184 | 67.6852 | 46.2646 | 73.7394
Sierra | OREGON TRAIL 11031448 | 4876 | 2 | 1.9482 | 2 | 1.9482 | 1 | 2.8511e-05 | 218.0048 | 2.4948 | 0.0062155 | 7.1129e-05 | 1 | 1 | {0C0482CD-DD8D-411C-9735-C68EC442433B} | 103521103 | OREGON TRAIL 1103 | 1448 | 40.6477 | -122.2216 | 293 | 210 | 63315.1998 |  | 49370.4838 |  | 13944.716 | 49370.4838 | 13944.716 | 7.1129e-05 | 2.8511e-05 | 2078 | 2.5181 | 6.482 | 2 | 2.3576 | 6.9764 | 0.55903 | 0.011802 | 0.0061101 | 3.4605 | 297.7147 | 46.6309 | 38.0888 | 1.5139 | 12.3453 | 14.7241 | 0.8711 | 12% | 10.8% | 8.3% | 19.8% | 100% | 52.7% | 0.0753 | 0.023309 | 1.5597 | 13.2082 | 1.5858 | 2.1551 | 11.253 | 9.3578 | 2.789 | 4.7043 | 11.9086 | 5.7794 | 7.3466 | 4.3893 | 68.2967 | 104.1327 | 58.6487 | 92.9663
Central Valley | BEAR VALLEY 210110019 | 8841 | 1 | 3.0796 | 46 | 17.2536 | 13 | 4.3562e-05 | 0.43056 | 5.1483 | 1.4766e-05 | 7.0708e-05 | 0.021739 | 0.17849 | {853B9DFF-FC32-431D-BEC5-8F7218514F74} | 252192101 | BEAR VALLEY 2101 | 10019 | 37.5353 | -120.0874 | 12 | 10 | 3898.1903 |  | 3187.4941 |  | 710.6962 | 3187.4941 | 710.6962 | 0.0009192 | 0.00056631 | 2079 | 1.6752 | 5.0395 | 2 | 2.7475 | 6.1795 | -1.7473 | 0.0021951 | 0.0059514 | 1.8121 | 297.1703 | 50.6938 | 33.4618 | 1.4056 | 11.6557 | 12.9952 | 1 | 17.5% | 22.5% | 45% | 23.7% | 78.7% | 40.4% | 0.023352 | 0.022439 | 1.75 | 15 | 0 | 1.122 | 6.9873 | 6.0963 | 2.2978 | 4.0208 | 11.4881 | 6.2928 | 7.8355 | 4.2929 | 45.593 | 75.54 | 60.6128 | 90.5398
Sierra | MADISON 210189332 | 248 | 3 | 5.099 | 4 | 5.5528 | 2 | 7.0702e-05 | 95.0432 |  | 0.0064696 | 7.0702e-05 | 0.75 | 0.91826 | {D7243FB0-38B4-4640-8C10-2CD25C9CD868} | 63172101 | MADISON 2101 | 89332 | 38.7354 | -122.1449 | 242 | 191 | 48170.6677 |  | 36123.4333 |  | 12047.2344 | 1160.8504 | 25.5802 | 0.0001414 | 0.0001414 | 2080 | 1.4588 | 5.2295 | 2 | 3.2684 | 8.0696 | -2.6675 | 0.018 | 0.0061927 | 1.297 | 298.6483 | 47.5221 | 35.3648 | 1.4664 | 12.6843 | 13.7756 | 0 | 11.7% | 0% | 41.5% | 11.2% | 99.5% | 77.3% | 0.082165 | 0.032 | 1 | 13.6 | 1.45 | 0.8 | 9.2749 | 7.2232 | 2.7558 | 4.3857 | 12.1706 | 6.6808 | 8.4256 | 4.3903 | 59.7533 | 89.7643 | 56.3772 | 87.9155
Bay Area | ALHAMBRA 110581514 | 4938 | 220 | 468.4695 | 523 | 634.7089 | 53 | 7.3312e-05 | 72.2638 | 0.91461 | 0.0059628 | 7.0617e-05 | 0.42065 | 0.73809 | {AC26085C-F280-4A6A-A0D9-361E1E9983F9} | 14101105 | ALHAMBRA 1105 | 81514 | 37.9871 | -122.1282 | 157 | 468 | 32064.0989 |  | 7693.8321 |  | 24370.2669 | 5038.5618 | 12231.5089 | 0.0037427 | 0.0038855 | 2081 | 4.2863 | 12.9043 | 2 | 3.5486 | 7.4197 | -5.445 | 0.052877 | 0.0068509 | 1.524 | 296.4266 | 39.0735 | 34.9118 | 1.0765 | 14.3315 | 15.6556 | 7.2514 | 52.3% | 42% | 72.4% | 59.9% | 82.9% | 18.9% | 0.36534 | 0.035342 | 5.431 | 20.5345 | 1.9816 | 7.1644 | 6.7063 | 6.4423 | 2.1321 | 3.7727 | 13.1212 | 9.6039 | 10.1161 | 6.609 | 54.6287 | 69.4906 | 50.5376 | 71.8077
Sierra | WISE 11022230 | 3716 | 469 | 839.9581 | 1465 | 1238.8981 | 266 | 5.5824e-05 | 1647.9849 | 29.1149 | 0.096455 | 0.00083148 | 0.32014 | 0.67799 | {46E702EC-9F9A-49D3-8D4F-660BC1315D70} | 152271102 | WISE 1102 | 2230 | 38.8961 | -121.1374 | 406 | 392 | 66967.2093 | 41.6116 | 39994.2491 | 24.8513 | 26972.9602 | 36254.0831 | 24452.4066 | 0.22117 | 0.014849 | 486 | 2.1221 | 6.5479 | 2 | 2.4938 | 6.4065 | 0.17124 | 0.020239 | 0.0064275 | 2.1147 | 296.9099 | 46.3213 | 32.6115 | 1.3135 | 12.6272 | 14.1853 | 0.86931 | 65.4% | 73.8% | 24.6% | 20% | 68% | 74.1% | 0.1066 | 0.067377 | 2.4481 | 16.5974 | 4.3195 | 6.2417 | 7.4399 | 5.7601 | 2.3512 | 4.0658 | 12.9083 | 6.25 | 8.6411 | 4.2485 | 48.6604 | 81.7669 | 53.2017 | 90.4283
Central Coast | DOLAN ROAD 11013012 | 3919 | 188 | 378.1085 | 428 | 512.8053 | 50 | 4.4425e-05 | 0.037818 | 2.9048 | 1.6801e-06 | 7.0433e-05 | 0.43925 | 0.73733 | {E78B7822-B984-42F9-85C5-3ACE6CA5BD79} | 182381101 | DOLAN ROAD 1101 | 3012 | 36.8005 | -121.7216 | 387 | 556 | 66093.496 |  | 33632.5258 |  | 32460.9702 | 5235.0908 | 5289.7599 | 0.0035216 | 0.0022213 | 2083 | 4.5386 | 11.6415 | 2 | 2.5595 | 5.9417 | -5.1279 | 0.038737 | 0.0073904 | 1.3612 | 293.0034 | 26.8544 | 22.5882 | 0.58385 | 16.9327 | 18.2024 | 3.5641 | 45.2% | 48.5% | 55.7% | 58.6% | 8.6% | 90.5% | 0.1696 | 0.077895 | 2.029 | 16.9855 | 1.3816 | 4.5053 | 7.338 | 7.2107 | 1.5221 | 2.4667 | 16.0112 | 13.9082 | 11.2093 | 10.0718 | 39.8154 | 40.6882 | 37.7664 | 49.5787
Bay Area | FAIRVIEW 2207P148 | 2507 | 3 | 4.8406 | 32 | 19.4877 | 6 | 4.9402e-05 | 0.075333 | 2.0392 | 2.907e-06 | 7.0281e-05 | 0.09375 | 0.24839 | {61CE2DCB-0D53-494B-8C34-3F4D665DD273} | 13432207 | FAIRVIEW 2207 | P148 | 38.0562 | -122.2169 | 154 | 879 | 38818.4823 |  | 7362.5215 |  | 31455.9608 | 1241.4753 | 3160.2007 | 0.00042169 | 0.00029641 | 2084 | 6.7459 | 25.3719 | 2 | 3.227 | 7.3004 | -3.2006 | 0.024118 | 0.0073282 | 1.4681 | 296.0999 | 32.7302 | 29.1811 | 0.91246 | 15.8189 | 17.1639 | 8.1571 | 52.1% | 61.8% | 45.7% | 96.6% | 54.8% | 79.9% | 0.37591 | 0 | 6.1538 | 18.7692 | 0 | 1.8824 | 6.1927 | 5.8234 | 1.9878 | 3.5564 | 14.1208 | 11.7615 | 11.4715 | 8.0504 | 47.4221 | 57.3322 | 44.4427 | 60.487
North Coast | PUEBLO 2102792 | 2629 | 4 | 3.9072 | 27 | 24.2533 | 1 | 7.028e-05 | 0.037817 |  | 2.6578e-06 | 7.028e-05 | 0.14815 | 0.1611 | {EBBE0A29-2908-46ED-BB26-43BABD7BEC2A} | 43292102 | PUEBLO 2102 | 792 | 38.433 | -122.4021 | 221 | 193 | 53493.2008 |  | 33531.1108 |  | 19962.09 | 30375.5803 | 19611.8188 | 7.028e-05 | 7.028e-05 | 2085 | 7.6744 | 15.7352 | 3 | 2.1675 | 5.8662 | -4.4939 | 0.054053 | 0.006503 | 2.794 | 295.5092 | 37.1032 | 31.0112 | 1.0337 | 14.5235 | 16.2611 | 0.21908 | 11.8% | 0% | 21% | 43% | 67.1% | 25.4% | 0.11626 | 0.03665 | 1.5126 | 14.9705 | 1.728 | 5.4321 | 8.8092 | 6.7379 | 1.9922 | 3.647 | 14.5353 | 9.0461 | 9.6432 | 5.9639 | 47.3847 | 70.4322 | 45.4789 | 75.3395
North Valley | PIT NO 5 1101circuit_breaker | 8995 | 25 | 25.8729 | 50 | 40.6931 | 8 | 0.00011778 | 0.038504 | 0.015316 | 4.544e-06 | 7.0238e-05 | 0.5 | 0.63581 | {B85628F4-AFE8-455E-8E14-4DB09FEDE759} | 101321101 | PIT NO 5 1101 | circuit_breaker | 40.9869 | -121.9763 | 21 | 15 | 1569.9399 |  | 1162.2395 |  | 407.7004 | 1162.2395 | 407.7004 | 0.0005619 | 0.00094222 | 2086 | 17.7182 | 38.9723 | 2 | 2.3916 | 6.9214 | -1.7337 | 0.087143 | 0.0051562 | 5.1013 | 295.1715 | 43.2337 | 33.5296 | 1.2997 | 12.832 | 15.625 | 0.99641 | 25.1% | 3.6% | 87% | 98.8% | 36.7% | 81.5% | 0.056934 | 0.037143 | 3.2727 | 15.7273 | 0.40286 | 3.5714 | 8.8944 | 8.0477 | 2.3615 | 4.0763 | 12.9148 | 6.0267 | 7.9708 | 4.5997 | 54.4968 | 92.4715 | 54.229 | 91.5693
Central Valley | PEORIA 1704circuit_breaker | 7605 | 32 | 60.8319 | 116 | 84.9647 | 33 | 3.3161e-05 | 2.8839 | 4.2236 | 8.7124e-05 | 7.0154e-05 | 0.27586 | 0.71597 | {57BF0C33-990B-4465-98B9-17EDC5A10F72} | 163781704 | PEORIA 1704 | circuit_breaker | 37.9034 | -120.4975 | 91 | 35 | 17837.9513 |  | 13354.1752 |  | 4483.7761 | 11652.3164 | 4461.0104 | 0.0023151 | 0.0010943 | 2087 | 3.6424 | 11.25 | 2 | 2.1609 | 5.9639 | -1.2879 | 0.0074051 | 0.0062761 | 1.5833 | 297.7174 | 46.3693 | 36.1939 | 1.377 | 12.8177 | 14.144 | 2.1757 | 17.1% | 19.1% | 31.5% | 57.9% | 76.5% | 68.1% | 0.069253 | 0.034657 | 1.5217 | 13.1594 | 0.43196 | 0.73418 | 10.6655 | 8.1342 | 2.4944 | 4.1247 | 12.4354 | 6.9456 | 8.8365 | 4.7681 | 54.3628 | 84.4296 | 55.2477 | 85.8357
Central Valley | AUBERRY 110137536 | 3827 | 164 | 228.7451 | 396 | 348.076 | 60 | 2.3747e-05 | 1.5584 | 5.2149 | 3.6776e-05 | 7.0088e-05 | 0.41414 | 0.65717 | {3F7F0AF6-C0C2-4150-988F-57E9FF4DC9A3} | 254151101 | AUBERRY 1101 | 37536 | 37.059 | -119.3877 | 103 | 84 | 14936.3596 |  | 8826.9707 |  | 6109.3889 | 8826.9707 | 6109.3889 | 0.0042053 | 0.0014248 | 2088 | 4.294 | 12.3916 | 2.203 | 2.0033 | 4.4604 | 2.2207 | 0.031654 | 0.0051727 | 1.8828 | 294.5178 | 58.3136 | 37.3984 | 1.3691 | 9.8485 | 11.1888 | 1.5224 | 16.9% | 23% | 18.8% | 61.4% | 74.3% | 4.2% | 0.026865 | 0.093008 | 2.1758 | 16.022 | 2.4927 | 2.9774 | 6.1361 | 5.7086 | 2.3062 | 3.7178 | 8.8538 | 5.291 | 5.3554 | 3.5138 | 52.5567 | 76.0092 | 75.2735 | 96.7572
North Coast | GEYSERVILLE 1102756 | 9707 | 28 | 38.6329 | 41 | 46.1235 | 8 | 8.7597e-05 | 0.052916 | 0.53578 | 4.4117e-06 | 6.9838e-05 | 0.68293 | 0.8376 | {5A3AA98B-24A2-41A0-8E61-B5A0B5E2F3E7} | 42891102 | GEYSERVILLE 1102 | 756 | 38.6973 | -122.8549 | 8 | 6 | 1028.8029 |  | 948.4078 |  | 80.3951 | 948.4078 | 80.3951 | 0.0005587 | 0.00070078 | 2089 | 4.5866 | 10.9283 | 2 | 1.7998 | 5.5682 | -2.8165 | 0.024615 | 0.0067061 | 2.7374 | 296.0956 | 35.7798 | 33.125 | 1.0303 | 14.832 | 16.7161 | 1.8916 | 11.6% | 10.5% | 41.1% | 24.6% | 66.6% | 32.4% | 0.24362 | 0.033077 | 1.5 | 11.875 | 0.55077 | 3.1538 | 11.0709 | 9.0735 | 2.16 | 3.729 | 14.7838 | 9.2212 | 8.8148 | 5.6743 | 54.6984 | 82.9585 | 46.4018 | 73.4485
Central Coast | MORGAN HILL 2109XR246 | 4378 | 71 | 144.1249 | 220 | 236.1031 | 29 | 3.8969e-05 | 0.043497 | 2.2885 | 1.6323e-06 | 6.9761e-05 | 0.32273 | 0.61043 | {601835A0-060D-478B-8A86-7129055F5CF4} | 83242109 | MORGAN HILL 2109 | XR246 | 37.1237 | -121.641 | 224 | 243 | 23376.2637 |  | 10729.6078 |  | 12646.6559 | 4044.708 | 4691.5599 | 0.0020231 | 0.0011301 | 2090 | 7.4047 | 26.4784 | 2 | 2.3977 | 5.9559 | -1.0188 | 0.038913 | 0.0066906 | 1.5596 | 295.7783 | 40.4749 | 34.7234 | 1.025 | 13.8545 | 15.1462 | 4.3146 | 45.1% | 42.4% | 45.8% | 98.5% | 71.4% | 24.9% | 0.40601 | 0.03567 | 4.1429 | 20.9286 | 1.9761 | 4.7826 | 10.0753 | 8.9852 | 2.0525 | 3.7362 | 12.9771 | 8.7159 | 8.2769 | 5.0805 | 58.8411 | 76.7347 | 52.5744 | 78.4503
Sierra | ARBUCKLE 110447282 | 6311 | 4 | 7.7884 | 15 | 10.1531 | 7 | 2.8826e-05 | 36.5262 | 5.1662 | 0.0011546 | 6.955e-05 | 0.26667 | 0.7671 | {44D6ED2F-777A-4FEB-A593-3F9A2FF8D4A7} | 62081104 | ARBUCKLE 1104 | 47282 | 38.9512 | -122.062 | 115 | 103 | 26450.0122 |  | 19082.1088 |  | 7367.9034 | 3612.2461 | 1696.1957 | 0.00048685 | 0.00020178 | 2091 | 0.97245 | 2.3367 | 2 | 3.3695 | 8.3072 | -0.038477 | 0.0081818 | 0.0063336 | 1.3353 | 298.2216 | 44.8705 | 35.828 | 1.3724 | 13.248 | 14.4479 | 0.38387 | 11.5% | 22.7% | 8.5% | 1.5% | 94.9% | 92.2% | 0.05568 | 0.0047273 | 1.2308 | 13.2308 | 0.208 | 0.27273 | 9.9249 | 8.3428 | 2.5894 | 4.109 | 12.6362 | 7.2561 | 9.1012 | 4.6711 | 64.3202 | 94.117 | 54.1953 | 84.0716
Bay Area | LOS GATOS 110660116 | 3780 | 1 | 1.6135 | 26 | 21.4773 | 1 | 7.0853e-05 | 0.037818 | 0.97817 | 2.6795e-06 | 6.9306e-05 | 0.038462 | 0.075127 | {86E17BC0-A879-45C0-9429-4A0FD02BA21E} | 82021106 | LOS GATOS 1106 | 60116 | 37.1734 | -121.9929 | 301 | 359 | 41854.1705 |  | 19897.4804 |  | 21956.6901 | 19897.4804 | 21956.6901 | 6.9306e-05 | 7.0853e-05 | 2092 | 10.1467 | 23.9035 | 3 | 2.0736 | 5.3266 | 0.45554 | 0.086641 | 0.0065754 | 2.9276 | 294.1241 | 42.0104 | 35.2745 | 0.98323 | 13.285 | 14.9863 | 1.0864 | 51.9% | 43.2% | 70.1% | 95.8% | 69.9% | 2.7% | 0.099676 | 0.10652 | 3.3716 | 17.7584 | 1.5605 | 12.3164 | 9.6795 | 8.1117 | 1.8973 | 3.6395 | 12.8562 | 7.6033 | 7.9366 | 4.5937 | 55.1713 | 78.9057 | 52.8544 | 84.354
North Coast | GEYSERVILLE 1101480 | 4765 | 23 | 34.0593 | 52 | 48.9657 | 13 | 8.2568e-05 | 0.043308 | 0.39899 | 3.7988e-06 | 6.9255e-05 | 0.44231 | 0.69558 | {106A3CC8-ABBB-4312-91E3-1D68E8BAE7A2} | 42891101 | GEYSERVILLE 1101 | 480 | 38.7001 | -122.9516 | 241 | 216 | 65304.0341 |  | 25712.4856 |  | 39591.5485 | 1516.0203 | 2449.8043 | 0.00090032 | 0.0010734 | 2093 | 8.3928 | 19.13 | 2 | 2.129 | 5.7902 | -0.98683 | 0.04918 | 0.0066868 | 2.7723 | 296.84 | 33.863 | 32.8629 | 1.0826 | 15.3577 | 17.2189 | 0.35083 | 11.4% | 8.7% | 34.5% | 53.9% | 70.5% | 41.3% | 0.071685 | 0.056557 | 1.1667 | 13.5556 | 0.48639 | 0.85246 | 11.3356 | 9.589 | 2.2819 | 3.7833 | 14.7046 | 10.1392 | 9.5778 | 6.4151 | 57.1325 | 80.0279 | 45.1696 | 68.6657
Bay Area | PACIFICA 110266732 | 550 | 166 | 521.3125 | 169 | 522.6797 | 11 | 0.00014005 | 0.046802 | 0.047239 | 6.5431e-06 | 6.9125e-05 | 0.98225 | 0.99738 | {2E2285AC-DBD4-4A01-BBCE-F25D437434C6} | 22811102 | PACIFICA 1102 | 66732 | 37.6147 | -122.486 | 63 | 374 | 20860.1707 |  | 4716.4418 |  | 16143.7289 | 1010.3488 | 589.3384 | 0.00076038 | 0.0015406 | 2094 | 9.7436 | 20.914 | 3 | 3.5129 | 9.1041 | -2.6835 | 0.04125 | 0.0074393 | 2.0194 | 291.6323 | 24.6637 | 20.3199 | 0.54807 | 17.055 | 18.7171 | 16.9694 | 51.7% | 11.7% | 94.4% | 92.2% | 3.8% | 93.5% | 0.16669 | 0.59313 | 3.1429 | 17.2857 | 16.9612 | 10.5625 | 9.9495 | 8.4112 | 1.5098 | 2.4877 | 16.5435 | 14.2981 | 12.4529 | 10.4149 | 43.7845 | 39.4341 | 34.2278 | 45.8654
Bay Area | PUTAH CREEK 110264044 | 7989 | 9 | 15.4464 | 43 | 29.7282 | 5 | 7.6464e-05 | 0.82179 | 0.096642 | 3.7351e-05 | 6.8986e-05 | 0.2093 | 0.51959 | {17B7D6FE-5F00-4D1F-ABC4-4972705BA2FB} | 63681102 | PUTAH CREEK 1102 | 64044 | 38.4944 | -122.0341 | 58 | 43 | 13605.0908 |  | 11992.1979 |  | 1612.8929 | 8899.6249 | 1038.6404 | 0.00034493 | 0.00038232 | 2095 | 3.8833 | 14.6144 | 2 | 3.7423 | 9.4142 | -3.8284 | 0.0092233 | 0.0062496 | 1.8277 | 297.3065 | 43.6043 | 35.6552 | 1.2834 | 13.3289 | 14.6764 | 0.90968 | 51.5% | 15.4% | 75.9% | 69.3% | 99.6% | 2.9% | 0.16178 | 0.041845 | 1.4146 | 12.2927 | 1.7762 | 2.3786 | 8.1537 | 6.4713 | 2.3533 | 3.9145 | 12.6334 | 7.5699 | 9.1778 | 4.9378 | 54.1146 | 82.0418 | 53.3775 | 83.3794
Bay Area | SILVERADO 210298998 | 1910 | 9 | 15.4098 | 56 | 41.915 | 15 | 4.7835e-05 | 0.97992 | 2.2205 | 3.9902e-05 | 6.8379e-05 | 0.16071 | 0.36764 | {B9DFD3D4-5938-44FA-A6FD-F2608641C707} | 43432102 | SILVERADO 2102 | 98998 | 38.4714 | -122.3993 | 475 | 408 | 59450.9185 |  | 45845.8745 |  | 13605.044 | 4139.5096 | 1309.1575 | 0.0010257 | 0.00071753 | 2096 | 2.1746 | 5.5562 | 2 | 2.3117 | 6.2738 | 2.1191 | 0.0044444 | 0.0066941 | 2.1606 | 296.7853 | 38.6345 | 31.9625 | 1.1031 | 14.348 | 15.8947 | 2.7828 | 51.4% | 63.6% | 42.8% | 10.3% | 89.5% | 19.2% | 0.40614 | 0.0075926 | 2.2286 | 16.6857 | 0.225 | 1.037 | 8.9868 | 6.9906 | 2.0973 | 3.785 | 14.0916 | 8.6766 | 9.4917 | 5.326 | 50.8924 | 77.1886 | 46.9639 | 78.1615
Sierra | NARROWS 2102circuit_breaker | 1212 | 440 | 803.6927 | 1266 | 1151.4362 | 234 | 5.5489e-05 | 39.0905 | 4.1322 | 0.0020517 | 0.00012219 | 0.34755 | 0.69799 | {30B38EC8-F2E7-47AF-8BC7-D7EB75673131} | 153132102 | NARROWS 2102 | circuit_breaker | 39.2351 | -121.2689 | 396 | 298 | 60558.8238 | 37.6296 | 39334.1146 | 24.4411 | 21224.7092 | 36006.3008 | 19638.068 | 0.028593 | 0.012984 | 1747 | 2.5728 | 8.8681 | 2 | 2.63 | 7.6581 | 0.42304 | 0.026402 | 0.0060435 | 2.824 | 296.7391 | 47.1313 | 33.3564 | 1.338 | 12.2496 | 14.0735 | 1.4536 | 16.8% | 17.1% | 24.4% | 37.6% | 83.9% | 47.6% | 0.078642 | 0.056805 | 2.7222 | 14.4583 | 0.5722 | 3.5685 | 12.9121 | 9.4109 | 1.9286 | 3.3647 | 12.4017 | 5.6775 | 7.1087 | 4.1426 | 62.1355 | 94.563 | 55.9569 | 93.0363
Bay Area | TASSAJARA 2103circuit_breaker | 23 | 22 | 31.3308 | 29 | 34.9383 | 9 | 2.5759e-05 | 42.392 | 18.0653 | 0.0020916 | 6.8107e-05 | 0.75862 | 0.89675 | {C740351C-623B-4A79-8F81-B59FA4E58E72} | 14662103 | TASSAJARA 2103 | circuit_breaker | 37.7998 | -121.9083 | 660 | 1216 | 84106.1872 |  | 28888.6491 |  | 55217.5381 | 651.7218 | 971.8755 | 0.00061296 | 0.00023183 | 2098 | 1.2723 | 4.6696 | 2.1 | 2.6215 | 6.3519 | 4.718 | 0.012 | 0.0064657 | 1.5731 | 295.4457 | 40.6612 | 35.3608 | 1.0361 | 13.803 | 15.1875 | 19.0094 | 51.2% | 95.2% | 15.8% | 8.3% | 76% | 7.3% | 0.14664 | 0.0625 | 2.2308 | 19.3846 | 0.925 | 1.45 | 7.2688 | 6.827 | 2.1088 | 3.7824 | 13.4907 | 8.5446 | 8.9133 | 5.3223 | 51.0906 | 76.2178 | 51.0274 | 79.2535
North Coast | HIGHLANDS 110448262 | 6012 | 98 | 200.0477 | 704 | 357.0784 | 83 | 7.747e-05 | 0.037818 | 0.66146 | 2.9297e-06 | 6.8102e-05 | 0.1392 | 0.56023 | {05A2F271-E60C-4560-A544-2497E351C8FC} | 43361104 | HIGHLANDS 1104 | 48262 | 38.9395 | -122.6189 | 148 | 564 | 35426.5084 |  | 9974.1543 |  | 25452.3541 | 9900.0196 | 25297.0398 | 0.0056524 | 0.00643 | 2099 | 2.4461 | 7.3354 | 2 | 2.3355 | 7.2467 | 0.12115 | 0.091011 | 0.0060988 | 2.0046 | 296.4945 | 41.8754 | 31.4954 | 1.2221 | 13.8093 | 15.3662 | 19.1737 | 11.3% | 11.6% | 28% | 7.7% | 91.8% | 10.6% | 0.69417 | 0.012809 | 8.8427 | 21.618 | 6.6036 | 7.9101 | 9.3779 | 6.8426 | 2.3422 | 4.0948 | 13.4181 | 7.3103 | 8.2076 | 4.448 | 52.9472 | 74.0397 | 51.6314 | 83.9754
North Coast | LUCERNE 1103circuit_breaker | 3465 | 13 | 21.0351 | 55 | 36.4419 | 18 | 9.6119e-05 | 0.34129 | 0.22998 | 2.9412e-05 | 6.7965e-05 | 0.23636 | 0.57722 | {F830099C-EEA2-4CF4-B68F-D2F012925468} | 43351103 | LUCERNE 1103 | circuit_breaker | 39.1102 | -122.8131 | 170 | 419 | 27761.1735 |  | 13358.6173 |  | 14402.5562 | 3472.4667 | 1684.9341 | 0.0012234 | 0.0017301 | 2100 | 7.4539 | 28.0442 | 2 | 2.8086 | 7.6087 | -2.2473 | 0.014773 | 0.0060583 | 2.3605 | 296.4345 | 40.6262 | 35.5506 | 1.2195 | 13.9579 | 15.8644 | 6.6671 | 11.1% | 6.2% | 49.3% | 80% | 90.6% | 13.5% | 0.3386 | 0.034318 | 2.9091 | 12.7273 | 0.77886 | 1.25 | 10.0499 | 8.1462 | 2.3768 | 4.0841 | 13.3366 | 7.2528 | 8.3654 | 4.4801 | 58.9272 | 86.1397 | 51.5781 | 85.1321
Sierra | BRUNSWICK 11052210 | 4501 | 2641 | 4263.3144 | 5317 | 5503.1577 | 345 | 5.4937e-05 | 0.037818 | 66.9304 | 2.0776e-06 | 0.0015904 | 0.49671 | 0.7747 | {061B0891-9632-4691-9CF7-EFB012B2AC41} | 152481105 | BRUNSWICK 1105 | 2210 | 39.261 | -120.9817 | 474 | 648 | 73620.5601 | 45.7458 | 36677.2724 | 22.7903 | 36943.2876 | 36677.2724 | 36943.2876 | 0.5487 | 0.018953 | 232 | 12.3644 | 22.668 | 3 | 1.7513 | 5.4188 | 1.7937 | 0.086703 | 0.00505 | 4.3652 | 292.9969 | 46.8832 | 33.0347 | 1.1274 | 11.9703 | 14.2731 | 0.69943 | 80.5% | 88.4% | 24.1% | 93.4% | 10.5% | 27.6% | 0.059151 | 0.043577 | 1.7819 | 15.431 | 1.699 | 2.7154 | 8.2091 | 6.4375 | 2.3125 | 4.1096 | 13.2825 | 6.2836 | 8.9088 | 4.2183 | 50.6579 | 86.2159 | 51.9379 | 90.3409
Central Coast | ROB ROY 210512584 | 3894 | 138 | 294.801 | 433 | 463.2993 | 37 | 5.0504e-05 | 0.037818 | 1.6966 | 1.91e-06 | 6.7756e-05 | 0.31871 | 0.63631 | {12D75819-A6BC-4E85-B057-219FF075B3A4} | 83692105 | ROB ROY 2105 | 12584 | 36.9707 | -121.8718 | 292 | 694 | 49439.7401 |  | 19455.512 |  | 29984.2281 | 5377.6554 | 3624.1185 | 0.002507 | 0.0018686 | 2102 | 3.0632 | 9.7163 | 2 | 2.263 | 6.1666 | -1.1968 | 0.045 | 0.007179 | 1.6901 | 293.8687 | 29.9269 | 23.8332 | 0.68611 | 16.2028 | 17.5937 | 7.9549 | 44.7% | 34.3% | 62.6% | 52% | 15.2% | 77.1% | 0.28107 | 0.076406 | 3.6923 | 16.1282 | 1.9789 | 6.7656 | 6.6683 | 6.2288 | 1.6992 | 2.9498 | 15.2083 | 11.9351 | 9.6339 | 7.3053 | 38.7803 | 48.3353 | 42.7574 | 61.9114
Central Valley | PINECREST 04011818 | 6376 | 40 | 54.1723 | 779 | 392.3007 | 50 | 9.8774e-06 | 0.044076 | 9.391 | 4.0922e-07 | 6.7755e-05 | 0.051348 | 0.13809 | {D8E71690-B481-4860-BE72-8B484DD0017D} | 163160401 | PINECREST 0401 | 1818 | 38.1883 | -119.9936 | 40 | 260 | 13450.7827 |  | 5092.2491 |  | 8358.5336 | 5011.2665 | 8179.3979 | 0.0033878 | 0.00049387 | 2103 | 9.7401 | 28.7112 | 2.2931 | 2.6303 | 6.0515 | -5.3142 | 0.051552 | 0.0042663 | 2.9376 | 290.6071 | 50.3968 | 36.6274 | 0.99317 | 11.1168 | 13.0374 | 0.91398 | 16.6% | 41.1% | 6% | 94.5% | 4.9% | 19.7% | 0.17004 | 0.055351 | 5.8824 | 19.6471 | 1.4069 | 13.431 | 13.1891 | 11.3273 | 1.6635 | 2.6483 | 10.4997 | 6.1673 | 5.9297 | 4.5452 | 68.7557 | 90.5809 | 66.5544 | 89.7185
Sierra | SHINGLE SPRINGS 11038752 | 4306 | 52 | 104.957 | 209 | 166.9003 | 28 | 7.2204e-05 | 7.0068 | 0.71171 | 0.00040919 | 6.7725e-05 | 0.2488 | 0.62886 | {531CAA3C-3DF7-4333-B737-30C384999892} | 153651103 | SHINGLE SPRINGS 1103 | 8752 | 38.6587 | -120.976 | 69 | 178 | 9323.2573 |  | 2987.221 |  | 6336.0363 | 2895.0362 | 6336.0363 | 0.0018963 | 0.0020217 | 2104 | 2.6593 | 7.4941 | 2 | 2.3407 | 6.1388 | 0.73009 | 0.033548 | 0.0060536 | 2.452 | 297.0159 | 47.0968 | 33.266 | 1.3532 | 12.3657 | 14.0651 | 26.3797 | 11.2% | 5.8% | 43.4% | 26.3% | 90.5% | 54.9% | 0.78162 | 0.032581 | 8.2333 | 21.5333 | 5.0981 | 6.7419 | 7.4395 | 5.6765 | 2.4582 | 4.2159 | 12.7614 | 6.326 | 8.4971 | 4.2276 | 48.8702 | 81.3427 | 54.4051 | 90.3475
Bay Area | SILVERADO 210437632 | 1312 | 1837 | 3133.4171 | 3408 | 4018.6968 | 366 | 0.00014056 | 0.49666 | 2.9956 | 7.9715e-05 | 0.00027609 | 0.53903 | 0.77971 | {13A712E3-B547-41AB-8639-0CAD4756D0FC} | 43432104 | SILVERADO 2104 | 37632 | 38.5349 | -122.4754 | 531 | 1126 | 104849.6578 | 65.1507 | 42656.5483 | 26.5056 | 62193.1095 | 42656.5483 | 62193.1095 | 0.10105 | 0.051444 | 1172 | 6.7694 | 18.0968 | 3 | 2.1196 | 5.8684 | -0.6922 | 0.051178 | 0.0066621 | 2.6711 | 295.8722 | 38.4709 | 32.1989 | 1.0625 | 14.4239 | 16.1642 | 3.3296 | 88.7% | 70.3% | 94.6% | 86.4% | 79.1% | 22.1% | 0.28919 | 0.038541 | 3.7617 | 18.007 | 3.1091 | 5.4268 | 10.639 | 8.0314 | 2.1007 | 3.6229 | 14.287 | 7.9355 | 8.7603 | 4.8501 | 53.4932 | 84.4215 | 47.8649 | 81.8239
Bay Area | ALTO 1125circuit_breaker | 4662 | 11 | 25.6568 | 77 | 63.8709 | 8 | 6.8992e-05 | 0.037818 | 0.82462 | 2.6092e-06 | 6.7418e-05 | 0.14286 | 0.4017 | {F6FBF85B-F199-40F3-8A70-868561B74EE6} | 42031125 | ALTO 1125 | circuit_breaker | 37.8983 | -122.5248 | 89 | 454 | 23314.028 |  | 3665.4999 |  | 19648.5281 | 831.7602 | 3402.4742 | 0.00053934 | 0.00055194 | 2106 | 4.5706 | 12.1341 | 3 | 3.2493 | 7.5884 | -4.6962 | 0.12778 | 0.0071634 | 2.5238 | 293.8481 | 30.2636 | 26.6242 | 0.75064 | 15.7734 | 17.5826 | 36.2259 | 51% | 39.8% | 69% | 53.7% | 28.9% | 78.6% | 0.55018 | 0.012222 | 10.8889 | 22 | 2.7533 | 8.5556 | 10.9684 | 9.3261 | 1.6171 | 2.9589 | 14.8322 | 12.3901 | 11.8207 | 9.0472 | 51.6205 | 53.6062 | 40.8067 | 53.8661
Bay Area | OAKLAND X 1105circuit_breaker | 63 | 70 | 208.1189 | 213 | 283.271 | 31 | 2.3293e-05 | 0.037818 | 3.5609 | 8.8089e-07 | 6.725e-05 | 0.32864 | 0.7347 | {44B8C422-CD6C-4697-80AE-EEAF985A6D84} | 12541105 | OAKLAND X 1105 | circuit_breaker | 37.805 | -122.2315 | 435 | 3989 | 182870.2829 |  | 23764.1022 |  | 159106.1807 | 3428.0095 | 24132.6032 | 0.0020847 | 0.00072208 | 2107 | 3.9258 | 12.05 | 2 | 2.1783 | 5.4004 | -1.3396 | 0.098182 | 0.0070343 | 1.9206 | 292.7615 | 32.8632 | 30.5062 | 0.71707 | 15.2753 | 16.7778 | 48.3916 | 50.8% | 73.3% | 13.1% | 53% | 19.6% | 53% | 0.61311 | 0.034545 | 13.2791 | 21.9535 | 2.8441 | 4.8409 | 8.0887 | 7.4579 | 1.578 | 3.0616 | 14.7488 | 10.9067 | 9.9964 | 7.1692 | 50.8965 | 58.2048 | 44.9817 | 64.2837
Bay Area | SAN RAMON 210853732 | 7100 | 75 | 146.3134 | 726 | 554.0234 | 89 | 7.1547e-05 | 88.5545 | 0.83898 | 0.0082612 | 6.7137e-05 | 0.10331 | 0.26409 | {009FED72-F984-488A-870A-FBDD7926AC29} | 14232108 | SAN RAMON 2108 | 53732 | 37.7758 | -121.9974 | 121 | 102 | 22722.0138 |  | 12570.9742 |  | 10151.0396 | 12570.9742 | 10151.0396 | 0.0059752 | 0.0063677 | 2108 | 3.3877 | 10.3785 | 3 | 3.4922 | 7.4483 | -3.9534 | 0.030045 | 0.0064964 | 1.8763 | 294.4996 | 38.7247 | 35.1365 | 0.97016 | 14.0543 | 15.5378 | 1.3175 | 50.6% | 40.2% | 70.6% | 37.7% | 66.4% | 11.8% | 0.12683 | 0.055446 | 2.0381 | 15.3524 | 0.49295 | 3.2411 | 8.0649 | 7.5172 | 1.9291 | 3.6023 | 14.0358 | 8.8766 | 9.4126 | 5.6781 | 50.9963 | 75.4455 | 48.101 | 76.9426
Bay Area | 84764 | 4743 | 0 | 0 | 2 | 0.90773 | 1 | 6.7107e-05 | 0.037818 |  | 2.5378e-06 | 6.7107e-05 | 0 | 0 | {E1F2559F-5071-40B5-BFDE-D70EABF698BC} | 42481105 |  | 84764 | 38.0926 | -122.5694 | 92 | 656 | 43607.9081 |  | 6974.5934 |  | 36633.3147 | 2403.7519 | 14020.6052 | 6.7107e-05 | 6.7107e-05 | 2109 | 3.29 | 10.4395 | 2 | 2.2161 | 6.6665 | -1.9844 | 0.072955 | 0.0070409 | 2.4794 | 295.4499 | 33.1464 | 30.6114 | 0.91161 | 15.3664 | 16.9862 | 33.4338 | 50.5% | 0% | 66.2% | 39% | 54.4% | 57.2% | 0.47305 | 0.020682 | 7.9394 | 21.6364 | 0.053182 | 0.045455 | 10.861 | 9.4145 | 1.8309 | 3.3581 | 14.0916 | 11.6039 | 11.6404 | 8.5639 | 54.525 | 62.5896 | 44.1339 | 58.7053
Central Coast | SWIFT 2110XR366 | 2219 | 107 | 275.0748 | 336 | 398.7377 | 76 | 1.4154e-05 | 787.3305 | 9.0676 | 0.0091811 | 6.7096e-05 | 0.31845 | 0.68986 | {10854A52-7EF2-416D-830E-BF803A6482A0} | 83392110 | SWIFT 2110 | XR366 | 37.3326 | -121.7785 | 226 | 233 | 31991.0305 |  | 17763.6308 |  | 14227.3997 | 13196.8212 | 6836.1856 | 0.0050993 | 0.0010757 | 2110 | 0.92542 | 3.7864 | 2 | 1.9614 | 5.1392 | 0.12795 | 0.005027 | 0.0065341 | 1.4734 | 294.6853 | 44.2815 | 36.3449 | 1.0172 | 12.8396 | 14.195 | 14.5828 | 44.3% | 78.7% | 3.1% | 14.8% | 69% | 6% | 0.20995 | 0.013676 | 2.0342 | 15.3504 | 0.70168 | 1.8162 | 10.0446 | 8.4303 | 2.0142 | 3.6934 | 12.0079 | 7.6295 | 7.4533 | 4.3315 | 59.5229 | 78.554 | 56.5216 | 85.0055
Bay Area | NORTH DUBLIN 21039473 | 7388 | 101 | 209.6282 | 205 | 255.5325 | 24 | 3.2842e-05 | 1616.6284 | 4.0624 | 0.053721 | 6.708e-05 | 0.49268 | 0.82036 | {74227EDF-7C62-40BA-8814-7C9EED050025} | 14052103 | NORTH DUBLIN 2103 | 9473 | 37.7863 | -121.8632 | 39 | 37 | 6104.3672 |  | 4731.0233 |  | 1373.3439 | 3725.6021 | 1271.7098 | 0.0016099 | 0.00078822 | 2111 | 1.7052 | 5.5922 | 2 | 2.9538 | 7.2795 | -2.3534 | 0.014043 | 0.0066546 | 1.6688 | 295.8887 | 40.2998 | 32.8965 | 1.0736 | 13.8987 | 15.322 | 0.87246 | 50.3% | 76.2% | 24.7% | 10.9% | 81.7% | 9.3% | 0.12754 | 0.032979 | 1.9231 | 16.1154 | 3.9615 | 4.3617 | 6.8309 | 5.8622 | 2.1425 | 3.6996 | 13.7393 | 8.5752 | 9.3564 | 5.3987 | 45.5248 | 72.0152 | 48.9273 | 78.6783
Central Coast | ROB ROY 210512586 | 2056 | 63 | 153.2851 | 244 | 249.2138 | 17 | 4.3545e-05 | 0.037818 | 2.5032 | 1.6468e-06 | 6.7048e-05 | 0.2582 | 0.61507 | {ABFDD865-4FD2-4A37-B95C-CF3A9E9EFA30} | 83692105 | ROB ROY 2105 | 12586 | 36.9733 | -121.8879 | 189 | 971 | 56977.54 |  | 10478.2508 |  | 46499.2892 | 2805.9717 | 10973.9588 | 0.0011398 | 0.00074026 | 2112 | 3.6638 | 11.3801 | 2 | 1.9984 | 5.3246 | 6.7985 | 0.092381 | 0.0071047 | 1.7306 | 294.2821 | 30.9985 | 24.743 | 0.73264 | 15.9504 | 17.3673 | 19.6878 | 44.1% | 45.4% | 54.2% | 57.5% | 20.3% | 69% | 0.51607 | 0.047143 | 9.5714 | 22.1905 | 2.7076 | 11.619 | 6.892 | 6.3742 | 1.7317 | 3.1522 | 15.0495 | 11.529 | 9.5063 | 7.0446 | 39.8157 | 50.2958 | 42.9126 | 63.7454
Central Coast | SAN LUIS OBISPO 1104350030 | 8082 | 25 | 56.827 | 99 | 100.7894 | 20 | 1.536e-05 | 275.8702 | 8.1846 | 0.0040028 | 6.6669e-05 | 0.25253 | 0.56382 | {5E4CECE6-B405-46DF-AB3E-BC23B1171AD2} | 182631104 | SAN LUIS OBISPO 1104 | 350030 | 35.214 | -120.5914 | 140 | 0 | 14694.3466 |  | 14694.3466 |  | 0 | 8366.5404 | 0 | 0.0013334 | 0.00030719 | 2113 | 3.0146 | 9.7846 | 2 | 2.2041 | 7.1227 | -1.7499 | 0.0031481 | 0.0070161 | 1.1014 | 296.2613 | 36.3775 | 32.252 | 0.94451 | 14.7479 | 15.6356 | 0.99648 | 44% | 76.7% | 5.1% | 52.6% | 40.7% | 43% | 0.30004 | 0.0081481 | 1.9 | 5 | 0.8863 | 1.8333 | 9.4079 | 9.018 | 1.9276 | 3.3909 | 12.9595 | 11.3955 | 9.1751 | 8.1621 | 57.8123 | 61.9726 | 52.4442 | 60.5563
Central Valley | SAND CREEK 110345190 | 1366 | 248 | 450.9393 | 1546 | 950.8952 | 367 | 2.0259e-05 | 1991.8524 | 71.6712 | 0.040381 | 0.00074392 | 0.16041 | 0.47423 | {688E42B7-A82A-4FB4-A2CB-EF444C8907DE} | 254601103 | SAND CREEK 1103 | 45190 | 36.692 | -119.1544 | 554 | 625 | 105265.8773 | 65.4093 | 58836.3475 | 36.5593 | 46429.5298 | 58836.3475 | 46429.5298 | 0.27302 | 0.007435 | 559 | 1.8678 | 5.5828 | 2 | 2.1476 | 4.6573 | -0.50035 | 0.012099 | 0.0058451 | 1.8853 | 296.792 | 57.9934 | 36.5476 | 1.5324 | 9.9046 | 11.2663 | 0.84685 | 75.6% | 87.8% | 15.1% | 28.2% | 90.9% | 5.1% | 0.027641 | 0.063692 | 1.8212 | 16.6938 | 0.83784 | 1.6308 | 5.3936 | 5.0378 | 2.6333 | 4.1617 | 9.3021 | 5.5691 | 5.9836 | 3.5981 | 50.1864 | 73.9839 | 72.6227 | 94.979
North Coast | FORT BRAGG A 1101circuit_breaker | 1196 | 12 | 35.7944 | 12 | 35.7944 | 1 | 6.6611e-05 | 0.037818 |  | 2.5191e-06 | 6.6611e-05 | 1 | 1 | {34DFDDBB-39B7-422C-B7C0-767BF9731AB2} | 42761101 | FORT BRAGG A 1101 | circuit_breaker | 39.4351 | -123.7996 | 288 | 1129 | 59453.6309 |  | 13059.0747 |  | 46394.5562 | 290.3604 | 410.4589 | 6.6611e-05 | 6.6611e-05 | 2115 | 2.4303 | 11.5999 | 2 | 2.4958 | 7.3283 | 4.8079 | 0.01 | 0.0070088 | 2.8119 | 289.2929 | 16.095 | 18.8724 | 0.32878 | 19.8922 | 22.2251 | 29.5902 | 10.8% | 0% | 16.4% | 28.3% | 0% | 100% | 0.56303 | 0 | 7 | 22 | 0 | 12 | 12.5757 | 10.1705 | 1.1526 | 1.6662 | 19.4471 | 15.6956 | 15.6291 | 12.3484 | 38.5572 | 44.8404 | 24.5492 | 38.8202
Central Coast | SAN MIGUEL 1104N60 | 6065 | 18 | 22.4334 | 279 | 94.2625 | 49 | 3.2294e-05 | 1232.3954 | 3.3103 | 0.039846 | 6.6139e-05 | 0.064516 | 0.23799 | {4F9BDDE8-58A1-4E37-A7DD-695333A57C0E} | 182661104 | SAN MIGUEL 1104 | N60 | 35.6957 | -120.7406 | 86 | 49 | 17901.2402 |  | 14225.5578 |  | 3675.6824 | 12563.9317 | 3023.699 | 0.0032408 | 0.0015824 | 2116 | 0.34887 | 1.0688 | 2 | 2.0409 | 6.2356 | -1.5824 | 0.0052201 | 0.0061114 | 0.8146 | 298.9693 | 45.3546 | 38.0251 | 1.3916 | 13.3565 | 14.0387 | 0.46529 | 43.8% | 51.9% | 33% | 0.4% | 96.7% | 13% | 0.14961 | 0.013145 | 1.4861 | 11.9306 | 0.019245 | 1.7547 | 8.279 | 7.9151 | 2.4392 | 4.1471 | 11.5174 | 8.4533 | 8.0748 | 5.1575 | 60.6468 | 83.0849 | 58.7241 | 80.1329
Sierra | DEL MAR 210975802 | 9434 | 0 | 0 | 2 | 0.81306 | 2 | 6.5943e-05 | 144.9298 |  | 0.0086948 | 6.5943e-05 | 0 | 0 | {AAD63AEA-E006-40EA-8F1E-5C283AEC521A} | 152582109 | DEL MAR 2109 | 75802 | 38.8487 | -121.2314 | 20 | 1 | 687.5993 |  | 668.5307 |  | 19.0686 | 547.5648 | 19.0686 | 0.00013189 | 0.00013189 | 2117 | 21.1439 | 62.6112 | 2 | 2.2914 | 6.0633 | 5.4101 | 6.4964e-16 | 0.006806 | 1.9529 | 297.6336 | 41.2967 | 30.233 | 1.2834 | 13.9975 | 15.48 | 4.4737 | 11% | 0% | 36.8% | 100% | 46.1% | 98.5% | 0.36082 | 0.0099668 | 3.75 | 12.5 | 0.24143 | 0.28571 | 9.3549 | 6.5863 | 2.3871 | 4.2114 | 13.9636 | 6.893 | 9.8817 | 4.6986 | 48.9012 | 73.3815 | 48.8838 | 84.3853
North Coast | EEL RIVER 11021902 | 7174 | 60 | 72.7571 | 247 | 156.0482 | 25 | 8.5915e-05 | 0.037818 | 0.35635 | 3.2491e-06 | 6.58e-05 | 0.24291 | 0.46625 | {AD459C08-CBDF-43AA-86A2-CD8C1B5B6101} | 192381102 | EEL RIVER 1102 | 1902 | 40.5279 | -124.1646 | 53 | 32 | 17655.559 |  | 11921.8282 |  | 5733.7308 | 9656.571 | 4971.7217 | 0.001645 | 0.0021479 | 2118 | 10.9236 | 23.1113 | 2 | 2.5149 | 7.7989 | -3.892 | 0.04012 | 0.0068102 | 3.7708 | 291.1541 | 20.6498 | 23.2088 | 0.55632 | 17.9531 | 20.9868 | 0.51203 | 10.6% | 8.2% | 38.4% | 68.3% | 12.8% | 82.1% | 0.096522 | 0.075181 | 1.4211 | 11.7368 | 0.010301 | 1.488 | 13.3973 | 11.5878 | 1.4996 | 2.1573 | 18.242 | 13.2884 | 13.7598 | 10.1198 | 48.3565 | 63.3732 | 29.3976 | 48.5948
North Coast | PETALUMA C 1108208 | 6662 | 2 | 5.8742 | 2 | 5.8742 | 2 | 4.0147e-05 | 1881.8718 | 2.3515 | 0.076281 | 6.5777e-05 | 1 | 1 | {D6A4485E-AC24-4E5F-8B68-E6B52EAE7CCB} | 42631108 | PETALUMA C 1108 | 208 | 38.2261 | -122.7213 | 119 | 105 | 34108.4807 |  | 19951.8799 |  | 14156.6007 | 19951.8799 | 14156.6007 | 0.00013155 | 8.0293e-05 | 2119 | 3.3992 | 9.2367 | 2 | 2.522 | 6.7125 | -0.58054 | 0.0059621 | 0.0071299 | 2.4735 | 294.9834 | 25.2667 | 27.2783 | 0.7633 | 17.5117 | 19.2939 | 0.85864 | 10.4% | 31.1% | 1.5% | 16.4% | 26.6% | 69.8% | 0.11263 | 0.013252 | 1.5532 | 14.6099 | 0.0061247 | 0.0054201 | 11.4444 | 10.0747 | 1.6129 | 2.8874 | 16.3433 | 14.1211 | 13.7086 | 11.3701 | 51.9044 | 58.421 | 34.9335 | 45.9357
North Coast | MIRABEL 1102206 | 4368 | 250 | 321.4696 | 422 | 424.6244 | 25 | 8.3498e-05 | 2.968 | 0.6944 | 0.00025644 | 6.5673e-05 | 0.59242 | 0.75707 | {3FDFEE62-2564-4B56-8AC9-FC80D427FADF} | 42091102 | MIRABEL 1102 | 206 | 38.4907 | -122.8886 | 247 | 273 | 39580.3282 |  | 20489.8622 |  | 19090.466 | 2879.3705 | 1476.4703 | 0.0016418 | 0.0020875 | 2120 | 5.6483 | 12.6031 | 2 | 1.4049 | 4.5081 | 0.45193 | 0.049767 | 0.006986 | 2.765 | 295.8827 | 26.3563 | 27.3322 | 0.8652 | 17.4248 | 19.2967 | 2.0467 | 10.2% | 12.1% | 35.8% | 33.6% | 46.9% | 67.4% | 0.26122 | 0.035814 | 1.68 | 14.56 | 5.8744 | 9.814 | 10.8731 | 8.7963 | 1.9894 | 3.286 | 16.0355 | 13.2897 | 12.8173 | 10.3155 | 49.5772 | 58.512 | 37.7633 | 50.6799
North Coast | REDBUD 1102432 | 3965 | 5 | 9.7355 | 42 | 24.1396 | 12 | 8.6853e-05 | 0.047425 | 0.26024 | 3.8774e-06 | 6.5588e-05 | 0.11905 | 0.4033 | {D29B0306-223B-4BFF-9389-253396BA7A0F} | 43191102 | REDBUD 1102 | 432 | 38.9803 | -122.6634 | 292 | 1350 | 77507.4088 |  | 18069.9686 |  | 59437.4402 | 1279.6978 | 3634.9092 | 0.00078705 | 0.0010422 | 2121 | 2.628 | 10.4538 | 2 | 3.0566 | 8.5602 | -0.94201 | 0.0475 | 0.0060993 | 1.96 | 296.3898 | 42.6324 | 33.89 | 1.2262 | 13.6133 | 15.1828 | 7.0947 | 10.1% | 6.6% | 39.9% | 22.2% | 92.8% | 7.5% | 0.63564 | 0.01875 | 6.9286 | 22.1429 | 1.325 | 2.625 | 9.5344 | 7.1946 | 2.3363 | 4.0886 | 13.0548 | 7.1336 | 8.1382 | 4.3815 | 56.1023 | 80.6367 | 52.8466 | 85.2343
Central Coast | OTTER 11017611 | 8903 | 209 | 430.7757 | 392 | 545.4068 | 38 | 5.2881e-05 | 0.039407 | 1.4574 | 2.0838e-06 | 6.5494e-05 | 0.53316 | 0.78982 | {B894D21F-E8FF-4DD8-9F13-7F70E0655206} | 182941101 | OTTER 1101 | 7611 | 36.3864 | -121.8708 | 48 | 44 | 15261.1952 |  | 7068.0362 |  | 8193.1589 | 7068.0362 | 8193.1589 | 0.0024888 | 0.0020095 | 2122 | 9.4335 | 18.7399 | 3 | 2.2941 | 6.8475 | 0.80357 | 0.063302 | 0.0061086 | 2.4165 | 293.3138 | 37.9886 | 36.7936 | 0.87451 | 14.0421 | 15.7313 | 0.33549 | 43.6% | 31.2% | 63.7% | 79.1% | 34.4% | 30.6% | 0.018752 | 0.28491 | 1.6279 | 13.3023 | 0.92821 | 3.6981 | 11.7857 | 10.8116 | 1.598 | 3.1242 | 14.372 | 9.2564 | 11.1503 | 7.4621 | 59.3147 | 88.4894 | 44.4859 | 68.5771
North Coast | FORT ROSS 112137326 | 5424 | 115 | 173.343 | 125 | 179.4147 | 25 | 7.2404e-05 | 0.44495 | 0.67328 | 3.4793e-05 | 6.5462e-05 | 0.92 | 0.96616 | {56EC8BE0-B402-4A7D-9076-C44EBD9A9DDD} | 42851121 | FORT ROSS 1121 | 37326 | 38.5346 | -123.2751 | 48 | 59 | 10300.4294 |  | 8318.589 |  | 1981.8404 | 8318.589 | 1919.6703 | 0.0016365 | 0.0018101 | 2123 | 9.8162 | 27.0402 | 2 | 3.632 | 8.9123 | -0.49266 | 0.023551 | 0.0071888 | 2.7782 | 291.4691 | 21.065 | 23.243 | 0.48154 | 18.399 | 20.374 | 1.3636 | 9.9% | 11.7% | 23.2% | 77.8% | 9.7% | 88.9% | 0.21945 | 0.0073431 | 2.2917 | 14.2292 | 0.58271 | 1.1682 | 11.6027 | 9.9692 | 1.418 | 2.1244 | 17.8179 | 15.0715 | 12.7104 | 11.4747 | 45.9469 | 50.3001 | 32.6898 | 42.233
Bay Area | SAN RAFAEL 1101494 | 2962 | 234 | 478.411 | 1005 | 919.2443 | 80 | 7.1939e-05 | 0.037818 | 0.64263 | 2.7206e-06 | 6.5103e-05 | 0.23284 | 0.52044 | {946048CE-AA9C-41AF-93CE-2A93327AB590} | 42011101 | SAN RAFAEL 1101 | 494 | 37.9634 | -122.5217 | 253 | 1121 | 62068.4903 |  | 14793.4066 |  | 47275.0836 | 8677.8794 | 28513.3315 | 0.0052083 | 0.0057552 | 2124 | 4.2735 | 11.0998 | 3 | 1.7261 | 5.8067 | 2.9705 | 0.067677 | 0.0072702 | 2.5066 | 294.9169 | 30.204 | 26.9794 | 0.81122 | 15.9555 | 17.7351 | 49.9986 | 50.1% | 36.6% | 71.7% | 45.4% | 39.2% | 83.3% | 0.53945 | 0.01101 | 8.3587 | 21.663 | 3.6146 | 10.1515 | 10.5535 | 9.106 | 1.7424 | 3.1573 | 14.21 | 12.4498 | 11.8441 | 9.2032 | 51.8629 | 53.6648 | 42.6461 | 53.0493
North Valley | WYANDOTTE 110777578 | 1140 | 743 | 1312.6294 | 2454 | 2002.8579 | 308 | 6.2613e-05 | 394.8345 | 19.3385 | 0.021947 | 0.00050918 | 0.30277 | 0.65538 | {E0470028-6FEE-4E7A-BA03-DFBD06B93819} | 102911107 | WYANDOTTE 1107 | 77578 | 39.4832 | -121.5031 | 680 | 861 | 105369.0547 | 65.4735 | 51812.8398 | 32.1951 | 53556.2148 | 31530.7542 | 30457.677 | 0.15683 | 0.019285 | 789 | 1.6357 | 5.0172 | 2 | 2.9654 | 8.1583 | 0.25314 | 0.032748 | 0.0064594 | 2.5445 | 297.367 | 46.3004 | 32.6991 | 1.3705 | 12.5084 | 14.3084 | 2.5192 | 59% | 62.1% | 54% | 19.4% | 51.2% | 67.9% | 0.11156 | 0.050723 | 2.3875 | 17.4429 | 4.0617 | 5.0702 | 11.2204 | 7.6516 | 2.5729 | 4.2513 | 11.9498 | 6.1233 | 8.1815 | 4.2131 | 51.7602 | 88.3528 | 57.2 | 91.0549
Central Coast | MENLO 11028952 | 1414 | 0 | 0 | 102 | 83.1973 | 2 | 6.4985e-05 | 0.037818 |  | 2.4576e-06 | 6.4985e-05 | 0 | 0 | {56C84CD8-CFAF-4218-882A-B93134A396EB} | 24131102 | MENLO 1102 | 8952 | 37.3512 | -122.1983 | 158 | 299 | 28965.322 |  | 10925.0954 |  | 18040.2265 | 10925.0954 | 18040.2265 | 0.00012997 | 0.00012997 | 2126 | 6.1547 | 14.8515 | 2 | 2.8036 | 7.6806 | 0.67498 | 0.08233 | 0.0066933 | 2.3073 | 294.683 | 37.9147 | 33.6514 | 0.94452 | 14.3253 | 16.0156 | 0.78774 | 43.2% | 0% | 72.9% | 68.7% | 40.8% | 34.4% | 0.052057 | 0.13233 | 4.1622 | 16.1622 | 3.7616 | 9.5625 | 10.4539 | 9.0745 | 1.8533 | 3.5472 | 14.1983 | 8.7709 | 9.132 | 5.5129 | 58.2864 | 75.008 | 47.8361 | 77.9368
Central Valley | CURTIS 170356972 | 588 | 13 | 21.2366 | 123 | 75.3127 | 19 | 2.5335e-05 | 0.44003 | 5.1156 | 8.8571e-06 | 6.4944e-05 | 0.10569 | 0.28198 | {F49F720E-0E74-44F4-A395-CBFF584836C4} | 163351703 | CURTIS 1703 | 56972 | 37.8853 | -120.3061 | 84 | 78 | 17477.0678 |  | 13676.594 |  | 3800.4738 | 13676.594 | 3800.4738 | 0.0012339 | 0.00048137 | 2127 | 2.3691 | 8.1927 | 2 | 2.1908 | 5.9108 | 1.0914 | 0.015196 | 0.0055961 | 2.0496 | 295.8141 | 48.6499 | 39.0059 | 1.279 | 12.0589 | 13.5469 | 1.2523 | 16.4% | 21.8% | 21.1% | 43% | 49.2% | 50.3% | 0.092745 | 0.063432 | 2.1884 | 14.6377 | 0.12855 | 0.68715 | 9.5902 | 7.5348 | 2.1122 | 3.7295 | 11.9941 | 6.4462 | 8.2065 | 4.4543 | 57.4558 | 92.7801 | 57.2914 | 89.0255
North Coast | FORT ROSS 1121124 | 2551 | 362 | 543.1345 | 384 | 553.1517 | 60 | 6.9435e-05 | 0.044864 | 0.86117 | 3.1488e-06 | 6.4934e-05 | 0.94271 | 0.98189 | {228A6257-66FD-4F4F-AA34-7D22FE084DBC} | 42851121 | FORT ROSS 1121 | 124 | 38.5657 | -123.2723 | 125 | 90 | 43684.2668 |  | 29943.2023 |  | 13741.0645 | 29943.2023 | 13741.0645 | 0.003896 | 0.0041661 | 2128 | 9.0672 | 19.4006 | 2 | 2.4068 | 6.4998 | 2.9583 | 0.041023 | 0.0070724 | 3.729 | 293.4519 | 25.2657 | 26.8827 | 0.72013 | 17.2273 | 19.4177 | 0.17006 | 9.7% | 13.2% | 19.6% | 54.9% | 20.5% | 61.9% | 0.11342 | 0.084478 | 1.5282 | 12.6056 | 0.022111 | 0.81876 | 12.2674 | 10.6861 | 1.7609 | 2.8175 | 16.4672 | 12.9353 | 11.4733 | 9.4694 | 52.2359 | 61.8908 | 38.0217 | 51.6435
Bay Area | OAKLAND K 1104CR206 | 5191 | 276 | 741.6278 | 581 | 912.7557 | 20 | 6.4702e-05 | 0.037817 | 1.1232 | 2.4469e-06 | 6.47e-05 | 0.47504 | 0.81252 | {FDBE20C4-A243-4218-824C-85EFE8D9D967} | 12101104 | OAKLAND K 1104 | CR206 | 37.8317 | -122.197 | 49 | 279 | 15090.9485 |  | 2883.3047 |  | 12207.6439 | 2883.3047 | 12207.6439 | 0.001294 | 0.001294 | 2129 | 6.5848 | 16.4029 | 3 | 2.7474 | 6.3132 | 0.67925 | 0.223 | 0.0068756 | 2.0173 | 292.8609 | 33.346 | 30.712 | 0.75418 | 15.1603 | 16.6898 | 9.6374 | 49.9% | 45.7% | 63.7% | 79.3% | 30.3% | 45.2% | 0.47062 | 0.0825 | 16.15 | 22 | 24.872 | 29.05 | 8.0477 | 7.4232 | 1.6105 | 3.1606 | 14.792 | 10.5927 | 9.9574 | 6.9728 | 50.0875 | 60.5996 | 44.8428 | 66.1042
Bay Area | FAIRVIEW 220799096 | 6972 | 67 | 117.5354 | 419 | 300.2833 | 62 | 4.4031e-05 | 1.6166 | 1.7249 | 8.5056e-05 | 6.4677e-05 | 0.1599 | 0.39141 | {55278842-270D-4261-9B21-666405A19DF7} | 13432207 | FAIRVIEW 2207 | 99096 | 38.0167 | -122.1453 | 80 | 37 | 16737.4697 |  | 15921.3049 |  | 816.1649 | 15872.9643 | 734.25 | 0.00401 | 0.0027299 | 2130 | 2.1805 | 8.2102 | 2 | 4.0133 | 8.0344 | 0.19676 | 0.011818 | 0.0069862 | 1.5358 | 296.0346 | 36.6587 | 32.0038 | 1.0046 | 14.8087 | 16.1525 | 3.5064 | 49.7% | 57% | 37.6% | 25.6% | 72.2% | 30.1% | 0.13577 | 0.0079924 | 1.5 | 9.8 | 1.1059 | 2.1162 | 6.2867 | 6.1205 | 2.0808 | 3.6869 | 13.3612 | 10.3082 | 10.4265 | 7.0909 | 50.634 | 63.5877 | 48.4041 | 67.4649
Central Coast | LLAGAS 2107XR178 | 7623 | 40 | 94.8114 | 68 | 108.8984 | 10 | 9.0982e-05 | 84.3032 | 0.065196 | 0.0067905 | 6.467e-05 | 0.58824 | 0.87064 | {C8FCB7D2-DBC0-45C1-8CE7-98B72CD50084} | 83182107 | LLAGAS 2107 | XR178 | 37.0134 | -121.6311 | 111 | 117 | 18135.2535 |  | 10843.4754 |  | 7291.7781 | 1344.6176 | 1309.3484 | 0.0006467 | 0.00090982 | 2131 | 2.5398 | 8.701 | 2.48 | 2.545 | 7.5489 | -2.7255 | 0.0268 | 0.0069441 | 1.5238 | 296.6341 | 33.7828 | 28.7818 | 0.98656 | 15.5314 | 16.7792 | 10.6716 | 43% | 6.5% | 83% | 48.4% | 55.9% | 59.7% | 0.087815 | 0.0424 | 2 | 18.5333 | 1.3116 | 2.72 | 8.0772 | 7.7429 | 1.9169 | 3.5608 | 14.7602 | 11.0286 | 10.44 | 6.8747 | 46.4677 | 58.7259 | 44.1114 | 65.7736
Sierra | NARROWS 2105circuit_breaker | 4162 | 480 | 849.7707 | 1131 | 1122.7129 | 226 | 5.4002e-05 | 147.7307 | 16.3961 | 0.006131 | 0.00035597 | 0.4244 | 0.75689 | {2611646A-C593-4185-9486-0AA063D164D0} | 153132105 | NARROWS 2105 | circuit_breaker | 39.2358 | -121.269 | 565 | 548 | 96713.169 | 60.0949 | 58146.9701 | 36.1309 | 38566.199 | 57069.9064 | 38050.4633 | 0.080449 | 0.012204 | 998 | 1.6933 | 5.2726 | 2 | 2.7521 | 7.4934 | 0.90797 | 0.027242 | 0.0061064 | 2.9516 | 296.3446 | 46.7831 | 32.5343 | 1.299 | 12.2559 | 14.1461 | 1.0571 | 39.5% | 55.9% | 23.7% | 11.7% | 54.1% | 47.8% | 0.106 | 0.066852 | 2.8221 | 17.4423 | 7.8015 | 9.5963 | 8.1448 | 6.4243 | 2.2587 | 4.1029 | 12.6724 | 5.5417 | 8.3152 | 3.7966 | 54.1947 | 91.7687 | 54.2384 | 94.8717
Central Valley | PEORIA 1701circuit_breaker | 6825 | 21 | 29.3577 | 179 | 82.626 | 46 | 3.5008e-05 | 247.5613 | 2.8467 | 0.010409 | 6.4666e-05 | 0.11732 | 0.35531 | {3B5F2B21-B073-4B15-A884-38AC36D267F6} | 163781701 | PEORIA 1701 | circuit_breaker | 37.9036 | -120.4974 | 85 | 57 | 19505.6694 |  | 14117.7933 |  | 5387.8761 | 14117.7933 | 5387.8761 | 0.0029746 | 0.0016104 | 2133 | 1.8772 | 6.2255 | 2 | 2.2394 | 5.8047 | -0.38319 | 0.0059204 | 0.0062432 | 1.8185 | 297.2963 | 45.8035 | 36.2132 | 1.3314 | 12.8679 | 14.2731 | 0.90735 | 16.2% | 13.1% | 34.4% | 32.8% | 65.6% | 69.2% | 0.074713 | 0.02204 | 1.5 | 12.5233 | 0.21254 | 0.89055 | 10.5213 | 7.9681 | 2.3692 | 4.0003 | 12.6378 | 6.9756 | 9.202 | 4.7286 | 53.4318 | 85.9463 | 53.39 | 85.933
Bay Area | MORAGA 1105circuit_breaker | 644 | 263 | 455.2642 | 1460 | 1176.0725 | 85 | 6.0909e-05 | 0.045246 | 1.1351 | 2.6844e-06 | 6.4664e-05 | 0.18014 | 0.38711 | {40049C8F-DAE2-4759-A9B6-0D8AA42C6AC2} | 13801105 | MORAGA 1105 | circuit_breaker | 37.8488 | -122.1615 | 238 | 501 | 39550.3838 |  | 17363.7462 |  | 22186.6376 | 9314.4848 | 2986.362 | 0.0054964 | 0.0051772 | 2134 | 7.4646 | 16.1408 | 2.9828 | 2.96 | 6.4611 | -9.4086 | 0.051552 | 0.0067965 | 2.0036 | 293.4097 | 32.7646 | 30.3673 | 0.78988 | 15.4179 | 16.9299 | 4.6051 | 49.4% | 45.9% | 59.7% | 78.2% | 35.9% | 59.5% | 0.12107 | 0.14853 | 2.6061 | 14.0455 | 1.9339 | 12.5862 | 8.0962 | 7.5049 | 1.7002 | 3.2526 | 15.1799 | 10.6706 | 10.0343 | 6.9315 | 47.2272 | 63.0468 | 43.3646 | 66.2087
Bay Area | SILVERADO 2102714 | 3315 | 220 | 274.2978 | 612 | 516.6701 | 46 | 7.9535e-05 | 0.041876 | 0.6255 | 3.3289e-06 | 6.4596e-05 | 0.35948 | 0.5309 | {65C50E41-4A19-4EF0-8E02-55AD7C68E0C7} | 43432102 | SILVERADO 2102 | 714 | 38.5063 | -122.4411 | 210 | 221 | 33589.1166 |  | 18049.585 |  | 15539.5316 | 5471.307 | 2570.4065 | 0.0029714 | 0.0036586 | 2135 | 6.1142 | 12.3453 | 2 | 1.6022 | 4.6998 | 0.19828 | 0.044938 | 0.0066393 | 2.4023 | 296.9442 | 38.4282 | 31.8697 | 1.1176 | 14.3614 | 15.9899 | 0.85263 | 49.2% | 36.2% | 77.7% | 55.2% | 90.6% | 19.6% | 0.29181 | 0.032099 | 1.75 | 13.4091 | 1.9547 | 7.5556 | 9.7961 | 7.5308 | 2.1562 | 3.7655 | 14.0277 | 8.7637 | 9.2568 | 5.4277 | 52.7832 | 77.4764 | 47.2542 | 77.4841
North Coast | HOPLAND 1101558 | 2973 | 40 | 62.983 | 59 | 69.847 | 18 | 4.8924e-05 | 0.31171 | 1.4016 | 1.6432e-05 | 6.4498e-05 | 0.67797 | 0.90173 | {7D091198-DCC2-4EA1-AD83-C691E4F808C9} | 42251101 | HOPLAND 1101 | 558 | 38.9989 | -123.1172 | 98 | 76 | 18464.6908 |  | 15006.3279 |  | 3458.3628 | 2272.5532 | 1234.4749 | 0.001161 | 0.00088064 | 2136 | 3.0775 | 8.6692 | 2 | 2.5352 | 6.2261 | -0.49413 | 0.026889 | 0.0062308 | 2.5897 | 296.8376 | 38.5129 | 44.8202 | 1.1979 | 14.3401 | 16.3356 | 1.1716 | 9.6% | 20.5% | 4.1% | 13.5% | 85.3% | 21.2% | 0.1897 | 0.095556 | 2.4667 | 14.0667 | 1.2969 | 1.3111 | 15.8426 | 13.5714 | 2.4342 | 3.9962 | 13.3125 | 8.1528 | 8.6998 | 4.8681 | 83.2039 | 120.2973 | 51.5413 | 80.0113
Bay Area | CAYETANO 2111circuit_breaker | 7920 | 25 | 78.1843 | 70 | 98.2427 | 29 | 2.2403e-05 | 904.8354 | 5.2624 | 0.020948 | 6.4421e-05 | 0.35714 | 0.79583 | {439ED568-0BDE-4626-B59A-7C48F17E3B78} | 14422111 | CAYETANO 2111 | circuit_breaker | 37.7382 | -121.7708 | 127 | 65 | 23961.3578 |  | 18775.78 |  | 5185.5777 | 8282.7924 | 2523.3749 | 0.0018682 | 0.00064969 | 2137 | 0.66859 | 2.4687 | 2 | 2.8286 | 6.7904 | -5.9685 | 0.001 | 0.0067783 | 1.3389 | 296.4367 | 39.8131 | 31.8715 | 1.0945 | 14.1125 | 15.3844 | 3.2896 | 49% | 82.2% | 11.8% | 0.9% | 87.8% | 13.1% | 0.16544 | 0.0028182 | 1.4444 | 12.6939 | 0.58882 | 0.63636 | 6.8396 | 5.6292 | 2.179 | 3.746 | 13.7192 | 8.7821 | 9.6128 | 5.6361 | 44.4592 | 69.007 | 48.6083 | 77.3852
Bay Area | OAKLAND D 1112CR192 | 6520 | 105 | 204.6453 | 431 | 391.8654 | 32 | 4.8848e-05 | 0.037818 | 1.7225 | 1.8473e-06 | 6.4419e-05 | 0.24362 | 0.52223 | {D247477D-6B8D-41FB-AD66-DBEF58C5249C} | 12041112 | OAKLAND D 1112 | CR192 | 37.8514 | -122.2508 | 128 | 688 | 33568.3572 |  | 6807.0507 |  | 26761.3066 | 3810.1619 | 8404.9927 | 0.0020614 | 0.0015631 | 2138 | 6.2033 | 14.458 | 2.8333 | 2.418 | 6.018 | -6.8602 | 0.075238 | 0.0070137 | 1.9743 | 292.7325 | 33.5022 | 29.6917 | 0.72401 | 15.0517 | 16.5802 | 19.9855 | 48.8% | 56.6% | 44.8% | 68.2% | 22.3% | 37% | 0.25741 | 0.03881 | 6.7059 | 20 | 2.9505 | 10.2619 | 7.6014 | 7.0143 | 1.5629 | 3.151 | 14.7091 | 10.6335 | 9.9662 | 7.0064 | 49.6089 | 57.686 | 44.893 | 65.7945
North Coast | HARTLEY 1102524 | 8449 | 9 | 14.394 | 33 | 20.7572 | 8 | 7.4864e-05 | 309.505 | 1.0993 | 0.023544 | 6.4283e-05 | 0.27273 | 0.69345 | {45C1901D-E49E-428E-8B0F-B20AF66CAD20} | 43211102 | HARTLEY 1102 | 524 | 39.0788 | -122.9339 | 52 | 43 | 10994.4761 |  | 7246.3624 |  | 3748.1136 | 2350.321 | 348.8739 | 0.00051426 | 0.00059891 | 2139 | 1.9591 | 10.529 | 2 | 2.5994 | 7.0613 | 1.4793 | 0.027692 | 0.0060501 | 2.3598 | 296.2569 | 37.1673 | 36.1245 | 1.1545 | 14.7709 | 16.6246 | 2.624 | 9.4% | 16% | 25.8% | 23% | 78.2% | 30.9% | 0.058984 | 0.058846 | 1.1 | 11.8 | 0.66654 | 1.2692 | 11.2593 | 9.5647 | 2.297 | 3.8985 | 13.932 | 8.2445 | 9.7894 | 5.2402 | 62.0607 | 90.2395 | 48.2625 | 79.0193
Bay Area | PUEBLO 2102698 | 3727 | 1 | 1.2048 | 9 | 6.6056 | 2 | 6.4217e-05 | 0.32056 |  | 2.0691e-05 | 6.4217e-05 | 0.11111 | 0.18239 | {EFBE7067-1C69-45D8-A9C8-472AE1406928} | 43292102 | PUEBLO 2102 | 698 | 38.4222 | -122.3373 | 325 | 474 | 49709.1467 |  | 26431.9074 |  | 23277.2393 | 187.7325 | 84.6958 | 0.00012843 | 0.00012843 | 2140 | 3.0093 | 6.9129 | 2 | 2.5951 | 6.3473 | 9.5219 | 0.005 | 0.0067625 | 2.0482 | 296.8519 | 36.9416 | 30.7571 | 1.0828 | 14.7704 | 16.2786 | 0.40654 | 48.6% | 0% | 63.3% | 16% | 85.3% | 28.3% | 0 | 0.0325 | 1.6667 | 22 | 0.23 | 2.25 | 8.3665 | 6.515 | 2.055 | 3.7494 | 14.5397 | 9.2925 | 10.1207 | 5.8085 | 47.1386 | 71.3509 | 44.5841 | 74.7575
Central Valley | STANISLAUS 170275348 | 5484 | 0 | 0 | 3 | 1.5989 | 1 | 6.4109e-05 | 0.037818 |  | 2.4244e-06 | 6.4109e-05 | 0 | 0 | {763723A0-FD03-42C3-9B8B-0F105886147F} | 162821702 | STANISLAUS 1702 | 75348 | 38.2622 | -120.3292 | 165 | 389 | 23232.9488 |  | 8681.8427 |  | 14551.1061 | 8681.8427 | 14551.1061 | 6.4109e-05 | 6.4109e-05 | 2141 | 15.9088 | 33.2468 | 3 | 2.6916 | 7.2691 | -0.68527 | 0.11773 | 0.0053032 | 3.6427 | 290.5834 | 43.739 | 32.9468 | 0.91354 | 12.6356 | 14.6711 | 6.528 | 16% | 0% | 68.3% | 98.2% | 0.4% | 64.3% | 0.17537 | 0.10527 | 5.6667 | 21.3333 | 0 | 0.027273 | 14.8847 | 10.8349 | 1.7177 | 2.7055 | 12.3671 | 6.5062 | 7.1653 | 4.3968 | 52.889 | 77.5701 | 55.5143 | 87.6772
Sierra | MOUNTAIN QUARRIES 21011102 | 375 | 743 | 1257.7064 | 2710 | 1986.4463 | 508 | 5.3378e-05 | 87.4072 | 9.2039 | 0.0046536 | 0.0002578 | 0.27417 | 0.63314 | {B62D2B6F-534A-4DA4-BEF0-CD31B9D7374D} | 152282101 | MOUNTAIN QUARRIES 2101 | 1102 | 38.8698 | -121.0202 | 621 | 450 | 102796.2725 | 63.8748 | 71641.3725 | 44.516 | 31154.9 | 71641.3725 | 31154.9 | 0.13096 | 0.027116 | 1235 | 2.0319 | 6.2376 | 2 | 2.0748 | 5.8274 | 0.1955 | 0.025641 | 0.0058955 | 2.4096 | 296.5655 | 45.9189 | 32.7057 | 1.3034 | 12.7398 | 14.396 | 0.70883 | 31.5% | 36% | 22.9% | 17.6% | 59% | 78.3% | 0.034971 | 0.045801 | 1.6275 | 12 | 1.3393 | 4.6464 | 10.9228 | 8.105 | 1.9941 | 3.4245 | 12.6817 | 5.6751 | 7.1678 | 3.965 | 59.1931 | 96.326 | 54.2191 | 93.4947
Central Valley | MARIPOSA 210210880 | 3795 | 251 | 427.3416 | 2140 | 1091.3925 | 394 | 4.503e-05 | 1851.9604 | 31.0319 | 0.084621 | 0.00065517 | 0.11729 | 0.39156 | {7717B878-CAFD-4AC4-8B78-BDBB8F6365D2} | 254452102 | MARIPOSA 2102 | 10880 | 37.4617 | -119.9507 | 459 | 428 | 106316.5002 | 66.0622 | 64121.2381 | 39.8432 | 42195.2621 | 63141.8494 | 40793.3135 | 0.25814 | 0.017742 | 619 | 1.4934 | 5.2211 | 2.3119 | 2.3131 | 5.6821 | -0.029512 | 0.0058206 | 0.0060038 | 1.7592 | 297.0463 | 49.4269 | 31.503 | 1.3779 | 11.9517 | 13.2404 | 0.94779 | 73.2% | 74.3% | 47.7% | 25.3% | 76.7% | 46.1% | 0.028868 | 0.031356 | 1.6558 | 15.3365 | 0.55537 | 2.1814 | 7.3315 | 6.3657 | 2.379 | 3.9145 | 11.6101 | 6.6408 | 7.9994 | 4.5401 | 42.4562 | 67.2149 | 59.5133 | 87.8803
Central Coast | SARATOGA 1105LC14 | 3733 | 386 | 742.0105 | 1528 | 1436.8517 | 142 | 3.3949e-05 | 1.2006 | 0.52696 | 2.9306e-05 | 2.8528e-05 | 0.25262 | 0.51641 | {D8F111B1-64B9-41D7-9211-8173FEC05653} | 83371105 | SARATOGA 1105 | LC14 | 37.2814 | -122.0335 | 287 | 323 | 36606.4966 | 22.7463 | 17941.3763 | 11.1483 | 18665.1203 | 15716.535 | 13460.3012 | 0.004051 | 0.0048208 | 2531 | 2.927 | 8.8638 | 2 | 1.6347 | 4.5137 | -0.40736 | 0.038986 | 0.0066127 | 1.7838 | 295.681 | 39.6063 | 34.6327 | 1.0126 | 14.0076 | 15.3513 | 12.5721 | 21.6% | 16.4% | 36.3% | 49.6% | 66.7% | 28% | 0.29933 | 0.057143 | 3.1929 | 16.25 | 1.826 | 7.0415 | 10.1977 | 8.5393 | 1.9733 | 3.5886 | 13.4184 | 8.9333 | 8.9448 | 5.6991 | 56.4985 | 74.6942 | 49.6768 | 76.8839
Bay Area | FAIRVIEW 2207M501R | 854 | 61 | 158.2147 | 223 | 236.2825 | 32 | 4.3719e-05 | 4.8782 | 1.2823 | 0.00017969 | 6.3787e-05 | 0.27354 | 0.6696 | {9F1312F5-B448-48CC-A9C3-FC2DE03C4391} | 13432207 | FAIRVIEW 2207 | M501R | 38.0169 | -122.1409 | 163 | 1093 | 47322.1655 |  | 7472.5685 |  | 39849.597 | 3375.143 | 14223.8913 | 0.0020412 | 0.001399 | 2145 | 2.5044 | 7.8801 | 2 | 3.3032 | 7.2469 | -1.8771 | 0.045208 | 0.0069075 | 1.4067 | 296.6516 | 38.2597 | 34.2985 | 1.0713 | 14.6477 | 15.9211 | 22.4577 | 48.5% | 49.9% | 36.8% | 22.1% | 80.4% | 26.9% | 0.45423 | 0.017083 | 9.4 | 21.25 | 2.9927 | 4.6458 | 6.4775 | 6.268 | 2.2562 | 3.8297 | 12.9846 | 9.893 | 10.2894 | 6.8845 | 54.8133 | 69.3219 | 51.1764 | 70.3314
Bay Area | ALTO 11251256 | 1046 | 302 | 796.7469 | 1081 | 1211.6598 | 70 | 5.31e-05 | 0.037975 | 0.90523 | 2.0194e-06 | 6.3722e-05 | 0.27937 | 0.65757 | {68422AE1-2121-4A4F-B961-26CF0C3DA27B} | 42031125 | ALTO 1125 | 1256 | 37.8866 | -122.5368 | 123 | 520 | 31860.8874 |  | 7051.2781 |  | 24809.6093 | 6410.4568 | 22052.0856 | 0.0044605 | 0.003717 | 2146 | 3.668 | 10.1917 | 2.125 | 3.5924 | 8.2027 | -3.7679 | 0.077 | 0.0072747 | 2.2721 | 292.6107 | 27.5227 | 24.338 | 0.63125 | 16.3714 | 18.1 | 13.2764 | 48.3% | 41.8% | 50.5% | 36.7% | 8.9% | 86.8% | 0.57344 | 0.044 | 7.9028 | 21.5278 | 6.4064 | 13.5125 | 10.8119 | 9.1527 | 1.4721 | 2.5312 | 15.6823 | 13.4693 | 12.1461 | 9.7865 | 49.4317 | 48.142 | 37.5458 | 49.1541
Central Valley | OAKHURST 1103circuit_breaker | 1817 | 762 | 1142.9752 | 3407 | 2249.8804 | 456 | 7.381e-05 | 491.746 | 11.6309 | 0.039 | 0.00041398 | 0.22366 | 0.50802 | {0FC43676-7F71-4151-8B57-A856F18A7815} | 254421103 | OAKHURST 1103 | circuit_breaker | 37.322 | -119.6345 | 760 | 845 | 106522.0728 | 66.1899 | 54035.2628 | 33.576 | 52486.81 | 50881.3747 | 46600.722 | 0.18878 | 0.033657 | 914 | 2.7464 | 9.251 | 2.6633 | 1.7069 | 4.0356 | -0.32377 | 0.030542 | 0.0059481 | 2.0635 | 296.9038 | 51.8782 | 34.9527 | 1.4291 | 11.2332 | 12.6373 | 6.1868 | 60.1% | 48.3% | 76.5% | 48.3% | 81.4% | 24.6% | 0.17766 | 0.054231 | 2.759 | 17.7276 | 2.3582 | 4.9883 | 9.3469 | 8.0566 | 2.3808 | 3.9897 | 10.7003 | 6.1261 | 6.7745 | 4.2468 | 52.1005 | 72.6275 | 64.7265 | 90.1043
North Coast | ANNAPOLIS 1101554 | 5237 | 72 | 121.7013 | 91 | 132.0791 | 51 | 6.2895e-05 | 0.038571 | 0.97065 | 2.4253e-06 | 6.3676e-05 | 0.79121 | 0.92143 | {4E55E7CE-52B3-47DC-8A51-FD5ED3230884} | 42861101 | ANNAPOLIS 1101 | 554 | 38.711 | -123.3384 | 227 | 145 | 50761.5079 |  | 43657.3063 |  | 7104.2016 | 43657.3063 | 7104.2016 | 0.0032475 | 0.0032076 | 2148 | 12.3355 | 23.0408 | 2 | 2.2149 | 5.878 | 3.9345 | 0.054684 | 0.0070209 | 3.1457 | 293.7306 | 25.2076 | 28.5527 | 0.72551 | 17.3569 | 19.4587 | 0.48023 | 8.9% | 14.4% | 13.5% | 68.1% | 21.2% | 64.5% | 0.079062 | 0.11734 | 1.6852 | 13.1435 | 0.01226 | 0.16456 | 13.6102 | 11.963 | 1.7514 | 2.7594 | 16.4891 | 13.0439 | 12.0105 | 9.6727 | 56.3994 | 65.9811 | 37.6706 | 50.9442
Sierra | BRUNSWICK 110765574 | 7366 | 9 | 15.4894 | 19 | 18.6969 | 3 | 9.7944e-05 | 0.039648 | 0.0037577 | 3.8106e-06 | 6.3652e-05 | 0.47368 | 0.82845 | {7CD5E23A-1FEF-4DD4-B696-6D5E8A5A222C} | 152481107 | BRUNSWICK 1107 | 65574 | 39.2305 | -121.0346 | 92 | 43 | 4339.6091 |  | 2799.3607 |  | 1540.2484 | 445.925 | 33.7326 | 0.00019095 | 0.00029383 | 2149 | 3.3633 | 12.3601 | 2 | 1.9989 | 5.5376 | -1.9483 | 0.0125 | 0.0053997 | 4.0166 | 293.5762 | 46.2025 | 32.8417 | 1.1362 | 12.2232 | 14.3768 | 34.8579 | 10.7% | 1.3% | 72.7% | 53.2% | 12.2% | 44.1% | 0.51767 | 0.045 | 2.8333 | 10.5 | 2.1325 | 2.375 | 8.8667 | 6.9945 | 2.0289 | 3.4859 | 12.9783 | 5.9678 | 7.9929 | 4.0741 | 55.7823 | 92.7253 | 52.8817 | 92.029
Bay Area | BRENTWOOD 2105B504R | 4601 | 55 | 188.0731 | 80 | 197.4431 | 25 | 2.7366e-05 | 74.5709 | 3.4005 | 0.0020145 | 6.355e-05 | 0.6875 | 0.95254 | {9A8233B7-234B-46CF-8EEF-6B74776F9D38} | 14592105 | BRENTWOOD 2105 | B504R | 37.8951 | -121.6965 | 131 | 66 | 21006.1139 |  | 18129.5072 |  | 2876.6067 | 12899.4497 | 1629.8507 | 0.0015887 | 0.00068416 | 2150 | 0.98905 | 3.2966 | 2 | 3.0976 | 8.5353 | -2.3848 | 0.00067485 | 0.0067808 | 1.0013 | 297.7119 | 42.9672 | 34.9801 | 1.2403 | 13.7302 | 14.7951 | 0.95984 | 48.1% | 72.1% | 18.5% | 3.4% | 98.4% | 6.4% | 0.20555 | 0.0025153 | 1.5934 | 13.4505 | 1.0504 | 0.4908 | 6.9705 | 5.2973 | 2.3205 | 3.8896 | 12.4852 | 8.6274 | 9.4979 | 5.8485 | 51.7468 | 71.4289 | 54.8132 | 77.5379
Bay Area | SAN RAFAEL 1105534 | 5148 | 108 | 302.4473 | 276 | 391.7258 | 17 | 7.6637e-05 | 0.037818 | 0.5722 | 2.8982e-06 | 6.3502e-05 | 0.3913 | 0.77209 | {6C0139D5-EF28-447A-8798-DD6F8DC2F6B3} | 42011105 | SAN RAFAEL 1105 | 534 | 37.9763 | -122.4968 | 53 | 88 | 6953.6009 |  | 2541.7011 |  | 4411.8997 | 1383.1216 | 2219.7337 | 0.0010795 | 0.0013028 | 2151 | 6.763 | 15.3611 | 2 | 2.0758 | 6.7838 | -3.9107 | 0.058095 | 0.0072684 | 2.3848 | 294.7935 | 30.6693 | 27.5523 | 0.80175 | 15.9286 | 17.6086 | 14.2641 | 47.9% | 35.4% | 76.4% | 72.6% | 38.1% | 82.9% | 0.38849 | 0.055714 | 3.9474 | 18.4211 | 12.1514 | 13.1429 | 9.9733 | 8.6831 | 1.7245 | 3.1343 | 14.2735 | 12.518 | 11.8546 | 9.2575 | 50.9545 | 53.2395 | 42.5953 | 53.4793
North Coast | HIGHLANDS 1104circuit_breaker | 2117 | 84 | 159.718 | 496 | 271.213 | 71 | 8.1639e-05 | 0.037818 | 0.56786 | 3.0874e-06 | 6.3345e-05 | 0.16935 | 0.5889 | {EC0CBAAC-D25D-4166-8326-CC1A005227F9} | 43361104 | HIGHLANDS 1104 | circuit_breaker | 38.937 | -122.6091 | 248 | 617 | 44096.0597 |  | 13342.2829 |  | 30753.7768 | 7426.3873 | 20046.973 | 0.0044975 | 0.0057964 | 2152 | 2.6874 | 7.7288 | 2 | 2.3342 | 7.2189 | 0.39728 | 0.070116 | 0.0060951 | 1.9969 | 296.5122 | 41.6737 | 31.5015 | 1.2199 | 13.8542 | 15.406 | 16.4872 | 8.7% | 10.7% | 32.8% | 9.2% | 91% | 11.4% | 0.64582 | 0.022558 | 7.975 | 21.3875 | 4.7067 | 5.7674 | 9.4003 | 6.8719 | 2.3398 | 4.0826 | 13.4258 | 7.386 | 8.241 | 4.4893 | 52.9223 | 74.0349 | 51.5282 | 83.5322
North Coast | FORT BRAGG A 11014622 | 1791 | 1492 | 3034.603 | 2346 | 3415.4175 | 167 | 8.4697e-05 | 0.049817 | 0.76159 | 4.1476e-06 | 7.5763e-05 | 0.63598 | 0.8885 | {FD379B27-6785-4E43-84D1-7E22C4EB286F} | 42761101 | FORT BRAGG A 1101 | 4622 | 39.5153 | -123.7634 | 153 | 150 | 37166.6829 | 23.0944 | 21198.3263 | 13.1721 | 15968.3566 | 21198.3263 | 15968.3566 | 0.012652 | 0.014144 | 2042 | 7.6574 | 21.4153 | 2 | 2.5707 | 7.8166 | -0.33267 | 0.029914 | 0.007069 | 2.8885 | 289.5779 | 16.8374 | 19.8232 | 0.36493 | 19.7623 | 22.1285 | 1.3515 | 12.8% | 12.5% | 37% | 61.8% | 1.7% | 99.1% | 0.23034 | 0.074543 | 2.0263 | 15.0658 | 1.6448 | 6.7414 | 12.7531 | 10.1288 | 1.1932 | 1.9014 | 19.7295 | 15.1203 | 15.172 | 10.878 | 40.5742 | 49.0303 | 25.2956 | 42.6072
Sierra | VACA DIXON 11059792 | 2533 | 1 | 1.2048 | 2 | 1.6605 | 2 | 2.4195e-05 | 4826.739 | 4.3442 | 0.11642 | 6.3086e-05 | 0.5 | 0.72554 | {E4D247B8-5AC2-4613-B16F-7A9DCBD633B8} | 63591105 | VACA DIXON 1105 | 9792 | 38.4197 | -121.9685 | 508 | 468 | 79362.4338 |  | 46444.676 |  | 32917.7578 | 1598.1228 | 829.1409 | 0.00012617 | 4.8389e-05 | 2154 | 0.61949 | 1.9938 | 2 | 2.5954 | 8.0174 | 0.30082 | 0.0031034 | 0.0064186 | 1.653 | 298.2777 | 45.563 | 39.9959 | 1.3735 | 13.0239 | 14.2764 | 3.0133 | 10.5% | 18.4% | 6.8% | 1% | 95.4% | 85.9% | 0.030831 | 0.0024138 | 1.3077 | 14.1538 | 0.042414 | 0.068966 | 8.2106 | 6.7746 | 2.5174 | 4.1714 | 11.4547 | 7.537 | 8.705 | 5.0602 | 63.2028 | 82.1258 | 58.9787 | 82.4411
Bay Area | TASSAJARA 210419042 | 810 | 126 | 266.5662 | 441 | 462.1977 | 59 | 3.9691e-05 | 289.8867 | 3.7335 | 0.009175 | 6.3034e-05 | 0.28571 | 0.57674 | {8DD57FAC-0D20-4DE3-898A-E73074144CC8} | 14662104 | TASSAJARA 2104 | 19042 | 37.7985 | -121.8732 | 148 | 124 | 16368.1668 |  | 13671.8199 |  | 2696.3469 | 9296.9258 | 1449.7713 | 0.003719 | 0.0023418 | 2155 | 1.6819 | 5.5666 | 2.3009 | 2.9911 | 7.4797 | -4.1504 | 0.012301 | 0.0066096 | 1.7368 | 295.5519 | 41.7567 | 33.8306 | 1.0775 | 13.4937 | 14.9425 | 3.2791 | 47.7% | 74.3% | 32.3% | 10.7% | 83.5% | 3.8% | 0.11222 | 0.027699 | 2.2031 | 14.6129 | 1.9022 | 3.9027 | 6.7603 | 5.8262 | 2.1655 | 3.7297 | 13.3356 | 8.3349 | 8.9418 | 5.1395 | 46.7637 | 74.0578 | 51.2932 | 80.1615
North Coast | DUNBAR 11033135 | 8696 | 2 | 2.5591 | 8 | 5.4877 | 2 | 0.00015014 | 0.037817 | 0.40399 | 5.6781e-06 | 6.2759e-05 | 0.25 | 0.46633 | {F631AD16-DB0B-45CF-9124-A221CF5B6E01} | 43071103 | DUNBAR 1103 | 3135 | 38.3259 | -122.4879 | 27 | 132 | 6523.8449 |  | 1214.2636 |  | 5309.5812 | 100.9792 | 858.1802 | 0.00012552 | 0.00030029 | 2156 | 4.9103 | 12.2801 | 3 | 2.0787 | 5.8509 | -7.4489 | 0.13 | 0.0070225 | 2.2881 | 296.5143 | 33.663 | 30.1552 | 1.001 | 15.5173 | 17.1668 | 10.9386 | 8.5% | 8.9% | 80.5% | 32.8% | 63.7% | 44% | 0.24748 | 0.05 | 11.5 | 22 | 1.56 | 4 | 8.2897 | 6.8543 | 1.9303 | 3.603 | 14.9092 | 10.5487 | 10.9576 | 7.014 | 48.973 | 63.4101 | 42.7566 | 66.7934
Bay Area | OAKLAND K 1104circuit_breaker | 5480 | 43 | 120.9877 | 106 | 153.2372 | 7 | 2.4758e-05 | 0.037818 | 3.8009 | 9.363e-07 | 6.2737e-05 | 0.40566 | 0.78955 | {3C8EEA5A-CE4E-4740-9897-693B2E67E957} | 12101104 | OAKLAND K 1104 | circuit_breaker | 37.8478 | -122.2291 | 52 | 178 | 10318.7727 |  | 2362.6398 |  | 7956.1329 | 2362.6398 | 7956.1329 | 0.00043916 | 0.00017331 | 2157 | 4.3715 | 11.7945 | 2 | 2.274 | 5.9027 | -2.9639 | 0.10556 | 0.0072526 | 1.765 | 292.8153 | 31.866 | 29.4441 | 0.67534 | 15.5337 | 16.9895 | 22.1306 | 47.5% | 74.9% | 14.3% | 50.8% | 13.6% | 66.8% | 0.62209 | 0.016667 | 15.625 | 22 | 5.0322 | 11.7778 | 7.9308 | 7.3276 | 1.552 | 2.9766 | 14.8534 | 11.4357 | 10.1469 | 7.5115 | 49.8878 | 54.3535 | 44.2038 | 61.3901
Central Coast | HALF MOON BAY 11038898 | 7788 | 1 | 2.9829 | 29 | 29.7593 | 1 | 6.2723e-05 | 0.037818 |  | 2.372e-06 | 6.2723e-05 | 0.034483 | 0.10023 | {F439C87D-AAE9-43A5-B8D6-BA1AB4C5C362} | 24101103 | HALF MOON BAY 1103 | 8898 | 37.3135 | -122.2756 | 17 | 31 | 2159.5164 |  | 1026.3244 |  | 1133.192 | 1026.3244 | 1133.192 | 6.2723e-05 | 6.2723e-05 | 2158 | 7.6994 | 17.3282 | 2 | 2.0048 | 5.1213 | -1.1584 | 0.1025 | 0.0071265 | 2.1112 | 294.0943 | 29.9836 | 28.5155 | 0.75113 | 16.2123 | 17.9458 | 2.78 | 42.5% | 0% | 71.2% | 75.5% | 22.2% | 77.8% | 0.30197 | 0.09 | 4.625 | 22 | 1.19 | 22.75 | 11.0675 | 9.6475 | 1.5812 | 3.4403 | 15.5055 | 10.9874 | 9.3959 | 6.1716 | 59.4767 | 67.1758 | 44.0491 | 68.3193
Bay Area | BAY MEADOWS 2102circuit_breaker | 59 | 13 | 47.0604 | 15 | 47.9719 | 1 | 6.2681e-05 | 0.037818 |  | 2.3705e-06 | 6.2681e-05 | 0.86667 | 0.981 | {7B48B738-B738-4F2B-B0D7-4D191D860D4E} | 24012102 | BAY MEADOWS 2102 | circuit_breaker | 37.5516 | -122.293 | 250 | 1354 | 64556.3828 |  | 11130.4877 |  | 53425.895 | 5.118 | 87.7392 | 6.2681e-05 | 6.2681e-05 | 2159 | 2.7333 | 15.797 | 2 | 2.3194 | 6.2721 | -6.0574 | 0 | 0.0070222 | 1.7379 | 294.146 | 31.545 | 27.3177 | 0.78559 | 15.7276 | 17.2191 | 18 | 47.4% | 0% | 62.1% | 75.1% | 35.2% | 76.4% | 0.375 | 0.02 | 6 | 22 | 42.13 | 15 | 10.0008 | 8.7932 | 1.7242 | 3.1413 | 14.8304 | 11.9567 | 10.9433 | 8.4476 | 53.9723 | 50.7289 | 42.4052 | 58.0775
Central Valley | WEST POINT 11025357 | 5281 | 28 | 37.7711 | 309 | 164.5202 | 42 | 7.1864e-05 | 0.037818 | 0.57212 | 2.7178e-06 | 6.2565e-05 | 0.090615 | 0.22958 | {34FFF0A8-2671-4464-AC38-1EA19A472934} | 163201102 | WEST POINT 1102 | 5357 | 38.2816 | -120.5422 | 50 | 67 | 7747.8131 |  | 5289.0317 |  | 2458.7814 | 5289.0317 | 2458.7814 | 0.0026277 | 0.0030183 | 2160 | 6.9509 | 16.4327 | 2.0417 | 1.704 | 4.4881 | 0.061981 | 0.034306 | 0.0066333 | 2.5953 | 295.2917 | 42.9117 | 32.7821 | 1.1677 | 13.0991 | 14.833 | 0.92199 | 15.7% | 4.8% | 74.3% | 74.7% | 15.5% | 82.7% | 0.017994 | 0.21486 | 2.32 | 18.36 | 0.765 | 4.2917 | 14.8815 | 10.4473 | 2.0392 | 3.7026 | 13.1047 | 6.8345 | 8.7329 | 4.6544 | 46.2164 | 76.01 | 49.7108 | 86.729
Central Valley | DIAMOND SPRINGS 110519910 | 2148 | 0 | 0 | 2 | 0.91147 | 1 | 6.2524e-05 | 0.1037 |  | 6.4837e-06 | 6.2524e-05 | 0 | 0 | {B086CF84-D2F5-42B5-8FBA-007201735811} | 152261105 | DIAMOND SPRINGS 1105 | 19910 | 38.6313 | -120.8543 | 338 | 438 | 66869.8412 |  | 32811.9682 |  | 34057.873 | 32811.9682 | 34057.873 | 6.2524e-05 | 6.2524e-05 | 2161 | 2.0554 | 5.81 | 2.8551 | 2.292 | 6.7292 | 1.3626 | 0.028143 | 0.0060278 | 2.4948 | 296.3852 | 45.6201 | 32.0529 | 1.2848 | 12.6778 | 14.3927 | 0.88347 | 15.5% | 0% | 65.9% | 29.7% | 50.6% | 65% | 0.042607 | 0.052735 | 2.2719 | 17.1887 | 1.4068 | 2.451 | 7.2842 | 5.4472 | 2.3422 | 3.9079 | 12.9798 | 6.4765 | 8.6921 | 4.4792 | 46.0918 | 77.3732 | 52.6832 | 88.6752
Bay Area | SAN RAFAEL 11061230 | 1380 | 45 | 77.194 | 151 | 141.5014 | 18 | 6.5173e-05 | 0.037818 | 0.14167 | 2.4647e-06 | 6.2391e-05 | 0.29801 | 0.54554 | {CDB467EB-0C7C-4750-A7F9-34F28A41CB6F} | 42011106 | SAN RAFAEL 1106 | 1230 | 37.982 | -122.5234 | 170 | 734 | 44027.4042 |  | 9947.7927 |  | 34079.6116 | 1200.481 | 4807.1942 | 0.001123 | 0.0011731 | 2162 | 5.1455 | 12.5471 | 2 | 1.7843 | 5.5414 | -2.3088 | 0.06 | 0.007187 | 2.584 | 295.3218 | 32.5771 | 29.0486 | 0.87656 | 15.4405 | 17.1974 | 22.4174 | 47.2% | 18.8% | 64.6% | 56.8% | 49% | 61.2% | 0.23446 | 0.025385 | 4.2174 | 21.3043 | 1.7915 | 5.8077 | 10.6134 | 9.1741 | 1.8059 | 3.3213 | 13.7929 | 11.7273 | 11.4596 | 8.8755 | 53.8952 | 57.5876 | 44.779 | 56.6434
Bay Area | SILVERADO 21023010 | 5010 | 262 | 438.712 | 562 | 609.545 | 57 | 7.6443e-05 | 0.19337 | 0.83167 | 1.349e-05 | 6.2363e-05 | 0.46619 | 0.71974 | {B9FC928F-6B55-4781-A3B8-3405DC4F241D} | 43432102 | SILVERADO 2102 | 3010 | 38.4921 | -122.416 | 229 | 171 | 29353.5887 |  | 20812.5079 |  | 8541.0809 | 5441.3026 | 273.3049 | 0.0035547 | 0.0043572 | 2163 | 5.5575 | 15.851 | 2 | 1.8035 | 5.2071 | -7.5209 | 0.026232 | 0.0066446 | 2.341 | 297.024 | 38.5835 | 31.9718 | 1.123 | 14.329 | 15.9261 | 1.7856 | 47% | 40% | 75.5% | 75.5% | 91.5% | 18.5% | 0.25504 | 0.017826 | 1.4286 | 13.1143 | 4.6496 | 8.1449 | 9.4959 | 7.3633 | 2.1311 | 3.7897 | 14.0015 | 8.6621 | 9.4464 | 5.3495 | 52.2152 | 78.2784 | 46.8552 | 77.9061
Central Coast | TEMPLETON 2113A32 | 5174 | 23 | 33.2049 | 189 | 107.6154 | 13 | 7.0015e-05 | 347.5622 | 0.76675 | 0.023786 | 6.2304e-05 | 0.12169 | 0.30855 | {B5262924-E8BA-494C-94F2-552AF4F4F88E} | 183052113 | TEMPLETON 2113 | A32 | 35.501 | -120.6621 | 185 | 530 | 34175.624 |  | 9517.7168 |  | 24657.9072 | 2317.4886 | 1106.3293 | 0.00080995 | 0.0009102 | 2164 | 2.3783 | 6.9252 | 2 | 2.3113 | 6.9105 | -1.2059 | 0.020952 | 0.0063568 | 1.0425 | 297.4418 | 38.7329 | 32.9692 | 1.1608 | 14.5839 | 15.4222 | 12.5612 | 42.3% | 20.1% | 75.5% | 40.1% | 84.2% | 40.5% | 0.31897 | 0.010476 | 3.0625 | 18.3125 | 1.9286 | 9 | 8.0387 | 8.0848 | 1.9288 | 3.5802 | 13.6711 | 10.0416 | 10.1828 | 6.8798 | 46.9848 | 65.0027 | 48.677 | 67.836
Central Valley | COARSEGOLD 210310820 | 1577 | 381 | 806.2209 | 1044 | 1055.379 | 307 | 3.5767e-05 | 2352.0866 | 34.6108 | 0.074616 | 0.00053945 | 0.36494 | 0.76392 | {87310FC6-15ED-48C6-A2E1-D0212614AC1A} | 254432103 | COARSEGOLD 2103 | 10820 | 37.155 | -119.7343 | 495 | 803 | 109378.8823 | 67.9651 | 45979.4651 | 28.5704 | 63399.4172 | 45523.6929 | 63177.5372 | 0.16561 | 0.01098 | 747 | 1.6705 | 5.5496 | 2 | 2.0094 | 5.1234 | -0.18358 | 0.0053305 | 0.0060135 | 1.2385 | 298.3359 | 51.4736 | 36.8119 | 1.5057 | 11.6503 | 12.7463 | 1.8949 | 66.5% | 77% | 35.7% | 27.9% | 89.4% | 39.5% | 0.10347 | 0.0095986 | 2.584 | 19.8256 | 1.2054 | 1.5 | 7.394 | 6.897 | 2.7723 | 4.1325 | 10.8502 | 6.54 | 7.5103 | 4.3727 | 51.8166 | 78.2951 | 63.6826 | 88.0658
Bay Area | STAFFORD 1102circuit_breaker | 9742 | 4 | 4.819 | 13 | 9.7053 | 3 | 6.128e-05 | 677.938 |  | 0.018198 | 6.128e-05 | 0.30769 | 0.49654 | {C9CC8490-6E43-45D4-87C2-A85ACD7797AC} | 43201102 | STAFFORD 1102 | circuit_breaker | 38.1198 | -122.6141 | 17 | 0 | 993.1053 |  | 993.1053 |  | 0 | 669.8914 | 0 | 0.00018384 | 0.00018384 | 2166 | 1.2495 | 7.3099 | 2 | 2.6972 | 6.8684 | -2.9286 | 0.0085714 | 0.0070822 | 2.2214 | 296.071 | 31.9251 | 30.1174 | 0.9499 | 15.6933 | 17.3118 | 9.7634 | 46.6% | 0% | 60.4% | 18.1% | 64.1% | 73.9% | 0.25016 | 0.0014286 | 2 | 5 | 0.60714 | 1.8571 | 10.8985 | 9.3909 | 1.9176 | 3.5335 | 14.2745 | 12.1927 | 11.798 | 8.7161 | 54.6877 | 61.8811 | 43.4373 | 57.0427
Sierra | WEST POINT 110293116 | 924 | 1 | 1.9471 | 8 | 4.8853 | 1 | 6.1248e-05 | 0.037818 |  | 2.3163e-06 | 6.1248e-05 | 0.125 | 0.39856 | {2DE74D61-95A1-4D32-9CCA-28AB5E692CE7} | 163201102 | WEST POINT 1102 | 93116 | 38.3838 | -120.527 | 621 | 607 | 100726.0382 |  | 68737.6903 |  | 31988.3478 | 68737.6903 | 31988.3478 | 6.1248e-05 | 6.1248e-05 | 2167 | 9.7973 | 21.7542 | 2.7363 | 1.6195 | 4.4587 | 0.39081 | 0.062712 | 0.006381 | 2.8581 | 295.1886 | 42.9498 | 31.9448 | 1.1597 | 13.022 | 14.8545 | 0.67614 | 10.2% | 0% | 31% | 91.2% | 16.6% | 85.6% | 0.049321 | 0.10637 | 1.9111 | 15.7508 | 4.3183 | 6.3162 | 14.0848 | 9.7891 | 2.0359 | 3.5585 | 13.1731 | 6.9462 | 8.6176 | 4.8438 | 45.8989 | 73.5669 | 49.8499 | 85.6822
Sierra | BRUNSWICK 11038918 | 7769 | 1 | 1.3543 | 2 | 1.81 | 2 | 8.0073e-05 | 0.037818 | 0.53537 | 3.0282e-06 | 6.1195e-05 | 0.5 | 0.74822 | {D34CE8D2-4E63-4899-B49E-7C6D0FD502F0} | 152481103 | BRUNSWICK 1103 | 8918 | 39.2477 | -121.0255 | 63 | 71 | 7235.0576 |  | 3457.885 |  | 3777.1726 | 2321.7397 | 2865.1686 | 0.00012239 | 0.00016015 | 2168 | 9.8511 | 23.4893 | 2 | 1.9402 | 5.5382 | 0.20152 | 0.079744 | 0.0053371 | 4.0692 | 293.2385 | 46.3608 | 32.9245 | 1.1191 | 12.1718 | 14.3318 | 9.8948 | 10% | 4.8% | 51.5% | 95.1% | 9.8% | 40.7% | 0.11087 | 0.042051 | 2.6765 | 18.5588 | 0.041538 | 0.051282 | 8.887 | 6.9748 | 2.0064 | 3.4371 | 12.8962 | 5.9579 | 7.8821 | 4.0822 | 56.1082 | 92.4345 | 53.2075 | 92.0621
Central Coast | MORGAN HILL 2105XR070 | 6264 | 217 | 292.9967 | 538 | 482.0576 | 61 | 5.562e-05 | 294.0827 | 1.2079 | 0.012746 | 6.0808e-05 | 0.40335 | 0.6078 | {D4E598FB-500D-4E86-913F-DD1E461E4E23} | 83242105 | MORGAN HILL 2105 | XR070 | 37.0427 | -121.6547 | 141 | 86 | 21044.7544 |  | 13816.8053 |  | 7227.9492 | 9521.4048 | 3423.9409 | 0.0037093 | 0.0033928 | 2169 | 1.9346 | 5.9643 | 2.5565 | 2.4164 | 7.4074 | -2.3935 | 0.020484 | 0.0068553 | 1.6009 | 296.273 | 34.7682 | 29.2585 | 0.98031 | 15.2656 | 16.531 | 1.8873 | 42.1% | 27.4% | 66.7% | 34.1% | 53.1% | 55.5% | 0.13584 | 0.045968 | 1.7794 | 14.3088 | 0.97694 | 4.3387 | 8.0034 | 7.6467 | 1.8662 | 3.5327 | 14.583 | 10.6324 | 10.1467 | 6.6617 | 46.9466 | 60.0426 | 44.9301 | 67.748
Bay Area | ALTO 11251158 | 6457 | 79 | 231.5407 | 341 | 376.1459 | 28 | 8.481e-05 | 0.041543 | 0.15958 | 3.4203e-06 | 6.0804e-05 | 0.23167 | 0.61556 | {DC93F2BF-1FFD-4AAB-B042-E35ACAAAB3A8} | 42031125 | ALTO 1125 | 1158 | 37.8961 | -122.538 | 190 | 754 | 42633.3356 |  | 8797.5302 |  | 33835.8054 | 3766.7299 | 12002.4446 | 0.0017025 | 0.0023747 | 2170 | 3.765 | 11.549 | 2.8974 | 3.4765 | 7.9065 | 6.5916 | 0.065641 | 0.0071648 | 2.52 | 293.8159 | 30.1975 | 26.5702 | 0.74782 | 15.7877 | 17.5957 | 21.079 | 46.5% | 20.6% | 79.3% | 49% | 27.9% | 79.5% | 0.57105 | 0.031538 | 9.5152 | 20.0303 | 3.0062 | 8.7436 | 10.9657 | 9.3224 | 1.6136 | 2.9486 | 14.855 | 12.4159 | 11.8278 | 9.0655 | 51.5682 | 53.4812 | 40.7212 | 53.756
Central Coast | LOS GATOS 1106circuit_breaker | 7508 | 210 | 347.8855 | 1029 | 854.7233 | 93 | 5.1326e-05 | 0.037818 | 1.1656 | 1.941e-06 | 6.0777e-05 | 0.20408 | 0.40702 | {D03187F3-5053-4E30-B164-D057F0065569} | 82021106 | LOS GATOS 1106 | circuit_breaker | 37.2262 | -121.9774 | 166 | 182 | 20904.047 |  | 12300.8206 |  | 8603.2264 | 10732.6188 | 7819.5435 | 0.0056522 | 0.0047733 | 2171 | 4.1678 | 12.6546 | 2.7481 | 1.9983 | 5.3722 | -1.2772 | 0.038963 | 0.0064181 | 2.2494 | 294.5799 | 43.1288 | 36.9954 | 1.008 | 13.1826 | 14.6371 | 4.8002 | 41.9% | 27% | 63% | 62.8% | 64.7% | 10.3% | 0.36437 | 0.03812 | 3.4886 | 15.1364 | 1.8187 | 7.6222 | 10.1669 | 8.4123 | 1.9642 | 3.6279 | 12.7658 | 7.5686 | 8.2728 | 4.7834 | 57.6744 | 82.3272 | 52.9938 | 84.4805
North Coast | FULTON 11024994 | 7533 | 31 | 74.5295 | 90 | 110.0314 | 13 | 6.4006e-05 | 0.10032 | 0.91251 | 6.4715e-06 | 6.0733e-05 | 0.34444 | 0.67735 | {EA9B2479-0C7B-4A59-82AF-47AD3E8F521E} | 42561102 | FULTON 1102 | 4994 | 38.5278 | -122.7651 | 80 | 68 | 12682.9096 |  | 6942.8858 |  | 5740.0238 | 1753.9056 | 1818.9799 | 0.00078953 | 0.00083208 | 2172 | 2.8834 | 8.5152 | 2 | 1.7054 | 4.8267 | 0.89398 | 0.02 | 0.0069336 | 2.5505 | 295.5967 | 30.2214 | 28.0847 | 0.89419 | 16.1818 | 17.9975 | 2.5821 | 8.4% | 13.7% | 14.3% | 12.3% | 51.7% | 51.4% | 0.18733 | 0.044516 | 1.2941 | 13 | 1.7087 | 2.9032 | 10.8875 | 8.6539 | 1.9599 | 3.4379 | 15.6773 | 11.1663 | 11.2687 | 7.6639 | 47.0839 | 69.5429 | 39.8149 | 63.3955
North Valley | WILDWOOD 11011454 | 6812 | 37 | 72.2973 | 96 | 88.975 | 34 | 4.9025e-05 | 2.2948 | 1.0304 | 0.00011346 | 6.0518e-05 | 0.38542 | 0.81256 | {E8D8BCF8-6452-443E-AE6E-F4CFFAE760DF} | 103611101 | WILDWOOD 1101 | 1454 | 40.3591 | -122.8923 | 36 | 22 | 14975.6572 |  | 12434.0103 |  | 2541.6468 | 12434.0103 | 2541.6468 | 0.0020576 | 0.0016669 | 2173 | 2.2434 | 5.7141 | 2 | 2.8782 | 7.4903 | -1.3592 | 0.0018378 | 0.0054798 | 1.9361 | 295.348 | 48.1682 | 32.2262 | 1.3328 | 12.0529 | 13.9403 | 0.87341 | 24.3% | 11% | 39.9% | 23.1% | 41.6% | 31.5% | 0.15425 | 0.006973 | 1.25 | 12.1 | 0.40173 | 0.51892 | 8.8351 | 6.2203 | 2.4981 | 4.2423 | 11.0479 | 6.2357 | 7.2618 | 4.4308 | 56.7734 | 74.769 | 62.2964 | 90.8366
Central Coast | GREEN VALLEY 21016601 | 9266 | 145 | 290.0158 | 299 | 382.3624 | 31 | 9.3413e-05 | 0.037818 | 0.22239 | 3.5327e-06 | 6.0493e-05 | 0.48495 | 0.75848 | {E4165A82-7E13-4532-9E5E-AB5D693EB3C8} | 83192101 | GREEN VALLEY 2101 | 6601 | 36.9941 | -121.7172 | 28 | 40 | 6530.0038 |  | 3063.6094 |  | 3466.3944 | 3063.6094 | 3466.3944 | 0.0018753 | 0.0028958 | 2174 | 8.3481 | 22.5806 | 3 | 2.0764 | 5.3731 | 6.1676 | 0.056 | 0.0069801 | 1.9513 | 295.5902 | 36.1407 | 28.9471 | 0.91251 | 14.7588 | 16.1807 | 0.96699 | 41.8% | 11% | 83.9% | 92.5% | 37.2% | 43.6% | 0.061196 | 0.1346 | 2.125 | 17.75 | 1.122 | 5.98 | 7.1218 | 6.9281 | 1.8468 | 3.4568 | 14.0224 | 10.0197 | 8.7765 | 6.0719 | 46.3723 | 59.2546 | 48.8149 | 71.2205
Sierra | PUTAH CREEK 110267858 | 733 | 381 | 691.4053 | 898 | 919.2624 | 124 | 5.3096e-05 | 1923.4395 | 44.9832 | 0.098051 | 0.0013092 | 0.42428 | 0.75213 | {14F48B8C-8A8F-4490-B11D-9FE802AC416A} | 63681102 | PUTAH CREEK 1102 | 67858 | 38.4806 | -122.0273 | 128 | 105 | 22758.0522 | 14.1412 | 18688.4623 | 11.6125 | 4069.5899 | 18688.4623 | 4069.5899 | 0.16234 | 0.0065839 | 293 | 1.6715 | 5.4473 | 2 | 4.0294 | 10.0735 | -0.96456 | 0.018072 | 0.0062605 | 1.7611 | 297.6144 | 44.518 | 37.7424 | 1.3175 | 13.1986 | 14.5064 | 0.3533 | 76.8% | 81.6% | 22.7% | 12.7% | 71.2% | 91% | 0.13451 | 0.037449 | 2.8065 | 18.2871 | 3.0739 | 4.9874 | 8.8164 | 6.5036 | 2.3816 | 4.2237 | 12.0368 | 5.8898 | 8.1771 | 4.0112 | 56.257 | 86.5816 | 57.5769 | 92.2774
Bay Area | PACIFICA 1101circuit_breaker | 5223 | 13 | 43.3633 | 15 | 44.4941 | 3 | 7.8135e-05 | 3.4672 | 0 | 0.00050849 | 6.0406e-05 | 0.86667 | 0.97458 | {0685C5F8-0970-41C6-89BD-EFB0337B96FB} | 22811101 | PACIFICA 1101 | circuit_breaker | 37.5947 | -122.4889 | 63 | 263 | 17964.1419 |  | 4340.9857 |  | 13623.1562 | 222.8126 | 779.173 | 0.00018122 | 0.00023441 | 2176 | 3.1871 | 9.0468 | 3 | 3.4523 | 8.674 | 4.7769 | 0.0055556 | 0.007442 | 1.9924 | 291.5736 | 24.458 | 20.2221 | 0.54175 | 17.1228 | 18.7703 | 11.1278 | 46.1% | 0% | 77.3% | 30.1% | 2.9% | 94.2% | 0.31768 | 0.15111 | 3.5714 | 19.5714 | 2.34 | 1.6667 | 9.952 | 8.4129 | 1.4992 | 2.4577 | 16.6064 | 14.4045 | 12.5137 | 10.5359 | 43.5795 | 39.1894 | 34.0146 | 45.3415
Bay Area | SAN RAFAEL 1105circuit_breaker | 5127 | 11 | 29.0551 | 26 | 37.5393 | 3 | 5.4083e-05 | 0.037818 | 1.2884 | 2.0453e-06 | 6.0392e-05 | 0.42308 | 0.77399 | {BA67EE88-1E6D-48B2-9DBA-46721926CAE7} | 42011105 | SAN RAFAEL 1105 | circuit_breaker | 37.9708 | -122.527 | 292 | 791 | 52260.1431 |  | 15578.3001 |  | 36681.843 | 373.6826 | 480.8512 | 0.00018118 | 0.00016225 | 2177 | 3.4253 | 9.2337 | 2 | 2.1096 | 6.7245 | -1.3056 | 0.04 | 0.0072871 | 2.2888 | 294.571 | 29.8367 | 26.8993 | 0.77247 | 16.1337 | 17.7713 | 29.422 | 45.9% | 50.1% | 51.7% | 31% | 34.5% | 84.8% | 0.58638 | 0.06 | 7 | 22 | 6.875 | 6.5 | 9.7456 | 8.5082 | 1.7028 | 3.0656 | 14.4958 | 12.8958 | 12.0162 | 9.4162 | 49.683 | 51.3878 | 41.6513 | 52.0862
Central Valley | MARIPOSA 21029590 | 930 | 483 | 712.9542 | 2804 | 1725.8381 | 506 | 4.4614e-05 | 428.1887 | 14.8907 | 0.018042 | 0.00033359 | 0.17225 | 0.41311 | {43662797-F521-40C6-867F-8BCF69F03BE0} | 254452102 | MARIPOSA 2102 | 9590 | 37.4594 | -119.8997 | 546 | 501 | 109969.815 | 68.3322 | 58305.4261 | 36.2294 | 51664.3888 | 58305.4261 | 51664.3888 | 0.1688 | 0.022575 | 1035 | 2.8387 | 8.9142 | 2.007 | 2.0018 | 4.6444 | 0.042739 | 0.02672 | 0.0057226 | 2.1875 | 296.3941 | 50.0132 | 33.9755 | 1.3429 | 11.7267 | 13.1564 | 0.8254 | 55.7% | 55.6% | 47% | 46.3% | 67.6% | 41.5% | 0.057043 | 0.057501 | 1.7551 | 16.2297 | 1.0158 | 2.804 | 9.0968 | 7.7061 | 2.2718 | 3.7399 | 11.5267 | 6.361 | 7.488 | 4.3299 | 46.8026 | 72.0349 | 61.0133 | 89.7493
Sierra | VACAVILLE 1112circuit_breaker | 2274 | 6 | 11.5625 | 9 | 12.6889 | 2 | 6.0288e-05 | 0.037818 |  | 2.28e-06 | 6.0288e-05 | 0.66667 | 0.91123 | {5828CFD8-0F34-469A-AB4B-4395B45CE3D2} | 63601112 | VACAVILLE 1112 | circuit_breaker | 38.3568 | -121.9806 | 107 | 509 | 22924.0515 |  | 5210.2483 |  | 17713.8032 | 207.005 | 802.4661 | 0.00012058 | 0.00012058 | 2179 | 2.3307 | 9.8172 | 2 | 2.7577 | 7.0268 | -5.625 | 0.005 | 0.0063797 | 1.5851 | 298.3558 | 44.6878 | 39.6896 | 1.3729 | 13.0421 | 14.3372 | 38.6444 | 9.8% | 0% | 29.8% | 42.9% | 95.1% | 86.6% | 0.34103 | 0.025 | 8 | 22 | 3.895 | 4.5 | 8.3684 | 7.3625 | 2.5307 | 4.2992 | 11.4995 | 7.5954 | 8.7856 | 5.1496 | 62.018 | 80.929 | 57.9243 | 80.9194
Bay Area | HILLSDALE 040485812 | 71 | 5 | 11.3103 | 10 | 14.4664 | 1 | 6.0255e-05 | 0.037818 |  | 2.2787e-06 | 6.0255e-05 | 0.5 | 0.78183 | {2DBE6767-7D56-4562-8F78-31E59118A4C4} | 24110404 | HILLSDALE 0404 | 85812 | 37.5365 | -122.3218 | 159 | 780 | 39548.1564 |  | 9120.3733 |  | 30427.7832 | 0 | 31.1811 | 6.0255e-05 | 6.0255e-05 | 2180 | 2.7984 | 11.3024 | 2 | 2.4804 | 6.4856 | -5 | 0 | 0.0069805 | 1.7781 | 294.2345 | 31.6074 | 27.5764 | 0.79484 | 15.7353 | 17.2444 | 19.52 | 45.7% | 0% | 58.8% | 47.7% | 36.3% | 76.8% | 0.4375 | 0.085 | 2 | 22 | 4.575 | 5 | 10.0585 | 8.8504 | 1.7212 | 3.176 | 14.9606 | 11.8969 | 10.8145 | 8.2787 | 54.6483 | 51.2499 | 42.2185 | 58.853
Central Coast | DEL MONTE 210386496 | 1081 | 95 | 258.2445 | 155 | 294.55 | 15 | 3.1279e-05 | 0.037818 | 2.7819 | 1.1829e-06 | 6.023e-05 | 0.6129 | 0.87674 | {572A903E-D7FD-4349-978F-5FBD205DDA11} | 182222103 | DEL MONTE 2103 | 86496 | 36.5937 | -121.873 | 271 | 479 | 29625.8247 |  | 11778.9092 |  | 17846.9155 | 1909.93 | 2687.5835 | 0.00090345 | 0.00046918 | 2181 | 3.9864 | 12.7581 | 2 | 1.9861 | 5.9981 | -2.1039 | 0.033913 | 0.0072859 | 1.2939 | 291.8575 | 23.8782 | 23.684 | 0.54647 | 17.4985 | 18.8157 | 20.7184 | 41.4% | 47.9% | 31.5% | 63% | 5.3% | 98.2% | 0.5292 | 0.018261 | 4.1364 | 20.5455 | 3.8661 | 6.7391 | 10.9743 | 9.7923 | 1.3802 | 2.1897 | 16.4735 | 15.3556 | 13.7957 | 13.3373 | 43.3091 | 45.1788 | 32.026 | 37.6364
Central Coast | HOLLISTER 2102855412 | 5645 | 40 | 56.367 | 193 | 141.6261 | 37 | 2.8558e-05 | 2.0697 | 4.0252 | 5.2319e-05 | 6.0199e-05 | 0.20725 | 0.398 | {1326B156-0483-47A9-A035-C6F98F761263} | 182492102 | HOLLISTER 2102 | 855412 | 36.9523 | -121.4743 | 157 | 103 | 60455.1832 |  | 54939.02 |  | 5516.1632 | 42101.5076 | 3000.0058 | 0.0022274 | 0.0010566 | 2182 | 1.1738 | 3.7204 | 2 | 3.3902 | 7.5827 | -1.4483 | 0.010523 | 0.0066262 | 1.4573 | 296.5366 | 42.6899 | 35.5787 | 1.1493 | 13.48 | 14.7254 | 1.2011 | 41.2% | 58.2% | 25.3% | 14.3% | 83.5% | 16.1% | 0.071959 | 0.022754 | 1.3396 | 13.0094 | 0.068989 | 0.34838 | 7.7108 | 7.6868 | 2.152 | 3.7246 | 12.7044 | 8.3167 | 8.679 | 5.2589 | 56.0806 | 77.144 | 52.8116 | 79.9539
Central Coast | MESA 11016113 | 5657 | 1 | 3.8162 | 63 | 32.2912 | 5 | 8.702e-06 | 207.6063 | 42.3259 | 0.0016628 | 5.9997e-05 | 0.015873 | 0.11818 | {68BC2399-53D6-47DA-8B41-03AA4D509643} | 182821101 | MESA 1101 | 6113 | 35.0529 | -120.4864 | 117 | 121 | 24317.9725 |  | 15635.2421 |  | 8682.7304 | 1783.5868 | 1804.2141 | 0.00029998 | 4.351e-05 | 2183 | 0.61417 | 1.7764 | 2 | 2.7983 | 7.9427 | -0.34203 | 0 | 0.0071114 | 1.0727 | 296.0085 | 34.7649 | 32.6579 | 0.89566 | 15.1618 | 16.0462 | 0.47521 | 41% | 98.6% | 0.9% | 2.9% | 35.9% | 53.3% | 0.00625 | 0.002 | 1.25 | 14.0625 | 0.05625 | 1.575 | 10.4217 | 9.9161 | 1.9378 | 3.2371 | 12.9803 | 11.7465 | 8.5287 | 8.1356 | 63.3822 | 63.5735 | 53.7101 | 59.8754
Central Coast | SAN LUIS OBISPO 1104V14 | 4390 | 30 | 74.8747 | 189 | 160.3133 | 46 | 2.2716e-05 | 24.4622 | 2.9899 | 0.00067208 | 5.991e-05 | 0.15873 | 0.46705 | {25830136-A5D5-4A08-9B85-05018D7569FD} | 182631104 | SAN LUIS OBISPO 1104 | V14 | 35.1791 | -120.6181 | 139 | 381 | 29955.5318 |  | 13129.632 |  | 16825.8998 | 13115.916 | 16560.1393 | 0.0027559 | 0.0010449 | 2184 | 1.7938 | 5.8187 | 2 | 2.3438 | 7.632 | -1.1049 | 0.010132 | 0.0074933 | 0.9817 | 294.9482 | 30.3095 | 28.6574 | 0.75964 | 16.1665 | 17.0163 | 12.8065 | 40.8% | 48.9% | 16.3% | 32.6% | 23.1% | 75.5% | 0.32612 | 0.019603 | 6.0256 | 16.2051 | 0.68801 | 1.2517 | 9.8467 | 9.3419 | 1.7738 | 2.8195 | 15.0272 | 13.8403 | 11.7476 | 10.3073 | 50.6684 | 52.4406 | 41.7532 | 47.8355
North Coast | ANNAPOLIS 110176842 | 2726 | 82 | 194.4875 | 100 | 203.9134 | 30 | 7.45e-05 | 0.040013 | 0.60156 | 2.9914e-06 | 5.9857e-05 | 0.82 | 0.95377 | {2E3AB06D-E271-44D1-BCDE-8DE501692F34} | 42861101 | ANNAPOLIS 1101 | 76842 | 38.6803 | -123.3125 | 43 | 21 | 10860.6465 |  | 9045.3441 |  | 1815.3024 | 9045.3441 | 1815.3024 | 0.0017957 | 0.002235 | 2185 | 10.3602 | 20.7918 | 2 | 1.9692 | 5.2386 | 0.53904 | 0.048083 | 0.0070862 | 3.1208 | 294.4229 | 26.121 | 28.4492 | 0.7826 | 17.1027 | 19.181 | 0.50937 | 8.2% | 10.9% | 25.6% | 59.9% | 29.5% | 60.4% | 0.1145 | 0.086 | 1.5526 | 13.1316 | 0.03925 | 0.83333 | 13.255 | 11.6856 | 1.8953 | 2.9894 | 16.102 | 12.4124 | 11.2102 | 9.2042 | 56.6233 | 66.9896 | 39.4488 | 53.5322
Sierra | EAST MARYSVILLE 11081706 | 3093 | 0 | 0 | 32 | 6.8791 | 8 | 4.8569e-05 | 53.4096 | 1.9629 | 0.002967 | 5.9757e-05 | 0 | 0 | {52DF98AE-4F53-4A02-A20B-FB744471A897} | 152331108 | EAST MARYSVILLE 1108 | 1706 | 39.182 | -121.5434 | 787 | 701 | 146892.557 |  | 96667.4367 |  | 50225.1203 | 891.2903 | 45.1189 | 0.00047805 | 0.00038855 | 2186 | 1.7375 | 4.6705 | 2 | 2.3457 | 7.3089 | 0.40396 | 0.0066667 | 0.0066155 | 1.8091 | 297.5014 | 46.0642 | 33.7842 | 1.3229 | 12.9825 | 14.4526 | 0.88807 | 9.5% | 8.8% | 18.5% | 9% | 75.9% | 84.1% | 0.17399 | 0.0066667 | 1 | 16 | 0 | 1.7778 | 8.5449 | 6.4895 | 2.5573 | 4.0911 | 11.8998 | 6.5373 | 8.2873 | 4.366 | 58.2544 | 86.8194 | 58.9828 | 88.6299
Sierra | CORTINA 1101302192 | 3459 | 2 | 5.2733 | 10 | 6.9931 | 7 | 3.3761e-05 | 2.9335 | 8.9731 | 9.8885e-05 | 5.9731e-05 | 0.2 | 0.75408 | {911A51D5-0E8C-48D3-9524-67CE9063723E} | 63121101 | CORTINA 1101 | 302192 | 39.12 | -122.2239 | 126 | 80 | 36531.4264 |  | 28675.233 |  | 7856.1933 | 1666.8417 | 197.0824 | 0.00041812 | 0.00023633 | 2187 | 0.79559 | 2.5695 | 2 | 3.4983 | 9.0834 | -3.4533 | 0.0019355 | 0.0059243 | 1.4395 | 297.9626 | 49.2499 | 35.1897 | 1.4827 | 12.1877 | 13.4713 | 0.17817 | 9.3% | 35.3% | 10.2% | 1.7% | 99.8% | 41.7% | 0 | 0.006129 | 2.6667 | 18.2222 | 0.23387 | 0.32258 | 9.6018 | 7.5517 | 2.7947 | 4.4613 | 11.8025 | 6.2691 | 8.1118 | 4.2161 | 65.1364 | 94.0133 | 58.9122 | 90.3273
Central Valley | PEORIA 17046090 | 8305 | 4 | 9.5393 | 17 | 14.2582 | 4 | 6.5264e-05 | 0.64036 | 0 | 6.0195e-05 | 5.9707e-05 | 0.23529 | 0.66904 | {7EE01833-70BE-4E5D-9E9A-D8D904929AC9} | 163781704 | PEORIA 1704 | 6090 | 37.8973 | -120.5719 | 25 | 9 | 2226.2031 |  | 1284.821 |  | 941.3821 | 1011.0046 | 279.8856 | 0.00023883 | 0.00026106 | 2188 | 20.5573 | 69.8798 | 2 | 2.1168 | 6.0934 | -4.2204 | 0.005 | 0.0062889 | 1.4922 | 297.7999 | 45.8779 | 35.8077 | 1.3742 | 12.9608 | 14.2533 | 4.2116 | 15.3% | 0% | 69.2% | 100% | 75.2% | 74.9% | 0.45844 | 0.036847 | 3.3333 | 10.6667 | 3.6262 | 2.125 | 10.7047 | 8.1877 | 2.5058 | 4.1122 | 12.5214 | 7.0467 | 8.8832 | 4.8633 | 53.67 | 83.2526 | 55.2945 | 85.0522
Central Coast | TEMPLETON 2112R28 | 1699 | 5 | 8.9401 | 78 | 54.1998 | 18 | 4.3377e-05 | 570.3774 | 1.6085 | 0.025806 | 5.9467e-05 | 0.064103 | 0.16495 | {D016C3BB-2E2C-416D-87C1-82B4CA16BCAB} | 183052112 | TEMPLETON 2112 | R28 | 35.5899 | -120.6934 | 345 | 206 | 53924.2204 |  | 39551.4346 |  | 14372.7858 | 3272.9638 | 1387.2363 | 0.0010704 | 0.00078079 | 2189 | 1.155 | 4.0796 | 2 | 2.6947 | 6.9318 | -1.3346 | 0.01549 | 0.005961 | 1.0184 | 298.1782 | 42.5893 | 36.2392 | 1.2823 | 13.8534 | 14.5994 | 0.33289 | 40.7% | 33.7% | 53.8% | 17.6% | 91.4% | 24.7% | 0.28517 | 0.018824 | 1.44 | 13.88 | 0.37333 | 1.5294 | 8.6695 | 8.3011 | 2.1322 | 3.793 | 12.6552 | 9.2082 | 9.1002 | 5.9519 | 57.4926 | 78.4366 | 54.7045 | 74.7809
Bay Area | FRANKLIN 1101P138 | 7712 | 12 | 44.0833 | 21 | 48.2112 | 5 | 1.6704e-05 | 0.037818 | 8.7125 | 6.3171e-07 | 5.9439e-05 | 0.57143 | 0.91438 | {DB131498-A71D-4A26-A77E-BBAB941A8DB9} | 13921101 | FRANKLIN 1101 | P138 | 38.0484 | -122.2481 | 40 | 51 | 3981.2584 |  | 2470.0232 |  | 1511.2353 | 2364.7362 | 1102.4839 | 0.0002972 | 8.352e-05 | 2190 | 0.73117 | 2.8048 | 2 | 3.1449 | 7.6395 | -6.0962 | 0.0025 | 0.0073716 | 1.4671 | 295.8408 | 31.7103 | 28.4038 | 0.87388 | 16.0493 | 17.3992 | 29.2107 | 45.6% | 89.1% | 6.2% | 2.4% | 48.5% | 84.4% | 0.32085 | 0 | 6.7 | 15.6 | 1.8665 | 1.05 | 6.2886 | 5.7836 | 1.9306 | 3.4636 | 14.439 | 12.1071 | 11.6807 | 8.2495 | 46.0387 | 55.0938 | 42.9162 | 58.932
North Coast | REDBUD 1101400 | 6525 | 35 | 65.5869 | 88 | 84.5712 | 13 | 8.8556e-05 | 0.074559 | 0 | 6.9417e-06 | 5.9343e-05 | 0.39773 | 0.77552 | {928EDF6A-AE60-4D52-BF0A-EE27518314CC} | 43191101 | REDBUD 1101 | 400 | 39.0262 | -122.7314 | 31 | 114 | 6049.8422 |  | 1637.3642 |  | 4412.4779 | 1401.7515 | 2490.499 | 0.00077146 | 0.0011512 | 2191 | 15.578 | 65.2227 | 2 | 3.55 | 8.5926 | -1.349 | 0.064615 | 0.0061548 | 1.9944 | 296.2015 | 43.5719 | 36.2631 | 1.2282 | 13.3081 | 14.957 | 3.5045 | 8% | 0% | 41.8% | 99.5% | 93.2% | 6% | 0.65443 | 0.023077 | 7.7692 | 19.4615 | 6.6608 | 6.7692 | 9.6654 | 7.7329 | 2.3381 | 4.1023 | 12.7489 | 6.8502 | 7.7501 | 4.139 | 59.8308 | 87.0563 | 54.1528 | 87.3901
North Coast | FITCH MOUNTAIN 1111circuit_breaker | 5113 | 30 | 45.1239 | 48 | 55.6406 | 7 | 7.0352e-05 | 15.7962 | 0.70538 | 0.00074329 | 5.9248e-05 | 0.625 | 0.81099 | {AA2E97C7-3759-4D9E-BC19-D9ED237F5DA1} | 42751111 | FITCH MOUNTAIN 1111 | circuit_breaker | 38.6065 | -122.8528 | 331 | 472 | 59720.9361 |  | 28044.9802 |  | 31675.9559 | 486.7283 | 1187.0121 | 0.00041474 | 0.00049246 | 2192 | 8.0149 | 27.8156 | 2 | 1.6722 | 4.8841 | -2.0501 | 0.032727 | 0.0068611 | 2.8564 | 296.6282 | 33.2044 | 32.1641 | 1.0286 | 15.6235 | 17.5332 | 1.9456 | 7.8% | 12.3% | 21.5% | 79.7% | 66.4% | 46.2% | 0.23754 | 0.046289 | 2.375 | 20.125 | 1.8855 | 2.1818 | 10.9172 | 8.8329 | 2.2622 | 3.708 | 14.7244 | 10.5817 | 10.288 | 7.2701 | 57.3652 | 74.2173 | 45.6056 | 65.5462
North Coast | POINT ARENA 11011296 | 8971 | 72 | 115.848 | 106 | 131.5387 | 19 | 5.0988e-05 | 0.037818 | 1.4452 | 1.9283e-06 | 5.9144e-05 | 0.67925 | 0.88071 | {827A54D0-0188-46E1-B6F0-E7D696DF4D89} | 43381101 | POINT ARENA 1101 | 1296 | 38.9513 | -123.6846 | 43 | 48 | 11330.5583 |  | 8913.723 |  | 2416.8353 | 4384.7382 | 1394.1682 | 0.0011237 | 0.00096877 | 2193 | 8.0037 | 17.9981 | 2 | 3.0242 | 7.1269 | -0.69981 | 0.031061 | 0.0069326 | 2.8362 | 290.4466 | 19.7239 | 23.9495 | 0.44428 | 18.7038 | 20.9158 | 0.86648 | 7.7% | 20.8% | 4.4% | 49.8% | 7% | 91.8% | 0.10487 | 0.067121 | 1.84 | 14.6 | 0.18212 | 1.6061 | 14.1814 | 12.0885 | 1.3333 | 2.0922 | 18.7708 | 14.4628 | 13.6354 | 9.6834 | 47.8615 | 57.2004 | 28.2145 | 46.7514
Sierra | SHINGLE SPRINGS 210985766 | 4587 | 238 | 462.358 | 1334 | 921.781 | 206 | 5.2041e-05 | 215.8574 | 4.8111 | 0.010936 | 0.00012175 | 0.17841 | 0.50159 | {762F5F25-9174-4408-84A6-399ADE39F207} | 153652109 | SHINGLE SPRINGS 2109 | 85766 | 38.8026 | -120.9065 | 251 | 238 | 38300.0598 | 23.7986 | 29469.33 | 18.3114 | 8830.7298 | 29469.33 | 8830.7298 | 0.025081 | 0.010721 | 1751 | 3.46 | 12.6584 | 2 | 1.9528 | 5.2551 | -0.89402 | 0.020751 | 0.0059375 | 2.4598 | 296.1954 | 47.2451 | 33.55 | 1.2871 | 12.385 | 14.0997 | 1.624 | 16.6% | 20.2% | 21.2% | 55.1% | 49.3% | 58.5% | 0.050735 | 0.073607 | 2.2652 | 14.9091 | 1.3423 | 5.0355 | 13.2116 | 9.3474 | 1.9434 | 3.3014 | 12.0934 | 5.746 | 6.8375 | 4.1331 | 63.3385 | 92.5545 | 57.2135 | 92.4598
Central Coast | OCEANO 1106V28 | 5896 | 68 | 238.7026 | 185 | 286.6049 | 18 | 1.6939e-05 | 119.8307 | 4.0736 | 0.0026016 | 5.8794e-05 | 0.36757 | 0.83286 | {5A21115A-46BA-4632-AD7D-E9A81D89A695} | 182601106 | OCEANO 1106 | V28 | 35.0973 | -120.6074 | 179 | 503 | 35061.5426 |  | 14455.0675 |  | 20606.4751 | 2046.144 | 2978.2286 | 0.0010583 | 0.0003049 | 2195 | 2.0994 | 6.6278 | 2 | 2.1824 | 7.7369 | 1.567 | 0.01 | 0.0075619 | 0.8937 | 293.9552 | 29.6514 | 29.928 | 0.66977 | 16.3838 | 17.1513 | 18.7585 | 40.5% | 58.6% | 7.9% | 37.9% | 14.1% | 81% | 0.32311 | 0.034872 | 2 | 17.6786 | 3.4828 | 4.7436 | 10.3872 | 9.8273 | 1.7878 | 2.4424 | 14.6882 | 14.2775 | 11.2349 | 10.605 | 55.8694 | 54.3068 | 43.3936 | 45.9637
Sierra | FLINT 110140666 | 661 | 38 | 62.9761 | 184 | 125.7488 | 19 | 5.8684e-05 | 0.048509 | 1.0593 | 2.5497e-06 | 5.8789e-05 | 0.20652 | 0.50081 | {F60C4C6E-928C-45EE-B5E3-FE18B260D743} | 152531101 | FLINT 1101 | 40666 | 38.8868 | -121.0708 | 90 | 288 | 14473.2839 |  | 4596.6688 |  | 9876.6151 | 1886.431 | 3986.1711 | 0.001117 | 0.001115 | 2196 | 2.7271 | 7.6989 | 2 | 2.1543 | 6.0493 | 3.0642 | 0.0432 | 0.0058259 | 2.551 | 296.1714 | 49.1328 | 33.9279 | 1.3403 | 11.8773 | 13.5641 | 29.4319 | 9% | 7.3% | 27.8% | 28.3% | 85.4% | 22.7% | 0.44673 | 0.0192 | 6.2727 | 20.4545 | 2.3764 | 7.36 | 8.4203 | 6.4465 | 2.3948 | 4.1939 | 11.9931 | 5.7436 | 8.1148 | 3.9999 | 55.0238 | 88.354 | 57.4469 | 93.2117
Sierra | SMARTVILLE 1101circuit_breaker | 1983 | 346 | 588.1699 | 723 | 728.6542 | 146 | 5.1944e-05 | 427.4718 | 12.8753 | 0.018883 | 0.00031554 | 0.47856 | 0.8072 | {90A2FAB3-9517-4F41-ABE9-643E537A58ED} | 153791101 | SMARTVILLE 1101 | circuit_breaker | 39.2085 | -121.3027 | 218 | 234 | 37252.8383 | 23.1479 | 26180.464 | 16.2678 | 11072.3743 | 26009.9248 | 10888.2359 | 0.046068 | 0.0075839 | 1072 | 1.8159 | 5.194 | 2 | 2.8305 | 7.5341 | 0.50569 | 0.010783 | 0.0063304 | 2.4188 | 297.0113 | 46.7105 | 32.4233 | 1.3458 | 12.4043 | 14.1304 | 0.99692 | 36.3% | 46.3% | 21% | 11% | 88.8% | 60.2% | 0.55164 | 0.050491 | 8.4225 | 20.4507 | 6.3413 | 9.3988 | 8.1595 | 5.9346 | 2.0701 | 3.8847 | 13.0929 | 5.9709 | 8.5023 | 4.0928 | 48.1307 | 82.3324 | 51.7504 | 92.0725
Bay Area | SAN RAFAEL 1101circuit_breaker | 1469 | 134 | 250.478 | 782 | 609.9805 | 35 | 7.5608e-05 | 0.037818 | 0.55541 | 2.8593e-06 | 5.8699e-05 | 0.17136 | 0.41063 | {14F4E9ED-4B21-4FDE-817D-55ADC93A3192} | 42011101 | SAN RAFAEL 1101 | circuit_breaker | 37.9708 | -122.5268 | 184 | 659 | 31974.9702 |  | 6823.6578 |  | 25151.3124 | 3967.8905 | 15454.6274 | 0.0020545 | 0.0026463 | 2198 | 5.0985 | 12.0521 | 3 | 1.7142 | 5.77 | 1.2989 | 0.11044 | 0.0072483 | 2.5364 | 295.0456 | 31.0637 | 27.7371 | 0.83206 | 15.7771 | 17.5491 | 52.3214 | 45% | 34.7% | 74.6% | 53.2% | 43.6% | 78.9% | 0.55409 | 0.008 | 12.475 | 21.55 | 6.2862 | 17.3778 | 10.5113 | 9.0825 | 1.7567 | 3.2078 | 14.0615 | 12.1804 | 11.7147 | 9.0943 | 52.5157 | 54.9963 | 43.387 | 54.3586
Central Coast | PERRY 1101W52 | 2952 | 194 | 644.9787 | 368 | 740.2278 | 36 | 3.9384e-05 | 0.037818 | 1.5841 | 1.4894e-06 | 5.8697e-05 | 0.52717 | 0.87132 | {ACE1BC6A-035E-4494-A0B8-B5F90D3DC126} | 183071101 | PERRY 1101 | W52 | 35.5577 | -121.0774 | 116 | 398 | 24081.7395 |  | 6677.88 |  | 17403.8595 | 4757.9409 | 14869.7219 | 0.0021131 | 0.0014178 | 2199 | 4.2423 | 12.1044 | 2 | 2.9976 | 9.6415 | 2.4228 | 0.068043 | 0.007142 | 1.3644 | 292.9443 | 29.492 | 26.7794 | 0.64977 | 16.3702 | 17.405 | 10.139 | 40.3% | 33.5% | 46.3% | 60.8% | 12.5% | 80.6% | 0.48294 | 0.013428 | 8.75 | 21.15 | 5.1924 | 8 | 8.0135 | 7.676 | 1.4966 | 2.2475 | 16.3865 | 12.9712 | 12.8541 | 9.8442 | 41.0982 | 47.1578 | 36.3032 | 49.3404
Sierra | ALLEGHANY 1101808 | 9421 | 152 | 154.9041 | 490 | 307.7885 | 73 | 3.0006e-05 | 0.038119 | 3.2031 | 1.1463e-06 | 5.8605e-05 | 0.3102 | 0.50328 | {FD2262BF-C160-4434-8E95-55FF0A0B15F6} | 152101101 | ALLEGHANY 1101 | 808 | 39.4879 | -120.8571 | 31 | 4 | 9939.4884 |  | 9882.4147 |  | 57.0736 | 9882.4147 | 57.0736 | 0.0042781 | 0.0021904 | 2200 | 10.5108 | 20.8779 | 3 | 2.9178 | 9.1729 | 0.017184 | 0.051855 | 0.004734 | 4.9674 | 291.0178 | 48.7432 | 35.5394 | 1.0801 | 11.1896 | 13.7457 | 0.3337 | 8.8% | 13.9% | 9.3% | 87.1% | 5.9% | 4.9% | 0.0035046 | 0.056694 | 1.35 | 7.8 | 0.23516 | 3.9516 | 13.3933 | 9.6942 | 1.8589 | 3.3057 | 12.1916 | 5.4475 | 6.9729 | 4.0111 | 63.4566 | 95.8934 | 56.8043 | 94.3599
North Coast | CARLOTTA 112144150 | 8197 | 677 | 926.5673 | 800 | 983.9954 | 63 | 9.3484e-05 | 0.037818 | 0.23941 | 3.5354e-06 | 5.8319e-05 | 0.84625 | 0.94164 | {47D7E27E-F1F2-4AFA-B2C6-25B11F5B475A} | 192291121 | CARLOTTA 1121 | 44150 | 40.4947 | -123.9878 | 16 | 12 | 6054.0922 |  | 5746.8082 |  | 307.284 | 5746.8082 | 307.284 | 0.0036741 | 0.0058895 | 2201 | 15.9685 | 45.3858 | 2 | 2.6891 | 7.5717 | 0.23489 | 0.039722 | 0.0068123 | 3.5765 | 290.9126 | 22.973 | 22.087 | 0.5516 | 17.5218 | 20.4806 | 1.1578 | 7.5% | 6.4% | 46.9% | 95.9% | 12.5% | 70% | 0.24872 | 0.075278 | 1.6667 | 11.8 | 0.70361 | 11.1111 | 11.7518 | 9.3169 | 1.4567 | 2.4491 | 17.6756 | 11.5202 | 11.8085 | 7.1016 | 42.126 | 60.732 | 31.6063 | 61.028
Bay Area | BOLINAS 11011236 | 4225 | 155 | 349.3687 | 323 | 451.4446 | 35 | 4.808e-05 | 18.4093 | 1.5541 | 0.00070046 | 5.829e-05 | 0.47988 | 0.77389 | {6AEEBA49-CC4B-431B-92AA-34EB4CB9F64F} | 42261101 | BOLINAS 1101 | 1236 | 37.9316 | -122.6979 | 62 | 35 | 9204.0695 |  | 6557.8129 |  | 2646.2566 | 5655.0294 | 2321.1169 | 0.0020401 | 0.0016828 | 2202 | 5.6812 | 18.2546 | 2 | 3.1802 | 8.5038 | -0.031296 | 0.034559 | 0.0073811 | 2.4238 | 292.5609 | 26.0993 | 25.6497 | 0.61663 | 16.8224 | 18.5598 | 1.9593 | 44.8% | 54.3% | 43.2% | 86.8% | 8% | 91.5% | 0.086363 | 0.028529 | 2.125 | 13.1 | 2.4663 | 4.75 | 12.1293 | 10.0258 | 1.5218 | 2.5839 | 16.1748 | 13.5913 | 11.7127 | 9.6801 | 52.6633 | 53.5459 | 37.3177 | 49.134
Bay Area | RIDGE 0401circuit_breaker | 4949 | 135 | 278.2513 | 361 | 400.1161 | 36 | 3.8765e-05 | 0.037818 | 1.9073 | 1.466e-06 | 5.8238e-05 | 0.37396 | 0.69543 | {A69D2BA4-3D74-416C-A5CD-5CA28C67DFB5} | 12840401 | RIDGE 0401 | circuit_breaker | 37.8851 | -122.255 | 82 | 520 | 25479.4182 |  | 4263.1331 |  | 21216.2852 | 4156.4129 | 20588.0897 | 0.0020966 | 0.0013955 | 2203 | 5.8924 | 16.7464 | 2 | 2.7546 | 6.3166 | -0.49713 | 0.11641 | 0.007142 | 1.8271 | 293.1758 | 32.0367 | 27.3393 | 0.72163 | 15.3469 | 16.8429 | 17.7173 | 44.6% | 59.2% | 31.2% | 80.9% | 21.8% | 55.9% | 0.57137 | 0.018462 | 15.1795 | 22 | 2.8628 | 9.2564 | 7.3428 | 6.7238 | 1.5776 | 3.1102 | 14.8028 | 11.3423 | 10.3132 | 7.5407 | 46.6424 | 51.419 | 42.9162 | 61.6192
Central Valley | CLAY 11031821 | 8943 | 10 | 17.9863 | 52 | 31.9961 | 17 | 4.6889e-05 | 1.2169 | 3.0225 | 5.2131e-05 | 5.8206e-05 | 0.19231 | 0.56214 | {0FF7F9F0-B4F2-4330-AF41-9981039A3994} | 163341103 | CLAY 1103 | 1821 | 38.302 | -120.8981 | 42 | 28 | 12275.9017 |  | 6061.921 |  | 6213.9807 | 4972.0887 | 5395.9406 | 0.0009895 | 0.00079711 | 2204 | 4.3566 | 17.6844 | 2 | 1.8047 | 5.3628 | 1.7172 | 0.023333 | 0.0066122 | 1.6391 | 297.3388 | 43.965 | 30.7973 | 1.3018 | 13.1763 | 14.5644 | 0.83636 | 15.1% | 13.8% | 50.8% | 77.4% | 56.5% | 85.4% | 0.075666 | 0.0088966 | 1.5 | 11.6667 | 0.252 | 0.69333 | 11.1709 | 7.7677 | 2.4363 | 4.0064 | 12.7416 | 7.3433 | 8.8658 | 5.0529 | 47.9729 | 62.4814 | 54.5373 | 82.3449
Bay Area | EL CERRITO G 1105BR194 | 4494 | 140 | 378.1175 | 281 | 456.4812 | 40 | 2.6707e-05 | 0.037818 | 2.0291 | 1.01e-06 | 5.7989e-05 | 0.49822 | 0.82833 | {08B99221-B59C-4635-A155-E118204BFD80} | 12501105 | EL CERRITO G 1105 | BR194 | 37.9202 | -122.2873 | 155 | 792 | 40630.2955 |  | 8523.5207 |  | 32106.7748 | 5780.6278 | 22521.0256 | 0.0023196 | 0.0010683 | 2205 | 3.2263 | 10.8007 | 2.0294 | 2.6053 | 6.0463 | 1.6066 | 0.025882 | 0.0073135 | 1.6716 | 293.9991 | 32.3892 | 28.1219 | 0.75264 | 15.454 | 16.8774 | 25.0857 | 44.5% | 61.6% | 17.8% | 42.5% | 30.1% | 61.9% | 0.57525 | 0.043382 | 10.5469 | 23.9375 | 2.5459 | 4.1324 | 7.3019 | 6.6256 | 1.7154 | 3.1712 | 14.4028 | 11.8685 | 10.5793 | 8.2255 | 48.5129 | 50.4791 | 43.0616 | 58.6217
Central Valley | PINE GROVE 11023172 | 2655 | 2318 | 3033.3835 | 6790 | 5108.593 | 526 | 0.00013144 | 0.037912 | 91.9793 | 4.9827e-06 | 0.0054979 | 0.34138 | 0.59378 | {0A126708-7779-4E45-A8D5-6CB2B8C285C8} | 163751102 | PINE GROVE 1102 | 3172 | 38.4101 | -120.6517 | 740 | 1122 | 112871.0756 | 70.135 | 59226.0308 | 36.8014 | 53645.0448 | 59226.0308 | 53645.0448 | 2.8919 | 0.069137 | 32 | 9.2014 | 20.6894 | 2.6585 | 1.784 | 4.8987 | 0.41319 | 0.07201 | 0.0063058 | 3.2263 | 294.9705 | 46.0493 | 31.6664 | 1.2194 | 12.2058 | 14.1448 | 2.146 | 97.8% | 92.4% | 96% | 82.7% | 29.3% | 51.9% | 0.089031 | 0.065567 | 3.1872 | 18.2299 | 3.2472 | 8.75 | 12.4933 | 8.5464 | 2.107 | 3.7473 | 12.5072 | 6.3294 | 7.9463 | 4.3699 | 47.4511 | 72.6601 | 53.7245 | 89.6228
Bay Area | IGNACIO 1104450582 | 7223 | 107 | 175.365 | 325 | 297.7077 | 44 | 5.0936e-05 | 0.27511 | 1.725 | 9.446e-06 | 5.7662e-05 | 0.32923 | 0.58905 | {F91156C0-E294-4BD1-9245-277084BD5819} | 42481104 | IGNACIO 1104 | 450582 | 38.1046 | -122.5132 | 88 | 132 | 14523.4719 |  | 6790.6191 |  | 7732.8529 | 4879.3488 | 7154.4209 | 0.0025371 | 0.0022412 | 2207 | 2.4697 | 7.7133 | 2 | 2.0902 | 6.135 | -2.8795 | 0.039114 | 0.0072679 | 2.0548 | 295.4457 | 29.0514 | 28.1719 | 0.82957 | 16.6061 | 18.1056 | 6.5387 | 44.3% | 57.2% | 49% | 20.7% | 43.2% | 88.9% | 0.20786 | 0.06028 | 3.0179 | 18.6429 | 1.4865 | 4.1139 | 9.7725 | 8.567 | 1.7335 | 3.2585 | 15.329 | 13.198 | 12.7527 | 9.4312 | 49.5288 | 55.3793 | 38.95 | 52.4535
North Valley | MC ARTHUR 11011492 | 1058 | 86 | 119.1534 | 512 | 343.5481 | 83 | 1.2103e-05 | 1.049 | 7.7398 | 1.0381e-05 | 5.7641e-05 | 0.16797 | 0.34683 | {4752BF93-70F8-42FC-8D3A-033549B0C98A} | 103491101 | MC ARTHUR 1101 | 1492 | 41.0527 | -121.3984 | 305 | 290 | 60311.6372 |  | 49518.5791 |  | 10793.0581 | 15180.4428 | 4930.4434 | 0.0047842 | 0.0010046 | 2208 | 2.4089 | 7.7754 | 2 | 2.5168 | 7.4254 | -0.28351 | 0.01434 | 0.0045625 | 1.5046 | 291.8286 | 43.1766 | 31.9003 | 1.0204 | 12.9958 | 14.8272 | 0.61223 | 23.7% | 38.5% | 9.2% | 39.6% | 12.7% | 87.6% | 0.040043 | 0.047358 | 1.9041 | 15.9178 | 0.69995 | 2.4151 | 7.9577 | 7.1583 | 1.8507 | 3.1664 | 12.6817 | 6.5872 | 7.8113 | 5.0992 | 50.8296 | 80.8953 | 56.2982 | 87.2846
North Valley | FRENCH GULCH 11021462 | 4796 | 77 | 113.4564 | 203 | 169.8136 | 65 | 0.00010822 | 0.20463 | 0.094615 | 1.6384e-05 | 5.7412e-05 | 0.37931 | 0.66812 | {673B1BD0-3EFA-4599-AB2C-B37C28829526} | 103381102 | FRENCH GULCH 1102 | 1462 | 40.6673 | -122.6341 | 59 | 47 | 17366.6565 |  | 16468.3781 |  | 898.2784 | 14444.9129 | 690.4935 | 0.0037318 | 0.0070344 | 2209 | 10.6711 | 38.0052 | 2.0275 | 2.2114 | 6.3159 | -0.89669 | 0.0023077 | 0.0054575 | 3.5715 | 296.5136 | 48.3312 | 33.4 | 1.4673 | 11.9509 | 14.2483 | 1.7115 | 23.4% | 5.1% | 83.2% | 98.6% | 68.5% | 24.3% | 0.17648 | 0.015203 | 1.7255 | 11.7059 | 0.75115 | 1.1154 | 9.8941 | 6.9595 | 2.7082 | 4.8094 | 11.4486 | 5.5327 | 7.0283 | 3.9333 | 58.1094 | 80.8988 | 61.4886 | 95.5129
North Coast | UKIAH 11143606 | 6406 | 384 | 476.0227 | 754 | 644.7925 | 99 | 4.113e-05 | 0.47419 | 2.2254 | 1.6966e-05 | 5.7334e-05 | 0.50928 | 0.73826 | {4A3EF433-B8F9-4C76-92D7-D30553832B68} | 42771114 | UKIAH 1114 | 3606 | 39.1316 | -123.1661 | 186 | 273 | 37494.1557 |  | 26641.1454 |  | 10853.0103 | 16376.8546 | 4955.8971 | 0.0056761 | 0.0040719 | 2210 | 5.4919 | 11.1368 | 2 | 2.4068 | 6.7213 | -0.3124 | 0.036036 | 0.0061943 | 2.8241 | 295.0225 | 41.1879 | 44.3717 | 1.1318 | 13.6848 | 15.7774 | 1.1152 | 7.3% | 29.7% | 1.9% | 26.5% | 74.7% | 9% | 0.12696 | 0.055676 | 2.2805 | 16.0122 | 1.2417 | 3.3964 | 14.5555 | 12.2439 | 2.3035 | 4.0281 | 13.4131 | 6.7866 | 7.5726 | 4.0349 | 77.5074 | 121.3089 | 51.8449 | 88.0996
Central Valley | 693441 | 5760 | 23 | 64.1053 | 1254 | 604.9337 | 63 | 2.0242e-05 | 0.037818 | 6.0963 | 7.6549e-07 | 5.7228e-05 | 0.018341 | 0.10597 | {F823B297-BE7E-454D-B946-D904DF33E9F1} | 162831702 |  | 693441 | 38.1877 | -120.0028 | 111 | 288 | 14065.8803 |  | 6840.8929 |  | 7224.9874 | 6840.8929 | 7224.9874 | 0.0036054 | 0.0012752 | 2211 | 11.5961 | 30.3575 | 3 | 2.5023 | 5.5817 | -0.86226 | 0.067763 | 0.004444 | 2.9591 | 291.231 | 50.275 | 36.6231 | 1.0303 | 11.1857 | 13.0974 | 2.3413 | 14.9% | 28.5% | 14.9% | 97.3% | 6.9% | 23.1% | 0.074899 | 0.028684 | 5.403 | 19.6119 | 0.52842 | 16.5 | 13.1989 | 11.2924 | 1.7297 | 2.7748 | 10.6459 | 6.104 | 6.0454 | 4.5122 | 67.7071 | 90.6575 | 65.9249 | 90.1782
Sierra | CLARKSVILLE 210319572 | 133 | 282 | 616.8897 | 1399 | 1005.4073 | 334 | 5.1533e-05 | 372.4472 | 16.6544 | 0.014768 | 0.00042478 | 0.20157 | 0.61357 | {AE109701-21ED-44EA-AA47-DDDDD6EEFB68} | 153612103 | CLARKSVILLE 2103 | 19572 | 38.6041 | -121.0553 | 425 | 304 | 99924.985 | 62.0907 | 69572.9299 | 43.2307 | 30352.0551 | 49656.7912 | 24741.73 | 0.14188 | 0.017212 | 889 | 1.2273 | 4.1636 | 2.6611 | 2.1908 | 5.6237 | 0.41394 | 0.021415 | 0.0063588 | 2.0925 | 297.5189 | 45.7772 | 33.083 | 1.3542 | 12.7125 | 14.2639 | 0.6903 | 43.7% | 56.9% | 20.7% | 7.6% | 91.2% | 78% | 0.076917 | 0.042563 | 2.2667 | 17.6286 | 5.1703 | 5.7625 | 8.2036 | 6.4149 | 2.3088 | 4.0972 | 12.3062 | 5.5726 | 8.265 | 3.8465 | 55.1357 | 91.0463 | 55.9862 | 94.3594
North Valley | CORNING 11021900 | 7739 | 0 | 0 | 3 | 0.64491 | 3 | 1.8944e-05 | 2.4554 | 7.2673 | 4.6502e-05 | 5.7169e-05 | 0 | 0 | {097280CB-BBAB-443B-A213-61E2653EB02B} | 103331102 | CORNING 1102 | 1900 | 39.9429 | -122.2177 | 151 | 87 | 37849.9256 |  | 29783.4957 |  | 8066.4299 | 3377.7597 | 143.2344 | 0.00017151 | 5.6832e-05 | 2213 | 0.68742 | 1.8136 | 2 | 2.9141 | 9.7858 | 1.056 | 0.011111 | 0.006349 | 1.4664 | 298.153 | 48.6861 | 40.0438 | 1.5076 | 12.3623 | 13.7199 | 0.91809 | 23.1% | 37% | 14.5% | 0% | 70.8% | 58.1% | 0.023027 | 0.01 | 1.65 | 10.95 | 0.020833 | 0.083333 | 13.5973 | 10.1951 | 2.9409 | 4.653 | 11.0385 | 6.1658 | 7.3637 | 4.5756 | 76.9648 | 108.1557 | 62.2278 | 90.5567
Central Valley | IONE 1101circuit_breaker | 6605 | 1 | 1.2048 | 13 | 6.431 | 3 | 2.3111e-05 | 9.6964 | 5.3222 | 0.0002273 | 5.7082e-05 | 0.076923 | 0.18734 | {9D5BFE02-DE54-49D0-8A6C-80BCABF7CBD7} | 163881101 | IONE 1101 | circuit_breaker | 38.3737 | -120.9575 | 119 | 60 | 30175.8828 |  | 22553.5189 |  | 7622.3639 | 1810.1911 | 266.5436 | 0.00017125 | 6.9333e-05 | 2214 | 1.0318 | 4.665 | 2 | 1.7652 | 5.4303 | -0.83194 | 0.019286 | 0.0066768 | 1.5899 | 297.2647 | 43.3521 | 30.4727 | 1.2647 | 13.324 | 14.6647 | 8.0481 | 14.6% | 23.9% | 17.3% | 20.2% | 43.5% | 91.1% | 0.027091 | 0.045 | 2 | 10.6667 | 0.080357 | 0.46429 | 9.1699 | 6.4185 | 2.4133 | 3.9327 | 12.3833 | 7.4428 | 8.818 | 5.237 | 47.7032 | 62.6376 | 55.6275 | 81.0566
Central Valley | PEORIA 17019250 | 792 | 16 | 25.549 | 100 | 69.3241 | 12 | 3.6531e-05 | 0.037818 | 2.8583 | 1.3815e-06 | 5.6979e-05 | 0.16 | 0.36854 | {FB848303-D5D3-4EED-8986-7FB32C443F1F} | 163781701 | PEORIA 1701 | 9250 | 37.8373 | -120.2615 | 93 | 93 | 19477.3758 |  | 13421.5992 |  | 6055.7767 | 13421.5992 | 6055.7767 | 0.00068375 | 0.00043837 | 2215 | 2.9488 | 9.9395 | 2 | 2.3197 | 5.5195 | 0.27649 | 0.030881 | 0.005403 | 2.1779 | 295.3204 | 49.7693 | 38.3694 | 1.2655 | 11.7401 | 13.2779 | 0.51785 | 14.4% | 13.3% | 36.8% | 51.9% | 44.1% | 41.7% | 0.063913 | 0.065648 | 2.1667 | 14.3556 | 0.12653 | 0.51813 | 9.331 | 7.2656 | 2.0617 | 3.6463 | 11.6707 | 6.2654 | 7.8207 | 4.3989 | 56.7214 | 89.8129 | 58.9467 | 89.9617
Bay Area | OLEMA 11011686 | 6620 | 21 | 34.0179 | 325 | 177.9545 | 15 | 6.1785e-05 | 0.42577 | 0 | 2.7285e-05 | 5.6938e-05 | 0.064615 | 0.19116 | {701C0938-AA90-48C8-9BEF-CBE33E0DD08B} | 42291101 | OLEMA 1101 | 1686 | 38.0428 | -122.787 | 82 | 111 | 13309.6561 |  | 8105.6577 |  | 5203.9985 | 1962.0765 | 1309.4437 | 0.00085406 | 0.00092677 | 2216 | 4.0215 | 12.9139 | 2.069 | 2.3356 | 6.9746 | -2.2266 | 0.026207 | 0.0072208 | 2.4485 | 293.5592 | 25.1913 | 27.2384 | 0.67685 | 17.274 | 19.0088 | 2.7997 | 44.1% | 0% | 61% | 60.3% | 14.5% | 95.6% | 0.24118 | 0.05 | 3.3125 | 18.6875 | 0.97931 | 11.2069 | 12.5288 | 10.6451 | 1.5855 | 2.6427 | 16.1525 | 14.4292 | 13.1115 | 10.8918 | 54.5805 | 56.853 | 35.9452 | 45.136
North Valley | COTTONWOOD 11031616 | 466 | 230 | 806.9772 | 1878 | 1199.6716 | 420 | 3.9914e-05 | 331.8314 | 30.6839 | 0.01702 | 0.00053571 | 0.12247 | 0.67267 | {DB1CB0BF-953F-4047-B280-2F768227CB6A} | 102931103 | COTTONWOOD 1103 | 1616 | 40.3561 | -122.3264 | 590 | 594 | 113625.6123 | 70.6039 | 78749.1842 | 48.9326 | 34876.4281 | 73500.8728 | 30035.3587 | 0.225 | 0.016764 | 751 | 1.7589 | 5.9111 | 2 | 2.8872 | 9.1715 | -0.05593 | 0.0041992 | 0.0059222 | 2.0654 | 298.179 | 48.655 | 35.5768 | 1.5677 | 12.1182 | 13.9483 | 0.88022 | 59.5% | 76.1% | 30.3% | 26% | 80.1% | 38.7% | 0.092213 | 0.0046094 | 1.654 | 14.5239 | 0.42241 | 1.834 | 11.2501 | 8.0992 | 2.928 | 4.7933 | 11.0451 | 5.9959 | 7.2559 | 4.6052 | 66.8514 | 84.5291 | 62.1666 | 90.5672
Central Valley | COARSEGOLD 2103circuit_breaker | 698 | 352 | 657.7097 | 1772 | 1209.049 | 422 | 4.6025e-05 | 828.1226 | 19.7324 | 0.035104 | 0.00045496 | 0.19865 | 0.54399 | {2E4BA31C-6FC8-4D7D-B79B-DB347A05F67C} | 254432103 | COARSEGOLD 2103 | circuit_breaker | 37.2273 | -119.6902 | 610 | 847 | 113630.6641 | 70.607 | 61823.6709 | 38.4155 | 51806.9932 | 61823.6709 | 51806.9932 | 0.19199 | 0.019422 | 856 | 1.8614 | 6.9688 | 2 | 2.0516 | 5.0447 | 0.27358 | 0.0053571 | 0.0062902 | 1.7958 | 297.1058 | 48.1512 | 33.0285 | 1.3499 | 12.1785 | 13.4824 | 1.8547 | 61.6% | 66% | 49.7% | 36.4% | 69% | 51.4% | 0.13169 | 0.026808 | 2.4283 | 18.7765 | 1.131 | 2.0415 | 7.4624 | 6.9081 | 2.3993 | 3.8067 | 11.5298 | 6.8555 | 7.4307 | 4.4931 | 46.0272 | 71.0516 | 61.2111 | 86.6447
North Coast | RINCON 1101580 | 639 | 7 | 8.5697 | 38 | 26.7278 | 6 | 7.6564e-05 | 1.7838 | 0.27281 | 0.00010362 | 5.637e-05 | 0.18421 | 0.32063 | {45DAEF94-8CBC-41FA-B3AC-23C4DF1DF209} | 43321101 | RINCON 1101 | 580 | 38.464 | -122.6514 | 91 | 201 | 14190.6461 |  | 4616.0468 |  | 9574.5993 | 541.3735 | 113.5355 | 0.00033822 | 0.00045938 | 2219 | 7.2253 | 18.7687 | 2 | 1.6571 | 4.8487 | -6.4927 | 0.02875 | 0.0069025 | 2.7205 | 295.2004 | 33.6673 | 30.8833 | 0.90961 | 15.3335 | 17.1767 | 18.1978 | 7.2% | 7.1% | 26.8% | 52% | 53.8% | 41% | 0.22948 | 0.04 | 1.6 | 15.2 | 0.79375 | 4.75 | 10.4143 | 8.2262 | 1.8937 | 3.5061 | 15.244 | 9.8202 | 9.8704 | 6.2463 | 54.583 | 74.5169 | 43.7697 | 71.9305
North Valley | JESSUP 1103circuit_breaker | 3420 | 9 | 17.9141 | 31 | 25.7873 | 8 | 0.00010433 | 50.1761 | 0.02897 | 0.0057679 | 5.6235e-05 | 0.29032 | 0.69469 | {995D3FA2-A637-43AE-9B3D-DDCFC4316118} | 103441103 | JESSUP 1103 | circuit_breaker | 40.4616 | -122.3279 | 307 | 419 | 38785.5388 |  | 22946.415 |  | 15839.1237 | 998.4804 | 1319.7574 | 0.00044988 | 0.00083464 | 2220 | 3.2325 | 8.2524 | 2 | 2.1685 | 8.1242 | 2.0089 | 0.016923 | 0.00584 | 2.4017 | 298.4069 | 48.489 | 34.3587 | 1.615 | 12.0605 | 14.0828 | 24.1737 | 22.8% | 3.9% | 79.8% | 41.9% | 95.7% | 33.2% | 0.38902 | 0.013077 | 8.8333 | 23.3333 | 1.5915 | 2.3846 | 10.4883 | 7.5665 | 2.9728 | 5.0227 | 10.9765 | 5.7162 | 7.2357 | 4.4034 | 63.2169 | 80.9528 | 62.2201 | 92.2377
Central Coast | PURISIMA 1101Y42 | 4538 | 24 | 58.1879 | 82 | 89.8109 | 22 | 2.107e-05 | 1.6149 | 5.1553 | 3.3616e-05 | 5.5866e-05 | 0.29268 | 0.64789 | {13C66FE2-04FC-416E-B77A-7B686717A2B5} | 182971101 | PURISIMA 1101 | Y42 | 34.759 | -120.4018 | 158 | 134 | 33591.5653 |  | 26927.883 |  | 6663.6822 | 2254.0917 | 584.0634 | 0.0012291 | 0.00046354 | 2221 | 0.97511 | 3.5363 | 2 | 2.8918 | 8.4961 | -2.2492 | 0.0046512 | 0.0070495 | 0.92298 | 297.4768 | 35.6166 | 38.288 | 1.0354 | 15.2238 | 15.9677 | 0.1301 | 39.6% | 64.7% | 14.5% | 12.5% | 74.5% | 54.8% | 0.16456 | 0.024884 | 1.5217 | 17.1304 | 0.92558 | 1.907 | 13.1637 | 12.3392 | 2.1768 | 3.2926 | 13.3233 | 12.7102 | 8.1065 | 7.8307 | 74.0113 | 74.1422 | 54.6147 | 58.2292
North Coast | DUNBAR 1101160 | 625 | 104 | 144.6373 | 156 | 177.1395 | 23 | 5.3526e-05 | 8.1171 | 1.3037 | 0.00038145 | 5.5601e-05 | 0.66667 | 0.81652 | {98861C56-51D3-43DB-9804-E460E1D0C1F4} | 43071101 | DUNBAR 1101 | 160 | 38.436 | -122.5796 | 151 | 295 | 26232.2292 |  | 10698.4424 |  | 15533.7867 | 3768.8878 | 1626.8369 | 0.0012788 | 0.0012311 | 2222 | 10.375 | 28.704 | 2.0638 | 2.0424 | 5.0233 | 0.81677 | 0.022979 | 0.0069375 | 2.7839 | 295.0472 | 34.4702 | 30.1282 | 0.91309 | 15.0212 | 16.8691 | 19.0141 | 7% | 19.4% | 6% | 82.6% | 54.4% | 35% | 0.3017 | 0.04445 | 2.1333 | 13.6 | 2.0936 | 3.3191 | 10.1401 | 7.8446 | 1.8643 | 3.532 | 14.9377 | 9.3349 | 9.3649 | 5.7745 | 50.4913 | 73.756 | 44.7707 | 74.4454
Bay Area | SAN RAFAEL 1105344 | 4303 | 18 | 45.3542 | 37 | 54.3622 | 11 | 5.5477e-05 | 0.037818 |  | 2.098e-06 | 5.5477e-05 | 0.48649 | 0.8343 | {73B969AA-9422-4313-8799-666FFF6134B7} | 42011105 | SAN RAFAEL 1105 | 344 | 37.976 | -122.4898 | 199 | 1009 | 64707.8649 |  | 12052.7047 |  | 52655.1602 | 796.0448 | 5540.5998 | 0.00061025 | 0.00061025 | 2223 | 4.619 | 10.8627 | 2 | 2.347 | 7.2137 | -4.8244 | 0.030345 | 0.0072963 | 2.2417 | 294.4616 | 29.4276 | 26.5784 | 0.75808 | 16.2346 | 17.8513 | 29.834 | 43.9% | 0% | 53.4% | 43% | 30.9% | 86% | 0.41079 | 0.085172 | 5.5417 | 19.7917 | 1.3031 | 1.2759 | 9.6338 | 8.4222 | 1.6921 | 3.0318 | 14.605 | 13.0815 | 12.0956 | 9.4943 | 49.0582 | 50.4779 | 41.1874 | 51.4016
North Coast | ANNAPOLIS 1101608 | 8114 | 460 | 838.9964 | 546 | 885.1057 | 97 | 8.01e-05 | 0.10919 | 0.3893 | 9.2411e-06 | 5.5388e-05 | 0.84249 | 0.94791 | {4E7F584A-58CA-4FD0-89EA-914007B3A7FD} | 42861101 | ANNAPOLIS 1101 | 608 | 38.6772 | -123.3138 | 92 | 58 | 31086.955 |  | 28636.0357 |  | 2450.9193 | 28636.0357 | 2450.9193 | 0.0053726 | 0.0077697 | 2224 | 10.8516 | 22.4089 | 2 | 2.2518 | 6.0297 | 1.7863 | 0.044396 | 0.0070385 | 3.235 | 294.2675 | 25.7346 | 28.365 | 0.77904 | 17.2288 | 19.3227 | 0.20038 | 6.8% | 8.5% | 30.2% | 66.6% | 28.7% | 62.3% | 0.059522 | 0.11052 | 1.5426 | 11.2553 | 0.04794 | 1.5 | 12.8736 | 11.2965 | 1.8652 | 2.9262 | 16.1437 | 12.8905 | 11.5822 | 9.6766 | 56.3683 | 64.641 | 39.2558 | 51.5099
Bay Area | STAFFORD 11011298 | 2921 | 35 | 60.4206 | 78 | 82.6083 | 20 | 4.1498e-05 | 0.037818 | 2.4792 | 1.5694e-06 | 5.5379e-05 | 0.44872 | 0.73141 | {F6E31131-4FA7-4707-9B03-DC44D833452C} | 43201101 | STAFFORD 1101 | 1298 | 38.1199 | -122.5858 | 256 | 942 | 54315.9803 |  | 10849.9389 |  | 43466.0414 | 2037.2045 | 6390.328 | 0.0011076 | 0.00082996 | 2225 | 1.8495 | 6.1166 | 2 | 2.2815 | 6.4275 | -0.85068 | 0.026 | 0.0071106 | 2.1538 | 296.1175 | 31.5437 | 29.7873 | 0.94064 | 15.8273 | 17.4066 | 34.8326 | 43.7% | 65.5% | 33.8% | 12.5% | 61.7% | 80.4% | 0.53299 | 0.022857 | 4.7037 | 20.6667 | 1.0697 | 2.2286 | 10.7733 | 9.3158 | 1.9118 | 3.5018 | 14.3631 | 12.3559 | 11.9471 | 8.8914 | 54.0861 | 60.7652 | 42.9794 | 55.8681
Bay Area | SNEATH LANE 11071277 | 4623 | 7 | 27.2052 | 7 | 27.2052 | 2 | 5.519e-05 | 0.037818 |  | 2.0872e-06 | 5.519e-05 | 1 | 1 | {8E15B458-F29C-4328-B8BB-225EB178302D} | 22721107 | SNEATH LANE 1107 | 1277 | 37.6246 | -122.4557 | 62 | 404 | 21453.6683 |  | 3471.3767 |  | 17982.2916 | 61.1173 | 550.6473 | 0.00011038 | 0.00011038 | 2226 | 8.527 | 16.7164 | 2 | 3.5437 | 8.0887 | -8.5 | 0.025 | 0.0074168 | 1.9282 | 291.997 | 25.5491 | 20.9546 | 0.58256 | 16.8805 | 18.4659 | 32.7984 | 43.6% | 0% | 52.8% | 80.8% | 5.6% | 92.6% | 0.50229 | 0.095 | 6.5 | 22 | 11.005 | 3.5 | 9.8349 | 8.3347 | 1.5397 | 2.5091 | 16.0327 | 14.1887 | 12.5879 | 10.78 | 43.6946 | 40.4691 | 35.9087 | 45.6556
Central Coast | VIEJO 220285904 | 4406 | 134 | 482.2255 | 162 | 498.0145 | 13 | 3.3991e-05 | 0.037818 | 2.6574 | 1.2855e-06 | 5.5114e-05 | 0.82716 | 0.9683 | {D532A486-3F7F-4A83-AD8F-DB3333DA04B9} | 182852202 | VIEJO 2202 | 85904 | 36.5981 | -121.9245 | 51 | 363 | 20214.3681 |  | 3179.0036 |  | 17035.3645 | 1316.0449 | 4391.9949 | 0.00071648 | 0.00044188 | 2227 | 5.2058 | 14.3833 | 2 | 2.1673 | 6.4346 | 0.33861 | 0.056471 | 0.0072912 | 1.1552 | 291.3811 | 24.1618 | 23.752 | 0.50609 | 17.4048 | 18.6055 | 12.9028 | 39.4% | 47.1% | 36.4% | 67.4% | 0.9% | 94.7% | 0.51236 | 0.42706 | 8.9231 | 19.8462 | 10.6447 | 9.5294 | 10.5955 | 9.4079 | 1.3293 | 1.9281 | 16.5675 | 15.5104 | 13.4609 | 13.6394 | 43.4479 | 43.2904 | 31.7672 | 36.0949
Bay Area | ALTO 1124circuit_breaker | 2281 | 99 | 171.2766 | 372 | 317.939 | 30 | 8.7616e-05 | 0.037818 | 0.15214 | 3.3134e-06 | 5.511e-05 | 0.26613 | 0.53871 | {2C543D7C-5902-4DC9-BE9B-719A66315791} | 42031124 | ALTO 1124 | circuit_breaker | 37.8987 | -122.525 | 271 | 1425 | 69792.5132 |  | 11198.0443 |  | 58594.4688 | 3322.8701 | 14051.4662 | 0.0016533 | 0.0026285 | 2228 | 5.125 | 14.0904 | 3 | 3.0265 | 7.3242 | -1.8953 | 0.078649 | 0.007188 | 2.4923 | 293.8282 | 30.035 | 26.3974 | 0.74389 | 15.8289 | 17.6241 | 29.1126 | 43.4% | 19.8% | 80.6% | 66.4% | 26.1% | 80.6% | 0.70957 | 0.034324 | 11.2353 | 22.0882 | 2.24 | 10.0541 | 10.9047 | 9.2804 | 1.6092 | 2.9386 | 14.8284 | 12.4948 | 11.8851 | 9.1184 | 51.2894 | 52.9678 | 40.6924 | 53.3671
North Valley | RISING RIVER 1101circuit_breaker | 856 | 63 | 113.4918 | 253 | 206.4831 | 77 | 2.1633e-05 | 1.7541 | 3.7504 | 4.0243e-05 | 5.5102e-05 | 0.24901 | 0.54964 | {9F15BDD3-391E-4F68-AFF5-FA940D11CF0D} | 103551101 | RISING RIVER 1101 | circuit_breaker | 40.9286 | -121.5434 | 180 | 249 | 31407.6343 |  | 21037.7324 |  | 10369.9019 | 14030.5414 | 9224.629 | 0.0042428 | 0.0016658 | 2229 | 3.6969 | 12.2802 | 2 | 2.1207 | 6.071 | 0.19615 | 0.019889 | 0.0045261 | 1.5456 | 293.5146 | 40.859 | 31.7241 | 1.1097 | 13.8807 | 15.5378 | 0.85486 | 22.5% | 25.1% | 15.9% | 57.5% | 23.4% | 95.4% | 0.13696 | 0.016833 | 2.9492 | 16.7179 | 0.63683 | 1.4056 | 7.6676 | 6.9014 | 2.0551 | 3.4549 | 12.9234 | 7.4245 | 8.3646 | 5.5952 | 50.9702 | 75.8086 | 54.5639 | 82.637
North Coast | RIO DELL 11028768 | 193 | 29 | 45.5133 | 32 | 47.0488 | 5 | 9.622e-05 | 0.037818 | 0.42245 | 3.6389e-06 | 5.5017e-05 | 0.90625 | 0.96736 | {F40CB029-270F-46C5-9305-F30A68FC7241} | 192251102 | RIO DELL 1102 | 8768 | 40.4765 | -124.1008 | 61 | 57 | 11528.6614 |  | 8376.3931 |  | 3152.2684 | 449.1583 | 458.7294 | 0.00027508 | 0.0004811 | 2230 | 16.5077 | 51.0205 | 2 | 2.4996 | 7.2645 | 0.66777 | 0.0575 | 0.0067792 | 3.8769 | 291.509 | 23.6709 | 22.7367 | 0.59973 | 17.2795 | 20.2866 | 6.203 | 6.7% | 9.1% | 49.5% | 97.1% | 14.3% | 63% | 0.44046 | 0.1325 | 3.8 | 22 | 0 | 4 | 11.788 | 9.3802 | 1.5133 | 2.4548 | 17.1633 | 11.6095 | 12.549 | 8.1233 | 42.327 | 60.638 | 32.435 | 58.3538
North Coast | SONOMA 11045661 | 7480 | 2 | 2.4095 | 5 | 4.2553 | 4 | 8.7248e-05 | 380.4944 | 0.0046088 | 0.042619 | 5.4892e-05 | 0.4 | 0.56625 | {40D7F055-E8F9-4650-B226-FC76BC481B62} | 42721104 | SONOMA 1104 | 5661 | 38.3044 | -122.5031 | 100 | 106 | 16194.9632 |  | 8171.7539 |  | 8023.2093 | 3397.3315 | 4091.3512 | 0.00021957 | 0.00034899 | 2231 | 3.7487 | 10.2286 | 2 | 2.2471 | 6.3094 | -2.4182 | 0.047213 | 0.0068064 | 2.4521 | 296.5928 | 33.9892 | 31.6179 | 1.0367 | 15.504 | 17.1748 | 0.89751 | 6.5% | 2.7% | 40.6% | 20.6% | 67.7% | 43.3% | 0.073706 | 0.048033 | 1.8824 | 14.6176 | 0.048197 | 0.081967 | 8.8232 | 7.4045 | 1.9751 | 3.5999 | 14.6059 | 11.1315 | 11.2485 | 7.7196 | 52.4865 | 64.3638 | 44.1679 | 63.3618
North Valley | LOGAN CREEK 21022226 | 4469 | 7 | 10.0817 | 15 | 13.2209 | 6 | 5.1127e-05 | 2.5907 | 0.88834 | 0.00012641 | 5.4735e-05 | 0.46667 | 0.76256 | {0DB23F18-2307-44BE-917D-7278F1DC4733} | 103142102 | LOGAN CREEK 2102 | 2226 | 39.4804 | -122.2506 | 132 | 91 | 60370.0905 |  | 56162.3689 |  | 4207.7216 | 5964.9276 | 266.8638 | 0.00032841 | 0.00030676 | 2232 | 1.0182 | 2.895 | 2 | 2.8344 | 8.7961 | -3.2415 | 0.0055714 | 0.0066357 | 1.1593 | 298.3293 | 44.9552 | 36.3805 | 1.3948 | 13.3631 | 14.4763 | 0.44233 | 22.3% | 9.9% | 43.4% | 3.8% | 58.7% | 91.3% | 0.018677 | 0.0038571 | 1.5333 | 12.9333 | 0.421 | 0.21429 | 10.9722 | 9.1098 | 2.6819 | 4.3822 | 12.7224 | 6.8277 | 8.8483 | 4.7466 | 65.3492 | 103.1025 | 54.2557 | 86.5366
Central Coast | SAN LUIS OBISPO 1108circuit_breaker | 4756 | 13 | 42.9223 | 56 | 61.5797 | 9 | 1.3568e-05 | 0.092107 | 15.1096 | 1.189e-06 | 5.4727e-05 | 0.23214 | 0.69702 | {BB99A914-387F-48D8-919A-BB8BCFE90D9F} | 182631108 | SAN LUIS OBISPO 1108 | circuit_breaker | 35.2614 | -120.6348 | 327 | 726 | 46100.4881 |  | 13627.7483 |  | 32472.7398 | 2912.0068 | 2165.1894 | 0.00049254 | 0.00012211 | 2233 | 0.52269 | 2.1427 | 2 | 2.1422 | 7.3111 | -1.7071 | 0.003 | 0.007123 | 1.1754 | 296.28 | 35.7556 | 31.6435 | 0.95655 | 14.8206 | 15.7544 | 30.4347 | 39.2% | 89.5% | 2.4% | 4% | 45.4% | 45.1% | 0.17675 | 0.001 | 2.4444 | 16.4444 | 0.5125 | 1.4 | 8.7289 | 8.7542 | 1.888 | 3.3561 | 14.0453 | 12.1882 | 10.8014 | 9.0303 | 51.7766 | 57.0752 | 46.3663 | 55.3851
Bay Area | MORAGA 1103circuit_breaker | 5710 | 49 | 109.5145 | 214 | 207.0497 | 22 | 5.6842e-05 | 0.037818 | 0.84539 | 2.1497e-06 | 5.4553e-05 | 0.22897 | 0.52893 | {A7850717-18DF-4BF5-B934-11A86FF92EB5} | 13801103 | MORAGA 1103 | circuit_breaker | 37.8488 | -122.1615 | 174 | 837 | 49475.0274 |  | 10266.3997 |  | 39208.6278 | 1860.265 | 6615.948 | 0.0012002 | 0.0012505 | 2234 | 3.745 | 10.9578 | 2.2414 | 3.2498 | 6.5604 | -3.0582 | 0.057586 | 0.0068161 | 1.9648 | 294.1305 | 31.1561 | 28.8828 | 0.81934 | 15.9687 | 17.4561 | 13.2164 | 43.2% | 40.6% | 54.6% | 44.1% | 40.1% | 83.5% | 0.36685 | 0.04069 | 7 | 20.64 | 2.0362 | 7.3793 | 7.7404 | 7.2194 | 1.7899 | 3.3257 | 15.7207 | 11.2593 | 10.6713 | 7.3587 | 43.3701 | 61.0882 | 39.9909 | 63.1358
Bay Area | GREENBRAE 11021254 | 548 | 471 | 1087.8364 | 1902 | 1915.8773 | 90 | 8.6215e-05 | 0.037818 | 0.14434 | 3.2604e-06 | 5.4412e-05 | 0.24763 | 0.5678 | {343DAC73-DC1A-4C06-8C35-1C7245E7BB91} | 43091102 | GREENBRAE 1102 | 1254 | 37.9451 | -122.5185 | 285 | 1800 | 93085.23 |  | 15162.3612 |  | 77922.8688 | 9494.3832 | 37359.3343 | 0.0048971 | 0.0077593 | 2235 | 4.8014 | 12.0199 | 3 | 1.7453 | 5.9289 | 0.47917 | 0.11295 | 0.0072371 | 2.5802 | 294.9911 | 30.5749 | 27.2648 | 0.82753 | 15.8604 | 17.6604 | 48.6812 | 43% | 19.2% | 79.9% | 52.5% | 42.3% | 81.3% | 0.77541 | 0.012316 | 10.3789 | 21.8316 | 6.9573 | 20.0211 | 10.6351 | 9.1666 | 1.7634 | 3.2033 | 14.1356 | 12.2926 | 11.762 | 9.1225 | 52.3496 | 54.4884 | 43.0477 | 53.7996
Central Coast | LOYOLA 110260082 | 2445 | 7 | 11.2947 | 9 | 12.4255 | 1 | 5.4393e-05 | 0.037818 |  | 2.057e-06 | 5.4393e-05 | 0.77778 | 0.90899 | {8ED769A0-FD6A-439C-A794-36AC054AC7B8} | 82161102 | LOYOLA 1102 | 60082 | 37.3483 | -122.1143 | 109 | 134 | 13024.4833 |  | 6524.9258 |  | 6499.5575 | 51.5332 | 234.8024 | 5.4393e-05 | 5.4393e-05 | 2236 | 5.0727 | 11.5294 | 2 | 1.8171 | 4.8548 | 2.5625 | 0.055 | 0.0066135 | 1.6157 | 296.1547 | 39.6551 | 35.3503 | 1.0381 | 14.0804 | 15.4209 | 1 | 39% | 0% | 65.6% | 57.9% | 75.1% | 31.5% | 0.18959 | 0 | 4 | 22 | 0.17 | 4.5 | 10.2241 | 8.77 | 2.028 | 3.6748 | 13.28 | 9.1638 | 9.1047 | 5.8095 | 62.003 | 72.1696 | 50.8567 | 75.1986
Bay Area | BOLINAS 1101circuit_breaker | 1696 | 92 | 191.3383 | 692 | 466.9647 | 26 | 6.7226e-05 | 0.82942 | 0.13347 | 6.0337e-05 | 5.4362e-05 | 0.13295 | 0.40975 | {86BA3963-96A5-4181-83CD-FA7B5EC47222} | 42261101 | BOLINAS 1101 | circuit_breaker | 37.9408 | -122.7068 | 51 | 13 | 4103.0472 |  | 3500.023 |  | 603.0242 | 3408.2951 | 565.7352 | 0.0014134 | 0.0017479 | 2237 | 5.1375 | 13.1296 | 2.3243 | 2.8903 | 7.6445 | -0.92277 | 0.056486 | 0.0073449 | 2.6574 | 293.1059 | 27.1789 | 26.1787 | 0.67135 | 16.5527 | 18.3743 | 2.829 | 42.8% | 18.2% | 66.6% | 61.7% | 13.4% | 88.4% | 0.15458 | 0.10162 | 2.1154 | 10.2308 | 2.9359 | 18.7027 | 12.1192 | 10.0415 | 1.594 | 2.814 | 15.8626 | 12.9062 | 11.2006 | 9.0107 | 53.1433 | 55.7663 | 39.1043 | 52.3898
Bay Area | MEADOW LANE 2106C558R | 1527 | 11 | 13.4019 | 50 | 30.8193 | 8 | 6.1195e-05 | 372.4549 | 0.49591 | 0.024615 | 5.4342e-05 | 0.22 | 0.43485 | {D76FC532-158A-4F2C-85C2-26FC0B6C05CB} | 14302106 | MEADOW LANE 2106 | C558R | 37.9558 | -122.0851 | 460 | 1333 | 85642.736 |  | 22949.7629 |  | 62692.9731 | 1360.7806 | 90.4582 | 0.00043474 | 0.00048956 | 2238 | 3.2349 | 8.643 | 2.8 | 3.667 | 7.4907 | -3.2565 | 0.0455 | 0.0068265 | 1.6667 | 296.3663 | 39.5689 | 35.2917 | 1.0811 | 14.0903 | 15.4725 | 8.5668 | 42.6% | 33.1% | 60.3% | 28.5% | 84.6% | 12.3% | 0 | 0.0945 | 1.5 | 13.75 | 0.697 | 2.5 | 6.9888 | 6.6582 | 2.1493 | 3.7634 | 12.824 | 9.4709 | 9.8649 | 6.4845 | 55.8686 | 69.5257 | 51.6999 | 71.9649
Central Coast | VIEJO 2204circuit_breaker | 1173 | 264 | 940.8478 | 686 | 1216.9661 | 30 | 4.6333e-05 | 0.037818 | 1.2394 | 1.7522e-06 | 5.4332e-05 | 0.38484 | 0.77311 | {DB34AA1E-C0F6-41DF-BFC5-43E5CD8E6B2B} | 182852204 | VIEJO 2204 | circuit_breaker | 36.5784 | -121.9081 | 113 | 189 | 14669.3383 |  | 6373.9064 |  | 8295.4319 | 3591.9838 | 780.1248 | 0.0016299 | 0.00139 | 2239 | 7.2351 | 16.2821 | 2 | 1.9889 | 5.9935 | -0.89783 | 0.076765 | 0.0072848 | 1.3114 | 291.8685 | 23.8865 | 23.6964 | 0.54845 | 17.4868 | 18.8178 | 11.1833 | 38.8% | 27.8% | 59% | 72.3% | 5.7% | 97.4% | 0.10193 | 0.055588 | 2.2222 | 16.2593 | 13.1015 | 20.1765 | 11.0056 | 9.8137 | 1.3841 | 2.1987 | 16.4718 | 15.3485 | 13.7877 | 13.3207 | 43.4098 | 45.274 | 32.0498 | 37.7181
Bay Area | OAKLAND X 1106CR008 | 6127 | 247 | 733.5841 | 613 | 945.2587 | 67 | 3.0073e-05 | 0.037818 | 3.2085 | 1.1373e-06 | 5.4059e-05 | 0.40294 | 0.77607 | {A1C4F4D6-01EE-430E-BE68-0AE547BD756D} | 12541106 | OAKLAND X 1106 | CR008 | 37.8095 | -122.191 | 150 | 542 | 35211.1072 |  | 7102.0164 |  | 28109.0908 | 7102.0164 | 28109.0908 | 0.0036219 | 0.0020149 | 2240 | 3.5933 | 11.033 | 2.0089 | 2.6317 | 6.1927 | 1.8409 | 0.054732 | 0.0069052 | 1.9967 | 292.8406 | 33.152 | 30.8257 | 0.74468 | 15.2157 | 16.7402 | 15.2096 | 42.5% | 71.3% | 21.6% | 44.8% | 26.7% | 49% | 0.41007 | 0.048304 | 6.9674 | 21.4457 | 2.9896 | 5.4732 | 8.1633 | 7.5133 | 1.6041 | 3.1428 | 14.813 | 10.6747 | 9.9474 | 6.9849 | 50.6974 | 60.5643 | 44.9572 | 65.7489
North Coast | COVELO 1101536 | 6941 | 13 | 23.8276 | 17 | 25.5743 | 6 | 0.00011768 | 0.074419 | 0 | 8.8305e-06 | 5.4029e-05 | 0.76471 | 0.9317 | {7897A070-7C30-42E9-B1B0-EB5E015E733B} | 43061101 | COVELO 1101 | 536 | 39.7439 | -123.2485 | 85 | 70 | 40352.1853 |  | 35716.0554 |  | 4636.1299 | 15104.7289 | 499.5351 | 0.00032417 | 0.0007061 | 2241 | 2.5893 | 7.8984 | 2 | 2.156 | 5.922 | 2.4643 | 0.0054444 | 0.0055609 | 3.3937 | 295.7307 | 40.9845 | 35.6373 | 1.2511 | 13.5283 | 16.0143 | 0.34604 | 6.3% | 0% | 65.7% | 9.7% | 96.8% | 6.8% | 0.0534 | 0.068889 | 1.5833 | 12.0833 | 0.1905 | 0.094444 | 12.3484 | 9.1372 | 2.2474 | 4.0733 | 13.493 | 6.674 | 8.6408 | 4.351 | 64.0202 | 97.2935 | 49.989 | 88.6383
Central Valley | CALAVERAS CEMENT 110113424 | 3958 | 6 | 8.7132 | 26 | 14.9276 | 12 | 4.9198e-05 | 1863.0346 | 1.3625 | 0.084515 | 5.3912e-05 | 0.23077 | 0.5837 | {B1720971-4842-488B-929E-F65E96985B19} | 162211101 | CALAVERAS CEMENT 1101 | 13424 | 38.1964 | -120.6879 | 74 | 214 | 16217.4245 |  | 5801.6622 |  | 10415.7622 | 2488.4546 | 3152.8742 | 0.00064695 | 0.00059037 | 2242 | 5.3095 | 18.5005 | 2 | 2.5748 | 5.8812 | 0.40554 | 0.007377 | 0.0062247 | 2.1867 | 297.3185 | 44.1849 | 34.1918 | 1.3267 | 13.031 | 14.6404 | 6.7625 | 14.2% | 7.6% | 54.1% | 79.2% | 64.1% | 79.2% | 0.29265 | 0.028361 | 1.7692 | 14.3077 | 0.20656 | 0.42623 | 14.8283 | 10.5121 | 2.3457 | 3.9473 | 13.0261 | 7.3227 | 9.2278 | 4.917 | 46.5855 | 75.735 | 51.7292 | 84.4725
North Valley | COTTONWOOD 11011510 | 2282 | 4 | 8.6944 | 10 | 10.4639 | 3 | 5.3854e-05 | 2316.1579 |  | 0.12184 | 5.3854e-05 | 0.4 | 0.8309 | {DB300DCA-6215-4B3C-914F-828156445EA8} | 102931101 | COTTONWOOD 1101 | 1510 | 40.3892 | -122.3413 | 56 | 38 | 8553.6084 |  | 5333.1807 |  | 3220.4278 | 494.2929 | 19.772 | 0.00016156 | 0.00016156 | 2243 | 1.2243 | 4.2499 | 2 | 2.5732 | 8.8479 | -0.9404 | 0.0075 | 0.0059082 | 2.2174 | 298.1388 | 48.5476 | 34.1608 | 1.5847 | 12.019 | 14.0276 | 3.6939 | 22% | 0% | 46.2% | 13.3% | 85.8% | 30.1% | 0.027452 | 0.0025 | 1.3333 | 10.6667 | 1.7875 | 2.5 | 10.4691 | 7.4925 | 2.9138 | 4.8946 | 11.1199 | 5.7852 | 7.2581 | 4.4592 | 62.7603 | 80.5698 | 61.7384 | 91.7223
Bay Area | BOLINAS 1101806 | 9498 | 161 | 237.1618 | 429 | 403.6917 | 40 | 0.00010069 | 0.070211 | 0.010477 | 7.1426e-06 | 5.3743e-05 | 0.37529 | 0.58748 | {52879B9D-A33B-4D4E-99FA-0487B37405B8} | 42261101 | BOLINAS 1101 | 806 | 37.9559 | -122.6176 | 21 | 7 | 5085.6474 |  | 4898.4533 |  | 187.1941 | 4898.4533 | 187.1941 | 0.0021497 | 0.0040274 | 2244 | 10.8278 | 34.164 | 3 | 2.5036 | 7.3045 | -3.0004 | 0.018525 | 0.0067377 | 3.3969 | 294.6044 | 34.3026 | 30.1948 | 0.93289 | 14.8341 | 16.7865 | 0.82789 | 42.3% | 8.7% | 83.7% | 98.9% | 59.5% | 30.5% | 0.18041 | 0.035921 | 1.6 | 10.7333 | 1.2759 | 7.0328 | 11.4728 | 9.7203 | 1.8615 | 3.5052 | 13.7661 | 10.6927 | 10.8926 | 7.9751 | 56.0709 | 66.1257 | 46.2189 | 62.9388
Bay Area | SUNOL 1101MR650 | 2696 | 26 | 53.9436 | 105 | 96.95 | 16 | 4.8343e-05 | 0.47084 | 1.3683 | 2.1429e-05 | 5.3726e-05 | 0.24762 | 0.55641 | {531B9791-D7B4-4DAF-8D61-5A68DAA7C3F6} | 14241101 | SUNOL 1101 | MR650 | 37.5933 | -121.8844 | 66 | 79 | 7054.858 |  | 4248.3171 |  | 2806.5409 | 1692.8493 | 836.9295 | 0.00085962 | 0.00077349 | 2245 | 2.4627 | 8.1544 | 2.087 | 3.4353 | 7.1038 | -2.5093 | 0.037391 | 0.0067339 | 1.3655 | 295.5623 | 38.7568 | 32.0517 | 1.0073 | 14.2176 | 15.5431 | 10.9008 | 42.1% | 52.1% | 43.9% | 24.7% | 72.6% | 15.6% | 0.25418 | 0.068261 | 3.6923 | 13 | 1.1839 | 4.5652 | 8.2559 | 6.9917 | 2.0215 | 3.6576 | 13.9132 | 9.1143 | 9.3515 | 5.8044 | 47.3407 | 66.4712 | 48.0148 | 75.4483
Central Coast | SAN LUIS OBISPO 110788962 | 6446 | 22 | 54.4299 | 94 | 82.3012 | 15 | 2.2797e-05 | 103.1334 | 5.3864 | 0.0033922 | 5.3284e-05 | 0.23404 | 0.66135 | {A665CE56-6C65-40F6-B673-46690B88E477} | 182631107 | SAN LUIS OBISPO 1107 | 88962 | 35.244 | -120.6751 | 89 | 90 | 10180.5306 |  | 6411.4652 |  | 3769.0654 | 3512.4168 | 1723.2062 | 0.00079926 | 0.00034196 | 2246 | 1.2775 | 3.8363 | 2 | 2.2242 | 7.5348 | -0.85375 | 0.0039216 | 0.0072753 | 1.0262 | 295.7553 | 32.7227 | 29.3931 | 0.8793 | 15.5189 | 16.4126 | 9.3619 | 38.6% | 65.9% | 16.8% | 15.4% | 34.6% | 59.5% | 0.26529 | 0.011176 | 1.9714 | 14.8571 | 0.40569 | 1.8431 | 9.0114 | 8.788 | 1.8378 | 3.1854 | 14.8847 | 13.2465 | 11.5563 | 9.9511 | 48.9547 | 53.6281 | 42.3633 | 50.5766
Central Coast | FOOTHILL 1102circuit_breaker | 7983 | 140 | 331.7634 | 652 | 643.911 | 70 | 4.5535e-05 | 7.0157 | 1.5325 | 0.00040945 | 5.3057e-05 | 0.21472 | 0.51523 | {CF5272DC-8419-42E3-A72F-BD395166C5DF} | 182951102 | FOOTHILL 1102 | circuit_breaker | 35.2862 | -120.7061 | 175 | 150 | 23606.8594 |  | 15763.1114 |  | 7843.748 | 12510.7066 | 7155.7253 | 0.003714 | 0.0031875 | 2247 | 2.1369 | 6.6335 | 2 | 2.9917 | 8.2481 | -2.2663 | 0.019253 | 0.0071823 | 1.1765 | 295.8752 | 33.3234 | 29.519 | 0.91062 | 15.3517 | 16.3 | 2.8605 | 38.5% | 32.9% | 57.1% | 38.1% | 36.8% | 57.1% | 0.18397 | 0.01954 | 2.2396 | 15.3438 | 1.7909 | 3.7471 | 8.5346 | 8.7599 | 1.8289 | 3.3093 | 14.6875 | 13.1914 | 11.4684 | 9.8154 | 49.2433 | 54.0359 | 43.185 | 51.078
Bay Area | VINEYARD 2110circuit_breaker | 7776 | 38 | 94.8187 | 101 | 123.3103 | 21 | 2.0548e-05 | 85.2623 | 5.1741 | 0.0016644 | 5.3031e-05 | 0.37624 | 0.76894 | {14A8794B-8A75-4FC8-9957-3059A6D6C76B} | 14502110 | VINEYARD 2110 | circuit_breaker | 37.67 | -121.8548 | 115 | 60 | 21524.9407 |  | 17792.5531 |  | 3732.3876 | 8669.9033 | 1720.2413 | 0.0011137 | 0.0004315 | 2248 | 1.1377 | 2.9285 | 2 | 2.3318 | 6.135 | -2.7714 | 0.00060345 | 0.0068401 | 1.2396 | 296.6099 | 39.0633 | 31.9627 | 1.0903 | 14.3585 | 15.5579 | 10.526 | 41.9% | 81.2% | 8.9% | 2.5% | 87.1% | 19.4% | 0.1917 | 0.0033621 | 1.6111 | 13.0926 | 0.33543 | 0.87069 | 6.9901 | 5.8918 | 2.2195 | 3.8102 | 13.7345 | 9.044 | 9.8159 | 5.851 | 45.2836 | 68.2592 | 48.2083 | 75.7727
Central Coast | VIEJO 22029118 | 6234 | 60 | 155.8682 | 116 | 188.8589 | 8 | 3.0341e-05 | 0.037818 | 2.2318 | 1.1474e-06 | 5.3012e-05 | 0.51724 | 0.82532 | {BA7590D4-FA7A-4E66-A4E2-9385E2F5FD08} | 182852202 | VIEJO 2202 | 9118 | 36.6037 | -121.9358 | 93 | 230 | 14881.5039 |  | 4750.7038 |  | 10130.8001 | 903.5074 | 2670.7267 | 0.00042409 | 0.00024273 | 2249 | 5.1775 | 13.5622 | 2 | 2.1434 | 6.2801 | 0.58056 | 0.056667 | 0.0072912 | 1.1552 | 291.3811 | 24.1618 | 23.752 | 0.50609 | 17.4048 | 18.6055 | 12.6602 | 38.3% | 41.8% | 29.5% | 64.8% | 0.9% | 94.7% | 0.42061 | 0.28889 | 7.5 | 19.875 | 5.5756 | 12.8889 | 10.5955 | 9.4079 | 1.3293 | 1.9281 | 16.5675 | 15.5104 | 13.4609 | 13.6394 | 43.4479 | 43.2904 | 31.7672 | 36.0949
North Coast | 5060 | 9360 | 7 | 8.7324 | 17 | 14.1244 | 4 | 7.241e-05 | 0.054288 | 0 | 3.931e-06 | 5.3011e-05 | 0.41176 | 0.61825 | {5C89CE05-2636-4AC9-BAFC-5707AC921B94} | 43501103 |  | 5060 | 38.5618 | -122.8169 | 31 | 17 | 1766.5578 |  | 1112.8921 |  | 653.6657 | 477.3134 | 359.0567 | 0.00021204 | 0.00028964 | 2250 | 2.7592 | 10.0944 | 2 | 1.5846 | 4.8055 | -0.2915 | 0.014 | 0.0069392 | 2.8114 | 296.1337 | 30.9471 | 31.0912 | 0.93978 | 16.3153 | 18.2131 | 18.7571 | 6.1% | 0% | 23.4% | 20.3% | 57.3% | 53.2% | 0.66899 | 0.022 | 5 | 22 | 2.016 | 3.4 | 10.9428 | 8.6797 | 2.1086 | 3.525 | 15.456 | 11.3527 | 11.219 | 7.9547 | 54.8665 | 70.7249 | 42.4876 | 61.8012
Central Valley | MARIPOSA 210110990 | 1043 | 164 | 231.6729 | 627 | 449.0035 | 157 | 4.9803e-05 | 221.056 | 15.9042 | 0.0097513 | 0.00044555 | 0.26156 | 0.51597 | {A16C1879-E924-48DF-A54B-36A49902B835} | 254452101 | MARIPOSA 2101 | 10990 | 37.4965 | -119.8112 | 491 | 498 | 113771.1759 | 70.6943 | 64117.5165 | 39.8409 | 49653.6594 | 64117.5165 | 49653.6594 | 0.069951 | 0.007819 | 860 | 2.903 | 9.5627 | 2 | 1.9519 | 4.6663 | 0.62049 | 0.019374 | 0.0056561 | 2.2316 | 296.6678 | 51.209 | 35.7486 | 1.3991 | 11.4225 | 12.8732 | 0.69584 | 61.4% | 57.2% | 55.2% | 49.9% | 77.8% | 29.7% | 0.057705 | 0.076667 | 1.6746 | 16.1559 | 0.32444 | 0.63333 | 9.6096 | 8.0251 | 2.4952 | 3.9002 | 11.0675 | 6.3767 | 7.0372 | 4.2568 | 50.9 | 75.1398 | 63.5416 | 89.607
North Coast | COTATI 1103148 | 2182 | 253 | 661.4341 | 262 | 665.9383 | 41 | 3.3252e-05 | 1.7507 | 2.2808 | 6.8626e-05 | 5.2582e-05 | 0.96565 | 0.99324 | {26714021-3ECA-430A-89F2-F363DC8CF00F} | 42271103 | COTATI 1103 | 148 | 38.2415 | -122.9053 | 145 | 154 | 29440.6349 |  | 24952.5401 |  | 4488.0948 | 23990.7662 | 4324.6019 | 0.0021559 | 0.0013633 | 2252 | 5.304 | 17.9741 | 2 | 2.7298 | 8.1399 | -1.1105 | 0.0074086 | 0.007181 | 2.116 | 292.9846 | 23.0026 | 27.0252 | 0.58222 | 17.9059 | 19.6117 | 0.82276 | 6% | 30.2% | 1% | 49.7% | 13.5% | 79.4% | 0.20769 | 0.023275 | 2.0677 | 14.0902 | 1.9132 | 1.6777 | 12.9569 | 11.6356 | 1.4484 | 2.2737 | 17.0728 | 15.3122 | 13.8926 | 11.424 | 54.9128 | 59.6563 | 31.5227 | 43.0968
Sierra | NARROWS 21057203 | 1807 | 382 | 575.2394 | 1580 | 1028.6865 | 224 | 5.1231e-05 | 292.1266 | 7.7557 | 0.014788 | 0.00022236 | 0.24177 | 0.5592 | {1991DBE6-DAB3-4866-AE61-C7296F9425C8} | 153132105 | NARROWS 2105 | 7203 | 39.1808 | -121.1894 | 285 | 225 | 49100.59 | 30.5098 | 30163.3265 | 18.7427 | 18937.2635 | 29234.7991 | 16504.4172 | 0.049809 | 0.011476 | 1337 | 2.4736 | 7.701 | 2 | 2.5348 | 7.0798 | -0.21732 | 0.038998 | 0.0058698 | 3.1124 | 295.6568 | 46.2621 | 32.3713 | 1.2405 | 12.4347 | 14.3405 | 0.61688 | 27.3% | 31.2% | 20.5% | 28.5% | 31.2% | 62.9% | 0.058723 | 0.045228 | 1.8884 | 16.1741 | 2.2584 | 4.0608 | 8.9153 | 6.744 | 2.2743 | 3.996 | 12.8012 | 6.0001 | 8.6386 | 4.01 | 52.5148 | 91.9437 | 53.2211 | 92.3086
Central Coast | SAN JUSTO 11014002 | 7589 | 245 | 372.5689 | 1048 | 868.774 | 156 | 3.736e-05 | 0.4168 | 0.404 | 1.4922e-05 | 2.8469e-05 | 0.23378 | 0.42884 | {3BA4B8C1-556E-4444-9F96-4ADCA52FD345} | 183181101 | SAN JUSTO 1101 | 4002 | 36.8322 | -121.5312 | 189 | 160 | 44028.8944 | 27.3584 | 30436.1969 | 18.9122 | 13592.6975 | 29265.3642 | 13289.9151 | 0.0044412 | 0.0058281 | 2532 | 2.5859 | 7.1905 | 2 | 2.9388 | 7.8653 | -2.528 | 0.040815 | 0.0064151 | 1.3955 | 295.2162 | 37.4352 | 31.2816 | 0.95106 | 14.5472 | 15.8098 | 0.23707 | 21.4% | 14.6% | 41.8% | 40.8% | 43.4% | 39% | 0.13089 | 0.097746 | 1.7292 | 14.7292 | 0.81197 | 2.5132 | 7.7923 | 7.8495 | 1.7008 | 3.4203 | 13.9834 | 10.3781 | 9.9141 | 6.6758 | 50.8299 | 64.2415 | 46.6117 | 68.6368
Bay Area | NOVATO 11041282 | 4226 | 3 | 4.0629 | 28 | 19.3233 | 8 | 5.2487e-05 | 0.037818 |  | 1.9849e-06 | 5.2487e-05 | 0.10714 | 0.21026 | {3B8D2573-46CC-4384-8812-825E9555364D} | 42211104 | NOVATO 1104 | 1282 | 38.1164 | -122.5632 | 120 | 144 | 17488.2796 |  | 7339.7437 |  | 10148.5359 | 722.7771 | 907.2047 | 0.0004199 | 0.0004199 | 2255 | 2.8078 | 8.3443 | 2 | 2.0576 | 6.1088 | -4.0367 | 0.015 | 0.0071831 | 2.1074 | 295.9943 | 30.5156 | 29.1556 | 0.90062 | 16.1745 | 17.6968 | 7.3416 | 41.6% | 0% | 50.3% | 26.3% | 52.5% | 85.3% | 0.16247 | 0.098 | 2 | 14.4444 | 0.2935 | 1.4 | 10.4713 | 9.1206 | 1.8562 | 3.3884 | 14.6858 | 12.641 | 12.32 | 9.2725 | 52.7513 | 58.7074 | 41.548 | 53.5906
Bay Area | STAFFORD 110242542 | 3120 | 20 | 43.724 | 40 | 52.9093 | 7 | 7.0539e-05 | 0.037818 | 0 | 2.6676e-06 | 5.2414e-05 | 0.5 | 0.8264 | {01A1D9FE-BCED-4C35-831D-C0BD99AC82CE} | 43201102 | STAFFORD 1102 | 42542 | 38.1176 | -122.6086 | 129 | 406 | 24319.7226 |  | 5615.2121 |  | 18704.5105 | 623.2409 | 873.1751 | 0.0003669 | 0.00049378 | 2256 | 3.6359 | 12.0647 | 2 | 2.4964 | 6.6591 | -0.19556 | 0.02 | 0.0070867 | 2.1692 | 296.1421 | 31.8724 | 29.9859 | 0.95288 | 15.7138 | 17.3136 | 34.8997 | 41.4% | 0% | 69.7% | 53.4% | 64.6% | 75.7% | 0.57635 | 0.0425 | 3.6364 | 18.9091 | 1.4156 | 2.5 | 10.8592 | 9.3673 | 1.9279 | 3.5393 | 14.2673 | 12.2708 | 11.824 | 8.7543 | 54.4604 | 61.4073 | 43.4148 | 56.6797
Bay Area | SAN RAFAEL 1101310 | 6087 | 11 | 23.307 | 22 | 28.9782 | 7 | 5.2395e-05 | 0.037818 |  | 1.9815e-06 | 5.2395e-05 | 0.5 | 0.80429 | {1A3DCF6A-D8D9-4366-A0A3-6456AFF85AD5} | 42011101 | SAN RAFAEL 1101 | 310 | 37.9778 | -122.5527 | 94 | 698 | 36448.5475 |  | 5721.8801 |  | 30726.6673 | 395.8699 | 2734.0525 | 0.00036677 | 0.00036677 | 2257 | 2.7943 | 9.7259 | 2 | 1.741 | 5.6118 | -2.7082 | 0.010667 | 0.0070883 | 2.6455 | 295.599 | 33.4749 | 29.7524 | 0.92381 | 15.183 | 16.9438 | 23.5944 | 41.2% | 0% | 49.9% | 34.5% | 57.5% | 46.8% | 0.40055 | 0.024667 | 7.3333 | 20.1111 | 0.43933 | 1.4667 | 11.0998 | 9.5461 | 1.8939 | 3.4553 | 13.6116 | 11.4726 | 11.2348 | 8.6672 | 55.3212 | 59.7984 | 45.8388 | 58.0881
North Coast | CLEAR LAKE 1101486 | 3086 | 3 | 3.6143 | 36 | 18.353 | 3 | 8.0287e-05 | 1469.5762 | 0 | 0.10735 | 5.2252e-05 | 0.083333 | 0.19693 | {168A101A-B40A-4107-A560-9FF95054D3E7} | 42141101 | CLEAR LAKE 1101 | 486 | 39.0026 | -122.8755 | 508 | 677 | 98090.0725 |  | 49197.9889 |  | 48892.0836 | 343.3545 | 1187.1495 | 0.00015676 | 0.00024086 | 2258 | 3.5567 | 9.63 | 2 | 2.0828 | 6.0911 | 2.1441 | 0.020769 | 0.0061108 | 2.3189 | 296.4509 | 39.4603 | 36.1498 | 1.199 | 14.2797 | 16.0456 | 2.2322 | 5.8% | 0% | 30.4% | 18.4% | 85.7% | 20.1% | 0.35585 | 0.027692 | 1.875 | 20.125 | 0.35 | 2.7692 | 10.7215 | 9.0017 | 2.3396 | 3.9839 | 13.6332 | 7.8105 | 8.9618 | 4.8465 | 59.6742 | 89.0127 | 49.9014 | 81.6771
North Coast | HARTLEY 1102824 | 451 | 0 | 0 | 4 | 1.8229 | 1 | 3.2391e-05 | 0.037818 | 1.6127 | 1.2249e-06 | 5.2237e-05 | 0 | 0 | {D91DE9C6-DAB2-43C2-806F-267EA9087948} | 43211102 | HARTLEY 1102 | 824 | 39.0723 | -122.915 | 213 | 479 | 42980.7955 |  | 12575.4803 |  | 30405.3152 | 137.5107 | 157.9055 | 5.2237e-05 | 3.2391e-05 | 2259 | 14.4923 | 51.2805 | 2 | 2.6233 | 7.1775 | -0.7625 | 0.016667 | 0.0060552 | 2.286 | 296.3787 | 37.5569 | 36.8979 | 1.1683 | 14.6989 | 16.5163 | 6.706 | 5.6% | 22.8% | 0.9% | 97.4% | 79.7% | 29.5% | 0.36324 | 0.0066667 | 2 | 22 | 0 | 1.3333 | 11.4111 | 9.7703 | 2.3361 | 3.9513 | 13.779 | 8.1721 | 9.6499 | 5.1736 | 63.9035 | 92.0426 | 49.0018 | 79.4641
Sierra | WISE 1102697216 | 6227 | 246 | 395.0081 | 704 | 570.8912 | 108 | 5.1024e-05 | 611.4094 | 15.1125 | 0.034244 | 0.00036252 | 0.34943 | 0.69191 | {64620CA8-4B52-4298-8F14-91A606AD81F8} | 152271102 | WISE 1102 | 697216 | 38.9364 | -121.1762 | 221 | 187 | 34631.6261 | 21.5191 | 21260.5149 | 13.2107 | 13371.1112 | 21260.5149 | 13371.1112 | 0.039153 | 0.0055106 | 987 | 3.5962 | 11.8563 | 2 | 2.5189 | 6.4778 | 0.47234 | 0.026455 | 0.0062997 | 2.3177 | 296.5682 | 47.0119 | 32.5575 | 1.3103 | 12.3735 | 14.011 | 0.63398 | 39.8% | 52.4% | 20.2% | 51.7% | 64.6% | 56.1% | 0.039636 | 0.070004 | 1.7722 | 15.4591 | 2.2377 | 3.683 | 8.9435 | 6.6453 | 2.15 | 3.8659 | 13.1189 | 5.9653 | 8.757 | 3.9955 | 51.2056 | 90.2914 | 52.0581 | 92.2748
North Valley | FRENCH GULCH 1101circuit_breaker | 3611 | 33 | 48.7656 | 85 | 71.1941 | 20 | 3.7945e-05 | 2.5894 | 1.5986 | 9.2522e-05 | 5.2023e-05 | 0.38824 | 0.68497 | {20DFFDEF-5135-4324-A022-CDDC3E81B3A6} | 103381101 | FRENCH GULCH 1101 | circuit_breaker | 40.6865 | -122.6405 | 53 | 42 | 5707.0956 |  | 3697.5337 |  | 2009.5619 | 3697.5337 | 2009.5619 | 0.0010405 | 0.0007589 | 2261 | 1.7204 | 5.9364 | 2 | 1.9315 | 5.4939 | -7.1234 | 0.0043396 | 0.0051465 | 2.8225 | 295.3807 | 47.6445 | 32.5838 | 1.3522 | 12.1059 | 14.3315 | 2.5608 | 21.7% | 13.4% | 28% | 26.3% | 45.4% | 38.4% | 0.36814 | 0.01283 | 2.6667 | 13.9722 | 0.90208 | 1.6038 | 9.5406 | 6.7328 | 2.5139 | 4.3612 | 11.3166 | 5.7596 | 7.1234 | 4.1049 | 57.7302 | 78.0577 | 61.5663 | 93.8671
North Valley | ORO FINO 11022556 | 1254 | 29 | 68.6966 | 55 | 81.7264 | 9 | 5.8667e-05 | 0.037818 | 0 | 2.2187e-06 | 5.1983e-05 | 0.52727 | 0.84057 | {6018A7D7-F178-44F7-B593-CA41A45039FD} | 103031102 | ORO FINO 1102 | 2556 | 39.8902 | -121.5778 | 70 | 251 | 25119.1074 |  | 10716.6127 |  | 14402.4947 | 10716.6127 | 14402.4947 | 0.00046785 | 0.00052801 | 2262 | 10.6768 | 22.4727 | 3 | 2.1932 | 6.4416 | -0.7871 | 0.06483 | 0.0047793 | 5.1104 | 292.5636 | 46.9472 | 37.2735 | 1.126 | 11.9659 | 14.5419 | 1.6525 | 21.4% | 0% | 51.2% | 86.4% | 24.9% | 25.4% | 0.15943 | 0.052585 | 5.0333 | 17.9333 | 0.057551 | 0.37415 | 13.3506 | 10.2883 | 2.0032 | 3.6 | 13.478 | 5.3526 | 7.5132 | 3.4384 | 61.6215 | 119.5658 | 51.8653 | 97.4211
Bay Area | CASTRO VALLEY 1109MR334 | 2916 | 103 | 292.4501 | 325 | 426.4635 | 59 | 3.086e-05 | 3.1839 | 1.3558 | 0.00018785 | 5.1569e-05 | 0.31692 | 0.68576 | {144B3CD2-37D4-4FA9-8973-1F3A9C9CD174} | 14091109 | CASTRO VALLEY 1109 | MR334 | 37.6745 | -122.0317 | 165 | 217 | 21558.19 |  | 10131.275 |  | 11426.9149 | 9273.2114 | 10690.4871 | 0.0030426 | 0.0018207 | 2263 | 2.4036 | 7.9443 | 2.3643 | 3.0368 | 6.897 | 2.3345 | 0.016286 | 0.0068129 | 1.8125 | 293.6952 | 35.3187 | 31.6895 | 0.82423 | 14.7966 | 16.3093 | 9.6035 | 40.8% | 51.9% | 22.5% | 22.9% | 41.2% | 29.2% | 0.2637 | 0.077929 | 3.2917 | 18.5938 | 0.9115 | 2.3214 | 8.5824 | 7.5117 | 1.6845 | 3.3224 | 14.507 | 9.6148 | 9.5132 | 5.739 | 49.2775 | 69.9123 | 47.0076 | 73.6749
North Valley | ORO FINO 1101121988 | 1430 | 2096 | 2690.7014 | 4331 | 3657.7483 | 243 | 0.00012741 | 0.037818 | 20.3085 | 4.8185e-06 | 0.0012394 | 0.48395 | 0.73562 | {BE2BD7AC-D920-438D-9D8D-1EC5AAEC4CAF} | 103031101 | ORO FINO 1101 | 121988 | 39.812 | -121.5914 | 523 | 1899 | 115171.1305 | 71.5642 | 29450.0073 | 18.2994 | 85721.1232 | 29450.0073 | 85721.1232 | 0.30117 | 0.030962 | 311 | 9.781 | 19.7154 | 3 | 2.551 | 7.3052 | 1.0788 | 0.061384 | 0.0052812 | 4.2075 | 295.129 | 49.7549 | 38.3354 | 1.3483 | 11.4017 | 13.7301 | 4.3059 | 80.1% | 62.7% | 89.6% | 80.3% | 44.8% | 0.9% | 0.15879 | 0.16737 | 8.367 | 21.618 | 6.5313 | 14.9862 | 12.8792 | 9.695 | 2.3888 | 4.2658 | 12.7683 | 5.1855 | 7.6723 | 3.399 | 64.0656 | 118.6832 | 54.4855 | 98.5221
Central Coast | VIEJO 22019114 | 1411 | 953 | 3241.2297 | 1306 | 3443.7312 | 80 | 3.5509e-05 | 0.037818 | 2.1023 | 1.3429e-06 | 5.1508e-05 | 0.72971 | 0.9412 | {7C470D28-E772-41C4-B48A-99DC70576237} | 182852201 | VIEJO 2201 | 9114 | 36.5785 | -121.9279 | 177 | 280 | 23710.3409 |  | 10947.6406 |  | 12762.7003 | 10880.685 | 12644.546 | 0.0041206 | 0.0028407 | 2265 | 6.1065 | 14.3741 | 2 | 2.4543 | 7.5438 | 1.2263 | 0.055373 | 0.0073926 | 1.1362 | 291.5581 | 24.9772 | 24.5317 | 0.51479 | 17.1778 | 18.447 | 6.5332 | 37.7% | 40.6% | 38.8% | 67.2% | 3.1% | 91.8% | 0.28521 | 0.078955 | 3.886 | 19.1053 | 8.3119 | 9.7463 | 11.1306 | 9.8474 | 1.3893 | 2.086 | 16.4674 | 14.9807 | 13.2495 | 12.8892 | 45.1311 | 46.72 | 32.4423 | 39.2604
Central Coast | VIEJO 220235388 | 7033 | 13 | 35.5156 | 32 | 43.929 | 4 | 3.032e-05 | 0.037818 | 2.0368 | 1.1466e-06 | 5.1352e-05 | 0.40625 | 0.80848 | {5487E49D-3A5D-43A1-BCCA-6878D14EA68E} | 182852202 | VIEJO 2202 | 35388 | 36.6025 | -121.9344 | 24 | 41 | 2459.5705 |  | 727.2974 |  | 1732.2731 | 676.3797 | 1299.9247 | 0.00020541 | 0.00012128 | 2266 | 5.1364 | 13.2384 | 2 | 2.1441 | 6.3232 | -0.044796 | 0.06 | 0.0072912 | 1.1552 | 291.3811 | 24.1618 | 23.752 | 0.50609 | 17.4048 | 18.6055 | 18.597 | 37.5% | 39.4% | 29.1% | 64.3% | 0.9% | 94.7% | 0.47427 | 0.105 | 16.25 | 22 | 3.7775 | 8 | 10.5955 | 9.4079 | 1.3293 | 1.9281 | 16.5675 | 15.5104 | 13.4609 | 13.6394 | 43.4479 | 43.2904 | 31.7672 | 36.0949
Central Valley | BEAR VALLEY 21054170 | 8930 | 28 | 45.6269 | 108 | 76.7503 | 36 | 2.2643e-05 | 1.6979 | 3.5429 | 3.8084e-05 | 5.1124e-05 | 0.25926 | 0.59448 | {ABA71BA3-C71D-490E-AEB5-C37239F168A1} | 252192105 | BEAR VALLEY 2105 | 4170 | 37.6103 | -120.1339 | 53 | 19 | 18937.3255 |  | 15319.6375 |  | 3617.688 | 15319.6375 | 3617.688 | 0.0018405 | 0.00081515 | 2267 | 3.2939 | 7.3482 | 2 | 2.4105 | 5.9467 | 0.86422 | 0.0038967 | 0.0054586 | 1.9348 | 296.3713 | 53.8104 | 38.3456 | 1.4009 | 10.9204 | 12.3087 | 0.22465 | 13.7% | 16.8% | 16.6% | 38.4% | 78.3% | 16.9% | 0.061083 | 0.033192 | 1.2353 | 12.9412 | 0.25352 | 0.50704 | 7.6761 | 6.5707 | 2.2298 | 3.9401 | 10.8442 | 5.9853 | 7.3829 | 4.1467 | 55.5781 | 86.0039 | 63.2257 | 92.1615
Bay Area | VALLEY VIEW 1106P180 | 6362 | 0 | 0 | 2 | 0.91147 | 1 | 5.1089e-05 | 0.037818 |  | 1.9321e-06 | 5.1089e-05 | 0 | 0 | {27893E9C-0A5B-4290-96D8-63CEC0636192} | 14341106 | VALLEY VIEW 1106 | P180 | 37.9816 | -122.2684 | 100 | 329 | 19639.3023 |  | 3522.4569 |  | 16116.8455 | 133.4076 | 574.0458 | 5.1089e-05 | 5.1089e-05 | 2268 | 6.3792 | 16.9717 | 2 | 3.1553 | 6.9227 | -8.3068 | 0.015 | 0.0072701 | 1.5979 | 294.8494 | 32.7997 | 28.7485 | 0.82413 | 15.5297 | 16.9094 | 20.306 | 40.7% | 0% | 49.2% | 82% | 40.8% | 66.6% | 0.11042 | 0.0225 | 8 | 22 | 0 | 0.5 | 6.9139 | 6.1869 | 1.8377 | 3.3052 | 14.0982 | 11.7605 | 10.722 | 8.0805 | 48.1923 | 52.7839 | 43.9899 | 59.7664
Sierra | MOUNTAIN QUARRIES 2101circuit_breaker | 3848 | 710 | 1327.225 | 2025 | 1859.8431 | 331 | 5.0348e-05 | 1066.629 | 17.5296 | 0.048041 | 0.0004836 | 0.35062 | 0.71362 | {D8BA8AE4-C717-4377-92D2-0F59CC0A31DF} | 152282101 | MOUNTAIN QUARRIES 2101 | circuit_breaker | 38.9141 | -121.0189 | 395 | 390 | 64500.1773 | 40.0787 | 40183.7682 | 24.9691 | 24316.4092 | 40183.7682 | 24316.4092 | 0.16007 | 0.016665 | 828 | 2.0169 | 6.7216 | 2 | 2.2228 | 5.8479 | -0.74074 | 0.024642 | 0.0057597 | 2.5006 | 296.1818 | 48.1016 | 33.8771 | 1.3139 | 12.1886 | 13.8787 | 1.1493 | 47.6% | 58.4% | 19.8% | 20.2% | 68.5% | 42% | 0.013407 | 0.040085 | 1.4889 | 13.4747 | 0.93715 | 1.6675 | 9.3801 | 6.6359 | 2.3565 | 4.0739 | 12.3215 | 5.964 | 8.3674 | 4.0012 | 52.7883 | 86.81 | 55.9109 | 92.2518
Central Coast | CABRILLO 1104circuit_breaker | 1778 | 33 | 88.5318 | 205 | 172.5666 | 36 | 1.683e-05 | 0.104 | 6.5759 | 2.0426e-06 | 5.0929e-05 | 0.16098 | 0.51303 | {C2088C0A-8EBB-40EA-8088-14055CC416B4} | 183101104 | CABRILLO 1104 | circuit_breaker | 34.6432 | -120.4377 | 200 | 684 | 59234.3562 |  | 27422.4738 |  | 31811.8823 | 5579.5239 | 1074.775 | 0.0018335 | 0.00060588 | 2270 | 1.708 | 5.6963 | 2 | 2.8819 | 8.1726 | -0.98107 | 0.0025758 | 0.0072277 | 0.81274 | 294.978 | 32.9043 | 36.07 | 0.77439 | 15.7795 | 16.457 | 12.6908 | 37.2% | 70.4% | 7.7% | 31.3% | 24.4% | 64.8% | 0.25136 | 0.0059091 | 2 | 10.1944 | 1.045 | 3.1061 | 13.4074 | 12.3582 | 2.0117 | 2.6408 | 13.4847 | 13.951 | 8.9788 | 9.3121 | 74.9179 | 67.4076 | 51.6375 | 50.5378
Sierra | NARROWS 210551582 | 4543 | 263 | 458.9985 | 934 | 712.345 | 130 | 4.8297e-05 | 60.549 | 6.955 | 0.0026423 | 0.00015313 | 0.28158 | 0.64435 | {D508D44B-0B7F-43CB-B9DA-F37161CA8F62} | 153132105 | NARROWS 2105 | 51582 | 39.2065 | -121.263 | 144 | 136 | 24814.8402 | 15.4193 | 15330.2671 | 9.5258 | 9484.5731 | 15330.2671 | 9484.5731 | 0.019907 | 0.0062786 | 1590 | 1.6394 | 5.1033 | 2 | 2.8461 | 7.553 | -0.70486 | 0.023486 | 0.0062254 | 2.6095 | 296.7024 | 47.3469 | 32.9121 | 1.3304 | 12.1895 | 13.9756 | 1.0053 | 19.3% | 26.4% | 18% | 10.7% | 81.2% | 42.4% | 0.087268 | 0.062965 | 2.0982 | 16.5134 | 2.381 | 3.8895 | 8.7856 | 6.4287 | 2.341 | 4.1221 | 12.3709 | 5.6955 | 8.3235 | 3.8902 | 53.6263 | 89.2193 | 55.725 | 93.8272
Sierra | PUTAH CREEK 11033783 | 8244 | 1 | 1.9471 | 3 | 2.377 | 2 | 5.0717e-05 | 4724.0805 |  | 0.23943 | 5.0717e-05 | 0.33333 | 0.81913 | {E3DDE34B-B9EB-4C18-8053-7900216FEAC5} | 63681103 | PUTAH CREEK 1103 | 3783 | 38.4964 | -121.9886 | 147 | 160 | 28683.4424 |  | 17433.8941 |  | 11249.5483 | 329.1954 | 13.0819 | 0.00010143 | 0.00010143 | 2272 | 1.0894 | 3.5248 | 2 | 2.706 | 8.1429 | -0.13666 | 0.01 | 0.0064181 | 1.6272 | 298.292 | 45.9001 | 39.0266 | 1.3768 | 13.0176 | 14.2204 | 1.1873 | 8.5% | 0% | 20% | 5.4% | 96.1% | 84.6% | 0 | 0.0016667 | 1 | 10.6667 | 0.47667 | 0.5 | 8.0013 | 6.4402 | 2.544 | 4.1244 | 11.316 | 7.5279 | 8.4986 | 5.0235 | 63.7762 | 83.1133 | 60.1984 | 83.5866
Bay Area | SAUSALITO 1101circuit_breaker | 420 | 37 | 89.6643 | 166 | 165.6283 | 11 | 6.1389e-05 | 0.037818 | 0.57291 | 2.3216e-06 | 5.058e-05 | 0.22289 | 0.54136 | {89972505-5E8F-4A2D-AA5C-D59B16608028} | 42491101 | SAUSALITO 1101 | circuit_breaker | 37.8635 | -122.4986 | 299 | 841 | 37940.5679 |  | 9339.6058 |  | 28600.9621 | 1238.4516 | 2959.4765 | 0.00055638 | 0.00067528 | 2273 | 8.7477 | 22.3799 | 2 | 4.3679 | 9.4396 | -4.5082 | 0.11118 | 0.0074479 | 2.0196 | 292.4278 | 26.2353 | 22.6972 | 0.58983 | 16.673 | 18.2772 | 23.4422 | 40.5% | 35.6% | 60.6% | 94.6% | 6.4% | 90.2% | 0.4432 | 0.037059 | 7.6429 | 19.5714 | 4.4553 | 9.7647 | 9.9213 | 8.5119 | 1.4216 | 2.3595 | 15.4456 | 14.278 | 12.5281 | 10.5447 | 46.3886 | 42.9936 | 37 | 45.1805
Bay Area | MONTICELLO 1101720 | 4774 | 0 | 0 | 5 | 1.8925 | 2 | 7.0599e-05 | 12.7606 | 0.31366 | 0.00090076 | 5.0414e-05 | 0 | 0 | {07BF8128-F528-4070-AA6F-0E3ACF3A793A} | 43051101 | MONTICELLO 1101 | 720 | 38.4556 | -122.2107 | 88 | 71 | 30985.2299 |  | 13187.1947 |  | 17798.0352 | 11082.9735 | 16529.4297 | 0.00010083 | 0.0001412 | 2274 | 2.4853 | 7.3533 | 2 | 2.7464 | 7.7461 | -2.8146 | 0.029492 | 0.0063234 | 1.84 | 296.6077 | 41.3738 | 34.2568 | 1.1851 | 13.8077 | 15.2102 | 0.98931 | 40.3% | 27.9% | 69.9% | 18.3% | 97.1% | 7.6% | 0.089607 | 0.020395 | 1.4831 | 15 | 0 | 0.028249 | 8.6807 | 6.8872 | 2.1998 | 3.7562 | 13.5446 | 7.8893 | 9.7247 | 5.0842 | 51.9063 | 82.4308 | 48.7942 | 81.3423
North Valley | CLARK ROAD 1102circuit_breaker | 9386 | 13 | 17.2291 | 25 | 22.5782 | 3 | 8.1612e-05 | 1391.1369 | 0.014791 | 0.11981 | 5.0331e-05 | 0.52 | 0.76309 | {E6C812B7-52C7-47F0-B595-32AF66AB7A9D} | 103091102 | CLARK ROAD 1102 | circuit_breaker | 39.6546 | -121.6352 | 32 | 14 | 3132.7397 |  | 2454.6663 |  | 678.0734 | 1038.6996 | 103.8186 | 0.00015099 | 0.00024484 | 2275 | 0.91386 | 2.7956 | 2 | 2.3007 | 6.9874 | -0.60082 | 0.0069231 | 0.0065663 | 2.0011 | 297.8251 | 45.4554 | 32.9675 | 1.3715 | 12.8457 | 14.4487 | 2.2354 | 20.8% | 3.3% | 67.6% | 2.3% | 51.4% | 81.8% | 0.33221 | 0.016923 | 2.1429 | 7.4286 | 2.8008 | 1.9231 | 11.0412 | 7.7676 | 2.6255 | 4.1903 | 12.1741 | 6.4107 | 8.3531 | 4.4018 | 53.5903 | 91.8678 | 56.0952 | 89.4602
Bay Area | PACIFICA 1104circuit_breaker | 761 | 41 | 138.909 | 50 | 142.4314 | 6 | 5.0285e-05 | 0.042393 |  | 2.063e-06 | 5.0285e-05 | 0.82 | 0.97527 | {EC3F19B1-655E-438D-8AA0-F3D32FED5878} | 22811104 | PACIFICA 1104 | circuit_breaker | 37.5947 | -122.4889 | 106 | 816 | 46900.1113 |  | 6746.3425 |  | 40153.7688 | 1298.4065 | 978.3386 | 0.00030171 | 0.00030171 | 2276 | 1.7931 | 6.2984 | 2 | 3.4988 | 9.3849 | -5.8682 | 0.011 | 0.0074873 | 1.5444 | 290.6504 | 21.0934 | 18.5981 | 0.43845 | 18.223 | 19.639 | 24.5143 | 40.1% | 0% | 47.7% | 13.6% | 0.2% | 99.8% | 0.27686 | 0.031 | 4.7778 | 14.4444 | 5.448 | 5 | 10.0208 | 8.4688 | 1.3337 | 1.9568 | 17.6092 | 16.1818 | 13.4934 | 12.4694 | 40.1874 | 35.1657 | 30.6314 | 36.7657
North Coast | LUCERNE 1106circuit_breaker | 2078 | 72 | 104.7048 | 152 | 133.0322 | 23 | 7.8408e-05 | 0.040921 | 0.32086 | 3.1201e-06 | 5.0232e-05 | 0.47368 | 0.78706 | {64C6F4FE-9745-4B83-9BA2-6905B1D464FF} | 43351106 | LUCERNE 1106 | circuit_breaker | 39.1101 | -122.8129 | 108 | 398 | 23744.9936 |  | 5806.4035 |  | 17938.5901 | 2265.0742 | 4440.2717 | 0.0011553 | 0.0018034 | 2277 | 12.5151 | 48.5087 | 2 | 2.6985 | 7.582 | -0.70735 | 0.028966 | 0.0060588 | 2.6617 | 295.8705 | 43.4802 | 36.5163 | 1.2286 | 13.2518 | 15.2921 | 8.3457 | 5.5% | 8% | 28.7% | 96.4% | 93.3% | 5.3% | 0.46081 | 0.014138 | 6.5909 | 17.4091 | 3.8252 | 5.2414 | 9.6905 | 7.7304 | 2.3562 | 4.1956 | 13.0418 | 6.3833 | 7.363 | 3.8258 | 58.7046 | 89.5063 | 53.106 | 90.646
Bay Area | MONTICELLO 110137384 | 5206 | 92 | 143.5281 | 233 | 192.9002 | 43 | 4.4289e-05 | 141.9942 | 1.6044 | 0.0037759 | 5.0167e-05 | 0.39485 | 0.74405 | {9EBC498A-4473-4FB2-A278-0770D844069B} | 43051101 | MONTICELLO 1101 | 37384 | 38.4453 | -122.1966 | 93 | 60 | 22917.2341 |  | 15055.0544 |  | 7862.1797 | 15055.0544 | 7862.1797 | 0.0021572 | 0.0019044 | 2278 | 2.8536 | 8.0728 | 2 | 3.3091 | 8.4099 | -0.60787 | 0.04469 | 0.0064286 | 2.0067 | 296.3196 | 41.517 | 34.5975 | 1.1594 | 13.7091 | 15.2031 | 0.65832 | 39.9% | 54.5% | 37.9% | 23.8% | 95.3% | 5.6% | 0.08495 | 0.036283 | 1.6517 | 13.2472 | 0.59389 | 1.031 | 7.5806 | 6.2142 | 2.1375 | 3.7476 | 13.3274 | 7.8429 | 9.6514 | 4.9746 | 50.756 | 79.8349 | 49.8312 | 82.5193
Bay Area | SNEATH LANE 110134438 | 4550 | 374 | 1403.1677 | 453 | 1448.0289 | 24 | 6.7383e-05 | 0.037818 | 0.46331 | 2.5483e-06 | 5.0065e-05 | 0.82561 | 0.96902 | {5A5EFB63-6847-4F33-8DBE-F9C3D6DCF54A} | 22721101 | SNEATH LANE 1101 | 34438 | 37.6152 | -122.4385 | 137 | 845 | 45884.7753 |  | 8258.7197 |  | 37626.0556 | 2524.5868 | 10587.9245 | 0.0012016 | 0.0016172 | 2279 | 6.3826 | 19.8659 | 2 | 3.6144 | 8.2776 | 2.2729 | 0.046071 | 0.0072879 | 2.0409 | 292.5211 | 27.3828 | 22.1544 | 0.65016 | 16.4263 | 17.9919 | 27.2366 | 39.7% | 32.5% | 67.3% | 90.9% | 10.2% | 87.1% | 0.48604 | 0.091429 | 10.12 | 22.12 | 28.4771 | 16.1786 | 9.9211 | 8.3946 | 1.598 | 2.722 | 15.3842 | 13.4838 | 12.4898 | 10.3819 | 45.0328 | 42.5263 | 38.0298 | 48.5883
Central Valley | AUBERRY 1101R314 | 3133 | 270 | 609.3408 | 818 | 776.8106 | 241 | 1.4372e-05 | 711.7484 | 108.4249 | 0.011062 | 0.00081469 | 0.33007 | 0.78441 | {4F5EBE36-6D68-4A47-AF49-0D6F0830F1BC} | 254151101 | AUBERRY 1101 | R314 | 36.9954 | -119.4087 | 497 | 416 | 116570.7813 | 72.4339 | 70887.9033 | 44.0478 | 45682.878 | 67647.5297 | 44505.8052 | 0.19634 | 0.0034637 | 494 | 0.57659 | 1.943 | 2 | 2.0354 | 4.6464 | -0.85878 | 0.0052734 | 0.0060042 | 1.4023 | 298.5425 | 54.7922 | 38.6746 | 1.5795 | 10.8381 | 11.96 | 0.51812 | 78.3% | 95.4% | 9.1% | 4% | 94.5% | 15.7% | 0.014272 | 0.01157 | 1.6118 | 14.4344 | 0.95288 | 0.79883 | 6.1227 | 5.6512 | 2.9053 | 4.3974 | 9.9548 | 5.9851 | 6.6937 | 3.9578 | 53.6273 | 81.8668 | 69.0361 | 92.6789
North Coast | HARTLEY 1101658 | 5502 | 18 | 33.8578 | 59 | 46.1884 | 15 | 4.7527e-05 | 1459.4964 | 1.194 | 0.066967 | 4.9982e-05 | 0.30508 | 0.73304 | {D05A5F97-BA6C-4210-AA67-0AC96ADACE28} | 43211101 | HARTLEY 1101 | 658 | 39.0609 | -122.9334 | 212 | 261 | 44398.9157 |  | 21971.0708 |  | 22427.8449 | 4569.0388 | 1696.5005 | 0.00074973 | 0.0007129 | 2281 | 3.1245 | 7.7309 | 2 | 2.5701 | 6.9255 | -0.10187 | 0.0077143 | 0.0060352 | 2.3996 | 296.065 | 38.5345 | 38.6551 | 1.1597 | 14.4204 | 16.2975 | 1.3014 | 5.3% | 16.9% | 3.6% | 9.4% | 78.8% | 22.5% | 0.091675 | 0.009 | 1.5938 | 12.9688 | 0.69929 | 0.84286 | 11.9769 | 10.2551 | 2.2976 | 3.953 | 13.7068 | 7.8267 | 9.4307 | 4.9696 | 66.3026 | 97.6945 | 49.2957 | 81.57
Central Coast | DEL MONTE 210342226 | 7069 | 68 | 193.7481 | 137 | 231.2889 | 6 | 4.4766e-05 | 0.037818 | 1.6735 | 1.693e-06 | 4.9856e-05 | 0.49635 | 0.83769 | {8CF433ED-5D30-4AF4-B399-FAE6BF4CEC35} | 182222103 | DEL MONTE 2103 | 42226 | 36.5834 | -121.8569 | 74 | 298 | 21669.4281 |  | 4032.3201 |  | 17637.108 | 616.5067 | 691.6034 | 0.00029914 | 0.00026859 | 2282 | 6.3742 | 16.7156 | 2 | 1.8771 | 5.6209 | -5.3103 | 0.073333 | 0.0073012 | 1.2631 | 292.1718 | 23.7194 | 23.6553 | 0.55454 | 17.6296 | 18.9031 | 12.0661 | 36.8% | 33.9% | 56.8% | 73.4% | 7.3% | 99.1% | 0.26506 | 0.046667 | 3.8 | 19.2 | 11.4333 | 22.8333 | 10.9527 | 9.8356 | 1.3713 | 2.2585 | 16.4477 | 15.3471 | 14.0221 | 13.3418 | 42.334 | 45.197 | 32.1528 | 37.645
Central Coast | POINT MORETTI 11015074 | 8613 | 52 | 102.2709 | 202 | 159.6578 | 11 | 4.3403e-05 | 0.47901 | 1.2229 | 2.0349e-05 | 4.9806e-05 | 0.25743 | 0.64056 | {744CBA45-CA46-417A-809B-2361EA738493} | 82931101 | POINT MORETTI 1101 | 5074 | 37.0208 | -122.2072 | 49 | 85 | 8540.9335 |  | 4855.8147 |  | 3685.1187 | 2072.4094 | 1396.896 | 0.00054787 | 0.00047744 | 2283 | 3.5841 | 12.2456 | 2 | 3.0714 | 7.8756 | -9.9721 | 0.040435 | 0.0071772 | 2.1689 | 293.4978 | 27.3962 | 27.9782 | 0.65257 | 16.8365 | 18.4272 | 6.6252 | 36.6% | 27.6% | 54% | 61.2% | 12.8% | 88.5% | 0.32281 | 0.033574 | 3.4615 | 14.4615 | 1.2348 | 8.7826 | 11.0111 | 9.584 | 1.5581 | 2.7038 | 16.5803 | 13.0738 | 11.1274 | 8.6169 | 51.6877 | 57.3625 | 38.1294 | 53.8322
Bay Area | PACIFICA 110311153 | 1360 | 34 | 88.2509 | 48 | 94.5428 | 15 | 9.3611e-05 | 0.03855 | 0.29561 | 3.5949e-06 | 4.9752e-05 | 0.70833 | 0.93345 | {F8848040-3D71-4E27-A6C9-8113D150CFEE} | 22811103 | PACIFICA 1103 | 11153 | 37.5845 | -122.4797 | 216 | 1806 | 98696.4674 |  | 14450.2027 |  | 84246.2647 | 1394.6966 | 6678.3188 | 0.00074628 | 0.0014042 | 2284 | 5.1012 | 13.3462 | 2.6579 | 3.4305 | 8.7431 | -6.0212 | 0.019211 | 0.0073452 | 2.2583 | 291.2642 | 23.8075 | 20.3927 | 0.52937 | 17.3703 | 19.091 | 20.8151 | 39.6% | 27.1% | 82.4% | 63.3% | 2.4% | 96.9% | 0.34215 | 0.028421 | 5.6207 | 22.3103 | 1.8616 | 1.2632 | 10.1816 | 8.63 | 1.4584 | 2.5346 | 17.019 | 14.0963 | 12.5304 | 10.179 | 43.7691 | 40.8542 | 33.4224 | 46.8963
North Valley | TYLER 11051704 | 86 | 66 | 226.7633 | 951 | 484.7344 | 156 | 3.7103e-05 | 1062.4149 | 16.1567 | 0.036781 | 0.00035393 | 0.069401 | 0.46781 | {E58E84BF-2C2E-494E-AE66-0D141BD137C3} | 103571105 | TYLER 1105 | 1704 | 40.1553 | -122.2755 | 619 | 609 | 117058.0485 | 72.7367 | 74221.1596 | 46.119 | 42836.8889 | 18219.6369 | 12069.9757 | 0.055213 | 0.0057881 | 1006 | 1.6106 | 4.8931 | 2 | 2.9929 | 9.3051 | 0.23231 | 0.017719 | 0.0059134 | 1.7463 | 298.5774 | 50.5908 | 40.1058 | 1.6373 | 11.7084 | 13.3318 | 0.80314 | 52.3% | 58.8% | 27.2% | 18.5% | 98.6% | 11.3% | 0.10998 | 0.013965 | 1.6704 | 15.5475 | 0.59018 | 3.3368 | 13.8525 | 10.2156 | 3.1391 | 4.9655 | 10.3758 | 5.8255 | 6.7982 | 4.4972 | 78.1357 | 96.7729 | 65.1123 | 90.8228
Central Coast | ATASCADERO 1102A26 | 6777 | 0 | 0 | 15 | 6.6862 | 4 | 6.5926e-05 | 10.3108 | 0.22938 | 0.00087991 | 4.9471e-05 | 0 | 0 | {DA2C7B5E-6C7B-401F-B35E-CA8BB5D3B738} | 182541102 | ATASCADERO 1102 | A26 | 35.4647 | -120.6506 | 228 | 363 | 31386.7503 |  | 11312.8173 |  | 20073.9331 | 1034.6974 | 2502.23 | 0.00019788 | 0.0002637 | 2286 | 1.9589 | 6.619 | 2 | 2.3029 | 7.1738 | 0.12052 | 0.026842 | 0.0062822 | 1.1668 | 297.495 | 38.3454 | 32.7654 | 1.1817 | 14.5989 | 15.4985 | 8.1551 | 36.3% | 11.2% | 73.4% | 37.5% | 86.6% | 41.4% | 0.20919 | 0.037368 | 4.75 | 20.9375 | 0.12526 | 0.78947 | 8.0029 | 8.3274 | 1.941 | 3.5948 | 13.7382 | 10.2346 | 10.4382 | 7.3139 | 46.1548 | 62.6911 | 47.8867 | 66.0346
Bay Area | OAKLAND X 1106CR020 | 5658 | 389 | 677.7869 | 877 | 954.2966 | 49 | 6.7358e-05 | 0.037817 | 0.51914 | 2.5473e-06 | 4.9412e-05 | 0.44356 | 0.71025 | {6992E765-02F8-45C7-B571-2F9E479DE26D} | 12541106 | OAKLAND X 1106 | CR020 | 37.8 | -122.1706 | 29 | 25 | 4898.3401 |  | 3933.9507 |  | 964.3895 | 3933.9507 | 964.3895 | 0.0024212 | 0.0033005 | 2287 | 8.6618 | 18.8301 | 2.9434 | 2.774 | 6.4854 | -15.7184 | 0.056038 | 0.0068555 | 1.9903 | 293.1162 | 32.6333 | 30.4026 | 0.76193 | 15.4018 | 16.9155 | 8.6648 | 39.4% | 33.7% | 67.2% | 89.1% | 31.8% | 58.4% | 0.18874 | 0.043774 | 3.0526 | 12.1579 | 3.0811 | 16.5472 | 8.1658 | 7.5352 | 1.6398 | 3.1874 | 15.0726 | 10.7978 | 10.0396 | 7.0446 | 48.8909 | 61.3526 | 43.9025 | 65.301
Bay Area | CAROLANDS 04049026 | 226 | 40 | 88.2957 | 158 | 154.6995 | 12 | 4.0043e-05 | 0.037818 | 1.7385 | 1.5144e-06 | 4.9374e-05 | 0.25316 | 0.57076 | {EE04BD96-5787-4D66-B00B-BC1201689111} | 24060404 | CAROLANDS 0404 | 9026 | 37.5586 | -122.3566 | 172 | 595 | 33567.2247 |  | 8105.233 |  | 25461.9917 | 1254.4036 | 2191.4703 | 0.00059248 | 0.00048052 | 2288 | 4.6466 | 12.084 | 2 | 2.3771 | 6.3705 | -2.6191 | 0.076 | 0.0072231 | 1.5439 | 293.719 | 31.2437 | 26.0702 | 0.74097 | 15.6906 | 17.097 | 16.7885 | 39.2% | 57.4% | 32.5% | 53.5% | 26% | 73.5% | 0.30272 | 0.025333 | 5.0714 | 17.6429 | 3.2307 | 10.5333 | 9.7223 | 8.5171 | 1.7386 | 2.9739 | 14.2023 | 12.2448 | 11.5643 | 9.2624 | 50.7118 | 48.2159 | 43.3053 | 54.3369
Bay Area | SUNOL 1101MR298 | 1200 | 44 | 76.3149 | 229 | 177.9619 | 44 | 5.6146e-05 | 2.5758 | 0.79464 | 0.00012407 | 4.9115e-05 | 0.19214 | 0.42883 | {90446565-9C4E-4EC0-BE56-9B48C2C5DA8B} | 14241101 | SUNOL 1101 | MR298 | 37.5944 | -121.8891 | 60 | 75 | 13185.4608 |  | 8594.3194 |  | 4591.1414 | 8010.2959 | 4106.9876 | 0.0021611 | 0.0024704 | 2289 | 2.3242 | 7.1029 | 2.8182 | 3.6424 | 7.4077 | -1.7547 | 0.022727 | 0.0067409 | 1.6335 | 295.0047 | 38.9949 | 32.4235 | 0.9734 | 14.0848 | 15.5317 | 2.8027 | 39% | 39% | 53.9% | 17.1% | 69.1% | 12.2% | 0.20693 | 0.053 | 2.3061 | 14.6735 | 0.30291 | 2.0818 | 8.1838 | 6.9731 | 1.9374 | 3.6047 | 13.8698 | 8.8458 | 9.2485 | 5.5652 | 47.6046 | 68.1732 | 48.4986 | 77.2895
Sierra | VACAVILLE 110847860 | 5292 | 30 | 37.1144 | 53 | 46.2848 | 6 | 6.115e-05 | 2339.7374 | 0.0012351 | 0.13768 | 4.8977e-05 | 0.56604 | 0.80187 | {54E0D9F0-5A0E-4C2B-BA84-938E576B6A76} | 63601108 | VACAVILLE 1108 | 47860 | 38.3593 | -122.0011 | 134 | 422 | 24865.4716 |  | 6327.6617 |  | 18537.8099 | 451.5656 | 308.1809 | 0.00029386 | 0.0003669 | 2290 | 2.4336 | 8.1317 | 2 | 3.2838 | 7.8453 | -1.9102 | 0.011429 | 0.0064713 | 1.6169 | 298.5157 | 44.5952 | 39.8093 | 1.3897 | 13.1377 | 14.4554 | 28.606 | 8.3% | 0.8% | 30.5% | 31.2% | 98.3% | 89% | 0.2794 | 0.037143 | 1.6667 | 14 | 5.5514 | 7.5714 | 8.0208 | 7.1307 | 2.5757 | 4.3116 | 11.6266 | 7.6816 | 8.8419 | 5.1416 | 63.1058 | 81.5317 | 57.7557 | 81.2643
Central Coast | LOS GATOS 110760024 | 8087 | 82 | 166.5121 | 199 | 232.7584 | 31 | 3.0171e-05 | 0.037818 | 3.1777 | 1.141e-06 | 4.8935e-05 | 0.41206 | 0.71539 | {2F7A50CF-9F3D-4DF2-877E-9D53DE1B982A} | 82021107 | LOS GATOS 1107 | 60024 | 37.1696 | -121.939 | 34 | 27 | 8703.6188 |  | 6397.1295 |  | 2306.4893 | 6397.1295 | 2306.4893 | 0.001517 | 0.0009353 | 2291 | 2.4899 | 7.216 | 3 | 2.1445 | 6.5197 | 5.4811 | 0.018876 | 0.0061161 | 3.23 | 292.8302 | 46.039 | 37.5246 | 0.99686 | 12.3197 | 14.0516 | 0.21819 | 36.1% | 50.5% | 28.2% | 41% | 60.6% | 2.2% | 0.048693 | 0.010337 | 1.8857 | 12.3143 | 0.79798 | 2.236 | 9.6406 | 7.9805 | 1.8983 | 3.5751 | 12.0243 | 6.7697 | 7.499 | 4.2008 | 58.16 | 82.9996 | 56.1853 | 88.9452
Sierra | HIGGINS 110950072 | 5504 | 1174 | 2041.1448 | 4351 | 3332.706 | 676 | 4.8157e-05 | 447.9596 | 12.9347 | 0.021278 | 0.00031111 | 0.26982 | 0.61246 | {740DE1B6-71C4-4F89-BFF6-C379E023E99F} | 152691109 | HIGGINS 1109 | 50072 | 39.0757 | -121.1143 | 688 | 578 | 129864.4027 | 80.6942 | 82323.743 | 51.1537 | 47540.6597 | 82323.743 | 47540.6597 | 0.21031 | 0.032554 | 1077 | 3.1916 | 10.6115 | 2 | 2.5622 | 6.6927 | 0.31802 | 0.031695 | 0.0058536 | 2.7263 | 296.0849 | 47.8575 | 33.1168 | 1.2922 | 12.1219 | 13.8961 | 0.68285 | 36.1% | 46.6% | 17.8% | 45.9% | 50.5% | 35.9% | 0.086877 | 0.075892 | 1.7483 | 16.6291 | 2.4856 | 3.9378 | 7.9954 | 5.5776 | 2.1489 | 3.6872 | 13.0606 | 6.3029 | 8.6731 | 4.3649 | 45.7599 | 76.4473 | 51.6191 | 89.7315
Bay Area | TASSAJARA 2112D514R | 293 | 277 | 438.9692 | 535 | 573.6949 | 45 | 4.7626e-05 | 48.4727 | 1.0903 | 0.002059 | 4.846e-05 | 0.51776 | 0.76516 | {3FFF1795-1315-4A71-8E91-178B9A0CCDE5} | 14662112 | TASSAJARA 2112 | D514R | 37.8226 | -121.9235 | 217 | 206 | 14840.8915 |  | 7666.4167 |  | 7174.4748 | 4376.3944 | 4392.6153 | 0.0021807 | 0.0021432 | 2293 | 3.3343 | 10.4279 | 2.3214 | 2.5155 | 6.4972 | -3.3065 | 0.045536 | 0.0063643 | 1.5917 | 295.4731 | 43.4389 | 36.7862 | 1.0857 | 13.148 | 14.5606 | 8.6631 | 38.8% | 45.1% | 42.3% | 38.8% | 86.2% | 2.4% | 0.4015 | 0.041071 | 5.2449 | 18.1633 | 3.673 | 9.5536 | 7.1091 | 6.6553 | 2.126 | 3.8845 | 12.9108 | 7.9568 | 8.5183 | 4.9536 | 52.8436 | 78.9299 | 53.4325 | 82.5196
Central Coast | CAMBRIA 1102circuit_breaker | 329 | 299 | 948.0411 | 659 | 1145.4602 | 89 | 2.8835e-05 | 0.37819 | 1.8612 | 8.409e-06 | 4.8338e-05 | 0.45372 | 0.82765 | {A36DF7B8-003C-42F6-A33B-327B9F3DECA5} | 182771102 | CAMBRIA 1102 | circuit_breaker | 35.6002 | -121.115 | 251 | 488 | 57562.9767 |  | 37393.8508 |  | 20169.1259 | 25658.8486 | 6871.9207 | 0.004302 | 0.0025663 | 2294 | 2.9125 | 7.4229 | 2 | 2.6572 | 8.2862 | -1.7216 | 0.026465 | 0.0067736 | 1.6359 | 293.8271 | 35.2673 | 30.5142 | 0.79632 | 15.098 | 16.1861 | 3.7614 | 35.9% | 36.5% | 26% | 42.1% | 26.2% | 50.7% | 0.12722 | 0.031239 | 2.3462 | 14.3173 | 1.3423 | 1.9909 | 8.02 | 7.6654 | 1.5569 | 2.6486 | 15.4502 | 10.9139 | 11.5936 | 8.2222 | 44.1296 | 57.3418 | 41.6741 | 60.7307
Sierra | VACA DIXON 110540092 | 4403 | 514 | 1013.8918 | 1259 | 1324.1726 | 197 | 4.7583e-05 | 4305.2639 | 39.9322 | 0.20225 | 0.001093 | 0.40826 | 0.76568 | {1D851C9B-9F5B-4DD5-BA25-9C3137B89393} | 63591105 | VACA DIXON 1105 | 40092 | 38.4159 | -121.9706 | 717 | 559 | 118824.5099 | 73.8343 | 69249.133 | 43.0295 | 49575.3769 | 37400.5677 | 22520.4651 | 0.21533 | 0.0093738 | 355 | 1.269 | 4.1152 | 2 | 3.0063 | 8.4495 | -1.1215 | 0.0099262 | 0.0064284 | 1.6912 | 298.2035 | 45.2958 | 40.1731 | 1.3613 | 13.1091 | 14.3921 | 1.6887 | 72.7% | 79.8% | 17.1% | 7.1% | 92.4% | 88.3% | 0.28721 | 0.05462 | 5.4776 | 19.5149 | 4.6447 | 6.2398 | 7.9658 | 5.8773 | 2.0896 | 3.8681 | 13.1986 | 6.0162 | 8.607 | 4.125 | 47.6205 | 81.8362 | 51.2074 | 91.6554
Bay Area | BOLINAS 11011064 | 1763 | 24 | 57.2687 | 63 | 79.0431 | 6 | 7.5727e-05 | 0.037818 | 0.039745 | 2.8638e-06 | 4.8241e-05 | 0.38095 | 0.72452 | {196072E3-9BAD-4649-BDA0-FE3AF88F88C8} | 42261101 | BOLINAS 1101 | 1064 | 37.9253 | -122.6982 | 115 | 316 | 24373.3143 |  | 7144.3316 |  | 17228.9828 | 546.0033 | 1233.6391 | 0.00028945 | 0.00045436 | 2296 | 5.0009 | 15.9486 | 2 | 3.0876 | 8.5423 | -0.1367 | 0.049167 | 0.0073543 | 2.1349 | 292.0781 | 25.3866 | 24.6201 | 0.57407 | 17.0238 | 18.6509 | 1.6738 | 38.5% | 10.7% | 74.8% | 76% | 4.9% | 93.3% | 0.36574 | 0.054167 | 4.7143 | 22 | 4.01 | 5.25 | 11.8398 | 9.8043 | 1.4468 | 2.4197 | 16.5358 | 13.9589 | 11.9078 | 9.8806 | 51.0769 | 50.5305 | 36.3081 | 47.5665
North Valley | PIT NO 3 21011482 | 8014 | 174 | 196.5679 | 378 | 286.3012 | 83 | 7.2956e-05 | 0.03795 | 0.32519 | 2.7714e-06 | 4.8143e-05 | 0.46032 | 0.68658 | {23C4AB75-7BD7-4D2C-8DD3-FAC1E53F0F0D} | 103732101 | PIT NO 3 2101 | 1482 | 40.9986 | -121.7471 | 56 | 17 | 19689.2817 |  | 19365.2645 |  | 324.0173 | 19365.2645 | 324.0173 | 0.0039959 | 0.0060554 | 2297 | 13.4293 | 31.805 | 2 | 2.9437 | 7.8899 | -2.5315 | 0.048174 | 0.004972 | 4.2215 | 292.9707 | 42.5767 | 32.1308 | 1.1132 | 12.9652 | 15.6688 | 0.68831 | 20.5% | 6.9% | 61% | 97.4% | 24.3% | 85.8% | 0.16626 | 0.077844 | 1.7674 | 9.186 | 0.73344 | 1.5685 | 8.6172 | 7.3256 | 2.0315 | 3.6 | 13.2336 | 6.122 | 7.8434 | 4.5807 | 52.3231 | 85.3592 | 52.6934 | 90.9722
Bay Area | SAN RAFAEL 110991742 | 946 | 90 | 221.0683 | 244 | 302.558 | 35 | 7.7361e-05 | 0.037818 | 0.12835 | 2.9256e-06 | 4.8103e-05 | 0.36885 | 0.73066 | {BFF521B9-A860-4F51-B554-94546E79EB8D} | 42011109 | SAN RAFAEL 1109 | 91742 | 37.9747 | -122.5184 | 268 | 964 | 57500.6984 |  | 13838.4275 |  | 43662.2709 | 6806.4298 | 22511.785 | 0.0016836 | 0.0027076 | 2298 | 5.7621 | 14.5515 | 2 | 1.9358 | 6.2668 | -2.7717 | 0.056842 | 0.0072367 | 2.547 | 295.1697 | 32.0765 | 28.6561 | 0.85126 | 15.5817 | 17.3336 | 22.3528 | 38.3% | 18% | 76.6% | 69% | 47.4% | 68.2% | 0.38194 | 0.033158 | 6.9189 | 20.5405 | 1.3284 | 2.5684 | 10.3582 | 8.9788 | 1.7612 | 3.2505 | 13.8979 | 11.8795 | 11.5816 | 8.9892 | 53.1037 | 56.3692 | 44.1908 | 55.8341
Central Valley | INDIAN FLAT 110410270 | 6538 | 33 | 47.0198 | 127 | 98.4708 | 33 | 8.0146e-06 | 0.22398 | 12.9633 | 1.3897e-06 | 4.794e-05 | 0.25984 | 0.4775 | {85C573CB-6CAC-4BD3-9BAE-88F4FB8F62BB} | 252691104 | INDIAN FLAT 1104 | 10270 | 37.6973 | -119.7607 | 57 | 64 | 12058.9196 |  | 6119.8904 |  | 5939.0292 | 6119.8904 | 5939.0292 | 0.001582 | 0.00026448 | 2299 | 2.4117 | 8.2647 | 2 | 1.8169 | 5.282 | 0.22894 | 0.024111 | 0.0046715 | 2.5475 | 293.9092 | 57.2319 | 39.0505 | 1.2832 | 9.9199 | 11.542 | 0.6196 | 13.3% | 51.7% | 4.4% | 43.5% | 50.3% | 5.3% | 0.002809 | 0.020444 | 2.3396 | 14.9434 | 0.72267 | 1.4111 | 10.6885 | 9.3462 | 2.0618 | 3.391 | 9.2023 | 5.4523 | 5.7595 | 3.642 | 62.5686 | 82.8492 | 73.2634 | 95.7026
Central Coast | SARATOGA 1107167792 | 6997 | 421 | 689.0975 | 998 | 992.1363 | 78 | 4.0622e-05 | 0.03831 | 1.4018 | 1.5536e-06 | 4.7921e-05 | 0.42184 | 0.69456 | {E731F6BE-8220-43FF-B403-4FCE65138051} | 83371107 | SARATOGA 1107 | 167792 | 37.2482 | -122.0709 | 64 | 34 | 8786.8725 |  | 7328.1795 |  | 1458.693 | 7328.1795 | 1458.693 | 0.0037378 | 0.0031685 | 2300 | 9.2606 | 21.9528 | 2.4894 | 2.1614 | 6.6924 | -5.9996 | 0.065532 | 0.0063537 | 2.6352 | 293.4772 | 42.6578 | 36.8238 | 0.95627 | 13.0761 | 14.7631 | 0.15006 | 35.7% | 30.8% | 48.2% | 90.3% | 45.2% | 8.6% | 0.091144 | 0.1283 | 1.8214 | 12.375 | 0.50745 | 10.617 | 10.4025 | 8.8035 | 1.8013 | 3.4894 | 13.0414 | 7.5754 | 8.4594 | 4.9228 | 57.9754 | 82.968 | 51.3125 | 84.2832
Central Coast | ROB ROY 210410930 | 1912 | 58 | 214.4905 | 147 | 261.4181 | 19 | 4.5585e-05 | 3.2806 | 1.335 | 0.00025426 | 4.7907e-05 | 0.39456 | 0.82049 | {6FDB7B55-5D84-4478-9719-37334B4F5477} | 83692104 | ROB ROY 2104 | 10930 | 36.964 | -121.8086 | 253 | 502 | 47627.0553 |  | 18179.3508 |  | 29447.7046 | 1570.0142 | 2818.0171 | 0.00091023 | 0.00086612 | 2301 | 2.437 | 8.7198 | 2 | 1.7281 | 4.6207 | 1.7723 | 0.028148 | 0.0070643 | 1.6547 | 295.3931 | 32.2703 | 25.727 | 0.82955 | 15.707 | 17.0655 | 6.5214 | 35.5% | 29.8% | 57.3% | 48.5% | 29.3% | 62.3% | 0.22927 | 0.022963 | 2.5455 | 18.9091 | 3.4952 | 5.4444 | 6.8328 | 6.4543 | 1.9053 | 3.3306 | 14.6809 | 11.2929 | 9.4435 | 6.8717 | 41.434 | 52.0842 | 44.4298 | 64.9048
Central Coast | POINT MORETTI 110183716 | 9182 | 12 | 29.814 | 135 | 85.187 | 13 | 4.8739e-05 | 0.07118 | 0.79278 | 3.4253e-06 | 4.7847e-05 | 0.088889 | 0.34998 | {BDB273FE-3F8C-49DE-9FCD-F1023DEEBFB9} | 82931101 | POINT MORETTI 1101 | 83716 | 37.0863 | -122.261 | 28 | 18 | 7780.9482 |  | 4270.6499 |  | 3510.2983 | 3791.8733 | 3510.2983 | 0.00062201 | 0.0006336 | 2302 | 5.2529 | 11.7444 | 2 | 3.3972 | 8.5406 | -1.3825 | 0.067 | 0.0071323 | 2.348 | 293.1254 | 27.5514 | 28.7168 | 0.63975 | 16.6758 | 18.2862 | 2.1519 | 35.3% | 20.9% | 61.4% | 59.9% | 11.4% | 86.1% | 0.13241 | 0.0067756 | 1.7083 | 14.2083 | 0.1724 | 2.7 | 12.1685 | 10.5079 | 1.5585 | 2.6555 | 16.1431 | 12.526 | 10.3 | 7.6986 | 55.3273 | 60.531 | 39.4357 | 57.5578
Central Valley | TIVY VALLEY 1107584840 | 6372 | 353 | 583.7635 | 1417 | 951.8804 | 338 | 1.87e-05 | 988.9593 | 152.5642 | 0.017954 | 0.0014318 | 0.24912 | 0.61327 | {69DA4F1C-E07E-4189-8040-902C89E5A469} | 252941107 | TIVY VALLEY 1107 | 584840 | 36.7262 | -119.2563 | 596 | 565 | 118294.5311 | 73.505 | 72367.2531 | 44.967 | 45927.278 | 72367.2531 | 45927.278 | 0.48395 | 0.0063206 | 264 | 1.127 | 3.8541 | 2 | 2.0213 | 4.5573 | -0.68677 | 0.0087639 | 0.0059469 | 1.6403 | 297.7426 | 55.8062 | 35.2354 | 1.5565 | 10.5037 | 11.7532 | 0.66878 | 87.4% | 98.9% | 13.1% | 16.4% | 92.7% | 11.5% | 0.022221 | 0.034591 | 1.7504 | 15.5434 | 0.85058 | 1.3169 | 5.7152 | 4.9772 | 2.7213 | 4.3047 | 9.9117 | 5.8556 | 6.5606 | 3.7862 | 47.7498 | 70.6169 | 69.1002 | 93.4205
Bay Area | MENLO 110212249 | 7085 | 114 | 192.7375 | 369 | 348.9754 | 32 | 4.2871e-05 | 0.88948 | 1.1797 | 3.4314e-05 | 4.7593e-05 | 0.30894 | 0.5523 | {787A6620-F35C-455C-956E-13AAB9DBEE49} | 24131102 | MENLO 1102 | 12249 | 37.3532 | -122.2644 | 33 | 32 | 6938.7116 |  | 3776.3578 |  | 3162.3538 | 3776.3578 | 3162.3538 | 0.001523 | 0.0013719 | 2304 | 5.2867 | 12.4912 | 2 | 2.6408 | 6.6331 | -2.1058 | 0.042069 | 0.0070227 | 2.179 | 294.0306 | 32.9784 | 29.7532 | 0.80486 | 15.4194 | 17.1583 | 0.79053 | 37.9% | 47.1% | 36.3% | 56.4% | 38.5% | 60.1% | 0.14972 | 0.097241 | 1.8 | 15.2 | 1.4047 | 6.3621 | 10.9009 | 9.5508 | 1.6082 | 3.4707 | 15.1387 | 9.7857 | 9.3804 | 5.7215 | 56.0175 | 71.122 | 44.5464 | 73.5142
North Coast | PETALUMA C 110948000 | 4616 | 12 | 26.6599 | 21 | 30.4016 | 9 | 6.6902e-05 | 0.2867 | 0.18186 | 2.0413e-05 | 4.7583e-05 | 0.57143 | 0.87692 | {762F2724-D687-4C14-8C14-CCCD968810AC} | 42631109 | PETALUMA C 1109 | 48000 | 38.2262 | -122.6131 | 167 | 126 | 30741.3375 |  | 21371.2273 |  | 9370.1102 | 15185.5394 | 7055.7401 | 0.00042825 | 0.00060211 | 2305 | 1.5865 | 5.7348 | 2 | 2.3773 | 6.3204 | -2.0046 | 0.010886 | 0.0071091 | 2.0324 | 295.7209 | 28.3691 | 28.4944 | 0.85319 | 16.8204 | 18.3542 | 6.0867 | 5.1% | 5.3% | 17.1% | 2.6% | 44.2% | 57.5% | 0.24384 | 0.017932 | 1.3932 | 13.0087 | 0.078186 | 0.088608 | 10.2806 | 8.934 | 1.6557 | 3.2299 | 15.7486 | 12.9121 | 13.0332 | 10.2061 | 50.2244 | 57.7874 | 37.5064 | 50.4887
North Coast | HOPLAND 1101770 | 999 | 50 | 69.8544 | 108 | 91.8124 | 18 | 3.2293e-05 | 1.1974 | 2.4326 | 3.2761e-05 | 4.7526e-05 | 0.46296 | 0.76084 | {D2D369CA-0917-4B7E-9B23-ECC7D27E5D79} | 42251101 | HOPLAND 1101 | 770 | 38.978 | -123.0986 | 133 | 84 | 26404.6199 |  | 21887.414 |  | 4517.2059 | 7603.6292 | 1757.7495 | 0.00085547 | 0.00058128 | 2306 | 4.6168 | 15.2502 | 2 | 2.2661 | 6.2572 | 0.95751 | 0.024138 | 0.0063497 | 2.6518 | 295.8066 | 39.9077 | 43.6933 | 1.1487 | 14.0187 | 16.0195 | 1.1036 | 4.9% | 31.9% | 0.7% | 42.5% | 77.5% | 14.7% | 0.11357 | 0.044864 | 1.7838 | 15.4865 | 0.60931 | 0.93103 | 14.5417 | 12.4589 | 2.3203 | 3.9632 | 13.4839 | 7.5137 | 8.0804 | 4.4241 | 77.7121 | 116.8661 | 51.2736 | 83.8042
North Coast | POINT ARENA 11012637 | 7298 | 522 | 907.7173 | 566 | 928.0931 | 54 | 6.8168e-05 | 0.037818 | 0.36022 | 2.578e-06 | 4.7461e-05 | 0.92226 | 0.97805 | {9A2A59D4-79DC-47CE-A757-850979A9B368} | 43381101 | POINT ARENA 1101 | 2637 | 38.9563 | -123.6415 | 34 | 29 | 12746.0537 |  | 6500.6025 |  | 6245.4512 | 6500.6025 | 6245.4512 | 0.0025629 | 0.003681 | 2307 | 17.9241 | 28.5834 | 2 | 2.9654 | 7.416 | 6.6912 | 0.079853 | 0.0066929 | 3.4938 | 292.7545 | 26.6967 | 29.2553 | 0.70286 | 16.8327 | 19.23 | 0.35997 | 4.8% | 8.4% | 18.3% | 81.9% | 18.9% | 57.7% | 0.040733 | 0.18743 | 1.3125 | 14.2609 | 0.038529 | 4.1618 | 13.9246 | 12.0211 | 1.6536 | 2.9586 | 16.7523 | 11.7032 | 11.1372 | 7.5218 | 56.2312 | 75.6863 | 37.1036 | 60.2127
Bay Area | PUEBLO 21021326 | 4973 | 0 | 0 | 4 | 2.481 | 2 | 4.7402e-05 | 2.1213 |  | 0.00010073 | 4.7402e-05 | 0 | 0 | {F776B1CF-724B-4DB6-A87F-FF45F4D5AD0B} | 43292102 | PUEBLO 2102 | 1326 | 38.3917 | -122.3195 | 191 | 133 | 41794.0304 |  | 19367.251 |  | 22426.7794 | 326.1269 | 876.7851 | 9.4804e-05 | 9.4804e-05 | 2308 | 8.5522 | 36.8011 | 2 | 2.5996 | 6.3296 | -3.9274 | 0.0081818 | 0.0068945 | 1.956 | 296.9477 | 36.3545 | 30.3873 | 1.0772 | 14.9285 | 16.4028 | 0.42408 | 37.7% | 0% | 41.9% | 99.1% | 83.3% | 31.9% | 0.29577 | 0.0081818 | 1.6667 | 17.8333 | 0 | 0.36364 | 7.8763 | 6.1904 | 2.058 | 3.7676 | 14.7338 | 9.4095 | 10.4126 | 5.8633 | 45.4684 | 69.7997 | 43.6295 | 74.1949
Bay Area | SILVERADO 2102808 | 7324 | 23 | 38.8151 | 47 | 51.2523 | 15 | 6.0474e-05 | 0.23986 | 0.4989 | 1.5116e-05 | 4.7187e-05 | 0.48936 | 0.75733 | {F03C5A67-D53B-453A-A832-9C316BDAD400} | 43432102 | SILVERADO 2102 | 808 | 38.5191 | -122.3111 | 46 | 31 | 16019 |  | 7848.6714 |  | 8170.3286 | 1683.2795 | 4805.3945 | 0.0007078 | 0.00090711 | 2309 | 3.361 | 12.3002 | 2.2833 | 2.4262 | 7.1032 | 0.2216 | 0.037667 | 0.0063447 | 2.3745 | 295.8862 | 42.3183 | 35.1368 | 1.1443 | 13.4688 | 15.1019 | 0.56368 | 37.6% | 33.3% | 59% | 54.8% | 94.9% | 3.3% | 0.15729 | 0.030833 | 1.3 | 19.5 | 0.67267 | 0.78333 | 10.0713 | 7.931 | 2.181 | 3.7223 | 13.2147 | 7.4055 | 8.3044 | 4.5562 | 60.3564 | 93.1915 | 52.138 | 85.236
North Coast | HARTLEY 110186876 | 2538 | 39 | 75.5783 | 174 | 114.1312 | 33 | 6.0595e-05 | 136.9935 | 0.51373 | 0.0064678 | 4.7171e-05 | 0.22414 | 0.6622 | {0628807D-B297-4343-8118-F7F853EA05DA} | 43211101 | HARTLEY 1101 | 86876 | 39.0405 | -122.939 | 275 | 926 | 50601.1902 |  | 13541.1985 |  | 37059.9917 | 3441.3803 | 3984.1394 | 0.0015566 | 0.0019996 | 2310 | 1.5827 | 5.7994 | 2 | 2.7018 | 6.9078 | 0.5704 | 0.029565 | 0.0060742 | 2.1879 | 296.4586 | 38.6318 | 38.1777 | 1.1876 | 14.4706 | 16.2081 | 11.1555 | 4.6% | 10.3% | 11.6% | 2.7% | 83.3% | 24.2% | 0.34505 | 0.019783 | 3.7949 | 16.3846 | 2.7704 | 3.7826 | 11.5989 | 10.0306 | 2.3914 | 4.0172 | 13.6447 | 8.0514 | 9.398 | 4.9606 | 65.886 | 95.4358 | 49.7897 | 80.5177
North Valley | VOLTA 11011516 | 4273 | 0 | 0 | 2 | 0.71838 | 2 | 4.7169e-05 | 0.99588 |  | 5.6944e-05 | 4.7169e-05 | 0 | 0 | {3F11AD42-8CBD-4A85-ACAE-76F96892C309} | 102541101 | VOLTA 1101 | 1516 | 40.3456 | -121.8925 | 146 | 166 | 47565.4635 |  | 41402.7558 |  | 6162.7077 | 39161.809 | 5813.2524 | 9.4338e-05 | 9.4338e-05 | 2311 | 2.1901 | 6.5951 | 2 | 2.9018 | 9.5507 | -0.8597 | 0.011624 | 0.0059616 | 2.2136 | 297.1501 | 46.6867 | 38.8952 | 1.454 | 12.3306 | 14.4234 | 0.71331 | 20.2% | 0% | 38.4% | 32.1% | 67.9% | 54.6% | 0.15112 | 0.023464 | 1.9392 | 13.5405 | 0 | 0.0039139 | 16.4787 | 12.2367 | 2.6565 | 4.5945 | 12.4397 | 5.9538 | 7.7197 | 4.2548 | 75.1037 | 104.4286 | 56.1021 | 92.064
North Valley | RED BLUFF 1105161818 | 3113 | 0 | 0 | 1 | 0.45574 | 1 | 4.7116e-05 | 730.0431 |  | 0.034396 | 4.7116e-05 | 0 | 0 | {31D1DD7F-CFDD-44BD-88FD-B9B13228B34E} | 103541105 | RED BLUFF 1105 | 161818 | 40.215 | -122.1905 | 102 | 160 | 14496.1053 |  | 7665.1166 |  | 6830.9887 | 275.1903 | 162.3442 | 4.7116e-05 | 4.7116e-05 | 2312 | 1.2784 | 4.5065 | 2 | 2.874 | 9.1696 | -0.16228 | 0.0025 | 0.0058962 | 1.6931 | 298.681 | 50.0785 | 40.6573 | 1.6191 | 11.7838 | 13.4517 | 3.0056 | 19.9% | 0% | 38.2% | 15.9% | 97.1% | 14.2% | 0.03234 | 0.0025 | 1.6667 | 16.3333 | 0 | 0.25 | 15.6616 | 11.5446 | 3.1013 | 4.803 | 10.5922 | 5.8962 | 6.9431 | 4.4517 | 83.4738 | 99.8882 | 64.4074 | 90.7141
Central Valley | MARIPOSA 2102594143 | 7052 | 13 | 15.8381 | 50 | 33.0613 | 9 | 7.2111e-05 | 0.18666 | 0.00040865 | 1.3314e-05 | 4.7106e-05 | 0.26 | 0.47905 | {ECC5358A-3849-4B2A-9964-68FBF1B8D64E} | 254452102 | MARIPOSA 2102 | 594143 | 37.4858 | -119.9694 | 179 | 430 | 20453.4883 |  | 6649.2174 |  | 13804.2709 | 751.6885 | 1440.7724 | 0.00042396 | 0.000649 | 2313 | 2.0052 | 7.6471 | 2 | 2.3896 | 5.1709 | -3.8872 | 0.0094118 | 0.0059069 | 2.0012 | 296.8831 | 49.208 | 31.7392 | 1.3592 | 11.983 | 13.3543 | 14.8396 | 13.1% | 1.1% | 74.9% | 40.6% | 72.5% | 47% | 0.42253 | 0.028235 | 3.8462 | 22.0769 | 1.4559 | 2.9412 | 7.8639 | 6.7713 | 2.318 | 3.8295 | 11.8183 | 6.458 | 7.9445 | 4.4598 | 42.1343 | 67.3384 | 59.1187 | 89.0256
Sierra | BROWNS VALLEY 1101circuit_breaker | 8932 | 0 | 0 | 18 | 4.1084 | 3 | 3.7502e-05 | 381.8337 | 2.1624 | 0.011497 | 4.6955e-05 | 0 | 0 | {3F3AA0D2-CD3D-432D-9160-6EFA10A51D9D} | 152921101 | BROWNS VALLEY 1101 | circuit_breaker | 39.2259 | -121.4234 | 34 | 3 | 1417.6098 |  | 1309.7042 |  | 107.9056 | 1061.2697 | 6.096 | 0.00014086 | 0.00011251 | 2314 | 1.0609 | 3.0325 | 2 | 2.3705 | 7.387 | -1.4878 | 0.0042857 | 0.0066134 | 1.8105 | 297.5 | 46.0474 | 33.7377 | 1.323 | 12.9778 | 14.448 | 0.62626 | 8% | 9.1% | 11.7% | 3.4% | 76.3% | 83.9% | 0.28309 | 0.0071429 | 7.5 | 9.25 | 0.042857 | 2.5714 | 8.5506 | 6.4921 | 2.557 | 4.0884 | 11.8997 | 6.5347 | 8.2891 | 4.3636 | 58.14 | 86.7803 | 58.9395 | 88.6256
Bay Area | VALLEY VIEW 1106P128 | 6440 | 8 | 12.819 | 27 | 21.336 | 5 | 5.3256e-05 | 66.0397 | 0.50347 | 0.0044463 | 4.694e-05 | 0.2963 | 0.60082 | {30491B06-175D-4B50-9477-0E42FFDBA4F5} | 14341106 | VALLEY VIEW 1106 | P128 | 37.9792 | -122.2639 | 85 | 300 | 18303.7745 |  | 4067.7934 |  | 14235.9812 | 184.0685 | 138.2088 | 0.0002347 | 0.00026628 | 2315 | 2.8096 | 11.2628 | 2 | 3.2626 | 7.1137 | -8.5124 | 0.02 | 0.0072365 | 1.5934 | 295.0462 | 33.3967 | 29.3124 | 0.85031 | 15.4157 | 16.797 | 13.3039 | 37.4% | 33.5% | 50.6% | 47% | 47.2% | 59.3% | 0.58723 | 0.028333 | 3 | 17.75 | 0.71 | 4.5 | 6.8605 | 6.1502 | 1.8938 | 3.388 | 13.9856 | 11.5624 | 10.6301 | 7.9455 | 48.8952 | 54.2041 | 44.6229 | 60.8316
Central Coast | TEMPLETON 2110R94 | 4804 | 135 | 176.3465 | 900 | 682.9702 | 100 | 4.1656e-05 | 2.5401 | 1.1786 | 0.00010023 | 4.6913e-05 | 0.15 | 0.25821 | {2D4980B0-FA10-4F37-8CCC-A52F852CF913} | 183052110 | TEMPLETON 2110 | R94 | 35.5605 | -120.7743 | 218 | 156 | 45922.7187 |  | 33532.7028 |  | 12390.0159 | 21302.3977 | 6939.6036 | 0.0046913 | 0.0041656 | 2316 | 1.6658 | 5.4166 | 2 | 2.7415 | 6.5962 | -0.78366 | 0.025219 | 0.0056454 | 1.1518 | 297.5004 | 41.4655 | 35.8065 | 1.2288 | 14.0267 | 14.9005 | 0.11812 | 35.2% | 27.2% | 52% | 28.2% | 89.9% | 29.5% | 0.17186 | 0.023401 | 1.3706 | 12.3776 | 0.85471 | 3.0303 | 9.1981 | 8.8309 | 1.968 | 3.5878 | 13.2732 | 9.4336 | 9.6364 | 6.1725 | 57.914 | 80.2033 | 51.3698 | 72.9265
North Valley | BURNEY 1102circuit_breaker | 5052 | 24 | 34.5936 | 88 | 64.9694 | 15 | 3.8812e-05 | 0.061974 | 2.2819 | 2.554e-06 | 4.6757e-05 | 0.27273 | 0.53246 | {DD5BA261-28C3-4395-8BF5-3D293075C1EE} | 103311101 | BURNEY 1102 | circuit_breaker | 40.8882 | -121.6711 | 95 | 196 | 9053.3192 |  | 3204.0009 |  | 5849.3184 | 1949.5939 | 3633.0271 | 0.00070135 | 0.00058218 | 2317 | 4.3366 | 14.3806 | 2 | 2.0452 | 6.0604 | -0.49546 | 0.047 | 0.004635 | 2.1039 | 292.6449 | 37.7285 | 29.2594 | 1.0242 | 14.5288 | 16.5317 | 13.0922 | 19.7% | 18.2% | 29.5% | 63.6% | 13% | 98.3% | 0.41958 | 0.0465 | 7.8947 | 21.3158 | 3.0165 | 4.4 | 7.7808 | 6.8079 | 1.9054 | 3.3386 | 13.8888 | 7.6571 | 9.0519 | 5.7114 | 47.2687 | 73.5746 | 49.8846 | 81.2864
Bay Area | SAN RAFAEL 1104circuit_breaker | 726 | 150 | 290.8078 | 370 | 411.664 | 48 | 9.4397e-05 | 0.25179 | 0.071902 | 2.3345e-05 | 4.6557e-05 | 0.40541 | 0.70642 | {33CCC2F4-F827-4C07-9171-27096EF33E3C} | 42011104 | SAN RAFAEL 1104 | circuit_breaker | 37.9708 | -122.5271 | 337 | 2111 | 103250.0015 |  | 16837.4541 |  | 86412.5474 | 5364.6138 | 30453.6797 | 0.0022347 | 0.0045311 | 2318 | 3.5372 | 11.4884 | 2.5873 | 1.9748 | 6.2996 | -0.62671 | 0.086349 | 0.0070703 | 2.6747 | 295.5334 | 33.5044 | 29.9543 | 0.92367 | 15.188 | 16.9552 | 22.1372 | 37.2% | 13.7% | 82.6% | 48.5% | 57.4% | 47.9% | 0.69423 | 0.019524 | 13.7719 | 21.7719 | 2.6346 | 5.873 | 11.129 | 9.5516 | 1.8901 | 3.4475 | 13.6675 | 11.4335 | 11.2312 | 8.6056 | 55.4366 | 60.4111 | 45.7932 | 58.3587
North Coast | FORT ROSS 1121560 | 5177 | 702 | 1506.6493 | 735 | 1524.8972 | 58 | 6.8991e-05 | 0.038954 | 0.26423 | 2.6765e-06 | 4.6554e-05 | 0.9551 | 0.98803 | {C44E173D-32C1-4900-92A5-AD54BFE2000C} | 42851121 | FORT ROSS 1121 | 560 | 38.5562 | -123.3034 | 37 | 24 | 12832.5354 |  | 9208.7912 |  | 3623.7443 | 8402.379 | 3076.3906 | 0.0027001 | 0.0040015 | 2319 | 15.9819 | 38.4346 | 2 | 3.4946 | 8.7365 | 0.79512 | 0.052333 | 0.007165 | 2.7363 | 291.4376 | 20.2262 | 22.8708 | 0.47695 | 18.6073 | 20.5953 | 0.47743 | 4.4% | 6.9% | 19.1% | 94% | 8.9% | 90.8% | 0.13794 | 0.13444 | 1.2895 | 12.6053 | 6.3148 | 6.125 | 12.3964 | 10.7582 | 1.4299 | 2.0371 | 17.9288 | 15.3823 | 13.2961 | 11.9551 | 46.327 | 50.9253 | 31.6785 | 40.4481
Central Coast | SAN LUIS OBISPO 1103circuit_breaker | 2338 | 8 | 12.7495 | 86 | 50.7376 | 18 | 2.2943e-05 | 306.0047 | 3.2837 | 0.0070694 | 4.6436e-05 | 0.093023 | 0.25128 | {80BB619F-1520-4563-BF62-E97585F4D6B9} | 182631103 | SAN LUIS OBISPO 1103 | circuit_breaker | 35.2613 | -120.6347 | 205 | 197 | 38575.2126 |  | 22526.7494 |  | 16048.4631 | 4883.612 | 4633.9069 | 0.00083586 | 0.00041298 | 2320 | 0.88084 | 3.8779 | 2 | 2.2526 | 7.7449 | 0.4806 | 0.0020833 | 0.0068882 | 1.17 | 296.3875 | 37.5584 | 32.7338 | 0.98938 | 14.451 | 15.3657 | 3.4917 | 35% | 51.5% | 17.4% | 15.6% | 57.3% | 38.1% | 0.080624 | 0.0077083 | 1.3636 | 15.5636 | 0.21271 | 0.89583 | 8.8914 | 8.6966 | 1.8819 | 3.4304 | 13.3406 | 11.4531 | 9.9771 | 8.2735 | 53.345 | 60.7155 | 49.7718 | 59.5905
Sierra | JAMESON 11057652 | 3481 | 164 | 248.3308 | 1128 | 625.3722 | 173 | 4.5741e-05 | 768.4797 | 7.7187 | 0.035522 | 0.00018647 | 0.14539 | 0.39709 | {44C9B622-8B72-4A96-9463-A27F202016A7} | 63801105 | JAMESON 1105 | 7652 | 38.2509 | -122.12 | 630 | 655 | 114486.8312 | 71.139 | 70087.7329 | 43.5506 | 44399.0983 | 21719.6282 | 13009.1978 | 0.032259 | 0.0079132 | 1451 | 1.7569 | 6.3123 | 2 | 3.3463 | 8.1413 | -0.58647 | 0.023559 | 0.0066851 | 1.7697 | 297.8559 | 42.6464 | 37.7194 | 1.2788 | 13.6106 | 15.0187 | 0.88335 | 24.1% | 30.7% | 16.6% | 17.8% | 44.6% | 95.4% | 0.13209 | 0.042038 | 1.6325 | 13.7012 | 1.1532 | 3.3176 | 6.9233 | 6.6754 | 2.365 | 4.0991 | 12.2638 | 8.1549 | 9.2154 | 5.2965 | 59.2093 | 78.0173 | 55.2256 | 80.2471
Central Coast | V50 | 3017 | 271 | 821.9158 | 508 | 918.8632 | 82 | 1.8755e-05 | 40.7315 | 3.4866 | 0.00085669 | 4.6249e-05 | 0.53346 | 0.89449 | {0CDA8136-A503-4AA7-BC0A-B92F08FF6749} | 182601102 |  | V50 | 35.0771 | -120.5828 | 193 | 270 | 34609.3641 |  | 16865.8166 |  | 17743.5474 | 10661.0029 | 13639.8627 | 0.0037924 | 0.0015379 | 2322 | 5.3789 | 16.8828 | 2 | 2.3908 | 8.2758 | 0.60765 | 0.010278 | 0.0075812 | 0.91274 | 293.6409 | 29.1411 | 30.6949 | 0.63908 | 16.5675 | 17.3391 | 5.4137 | 34.8% | 53.6% | 11% | 73.8% | 11% | 83.3% | 0.31798 | 0.026221 | 2.9915 | 17.4957 | 1.8936 | 2.8222 | 10.7623 | 10.1468 | 1.7651 | 2.3706 | 14.6196 | 14.479 | 11.0369 | 10.5836 | 59.001 | 56.5358 | 43.9667 | 45.6576
Central Coast | POINT MORETTI 11015076 | 5662 | 163 | 364.8961 | 342 | 459.6386 | 28 | 3.9957e-05 | 0.038798 | 1.3293 | 1.5288e-06 | 4.6236e-05 | 0.47661 | 0.79388 | {EF958110-BB67-48F0-BCC0-A7C84F7DFFDE} | 82931101 | POINT MORETTI 1101 | 5076 | 37.0321 | -122.1892 | 93 | 55 | 17840.2787 |  | 14517.5787 |  | 3322.7 | 10957.7607 | 2768.3393 | 0.0012946 | 0.0011188 | 2323 | 5.8045 | 14.286 | 2 | 2.8996 | 7.2517 | -2.6172 | 0.035793 | 0.0071902 | 2.2433 | 293.3943 | 27.5743 | 29.1111 | 0.64336 | 16.8213 | 18.4017 | 1.152 | 34.6% | 29.6% | 47.1% | 66.8% | 11.5% | 88.1% | 0.08814 | 0.046966 | 1.4286 | 11.9815 | 0.39097 | 2.3586 | 11.508 | 9.9703 | 1.5543 | 2.6329 | 16.3986 | 13.0575 | 10.9619 | 8.478 | 54.0077 | 60.1155 | 38.6348 | 54.5865
Central Valley | REEDLEY 1104274990 | 2001 | 4 | 7.7295 | 10 | 9.2583 | 5 | 2.3231e-05 | 2.9716 | 13.2378 | 6.8114e-05 | 4.612e-05 | 0.4 | 0.83488 | {1B9CB438-3D64-400D-8827-441645AF1444} | 252341104 | REEDLEY 1104 | 274990 | 36.603 | -119.3214 | 528 | 711 | 94819.4526 |  | 66865.8982 |  | 27953.5544 | 2623.0001 | 117.1379 | 0.0002306 | 0.00011615 | 2324 | 0.52417 | 1.678 | 2 | 1.8543 | 4.5883 | -0.39762 | 0.010937 | 0.0061237 | 1.0268 | 299.26 | 55.9008 | 36.6077 | 1.6527 | 10.7598 | 11.703 | 0.51149 | 12.9% | 52.2% | 17.5% | 3.3% | 96.9% | 15.1% | 0 | 0.0053125 | 1.2 | 10.5 | 0.38719 | 0.3125 | 5.9779 | 5.0566 | 3.0622 | 4.402 | 9.9148 | 5.9872 | 7.1077 | 4.0441 | 49.2983 | 70.8402 | 68.2283 | 92.5724
Central Coast | LAURELES 1111circuit_breaker | 3917 | 159 | 332.3165 | 617 | 573.38 | 67 | 4.729e-05 | 0.12295 | 1.2595 | 4.0666e-06 | 4.5882e-05 | 0.2577 | 0.57957 | {6ADA1603-F38C-494F-A594-401AD43EFE67} | 182371111 | LAURELES 1111 | circuit_breaker | 36.4777 | -121.7272 | 131 | 223 | 30691.2071 |  | 13157.523 |  | 17533.6841 | 11332.9679 | 7370.0132 | 0.0030741 | 0.0031685 | 2325 | 2.9874 | 8.0591 | 2 | 2.2431 | 5.8651 | -0.84283 | 0.032195 | 0.0069246 | 1.3117 | 295.3919 | 30.9735 | 29.6345 | 0.86657 | 16.017 | 17.3096 | 2.6684 | 34.4% | 28.2% | 60.4% | 44.3% | 33.3% | 70.1% | 0.19296 | 0.022866 | 2.5376 | 16.2151 | 1.2935 | 3.7622 | 10.6594 | 9.6575 | 1.6323 | 3.15 | 15.4022 | 12.346 | 12.245 | 9.5985 | 48.3394 | 63.0268 | 39.3336 | 52.5691
Bay Area | CASTRO VALLEY 110810315 | 6523 | 215 | 441.6534 | 1333 | 1053.051 | 92 | 5.7586e-05 | 0.054288 | 0.59424 | 2.7563e-06 | 4.5781e-05 | 0.16129 | 0.4194 | {C69D7D8E-BEEA-4B6B-B6A4-19985ED0E309} | 14091108 | CASTRO VALLEY 1108 | 10315 | 37.6517 | -121.9818 | 74 | 67 | 12973.0615 |  | 8831.8074 |  | 4141.2541 | 8831.8074 | 4141.2541 | 0.0042119 | 0.0052979 | 2326 | 5.2561 | 12.9911 | 3 | 3.4318 | 7.5477 | -9.2175 | 0.041295 | 0.0065698 | 1.9982 | 294.1769 | 39.5948 | 33.4598 | 0.94724 | 13.8259 | 15.3877 | 0.34937 | 37% | 35.8% | 55.5% | 61.2% | 63% | 8% | 0.10364 | 0.21043 | 1.8205 | 15.6923 | 1.5273 | 9.5899 | 8.151 | 7.0511 | 1.8398 | 3.555 | 13.8978 | 8.4549 | 9.202 | 5.3353 | 48.529 | 71.6643 | 48.845 | 79.5094
North Coast | RINCON 1103472 | 1532 | 178 | 352.3019 | 398 | 458.084 | 43 | 5.0997e-05 | 3.3929 | 1.4337 | 0.0001364 | 4.5381e-05 | 0.44724 | 0.76908 | {003E8DD3-C7CE-4179-B86D-B637E24AA54E} | 43321103 | RINCON 1103 | 472 | 38.4722 | -122.653 | 149 | 435 | 29642.2125 |  | 7702.3079 |  | 21939.9046 | 4843.5768 | 12903.6518 | 0.0019514 | 0.0021929 | 2327 | 3.1328 | 10.8846 | 2 | 1.5168 | 4.6404 | -2.1212 | 0.042115 | 0.0069064 | 2.8781 | 294.815 | 34.9801 | 30.8859 | 0.90646 | 14.8669 | 16.7551 | 20.9763 | 4.3% | 20.6% | 4.6% | 24.4% | 53.1% | 33.6% | 0.60628 | 0.035769 | 7.0667 | 20.1111 | 2.0746 | 7.6538 | 10.5263 | 8.1592 | 1.8479 | 3.5555 | 14.7893 | 9.0617 | 9.2633 | 5.5205 | 52.7293 | 77.475 | 45.7253 | 76.2008
North Coast | UKIAH 11112504 | 6694 | 2 | 3.7355 | 8 | 5.7244 | 3 | 6.6503e-05 | 6.8896 | 0.013966 | 0.00044343 | 4.5353e-05 | 0.25 | 0.65256 | {3A01C04B-1C28-4E51-9D30-D6AD9F524D9D} | 42771111 | UKIAH 1111 | 2504 | 39.1732 | -123.2131 | 73 | 164 | 12412.1247 |  | 4779.0786 |  | 7633.046 | 52.248 | 97.7229 | 0.00013606 | 0.00019951 | 2328 | 2.7866 | 9.0601 | 2 | 1.9324 | 5.7725 | 0.51809 | 0.028 | 0.0062227 | 2.6784 | 296.7869 | 38.4456 | 41.0822 | 1.2099 | 14.332 | 16.3592 | 14.0829 | 4.1% | 3% | 16.2% | 15.2% | 88.2% | 21% | 0.065208 | 0.088 | 1.5 | 22 | 0.824 | 1.6 | 14.1959 | 11.7922 | 2.4126 | 4.0326 | 13.1752 | 7.8635 | 9.0984 | 5.1191 | 76.3531 | 108.5985 | 51.2751 | 80.9205
Bay Area | ALTO 1122circuit_breaker | 1814 | 122 | 358.0462 | 284 | 443.7605 | 24 | 6.7566e-05 | 0.037818 | 0.076395 | 2.5552e-06 | 4.5132e-05 | 0.42958 | 0.80685 | {F8F75874-EBBE-4BAE-AEB7-B4201B2B809B} | 42031122 | ALTO 1122 | circuit_breaker | 37.8986 | -122.525 | 80 | 257 | 21085.3392 |  | 5576.1236 |  | 15509.2157 | 3067.3601 | 9199.1511 | 0.0010832 | 0.0016216 | 2329 | 3.387 | 10.4686 | 3 | 2.6753 | 6.8554 | -2.3232 | 0.037 | 0.0073718 | 2.2586 | 293.6874 | 28.3388 | 24.7176 | 0.69422 | 16.2415 | 17.933 | 28.714 | 36.8% | 14.3% | 67.9% | 39.4% | 17.4% | 86.2% | 0.60708 | 0.02025 | 5.5758 | 19.9394 | 4.639 | 7.1 | 10.4288 | 8.9398 | 1.5515 | 2.7896 | 14.7965 | 13.2719 | 12.363 | 9.6476 | 48.8344 | 48.2311 | 39.8567 | 49.6594
Central Valley | FROGTOWN 170113412 | 2205 | 1288 | 1814.7612 | 4292 | 3239.7048 | 547 | 6.667e-05 | 11.3196 | 17.151 | 0.00091842 | 0.00052383 | 0.30009 | 0.56016 | {32DE7714-2265-4DEA-9044-817FFC428BF4} | 163451701 | FROGTOWN 1701 | 13412 | 38.1336 | -120.4621 | 579 | 908 | 120654.5216 | 74.9714 | 62186.2508 | 38.6408 | 58468.2708 | 62186.2508 | 58468.2708 | 0.28654 | 0.036468 | 766 | 4.1835 | 11.0113 | 2.1994 | 1.9004 | 4.6713 | -0.22473 | 0.037091 | 0.0064703 | 2.5002 | 295.2224 | 43.9033 | 32.3826 | 1.1691 | 12.9426 | 14.6176 | 3.1653 | 65.4% | 60.7% | 69.8% | 57% | 16.2% | 72.7% | 0.15354 | 0.049741 | 3.0105 | 17.0147 | 2.9472 | 4.625 | 13.917 | 9.8038 | 2.0552 | 3.6419 | 12.6773 | 6.7238 | 8.312 | 4.5361 | 46.8461 | 75.4822 | 52.4813 | 87.6193
Bay Area | SAN RAFAEL 11092213 | 9756 | 0 | 0 | 5 | 3.3755 | 1 | 4.4622e-05 | 0.037818 |  | 1.6875e-06 | 4.4622e-05 | 0 | 0 | {FCF2B093-ADAA-4F58-8EAB-58BC1ECF0ACE} | 42011109 | SAN RAFAEL 1109 | 2213 | 38.009 | -122.5194 | 8 | 38 | 2524.7316 |  | 689.8513 |  | 1834.8802 | 666.4301 | 1371.0567 | 4.4622e-05 | 4.4622e-05 | 2331 | 3.3251 | 9.6913 | 2 | 1.8625 | 5.8044 | 8.5152 | 0.063636 | 0.00714 | 2.1094 | 294.8329 | 30.9065 | 28.2818 | 0.81154 | 15.95 | 17.4609 | 25.0586 | 36.7% | 0% | 38.5% | 34.1% | 39.4% | 83.1% | 0.39658 | 0.020909 | 4.25 | 22 | 0 | 0.45455 | 10.2079 | 8.8862 | 1.7539 | 3.1813 | 14.4252 | 12.5376 | 12.1675 | 9.2147 | 51.3061 | 54.5207 | 42.227 | 53.5665
North Coast | CLEAR LAKE 1102circuit_breaker | 2263 | 98 | 149.2408 | 114 | 154.5072 | 12 | 6.8233e-05 | 108.1864 | 0.036352 | 0.010368 | 4.452e-05 | 0.85965 | 0.96591 | {35CE18CF-0731-4236-B455-551D76E65366} | 42141102 | CLEAR LAKE 1102 | circuit_breaker | 39.0078 | -122.8941 | 457 | 688 | 77495.013 |  | 36164.5483 |  | 41330.4648 | 1141.6054 | 818.8811 | 0.00053424 | 0.0008188 | 2332 | 2.6611 | 7.7164 | 2 | 2.7593 | 6.8209 | 0.53647 | 0.051429 | 0.0060762 | 2.1854 | 296.4504 | 38.7301 | 38.2424 | 1.1882 | 14.448 | 16.1793 | 20.1222 | 3.8% | 3.4% | 18.4% | 9% | 83.4% | 23% | 0.33229 | 0.051429 | 3.4444 | 16.3333 | 9.4936 | 8.1429 | 11.6019 | 10.0356 | 2.3933 | 4.0184 | 13.6501 | 8.0452 | 9.3831 | 4.9394 | 65.8775 | 95.649 | 49.7853 | 80.6032
Sierra | CLARKSVILLE 2109circuit_breaker | 7750 | 15 | 28.856 | 29 | 34.4972 | 4 | 7.0231e-05 | 1522.7598 | 0.11318 | 0.0533 | 4.4388e-05 | 0.51724 | 0.83647 | {7686CD28-0AD3-49A6-802B-4CD3DF814107} | 153612109 | CLARKSVILLE 2109 | circuit_breaker | 38.6558 | -121.0599 | 33 | 7 | 2062.0432 |  | 1811.3753 |  | 250.6679 | 1633.6693 | 190.7949 | 0.00017755 | 0.00028092 | 2333 | 0.83221 | 3.0356 | 2.1333 | 2.6045 | 6.4452 | -0.77746 | 0.012667 | 0.0063759 | 2.1299 | 297.0427 | 45.8337 | 33.3559 | 1.301 | 12.7903 | 14.3085 | 8.0312 | 7.8% | 2.8% | 40.2% | 3.7% | 56.1% | 80.5% | 0.17924 | 0.016 | 3.1667 | 12.6667 | 2.1753 | 1.9333 | 7.7193 | 5.7991 | 2.3999 | 4.1199 | 12.84 | 6.7085 | 8.7153 | 4.4497 | 52.4138 | 78.5849 | 55.0697 | 87.6566
Central Coast | EL CERRITO G 1105BR160 | 3139 | 0 | 0 | 8 | 5.3342 | 1 | 4.4198e-05 | 0.037818 |  | 1.6715e-06 | 4.4198e-05 | 0 | 0 | {473DFDCA-EA19-476B-B0A4-B163B0B91B7F} | 12501105 | EL CERRITO G 1105 | BR160 | 37.8981 | -122.2615 | 253 | 1494 | 77267.8975 |  | 18464.1036 |  | 58803.7939 | 13118.739 | 33026.1297 | 4.4198e-05 | 4.4198e-05 | 2334 | 5.6647 | 15.965 | 2.5364 | 2.991 | 6.5676 | 0.6332 | 0.05947 | 0.0070274 | 1.8535 | 293.3877 | 32.8415 | 28.7041 | 0.75955 | 15.2702 | 16.7652 | 12.2669 | 34.2% | 0% | 55.1% | 71.6% | 22.9% | 55.7% | 0.31608 | 0.052818 | 9.1569 | 17.1667 | 5.3436 | 6.9073 | 7.3243 | 6.7356 | 1.6257 | 3.2125 | 14.8002 | 11.074 | 10.2449 | 7.3774 | 48.1491 | 54.9781 | 43.4928 | 63.489
Sierra | SUMMIT 1102circuit_breaker | 147 | 0 | 0 | 154 | 70.3516 | 21 | 6.6945e-06 | 0.048798 | 10.0169 | 3.2448e-07 | 4.4115e-05 | 0 | 0 | {5BBF8789-23F7-470F-B0A3-CCE750BDABFE} | 152591102 | SUMMIT 1102 | circuit_breaker | 39.3194 | -120.379 | 58 | 97 | 3657.3155 |  | 1626.5971 |  | 2030.7183 | 1626.5971 | 2030.7183 | 0.00092641 | 0.00014058 | 2335 | 4.4623 | 13.7008 | 2 | 3.4204 | 8.9939 | -1.7503 | 0.050357 | 0.0037902 | 5.0571 | 286.1372 | 45.0448 | 30.869 | 0.74691 | 11.3865 | 14.3345 | 1.8061 | 7.6% | 37.5% | 2.7% | 60.2% | 1.7% | 6.3% | 0.078754 | 0.013571 | 6.5 | 19.5 | 0 | 5.5 | 11.2776 | 8.8881 | 1.1925 | 2.0185 | 11.767 | 6.7142 | 6.8084 | 4.959 | 59.121 | 78.9681 | 59.4624 | 85.1724
Central Coast | PERRY 1101V72 | 2600 | 729 | 2694.5277 | 1268 | 3042.4678 | 84 | 4.1695e-05 | 0.037818 | 1.0269 | 1.5768e-06 | 4.4058e-05 | 0.57492 | 0.88564 | {1BFCD1F7-4819-470E-B6A4-C94657DF3551} | 183071101 | PERRY 1101 | V72 | 35.5505 | -121.0724 | 266 | 906 | 53060.0769 |  | 14179.1577 |  | 38880.9192 | 9688.7012 | 30601.4913 | 0.0037009 | 0.0035024 | 2336 | 4.3157 | 11.6009 | 2 | 3.0596 | 9.7909 | -0.45495 | 0.12775 | 0.007083 | 1.373 | 293.1497 | 30.0885 | 27.502 | 0.67019 | 16.2831 | 17.3172 | 9.6109 | 34.1% | 25% | 52.2% | 58.2% | 14.3% | 79.3% | 0.60767 | 0.00092697 | 10.3563 | 21.6092 | 12.1531 | 14.2472 | 8.0934 | 7.7573 | 1.501 | 2.2975 | 16.3188 | 12.7791 | 12.846 | 9.6747 | 42.1488 | 48.6882 | 36.6422 | 50.5352
Central Valley | DUNLAP 110239190 | 8694 | 44 | 59.5895 | 77 | 78.1585 | 14 | 1.6984e-05 | 1.3738 | 6.9382 | 2.2749e-05 | 4.4039e-05 | 0.57143 | 0.76242 | {03B91929-B748-41B7-BED2-9D46A08F08B1} | 254061102 | DUNLAP 1102 | 39190 | 36.6873 | -119.02 | 23 | 24 | 3894.7605 |  | 2902.8014 |  | 991.9591 | 2902.8014 | 991.9591 | 0.00061654 | 0.00023777 | 2337 | 4.6878 | 11.5103 | 2 | 2.2741 | 4.4416 | -1.6307 | 0.022 | 0.0050547 | 2.2439 | 294.4347 | 58.5223 | 38.2484 | 1.3536 | 9.7698 | 11.2456 | 0.98613 | 12.6% | 33.3% | 11.5% | 58.8% | 70.5% | 3.8% | 0.091358 | 0.017333 | 2.6111 | 17.2778 | 2.924 | 2.5667 | 5.4311 | 5.378 | 2.2437 | 3.7413 | 8.9398 | 5.158 | 5.103 | 3.1973 | 54.0865 | 81.0869 | 76.5249 | 98.0228
North Valley | ORO FINO 1101circuit_breaker | 1156 | 3147 | 4460.0613 | 6443 | 5835.121 | 378 | 0.0001025 | 0.037818 | 39.6948 | 3.8764e-06 | 0.0015792 | 0.48844 | 0.76435 | {4F055C2B-F555-47EE-931F-D64958E5EDAE} | 103031101 | ORO FINO 1101 | circuit_breaker | 39.8717 | -121.6109 | 635 | 1571 | 121427.8922 | 75.452 | 39834.6591 | 24.7522 | 81593.2331 | 39834.6591 | 81593.2331 | 0.59693 | 0.038746 | 235 | 13.3955 | 26.1946 | 3 | 2.5492 | 7.7361 | 1.3463 | 0.135 | 0.0050982 | 4.3678 | 294.997 | 49.3271 | 38.0547 | 1.3341 | 11.5191 | 13.9021 | 2.4273 | 84.1% | 83% | 78.9% | 94.5% | 42.2% | 3.5% | 0.12515 | 0.0489 | 5.4987 | 20.3486 | 5.1734 | 13.2572 | 12.8328 | 9.6686 | 2.3708 | 4.2122 | 12.9772 | 5.1866 | 7.6603 | 3.377 | 63.4114 | 118.1036 | 53.9696 | 98.5567
North Valley | WYANDOTTE 1103circuit_breaker | 5429 | 3 | 5.8413 | 4 | 6.0563 | 2 | 4.3928e-05 | 523.8856 |  | 0.023176 | 4.3928e-05 | 0.75 | 0.9645 | {729134BB-0DFA-4145-807F-650A6E064048} | 102911103 | WYANDOTTE 1103 | circuit_breaker | 39.4917 | -121.5411 | 231 | 432 | 26621.3822 |  | 11732.2478 |  | 14889.1344 | 375.8787 | 167.4875 | 8.7857e-05 | 8.7857e-05 | 2339 | 0.94038 | 3.0801 | 2 | 2.6979 | 7.9178 | 0.68396 | 0.034 | 0.0064847 | 2.305 | 297.7741 | 45.825 | 32.5823 | 1.3873 | 12.6942 | 14.408 | 8.3755 | 19.1% | 0% | 34.1% | 4.3% | 56.6% | 77.5% | 0.31224 | 0.044 | 4 | 16.3333 | 1.28 | 0.8 | 11.1646 | 7.6182 | 2.6186 | 4.2648 | 11.9639 | 6.2753 | 8.2908 | 4.3523 | 51.475 | 87.2205 | 56.8777 | 89.8661
Central Coast | LAURELES 111110141 | 7708 | 220 | 298.4389 | 769 | 631.1425 | 52 | 8.0707e-05 | 0.037818 | 0.19204 | 3.0522e-06 | 4.3927e-05 | 0.28609 | 0.47285 | {6B92ED0F-B7EF-410B-BAC6-F6F35DBFC4A1} | 182371111 | LAURELES 1111 | 10141 | 36.423 | -121.7328 | 29 | 77 | 6725.2735 |  | 4696.5789 |  | 2028.6946 | 4696.5789 | 2028.6946 | 0.0022842 | 0.0041968 | 2340 | 9.1169 | 22.0946 | 3 | 1.8788 | 5.1348 | -3.6597 | 0.077705 | 0.0063235 | 1.8364 | 295.369 | 33.9431 | 32.1993 | 0.98652 | 15.2316 | 16.6855 | 0 | 33.9% | 9.9% | 78.9% | 91% | 55.7% | 54.9% | 0.0021207 | 0.047213 | 3.1212 | 19.4848 | 4.5615 | 12.6066 | 10.993 | 10.0226 | 1.7219 | 3.3254 | 14.6302 | 10.8104 | 11.5995 | 8.7204 | 50.2136 | 75.1901 | 43.0056 | 60.3148
Bay Area | WALDO 0402circuit_breaker | 898 | 55 | 150.3713 | 157 | 200.8808 | 33 | 2.2418e-05 | 0.037818 | 2.7292 | 8.4779e-07 | 4.3898e-05 | 0.35032 | 0.74856 | {7A791997-7726-43CB-896D-E2720D3FF37F} | 13350402 | WALDO 0402 | circuit_breaker | 37.9094 | -122.3068 | 141 | 1223 | 57299.8729 |  | 8248.2932 |  | 49051.5797 | 4721.9877 | 25437.5677 | 0.0014486 | 0.00073978 | 2341 | 3.5047 | 10.6799 | 2 | 2.3984 | 5.932 | -0.47199 | 0.040536 | 0.0074165 | 1.5802 | 293.1139 | 31.5451 | 26.6761 | 0.6696 | 15.4111 | 16.8084 | 34.4048 | 36.5% | 67.3% | 12% | 41% | 13.1% | 59% | 0.59953 | 0.037143 | 13.6154 | 22 | 1.2066 | 2.8036 | 7.4533 | 6.8574 | 1.5692 | 2.8629 | 14.4584 | 12.0136 | 10.3753 | 8.2882 | 47.2778 | 47.1346 | 42.87 | 57.2275
Bay Area | BAY MEADOWS 210257886 | 6115 | 267 | 732.5765 | 574 | 905.0636 | 66 | 3.3993e-05 | 0.037818 | 1.2275 | 1.2856e-06 | 4.3844e-05 | 0.46516 | 0.80942 | {D73C61C6-F360-40B2-9388-D54915745260} | 24012102 | BAY MEADOWS 2102 | 57886 | 37.5462 | -122.3337 | 145 | 384 | 25543.7186 |  | 8466.0843 |  | 17077.6343 | 6347.2399 | 13396.3692 | 0.0028937 | 0.0022435 | 2342 | 2.6319 | 8.5082 | 2 | 3.0702 | 7.1919 | -1.0155 | 0.026667 | 0.0069781 | 1.7804 | 294.2398 | 31.6112 | 27.5916 | 0.79539 | 15.7357 | 17.2459 | 21.589 | 36.3% | 48.7% | 26.9% | 27.9% | 36.5% | 77% | 0.55994 | 0.040111 | 5.9178 | 18.7534 | 4.1787 | 6.3778 | 10.0619 | 8.8538 | 1.721 | 3.1781 | 14.9682 | 11.8934 | 10.807 | 8.2687 | 54.688 | 51.2806 | 42.2077 | 58.8987
Bay Area | JARVIS 1111MR121 | 2742 | 22 | 60.9042 | 192 | 161.9484 | 14 | 5.7768e-05 | 0.56332 | 0.11981 | 3.1235e-05 | 4.3749e-05 | 0.11458 | 0.37607 | {F5BF7E7D-4C96-4918-ABEF-C33B63B5DD64} | 13501111 | JARVIS 1111 | MR121 | 37.5756 | -121.9726 | 110 | 380 | 22019.9547 |  | 8355.9069 |  | 13664.0477 | 1635.8418 | 144.3716 | 0.00061249 | 0.00080876 | 2343 | 4.8879 | 12.8028 | 2.9444 | 3.3861 | 7.136 | -19.6571 | 0.055556 | 0.0067405 | 1.8002 | 294.4118 | 39.5464 | 32.8875 | 0.93541 | 13.872 | 15.3955 | 2.3844 | 36.1% | 16.6% | 56.1% | 59.2% | 60.3% | 8.5% | 0.24948 | 0.22444 | 2.4 | 13.5 | 1.6378 | 10.6667 | 8.2832 | 7.0733 | 1.8718 | 3.5778 | 13.8027 | 8.5205 | 9.0118 | 5.2879 | 48.1502 | 70.3482 | 49.4786 | 79.3824
Bay Area | VALLEY VIEW 1105P190 | 2622 | 150 | 409.4694 | 637 | 695.9326 | 49 | 3.6992e-05 | 0.037818 | 1.7608 | 1.399e-06 | 4.3661e-05 | 0.23548 | 0.58838 | {9F880ADC-A7AD-4981-8671-C146C332254F} | 14341105 | VALLEY VIEW 1105 | P190 | 37.9763 | -122.2915 | 168 | 678 | 38550.0406 |  | 9490.8504 |  | 29059.1902 | 4841.3798 | 9746.1877 | 0.0021394 | 0.0018126 | 2344 | 6.9071 | 15.4071 | 2 | 3.1554 | 6.8964 | 3.8732 | 0.085781 | 0.0073409 | 1.6072 | 294.4164 | 31.5142 | 27.5324 | 0.76775 | 15.7739 | 17.1497 | 32.7376 | 35.9% | 58% | 29.2% | 73.3% | 33.4% | 78.8% | 0.24447 | 0.040938 | 5.9348 | 20.6087 | 5.1411 | 9.9531 | 7.0251 | 6.2724 | 1.7109 | 3.1268 | 14.3574 | 12.1829 | 10.9152 | 8.3591 | 46.5801 | 49.7233 | 42.5942 | 57.5061
Sierra | VACAVILLE 110838316 | 2360 | 426 | 669.3919 | 1019 | 932.8496 | 177 | 4.5693e-05 | 2665.3219 | 20.3187 | 0.11312 | 0.00048768 | 0.41806 | 0.71758 | {05D49B9F-74A5-4524-8EF5-6986AE7D334D} | 63601108 | VACAVILLE 1108 | 38316 | 38.3844 | -122.0317 | 292 | 231 | 59435.0065 | 36.9313 | 37516.1668 | 23.3115 | 21918.8396 | 25488.4092 | 13986.5844 | 0.08632 | 0.0080877 | 827 | 2.1443 | 6.3286 | 2 | 4.3668 | 10.5759 | -3.9844 | 0.019455 | 0.0062112 | 1.9243 | 297.4163 | 44.4641 | 38.4955 | 1.3086 | 13.1155 | 14.5221 | 0.84231 | 47.8% | 63% | 16.3% | 18.5% | 62.4% | 88.5% | 0.19946 | 0.04522 | 4.1328 | 20.5234 | 5.4392 | 7.7862 | 8.4583 | 6.491 | 2.2109 | 3.8842 | 12.6593 | 5.7107 | 8.4198 | 3.9438 | 52.594 | 91.2229 | 54.224 | 93.5685
North Coast | UKIAH 1114528 | 4034 | 154 | 196.1032 | 226 | 224.4954 | 34 | 5.3681e-05 | 0.33557 | 0.43176 | 1.8428e-05 | 4.3468e-05 | 0.68142 | 0.87353 | {7CFF91C6-6122-459F-BD71-B9F17BE39EB0} | 42771114 | UKIAH 1114 | 528 | 39.0975 | -123.1724 | 147 | 150 | 27619.9851 |  | 19731.4227 |  | 7888.5624 | 4515.409 | 2727.9786 | 0.0014779 | 0.0018252 | 2346 | 4.0449 | 11.0985 | 2 | 2.4196 | 6.3643 | -1.3386 | 0.044737 | 0.0062457 | 2.6367 | 296.337 | 39.9637 | 46.3987 | 1.1777 | 13.9966 | 16.0296 | 1.5921 | 3.6% | 9.3% | 6.1% | 26.3% | 81.1% | 14.3% | 0.26737 | 0.035088 | 2.3611 | 18 | 3.1281 | 3.9649 | 16.0082 | 13.6562 | 2.4252 | 4.059 | 13.241 | 7.4287 | 8.1392 | 4.4309 | 84.0818 | 127.1004 | 52.1049 | 84.2178
Sierra | DOBBINS 1101circuit_breaker | 9013 | 7 | 13.6438 | 31 | 21.9162 | 9 | 6.773e-05 | 0.037818 | 0.48857 | 2.5614e-06 | 4.338e-05 | 0.22581 | 0.62254 | {3EEFA179-0D60-4808-A6C9-A2D8F6C0C66D} | 153741101 | DOBBINS 1101 | circuit_breaker | 39.3397 | -121.1952 | 21 | 14 | 1813.0501 |  | 1079.0936 |  | 733.9565 | 1079.0936 | 733.9565 | 0.00039042 | 0.00060957 | 2347 | 1.8948 | 6.3174 | 2 | 2.1096 | 7.12 | 2.9344 | 0.015556 | 0.0058476 | 3.5518 | 296.3444 | 47.5128 | 34.1798 | 1.3331 | 12.0736 | 14.1092 | 0.86379 | 7.3% | 4.3% | 38% | 18.3% | 82.2% | 33.7% | 0 | 0.016111 | 3.4167 | 17.5833 | 0.97111 | 1.7222 | 9.0424 | 7.2 | 2.3295 | 3.9902 | 12.5917 | 5.8781 | 8.1293 | 3.9766 | 55.9345 | 96.7582 | 54.4446 | 92.9896
North Coast | CALPINE 1146circuit_breaker | 8710 | 15 | 15.7646 | 81 | 48.6828 | 5 | 6.9252e-05 | 0.68787 | 1.2278 | 3.8498e-05 | 4.3344e-05 | 0.18519 | 0.32382 | {8DC366D2-489B-4862-83DA-61BC167BAFAF} | 48011146 | CALPINE 1146 | circuit_breaker | 38.815 | -122.8021 | 37 | 4 | 5016.6421 |  | 4947.493 |  | 69.1491 | 4947.493 | 69.1491 | 0.00021672 | 0.00034626 | 2348 | 3.6219 | 9.6276 | 3 | 2.521 | 7.4558 | -0.80416 | 0.014643 | 0.0061107 | 4.2795 | 293.4388 | 43.7945 | 37.0877 | 1.1267 | 12.965 | 15.2267 | 0.52632 | 3.4% | 18% | 19.5% | 18.3% | 74.1% | 1.9% | 0.06367 | 0.0225 | 2.0952 | 9.5714 | 0.11786 | 1.4464 | 10.7873 | 8.5376 | 2.24 | 3.9059 | 13.2334 | 5.7782 | 6.4841 | 3.6656 | 59.9136 | 97.2634 | 54.2645 | 94.0065
Bay Area | OAKLAND X 1106CR266 | 9195 | 195 | 348.0514 | 356 | 443.8485 | 18 | 6.2068e-05 | 0.037817 | 0.30486 | 2.3473e-06 | 4.3142e-05 | 0.54775 | 0.78417 | {9B2F70E2-3822-4ABC-9A9F-F92985EE671F} | 12541106 | OAKLAND X 1106 | CR266 | 37.8051 | -122.1711 | 14 | 7 | 2141.3055 |  | 1901.6084 |  | 239.6971 | 1901.6084 | 239.6971 | 0.00077656 | 0.0011172 | 2349 | 10.3831 | 20.4584 | 3 | 2.8055 | 6.4545 | 5.4597 | 0.054091 | 0.0068826 | 2.0335 | 292.7212 | 33.6231 | 31.1317 | 0.74644 | 15.0712 | 16.6088 | 5.8108 | 35.8% | 27.5% | 61.3% | 92% | 27.4% | 39% | 0.037187 | 0.057727 | 1.9 | 13.5 | 2.6705 | 16.1818 | 8.1367 | 7.4925 | 1.5939 | 3.1307 | 14.6725 | 10.5117 | 9.8899 | 6.9153 | 51.4274 | 60.7723 | 45.5023 | 66.4465
Central Coast | HOLLISTER 21054018 | 1967 | 139 | 268.2394 | 293 | 340.8169 | 89 | 5.4841e-05 | 2.1902 | 0.91905 | 0.00011163 | 4.3006e-05 | 0.4744 | 0.78705 | {201D4860-5BDE-4AE7-B543-F824A85004DC} | 182492105 | HOLLISTER 2105 | 4018 | 36.6885 | -121.2715 | 311 | 245 | 124533.03 |  | 84640.1679 |  | 39892.8621 | 69788.1445 | 34802.2853 | 0.0038275 | 0.0048808 | 2350 | 0.63747 | 2.1293 | 2 | 2.4279 | 6.6199 | -2.0572 | 0.0026701 | 0.0058073 | 0.87819 | 298.6189 | 46.0786 | 37.1888 | 1.4058 | 13.06 | 13.9606 | 0.25413 | 33.7% | 24.1% | 65.8% | 3.8% | 97.6% | 8.4% | 0.094025 | 0.010922 | 1.3355 | 13.1538 | 0.14668 | 0.25237 | 7.5148 | 7.5276 | 2.3957 | 4.1155 | 11.8892 | 7.9325 | 7.9846 | 4.8537 | 56.9372 | 75.2578 | 57.8383 | 82.4549
Central Coast | VIEJO 22019490 | 995 | 199 | 463.6307 | 338 | 534.4316 | 20 | 3.8597e-05 | 0.037818 | 1.4437 | 1.4597e-06 | 4.2939e-05 | 0.58876 | 0.86752 | {D5629837-45B4-4B33-A660-AFDD9F409AB3} | 182852201 | VIEJO 2201 | 9490 | 36.5661 | -121.9352 | 106 | 77 | 6576.0945 |  | 3484.3168 |  | 3091.7777 | 2513.194 | 1612.0331 | 0.00085879 | 0.00077194 | 2351 | 6.613 | 14.976 | 2 | 2.3795 | 7.3977 | 0.0078128 | 0.030357 | 0.0073991 | 1.1489 | 291.5764 | 24.7931 | 24.3739 | 0.51613 | 17.2194 | 18.5005 | 6.6756 | 33.5% | 31% | 45.1% | 68.9% | 3.3% | 92.1% | 0.34761 | 0.041071 | 4.625 | 19.4167 | 7.5875 | 12.0714 | 11.1237 | 9.846 | 1.3921 | 2.0978 | 16.5638 | 15.053 | 13.291 | 12.9437 | 44.9498 | 46.372 | 32.1434 | 38.9408
North Valley | MC ARTHUR 11011488 | 6295 | 24 | 27.2405 | 127 | 77.3534 | 17 | 2.708e-05 | 0.28422 | 1.893 | 9.6514e-06 | 4.2801e-05 | 0.18898 | 0.35216 | {62976FAC-DE1E-4247-A5CB-A153442821DF} | 103491101 | MC ARTHUR 1101 | 1488 | 41.0513 | -121.4105 | 267 | 230 | 67457.7554 |  | 53844.4679 |  | 13613.2875 | 2966.0846 | 476.3576 | 0.00072761 | 0.00046035 | 2352 | 11.086 | 32.4099 | 2 | 2.4584 | 6.9039 | -0.075316 | 0.018205 | 0.0046676 | 2.0116 | 292.4232 | 37.8377 | 29.2613 | 1.0055 | 14.2723 | 16.3789 | 0.62243 | 18.5% | 15.5% | 19.7% | 97.7% | 9% | 97.7% | 0.21635 | 0.040307 | 2.1154 | 16.4231 | 13.6 | 3.2564 | 7.8255 | 7.0955 | 1.8004 | 3.0469 | 13.7601 | 7.7567 | 8.6929 | 5.9202 | 47.7103 | 74.2377 | 51.0785 | 80.3508
Central Coast | LAURELES 1112circuit_breaker | 1695 | 10 | 25.6032 | 30 | 37.6076 | 4 | 5.4196e-05 | 0.037818 | 0.63324 | 2.0496e-06 | 4.2769e-05 | 0.33333 | 0.6808 | {F70B7F2A-1768-433D-8A85-4CF42DC91D6A} | 182371112 | LAURELES 1112 | circuit_breaker | 36.4778 | -121.7273 | 83 | 213 | 12189.7088 |  | 3818.0634 |  | 8371.6454 | 334.2836 | 682.9316 | 0.00017108 | 0.00021678 | 2353 | 4.3688 | 11.6281 | 2 | 2.3247 | 5.9555 | -1.7783 | 0.063333 | 0.0070096 | 1.2656 | 295.4112 | 30.4263 | 29.2038 | 0.84864 | 16.1465 | 17.4206 | 13.5715 | 33.3% | 18.1% | 65.2% | 58.4% | 31.9% | 74.7% | 0.33333 | 0.053333 | 4.25 | 22 | 2.7617 | 5 | 10.6929 | 9.6849 | 1.6207 | 3.111 | 15.4331 | 12.6534 | 12.3276 | 9.8284 | 47.5773 | 61.1517 | 38.9005 | 50.9601
Central Valley | MERCED FALLS 1102circuit_breaker | 1160 | 7 | 21.1059 | 44 | 32.0388 | 17 | 2.7746e-05 | 2.8345 | 1.4375 | 7.8696e-05 | 4.2675e-05 | 0.15909 | 0.65876 | {3C66AA6E-AAFB-4AC9-BCE9-F89CAFA6091F} | 252811102 | MERCED FALLS 1102 | circuit_breaker | 37.5233 | -120.3306 | 279 | 342 | 58748.2899 |  | 40596.6604 |  | 18151.6295 | 11883.3184 | 292.1017 | 0.00072548 | 0.00047169 | 2354 | 1.0421 | 6.7796 | 2 | 2.5522 | 6.4925 | 0.0061046 | 0.0053548 | 0.0064632 | 1.1786 | 299.0736 | 48.8766 | 39.4152 | 1.5275 | 12.3354 | 13.4183 | 0.8955 | 12.2% | 7.8% | 24.4% | 35% | 90.5% | 54.8% | 0.055942 | 0.021226 | 1.2 | 11.7333 | 0.24387 | 0.28387 | 8.1675 | 6.8847 | 2.8246 | 4.2652 | 11.4243 | 6.8047 | 8.3334 | 4.9456 | 58.5018 | 89.8579 | 60.1149 | 85.948
Central Coast | CABRILLO 1104Y22 | 1584 | 54 | 166.9678 | 282 | 290.1379 | 35 | 2.3425e-05 | 0.30667 | 1.2893 | 6.5514e-06 | 4.2645e-05 | 0.19149 | 0.57548 | {961ADDB9-D321-4ADD-9D3F-D89CD78AE625} | 183101104 | CABRILLO 1104 | Y22 | 34.6455 | -120.4614 | 230 | 214 | 55283.4176 |  | 41421.5748 |  | 13861.8428 | 14759.1555 | 9689.5952 | 0.0014926 | 0.00081986 | 2355 | 1.8971 | 5.5874 | 2 | 3.2901 | 9.2892 | -2.1955 | 0.0063158 | 0.0072678 | 0.80024 | 294.1387 | 31.5405 | 35.9051 | 0.70392 | 16.1717 | 16.8243 | 3.3688 | 33.2% | 28.8% | 18.3% | 29.9% | 17.8% | 75.8% | 0.39309 | 0.0056354 | 1.6162 | 15.5152 | 0.59855 | 1.2368 | 13.559 | 12.2854 | 1.891 | 2.4967 | 14.0915 | 14.8026 | 9.8227 | 10.5918 | 75.1191 | 67.0996 | 48.3012 | 46.6688
Bay Area | SAUSALITO 11021500 | 6764 | 28 | 87.5176 | 70 | 110.196 | 6 | 8.3492e-05 | 0.17049 | 0 | 1.0897e-05 | 4.2513e-05 | 0.4 | 0.7942 | {7E93EFF6-2E9C-40C7-BE6F-763B6DBD01F0} | 42491102 | SAUSALITO 1102 | 1500 | 37.8626 | -122.4996 | 10 | 20 | 3433.3767 |  | 2046.0654 |  | 1387.3113 | 1851.8444 | 0 | 0.00025508 | 0.00050095 | 2356 | 2.1735 | 6.1448 | 2 | 4.208 | 9.2049 | 3.8625 | 0.014286 | 0.0073113 | 2.3669 | 292.2977 | 25.5759 | 22.4893 | 0.59616 | 16.8342 | 18.564 | 1.9378 | 35.6% | 0% | 78.9% | 12.7% | 6.5% | 91.8% | 0.12555 | 0.017143 | 1.3333 | 5 | 2.9695 | 3.3333 | 10.2626 | 8.7431 | 1.4235 | 2.4075 | 15.8063 | 14.3784 | 12.6846 | 10.5278 | 46.1588 | 43.2419 | 35.8979 | 45.1511
North Valley | BURNEY 11021358 | 2714 | 110 | 151.5076 | 350 | 273.6542 | 69 | 3.6753e-05 | 0.27468 | 1.033 | 1.1003e-05 | 4.241e-05 | 0.31429 | 0.55365 | {2A928B3F-2AFB-4E95-9D5F-1D4611A31405} | 103311101 | BURNEY 1102 | 1358 | 40.8795 | -121.6747 | 69 | 67 | 17489.638 |  | 14868.5059 |  | 2621.1321 | 12955.3272 | 1692.8533 | 0.0029263 | 0.002536 | 2357 | 4.0246 | 11.086 | 2 | 2.2986 | 6.6461 | 0.26695 | 0.029745 | 0.0047071 | 2.8649 | 291.7299 | 38.4668 | 29.6621 | 0.97779 | 14.1563 | 16.4791 | 3.6696 | 18.2% | 11.3% | 26.6% | 54.6% | 5.8% | 97.1% | 0.074523 | 0.060701 | 2.675 | 13.1 | 1.0091 | 2.2293 | 7.8542 | 6.8886 | 1.7756 | 3.2004 | 14.2105 | 7.1959 | 9.0066 | 5.4346 | 46.768 | 77.312 | 48.2179 | 84.0394
Bay Area | SAUSALITO 1102410 | 7735 | 29 | 82.6035 | 74 | 106.9959 | 13 | 4.4209e-05 | 0.037818 | 0.47746 | 1.6719e-06 | 4.2299e-05 | 0.39189 | 0.77203 | {535449DD-A4B3-4AA9-AB71-3DA62C691B7C} | 42491102 | SAUSALITO 1102 | 410 | 37.874 | -122.5127 | 69 | 422 | 19626.5103 |  | 3495.0118 |  | 16131.4984 | 1900.8841 | 7843.9545 | 0.00054988 | 0.00057471 | 2358 | 4.3194 | 12.7254 | 2 | 4.0817 | 8.8368 | -3.5789 | 0.035 | 0.0073081 | 2.3751 | 292.2946 | 25.5603 | 22.4844 | 0.59631 | 16.838 | 18.5708 | 33.9894 | 35.4% | 32.9% | 37.7% | 58.4% | 6.7% | 92% | 0.53098 | 0.067727 | 9.25 | 21.1 | 1.9777 | 3.3636 | 10.2707 | 8.7485 | 1.4235 | 2.4086 | 15.8148 | 14.3808 | 12.6883 | 10.5274 | 46.1534 | 43.2477 | 35.8719 | 45.1504
North Valley | ELK CREEK 11012004 | 5999 | 67 | 121.5505 | 255 | 172.3963 | 80 | 4.1152e-05 | 26.2195 | 1.7718 | 0.00081988 | 4.2297e-05 | 0.26275 | 0.70506 | {DECCC899-88C1-4943-B78C-B486089CB76D} | 102781101 | ELK CREEK 1101 | 2004 | 39.6105 | -122.5319 | 188 | 164 | 91382.3908 |  | 86740.0938 |  | 4642.297 | 34785.4675 | 1064.6535 | 0.0033838 | 0.0032921 | 2359 | 1.1602 | 3.1907 | 2 | 2.7714 | 8.733 | -2.9273 | 0.0069195 | 0.0063872 | 1.2345 | 298.0223 | 45.9018 | 36.0485 | 1.4104 | 13.1336 | 14.3142 | 0.54541 | 17.9% | 14.6% | 31.8% | 5.2% | 62.4% | 88.4% | 0.065757 | 0.0034483 | 1.4051 | 13.1772 | 0.46926 | 0.58621 | 10.3443 | 8.4199 | 2.7341 | 4.5334 | 12.5856 | 6.6025 | 8.4939 | 4.6228 | 63.6741 | 96.8986 | 55.3239 | 87.9593
Bay Area | BASALT 11065030 | 6677 | 2 | 4.4339 | 12 | 10.6016 | 6 | 4.2259e-05 | 0.037818 |  | 1.5981e-06 | 4.2259e-05 | 0.16667 | 0.41823 | {31C38397-CC97-43EB-A38A-D18D8FE5AEB7} | 42461106 | BASALT 1106 | 5030 | 38.2596 | -122.3051 | 207 | 140 | 38839.3611 |  | 23881.4452 |  | 14957.9159 | 2570.7987 | 2065.125 | 0.00025355 | 0.00025355 | 2360 | 1.2788 | 3.9745 | 2 | 2.3421 | 6.6545 | 0.4304 | 0.0056522 | 0.0072008 | 2.2429 | 296.4022 | 32.8545 | 29.4297 | 0.96463 | 15.7496 | 17.3409 | 0.79778 | 35.2% | 0% | 35.4% | 5.6% | 65.7% | 77.5% | 0.17341 | 0.01587 | 2.0769 | 14.5385 | 0.069565 | 0.26087 | 7.1763 | 6.0848 | 1.8611 | 3.5204 | 14.8607 | 11.2385 | 11.7727 | 7.6279 | 46.3987 | 57.962 | 41.5996 | 63.1433
North Coast | PHILO 110137222 | 6519 | 656 | 999.7615 | 1054 | 1185.8568 | 197 | 4.7604e-05 | 1.0806 | 1.865 | 4.7234e-05 | 6.6649e-05 | 0.62239 | 0.84307 | {B4EDF571-A5E6-4473-9456-D58C67AB0D1F} | 42601101 | PHILO 1101 | 37222 | 38.9147 | -123.272 | 174 | 134 | 54185.1953 | 33.6692 | 40901.8789 | 25.4153 | 13283.3164 | 40901.8789 | 13283.3164 | 0.01313 | 0.009378 | 2114 | 4.7133 | 12.2452 | 2 | 2.6109 | 6.6284 | -0.39829 | 0.03116 | 0.0065821 | 3.2848 | 294.9149 | 35.8361 | 40.8933 | 0.99371 | 14.8609 | 16.9876 | 0.57465 | 10.9% | 25.3% | 3.9% | 32.4% | 62.6% | 33.3% | 0.12655 | 0.07673 | 1.4541 | 13.1304 | 0.54805 | 1.7986 | 15.3257 | 13.3106 | 2.1005 | 3.6415 | 14.7675 | 8.5568 | 8.8254 | 5.0379 | 73.2822 | 111.7851 | 45.2721 | 77.42
Central Coast | VIEJO 22029089 | 7806 | 59 | 135.281 | 129 | 174.4232 | 9 | 3.0524e-05 | 0.037818 | 1.934 | 1.1544e-06 | 4.2212e-05 | 0.45736 | 0.77559 | {7DB70BC4-94B0-4E36-9BF7-CCF146742A63} | 182852202 | VIEJO 2202 | 9089 | 36.6057 | -121.938 | 40 | 191 | 11578.2118 |  | 2685.7224 |  | 8892.4894 | 2193.9182 | 6817.2226 | 0.00037991 | 0.00027472 | 2362 | 4.2492 | 11.9114 | 2 | 2.1256 | 6.2368 | -0.22051 | 0.096364 | 0.0072912 | 1.1552 | 291.3811 | 24.1618 | 23.752 | 0.50609 | 17.4048 | 18.6055 | 13.1032 | 33% | 38.3% | 30.2% | 60.6% | 0.9% | 94.7% | 0.4583 | 0.043939 | 9.4545 | 22 | 3.9418 | 11.7273 | 10.5955 | 9.4079 | 1.3293 | 1.9281 | 16.5675 | 15.5104 | 13.4609 | 13.6394 | 43.4479 | 43.2904 | 31.7672 | 36.0949
Central Coast | RESERVATION ROAD 110222136 | 4261 | 54 | 84.8692 | 99 | 113.3507 | 10 | 3.4782e-05 | 1.3455 | 1.4739 | 4.6956e-05 | 4.2156e-05 | 0.54545 | 0.74873 | {C1E68105-3858-4273-9D69-DD27BF248870} | 182731102 | RESERVATION ROAD 1102 | 22136 | 36.5969 | -121.6245 | 93 | 79 | 14610.5881 |  | 8902.7374 |  | 5707.8507 | 1694.8476 | 766.7552 | 0.00042156 | 0.00034782 | 2363 | 1.6302 | 5.557 | 2 | 3.0844 | 7.3374 | -3.6091 | 0.017143 | 0.0063408 | 1.3063 | 294.9006 | 35.3313 | 30.2795 | 0.91981 | 14.8875 | 16.1125 | 1.0904 | 32.8% | 31.6% | 37.9% | 29.7% | 37.9% | 46% | 0.27304 | 0.072143 | 2.125 | 17.125 | 3.4246 | 3.5357 | 9.2854 | 8.6619 | 1.7833 | 3.2387 | 14.1655 | 11.446 | 11.0747 | 9.096 | 50.7067 | 63.0184 | 44.0028 | 58.552
Central Coast | SAN BENITO 2104circuit_breaker | 1865 | 67 | 161.2594 | 149 | 202.1843 | 19 | 4.2759e-05 | 0.16293 | 0.895 | 5.4053e-06 | 4.2067e-05 | 0.44966 | 0.79759 | {BECA105B-BD3C-4CFB-85DF-E12EFB68ADA7} | 182742104 | SAN BENITO 2104 | circuit_breaker | 36.8688 | -121.5491 | 87 | 53 | 19055.6115 |  | 14632.0755 |  | 4423.536 | 7728.5813 | 2254.6308 | 0.00079926 | 0.00081243 | 2364 | 1.8949 | 5.9624 | 2 | 2.9912 | 7.1214 | -1.5915 | 0.012759 | 0.0071771 | 1.4334 | 295.863 | 31.4728 | 27.2294 | 0.8625 | 16.029 | 17.2804 | 6.4995 | 32.6% | 23.5% | 53.1% | 33.9% | 33.2% | 70.5% | 0.40741 | 0.029655 | 1.4444 | 15.2222 | 1.0443 | 2.569 | 7.4621 | 7.6532 | 1.7129 | 3.1605 | 15.1218 | 11.923 | 10.6597 | 7.5877 | 45.4853 | 54.0883 | 41.995 | 61.2403
North Coast | RINCON 1102644 | 839 | 3 | 7.224 | 14 | 13.7215 | 6 | 5.5711e-05 | 0.043307 | 0.0023987 | 2.4127e-06 | 4.199e-05 | 0.21429 | 0.52647 | {A2A06826-B5AC-4037-94EC-F135DC826294} | 43321102 | RINCON 1102 | 644 | 38.4691 | -122.6669 | 348 | 821 | 54056.4855 |  | 16240.3737 |  | 37816.1118 | 652.5483 | 1279.2397 | 0.00025194 | 0.00033427 | 2365 | 2.8862 | 9.25 | 2 | 1.4053 | 4.4659 | -1.8588 | 0.018571 | 0.0069026 | 2.7225 | 295.1955 | 33.6841 | 30.8833 | 0.90957 | 15.3276 | 17.1713 | 13.8993 | 3.2% | 2% | 7.5% | 16.7% | 53.6% | 40.8% | 0.40218 | 0.011429 | 4.7143 | 20.1429 | 0.50286 | 2 | 10.4158 | 8.2253 | 1.8931 | 3.5068 | 15.2381 | 9.8105 | 9.8626 | 6.237 | 54.5593 | 74.5548 | 43.7947 | 71.9851
Central Coast | VIEJO 2203circuit_breaker | 6914 | 341 | 1259.2561 | 465 | 1332.9623 | 43 | 4.5723e-05 | 0.037818 | 0.79588 | 1.7292e-06 | 4.1818e-05 | 0.73333 | 0.9447 | {4DC9724F-62CE-4CE8-B9B2-FC8D42753B78} | 182852203 | VIEJO 2203 | circuit_breaker | 36.5784 | -121.9082 | 83 | 148 | 11813.8652 |  | 5468.3648 |  | 6345.5004 | 4363.1693 | 2444.4219 | 0.0017982 | 0.0019661 | 2366 | 7.0123 | 15.8463 | 2 | 2.0021 | 6.1592 | -0.45298 | 0.050893 | 0.0072965 | 1.3092 | 291.8752 | 23.9731 | 23.7746 | 0.54774 | 17.4593 | 18.7948 | 5.7163 | 32.4% | 21.1% | 57.9% | 71.2% | 5.5% | 96.2% | 0.20243 | 0.0975 | 2.7949 | 15.5897 | 8.5838 | 8.3036 | 11.0458 | 9.841 | 1.3879 | 2.2027 | 16.4776 | 15.3112 | 13.7483 | 13.2669 | 43.5827 | 45.4779 | 32.092 | 37.921
Central Coast | MORRO BAY 1102circuit_breaker | 8050 | 53 | 188.2063 | 171 | 231.6292 | 21 | 3.1187e-05 | 0.079385 | 1.6968 | 1.404e-06 | 4.1738e-05 | 0.30994 | 0.81253 | {4C9F3CAE-E991-4EA7-BCAB-BA03C4CEAE92} | 183011102 | MORRO BAY 1102 | circuit_breaker | 35.3752 | -120.855 | 65 | 111 | 13007.4844 |  | 8911.8848 |  | 4095.5997 | 5907.9517 | 995.491 | 0.00087651 | 0.00065493 | 2367 | 2.9397 | 6.559 | 2 | 2.379 | 7.8525 | -1.5837 | 0.0069355 | 0.0074859 | 1.011 | 293.0063 | 27.356 | 25.4539 | 0.61276 | 16.8811 | 17.757 | 14.5174 | 32.2% | 34.5% | 31.3% | 37.2% | 9.5% | 89.7% | 0.33991 | 0.035323 | 2.4167 | 14.2083 | 1.1305 | 2.7581 | 8.1755 | 8.5166 | 1.5901 | 2.2201 | 16.2701 | 15.2774 | 12.6967 | 11.3066 | 43.9994 | 45.1152 | 36.6644 | 41.7168
Bay Area | SNEATH LANE 110210255 | 476 | 5 | 13.5605 | 13 | 17.2063 | 1 | 4.1687e-05 | 0.037818 |  | 1.5765e-06 | 4.1687e-05 | 0.38462 | 0.78811 | {5D1C1AAB-9C80-45FC-B4E5-476A83A13C6E} | 22721102 | SNEATH LANE 1102 | 10255 | 37.6353 | -122.4563 | 80 | 644 | 31817.4541 |  | 4666.4719 |  | 27150.9822 | 0 | 243.5358 | 4.1687e-05 | 4.1687e-05 | 2368 | 2.4942 | 8.9368 | 2 | 3.4148 | 7.6668 | -6.9511 | 0.06 | 0.0074781 | 1.8141 | 291.807 | 24.3791 | 20.2571 | 0.55183 | 17.2134 | 18.7726 | 40.0604 | 35% | 0% | 34.7% | 29.9% | 4.2% | 94.7% | 0.6875 | 0.22 | 14 | 22 | 8.65 | 13 | 9.6599 | 8.2138 | 1.5047 | 2.32 | 16.3033 | 14.8554 | 12.9064 | 11.6025 | 42.0361 | 39.1653 | 34.9174 | 42.2999
Central Coast | MORGAN HILL 2104XR018 | 1097 | 169 | 379.1503 | 795 | 774.7835 | 92 | 3.2243e-05 | 7.8997 | 1.4667 | 0.00026108 | 4.1674e-05 | 0.21258 | 0.48936 | {98ADBEF9-BACB-4586-BAAB-FCF78599AE57} | 83242104 | MORGAN HILL 2104 | XR018 | 37.1274 | -121.6483 | 293 | 270 | 39263.152 |  | 17280.6805 |  | 21982.4715 | 9365.0904 | 13609.1975 | 0.003834 | 0.0029663 | 2369 | 5.742 | 20.3609 | 2 | 2.4853 | 6.1139 | 1.0056 | 0.050875 | 0.0066364 | 1.5797 | 295.6005 | 41.1898 | 35.206 | 1.0312 | 13.6827 | 14.9852 | 3.9462 | 32.1% | 31.4% | 32.8% | 83% | 73.1% | 20.5% | 0.27329 | 0.06278 | 3.9167 | 18.9405 | 1.7123 | 4.9688 | 10.1086 | 9.0108 | 2.0445 | 3.7463 | 12.8271 | 8.5246 | 8.1773 | 4.9811 | 59.5314 | 78.1451 | 53.2064 | 79.5373
Central Coast | POINT MORETTI 110135874 | 8617 | 20 | 27.5167 | 24 | 30.2171 | 1 | 4.1575e-05 | 0.037818 |  | 1.5723e-06 | 4.1575e-05 | 0.83333 | 0.91063 | {7580C145-BC76-4DF0-BE7D-C5FC1E8761E1} | 82931101 | POINT MORETTI 1101 | 35874 | 37.0312 | -122.1871 | 16 | 2 | 490.7539 |  | 440.1765 |  | 50.5775 | 440.1765 | 50.5775 | 4.1575e-05 | 4.1575e-05 | 2370 | 6.572 | 18.4293 | 2 | 2.4759 | 6.1706 | -10.2762 | 0.0875 | 0.0071575 | 2.2747 | 293.6137 | 27.6258 | 27.7508 | 0.6672 | 16.74 | 18.3751 | 0 | 31.9% | 0% | 51.5% | 78.4% | 13.7% | 87.4% | 0 | 0.0225 | 4.5 | 9.25 | 0.34 | 6 | 10.9073 | 9.5052 | 1.5677 | 2.772 | 16.6149 | 12.8074 | 10.9775 | 8.3823 | 51.24 | 57.7988 | 38.4044 | 55.0861
Central Coast | POINT MORETTI 110112122 | 3867 | 147 | 376.3478 | 307 | 466.4672 | 29 | 3.638e-05 | 0.10521 | 1.3492 | 3.4113e-06 | 4.1527e-05 | 0.47883 | 0.8068 | {9CD1A9B9-F6CA-4FBA-A861-B1CC3280E49B} | 82931101 | POINT MORETTI 1101 | 12122 | 37.0664 | -122.2286 | 87 | 50 | 17133.8971 |  | 12806.7268 |  | 4327.1703 | 9019.8604 | 4267.5221 | 0.0012043 | 0.001055 | 2371 | 8.9635 | 22.2341 | 2 | 3.0883 | 7.7865 | -4.7922 | 0.046452 | 0.0071635 | 2.3269 | 293.2126 | 27.7035 | 29.3482 | 0.63784 | 16.7133 | 18.3225 | 1.1624 | 31.7% | 30.2% | 40.7% | 91.2% | 10.8% | 86.4% | 0.13897 | 0.060157 | 1.8966 | 12.3793 | 0.87758 | 2.4758 | 11.9838 | 10.3559 | 1.5403 | 2.6332 | 16.2596 | 12.7228 | 10.5638 | 8.018 | 55.2769 | 61.6049 | 39.1214 | 56.607
North Valley | BUCKS CREEK 1103circuit_breaker | 9200 | 18 | 21.9068 | 61 | 42.8082 | 21 | 3.6381e-05 | 0.048275 | 4.2302 | 1.7719e-06 | 4.1449e-05 | 0.29508 | 0.51174 | {2C93052B-CAB6-4039-91C2-ECB9C837F00A} | 102211103 | BUCKS CREEK 1103 | circuit_breaker | 39.9115 | -121.327 | 57 | 6 | 3820.3163 |  | 3699.7995 |  | 120.5168 | 3699.7995 | 120.5168 | 0.00087043 | 0.00076401 | 2372 | 14.6557 | 34.2546 | 3 | 2.9245 | 8.1363 | -1.3531 | 0.042931 | 0.0048056 | 5.3586 | 290.9283 | 47.5936 | 38.8118 | 1.0646 | 11.516 | 14.1133 | 0.60454 | 17.3% | 27.5% | 26% | 98% | 19.4% | 3.2% | 0.073937 | 0.055784 | 1.8 | 7.8 | 0.097241 | 1.0517 | 14.3487 | 11.3677 | 1.8354 | 3.3349 | 12.8903 | 5.3965 | 7.2226 | 3.8532 | 67.2128 | 121.04 | 53.6674 | 95.2449
Bay Area | ALTO 112265474 | 6923 | 237 | 523.4777 | 756 | 812.2986 | 33 | 5.7525e-05 | 0.037818 | 0.35536 | 2.1755e-06 | 4.133e-05 | 0.31349 | 0.64444 | {C2F314B0-1B7A-4CC5-862B-042BD22A1A33} | 42031122 | ALTO 1122 | 65474 | 37.9126 | -122.5226 | 143 | 214 | 15827.669 |  | 5874.8397 |  | 9952.8293 | 4236.5189 | 7614.2458 | 0.0013639 | 0.0018983 | 2373 | 4.8419 | 12.6784 | 2.0455 | 2.5228 | 6.7713 | 1.3866 | 0.065682 | 0.0073392 | 2.3445 | 294.16 | 28.993 | 25.5345 | 0.73754 | 16.1482 | 17.8702 | 21.2984 | 34.8% | 28.7% | 55.4% | 58.1% | 25.6% | 84.9% | 0.43684 | 0.032955 | 5.5641 | 18.9231 | 6.2386 | 17.1818 | 10.4604 | 8.9924 | 1.6234 | 2.9264 | 14.5719 | 12.9829 | 12.1787 | 9.4935 | 49.9195 | 50.1709 | 40.8953 | 50.8292
Central Coast | SISQUOC 1102M52 | 4653 | 90 | 171.8962 | 337 | 284.8524 | 91 | 4.4201e-05 | 0.95744 | 1.0068 | 4.075e-05 | 4.1291e-05 | 0.26706 | 0.60346 | {762B78C6-15BB-49D8-AF4E-4B3C32E16EAE} | 182811102 | SISQUOC 1102 | M52 | 34.9255 | -120.3465 | 143 | 68 | 66954.0693 |  | 57351.1566 |  | 9602.9127 | 54915.488 | 9571.1508 | 0.0037575 | 0.0040223 | 2374 | 2.1927 | 5.5022 | 2.9457 | 3.1112 | 8.2437 | -2.0476 | 0.011868 | 0.0067317 | 1.1505 | 298.0552 | 47.5333 | 39.9671 | 1.3106 | 12.3897 | 13.2692 | 0.49132 | 31.5% | 24.7% | 55.3% | 29.1% | 92.7% | 2.9% | 0.09416 | 0.030338 | 1.242 | 11.0955 | 0.17344 | 0.44636 | 8.9855 | 8.4372 | 2.1917 | 3.9293 | 10.0837 | 8.4693 | 6.4264 | 5.5407 | 67.6443 | 76.5043 | 66.779 | 77.5485
Sierra | VACAVILLE 11046542 | 3978 | 557 | 805.0294 | 1193 | 1097.6459 | 164 | 4.4761e-05 | 2035.9966 | 52.4525 | 0.079956 | 0.00069452 | 0.46689 | 0.73341 | {82F07A4A-6ADB-4C33-B8E8-182597EEA877} | 63601104 | VACAVILLE 1104 | 6542 | 38.3422 | -122.0077 | 197 | 153 | 35644.5975 | 22.1486 | 23785.8023 | 14.7798 | 11858.7951 | 23785.8023 | 11858.7951 | 0.1139 | 0.0073409 | 585 | 1.1157 | 4.1166 | 2 | 3.4121 | 8.1841 | -1.8411 | 0.014937 | 0.0065911 | 1.6637 | 298.1655 | 43.8429 | 39.1417 | 1.3384 | 13.2056 | 14.5586 | 4.2374 | 60.7% | 85.4% | 15.6% | 7.3% | 84.1% | 91.5% | 0.029151 | 0.042379 | 1.9524 | 15.1928 | 4.0426 | 5.2 | 8.743 | 6.8209 | 2.3433 | 4.0993 | 12.9453 | 6.088 | 8.5885 | 4.0175 | 51.1737 | 92.7901 | 52.9686 | 91.9237
North Coast | CLEAR LAKE 11024708 | 5445 | 10 | 13.3736 | 17 | 15.3599 | 4 | 6.9588e-05 | 202.9572 | 0 | 0.011567 | 4.1204e-05 | 0.58824 | 0.87068 | {7C347C2A-D137-4C7B-9A15-013D3BAB11C4} | 42141102 | CLEAR LAKE 1102 | 4708 | 39.0258 | -122.9167 | 64 | 80 | 8302.2434 |  | 4509.6824 |  | 3792.5609 | 312.1287 | 461.1137 | 0.00016481 | 0.00027835 | 2376 | 2.1666 | 6.8807 | 2 | 2.7514 | 6.8426 | 0.049291 | 0.016 | 0.0060762 | 2.1854 | 296.4504 | 38.7301 | 38.2424 | 1.1882 | 14.448 | 16.1793 | 16.4218 | 3.1% | 0% | 20.1% | 6% | 83.4% | 23% | 0.12956 | 0.025 | 2.6667 | 22 | 1.507 | 1.7 | 11.6019 | 10.0356 | 2.3933 | 4.0184 | 13.6501 | 8.0452 | 9.3831 | 4.9394 | 65.8775 | 95.649 | 49.7853 | 80.6032
North Valley | DESCHUTES 11011580 | 2237 | 1159 | 1719.1022 | 2574 | 2233.818 | 428 | 0.00010322 | 118.2829 | 5.0927 | 0.0077201 | 0.00027709 | 0.45027 | 0.76958 | {064EA007-8A62-40F7-BDB2-55C9C2572F4C} | 103351101 | DESCHUTES 1101 | 1580 | 40.5648 | -122.1913 | 509 | 405 | 122995.8255 | 76.4263 | 79522.8496 | 49.4133 | 43472.9759 | 74786.9655 | 39390.9316 | 0.11859 | 0.04418 | 1167 | 3.6946 | 9.3589 | 2.1349 | 2.3468 | 6.9848 | 0.18699 | 0.025455 | 0.0060335 | 3.2821 | 297.3025 | 45.7362 | 37.3652 | 1.4679 | 12.4655 | 14.869 | 0.75478 | 45.7% | 29.9% | 79.5% | 48% | 68.8% | 65.6% | 0.097517 | 0.055884 | 1.5513 | 14.7725 | 2.2296 | 2.2539 | 11.4604 | 9.567 | 2.6937 | 4.6082 | 12.3602 | 5.8933 | 7.4994 | 4.4176 | 66.7762 | 104.1603 | 56.4221 | 92.3782
Bay Area | PUEBLO 1104640 | 6687 | 20 | 33.0779 | 56 | 53.0424 | 8 | 4.8732e-05 | 20.97 | 0.0085751 | 0.00044571 | 4.1047e-05 | 0.35714 | 0.62361 | {425E28B1-6940-4649-A8D4-A58D56D174C1} | 43291104 | PUEBLO 1104 | 640 | 38.3496 | -122.268 | 111 | 109 | 10933.3546 |  | 4473.5204 |  | 6459.8342 | 1072.0071 | 531.9602 | 0.00032838 | 0.00038986 | 2378 | 1.0435 | 5.2349 | 2 | 2.2179 | 5.825 | -0.57773 | 0.014737 | 0.0070226 | 1.7401 | 296.9334 | 37.1361 | 31.8381 | 1.0585 | 14.8473 | 16.2436 | 11.3751 | 34.3% | 7.9% | 44.6% | 9.6% | 78.6% | 30.9% | 0.40601 | 0.0063158 | 3.7 | 10.2 | 0.35211 | 2.9474 | 6.9614 | 5.8525 | 2.0456 | 3.7265 | 14.4256 | 9.251 | 10.6292 | 5.7257 | 46.0526 | 70.0017 | 44.6425 | 75.268
Bay Area | SAN RAFAEL 11071415 | 6889 | 12 | 19.5137 | 134 | 90.2622 | 10 | 0.00012556 | 0.037818 | 0.04918 | 4.7484e-06 | 4.1012e-05 | 0.089552 | 0.21619 | {D3D9A372-719E-4A04-B8A6-E8D2724FA93F} | 42011107 | SAN RAFAEL 1107 | 1415 | 37.9673 | -122.5378 | 41 | 225 | 12418.1603 |  | 1913.2696 |  | 10504.8908 | 1054.2427 | 7130.0122 | 0.00041012 | 0.0012556 | 2379 | 7.5218 | 16.2414 | 3 | 1.7928 | 5.8131 | -4.3921 | 0.14056 | 0.0070735 | 2.7251 | 295.5865 | 33.447 | 29.6893 | 0.92744 | 15.1802 | 16.9727 | 24.8659 | 34.1% | 12.1% | 90.9% | 78.6% | 58.6% | 46.3% | 0.29192 | 0.015556 | 11.1667 | 22 | 0.83444 | 7.4444 | 11.1145 | 9.5513 | 1.8968 | 3.4688 | 13.6079 | 11.4153 | 11.2231 | 8.6453 | 55.4133 | 59.9135 | 45.8629 | 58.2955
Bay Area | MONTICELLO 1101circuit_breaker | 8715 | 25 | 47.3423 | 29 | 48.8242 | 7 | 5.33e-05 | 0.037817 | 0.55842 | 2.0157e-06 | 4.0993e-05 | 0.86207 | 0.96965 | {CCC05F57-600B-48FA-93EA-7CC307C90265} | 43051101 | MONTICELLO 1101 | circuit_breaker | 38.509 | -122.2142 | 12 | 1 | 908.7874 |  | 898.3339 |  | 10.4536 | 898.3339 | 10.4536 | 0.00028695 | 0.0003731 | 2380 | 5.3239 | 21.79 | 2 | 2.5547 | 8.2069 | -0.99406 | 0.00625 | 0.0064864 | 1.657 | 297.5483 | 42.9417 | 35.4652 | 1.275 | 13.5257 | 14.8123 | 2.2308 | 33.9% | 34.9% | 50.8% | 93.3% | 99.3% | 4% | 0.20185 | 0.0025 | 2.2 | 8.4 | 6.905 | 3.625 | 9.2902 | 7.3292 | 2.3574 | 3.9484 | 13.0801 | 7.5774 | 9.3091 | 4.9642 | 55.337 | 86.7789 | 51.0121 | 82.6093
North Coast | CLOVERDALE 1102circuit_breaker | 8011 | 33 | 41.4518 | 52 | 51.9773 | 3 | 5.9065e-05 | 0.050628 | 0.50124 | 3.1752e-06 | 4.0917e-05 | 0.63462 | 0.7975 | {A0D136BC-BED5-4E61-825E-2EC84D15BD33} | 42821102 | CLOVERDALE 1102 | circuit_breaker | 38.7973 | -123.0109 | 74 | 187 | 16137.4995 |  | 4874.945 |  | 11262.5545 | 420.2416 | 569.7847 | 0.00012275 | 0.0001772 | 2381 | 2.9146 | 8.5598 | 2.7143 | 2.2463 | 5.8109 | -3.2098 | 0.035714 | 0.0066719 | 2.9438 | 296.3355 | 38.6546 | 38.5237 | 1.1333 | 14.1823 | 16.1695 | 17.1366 | 2.9% | 10% | 10.1% | 12.8% | 75.3% | 18.1% | 0.24542 | 0.021429 | 3.6667 | 19.5 | 5.3029 | 7.4286 | 12.2499 | 10.6982 | 2.4269 | 3.9521 | 13.567 | 8.3259 | 7.8567 | 4.6357 | 70.2288 | 98.6453 | 51.0995 | 80.323
Central Valley | OAKHURST 110110090 | 2763 | 828 | 1128.4434 | 3724 | 2480.9163 | 540 | 4.5197e-05 | 1363.7005 | 14.7835 | 0.04567 | 0.00031016 | 0.22234 | 0.45485 | {2F234991-7E43-4D60-8350-25C731139A77} | 254421101 | OAKHURST 1101 | 10090 | 37.364 | -119.7252 | 626 | 672 | 123090.4941 | 76.4851 | 71069.2859 | 44.1605 | 52021.2082 | 71069.2859 | 52021.2082 | 0.16749 | 0.024407 | 1079 | 3.0519 | 9.1869 | 2.0721 | 1.8564 | 4.5977 | -0.2987 | 0.031736 | 0.0057801 | 2.0998 | 297.1923 | 53.3011 | 36.5435 | 1.4925 | 10.9928 | 12.4034 | 1.0854 | 54.3% | 55.2% | 48.1% | 47.7% | 86.5% | 18% | 0.068258 | 0.07495 | 2.0491 | 15.9076 | 1.656 | 3.5332 | 9.4288 | 8.0793 | 2.6189 | 4.2135 | 10.6447 | 5.9282 | 6.7171 | 4.0392 | 52.5169 | 75.0948 | 65.1145 | 91.644
Bay Area | SNEATH LANE 1106circuit_breaker | 3239 | 153 | 542.654 | 199 | 565.8586 | 20 | 5.7087e-05 | 3.6845 | 0.14224 | 0.00016415 | 4.0743e-05 | 0.76884 | 0.95899 | {66ED3CF0-2002-44E6-BE2F-18363B4298A8} | 22721106 | SNEATH LANE 1106 | circuit_breaker | 37.6221 | -122.447 | 144 | 896 | 48107.178 |  | 9891.2145 |  | 38215.9635 | 3587.2513 | 6682.0129 | 0.00081487 | 0.0011417 | 2383 | 3.2063 | 10.0502 | 2 | 3.6195 | 8.1574 | -0.66509 | 0.027647 | 0.0073071 | 2.0353 | 292.4173 | 27.0644 | 21.9398 | 0.63803 | 16.5003 | 18.0761 | 24.936 | 33.8% | 19% | 55% | 35.8% | 9.1% | 87.8% | 0.28466 | 0.056176 | 8 | 20.4762 | 11.0238 | 5.8529 | 9.9225 | 8.3953 | 1.5877 | 2.6934 | 15.5174 | 13.5811 | 12.4855 | 10.3899 | 44.8823 | 42.1653 | 37.5953 | 48.2543
Bay Area | MONTICELLO 110165454 | 5549 | 24 | 35.4213 | 62 | 54.6842 | 8 | 4.7318e-05 | 134.2035 | 0.00023107 | 0.0066316 | 4.0682e-05 | 0.3871 | 0.64774 | {9E39C048-EF22-4DAE-9CE9-DEC0330A8321} | 43051101 | MONTICELLO 1101 | 65454 | 38.4489 | -122.1955 | 34 | 33 | 7634.7595 |  | 3019.3036 |  | 4615.4559 | 1332.2655 | 2442.5597 | 0.00032546 | 0.00037855 | 2384 | 2.6789 | 7.8211 | 2 | 2.7783 | 7.6815 | 1.1144 | 0.041818 | 0.0064174 | 1.8637 | 296.6614 | 41.2347 | 34.3612 | 1.1804 | 13.837 | 15.2647 | 0.39755 | 33.6% | 6.3% | 41.7% | 21.6% | 96.9% | 8.2% | 0.20148 | 0.029091 | 1.8 | 17.4667 | 0.97242 | 1.8788 | 8.0182 | 6.4359 | 2.2013 | 3.7719 | 13.4396 | 7.9095 | 9.8486 | 5.0429 | 50.772 | 80.2767 | 49.3425 | 81.7072
Bay Area | CASTRO VALLEY 1106MR205 | 2072 | 1 | 1.6135 | 4 | 3.6388 | 1 | 4.053e-05 | 0.037818 |  | 1.5328e-06 | 4.053e-05 | 0.25 | 0.44342 | {E6DE5FA6-EF94-448F-BB17-EE24C05283D8} | 14091106 | CASTRO VALLEY 1106 | MR205 | 37.7059 | -122.0615 | 159 | 1132 | 54643.327 |  | 8740.8691 |  | 45902.4579 | 143.1328 | 1211.2623 | 4.053e-05 | 4.053e-05 | 2385 | 4.2123 | 15.425 | 2 | 2.3425 | 5.589 | -5.5921 | 0.02 | 0.0068979 | 1.7478 | 293.8439 | 32.5174 | 30.7815 | 0.78702 | 15.5489 | 17.0218 | 37.1108 | 33.4% | 0% | 33% | 73.5% | 35.6% | 67.3% | 0.56392 | 0.0375 | 6.5 | 22 | 0 | 1 | 8.6072 | 7.7711 | 1.662 | 3.3089 | 15.1907 | 10.4248 | 10.0246 | 6.1529 | 47.6789 | 68.5575 | 44.0617 | 69.4828
Central Coast | CAYUCOS 1102circuit_breaker | 951 | 141 | 221.4171 | 938 | 707.2268 | 77 | 5.8999e-05 | 0.10434 | 0.45305 | 4.9624e-06 | 4.044e-05 | 0.15032 | 0.31308 | {80B87962-AD85-4936-A71D-968069A54623} | 182551102 | CAYUCOS 1102 | circuit_breaker | 35.4488 | -120.8708 | 230 | 307 | 66910.3029 |  | 46289.4977 |  | 20620.8052 | 20474.7402 | 5336.0325 | 0.0031139 | 0.0045429 | 2386 | 3.1747 | 8.783 | 2.737 | 2.7884 | 9.1505 | -2.7837 | 0.024014 | 0.0063749 | 1.5596 | 295.5197 | 37.6374 | 31.9294 | 0.96696 | 14.4277 | 15.4962 | 0.26784 | 31.1% | 15% | 70% | 49.1% | 47.4% | 37.9% | 0.035296 | 0.025571 | 1.2661 | 11.8899 | 1.3977 | 3.2457 | 8.8147 | 8.5037 | 1.6639 | 3.0377 | 14.4307 | 10.7348 | 11.3814 | 7.8977 | 48.8325 | 62.4796 | 44.4218 | 62.2671
Sierra | CLARKSVILLE 210619642 | 6973 | 5 | 8.9715 | 6 | 9.4272 | 1 | 4.0388e-05 | 92.4574 |  | 0.0037342 | 4.0388e-05 | 0.83333 | 0.95166 | {6458AB58-DA5E-4D0A-95E1-69BD6C7E0EA2} | 153612106 | CLARKSVILLE 2106 | 19642 | 38.6832 | -121.0684 | 53 | 2 | 2595.0664 |  | 2579.2739 |  | 15.7925 | 618.1955 | 0 | 4.0388e-05 | 4.0388e-05 | 2387 | 0.49099 | 2.7337 | 2 | 2.7295 | 6.7273 | -2.8229 | 0 | 0.0062884 | 2.2372 | 296.9311 | 46.127 | 33.4653 | 1.3028 | 12.752 | 14.3026 | 15.9136 | 7.1% | 0% | 13.4% | 2.2% | 58.3% | 79% | 0.32812 | 0.0125 | 1.5 | 8 | 0 | 0.75 | 7.886 | 5.964 | 2.3744 | 4.1219 | 12.8972 | 6.6097 | 8.7402 | 4.4151 | 53.5483 | 80.3175 | 55.0565 | 88.4516
Central Coast | SARATOGA 1107LC26 | 429 | 425 | 889.0416 | 1447 | 1495.7509 | 96 | 5.5845e-05 | 0.037818 | 0.45825 | 2.112e-06 | 4.0174e-05 | 0.29371 | 0.59438 | {AB3D61A8-2047-43B4-8648-838CA93AAC23} | 83371107 | SARATOGA 1107 | LC26 | 37.2495 | -122.0193 | 179 | 230 | 20415.1182 |  | 9086.0614 |  | 11329.0568 | 9086.0614 | 11329.0568 | 0.0038567 | 0.0053612 | 2388 | 4.6538 | 12.9985 | 2.3139 | 1.8218 | 5.4728 | -0.51664 | 0.067664 | 0.0064588 | 2.4434 | 294.7306 | 41.0722 | 35.5344 | 0.99762 | 13.5627 | 15.0724 | 8.7083 | 31% | 15.2% | 67.2% | 64.1% | 61% | 17.6% | 0.28579 | 0.067737 | 3.8113 | 19.7596 | 3.5826 | 10.562 | 10.2018 | 8.5023 | 1.8999 | 3.5014 | 13.2562 | 8.2145 | 8.7135 | 5.3793 | 56.6819 | 78.6014 | 50.4449 | 80.1989
Bay Area | IGNACIO 11011779 | 9418 | 5 | 11.9824 | 14 | 17.7492 | 4 | 6.3083e-05 | 0.037818 | 0.21449 | 2.3857e-06 | 4.0016e-05 | 0.35714 | 0.6751 | {A1F417AE-CB88-4BF5-A5DF-07DA5F529B12} | 42481101 | IGNACIO 1101 | 1779 | 38.0634 | -122.5623 | 13 | 19 | 1581.6706 |  | 677.0293 |  | 904.6413 | 385.9886 | 763.5808 | 0.00016006 | 0.00025233 | 2389 | 2.5625 | 7.5592 | 2.4 | 2.4542 | 7.539 | 2.1873 | 0.038 | 0.0070378 | 2.3174 | 295.5296 | 33.6283 | 30.6932 | 0.91705 | 15.2423 | 16.7996 | 5.1489 | 33.2% | 23.6% | 62.6% | 19.4% | 55.7% | 51% | 0.52735 | 0.004 | 4.6 | 22 | 0.324 | 2.8 | 10.869 | 9.4399 | 1.8429 | 3.3341 | 13.8876 | 11.6338 | 11.5368 | 8.5755 | 54.5228 | 61.441 | 44.799 | 58.3857
Sierra | MAXWELL 11053008 | 6478 | 9 | 28.412 | 47 | 39.7109 | 17 | 3.9164e-05 | 2.6195 | 0.9753 | 0.00010274 | 3.9834e-05 | 0.19149 | 0.71547 | {3FFCF8AB-2F3C-40D6-BE9B-68EE284722AE} | 62881105 | MAXWELL 1105 | 3008 | 39.276 | -122.2733 | 68 | 61 | 26134.778 |  | 24475.225 |  | 1659.553 | 5862.1498 | 418.2875 | 0.00067718 | 0.00066579 | 2390 | 0.87177 | 2.6941 | 2 | 2.8599 | 8.1608 | -2.992 | 0.0052055 | 0.0064781 | 1.2671 | 298.1291 | 44.9472 | 34.1885 | 1.3679 | 13.2686 | 14.4278 | 0.33835 | 6.8% | 6.8% | 12.4% | 2% | 93.9% | 92.4% | 0.10157 | 0.0045205 | 2.3333 | 11.8667 | 0.4337 | 0.64384 | 10.336 | 8.3982 | 2.6317 | 4.2239 | 12.6085 | 6.9991 | 8.8528 | 4.6591 | 64.8819 | 96.519 | 54.248 | 85.6494
Central Coast | LAURELES 11116421 | 8738 | 30 | 52.1322 | 305 | 210.598 | 26 | 4.4061e-05 | 0.038029 | 0.80169 | 1.674e-06 | 3.9464e-05 | 0.098361 | 0.24754 | {10DE6DA0-CA5B-473A-800A-83AA9ED5A37C} | 182371111 | LAURELES 1111 | 6421 | 36.4545 | -121.6954 | 24 | 23 | 3999.3276 |  | 2777.3682 |  | 1221.9594 | 2777.3682 | 1221.9594 | 0.0010261 | 0.0011456 | 2391 | 4.3332 | 9.7244 | 2 | 1.9526 | 5.4039 | 1.552 | 0.049783 | 0.006829 | 1.5105 | 295.6486 | 30.8307 | 30.364 | 0.90473 | 16.1404 | 17.4956 | 0.35992 | 30.8% | 21.5% | 54.8% | 52.2% | 36.3% | 74.4% | 0.029491 | 0.033913 | 1.6786 | 14.1429 | 1.677 | 6.6304 | 10.6233 | 9.6457 | 1.6955 | 3.1693 | 15.5581 | 12.1536 | 12.038 | 9.3558 | 50.3203 | 69.2751 | 40.2002 | 54.8909
Central Valley | AUBERRY 1101R2578 | 4967 | 538 | 1042.6445 | 1927 | 1534.6161 | 422 | 1.9672e-05 | 1781.5921 | 39.542 | 0.031823 | 0.00039178 | 0.27919 | 0.67942 | {E7B58C7C-DEE3-44AF-9DC1-540E49CB1676} | 254151101 | AUBERRY 1101 | R2578 | 37.0177 | -119.4272 | 724 | 671 | 124970.8915 | 77.6535 | 74321.3837 | 46.1813 | 50649.5078 | 74321.3837 | 50649.5078 | 0.16533 | 0.0083016 | 951 | 1.6273 | 4.8624 | 2 | 2.053 | 4.6519 | -0.33445 | 0.010558 | 0.005662 | 1.6964 | 297.0566 | 55.8065 | 37.3701 | 1.4906 | 10.5167 | 11.7863 | 0.68356 | 58.5% | 78.9% | 14.6% | 22.6% | 86.3% | 11.8% | 0.041208 | 0.041395 | 1.8708 | 15.8333 | 1.4415 | 1.8547 | 6.0661 | 5.6107 | 2.5925 | 4.1145 | 9.5657 | 5.5887 | 5.9786 | 3.6604 | 52.0382 | 79.1193 | 71.8036 | 95.3233
North Coast | SONOMA 1103418 | 842 | 0 | 0 | 8 | 3.8187 | 3 | 5.4225e-05 | 0.037818 | 0.14645 | 2.0507e-06 | 3.9293e-05 | 0 | 0 | {989A9D45-A06C-4EF7-99F0-5A8D5A73FF7C} | 42721103 | SONOMA 1103 | 418 | 38.2916 | -122.4548 | 230 | 591 | 36885.6166 |  | 9496.5275 |  | 27389.0891 | 326.2189 | 85.0245 | 0.00011788 | 0.00016267 | 2393 | 1.3766 | 4.7707 | 3 | 1.9492 | 5.9142 | 5.8442 | 0.05 | 0.0069168 | 2.6782 | 295.9402 | 35.8392 | 30.9486 | 0.9978 | 14.8358 | 16.5577 | 3.4119 | 2.7% | 5% | 6.5% | 0.5% | 63.3% | 32.6% | 0.094026 | 0.026667 | 2.6667 | 16.3333 | 1.2267 | 2.6667 | 7.9174 | 6.4686 | 1.8956 | 3.5618 | 14.3142 | 9.7906 | 10.1974 | 6.4361 | 50.138 | 64.3237 | 45.4643 | 70.6778
Central Coast | OILFIELDS 1103N62 | 7638 | 1 | 1.2048 | 7 | 2.4946 | 2 | 4.7962e-05 | 2.7361 | 0.66279 | 0.00013114 | 3.9282e-05 | 0.14286 | 0.48295 | {8F3B3809-0943-44A3-BEB7-992AA87124DA} | 182391103 | OILFIELDS 1103 | N62 | 35.7884 | -120.9562 | 47 | 25 | 9622.3276 |  | 8948.1922 |  | 674.1354 | 8948.1922 | 674.1354 | 7.8564e-05 | 9.5923e-05 | 2394 | 0.99713 | 3.0169 | 2 | 2.2044 | 6.6111 | -1.2961 | 0.010762 | 0.0056931 | 0.97493 | 299.1409 | 44.2622 | 37.3985 | 1.4405 | 13.6647 | 14.476 | 0.26761 | 30.4% | 18.3% | 60.8% | 8.6% | 98.4% | 20% | 0.13389 | 0.024 | 1.6 | 12.9556 | 0 | 0.066667 | 8.1201 | 7.5515 | 2.5494 | 4.1144 | 12.5677 | 8.1452 | 9.1538 | 5.4706 | 53.5309 | 78.4142 | 55.1641 | 79.9922
Central Valley | STONE CORRAL 111075288 | 676 | 9 | 26.5112 | 27 | 34.7145 | 5 | 8.3382e-06 | 2.9091 | 6.0662 | 2.3972e-05 | 3.911e-05 | 0.33333 | 0.76369 | {2BE56CEB-D130-4F64-98EE-3834ECE93155} | 252921110 | STONE CORRAL 1110 | 75288 | 36.4717 | -119.1604 | 403 | 496 | 72904.2223 |  | 47821.8592 |  | 25082.3631 | 1818.7235 | 446.3773 | 0.00019555 | 4.1691e-05 | 2395 | 0.40399 | 1.2766 | 2 | 2.0061 | 4.6642 | -0.83647 | 0.0012 | 0.0057743 | 0.98873 | 299.2506 | 59.8281 | 40.1666 | 1.7169 | 9.9358 | 10.8774 | 0.62463 | 12% | 28.3% | 5.1% | 1.8% | 97.8% | 6% | 0.13319 | 0.0036 | 1.6 | 14.2667 | 1.89 | 1.08 | 6.1314 | 5.6314 | 3.1874 | 4.389 | 9.022 | 5.5216 | 6.4187 | 3.7701 | 56.2042 | 79.7091 | 73.2653 | 95.1995
Bay Area | FLORENCE 0401circuit_breaker | 5517 | 12 | 34.9888 | 105 | 81.5872 | 7 | 2.5085e-05 | 0.037818 | 1.753 | 9.4865e-07 | 3.9068e-05 | 0.11429 | 0.42885 | {9898F55D-4181-4FB3-A3AA-B13258B3B860} | 12690401 | FLORENCE 0401 | circuit_breaker | 37.8361 | -122.2202 | 97 | 472 | 24508.9839 |  | 4654.0755 |  | 19854.9084 | 996.0372 | 3834.6988 | 0.00027348 | 0.00017559 | 2396 | 4.6112 | 12.7703 | 2 | 2.0857 | 5.6769 | 3.6453 | 0.14571 | 0.0072275 | 1.7884 | 292.8058 | 32.0577 | 29.4369 | 0.68057 | 15.4758 | 16.9401 | 25.2571 | 33% | 57.6% | 15.1% | 58.8% | 15.4% | 64.2% | 0.71071 | 0.047143 | 12.8571 | 22 | 5.5171 | 15 | 7.878 | 7.2781 | 1.5525 | 2.9979 | 14.8371 | 11.3433 | 10.1273 | 7.4537 | 49.8083 | 54.6717 | 44.2704 | 61.898
North Valley | CRESCENT MILLS 21012230 | 5834 | 283 | 401.8858 | 508 | 519.9295 | 71 | 7.4588e-06 | 1.1787 | 9.6709 | 9.0295e-06 | 3.9021e-05 | 0.55709 | 0.77296 | {729A138E-F406-4953-BD8A-A6BF7C82CC1C} | 103132101 | CRESCENT MILLS 2101 | 2230 | 40.0847 | -120.9178 | 171 | 279 | 29790.9216 |  | 17863.1589 |  | 11927.7627 | 8832.0855 | 3561.2292 | 0.0027705 | 0.00052957 | 2397 | 6.6205 | 16.3989 | 2 | 1.9989 | 6.4628 | -2.9817 | 0.037963 | 0.0040406 | 2.8039 | 291.1352 | 47.3631 | 39.0447 | 1.053 | 11.9429 | 13.9759 | 1.0661 | 17.1% | 43.3% | 3.8% | 70.2% | 18.8% | 24% | 0.16319 | 0.091296 | 1.9324 | 14.6486 | 2.5564 | 4.7037 | 12.2507 | 10.3037 | 1.8318 | 3.1727 | 11.9295 | 6.0724 | 7.4104 | 4.8485 | 60.2321 | 93.3042 | 58.8828 | 90.5083
Bay Area | ALTO 1123circuit_breaker | 1013 | 64 | 197.1025 | 140 | 236.0229 | 8 | 4.2796e-05 | 0.043308 | 0.001532 | 1.9198e-06 | 3.8961e-05 | 0.45714 | 0.8351 | {C4F18DDE-7DF7-43C4-9D20-1B47C5ED6CA4} | 42031123 | ALTO 1123 | circuit_breaker | 37.8987 | -122.525 | 195 | 833 | 47418.1781 |  | 9495.092 |  | 37923.0861 | 1041.5153 | 4215.1177 | 0.00031169 | 0.00034237 | 2398 | 3.0358 | 11.7697 | 2 | 2.7954 | 7.0492 | 0.63162 | 0.040714 | 0.0073805 | 2.2467 | 293.6724 | 28.2518 | 24.6283 | 0.69122 | 16.2614 | 17.9478 | 35.2532 | 32.8% | 6.9% | 36.1% | 50.6% | 17.1% | 86.6% | 0.71101 | 0.010714 | 7.2308 | 20.6923 | 5.3957 | 10 | 10.4073 | 8.9238 | 1.5476 | 2.7805 | 14.7993 | 13.3116 | 12.3875 | 9.6738 | 48.7059 | 47.986 | 39.8005 | 49.4741
Bay Area | SAUSALITO 11021224 | 6656 | 29 | 103.5423 | 72 | 128.7955 | 7 | 4.3726e-05 | 0.037818 | 0.21932 | 1.6536e-06 | 3.8845e-05 | 0.40278 | 0.80393 | {BE77E89E-D575-4124-AA7C-BF07ADE3CD3D} | 42491102 | SAUSALITO 1102 | 1224 | 37.8662 | -122.5 | 144 | 146 | 10812.662 |  | 5029.3503 |  | 5783.3117 | 1179.0057 | 378.0186 | 0.00027191 | 0.00030608 | 2399 | 8.2113 | 28.508 | 2 | 4.1311 | 8.9214 | -3.2961 | 0.035 | 0.0073081 | 2.3751 | 292.2946 | 25.5603 | 22.4844 | 0.59631 | 16.838 | 18.5708 | 39.8256 | 32.7% | 24.4% | 37% | 98.4% | 6.7% | 92% | 0.53081 | 0.02 | 2.7778 | 16.7778 | 9.299 | 7.2 | 10.2707 | 8.7485 | 1.4235 | 2.4086 | 15.8148 | 14.3808 | 12.6883 | 10.5274 | 46.1534 | 43.2477 | 35.8719 | 45.1504
Central Valley | PEORIA 17048040 | 4865 | 11 | 24.332 | 70 | 42.8816 | 18 | 2.3501e-05 | 5.9703 | 2.7043 | 0.00012663 | 3.8812e-05 | 0.15714 | 0.56742 | {B68E2FC5-9A54-49EB-9258-EB6EA1DB9D61} | 163781704 | PEORIA 1704 | 8040 | 37.8996 | -120.5039 | 174 | 126 | 54900.0158 |  | 41434.2849 |  | 13465.7309 | 11308.8739 | 3781.9841 | 0.00069862 | 0.00042302 | 2400 | 0.63388 | 1.9262 | 2 | 2.3377 | 5.9834 | -0.98584 | 0.0030769 | 0.0062744 | 1.6842 | 297.529 | 47.1547 | 36.8594 | 1.3696 | 12.5549 | 13.9144 | 0.88039 | 11.8% | 12% | 18.6% | 3.8% | 74.5% | 60.8% | 0.045627 | 0.013268 | 1.5789 | 12.1754 | 0.24513 | 0.44872 | 10.4696 | 7.9719 | 2.4777 | 4.0908 | 12.2564 | 6.8367 | 8.8159 | 4.6415 | 55.2456 | 86.3558 | 54.969 | 86.8154
Sierra | BELL 11082202 | 4798 | 678 | 1293.4154 | 2784 | 1955.6537 | 416 | 4.4272e-05 | 822.6234 | 20.542 | 0.032221 | 0.00039537 | 0.24353 | 0.66137 | {C705CC3B-4CE7-4574-9451-1595DBBA258B} | 152701108 | BELL 1108 | 2202 | 38.9716 | -121.1058 | 524 | 444 | 95819.3385 | 59.5395 | 53223.6255 | 33.0717 | 42595.713 | 51314.2889 | 41117.51 | 0.16447 | 0.018417 | 945 | 2.4084 | 8.0421 | 2 | 2.3955 | 6.3395 | 0.16541 | 0.037614 | 0.0060168 | 2.623 | 296.2295 | 48.536 | 33.4173 | 1.3187 | 11.9785 | 13.6964 | 1.2935 | 41.7% | 63.2% | 15.4% | 30.5% | 72% | 28% | 0.27487 | 0.06285 | 2.6916 | 16.7009 | 6.0641 | 8.8839 | 8.2228 | 6.4162 | 2.2655 | 4.0853 | 12.5605 | 5.5785 | 8.3403 | 3.8351 | 54.3732 | 90.8773 | 54.8441 | 94.4361
Central Coast | SANTA YNEZ 1102320270 | 5620 | 12 | 25.8869 | 70 | 63.6754 | 4 | 5.353e-05 | 0.037818 | 0 | 2.0244e-06 | 3.8718e-05 | 0.17143 | 0.40654 | {5627B063-B665-4EAB-9B4A-39C8A753C0BC} | 182721102 | SANTA YNEZ 1102 | 320270 | 34.5995 | -120.1277 | 69 | 121 | 10570.9207 |  | 4497.6237 |  | 6073.297 | 464.6996 | 249.4747 | 0.00015487 | 0.00021412 | 2402 | 2.4777 | 8.4878 | 2 | 2.631 | 7.9339 | 2.182 | 0.023333 | 0.00681 | 0.86821 | 297.6927 | 37.2104 | 34.0547 | 1.0683 | 14.8932 | 15.5755 | 5.5579 | 30% | 0% | 64.8% | 46.5% | 80.2% | 46.3% | 0.23138 | 0.035 | 2.8 | 22 | 4.0783 | 11.6667 | 12.0791 | 10.3947 | 2.1248 | 3.4225 | 12.8818 | 11.7659 | 7.4637 | 7.8028 | 64.6568 | 67.3662 | 56.1608 | 60.8345
Sierra | WISE 1102307494 | 3287 | 547 | 892.5005 | 1585 | 1263.5227 | 272 | 4.3853e-05 | 442.6079 | 28.4077 | 0.023253 | 0.00057 | 0.34511 | 0.70636 | {DAD370F0-D502-456B-9D6C-C04B93F7ABC9} | 152271102 | WISE 1102 | 307494 | 38.9339 | -121.1791 | 373 | 256 | 76871.5966 | 47.7659 | 54215.3663 | 33.688 | 22656.2302 | 49357.8411 | 19613.2181 | 0.15504 | 0.011928 | 710 | 2.6057 | 8.8447 | 2 | 2.5065 | 6.6321 | -0.39689 | 0.02256 | 0.0064744 | 2.0446 | 297.0911 | 45.4379 | 31.9238 | 1.3106 | 12.8415 | 14.3814 | 0.34607 | 53.4% | 73% | 15.1% | 36.8% | 64.9% | 82.7% | 0.12662 | 0.029157 | 3.1639 | 19.7521 | 0.92067 | 6.1685 | 6.4743 | 6.3232 | 2.2782 | 3.9891 | 12.3377 | 8.2106 | 9.1849 | 5.295 | 56.7396 | 76.3141 | 54.8353 | 80.1742
Central Valley | PEORIA 1704877670 | 7490 | 20 | 33.4931 | 53 | 45.4416 | 23 | 3.1025e-05 | 2.5164 | 2.1339 | 6.8617e-05 | 3.859e-05 | 0.37736 | 0.73706 | {2FC56DAF-3BEA-4D4D-AF4F-08FDD13FFBA2} | 163781704 | PEORIA 1704 | 877670 | 37.9037 | -120.5087 | 41 | 16 | 11182.6139 |  | 10595.2996 |  | 587.3143 | 10595.2996 | 587.3143 | 0.00088757 | 0.00071357 | 2404 | 3.9196 | 13.2371 | 2 | 1.9956 | 5.7064 | -0.44447 | 0.0038235 | 0.0061745 | 1.7378 | 297.6269 | 47.7606 | 37.0118 | 1.4059 | 12.4648 | 13.8402 | 0.78108 | 11.5% | 9.9% | 29% | 63.9% | 78.9% | 58.5% | 0.070084 | 0.010788 | 1.7941 | 11.1765 | 0.22831 | 0.38971 | 10.848 | 8.2356 | 2.5279 | 4.2151 | 11.9702 | 6.6285 | 8.6474 | 4.6044 | 55.8976 | 86.5957 | 56.1753 | 87.8651
Sierra | LINCOLN 11042070 | 4729 | 406 | 679.2622 | 1644 | 1156.2992 | 228 | 4.3473e-05 | 719.0552 | 18.2609 | 0.034598 | 0.00033035 | 0.24696 | 0.58744 | {FDA2EA55-8785-46E8-B115-1C92328E3E9B} | 153701104 | LINCOLN 1104 | 2070 | 38.9276 | -121.2469 | 441 | 338 | 78873.1868 | 49.0096 | 46656.6382 | 28.9912 | 32216.5486 | 26390.3487 | 19272.3183 | 0.075321 | 0.0099119 | 1042 | 1.3038 | 3.8327 | 2 | 2.2427 | 6.4901 | 0.012629 | 0.0223 | 0.0066746 | 1.7843 | 297.5978 | 43.4408 | 31.0807 | 1.3094 | 13.4623 | 14.8895 | 0.38895 | 38.3% | 59.4% | 14.9% | 6.3% | 63.7% | 94.4% | 0.30631 | 0.044829 | 4.0292 | 18.8012 | 4.225 | 7.0244 | 7.8963 | 5.9278 | 2.0999 | 3.8703 | 13.2304 | 6.0452 | 8.7086 | 4.1513 | 48.0985 | 82.7717 | 50.9264 | 91.439
Central Coast | SARATOGA 11075696 | 7676 | 448 | 898.3875 | 1286 | 1383.6786 | 86 | 4.1604e-05 | 0.037818 | 0.78568 | 1.5734e-06 | 3.8404e-05 | 0.34837 | 0.64927 | {01343684-2E22-4CD1-B45D-70EFDFE53735} | 83371107 | SARATOGA 1107 | 5696 | 37.2552 | -122.0274 | 222 | 310 | 26313.3305 |  | 9783.8788 |  | 16529.4517 | 8008.7281 | 12826.0284 | 0.0033028 | 0.0035779 | 2406 | 3.9478 | 11.6475 | 2.1161 | 1.5634 | 4.4307 | -1.0701 | 0.078393 | 0.0064589 | 2.443 | 294.731 | 41.0716 | 35.534 | 0.99762 | 13.5629 | 15.0725 | 17.0944 | 29.9% | 20.7% | 51.6% | 58.8% | 61.2% | 17.8% | 0.36898 | 0.058214 | 3.8614 | 19.8812 | 3.1449 | 11.4821 | 10.2018 | 8.5023 | 1.8999 | 3.5014 | 13.2562 | 8.2149 | 8.7136 | 5.3795 | 56.682 | 78.5991 | 50.4448 | 80.1969
North Valley | WYANDOTTE 110213914 | 4640 | 2 | 1.9572 | 6 | 3.7802 | 1 | 3.8325e-05 | 0.037818 |  | 1.4494e-06 | 3.8325e-05 | 0.33333 | 0.51776 | {D7294FE2-5C1D-4A22-BE67-3B019C568346} | 102911102 | WYANDOTTE 1102 | 13914 | 39.5152 | -121.5462 | 62 | 225 | 10400.1409 |  | 2833.7582 |  | 7566.3827 | 43.1117 | 230.59 | 3.8325e-05 | 3.8325e-05 | 2407 | 3.6113 | 43.9109 | 2 | 2.3235 | 6.8859 | 0.375 | 0 | 0.0064988 | 2.1094 | 297.9776 | 46.0826 | 32.6139 | 1.4013 | 12.6599 | 14.3057 | 19.8244 | 16.8% | 0% | 28.9% | 99.7% | 61% | 74.9% | 0.34454 | 0.005 | 8 | 22 | 14.655 | 3 | 11.1718 | 7.6 | 2.6692 | 4.2698 | 11.7987 | 6.3304 | 8.2126 | 4.3751 | 52.6314 | 86.626 | 57.5693 | 89.5779
Bay Area | SAN RAFAEL 11042651 | 4062 | 17 | 26.4854 | 48 | 43.6477 | 8 | 5.2362e-05 | 0.037818 | 0 | 1.9802e-06 | 3.8316e-05 | 0.35417 | 0.6068 | {B741A95F-002E-44D0-A60B-EBC8CDB18CCD} | 42011104 | SAN RAFAEL 1104 | 2651 | 37.999 | -122.5776 | 16 | 133 | 7511.0197 |  | 1244.9562 |  | 6266.0634 | 1083.7544 | 4852.9809 | 0.00030653 | 0.00041889 | 2408 | 2.5972 | 7.5995 | 2 | 2.2911 | 6.8577 | -6.9841 | 0.069 | 0.0070231 | 2.7868 | 295.2267 | 34.0471 | 30.8218 | 0.91961 | 15.0699 | 16.8658 | 10.7584 | 32.1% | 0% | 49.7% | 19.8% | 56.6% | 38.8% | 0.35251 | 0.015 | 6.7778 | 20.1111 | 1.774 | 4.8 | 11.2603 | 9.6243 | 1.8751 | 3.4404 | 13.7386 | 11.048 | 11.0875 | 8.2144 | 56.2669 | 63.8536 | 46.0862 | 60.8811
Central Valley | CLAY 1103circuit_breaker | 7072 | 90 | 153.434 | 309 | 249.4027 | 41 | 4.3636e-05 | 46.6548 | 1.1103 | 0.001242 | 3.8275e-05 | 0.29126 | 0.61521 | {12C9081C-95BF-4D8B-9422-8F9EBEEF2908} | 163341103 | CLAY 1103 | circuit_breaker | 38.3422 | -120.9347 | 168 | 85 | 31649.8516 |  | 21666.9014 |  | 9982.9502 | 9300.035 | 1397.5644 | 0.0015693 | 0.0017891 | 2409 | 3.108 | 11.9714 | 2 | 1.6975 | 5.4939 | 0.0096333 | 0.010091 | 0.0066516 | 1.5759 | 297.3871 | 43.5077 | 30.1041 | 1.2856 | 13.2912 | 14.6424 | 2.4056 | 11.3% | 6.9% | 45.2% | 60.1% | 51% | 90% | 0.34108 | 0.031115 | 1.6757 | 10.6216 | 1.5788 | 2.8091 | 10.3552 | 7.2315 | 2.4099 | 3.9391 | 12.5498 | 7.432 | 8.9394 | 5.1976 | 47.4964 | 61.6358 | 54.8589 | 81.3033
Central Coast | HATTON 1102648928 | 6591 | 232 | 779.9523 | 357 | 846.8881 | 51 | 3.7941e-05 | 0.046107 | 1.0293 | 1.7109e-06 | 3.827e-05 | 0.64986 | 0.92096 | {96F3BFFE-8B25-45FE-9E94-B3CC1506798D} | 182291102 | HATTON 1102 | 648928 | 36.5332 | -121.9152 | 78 | 50 | 8783.1151 |  | 7661.8083 |  | 1121.3068 | 5792.882 | 993.354 | 0.0019518 | 0.001935 | 2410 | 6.1968 | 18.2443 | 2 | 2.5981 | 7.8396 | -1.7394 | 0.022593 | 0.0071882 | 1.0655 | 291.8295 | 24.2314 | 24.7261 | 0.54152 | 17.5098 | 18.6682 | 2.1982 | 29.7% | 25.2% | 43.2% | 78% | 5.1% | 98.4% | 0.2015 | 0.048969 | 2.1778 | 13.7111 | 4.1363 | 4.4074 | 11.2784 | 10.0519 | 1.3889 | 2.1653 | 16.4559 | 15.138 | 13.6361 | 12.7699 | 44.6306 | 47.2712 | 31.8139 | 38.9798
Sierra | EL DORADO PH 210136764 | 2187 | 25 | 34.809 | 194 | 106.4425 | 50 | 1.2559e-05 | 0.039904 | 6.0258 | 5.0287e-07 | 3.8127e-05 | 0.12887 | 0.32702 | {4869E28B-32E6-4BF0-B134-B967D290269A} | 152762101 | EL DORADO PH 2101 | 36764 | 38.7871 | -120.2059 | 74 | 290 | 15530.3089 |  | 7038.7814 |  | 8491.5275 | 4920.5157 | 3574.7541 | 0.0019064 | 0.00062794 | 2411 | 9.497 | 21.4679 | 2 | 2.7248 | 8.6423 | -4.9574 | 0.05873 | 0.0043698 | 3.5647 | 288.7663 | 45.0601 | 29.9598 | 0.85768 | 11.8756 | 14.2309 | 1.059 | 6.6% | 23.7% | 3.7% | 90% | 4.1% | 21.2% | 0.13225 | 0.14746 | 4.4167 | 18.8056 | 0.51429 | 3.0794 | 8.8431 | 6.8507 | 1.406 | 2.3108 | 11.8313 | 6.4287 | 7.1398 | 5.0191 | 51.2811 | 74.2876 | 57.7965 | 86.7032
North Coast | FORT ROSS 1121134 | 6333 | 1 | 0.97408 | 4 | 2.3413 | 3 | 6.2158e-05 | 0.037818 | 0.040725 | 2.3507e-06 | 3.8062e-05 | 0.25 | 0.41604 | {D2E66D36-59AC-4BEC-BEE9-31C660B6B4ED} | 42851121 | FORT ROSS 1121 | 134 | 38.5588 | -123.2702 | 162 | 98 | 20594.695 |  | 12995.1583 |  | 7599.5367 | 12414.5774 | 7199.4291 | 0.00011419 | 0.00018647 | 2412 | 14.4227 | 34.5394 | 2 | 3.5955 | 8.8723 | 1.126 | 0.059444 | 0.0071683 | 2.9685 | 291.9315 | 21.55 | 23.7615 | 0.5338 | 18.2378 | 20.2648 | 1.3761 | 2.6% | 3.6% | 13.1% | 91.1% | 11.8% | 87.7% | 0.09055 | 0.043325 | 2.0083 | 14.275 | 0 | 0.020202 | 11.9957 | 10.3673 | 1.5099 | 2.2543 | 17.5545 | 14.8252 | 12.6636 | 11.2741 | 47.159 | 52.6234 | 33.4298 | 43.2017
Bay Area | ALHAMBRA 11058302 | 5332 | 262 | 507.1516 | 906 | 841.2404 | 98 | 5.0623e-05 | 179.4232 | 0.4539 | 0.0094944 | 3.7868e-05 | 0.28918 | 0.60286 | {EAE1D7B0-E463-4F79-B04B-CDCA7EEEF36C} | 14101105 | ALHAMBRA 1105 | 8302 | 37.989 | -122.1345 | 134 | 155 | 25821.2504 |  | 13278.3332 |  | 12542.9172 | 13278.3332 | 12542.9172 | 0.0037111 | 0.004961 | 2413 | 2.9271 | 8.7703 | 2 | 3.8411 | 7.8028 | -4.607 | 0.03208 | 0.00694 | 1.5885 | 295.6958 | 37.3703 | 33.0214 | 0.99339 | 14.5907 | 15.9632 | 4.3386 | 31.9% | 32.3% | 48.1% | 28.7% | 70.2% | 26% | 0.17454 | 0.023938 | 2.3719 | 14.9752 | 1.3495 | 4.0088 | 6.6052 | 6.3764 | 2.0356 | 3.6312 | 13.6378 | 9.9441 | 10.1473 | 6.6906 | 51.5379 | 66.4042 | 48.2704 | 70.4053
North Valley | BURNEY 110297318 | 4948 | 4 | 4.6677 | 28 | 17.9519 | 9 | 3.3672e-05 | 0.037818 | 0.98098 | 1.2734e-06 | 3.7806e-05 | 0.14286 | 0.26001 | {C4DDB13D-8C8F-4D3D-860D-833D982C6826} | 103311102 | BURNEY 1102 | 97318 | 40.8829 | -121.6643 | 71 | 113 | 6858.8034 |  | 2272.8877 |  | 4585.9157 | 1004.5656 | 2282.2468 | 0.00034025 | 0.00030305 | 2414 | 2.0449 | 9.7918 | 2 | 2.012 | 6.0317 | -0.050752 | 0.021429 | 0.0045549 | 1.8856 | 293.0713 | 37.5019 | 29.3083 | 1.0529 | 14.6379 | 16.5202 | 9.9988 | 16.5% | 10.4% | 24.3% | 50.3% | 18.5% | 99.4% | 0.69724 | 0.025714 | 4.9444 | 17.7778 | 0.14619 | 1.3333 | 7.747 | 6.8223 | 1.9667 | 3.4081 | 13.7744 | 8.0409 | 9.0762 | 5.9108 | 47.9049 | 72.1162 | 50.4737 | 79.2386
Central Coast | HALF MOON BAY 110369412 | 1950 | 2 | 3.8942 | 24 | 42.7357 | 1 | 3.776e-05 | 0.037818 |  | 1.428e-06 | 3.776e-05 | 0.083333 | 0.091123 | {CB6D4D73-6698-4949-92C3-C35EC9D09543} | 24101103 | HALF MOON BAY 1103 | 69412 | 37.2032 | -122.401 | 203 | 158 | 40214.2392 |  | 34521.6852 |  | 5692.5539 | 21261.3098 | 3166.6716 | 3.776e-05 | 3.776e-05 | 2415 | 6.4305 | 17.0701 | 2 | 3.222 | 7.7546 | -4.0123 | 0.026254 | 0.0072353 | 1.9604 | 292.5285 | 26.8593 | 29.5162 | 0.58074 | 16.9745 | 18.5483 | 1.0159 | 29.5% | 0% | 42.7% | 74.4% | 8.4% | 90.8% | 0.16651 | 0.030172 | 1.8049 | 12.2276 | 3.557 | 4.5548 | 12.6024 | 10.8331 | 1.4672 | 2.568 | 16.3262 | 13.0567 | 10.8182 | 8.0657 | 58.1819 | 61.5405 | 37.985 | 56.1035
Central Coast | MORRO BAY 1102W34 | 136 | 69 | 177.8394 | 432 | 366.8721 | 51 | 2.403e-05 | 0.037818 | 1.3832 | 9.0878e-07 | 3.7697e-05 | 0.15972 | 0.48474 | {5EA14457-409E-4700-8C2E-71D96DB5E68C} | 183011102 | MORRO BAY 1102 | W34 | 35.3109 | -120.8251 | 202 | 368 | 32896.7111 |  | 15381.6099 |  | 17515.1011 | 11103.8333 | 12420.7837 | 0.0019225 | 0.0012255 | 2416 | 2.1481 | 6.657 | 2 | 2.5762 | 7.436 | 0.22163 | 0.0099394 | 0.0074891 | 1.0187 | 293.0777 | 27.3547 | 25.2839 | 0.62024 | 16.838 | 17.7292 | 17.1367 | 29.3% | 30.6% | 19.6% | 38.3% | 10.1% | 88.6% | 0.5035 | 0.029152 | 3.0496 | 18.4711 | 1.0233 | 2.6182 | 8.1542 | 8.6494 | 1.622 | 2.2559 | 16.1959 | 15.3889 | 12.5345 | 11.3592 | 44.9288 | 45.1716 | 36.9964 | 41.2986
Central Coast | CORRAL 110236666 | 4241 | 1 | 1.2048 | 9 | 7.2338 | 2 | 3.7657e-05 | 5.176 |  | 0.00017384 | 3.7657e-05 | 0.11111 | 0.16655 | {D6BA7AB0-BD1E-4258-B5D5-B64D6E99400B} | 162991102 | CORRAL 1102 | 36666 | 38.1605 | -120.8481 | 281 | 463 | 58313.2129 |  | 29026.438 |  | 29286.7749 | 26276.8597 | 26433.4525 | 7.5315e-05 | 7.5315e-05 | 2417 | 0.99354 | 3.0728 | 2 | 1.9785 | 6.232 | 0.64061 | 0.017847 | 0.0064673 | 1.5304 | 297.5225 | 43.3202 | 32.2001 | 1.2995 | 13.4685 | 14.8039 | 5.6494 | 29.1% | 0% | 42.3% | 9% | 91.9% | 15.9% | 0.14274 | 0.046597 | 2.2091 | 17.7387 | 0.75576 | 1.1296 | 12.4759 | 8.7946 | 2.4128 | 3.8985 | 13.1193 | 7.6351 | 9.3899 | 5.2024 | 48.1409 | 68.2365 | 53.2585 | 80.952
North Valley | HAMILTON BRANCH 11012082 | 6253 | 7 | 19.448 | 187 | 101.1172 | 15 | 9.9696e-06 | 0.037818 | 6.2177 | 3.7703e-07 | 3.7559e-05 | 0.037433 | 0.19233 | {C6BC6538-2EB6-4DA5-9982-6A2D9BE60DD8} | 102361101 | HAMILTON BRANCH 1101 | 2082 | 40.2708 | -121.1269 | 109 | 244 | 17289.5317 |  | 4925.5933 |  | 12363.9384 | 2146.9459 | 4784.4218 | 0.00056338 | 0.00014954 | 2418 | 9.7514 | 28.9248 | 2 | 2.0954 | 6.7244 | 0.68139 | 0.096571 | 0.0038839 | 2.3672 | 290.4362 | 45.6863 | 36.0808 | 0.99471 | 12.5501 | 14.5911 | 5.2512 | 16.2% | 33.4% | 7.2% | 96% | 7.5% | 69.7% | 0.12541 | 0.021601 | 4.5484 | 22 | 0.058571 | 5.3429 | 14.6119 | 10.9874 | 1.7508 | 3.0383 | 11.9536 | 5.8037 | 7.3861 | 4.5511 | 62.9103 | 99.0733 | 58.6825 | 91.8795
Bay Area | VALLEY VIEW 1106P166 | 7853 | 58 | 119.6357 | 315 | 270.1541 | 50 | 6.7152e-05 | 0.040124 | 0.0026111 | 2.6567e-06 | 3.7545e-05 | 0.18413 | 0.44284 | {064EA0EC-DFDE-4FA8-8393-49958A6F3357} | 14341106 | VALLEY VIEW 1106 | P166 | 37.9495 | -122.2693 | 39 | 26 | 8127.8774 |  | 7343.1116 |  | 784.7657 | 7008.3242 | 526.3287 | 0.0018772 | 0.0033576 | 2419 | 6.0832 | 24.9891 | 2.618 | 3.5383 | 7.1465 | -1.5049 | 0.028876 | 0.00704 | 1.7719 | 294.3244 | 33.4619 | 29.0104 | 0.83326 | 15.2211 | 16.6838 | 2.2813 | 31.8% | 7.1% | 66.4% | 96% | 43.9% | 49.9% | 0.22125 | 0.044968 | 1.5312 | 12.4375 | 1.9096 | 3.5393 | 7.0905 | 6.4545 | 1.7681 | 3.4015 | 14.5485 | 11.1143 | 10.3361 | 7.5176 | 48.3575 | 55.789 | 43.6083 | 63.1831
Central Coast | OCEANO 1104Q12 | 4630 | 53 | 74.2654 | 388 | 283.1062 | 85 | 3.2817e-05 | 77.7469 | 1.7623 | 0.0015772 | 3.7512e-05 | 0.1366 | 0.26232 | {3D2C3694-7F26-47C8-A8D1-149DBF4B8BEA} | 182601104 | OCEANO 1104 | Q12 | 35.1396 | -120.5208 | 172 | 179 | 43273.232 |  | 25898.4468 |  | 17374.7852 | 16245.9078 | 12149.0705 | 0.0031885 | 0.0027894 | 2420 | 1.3777 | 4.1528 | 2.4434 | 2.6018 | 7.3556 | -3.4269 | 0.015955 | 0.0070973 | 1.145 | 296.7514 | 36.6861 | 33.0262 | 0.9911 | 14.7128 | 15.6094 | 0.54566 | 28.9% | 35.5% | 34.1% | 17.9% | 58.2% | 42.7% | 0.10189 | 0.01822 | 1.3866 | 14.5345 | 0.45233 | 1.2557 | 9.6844 | 9.2733 | 2.0309 | 3.6107 | 12.5317 | 11.0277 | 8.4544 | 7.7909 | 61.5478 | 64.8311 | 55.2152 | 63.2882
North Coast | PETALUMA C 1109270 | 197 | 0 | 0 | 1 | 0.45387 | 1 | 3.7304e-05 | 0.037818 |  | 1.4108e-06 | 3.7304e-05 | 0 | 0 | {3706FF29-9CD7-48BA-89F8-13A11ECD321F} | 42631109 | PETALUMA C 1109 | 270 | 38.2225 | -122.6388 | 293 | 1107 | 59017.9245 |  | 12322.9722 |  | 46694.9522 | 2986.7863 | 6430.8011 | 3.7304e-05 | 3.7304e-05 | 2421 | 2.9113 | 9.6688 | 2 | 2.1625 | 5.7929 | 0.083781 | 0.052826 | 0.0071024 | 1.9413 | 295.1497 | 27.6077 | 28.1491 | 0.78865 | 17.0186 | 18.5271 | 25.2419 | 2.4% | 0% | 1.2% | 18.8% | 30.5% | 59% | 0.39831 | 0.044348 | 4.8108 | 19.6486 | 0 | 0.021739 | 10.4513 | 9.063 | 1.5845 | 3.0267 | 16.0789 | 13.1482 | 13.2478 | 10.3774 | 49.2203 | 56.7325 | 36.3169 | 49.2763
Bay Area | OAKLAND K 1101CR170 | 6763 | 108 | 188.9172 | 155 | 214.6738 | 15 | 2.9958e-05 | 0.037818 | 1.756 | 1.1329e-06 | 3.7005e-05 | 0.69677 | 0.88002 | {8CEAFBDA-9CAF-47DF-A93A-B3DE193C02EB} | 12101101 | OAKLAND K 1101 | CR170 | 37.855 | -122.238 | 45 | 232 | 11529.3981 |  | 2012.9178 |  | 9516.4804 | 2012.9178 | 9490.1933 | 0.00055507 | 0.00044936 | 2422 | 2.7766 | 9.3624 | 2.7917 | 2.3093 | 5.8612 | -0.79415 | 0.066667 | 0.0070137 | 1.9743 | 292.7325 | 33.5022 | 29.6917 | 0.72401 | 15.0517 | 16.5802 | 28.044 | 31.6% | 57.8% | 21.4% | 32.1% | 22.3% | 37% | 0.59395 | 0.0079167 | 11.7143 | 21.2381 | 2.1242 | 6.4583 | 7.6014 | 7.0143 | 1.5629 | 3.151 | 14.7091 | 10.6335 | 9.9662 | 7.0064 | 49.6089 | 57.686 | 44.893 | 65.7945
Sierra | EL DORADO PH 210152456 | 2217 | 324 | 422.4417 | 1248 | 848.9369 | 158 | 4.0661e-05 | 0.10703 | 3.8718 | 4.3332e-06 | 0.00010503 | 0.25962 | 0.49761 | {20EA6D57-AE8A-4389-B5E9-F8A1FC109811} | 152762101 | EL DORADO PH 2101 | 52456 | 38.7754 | -120.4024 | 169 | 426 | 30388.3486 | 18.8825 | 16414.576 | 10.1996 | 13973.7727 | 16414.576 | 13973.7727 | 0.016594 | 0.0064244 | 1838 | 9.2091 | 21.3757 | 2 | 2.1153 | 5.9814 | -4.5376 | 0.075 | 0.0050894 | 4.0236 | 292.5488 | 48.0396 | 31.0468 | 1.1078 | 11.4446 | 13.8043 | 1.1996 | 15.9% | 16.1% | 13.7% | 89% | 7.1% | 7.1% | 0.13472 | 0.050558 | 2.8239 | 17.6901 | 4.0683 | 7.7023 | 8.3884 | 6.4226 | 2.3367 | 4.1237 | 12.0933 | 5.6718 | 8.1588 | 3.9146 | 55.2703 | 89.2365 | 56.9402 | 93.7482
Bay Area | OAKLAND K 110217430 | 7506 | 47 | 106.9635 | 99 | 140.0071 | 20 | 5.6969e-05 | 0.044131 | 0.19326 | 2.5565e-06 | 3.6938e-05 | 0.47475 | 0.76399 | {47119C60-3B98-4B39-982B-BF99BDAD5FAA} | 12101102 | OAKLAND K 1102 | 17430 | 37.8611 | -122.209 | 24 | 4 | 2434.0428 |  | 2362.1685 |  | 71.8742 | 2362.1685 | 71.8742 | 0.00073877 | 0.0011394 | 2424 | 4.7159 | 14.3199 | 3 | 2.9338 | 6.6435 | -1.9137 | 0.03 | 0.0070133 | 1.9743 | 292.734 | 33.5 | 29.6906 | 0.72417 | 15.0526 | 16.581 | 2.2151 | 31.2% | 22.2% | 54.8% | 67.7% | 23.4% | 38.1% | 0.19746 | 0.053448 | 2.1429 | 8.6429 | 1.5483 | 3.4138 | 7.6016 | 7.0146 | 1.5632 | 3.1514 | 14.7103 | 10.6339 | 9.9667 | 7.0066 | 49.5984 | 57.6923 | 44.8874 | 65.7936
North Coast | POINT ARENA 11014923 | 9466 | 54 | 94.5197 | 174 | 147.831 | 21 | 5.9723e-05 | 0.037818 | 0.29817 | 2.2586e-06 | 3.6919e-05 | 0.31034 | 0.63938 | {59886564-6CA1-4F45-A988-019BCC3E66E5} | 43381101 | POINT ARENA 1101 | 4923 | 38.9464 | -123.6449 | 12 | 14 | 5274.0717 |  | 4611.3164 |  | 662.7553 | 4611.3164 | 662.7553 | 0.00077531 | 0.0012542 | 2425 | 12.0859 | 24.0233 | 2 | 2.9478 | 7.1919 | -2.4265 | 0.052969 | 0.0069179 | 3.0978 | 291.4845 | 21.9347 | 25.4231 | 0.53091 | 18.0676 | 20.3753 | 0.55638 | 2.2% | 7.5% | 10.9% | 70.6% | 11.6% | 85.8% | 0.18305 | 0.031406 | 1.3158 | 13.2632 | 0.02375 | 2.7188 | 14.0469 | 12.0418 | 1.465 | 2.3966 | 18.1144 | 13.5271 | 12.6573 | 8.7322 | 50.1045 | 62.4715 | 31.092 | 51.5788
Bay Area | EL CERRITO G 111257953 | 6845 | 6 | 9.2982 | 12 | 12.6888 | 2 | 4.3445e-05 | 0.037818 | 0.72186 | 1.643e-06 | 3.6784e-05 | 0.5 | 0.73279 | {4B13830E-5EE9-44B1-B1EB-50CAC91FBF54} | 12501112 | EL CERRITO G 1112 | 57953 | 37.9435 | -122.3119 | 21 | 202 | 8923.1735 |  | 1217.1907 |  | 7705.9827 | 188.8354 | 1299.7368 | 7.3568e-05 | 8.689e-05 | 2426 | 5.2408 | 12.9605 | 3 | 2.5983 | 5.7804 | 6.3461 | 0.026 | 0.0072944 | 1.6908 | 294.1474 | 32.5295 | 28.3841 | 0.76664 | 15.4652 | 16.8943 | 29.8023 | 31% | 38.4% | 36.5% | 60.6% | 32.8% | 63% | 0.64528 | 0.11 | 8.6 | 22 | 0.998 | 2.4 | 7.2775 | 6.5867 | 1.74 | 3.2255 | 14.399 | 11.8429 | 10.6182 | 8.212 | 48.7329 | 51.0797 | 43.0883 | 58.8817
Bay Area | 318 | 3401 | 59 | 88.5834 | 97 | 109.3265 | 22 | 3.8539e-05 | 0.037818 | 0.30875 | 1.4575e-06 | 3.6756e-05 | 0.60825 | 0.81026 | {25FEAA66-B3E3-4A2E-9CFA-07C2BE62DF67} | 42481105 |  | 318 | 38.0776 | -122.548 | 317 | 1741 | 106835.6689 |  | 18521.3174 |  | 88314.3515 | 2707.537 | 15379.4919 | 0.00080863 | 0.00084786 | 2427 | 1.932 | 7.7798 | 2 | 2.0226 | 6.4235 | -2.503 | 0.036944 | 0.0070527 | 2.2943 | 295.5916 | 33.2975 | 30.5346 | 0.91654 | 15.3408 | 16.8951 | 44.1139 | 30.9% | 27.7% | 30.7% | 21.1% | 55.5% | 55.2% | 0.62941 | 0.013611 | 8.6 | 21.5143 | 1.1772 | 2.6944 | 10.8349 | 9.4117 | 1.8466 | 3.3437 | 13.9686 | 11.7407 | 11.6175 | 8.6489 | 54.3721 | 61.1911 | 44.4707 | 57.8757
Central Coast | DEL MONTE 210436720 | 8058 | 190 | 366.907 | 953 | 844.4595 | 82 | 3.6016e-05 | 13.1857 | 1.0215 | 0.00029638 | 3.6628e-05 | 0.19937 | 0.43449 | {2B443255-954D-4EC2-B244-9180B8A8FF9D} | 182222104 | DEL MONTE 2104 | 36720 | 36.5217 | -121.7921 | 181 | 206 | 22281.7997 |  | 12840.8619 |  | 9440.9378 | 9052.9085 | 4096.6561 | 0.0030035 | 0.0029533 | 2428 | 3.9551 | 11.2446 | 2 | 2.3722 | 5.6826 | -8.4294 | 0.042917 | 0.0069891 | 1.2758 | 293.8513 | 27.8751 | 27.996 | 0.71503 | 16.7394 | 18.0264 | 6.4545 | 28.8% | 24.9% | 39.9% | 56.6% | 18.7% | 87.2% | 0.11972 | 0.042833 | 2.4286 | 14.0714 | 2.2095 | 7.9417 | 11.1523 | 10.1031 | 1.443 | 2.7956 | 15.5592 | 13.4717 | 13.1669 | 11.3447 | 46.5462 | 56.5365 | 37.1766 | 46.6547
North Coast | HIGHLANDS 1102circuit_breaker | 2738 | 32 | 66.2117 | 301 | 129.9589 | 57 | 5.9407e-05 | 0.13394 | 0.0027129 | 6.8943e-06 | 3.6567e-05 | 0.10631 | 0.50948 | {12D5CC7A-B2CA-4EEF-8AD4-C988E70110AA} | 43361102 | HIGHLANDS 1102 | circuit_breaker | 38.937 | -122.6088 | 149 | 494 | 38272.4432 |  | 11973.99 |  | 26298.4532 | 11973.99 | 26298.4532 | 0.0020843 | 0.0033862 | 2429 | 1.9927 | 4.8736 | 2 | 2.297 | 7.1366 | -0.36915 | 0.030952 | 0.0061114 | 2.0311 | 296.4343 | 42.5626 | 31.4746 | 1.2294 | 13.6565 | 15.2308 | 9.2652 | 2% | 2.3% | 10.2% | 0.9% | 93.7% | 8.4% | 0.50998 | 0.0074286 | 6.2078 | 17.8442 | 2.2826 | 2.8667 | 9.3014 | 6.7425 | 2.3503 | 4.1366 | 13.3918 | 7.0522 | 8.0938 | 4.3073 | 53.0323 | 74.0559 | 51.9832 | 85.4853
Bay Area | EL CERRITO G 1105circuit_breaker | 474 | 219 | 490.8915 | 422 | 598.012 | 77 | 2.9286e-05 | 0.037818 | 1.4075 | 1.1075e-06 | 3.6536e-05 | 0.51896 | 0.82087 | {63FDD22C-1D84-438C-BDD2-97E9627809B3} | 12501105 | EL CERRITO G 1105 | circuit_breaker | 37.9162 | -122.3028 | 210 | 1314 | 66304.6264 |  | 11881.4228 |  | 54423.2036 | 11881.4228 | 54423.2036 | 0.0028133 | 0.002255 | 2430 | 3.1178 | 10.752 | 2.1429 | 2.6204 | 6.2429 | 2.4168 | 0.027778 | 0.00723 | 1.7431 | 293.3534 | 32.0306 | 27.3 | 0.72033 | 15.3668 | 16.8279 | 20.8693 | 30.7% | 52.7% | 20.9% | 42.1% | 21.2% | 57.4% | 0.64819 | 0.051587 | 13.5273 | 21.5273 | 1.365 | 3.3492 | 7.3438 | 6.7162 | 1.6069 | 3.0781 | 14.6417 | 11.5701 | 10.37 | 7.8202 | 47.0429 | 50.3333 | 42.9348 | 60.1596
Sierra | ALLEGHANY 1101806 | 788 | 373 | 520.3513 | 860 | 738.849 | 164 | 3.9189e-05 | 0.047559 | 15.2967 | 1.8212e-06 | 0.00025837 | 0.43372 | 0.70427 | {A90B9AA9-7F37-4154-B2B2-B43A5EF8D800} | 152101101 | ALLEGHANY 1101 | 806 | 39.4878 | -120.8572 | 93 | 114 | 21734.175 | 13.505 | 19005.4498 | 11.8095 | 2728.7252 | 19005.4498 | 2728.7252 | 0.042373 | 0.006427 | 1232 | 11.7728 | 22.8708 | 3 | 2.3748 | 6.7628 | -5.8267 | 0.059502 | 0.0047692 | 4.8705 | 291.8881 | 47.9641 | 35.0254 | 1.1081 | 11.4532 | 13.9612 | 0.90478 | 32% | 52.9% | 12.7% | 94.1% | 7.3% | 7.3% | 0.10735 | 0.069185 | 1.9506 | 15.1975 | 3.0042 | 5.4378 | 8.3979 | 6.3883 | 2.3253 | 4.102 | 12.2983 | 5.5552 | 8.2297 | 3.8421 | 53.9822 | 90.7442 | 55.9912 | 94.7427
Central Coast | PANOCHE 11034008 | 7253 | 64 | 99.2556 | 154 | 145.1881 | 45 | 2.5057e-05 | 2.6052 | 2.0278 | 6.3068e-05 | 3.638e-05 | 0.41558 | 0.68363 | {0C7E1298-8ED7-4AF4-8E12-9D89E23F7125} | 253671103 | PANOCHE 1103 | 4008 | 36.6115 | -120.929 | 143 | 133 | 79611.2831 |  | 56762.8241 |  | 22848.459 | 56762.8241 | 22848.459 | 0.0016371 | 0.0011276 | 2432 | 0.80075 | 2.8214 | 2 | 2.8184 | 7.595 | -1.5862 | 0.0038117 | 0.0057847 | 0.93451 | 297.0319 | 47.6597 | 37.1562 | 1.2884 | 12.6299 | 13.5752 | 0.25418 | 28.4% | 39.3% | 21.2% | 7.9% | 91.6% | 4.8% | 0.10582 | 0.014277 | 1.2431 | 13.0596 | 0.04783 | 0.17681 | 7.0659 | 7.0234 | 2.1867 | 3.7525 | 11.7342 | 7.4181 | 7.6523 | 4.546 | 54.1663 | 74.3443 | 58.9568 | 85.1839
Central Coast | MILPITAS 1109XR524 | 5846 | 21 | 25.5733 | 79 | 58.7867 | 22 | 1.7828e-05 | 13.1019 | 8.1771 | 0.00025634 | 3.6359e-05 | 0.26582 | 0.43502 | {648B5D01-67D3-492E-989C-FF81490722DD} | 82831109 | MILPITAS 1109 | XR524 | 37.4496 | -121.8476 | 78 | 21 | 20105.5574 |  | 18154.4959 |  | 1951.0615 | 16623.6103 | 1164.4222 | 0.0007999 | 0.00039222 | 2433 | 1.0121 | 4.0092 | 2 | 2.6637 | 6.3029 | 0.60118 | 0.0080556 | 0.0062478 | 1.5633 | 293.8323 | 45.1407 | 35.9369 | 1.0166 | 12.6289 | 14.0472 | 0.46349 | 28.2% | 76.5% | 9.3% | 16.8% | 68.5% | 4.6% | 0.055545 | 0.026204 | 1.3065 | 8.3226 | 0.083796 | 0.36574 | 8.9879 | 7.5285 | 1.9809 | 3.7404 | 12.5031 | 7.239 | 7.9334 | 4.4857 | 53.5319 | 77.3954 | 54.2754 | 86.5446
Sierra | PUTAH CREEK 110246012 | 7064 | 22 | 37.6398 | 44 | 45.3755 | 7 | 4.9912e-05 | 3530.2053 | 0.0045815 | 0.18056 | 3.6351e-05 | 0.5 | 0.82952 | {8A0CE410-7B0B-44D2-93E6-B3B628B03752} | 63681102 | PUTAH CREEK 1102 | 46012 | 38.4831 | -122.0253 | 51 | 41 | 7110.349 |  | 4686.2992 |  | 2424.0498 | 945.6535 | 878.7773 | 0.00025445 | 0.00034938 | 2434 | 13.9014 | 29.5311 | 2 | 3.009 | 8.5591 | -0.43858 | 0.045385 | 0.0064181 | 1.6272 | 298.292 | 45.9001 | 39.0266 | 1.3768 | 13.0176 | 14.2204 | 2.1365 | 6.3% | 1.5% | 19.3% | 99% | 96.1% | 84.6% | 0.11743 | 0.0061538 | 2.5 | 18.9 | 3.9854 | 3.3846 | 8.0013 | 6.4402 | 2.544 | 4.1244 | 11.316 | 7.5279 | 8.4986 | 5.0235 | 63.7762 | 83.1133 | 60.1984 | 83.5866
Bay Area | COTATI 1103148 | 2182 | 143 | 394.4316 | 243 | 437.9377 | 38 | 3.1218e-05 | 5.6592 | 1.1095 | 0.00013606 | 3.63e-05 | 0.58848 | 0.90066 | {26714021-3ECA-430A-89F2-F363DC8CF00F} | 42271103 | COTATI 1103 | 148 | 38.2415 | -122.9053 | 145 | 154 | 29440.6349 |  | 24952.5401 |  | 4488.0948 | 23990.7662 | 4324.6019 | 0.0013794 | 0.0011863 | 2435 | 5.304 | 17.9741 | 2 | 2.7298 | 8.1399 | -1.1105 | 0.0074086 | 0.007181 | 2.116 | 292.9846 | 23.0026 | 27.0252 | 0.58222 | 17.9059 | 19.6117 | 0.82276 | 30.5% | 45.5% | 23% | 86% | 5.4% | 99.3% | 0.20769 | 0.023275 | 2.0677 | 14.0902 | 1.9132 | 1.6777 | 12.9569 | 11.6356 | 1.4484 | 2.2737 | 17.0728 | 15.3122 | 13.8926 | 11.424 | 54.9128 | 59.6563 | 31.5227 | 43.0968
North Valley | RED BLUFF 11011334 | 864 | 109 | 278.6376 | 1994 | 775.5984 | 408 | 4.4628e-05 | 827.6513 | 40.0752 | 0.030689 | 0.00074729 | 0.054664 | 0.35926 | {0CEFEC1C-E5A7-4802-97C4-53CDE555B5DF} | 103541101 | RED BLUFF 1101 | 1334 | 40.1792 | -122.2601 | 743 | 676 | 130331.2465 | 80.9843 | 89771.64 | 55.7816 | 40559.6065 | 62500.9171 | 29801.0565 | 0.30489 | 0.018208 | 555 | 1.4695 | 4.9217 | 2 | 3.0195 | 9.0352 | 0.25386 | 0.0071477 | 0.0059526 | 1.8983 | 298.4067 | 49.5501 | 37.4954 | 1.6019 | 11.9257 | 13.6649 | 1.426 | 66.5% | 83.3% | 35.3% | 18.8% | 90.8% | 23.1% | 0.14805 | 0.0073156 | 1.7964 | 14.9909 | 0.54185 | 2.248 | 12.4106 | 9.0485 | 3.0427 | 4.8664 | 10.6552 | 5.9183 | 6.9764 | 4.554 | 71.8764 | 89.7879 | 63.8533 | 90.5311
Bay Area | MONTICELLO 1101630 | 5769 | 371 | 722.0299 | 681 | 869.8155 | 90 | 3.4994e-05 | 1.2696 | 0.89384 | 3.5823e-05 | 3.6256e-05 | 0.54479 | 0.8301 | {BF770A1D-B814-4B5E-BA39-314F43484812} | 43051101 | MONTICELLO 1101 | 630 | 38.5733 | -122.2442 | 130 | 179 | 47418.0808 |  | 31569.6011 |  | 15848.4797 | 28630.1876 | 15032.0459 | 0.003263 | 0.0031494 | 2437 | 2.4379 | 8.1119 | 2 | 2.423 | 7.406 | 0.28457 | 0.012193 | 0.0063934 | 1.7972 | 297.1771 | 44.1993 | 35.5324 | 1.2672 | 13.2828 | 14.657 | 2.7868 | 30.1% | 41.4% | 27.6% | 24.3% | 99.1% | 2.5% | 0.12918 | 0.0070915 | 2.6087 | 12.6957 | 1.6912 | 1.4934 | 10.1089 | 7.8755 | 2.3759 | 3.9242 | 12.9524 | 7.0487 | 8.5854 | 4.5197 | 60.6188 | 93.6026 | 52.4223 | 85.7685
Bay Area | CALISTOGA 1102circuit_breaker | 3357 | 20 | 35.1465 | 67 | 58.5914 | 5 | 8.5467e-05 | 0.037817 | 0.044093 | 3.2322e-06 | 3.6248e-05 | 0.29851 | 0.59986 | {B6480B23-3B7E-4A3F-9C7B-82F910A25330} | 42711102 | CALISTOGA 1102 | circuit_breaker | 38.5921 | -122.5788 | 95 | 198 | 13787.7035 |  | 4507.3331 |  | 9280.3704 | 862.9478 | 717.3783 | 0.00018124 | 0.00042734 | 2438 | 3.146 | 8.1046 | 2.9412 | 1.9178 | 4.8498 | -2.2398 | 0.01 | 0.0067506 | 2.7311 | 296.4161 | 38.033 | 31.6026 | 1.0889 | 14.5019 | 16.331 | 11.7542 | 29.9% | 11.3% | 79.5% | 24.1% | 86.9% | 24.3% | 0.60569 | 0.018235 | 2.75 | 13.75 | 1.9176 | 3.9412 | 10.6009 | 7.7664 | 2.1398 | 3.8314 | 14.5423 | 7.9697 | 8.3784 | 4.7583 | 50.4781 | 81.351 | 47.7936 | 81.6676
Central Coast | VIEJO 22029112 | 2408 | 87 | 305.3246 | 118 | 324.8391 | 13 | 3.1511e-05 | 0.037818 | 1.16 | 1.1917e-06 | 3.599e-05 | 0.73729 | 0.93993 | {BEBF2F35-AA76-45BC-AFD8-E27852839913} | 182852202 | VIEJO 2202 | 9112 | 36.6048 | -121.9339 | 119 | 440 | 25409.0833 |  | 5823.4278 |  | 19585.6555 | 1129.5145 | 2069.2012 | 0.00046788 | 0.00040964 | 2439 | 6.7167 | 14.493 | 2 | 2.1586 | 6.331 | -0.30147 | 0.041579 | 0.0072912 | 1.1552 | 291.3811 | 24.1618 | 23.752 | 0.50609 | 17.4048 | 18.6055 | 12.9 | 28% | 26.8% | 32.1% | 67.8% | 0.9% | 94.7% | 0.15964 | 0.4672 | 4.2 | 16.1 | 5.5595 | 6.2105 | 10.5955 | 9.4079 | 1.3293 | 1.9281 | 16.5675 | 15.5104 | 13.4609 | 13.6394 | 43.4479 | 43.2904 | 31.7672 | 36.0949
Bay Area | EDES 1112CR312 | 4978 | 192 | 622.4056 | 804 | 942.1446 | 43 | 3.5216e-05 | 0.037818 | 1.0176 | 1.3318e-06 | 3.5973e-05 | 0.23881 | 0.66063 | {BFA33FCB-E1C5-4ED0-AC2E-104CE6FA2AEF} | 13681112 | EDES 1112 | CR312 | 37.7629 | -122.1407 | 91 | 273 | 19922.0899 |  | 5884.5739 |  | 14037.516 | 5725.9493 | 13564.0635 | 0.0015469 | 0.0015143 | 2440 | 5.6539 | 15.2734 | 2.2419 | 2.3978 | 5.6845 | -0.071879 | 0.079839 | 0.0069816 | 1.8215 | 293.1277 | 31.7333 | 30.2917 | 0.73057 | 15.6696 | 17.1439 | 14.8281 | 29.8% | 43.6% | 28.1% | 72.2% | 24.9% | 71.5% | 0.40258 | 0.072189 | 7.5581 | 18.5581 | 7.601 | 12.9677 | 8.3455 | 7.6054 | 1.6008 | 3.2089 | 15.1465 | 11.1921 | 10.0707 | 7.0969 | 50.637 | 60.1861 | 44.223 | 64.0706
Bay Area | WOODACRE 1102circuit_breaker | 64 | 1605 | 2497.9583 | 4937 | 4446.5444 | 295 | 0.0001309 | 14.5534 | 2.1711 | 0.00134 | 0.00020462 | 0.3251 | 0.56178 | {61FE98E8-80EF-4BDB-989C-5A04CDB81F15} | 43021102 | WOODACRE 1102 | circuit_breaker | 38.0122 | -122.6538 | 507 | 2003 | 130664.2108 | 81.1912 | 34037.9756 | 21.1503 | 96626.2351 | 33390.0506 | 95576.2155 | 0.060364 | 0.038616 | 1399 | 6.6115 | 16.0155 | 2.8515 | 2.8708 | 7.4929 | -1.9948 | 0.11116 | 0.0070194 | 2.9419 | 294.8277 | 33.3174 | 30.3271 | 0.89266 | 15.1834 | 17.0396 | 7.0121 | 82.4% | 62.8% | 92.6% | 77% | 51.5% | 47% | 0.32255 | 0.03599 | 6.795 | 20.1801 | 2.4152 | 12.2203 | 11.4309 | 9.7085 | 1.8375 | 3.4353 | 14.0815 | 10.7302 | 10.9003 | 7.8305 | 56.1001 | 66.2194 | 45.0756 | 62.8566
Bay Area | CAROLANDS 04049024 | 5893 | 188 | 565.9294 | 618 | 817.4872 | 54 | 4.9055e-05 | 0.037818 | 0.25177 | 1.8552e-06 | 3.5582e-05 | 0.30421 | 0.69228 | {ADC13D99-F0AF-402E-9F6C-0B91201427B3} | 24060404 | CAROLANDS 0404 | 9024 | 37.5445 | -122.3644 | 124 | 268 | 17564.6639 |  | 6139.8959 |  | 11424.768 | 5539.7321 | 10964.7715 | 0.0019214 | 0.002649 | 2442 | 4.7043 | 12.7691 | 2 | 2.5589 | 6.5903 | 2.8801 | 0.053662 | 0.0070868 | 1.6754 | 294.0085 | 31.448 | 26.9161 | 0.77123 | 15.7157 | 17.1798 | 13.0838 | 29.6% | 25.9% | 45.6% | 58.6% | 34.3% | 75.9% | 0.47094 | 0.036338 | 5.3125 | 20.7656 | 5.4765 | 8.7042 | 9.9111 | 8.7043 | 1.7288 | 3.0874 | 14.6282 | 12.0494 | 11.1432 | 8.7099 | 52.9226 | 49.9198 | 42.695 | 56.8732
Central Coast | OTTER 1102circuit_breaker | 7700 | 153 | 303.7858 | 324 | 397.0576 | 33 | 4.0718e-05 | 0.63489 | 0.48328 | 2.4242e-05 | 3.5566e-05 | 0.47222 | 0.76509 | {D42BED5F-FA94-4772-B8B5-334F2629EC25} | 182941102 | OTTER 1102 | circuit_breaker | 36.3802 | -121.8989 | 50 | 39 | 11969.4387 |  | 10718.1318 |  | 1251.307 | 10537.6394 | 1251.307 | 0.0011737 | 0.0013437 | 2443 | 3.8677 | 11.2317 | 2.6761 | 3.9252 | 8.9115 | -1.647 | 0.01169 | 0.0067078 | 1.5492 | 292.5395 | 31.0627 | 32.7724 | 0.68589 | 15.7547 | 17.1384 | 0.53356 | 27.7% | 15.6% | 49.1% | 56.4% | 15% | 63.6% | 0.074167 | 0.066901 | 1.8163 | 12.6327 | 0.45725 | 2.2817 | 11.925 | 10.9094 | 1.5399 | 2.6438 | 15.5359 | 12.2715 | 12.2235 | 9.7584 | 56.3108 | 69.5468 | 38.2629 | 52.5391
Central Coast | LOS GATOS 110160052 | 8223 | 62 | 96.3526 | 347 | 271.3951 | 28 | 3.6577e-05 | 0.037818 | 1.3127 | 1.3833e-06 | 3.5445e-05 | 0.17867 | 0.35503 | {851CDBBF-9DCD-4F7B-BBC9-AC14EA44A837} | 82021101 | LOS GATOS 1101 | 60052 | 37.2186 | -121.9525 | 47 | 25 | 4623.0667 |  | 3109.1853 |  | 1513.8814 | 3109.1853 | 1513.8814 | 0.00099247 | 0.0010242 | 2444 | 4.5086 | 11.2673 | 2 | 1.5989 | 4.909 | -3.2717 | 0.062 | 0.0064176 | 1.5039 | 295.5961 | 43.0427 | 36.6614 | 1.0486 | 13.3665 | 14.5663 | 5.9539 | 27.5% | 29% | 41.2% | 56.8% | 77.1% | 13.6% | 0.2236 | 0.03575 | 1.9062 | 13.5625 | 1.8675 | 8.675 | 10.0337 | 8.2241 | 2.0499 | 3.6021 | 12.5348 | 8.0614 | 8.6733 | 5.2289 | 57.7582 | 79.2956 | 53.1779 | 81.5353
North Valley | RED BLUFF 11041566 | 4913 | 63 | 75.4349 | 102 | 89.2598 | 22 | 3.2616e-05 | 14.2032 | 1.8388 | 0.0002917 | 3.5237e-05 | 0.61765 | 0.84512 | {EFAF3860-6049-4F8E-AF4B-3D1B6758C8FE} | 103541104 | RED BLUFF 1104 | 1566 | 40.2653 | -122.2257 | 107 | 59 | 31831.1322 |  | 24175.3198 |  | 7655.8123 | 15161.638 | 3463.7088 | 0.00077522 | 0.00071754 | 2445 | 2.8966 | 11.2546 | 2 | 2.759 | 9.3082 | 0.12861 | 0.0024519 | 0.0058795 | 1.9181 | 298.1799 | 48.7321 | 38.0907 | 1.5599 | 12.0672 | 13.8599 | 0.45345 | 15.9% | 15.2% | 23.4% | 55.8% | 77.7% | 33.8% | 0.15424 | 0.0027032 | 1.3378 | 10.6486 | 1.3539 | 0.49038 | 13.9361 | 10.1585 | 2.923 | 4.7279 | 10.9936 | 6.0251 | 7.2128 | 4.6078 | 75.8167 | 92.3411 | 62.2853 | 90.3046
Sierra | OLETA 11022642 | 5033 | 4 | 7.7884 | 35 | 21.1434 | 2 | 7.1982e-05 | 0.10644 | 0.0017495 | 7.6679e-06 | 3.4984e-05 | 0.11429 | 0.36836 | {2ADCBD92-66F4-407E-9ADA-EA48C32C4604} | 163541102 | OLETA 1102 | 2642 | 38.5013 | -120.8481 | 29 | 24 | 9076.656 |  | 7497.8568 |  | 1578.7992 | 7497.8568 | 1578.7992 | 6.9968e-05 | 0.00014396 | 2446 | 2.1489 | 5.612 | 2 | 2.1623 | 6.0744 | 0.01232 | 0.03125 | 0.0060954 | 2.3277 | 296.2315 | 43.8137 | 31.015 | 1.2399 | 13.1454 | 14.8007 | 0.73038 | 6.1% | 1% | 42.7% | 13.7% | 30.7% | 89.5% | 0.028853 | 0.045341 | 1.6053 | 13.5789 | 1.2836 | 2.4432 | 7.7046 | 5.4998 | 2.3046 | 3.7967 | 13.4412 | 6.8232 | 9.0625 | 4.7294 | 43.19 | 72.1213 | 50.6418 | 86.1342
North Valley | FRENCH GULCH 11011464 | 7834 | 12 | 24.2712 | 30 | 31.5898 | 8 | 3.6081e-05 | 0.13527 | 0.64672 | 5.6666e-06 | 3.4952e-05 | 0.4 | 0.76832 | {CEDB41D0-D0A4-4C87-B076-5057F893A246} | 103381101 | FRENCH GULCH 1101 | 1464 | 40.7131 | -122.6357 | 12 | 6 | 1709.0703 |  | 1371.4854 |  | 337.585 | 1371.4854 | 337.585 | 0.00027962 | 0.00028865 | 2447 | 2.3329 | 7.5218 | 2 | 2.0403 | 5.6542 | -6.5158 | 0.0029412 | 0.0050454 | 3.0877 | 294.411 | 46.0527 | 31.9263 | 1.2638 | 12.4222 | 14.7328 | 0.56394 | 15.6% | 8.7% | 25.7% | 37.9% | 33.8% | 63.6% | 0.3642 | 0.038235 | 1.4167 | 10.6667 | 1.3265 | 1.7647 | 9.4348 | 6.68 | 2.345 | 4.0872 | 11.7008 | 5.9067 | 7.3927 | 4.2683 | 55.67 | 76.7889 | 59.4789 | 92.7152
Central Coast | OTTER 11022002 | 6840 | 332 | 654.9815 | 929 | 1026.2279 | 89 | 2.3594e-05 | 0.24927 | 2.3618 | 4.5981e-06 | 3.4882e-05 | 0.35737 | 0.63824 | {BF5568ED-9C16-497C-B05F-AE0C967E64B7} | 182941102 | OTTER 1102 | 2002 | 36.2249 | -121.759 | 105 | 77 | 16530.0941 |  | 13828.3943 |  | 2701.6998 | 13828.3943 | 2701.6998 | 0.0031045 | 0.0020999 | 2448 | 6.7064 | 17.0034 | 2 | 2.9405 | 7.5529 | 5.4467 | 0.02843 | 0.0064374 | 1.6998 | 293.1175 | 39.6255 | 36.2616 | 0.81718 | 13.6124 | 14.9684 | 0.69742 | 27.3% | 43.8% | 18.7% | 74% | 27.7% | 19% | 0.1173 | 0.022581 | 1.75 | 13.33 | 1.2919 | 5.4012 | 11.5569 | 10.8531 | 1.8108 | 2.8584 | 12.8988 | 9.8791 | 8.8555 | 7.273 | 68.4626 | 81.6696 | 51.8032 | 67.23
Bay Area | ALTO 1120500 | 3736 | 12 | 26.6793 | 30 | 36.5273 | 3 | 4.9622e-05 | 0.037818 | 0 | 1.8766e-06 | 3.4826e-05 | 0.4 | 0.73039 | {E6E93162-4459-4248-A579-2775F57735F8} | 42031120 | ALTO 1120 | 500 | 37.88 | -122.5278 | 95 | 459 | 26563.3806 |  | 5126.8034 |  | 21436.5772 | 498.0083 | 2020.3081 | 0.00010448 | 0.00014887 | 2449 | 2.215 | 10.2268 | 2 | 3.6365 | 8.1377 | -4.9447 | 0.04 | 0.0072957 | 2.3133 | 292.405 | 26.4394 | 23.3267 | 0.60918 | 16.6269 | 18.3544 | 24.8414 | 29.4% | 0% | 46.1% | 37% | 7.6% | 89.7% | 0.95084 | 0.033333 | 19 | 22.3333 | 9.3767 | 10 | 10.5367 | 8.945 | 1.4423 | 2.4534 | 15.7815 | 13.9648 | 12.4284 | 10.1838 | 47.7161 | 45.494 | 36.5857 | 46.9785
Central Coast | LOS OSITOS 21033010 | 1431 | 0 | 0 | 13 | 8.5569 | 5 | 4.1486e-05 | 1.1797 | 0 | 5.1216e-05 | 3.4821e-05 | 0 | 0 | {528CF887-3009-4BDA-941C-23A6FE9B29B6} | 182082103 | LOS OSITOS 2103 | 3010 | 36.2805 | -121.3061 | 288 | 442 | 74452.0659 |  | 49974.2997 |  | 24477.7662 | 49533.9507 | 24477.7662 | 0.00017411 | 0.00020743 | 2450 | 1.9025 | 5.393 | 2 | 2.3919 | 6.4675 | -3.967 | 0.013536 | 0.0056794 | 1.3016 | 297.6627 | 47.8516 | 37.1459 | 1.3502 | 12.4464 | 13.5702 | 0.68171 | 27.1% | 0% | 51.1% | 27.8% | 94.7% | 3.3% | 0.2483 | 0.011075 | 2.0557 | 15.0616 | 0.0057709 | 0.018388 | 7.3253 | 7.1514 | 2.3576 | 3.8882 | 11.6145 | 7.3896 | 7.6103 | 4.8484 | 58.6806 | 80.4115 | 59.704 | 83.8901
Central Coast | OCEANO 1104circuit_breaker | 2244 | 88 | 216.1669 | 304 | 334.4809 | 55 | 1.3436e-05 | 70.8944 | 6.3444 | 0.00043136 | 3.4804e-05 | 0.28947 | 0.64628 | {EF084BAC-E8B6-45D7-885C-1A50430DEB23} | 182601104 | OCEANO 1104 | circuit_breaker | 35.1013 | -120.5814 | 379 | 1013 | 69991.1235 |  | 24379.2168 |  | 45611.9066 | 11912.9543 | 16961.5498 | 0.0019142 | 0.00073898 | 2451 | 1.0864 | 3.9523 | 2.0966 | 1.9557 | 6.3103 | -0.71112 | 0.0091477 | 0.0074843 | 0.94906 | 294.2801 | 30.81 | 30.9076 | 0.69679 | 16.1812 | 16.9944 | 17.2232 | 26.9% | 69.4% | 2% | 16.3% | 17% | 76.6% | 0.35651 | 0.038125 | 4.3119 | 17.3486 | 0.7596 | 1.7273 | 10.2394 | 9.7164 | 1.8053 | 2.602 | 14.2909 | 13.508 | 10.4588 | 9.7801 | 57.9192 | 57.0818 | 46.1087 | 50.2868
North Coast | MAPLE CREEK 1101circuit_breaker | 5340 | 528 | 767.6876 | 1043 | 1021.6984 | 130 | 9.7402e-05 | 0.037818 | 0.30564 | 3.6835e-06 | 6.3882e-05 | 0.50623 | 0.75138 | {D3EDA1A2-8AF8-4A2A-853E-161161439812} | 192101101 | MAPLE CREEK 1101 | circuit_breaker | 40.7681 | -123.8739 | 84 | 50 | 25203.5646 | 15.6608 | 23066.1262 | 14.3327 | 2137.4384 | 15254.5949 | 1348.0661 | 0.0083047 | 0.012662 | 2143 | 12.3099 | 23.5649 | 2 | 2.1905 | 8.0449 | 1.2086 | 0.051649 | 0.0063698 | 4.2717 | 292.0807 | 26.445 | 27.8002 | 0.72288 | 16.5133 | 19.8263 | 0.53353 | 9.2% | 7.7% | 50.9% | 69.5% | 20.6% | 54.6% | 0.036201 | 0.13553 | 1.5319 | 12.2766 | 0.3083 | 5.5479 | 15.0496 | 12.2117 | 1.707 | 2.7859 | 17.3137 | 9.6485 | 10.5886 | 6.1133 | 50.9151 | 84.9629 | 35.2847 | 69.7308
Central Valley | WOODWARD 210878448 | 5815 | 95 | 219.4037 | 203 | 254.865 | 89 | 3.4684e-05 | 2.2727 |  | 7.2727e-05 | 3.4684e-05 | 0.46798 | 0.86086 | {F84D57DC-FE09-4A90-9BFD-E1132269D500} | 255292108 | WOODWARD 2108 | 78448 | 37.0197 | -119.7297 | 226 | 155 | 57025.9223 |  | 47714.7864 |  | 9311.1359 | 28435.4926 | 6650.7299 | 0.0030869 | 0.0030869 | 2453 | 1.2639 | 4.4824 | 2 | 2.0536 | 5.2077 | 1.009 | 0.0037968 | 0.0060081 | 1.0987 | 299.2227 | 52.4322 | 37.2582 | 1.6002 | 11.5359 | 12.5574 | 0.56945 | 11.1% | 0% | 34.1% | 18.4% | 94.9% | 34.1% | 0.012561 | 0.009199 | 1.5029 | 12.9138 | 0.70267 | 0.54278 | 6.6052 | 6.1969 | 3.0244 | 4.3673 | 10.567 | 6.3547 | 7.6407 | 4.3497 | 52.5523 | 78.736 | 64.7096 | 89.2295
Bay Area | CAROLANDS 040484797 | 5207 | 25 | 82.1135 | 65 | 102.286 | 6 | 5.0712e-05 | 0.037818 | 0.092375 | 1.9178e-06 | 3.4617e-05 | 0.38462 | 0.80278 | {939220F8-B510-43C6-B684-A1C5D4C4B3DB} | 24060404 | CAROLANDS 0404 | 84797 | 37.5504 | -122.3739 | 52 | 41 | 4273.8622 |  | 2172.9793 |  | 2100.8829 | 159.0147 | 552.0779 | 0.0002077 | 0.00030427 | 2454 | 6.1596 | 15.3627 | 2 | 2.5321 | 6.5713 | 2.2254 | 0.041111 | 0.0071868 | 1.5789 | 293.796 | 31.298 | 26.2952 | 0.74902 | 15.6973 | 17.119 | 15.7281 | 29.2% | 15% | 48.5% | 72.8% | 28.3% | 74.6% | 0.342 | 0.056667 | 3.6667 | 22 | 5.8656 | 7.2222 | 9.7725 | 8.5669 | 1.736 | 3.0041 | 14.3156 | 12.1929 | 11.4523 | 9.1154 | 51.2999 | 48.6691 | 43.143 | 55.0115
Central Coast | OAKLAND K 1101circuit_breaker | 3182 | 1 | 1.246 | 20 | 19.1194 | 1 | 3.4586e-05 | 0.037818 |  | 1.308e-06 | 3.4586e-05 | 0.05 | 0.06517 | {BAD456A1-64C0-4C58-9244-4CB0B49EFF5E} | 12101101 | OAKLAND K 1101 | circuit_breaker | 37.8479 | -122.2291 | 105 | 514 | 24145.6711 |  | 3826.4615 |  | 20319.2096 | 559.1884 | 538.1577 | 3.4586e-05 | 3.4586e-05 | 2455 | 6.0358 | 21.8107 | 2 | 2.0274 | 5.363 | -3.0624 | 0.03875 | 0.0070137 | 1.9743 | 292.7325 | 33.5022 | 29.6917 | 0.72401 | 15.0517 | 16.5802 | 35.6519 | 26.7% | 0% | 36.8% | 89.7% | 19.4% | 49.6% | 0.52195 | 0.06375 | 4.25 | 15.625 | 1.1012 | 7.875 | 7.6014 | 7.0143 | 1.5629 | 3.151 | 14.7091 | 10.6335 | 9.9662 | 7.0064 | 49.6089 | 57.686 | 44.893 | 65.7945
Central Coast | LLAGAS 21014523 | 9177 | 16 | 26.4433 | 55 | 48.5145 | 8 | 3.8902e-05 | 41.7482 | 0.79919 | 0.0016451 | 3.4543e-05 | 0.29091 | 0.54506 | {9CF012F9-04AA-46D1-BCF0-338A1EC7E054} | 83182101 | LLAGAS 2101 | 4523 | 37.0193 | -121.5204 | 44 | 52 | 8826.1169 |  | 4420.7892 |  | 4405.3277 | 1169.9655 | 1078.7883 | 0.00027634 | 0.00031122 | 2456 | 1.4218 | 4.5557 | 2 | 2.1577 | 5.4335 | -1.798 | 0.0088889 | 0.0070241 | 1.5714 | 297.0565 | 37.0338 | 32.0612 | 1.0499 | 14.7806 | 16.0368 | 3.3891 | 26.6% | 21.3% | 45.6% | 20.7% | 77.3% | 44.1% | 0.2803 | 0.013333 | 3.1 | 19.6 | 0.54444 | 3.0556 | 8.3272 | 8.1779 | 2.0617 | 3.7479 | 14.0734 | 10.0149 | 9.3853 | 6.1397 | 52.0717 | 67.5187 | 47.5191 | 70.5328
North Coast | CLOVERDALE 1102262 | 7235 | 37 | 46.2245 | 64 | 61.3106 | 11 | 6.4316e-05 | 0.039314 | 0.22707 | 2.4789e-06 | 3.4253e-05 | 0.57812 | 0.75394 | {CC976BA1-8774-4271-B2E6-D5339363F132} | 42821102 | CLOVERDALE 1102 | 262 | 38.7977 | -122.991 | 108 | 96 | 21879.6251 |  | 9248.1499 |  | 12631.4751 | 947.9156 | 1778.124 | 0.00037678 | 0.00070747 | 2457 | 2.7679 | 6.9714 | 2.76 | 2.1938 | 5.8979 | -1.8687 | 0.0312 | 0.006769 | 2.8409 | 296.4898 | 38.4052 | 37.9031 | 1.1251 | 14.2618 | 16.2274 | 2.2633 | 1.9% | 6% | 14.5% | 6.3% | 73.5% | 19.6% | 0.26811 | 0.0364 | 1.625 | 16.75 | 2.0964 | 2.56 | 12.0105 | 10.4631 | 2.4217 | 3.9555 | 13.6794 | 8.3661 | 8.0431 | 4.6907 | 68.2511 | 96.7767 | 50.5858 | 79.87
Bay Area | WOODSIDE 11049116 | 2893 | 17 | 62.9536 | 42 | 76.1053 | 5 | 4.7938e-05 | 0.037818 | 0 | 1.8129e-06 | 3.4218e-05 | 0.40476 | 0.82719 | {37A21F97-AEE6-4520-B851-056330FD3EDF} | 24251104 | WOODSIDE 1104 | 9116 | 37.4397 | -122.2644 | 140 | 613 | 32462.5485 |  | 6807.6296 |  | 25654.919 | 1213.0994 | 4763.5054 | 0.00017109 | 0.00023969 | 2458 | 6.1423 | 21.5277 | 2 | 1.8443 | 5.3907 | 1.321 | 0.048235 | 0.0068166 | 1.8359 | 297.0214 | 35.075 | 31.2672 | 1.0664 | 15.2603 | 16.8051 | 29.4234 | 29% | 0% | 43% | 92.9% | 79.9% | 51.9% | 0.7967 | 0.018235 | 12 | 21 | 1.6882 | 2.4706 | 10.2806 | 9.1267 | 2.2027 | 3.9501 | 14.3894 | 10.4541 | 10.0853 | 6.6957 | 58.8545 | 64.0891 | 45.7901 | 68.837
Bay Area | ROSSMOOR 1104circuit_breaker | 391 | 3 | 4.7078 | 4 | 5.1635 | 2 | 0.00010477 | 0.037818 | 0.31631 | 3.9623e-06 | 3.4182e-05 | 0.75 | 0.91174 | {2B644C8A-1232-4056-B6E3-B09CD0D7D415} | 14161104 | ROSSMOOR 1104 | circuit_breaker | 37.8652 | -122.0807 | 360 | 984 | 60297.3811 |  | 17858.6714 |  | 42438.7097 | 0 | 77.9051 | 6.8365e-05 | 0.00020955 | 2459 | 2.8569 | 12.4641 | 3 | 3.409 | 7.031 | -1.6929 | 0.025 | 0.0067094 | 1.9406 | 294.887 | 33.3578 | 31.0467 | 0.90979 | 15.5248 | 16.9971 | 14.7488 | 28.9% | 28.1% | 84.6% | 56.3% | 53.5% | 65.9% | 0.75 | 0.02 | 7 | 22 | 1.91 | 2 | 7.8006 | 7.3084 | 1.9512 | 3.4935 | 14.943 | 10.5045 | 10.5866 | 6.8536 | 46.1113 | 66.5934 | 42.1763 | 67.5125
Central Valley | FROGTOWN 170275252 | 861 | 411 | 742.365 | 2117 | 1279.963 | 443 | 4.0478e-05 | 447.1087 | 13.6171 | 0.017946 | 0.00028772 | 0.19414 | 0.57999 | {169946F8-2E71-42DA-9D83-785B4AD4F476} | 163451702 | FROGTOWN 1702 | 75252 | 38.0522 | -120.6226 | 480 | 446 | 131378.6154 | 81.6351 | 97052.7173 | 60.3059 | 34325.8981 | 90444.8522 | 29293.955 | 0.12746 | 0.017932 | 1136 | 1.5976 | 5.5083 | 2 | 2.4029 | 6.0095 | -0.89632 | 0.0075322 | 0.0063808 | 2.0418 | 296.9379 | 44.4905 | 33.4185 | 1.2982 | 13.0234 | 14.5769 | 0.53248 | 51.9% | 53.1% | 41.2% | 27.7% | 54.8% | 78.5% | 0.065169 | 0.029418 | 1.3846 | 13.6241 | 0.61326 | 1.6026 | 12.4522 | 9.2191 | 2.266 | 3.9402 | 12.9808 | 7.0372 | 9.623 | 4.785 | 46.3794 | 79.251 | 50.9907 | 85.7442
North Valley | MC ARTHUR 110138998 | 4292 | 0 | 0 | 60 | 27.7441 | 23 | 6.2889e-06 | 247.9456 | 11.1428 | 0.0021387 | 3.3991e-05 | 0 | 0 | {FAF0B739-3196-4C1D-A8BD-B6B12F707FEC} | 103491101 | MC ARTHUR 1101 | 38998 | 41.0562 | -121.383 | 221 | 179 | 32651.9155 |  | 26238.7768 |  | 6413.1387 | 15389.4778 | 2109.3525 | 0.00078178 | 0.00014465 | 2461 | 0.87621 | 3.4926 | 2 | 2.6149 | 7.7525 | -0.25075 | 0.00093407 | 0.0045284 | 1.4584 | 291.8805 | 42.9857 | 32.2137 | 1.0249 | 13.0961 | 14.8585 | 0.64017 | 15% | 47.5% | 1.4% | 7.2% | 13.6% | 88.2% | 0.015863 | 0.004011 | 1.6509 | 14.8447 | 0 | 0.32967 | 8.2966 | 7.4036 | 1.8495 | 3.1553 | 12.8591 | 6.6504 | 7.9575 | 5.1873 | 50.9515 | 80.9107 | 55.4148 | 86.8372
Central Coast | MORGAN HILL 2105XR578 | 1767 | 0 | 0 | 1 | 0.45574 | 1 | 3.385e-05 | 0.037818 |  | 1.2801e-06 | 3.385e-05 | 0 | 0 | {534A451C-57DA-44B8-B8BC-2F5C24A553D0} | 83242105 | MORGAN HILL 2105 | XR578 | 37.1273 | -121.6629 | 29 | 78 | 4202.438 |  | 1108.6732 |  | 3093.7648 | 251.9162 | 435.8843 | 3.385e-05 | 3.385e-05 | 2462 | 1.0394 | 5.0021 | 2 | 2.4773 | 6.1571 | 3.0649 | 0.014 | 0.0068291 | 1.5645 | 296.2234 | 35.7471 | 31.0196 | 0.98837 | 15.0382 | 16.3038 | 27.9608 | 26.2% | 0% | 36.1% | 25.6% | 56.8% | 49.1% | 0.17866 | 0.002 | 4 | 22 | 0 | 0.2 | 9.7515 | 8.586 | 1.9312 | 3.5819 | 14.4416 | 10.0701 | 9.7831 | 6.2833 | 51.3532 | 66.8136 | 44.8838 | 70.7921
Sierra | JAMESON 1103circuit_breaker | 7292 | 157 | 517.7555 | 288 | 587.2068 | 26 | 3.7265e-05 | 2514.831 | 1.0172 | 0.083253 | 3.3844e-05 | 0.54514 | 0.88173 | {D66EDA38-27E9-4939-96F7-B9EFA1F3B789} | 63801103 | JAMESON 1103 | circuit_breaker | 38.2056 | -122.1476 | 126 | 74 | 24284.7793 |  | 17445.1976 |  | 6839.5817 | 3720.1837 | 3480.0243 | 0.00087993 | 0.0009689 | 2463 | 1.3143 | 4.3803 | 2 | 4.5977 | 9.5232 | -0.91648 | 0.019231 | 0.0069562 | 1.8746 | 296.3614 | 38.6986 | 33.1273 | 1.0637 | 14.2844 | 15.7519 | 1.1258 | 5.9% | 7.1% | 11.5% | 7.8% | 5.4% | 99.8% | 0.1261 | 0.022154 | 1.4444 | 13.5 | 6.4546 | 4.4308 | 6.2293 | 6.1104 | 2.0316 | 3.5602 | 13.0055 | 9.2263 | 10.0292 | 6.1754 | 52.025 | 68.1867 | 50.4568 | 73.648
Bay Area | CASTRO VALLEY 1108MR748 | 1800 | 135 | 269.6147 | 842 | 682.6372 | 97 | 4.9405e-05 | 1.1437 | 0.15256 | 5.9132e-05 | 3.3766e-05 | 0.16033 | 0.39496 | {4396A44C-BE29-48A2-B592-2211E388C99B} | 14091108 | CASTRO VALLEY 1108 | MR748 | 37.6953 | -122.024 | 148 | 149 | 21801.289 |  | 10026.1125 |  | 11775.1765 | 10026.1125 | 11775.1765 | 0.0032753 | 0.0047923 | 2464 | 4.0337 | 10.7108 | 3 | 3.2801 | 7.2747 | -7.5485 | 0.035714 | 0.0067692 | 1.8343 | 293.9767 | 35.4806 | 31.7295 | 0.85181 | 14.8053 | 16.3207 | 1.6447 | 28.7% | 20% | 45.9% | 41.6% | 47.5% | 29.6% | 0.16715 | 0.11245 | 2.4597 | 16.0081 | 0.58811 | 4.2959 | 8.4334 | 7.409 | 1.7369 | 3.3899 | 14.6302 | 9.536 | 9.6194 | 5.7186 | 48.1529 | 70.0296 | 46.4025 | 74.0897
Central Coast | CHOLAME 21025597 | 8737 | 44 | 72.1109 | 87 | 82.7027 | 34 | 3.0706e-05 | 2.7516 | 1.2775 | 8.4445e-05 | 3.3749e-05 | 0.50575 | 0.87193 | {A0B1EC87-107D-4315-9E85-F1BAB9E02281} | 182562102 | CHOLAME 2102 | 5597 | 35.9123 | -120.4394 | 22 | 20 | 9173.0617 |  | 8229.9238 |  | 943.1379 | 8229.9238 | 943.1379 | 0.0011475 | 0.001044 | 2465 | 0.48708 | 1.6672 | 2 | 2.5296 | 6.9615 | -1.338 | 0.0031818 | 0.0063253 | 0.80377 | 298.2287 | 43.047 | 32.0826 | 1.3051 | 13.9455 | 14.6772 | 0.57689 | 26% | 28.6% | 30.6% | 2.4% | 92.1% | 26.7% | 0.12039 | 0.011818 | 1.3667 | 14.1 | 0.28545 | 0.79091 | 5.5658 | 4.8546 | 2.3062 | 3.9413 | 12.9709 | 8.0058 | 9.1031 | 5.0797 | 40.2645 | 68.8499 | 51.6596 | 81.3532
North Coast | LUCERNE 110676850 | 1670 | 52 | 98.5079 | 168 | 148.6236 | 28 | 8.2557e-05 | 0.29095 | 0.18074 | 2.3967e-05 | 3.3749e-05 | 0.30952 | 0.6628 | {97FE1380-8BE3-42D2-B6E3-D4904D2C8F20} | 43351106 | LUCERNE 1106 | 76850 | 39.0915 | -122.797 | 108 | 524 | 28247.9491 |  | 5965.4962 |  | 22282.4529 | 2991.9456 | 8445.1915 | 0.00094497 | 0.0023116 | 2466 | 9.8378 | 34.7947 | 2 | 2.7487 | 7.8332 | -3.6291 | 0.039688 | 0.0062578 | 2.9955 | 295.444 | 43.2196 | 36.6171 | 1.1851 | 13.2741 | 15.3467 | 3.0212 | 1.7% | 5.2% | 34.3% | 91.5% | 82.3% | 5.5% | 0.69933 | 0.019062 | 8.6552 | 21.5172 | 2.5725 | 5.25 | 9.5727 | 7.924 | 2.2628 | 4.0901 | 13.2638 | 6.3211 | 7.4385 | 3.7559 | 57.6607 | 92.1272 | 52.515 | 91.0183
Central Coast | SAN LUIS OBISPO 11042293 | 8441 | 339 | 585.1148 | 1246 | 1099.9464 | 95 | 5.6601e-05 | 0.17443 | 0.13758 | 7.7456e-06 | 3.3675e-05 | 0.27207 | 0.53195 | {6CBB7AC4-B511-49AC-B596-895EB516C2D9} | 182631104 | SAN LUIS OBISPO 1104 | 2293 | 35.192 | -120.4565 | 58 | 44 | 17418.3223 |  | 14494.4535 |  | 2923.8688 | 14494.4535 | 2923.8688 | 0.0031991 | 0.0053771 | 2467 | 3.097 | 8.8182 | 3 | 2.7692 | 8.1946 | -5.6536 | 0.034378 | 0.006415 | 1.3325 | 297.7715 | 43.5466 | 37.3275 | 1.2256 | 13.2375 | 14.2133 | 0.39834 | 25.8% | 7.7% | 68.3% | 49.5% | 89.7% | 11% | 0.055754 | 0.059005 | 1.4925 | 13.194 | 4.3141 | 6.199 | 8.9263 | 8.6528 | 2.1268 | 4.1009 | 11.1237 | 9.3324 | 7.4076 | 6.2709 | 63.7946 | 73.5339 | 61.7358 | 72.8104
Bay Area | OAKLAND X 1106circuit_breaker | 283 | 92 | 274.3445 | 478 | 474.4142 | 40 | 2.9003e-05 | 0.037818 | 0.95806 | 1.0968e-06 | 3.3673e-05 | 0.19247 | 0.57828 | {FEA3C3F3-959E-472A-9376-926585E20D05} | 12541106 | OAKLAND X 1106 | circuit_breaker | 37.8051 | -122.2314 | 326 | 2572 | 122146.7532 |  | 18897.8572 |  | 103248.896 | 6219.7565 | 25220.7594 | 0.0013469 | 0.0011601 | 2468 | 5.0375 | 14.0676 | 2.029 | 2.2235 | 5.4841 | -1.802 | 0.063623 | 0.0070169 | 1.9336 | 292.7569 | 32.9503 | 30.5779 | 0.72044 | 15.2519 | 16.7584 | 35.3757 | 28.5% | 43% | 20.5% | 66.2% | 21.6% | 51.7% | 0.56978 | 0.058261 | 10.7586 | 20.9138 | 2.1619 | 6.9275 | 8.0942 | 7.4619 | 1.5798 | 3.0696 | 14.74 | 10.8615 | 9.9842 | 7.1401 | 50.9574 | 58.499 | 45.0414 | 64.5316
Bay Area | MORAGA 1103E510R | 1961 | 12 | 32.5145 | 40 | 45.5068 | 9 | 5.3849e-05 | 3.4615 | 0.14601 | 0.00020177 | 3.3633e-05 | 0.3 | 0.7145 | {4C3B8436-25B4-4A62-8D40-AF9B1B8FB54A} | 13801103 | MORAGA 1103 | E510R | 37.8411 | -122.1419 | 145 | 478 | 33394.1093 |  | 9824.475 |  | 23569.6343 | 662.3347 | 970.6053 | 0.0003027 | 0.00048464 | 2469 | 2.5532 | 10.7913 | 2 | 3.159 | 6.4729 | -0.28706 | 0.012143 | 0.0068169 | 1.9615 | 294.2372 | 31.0376 | 28.8967 | 0.82416 | 16.0245 | 17.5091 | 15.8228 | 28.3% | 19.4% | 51.4% | 42.3% | 41% | 84% | 0.37354 | 0.065 | 2.3636 | 17.3636 | 1.5136 | 2.8571 | 7.749 | 7.2318 | 1.8069 | 3.3311 | 15.7624 | 11.3027 | 10.7302 | 7.3774 | 43.2778 | 61.2541 | 39.7478 | 62.9362
Central Coast | VIEJO 22022606 | 4057 | 204 | 658.2355 | 244 | 680.1899 | 12 | 3.3632e-05 | 0.037818 |  | 1.2719e-06 | 3.3632e-05 | 0.83607 | 0.96772 | {DA30E872-22F6-4600-80CD-C659254182C9} | 182852202 | VIEJO 2202 | 2606 | 36.5767 | -121.9507 | 143 | 147 | 11330.9614 |  | 5106.4294 |  | 6224.532 | 1139.9059 | 2095.7364 | 0.00040358 | 0.00040358 | 2470 | 4.7307 | 12.9888 | 2 | 3.004 | 9.1186 | 0.27777 | 0.048571 | 0.0073622 | 1.0775 | 291.4733 | 25.8321 | 25.2646 | 0.50858 | 16.9847 | 18.1988 | 8.0799 | 25.6% | 0% | 35.7% | 63.9% | 2.2% | 91% | 0.43893 | 0.075714 | 5.2308 | 20.4615 | 14.4764 | 17.4286 | 11.1626 | 9.8541 | 1.3762 | 2.0311 | 16.0195 | 14.6449 | 13.0567 | 12.636 | 45.9736 | 48.3368 | 33.831 | 40.7448
Bay Area | MORAGA 1104circuit_breaker | 1875 | 1088 | 2544.9532 | 2680 | 3499.8416 | 247 | 7.176e-05 | 15.8784 | 7.2171 | 0.0010498 | 0.00028361 | 0.40597 | 0.72716 | {65BF29A6-90D7-4E9D-9D0F-0B463AE68E56} | 13801104 | MORAGA 1104 | circuit_breaker | 37.8489 | -122.1616 | 599 | 1994 | 133068.7819 | 82.6853 | 34925.1276 | 21.7015 | 98143.6543 | 22579.2249 | 62314.8408 | 0.070051 | 0.017725 | 1149 | 4.6834 | 13.2036 | 2.0207 | 3.5392 | 7.1126 | -0.6357 | 0.064941 | 0.0068533 | 1.9256 | 294.2996 | 31.4738 | 28.8888 | 0.83312 | 15.8912 | 17.3699 | 8.4524 | 89.1% | 86.3% | 71.1% | 62.3% | 43.7% | 82.2% | 0.26831 | 0.040533 | 5.75 | 21.2821 | 3.0139 | 7.929 | 7.596 | 7.106 | 1.8284 | 3.3758 | 15.6119 | 11.1391 | 10.5732 | 7.2514 | 43.2351 | 61.1349 | 40.5987 | 63.7972
Bay Area | TIDEWATER 210657926 | 4383 | 0 | 0 | 2 | 0.91147 | 1 | 3.3448e-05 | 618.5089 |  | 0.020688 | 3.3448e-05 | 0 | 0 | {7B2B399A-3CEE-4766-BF6E-D0BC89205982} | 14652106 | TIDEWATER 2106 | 57926 | 38.0335 | -122.0731 | 197 | 278 | 29296.938 |  | 18927.2283 |  | 10369.7097 | 0 | 12.9316 | 3.3448e-05 | 3.3448e-05 | 2472 | 1.832 | 4.5413 | 2 | 3.3977 | 7.1856 | -0.5625 | 0 | 0.0067623 | 1.2809 | 296.6133 | 39.8478 | 35.2058 | 1.099 | 14.1387 | 15.3874 | 15.9827 | 28.1% | 0% | 26% | 7.6% | 88.7% | 13.8% | 0.31255 | 0.01 | 1 | 22 | 0 | 1 | 7.1069 | 6.647 | 2.1246 | 3.7318 | 12.4184 | 9.1986 | 9.9688 | 6.3835 | 56.9258 | 68.8824 | 52.8944 | 72.7807
Central Coast | VIEJO 22019698 | 5764 | 38 | 123.7692 | 81 | 147.2059 | 8 | 3.3411e-05 | 0.037818 |  | 1.2636e-06 | 3.3411e-05 | 0.46914 | 0.84079 | {7C0AA1F8-3024-4D35-BAB8-1475B467A597} | 182852201 | VIEJO 2201 | 9698 | 36.5726 | -121.9437 | 35 | 50 | 3493.0142 |  | 1448.8828 |  | 2044.1314 | 912.5815 | 1465.1638 | 0.00026729 | 0.00026729 | 2473 | 4.7297 | 12.1962 | 2 | 2.7673 | 8.442 | -0.61808 | 0.041818 | 0.0073895 | 1.1302 | 291.5495 | 25.0642 | 24.6063 | 0.51416 | 17.1581 | 18.4217 | 9.0694 | 25.3% | 0% | 35.5% | 61% | 2.9% | 91.6% | 0.40275 | 0.041818 | 5.6 | 22.4 | 4.1791 | 7.3636 | 11.1338 | 9.8481 | 1.3879 | 2.0804 | 16.4218 | 14.9465 | 13.2298 | 12.8634 | 45.2169 | 46.8847 | 32.5838 | 39.4116
North Coast | GEYSERVILLE 110179788 | 7546 | 1421 | 2028.8409 | 2060 | 2376.3992 | 341 | 7.8301e-05 | 0.5926 | 0.63212 | 3.9359e-05 | 6.3696e-05 | 0.68981 | 0.85375 | {CD516753-E346-488C-8A28-4021B3A7E490} | 42891101 | GEYSERVILLE 1101 | 79788 | 38.6993 | -122.9708 | 208 | 114 | 78233.136 | 48.6119 | 67534.7693 | 41.9643 | 10698.3666 | 63216.603 | 6747.0925 | 0.02172 | 0.026701 | 2147 | 5.0214 | 13.7281 | 2 | 2.4823 | 6.3691 | 3.7658 | 0.023511 | 0.0066411 | 3.4801 | 295.5573 | 34.124 | 34.8984 | 1.0144 | 15.1679 | 17.2213 | 0.40248 | 9% | 11.2% | 28.5% | 36.9% | 65.4% | 37.4% | 0.16766 | 0.047616 | 1.297 | 11.2317 | 0.74171 | 2.4437 | 12.1958 | 10.734 | 2.1876 | 3.5976 | 14.5032 | 9.7656 | 9.5408 | 6.4146 | 63.2143 | 86.8339 | 46.0001 | 69.797
North Valley | CEDAR CREEK 11011710 | 9163 | 4 | 5.4172 | 10 | 9.1612 | 2 | 0.0001077 | 0.33703 | 0.010651 | 3.1949e-05 | 3.3245e-05 | 0.4 | 0.59132 | {34DFECF9-249D-4DDC-B44C-DC57837D8615} | 103321101 | CEDAR CREEK 1101 | 1710 | 40.7868 | -121.9018 | 7 | 2 | 1582.6832 |  | 117.4627 |  | 1465.2205 | 117.4627 | 1465.2205 | 6.649e-05 | 0.0002154 | 2475 | 2.3353 | 5.8577 | 3 | 3.1426 | 9.6143 | 0.33904 | 0.022632 | 0.0054288 | 4.7973 | 294.0666 | 43.4728 | 33.8226 | 1.1996 | 12.7012 | 15.5033 | 1.2099 | 14.7% | 3% | 82.4% | 25.1% | 28% | 77.7% | 0 | 0.0042105 | 2.25 | 18 | 0.29684 | 0.52632 | 8.9864 | 7.9962 | 2.1461 | 3.9289 | 13.4669 | 5.8889 | 7.5417 | 4.2372 | 54.9402 | 96.0334 | 50.9721 | 92.8853
Central Coast | CASTRO VALLEY 1106MR337 | 994 | 7 | 11.2947 | 8 | 11.9698 | 1 | 3.3087e-05 | 0.037818 |  | 1.2513e-06 | 3.3087e-05 | 0.875 | 0.9436 | {3ECE28A7-9E9D-4AFE-8619-84A42C55B001} | 14091106 | CASTRO VALLEY 1106 | MR337 | 37.7052 | -122.0623 | 453 | 2862 | 149629.9495 |  | 30443.3196 |  | 119186.6299 | 13193.9222 | 26359.1951 | 3.3087e-05 | 3.3087e-05 | 2476 | 4.9344 | 15.0147 | 2.6198 | 2.2746 | 5.4871 | -5.1187 | 0.020729 | 0.0069519 | 1.7459 | 293.6546 | 32.1668 | 30.7936 | 0.76366 | 15.6513 | 17.1208 | 20.1226 | 25.1% | 0% | 34.2% | 69.4% | 23.6% | 61.5% | 0.36288 | 0.080056 | 7.4875 | 20.9875 | 1.546 | 4.2552 | 8.5673 | 7.7431 | 1.625 | 3.249 | 15.2237 | 10.7082 | 10.0714 | 6.4407 | 49.2692 | 66.3784 | 44.1553 | 67.8622
Central Coast | LAURELES 111184523 | 9245 | 8 | 10.6795 | 51 | 36.0845 | 17 | 3.3254e-05 | 0.037818 | 0.96503 | 1.2576e-06 | 3.2637e-05 | 0.15686 | 0.29596 | {F1939199-12BC-4979-94F2-EFC54D60817D} | 182371111 | LAURELES 1111 | 84523 | 36.4267 | -121.6767 | 7 | 9 | 3683.4244 |  | 1964.6047 |  | 1718.8197 | 1964.6047 | 1718.8197 | 0.00055482 | 0.00056531 | 2477 | 3.8557 | 8.2864 | 2.0488 | 1.8692 | 5.0192 | -0.0087487 | 0.029268 | 0.0068269 | 1.5116 | 295.6467 | 30.8491 | 30.377 | 0.90509 | 16.1356 | 17.491 | 0.68751 | 24.9% | 24.5% | 35% | 45.6% | 36.4% | 74% | 0.035045 | 0.035122 | 1.2308 | 14.3846 | 0.26537 | 1.2439 | 10.6244 | 9.647 | 1.6955 | 3.1692 | 15.556 | 12.1446 | 12.0354 | 9.3504 | 50.3245 | 69.3257 | 40.214 | 54.93
Bay Area | VALLEY VIEW 1103P160 | 4698 | 33 | 105.0362 | 59 | 118.6574 | 6 | 6.4756e-05 | 0.048798 | 0.12561 | 2.9699e-06 | 3.2526e-05 | 0.55932 | 0.88521 | {2371EFC2-B46C-4698-931C-537DFFB0D5A5} | 14341103 | VALLEY VIEW 1103 | P160 | 37.9667 | -122.3058 | 236 | 1152 | 59568.8823 |  | 11104.7995 |  | 48464.0828 | 868.2348 | 0 | 0.00019516 | 0.00038854 | 2478 | 5.5295 | 14.101 | 3 | 2.8593 | 6.2846 | -1.7267 | 0.03 | 0.0073079 | 1.6787 | 294.1499 | 32.2578 | 28.1438 | 0.76175 | 15.5346 | 16.9552 | 17.2912 | 27.8% | 17.4% | 64.1% | 66.6% | 31.6% | 67% | 0 | 0.086364 | 1 | 5 | 8.9382 | 5.3636 | 7.2486 | 6.546 | 1.7241 | 3.1943 | 14.4159 | 11.9331 | 10.6812 | 8.2596 | 48.2569 | 50.5962 | 42.8869 | 58.4671
Bay Area | SAUSALITO 11021268 | 7759 | 117 | 310.015 | 192 | 339.1265 | 42 | 5.7907e-05 | 0.40708 | 0.0087775 | 2.0471e-05 | 3.2491e-05 | 0.60938 | 0.91416 | {8F1701AB-AC20-48A5-8989-61140107D373} | 42491102 | SAUSALITO 1102 | 1268 | 37.8422 | -122.4943 | 75 | 117 | 10945.5556 |  | 8059.3403 |  | 2886.2153 | 8059.3403 | 2886.2153 | 0.0013646 | 0.0024321 | 2479 | 5.8368 | 22.3789 | 2 | 4.2224 | 10.4151 | -2.5453 | 0.0085149 | 0.0075748 | 1.6776 | 291.4375 | 24.2638 | 21.2269 | 0.49875 | 17.1822 | 18.6774 | 3.324 | 27.6% | 8.1% | 56.3% | 94.4% | 0.9% | 94.4% | 0.28346 | 0.01477 | 3.0877 | 16.2807 | 2.3999 | 1.901 | 10.1409 | 8.5994 | 1.3363 | 2.0728 | 16.4411 | 15.1621 | 12.58 | 11.2509 | 45.6776 | 40.3294 | 34.424 | 41.4331
Central Coast | MORGAN HILL 21114461 | 8152 | 306 | 497.5421 | 608 | 655.2384 | 24 | 5.9157e-05 | 0.037818 | 0.22128 | 2.2372e-06 | 3.2364e-05 | 0.50329 | 0.75933 | {208B7AA1-3DC7-4A8B-92C8-2F0419B8F695} | 83242111 | MORGAN HILL 2111 | 4461 | 37.0838 | -121.7754 | 35 | 85 | 6953.9073 |  | 3633.9489 |  | 3319.9584 | 3633.9489 | 3319.9584 | 0.00077674 | 0.0014198 | 2480 | 10.2254 | 20.4536 | 3 | 1.9898 | 5.9928 | -8.874 | 0.087059 | 0.0062706 | 2.9177 | 293.8692 | 44.8445 | 35.2828 | 1.038 | 12.5941 | 14.2506 | 0 | 24.7% | 10.8% | 70.3% | 83.7% | 74.9% | 4% | 0.029521 | 0.068431 | 3.6875 | 16.9062 | 1.2749 | 11.9216 | 8.5512 | 7.5564 | 1.8841 | 3.7558 | 12.3056 | 7.2777 | 7.8985 | 4.6578 | 54.6743 | 75.9767 | 55.0938 | 86.2305
Central Coast | PURISIMA 1101circuit_breaker | 3744 | 33 | 125.3711 | 159 | 203.7677 | 33 | 2.7507e-05 | 0.044473 | 1.999 | 1.2257e-06 | 3.2348e-05 | 0.20755 | 0.61527 | {72519E2E-220A-434F-A310-3B8078E34E61} | 182971101 | PURISIMA 1101 | circuit_breaker | 34.7006 | -120.4354 | 55 | 169 | 16363.7025 |  | 7381.7293 |  | 8981.9732 | 5755.7195 | 250.1735 | 0.0010675 | 0.00090774 | 2481 | 3.4277 | 8.8113 | 2 | 3.0808 | 8.5344 | 0.22497 | 0.00014085 | 0.0072355 | 0.85333 | 295.7127 | 33.777 | 36.9531 | 0.83965 | 15.6025 | 16.2956 | 7.5054 | 24.5% | 39.1% | 24.2% | 49.3% | 30.4% | 60.8% | 0.27366 | 0.0022535 | 1.85 | 10.8 | 1.1276 | 2.2394 | 13.4055 | 12.3867 | 2.0717 | 2.7807 | 13.4184 | 13.6221 | 8.7417 | 8.8475 | 75.4743 | 69.4792 | 52.6582 | 52.784
Bay Area | SPRUCE 0402BR304 | 2068 | 71 | 144.0372 | 135 | 178.0524 | 19 | 3.5697e-05 | 0.037818 | 0.90126 | 1.35e-06 | 3.2344e-05 | 0.52593 | 0.80896 | {9DF9A52F-32F8-4676-BE5E-F9A3D03712AF} | 13340402 | SPRUCE 0402 | BR304 | 37.9039 | -122.2658 | 124 | 838 | 40095.8245 |  | 5836.8583 |  | 34258.9662 | 2445.8736 | 14021.6203 | 0.00061454 | 0.00067824 | 2482 | 2.9893 | 10.8669 | 2.0385 | 2.5394 | 6.1772 | 1.286 | 0.067308 | 0.0071457 | 1.8297 | 293.1627 | 31.9954 | 27.2516 | 0.71995 | 15.349 | 16.8468 | 17.3195 | 27.4% | 41.6% | 28.9% | 43.2% | 20.7% | 56.1% | 0.71372 | 0.02 | 15.6522 | 22 | 1.7919 | 5.1923 | 7.3412 | 6.7188 | 1.5747 | 3.1072 | 14.8065 | 11.3513 | 10.3189 | 7.5445 | 46.5174 | 51.2371 | 42.868 | 61.553
Bay Area | OAKLAND K 1101CR346 | 7001 | 20 | 36.6923 | 39 | 45.79 | 2 | 5.0021e-05 | 0.037818 | 0.24563 | 1.8917e-06 | 3.2257e-05 | 0.51282 | 0.80132 | {DDAEA41C-A887-4E18-B3DF-4A90221F1904} | 12101101 | OAKLAND K 1101 | CR346 | 37.8534 | -122.2371 | 16 | 25 | 1411.5429 |  | 301.378 |  | 1110.1649 | 301.378 | 1110.1649 | 6.4514e-05 | 0.00010004 | 2483 | 6.6717 | 16.5944 | 3 | 2.2551 | 5.7913 | -4.1792 | 0.073333 | 0.0070137 | 1.9743 | 292.7325 | 33.5022 | 29.6917 | 0.72401 | 15.0517 | 16.5802 | 26.0755 | 27.2% | 25.5% | 47% | 80.2% | 22.3% | 37% | 0.33901 | 0.023333 | 17 | 22 | 0.47667 | 13 | 7.6014 | 7.0143 | 1.5629 | 3.151 | 14.7091 | 10.6335 | 9.9662 | 7.0064 | 49.6089 | 57.686 | 44.893 | 65.7945
Central Valley | COARSEGOLD 210410110 | 1785 | 1210 | 1707.7953 | 4535 | 3098.7468 | 656 | 6.3267e-05 | 189.1401 | 32.266 | 0.010237 | 0.00091599 | 0.26681 | 0.55112 | {B491FAF3-D57C-4407-A408-814947D65184} | 254432104 | COARSEGOLD 2104 | 10110 | 37.2673 | -119.7126 | 750 | 782 | 136664.1753 | 84.9194 | 79684.5808 | 49.5138 | 56979.5945 | 79684.5808 | 56979.5945 | 0.60089 | 0.041503 | 447 | 3.2677 | 10.0485 | 2.0529 | 1.9819 | 5.0963 | -0.61103 | 0.031084 | 0.0062293 | 2.1106 | 296.4714 | 48.6172 | 32.5317 | 1.3367 | 11.9199 | 13.3506 | 1.4569 | 80.5% | 75.9% | 67.6% | 52.3% | 67% | 45.5% | 0.055268 | 0.08316 | 2.0639 | 16.7976 | 2.0745 | 3.751 | 8.2843 | 7.4121 | 2.3173 | 3.7943 | 11.3111 | 6.6823 | 7.154 | 4.4435 | 46.8553 | 68.4856 | 62.1025 | 87.3863
Bay Area | ALTO 112088190 | 543 | 22 | 42.2045 | 46 | 54.7051 | 5 | 6.0599e-05 | 0.037818 | 0.034942 | 2.2917e-06 | 3.2061e-05 | 0.47826 | 0.77149 | {FB7430F5-69AD-42E3-8B5B-42F0E8A7B1F0} | 42031120 | ALTO 1120 | 88190 | 37.8868 | -122.5247 | 117 | 442 | 23112.3981 |  | 5023.293 |  | 18089.1051 | 530.6966 | 872.407 | 0.00016031 | 0.000303 | 2485 | 3.6024 | 12.0216 | 2 | 3.6653 | 8.1565 | -4.2214 | 0.034286 | 0.0073054 | 2.3675 | 292.3201 | 25.7129 | 22.6282 | 0.59911 | 16.8018 | 18.5343 | 29.1259 | 27% | 10.3% | 59.2% | 52.6% | 7.1% | 91.3% | 0.63499 | 0.048571 | 5.2857 | 16.8571 | 3.5314 | 6.5714 | 10.3121 | 8.7795 | 1.4274 | 2.4184 | 15.8038 | 14.3101 | 12.6466 | 10.4701 | 46.4056 | 43.6267 | 36.0031 | 45.4607
Bay Area | CASTRO VALLEY 1101MR204 | 2509 | 6 | 19.2213 | 18 | 26.5596 | 5 | 2.5975e-05 | 0.037818 | 1.4185 | 9.8232e-07 | 3.2008e-05 | 0.33333 | 0.7237 | {B72D11A7-A3E3-4487-9B62-E0B9199739E9} | 14091101 | CASTRO VALLEY 1101 | MR204 | 37.6613 | -122.0557 | 122 | 288 | 17336.7925 |  | 4709.4304 |  | 12627.362 | 232.9604 | 2742.9841 | 0.00016004 | 0.00012987 | 2486 | 8.307 | 17.533 | 2 | 2.6697 | 6.2048 | -0.76919 | 0.066842 | 0.0070573 | 1.5192 | 293.613 | 34.4877 | 32.5637 | 0.75712 | 15.1302 | 16.5348 | 16.2042 | 26.9% | 52.9% | 16.3% | 84.4% | 30.5% | 42.1% | 0.17215 | 0.33158 | 3 | 22 | 0.60474 | 0.94737 | 8.8516 | 7.7488 | 1.6361 | 3.1871 | 14.6024 | 10.3123 | 9.6899 | 6.1315 | 53.8566 | 69.4542 | 47.5335 | 70.5988
Central Coast | SISQUOC 1103M14 | 6297 | 107 | 163.3639 | 1014 | 732.6757 | 204 | 2.5011e-05 | 0.93573 |  | 2.2216e-05 | 2.5011e-05 | 0.10552 | 0.22297 | {BE479CE6-8809-4A3B-A6FB-86A2FCDE06C2} | 182811103 | SISQUOC 1103 | M14 | 34.8831 | -120.2779 | 287 | 244 | 79997.4768 | 49.7083 | 52362.2316 | 32.5365 | 27635.2452 | 32732.59 | 21409.7734 | 0.0051021 | 0.0051021 | 2575 | 3.1178 | 8.2776 | 2.9621 | 3.2884 | 8.4719 | -2.9923 | 0.020293 | 0.0066013 | 1.069 | 296.7655 | 48.0091 | 41.9481 | 1.1777 | 12.1891 | 13.0429 | 0.19353 | 18.5% | 0% | 21.1% | 45.4% | 86.1% | 1.1% | 0.077801 | 0.053614 | 1.4739 | 14.4819 | 0.60682 | 1.7453 | 10.0432 | 9.3423 | 2.1531 | 3.6015 | 9.9984 | 8.7543 | 6.2681 | 5.821 | 74.0976 | 79.6843 | 68.0499 | 75.9361
Bay Area | HALF MOON BAY 11038898 | 7788 | 78 | 117.2499 | 182 | 171.1246 | 8 | 6.2017e-05 | 0.037818 | 0.23513 | 2.3453e-06 | 3.1906e-05 | 0.42857 | 0.68517 | {F439C87D-AAE9-43A5-B8D6-BA1AB4C5C362} | 24101103 | HALF MOON BAY 1103 | 8898 | 37.3135 | -122.2756 | 17 | 31 | 2159.5164 |  | 1026.3244 |  | 1133.192 | 1026.3244 | 1133.192 | 0.00025524 | 0.00049614 | 2488 | 7.6994 | 17.3282 | 2 | 2.0048 | 5.1213 | -1.1584 | 0.1025 | 0.0071265 | 2.1112 | 294.0943 | 29.9836 | 28.5155 | 0.75113 | 16.2123 | 17.9458 | 2.78 | 26.7% | 24.8% | 61.2% | 83.7% | 29.6% | 85.5% | 0.30197 | 0.09 | 4.625 | 22 | 1.19 | 22.75 | 11.0675 | 9.6475 | 1.5812 | 3.4403 | 15.5055 | 10.9874 | 9.3959 | 6.1716 | 59.4767 | 67.1758 | 44.0491 | 68.3193
Central Coast | OTTER 1101circuit_breaker | 8206 | 65 | 171.7903 | 85 | 182.543 | 23 | 3.8291e-05 | 0.12733 | 0.59189 | 4.5021e-06 | 3.1853e-05 | 0.76471 | 0.9411 | {BB161BB9-B628-4038-939A-BDBCD448B75E} | 182941101 | OTTER 1101 | circuit_breaker | 36.3804 | -121.8989 | 84 | 58 | 12237.2257 |  | 10779.267 |  | 1457.9587 | 9899.5429 | 1022.5664 | 0.00073261 | 0.0008807 | 2489 | 5.454 | 21.2255 | 2.9027 | 3.5443 | 8.871 | -1.8545 | 0.0085841 | 0.0065857 | 1.5253 | 292.4202 | 32.885 | 32.3887 | 0.69054 | 15.2035 | 16.5866 | 0.95906 | 24.2% | 17.4% | 44.1% | 86.8% | 15.9% | 54.2% | 0.22278 | 0.0067739 | 2 | 12.6071 | 0.40496 | 0.75221 | 11.732 | 10.6537 | 1.4913 | 2.5998 | 14.9678 | 11.449 | 12.1855 | 9.1441 | 54.2204 | 69.3879 | 39.7386 | 56.2736
Bay Area | SOBRANTE 1101L534R | 3642 | 32 | 72.9338 | 83 | 98.4515 | 11 | 3.7925e-05 | 12.1836 | 0.42444 | 0.00051488 | 3.1596e-05 | 0.38554 | 0.74081 | {25DCD8D9-03C2-4BC1-93F7-DF5BB3FCC448} | 14671101 | SOBRANTE 1101 | L534R | 37.8887 | -122.133 | 100 | 203 | 10576.253 |  | 2992.4353 |  | 7583.8177 | 1291.9266 | 4666.681 | 0.00034756 | 0.00041718 | 2490 | 2.1293 | 7.6103 | 2 | 3.2921 | 6.8988 | 0.45014 | 0.047222 | 0.0068647 | 1.8187 | 295.7933 | 35.2726 | 32.1606 | 0.99191 | 15.057 | 16.5008 | 32.9754 | 26.5% | 30.9% | 29.8% | 20.1% | 70.1% | 38.3% | 0.48106 | 0.021667 | 10.0714 | 20.7857 | 1.4822 | 4.6111 | 7.3798 | 6.9584 | 2.091 | 3.6837 | 14.2886 | 10.1817 | 10.4225 | 6.7041 | 49.8567 | 65.9887 | 45.565 | 68.7077
Bay Area | TASSAJARA 2112circuit_breaker | 1347 | 21 | 34.0327 | 29 | 39.4335 | 3 | 3.1541e-05 | 295.032 |  | 0.010513 | 3.1541e-05 | 0.72414 | 0.86304 | {4D869EED-AD00-4E5D-B02B-0CB786403D3A} | 14662112 | TASSAJARA 2112 | circuit_breaker | 37.7998 | -121.9076 | 60 | 11 | 2508.158 |  | 2118.6497 |  | 389.5083 | 219.0837 | 95.7358 | 9.4622e-05 | 9.4622e-05 | 2491 | 2.0701 | 5.6706 | 2 | 2.4173 | 6.5275 | -2.7917 | 0.046667 | 0.0064538 | 1.493 | 295.8365 | 40.7473 | 35.0683 | 1.0713 | 13.8226 | 15.2031 | 5.004 | 26.3% | 0% | 23.6% | 11.4% | 80.6% | 7.8% | 0.18908 | 0.0033333 | 5.3333 | 12.6667 | 6.8467 | 9.6667 | 7.0548 | 6.594 | 2.1382 | 3.8404 | 13.6491 | 8.5184 | 9.0785 | 5.3432 | 49.6676 | 75.6604 | 50.0418 | 79.2572
Central Coast | SARATOGA 110413314 | 260 | 236 | 573.1153 | 660 | 814.9018 | 46 | 4.2399e-05 | 0.037818 | 0.35916 | 1.6034e-06 | 3.1408e-05 | 0.35758 | 0.70329 | {DAB08854-D3B6-4F8F-8E8C-51427B3E01B1} | 83371104 | SARATOGA 1104 | 13314 | 37.2626 | -121.9924 | 420 | 545 | 41607.4614 |  | 18413.6994 |  | 23193.7619 | 4930.3505 | 4954.9306 | 0.0014448 | 0.0019503 | 2492 | 3.1173 | 11.3344 | 2 | 1.657 | 5.2654 | 0.10969 | 0.060755 | 0.0064857 | 1.944 | 295.2742 | 41.0235 | 35.5437 | 1.0142 | 13.7247 | 15.0647 | 19.526 | 24% | 13.6% | 52.6% | 57.3% | 67.8% | 21.1% | 0.43812 | 0.043962 | 4.12 | 19.96 | 4.0366 | 12.4528 | 10.1568 | 8.4279 | 1.9811 | 3.5406 | 13.1401 | 8.3875 | 8.7945 | 5.427 | 56.5817 | 77.6854 | 50.725 | 79.4416
Bay Area | ROSSMOOR 110479146 | 8049 | 9 | 14.2879 | 22 | 21.6376 | 5 | 3.1381e-05 | 0.040014 |  | 1.2862e-06 | 3.1381e-05 | 0.40909 | 0.66033 | {DE1365E8-AE71-4371-B78C-316604B54A0D} | 14161104 | ROSSMOOR 1104 | 79146 | 37.9033 | -122.0955 | 79 | 160 | 9989.7568 |  | 3498.2633 |  | 6491.4935 | 400.4315 | 465.663 | 0.0001569 | 0.0001569 | 2493 | 1.8869 | 7.0584 | 2 | 3.2776 | 6.8103 | 8.0168 | 0.046667 | 0.0068507 | 1.8075 | 295.9681 | 35.7248 | 32.669 | 1.011 | 14.9631 | 16.4015 | 27.822 | 26.1% | 0% | 23.4% | 16.7% | 72.8% | 35% | 0.37862 | 0.018333 | 3.6 | 22 | 2.6533 | 3.6667 | 7.3922 | 6.9708 | 2.1082 | 3.7135 | 14.1319 | 10.106 | 10.4525 | 6.6855 | 51.1746 | 66.4755 | 46.059 | 69.0209
North Valley | PIT NO 3 2101circuit_breaker | 7598 | 290 | 339.8513 | 504 | 441.0229 | 93 | 2.7872e-05 | 0.076839 | 1.1043 | 1.7565e-06 | 3.1258e-05 | 0.5754 | 0.7706 | {5C4A4B21-8DC0-4DD4-BD69-EB88E21328E5} | 103732101 | PIT NO 3 2101 | circuit_breaker | 40.9981 | -121.7474 | 54 | 15 | 13252.2607 |  | 11059.9326 |  | 2192.3281 | 10857.4498 | 1533.1179 | 0.002907 | 0.0025921 | 2494 | 9.8709 | 24.2946 | 2 | 2.2853 | 6.1827 | -6.0342 | 0.046397 | 0.0047088 | 2.1171 | 292.8279 | 42.7176 | 32.0121 | 1.0981 | 13.1638 | 15.3095 | 0.57337 | 14.2% | 11.6% | 19.9% | 90.5% | 22% | 89% | 0.12872 | 0.070648 | 2.2727 | 11.4091 | 1.8529 | 3.7059 | 8.1895 | 7.0639 | 1.9932 | 3.4706 | 12.6571 | 6.4409 | 8.0682 | 4.9561 | 52.4231 | 81.9713 | 55.1063 | 88.5101
Bay Area | BERESFORD 04039154 | 5759 | 256 | 561.8519 | 1087 | 1034.8098 | 61 | 4.6466e-05 | 0.037818 | 0.16207 | 1.7573e-06 | 3.1236e-05 | 0.23551 | 0.54295 | {59262E1A-A9BD-4C08-8147-3EF20A86F7EA} | 24040403 | BERESFORD 0403 | 9154 | 37.5535 | -122.3336 | 208 | 683 | 37865.6287 |  | 10532.6812 |  | 27332.9475 | 6496.7789 | 12404.5549 | 0.0019054 | 0.0028344 | 2495 | 4.9879 | 13.3411 | 2 | 2.3147 | 6.2731 | -2.3519 | 0.072375 | 0.0071789 | 1.5866 | 293.8129 | 31.3099 | 26.3445 | 0.75078 | 15.6987 | 17.1238 | 16.4639 | 26% | 20.8% | 40.7% | 63.2% | 29% | 74.8% | 0.49419 | 0.029125 | 5.6957 | 19.4348 | 3.2304 | 13.5875 | 9.7835 | 8.5778 | 1.7355 | 3.0107 | 14.3404 | 12.1815 | 11.4278 | 9.0832 | 51.4288 | 48.7685 | 43.1074 | 55.1594
Central Coast | FOOTHILL 1101549904 | 6315 | 10 | 18.0926 | 37 | 35.0566 | 7 | 3.613e-05 | 0.25585 | 1.0989 | 1.2137e-05 | 3.1176e-05 | 0.27027 | 0.5161 | {BEF6045A-3518-436C-A876-62625F5A4B60} | 182951101 | FOOTHILL 1101 | 549904 | 35.2965 | -120.7659 | 207 | 227 | 48545.8649 |  | 28248.1164 |  | 20297.7485 | 12017.3608 | 7935.1372 | 0.00021823 | 0.00025291 | 2496 | 1.8718 | 5.9394 | 2 | 2.71 | 7.4076 | -0.99866 | 0.0097608 | 0.0070771 | 1.2714 | 294.1019 | 30.3442 | 27.4008 | 0.76294 | 16.0619 | 17.0484 | 2.4711 | 23.8% | 26.2% | 40.3% | 33.7% | 23.4% | 72.3% | 0.11754 | 0.017943 | 1.5941 | 14.802 | 0.13455 | 0.17703 | 8.336 | 8.6971 | 1.6916 | 2.6657 | 15.6021 | 14.2629 | 12.1981 | 10.62 | 46.2208 | 48.9767 | 38.985 | 45.8059
Central Coast | MESA 1103M92 | 7553 | 12 | 38.7169 | 22 | 45.0292 | 9 | 3.0989e-05 | 1.5872 |  | 4.7336e-05 | 3.0989e-05 | 0.54545 | 0.85982 | {2DBCA866-9F0D-46E8-B9B3-4863FA94560D} | 182821103 | MESA 1103 | M92 | 35.0168 | -120.4802 | 230 | 351 | 28394.1427 |  | 12733.2432 |  | 15660.8996 | 1573.0951 | 959.5422 | 0.00027891 | 0.00027891 | 2497 | 1.2968 | 5.5026 | 2 | 2.5352 | 7.7619 | 0.74486 | 0.011379 | 0.0073258 | 0.9418 | 295.0509 | 32.2318 | 31.2874 | 0.77694 | 15.7743 | 16.5783 | 12.5425 | 23.6% | 0% | 31% | 29.3% | 24.5% | 64.7% | 0.26373 | 0.015172 | 1.6429 | 13.5 | 0.8531 | 0.75862 | 10.7877 | 10.2217 | 1.9283 | 2.8433 | 13.2741 | 12.5302 | 8.7795 | 8.4983 | 62.9246 | 61.0659 | 52.0064 | 56.702
Central Coast | CABRILLO 11031437 | 5553 | 4 | 13.3913 | 28 | 28.7426 | 9 | 1.9054e-05 | 21.5845 | 5.0692 | 0.00025936 | 3.0976e-05 | 0.14286 | 0.46591 | {F7BA05AD-8E42-4B6D-9E07-B1C94132C1D1} | 183101103 | CABRILLO 1103 | 1437 | 34.6008 | -120.2786 | 47 | 53 | 9893.9554 |  | 7854.9148 |  | 2039.0405 | 4397.9316 | 1548.8938 | 0.00027878 | 0.00017149 | 2498 | 0.98422 | 3.6533 | 2 | 3.4335 | 8.8618 | 0.10135 | 0.005 | 0.0071911 | 0.87189 | 297.0553 | 35.2932 | 37.4955 | 0.96994 | 15.2059 | 15.8933 | 0.67676 | 23.4% | 64.3% | 11.7% | 13.6% | 48.5% | 54.4% | 0.15906 | 0.0125 | 1.725 | 14.55 | 0.1905 | 0.46667 | 13.9698 | 12.5852 | 2.1422 | 3.1359 | 12.7617 | 12.4895 | 7.5454 | 7.5897 | 76.0868 | 74.635 | 56.9913 | 59.2387
Bay Area | SPRUCE 0401BR316 | 2007 | 143 | 322.9034 | 336 | 431.213 | 49 | 3.3722e-05 | 0.037818 | 0.52496 | 1.2753e-06 | 3.0913e-05 | 0.4256 | 0.74883 | {3F882A80-2491-48FC-AFA8-BDC3FFEA4D12} | 13340401 | SPRUCE 0401 | BR316 | 37.9038 | -122.2662 | 111 | 960 | 46873.8702 |  | 6628.9852 |  | 40244.885 | 6628.9852 | 39980.9131 | 0.0015148 | 0.0016524 | 2499 | 2.9677 | 10.6185 | 2.2154 | 2.6512 | 6.2979 | 1.2452 | 0.042923 | 0.0071486 | 1.827 | 293.1621 | 31.9904 | 27.2452 | 0.71939 | 15.3497 | 16.8464 | 17.2109 | 25.8% | 33.9% | 26.1% | 40.3% | 20.3% | 56.4% | 0.68212 | 0.069538 | 16.95 | 21.2833 | 1.472 | 5.1692 | 7.3425 | 6.7203 | 1.5746 | 3.1045 | 14.8028 | 11.3585 | 10.3195 | 7.5525 | 46.5253 | 51.1926 | 42.868 | 61.5065
Bay Area | MENLO 11029110 | 2783 | 20 | 25.2118 | 108 | 78.1915 | 10 | 5.2406e-05 | 0.16244 | 0.034897 | 6.5925e-06 | 3.074e-05 | 0.18519 | 0.32244 | {2ADB84B9-4752-4713-BF49-15F96D94E1DF} | 24131102 | MENLO 1102 | 9110 | 37.3873 | -122.1919 | 259 | 294 | 28980.9799 |  | 15093.0142 |  | 13887.9657 | 1403.503 | 253.3889 | 0.0003074 | 0.00052406 | 2500 | 5.4212 | 11.7205 | 2 | 2.2194 | 6.3972 | -10.0448 | 0.046667 | 0.006752 | 1.7509 | 296.0077 | 37.4046 | 34.059 | 0.99548 | 14.6806 | 16.1354 | 4.0571 | 25.6% | 10.1% | 50.1% | 49.9% | 70.6% | 27.6% | 0.11106 | 0.3025 | 1.9 | 10.5 | 2.1283 | 9 | 10.2818 | 8.9339 | 2.0222 | 3.6263 | 13.9424 | 9.647 | 9.5417 | 6.0689 | 61.3721 | 69.8898 | 48.6774 | 73.2498
Central Coast | SAN BENITO 210136912 | 2693 | 22 | 40.3931 | 124 | 97.0921 | 23 | 4.3804e-05 | 910.8655 | 0.062883 | 0.044447 | 3.0702e-05 | 0.17742 | 0.41603 | {90A67B0B-7B04-4738-A6BC-63EA48062380} | 182742101 | SAN BENITO 2101 | 36912 | 36.8384 | -121.5204 | 130 | 128 | 27401.1585 |  | 20320.0338 |  | 7081.1247 | 7482.8922 | 2275.3579 | 0.00070615 | 0.0010075 | 2501 | 2.2283 | 6.5279 | 2 | 3.1538 | 7.6911 | 0.45267 | 0.0203 | 0.0068628 | 1.4777 | 295.2978 | 31.8281 | 27.5411 | 0.8551 | 15.9013 | 17.2028 | 1.4995 | 23.3% | 6.3% | 54.4% | 37% | 32.2% | 68.1% | 0.1217 | 0.0168 | 1.2745 | 13.5294 | 0.2547 | 1.24 | 7.7424 | 7.8099 | 1.6408 | 3.2063 | 15.2 | 11.8942 | 10.7427 | 7.6994 | 45.392 | 55.1906 | 41.0234 | 61.0033
Bay Area | EL CERRITO G 1112circuit_breaker | 3699 | 3 | 9.9364 | 18 | 19.1103 | 3 | 3.0671e-05 | 0.037818 |  | 1.1599e-06 | 3.0671e-05 | 0.16667 | 0.51995 | {FFE77CFA-A34C-468C-9434-8A402AB29846} | 12501112 | EL CERRITO G 1112 | circuit_breaker | 37.9163 | -122.3029 | 175 | 1176 | 57519.0637 |  | 10601.0269 |  | 46918.0368 | 510.801 | 1516.6237 | 9.2014e-05 | 9.2014e-05 | 2502 | 3.8932 | 9.1279 | 2.6667 | 2.5274 | 5.7604 | 5.5212 | 0.09 | 0.0072968 | 1.6885 | 294.1315 | 32.5135 | 28.3568 | 0.76505 | 15.4645 | 16.893 | 36.3695 | 25.4% | 0% | 22.3% | 30.7% | 32.7% | 62.6% | 0.62449 | 0.096667 | 10.6667 | 22 | 2.04 | 6 | 7.2804 | 6.5911 | 1.7374 | 3.2195 | 14.3992 | 11.8469 | 10.6146 | 8.2147 | 48.7123 | 51.0111 | 43.085 | 58.8475
North Valley | HAMILTON BRANCH 110190334 | 6983 | 13 | 18.3426 | 150 | 82.7162 | 27 | 6.5686e-06 | 0.037818 | 9.0551 | 2.4841e-07 | 3.061e-05 | 0.086667 | 0.22175 | {6FA22C4C-B16C-4BDC-8F70-7E0F32F87C45} | 102361101 | HAMILTON BRANCH 1101 | 90334 | 40.2684 | -121.0877 | 74 | 96 | 8996.4682 |  | 5434.6472 |  | 3561.821 | 5355.1369 | 3489.1915 | 0.00082647 | 0.00017735 | 2503 | 9.4865 | 31.7886 | 2 | 2.0166 | 6.3157 | -1.765 | 0.03386 | 0.0039884 | 2.2007 | 289.65 | 46.6952 | 36.5459 | 0.94555 | 12.2131 | 14.174 | 2.0452 | 13.9% | 41.8% | 1.7% | 97.1% | 2% | 46.5% | 0.1615 | 0.023431 | 3.5405 | 15.1081 | 0.060702 | 2.6316 | 13.6586 | 10.3242 | 1.6723 | 2.9342 | 11.9878 | 5.7728 | 7.2664 | 4.4912 | 61.5221 | 96.234 | 58.6144 | 92.3637
Bay Area | LAS GALLINAS A 1105circuit_breaker | 8544 | 1 | 3.0796 | 19 | 13.0641 | 5 | 6.3483e-05 | 2.092 | 0.066975 | 0.00014643 | 3.0595e-05 | 0.052632 | 0.23573 | {90D8A356-6EF7-43D5-832C-D86D9C80D726} | 42991105 | LAS GALLINAS A 1105 | circuit_breaker | 38.0222 | -122.5381 | 58 | 148 | 10244.7008 |  | 3345.6946 |  | 6899.0062 | 658.6815 | 697.0062 | 0.00015297 | 0.00031742 | 2504 | 4.4043 | 12.2239 | 2 | 2.1271 | 6.6857 | -1.5069 | 0.018889 | 0.0070462 | 2.4308 | 295.0313 | 33.9911 | 30.4285 | 0.88295 | 15.0829 | 16.7275 | 25.8666 | 25.2% | 13.3% | 63% | 54.4% | 49.5% | 39.9% | 0.40954 | 0.038889 | 5.6667 | 18.8333 | 0 | 2.1111 | 10.9853 | 9.4939 | 1.7948 | 3.2711 | 13.658 | 11.3704 | 11.2869 | 8.4022 | 54.705 | 61.4683 | 45.7906 | 59.4732
Central Coast | SWIFT 2110XR254 | 8519 | 296 | 519.8179 | 740 | 762.454 | 175 | 1.6699e-05 | 2.7134 | 1.8405 | 3.6462e-05 | 1.9979e-05 | 0.4 | 0.68177 | {D078310A-A59A-4DF4-876C-B326130655F6} | 83392110 | SWIFT 2110 | XR254 | 37.334 | -121.7559 | 158 | 93 | 45771.9089 | 28.4414 | 39910.094 | 24.799 | 5861.8149 | 39910.094 | 5861.8149 | 0.0034963 | 0.0029224 | 2645 | 2.1479 | 6.6759 | 2 | 2.584 | 6.6469 | -0.2441 | 0.019568 | 0.005936 | 1.6311 | 293.1756 | 48.6621 | 39.1801 | 1.0627 | 11.8646 | 13.2554 | 0.60023 | 13.9% | 36.1% | 7.3% | 38.5% | 79.3% | 0.4% | 0.084704 | 0.044004 | 1.5988 | 12.3642 | 0.68049 | 1.391 | 10.1783 | 8.6237 | 1.906 | 3.8025 | 11.4174 | 6.4858 | 7.1013 | 3.7976 | 62.6256 | 86.1481 | 59.3235 | 90.9835
Central Coast | TEMPLETON 2113A30 | 4445 | 13 | 29.5801 | 39 | 40.6909 | 3 | 3.0488e-05 | 41.1024 |  | 0.0012778 | 3.0488e-05 | 0.33333 | 0.72695 | {982A8403-6DD7-4479-B96A-84BF654A0654} | 183052113 | TEMPLETON 2113 | A30 | 35.4889 | -120.6645 | 61 | 146 | 7860.0523 |  | 2568.4452 |  | 5291.6071 | 401.1046 | 291.136 | 9.1464e-05 | 9.1464e-05 | 2506 | 1.7663 | 3.8866 | 2 | 2.3512 | 7.0378 | -6.2333 | 0.023333 | 0.0063492 | 1.031 | 297.4135 | 38.6378 | 32.8799 | 1.1588 | 14.5836 | 15.4197 | 27.1655 | 23.1% | 0% | 30% | 15.8% | 83.9% | 40.3% | 0.17968 | 0.036667 | 3 | 16.3333 | 7.2233 | 13 | 8.0505 | 8.1128 | 1.9192 | 3.5681 | 13.716 | 10.1274 | 10.2428 | 6.9871 | 46.7507 | 64.2806 | 48.3271 | 67.2231
Central Valley | SO. CAL. EDISON #3 1101circuit_breaker | 3395 | 4 | 6.3037 | 13 | 8.7162 | 7 | 1.5736e-05 | 1.4715 | 6.3678 | 2.3371e-05 | 3.0434e-05 | 0.30769 | 0.72321 | {FEFF3CD8-2343-48D8-93C4-6004850FEF87} | 258861101 | SO. CAL. EDISON #3 1101 | circuit_breaker | 37.1585 | -119.4059 | 33 | 27 | 13827.0084 |  | 13165.8307 |  | 661.1777 | 13165.8307 | 661.1777 | 0.00021304 | 0.00011016 | 2507 | 3.5909 | 13.6973 | 2.8526 | 1.8098 | 4.672 | 0.50616 | 0.0082692 | 0.0053842 | 1.6533 | 297.9083 | 56.5507 | 37.0702 | 1.5632 | 10.4166 | 11.6479 | 0.8187 | 10.9% | 30.6% | 10.4% | 65.4% | 93.3% | 10.9% | 0.026256 | 0.07609 | 1.6571 | 12.4571 | 0.023077 | 0.083333 | 7.5637 | 6.7418 | 2.6297 | 4.1497 | 9.5784 | 5.7869 | 6.0705 | 3.9416 | 52.7182 | 72.033 | 71.6389 | 92.6714
Central Coast | PALMER 1101M82 | 3662 | 1 | 4.0622 | 31 | 16.4754 | 3 | 2.3924e-05 | 0.6472 | 1.3417 | 1.5817e-05 | 3.0143e-05 | 0.032258 | 0.24656 | {51B50550-2616-4B8D-8593-9330C414F251} | 183031101 | PALMER 1101 | M82 | 34.7369 | -120.2589 | 240 | 474 | 51410.0855 |  | 24210.9534 |  | 27199.1321 | 16759.4337 | 8936.4007 | 9.0428e-05 | 7.1772e-05 | 2508 | 0.97491 | 3.3955 | 2 | 2.8694 | 8.3002 | -1.866 | 0.0026909 | 0.0070054 | 0.84834 | 297.3524 | 36.5388 | 36.8163 | 1.0307 | 14.9266 | 15.6334 | 3.0202 | 22.9% | 30% | 19.4% | 11.4% | 72.7% | 47.4% | 0.4012 | 0.010982 | 1.6356 | 12.3559 | 0.0052 | 0.11273 | 12.4797 | 11.5139 | 2.166 | 3.2289 | 12.8605 | 12.1358 | 7.5391 | 7.2852 | 71.2193 | 71.2582 | 56.6373 | 61.0642
North Coast | GARBERVILLE 11012026 | 7787 | 800 | 1504.2153 | 882 | 1539.8293 | 108 | 9.0144e-05 | 0.037818 | 0.11684 | 3.4091e-06 | 4.505e-05 | 0.90703 | 0.97687 | {E7486DD4-0A7D-467A-B7E3-9401480FC5B2} | 192221101 | GARBERVILLE 1101 | 2026 | 39.8515 | -123.7182 | 29 | 27 | 11495.2611 | 7.1428 | 10220.4249 | 6.3507 | 1274.8362 | 10220.4249 | 1274.8362 | 0.0048654 | 0.0097356 | 2330 | 15.2323 | 26.6831 | 2 | 2.1062 | 6.0672 | -3.6447 | 0.058993 | 0.006418 | 4.9616 | 292.6428 | 28.3268 | 32.0265 | 0.76785 | 16.5246 | 19.4933 | 0.86798 | 3.9% | 4.6% | 43.9% | 77% | 27.3% | 54.9% | 0.073918 | 0.10856 | 1.4722 | 14.0833 | 0.03223 | 6.3453 | 14.5402 | 12.5755 | 1.6877 | 3.2332 | 17.1341 | 9.4797 | 10.9024 | 5.6841 | 57.7297 | 92.9553 | 34.837 | 72.1345
Bay Area | OAK 0401circuit_breaker | 3517 | 110 | 221.0193 | 249 | 290.9062 | 39 | 2.2366e-05 | 0.037818 | 1.2888 | 8.4584e-07 | 3.0104e-05 | 0.44177 | 0.75976 | {E8FD31A9-7950-4D14-9414-D1A0A0556AE8} | 12600401 | OAK 0401 | circuit_breaker | 37.9012 | -122.2867 | 150 | 1383 | 63793.9176 |  | 8444.2886 |  | 55349.629 | 5406.3145 | 35040.3995 | 0.0011741 | 0.00087227 | 2510 | 3.6496 | 11.3227 | 2 | 2.3661 | 6.0076 | 0.18812 | 0.0594 | 0.0073184 | 1.6706 | 293.122 | 31.7008 | 26.8709 | 0.68713 | 15.3879 | 16.8217 | 39.1892 | 25% | 50.3% | 11.6% | 47.9% | 16.2% | 58.1% | 0.75802 | 0.0306 | 18.5106 | 22 | 1.4264 | 4.98 | 7.4139 | 6.8091 | 1.5696 | 2.949 | 14.5866 | 11.7725 | 10.3524 | 8.0164 | 46.9853 | 48.6008 | 42.8672 | 58.7971
Bay Area | SUNOL 1101circuit_breaker | 8383 | 39 | 48.8554 | 196 | 131.1807 | 37 | 2.3857e-05 | 7.4632 | 0.69865 | 0.00020008 | 3.007e-05 | 0.19898 | 0.37243 | {6830085F-FF28-4A85-9104-F5B6CFD24479} | 14241101 | SUNOL 1101 | circuit_breaker | 37.587 | -121.8695 | 85 | 45 | 10668.6366 |  | 9328.3659 |  | 1340.2707 | 4242.1562 | 356.3029 | 0.0011126 | 0.00088273 | 2511 | 1.9699 | 5.8447 | 2 | 3.3144 | 6.993 | -2.6226 | 0.014038 | 0.0067203 | 1.2842 | 295.5399 | 39.1434 | 32.1817 | 1.0062 | 14.1307 | 15.4206 | 10.7635 | 24.9% | 37.4% | 13.4% | 11.6% | 72.4% | 13.4% | 0.28164 | 0.0096154 | 1.9167 | 10.125 | 0.47827 | 3.7692 | 8.3438 | 7.0475 | 2.0445 | 3.6928 | 13.8844 | 9.0188 | 9.1995 | 5.7261 | 47.4505 | 66.9302 | 48.5441 | 75.9755
Bay Area | VINEYARD 2107MR332 | 8829 | 9 | 33.6089 | 18 | 36.5067 | 7 | 2.1295e-05 | 3.2451 | 2.8197 | 6.7366e-05 | 2.9988e-05 | 0.5 | 0.92062 | {5E4EB8F1-F20C-4A10-9616-09E586C03349} | 14502107 | VINEYARD 2107 | MR332 | 37.6659 | -121.8416 | 72 | 20 | 6038.8453 |  | 5273.2666 |  | 765.5787 | 460.8485 | 25.0266 | 0.00020992 | 0.00014906 | 2512 | 1.1352 | 3.5141 | 2 | 2.5933 | 6.3668 | -0.62138 | 0.004 | 0.0068121 | 1.1096 | 296.6836 | 39.3551 | 32.0708 | 1.1001 | 14.3124 | 15.4598 | 13.9825 | 24.7% | 68.5% | 10% | 3.8% | 89.1% | 17.6% | 0.12572 | 0.046 | 1.2 | 13.6 | 3.064 | 1.8 | 7.3286 | 6.1781 | 2.2278 | 3.8792 | 13.71 | 9.0327 | 9.8341 | 5.8673 | 45.6783 | 67.4436 | 48.0436 | 75.5363
North Valley | RED BLUFF 1103circuit_breaker | 1206 | 1 | 1.2048 | 5 | 2.5424 | 3 | 3.4985e-05 | 2151.8795 | 0.81025 | 0.063591 | 2.9972e-05 | 0.2 | 0.47386 | {7FAC2369-AB0B-45B1-8121-0A58A05D1C75} | 103541103 | RED BLUFF 1103 | circuit_breaker | 40.1823 | -122.2446 | 576 | 1856 | 97907.6357 |  | 31613.5881 |  | 66294.0476 | 126.6017 | 70.7651 | 8.9917e-05 | 0.00010495 | 2513 | 2.0795 | 5.8045 | 2 | 2.8415 | 9.0753 | -3.13 | 0.006 | 0.0058668 | 1.6436 | 298.6715 | 51.3756 | 41.6328 | 1.6588 | 11.5204 | 13.1055 | 4.3104 | 13.3% | 9.3% | 24.9% | 24% | 99.7% | 3.8% | 0.283 | 0.008 | 3.3333 | 10.6667 | 0.818 | 1 | 14.7857 | 10.9282 | 3.1853 | 4.9742 | 10.3041 | 5.7506 | 6.7712 | 4.4457 | 82.2259 | 100.792 | 65.7409 | 91.3768
Bay Area | OAKLAND K 1104CR210 | 774 | 158 | 436.2282 | 347 | 536.0069 | 36 | 3.2694e-05 | 0.037818 | 0.86952 | 1.2364e-06 | 2.9925e-05 | 0.45533 | 0.81385 | {5D6DF9FD-08CF-4E49-97A3-2B3AF27CC711} | 12101104 | OAKLAND K 1104 | CR210 | 37.8299 | -122.2106 | 80 | 519 | 26424.805 |  | 4546.547 |  | 21878.258 | 4546.547 | 21878.258 | 0.0010773 | 0.001177 | 2514 | 4.881 | 14.2503 | 2.2619 | 2.4507 | 6.0458 | 2.9774 | 0.10667 | 0.0071792 | 1.8104 | 292.8245 | 32.1027 | 29.7915 | 0.69027 | 15.48 | 16.9481 | 19.6881 | 24.5% | 41% | 24.5% | 67.3% | 16.7% | 64.6% | 0.59984 | 0.033333 | 15.9024 | 22 | 5.1933 | 8.2619 | 8.0065 | 7.3941 | 1.5649 | 3.0037 | 14.8426 | 11.2931 | 10.1106 | 7.4191 | 50.0895 | 55.6634 | 44.3552 | 62.1867
Sierra | BELL 110750172 | 1789 | 316 | 538.7977 | 1707 | 963.9871 | 243 | 3.7218e-05 | 1441.8776 | 31.7791 | 0.055607 | 0.00063687 | 0.18512 | 0.55893 | {33D208FF-CBCA-4936-9E53-DB6042F9491A} | 152701107 | BELL 1107 | 50172 | 38.9459 | -121.1228 | 301 | 356 | 54503.7994 | 33.8672 | 29834.4703 | 18.5383 | 24669.3291 | 27581.8653 | 20252.7453 | 0.15476 | 0.009044 | 634 | 1.4346 | 4.5864 | 2 | 2.5141 | 6.5097 | 0.75564 | 0.02567 | 0.0061483 | 2.5302 | 296.2746 | 48.0241 | 33.0802 | 1.3117 | 12.0999 | 13.792 | 0.84045 | 58.3% | 75.8% | 11.2% | 8.5% | 65.9% | 35.1% | 0.082663 | 0.032202 | 1.8467 | 14.7733 | 2.8399 | 4.2844 | 8.9775 | 6.6659 | 2.4516 | 4.134 | 12.16 | 6.064 | 8.2722 | 4.0053 | 53.0354 | 90.1254 | 56.582 | 92.1529
Bay Area | FRANKLIN 1104P136 | 9208 | 70 | 253.5373 | 174 | 304.5248 | 24 | 2.0611e-05 | 0.037818 | 4.4179 | 7.7946e-07 | 2.9836e-05 | 0.4023 | 0.83257 | {F15BB3D1-0A60-48BB-96E4-777A07B496BE} | 13921104 | FRANKLIN 1104 | P136 | 38.0355 | -122.2583 | 78 | 63 | 11705.6696 |  | 9481.7884 |  | 2223.8812 | 6756.6357 | 1896.8607 | 0.00071605 | 0.00049466 | 2516 | 1.2869 | 6.2656 | 2 | 3.1215 | 7.4854 | 3.3016 | 0.0084286 | 0.0073336 | 1.4797 | 295.861 | 32.5238 | 29.0076 | 0.88995 | 15.8377 | 17.1851 | 30.4215 | 24.3% | 78.4% | 9.1% | 13.1% | 51% | 80.8% | 0.18993 | 0 | 3 | 13.4706 | 2.73 | 2.4857 | 6.3162 | 5.845 | 1.9491 | 3.5041 | 14.2055 | 11.8421 | 11.4225 | 8.085 | 47.1549 | 56.2586 | 44.0271 | 60.1181
Central Coast | JOLON 11027040 | 3984 | 27 | 38.1755 | 190 | 115.2192 | 49 | 2.8334e-05 | 7.1653 | 1.5112 | 0.00016016 | 2.9737e-05 | 0.14211 | 0.33133 | {15367F9D-D171-45F6-9CB4-6F5003394A6D} | 182981102 | JOLON 1102 | 7040 | 36.0453 | -121.1755 | 149 | 100 | 45573.1098 |  | 36880.7714 |  | 8692.3385 | 31780.5056 | 8570.7075 | 0.0014571 | 0.0013884 | 2517 | 0.97342 | 3.2019 | 2 | 2.544 | 6.7981 | -4.8424 | 0.0053533 | 0.0054552 | 1.1317 | 298.4689 | 48.234 | 37.5876 | 1.4141 | 12.6702 | 13.5917 | 0.67753 | 22.5% | 32.3% | 25.1% | 9.9% | 98% | 4.9% | 0.19826 | 0.010557 | 1.4967 | 12.0199 | 0.045846 | 0.40685 | 7.1261 | 6.3866 | 2.4233 | 4.0716 | 11.5614 | 7.4932 | 7.9094 | 4.6118 | 52.9109 | 76.5744 | 58.761 | 84.7748
Bay Area | SNEATH LANE 1102circuit_breaker | 5396 | 280 | 936.8367 | 332 | 964.6303 | 14 | 4.4981e-05 | 0.037818 | 0.14858 | 1.7011e-06 | 2.9698e-05 | 0.84337 | 0.97119 | {40980895-4B8E-4C74-B15F-E13FF900DC4F} | 22721102 | SNEATH LANE 1102 | circuit_breaker | 37.6222 | -122.4469 | 70 | 310 | 17742.9255 |  | 4044.2651 |  | 13698.6604 | 1789.3661 | 3809.7734 | 0.00041577 | 0.00062973 | 2518 | 3.049 | 10.9462 | 2 | 3.5426 | 7.9523 | -1.1071 | 0.04 | 0.007395 | 1.8969 | 292.2101 | 26.1188 | 21.3523 | 0.60433 | 16.7596 | 18.3084 | 39.5832 | 24.1% | 19.6% | 39% | 43.9% | 7.4% | 90.7% | 0.65223 | 0.26667 | 6 | 21 | 41.6744 | 18.4444 | 9.7909 | 8.3056 | 1.5586 | 2.5383 | 15.7416 | 14.0741 | 12.6394 | 10.908 | 43.7783 | 41.1273 | 36.8662 | 45.8315
Bay Area | OAKLAND X 1106CR006 | 3718 | 259 | 969.1972 | 348 | 1016.5839 | 46 | 3.839e-05 | 0.037818 | 0.40024 | 1.4518e-06 | 2.9432e-05 | 0.74425 | 0.95339 | {198D5285-6472-4132-B2C3-DA39131D8819} | 12541106 | OAKLAND X 1106 | CR006 | 37.7953 | -122.1576 | 99 | 303 | 23862.7145 |  | 5810.9825 |  | 18051.732 | 5810.9825 | 18051.732 | 0.0013539 | 0.0017659 | 2519 | 3.6476 | 10.9064 | 2.2155 | 2.5493 | 5.9878 | 3.4941 | 0.040172 | 0.0069689 | 1.8408 | 293.125 | 31.6804 | 30.2112 | 0.73212 | 15.6832 | 17.1597 | 10.5865 | 24% | 30.3% | 30.3% | 43.4% | 25% | 73% | 0.27841 | 0.053879 | 5.1282 | 20.9103 | 2.8347 | 3 | 8.3194 | 7.5947 | 1.6045 | 3.2029 | 15.188 | 11.224 | 10.0971 | 7.1628 | 50.3424 | 60.0454 | 43.9782 | 63.7528
Central Coast | GREEN VALLEY 210112130 | 4927 | 35 | 96.1051 | 95 | 132.9577 | 11 | 3.8392e-05 | 0.41363 | 0.67578 | 1.7051e-05 | 2.9418e-05 | 0.36842 | 0.72282 | {A0B73F98-66D4-44F0-A30D-DD6726111A66} | 83192101 | GREEN VALLEY 2101 | 12130 | 36.939 | -121.7423 | 263 | 316 | 55330.631 |  | 27999.4589 |  | 27331.1721 | 2080.1983 | 1853.6105 | 0.0003236 | 0.00042232 | 2520 | 2.3324 | 7.2246 | 2 | 1.9131 | 4.9259 | 0.30251 | 0.016316 | 0.0071027 | 1.7654 | 295.3637 | 34.6854 | 27.967 | 0.85803 | 15.1357 | 16.5017 | 0.7957 | 22.3% | 18.5% | 44.5% | 41.2% | 32.8% | 52.6% | 0.27892 | 0.046842 | 1.5217 | 15.6087 | 4.4426 | 2.5 | 6.956 | 6.8272 | 1.7757 | 3.3325 | 14.2792 | 10.5404 | 9.0197 | 6.3425 | 45.0967 | 56.3859 | 47.7997 | 68.5439
Bay Area | OAKLAND J 1105CR256 | 5814 | 21 | 65.6807 | 167 | 152.0419 | 16 | 1.6288e-05 | 0.037818 | 1.6821 | 6.16e-07 | 2.9308e-05 | 0.12575 | 0.43199 | {FA7AC1D5-82AB-4E51-B874-C59D71756955} | 12091105 | OAKLAND J 1105 | CR256 | 37.7779 | -122.1693 | 49 | 386 | 18417.7278 |  | 2967.1612 |  | 15450.5666 | 1245.6022 | 7785.0639 | 0.00046893 | 0.00026062 | 2521 | 4.3108 | 10.5812 | 2 | 2.3491 | 5.6727 | -2.9497 | 0.0608 | 0.0073846 | 1.717 | 292.7074 | 31.1977 | 29.6 | 0.64834 | 15.6599 | 17.121 | 36.6421 | 23.8% | 55.8% | 5.6% | 39.9% | 9.6% | 70.6% | 0.52645 | 0.0156 | 10.3684 | 22 | 1.5136 | 6.68 | 8.3262 | 7.5869 | 1.5585 | 3.0079 | 14.9394 | 11.5891 | 10.0749 | 7.4037 | 50.528 | 54.3966 | 44.1645 | 61.0198
Bay Area | SAUSALITO 110284278 | 8970 | 112 | 334.0198 | 164 | 357.4387 | 14 | 4.8372e-05 | 0.083698 | 0.0055807 | 3.9729e-06 | 2.9268e-05 | 0.68293 | 0.93448 | {EEE9A4DD-4FFF-4813-917D-2CD2DA44AB21} | 42491102 | SAUSALITO 1102 | 84278 | 37.8514 | -122.4893 | 43 | 39 | 4827.9717 |  | 2442.5589 |  | 2385.4128 | 2267.2637 | 2385.4128 | 0.00040976 | 0.00067721 | 2522 | 2.1269 | 8.044 | 2 | 4.3509 | 9.4738 | 4.6198 | 0.019706 | 0.0074903 | 1.9119 | 292.468 | 26.4394 | 22.7614 | 0.58785 | 16.6232 | 18.1883 | 9.6398 | 23.6% | 7.5% | 44.1% | 23.2% | 6.2% | 89.3% | 0.29722 | 0.028824 | 3.6818 | 16 | 8.9421 | 4.8235 | 9.8155 | 8.4403 | 1.4211 | 2.3446 | 15.3339 | 14.2471 | 12.4796 | 10.5501 | 46.4596 | 42.9161 | 37.3412 | 45.1889
North Coast | KONOCTI 11084037 | 5355 | 11 | 21.6567 | 23 | 27.2633 | 9 | 4.4213e-05 | 0.20069 | 0.51291 | 1.2055e-05 | 2.9216e-05 | 0.47826 | 0.79435 | {4767D54A-43F6-4C91-ADC4-A02B76D81A7F} | 43311108 | KONOCTI 1108 | 4037 | 38.9547 | -122.7114 | 38 | 177 | 11230.176 |  | 2770.5432 |  | 8459.6328 | 1312.7691 | 2877.0872 | 0.00026294 | 0.00039792 | 2523 | 1.4268 | 5.2073 | 2 | 3.1015 | 7.4975 | -1.6126 | 0.0045455 | 0.0061176 | 2.3053 | 296.0906 | 44.4624 | 36.1323 | 1.2547 | 13.1119 | 14.8279 | 7.0995 | 1.5% | 10.1% | 2.4% | 1.5% | 97.6% | 3.6% | 0.52857 | 0.0018182 | 7.9091 | 22 | 0.46182 | 2.0909 | 9.9376 | 7.5946 | 2.3096 | 4.1723 | 13.0137 | 6.3966 | 7.9213 | 4.132 | 57.4388 | 89.3135 | 52.5745 | 89.765
Bay Area | TIDEWATER 210665866 | 4400 | 36 | 80.7563 | 72 | 97.1628 | 13 | 3.4434e-05 | 635.2182 | 0 | 0.016194 | 2.9177e-05 | 0.5 | 0.83114 | {8551839C-1867-4078-846B-9A7378D90E53} | 14652106 | TIDEWATER 2106 | 65866 | 38.0106 | -122.0041 | 192 | 309 | 29277.6611 |  | 14341.466 |  | 14936.1951 | 2331.7066 | 1562.7128 | 0.0003793 | 0.00044764 | 2524 | 1.1345 | 3.7195 | 2 | 2.9401 | 6.6592 | 0.57694 | 0.0082 | 0.0067478 | 1.3127 | 296.3674 | 40.6641 | 36.2407 | 1.0834 | 14.0096 | 15.2883 | 10.0723 | 23.4% | 0% | 27.2% | 4.4% | 85.8% | 10.9% | 0.32581 | 0.0082 | 2.5556 | 18.3889 | 1.1166 | 1.44 | 7.1314 | 6.6609 | 2.1578 | 3.7125 | 12.8242 | 8.821 | 9.7953 | 5.9617 | 56.4845 | 71.7027 | 52.2679 | 75.6308
Central Valley | PEORIA 170488630 | 9546 | 1 | 1.9791 | 7 | 4.1343 | 3 | 4.3896e-05 | 0.85582 | 0.00040594 | 2.9343e-05 | 2.9031e-05 | 0.14286 | 0.47871 | {6F5293E8-A883-45E5-9872-AC9FAE469C47} | 163781704 | PEORIA 1704 | 88630 | 37.9006 | -120.5169 | 9 | 1 | 1274.0013 |  | 1252.5971 |  | 21.4042 | 1252.5971 | 21.4042 | 8.7092e-05 | 0.00013169 | 2525 | 2.3098 | 5.3952 | 2 | 2.1592 | 5.8457 | -3.114 | 0.00066667 | 0.0062666 | 1.7121 | 297.5436 | 47.1239 | 36.7764 | 1.3744 | 12.5895 | 13.954 | 0.33571 | 10.4% | 0.9% | 46.1% | 26.8% | 75.4% | 61.9% | 0.31968 | 0.0053333 | 1.7143 | 8.2857 | 0.266 | 0.46667 | 10.6069 | 8.0658 | 2.4668 | 4.1107 | 12.2924 | 6.7903 | 8.8576 | 4.6309 | 55.027 | 86.2422 | 54.6322 | 87.0761
Central Coast | VIEJO 22049110 | 2334 | 2 | 5.6757 | 8 | 8.7422 | 1 | 2.8889e-05 | 0.037818 |  | 1.0925e-06 | 2.8889e-05 | 0.25 | 0.64923 | {42179AE7-9A87-4B89-B57E-456ACB950056} | 182852204 | VIEJO 2204 | 9110 | 36.6094 | -121.92 | 125 | 741 | 37732.84 |  | 6943.3735 |  | 30789.4665 | 20.6903 | 415.4592 | 2.8889e-05 | 2.8889e-05 | 2526 | 4.0521 | 13.5235 | 2 | 2.166 | 6.4135 | 0.125 | 0.02 | 0.0072912 | 1.1551 | 291.3809 | 24.1616 | 23.7517 | 0.50608 | 17.4049 | 18.6056 | 22.9795 | 22.2% | 0% | 26.4% | 64.7% | 0.7% | 95.6% | 0.32196 | 0.19 | 10 | 22 | 2.11 | 8 | 10.5954 | 9.4079 | 1.3293 | 1.9281 | 16.5675 | 15.5104 | 13.461 | 13.6394 | 43.4476 | 43.2907 | 31.7668 | 36.0951
Bay Area | SNEATH LANE 110715341 | 7965 | 20 | 42.2528 | 22 | 43.5008 | 4 | 7.1766e-05 | 0.037818 | 0 | 2.714e-06 | 2.8716e-05 | 0.90909 | 0.97131 | {935F9503-A6EA-4581-B689-528244098488} | 22721107 | SNEATH LANE 1107 | 15341 | 37.6348 | -122.4692 | 48 | 168 | 8016.0621 |  | 2071.5108 |  | 5944.5513 | 518.827 | 111.522 | 0.00011486 | 0.00028706 | 2527 | 3.338 | 11.1104 | 2.2 | 3.5399 | 8.2972 | -0.17 | 0.008 | 0.0074486 | 1.9235 | 291.6784 | 24.0848 | 20.0408 | 0.54502 | 17.2615 | 18.8732 | 14.4505 | 23.2% | 0% | 71.3% | 45.6% | 3.3% | 95.5% | 0.60024 | 0.152 | 3 | 14.5 | 8.86 | 4.4 | 9.7476 | 8.2717 | 1.4946 | 2.343 | 16.5398 | 14.8374 | 12.8588 | 11.3712 | 42.1854 | 38.7971 | 34.0829 | 42.7726
Central Coast | SAN LUIS OBISPO 1107V18 | 4931 | 27 | 49.3785 | 163 | 115.7531 | 25 | 3.2407e-05 | 0.14454 | 0.8297 | 5.7189e-06 | 2.8617e-05 | 0.16564 | 0.42659 | {196F79B3-5D9F-4F99-B311-272A909D0DD7} | 182631107 | SAN LUIS OBISPO 1107 | V18 | 35.1831 | -120.7039 | 91 | 199 | 14330.2897 |  | 6444.7052 |  | 7885.5845 | 4192.834 | 1240.3861 | 0.00071541 | 0.00081016 | 2528 | 1.7042 | 5.7898 | 2.1964 | 2.5051 | 8.0282 | -2.892 | 0.0073214 | 0.0075372 | 1.0131 | 295.2477 | 30.1788 | 28.1162 | 0.78387 | 16.1761 | 17.0642 | 9.4849 | 22% | 21.9% | 33.5% | 31.9% | 25.1% | 76% | 0.34322 | 0.055179 | 2.1071 | 16.2143 | 1.1554 | 2.9107 | 9.6685 | 9.17 | 1.7848 | 2.895 | 15.4223 | 14.0559 | 12.1599 | 10.6219 | 48.8119 | 51.2972 | 39.7237 | 46.6904
Central Coast | PASO ROBLES 1104P02 | 2761 | 0 | 0 | 1 | 0.45574 | 1 | 2.8579e-05 | 3830.028 |  | 0.10946 | 2.8579e-05 | 0 | 0 | {D032C5C8-0FC6-482A-9EC0-2FCD6D7C5C9E} | 182611104 | PASO ROBLES 1104 | P02 | 35.6406 | -120.695 | 204 | 485 | 28069.3919 |  | 11384.6152 |  | 16684.7767 | 389.1275 | 126.479 | 2.8579e-05 | 2.8579e-05 | 2529 | 0.45789 | 1.2557 | 2 | 2.245 | 6.6257 | 0.87875 | 0 | 0.0058893 | 0.97956 | 298.3872 | 44.0431 | 37.2576 | 1.3325 | 13.5754 | 14.3108 | 3.5534 | 21.8% | 0% | 25.5% | 1.3% | 94% | 18.5% | 0.11046 | 0 | 2.6667 | 16.3333 | 0 | 0.25 | 8.5368 | 8.1629 | 2.2536 | 3.9452 | 12.0583 | 8.8982 | 8.5125 | 5.5874 | 59.9068 | 80.9191 | 57.4193 | 77.247
North Valley | PIT NO 3 21011386 | 5225 | 101 | 115.1136 | 342 | 246.8253 | 77 | 2.9059e-05 | 0.19838 | 0.96839 | 4.8568e-06 | 2.8565e-05 | 0.29532 | 0.46638 | {4A0A56A3-602B-4EA0-9D5D-4F9EBD3DE945} | 103732101 | PIT NO 3 2101 | 1386 | 41.0214 | -121.6772 | 68 | 72 | 15022.9856 |  | 11052.9537 |  | 3970.0319 | 10692.089 | 3578.5981 | 0.0021995 | 0.0022376 | 2530 | 8.3285 | 22.9172 | 2 | 1.9721 | 5.8476 | -0.66108 | 0.038496 | 0.0046425 | 1.801 | 293.4288 | 40.4896 | 30.8572 | 1.1056 | 13.8245 | 15.7532 | 0.78047 | 13% | 10.1% | 20.8% | 87.9% | 23.1% | 95.1% | 0.12209 | 0.023835 | 2.5185 | 14.6481 | 0.89947 | 2.5714 | 7.9107 | 6.9833 | 2.0373 | 3.4603 | 12.9846 | 7.1384 | 8.4186 | 5.4219 | 51.3378 | 77.2614 | 54.1401 | 84.3263
Sierra | ALLEGHANY 1102circuit_breaker | 1888 | 799 | 915.1524 | 1843 | 1408.8374 | 258 | 3.6927e-05 | 0.043946 | 12.4851 | 1.6055e-06 | 0.00024586 | 0.43353 | 0.64958 | {303E53EF-22EF-468F-BD54-C029D47A56AA} | 152101102 | ALLEGHANY 1102 | circuit_breaker | 39.4656 | -120.8448 | 155 | 184 | 35009.5358 | 21.754 | 29167.4333 | 18.1238 | 5842.1025 | 29167.4333 | 5842.1025 | 0.063431 | 0.0095273 | 1269 | 11.2881 | 21.1141 | 3 | 1.7595 | 5.45 | 0.75552 | 0.062514 | 0.0048194 | 4.7025 | 292.6152 | 48.6327 | 34.8432 | 1.1398 | 11.3604 | 13.7949 | 0.81847 | 29.8% | 44.3% | 11% | 88% | 13.2% | 5.9% | 0.077482 | 0.032296 | 1.8782 | 15.1603 | 2.4268 | 2.4487 | 8.85 | 6.8127 | 2.3754 | 4.0801 | 12.5429 | 6.0549 | 8.5486 | 4.119 | 52.8704 | 92.5145 | 54.568 | 91.7823
North Valley | OREGON TRAIL 110335002 | 190 | 1109 | 2121.4958 | 3109 | 2689.4683 | 624 | 6.93e-05 | 1683.3646 | 41.1317 | 0.11378 | 0.0013776 | 0.35671 | 0.78882 | {84FBA97C-0AC5-4C21-A8AB-84EEEE14C7B2} | 103521103 | OREGON TRAIL 1103 | 35002 | 40.6243 | -122.3039 | 966 | 908 | 141184.3423 | 87.7281 | 92189.591 | 57.2841 | 48994.7513 | 92189.591 | 48994.7513 | 0.85963 | 0.043243 | 275 | 1.9733 | 6.2282 | 2 | 2.0606 | 7.0904 | 0.073454 | 0.0053055 | 0.005978 | 2.9905 | 298.0453 | 47.0422 | 35.6103 | 1.565 | 12.3784 | 14.6025 | 1.518 | 81.8% | 83.6% | 58.4% | 28.3% | 78.6% | 59.8% | 0.13073 | 0.0046624 | 2.1387 | 15.8023 | 2.1598 | 2.4992 | 10.8089 | 8.2805 | 2.8598 | 4.762 | 11.7461 | 5.6687 | 7.3775 | 4.411 | 64.7504 | 89.5538 | 59.2359 | 92.8268
North Coast | HARTLEY 11014710 | 9084 | 43 | 56.4008 | 98 | 73.7771 | 14 | 5.818e-05 | 1115.2326 | 0.10902 | 0.064672 | 2.8426e-05 | 0.43878 | 0.76448 | {801F0074-FB1F-4C52-9EC5-EE9281D564FB} | 43211101 | HARTLEY 1101 | 4710 | 39.0402 | -122.9314 | 22 | 10 | 2920.5126 |  | 2414.0517 |  | 506.461 | 2414.0517 | 506.461 | 0.00039797 | 0.00081452 | 2533 | 1.476 | 4.9976 | 2 | 2.7139 | 6.8639 | -0.67489 | 0.014286 | 0.0060762 | 2.1854 | 296.4504 | 38.7301 | 38.2424 | 1.1882 | 14.448 | 16.1793 | 6.9443 | 1.4% | 4.3% | 8.9% | 1.4% | 83.4% | 23% | 0.13314 | 0.026786 | 1.5789 | 10.4211 | 2.7686 | 3.5 | 11.6019 | 10.0356 | 2.3933 | 4.0184 | 13.6501 | 8.0452 | 9.3831 | 4.9394 | 65.8775 | 95.649 | 49.7853 | 80.6032
Sierra | LINCOLN 110451756 | 81 | 195 | 395.3472 | 592 | 519.1687 | 144 | 3.569e-05 | 873.8537 | 45.6742 | 0.034333 | 0.00065956 | 0.32939 | 0.7615 | {302C4176-4830-4D29-8953-2FECE7A076EF} | 153701104 | LINCOLN 1104 | 51756 | 38.9268 | -121.2933 | 639 | 427 | 127223.0021 | 79.0529 | 91590.9005 | 56.9121 | 35632.1016 | 24962.2729 | 11343.8679 | 0.094976 | 0.0051394 | 617 | 0.97991 | 3.4152 | 2 | 2.5087 | 6.8195 | 0.39057 | 0.011685 | 0.006644 | 1.7429 | 297.4782 | 43.774 | 31.2786 | 1.3037 | 13.3382 | 14.736 | 0.43026 | 58.8% | 82.6% | 10.7% | 4.6% | 59.3% | 93.2% | 0.15281 | 0.035647 | 2.285 | 15.9372 | 1.9728 | 3.5764 | 8.0277 | 6.4289 | 2.2121 | 3.9998 | 12.905 | 5.9968 | 8.5177 | 4.0001 | 52.8655 | 89.1816 | 53.1013 | 92.3727
Central Coast | PERRY 1101W12 | 5885 | 232 | 758.6001 | 357 | 831.208 | 38 | 3.5352e-05 | 0.037818 | 0.39144 | 1.3369e-06 | 2.8252e-05 | 0.64986 | 0.91265 | {743AA0A1-467D-436E-BBF0-31F00EC2544E} | 183071101 | PERRY 1101 | W12 | 35.5488 | -121.0891 | 183 | 677 | 37403.451 |  | 10253.6179 |  | 27149.8331 | 5951.1009 | 16275.189 | 0.0010736 | 0.0013434 | 2535 | 2.8541 | 9.2749 | 2 | 3.2736 | 10.4109 | -0.66854 | 0.058605 | 0.0072151 | 1.2967 | 292.747 | 28.78 | 25.7941 | 0.62901 | 16.471 | 17.489 | 9.4743 | 21.2% | 14.2% | 38.5% | 50.5% | 10.6% | 82.2% | 0.73292 | 0 | 11.7857 | 21.5952 | 6.517 | 8.3023 | 7.9467 | 7.6328 | 1.5004 | 2.1623 | 16.4277 | 13.3109 | 12.8081 | 10.1253 | 39.9206 | 44.7895 | 35.9485 | 47.491
Bay Area | OAKLAND X 1101CR224 | 4320 | 24 | 68.4102 | 66 | 88.0526 | 9 | 1.9491e-05 | 0.037818 | 1.8404 | 7.3709e-07 | 2.8208e-05 | 0.36364 | 0.77692 | {42F99BA0-D146-40B7-AEEE-A7B52478E064} | 12541101 | OAKLAND X 1101 | CR224 | 37.8153 | -122.2224 | 41 | 139 | 7479.799 |  | 1751.285 |  | 5728.5141 | 791.862 | 3025.2785 | 0.00025387 | 0.00017542 | 2536 | 7.3095 | 25.6076 | 2 | 2.1334 | 5.6423 | -4.7137 | 0.033125 | 0.0073121 | 1.7138 | 292.8354 | 31.4715 | 29.3606 | 0.66329 | 15.649 | 17.0872 | 20.7346 | 23% | 58.6% | 8.2% | 96.9% | 12.2% | 69.7% | 0.61672 | 0.04 | 5.3846 | 19.3846 | 1.2894 | 4.125 | 8.0009 | 7.3948 | 1.5488 | 2.9351 | 14.8886 | 11.6301 | 10.1915 | 7.6342 | 49.9243 | 53.5026 | 44.0283 | 60.3228
Bay Area | SAN RAFAEL 1106837 | 4136 | 18 | 28.4677 | 85 | 65.9513 | 12 | 5.9898e-05 | 0.037818 | 0.16667 | 2.2652e-06 | 2.8156e-05 | 0.21176 | 0.43165 | {817C2475-7154-4157-877D-5C42AEE35A70} | 42011106 | SAN RAFAEL 1106 | 837 | 37.9876 | -122.5272 | 42 | 155 | 9221.601 |  | 2472.1334 |  | 6749.4676 | 1084.0764 | 2450.774 | 0.00033787 | 0.00071877 | 2537 | 4.8648 | 12.3894 | 2 | 1.7756 | 5.4791 | 8.4589 | 0.037647 | 0.0071991 | 2.5765 | 295.2877 | 32.4665 | 28.9619 | 0.87074 | 15.4723 | 17.2286 | 17.4231 | 22.9% | 21.2% | 58.1% | 55.4% | 48.3% | 64.1% | 0.25861 | 0.034118 | 4.1333 | 18.7333 | 2.0718 | 5 | 10.5535 | 9.1283 | 1.7951 | 3.3048 | 13.8152 | 11.7587 | 11.4873 | 8.9012 | 53.7196 | 57.3154 | 44.6485 | 56.4656
Bay Area | VALLEY VIEW 1105circuit_breaker | 3167 | 1 | 4.0622 | 3 | 5.193 | 2 | 2.8142e-05 | 0.037818 |  | 1.0643e-06 | 2.8142e-05 | 0.33333 | 0.78224 | {7F8D329C-2906-4CB9-89A6-48A9455878D0} | 14341105 | VALLEY VIEW 1105 | circuit_breaker | 37.9665 | -122.2791 | 139 | 810 | 44555.7385 |  | 7478.2552 |  | 37077.4832 | 104.2614 | 664.3344 | 5.6284e-05 | 5.6284e-05 | 2538 | 4.3493 | 10.4151 | 2 | 3.1628 | 6.823 | 2.9858 | 0.005 | 0.0073442 | 1.6079 | 294.3943 | 31.4522 | 27.4725 | 0.76497 | 15.7853 | 17.161 | 37.0557 | 22.7% | 0% | 19.1% | 38.5% | 32.5% | 79.3% | 0.37313 | 0.015 | 4.5 | 22 | 0.715 | 1.5 | 7.0311 | 6.2772 | 1.7046 | 3.1182 | 14.3706 | 12.2029 | 10.9241 | 8.3722 | 46.5019 | 49.5743 | 42.525 | 57.3981
Central Coast | HOLLISTER 21054724 | 606 | 8 | 18.6563 | 23 | 25.4886 | 10 | 3.0375e-05 | 2.6422 | 0.40652 | 8.2474e-05 | 2.8097e-05 | 0.34783 | 0.73195 | {8EF9C157-EB82-4F95-9143-D4D285784E19} | 182492105 | HOLLISTER 2105 | 4724 | 36.7269 | -121.2708 | 188 | 148 | 55281.9322 |  | 42311.0841 |  | 12970.848 | 7277.4055 | 321.0405 | 0.00028097 | 0.00030375 | 2539 | 0.46443 | 1.6478 | 2 | 2.1151 | 6.7654 | -2.9707 | 0.0020879 | 0.0061109 | 0.90959 | 297.8891 | 41.9275 | 33.5345 | 1.251 | 13.8867 | 14.8464 | 0.48671 | 21.1% | 14.8% | 29.7% | 2.2% | 90.5% | 25.5% | 0.095497 | 0.014176 | 1.2174 | 13.913 | 0.10582 | 0.25275 | 7.4352 | 7.0749 | 2.165 | 3.7444 | 12.7937 | 8.9835 | 8.5661 | 5.5349 | 49.5965 | 65.9077 | 52.8509 | 76.3668
Central Coast | PACIFIC GROVE 04222614 | 6898 | 11 | 37.9336 | 11 | 37.9336 | 3 | 2.7919e-05 | 0.037818 |  | 1.0558e-06 | 2.7919e-05 | 1 | 1 | {45F66B28-3708-48B3-AEFE-0F1CE66015AD} | 182440422 | PACIFIC GROVE 0422 | 2614 | 36.6076 | -121.9243 | 55 | 164 | 10954.0181 |  | 3446.6772 |  | 7507.3409 | 283.1092 | 326.3877 | 8.3756e-05 | 8.3756e-05 | 2540 | 3.6959 | 9.3598 | 2 | 2.3197 | 6.8847 | 0.058696 | 0.0125 | 0.0073028 | 1.1483 | 291.399 | 24.337 | 23.9132 | 0.50682 | 17.3593 | 18.5653 | 12.8806 | 20.9% | 0% | 24.5% | 51.1% | 2% | 94% | 0.65559 | 0.13917 | 3.75 | 7 | 2.86 | 2.75 | 10.671 | 9.4685 | 1.3365 | 1.9456 | 16.5204 | 15.413 | 13.4176 | 13.518 | 43.7409 | 43.8798 | 31.963 | 36.6384
Bay Area | SAN CARLOS 11039148 | 1112 | 130 | 288.6737 | 407 | 443.424 | 54 | 3.5389e-05 | 0.037818 | 0.4257 | 1.3384e-06 | 2.7919e-05 | 0.31941 | 0.65101 | {976CCE27-9CBA-45DD-8002-F8BFB98C14D4} | 24181103 | SAN CARLOS 1103 | 9148 | 37.4783 | -122.2474 | 292 | 1209 | 65871.2267 |  | 14673.9555 |  | 51197.2712 | 6379.4044 | 18535.032 | 0.0015076 | 0.001911 | 2541 | 2.9256 | 9.2672 | 2 | 1.8837 | 5.4984 | -3.7796 | 0.060484 | 0.0068811 | 1.4383 | 295.9955 | 35.9543 | 31.1688 | 0.97212 | 14.9375 | 16.289 | 35.1983 | 22.5% | 31.3% | 28.7% | 31.2% | 66.8% | 33.8% | 0.64191 | 0.049032 | 9 | 21.4737 | 2.4832 | 6.5645 | 9.9947 | 8.8979 | 2.0643 | 3.6248 | 13.6381 | 10.6634 | 10.2594 | 7.2229 | 57.7779 | 60.2238 | 47.0955 | 66.0725
Sierra | SUMMIT 11016627 | 9118 | 1 | 1.9471 | 81 | 38.406 | 9 | 6.2583e-06 | 0.037818 | 6.0891 | 2.3667e-07 | 2.7781e-05 | 0.012346 | 0.050698 | {9ACB9853-5199-45AF-9338-5444E567DE9F} | 152591101 | SUMMIT 1101 | 6627 | 39.3246 | -120.3841 | 15 | 47 | 1881.6877 |  | 903.7825 |  | 977.9052 | 903.7825 | 977.9052 | 0.00025003 | 5.6325e-05 | 2542 | 5.4682 | 13.5438 | 2 | 2.722 | 7.2752 | -1.9439 | 0.08 | 0.003713 | 5.0726 | 287.0416 | 46.3995 | 31.4738 | 0.8007 | 11.1161 | 14.0778 | 2.5363 | 5.6% | 24.4% | 1.5% | 58.5% | 2.9% | 3.2% | 0.22602 | 0.001 | 6 | 22 | 0.286 | 8.1 | 11.8285 | 9.1935 | 1.2629 | 2.1229 | 11.4468 | 6.4678 | 6.628 | 4.8203 | 62.8483 | 85.034 | 61.2822 | 87.4129
Central Coast | SANTA YNEZ 1101Y16 | 6975 | 103 | 132.1303 | 355 | 298.4973 | 45 | 2.6035e-05 | 0.90219 | 2.0879 | 3.7801e-05 | 2.7713e-05 | 0.29014 | 0.44265 | {2B5B2782-BD1A-416F-A256-E14A66306210} | 182721101 | SANTA YNEZ 1101 | Y16 | 34.5994 | -120.0995 | 142 | 70 | 28439.0414 |  | 23205.9514 |  | 5233.09 | 12159.0407 | 1806.243 | 0.0012471 | 0.0011716 | 2543 | 3.0389 | 7.3478 | 2.638 | 2.9566 | 8.8422 | 0.87049 | 0.023742 | 0.0065107 | 1.1055 | 297.5961 | 48.4774 | 42.0302 | 1.2477 | 12.165 | 12.9247 | 0.57663 | 20.7% | 40.2% | 22.9% | 41.6% | 90.1% | 0.9% | 0.046935 | 0.070123 | 1.6275 | 11.451 | 0.54356 | 2.1779 | 12.4579 | 10.6655 | 2.2541 | 3.6707 | 10.1211 | 9.3451 | 6.4295 | 6.4369 | 80.3918 | 82.6477 | 68.0308 | 72.6297
Central Coast | LOS GATOS 1102circuit_breaker | 233 | 4 | 6.8435 | 8 | 9.1051 | 5 | 4.2615e-05 | 0.037818 | 0.1846 | 1.6116e-06 | 2.7632e-05 | 0.5 | 0.7516 | {9CE095E8-15BC-49D7-95AC-553D14C8CC1F} | 82021102 | LOS GATOS 1102 | circuit_breaker | 37.2263 | -121.9775 | 263 | 853 | 42940.2549 |  | 9572.3733 |  | 33367.8815 | 1766.8106 | 6793.8321 | 0.00013816 | 0.00021308 | 2544 | 3.5757 | 12.9609 | 2 | 1.771 | 5.606 | 0.172 | 0.117 | 0.0065109 | 1.4747 | 295.785 | 40.9778 | 35.5525 | 1.0297 | 13.8768 | 15.0575 | 28.3368 | 20.5% | 9.7% | 52.9% | 63.7% | 72.5% | 25.3% | 0.6077 | 0.059 | 9.85 | 22 | 0.034 | 0.4 | 10.1144 | 8.3581 | 2.0575 | 3.5773 | 13.0309 | 8.55 | 8.8706 | 5.4719 | 56.4875 | 76.8248 | 50.9882 | 78.7301
Bay Area | SAN LEANDRO U 1109CR182 | 5120 | 233 | 794.9387 | 367 | 862.8226 | 52 | 3.05e-05 | 0.037818 | 0.70501 | 1.1535e-06 | 2.7458e-05 | 0.63488 | 0.92132 | {A2C189F4-1155-43D0-9466-3E701D18918E} | 13111109 | SAN LEANDRO U 1109 | CR182 | 37.7522 | -122.1267 | 128 | 565 | 35907.9142 |  | 7762.1289 |  | 28145.7853 | 7762.1289 | 28145.7853 | 0.0014278 | 0.001586 | 2545 | 3.9768 | 11.6517 | 2.1759 | 2.2936 | 5.4918 | -1.86 | 0.045833 | 0.0070553 | 1.7153 | 293.3665 | 31.744 | 30.8548 | 0.72617 | 15.7621 | 17.2169 | 8.5724 | 22.3% | 37.8% | 22.1% | 49.5% | 24.3% | 77.7% | 0.47978 | 0.098704 | 7.7791 | 20.814 | 4.1644 | 3.3981 | 8.5306 | 7.7147 | 1.5743 | 3.1549 | 15.2141 | 11.1457 | 10.132 | 6.8897 | 51.693 | 62.9107 | 44.3999 | 65.2133
Central Coast | PERRY 1101circuit_breaker | 5601 | 24 | 73.8655 | 144 | 123.4717 | 21 | 2.9928e-05 | 0.19755 | 0.87515 | 6.3754e-06 | 2.7153e-05 | 0.16667 | 0.59824 | {30D7373B-D31B-4D5D-82BF-42F5B4929DAA} | 183071101 | PERRY 1101 | circuit_breaker | 35.571 | -121.0556 | 45 | 25 | 5600.52 |  | 4085.1746 |  | 1515.3454 | 4085.1746 | 1515.3454 | 0.00057021 | 0.00062848 | 2546 | 1.8853 | 6.8849 | 2 | 2.4464 | 7.9404 | -1.9629 | 0.02 | 0.0069206 | 1.4038 | 293.7006 | 31.7738 | 29.5225 | 0.72604 | 16.0294 | 17.0628 | 1.18 | 20.3% | 22.9% | 28% | 39.9% | 19.6% | 70.7% | 0.2784 | 0.039444 | 2.0909 | 11.8485 | 1.0617 | 2.6667 | 8.2963 | 7.9573 | 1.5117 | 2.4381 | 16.1216 | 12.2164 | 12.8122 | 9.1915 | 45.0175 | 53.0067 | 37.6398 | 53.9196
Bay Area | PACIFICA 11015001 | 2319 | 2 | 4.5099 | 9 | 7.8683 | 5 | 6.4775e-05 | 0.2684 | 0.034142 | 1.7013e-05 | 2.6938e-05 | 0.22222 | 0.57317 | {4118C23A-F427-46E8-85D2-FD56A1055C29} | 22811101 | PACIFICA 1101 | 5001 | 37.5925 | -122.4741 | 147 | 349 | 21321.7311 |  | 8433.2827 |  | 12888.4483 | 1174.8636 | 1671.262 | 0.00013469 | 0.00032388 | 2547 | 2.5087 | 7.2795 | 2.48 | 3.6414 | 8.7724 | -9.8402 | 0.0004 | 0.0074293 | 2.052 | 291.6148 | 24.656 | 20.3638 | 0.54854 | 17.0615 | 18.7336 | 7.6668 | 22.1% | 9.9% | 64.2% | 17.8% | 4% | 93.6% | 0.47052 | 0.0192 | 3.1333 | 20.8667 | 0.23 | 0.36 | 9.9677 | 8.4285 | 1.5079 | 2.5038 | 16.5686 | 14.2378 | 12.4401 | 10.3543 | 43.8595 | 39.6566 | 34.2174 | 46.1487
Bay Area | SAN CARLOS 11049052 | 6936 | 211 | 616.2511 | 620 | 851.8952 | 69 | 4.2317e-05 | 0.037818 | 0.24201 | 1.6004e-06 | 2.69e-05 | 0.34032 | 0.72339 | {3B6CB851-40C4-4A4E-8C82-B4A7B88943F2} | 24181104 | SAN CARLOS 1104 | 9052 | 37.4781 | -122.2614 | 121 | 428 | 28186.0448 |  | 8312.0915 |  | 19873.9534 | 7726.2126 | 16682.7356 | 0.0018561 | 0.0029199 | 2548 | 3.6005 | 9.8789 | 2 | 2.0756 | 5.9369 | 1.0495 | 0.0525 | 0.0068811 | 1.4383 | 295.9956 | 35.9549 | 31.1692 | 0.97213 | 14.9374 | 16.2888 | 24.0384 | 22% | 25.3% | 35.6% | 35% | 67% | 32.3% | 0.40707 | 0.032 | 5.382 | 21.5843 | 3.4083 | 6.2 | 9.9947 | 8.8978 | 2.0644 | 3.6248 | 13.6377 | 10.6634 | 10.2595 | 7.223 | 57.7775 | 60.2239 | 47.0963 | 66.0721
Bay Area | LAS GALLINAS A 1105904 | 1425 | 30 | 65.3788 | 76 | 90.5731 | 17 | 3.3856e-05 | 624.1478 | 0.15531 | 0.021007 | 2.687e-05 | 0.39474 | 0.72183 | {BA4CC229-6FEC-4C97-A427-8049E1A3A120} | 42991105 | LAS GALLINAS A 1105 | 904 | 38.0257 | -122.5737 | 143 | 1243 | 70862.9397 |  | 11479.983 |  | 59382.9567 | 1736.6554 | 6212.5481 | 0.00045679 | 0.00057555 | 2549 | 1.7268 | 5.6523 | 2 | 2.1977 | 6.6416 | -3.8668 | 0.010476 | 0.0070465 | 2.4438 | 295.0229 | 34.0126 | 30.4577 | 0.88315 | 15.0773 | 16.7274 | 17.7813 | 21.8% | 20.4% | 26.5% | 11.3% | 49.9% | 39.4% | 0.31507 | 0.031667 | 6.3478 | 20.4348 | 1.1419 | 1.8095 | 10.9912 | 9.4968 | 1.7956 | 3.2752 | 13.6589 | 11.344 | 11.2747 | 8.3825 | 54.7711 | 61.6477 | 45.8122 | 59.6252
Bay Area | WOOD 0401circuit_breaker | 6006 | 8 | 30.474 | 10 | 31.3855 | 3 | 2.7926e-05 | 0.037818 | 0.93463 | 1.0561e-06 | 2.6766e-05 | 0.8 | 0.97096 | {8F0A48D9-A322-4FA2-98F5-9BA99B0B225E} | 13380401 | WOOD 0401 | circuit_breaker | 37.8265 | -122.2162 | 109 | 780 | 37630.7224 |  | 5314.1763 |  | 32316.5461 | 198.8033 | 1735.2481 | 8.0299e-05 | 8.3779e-05 | 2550 | 6.2243 | 17.1042 | 2 | 2.0784 | 5.6449 | 2.6235 | 0.057143 | 0.0073202 | 1.7078 | 292.8375 | 31.4311 | 29.3264 | 0.66172 | 15.6598 | 17.0962 | 23.4352 | 21.6% | 42.2% | 18.9% | 82.6% | 11.8% | 70.4% | 0.41231 | 0.075714 | 8.6667 | 22 | 2.53 | 1.4286 | 7.998 | 7.3926 | 1.548 | 2.9315 | 14.8927 | 11.6512 | 10.1973 | 7.6477 | 49.8948 | 53.3641 | 44.0003 | 60.2076
Central Valley | CLAY 1102circuit_breaker | 8791 | 1 | 1.9471 | 31 | 16.0299 | 7 | 3.6216e-05 | 1.1852 | 0 | 4.5876e-05 | 2.6726e-05 | 0.032258 | 0.12147 | {D868AF66-93C2-4B3E-8187-2C428023C31E} | 163341102 | CLAY 1102 | circuit_breaker | 38.3423 | -120.9347 | 37 | 5 | 3343.7829 |  | 3149.4821 |  | 194.3008 | 1255.8462 | 13.5503 | 0.00018708 | 0.00025351 | 2551 | 0.87966 | 3.5513 | 2 | 1.7009 | 5.3852 | -0.72524 | 0.0027273 | 0.0066742 | 1.6295 | 297.2938 | 43.3901 | 30.1662 | 1.2717 | 13.3091 | 14.6823 | 3.2604 | 10% | 0% | 36.4% | 13.7% | 45.9% | 90.9% | 0.40116 | 0.0090909 | 1.5714 | 7.4286 | 0.16364 | 2.8182 | 9.7318 | 6.7905 | 2.4198 | 3.941 | 12.5119 | 7.4223 | 8.8008 | 5.1738 | 47.5939 | 61.9148 | 55.2798 | 81.3726
Bay Area | WOODSIDE 11049030 | 3426 | 67 | 229.8529 | 320 | 362.5977 | 28 | 3.9219e-05 | 0.037818 | 0.1049 | 1.4832e-06 | 2.6698e-05 | 0.20938 | 0.63391 | {24F38127-D3B0-46CD-A96D-4474F1F7C2CF} | 24251104 | WOODSIDE 1104 | 9030 | 37.458 | -122.249 | 76 | 338 | 17426.9412 |  | 4149.4333 |  | 13277.5079 | 3145.1983 | 9177.4557 | 0.00074755 | 0.0010981 | 2552 | 3.4237 | 14.5291 | 2 | 1.8069 | 5.3149 | 1.5441 | 0.031053 | 0.0068598 | 1.5696 | 296.3345 | 35.6642 | 31.2016 | 1.0033 | 15.044 | 16.4594 | 34.7349 | 21.4% | 15.8% | 31.8% | 68.8% | 71.9% | 36.5% | 0.72461 | 0.036053 | 9.2647 | 21.2353 | 3.0039 | 8.4211 | 10.0891 | 8.9734 | 2.1101 | 3.7323 | 13.8861 | 10.5942 | 10.2019 | 7.0488 | 58.1333 | 61.5008 | 46.6648 | 66.9855
Central Coast | CABRILLO 1104Y24 | 6503 | 101 | 332.3609 | 423 | 510.3074 | 59 | 3.2771e-05 | 4.139 | 0.77772 | 0.00012363 | 2.6684e-05 | 0.23877 | 0.6513 | {A2EAD6B1-6208-4216-A913-DC206F2BE25D} | 183101104 | CABRILLO 1104 | Y24 | 34.633 | -120.4541 | 97 | 84 | 34860.1905 |  | 30947.8055 |  | 3912.385 | 28736.9146 | 3853.7668 | 0.0015743 | 0.0019335 | 2553 | 1.7825 | 5.4311 | 2 | 4.1703 | 10.7162 | -2.2252 | 0.0080481 | 0.0069317 | 1.0467 | 296.2939 | 36.6982 | 39.467 | 0.95673 | 14.8863 | 15.6482 | 2.9014 | 20.1% | 20.5% | 33.9% | 28.4% | 45.6% | 45.8% | 0.12963 | 0.0065497 | 1.6286 | 13.0095 | 0.62682 | 1.131 | 13.9315 | 12.4257 | 2.0823 | 2.9142 | 13.063 | 13.0684 | 9.336 | 9.495 | 80.965 | 76.2573 | 52.6464 | 53.2274
Central Coast | FOOTHILL 110299432 | 2837 | 4 | 9.8055 | 116 | 66.0361 | 10 | 3.0418e-05 | 0.041661 | 0.35795 | 1.288e-06 | 2.6588e-05 | 0.034483 | 0.14849 | {7C9F6E98-6AD1-45C0-AA12-C5A39FC092A4} | 182951102 | FOOTHILL 1102 | 99432 | 35.2603 | -120.6947 | 290 | 865 | 53260.2196 |  | 14110.2866 |  | 39149.933 | 2389.4026 | 660.5738 | 0.00026588 | 0.00030418 | 2554 | 1.5782 | 5.0653 | 2 | 2.5188 | 7.967 | -0.97769 | 0.0093548 | 0.0072746 | 1.0913 | 295.9419 | 33.4558 | 29.7166 | 0.90245 | 15.3216 | 16.2377 | 20.0056 | 20% | 13.4% | 29.9% | 26.2% | 36.1% | 56.2% | 0.21326 | 0.01129 | 2.45 | 11.2 | 0.7129 | 3.7419 | 8.8155 | 8.7821 | 1.8527 | 3.2509 | 14.6507 | 12.9959 | 11.415 | 9.7501 | 49.5247 | 54.4776 | 43.4673 | 51.7688
Bay Area | LAS POSITAS 2108MR182 | 7820 | 75 | 144.8523 | 217 | 223.8641 | 44 | 3.2157e-05 | 49.1738 | 0.70192 | 0.001831 | 2.654e-05 | 0.34562 | 0.64705 | {84C96F20-C20B-4D7E-B330-63B67A3A8540} | 14402108 | LAS POSITAS 2108 | MR182 | 37.6445 | -121.7679 | 92 | 95 | 18077.4684 |  | 11548.6884 |  | 6528.78 | 10768.7759 | 6272.4728 | 0.0011678 | 0.0014149 | 2555 | 1.0217 | 3.8957 | 2 | 3.271 | 7.7735 | -0.56475 | 0.0086452 | 0.0066571 | 1.2528 | 296.1474 | 40.5465 | 32.3553 | 1.0819 | 13.9555 | 15.1947 | 2.4814 | 21.2% | 37.6% | 24% | 5.3% | 85.1% | 10.2% | 0.16198 | 0.027419 | 2.4429 | 17.4857 | 0.39252 | 1.4 | 7.2781 | 6.1088 | 2.1707 | 3.8419 | 13.6796 | 8.5607 | 9.3676 | 5.5109 | 45.0737 | 68.4749 | 48.7253 | 78.243
Bay Area | SAN CARLOS 11048942 | 5376 | 48 | 136.3043 | 92 | 157.4245 | 27 | 3.294e-05 | 0.037818 | 0.45372 | 1.2457e-06 | 2.653e-05 | 0.52174 | 0.86584 | {7C12A412-D2AF-4E21-A226-597936BFB6C3} | 24181104 | SAN CARLOS 1104 | 8942 | 37.4907 | -122.2659 | 70 | 557 | 31453.1929 |  | 4451.9839 |  | 27001.209 | 3376.0521 | 18993.5161 | 0.00071631 | 0.00088939 | 2556 | 2.1422 | 7.4578 | 2 | 2.1961 | 6.1584 | -5.662 | 0.0336 | 0.0068811 | 1.4386 | 295.9948 | 35.9519 | 31.1671 | 0.97206 | 14.9379 | 16.2896 | 21.2254 | 21.1% | 32.1% | 25.2% | 18.9% | 66.6% | 33.9% | 0.56678 | 0.0278 | 10.093 | 22 | 1.7316 | 1.84 | 9.9951 | 8.8981 | 2.0641 | 3.6247 | 13.6398 | 10.6633 | 10.2589 | 7.2225 | 57.7802 | 60.2236 | 47.0921 | 66.074
Central Coast | GOLDTREE 1105circuit_breaker | 6713 | 45 | 102.3647 | 101 | 129.1072 | 23 | 3.597e-05 | 184.2591 | 0.70177 | 0.0076222 | 2.647e-05 | 0.44554 | 0.79287 | {2BB441D5-FA7B-41CB-B4C4-3BB6BA3702C5} | 182581105 | GOLDTREE 1105 | circuit_breaker | 35.32 | -120.6926 | 232 | 423 | 32216.5359 |  | 17789.9354 |  | 14426.6004 | 11071.7645 | 1422.7085 | 0.00060882 | 0.00082731 | 2557 | 1.1682 | 4.1862 | 2 | 2.6142 | 7.928 | -2.553 | 0.0033094 | 0.007009 | 1.3505 | 296.5356 | 36.3773 | 31.9196 | 0.99364 | 14.7305 | 15.7207 | 3.9281 | 19.8% | 19.1% | 39.7% | 18.3% | 59.2% | 42.9% | 0.10662 | 0.0092086 | 1.5455 | 11.6909 | 0.65165 | 0.72662 | 8.2714 | 8.7531 | 1.8655 | 3.3711 | 14.224 | 11.7171 | 10.7728 | 8.7103 | 51.8231 | 58.4716 | 46.3827 | 57.3213
Sierra | MADISON 21017702 | 214 | 0 | 0 | 8 | 3.3562 | 4 | 5.3676e-05 | 0.037818 | 0.031457 | 2.0299e-06 | 2.6415e-05 | 0 | 0 | {EAEA950F-88E9-428E-9D1A-43A64741EC71} | 63172101 | MADISON 2101 | 7702 | 38.7075 | -122.0497 | 242 | 275 | 51634.9054 |  | 34431.5939 |  | 17203.3115 | 1421.2134 | 149.4195 | 0.00010566 | 0.0002147 | 2558 | 1.0727 | 8.1776 | 2 | 2.9355 | 7.813 | -0.034268 | 0.0047059 | 0.0062829 | 1.3446 | 298.4608 | 47.0273 | 35.2064 | 1.4373 | 12.7627 | 13.8841 | 0.57143 | 5.4% | 2.5% | 23.2% | 31.7% | 99% | 79.5% | 0.097412 | 0.0092109 | 1.5 | 17.625 | 0.24529 | 0.47059 | 8.8491 | 6.7668 | 2.7037 | 4.3092 | 12.1381 | 6.7923 | 8.4481 | 4.4734 | 57.0312 | 86.1082 | 56.3811 | 87.5578
Bay Area | CASTRO VALLEY 1106MR233 | 9368 | 1 | 1.6135 | 11 | 8.0952 | 2 | 2.6179e-05 | 0.037818 |  | 9.9003e-07 | 2.6179e-05 | 0.090909 | 0.19932 | {D8E4C9CA-7EEB-49BA-880B-C873380BC8EB} | 14091106 | CASTRO VALLEY 1106 | MR233 | 37.7049 | -122.0548 | 22 | 16 | 1811.7034 |  | 1023.3375 |  | 788.3659 | 164.9976 | 231.8901 | 5.2358e-05 | 5.2358e-05 | 2559 | 3.9213 | 11.2709 | 2 | 2.435 | 5.7125 | -1.2653 | 0.046667 | 0.0070201 | 1.5917 | 293.7836 | 32.8997 | 31.9193 | 0.76149 | 15.5152 | 16.9362 | 27.0937 | 20.9% | 0% | 17.1% | 47.4% | 31.4% | 65.3% | 0.21295 | 0.076667 | 3.5 | 22 | 0.19 | 3.6667 | 8.7446 | 7.8236 | 1.6381 | 3.2215 | 15.0361 | 10.6495 | 10.0267 | 6.3314 | 51.9412 | 68.8712 | 45.2718 | 68.5466
Central Coast | HICKS 2103LB50 | 2189 | 325 | 406.0774 | 1311 | 1018.0793 | 94 | 3.4749e-05 | 0.043425 | 0.77288 | 1.4045e-06 | 2.6154e-05 | 0.2479 | 0.39887 | {ED3D87A2-B26D-4CB8-8B3D-56CD442881C5} | 83432103 | HICKS 2103 | LB50 | 37.2216 | -121.9083 | 91 | 42 | 26450.5229 |  | 21326.6152 |  | 5123.9077 | 18634.0428 | 4468.185 | 0.0024584 | 0.0032664 | 2560 | 4.337 | 11.5229 | 2.4639 | 1.8092 | 4.7433 | -1.7621 | 0.043764 | 0.0062519 | 2.1119 | 294.7534 | 43.9912 | 37.1121 | 1.0412 | 12.9769 | 14.3971 | 1.7239 | 19.6% | 20.3% | 37.7% | 57.7% | 76.4% | 7.1% | 0.086141 | 0.069644 | 1.5897 | 12.2051 | 1.1663 | 4.9848 | 10.2016 | 8.4247 | 1.9768 | 3.5914 | 12.4289 | 7.6202 | 8.3981 | 4.9461 | 59.2663 | 81.9129 | 53.9237 | 83.9087
North Valley | HAMILTON BRANCH 110187784 | 1494 | 8 | 19.5265 | 326 | 164.3705 | 27 | 1.021e-05 | 0.037818 | 8.2335 | 3.8614e-07 | 2.6081e-05 | 0.02454 | 0.1188 | {512E7C3F-C5ED-477A-A43F-85AACCF18F8D} | 102361101 | HAMILTON BRANCH 1101 | 87784 | 40.2567 | -121.1401 | 44 | 104 | 11259.8874 |  | 2328.7215 |  | 8931.1659 | 2328.7215 | 8931.1659 | 0.0007042 | 0.00027568 | 2561 | 8.0686 | 18.3902 | 2 | 2.299 | 7.1197 | 0.69169 | 0.1034 | 0.0038822 | 2.362 | 290.4277 | 45.6821 | 36.078 | 0.99416 | 12.5543 | 14.5935 | 6.1277 | 12.7% | 40% | 8.1% | 77.5% | 6.6% | 69.9% | 0.29743 | 0.027447 | 4.5806 | 20.3548 | 0.043617 | 6.9362 | 14.6124 | 10.9867 | 1.7499 | 3.0371 | 11.953 | 5.8008 | 7.3896 | 4.5505 | 62.9137 | 99.0508 | 58.6817 | 91.8964
Bay Area | EMERALD LAKE 04028858 | 6508 | 78 | 123.9589 | 290 | 253.6351 | 25 | 4.5541e-05 | 0.037818 | 0.1205 | 1.7223e-06 | 2.5754e-05 | 0.26897 | 0.48873 | {6E19C0A5-86DD-49E4-909F-112A4E9E5B6E} | 24080402 | EMERALD LAKE 0402 | 8858 | 37.4667 | -122.2733 | 54 | 206 | 11168.7113 |  | 3073.6226 |  | 8095.0888 | 3073.6226 | 8095.0888 | 0.00064385 | 0.0011385 | 2562 | 3.9764 | 9.6164 | 2 | 2.1999 | 6.2107 | -1.6301 | 0.11759 | 0.0068811 | 1.4383 | 295.9956 | 35.9549 | 31.1692 | 0.97213 | 14.9374 | 16.2888 | 19.1082 | 20.7% | 17% | 39.6% | 33.6% | 67% | 32.3% | 0.44745 | 0.043448 | 8.5185 | 22 | 2.4848 | 10 | 9.9947 | 8.8978 | 2.0644 | 3.6248 | 13.6377 | 10.6634 | 10.2595 | 7.223 | 57.7775 | 60.2239 | 47.0963 | 66.0721
Sierra | EL DORADO PH 210113532 | 6623 | 160 | 214.7925 | 493 | 359.7309 | 85 | 1.9807e-05 | 0.072115 | 1.5039 | 1.6471e-06 | 2.5707e-05 | 0.32454 | 0.59709 | {EE38B856-B2BC-49D4-8C11-7E26D08321B4} | 152762101 | EL DORADO PH 2101 | 13532 | 38.7731 | -120.2934 | 62 | 192 | 14064.4785 |  | 8511.6067 |  | 5552.8718 | 8511.6067 | 5552.8718 | 0.0021851 | 0.0016836 | 2563 | 11.173 | 25.4916 | 2 | 2.2452 | 6.8192 | -5.7358 | 0.070273 | 0.0046933 | 3.7241 | 290.6489 | 47.144 | 30.6302 | 0.98456 | 11.5151 | 13.8587 | 1.1076 | 5.1% | 8.1% | 5.4% | 96.3% | 4.6% | 8% | 0.16059 | 0.091182 | 3.5821 | 18.0597 | 1.6966 | 4.4818 | 9.0506 | 6.7863 | 1.6294 | 2.6772 | 11.719 | 5.9884 | 7.0828 | 4.5507 | 49.6293 | 73.7335 | 58.34 | 90.1934
North Valley | MC ARTHUR 110137388 | 2833 | 19 | 25.7318 | 105 | 75.3188 | 28 | 9.6252e-06 | 1.4517 | 4.1247 | 1.3447e-05 | 2.5648e-05 | 0.18095 | 0.34164 | {94162D16-0097-44C8-A147-FCAA580DD744} | 103491101 | MC ARTHUR 1101 | 37388 | 41.1 | -121.1865 | 68 | 56 | 21260.0481 |  | 20103.5682 |  | 1156.4799 | 12648.9045 | 737.5626 | 0.00071816 | 0.00026951 | 2564 | 1.7428 | 6.4874 | 2 | 2.8904 | 8.0132 | -0.12334 | 0.0135 | 0.0044701 | 1.4763 | 290.4967 | 41.4944 | 30.6732 | 0.9381 | 13.2297 | 15.1197 | 0.73865 | 12.4% | 26.9% | 6.9% | 31.2% | 1.4% | 89.9% | 0.032801 | 0.0135 | 1.5909 | 15.6364 | 0.19136 | 0.75 | 8.5588 | 7.5962 | 1.7011 | 2.9118 | 13.2003 | 6.9239 | 8.1778 | 5.3993 | 48.6539 | 78.3958 | 53.8151 | 84.658
Central Coast | PURISIMA 1101Y44 | 8990 | 25 | 47.278 | 196 | 146.9623 | 30 | 2.287e-05 | 1.1722 | 1.4942 | 2.424e-05 | 2.5598e-05 | 0.12755 | 0.3217 | {867AA1B1-4446-48B6-9D80-8E314456C23F} | 182971101 | PURISIMA 1101 | Y44 | 34.7193 | -120.4307 | 56 | 24 | 22910.8277 |  | 18642.1512 |  | 4268.6765 | 16580.432 | 4115.6873 | 0.00076794 | 0.00068611 | 2565 | 1.9282 | 4.9781 | 2 | 3.3595 | 8.9722 | 1.4514 | 0.0020463 | 0.0072317 | 0.97288 | 296.6314 | 34.5856 | 37.7703 | 0.93928 | 15.4305 | 16.1931 | 0.7195 | 19.4% | 32% | 17% | 25.3% | 40.1% | 57.9% | 0.043843 | 0.0072587 | 1.4194 | 10 | 0.12838 | 0.75676 | 13.2339 | 12.3583 | 2.1244 | 3.0635 | 13.488 | 13.2469 | 8.6314 | 8.4627 | 74.623 | 71.5808 | 52.9388 | 55.1358
North Valley | SPANISH CREEK 4401circuit_breaker | 8574 | 579 | 721.2101 | 786 | 821.2244 | 84 | 1.1128e-05 | 0.20441 | 3.7067 | 1.855e-06 | 2.5596e-05 | 0.73664 | 0.87821 | {685CF79F-C4BB-4361-A8EF-28010425513E} | 103104401 | SPANISH CREEK 4401 | circuit_breaker | 40.0271 | -120.963 | 38 | 43 | 14276.9382 |  | 12760.2493 |  | 1516.6889 | 9502.8761 | 1516.6889 | 0.0021501 | 0.00093477 | 2566 | 6.8833 | 16.2036 | 2 | 1.914 | 6.047 | -6.5434 | 0.04124 | 0.0043496 | 2.8353 | 291.4419 | 46.5352 | 37.8636 | 1.0534 | 12.1022 | 14.1888 | 0.93604 | 12.1% | 24.8% | 8.4% | 69.7% | 19.1% | 37.9% | 0.30871 | 0.043884 | 3.5 | 15.0417 | 4.0307 | 6.4959 | 12.8988 | 10.2587 | 1.8418 | 3.2443 | 12.2447 | 5.988 | 7.4008 | 4.6671 | 60.564 | 97.062 | 57.6553 | 91.3213
Central Coast | MORRO BAY 110247584 | 3709 | 79 | 251.0018 | 134 | 276.2667 | 34 | 2.8856e-05 | 0.083352 | 0.75033 | 2.2701e-06 | 2.5591e-05 | 0.58955 | 0.90855 | {0C127574-7596-4A86-A384-D65556DA9180} | 183011102 | MORRO BAY 1102 | 47584 | 35.3115 | -120.8535 | 93 | 138 | 21189.9911 |  | 15483.3273 |  | 5706.6638 | 14612.5687 | 4924.865 | 0.0008701 | 0.0009811 | 2567 | 2.3818 | 6.4549 | 2.4492 | 2.9989 | 9.2967 | -1.2949 | 0.0078075 | 0.0073481 | 0.98222 | 293.3808 | 28.8065 | 26.4512 | 0.66419 | 16.4651 | 17.3291 | 3.4708 | 19.2% | 19.7% | 26.2% | 36.8% | 13.4% | 81.9% | 0.31061 | 0.0080192 | 2.7971 | 16.6667 | 0.66556 | 0.71658 | 8.4437 | 8.5019 | 1.6412 | 2.1983 | 15.8989 | 15.004 | 12.5127 | 11.2772 | 44.8159 | 46.2488 | 37.981 | 42.0388
Central Coast | VIEJO 22029488 | 8192 | 128 | 410.5877 | 156 | 428.2472 | 8 | 2.7987e-05 | 0.037818 | 0.11093 | 1.0584e-06 | 2.5483e-05 | 0.82051 | 0.95876 | {8E85DA31-E8CD-4D80-BE55-60AFA6937F74} | 182852202 | VIEJO 2202 | 9488 | 36.5902 | -121.9442 | 54 | 23 | 2787.0272 |  | 2122.5518 |  | 664.4753 | 1141.9334 | 451.9397 | 0.00020386 | 0.00022389 | 2568 | 5.7039 | 12.4073 | 2 | 2.8595 | 8.6442 | 0.7436 | 0.037273 | 0.0073455 | 1.0464 | 291.4273 | 26.281 | 25.6489 | 0.50524 | 16.8836 | 18.0679 | 7.4177 | 19% | 7.3% | 24.7% | 62.1% | 0.5% | 89.9% | 0.34776 | 0.03 | 4.5 | 15.25 | 12.0782 | 14.1818 | 11.1764 | 9.855 | 1.3689 | 2.0011 | 15.7825 | 14.4698 | 12.9557 | 12.506 | 46.4108 | 49.1747 | 34.5639 | 41.514
Central Valley | POSO MOUNTAIN 2104circuit_breaker | 8902 | 2 | 4.3169 | 6 | 5.9468 | 4 | 1.6935e-05 | 3.1355 | 1.9304 | 5.3176e-05 | 2.5106e-05 | 0.33333 | 0.72593 | {AA81189C-0FB0-446B-B000-4E0A59F32937} | 253642104 | POSO MOUNTAIN 2104 | circuit_breaker | 35.5591 | -118.9575 | 45 | 5 | 12272.8813 |  | 11934.6881 |  | 338.1932 | 5614.2654 | 289.9345 | 0.00010042 | 6.774e-05 | 2569 | 0.33759 | 1.4395 | 2 | 2.1206 | 5.3417 | -1.2657 | 0.0033333 | 0.0063505 | 0.56495 | 299.965 | 61.5691 | 47.5983 | 1.7915 | 9.9209 | 10.5275 | 0.65455 | 9.8% | 8.7% | 11.3% | 2.2% | 99.6% | 5.5% | 0.2114 | 0.0042857 | 1.08 | 9.84 | 0 | 0.095238 | 8.0267 | 7.4529 | 3.3288 | 4.5334 | 8.2513 | 5.1537 | 5.7327 | 3.5109 | 70.6013 | 96.3136 | 78.3709 | 97.7514
Central Valley | CURTIS 17039180 | 1261 | 411 | 626.4346 | 2421 | 1365.3206 | 425 | 4.6593e-05 | 709.9309 | 11.729 | 0.039346 | 0.00032139 | 0.16976 | 0.45882 | {B98EC037-8B2E-4659-97E2-613B4380C532} | 163351703 | CURTIS 1703 | 9180 | 37.9527 | -120.3681 | 551 | 476 | 144190.2304 | 89.5959 | 93135.0691 | 57.8716 | 51055.1613 | 93135.0691 | 51055.1613 | 0.13659 | 0.019802 | 1060 | 2.1398 | 6.378 | 2 | 1.9674 | 5.3001 | -0.39378 | 0.018931 | 0.006124 | 2.0074 | 296.5469 | 43.8051 | 35.6588 | 1.2454 | 13.303 | 14.7839 | 0.57759 | 54.8% | 48.7% | 50.1% | 33.7% | 37% | 90.7% | 0.055046 | 0.053969 | 1.6038 | 14.9953 | 0.65132 | 1.7025 | 10.3871 | 7.8491 | 2.1036 | 3.8451 | 13.0977 | 6.987 | 9.1049 | 4.698 | 51.324 | 87.7393 | 52.612 | 86.2281
Central Coast | PRUNEDALE 11103716 | 2563 | 13 | 18.9899 | 38 | 34.9843 | 4 | 5.5551e-05 | 0.037818 | 0.03011 | 2.1008e-06 | 2.5091e-05 | 0.34211 | 0.54281 | {7B756F98-069D-434F-A340-DDF69576DD23} | 182961110 | PRUNEDALE 1110 | 3716 | 36.8245 | -121.6753 | 293 | 418 | 48519.2363 |  | 21171.4707 |  | 27347.7656 | 500.9046 | 134.7346 | 0.00010036 | 0.00022221 | 2571 | 4.6249 | 11.3131 | 2 | 2.5519 | 5.9185 | -2.8984 | 0.038333 | 0.0073828 | 1.431 | 293.7383 | 27.4423 | 23.1612 | 0.63943 | 16.829 | 18.1213 | 2.0372 | 18.9% | 5.5% | 66.5% | 57.1% | 11.2% | 88.3% | 0.21693 | 0.25333 | 1.75 | 17.75 | 1.635 | 6.3333 | 7.4024 | 7.356 | 1.5579 | 2.6843 | 15.9499 | 13.6044 | 11.233 | 9.7269 | 40.6553 | 42.9276 | 38.1313 | 51.3034
Central Coast | SPENCE 1122circuit_breaker | 4353 | 2 | 5.3082 | 3 | 5.9833 | 3 | 1.4721e-05 | 38.9998 | 2.4458 | 0.00040635 | 2.5086e-05 | 0.66667 | 0.88717 | {42FF0C87-DE5F-4AA1-BC1C-B5945FF34356} | 182201122 | SPENCE 1122 | circuit_breaker | 36.6138 | -121.5672 | 600 | 533 | 108171.3265 |  | 84675.007 |  | 23496.3195 | 14788.6218 | 8592.0069 | 7.5257e-05 | 4.4164e-05 | 2572 | 1.7082 | 5.2017 | 2 | 3.0158 | 7.5264 | -3.3224 | 0.012056 | 0.0063705 | 0.95315 | 295.7976 | 40.1357 | 33.4866 | 0.99981 | 14.0437 | 15.0492 | 0.40018 | 18.7% | 44.8% | 3.8% | 26.7% | 62.6% | 30.8% | 0.12416 | 0.051615 | 1.8462 | 15.1615 | 0.015927 | 0.012097 | 8.1626 | 8.043 | 1.8359 | 3.3941 | 12.9599 | 9.5759 | 8.1563 | 5.9405 | 56.1237 | 68.7967 | 53.2817 | 72.5522
Central Valley | COARSEGOLD 210410400 | 2409 | 421 | 915.7952 | 1591 | 1317.4541 | 473 | 3.3485e-05 | 2816.5327 | 86.5552 | 0.09214 | 0.0015276 | 0.26461 | 0.69512 | {7CAE9E3D-9A6E-4166-92A3-E494C4AA002D} | 254432104 | COARSEGOLD 2104 | 10400 | 37.2216 | -119.7687 | 747 | 1107 | 145028.9512 | 90.117 | 71887.274 | 44.6688 | 73141.6772 | 67877.1847 | 72299.439 | 0.72258 | 0.015839 | 247 | 1.8328 | 5.8983 | 2 | 1.8896 | 5.0274 | 0.20219 | 0.0038858 | 0.0059886 | 1.2806 | 298.0904 | 50.8236 | 36.4837 | 1.4727 | 11.7748 | 12.8944 | 1.5979 | 88.5% | 91.5% | 32.6% | 30.8% | 85.4% | 42.1% | 0.088736 | 0.0097516 | 2.3893 | 19.106 | 1.0156 | 1.4897 | 7.6118 | 7.0756 | 2.6867 | 4.0572 | 10.9842 | 6.6182 | 7.4942 | 4.4129 | 51.6231 | 78.2946 | 63.1542 | 87.7181
Bay Area | OAKLAND J 1102CR102 | 9585 | 16 | 31.6478 | 50 | 49.1531 | 10 | 2.0651e-05 | 0.037817 | 1.2416 | 7.8095e-07 | 2.5037e-05 | 0.32 | 0.64386 | {0FCC4668-DE07-42BB-BC4D-4288336A5D5A} | 12091102 | OAKLAND J 1102 | CR102 | 37.7964 | -122.184 | 26 | 18 | 1634.8772 |  | 846.0426 |  | 788.8345 | 846.0426 | 788.8345 | 0.00025037 | 0.00020651 | 2574 | 2.1251 | 8.0875 | 2 | 2.6228 | 6.2351 | -1.4999 | 0.02 | 0.0069412 | 1.996 | 292.7226 | 33.3307 | 30.9468 | 0.73504 | 15.1429 | 16.6714 | 18.4645 | 20.1% | 49.3% | 9.3% | 24% | 25.4% | 43% | 0.51782 | 0.022857 | 3.7273 | 18.7273 | 1.2486 | 3.5714 | 8.1593 | 7.5039 | 1.59 | 3.1168 | 14.7069 | 10.6405 | 9.9127 | 6.9736 | 51.3048 | 60.0292 | 45.3337 | 65.801
Bay Area | CASTRO VALLEY 1106MR337 | 994 | 144 | 384.5899 | 809 | 768.2493 | 107 | 3.7933e-05 | 0.04141 | 0.21221 | 1.611e-06 | 2.5041e-05 | 0.178 | 0.50061 | {3ECE28A7-9E9D-4AFE-8619-84A42C55B001} | 14091106 | CASTRO VALLEY 1106 | MR337 | 37.7052 | -122.0623 | 453 | 2862 | 149629.9495 | 92.976 | 30443.3196 | 18.9166 | 119186.6299 | 13193.9222 | 26359.1951 | 0.0026794 | 0.0040588 | 2573 | 4.9344 | 15.0147 | 2.6198 | 2.2746 | 5.4871 | -5.1187 | 0.020729 | 0.0069519 | 1.7459 | 293.6546 | 32.1668 | 30.7936 | 0.76366 | 15.6513 | 17.1208 | 20.1226 | 20.3% | 23.2% | 29.9% | 71.7% | 31.9% | 70.2% | 0.36288 | 0.080056 | 7.4875 | 20.9875 | 1.546 | 4.2552 | 8.5673 | 7.7431 | 1.625 | 3.249 | 15.2237 | 10.7082 | 10.0714 | 6.4407 | 49.2692 | 66.3784 | 44.1553 | 67.8622
Bay Area | CAYETANO 21099504 | 7987 | 75 | 192.9822 | 241 | 273.5228 | 62 | 3.0306e-05 | 70.2681 | 1.1868 | 0.0020048 | 2.4919e-05 | 0.3112 | 0.70554 | {30969EAF-1760-452C-8E13-34A8BE0709A9} | 14422109 | CAYETANO 2109 | 9504 | 37.7526 | -121.779 | 137 | 74 | 29441.9519 |  | 23311.7324 |  | 6130.2194 | 23307.0461 | 6118.6833 | 0.001545 | 0.001879 | 2576 | 1.627 | 5.4092 | 2.6867 | 4.2096 | 9.2419 | -0.10631 | 0.0061392 | 0.0064653 | 1.6333 | 295.4597 | 44.5226 | 34.5314 | 1.1322 | 12.9392 | 14.3339 | 0.58531 | 20% | 47.3% | 22% | 9.8% | 93.3% | 1.6% | 0.071326 | 0.024462 | 1.5827 | 13.5354 | 0.42199 | 0.76266 | 6.8056 | 5.3809 | 2.2231 | 3.801 | 12.7746 | 7.5106 | 8.8267 | 4.9494 | 47.2303 | 76.8904 | 53.6181 | 83.9443
Bay Area | SNEATH LANE 1107circuit_breaker | 79 | 114 | 351.7665 | 178 | 375.8178 | 9 | 4.7648e-05 | 3.4922 | 0.30376 | 0.00032766 | 2.4849e-05 | 0.64045 | 0.936 | {88158706-37CE-4050-9559-5A1E15835B03} | 22721107 | SNEATH LANE 1107 | circuit_breaker | 37.6221 | -122.447 | 92 | 643 | 33661.0176 |  | 6226.1953 |  | 27434.8223 | 1051.9745 | 3496.3199 | 0.00022364 | 0.00042884 | 2577 | 1.8109 | 6.3088 | 2 | 3.6636 | 8.2841 | 3.9853 | 0.030909 | 0.0073233 | 2.0337 | 292.3195 | 26.7636 | 21.7371 | 0.62684 | 16.5699 | 18.1566 | 24.1708 | 19.8% | 27.3% | 42.5% | 13.8% | 8.3% | 88.6% | 0.41182 | 0.057273 | 8.8182 | 21.1818 | 18.2327 | 16.1818 | 9.9257 | 8.3972 | 1.5779 | 2.6676 | 15.6458 | 13.6715 | 12.4824 | 10.3946 | 44.7423 | 41.823 | 37.1731 | 47.9516
Bay Area | SERRAMONTE 110412705 | 3384 | 1 | 4.0622 | 1 | 4.0622 | 1 | 7.3533e-05 | 0.037818 | 0.33744 | 2.7809e-06 | 2.4813e-05 | 1 | 1 | {5AC2A44E-A5CE-4631-A5D0-59B8F85FCDA2} | 22861104 | SERRAMONTE 1104 | 12705 | 37.6486 | -122.4713 | 166 | 1068 | 54531.6491 |  | 9361.8914 |  | 45169.7577 | 414.5607 | 1489.1674 | 2.4813e-05 | 7.3533e-05 | 2578 | 2.0913 | 7.6024 | 2 | 3.5758 | 8.1845 | -0.11771 | 0.0033333 | 0.007452 | 1.8881 | 291.6954 | 23.8706 | 19.9376 | 0.54389 | 17.3378 | 18.9309 | 28.9811 | 19.6% | 28.3% | 73.1% | 20% | 3.1% | 96.2% | 0.30087 | 0.10133 | 4.75 | 22 | 0.095333 | 0.066667 | 9.673 | 8.2201 | 1.4889 | 2.2895 | 16.5385 | 15.0369 | 13.0089 | 11.725 | 41.594 | 38.5615 | 34.0292 | 41.6287
Central Coast | PIERCY 2110XR258 | 1472 | 159 | 225.3278 | 963 | 707.918 | 150 | 2.1961e-05 | 2.276 | 0.93706 | 4.3818e-05 | 1.9534e-05 | 0.16511 | 0.3183 | {EB657CB8-596F-4421-86E3-2C8A72D44EE1} | 83912110 | PIERCY 2110 | XR258 | 37.2803 | -121.7577 | 165 | 89 | 49305.7146 | 30.6372 | 42515.4619 | 26.4179 | 6790.2527 | 32262.0914 | 4527.8817 | 0.0029302 | 0.0032942 | 2650 | 2.7562 | 8.7537 | 2 | 2.4982 | 6.1862 | -2.991 | 0.025506 | 0.0063687 | 1.6441 | 293.8669 | 44.1364 | 37.0397 | 0.987 | 12.9019 | 14.2703 | 1.4921 | 13.4% | 24.3% | 15.6% | 48.7% | 56.4% | 6.2% | 0.085337 | 0.056118 | 1.3939 | 13.202 | 0.69167 | 2.2682 | 10.6761 | 9.1103 | 1.8431 | 3.604 | 12.1202 | 7.5126 | 7.6486 | 4.3271 | 61.9101 | 83.4349 | 56.0373 | 85.4245
Bay Area | MORAGA 110518396 | 7709 | 3 | 7.5922 | 5 | 8.5037 | 1 | 4.3849e-05 | 11.5021 | 0.56494 | 0.00050435 | 2.4772e-05 | 0.6 | 0.89281 | {01D4891F-C6A5-4AED-AB10-724ED9F191A9} | 13801105 | MORAGA 1105 | 18396 | 37.8312 | -122.1301 | 30 | 183 | 10961.6231 |  | 1810.5654 |  | 9151.0578 | 125.7014 | 851.9358 | 2.4772e-05 | 4.3849e-05 | 2580 | 1.5799 | 7.0024 | 2 | 2.9204 | 6.3619 | -3.9719 | 0.016667 | 0.0066797 | 2.0481 | 293.8937 | 34.3471 | 32.0495 | 0.84757 | 15.1281 | 16.6517 | 14.5231 | 19.4% | 35% | 37.4% | 16.5% | 46.6% | 41.9% | 0.29623 | 0.016667 | 6.3333 | 16.3333 | 1.45 | 0.83333 | 8.2045 | 7.6521 | 1.8436 | 3.3707 | 15.0102 | 9.9424 | 9.7006 | 6.2608 | 47.454 | 69.42 | 44.5345 | 70.8481
Bay Area | SAN CARLOS 110436864 | 8323 | 13 | 29.2997 | 32 | 39.933 | 5 | 3.9357e-05 | 0.037818 | 0.26835 | 1.4884e-06 | 2.473e-05 | 0.40625 | 0.73372 | {9E2BE648-1876-419E-9EA6-9561CF55CBC8} | 24181104 | SAN CARLOS 1104 | 36864 | 37.48 | -122.26 | 44 | 68 | 4018.6705 |  | 1364.5515 |  | 2654.119 | 812.4562 | 1833.4996 | 0.00012365 | 0.00019679 | 2581 | 3.8504 | 12.5725 | 2 | 1.8645 | 5.4603 | -2.2663 | 0.0375 | 0.0068811 | 1.4383 | 295.9956 | 35.9549 | 31.1692 | 0.97213 | 14.9374 | 16.2888 | 39.1048 | 19.2% | 26.7% | 32.1% | 57.2% | 67% | 32.3% | 0.84143 | 0.00875 | 10 | 19.5714 | 2.9375 | 4 | 9.9947 | 8.8978 | 2.0644 | 3.6248 | 13.6377 | 10.6634 | 10.2595 | 7.223 | 57.7775 | 60.2239 | 47.0963 | 66.0721
Central Coast | MC KEE 1103XR028 | 542 | 1 | 3.8162 | 3 | 5.0641 | 1 | 2.4728e-05 | 0.12017 |  | 2.9716e-06 | 2.4728e-05 | 0.33333 | 0.75356 | {58E90993-9BBD-4F51-9BA9-AD36025808B4} | 83531103 | MC KEE 1103 | XR028 | 37.3918 | -121.8336 | 251 | 857 | 57415.5121 |  | 16781.1982 |  | 40634.3139 | 1085.7736 | 195.366 | 2.4728e-05 | 2.4728e-05 | 2582 | 2.2517 | 7.88 | 2 | 2.02 | 5.2808 | 0.76027 | 0.036667 | 0.0066749 | 1.3327 | 295.0013 | 43.8708 | 35.7089 | 1.0197 | 12.9543 | 14.2505 | 13.0336 | 18.3% | 0% | 20.9% | 44% | 70.1% | 6.8% | 0.27167 | 0.031333 | 3 | 15.4 | 0.12733 | 0.2 | 9.57 | 7.9968 | 2.0764 | 3.7182 | 12.2556 | 7.9035 | 7.6352 | 4.623 | 57.2878 | 76.0444 | 55.9782 | 83.3045
Central Coast | SARATOGA 11076867 | 7016 | 35 | 90.3883 | 125 | 139.0367 | 9 | 3.2319e-05 | 0.037818 | 0.14525 | 1.2223e-06 | 2.4681e-05 | 0.28 | 0.6501 | {91797B82-A1A4-4508-99A7-6356F1982129} | 83371107 | SARATOGA 1107 | 6867 | 37.2545 | -122.0332 | 22 | 92 | 5582.5847 |  | 1327.3586 |  | 4255.2261 | 985.9493 | 3348.1273 | 0.00022213 | 0.00029088 | 2583 | 2.4064 | 8.9193 | 2 | 1.5069 | 4.1228 | -1.0067 | 0.053571 | 0.0064696 | 2.4037 | 294.7813 | 41.0112 | 35.4918 | 0.99812 | 13.5839 | 15.0804 | 19.442 | 18.1% | 8.1% | 33.2% | 49.8% | 61.4% | 18.9% | 0.55374 | 0.017857 | 5.5 | 22.9167 | 1.3029 | 8.9286 | 10.1993 | 8.4997 | 1.9044 | 3.5034 | 13.2533 | 8.255 | 8.7241 | 5.3998 | 56.6926 | 78.3756 | 50.4404 | 80.0003
Central Coast | PERRY 1101W26 | 7625 | 22 | 81.7676 | 114 | 125.182 | 19 | 2.0748e-05 | 0.33023 | 2.3631 | 5.3645e-06 | 2.4424e-05 | 0.19298 | 0.65319 | {07DF4B2B-054C-4E25-84AF-DE6FF88C6FF3} | 183071101 | PERRY 1101 | W26 | 35.5714 | -121.0553 | 31 | 17 | 7908.9573 |  | 4390.419 |  | 3518.5384 | 4390.419 | 3518.5384 | 0.00046406 | 0.00039422 | 2584 | 1.3145 | 4.6478 | 2 | 2.2262 | 7.2366 | -1.2341 | 0.012824 | 0.0069156 | 1.4056 | 293.7183 | 31.8199 | 29.5314 | 0.72817 | 16.0178 | 17.0515 | 0.43183 | 17.9% | 44% | 13.7% | 21.6% | 19.8% | 70.3% | 0.10206 | 0.021412 | 1.5556 | 14.7407 | 0.51694 | 1.3412 | 8.2974 | 7.9582 | 1.5128 | 2.4442 | 16.1144 | 12.1946 | 12.8 | 9.1751 | 45.0015 | 53.0951 | 37.6737 | 54.0325
Bay Area | FAIRVIEW 2207P304 | 3797 | 35 | 125.9403 | 256 | 257.7481 | 35 | 3.8646e-05 | 12.2966 | 0.93601 | 0.00023531 | 2.4386e-05 | 0.13672 | 0.48862 | {31523F0A-9FD2-41D0-8A36-117080631D88} | 13432207 | FAIRVIEW 2207 | P304 | 38.0478 | -122.2054 | 157 | 176 | 18581.7049 |  | 10027.5804 |  | 8554.1245 | 8495.039 | 8423.1743 | 0.00085352 | 0.0013526 | 2585 | 1.4799 | 4.7116 | 2 | 3.4348 | 7.4948 | 2.9923 | 0.0095699 | 0.0072316 | 1.4901 | 295.9325 | 34.3595 | 30.3478 | 0.93407 | 15.3751 | 16.7217 | 7.1875 | 19.1% | 42.4% | 30.9% | 8.5% | 59.9% | 57.7% | 0.26367 | 0 | 6.25 | 16.9 | 1.1808 | 2.7527 | 6.3126 | 5.9383 | 2.0018 | 3.6088 | 13.7812 | 11.2356 | 10.958 | 7.6813 | 48.9905 | 59.2056 | 46.1654 | 63.0513
Central Coast | GABILAN 11013034 | 732 | 1 | 1.812 | 3 | 3.1622 | 2 | 3.2677e-05 | 0.88052 | 0.21512 | 2.4559e-05 | 2.4383e-05 | 0.33333 | 0.57302 | {D9D7498B-EECD-46C9-B5F7-8D9ED4F7E924} | 182331101 | GABILAN 1101 | 3034 | 36.7317 | -121.613 | 295 | 497 | 60880.288 |  | 33368.5845 |  | 27511.7036 | 558.7507 | 0 | 4.8765e-05 | 6.5354e-05 | 2586 | 2.6838 | 6.7025 | 2 | 2.0534 | 5.5295 | -10.635 | 0 | 0.0073142 | 1.3343 | 294.6226 | 28.9304 | 25.7717 | 0.71752 | 16.6146 | 17.8911 | 2.5004 | 17.8% | 10.1% | 33.7% | 38.8% | 18.9% | 85.5% | 0.50435 | 0.032 | 1 | 5 | 0.136 | 0.6 | 8.1134 | 7.9702 | 1.6366 | 2.864 | 15.9427 | 13.3343 | 11.3449 | 9.2589 | 45.4305 | 50.1807 | 39.1349 | 53.2619
Central Valley | WISHON 1101circuit_breaker | 9085 | 25 | 42.8883 | 179 | 105.1268 | 58 | 3.3837e-05 | 1.6403 | 0.48109 | 6.3343e-05 | 2.4294e-05 | 0.13966 | 0.40797 | {F4E4D8BC-9659-4439-88C6-265319222D40} | 251511101 | WISHON 1101 | circuit_breaker | 37.1509 | -119.5046 | 46 | 23 | 14779.2774 |  | 12397.8907 |  | 2381.3867 | 12397.8907 | 2381.3867 | 0.0014091 | 0.0019625 | 2587 | 7.884 | 25.9556 | 2.3905 | 1.781 | 4.5267 | -1.6644 | 0.0088757 | 0.0057474 | 1.3475 | 298.5883 | 54.7705 | 36.2031 | 1.5614 | 10.8557 | 11.9656 | 0.57126 | 9.3% | 4.4% | 33.5% | 90% | 93.1% | 16% | 0.14313 | 0.0435 | 1.2941 | 11.0392 | 0.27426 | 1.0592 | 7.3053 | 6.6029 | 2.7273 | 4.1504 | 9.9628 | 6.2682 | 6.4558 | 4.2151 | 51.7621 | 69.5815 | 69.4826 | 89.4304
Central Coast | BUELLTON 1101Y36 | 5393 | 189 | 378.9002 | 1157 | 961.2423 | 202 | 2.1526e-05 | 5.9164 | 0.88087 | 7.3713e-05 | 1.908e-05 | 0.16335 | 0.39418 | {9CBEE47E-1598-4921-97C7-5CC747F89863} | 183041101 | BUELLTON 1101 | Y36 | 34.6026 | -120.1931 | 333 | 294 | 100634.9865 | 62.5318 | 72977.0065 | 45.3459 | 27657.98 | 59828.4788 | 20717.4648 | 0.0038543 | 0.0043483 | 2657 | 2.0647 | 6.2864 | 2.135 | 3.9752 | 9.9216 | -1.6631 | 0.014108 | 0.0070531 | 0.9627 | 296.6175 | 40.0302 | 40.8038 | 1.0136 | 13.9565 | 14.6766 | 0.95648 | 13% | 23.3% | 15.2% | 35.7% | 67.4% | 26.9% | 0.15382 | 0.029256 | 1.5302 | 12.8725 | 0.48146 | 1.3238 | 13.8986 | 12.339 | 2.1447 | 3.1814 | 11.2717 | 11.2166 | 7.0336 | 7.1612 | 82.847 | 80.6408 | 62.6941 | 63.8594
Central Coast | HOLLISTER 21054048 | 6119 | 89 | 117.1282 | 245 | 202.3805 | 56 | 3.1954e-05 | 1.2503 | 0.60754 | 4.2188e-05 | 2.4171e-05 | 0.36327 | 0.57875 | {522758DC-D04C-45F3-86B0-6920B5847932} | 182492105 | HOLLISTER 2105 | 4048 | 36.719 | -121.2811 | 181 | 145 | 59691.2096 |  | 44906.9277 |  | 14784.2819 | 26554.045 | 8787.7332 | 0.0013536 | 0.0017894 | 2589 | 1.9836 | 5.67 | 2 | 2.232 | 7.1707 | -1.9997 | 0.020551 | 0.0058411 | 1.0941 | 295.8823 | 43.2389 | 34.9038 | 1.1183 | 13.3865 | 14.4864 | 0.21414 | 17.6% | 17.6% | 32.4% | 30.8% | 82.4% | 14.7% | 0.13859 | 0.07189 | 1.4388 | 13.3878 | 0.30798 | 0.64304 | 7.6502 | 7.654 | 1.8506 | 3.5916 | 12.7125 | 8.7841 | 8.3772 | 5.6509 | 54.743 | 71.4238 | 54.0946 | 76.7378
Central Coast | LOYOLA 1102LL12 | 7486 | 0 | 0 | 23 | 11.9971 | 2 | 4.8883e-05 | 0.037818 | 0 | 1.8487e-06 | 2.411e-05 | 0 | 0 | {FC7EF3C1-E676-4F19-A408-525DCCC4AA40} | 82161102 | LOYOLA 1102 | LL12 | 37.3578 | -122.1331 | 165 | 141 | 18434.3177 |  | 9731.1646 |  | 8703.1531 | 176.3756 | 170.7533 | 4.8221e-05 | 9.7767e-05 | 2590 | 4.5415 | 12.6052 | 2 | 1.9927 | 5.5774 | -27.55 | 0.065 | 0.0066807 | 2.1061 | 295.5198 | 38.1396 | 34.4198 | 0.9898 | 14.3835 | 15.9922 | 4.2655 | 17.4% | 0% | 61.7% | 62.6% | 57.5% | 36.4% | 0.087081 | 0.225 | 2 | 13.5 | 0.17 | 11.5 | 10.3659 | 8.9841 | 1.9405 | 3.6301 | 14.1085 | 8.9889 | 9.1958 | 5.6468 | 61.1989 | 73.7767 | 48.6764 | 76.718
Central Coast | JOLON 11027070 | 3041 | 1 | 1.2048 | 1 | 1.2048 | 1 | 2.4103e-05 | 413.2534 |  | 0.0099608 | 2.4103e-05 | 1 | 1 | {3C29C0B2-611E-468C-9FBC-81B8ED82FB52} | 182981102 | JOLON 1102 | 7070 | 35.9643 | -121.1174 | 160 | 120 | 37107.4896 |  | 26486.1632 |  | 10621.3264 | 6723.3881 | 2319.5448 | 2.4103e-05 | 2.4103e-05 | 2591 | 0.85633 | 2.3584 | 2 | 1.9336 | 6.2153 | -0.038029 | 0.0042593 | 0.0052938 | 0.93824 | 299.3547 | 51.265 | 41.3602 | 1.5557 | 12.2012 | 13.0184 | 0.5614 | 17.2% | 0% | 20% | 5.1% | 100% | 1.5% | 0.18242 | 0.017963 | 1.4167 | 13.7931 | 0 | 0.0092593 | 7.649 | 6.7423 | 2.6734 | 4.3627 | 10.7529 | 6.8445 | 7.5258 | 4.3002 | 56.5975 | 82.5619 | 63.29 | 88.921
North Valley | FRENCH GULCH 11011892 | 8802 | 7 | 12.903 | 57 | 34.7206 | 14 | 2.8404e-05 | 2.0202 | 0.63101 | 5.8064e-05 | 2.4036e-05 | 0.12281 | 0.37162 | {D4D9BD9F-69B8-49BE-A9F7-A13A4AD2C53C} | 103381101 | FRENCH GULCH 1101 | 1892 | 40.7017 | -122.6404 | 13 | 4 | 4783.858 |  | 4073.3832 |  | 710.4748 | 4073.3832 | 710.4748 | 0.0003365 | 0.00039766 | 2592 | 3.3869 | 8.3284 | 2 | 2.3286 | 6.4714 | -8.8415 | 0.0064286 | 0.0049321 | 3.0413 | 293.6265 | 46.2391 | 31.5005 | 1.2181 | 12.3573 | 14.6594 | 0.57199 | 11.6% | 8.1% | 20.5% | 42.8% | 29.2% | 57.8% | 0.1754 | 0.01625 | 2.5 | 14.5 | 0.098393 | 1.0179 | 9.3274 | 6.6049 | 2.2748 | 4.0007 | 11.7975 | 5.8394 | 7.3289 | 4.1342 | 55.3113 | 76.3745 | 59.042 | 93.221
Sierra | NARROWS 210534069 | 1926 | 235 | 456.188 | 660 | 580.6221 | 153 | 3.3042e-05 | 561.928 | 17.62 | 0.019877 | 0.00032134 | 0.35606 | 0.78569 | {B346A86D-8E49-4897-9613-64FF9116BF2F} | 153132105 | NARROWS 2105 | 34069 | 39.2029 | -121.2766 | 196 | 186 | 38937.5966 | 24.1948 | 25148.2731 | 15.6265 | 13789.3236 | 25148.2731 | 13789.3236 | 0.049164 | 0.0050554 | 1061 | 1.1453 | 3.053 | 2 | 2.8445 | 7.4565 | -0.18724 | 0.017068 | 0.0062717 | 2.56 | 296.7151 | 46.9375 | 32.5998 | 1.3224 | 12.2992 | 14.0744 | 0.8105 | 37.3% | 58.7% | 10% | 3.9% | 75.4% | 48.8% | 0.15416 | 0.089189 | 4.5 | 19.2803 | 1.5084 | 5.6216 | 10.0968 | 7.1229 | 1.8413 | 3.0581 | 12.022 | 5.7148 | 7.1769 | 4.1126 | 48.7762 | 76.0196 | 56.5654 | 92.6627
Bay Area | LAS GALLINAS A 1104304 | 4156 | 11 | 24.1728 | 24 | 30.8215 | 8 | 4.0909e-05 | 82.2081 | 0.1193 | 0.004485 | 2.3945e-05 | 0.45833 | 0.78428 | {7112559E-7269-4FF3-BE61-B0339A94698E} | 42991104 | LAS GALLINAS A 1104 | 304 | 38.0027 | -122.5527 | 62 | 395 | 24459.4041 |  | 4019.6637 |  | 20439.7405 | 683.5311 | 2786.884 | 0.00019156 | 0.00032727 | 2594 | 3.0775 | 8.8525 | 2 | 1.8533 | 5.8887 | -6.1425 | 0.015714 | 0.0070621 | 2.5118 | 295.2456 | 33.7962 | 30.1732 | 0.89838 | 15.1207 | 16.8092 | 14.8966 | 18.9% | 16.4% | 33.4% | 29.2% | 52.1% | 41.6% | 0.36706 | 0.0021429 | 6 | 22 | 0.72071 | 1.7143 | 11.0285 | 9.5136 | 1.8322 | 3.3407 | 13.6405 | 11.409 | 11.2672 | 8.5023 | 54.9377 | 60.8378 | 45.8088 | 58.9502
Central Coast | CHOLAME 2102X10 | 2664 | 13 | 30.5387 | 44 | 39.0801 | 25 | 3.5719e-05 | 2.9192 | 0.39782 | 0.00010498 | 2.3915e-05 | 0.29545 | 0.78144 | {56A881E4-0AE5-488C-A412-AABDAC51819A} | 182562102 | CHOLAME 2102 | X10 | 35.5847 | -120.3364 | 182 | 140 | 75645.7569 |  | 70786.6402 |  | 4859.1167 | 32569.8267 | 1821.5999 | 0.00059788 | 0.00089298 | 2595 | 0.7865 | 2.3824 | 2 | 2.4622 | 6.508 | -0.69484 | 0.00047619 | 0.0061269 | 0.86739 | 298.4372 | 46.3312 | 39.088 | 1.3769 | 13.1557 | 13.8354 | 0.48048 | 17% | 14.4% | 39% | 5.5% | 96.3% | 9.9% | 0.12818 | 0.0065952 | 1.3889 | 15.4667 | 0.030905 | 0.10476 | 7.5909 | 7.2846 | 2.4573 | 3.9634 | 11.6173 | 7.8438 | 7.9385 | 4.9202 | 53.4275 | 77.2859 | 58.0161 | 81.7655
North Valley | FRENCH GULCH 1102circuit_breaker | 9005 | 3 | 3.6143 | 10 | 6.9002 | 5 | 3.8512e-05 | 0.7186 | 0 | 2.2101e-05 | 2.3688e-05 | 0.3 | 0.52379 | {68ED899E-4033-413B-A72A-EE83BDC8B804} | 103381102 | FRENCH GULCH 1102 | circuit_breaker | 40.6864 | -122.6405 | 20 | 5 | 2859.074 |  | 2729.0129 |  | 130.0611 | 2729.0129 | 130.0611 | 0.00011844 | 0.00019256 | 2596 | 1.7638 | 6.3785 | 2 | 2.0704 | 6.1912 | -4.4962 | 0.00064516 | 0.00516 | 2.8371 | 295.5124 | 47.7988 | 32.668 | 1.3651 | 12.07 | 14.2933 | 1.3815 | 11% | 0% | 29.2% | 29.8% | 49.4% | 34.4% | 0.26506 | 0.0080645 | 1.6923 | 10.2308 | 0.35548 | 0.32258 | 9.5692 | 6.7489 | 2.5348 | 4.4016 | 11.3056 | 5.7435 | 7.1072 | 4.0927 | 57.8791 | 78.2904 | 61.6746 | 93.9851
Bay Area | OAKLAND K 1101CR178 | 3378 | 18 | 36.0772 | 51 | 52.0187 | 3 | 3.3347e-05 | 0.037818 | 0 | 1.2611e-06 | 2.3595e-05 | 0.35294 | 0.69354 | {3AC71A95-3DF9-478B-ACCE-8AC300269CEA} | 12101101 | OAKLAND K 1101 | CR178 | 37.8541 | -122.2365 | 21 | 20 | 1455.1302 |  | 529.8862 |  | 925.244 | 529.8862 | 925.244 | 7.0786e-05 | 0.00010004 | 2597 | 2.8007 | 10.0392 | 2.8571 | 2.2228 | 5.7602 | 3.775 | 0.035714 | 0.0070137 | 1.9743 | 292.7325 | 33.5022 | 29.6917 | 0.72401 | 15.0517 | 16.5802 | 24.9567 | 18.7% | 0% | 25.6% | 35.6% | 22.3% | 37% | 0.66256 | 0.028571 | 9 | 18.6 | 2.2871 | 7.2857 | 7.6014 | 7.0143 | 1.5629 | 3.151 | 14.7091 | 10.6335 | 9.9662 | 7.0064 | 49.6089 | 57.686 | 44.893 | 65.7945
Bay Area | BELMONT 11038958 | 386 | 110 | 271.5472 | 425 | 463.9475 | 40 | 4.1615e-05 | 0.037818 | 0.12629 | 1.5738e-06 | 2.3526e-05 | 0.25882 | 0.5853 | {B68C4BA8-94F5-4FA3-9062-8EFAD0B4F95D} | 24031103 | BELMONT 1103 | 8958 | 37.5064 | -122.2862 | 192 | 800 | 43415.5899 |  | 9587.299 |  | 33828.2909 | 5350.191 | 18614.0034 | 0.00094103 | 0.0016646 | 2598 | 2.7152 | 7.7695 | 2 | 2.4138 | 6.4084 | -0.9659 | 0.095714 | 0.0068824 | 1.4715 | 295.9058 | 35.6487 | 30.9453 | 0.96327 | 14.9892 | 16.3649 | 18.2207 | 18.5% | 17.6% | 34.5% | 20.9% | 65.5% | 36.1% | 0.56543 | 0.031786 | 9.7 | 21.68 | 2.7489 | 7.5893 | 10.0288 | 8.9254 | 2.0345 | 3.616 | 13.8351 | 10.6723 | 10.2146 | 7.1892 | 57.9854 | 60.0693 | 46.6728 | 66.1494
Central Coast | STELLING 11102243 | 8137 | 150 | 181.0196 | 627 | 439.2701 | 33 | 3.1007e-05 | 0.04414 | 0.61681 | 1.3881e-06 | 2.3489e-05 | 0.23923 | 0.41209 | {0BEAB8A7-7BDA-4BC0-A9A3-2A5F9C79AF1D} | 83481110 | STELLING 1110 | 2243 | 37.2777 | -122.1116 | 19 | 45 | 7731.4026 |  | 3010.4448 |  | 4720.9578 | 3010.4448 | 4720.9578 | 0.00077514 | 0.0010232 | 2599 | 8.6892 | 17.3191 | 2 | 2.1036 | 6.1986 | -10.2502 | 0.096792 | 0.0063759 | 2.3567 | 293.8369 | 42.6767 | 36.7886 | 0.9682 | 13.1122 | 14.7274 | 0.095894 | 16.8% | 17.8% | 31.1% | 75.3% | 47.8% | 8.8% | 0.061316 | 0.051509 | 2.2857 | 17.75 | 4.5908 | 11.8302 | 10.3692 | 8.7859 | 1.8191 | 3.5184 | 13.1481 | 7.6495 | 8.5641 | 4.9871 | 57.8604 | 82.3699 | 51.0514 | 83.9673
Central Valley | CORRAL 110175204 | 60 | 0 | 0 | 1 | 0.45574 | 1 | 2.3423e-05 | 2712.8663 |  | 0.063543 | 2.3423e-05 | 0 | 0 | {C6783DDC-8CCC-4EFE-8097-5CE8336375DE} | 162991101 | CORRAL 1101 | 75204 | 38.1006 | -120.9283 | 176 | 107 | 36461.9814 |  | 29877.8806 |  | 6584.1008 | 154.2541 | 87.807 | 2.3423e-05 | 2.3423e-05 | 2600 | 0.36795 | 0.95139 | 2 | 1.9642 | 6.2757 | -0.18604 | 0 | 0.0065481 | 1.3264 | 297.8511 | 42.7772 | 31.4794 | 1.3 | 13.6518 | 14.9056 | 0.74028 | 9.1% | 0% | 18.2% | 1.3% | 56.1% | 97.1% | 0.31737 | 0 | 1.5 | 17.75 | 0 | 0.14286 | 10.5575 | 7.5598 | 2.413 | 3.8586 | 12.8696 | 7.7662 | 9.8254 | 5.4369 | 48.9382 | 67.9367 | 52.93 | 79.1432
Central Coast | SWIFT 2102circuit_breaker | 1988 | 2 | 2.4095 | 7 | 5.6952 | 3 | 2.34e-05 | 1.3847 |  | 3.6873e-05 | 2.34e-05 | 0.28571 | 0.42308 | {BE64DC1C-3443-4966-940E-5A564C032974} | 83392102 | SWIFT 2102 | circuit_breaker | 37.3223 | -121.7966 | 45 | 75 | 7298.1738 |  | 3757.8955 |  | 3540.2783 | 706.8877 | 1136.9514 | 7.02e-05 | 7.02e-05 | 2601 | 3.4023 | 13.8351 | 2 | 2.4093 | 5.9223 | 7.6009 | 0.0046154 | 0.0062499 | 1.6413 | 293.6481 | 46.1766 | 37.9322 | 1.023 | 12.3786 | 13.777 | 1.7673 | 16.7% | 0% | 18.1% | 65.9% | 71.1% | 2.6% | 0.088473 | 0.021154 | 1 | 22 | 0.052308 | 0.26923 | 10.4865 | 8.8277 | 1.8946 | 3.7207 | 11.766 | 6.9474 | 7.3838 | 4.0337 | 62.0524 | 84.6375 | 57.1624 | 88.5206
Central Coast | LLAGAS 2104XR294 | 7140 | 20 | 40.8408 | 65 | 68.2441 | 15 | 3.7868e-05 | 2.2734 | 0.17416 | 8.4835e-05 | 2.334e-05 | 0.30769 | 0.59845 | {F11F1581-106D-4267-B291-AD8060715445} | 83182104 | LLAGAS 2104 | XR294 | 36.9675 | -121.5525 | 166 | 94 | 24930.3383 |  | 16899.7408 |  | 8030.5974 | 4685.9835 | 205.4585 | 0.0003501 | 0.00056802 | 2602 | 1.3733 | 4.7021 | 2 | 2.9488 | 7.4562 | -2.1579 | 0.0098039 | 0.007044 | 1.5314 | 296.1609 | 32.7897 | 28.2269 | 0.92498 | 15.7564 | 17.0188 | 0.27537 | 16.5% | 9.1% | 43% | 22.2% | 38.6% | 63.7% | 0.051573 | 0.026667 | 1.3158 | 10.6316 | 0.64118 | 1.2745 | 7.3853 | 7.5094 | 1.7932 | 3.4147 | 14.9168 | 11.377 | 10.4855 | 7.0636 | 46.0094 | 57.3281 | 43.4289 | 64.2088
Central Coast | STELLING 110913228 | 931 | 0 | 0 | 1 | 0.21497 | 1 | 2.3156e-05 | 0.037818 |  | 8.7572e-07 | 2.3156e-05 | 0 | 0 | {76970631-2436-4433-8ABE-AE41F160A6E0} | 83481109 | STELLING 1109 | 13228 | 37.3103 | -122.0504 | 234 | 728 | 45096.9939 |  | 13588.5968 |  | 31508.3971 | 1453.4738 | 1893.0247 | 2.3156e-05 | 2.3156e-05 | 2603 | 3.1424 | 9.8415 | 2 | 1.6687 | 4.2746 | -5.0144 | 0.058696 | 0.0067081 | 1.4116 | 296.0231 | 39.5977 | 34.4339 | 1.0111 | 14.0323 | 15.2447 | 25.2342 | 16.3% | 0% | 17.9% | 52.9% | 65.4% | 29.9% | 0.098529 | 0.072174 | 2.75 | 20.9375 | 0 | 0.043478 | 10.1278 | 8.4665 | 2.0186 | 3.5754 | 12.9445 | 9.3736 | 8.9687 | 5.9714 | 57.9288 | 71.7495 | 51.2529 | 74.457
Sierra | CLARKSVILLE 210551478 | 9978 | 3 | 3.6143 | 5 | 4.4273 | 1 | 2.3133e-05 | 0.037818 |  | 8.7485e-07 | 2.3133e-05 | 0.6 | 0.81636 | {0F59AF2F-5869-40D3-A6B5-13E6D7B47101} | 153612105 | CLARKSVILLE 2105 | 51478 | 38.6556 | -121.0151 | 6 | 0 | 90.198 |  | 90.198 |  | 0 | 81.0541 | 0 | 2.3133e-05 | 2.3133e-05 | 2604 | 0.2898 | 1.0897 | 2 | 2.458 | 6.1414 | -4.025 | 0 | 0.0061663 | 2.3271 | 297.1077 | 46.3411 | 32.9049 | 1.3425 | 12.5342 | 14.1661 | 17.2196 | 4.9% | 0% | 6.1% | 0% | 87.3% | 69.5% | 0.8125 | 4.5475e-15 | 5 | 8 | 5.38 | 5 | 7.5265 | 5.6748 | 2.4585 | 4.2052 | 12.8231 | 6.5592 | 8.569 | 4.3518 | 48.4495 | 79.7192 | 54.3015 | 89.0165
Bay Area | EMERALD LAKE 04028872 | 4178 | 79 | 202.5269 | 352 | 352.3019 | 45 | 3.3845e-05 | 0.037818 | 0.39101 | 1.28e-06 | 2.3093e-05 | 0.22443 | 0.57487 | {18156E3B-3444-414F-97B1-9EC6878D0720} | 24080402 | EMERALD LAKE 0402 | 8872 | 37.4638 | -122.2719 | 167 | 666 | 35999.8277 |  | 9034.3623 |  | 26965.4654 | 7185.3167 | 19415.2551 | 0.0010392 | 0.001523 | 2605 | 4.0857 | 13.0437 | 2 | 1.9148 | 5.5616 | 0.79432 | 0.023019 | 0.0068777 | 1.459 | 296.0491 | 35.9089 | 31.1743 | 0.97705 | 14.9542 | 16.3158 | 32.2494 | 18.3% | 29.7% | 26.3% | 61.3% | 69.3% | 34.8% | 0.7439 | 0.035283 | 7.8868 | 22.0755 | 1.9706 | 6.6415 | 10.0096 | 8.9098 | 2.0716 | 3.6418 | 13.677 | 10.6524 | 10.2504 | 7.1955 | 57.8337 | 60.4257 | 47.0281 | 66.2165
Central Coast | SANTA MARIA 1108M18 | 7075 | 32 | 47.6328 | 103 | 88.3221 | 42 | 3.471e-05 | 1.5405 | 0.37163 | 3.9361e-05 | 2.3092e-05 | 0.31068 | 0.53931 | {D648C2D0-CEEA-4B72-A49B-959B06BED9AA} | 182671108 | SANTA MARIA 1108 | M18 | 34.9721 | -120.4019 | 99 | 88 | 32573.8488 |  | 28755.1345 |  | 3818.7143 | 23036.475 | 2867.6798 | 0.00096984 | 0.0014578 | 2606 | 1.4054 | 3.9951 | 2.6189 | 2.8749 | 8.0596 | -2.0958 | 0.0074919 | 0.0069213 | 1.0016 | 297.1715 | 40.056 | 36.0528 | 1.0716 | 14.006 | 14.8188 | 0.58981 | 16.1% | 13.8% | 37.5% | 16.5% | 80.8% | 27.8% | 0.15958 | 0.013702 | 1.5581 | 12.5698 | 0.21404 | 0.3355 | 9.9624 | 9.4558 | 2.1006 | 3.4824 | 11.2278 | 10.1622 | 7.0184 | 6.5602 | 69.3888 | 70.99 | 62.7492 | 69.5324
Central Coast | STELLING 11109265 | 8101 | 88 | 188.9902 | 702 | 536.5225 | 62 | 3.2339e-05 | 0.055616 | 0.8542 | 1.5532e-06 | 2.3015e-05 | 0.12536 | 0.35225 | {80D44D26-A5B1-4132-A46C-9B3A91131779} | 83481110 | STELLING 1110 | 9265 | 37.2937 | -122.1021 | 58 | 42 | 13575.0432 |  | 9183.0563 |  | 4391.9869 | 9183.0563 | 4391.9869 | 0.0014269 | 0.002005 | 2607 | 3.8321 | 11.1401 | 2 | 2.3378 | 6.7077 | 1.7223 | 0.032222 | 0.0064516 | 2.2636 | 294.0758 | 41.4695 | 35.6779 | 0.96346 | 13.3987 | 14.9805 | 0.51628 | 15.9% | 22.3% | 33.3% | 56% | 47.1% | 14.8% | 0.24848 | 0.059444 | 1.7241 | 12.7069 | 0.89119 | 5.5714 | 10.2987 | 8.7652 | 1.8329 | 3.4894 | 13.2813 | 8.0305 | 8.7621 | 5.2364 | 57.3332 | 79.3169 | 50.2083 | 81.7011
Central Valley | AUBERRY 110149122 | 7345 | 0 | 0 | 3 | 0.88381 | 2 | 2.2967e-05 | 22.5438 |  | 0.0005147 | 2.2967e-05 | 0 | 0 | {6985CB9B-1F8C-4CB7-A5AE-AEFA2BA7C828} | 254151101 | AUBERRY 1101 | 49122 | 37.0811 | -119.4877 | 75 | 47 | 9022.3102 |  | 6376.7942 |  | 2645.516 | 6376.7942 | 2645.516 | 4.5933e-05 | 4.5933e-05 | 2608 | 1.6287 | 5.1405 | 2 | 2.1652 | 5.2451 | -0.42601 | 0.010886 | 0.0056182 | 1.6243 | 297.7043 | 56.5289 | 37.0889 | 1.5505 | 10.3899 | 11.6259 | 1.9872 | 8.9% | 0% | 16.9% | 24.8% | 92.5% | 10.4% | 0.10832 | 0.061392 | 2.0517 | 14.6897 | 0 | 0.037975 | 6.6939 | 6.1462 | 2.6747 | 4.1957 | 9.6573 | 5.723 | 6.2144 | 3.9121 | 51.5065 | 73.0563 | 71.133 | 93.3971
Sierra | CLARKSVILLE 2105circuit_breaker | 9488 | 1 | 0.97225 | 12 | 5.1145 | 2 | 5.9543e-05 | 1716.5813 | 0.023565 | 0.10221 | 2.2901e-05 | 0.083333 | 0.19009 | {9208AF25-E3F3-4F0D-8CE3-550040B29414} | 153612105 | CLARKSVILLE 2105 | circuit_breaker | 38.6558 | -121.0598 | 17 | 1 | 2004.0454 |  | 1912.7297 |  | 91.3157 | 759.3509 | 91.3157 | 4.5803e-05 | 0.00011909 | 2609 | 1.0049 | 4.6728 | 2 | 2.5138 | 6.0982 | -5.0179 | 0.0042857 | 0.0064217 | 2.0743 | 297.102 | 45.6874 | 33.3032 | 1.3002 | 12.8076 | 14.3089 | 13.2126 | 4.6% | 2.3% | 28.5% | 9.3% | 55.4% | 81% | 0.15198 | 0.018571 | 3.6667 | 12.6667 | 1.83 | 1.7143 | 7.6276 | 5.708 | 2.414 | 4.1193 | 12.8083 | 6.761 | 8.6993 | 4.4672 | 51.8017 | 77.6498 | 55.0867 | 87.2388
Central Coast | DIVIDE 110348160 | 3230 | 14 | 42.5782 | 53 | 59.0265 | 13 | 1.3944e-05 | 8.7533 | 1.9051 | 0.00012209 | 2.2874e-05 | 0.26415 | 0.72134 | {6ECC9377-E065-4FCE-971C-2036CD830EDE} | 182571103 | DIVIDE 1103 | 48160 | 34.8293 | -120.4499 | 101 | 133 | 25738.7088 |  | 21090.6373 |  | 4648.0716 | 4025.5628 | 4268.3111 | 0.00029737 | 0.00018128 | 2610 | 0.78148 | 2.5527 | 2 | 3.0235 | 8.9096 | -1.196 | 0.0020755 | 0.0074044 | 0.88236 | 295.1863 | 31.7425 | 35.3441 | 0.77164 | 16.1192 | 16.8566 | 2.1871 | 15.8% | 37.7% | 2.9% | 6.2% | 24.2% | 73.6% | 0.28077 | 0.0032075 | 4.2778 | 16.8611 | 0.40925 | 1 | 12.5415 | 12.0276 | 1.9639 | 2.8262 | 14.3033 | 13.7992 | 8.8534 | 8.71 | 68.9145 | 67.2236 | 50.1432 | 52.9546
Bay Area | OAKLAND K 1103circuit_breaker | 196 | 15 | 31.5489 | 33 | 42.4187 | 6 | 2.136e-05 | 0.037818 | 0.82296 | 8.0778e-07 | 2.2854e-05 | 0.45455 | 0.74375 | {9BD2CCED-08C0-4120-A490-E52866AF5C8D} | 12101103 | OAKLAND K 1103 | circuit_breaker | 37.8478 | -122.2291 | 172 | 1153 | 54391.0795 |  | 7913.1284 |  | 46477.9511 | 859.4149 | 378.7766 | 0.00013713 | 0.00012816 | 2611 | 12.9243 | 47.6863 | 2 | 1.9696 | 5.3509 | -3.9509 | 0.057 | 0.0070317 | 1.9587 | 292.7387 | 33.381 | 29.6703 | 0.72037 | 15.0873 | 16.6104 | 31.2618 | 18.1% | 39.6% | 10.2% | 99.5% | 21.4% | 40.8% | 0.57806 | 0.027186 | 3.8333 | 10.8333 | 0.793 | 3.3 | 7.6246 | 7.0365 | 1.5621 | 3.1382 | 14.7199 | 10.6931 | 9.9797 | 7.0439 | 49.6257 | 57.433 | 44.8407 | 65.4674
Bay Area | SAN RAMON 2107circuit_breaker | 1464 | 25 | 46.9716 | 46 | 59.289 | 6 | 4.3844e-05 | 1.7527 | 0.098474 | 5.2507e-05 | 2.2831e-05 | 0.54348 | 0.79225 | {772B9C3A-4112-4E6C-8E48-73C0CBC8A027} | 14232107 | SAN RAMON 2107 | circuit_breaker | 37.745 | -121.9376 | 238 | 1155 | 65956.1053 |  | 14479.3454 |  | 51476.7599 | 477.5582 | 541.0621 | 0.00013699 | 0.00026306 | 2612 | 1.7609 | 6.3889 | 3 | 2.8265 | 6.8657 | -1.4497 | 0.020909 | 0.0067509 | 1.6167 | 296.4117 | 37.8096 | 32.9173 | 1.0765 | 14.5504 | 15.9638 | 33.4497 | 18% | 15.6% | 37.2% | 14.2% | 82.8% | 25.8% | 0.32809 | 0.036364 | 2.75 | 17.75 | 2.7264 | 4.1818 | 7.4988 | 6.6827 | 2.143 | 3.8251 | 13.9977 | 9.2385 | 10.0057 | 6.0091 | 48.4216 | 70.9757 | 46.5786 | 74.7308
North Valley | BURNEY 110237284 | 7297 | 0 | 0 | 3 | 1.3672 | 2 | 2.9098e-05 | 0.037818 | 0 | 1.1004e-06 | 2.2818e-05 | 0 | 0 | {B2408DFF-DEFE-41B8-ADEE-8F62D90930D1} | 103311102 | BURNEY 1102 | 37284 | 40.8844 | -121.6665 | 20 | 67 | 2831.8619 |  | 527.4707 |  | 2304.3912 | 11.2633 | 508.391 | 4.5636e-05 | 5.8196e-05 | 2613 | 1.9041 | 9.6748 | 2 | 2.0378 | 6.0498 | 0.0225 | 0 | 0.0046367 | 2.0953 | 292.6632 | 37.7907 | 29.2909 | 1.026 | 14.5136 | 16.5125 | 17.865 | 10.7% | 0% | 21.1% | 49.7% | 13.9% | 98% | 0.87709 | 0 | 9 | 22.5 | 0 | 1.5 | 7.7824 | 6.8058 | 1.9089 | 3.3434 | 13.8625 | 7.6483 | 9.0307 | 5.7045 | 47.3551 | 73.6218 | 50.0012 | 81.3397
Bay Area | LAS GALLINAS A 11041220 | 5766 | 1 | 1.246 | 1 | 1.246 | 1 | 2.2764e-05 | 0.037818 |  | 8.6087e-07 | 2.2764e-05 | 1 | 1 | {08FF18F2-2664-4D84-92E0-670D1D31847D} | 42991104 | LAS GALLINAS A 1104 | 1220 | 38.0098 | -122.5504 | 97 | 797 | 43225.3675 |  | 7696.9362 |  | 35528.4313 | 0 | 191.6559 | 2.2764e-05 | 2.2764e-05 | 2614 | 2.2035 | 6.5573 | 2 | 1.9494 | 6.169 | 0.90625 | 0.01 | 0.0070465 | 2.4323 | 295.0353 | 33.9874 | 30.4238 | 0.88324 | 15.0836 | 16.7291 | 34.4845 | 17.8% | 0% | 12.5% | 14.3% | 50.3% | 40.3% | 0.43855 | 0.0075 | 1.5 | 22 | 0 | 0.25 | 10.9861 | 9.4943 | 1.7955 | 3.2724 | 13.6576 | 11.3711 | 11.2865 | 8.4041 | 54.7094 | 61.4566 | 45.791 | 59.4634
Bay Area | OAKLAND K 1103CR422 | 8536 | 152 | 332.6928 | 477 | 505.8677 | 25 | 3.2879e-05 | 0.037818 | 0.43887 | 1.2434e-06 | 2.2723e-05 | 0.31866 | 0.65767 | {834BDB9E-9A30-4D9F-8424-760E012D4EC8} | 12101103 | OAKLAND K 1103 | CR422 | 37.8412 | -122.2247 | 54 | 240 | 13508.1509 |  | 3299.6109 |  | 10208.54 | 3148.3595 | 9692.7796 | 0.00056809 | 0.00082197 | 2615 | 5.2795 | 15.6698 | 2 | 2.1619 | 5.8326 | -6.2671 | 0.13179 | 0.0071487 | 1.8569 | 292.7788 | 32.5901 | 29.5308 | 0.69658 | 15.3195 | 16.8074 | 20.4498 | 17.6% | 31.5% | 24.9% | 74.8% | 17.6% | 54.8% | 0.64041 | 0.042143 | 11.75 | 21.2917 | 2.5757 | 17.0357 | 7.776 | 7.1809 | 1.5564 | 3.0544 | 14.79 | 11.0817 | 10.0679 | 7.2888 | 49.7348 | 55.7826 | 44.4998 | 63.334
Central Coast | VIEJO 220292792 | 6710 | 5 | 15.7752 | 5 | 15.7752 | 1 | 2.2716e-05 | 0.037818 |  | 8.5907e-07 | 2.2716e-05 | 1 | 1 | {C8ECEDCB-3AAA-445C-9FF2-2773F53D5EAE} | 182852202 | VIEJO 2202 | 92792 | 36.5899 | -121.9458 | 45 | 115 | 7539.6615 |  | 2455.5037 |  | 5084.1578 | 0 | 56.8943 | 2.2716e-05 | 2.2716e-05 | 2616 | 4.2101 | 12.3435 | 2 | 2.5808 | 7.7132 | -3.7475 | 0.01 | 0.0073212 | 1.0314 | 291.3753 | 26.4197 | 25.7559 | 0.50207 | 16.8586 | 18.0161 | 8.3829 | 15.6% | 0% | 16.5% | 61.5% | 0% | 89.2% | 0.42191 | 0.185 | 3 | 15 | 3.81 | 2.5 | 11.1069 | 9.792 | 1.356 | 1.9611 | 15.6614 | 14.4464 | 12.9285 | 12.5403 | 46.4172 | 49.1575 | 34.8853 | 41.4958
Bay Area | CASTRO VALLEY 1108MR341 | 7251 | 90 | 290.7514 | 261 | 395.4128 | 30 | 3.4339e-05 | 63.455 | 0.12 | 0.0021761 | 2.2714e-05 | 0.34483 | 0.73531 | {A785A044-2D61-4F74-B02F-A90F8B32D4AB} | 14091108 | CASTRO VALLEY 1108 | MR341 | 37.6973 | -122.0469 | 78 | 104 | 11176.5508 |  | 5102.7494 |  | 6073.8015 | 3784.8751 | 5454.1466 | 0.00068143 | 0.0010302 | 2617 | 2.6726 | 7.9488 | 2.1538 | 2.9837 | 6.6011 | 0.50886 | 0.024923 | 0.0068836 | 1.6939 | 294.1327 | 33.5425 | 31.1821 | 0.81849 | 15.3463 | 16.809 | 12.2363 | 17.4% | 16.8% | 27% | 23% | 39.9% | 55.7% | 0.31519 | 0.046308 | 3.1277 | 18.3404 | 3.3845 | 4.0154 | 8.4657 | 7.5151 | 1.723 | 3.3176 | 15.0292 | 10.213 | 9.968 | 6.0745 | 48.4543 | 68.4768 | 44.9492 | 70.6559
Bay Area | CAYETANO 2109circuit_breaker | 3539 | 109 | 252.9526 | 196 | 292.2383 | 62 | 2.1693e-05 | 408.7113 | 1.2214 | 0.0089595 | 2.2646e-05 | 0.55612 | 0.86557 | {CB1F79C6-162B-44E7-BDF1-619119F35335} | 14422109 | CAYETANO 2109 | circuit_breaker | 37.7382 | -121.7709 | 275 | 177 | 64446.1331 |  | 46595.6391 |  | 17850.4941 | 30595.1389 | 13259.5773 | 0.001404 | 0.001345 | 2618 | 0.76577 | 2.6668 | 2.0847 | 3.2726 | 7.5903 | -2.0053 | 0.0016018 | 0.0067186 | 1.381 | 295.9163 | 41.4088 | 32.6532 | 1.0832 | 13.7002 | 14.9899 | 1.2568 | 17.2% | 48.3% | 10.7% | 1.5% | 85.5% | 5.4% | 0.12063 | 0.0040275 | 1.5294 | 13.1016 | 0.44172 | 0.44851 | 6.8201 | 5.4378 | 2.1535 | 3.6658 | 13.5382 | 8.4481 | 9.341 | 5.3248 | 45.2439 | 71.0933 | 50.1431 | 79.3714
North Coast | UPPER LAKE 1101circuit_breaker | 9730 | 1 | 1.2048 | 5 | 2.0646 | 2 | 3.966e-05 | 1.5091 | 0.30965 | 6.4638e-05 | 2.2628e-05 | 0.2 | 0.58352 | {6A48DD4C-8096-4848-9316-CAF03427E24D} | 42871101 | UPPER LAKE 1101 | circuit_breaker | 39.1458 | -122.9171 | 7 | 0 | 1791.2622 |  | 1791.2622 |  | 0 | 1791.2622 | 0 | 4.5256e-05 | 7.9321e-05 | 2619 | 0.77174 | 2.6766 | 2 | 2.6311 | 7.1255 | 1.6488 | 0.006 | 0.0060111 | 2.4978 | 296.1606 | 36.5027 | 33.7649 | 1.1379 | 14.8664 | 16.7909 | 0.3228 | 1.2% | 7.8% | 1.4% | 0% | 75.9% | 33.4% | 0.12242 | 0.0044 | 3.3333 | 5 | 0.1648 | 0.2 | 10.9761 | 8.7622 | 2.2185 | 3.7599 | 14.1903 | 8.4679 | 9.7307 | 5.4112 | 58.2011 | 83.4195 | 47.1197 | 77.5521
Bay Area | CASTRO VALLEY 1109circuit_breaker | 1645 | 3 | 6.9738 | 13 | 12.977 | 1 | 2.261e-05 | 0.037818 |  | 8.5507e-07 | 2.261e-05 | 0.23077 | 0.5374 | {75D298E6-3FF1-47B6-9B91-A2291860E391} | 14091109 | CASTRO VALLEY 1109 | circuit_breaker | 37.6913 | -122.0609 | 50 | 134 | 10596.3229 |  | 3040.0219 |  | 7556.301 | 222.2939 | 200.4417 | 2.261e-05 | 2.261e-05 | 2620 | 4.9959 | 12.99 | 2 | 2.906 | 6.5792 | -6.3844 | 0.012222 | 0.0069627 | 1.6281 | 293.6905 | 34.655 | 32.1324 | 0.78431 | 15.0466 | 16.491 | 12.464 | 17.1% | 0% | 12.3% | 61% | 35% | 36.8% | 0.039597 | 0.29889 | 2 | 13.5 | 0.51444 | 1.4444 | 8.7297 | 7.6491 | 1.66 | 3.2429 | 14.6148 | 10.0805 | 9.6606 | 5.9996 | 51.8396 | 69.4856 | 47.111 | 71.5869
Central Coast | SAN ARDO 110193072 | 6692 | 0 | 0 | 1 | 0.45574 | 1 | 2.2601e-05 | 2.7883 |  | 6.3017e-05 | 2.2601e-05 | 0 | 0 | {9864CC4F-02FB-49D3-9AAF-29D5DA95F673} | 182191101 | SAN ARDO 1101 | 93072 | 36.0739 | -120.979 | 61 | 45 | 14918.0752 |  | 13409.0058 |  | 1509.0694 | 1004.5467 | 133.605 | 2.2601e-05 | 2.2601e-05 | 2621 | 0.46136 | 1.4045 | 2 | 2.3114 | 7.6581 | 0.44477 | 0 | 0.0057282 | 0.89355 | 298.8277 | 46.6543 | 37.7035 | 1.4039 | 13.0432 | 13.8276 | 0.50065 | 15.4% | 0% | 16.1% | 1.5% | 97.1% | 8.1% | 0.16402 | 0.00125 | 2 | 16.3333 | 0 | 0.0625 | 8.0565 | 7.1521 | 2.4428 | 4.1199 | 11.5941 | 8.081 | 8.0131 | 4.9081 | 55.0196 | 76.5029 | 57.5899 | 82.0144
Bay Area | BOLINAS 1101528 | 1446 | 52 | 114.5308 | 114 | 144.16 | 19 | 6.2428e-05 | 0.037817 | 0.0081293 | 2.3609e-06 | 2.2518e-05 | 0.45614 | 0.79447 | {E52E3AA8-626F-4DCF-BFEC-F21E6141C71E} | 42261101 | BOLINAS 1101 | 528 | 37.8993 | -122.6347 | 124 | 458 | 21723.4685 |  | 4938.4038 |  | 16785.0647 | 2645.4949 | 7166.2039 | 0.00042784 | 0.0011861 | 2622 | 4.7642 | 12.7932 | 2.9583 | 3.0359 | 8.7363 | -2.3951 | 0.025833 | 0.0074351 | 2.372 | 292.1468 | 27.8587 | 26.3993 | 0.57009 | 16.4842 | 18.2426 | 6.9374 | 16.9% | 7.7% | 61.7% | 59% | 4.7% | 87.7% | 0.68884 | 0.016667 | 8.2174 | 19.913 | 2.6821 | 4.75 | 11.4627 | 9.5638 | 1.4332 | 2.5843 | 15.8675 | 12.6823 | 10.961 | 8.7776 | 53.688 | 53.9914 | 40.6779 | 53.6517
Central Coast | SARATOGA 1115LC20 | 7585 | 40 | 91.1862 | 494 | 360.3546 | 45 | 4.1297e-05 | 0.038794 | 0.037498 | 1.5767e-06 | 2.2233e-05 | 0.080972 | 0.25305 | {3FC7657A-E97F-4835-8F9A-E34BACD9F92C} | 83371115 | SARATOGA 1115 | LC20 | 37.294 | -122.0324 | 135 | 383 | 22682.2858 |  | 7847.8028 |  | 14834.483 | 4697.8741 | 2754.2127 | 0.0010005 | 0.0018584 | 2623 | 3.8667 | 10.7545 | 2 | 1.6019 | 4.1392 | -1.7587 | 0.05193 | 0.0066026 | 1.8184 | 295.7327 | 39.4364 | 34.5273 | 1.0159 | 14.0397 | 15.4021 | 7.8838 | 15.2% | 5.7% | 50.5% | 55.5% | 68.1% | 30.4% | 0.27833 | 0.080877 | 2.74 | 17.48 | 1.9681 | 8.6667 | 10.196 | 8.5432 | 1.9758 | 3.6011 | 13.4575 | 8.9662 | 8.9596 | 5.7133 | 56.4092 | 74.4558 | 49.555 | 76.6977
Sierra | MADISON 21011606 | 6093 | 0 | 0 | 1 | 0.45574 | 1 | 2.2226e-05 | 505.7858 |  | 0.011242 | 2.2226e-05 | 0 | 0 | {892EE518-0261-403B-AEBB-DE522B481F93} | 63172101 | MADISON 2101 | 1606 | 38.8017 | -122.18 | 249 | 238 | 38410.3339 |  | 26669.2024 |  | 11741.1315 | 1536.4017 | 48.0601 | 2.2226e-05 | 2.2226e-05 | 2624 | 0.64828 | 3.4302 | 2 | 2.7102 | 8.0682 | -2.1118 | 0.0063636 | 0.0061875 | 1.3359 | 298.3038 | 48.4513 | 35.1396 | 1.4385 | 12.4386 | 13.6093 | 0.77386 | 4.4% | 0% | 5.6% | 4.9% | 99.3% | 63.4% | 0.18347 | 0.0072727 | 1.4 | 13.6 | 0 | 0.090909 | 9.2329 | 7.3162 | 2.7163 | 4.3212 | 11.7709 | 6.4115 | 8.0862 | 4.153 | 61.66 | 92.5421 | 58.5988 | 89.7958
Central Coast | VIEJO 22012064 | 1079 | 9 | 34.3096 | 9 | 34.3096 | 3 | 2.9822e-05 | 0.037818 | 0 | 1.1278e-06 | 2.1957e-05 | 1 | 1 | {410C255F-3E61-44D1-A47D-CA8172B6BCA6} | 182852201 | VIEJO 2201 | 2064 | 36.5823 | -121.9204 | 37 | 76 | 4943.748 |  | 1409.3976 |  | 3534.3504 | 1409.3976 | 3534.3504 | 6.587e-05 | 8.9465e-05 | 2625 | 6.3935 | 15.0484 | 2 | 2.0662 | 6.2734 | 4.2078 | 0.055714 | 0.0073812 | 1.1595 | 291.574 | 24.6701 | 24.2661 | 0.51705 | 17.2553 | 18.5313 | 5.1075 | 15% | 0% | 27.7% | 69.6% | 3.8% | 93.2% | 0.39164 | 0.15643 | 6.7 | 22 | 0.81714 | 0.64286 | 11.0617 | 9.7986 | 1.3852 | 2.0865 | 16.5603 | 15.1194 | 13.3391 | 13.0394 | 44.6986 | 45.9806 | 32.0936 | 38.5669
Bay Area | PALO SECO 0401circuit_breaker | 1235 | 264 | 681.1067 | 888 | 1027.9056 | 47 | 2.5014e-05 | 0.037818 | 0.64597 | 9.4597e-07 | 2.1934e-05 | 0.2973 | 0.66262 | {0E3E2146-50FB-4065-BA86-A817B98C8BBE} | 13180401 | PALO SECO 0401 | circuit_breaker | 37.8193 | -122.2062 | 105 | 474 | 28300.1837 |  | 7522.627 |  | 20777.5567 | 7450.9364 | 20758.6617 | 0.0010309 | 0.0011756 | 2626 | 4.6776 | 12.961 | 2 | 2.2469 | 5.6559 | 3.3725 | 0.0645 | 0.0071787 | 1.8131 | 292.8 | 32.1394 | 29.9104 | 0.6891 | 15.4696 | 16.9387 | 20.795 | 16.7% | 36.8% | 14.9% | 60.8% | 16.3% | 63.7% | 0.56933 | 0.045833 | 10.5283 | 20.3962 | 6.706 | 14.8 | 8.0431 | 7.4251 | 1.5628 | 2.9958 | 14.8215 | 11.283 | 10.0979 | 7.411 | 50.3909 | 55.7592 | 44.4859 | 62.2237
Central Coast | HOLLISTER 21064004 | 7092 | 43 | 59.9764 | 189 | 141.0907 | 51 | 3.8076e-05 | 1.1034 | 0.26444 | 4.512e-05 | 2.1628e-05 | 0.22751 | 0.42509 | {95C4B2EA-7339-48DF-9F61-FADDFD6FCDFA} | 182492106 | HOLLISTER 2106 | 4004 | 36.8168 | -121.3906 | 261 | 180 | 45020.0275 |  | 32627.9425 |  | 12392.0849 | 12351.5176 | 3883.5908 | 0.001103 | 0.0019419 | 2627 | 1.898 | 5.6146 | 2 | 2.2723 | 6.7315 | -4.0857 | 0.018387 | 0.0061702 | 1.1284 | 296.1373 | 38.5284 | 32.016 | 1.0544 | 14.3932 | 15.5157 | 0.50189 | 14.8% | 12.2% | 44% | 30.4% | 78.4% | 37% | 0.27074 | 0.06718 | 1.6508 | 12.5079 | 0.2529 | 1.0161 | 7.6618 | 7.7556 | 1.8751 | 3.6547 | 13.5435 | 10.0306 | 9.3203 | 6.2438 | 52.3806 | 65.3291 | 48.9409 | 70.6552
Bay Area | SAN CARLOS 11048846 | 2447 | 63 | 160.2273 | 161 | 211.4121 | 28 | 3.5271e-05 | 0.037818 | 0.1738 | 1.3339e-06 | 2.1476e-05 | 0.3913 | 0.75789 | {4B35CC98-8B7D-4556-87A5-A4000634AA4A} | 24181104 | SAN CARLOS 1104 | 8846 | 37.4895 | -122.2655 | 149 | 813 | 40104.2557 |  | 7060.9917 |  | 33043.264 | 3326.5951 | 12748.7827 | 0.00060134 | 0.00098759 | 2628 | 2.5821 | 8.3241 | 2 | 2.0022 | 5.7646 | -1.5114 | 0.035476 | 0.0068811 | 1.4383 | 295.9956 | 35.9549 | 31.1692 | 0.97213 | 14.9374 | 16.2888 | 28.817 | 16.5% | 21.4% | 28.3% | 26.1% | 67% | 32.3% | 0.6803 | 0.03619 | 11.0294 | 21.5294 | 1.6695 | 3.8333 | 9.9947 | 8.8978 | 2.0644 | 3.6248 | 13.6377 | 10.6634 | 10.2595 | 7.223 | 57.7775 | 60.2239 | 47.0963 | 66.0721
Bay Area | FAIRMOUNT 0401circuit_breaker | 3555 | 1 | 1.9471 | 60 | 28.8355 | 8 | 1.4928e-05 | 0.037818 | 1.5116 | 5.6454e-07 | 2.1378e-05 | 0.016667 | 0.067524 | {FE1BD117-15DE-488E-8B59-94F428A7D4B4} | 12650401 | FAIRMOUNT 0401 | circuit_breaker | 37.9022 | -122.2967 | 150 | 1596 | 70259.9914 |  | 9236.8516 |  | 61023.1398 | 2166.002 | 11933.001 | 0.00017102 | 0.00011942 | 2629 | 1.5237 | 6.3331 | 2 | 2.368 | 5.93 | 0.10259 | 0.0091304 | 0.0074544 | 1.5453 | 293.09 | 31.4689 | 26.5711 | 0.6613 | 15.4184 | 16.8018 | 40.7565 | 16.3% | 53.9% | 3.8% | 14% | 11.6% | 59.7% | 0.828 | 0.0065217 | 18.1304 | 22 | 0.062174 | 2.6087 | 7.4711 | 6.8803 | 1.5656 | 2.8245 | 14.4134 | 12.1041 | 10.3787 | 8.3879 | 47.3537 | 46.5254 | 42.8666 | 56.6275
Central Valley | BALCH NO 1 1101circuit_breaker | 9105 | 8 | 11.5869 | 97 | 50.4069 | 34 | 3.5559e-05 | 1.2075 | 0.025935 | 3.6777e-05 | 2.1289e-05 | 0.082474 | 0.22987 | {BE20DD4B-6661-46C1-A7C9-992DA1F66AB7} | 252501101 | BALCH NO 1 1101 | circuit_breaker | 36.9082 | -119.0866 | 42 | 41 | 14908.6363 |  | 13497.4542 |  | 1411.1821 | 13497.4542 | 1411.1821 | 0.00072384 | 0.001209 | 2630 | 3.2922 | 7.3425 | 2 | 2.2777 | 4.9131 | -4.011 | 0.0095679 | 0.0057706 | 1.8044 | 296.5663 | 56.1686 | 35.7041 | 1.4792 | 10.3133 | 11.6458 | 0.88417 | 8.6% | 1.4% | 35.3% | 37.9% | 85.8% | 9.8% | 0.078124 | 0.023704 | 2.3611 | 15.2778 | 0.022222 | 0.59877 | 6.0865 | 5.4994 | 2.5403 | 4.2165 | 9.2611 | 5.6065 | 5.6418 | 3.5463 | 51.4984 | 76.6585 | 73.656 | 95.5174
Central Coast | HATTON 11012026 | 3771 | 246 | 715.0282 | 766 | 1030.5244 | 80 | 2.3044e-05 | 0.037955 | 1.0858 | 8.7685e-07 | 2.1174e-05 | 0.32115 | 0.69385 | {593FA41B-396B-4601-BD50-0DE927CB7E5A} | 182291101 | HATTON 1101 | 2026 | 36.5315 | -121.8373 | 235 | 393 | 36545.2508 |  | 16427.734 |  | 20117.5167 | 7951.2018 | 11249.1213 | 0.0016939 | 0.0018435 | 2631 | 2.4306 | 7.3333 | 2 | 2.337 | 5.8423 | -2.5192 | 0.036222 | 0.0070307 | 1.2254 | 293.1855 | 26.6225 | 26.9726 | 0.65519 | 17.0008 | 18.2647 | 3.8687 | 14.7% | 25.8% | 17.6% | 41.4% | 13% | 91.2% | 0.18236 | 0.037333 | 2.913 | 19.0543 | 3.0176 | 5.6741 | 11.1413 | 10.0716 | 1.3912 | 2.5852 | 15.7561 | 14.0671 | 13.4527 | 11.9242 | 45.7508 | 53.0645 | 35.7613 | 43.976
Bay Area | EL CERRITO G 1112BR180 | 2724 | 3 | 9.6726 | 26 | 21.463 | 4 | 3.5373e-05 | 0.037818 | 0 | 1.3377e-06 | 2.1052e-05 | 0.11538 | 0.45066 | {176C1DEF-377C-4002-9F9A-8DF61DB4715B} | 12501112 | EL CERRITO G 1112 | BR180 | 37.9416 | -122.3127 | 66 | 554 | 23117.5743 |  | 3108.6276 |  | 20008.9467 | 850.589 | 6823.0358 | 8.4206e-05 | 0.00014149 | 2632 | 4.273 | 11.3685 | 2.3571 | 2.5986 | 5.7953 | 5.5805 | 0.023571 | 0.0072944 | 1.6908 | 294.1474 | 32.5295 | 28.3841 | 0.76664 | 15.4652 | 16.8943 | 26.4989 | 16.2% | 0% | 28.5% | 48.3% | 32.8% | 63% | 0.56131 | 0.13857 | 17.9091 | 20.4545 | 0.41786 | 1.8571 | 7.2775 | 6.5867 | 1.74 | 3.2255 | 14.399 | 11.8429 | 10.6182 | 8.212 | 48.7329 | 51.0797 | 43.0883 | 58.8817
Central Coast | ZACA 1101Y70 | 3846 | 56 | 98.6839 | 113 | 128.2403 | 21 | 2.7027e-05 | 1.5285 | 0.51607 | 4.2206e-05 | 2.1006e-05 | 0.49558 | 0.76952 | {C56ADC1A-9E36-443A-A4AD-EABCB05C5CD5} | 182681101 | ZACA 1101 | Y70 | 34.7339 | -120.1265 | 75 | 46 | 15790.7707 |  | 13925.2647 |  | 1865.5061 | 8678.0315 | 1479.4401 | 0.00044113 | 0.00056757 | 2633 | 1.6217 | 5.3723 | 2 | 3.2655 | 8.3431 | -0.79983 | 0.012294 | 0.0067754 | 1.0753 | 297.95 | 44.3436 | 38.6744 | 1.1964 | 13.1167 | 13.9214 | 0.30451 | 14.5% | 16% | 23.6% | 27.5% | 87.9% | 9.2% | 0.26209 | 0.029541 | 1.537 | 12.9259 | 0.55642 | 1.0367 | 10.7205 | 9.5142 | 2.1959 | 3.4885 | 11.098 | 9.7357 | 6.7066 | 6.4842 | 69.703 | 73.863 | 63.5033 | 70.5529
Bay Area | SAN CARLOS 110479774 | 5974 | 11 | 34.8809 | 28 | 43.9446 | 9 | 2.4365e-05 | 0.037818 | 0.44755 | 9.2144e-07 | 2.0883e-05 | 0.39286 | 0.79375 | {84501BB6-0E8B-48DF-8950-A9E642A52FF8} | 24181104 | SAN CARLOS 1104 | 79774 | 37.4931 | -122.2689 | 62 | 225 | 12858.1438 |  | 2604.2837 |  | 10253.8601 | 1093.2973 | 4604.0266 | 0.00018795 | 0.00021929 | 2634 | 1.3935 | 4.7204 | 2 | 2.2384 | 6.2039 | 6.8345 | 0.012632 | 0.0068811 | 1.4383 | 295.9956 | 35.9549 | 31.1692 | 0.97213 | 14.9374 | 16.2888 | 18.8625 | 16% | 31.9% | 14.2% | 8.7% | 67% | 32.3% | 0.67994 | 0.024211 | 8.5 | 22.3571 | 0.70421 | 1.4737 | 9.9947 | 8.8978 | 2.0644 | 3.6248 | 13.6377 | 10.6634 | 10.2595 | 7.223 | 57.7775 | 60.2239 | 47.0963 | 66.0721
Bay Area | VASCO 1102MR178 | 3594 | 3 | 9.5816 | 5 | 10.0115 | 3 | 2.0786e-05 | 1754.6422 |  | 0.036472 | 2.0786e-05 | 0.6 | 0.95706 | {C757B1E5-E864-41C5-8F1F-450BE13C3852} | 13751102 | VASCO 1102 | MR178 | 37.6665 | -121.6967 | 167 | 89 | 31044.3224 |  | 21484.5374 |  | 9559.7851 | 2230.6889 | 1010.539 | 6.2357e-05 | 6.2357e-05 | 2635 | 6.8323 | 17.6332 | 2 | 2.6368 | 7.2153 | -2.9699 | 0.0021429 | 0.006623 | 1.3694 | 295.7987 | 40.9934 | 31.8482 | 1.0609 | 13.786 | 15.0678 | 1.041 | 15.8% | 0% | 9.4% | 84.6% | 78.8% | 6.9% | 0.087978 | 0.012712 | 1 | 9.6364 | 0.10214 | 0.17857 | 6.9391 | 5.7372 | 2.0609 | 3.7237 | 13.6742 | 8.3403 | 9.054 | 5.2142 | 43.3706 | 68.6968 | 49.3965 | 80.0406
Central Coast | MORRO BAY 1102W22 | 822 | 63 | 123.035 | 119 | 152.2194 | 31 | 2.0917e-05 | 0.037818 | 1.0886 | 7.9105e-07 | 2.0695e-05 | 0.52941 | 0.80827 | {E866BEB9-EA03-48B4-BFE7-3DF4E1FFA3E2} | 183011102 | MORRO BAY 1102 | W22 | 35.3291 | -120.8245 | 188 | 520 | 32932.9749 |  | 10102.1991 |  | 22830.7758 | 3676.1403 | 5658.3887 | 0.00064156 | 0.00064844 | 2636 | 2.3672 | 7.474 | 2 | 2.5195 | 7.3823 | 0.056856 | 0.0078182 | 0.0074944 | 1.0177 | 293.0756 | 27.3293 | 25.2645 | 0.61922 | 16.8441 | 17.7353 | 28.0168 | 14.3% | 26% | 14.1% | 42.7% | 9.9% | 89% | 0.59776 | 0.016 | 3.3478 | 20.8913 | 0.84764 | 2.1636 | 8.1557 | 8.654 | 1.6216 | 2.2584 | 16.1997 | 15.394 | 12.532 | 11.3572 | 44.9413 | 45.1701 | 36.9902 | 41.2959
Bay Area | EMERALD LAKE 0402circuit_breaker | 7684 | 29 | 52.5157 | 380 | 271.5691 | 21 | 4.1334e-05 | 0.037818 | 0.18123 | 1.5632e-06 | 2.0627e-05 | 0.076316 | 0.19338 | {A0667D06-51C5-41CE-85EE-7B2260B907EA} | 24080402 | EMERALD LAKE 0402 | circuit_breaker | 37.4617 | -122.2772 | 53 | 122 | 8022.4134 |  | 3052.0291 |  | 4970.3843 | 3052.0291 | 4970.3843 | 0.00043316 | 0.00086802 | 2637 | 3.3842 | 9.2976 | 2 | 2.1556 | 6.1053 | -1.5773 | 0.11364 | 0.0068811 | 1.4383 | 295.9956 | 35.9549 | 31.1692 | 0.97213 | 14.9374 | 16.2888 | 21.3328 | 15.6% | 21.8% | 33.6% | 31.4% | 67% | 32.3% | 0.31262 | 0.14409 | 7.4762 | 20.9524 | 1.8886 | 17.2727 | 9.9947 | 8.8978 | 2.0644 | 3.6248 | 13.6377 | 10.6634 | 10.2595 | 7.223 | 57.7775 | 60.2239 | 47.0963 | 66.0721
Central Coast | SOLEDAD 21027048 | 5624 | 13 | 30.7606 | 52 | 48.3893 | 16 | 1.5063e-05 | 1.6014 | 0.85783 | 2.6769e-05 | 2.0461e-05 | 0.25 | 0.63569 | {820718CC-7467-4DD2-B2F8-381F3D5B3CFD} | 182052102 | SOLEDAD 2102 | 7048 | 36.4253 | -121.3075 | 235 | 176 | 67480.0826 |  | 55321.9809 |  | 12158.1017 | 25828.9181 | 1685.3834 | 0.00032737 | 0.00024101 | 2638 | 1.194 | 3.8052 | 2 | 3.4153 | 8.3302 | -0.51307 | 0.00080745 | 0.0062359 | 0.7771 | 296.9661 | 44.9629 | 37.1249 | 1.1655 | 13.1651 | 13.9876 | 0.40521 | 14.1% | 22.5% | 4.4% | 15% | 84.6% | 10.1% | 0.23948 | 0.0025776 | 1.3253 | 11.6145 | 0.056273 | 0.16149 | 8.0545 | 7.9634 | 2.099 | 3.4575 | 11.77 | 8.1769 | 7.6231 | 4.778 | 60.8398 | 77.3564 | 58.5843 | 81.3152
Bay Area | ESTUDILLO 0401circuit_breaker | 181 | 7 | 18.3599 | 50 | 43.6498 | 9 | 2.2344e-05 | 0.037818 | 0.77644 | 8.4499e-07 | 2.0228e-05 | 0.14 | 0.42062 | {2D08B37D-CF98-45C7-A5AE-9DEB997F2ACC} | 13480401 | ESTUDILLO 0401 | circuit_breaker | 37.7272 | -122.1387 | 115 | 983 | 47201.8376 |  | 7573.1193 |  | 39628.7183 | 1368.0825 | 3038.7483 | 0.00018205 | 0.00020109 | 2639 | 5.3735 | 14.4612 | 2 | 2.152 | 5.3289 | -3.089 | 0.048182 | 0.0072883 | 1.5712 | 293.0842 | 31.5923 | 30.6012 | 0.6765 | 15.6947 | 17.0927 | 42.5999 | 15.4% | 38.8% | 11.4% | 68.4% | 14.3% | 74.4% | 0.437 | 0.12545 | 7.7 | 22.9 | 1.1309 | 4.5455 | 8.5454 | 7.7514 | 1.5581 | 3.0339 | 14.9335 | 11.7083 | 10.1474 | 7.5137 | 52.7015 | 56.666 | 44.6798 | 60.8147
Central Valley | WEST POINT 11024788 | 963 | 1594 | 2273.2558 | 4483 | 3690.4678 | 734 | 8.6398e-05 | 14.6617 | 18.5997 | 0.0011412 | 0.00078928 | 0.35557 | 0.61598 | {7DA2EEB5-1A19-437C-8020-DD813277F9CC} | 163201102 | WEST POINT 1102 | 4788 | 38.3314 | -120.5187 | 847 | 686 | 160327.1528 | 99.6229 | 113054.7153 | 70.2491 | 47272.4375 | 113054.7153 | 47272.4375 | 0.57933 | 0.063416 | 518 | 5.5287 | 14.3342 | 2.5948 | 2.1029 | 5.1266 | -0.24348 | 0.027955 | 0.0065404 | 2.6408 | 294.9759 | 42.3543 | 32.5362 | 1.1319 | 13.1915 | 14.9476 | 0.74703 | 76.9% | 63.2% | 83.6% | 68.3% | 9.3% | 85.8% | 0.028247 | 0.090597 | 1.5901 | 14.4853 | 2.011 | 2.7862 | 15.0078 | 10.5342 | 1.9948 | 3.5578 | 13.1212 | 6.9612 | 8.6408 | 4.7961 | 46.7632 | 75.1884 | 49.752 | 85.5634
Bay Area | CASTRO VALLEY 1108MR273 | 7080 | 5 | 10.8499 | 96 | 63.6674 | 11 | 4.5152e-05 | 0.97709 | 0.064395 | 4.3201e-05 | 2.0103e-05 | 0.052083 | 0.17041 | {C6807FEA-40B3-41BE-80F1-095A0F67FBA5} | 14091108 | CASTRO VALLEY 1108 | MR273 | 37.6978 | -122.0278 | 22 | 26 | 2646.4262 |  | 1166.5861 |  | 1479.8401 | 1166.5861 | 1479.8401 | 0.00022113 | 0.00049667 | 2641 | 3.359 | 10.812 | 2.5556 | 3.145 | 6.8658 | -4.1853 | 0.035556 | 0.0068502 | 1.7161 | 294.1957 | 33.4594 | 30.7787 | 0.82765 | 15.3583 | 16.8313 | 3.7796 | 15.1% | 12.9% | 39.2% | 42.6% | 42.5% | 57% | 0.252 | 0.043333 | 3.25 | 17.75 | 0.52611 | 5.3333 | 8.4254 | 7.4583 | 1.7349 | 3.3406 | 15.0751 | 10.149 | 9.9791 | 6.0228 | 47.2276 | 68.2048 | 44.6305 | 70.9341
North Valley | GANSNER 110199388 | 6801 | 52 | 67.2298 | 97 | 90.1065 | 10 | 1.3742e-05 | 0.063621 | 1.7101 | 8.3351e-07 | 2.0069e-05 | 0.53608 | 0.74611 | {13627031-EE44-4823-A048-AA36CB9BE013} | 103021101 | GANSNER 1101 | 99388 | 39.9405 | -120.9519 | 65 | 74 | 6634.2426 |  | 3580.3836 |  | 3053.859 | 1047.5058 | 956.0837 | 0.00020069 | 0.00013742 | 2642 | 4.7275 | 13.8713 | 2 | 1.6533 | 5.4579 | -4.3387 | 0.034706 | 0.0043096 | 3.0551 | 291.6938 | 43.8902 | 36.3521 | 1.0328 | 12.6869 | 14.819 | 7.99 | 10.4% | 14% | 10.1% | 61.6% | 14.5% | 76.6% | 0.30187 | 0.061176 | 3 | 20.5455 | 2.7518 | 5.7059 | 13.3647 | 10.5309 | 1.8664 | 3.1649 | 12.855 | 6.5326 | 7.7527 | 5.1371 | 61.4919 | 96.2847 | 55.1838 | 87.7509
Central Valley | POSO MOUNTAIN 21012181 | 5982 | 6 | 16.3099 | 14 | 20.2923 | 7 | 8.0428e-06 | 3.0855 | 3.1822 | 2.4827e-05 | 2.0067e-05 | 0.42857 | 0.80375 | {908C371E-60A0-479A-AB4A-419AF9711AF4} | 253642101 | POSO MOUNTAIN 2101 | 2181 | 35.5943 | -118.9584 | 137 | 59 | 41370.7977 |  | 38091.8602 |  | 3278.9375 | 26885.9284 | 3016.2973 | 0.00014047 | 5.63e-05 | 2643 | 0.40341 | 1.1162 | 2 | 2.4132 | 5.3621 | 0.17279 | 6.4103e-05 | 0.0063004 | 0.66174 | 299.6836 | 61.1274 | 46.1853 | 1.7594 | 9.924 | 10.632 | 0.54549 | 8.4% | 14.9% | 4.7% | 1.6% | 98.9% | 5.8% | 0.10909 | 0.00041667 | 1.3182 | 13.2455 | 0.12981 | 0.044872 | 7.7471 | 7.0923 | 3.1789 | 4.415 | 8.3955 | 5.1903 | 5.8636 | 3.5192 | 67.5824 | 92.9489 | 77.2722 | 97.5754
Bay Area | CLAYTON 2212circuit_breaker | 5156 | 17 | 34.3208 | 66 | 61.0384 | 13 | 1.7419e-05 | 780.296 | 2.0256 | 0.014643 | 2.0026e-05 | 0.25758 | 0.56228 | {E96A0569-DCDE-4681-A6D1-E506A3CBE6D9} | 12022212 | CLAYTON 2212 | circuit_breaker | 37.9443 | -121.9699 | 375 | 731 | 56935.6901 |  | 20442.1182 |  | 36493.572 | 3174.2004 | 989.104 | 0.00026034 | 0.00022645 | 2644 | 0.76882 | 2.7331 | 2.2292 | 3.4792 | 7.7115 | -3.5148 | 0.010625 | 0.0063334 | 1.474 | 295.7628 | 42.7982 | 37.1817 | 1.0948 | 13.4848 | 14.8238 | 22.8834 | 14.9% | 61.4% | 6.7% | 2% | 88% | 3.6% | 0.34144 | 0.0077083 | 2.0714 | 16.3929 | 0.67792 | 1.375 | 7.0305 | 6.5965 | 2.1705 | 3.7867 | 12.8411 | 8.133 | 9.2941 | 5.383 | 56.5163 | 76.7686 | 53.4023 | 80.0833
Sierra | HIGGINS 110950078 | 6195 | 356 | 685.9799 | 2006 | 1245.9774 | 504 | 3.2491e-05 | 592.9207 | 12.679 | 0.021068 | 0.00020947 | 0.17747 | 0.55056 | {13205944-27DE-4E69-8D25-637FC945A119} | 152691109 | HIGGINS 1109 | 50078 | 39.0539 | -121.1137 | 542 | 402 | 122683.1141 | 76.2319 | 77708.0128 | 48.2856 | 44975.1013 | 77708.0128 | 44975.1013 | 0.10557 | 0.016376 | 1383 | 1.5667 | 5.4912 | 2 | 2.6399 | 6.9242 | 0.18956 | 0.019293 | 0.006054 | 2.5327 | 296.4085 | 47.6611 | 33.0493 | 1.3098 | 12.1918 | 13.8977 | 0.56973 | 26.3% | 45.8% | 9.8% | 13.4% | 63.9% | 42.7% | 0.12223 | 0.072081 | 3.6915 | 14.9801 | 2.4036 | 5.2602 | 16.1302 | 11.97 | 1.7179 | 2.9496 | 11.9641 | 5.6684 | 6.7003 | 4.1682 | 70.759 | 102.4622 | 58.7224 | 93.1203
Central Coast | CABRILLO 1103Y12 | 1077 | 55 | 175.0543 | 63 | 180.2357 | 10 | 2.4697e-05 | 0.66806 | 0.5642 | 1.5345e-05 | 1.9948e-05 | 0.87302 | 0.97125 | {723FB00A-7C12-42CB-85FE-70F2D7BE445E} | 183101103 | CABRILLO 1103 | Y12 | 34.6648 | -120.4223 | 344 | 295 | 78123.816 |  | 49554.7865 |  | 28569.0295 | 40069.4408 | 24697.5294 | 0.00019948 | 0.00024697 | 2646 | 1.267 | 4.1802 | 2 | 3.288 | 8.6632 | -0.38806 | 0.0046029 | 0.0072207 | 0.88109 | 296.7903 | 35.9624 | 39.21 | 0.94829 | 15.1344 | 15.8383 | 0.59191 | 13.7% | 17% | 20.7% | 18.1% | 42.9% | 52.2% | 0.12099 | 0.016483 | 1.5815 | 14.2954 | 0.14533 | 0.10211 | 13.6294 | 12.5461 | 2.1516 | 3.0383 | 12.851 | 12.8538 | 8.07 | 8.0698 | 78.8681 | 74.6205 | 56.1284 | 57.2958
North Valley | RISING RIVER 11011532 | 7588 | 8 | 13.6525 | 51 | 37.4557 | 18 | 1.4354e-05 | 10.0329 | 2.2255 | 0.00015331 | 1.9928e-05 | 0.15686 | 0.3645 | {D3F18D5E-2734-47E6-AA3E-0F1256C05891} | 103551101 | RISING RIVER 1101 | 1532 | 40.8229 | -121.5021 | 29 | 30 | 9763.6072 |  | 7838.859 |  | 1924.7483 | 4719.7178 | 1581.3351 | 0.0003587 | 0.00025838 | 2647 | 1.9812 | 6.6184 | 2 | 2.1202 | 5.6081 | 0.0062998 | 0.0025 | 0.0045551 | 1.7147 | 292.6217 | 40.5847 | 31.5955 | 1.0512 | 13.8078 | 15.5814 | 0.48068 | 10.1% | 17.6% | 10.7% | 32.9% | 17.9% | 94.8% | 0.052443 | 0.0076471 | 1.3846 | 15 | 0.18088 | 0.75 | 8.0138 | 7.1927 | 1.952 | 3.2497 | 13.3506 | 7.1966 | 8.3051 | 5.5797 | 49.5187 | 77.1996 | 52.9983 | 83.6024
Bay Area | WOODSIDE 11028862 | 5793 | 1 | 1.6135 | 6 | 4.3309 | 2 | 2.8321e-05 | 0.037818 | 0.6884 | 1.071e-06 | 1.9913e-05 | 0.16667 | 0.37256 | {4C49C25B-7AC8-408B-8A99-E4CB51688164} | 24251102 | WOODSIDE 1102 | 8862 | 37.4585 | -122.2437 | 103 | 770 | 38463.3684 |  | 6135.6911 |  | 32327.6773 | 97.31 | 522.5673 | 3.9827e-05 | 5.6641e-05 | 2648 | 2.8198 | 7.9222 | 2 | 1.7126 | 5.1047 | -1.3 | 0.02 | 0.0068809 | 1.439 | 295.9974 | 35.9533 | 31.1694 | 0.97229 | 14.9379 | 16.2897 | 40.2772 | 14.7% | 37.2% | 19.2% | 22.7% | 68.4% | 34.1% | 0.83152 | 0.026667 | 10.5 | 22 | 0 | 2 | 9.9952 | 8.8982 | 2.0646 | 3.6253 | 13.6391 | 10.663 | 10.2592 | 7.2221 | 57.7794 | 60.2307 | 47.094 | 66.077
Central Coast | SISQUOC 1102M54 | 4724 | 38 | 58.6013 | 225 | 159.7567 | 58 | 1.6005e-05 | 1.8321 | 1.7252 | 2.7599e-05 | 1.9659e-05 | 0.16889 | 0.36682 | {96906956-5C77-4774-B51C-564876632563} | 182811102 | SISQUOC 1102 | M54 | 34.8627 | -120.2773 | 190 | 144 | 57881.5824 |  | 48149.8206 |  | 9731.7618 | 30625.2961 | 5692.0749 | 0.0011402 | 0.0009283 | 2649 | 0.8194 | 2.6837 | 2 | 3.0357 | 8.3271 | -0.80634 | 0.0061982 | 0.0068007 | 1.0322 | 297.0167 | 40.8488 | 36.8815 | 1.0684 | 13.8357 | 14.642 | 0.29276 | 13.6% | 34.9% | 6.2% | 7% | 80.4% | 24% | 0.16181 | 0.031613 | 1.3391 | 11.6435 | 0.13076 | 0.51843 | 10.6196 | 9.6674 | 2.1528 | 3.2219 | 11.5988 | 10.7378 | 6.9705 | 6.6989 | 68.8322 | 69.9568 | 61.5101 | 66.4927
Sierra | DRUM 11011602 | 6048 | 296 | 383.6926 | 1951 | 1148.516 | 207 | 2.2756e-05 | 0.040364 | 7.2364 | 9.1469e-07 | 9.3509e-05 | 0.15172 | 0.33408 | {3CE7580A-70EA-45BB-B025-A0DE44571BB4} | 152321101 | DRUM 1101 | 1602 | 39.2517 | -120.75 | 165 | 229 | 37214.9146 | 23.1243 | 26765.8492 | 16.6316 | 10449.0655 | 26765.8492 | 10449.0655 | 0.019356 | 0.0047105 | 1920 | 7.7359 | 19.0956 | 2.9945 | 2.2119 | 6.7551 | 0.086515 | 0.05294 | 0.0045727 | 4.7542 | 289.799 | 51.6344 | 36.7353 | 1.0832 | 10.3915 | 12.889 | 3.7731 | 14.4% | 27.7% | 5.9% | 81.5% | 6.1% | 0% | 0.11069 | 0.059505 | 2.3818 | 14.3333 | 0.91069 | 5.3599 | 13.6731 | 9.6959 | 1.7992 | 3.1291 | 11.0535 | 5.241 | 5.9371 | 3.7609 | 70.7831 | 98.5209 | 62.6773 | 95.6816
Bay Area | RALSTON 110148936 | 25 | 167 | 438.2932 | 427 | 571.8884 | 60 | 2.8971e-05 | 0.037818 | 0.21785 | 1.0956e-06 | 1.9501e-05 | 0.3911 | 0.7664 | {EA4820C6-602A-444A-A1BC-AC0CC345F5D7} | 24141101 | RALSTON 1101 | 48936 | 37.5171 | -122.3356 | 185 | 582 | 42775.2235 |  | 9693.4724 |  | 33081.7511 | 7442.666 | 29537.592 | 0.00117 | 0.0017382 | 2651 | 2.1273 | 7.8814 | 2 | 3.1598 | 7.3182 | 0.2044 | 0.016 | 0.0069807 | 1.7464 | 294.2823 | 31.8258 | 27.737 | 0.79969 | 15.6905 | 17.1832 | 26.5084 | 14.5% | 24.2% | 20.3% | 22.3% | 37.4% | 73.3% | 0.73351 | 0.040125 | 7.7391 | 20.7826 | 2.9956 | 5.3375 | 10.0416 | 8.8441 | 1.7303 | 3.1862 | 14.884 | 11.8528 | 10.8015 | 8.252 | 54.7557 | 51.4077 | 42.4672 | 59.0658
Central Coast | MESA 1101circuit_breaker | 325 | 29 | 88.285 | 630 | 318.1304 | 45 | 1.5033e-05 | 2.3049 | 1.2633 | 3.1846e-05 | 1.9319e-05 | 0.046032 | 0.27751 | {C61DB78B-3364-4B90-90AD-4E89668B63A7} | 182821101 | MESA 1101 | circuit_breaker | 35.0077 | -120.4542 | 399 | 750 | 82508.3813 |  | 41442.2698 |  | 41066.1115 | 18758.3645 | 9023.5944 | 0.00086938 | 0.00067647 | 2652 | 0.66719 | 1.9136 | 2 | 2.7797 | 8.0665 | -0.24107 | 0.0008125 | 0.0072425 | 0.9137 | 295.8155 | 34.8773 | 33.566 | 0.86127 | 15.1949 | 15.9776 | 2.1239 | 13.2% | 28.4% | 4.2% | 3.3% | 33% | 53.8% | 0.12311 | 0.0035 | 1.5957 | 12.9043 | 0.14866 | 1.9688 | 10.7607 | 10.2019 | 1.9813 | 3.09 | 12.5894 | 11.7418 | 8.031 | 7.7839 | 67.1229 | 65.6598 | 56.3507 | 60.9021
Bay Area | SUNOL 1101MR169 | 5193 | 21 | 25.7796 | 73 | 50.8185 | 14 | 2.3995e-05 | 282.369 | 0.18787 | 0.0075864 | 1.9301e-05 | 0.28767 | 0.50729 | {61DFA90A-EDB2-455B-85E4-E1B3C2D31605} | 14241101 | SUNOL 1101 | MR169 | 37.5892 | -121.8701 | 128 | 43 | 16562.7011 |  | 14971.4355 |  | 1591.2656 | 4614.9374 | 280.7859 | 0.00027021 | 0.00033592 | 2653 | 0.92052 | 3.1916 | 2 | 3.1512 | 7.0967 | -3.8361 | 0.0098039 | 0.0067965 | 1.2507 | 295.983 | 39.382 | 32.1033 | 1.0406 | 14.1973 | 15.4587 | 1.7931 | 14.3% | 22% | 13.6% | 3.3% | 76.6% | 15.2% | 0.1434 | 0.013922 | 1.3939 | 8.1212 | 0.27275 | 1.4314 | 7.7525 | 6.5505 | 2.1257 | 3.8035 | 14.0184 | 8.8614 | 9.5058 | 5.6124 | 45.3295 | 67.4666 | 47.479 | 76.9986
Bay Area | WOODSIDE 1104555372 | 40 | 96 | 214.0952 | 271 | 309.7118 | 53 | 3.297e-05 | 0.037818 | 0.19957 | 1.2469e-06 | 1.9228e-05 | 0.35424 | 0.69127 | {73C37461-BB3B-432F-BC96-82FA7CA2E859} | 24251104 | WOODSIDE 1104 | 555372 | 37.4608 | -122.259 | 114 | 522 | 29513.3046 |  | 6600.4202 |  | 22912.8843 | 6600.4202 | 22912.8843 | 0.0010191 | 0.0017474 | 2654 | 3.2848 | 15.6324 | 2 | 1.9811 | 5.7143 | 2.301 | 0.039726 | 0.0068806 | 1.4408 | 296.0022 | 35.9492 | 31.1698 | 0.97273 | 14.9394 | 16.2921 | 29.7835 | 14.2% | 22.6% | 25.4% | 74.4% | 68.8% | 34.3% | 0.69052 | 0.023506 | 8.9296 | 21.7183 | 1.519 | 3.7123 | 9.9965 | 8.8993 | 2.0653 | 3.6269 | 13.6426 | 10.662 | 10.2583 | 7.2197 | 57.7844 | 60.2487 | 47.0879 | 66.0899
Bay Area | BERKELEY F 1105BR100 | 5028 | 34 | 49.0213 | 74 | 68.896 | 11 | 3.5202e-05 | 0.037818 | 0.09649 | 1.3313e-06 | 1.9145e-05 | 0.45946 | 0.71153 | {6816024C-0E2E-41A0-ACBC-61D5029F7695} | 12061105 | BERKELEY F 1105 | BR100 | 37.883 | -122.2663 | 110 | 783 | 36358.4589 |  | 4175.3412 |  | 32183.1177 | 1156.966 | 6505.2272 | 0.00021059 | 0.00038722 | 2655 | 5.4692 | 15.3658 | 2 | 2.4039 | 6.0084 | -2.4548 | 0.11857 | 0.0071475 | 1.828 | 293.1607 | 31.9915 | 27.2528 | 0.71948 | 15.3499 | 16.8469 | 28.5906 | 14% | 15.2% | 27.9% | 73% | 20.5% | 56.6% | 0.62841 | 0.04 | 16.1429 | 22 | 0.46714 | 5.2857 | 7.3432 | 6.7214 | 1.5744 | 3.1053 | 14.8046 | 11.3543 | 10.3177 | 7.5469 | 46.5328 | 51.2187 | 42.876 | 61.5318
Bay Area | OAKLAND K 1101CR172 | 1605 | 24 | 36.5677 | 51 | 50.5523 | 7 | 2.9872e-05 | 0.037818 | 0.41997 | 1.1297e-06 | 1.9113e-05 | 0.47059 | 0.72336 | {2F486204-BB5C-45FC-9D31-305D5B069E7B} | 12101101 | OAKLAND K 1101 | CR172 | 37.8506 | -122.2437 | 63 | 557 | 23757.4928 |  | 3350.0951 |  | 20407.3977 | 572.872 | 4578.4239 | 0.00013379 | 0.0002091 | 2656 | 3.5792 | 12.1572 | 2 | 2.1745 | 5.616 | 1.467 | 0.091818 | 0.0070137 | 1.9743 | 292.7325 | 33.5022 | 29.6917 | 0.72401 | 15.0517 | 16.5802 | 35.7064 | 13.8% | 30.7% | 21.2% | 54.1% | 22.3% | 37% | 0.59252 | 0.065455 | 10.7273 | 20.4545 | 1.0373 | 4.6364 | 7.6014 | 7.0143 | 1.5629 | 3.151 | 14.7091 | 10.6335 | 9.9662 | 7.0064 | 49.6089 | 57.686 | 44.893 | 65.7945
Central Valley | MARIPOSA 210237282 | 1025 | 488 | 829.023 | 2804 | 1767.198 | 526 | 4.6948e-05 | 619.5066 | 14.1771 | 0.026555 | 0.00030444 | 0.17404 | 0.46912 | {9C7CA36A-A220-4889-B18C-7665D5C736E3} | 254452102 | MARIPOSA 2102 | 37282 | 37.4622 | -119.9482 | 635 | 638 | 161618.8021 | 100.4255 | 96120.2252 | 59.7265 | 65498.577 | 81850.6465 | 57628.3858 | 0.16014 | 0.024694 | 1096 | 1.7588 | 5.288 | 2.3898 | 2.2091 | 5.4833 | -0.30076 | 0.010464 | 0.0060848 | 1.7467 | 297.2118 | 49.3295 | 31.9671 | 1.3821 | 11.9767 | 13.267 | 1.2036 | 53% | 53.8% | 51% | 25.7% | 76.9% | 46.8% | 0.074793 | 0.043333 | 1.7414 | 15.5 | 0.85738 | 2.1686 | 7.681 | 6.6654 | 2.4126 | 3.8999 | 11.4822 | 6.6286 | 7.8368 | 4.4695 | 43.8685 | 67.7052 | 60.3934 | 87.9613
Central Coast | MORRO BAY 1101W20 | 4984 | 15 | 57.4884 | 32 | 68.9651 | 6 | 2.416e-05 | 0.037818 | 0.49497 | 9.137e-07 | 1.9062e-05 | 0.46875 | 0.83359 | {F3373B43-A9DC-45C9-B2E8-745D10B70AD6} | 183011101 | MORRO BAY 1101 | W20 | 35.3656 | -120.8403 | 83 | 344 | 19037.0092 |  | 5996.2896 |  | 13040.7197 | 3169.5643 | 625.2997 | 0.00011437 | 0.00014496 | 2658 | 2.4775 | 8.2295 | 2 | 2.3766 | 8.369 | -3.3679 | 0.016923 | 0.007476 | 0.99131 | 292.8721 | 27.406 | 25.5789 | 0.60428 | 16.8941 | 17.7509 | 21.6222 | 12.8% | 15.8% | 20.1% | 45.1% | 9.3% | 90.1% | 0.23853 | 0.0096154 | 2.381 | 10.7143 | 1.2712 | 1.2308 | 8.1909 | 8.3801 | 1.5686 | 2.142 | 16.2679 | 15.2487 | 12.7926 | 11.3257 | 43.252 | 44.8357 | 36.5939 | 41.7626
Central Valley | PIERCY 2110XR258 | 1472 | 0 | 0 | 1 | 0.35919 | 1 | 1.901e-05 | 0.037817 |  | 7.1892e-07 | 1.901e-05 | 0 | 0 | {EB657CB8-596F-4421-86E3-2C8A72D44EE1} | 83912110 | PIERCY 2110 | XR258 | 37.2803 | -121.7577 | 165 | 89 | 49305.7146 |  | 42515.4619 |  | 6790.2527 | 32262.0914 | 4527.8817 | 1.901e-05 | 1.901e-05 | 2659 | 2.7562 | 8.7537 | 2 | 2.4982 | 6.1862 | -2.991 | 0.025506 | 0.0063687 | 1.6441 | 293.8669 | 44.1364 | 37.0397 | 0.987 | 12.9019 | 14.2703 | 1.4921 | 8.2% | 0% | 14% | 45.5% | 4.2% | 70.7% | 0.085337 | 0.056118 | 1.3939 | 13.202 | 0.69167 | 2.2682 | 10.6761 | 9.1103 | 1.8431 | 3.604 | 12.1202 | 7.5126 | 7.6486 | 4.3271 | 61.9101 | 83.4349 | 56.0373 | 85.4245
Central Coast | PALMER 1101M84 | 6493 | 46 | 73.4368 | 116 | 120.255 | 34 | 2.1993e-05 | 2.0833 | 1.2487 | 4.6765e-05 | 1.8963e-05 | 0.39655 | 0.61068 | {F73EB641-FFE0-4811-B0D3-9263F0EA89B1} | 183031101 | PALMER 1101 | M84 | 34.8206 | -120.2892 | 188 | 61 | 42374.9741 |  | 39207.0427 |  | 3167.9314 | 34798.532 | 2468.9787 | 0.00064474 | 0.00074775 | 2660 | 1.0246 | 3.119 | 2 | 3.0354 | 8.311 | -1.7978 | 0.0027143 | 0.0070406 | 0.90811 | 297.0264 | 36.1005 | 35.6461 | 0.99834 | 14.9901 | 15.7312 | 0.53114 | 12.6% | 28% | 15.8% | 9.2% | 61.7% | 48.2% | 0.18894 | 0.011524 | 1.383 | 9.6879 | 0.14538 | 0.27619 | 12.0174 | 11.0705 | 2.1362 | 3.1244 | 12.8737 | 12.1276 | 7.5768 | 7.3287 | 68.9713 | 69.049 | 56.3542 | 60.7662
Bay Area | OAKLAND K 1101circuit_breaker | 3182 | 24 | 40.7315 | 63 | 62.8054 | 8 | 2.9464e-05 | 0.037818 | 0.02669 | 1.1143e-06 | 1.8939e-05 | 0.38095 | 0.64854 | {BAD456A1-64C0-4C58-9244-4CB0B49EFF5E} | 12101101 | OAKLAND K 1101 | circuit_breaker | 37.8479 | -122.2291 | 105 | 514 | 24145.6711 |  | 3826.4615 |  | 20319.2096 | 559.1884 | 538.1577 | 0.00015151 | 0.00023571 | 2661 | 6.0358 | 21.8107 | 2 | 2.0274 | 5.363 | -3.0624 | 0.03875 | 0.0070137 | 1.9743 | 292.7325 | 33.5022 | 29.6917 | 0.72401 | 15.0517 | 16.5802 | 35.6519 | 13.6% | 9.3% | 21.1% | 93.5% | 22.3% | 37% | 0.52195 | 0.06375 | 4.25 | 15.625 | 1.1012 | 7.875 | 7.6014 | 7.0143 | 1.5629 | 3.151 | 14.7091 | 10.6335 | 9.9662 | 7.0064 | 49.6089 | 57.686 | 44.893 | 65.7945
Central Valley | CLAY 110113450 | 1719 | 11 | 13.9947 | 16 | 15.3085 | 7 | 3.6691e-05 | 61.1039 | 0.29329 | 0.001689 | 1.8878e-05 | 0.6875 | 0.91418 | {27131A9E-D142-4A6D-93D0-301DB39F0FC8} | 163341101 | CLAY 1101 | 13450 | 38.3494 | -120.9384 | 105 | 158 | 17707.8557 |  | 7994.7686 |  | 9713.0871 | 553.6801 | 2393.4024 | 0.00013215 | 0.00025683 | 2662 | 0.71757 | 2.139 | 2 | 1.6987 | 5.3783 | 0.12382 | 0.010937 | 0.0066766 | 1.5882 | 297.267 | 43.348 | 30.4652 | 1.265 | 13.3243 | 14.6639 | 5.5153 | 8% | 3.7% | 37.3% | 4.9% | 43.9% | 91.6% | 0.056594 | 0.017188 | 1 | 16.3333 | 0.75938 | 0.5 | 9.1776 | 6.4244 | 2.4129 | 3.9326 | 12.3795 | 7.4434 | 8.8222 | 5.2404 | 47.7194 | 62.6677 | 55.6334 | 81.0559
Central Coast | OTTER 11022012 | 8479 | 64 | 94.4227 | 154 | 138.5151 | 24 | 2.0697e-05 | 0.63714 | 0.70679 | 1.3386e-05 | 1.8858e-05 | 0.41558 | 0.68168 | {5AD0F47A-1149-4BBD-8A9C-C835B4E34DD9} | 182941102 | OTTER 1102 | 2012 | 36.3314 | -121.8829 | 73 | 21 | 16686.3654 |  | 16177.0749 |  | 509.2905 | 14639.7556 | 462.2856 | 0.00045259 | 0.00049673 | 2663 | 2.2339 | 6.1485 | 2 | 3.5363 | 7.9396 | -0.98722 | 0.0047727 | 0.0068398 | 1.3847 | 292.6512 | 29.5214 | 31.313 | 0.66526 | 16.0813 | 17.3814 | 0.95082 | 12.5% | 19.3% | 13.6% | 35% | 13.6% | 73.1% | 0.060214 | 0.0076705 | 1.2833 | 8.4667 | 0.24426 | 0.875 | 12.0235 | 11.0392 | 1.6107 | 2.5365 | 15.5575 | 13.2181 | 11.6181 | 10.5416 | 56.972 | 65.8591 | 39.1961 | 48.4474
Central Valley | PEORIA 170492888 | 9933 | 0 | 0 | 1 | 0.21497 | 1 | 1.8825e-05 | 2.8926 |  | 5.4454e-05 | 1.8825e-05 | 0 | 0 | {885453EE-C081-4617-8ED9-DAFDFB250BE8} | 163781704 | PEORIA 1704 | 92888 | 37.8883 | -120.522 | 7 | 0 | 765.3621 |  | 765.3621 |  | 0 | 400.6025 | 0 | 1.8825e-05 | 1.8825e-05 | 2664 | 0.2008 | 0.83986 | 2 | 2.2578 | 5.9381 | -1.2333 | 0 | 0.0062667 | 1.7111 | 297.545 | 47.1182 | 36.772 | 1.3745 | 12.5912 | 13.9554 | 1.8806 | 7.8% | 0% | 13.3% | 0.7% | 75.6% | 62.3% | 0.30805 | 0 | 2 | 6 | 0 | 0.33333 | 10.6074 | 8.0663 | 2.467 | 4.1108 | 12.2934 | 6.7915 | 8.8574 | 4.632 | 55.0221 | 86.2282 | 54.6371 | 87.0666
North Valley | BIG MEADOWS 21012246 | 6355 | 1 | 3.8265 | 156 | 74.8464 | 32 | 9.372e-06 | 0.037818 | 2.8358 | 3.5443e-07 | 1.8714e-05 | 0.0064103 | 0.051125 | {FF704EC9-7B07-4166-A0E1-5C891877A473} | 102812101 | BIG MEADOWS 2101 | 2246 | 40.2108 | -121.1643 | 56 | 108 | 5666.2953 |  | 2937.4924 |  | 2728.8029 | 2937.4924 | 2728.8029 | 0.00059884 | 0.00029991 | 2665 | 9.5584 | 24.7372 | 2 | 2.0524 | 5.992 | -0.055096 | 0.068947 | 0.0039976 | 2.5864 | 290.5451 | 45.0784 | 35.6768 | 0.99446 | 12.5759 | 14.6711 | 1.5538 | 9.8% | 20.3% | 6.4% | 91.9% | 7.2% | 71.1% | 0.07356 | 0.035263 | 5.5862 | 17.7586 | 0 | 4.1053 | 15.1243 | 11.3923 | 1.7477 | 3.0441 | 12.1108 | 6.0194 | 7.4543 | 4.7208 | 62.917 | 100.7205 | 57.8732 | 90.4414
Central Coast | GONZALES 11013094 | 2449 | 18 | 25.117 | 29 | 30.6214 | 12 | 1.3841e-05 | 2.7064 | 2.3102 | 3.724e-05 | 1.8628e-05 | 0.62069 | 0.82024 | {B8E5DB63-2FB3-475E-A16D-C9AC460D90A7} | 182131101 | GONZALES 1101 | 3094 | 36.5164 | -121.4331 | 147 | 105 | 32423.4562 |  | 25186.6794 |  | 7236.7767 | 5968.4042 | 5602.0956 | 0.00022354 | 0.00016609 | 2666 | 1.4427 | 3.6145 | 2 | 3.3571 | 7.5785 | -2.0211 | 0.0036 | 0.0063938 | 0.82566 | 296.0102 | 41.7706 | 34.6972 | 1.022 | 13.7334 | 14.6151 | 0.15906 | 12.3% | 43.2% | 2.7% | 13% | 70.7% | 21.4% | 0.12078 | 0.01304 | 1.5 | 12.6389 | 0.25384 | 0.232 | 8.1368 | 8.0252 | 1.8626 | 3.3284 | 12.6093 | 9.0881 | 7.6447 | 5.5375 | 57.7261 | 71.1605 | 55.3662 | 75.193
Central Coast | STELLING 111060090 | 6318 | 67 | 124.4086 | 735 | 520.4292 | 83 | 2.9437e-05 | 0.13175 | 0.25663 | 4.3199e-06 | 1.8618e-05 | 0.091156 | 0.23905 | {1AB7CEED-5C4C-4BB2-AA34-33FF777E7C4A} | 83481110 | STELLING 1110 | 60090 | 37.2932 | -122.0984 | 103 | 58 | 16657.0456 |  | 10542.2205 |  | 6114.825 | 10215.1138 | 6107.196 | 0.0015453 | 0.0024433 | 2667 | 9.2855 | 25.2585 | 2 | 1.8438 | 5.2248 | -4.008 | 0.039852 | 0.0064434 | 2.2352 | 294.3882 | 41.7441 | 36.0576 | 0.98332 | 13.3668 | 14.9217 | 2.6436 | 12.1% | 11.8% | 27.3% | 97.4% | 55.1% | 13.7% | 0.34704 | 0.075078 | 2.1316 | 13.4342 | 1.4393 | 5.4444 | 10.3106 | 8.7314 | 1.8633 | 3.5415 | 13.2519 | 8.0184 | 8.7173 | 5.2159 | 57.5242 | 79.9172 | 50.5189 | 81.8491
Bay Area | MORAGA 110531512 | 7613 | 18 | 39.5949 | 40 | 50.6953 | 9 | 3.78e-05 | 1.6111 | 0.0099915 | 7.3146e-05 | 1.8557e-05 | 0.45 | 0.78104 | {412508C2-76EC-400C-8C7E-53EB1141C78F} | 13801105 | MORAGA 1105 | 31512 | 37.8264 | -122.1299 | 121 | 148 | 18958.6375 |  | 7423.6865 |  | 11534.9511 | 2816.3842 | 5664.3107 | 0.00016701 | 0.0003402 | 2668 | 2.8547 | 7.3011 | 2.5424 | 2.7691 | 6.3284 | -1.7955 | 0.011186 | 0.0066961 | 2.0368 | 293.8513 | 33.9456 | 31.6823 | 0.83879 | 15.2197 | 16.7387 | 8.9536 | 13.4% | 8.3% | 29.6% | 18% | 45% | 49.7% | 0.11074 | 0.02339 | 2.85 | 13.5 | 0.12153 | 0.67797 | 8.2019 | 7.6434 | 1.8234 | 3.3538 | 15.092 | 10.104 | 9.7718 | 6.3919 | 47.1355 | 68.4198 | 44.1477 | 69.8941
North Valley | FRENCH GULCH 11022902 | 9020 | 121 | 137.1039 | 454 | 297.2367 | 86 | 3.284e-05 | 0.13651 | 0.09367 | 4.6726e-06 | 1.8489e-05 | 0.26652 | 0.46126 | {CBEFA52C-F905-473F-B9BB-602279DBF4B7} | 103381102 | FRENCH GULCH 1102 | 2902 | 40.6671 | -122.6345 | 12 | 4 | 11324.9967 |  | 11239.784 |  | 85.2126 | 11239.784 | 85.2126 | 0.0015901 | 0.0028242 | 2669 | 8.6056 | 17.6015 | 2 | 2.3324 | 6.5667 | -4.2499 | 0.026643 | 0.0048164 | 3.5593 | 293.3148 | 47.5139 | 32.5431 | 1.2276 | 11.9659 | 14.2859 | 0.51983 | 9.5% | 4.8% | 23.7% | 74.6% | 29.5% | 25.1% | 0.10479 | 0.036 | 2.8333 | 10.6667 | 0.58764 | 3.2429 | 9.7548 | 6.8712 | 2.2638 | 4.036 | 11.6376 | 5.7321 | 7.278 | 4.0951 | 56.9916 | 78.6167 | 59.8512 | 93.7823
Central Valley | POSO MOUNTAIN 21014456 | 4304 | 88 | 116.4068 | 198 | 168.486 | 58 | 4.3416e-06 | 2.9867 | 8.5496 | 1.2962e-05 | 1.8431e-05 | 0.44444 | 0.6909 | {80FE859C-5651-4408-BF07-1945D67AD54A} | 253642101 | POSO MOUNTAIN 2101 | 4456 | 35.5878 | -118.958 | 111 | 75 | 44264.304 |  | 37862.2156 |  | 6402.0884 | 37862.2156 | 6402.0884 | 0.001069 | 0.00025181 | 2670 | 0.50776 | 1.5518 | 2 | 2.8226 | 5.9387 | -0.31516 | 0.00026316 | 0.0055455 | 0.79661 | 298.2816 | 60.8576 | 43.5283 | 1.6057 | 9.943 | 10.7242 | 0.41168 | 7.5% | 39.3% | 2.2% | 3.1% | 95.3% | 6.4% | 0.046569 | 0.0047166 | 1.2109 | 13.6259 | 0.36462 | 0.40081 | 6.5844 | 5.9159 | 2.8501 | 4.0819 | 8.2691 | 5.4362 | 5.6421 | 3.4533 | 61.6615 | 85.5644 | 78.9358 | 96.9752
Bay Area | SNEATH LANE 1101circuit_breaker | 5702 | 7 | 26.7131 | 8 | 27.3371 | 1 | 1.8424e-05 | 0.037818 |  | 6.9676e-07 | 1.8424e-05 | 0.875 | 0.97717 | {E63B66A6-F711-492C-AE55-754D3FBB9FA4} | 22721101 | SNEATH LANE 1101 | circuit_breaker | 37.6221 | -122.4469 | 38 | 92 | 5129.3903 |  | 1546.1502 |  | 3583.2401 | 448.9693 | 869.0709 | 1.8424e-05 | 1.8424e-05 | 2671 | 0.57829 | 2.4871 | 2 | 3.6949 | 8.2735 | -10.3375 | 0.04 | 0.0072879 | 2.0409 | 292.5211 | 27.3828 | 22.1544 | 0.65016 | 16.4263 | 17.9919 | 20.2245 | 13.2% | 0% | 8% | 1.1% | 10.2% | 87.1% | 0.6029 | 0.035 | 12 | 22 | 13.405 | 4 | 9.9211 | 8.3946 | 1.598 | 2.722 | 15.3842 | 13.4838 | 12.4898 | 10.3819 | 45.0328 | 42.5263 | 38.0298 | 48.5883
Central Valley | CURTIS 170511790 | 10015 | 4 | 4.819 | 15 | 9.8486 | 1 | 6.0577e-05 | 0.037818 | 0.30314 | 2.2909e-06 | 1.8363e-05 | 0.26667 | 0.48931 | {705B5A79-F7F3-41CE-925F-797105088580} | 163351705 | CURTIS 1705 | 11790 | 37.9746 | -120.2392 | 4 | 0 | 22.8988 |  | 22.8988 |  | 0 | 22.8988 | 0 | 1.8363e-05 | 6.0577e-05 | 2672 | 4.1657 | 14.6747 | 2 | 2.1079 | 5.0628 | -5.3925 | 0 | 0.0052892 | 2.5388 | 295.0626 | 50.613 | 35.8407 | 1.2746 | 11.4603 | 13.1668 | 2.9496 | 7.3% | 4.1% | 63.6% | 69.8% | 47.5% | 32.6% | 0.63047 | 0 | 8 | 6 | 9 | 15 | 9.982 | 7.5231 | 2.1086 | 3.6705 | 11.1336 | 5.8771 | 7.0827 | 3.9263 | 54.5896 | 83.1256 | 62.1566 | 93.2504
Central Coast | SOLEDAD 21027008 | 4836 | 3 | 6.3752 | 4 | 6.831 | 1 | 1.8357e-05 | 0.037818 |  | 6.9421e-07 | 1.8357e-05 | 0.75 | 0.93328 | {7065F476-A653-46B8-B768-E4B58582997C} | 182052102 | SOLEDAD 2102 | 7008 | 36.4058 | -121.3537 | 144 | 118 | 33139.1306 |  | 29112.5788 |  | 4026.5518 | 3543.9744 | 72.5893 | 1.8357e-05 | 1.8357e-05 | 2673 | 2.4312 | 5.6565 | 2 | 3.4259 | 7.8791 | -1.8521 | 0.0023636 | 0.0058057 | 1.0137 | 295.8402 | 45.6689 | 36.9995 | 1.1123 | 12.8224 | 13.7588 | 0.73745 | 11.9% | 0% | 10.4% | 30.6% | 82.1% | 5.9% | 0.21088 | 0.0023636 | 1.1667 | 10.6667 | 0.034727 | 0.072727 | 8.0754 | 7.8707 | 1.9675 | 3.2961 | 11.8053 | 8.6222 | 8.2521 | 5.8577 | 60.8001 | 75.7183 | 56.5702 | 76.8715
Bay Area | IGNACIO 1103circuit_breaker | 5085 | 12 | 16.1321 | 40 | 33.938 | 7 | 4.8225e-05 | 0.037818 | 0.1055 | 1.8238e-06 | 1.8261e-05 | 0.3 | 0.47534 | {09D14343-CC3E-46D9-99DC-4193E90EB264} | 42481103 | IGNACIO 1103 | circuit_breaker | 38.0754 | -122.5398 | 115 | 145 | 10601.782 |  | 4294.5405 |  | 6307.2415 | 849.0798 | 2246.5205 | 0.00012783 | 0.00033758 | 2674 | 2.0671 | 9.4322 | 2 | 2.102 | 6.7961 | -1.0547 | 0.031538 | 0.0070648 | 2.2718 | 295.4595 | 33.0444 | 30.3387 | 0.90036 | 15.415 | 16.9605 | 34.5343 | 13.1% | 16% | 43.6% | 32.3% | 52.3% | 59.2% | 0.77054 | 0.012308 | 7.3 | 22 | 0.71385 | 3.0769 | 10.7347 | 9.3329 | 1.8299 | 3.3226 | 14.0601 | 11.8267 | 11.7092 | 8.6707 | 53.8891 | 60.4836 | 44.1012 | 57.6122
Bay Area | OAKLAND X 1104circuit_breaker | 2322 | 44 | 116.2115 | 197 | 200.1741 | 8 | 2.4802e-05 | 0.037818 | 0.072476 | 9.3798e-07 | 1.8141e-05 | 0.22335 | 0.58055 | {14DC5424-B005-4065-8948-2B6A676B0C25} | 12541104 | OAKLAND X 1104 | circuit_breaker | 37.8053 | -122.2313 | 72 | 390 | 19709.8521 |  | 3923.3157 |  | 15786.5364 | 2011.6074 | 3851.2742 | 0.00014513 | 0.00019842 | 2675 | 5.731 | 14.7355 | 2 | 2.0588 | 5.4196 | -4.2773 | 0.036667 | 0.0072827 | 1.7356 | 292.8276 | 31.6183 | 29.4815 | 0.66897 | 15.6096 | 17.0546 | 25.9565 | 12.9% | 13.9% | 14.5% | 69.9% | 12.9% | 68.8% | 0.57098 | 0.035833 | 7.1667 | 19.3333 | 7.9117 | 16.4167 | 8.0102 | 7.4014 | 1.5519 | 2.9485 | 14.8738 | 11.5538 | 10.171 | 7.5851 | 50.0269 | 53.9989 | 44.129 | 60.7408
Bay Area | HALF MOON BAY 11036014 | 1341 | 94 | 333.4512 | 173 | 363.7247 | 22 | 2.0393e-05 | 0.15086 | 0.84526 | 3.5087e-06 | 1.8078e-05 | 0.54335 | 0.91677 | {C9FA3CBF-AF0B-40A6-8062-0EE0474AC48A} | 24101103 | HALF MOON BAY 1103 | 6014 | 37.2511 | -122.3872 | 145 | 141 | 25975.7545 |  | 19926.5393 |  | 6049.2152 | 6646.3728 | 612.6365 | 0.00039772 | 0.00044864 | 2676 | 4.6155 | 18.8131 | 2 | 3.3311 | 8.73 | -0.30732 | 0.0058025 | 0.0071939 | 1.7124 | 291.917 | 24.1718 | 26.0452 | 0.5012 | 17.6476 | 19.2009 | 0.90926 | 12.7% | 40.4% | 8.7% | 88.9% | 1.3% | 98.7% | 0.26195 | 0.031728 | 1.725 | 11.725 | 1.7441 | 2.1358 | 12.3191 | 10.5437 | 1.3839 | 2.251 | 16.7895 | 14.302 | 11.8964 | 9.2071 | 53.0173 | 51.088 | 34.7211 | 49.7048
Central Coast | MC KEE 1107XR010 | 1083 | 41 | 126.3835 | 69 | 140.6548 | 23 | 1.7964e-05 | 149.6418 |  | 0.0025714 | 1.7964e-05 | 0.5942 | 0.89854 | {450C95A5-CC86-42A5-8643-E83181385ECD} | 83531107 | MC KEE 1107 | XR010 | 37.3857 | -121.813 | 292 | 405 | 45816.0465 |  | 21796.6657 |  | 24019.3808 | 4483.0278 | 3749.8513 | 0.00041318 | 0.00041318 | 2677 | 1.5797 | 5.4458 | 2 | 2.1333 | 5.4195 | -2.7449 | 0.0089091 | 0.0064837 | 1.5495 | 294.3886 | 45.0928 | 36.6384 | 1.0197 | 12.6045 | 14.0099 | 2.934 | 11.7% | 0% | 9.9% | 28.9% | 70.3% | 4.4% | 0.20303 | 0.011091 | 2.025 | 15.7368 | 0.99036 | 1.2545 | 9.8777 | 8.2903 | 1.9945 | 3.7083 | 11.8254 | 7.3964 | 7.3502 | 4.2236 | 59.4875 | 79.4577 | 57.2266 | 86.3146
North Valley | BURNEY 11022402 | 2938 | 0 | 0 | 25 | 15.5999 | 8 | 3.1262e-05 | 24.6667 | 0 | 0.00045394 | 1.7826e-05 | 0 | 0 | {2E555E2F-D45B-427A-941D-A906BDE558FE} | 103311101 | BURNEY 1102 | 2402 | 40.8884 | -121.6712 | 34 | 5 | 6171.6526 |  | 6035.4639 |  | 136.1888 | 2243.205 | 41.7017 | 0.00014261 | 0.0002501 | 2678 | 1.5231 | 9.131 | 2 | 2.0347 | 6.1417 | -0.0875 | 0.0075 | 0.0045672 | 1.9169 | 293.0103 | 37.5451 | 29.3057 | 1.0489 | 14.6193 | 16.5191 | 1.167 | 9.2% | 0% | 23.1% | 46.2% | 17.1% | 98.8% | 0.35373 | 0.002 | 1.875 | 9.25 | 0 | 1.25 | 7.7523 | 6.8198 | 1.9581 | 3.3984 | 13.7876 | 7.9821 | 9.0694 | 5.8799 | 47.8227 | 72.3415 | 50.403 | 79.553
Central Coast | DEL MONTE 21049096 | 4930 | 69 | 195.5972 | 575 | 511.6813 | 36 | 2.7028e-05 | 0.037818 | 0.24509 | 1.0221e-06 | 1.7775e-05 | 0.12 | 0.38226 | {53A81FCC-6CE7-4EE5-B8F1-AB89BF2F3989} | 182222104 | DEL MONTE 2104 | 9096 | 36.5951 | -121.8454 | 168 | 379 | 32418.9088 |  | 10640.4265 |  | 21778.4823 | 4576.3876 | 1251.6669 | 0.00063992 | 0.000973 | 2679 | 2.3853 | 7.6954 | 2 | 2.0551 | 5.4496 | -5.3239 | 0.035625 | 0.0073667 | 1.2465 | 292.3451 | 23.6702 | 23.7159 | 0.55187 | 17.6891 | 18.9532 | 18.5253 | 11.5% | 11.6% | 23.8% | 43.2% | 6.8% | 99.6% | 0.40005 | 0.11292 | 2.8519 | 14.1481 | 4.5508 | 11.9792 | 10.8768 | 9.7807 | 1.3544 | 2.3004 | 16.517 | 15.2837 | 14.0958 | 13.2827 | 41.999 | 45.2827 | 32.0182 | 38.0424
Central Coast | SISQUOC 1103M98 | 753 | 2 | 2.492 | 45 | 30.6702 | 19 | 3.2139e-05 | 0.40478 | 0.056188 | 1.059e-05 | 1.7693e-05 | 0.044444 | 0.081253 | {72D51786-0F19-4A21-BD91-493BA8FA331E} | 182811103 | SISQUOC 1103 | M98 | 34.8946 | -120.3018 | 76 | 40 | 16378.9039 |  | 15489.3429 |  | 889.5611 | 11235.2762 | 726.5219 | 0.00033617 | 0.00061064 | 2680 | 1.8041 | 4.8935 | 2.6466 | 2.8479 | 8.1582 | -1.3654 | 0.0019549 | 0.0069577 | 0.94047 | 296.513 | 39.2448 | 36.8649 | 0.9937 | 14.124 | 14.8951 | 0.69409 | 11.4% | 6.1% | 32.6% | 24% | 59.3% | 32.4% | 0.61518 | 0.0090226 | 1.6977 | 12.4186 | 0.13504 | 0.33835 | 10.9304 | 10.2939 | 2.1091 | 3.2047 | 11.2519 | 10.9042 | 6.9348 | 6.7564 | 74.2971 | 70.3414 | 63.4543 | 65.9958
Bay Area | EL CERRITO G 1111circuit_breaker | 1646 | 13 | 38.2016 | 22 | 42.3032 | 3 | 1.768e-05 | 0.037818 |  | 6.6864e-07 | 1.768e-05 | 0.59091 | 0.90304 | {59075C34-BE20-48C1-88DD-797C87DDC3D3} | 12501111 | EL CERRITO G 1111 | circuit_breaker | 37.9162 | -122.3027 | 377 | 2272 | 108929.2887 |  | 20306.9192 |  | 88622.3695 | 521.1606 | 2692.9809 | 5.3041e-05 | 5.3041e-05 | 2681 | 4.4992 | 11.9757 | 2 | 2.3976 | 5.7133 | -5.6234 | 0.015 | 0.0073549 | 1.6357 | 293.7514 | 32.1314 | 27.7041 | 0.72709 | 15.4478 | 16.8596 | 37.0677 | 12.5% | 0% | 6.9% | 52.3% | 24.7% | 61.5% | 0.58587 | 0.044167 | 8.7778 | 23.3333 | 0 | 1.8333 | 7.3502 | 6.6969 | 1.6747 | 3.0748 | 14.4036 | 11.9422 | 10.5287 | 8.2795 | 48.2183 | 49.3654 | 43.0053 | 58.028
Bay Area | FLORENCE 0401CR220 | 3434 | 1 | 4.0622 | 23 | 15.174 | 3 | 2.5344e-05 | 0.037818 | 0.049162 | 9.5846e-07 | 1.7669e-05 | 0.043478 | 0.26771 | {D87265E8-5674-4799-A45E-7F1EC7B446CA} | 12690401 | FLORENCE 0401 | CR220 | 37.8331 | -122.2195 | 35 | 155 | 9433.1966 |  | 2216.0779 |  | 7217.1186 | 350.2675 | 2026.3332 | 5.3007e-05 | 7.6032e-05 | 2682 | 3.9169 | 11.1193 | 2 | 2.0904 | 5.6933 | 2.7964 | 0.1175 | 0.0073018 | 1.7238 | 292.8312 | 31.5553 | 29.3483 | 0.66546 | 15.6233 | 17.0652 | 24.689 | 12.3% | 11.9% | 15.4% | 45.7% | 12.5% | 69.3% | 0.58228 | 0.0225 | 6.5 | 17 | 2.1125 | 5.75 | 7.9742 | 7.3699 | 1.5489 | 2.9447 | 14.8817 | 11.5901 | 10.1834 | 7.6092 | 49.8777 | 53.6234 | 44.0538 | 60.5428
Bay Area | FAIRVIEW 2207circuit_breaker | 5151 | 4 | 15.7567 | 21 | 23.1159 | 3 | 4.6617e-05 | 0.037818 | 0 | 1.763e-06 | 1.7644e-05 | 0.19048 | 0.68164 | {659FD2EB-053C-425F-AF25-D9C58353B44F} | 13432207 | FAIRVIEW 2207 | circuit_breaker | 38.0161 | -122.1164 | 130 | 142 | 12994.0229 |  | 8087.0352 |  | 4906.9877 | 267.7583 | 537.7626 | 5.2931e-05 | 0.00013985 | 2683 | 1.7011 | 8.5779 | 2 | 3.2311 | 7.3155 | 9.737 | 0.046667 | 0.00692 | 1.3825 | 296.7212 | 38.17 | 34.2199 | 1.0728 | 14.691 | 15.9538 | 13.6472 | 12.2% | 0% | 40.8% | 28.3% | 81.1% | 27.9% | 0.45311 | 0.023333 | 12 | 23.3333 | 6.69 | 7 | 6.4396 | 6.2381 | 2.2833 | 3.8435 | 12.9146 | 9.933 | 10.3099 | 6.9322 | 54.9872 | 69.3506 | 51.4637 | 70.0872
Bay Area | CAYETANO 2109MR186 | 7698 | 2 | 7.6323 | 4 | 8.5438 | 2 | 2.7561e-05 | 1465.1987 | 0.042779 | 0.042028 | 1.7635e-05 | 0.5 | 0.89332 | {96E83343-B1D6-4373-84A9-0E60E5A945BA} | 14422109 | CAYETANO 2109 | MR186 | 37.7324 | -121.7123 | 37 | 15 | 4752.4141 |  | 4135.7533 |  | 616.6608 | 547.3474 | 153.7843 | 3.527e-05 | 5.5122e-05 | 2684 | 0.69546 | 2.7321 | 2 | 2.8829 | 7.2771 | -1.1861 | 0.0125 | 0.0068254 | 1.1111 | 296.583 | 39.5185 | 31.0363 | 1.0936 | 14.2269 | 15.3752 | 1.2874 | 12% | 10.9% | 18.7% | 1.8% | 87.7% | 15.8% | 0.043167 | 0.0325 | 1.3333 | 11.6667 | 0.9575 | 0.5 | 6.8219 | 5.3683 | 2.1772 | 3.697 | 13.9057 | 8.9947 | 9.8288 | 5.6529 | 42.6487 | 67.4249 | 47.779 | 76.3743
Bay Area | OLEMA 110149756 | 8980 | 33 | 95.7812 | 41 | 99.3553 | 10 | 2.849e-05 | 0.2371 | 0.066955 | 6.6355e-06 | 1.7611e-05 | 0.80488 | 0.96403 | {D3A0D229-F80C-49CB-8DD0-3A6BB24AE00B} | 42291101 | OLEMA 1101 | 49756 | 38.109 | -122.844 | 69 | 76 | 11899.1331 |  | 9480.1738 |  | 2418.9593 | 1000.1369 | 750.9165 | 0.00017611 | 0.0002849 | 2685 | 11.1267 | 56.9064 | 2 | 2.7546 | 7.7264 | -3.6094 | 0.009375 | 0.0072517 | 2.1331 | 293.2148 | 23.9172 | 27.3298 | 0.61294 | 17.6266 | 19.3415 | 1.8819 | 11.8% | 13.1% | 19.4% | 100% | 7.8% | 98.5% | 0.58328 | 0.051131 | 3.5556 | 16.5556 | 4.2656 | 2.5625 | 12.8675 | 11.4322 | 1.4987 | 2.4283 | 16.8291 | 14.8605 | 13.2083 | 10.8307 | 55.9799 | 60.0705 | 32.9329 | 45.0577
Bay Area | HALF MOON BAY 11036012 | 6134 | 191 | 424.8606 | 508 | 564.8007 | 44 | 1.9965e-05 | 0.12179 | 1.1532 | 1.9907e-06 | 1.7499e-05 | 0.37598 | 0.75223 | {36477985-18D9-4EA3-B6F2-3100FB0B3657} | 24101103 | HALF MOON BAY 1103 | 6012 | 37.2428 | -122.3663 | 100 | 63 | 23308.849 |  | 15443.639 |  | 7865.21 | 8085.8325 | 5491.2938 | 0.00076994 | 0.00087847 | 2686 | 5.1181 | 12.154 | 2 | 2.6665 | 6.8824 | -2.2651 | 0.031458 | 0.0071618 | 1.8862 | 292.675 | 25.9764 | 28.2085 | 0.57801 | 17.2443 | 18.8458 | 0.65623 | 11.6% | 46.7% | 8.5% | 53.9% | 5.1% | 95.3% | 0.10228 | 0.051111 | 1.5577 | 13.2692 | 0.92035 | 3.5278 | 12.3547 | 10.6031 | 1.4724 | 2.629 | 16.3862 | 13.3479 | 10.9805 | 8.0943 | 58.3962 | 60.9353 | 37.8881 | 56.0504
Central Valley | PEORIA 17019811 | 853 | 16 | 29.8265 | 59 | 44.2221 | 17 | 2.4629e-05 | 379.7635 | 0.62469 | 0.010585 | 1.7474e-05 | 0.27119 | 0.67447 | {1961711E-F220-4B05-9528-34A575D6B44D} | 163781701 | PEORIA 1701 | 9811 | 37.8773 | -120.4486 | 115 | 135 | 19765.9812 |  | 14351.9195 |  | 5414.0618 | 4687.197 | 882.181 | 0.00029705 | 0.00041869 | 2687 | 0.51554 | 1.989 | 2 | 2.2483 | 5.8238 | 1.1866 | 0.0028125 | 0.0060807 | 1.689 | 297.5802 | 46.9453 | 37.6084 | 1.3748 | 12.6335 | 13.9778 | 1.4531 | 7.1% | 5.3% | 20.4% | 4.4% | 75.8% | 64.1% | 0.12007 | 0.0089062 | 1.8611 | 14.8889 | 0.53828 | 0.92188 | 10.1146 | 7.7888 | 2.4643 | 4.0534 | 12.241 | 6.8665 | 8.78 | 4.7779 | 56.7231 | 88.4735 | 55.3381 | 86.1146
Central Coast | SAN MIGUEL 1106N34 | 8727 | 0 | 0 | 8 | 1.7198 | 6 | 5.0043e-05 | 1.1806 | 0 | 6.1356e-05 | 1.7447e-05 | 0 | 0 | {19CBB8DD-B0DD-40C9-99D6-9DC6A38717ED} | 182661106 | SAN MIGUEL 1106 | N34 | 35.8138 | -120.755 | 91 | 118 | 25588.8955 |  | 22008.9702 |  | 3579.9252 | 3289.5998 | 43.9553 | 0.00010468 | 0.00030026 | 2688 | 0.31185 | 0.80385 | 2 | 2.069 | 8.0275 | -1.919 | 0.00020408 | 0.006658 | 0.60326 | 299.2058 | 43.5909 | 36.0096 | 1.3658 | 13.8533 | 14.4477 | 2.9725 | 11.2% | 0% | 62.1% | 0.2% | 95.6% | 24.5% | 0.40874 | 0.002449 | 1.2727 | 10.5455 | 0 | 0.16327 | 7.6003 | 6.7212 | 2.5962 | 4.1655 | 12.1373 | 8.6345 | 8.3287 | 5.297 | 52.411 | 74.5919 | 57.0629 | 78.8139
Central Valley | PINECREST 0401circuit_breaker | 9984 | 0 | 0 | 3 | 1.2624 | 1 | 1.7417e-05 | 0.037818 |  | 6.5866e-07 | 1.7417e-05 | 0 | 0 | {21272FCC-A834-4F21-A4CB-5DBBD597A054} | 163160401 | PINECREST 0401 | circuit_breaker | 38.1883 | -119.9938 | 4 | 0 | 20.6165 |  | 20.6165 |  | 0 | 20.6165 | 0 | 1.7417e-05 | 1.7417e-05 | 2689 | 10.8455 | 26.4335 | 3 | 2.5069 | 5.5039 | -3.095 | 0 | 0.0043265 | 2.9449 | 290.8186 | 50.3555 | 36.6259 | 1.0058 | 11.1402 | 13.0577 | 1.8828 | 6.9% | 0% | 11.8% | 90.9% | 5.8% | 20.8% | 0.30216 | 0.05 | 5 | 6 | 0 | 3 | 13.1924 | 11.3155 | 1.6859 | 2.6912 | 10.5492 | 6.1458 | 5.9689 | 4.534 | 68.4003 | 90.6069 | 66.3411 | 89.8744
Bay Area | TULUCAY 1101628 | 6270 | 11 | 35.5727 | 13 | 36.7017 | 6 | 2.4259e-05 | 462.3353 | 0.34195 | 0.0095979 | 1.7327e-05 | 0.84615 | 0.96924 | {E6EA8FFD-93FC-4EE2-B4B3-05C67BB86274} | 42301101 | TULUCAY 1101 | 628 | 38.2231 | -122.256 | 95 | 33 | 12736.4589 |  | 12014.0867 |  | 722.3722 | 3826.9754 | 189.8043 | 0.00010396 | 0.00014556 | 2690 | 2.6712 | 8.9227 | 2 | 3.7525 | 7.7751 | -0.2617 | 0.0021739 | 0.0072655 | 1.7829 | 295.9575 | 35.4822 | 30.4793 | 0.95385 | 14.9887 | 16.4626 | 1.0764 | 11.4% | 28.5% | 14% | 29.8% | 64.8% | 35.9% | 0.26115 | 0.028043 | 1.3478 | 11.6522 | 0.7213 | 0.28261 | 6.2855 | 5.9927 | 1.902 | 3.5272 | 14.0416 | 9.8711 | 10.812 | 6.3417 | 47.2358 | 63.2477 | 45.3352 | 70.2449
Central Coast | VIEJO 22049098 | 3165 | 19 | 42.4064 | 22 | 43.9929 | 4 | 1.711e-05 | 0.037818 |  | 6.4708e-07 | 1.711e-05 | 0.86364 | 0.96394 | {CAD84BE8-270C-4E67-9FBC-AF6CB4F5A5CC} | 182852204 | VIEJO 2204 | 9098 | 36.5996 | -121.9011 | 189 | 1116 | 56783.072 |  | 9682.1971 |  | 47100.8749 | 444.1507 | 3060.345 | 6.8442e-05 | 6.8442e-05 | 2691 | 3.5466 | 10.1476 | 2 | 2.1847 | 6.4503 | -0.64238 | 0.048571 | 0.0072867 | 1.1015 | 291.2903 | 24.0679 | 23.6331 | 0.5037 | 17.4508 | 18.6285 | 31.6163 | 11% | 0% | 8.1% | 53.7% | 0.2% | 96% | 0.61656 | 0.03 | 8.4286 | 22.2857 | 2.1329 | 3.1429 | 10.5406 | 9.3902 | 1.3292 | 1.9331 | 16.5536 | 15.4978 | 13.5258 | 13.6225 | 43.27 | 43.4341 | 31.5999 | 36.1827
Central Coast | SARATOGA 1103LC16 | 4742 | 93 | 231.3041 | 341 | 371.6675 | 31 | 2.5456e-05 | 0.037818 | 0.11131 | 9.6269e-07 | 1.7105e-05 | 0.27273 | 0.62234 | {D8FA53F1-4F5D-4A3B-A2ED-DEA75FD0EA10} | 83371103 | SARATOGA 1103 | LC16 | 37.264 | -122.0333 | 157 | 453 | 28092.8404 |  | 8155.3412 |  | 19937.4992 | 6890.8055 | 15856.2825 | 0.00053025 | 0.00078913 | 2692 | 2.5304 | 8.2622 | 2 | 1.5591 | 4.2746 | 1.3536 | 0.050918 | 0.0066464 | 1.7034 | 295.7854 | 39.5681 | 34.5599 | 1.0126 | 14.0383 | 15.3325 | 22.691 | 10.8% | 7.5% | 21.8% | 45.2% | 66.5% | 30.2% | 0.39528 | 0.037143 | 5.8118 | 21.2353 | 0.77214 | 3.4796 | 10.1733 | 8.4961 | 1.9862 | 3.5739 | 13.346 | 9.0241 | 8.9542 | 5.7639 | 56.5959 | 74.1295 | 49.8752 | 76.329
Bay Area | EDES 1112CR282 | 4813 | 110 | 367.5011 | 364 | 512.1184 | 49 | 2.5772e-05 | 0.037818 | 0.28134 | 9.7466e-07 | 1.7101e-05 | 0.3022 | 0.71761 | {C2D0F25E-59C9-41E0-A6F7-60C91C33934C} | 13681112 | EDES 1112 | CR282 | 37.7543 | -122.1482 | 89 | 478 | 30294.5359 |  | 6573.0208 |  | 23721.5151 | 6573.0208 | 23721.5151 | 0.00083794 | 0.0012628 | 2693 | 4.0237 | 10.843 | 2 | 2.2585 | 5.4781 | -1.5566 | 0.042162 | 0.007032 | 1.7877 | 293.0645 | 31.6637 | 30.3417 | 0.71799 | 15.681 | 17.1449 | 14.8573 | 11.3% | 26.9% | 16% | 42.8% | 19.8% | 72.6% | 0.61389 | 0.045811 | 9.7049 | 21.7377 | 2.6416 | 4.9189 | 8.3701 | 7.6188 | 1.5861 | 3.1761 | 15.1138 | 11.3112 | 10.0897 | 7.2048 | 51.2627 | 59.3302 | 44.3254 | 63.3112
Bay Area | EL CERRITO G 1110circuit_breaker | 4052 | 1 | 2.5307 | 4 | 3.8979 | 3 | 1.7062e-05 | 0.037818 |  | 6.4525e-07 | 1.7062e-05 | 0.25 | 0.64925 | {D5C37EEA-D463-430D-8618-04212D08A58F} | 12501110 | EL CERRITO G 1110 | circuit_breaker | 37.9161 | -122.3027 | 76 | 525 | 23369.4602 |  | 4384.063 |  | 18985.3972 | 376.2535 | 3101.4916 | 5.1186e-05 | 5.1186e-05 | 2694 | 2.2338 | 7.8981 | 2 | 2.3564 | 5.8955 | -1.4771 | 0.036667 | 0.007456 | 1.5438 | 293.0896 | 31.466 | 26.5675 | 0.66099 | 15.4188 | 16.8016 | 41.0018 | 11.1% | 0% | 6.4% | 22.5% | 11.4% | 59.9% | 0.77115 | 5.3054e-15 | 14.6 | 22 | 0.48333 | 0.66667 | 7.4718 | 6.8811 | 1.5656 | 2.823 | 14.4113 | 12.1082 | 10.379 | 8.3924 | 47.3582 | 46.5001 | 42.8666 | 56.6011
Bay Area | OAKLAND J 1106CR164 | 2603 | 53 | 156.8204 | 119 | 192.8413 | 17 | 2.2017e-05 | 0.037818 | 0.36099 | 8.3266e-07 | 1.6996e-05 | 0.44538 | 0.81321 | {4808F0D1-7684-45A4-AA78-2B2D6EF06890} | 12091106 | OAKLAND J 1106 | CR164 | 37.7664 | -122.1715 | 217 | 1734 | 80854.5065 |  | 10525.9253 |  | 70328.5813 | 2328.9296 | 10556.1286 | 0.00028894 | 0.0003743 | 2695 | 3.6029 | 10.9158 | 2 | 2.1431 | 5.3396 | -4.3387 | 0.05 | 0.0072208 | 1.7512 | 292.8698 | 31.4111 | 29.9392 | 0.68053 | 15.6697 | 17.1326 | 43.6574 | 10.9% | 28.9% | 11.3% | 43.7% | 15.2% | 71.7% | 0.6951 | 0.027407 | 9.5 | 20.6154 | 4.427 | 4.4074 | 8.345 | 7.6003 | 1.5712 | 3.0861 | 15.0208 | 11.4597 | 10.0815 | 7.3114 | 50.8645 | 56.6739 | 44.2369 | 62.0831
Central Coast | OTTER 110298036 | 1783 | 121 | 301.9081 | 285 | 385.9627 | 56 | 2.0004e-05 | 0.29398 | 0.81145 | 6.5836e-06 | 1.6928e-05 | 0.42456 | 0.78222 | {05EEF29D-5376-4D63-9244-FB865CD63617} | 182941102 | OTTER 1102 | 98036 | 36.1795 | -121.6955 | 86 | 39 | 15910.3483 |  | 14861.2597 |  | 1049.0886 | 14861.2597 | 1049.0886 | 0.00094796 | 0.0011202 | 2696 | 7.9736 | 27.7456 | 2 | 3.3237 | 8.8436 | -1.422 | 0.0091534 | 0.0059622 | 1.9926 | 293.2053 | 45.8594 | 39.9491 | 0.92474 | 12.4095 | 13.7848 | 0.60265 | 10.6% | 21.7% | 13% | 98.7% | 38.5% | 3.1% | 0.12936 | 0.036842 | 1.5333 | 10.2838 | 0.58974 | 1.5079 | 10.9866 | 10.4695 | 1.864 | 3.0075 | 11.3549 | 7.9008 | 7.4671 | 5.3179 | 74.1702 | 91.5661 | 58.9395 | 80.3463
Bay Area | OAKLAND J 1106CR330 | 3199 | 16 | 35.7305 | 23 | 39.3594 | 5 | 1.3784e-05 | 0.037818 | 1.3248 | 5.2129e-07 | 1.6868e-05 | 0.69565 | 0.9078 | {1C6F3DE6-AA4E-42DF-A55E-4A158925CCE7} | 12091106 | OAKLAND J 1106 | CR330 | 37.7648 | -122.1607 | 65 | 507 | 26986.4996 |  | 3874.576 |  | 23111.9235 | 845.057 | 3745.2206 | 8.4339e-05 | 6.892e-05 | 2697 | 2.507 | 9.1379 | 2 | 2.2279 | 5.4614 | -1.7908 | 0.02 | 0.0070216 | 1.8125 | 293.0337 | 31.6383 | 30.2561 | 0.71858 | 15.6783 | 17.151 | 37.824 | 10.7% | 51.3% | 3.3% | 30.9% | 20.1% | 72.4% | 0.65207 | 0.024 | 13.7143 | 22 | 1.394 | 2.3 | 8.343 | 7.598 | 1.5874 | 3.1834 | 15.1265 | 11.2786 | 10.0814 | 7.179 | 51.0375 | 59.337 | 44.2683 | 63.4787
Bay Area | CASTRO VALLEY 1108circuit_breaker | 4812 | 39 | 109.2315 | 101 | 142.742 | 19 | 2.6845e-05 | 0.037818 | 0.23233 | 1.0152e-06 | 1.6743e-05 | 0.38614 | 0.76524 | {22481AA9-CE3A-4C9E-8438-4DBF082EDD18} | 14091108 | CASTRO VALLEY 1108 | circuit_breaker | 37.6913 | -122.0615 | 115 | 156 | 12990.0712 |  | 4549.646 |  | 8440.4252 | 2110.9437 | 4182.109 | 0.00031811 | 0.00051005 | 2698 | 3.2705 | 10.6374 | 2.4348 | 2.669 | 6.0716 | 4.3429 | 0.017174 | 0.0070399 | 1.5538 | 293.8332 | 33.236 | 32.2734 | 0.76413 | 15.4546 | 16.8642 | 15.4647 | 10.5% | 24.6% | 18.1% | 40.5% | 32.1% | 62.1% | 0.38069 | 0.077826 | 4 | 20.0882 | 1.342 | 2.1957 | 8.7348 | 7.7799 | 1.6478 | 3.2072 | 14.9627 | 10.6382 | 10.0085 | 6.3463 | 52.9881 | 68.9691 | 45.7349 | 68.6666
Bay Area | FREMONT 1104MR707 | 8824 | 18 | 22.2839 | 26 | 27.0052 | 6 | 1.5019e-05 | 12.1307 | 1.2375 | 0.0001632 | 1.6702e-05 | 0.69231 | 0.82517 | {C3E4270B-E62A-43D8-B1E2-6AFA491A42A5} | 14351104 | FREMONT 1104 | MR707 | 37.5484 | -121.9379 | 17 | 0 | 14467.9261 |  | 14467.9261 |  | 0 | 2328.9027 | 0 | 0.00010021 | 9.0117e-05 | 2699 | 0.78694 | 2.4535 | 2 | 3.2448 | 7.0645 | 0.78354 | 0.0034694 | 0.006753 | 1.2534 | 295.7747 | 39.3858 | 32.1617 | 1.0258 | 14.1413 | 15.4097 | 4.3555 | 10.3% | 49.1% | 4% | 0.7% | 75% | 14% | 0.12166 | 0.016327 | 1 | 5 | 0.38122 | 0.53061 | 8.0208 | 6.7708 | 2.0926 | 3.7614 | 13.959 | 8.8981 | 9.3361 | 5.6414 | 46.2401 | 67.3626 | 48.0546 | 76.7125
North Valley | HAMILTON BRANCH 110153192 | 6179 | 1 | 3.8265 | 56 | 30.0314 | 10 | 7.2794e-06 | 0.037818 | 5.2544 | 2.7529e-07 | 1.6524e-05 | 0.017857 | 0.12742 | {D03C18EE-E1AA-4630-B396-89DAD0F5DDA8} | 102361101 | HAMILTON BRANCH 1101 | 53192 | 40.2726 | -121.0949 | 59 | 127 | 8310.4211 |  | 3316.9892 |  | 4993.4319 | 1145.8186 | 414.7168 | 0.00016524 | 7.2794e-05 | 2700 | 7.6224 | 24.2915 | 2 | 2.1432 | 6.5448 | -0.70139 | 0.0125 | 0.0038875 | 2.1567 | 290.6824 | 46.8251 | 36.8329 | 1.0174 | 12.3301 | 14.2788 | 2.5255 | 9% | 30.4% | 3.2% | 90.2% | 11.8% | 54.3% | 0.14776 | 0.040625 | 1.75 | 14.5833 | 0 | 3.5 | 14.0145 | 10.5799 | 1.8003 | 3.0926 | 11.6574 | 5.6849 | 7.1695 | 4.4611 | 63.7154 | 97.9406 | 60.3 | 92.9753
Bay Area | RALSTON 1101circuit_breaker | 410 | 123 | 354.909 | 374 | 499.6757 | 56 | 3.2322e-05 | 0.40447 | 0.07884 | 9.972e-06 | 1.6445e-05 | 0.32888 | 0.71028 | {C5ED9BB6-82EE-4A74-A509-3A42E5E8C396} | 24141101 | RALSTON 1101 | circuit_breaker | 37.5114 | -122.3402 | 197 | 1002 | 58267.378 |  | 13656.4798 |  | 44610.8982 | 7097.0963 | 24172.3454 | 0.0009209 | 0.00181 | 2701 | 3 | 10.0921 | 2.0588 | 3.4501 | 7.728 | 1.9799 | 0.018235 | 0.0069782 | 1.7776 | 294.244 | 31.6379 | 27.6092 | 0.79593 | 15.7298 | 17.2384 | 20.9375 | 10.2% | 14.5% | 24.1% | 36.1% | 36.7% | 76.6% | 0.54628 | 0.054431 | 7.7656 | 20.7344 | 1.8714 | 4.4 | 10.0606 | 8.8537 | 1.722 | 3.1795 | 14.9594 | 11.8851 | 10.8047 | 8.2634 | 54.7 | 51.3162 | 42.2384 | 58.938
Bay Area | RALSTON 11022028 | 1941 | 0 | 0 | 3 | 1.3672 | 1 | 3.4628e-05 | 0.037818 | 0.47465 | 1.3096e-06 | 1.6436e-05 | 0 | 0 | {24F66B4A-94A3-4B18-925C-2BF0060C2435} | 24141102 | RALSTON 1102 | 2028 | 37.5114 | -122.3193 | 84 | 210 | 15061.7742 |  | 3748.0499 |  | 11313.7243 | 2900.1535 | 10961.6769 | 1.6436e-05 | 3.4628e-05 | 2702 | 1.5016 | 6.2926 | 2 | 2.7295 | 6.8184 | 4.9483 | 0.0037209 | 0.006913 | 1.4842 | 295.5466 | 34.9933 | 30.3408 | 0.92725 | 15.0921 | 16.4743 | 15.0655 | 10% | 32.7% | 27.4% | 13.2% | 58.4% | 41% | 0.59939 | 0.017209 | 8.4286 | 19.4286 | 1.5123e-14 | 0.069767 | 10.0124 | 8.9065 | 1.9592 | 3.526 | 14.0499 | 10.8635 | 10.3031 | 7.3732 | 57.5539 | 58.1876 | 45.9346 | 64.9301
North Valley | CORNING 110185162 | 8769 | 0 | 0 | 88 | 19.1564 | 22 | 2.0953e-05 | 56.7341 | 0.18688 | 0.0010843 | 1.6376e-05 | 0 | 0 | {9C401B14-4A54-4DA8-B9DB-3EDB68F74D1D} | 103331101 | CORNING 1101 | 85162 | 39.9385 | -122.4044 | 45 | 18 | 9561.9318 |  | 9259.5842 |  | 302.3476 | 9259.5842 | 302.3476 | 0.00036028 | 0.00046096 | 2703 | 1.0132 | 2.6528 | 2 | 3.2576 | 9.8233 | 0.014141 | 0.0058654 | 0.0062351 | 1.5514 | 298.1169 | 48.7293 | 40.4619 | 1.5197 | 12.2973 | 13.7585 | 0.65691 | 8.7% | 5.7% | 15.3% | 0.9% | 72% | 52.3% | 0.1174 | 0.0094231 | 1.6216 | 11.027 | 0.20913 | 0.84615 | 14.2428 | 10.55 | 2.9421 | 4.6139 | 10.9838 | 6.1256 | 7.3171 | 4.6402 | 77.9291 | 108.6872 | 62.3286 | 90.8603
Central Coast | LOS OSITOS 21027470 | 6965 | 14 | 18.063 | 23 | 22.12 | 6 | 1.6342e-05 | 1.144 |  | 1.7863e-05 | 1.6342e-05 | 0.6087 | 0.81659 | {D0772DC9-F8FF-4FD1-BF38-1CDC8034D04A} | 182082102 | LOS OSITOS 2102 | 7470 | 36.29 | -121.1966 | 218 | 203 | 48769.0899 |  | 43864.2595 |  | 4904.8303 | 6032.2925 | 457.2787 | 9.8051e-05 | 9.8051e-05 | 2704 | 0.67893 | 1.8619 | 2 | 3.2445 | 8.2826 | -3.7321 | 0.0089333 | 0.0060323 | 0.81433 | 297.396 | 45.2931 | 35.302 | 1.1976 | 13.2033 | 13.9415 | 0.30703 | 10.4% | 0% | 6.8% | 3.1% | 88.3% | 10.6% | 0.1905 | 0.043333 | 1.4348 | 15.0435 | 0.0090667 | 0.30667 | 6.7734 | 6.5637 | 2.1261 | 3.5206 | 12.0653 | 8.4304 | 8.256 | 5.1926 | 53.2885 | 71.2537 | 55.3965 | 79.2945
Central Coast | EDENVALE 1102XR064 | 6572 | 1 | 1.2048 | 8 | 5.2724 | 3 | 2.1308e-05 | 128.2934 | 0 | 0.0030851 | 1.6246e-05 | 0.125 | 0.2285 | {7567099C-0C78-4F90-B664-1299D6F2A2C9} | 82951102 | EDENVALE 1102 | XR064 | 37.2239 | -121.7797 | 45 | 19 | 6711.6547 |  | 5786.1483 |  | 925.5064 | 956.603 | 65.3624 | 4.8737e-05 | 6.3923e-05 | 2705 | 1.5585 | 4.6535 | 2 | 2.4103 | 5.6368 | -3.8333 | 0.0066667 | 0.0067158 | 1.3523 | 296.0822 | 39.066 | 33.7196 | 1.013 | 14.2294 | 15.421 | 22.8289 | 10.3% | 0% | 14.7% | 21.8% | 67% | 33.3% | 0.13741 | 0.021111 | 1.2 | 8.6 | 0.15111 | 0.88889 | 10.3667 | 8.6733 | 1.9952 | 3.6027 | 13.4088 | 9.218 | 9.0364 | 5.6413 | 56.228 | 72.8045 | 49.3685 | 75.5921
Central Valley | SALT SPRINGS 21014913 | 7363 | 2 | 5.1808 | 913 | 420.6927 | 68 | 4.4963e-06 | 0.037818 | 6.2556 | 1.7004e-07 | 1.6206e-05 | 0.0021906 | 0.012315 | {E91E5054-3C36-49EA-8A97-9B6297ED700A} | 163692101 | SALT SPRINGS 2101 | 4913 | 38.421 | -120.0974 | 86 | 145 | 9037.0283 |  | 6222.6929 |  | 2814.3355 | 6222.6929 | 2814.3355 | 0.001102 | 0.00030575 | 2706 | 7.5486 | 18.2002 | 2 | 2.7332 | 8.6466 | -0.89907 | 0.046197 | 0.0038799 | 3.4239 | 288.4534 | 51.3314 | 37.9971 | 0.93305 | 10.6091 | 12.8338 | 0.83306 | 6.7% | 29.9% | 2.4% | 78.7% | 1.1% | 12.9% | 0.0051109 | 0.035915 | 3.7458 | 19.5593 | 0.028732 | 12.8592 | 13.7737 | 11.4828 | 1.6038 | 2.471 | 10.3918 | 5.6726 | 6.0937 | 4.2745 | 75.416 | 98.7747 | 66.0395 | 92.3517
Bay Area | BERESFORD 0403circuit_breaker | 369 | 120 | 310.4997 | 342 | 437.4114 | 23 | 4.2031e-05 | 0.037818 | 0.038769 | 1.5895e-06 | 1.6143e-05 | 0.35088 | 0.70986 | {E9CC44B0-F274-485D-B5C7-CF59D96240F4} | 24040403 | BERESFORD 0403 | circuit_breaker | 37.5648 | -122.3193 | 161 | 892 | 43593.5891 |  | 8781.4305 |  | 34812.1586 | 1971.1564 | 3475.5666 | 0.00037129 | 0.0009667 | 2707 | 3.4058 | 10.6183 | 2 | 2.3155 | 6.2651 | 2.0195 | 0.042143 | 0.0070681 | 1.6935 | 294.0483 | 31.4761 | 27.0324 | 0.77539 | 15.7191 | 17.1912 | 17.3232 | 9.8% | 10.5% | 35% | 40.1% | 34.7% | 76.2% | 0.49987 | 0.033571 | 4.9 | 17 | 7.4804 | 12.2143 | 9.9371 | 8.73 | 1.7275 | 3.103 | 14.6867 | 12.0226 | 11.0853 | 8.634 | 53.2265 | 50.1541 | 42.6111 | 57.2219
Central Valley | SAN JOAQUIN #2 1103circuit_breaker | 129 | 536 | 836.5621 | 2064 | 1450.4191 | 389 | 5.2822e-05 | 359.212 | 7.6122 | 0.020073 | 0.00019541 | 0.25969 | 0.57677 | {65F04F88-77E2-416B-8718-E84D34A90738} | 252521103 | SAN JOAQUIN #2 1103 | circuit_breaker | 37.2039 | -119.4966 | 761 | 839 | 162156.2756 | 100.7595 | 109277.3995 | 67.902 | 52878.8762 | 109277.3995 | 52878.8762 | 0.076016 | 0.020548 | 1421 | 2.3203 | 7.3474 | 2.1699 | 1.8198 | 4.5399 | -0.073512 | 0.016361 | 0.0058059 | 1.8171 | 297.6893 | 51.9108 | 34.4806 | 1.47 | 11.3484 | 12.6442 | 0.8817 | 37.9% | 35.4% | 58.1% | 38.1% | 84.7% | 27.5% | 0.081687 | 0.099499 | 1.8335 | 14.6949 | 0.71811 | 1.3438 | 7.7993 | 6.9993 | 2.4799 | 4.023 | 10.5651 | 6.4291 | 6.7621 | 4.3104 | 49.7408 | 70.0243 | 66.1407 | 88.4927
Central Coast | HICKS 111512494 | 6816 | 7 | 18.1417 | 7 | 18.1417 | 1 | 1.608e-05 | 0.037818 |  | 6.081e-07 | 1.608e-05 | 1 | 1 | {B1F37713-3EC7-40D5-8605-FC72CCDF028E} | 83431115 | HICKS 1115 | 12494 | 37.2435 | -121.9378 | 96 | 310 | 16330.6103 |  | 4186.1864 |  | 12144.4239 | 84.655 | 101.4222 | 1.608e-05 | 1.608e-05 | 2709 | 1.1605 | 6.163 | 2 | 1.43 | 4.6712 | -2.4475 | 1.819e-14 | 0.0064185 | 1.4752 | 295.6404 | 43.1241 | 36.7044 | 1.051 | 13.3529 | 14.5445 | 35.4 | 10.1% | 0% | 6.4% | 35.2% | 78.2% | 12.8% | 0.90114 | 0 | 5 | 22 | 1.43 | 7 | 10.0269 | 8.2138 | 2.0528 | 3.6051 | 12.5054 | 8.0547 | 8.6761 | 5.2291 | 57.8199 | 79.3315 | 53.2904 | 81.5845
Central Coast | SARATOGA 1105circuit_breaker | 2103 | 10 | 18.8082 | 27 | 29.7951 | 4 | 2.8662e-05 | 0.037818 | 0.1526 | 1.0839e-06 | 1.592e-05 | 0.37037 | 0.63125 | {0AC2A538-D1DE-4BF0-89DD-0FB685A31962} | 83371105 | SARATOGA 1105 | circuit_breaker | 37.281 | -122.0151 | 178 | 442 | 28405.9242 |  | 8763.0473 |  | 19642.8769 | 514.5552 | 353.5658 | 6.3681e-05 | 0.00011465 | 2710 | 2.5177 | 7.4153 | 2 | 1.5259 | 4.0059 | 3.022 | 0.011111 | 0.0067191 | 1.4595 | 296.0312 | 39.4097 | 34.4046 | 1.0124 | 14.1208 | 15.3165 | 24.9306 | 9.9% | 8.5% | 25.6% | 41.9% | 66.1% | 32.2% | 0.33407 | 0.023333 | 2.1667 | 16.5 | 0.52889 | 3 | 10.1468 | 8.4553 | 2.0122 | 3.5652 | 13.2434 | 9.2389 | 8.9934 | 5.8874 | 56.828 | 72.9042 | 50.1316 | 75.2137
Central Coast | PERRY 110185870 | 8009 | 49 | 161.2173 | 180 | 223.5674 | 40 | 1.7166e-05 | 0.82288 | 0.4689 | 1.2723e-05 | 1.5919e-05 | 0.27222 | 0.72111 | {EA98B02D-6B86-41AE-8783-1ADC45A8F561} | 183071101 | PERRY 1101 | 85870 | 35.5669 | -121.0747 | 165 | 121 | 33741.7069 |  | 26928.3914 |  | 6813.3154 | 14444.7623 | 4316.2773 | 0.00063676 | 0.00068665 | 2711 | 0.72882 | 2.9376 | 2 | 2.3553 | 7.6622 | -3.1237 | 0.0042534 | 0.0067919 | 1.3624 | 294.3396 | 32.4725 | 29.045 | 0.79254 | 15.8181 | 16.8432 | 1.7162 | 9.7% | 15.4% | 8.2% | 8.1% | 25.6% | 65.4% | 0.13985 | 0.011448 | 2.1316 | 13.9342 | 0.31575 | 0.81448 | 8.5224 | 8.2225 | 1.5586 | 2.6298 | 15.9014 | 11.9067 | 12.4641 | 8.8965 | 44.2553 | 54.9457 | 38.1739 | 55.7833
Central Coast | BAYWOOD 1101circuit_breaker | 5149 | 4 | 16.2488 | 31 | 29.2991 | 8 | 1.9827e-05 | 0.041935 | 0.16556 | 8.3371e-07 | 1.5914e-05 | 0.12903 | 0.55458 | {82D72170-020E-4DD7-9C9F-960EDB0862CE} | 182801101 | BAYWOOD 1101 | circuit_breaker | 35.3611 | -120.8113 | 291 | 226 | 58304.6686 |  | 46581.9622 |  | 11722.7064 | 6577.3472 | 1140.7996 | 0.00012731 | 0.00015862 | 2712 | 1.3623 | 4.787 | 2 | 2.3645 | 7.4076 | -2.6336 | 0.0091954 | 0.0072544 | 1.2036 | 294.4451 | 30.8329 | 28.1304 | 0.75973 | 16.1368 | 17.082 | 2.3555 | 9.5% | 8.9% | 12.8% | 23.3% | 23.3% | 74.2% | 0.15353 | 0.03 | 1.5 | 14.1667 | 0.10483 | 0.35632 | 8.1886 | 8.5024 | 1.6371 | 2.7257 | 15.8812 | 13.4679 | 12.3249 | 9.9604 | 45.1446 | 50.8153 | 38.7883 | 49.4243
Bay Area | OAKLAND J 1102CR252 | 645 | 76 | 241 | 168 | 288.3326 | 16 | 2.1457e-05 | 0.037818 | 0.075555 | 8.1145e-07 | 1.5906e-05 | 0.45238 | 0.83584 | {FD5FE64E-C40E-49F6-A1B2-6062B4E7CFF6} | 12091102 | OAKLAND J 1102 | CR252 | 37.7877 | -122.2108 | 224 | 1736 | 74767.1967 |  | 9897.4043 |  | 64869.7924 | 1754.2398 | 2370.1319 | 0.00025449 | 0.00034331 | 2713 | 2.3652 | 8.4896 | 2 | 2.2284 | 5.4437 | -3.5705 | 0.028 | 0.0068937 | 2.0265 | 292.7209 | 33.5695 | 31.0979 | 0.74427 | 15.0842 | 16.6201 | 43.5003 | 9.6% | 14.1% | 10.5% | 27.4% | 26.3% | 40.5% | 0.7728 | 0.0295 | 5.5789 | 18.3684 | 12.3475 | 8.4 | 8.1409 | 7.4945 | 1.5931 | 3.128 | 14.6784 | 10.5356 | 9.894 | 6.9261 | 51.4075 | 60.6314 | 45.4727 | 66.3266
Bay Area | WALDO 0401circuit_breaker | 737 | 40 | 121.0512 | 84 | 144.412 | 18 | 1.2874e-05 | 0.037818 | 0.80167 | 4.8685e-07 | 1.5852e-05 | 0.47619 | 0.83823 | {5B6AAB3F-644A-4510-BA3F-1EFCD22509A2} | 13350401 | WALDO 0401 | circuit_breaker | 37.9095 | -122.3067 | 162 | 1463 | 69459.7953 |  | 9140.627 |  | 60319.1683 | 2562.0667 | 17075.9419 | 0.00028533 | 0.00023172 | 2714 | 1.9338 | 7.5853 | 2 | 2.3555 | 5.8027 | 0.46152 | 0.019667 | 0.0074315 | 1.566 | 293.2499 | 31.6272 | 26.8427 | 0.67699 | 15.4258 | 16.8157 | 39.6484 | 9.4% | 39.4% | 3.1% | 19.6% | 14.7% | 60.3% | 0.71297 | 0.013667 | 13.3793 | 21.931 | 2.3137 | 2.8 | 7.4423 | 6.8365 | 1.592 | 2.8839 | 14.4094 | 12.068 | 10.4153 | 8.365 | 47.5665 | 47.194 | 42.9002 | 56.9467
Central Coast | JOLON 1102circuit_breaker | 5738 | 7 | 10.2313 | 43 | 23.3789 | 5 | 2.5059e-05 | 2.7268 | 0.012926 | 6.8213e-05 | 1.5851e-05 | 0.16279 | 0.43763 | {370C8631-3D98-4FD6-A4A1-B8DD1604CB6A} | 182981102 | JOLON 1102 | circuit_breaker | 36.0134 | -121.1676 | 229 | 122 | 50618.2914 |  | 38579.7369 |  | 12038.5546 | 36119.0128 | 11659.8838 | 7.9257e-05 | 0.0001253 | 2715 | 0.78663 | 2.3169 | 2 | 2.3568 | 6.5905 | -0.24476 | 0.0030443 | 0.0053939 | 1.0616 | 298.9558 | 50.3016 | 39.7622 | 1.5082 | 12.3326 | 13.2379 | 0.12807 | 9.3% | 4.9% | 21.4% | 4.8% | 99.6% | 2.4% | 0.10505 | 0.0060886 | 1.3729 | 11.6949 | 0.0029672 | 0.082852 | 7.3998 | 6.511 | 2.5899 | 4.3226 | 11.1513 | 6.7444 | 7.4887 | 4.1338 | 54.4201 | 81.3482 | 61.6107 | 89.0885
Central Valley | MARIPOSA 210210250 | 8419 | 1 | 1.2048 | 4 | 2.5701 | 2 | 2.9938e-05 | 51.9999 | 0 | 0.0015568 | 1.5794e-05 | 0.25 | 0.46876 | {0F280189-7238-4409-8E14-ABF01E8D5CE1} | 254452102 | MARIPOSA 2102 | 10250 | 37.4632 | -119.9479 | 4 | 1 | 84.368 |  | 66.9649 |  | 17.4031 | 66.9649 | 17.4031 | 3.1587e-05 | 5.9876e-05 | 2716 | 0.52024 | 2.9066 | 2 | 2.2606 | 5.2336 | 0.975 | 0 | 0.0060149 | 1.9557 | 296.9003 | 49.1933 | 31.624 | 1.3567 | 11.9601 | 13.3262 | 5.1636 | 6.4% | 0% | 27.7% | 10% | 71.2% | 46.3% | 0.91807 | 0 | 10 | 23 | 1.125 | 2 | 8.0389 | 6.8897 | 2.3599 | 3.8217 | 11.5479 | 6.5319 | 7.7128 | 4.3993 | 43.1375 | 66.8058 | 60.4193 | 88.5818
Central Coast | SAN ARDO 11017094 | 8034 | 10 | 12.9449 | 35 | 26.2353 | 7 | 1.5513e-05 | 1.6817 | 1.1442 | 2.0383e-05 | 1.5761e-05 | 0.28571 | 0.49342 | {27DDD5EE-54A2-4E5E-9658-0DB34C83F134} | 182191101 | SAN ARDO 1101 | 7094 | 36.1124 | -121.038 | 82 | 63 | 33044.4774 |  | 26905.8115 |  | 6138.6659 | 1399.194 | 1588.122 | 0.00011033 | 0.00010859 | 2717 | 1.1177 | 2.3683 | 2 | 2.4009 | 7.5363 | 0.051615 | 0.0074 | 0.0057212 | 0.86009 | 298.061 | 46.5469 | 37.2274 | 1.3053 | 12.9942 | 13.7654 | 0 | 9.2% | 26.6% | 5.7% | 5.3% | 92.3% | 7.5% | 0.11991 | 0.005 | 1.2308 | 16.7692 | 0.0816 | 0.7 | 7.7928 | 7.0688 | 2.3237 | 3.8086 | 11.578 | 8.2461 | 8.0812 | 4.9896 | 55.2217 | 74.8617 | 57.251 | 81.0355
Sierra | SUMMIT 110148632 | 7328 | 1 | 1.9471 | 279 | 128.6417 | 35 | 6.4358e-06 | 0.037818 | 3.4476 | 2.4339e-07 | 1.5756e-05 | 0.0035842 | 0.015136 | {E1505A10-613C-46C7-B0BB-34C322CF97E4} | 152591101 | SUMMIT 1101 | 48632 | 39.3201 | -120.3791 | 89 | 153 | 8061.6364 |  | 4368.1754 |  | 3693.461 | 4368.1754 | 3693.461 | 0.00055146 | 0.00022525 | 2718 | 5.8274 | 18.5207 | 2 | 2.8337 | 7.5624 | -1.4639 | 0.055686 | 0.0037144 | 5.0728 | 287.0252 | 46.3753 | 31.4626 | 0.79974 | 11.1208 | 14.0824 | 3.6769 | 4.1% | 15.1% | 2% | 78.5% | 2.7% | 4.1% | 0.25567 | 0.021961 | 5.5333 | 19.1333 | 0 | 5.4706 | 11.8188 | 9.1882 | 1.2616 | 2.121 | 11.4524 | 6.4721 | 6.6311 | 4.8226 | 62.7829 | 84.9266 | 61.2502 | 87.3735
Central Coast | VASONA 1102circuit_breaker | 2012 | 4 | 5.1861 | 18 | 12.4439 | 3 | 3.4639e-05 | 0.037818 | 0 | 1.31e-06 | 1.5749e-05 | 0.22222 | 0.41676 | {8811ADA4-0D4D-4B1D-A0EC-DFD7E2D2F011} | 83771102 | VASONA 1102 | circuit_breaker | 37.254 | -121.9662 | 578 | 1509 | 86892.9615 |  | 24792.446 |  | 62100.5155 | 282.6401 | 296.6694 | 4.7246e-05 | 0.00010392 | 2719 | 2.3357 | 8.5088 | 2 | 1.6831 | 5.4144 | 1.2568 | 0.0075 | 0.0065002 | 1.4762 | 295.7667 | 41.2256 | 35.6854 | 1.0321 | 13.8159 | 14.9984 | 24.2497 | 9% | 0% | 37.4% | 47.1% | 73.6% | 23.4% | 0.5589 | 0.0125 | 4 | 17.75 | 0.885 | 4.5 | 10.1044 | 8.3416 | 2.0567 | 3.5804 | 12.9706 | 8.4923 | 8.8479 | 5.4437 | 56.6416 | 77.1167 | 51.253 | 79.0617
Central Valley | BEAR VALLEY 2105circuit_breaker | 9867 | 14 | 28.1654 | 18 | 30.1529 | 8 | 2.8221e-05 | 1.0843 | 0.15298 | 1.9985e-05 | 1.5722e-05 | 0.77778 | 0.93409 | {3A07F3B8-E9B8-45C5-8744-6792C16A4186} | 252192105 | BEAR VALLEY 2105 | circuit_breaker | 37.5861 | -120.1255 | 17 | 4 | 7018.3692 |  | 6175.4075 |  | 842.9617 | 6175.4075 | 842.9617 | 0.00012578 | 0.00022576 | 2720 | 1.9099 | 4.7827 | 2 | 2.3241 | 5.9266 | 4.396 | 0.00012048 | 0.0058214 | 1.6661 | 297.2938 | 52.4913 | 37.1705 | 1.4412 | 11.2974 | 12.5568 | 1.2128 | 6.2% | 3% | 25.3% | 20.8% | 82.3% | 25.5% | 0.07196 | 0.0093976 | 2.1111 | 14.2222 | 0.3512 | 0.21687 | 7.3832 | 6.3327 | 2.3742 | 4.0699 | 11.1141 | 6.2291 | 7.819 | 4.3872 | 52.7535 | 82.9189 | 61.5433 | 90.5365
Central Coast | MORRO BAY 1102V84 | 3814 | 13 | 19.0146 | 13 | 19.0146 | 1 | 1.5668e-05 | 20.5701 |  | 0.00032229 | 1.5668e-05 | 1 | 1 | {C6CF638E-9C90-41DD-9ABD-A01972E6D396} | 183011102 | MORRO BAY 1102 | V84 | 35.3169 | -120.8248 | 258 | 1914 | 100285.2027 |  | 15814.6457 |  | 84470.557 | 101.4196 | 784.6383 | 1.5668e-05 | 1.5668e-05 | 2721 | 1.5189 | 3.6854 | 2 | 2.4909 | 8.2629 | 0.89643 | 0 | 0.0074059 | 1.0092 | 293.0093 | 27.6243 | 25.5135 | 0.62861 | 16.7799 | 17.6578 | 33.5308 | 8.8% | 0% | 5.9% | 13.9% | 10.4% | 87.5% | 0.34006 | 0 | 3.6 | 22 | 2.3986 | 1.8571 | 8.0918 | 8.5238 | 1.6255 | 2.1429 | 16.1713 | 15.4025 | 12.6416 | 11.5037 | 44.4321 | 44.7193 | 36.9072 | 40.7936
Central Coast | RESERVATION ROAD 11023030 | 7257 | 46 | 153.5564 | 241 | 254.8842 | 54 | 1.8853e-05 | 0.76412 | 0.621 | 1.3525e-05 | 1.5655e-05 | 0.19087 | 0.60246 | {B5391BD5-06CA-49EB-98DD-175A1FD20C36} | 182731102 | RESERVATION ROAD 1102 | 3030 | 36.5854 | -121.6002 | 212 | 200 | 54764.5126 |  | 41722.8305 |  | 13041.6821 | 10130.7204 | 7964.3819 | 0.00084535 | 0.0010181 | 2722 | 1.539 | 4.4697 | 2 | 2.9722 | 7.4338 | -1.9484 | 0.010632 | 0.0065443 | 1.0384 | 294.7636 | 36.0237 | 30.5997 | 0.8745 | 14.758 | 15.8022 | 1.0043 | 8.6% | 17.9% | 11.2% | 20.3% | 34.2% | 43.4% | 0.12701 | 0.010211 | 1.6629 | 15.2472 | 0.43121 | 1.2684 | 8.9868 | 8.4766 | 1.7723 | 2.9579 | 13.8315 | 11.4659 | 10.4931 | 8.6808 | 52.3185 | 61.3611 | 45.7346 | 59.1653
Central Coast | GONZALES 11033096 | 2481 | 5 | 9.6766 | 27 | 21.4131 | 10 | 2.0798e-05 | 0.25522 | 0.57285 | 6.0228e-06 | 1.5635e-05 | 0.18519 | 0.4519 | {5544109A-90D8-4D98-A117-3D3506C6B01F} | 182131103 | GONZALES 1103 | 3096 | 36.4982 | -121.4501 | 206 | 190 | 39846.5611 |  | 29023.6121 |  | 10822.9489 | 2007.6917 | 1124.7032 | 0.00015635 | 0.00020798 | 2723 | 1.4234 | 4.3317 | 2 | 2.8125 | 7.1098 | -1.7293 | 0.012 | 0.005778 | 1.2335 | 295.2596 | 42.9035 | 35.7905 | 1.065 | 13.2628 | 14.3803 | 0.092099 | 8.4% | 17.2% | 13.9% | 20% | 79.7% | 11.5% | 0.2358 | 0.0156 | 2.125 | 14.6875 | 0.1442 | 0.54 | 8.9078 | 8.4154 | 1.8089 | 3.2811 | 12.9456 | 9.1104 | 9.7495 | 7.179 | 56.6709 | 75.4492 | 50.6443 | 70.895
Central Valley | AUBERRY 1101R322 | 3689 | 23 | 46.6899 | 82 | 68.1499 | 31 | 1.3949e-05 | 1.4836 | 1.1228 | 2.3051e-05 | 1.5632e-05 | 0.28049 | 0.68511 | {BA3893C1-711D-4BF6-9767-7C0EC1B0CA4D} | 254151101 | AUBERRY 1101 | R322 | 37.0906 | -119.4686 | 45 | 39 | 20602.1306 |  | 12046.3509 |  | 8555.7798 | 12046.3509 | 8555.7798 | 0.00048458 | 0.00043241 | 2724 | 2.3537 | 6.0353 | 2 | 1.9788 | 4.9941 | 0.81368 | 0.008806 | 0.0053524 | 1.7413 | 296.8518 | 56.8875 | 37.1629 | 1.4953 | 10.2751 | 11.5529 | 0.43666 | 6% | 7.1% | 8.4% | 31.9% | 87.1% | 9.3% | 0.010283 | 0.046418 | 1.1884 | 13.6232 | 0.21388 | 0.40796 | 7.2005 | 6.4828 | 2.5185 | 4.0188 | 9.4384 | 5.6451 | 5.9041 | 3.8369 | 52.128 | 72.5891 | 72.3844 | 93.7657
Bay Area | EL CERRITO G 1113circuit_breaker | 2477 | 0 | 0 | 6 | 3.9608 | 2 | 1.1305e-05 | 0.037818 | 1.6578 | 4.2755e-07 | 1.5552e-05 | 0 | 0 | {F1CD3584-0342-4B1C-AC95-933DCB32DB86} | 12501113 | EL CERRITO G 1113 | circuit_breaker | 37.9162 | -122.3027 | 199 | 791 | 33352.891 |  | 6919.0978 |  | 26433.7932 | 336.063 | 1296.0366 | 3.1104e-05 | 2.2611e-05 | 2725 | 2.0851 | 6.0668 | 2 | 2.3215 | 5.7624 | 2.8159 | 0.0042857 | 0.0074101 | 1.5855 | 293.3898 | 31.7679 | 27.0831 | 0.69097 | 15.432 | 16.8279 | 40.4663 | 9.3% | 55.4% | 1.8% | 12.2% | 16.9% | 60.6% | 0.65932 | 0.014286 | 8.2 | 21.2 | 0.027143 | 0.85714 | 7.4166 | 6.7976 | 1.6151 | 2.9372 | 14.4078 | 12.0329 | 10.4469 | 8.3412 | 47.7484 | 47.8 | 42.9295 | 57.2484
North Valley | PIT NO 1 110170952 | 7469 | 7 | 9.1509 | 106 | 53.4558 | 22 | 1.503e-05 | 15.0083 | 0.86808 | 0.00030102 | 1.5366e-05 | 0.066038 | 0.17119 | {8AC91F5C-D86E-4B8D-B342-7C652EFA0FA1} | 103721101 | PIT NO 1 1101 | 70952 | 41.004 | -121.4472 | 58 | 144 | 7342.9956 |  | 2749.7949 |  | 4593.2007 | 2745.2229 | 4593.2007 | 0.00033804 | 0.00033066 | 2726 | 1.349 | 6.7233 | 2 | 2.3112 | 6.8665 | -0.15264 | 0.0063333 | 0.0045659 | 1.4927 | 292.2684 | 39.9745 | 31.2182 | 1.0097 | 13.9879 | 15.6993 | 5.0158 | 8.1% | 9.6% | 11.6% | 34.1% | 9.5% | 96.5% | 0.40297 | 0.011667 | 7.3462 | 20.9231 | 2.145 | 3.5333 | 7.9344 | 7.1631 | 1.8134 | 3.0835 | 13.2776 | 7.4819 | 8.4611 | 5.7339 | 50.3533 | 76.3685 | 53.292 | 81.8031
North Coast | CLEAR LAKE 110192870 | 180 | 3 | 3.6143 | 4 | 3.8293 | 3 | 6.193e-05 | 0.12932 | 0.0024582 | 6.4989e-06 | 1.5255e-05 | 0.75 | 0.94386 | {91E6CF65-65E6-49D9-99AE-7F739C671773} | 42141101 | CLEAR LAKE 1101 | 92870 | 38.9894 | -122.8469 | 341 | 654 | 66268.9305 |  | 29084.561 |  | 37184.3695 | 859.6824 | 1058.2594 | 4.5765e-05 | 0.00018579 | 2727 | 3.5948 | 8.3094 | 2 | 2.2724 | 6.6063 | -3.1273 | 0.01375 | 0.0061033 | 2.33 | 296.2656 | 40.9398 | 36 | 1.2088 | 13.8772 | 15.6699 | 7.9299 | 1% | 2.1% | 12.6% | 11.4% | 88.1% | 11.8% | 0.12599 | 0.030417 | 1.4545 | 14.2727 | 0.18958 | 0.16667 | 10.2118 | 8.4616 | 2.3221 | 4.0086 | 13.3828 | 7.4331 | 8.6332 | 4.6213 | 58.4944 | 88.472 | 50.9844 | 84.0422
Bay Area | LAS POSITAS 2108MR190 | 2996 | 11 | 13.1174 | 17 | 16.0712 | 3 | 2.1039e-05 | 24.9799 | 0 | 0.00057237 | 1.5232e-05 | 0.64706 | 0.81621 | {BBAD7CA8-9930-4EC0-8393-CDE6447A6BA4} | 14402108 | LAS POSITAS 2108 | MR190 | 37.6652 | -121.7354 | 223 | 126 | 24406.3976 |  | 17286.4534 |  | 7119.9442 | 1015.7929 | 1334.3457 | 4.5696e-05 | 6.3117e-05 | 2728 | 1.0239 | 3.7167 | 2 | 3.0989 | 7.4259 | 0.25091 | 0.005 | 0.0067524 | 1.1094 | 296.7375 | 39.9271 | 32.088 | 1.1114 | 14.1825 | 15.3411 | 6.7826 | 9.1% | 0% | 9.6% | 4.2% | 89.8% | 14.9% | 0.11483 | 0.014444 | 1.75 | 18.5 | 0.051111 | 0.94444 | 7.2066 | 6.0389 | 2.2514 | 3.9206 | 13.7554 | 8.8169 | 9.6348 | 5.6886 | 45.0036 | 67.9721 | 48.2271 | 76.683
North Valley | EAST QUINCY 11011319 | 7483 | 1 | 1.3543 | 5 | 3.5772 | 2 | 1.5185e-05 | 0.037818 |  | 5.7425e-07 | 1.5185e-05 | 0.2 | 0.37859 | {F015A61C-A7C7-4E4E-9F7E-089F729D8AF8} | 102551101 | EAST QUINCY 1101 | 1319 | 39.9337 | -120.9046 | 28 | 116 | 6468.8134 |  | 1710.625 |  | 4758.1883 | 230.1059 | 582.2453 | 3.0369e-05 | 3.0369e-05 | 2729 | 5.5403 | 15.4724 | 2.2857 | 1.7088 | 5.1447 | -3.0145 | 0.024286 | 0.0043218 | 2.7619 | 292.9705 | 45.7968 | 37.5341 | 1.13 | 12.3363 | 14.3713 | 18.8103 | 7.8% | 0% | 11.8% | 67.3% | 25.4% | 54.9% | 0.072699 | 0.0085714 | 2.6667 | 22 | 0.20143 | 0.71429 | 12.9809 | 10.4922 | 2.0383 | 3.4103 | 12.0617 | 6.3093 | 7.2538 | 4.9639 | 63.037 | 94.5508 | 59.1409 | 89.1792
Central Coast | DEL MONTE 110138582 | 954 | 29 | 66.4549 | 31 | 67.1568 | 4 | 1.7336e-05 | 0.052915 | 0 | 7.8604e-07 | 1.5176e-05 | 0.93548 | 0.98955 | {2F70F4D8-3BA3-4012-9A01-B8B771F3D276} | 182221101 | DEL MONTE 1101 | 38582 | 36.6191 | -121.8249 | 117 | 519 | 33430.0563 |  | 8603.6462 |  | 24826.4101 | 792.5912 | 389.3044 | 6.0703e-05 | 6.9342e-05 | 2730 | 0.93743 | 4.8634 | 2 | 2.2993 | 5.3711 | 0.98498 | 0.0022222 | 0.0075036 | 1.2657 | 292.1401 | 22.8288 | 22.6477 | 0.5105 | 17.9201 | 19.1816 | 22.7903 | 8.2% | 0% | 9% | 23.8% | 2.4% | 100% | 0.67775 | 0.0044444 | 3 | 16 | 1.43 | 3.4444 | 10.3553 | 9.3324 | 1.373 | 2.1512 | 16.8433 | 15.7672 | 14.229 | 13.5796 | 40.877 | 42.1829 | 30.5275 | 36.4551
Central Coast | LLAGAS 21011451 | 7300 | 9 | 10.8428 | 52 | 30.6319 | 17 | 1.72e-05 | 2.0328 | 1.1268 | 3.3666e-05 | 1.4874e-05 | 0.17308 | 0.35397 | {97435072-7F09-4357-A9C1-20AF42401B11} | 83182101 | LLAGAS 2101 | 1451 | 37.006 | -121.5107 | 88 | 70 | 20751.1809 |  | 14798.7124 |  | 5952.4685 | 9962.9329 | 2549.2646 | 0.00025286 | 0.0002924 | 2731 | 1.4886 | 4.7858 | 2 | 2.5851 | 6.1376 | -0.40403 | 0.017099 | 0.0064122 | 1.7433 | 295.7679 | 43.2995 | 36.1181 | 1.098 | 13.1999 | 14.549 | 0 | 8.1% | 26.4% | 8.6% | 23.1% | 81.9% | 10.4% | 0.050664 | 0.029542 | 1.2059 | 13.4412 | 0.02855 | 0.39695 | 8.1152 | 8.0369 | 2.1088 | 3.8266 | 12.3932 | 8.2743 | 8.0524 | 5.1152 | 58.3183 | 78.271 | 55.0276 | 80.2692
Central Coast | SOLEDAD 2101circuit_breaker | 1286 | 16 | 61.0585 | 16 | 61.0585 | 4 | 1.8925e-05 | 0.49074 | 0.0010331 | 8.4645e-06 | 1.4774e-05 | 1 | 1 | {4C087FEB-CACD-4757-8482-26820E95E898} | 182052101 | SOLEDAD 2101 | circuit_breaker | 36.4296 | -121.3322 | 158 | 124 | 27792.3885 |  | 23674.2161 |  | 4118.1724 | 1217.4718 | 301.2928 | 5.9094e-05 | 7.5701e-05 | 2732 | 0.52989 | 2.2877 | 2 | 3.517 | 8.0522 | -0.28934 | 0.0035294 | 0.006632 | 0.65562 | 296.1419 | 40.53 | 33.9906 | 0.9815 | 14.0846 | 14.8163 | 0.61884 | 7.9% | 3.9% | 11.5% | 4.6% | 53.8% | 31.7% | 0.21872 | 0.0011765 | 1.1429 | 14 | 1.7976 | 0.94118 | 8.1632 | 8.0334 | 1.9391 | 3.04 | 12.6321 | 9.4033 | 7.9625 | 5.685 | 57.0646 | 69.1474 | 54.3293 | 73.4297
North Valley | PANORAMA 11021632 | 9280 | 19 | 28.3146 | 38 | 34.7955 | 13 | 5.2655e-05 | 2.1841 | 0.059894 | 9.8916e-05 | 1.4685e-05 | 0.5 | 0.81374 | {CE87ED54-B441-462F-AE1C-C4DF9A1FDFBB} | 103461102 | PANORAMA 1102 | 1632 | 40.4045 | -122.1217 | 23 | 17 | 14347.7308 |  | 13751.6318 |  | 596.0991 | 13751.6318 | 596.0991 | 0.00019091 | 0.00068451 | 2733 | 0.99501 | 2.6776 | 2 | 2.5106 | 9.1824 | -0.21311 | 0.0021711 | 0.0059498 | 2.0701 | 297.8782 | 47.9119 | 39.6559 | 1.5229 | 12.189 | 14.1543 | 0.20926 | 7.5% | 4.5% | 45.1% | 1.4% | 72.8% | 44.2% | 0.012443 | 0.0041447 | 1.5 | 12.5667 | 0.3623 | 0.25 | 15.7311 | 11.6244 | 2.8517 | 4.7012 | 11.5358 | 6.0121 | 7.3754 | 4.4906 | 81.3489 | 100.7306 | 60.4732 | 91.0725
Central Coast | OCEANO 1105V44 | 440 | 1 | 3.8162 | 12 | 9.268 | 3 | 1.4636e-05 | 0.037818 |  | 5.5352e-07 | 1.4636e-05 | 0.083333 | 0.41176 | {CED5D6B7-0919-4723-BD8E-41D37DAA2E37} | 182601105 | OCEANO 1105 | V44 | 35.1397 | -120.6393 | 42 | 148 | 6544.0681 |  | 1804.253 |  | 4739.8151 | 1004.1237 | 2116.1193 | 4.3909e-05 | 4.3909e-05 | 2734 | 1.4326 | 5.9912 | 2 | 2.445 | 8.1488 | -2.5379 | 0.0058333 | 0.0075299 | 0.96052 | 294.7389 | 29.8918 | 28.5015 | 0.73564 | 16.2643 | 17.0987 | 28.569 | 7.7% | 0% | 3.7% | 34.2% | 20.7% | 78.6% | 0.71096 | 0.01 | 9.4 | 20.3 | 0.21583 | 1 | 9.9496 | 9.4321 | 1.7603 | 2.7259 | 15.0573 | 13.9962 | 11.7648 | 10.437 | 51.0219 | 52.1679 | 41.7275 | 47.0503
North Valley | BIG MEADOWS 21012248 | 9481 | 93 | 116.0919 | 290 | 215.1216 | 94 | 9.2479e-06 | 0.28019 | 1.7733 | 3.2227e-06 | 1.4633e-05 | 0.32069 | 0.53966 | {1667C171-4E6E-402D-B45F-3BA2B8FB113A} | 102812101 | BIG MEADOWS 2101 | 2248 | 40.1705 | -121.0807 | 41 | 17 | 15626.8117 |  | 14718.1001 |  | 908.7116 | 14718.1001 | 908.7116 | 0.0013755 | 0.0008693 | 2735 | 8.6794 | 18.5308 | 2 | 1.7199 | 4.7462 | -1.8482 | 0.048198 | 0.0042088 | 2.5719 | 290.8066 | 46.2116 | 36.8001 | 1.0165 | 12.251 | 14.2779 | 0.66576 | 7.2% | 14.9% | 6.1% | 78% | 11.6% | 49.4% | 0.13277 | 0.028372 | 1.8966 | 13.3103 | 0.12297 | 1.686 | 13.0062 | 10.0443 | 1.84 | 3.1788 | 12.1394 | 6.0088 | 7.1621 | 4.6115 | 60.1307 | 94.1441 | 58.3753 | 91.2165
Central Valley | REEDLEY 11127240 | 3755 | 2 | 1.9445 | 3 | 2.4002 | 1 | 1.4622e-05 | 2.9859 |  | 4.3659e-05 | 1.4622e-05 | 0.66667 | 0.81013 | {0ED60982-9EAF-4A20-AAB0-618C5740E1E9} | 252341112 | REEDLEY 1112 | 7240 | 36.6254 | -119.3048 | 338 | 333 | 57776.7368 |  | 43589.6697 |  | 14187.067 | 1451.4793 | 294.5902 | 1.4622e-05 | 1.4622e-05 | 2736 | 0.59288 | 2.3598 | 2 | 1.7338 | 4.5032 | -3.0814 | 0.0005 | 0.0062201 | 1.0083 | 299.345 | 55.3922 | 36.7469 | 1.648 | 10.8748 | 11.8117 | 0.57199 | 5.8% | 0% | 9.5% | 6.2% | 96.7% | 16.4% | 0.0048182 | 0.0095 | 1.25 | 13.5 | 0 | 0.15 | 6.25 | 5.0757 | 3.0895 | 4.4302 | 10.0123 | 6.0506 | 7.1515 | 4.0467 | 49.5053 | 70.2438 | 67.666 | 92.3234
Central Coast | MC KEE 1111711900 | 2127 | 79 | 183.4705 | 399 | 365.8414 | 66 | 1.4777e-05 | 159.6802 | 0.29643 | 0.002085 | 1.461e-05 | 0.19799 | 0.5015 | {E158EBD1-D391-40F7-8D5C-4284F51B8199} | 83531111 | MC KEE 1111 | 711900 | 37.3561 | -121.8052 | 226 | 330 | 40334.2221 |  | 20149.4052 |  | 20184.8169 | 14114.2959 | 8751.0581 | 0.00096425 | 0.00097529 | 2737 | 1.5357 | 5.8012 | 2 | 2.1971 | 5.4833 | -0.15301 | 0.012571 | 0.0064163 | 1.5688 | 294.182 | 45.5908 | 37.0271 | 1.0212 | 12.4887 | 13.8968 | 4.2126 | 7.5% | 13% | 4% | 32.2% | 70.5% | 3.5% | 0.18368 | 0.024 | 2.1376 | 16.1009 | 0.52076 | 1.9 | 9.9665 | 8.3739 | 1.9753 | 3.7107 | 11.707 | 7.2533 | 7.2883 | 4.141 | 60.2937 | 80.4819 | 57.662 | 87.096
Central Coast | CAMBRIA 1101circuit_breaker | 3027 | 43 | 101.0129 | 179 | 184.642 | 21 | 2.3881e-05 | 1.0046 | 0.2672 | 2.4052e-05 | 1.4597e-05 | 0.24022 | 0.54707 | {5CB94E28-BCD0-4946-A0EA-D8080443F8CB} | 182771101 | CAMBRIA 1101 | circuit_breaker | 35.6002 | -121.1151 | 124 | 131 | 26305.702 |  | 19513.1402 |  | 6792.5618 | 9200.2096 | 1156.0948 | 0.00030653 | 0.00050151 | 2738 | 3.8958 | 16.0798 | 2 | 2.6131 | 7.979 | 0.30963 | 0.012419 | 0.0071693 | 1.3944 | 293.2102 | 32.033 | 28.1594 | 0.69345 | 15.7427 | 16.7753 | 1.6039 | 7.3% | 12.4% | 19.2% | 71.8% | 16.7% | 63% | 0.14641 | 0.053639 | 1.4286 | 10.2857 | 0.81218 | 1.4435 | 7.705 | 7.0455 | 1.5483 | 2.4445 | 15.7169 | 11.7777 | 11.5514 | 8.9427 | 41.0004 | 50.6306 | 40.9488 | 55.1003
Central Coast | SARATOGA 1107circuit_breaker | 3318 | 5 | 8.0482 | 10 | 11.1514 | 2 | 4.0613e-05 | 0.037818 | 0.27215 | 1.5359e-06 | 1.4435e-05 | 0.5 | 0.72172 | {1EECCE5A-2560-4A1B-BCA1-BF5B03357FA1} | 83371107 | SARATOGA 1107 | circuit_breaker | 37.2811 | -122.0151 | 325 | 1042 | 61567.5674 |  | 15770.6513 |  | 45796.9161 | 273.8424 | 631.6017 | 2.8871e-05 | 8.1226e-05 | 2739 | 1.9382 | 12.567 | 2 | 1.466 | 3.9337 | 1.3683 | 0.06 | 0.0065459 | 2.1202 | 295.1426 | 40.5764 | 35.188 | 1.0017 | 13.7349 | 15.1374 | 26.3572 | 7.1% | 12.6% | 48% | 62.5% | 63.7% | 21.6% | 0.68283 | 3.0316e-15 | 7.6667 | 22 | 0.34 | 3.3333 | 10.1812 | 8.4811 | 1.9364 | 3.5175 | 13.2323 | 8.5433 | 8.7995 | 5.5457 | 56.7688 | 76.7669 | 50.4082 | 78.5851
North Valley | GANSNER 110137550 | 5873 | 39 | 50.4395 | 81 | 73.9028 | 9 | 2.1987e-05 | 214.1416 | 0.38473 | 0.0052333 | 1.4428e-05 | 0.48148 | 0.68251 | {2D495744-1EEC-4B5A-AB6C-8BE5D83F4E62} | 103021101 | GANSNER 1101 | 37550 | 39.939 | -120.9524 | 95 | 74 | 11600.7899 |  | 7302.7522 |  | 4298.0377 | 1056.3754 | 57.5331 | 0.00012985 | 0.00019789 | 2740 | 8.155 | 19.3068 | 2.9412 | 1.8054 | 6.1824 | -2.7484 | 0.032353 | 0.0043165 | 3.0559 | 291.6977 | 43.9504 | 36.4081 | 1.0327 | 12.6757 | 14.8095 | 4.9546 | 6.9% | 7.5% | 16.2% | 79.8% | 14.2% | 75.7% | 0.2163 | 0.044118 | 1.7143 | 7.4286 | 0.86706 | 4.7647 | 13.3826 | 10.5483 | 1.8657 | 3.1673 | 12.8459 | 6.5138 | 7.7404 | 5.1142 | 61.6288 | 96.7104 | 55.2131 | 87.8835
North Coast | HIGHLANDS 110484640 | 9058 | 3 | 8.5595 | 9 | 11.2214 | 3 | 8.3683e-05 | 0.037818 | 0.21489 | 3.1647e-06 | 1.4343e-05 | 0.33333 | 0.76278 | {E2438D63-9836-48BB-91BE-1736CBE6A21A} | 43361104 | HIGHLANDS 1104 | 84640 | 38.9359 | -122.6186 | 42 | 17 | 2519.028 |  | 1219.5259 |  | 1299.5021 | 569.7278 | 106.4988 | 4.303e-05 | 0.00025105 | 2741 | 2.1506 | 7.5693 | 2 | 2.2684 | 7.0678 | -1.567 | 0.01 | 0.0060983 | 2.0037 | 296.4966 | 41.8516 | 31.4961 | 1.2218 | 13.8146 | 15.3709 | 17.313 | 0.9% | 5.9% | 36% | 8.5% | 91.5% | 10.8% | 0.77856 | 0.004 | 3.8 | 11.4 | 2.83 | 1.8 | 9.3805 | 6.846 | 2.3419 | 4.0934 | 13.419 | 7.3192 | 8.2116 | 4.4528 | 52.9443 | 74.0391 | 51.6192 | 83.9229
Central Valley | INDIAN FLAT 1104circuit_breaker | 3663 | 168 | 269.5391 | 491 | 416.2715 | 98 | 1.1307e-05 | 0.73476 | 2.155 | 6.5081e-06 | 1.4251e-05 | 0.34216 | 0.64751 | {8FE2B2A5-53AD-4D02-8B28-25A33ED98DCB} | 252691104 | INDIAN FLAT 1104 | circuit_breaker | 37.6655 | -119.8416 | 155 | 267 | 30939.222 |  | 20602.0949 |  | 10337.1271 | 20602.0949 | 10337.1271 | 0.0013966 | 0.0011081 | 2742 | 1.9229 | 5.8762 | 2 | 1.475 | 4.6061 | -5.0655 | 0.014964 | 0.0049947 | 2.3677 | 294.7484 | 55.6407 | 38.2618 | 1.314 | 10.3356 | 11.8726 | 1.1838 | 5.5% | 10.1% | 6.7% | 30.2% | 61.4% | 10% | 0.19701 | 0.025326 | 3.8879 | 15.8585 | 1.1219 | 1.779 | 10.4459 | 9.123 | 2.1281 | 3.5287 | 9.7454 | 5.6766 | 6.1592 | 3.8022 | 58.7043 | 81.3313 | 70.2933 | 94.1688
Bay Area | SAN CARLOS 110475210 | 6509 | 7 | 26.9711 | 11 | 29.0134 | 3 | 4.6402e-05 | 0.037818 | 0.25742 | 1.7548e-06 | 1.4221e-05 | 0.63636 | 0.92961 | {30A0D7F0-FF87-4B5E-B98B-6A0711429281} | 24181104 | SAN CARLOS 1104 | 75210 | 37.4841 | -122.2822 | 25 | 37 | 2689.3408 |  | 618.926 |  | 2070.4148 | 618.926 | 2070.4148 | 4.2662e-05 | 0.00013921 | 2743 | 2.8288 | 9.8845 | 2 | 2.3779 | 6.5 | -2.1575 | 0.0066667 | 0.0068804 | 1.4653 | 295.9422 | 35.7384 | 31.0184 | 0.9669 | 14.9745 | 16.3458 | 18.5276 | 8.9% | 26.1% | 40.5% | 35.2% | 66.1% | 35.6% | 0.83607 | 0 | 13 | 13.5 | 3.1833 | 3.6667 | 10.0242 | 8.9221 | 2.0439 | 3.6229 | 13.7898 | 10.6592 | 10.2166 | 7.1837 | 57.9775 | 60.2083 | 46.7867 | 66.2105
Bay Area | CASTRO VALLEY 1101MR359 | 3626 | 12 | 28.7804 | 18 | 31.5148 | 10 | 1.7995e-05 | 0.037818 | 0.10883 | 6.8055e-07 | 1.4185e-05 | 0.66667 | 0.91323 | {F23FD02C-15E0-46F5-9C74-B690AB0C4482} | 14091101 | CASTRO VALLEY 1101 | MR359 | 37.6769 | -122.0494 | 281 | 1386 | 71889.7595 |  | 14100.5025 |  | 57789.257 | 1462.9174 | 8353.4223 | 0.00014185 | 0.00017995 | 2744 | 2.9724 | 10.4018 | 2 | 2.6586 | 6.1069 | 5.7709 | 0.0076923 | 0.0071046 | 1.4604 | 293.6182 | 34.2557 | 32.6899 | 0.74469 | 15.2158 | 16.5985 | 23.047 | 8.7% | 16.2% | 7.4% | 38.1% | 26.9% | 49.2% | 0.5326 | 0.095769 | 9.7 | 22 | 0.72423 | 0.69231 | 8.8955 | 7.791 | 1.6291 | 3.1625 | 14.6437 | 10.4649 | 9.7421 | 6.2167 | 54.6298 | 69.2982 | 47.5342 | 69.9101
Sierra | ALLEGHANY 1101804 | 5251 | 1041 | 1365.6389 | 2325 | 1951.3143 | 275 | 1.3885e-05 | 0.041471 | 12.1965 | 5.9147e-07 | 9.4547e-05 | 0.44774 | 0.69986 | {B02385C8-6373-4D81-ABD4-7C98960F9245} | 152101101 | ALLEGHANY 1101 | 804 | 39.5598 | -120.8239 | 288 | 471 | 48831.2033 | 30.3424 | 34767.038 | 21.6033 | 14064.1653 | 34767.038 | 14064.1653 | 0.026 | 0.0038182 | 1904 | 10.9046 | 20.601 | 2.3009 | 2.2085 | 7.0556 | -3.3015 | 0.067081 | 0.0043506 | 4.7236 | 290.5808 | 48.5874 | 38.003 | 1.0102 | 11.1758 | 13.7293 | 0.73888 | 15.1% | 43.3% | 4.9% | 86.1% | 5.1% | 4.4% | 0.11364 | 0.075272 | 2.7123 | 16.4528 | 4.0181 | 6.6565 | 8.4164 | 6.4096 | 2.3044 | 4.1023 | 12.2651 | 5.6496 | 8.2247 | 3.8725 | 54.7649 | 89.4124 | 56.193 | 93.9916
Bay Area | SNEATH LANE 110168070 | 1096 | 19 | 75.4594 | 22 | 77.2143 | 2 | 4.5493e-05 | 0.037818 | 0.0011931 | 1.7205e-06 | 1.3841e-05 | 0.86364 | 0.97727 | {0670D960-5B0E-4306-B272-564D6CFEECFE} | 22721101 | SNEATH LANE 1101 | 68070 | 37.6087 | -122.4309 | 60 | 426 | 21755.9914 |  | 3445.6939 |  | 18310.2975 | 175.9556 | 1626.8225 | 2.7682e-05 | 9.0986e-05 | 2746 | 2.2636 | 10.6402 | 2 | 3.5636 | 8.2575 | -0.020408 | 0.02 | 0.0072879 | 2.0409 | 292.5211 | 27.3828 | 22.1544 | 0.65016 | 16.4263 | 17.9919 | 32.3273 | 8.5% | 6.7% | 39.4% | 40.7% | 10.2% | 87.1% | 0.63123 | 0.055 | 8 | 13.5 | 21.985 | 11 | 9.9211 | 8.3946 | 1.598 | 2.722 | 15.3842 | 13.4838 | 12.4898 | 10.3819 | 45.0328 | 42.5263 | 38.0298 | 48.5883
Central Coast | CAMBRIA 1101V76 | 4579 | 249 | 615.852 | 290 | 633.963 | 47 | 2.2736e-05 | 0.71635 | 0.24419 | 1.5736e-05 | 1.3615e-05 | 0.85862 | 0.97143 | {E6C5781A-7190-407F-9EDA-B9DCCCBA229C} | 182771101 | CAMBRIA 1101 | V76 | 35.647 | -121.1906 | 79 | 60 | 32755.6105 |  | 31109.7165 |  | 1645.8941 | 29392.3861 | 1645.8941 | 0.00063989 | 0.0010686 | 2747 | 3.2413 | 11.1562 | 2 | 3.2619 | 9.6865 | -0.33851 | 0.0026247 | 0.0070031 | 1.5269 | 291.9406 | 33.9806 | 29.4913 | 0.65538 | 15.068 | 16.1945 | 0.71661 | 7% | 11.4% | 16.7% | 56.2% | 13.2% | 49.8% | 0.17202 | 0.0018635 | 1.7436 | 11.8077 | 0.37454 | 0.76115 | 8.0748 | 7.5719 | 1.5616 | 2.3138 | 14.2024 | 11.4794 | 10.3725 | 8.5371 | 45.9195 | 56.2035 | 45.8 | 57.9189
Central Coast | ZACA 1101circuit_breaker | 7740 | 41 | 49.2039 | 114 | 95.6345 | 29 | 1.9521e-05 | 78.2829 | 0.52355 | 0.0016227 | 1.3612e-05 | 0.35965 | 0.5145 | {84844AA6-33FE-4B77-BE7F-2142383F94DA} | 182681101 | ZACA 1101 | circuit_breaker | 34.697 | -120.1515 | 83 | 49 | 20189.5727 |  | 17338.0564 |  | 2851.5163 | 11111.2282 | 733.0805 | 0.00039475 | 0.00056611 | 2748 | 0.76992 | 2.8046 | 2 | 3.3479 | 8.5154 | -0.42032 | 0.0041844 | 0.0069642 | 0.97312 | 297.7129 | 39.0249 | 35.7679 | 1.0875 | 14.3448 | 15.0969 | 0.83814 | 6.8% | 16.2% | 12.5% | 7.7% | 81.7% | 34.8% | 0.2037 | 0.013688 | 2.0652 | 12.0217 | 0.16014 | 0.80851 | 11.3993 | 10.0954 | 2.1562 | 3.2532 | 12.2259 | 11.2258 | 7.1589 | 7.1298 | 67.6032 | 68.8447 | 58.885 | 63.9735
Bay Area | HALF MOON BAY 110148868 | 6675 | 16 | 51.1345 | 22 | 54.2054 | 7 | 7.6625e-05 | 0.037818 | 0.04387 | 2.8978e-06 | 1.3588e-05 | 0.72727 | 0.94335 | {0C9E66AB-FF7E-4958-AED9-234BEE09CC6F} | 24101101 | HALF MOON BAY 1101 | 48868 | 37.5034 | -122.4688 | 88 | 422 | 16122.918 |  | 4759.8895 |  | 11363.0285 | 1128.5857 | 2609.6917 | 9.5118e-05 | 0.00053638 | 2749 | 4.0383 | 11.7669 | 2.4 | 3.2232 | 8.7005 | 11.1112 | 0.014667 | 0.0074483 | 1.9693 | 291.3164 | 23.7681 | 21.2181 | 0.49933 | 17.4208 | 19.1029 | 5.6845 | 8.3% | 11.1% | 76.2% | 50.5% | 1.1% | 97.1% | 0.36624 | 0.064667 | 11.5455 | 22.0909 | 2.1393 | 1.4667 | 10.586 | 9.1076 | 1.4377 | 2.4914 | 16.8964 | 14.3379 | 11.9349 | 9.717 | 46.2602 | 41.258 | 34.679 | 47.3969
Central Valley | POSO MOUNTAIN 21013990 | 8716 | 0 | 0 | 35 | 14.406 | 3 | 1.3505e-05 | 2.0215 |  | 2.9363e-05 | 1.3505e-05 | 0 | 0 | {00D1CA6B-BA0D-48A2-AF6B-44F02D16A6FD} | 253642101 | POSO MOUNTAIN 2101 | 3990 | 35.5581 | -118.9767 | 29 | 18 | 9949.8183 |  | 8936.2242 |  | 1013.5942 | 6347.4219 | 159.886 | 4.0515e-05 | 4.0515e-05 | 2750 | 0.23614 | 0.86816 | 2 | 2.115 | 5.3208 | 0.6631 | 0.00031746 | 0.0063842 | 0.54619 | 299.9622 | 61.0132 | 47.7644 | 1.7816 | 10.0585 | 10.6547 | 1.3116 | 5.3% | 0% | 7.8% | 0.9% | 99.3% | 7.3% | 0.088991 | 0.00015873 | 1.2381 | 11.5238 | 0 | 0.55556 | 8.2197 | 7.6494 | 3.33 | 4.5218 | 8.3075 | 5.1628 | 5.7726 | 3.5312 | 71.4846 | 97.3594 | 77.8968 | 97.6144
Central Coast | EDENVALE 2107XR336 | 2757 | 1 | 1.2048 | 5 | 2.8951 | 3 | 1.3488e-05 | 19.5455 |  | 0.00015985 | 1.3488e-05 | 0.2 | 0.41614 | {2039711E-7AA5-4D64-B713-BB2955894DC0} | 82952107 | EDENVALE 2107 | XR336 | 37.2316 | -121.7616 | 395 | 357 | 61503.5557 |  | 47480.5961 |  | 14022.9597 | 2932.2246 | 65.4219 | 4.0465e-05 | 4.0465e-05 | 2751 | 0.89123 | 3.1614 | 2 | 2.5671 | 6.282 | -3.0877 | 0.0125 | 0.0066823 | 1.4873 | 294.6714 | 40.3149 | 34.5497 | 0.94755 | 13.8151 | 15.12 | 9.3439 | 6.6% | 0% | 2.2% | 9.5% | 42.3% | 23.3% | 0.15241 | 0.017045 | 1.7778 | 14.2222 | 0.0077273 | 0.11364 | 10.6635 | 9.0494 | 1.8956 | 3.5765 | 12.9755 | 8.439 | 8.2294 | 4.8379 | 58.7125 | 77.3954 | 52.2556 | 80.4692
Central Coast | ROB ROY 2105circuit_breaker | 4682 | 8 | 18.5995 | 19 | 24.4882 | 6 | 4.4674e-05 | 0.037818 | 0.0026775 | 1.6895e-06 | 1.3396e-05 | 0.42105 | 0.75953 | {65F8EE18-25DB-48C0-8EE8-63D74E373DA3} | 83692105 | ROB ROY 2105 | circuit_breaker | 36.9792 | -121.867 | 49 | 31 | 3877.1626 |  | 2115.1186 |  | 1762.044 | 778.4452 | 784.63 | 8.0374e-05 | 0.00026804 | 2752 | 2.7286 | 8.6485 | 2 | 2.0037 | 5.2643 | -2.812 | 0.015 | 0.0070929 | 1.7176 | 294.4764 | 31.2111 | 24.8991 | 0.74878 | 15.9123 | 17.3209 | 17.4867 | 6.4% | 4.3% | 56.2% | 48% | 21.6% | 68.3% | 0.43595 | 0.029 | 3.75 | 20.25 | 0.422 | 1.9 | 6.8841 | 6.3848 | 1.7637 | 3.1705 | 14.981 | 11.5018 | 9.4953 | 7.029 | 40.0578 | 50.5072 | 43.2316 | 63.8554
Central Coast | MONTEREY 04022644 | 3855 | 38 | 86.0174 | 87 | 109.5021 | 9 | 2.0622e-05 | 0.037818 | 0 | 7.7989e-07 | 1.3355e-05 | 0.43678 | 0.78553 | {2899757E-80A9-4AB1-8800-BCC024D9B2AA} | 182090402 | MONTEREY 0402 | 2644 | 36.5998 | -121.9002 | 35 | 178 | 10105.7589 |  | 2300.473 |  | 7805.2859 | 887.4818 | 4171.8374 | 0.0001202 | 0.0001856 | 2753 | 2.7256 | 9.9657 | 2 | 2.1449 | 6.3692 | -0.44183 | 0.055 | 0.0072826 | 1.0633 | 291.2372 | 23.9737 | 23.5287 | 0.50379 | 17.4943 | 18.6589 | 30.12 | 6.2% | 0% | 13.4% | 53.3% | 0.4% | 98% | 0.64316 | 0.015 | 11.5833 | 22.0833 | 2.35 | 7.25 | 10.5143 | 9.3955 | 1.3319 | 1.951 | 16.537 | 15.4789 | 13.5978 | 13.592 | 43.1159 | 43.6568 | 31.471 | 36.3393
Bay Area | PETALUMA C 1109128 | 1108 | 0 | 0 | 9 | 4.7225 | 4 | 2.8543e-05 | 1.3487 | 0.030017 | 3.1489e-05 | 1.3355e-05 | 0 | 0 | {003177BD-8A4D-4A57-8E37-AC044D50D3EA} | 42631109 | PETALUMA C 1109 | 128 | 38.2201 | -122.6439 | 361 | 217 | 85484.5203 |  | 60135.589 |  | 25348.9313 | 54365.1404 | 24533.3868 | 5.3421e-05 | 0.00011417 | 2754 | 3.1447 | 10.2751 | 2 | 2.6536 | 6.9971 | -2.5159 | 0.014343 | 0.0071336 | 2.5602 | 294.8944 | 28.2408 | 28.9183 | 0.80481 | 16.6233 | 18.4067 | 1.1355 | 8.2% | 9.7% | 19.8% | 37.4% | 38.3% | 89.5% | 0.11861 | 0.024886 | 1.5249 | 12.4457 | 0.00021889 | 0.010369 | 11.2951 | 9.8354 | 1.6142 | 3.0709 | 15.3785 | 12.9501 | 12.6085 | 9.7866 | 54.238 | 61.8871 | 38.7546 | 52.3006
North Valley | HAMILTON BRANCH 11013049 | 3715 | 11 | 30.6821 | 230 | 132.0423 | 14 | 1.0135e-05 | 0.037818 | 1.7626 | 3.8329e-07 | 1.3333e-05 | 0.047826 | 0.23237 | {8A77F8FA-02FE-4834-A4BC-ADBE43D39923} | 102361101 | HAMILTON BRANCH 1101 | 3049 | 40.2767 | -121.1289 | 52 | 152 | 8683.9763 |  | 2682.1998 |  | 6001.7765 | 1766.4723 | 4422.3758 | 0.00018666 | 0.00014189 | 2755 | 7.243 | 17.8784 | 2 | 2.1163 | 6.4409 | 0.040537 | 0.12 | 0.0038753 | 2.3416 | 290.3947 | 45.6657 | 36.0672 | 0.992 | 12.5708 | 14.6029 | 5.6032 | 6.4% | 14.3% | 7.8% | 76% | 6.4% | 70.5% | 0.17312 | 0.043333 | 9.4286 | 22.1429 | 0 | 12.7778 | 14.6142 | 10.9838 | 1.7462 | 3.0321 | 11.9503 | 5.7892 | 7.4034 | 4.548 | 62.927 | 98.9634 | 58.6786 | 91.9621
North Valley | CHESTER 1101circuit_breaker | 3444 | 42 | 95.6259 | 184 | 162.9277 | 29 | 8.1257e-06 | 0.038386 | 2.9327 | 3.1152e-07 | 1.3155e-05 | 0.22826 | 0.58692 | {F5B87947-B1CF-4B32-AB2B-95DA61D92836} | 103181101 | CHESTER 1101 | circuit_breaker | 40.3025 | -121.227 | 260 | 916 | 49899.8508 |  | 12954.421 |  | 36945.4298 | 3248.2591 | 7556.8788 | 0.00038148 | 0.00023564 | 2756 | 4.5807 | 14.4982 | 2 | 1.8707 | 4.9757 | -0.35595 | 0.041698 | 0.0038263 | 2.2258 | 290.7338 | 46.0105 | 36.1341 | 1.0129 | 12.5635 | 14.5452 | 26.0074 | 6.1% | 21.2% | 4.6% | 64.5% | 10.1% | 70.2% | 0.27618 | 0.054906 | 6.0588 | 20.1471 | 0.5917 | 3.4717 | 15.2775 | 11.3101 | 1.7848 | 3.0579 | 11.7654 | 5.7869 | 7.3604 | 4.6497 | 64.3943 | 98.2291 | 59.4714 | 91.853
Bay Area | OAKLAND J 1102CR184 | 4871 | 85 | 248.3718 | 318 | 364.291 | 41 | 1.7875e-05 | 0.037818 | 0.39214 | 6.76e-07 | 1.3107e-05 | 0.2673 | 0.6818 | {F0F7E9DB-942E-4AD9-8BB3-9A4EAA06963A} | 12091102 | OAKLAND J 1102 | CR184 | 37.7956 | -122.1834 | 92 | 463 | 25097.6163 |  | 5568.9906 |  | 19528.6257 | 5568.9906 | 19528.6257 | 0.00053739 | 0.00073288 | 2757 | 3.3692 | 9.6614 | 2 | 2.4456 | 5.8319 | -1.7881 | 0.042857 | 0.0071975 | 1.835 | 292.7126 | 32.1016 | 30.1708 | 0.6849 | 15.4405 | 16.9301 | 26.2128 | 8% | 29.9% | 7.3% | 33.8% | 16% | 61% | 0.68097 | 0.01381 | 9.7455 | 21.0545 | 3.9419 | 5.0476 | 8.2556 | 7.5517 | 1.5717 | 3.0537 | 14.8399 | 11.1876 | 10.0059 | 7.2217 | 50.8632 | 56.7728 | 44.6631 | 63.0423
North Valley | CORNING 110187304 | 5246 | 7 | 13.3785 | 22 | 16.7473 | 12 | 2.435e-05 | 4.8645 | 0.25635 | 9.2457e-05 | 1.3025e-05 | 0.31818 | 0.79885 | {A9C774C3-1428-4B46-A99D-50AD5766C649} | 103331101 | CORNING 1101 | 87304 | 39.958 | -122.2908 | 115 | 90 | 31545.0017 |  | 23676.389 |  | 7868.6127 | 3402.7975 | 987.0215 | 0.0001563 | 0.00029219 | 2758 | 1.2607 | 4.475 | 2 | 3.1808 | 9.8437 | 0.60761 | 0.0055102 | 0.0062742 | 1.478 | 298.1833 | 48.3644 | 40.6151 | 1.5074 | 12.4039 | 13.8097 | 1.277 | 5.8% | 6.3% | 17.9% | 15.6% | 70.5% | 62.1% | 0.064857 | 0.0038776 | 1 | 13.3333 | 0.36449 | 0.44898 | 14.3218 | 10.6781 | 2.9269 | 4.5757 | 11.1148 | 6.219 | 7.4445 | 4.6848 | 78.2415 | 110.3651 | 61.6679 | 90.328
Bay Area | WOODSIDE 110411555 | 7692 | 32 | 54.1181 | 143 | 114.6004 | 10 | 3.3378e-05 | 0.037818 | 0.13938 | 1.2623e-06 | 1.2979e-05 | 0.22378 | 0.47223 | {64F4E128-0BF2-4FD7-B86A-5EB41BF3367E} | 24251104 | WOODSIDE 1104 | 11555 | 37.4675 | -122.2641 | 30 | 125 | 6109.7573 |  | 1379.9837 |  | 4729.7736 | 1379.9837 | 4729.7736 | 0.00012979 | 0.00033378 | 2759 | 18.7109 | 55.0327 | 2 | 2.0061 | 5.7692 | -4.786 | 0.122 | 0.0068811 | 1.4383 | 295.9956 | 35.9549 | 31.1692 | 0.97213 | 14.9374 | 16.2888 | 28.8712 | 7.8% | 18.4% | 25.8% | 99.8% | 67% | 32.3% | 0.50372 | 0.048443 | 10.2143 | 22 | 2.11 | 9.5333 | 9.9947 | 8.8978 | 2.0644 | 3.6248 | 13.6377 | 10.6634 | 10.2595 | 7.223 | 57.7775 | 60.2239 | 47.0963 | 66.0721
Central Coast | CABRILLO 1103Y46 | 7181 | 2 | 5.0116 | 127 | 73.0053 | 22 | 1.7176e-05 | 0.92195 | 0.67749 | 1.6691e-05 | 1.2965e-05 | 0.015748 | 0.068647 | {02264660-E3C6-4806-AC6E-28401EBDA58A} | 183101103 | CABRILLO 1103 | Y46 | 34.6448 | -120.429 | 330 | 257 | 111317.7012 |  | 76540.2703 |  | 34777.4309 | 37171.7089 | 16350.3342 | 0.00028523 | 0.00037787 | 2760 | 1.4088 | 4.2858 | 2 | 3.5174 | 9.2523 | -1.6484 | 0.0042409 | 0.0071969 | 0.95116 | 296.963 | 36.5315 | 40.337 | 0.97983 | 14.99 | 15.6911 | 0.43618 | 6% | 18.9% | 8.4% | 19.4% | 52.9% | 48% | 0.25808 | 0.013407 | 1.2988 | 11.9695 | 0.053911 | 0.20957 | 14.1273 | 12.7525 | 2.1543 | 3.0763 | 12.7689 | 12.7624 | 8.3202 | 8.4468 | 81.1427 | 78.5651 | 55.768 | 56.7563
Bay Area | TASSAJARA 21126392 | 9191 | 95 | 186.1961 | 259 | 269.2619 | 42 | 2.4825e-05 | 21.65 | 0.015255 | 0.00046878 | 1.2964e-05 | 0.3668 | 0.69151 | {AAB781C7-68E3-444A-B651-9C4DDE030346} | 14662112 | TASSAJARA 2112 | 6392 | 37.8434 | -121.9462 | 51 | 22 | 9696.2868 |  | 8416.1442 |  | 1280.1427 | 8416.1442 | 1280.1427 | 0.0005445 | 0.0010427 | 2761 | 1.9605 | 5.6186 | 3 | 3.118 | 8.1226 | 1.0039 | 0.023364 | 0.0061959 | 1.7357 | 294.9462 | 48.2145 | 39.5519 | 1.1205 | 11.9598 | 13.4311 | 1.0718 | 7.6% | 8.9% | 14.7% | 11.1% | 91.1% | 0% | 0.063743 | 0.043925 | 2.0294 | 8.9118 | 2.0284 | 2.4206 | 7.0469 | 6.5971 | 2.1089 | 3.9845 | 11.6861 | 6.9424 | 7.5248 | 4.2294 | 57.5578 | 84.1775 | 59.2667 | 88.4773
Bay Area | BERKELEY F 0402circuit_breaker | 1757 | 5 | 8.9848 | 10 | 11.481 | 4 | 2.2819e-05 | 0.037818 | 0.010376 | 8.6297e-07 | 1.2878e-05 | 0.5 | 0.78258 | {9CBBDE0D-F420-4BB3-A85F-B498925D2703} | 12060402 | BERKELEY F 0402 | circuit_breaker | 37.8725 | -122.278 | 104 | 444 | 16232.419 |  | 3376.7149 |  | 12855.704 | 226.0238 | 1666.1498 | 5.1512e-05 | 9.1276e-05 | 2762 | 3.1753 | 12.311 | 2 | 2.643 | 6.2684 | -4.4794 | 0.0575 | 0.0073885 | 1.5999 | 292.8938 | 31.4651 | 27.4163 | 0.65733 | 15.4648 | 16.8617 | 28.9694 | 7.4% | 8.5% | 12.7% | 55% | 11.1% | 62.8% | 0.905 | 0.0175 | 15.75 | 22 | 1.0175 | 2.5 | 7.6048 | 7.0725 | 1.5384 | 2.8523 | 14.5525 | 11.7541 | 10.1566 | 7.8631 | 48.5826 | 48.7685 | 43.9449 | 58.7028
Bay Area | BELMONT 111039182 | 1305 | 0 | 0 | 1 | 0.6751 | 1 | 1.2856e-05 | 0.037818 |  | 4.8619e-07 | 1.2856e-05 | 0 | 0 | {2B049CE5-6DAC-4065-B555-915EF340A6E9} | 24031110 | BELMONT 1110 | 39182 | 37.5109 | -122.2994 | 85 | 281 | 14128.0508 |  | 3455.5413 |  | 10672.5095 | 111.8017 | 178.3665 | 1.2856e-05 | 1.2856e-05 | 2763 | 1.2994 | 4.2181 | 2 | 2.8531 | 6.9283 | -13.7229 | 0.0033333 | 0.0070058 | 1.4089 | 294.7114 | 33.9672 | 29.1906 | 0.84302 | 15.2399 | 16.5585 | 31.493 | 7.3% | 0% | 2.9% | 6.9% | 45.6% | 50.5% | 0.92801 | 0.01 | 4.5 | 23 | 0 | 0.33333 | 9.8409 | 8.7494 | 1.8231 | 3.2687 | 14.0478 | 11.4438 | 10.7427 | 8.0793 | 55.4486 | 52.7125 | 45.0532 | 60.7624
Sierra | SPAULDING 1101578852 | 4002 | 134 | 181.835 | 1322 | 681.1721 | 179 | 1.0028e-05 | 0.042878 | 0.57754 | 3.9781e-07 | 8.2265e-06 | 0.10136 | 0.26694 | {4B4ECB86-924B-4487-850F-9E73F5ADEBBF} | 152251101 | SPAULDING 1101 | 578852 | 39.3251 | -120.6428 | 247 | 201 | 47186.8935 | 29.3206 | 39043.058 | 24.2603 | 8143.8355 | 33138.4596 | 6516.192 | 0.0014725 | 0.001795 | 2813 | 5.1452 | 15.712 | 2.0576 | 2.4429 | 7.1372 | -1.0476 | 0.029329 | 0.0041262 | 5.2028 | 289.62 | 49.4285 | 36.4172 | 0.98544 | 10.8301 | 13.4518 | 2.9284 | 2.2% | 5.3% | 3.2% | 69.8% | 4.9% | 1% | 0.15416 | 0.026759 | 4.4944 | 16.4382 | 0.19383 | 5.0783 | 12.5758 | 9.5472 | 1.3189 | 2.2282 | 11.5422 | 6.2345 | 6.4937 | 4.6204 | 65.1596 | 89.8128 | 61.3019 | 88.8787
Bay Area | OAKLAND J 1118CR198 | 1652 | 1 | 4.0622 | 4 | 5.5977 | 1 | 1.2618e-05 | 0.037818 |  | 4.772e-07 | 1.2618e-05 | 0.25 | 0.72569 | {218F069D-01B3-4618-A6DA-CD10F8EDDF5D} | 12091118 | OAKLAND J 1118 | CR198 | 37.7588 | -122.172 | 147 | 1377 | 64068.6102 |  | 8427.7397 |  | 55640.8704 | 515.4771 | 2212.6731 | 1.2618e-05 | 1.2618e-05 | 2765 | 3.6723 | 10.7037 | 2 | 2.0539 | 5.2165 | 16.254 | 0.006 | 0.0072506 | 1.6979 | 292.9193 | 31.4487 | 30.1034 | 0.67727 | 15.6758 | 17.1201 | 42.3 | 7.1% | 0% | 2.5% | 41.4% | 14.9% | 72.1% | 0.52617 | 0.024 | 10.2 | 18.6 | 0.444 | 0.8 | 8.4002 | 7.6421 | 1.5667 | 3.0662 | 14.9902 | 11.5394 | 10.0996 | 7.376 | 51.3621 | 56.5102 | 44.3578 | 61.6462
Central Coast | MC KEE 110870535 | 9056 | 6 | 22.897 | 19 | 29.2602 | 6 | 1.209e-05 | 17.0428 | 0.72828 | 0.00016017 | 1.2605e-05 | 0.31579 | 0.78253 | {A168C8D5-2E1D-4B22-A42C-F22CB609C9B9} | 83531108 | MC KEE 1108 | 70535 | 37.4 | -121.8463 | 67 | 89 | 9976.8804 |  | 5288.7742 |  | 4688.1062 | 1019.3465 | 417.2131 | 7.5629e-05 | 7.2539e-05 | 2766 | 0.58725 | 3.2283 | 2 | 2.085 | 5.4712 | 1.5331 | 0.0075 | 0.0066941 | 1.2905 | 295.0894 | 43.6133 | 35.572 | 1.018 | 13.0278 | 14.2989 | 0.47797 | 5.9% | 19.5% | 1.5% | 10.1% | 69.4% | 7.9% | 0.22217 | 0.009375 | 1.375 | 11.375 | 0.7025 | 1.1875 | 9.5663 | 7.9896 | 2.0869 | 3.7156 | 12.3362 | 7.9957 | 7.6992 | 4.7015 | 57.0981 | 75.5713 | 55.6686 | 82.7399
Bay Area | EDES 1112CR100 | 3926 | 87 | 289.1459 | 288 | 390.0982 | 35 | 2.349e-05 | 0.037818 | 0.24169 | 8.8833e-07 | 1.2562e-05 | 0.30208 | 0.74121 | {63D64072-C2FD-480F-8116-E56FEE7BD425} | 13681112 | EDES 1112 | CR100 | 37.7551 | -122.1492 | 86 | 456 | 27744.2888 |  | 5399.0675 |  | 22345.2213 | 5399.0675 | 22345.2213 | 0.00043967 | 0.00082213 | 2767 | 3.6669 | 10.2173 | 2 | 2.1849 | 5.3871 | 0.083135 | 0.042222 | 0.0070605 | 1.7641 | 293.063 | 31.6531 | 30.3694 | 0.71316 | 15.6827 | 17.1394 | 23.3695 | 6.9% | 25.1% | 13.2% | 36.8% | 19.2% | 72.8% | 0.78588 | 0.029074 | 11.4043 | 21.234 | 3.4378 | 5.3333 | 8.3888 | 7.6328 | 1.5826 | 3.1601 | 15.0936 | 11.3575 | 10.0964 | 7.2419 | 51.4368 | 59.0113 | 44.3661 | 63.0175
Bay Area | WILLOW PASS 1101circuit_breaker | 2786 | 0 | 0 | 1 | 0.45574 | 1 | 1.2446e-05 | 618.5089 |  | 0.0076981 | 1.2446e-05 | 0 | 0 | {7CF27098-3028-4D6C-96BA-430FB7E80045} | 13911101 | WILLOW PASS 1101 | circuit_breaker | 38.0248 | -121.9613 | 145 | 535 | 36191.3938 |  | 11299.6182 |  | 24891.7756 | 2388.9792 | 82.0953 | 1.2446e-05 | 1.2446e-05 | 2768 | 0.72493 | 2.194 | 2 | 3.1918 | 6.9597 | 0.144 | 0 | 0.0067262 | 1.2916 | 296.6424 | 40.1389 | 35.2959 | 1.1117 | 14.0396 | 15.2989 | 12.0538 | 6.7% | 0% | 2.4% | 0.5% | 90% | 11.4% | 0.34715 | 0.00125 | 1.4 | 8.4 | 0 | 0.041667 | 7.1974 | 6.7242 | 2.1417 | 3.7651 | 12.4593 | 9.0648 | 9.944 | 6.2979 | 56.7468 | 68.6474 | 52.7036 | 73.3732
Central Coast | RESERVATION ROAD 11023032 | 6784 | 41 | 65.6976 | 198 | 143.0801 | 29 | 2.9054e-05 | 0.046716 | 0.080642 | 1.4554e-06 | 1.2419e-05 | 0.20707 | 0.45917 | {966AAD61-7205-4A6B-9491-7F1C72E1ED94} | 182731102 | RESERVATION ROAD 1102 | 3032 | 36.6338 | -121.6986 | 107 | 74 | 20240.1979 |  | 15612.677 |  | 4627.521 | 4109.0682 | 2724.3416 | 0.00036015 | 0.00084257 | 2769 | 1.6376 | 6.183 | 2 | 2.5962 | 6.0908 | 0.5038 | 0.01597 | 0.0074057 | 1.1026 | 293.2556 | 25.8796 | 24.1505 | 0.61452 | 17.2314 | 18.3479 | 4.7539 | 5.7% | 6.9% | 26.9% | 35.5% | 9.7% | 92.7% | 0.28452 | 0.023134 | 1.7586 | 14.4138 | 0.56507 | 2.9552 | 9.3284 | 8.6763 | 1.6164 | 2.3376 | 16.289 | 15.2048 | 13.0694 | 12.9188 | 44.0639 | 43.3013 | 34.2685 | 39.5204
Bay Area | NORTH DUBLIN 2101circuit_breaker | 6388 | 27 | 71.0983 | 48 | 80.6688 | 7 | 2.8933e-05 | 141.8691 | 0.058225 | 0.00357 | 1.2359e-05 | 0.5625 | 0.88136 | {298F8E6C-8C4E-4458-91EA-603E3295125F} | 14052101 | NORTH DUBLIN 2101 | circuit_breaker | 37.7446 | -121.8569 | 57 | 12 | 6581.648 |  | 6326.3479 |  | 255.3001 | 5815.8712 | 245.9062 | 8.651e-05 | 0.00020253 | 2770 | 1.2633 | 3.9261 | 2 | 2.4618 | 6.3455 | -1.7241 | 0.00066667 | 0.0067888 | 1.5984 | 296.214 | 38.7958 | 32.0302 | 1.0646 | 14.3141 | 15.7101 | 10.3842 | 6.5% | 12.5% | 20.1% | 5.4% | 79.5% | 18% | 0.18042 | 0.0046667 | 3 | 11.2222 | 2.0667 | 1.6 | 6.9535 | 5.9555 | 2.118 | 3.7158 | 13.9977 | 8.8914 | 9.6958 | 5.6662 | 45.1004 | 69.9249 | 47.487 | 76.8381
North Valley | PIT NO 1 1101circuit_breaker | 8904 | 62 | 113.6065 | 125 | 142.6544 | 46 | 1.1429e-05 | 102.6502 | 2.0975 | 0.00059401 | 1.2354e-05 | 0.496 | 0.79638 | {185974AB-4212-4B5F-B111-C93E97C24964} | 103721101 | PIT NO 1 1101 | circuit_breaker | 40.9904 | -121.4961 | 67 | 24 | 11736.4796 |  | 10477.1422 |  | 1259.3374 | 10477.1422 | 1259.3374 | 0.00056828 | 0.00052573 | 2771 | 1.9242 | 5.2994 | 2 | 2.5078 | 7.0333 | 1.3438 | 0.0055224 | 0.0046305 | 1.4407 | 292.45 | 42.6979 | 32.6381 | 1.0488 | 13.3095 | 14.9699 | 1.2843 | 5.5% | 16.7% | 9% | 20.8% | 16.8% | 90.8% | 0.12916 | 0.010821 | 1.9111 | 11.2222 | 0.89119 | 0.93284 | 7.8626 | 7.0639 | 1.8662 | 3.197 | 12.7948 | 6.9151 | 8.2337 | 5.4054 | 52.3809 | 80.5448 | 55.132 | 85.3991
Central Coast | HICKS 1116circuit_breaker | 249 | 86 | 138.3697 | 333 | 274.1925 | 35 | 2.1373e-05 | 0.037818 | 0.26023 | 8.083e-07 | 1.2338e-05 | 0.25826 | 0.50464 | {887C42B0-874F-48B4-B368-C0A3D7EE375F} | 83431116 | HICKS 1116 | circuit_breaker | 37.2339 | -121.9015 | 440 | 2087 | 110300.6492 |  | 27431.6264 |  | 82869.0228 | 4776.7233 | 6318.4209 | 0.00043184 | 0.00074807 | 2772 | 2.1453 | 6.9395 | 2 | 1.3946 | 4.2435 | 0.75054 | 0.048077 | 0.006429 | 1.461 | 295.6684 | 43.002 | 36.6207 | 1.0501 | 13.38 | 14.5683 | 29.2486 | 5.5% | 12% | 15% | 40.5% | 77.5% | 14.3% | 0.34503 | 0.0096154 | 4.1591 | 19.5854 | 1.0852 | 6.4038 | 10.0369 | 8.2273 | 2.0524 | 3.6034 | 12.5236 | 8.096 | 8.6876 | 5.2448 | 57.8849 | 79.1088 | 53.2094 | 81.3667
North Valley | WYANDOTTE 110641650 | 1887 | 0 | 0 | 3 | 0.64491 | 2 | 2.4202e-05 | 2076.0716 | 0.002804 | 0.050244 | 1.2252e-05 | 0 | 0 | {87BD5616-A670-4B3C-B36B-8B72CB70DFA6} | 102911106 | WYANDOTTE 1106 | 41650 | 39.3864 | -121.5762 | 191 | 233 | 44992.8953 |  | 25775.0399 |  | 19217.8554 | 1286.1146 | 776.8073 | 2.4505e-05 | 4.8403e-05 | 2773 | 1.0726 | 2.6728 | 2 | 2.3837 | 7.5192 | 0.31603 | 0.0016667 | 0.0066121 | 1.8641 | 298.0319 | 45.2096 | 31.8797 | 1.3848 | 12.9859 | 14.5035 | 0.83051 | 5.2% | 2.4% | 17.6% | 1.2% | 55.2% | 86.7% | 0.064245 | 0.01125 | 1.5 | 15.9286 | 0.03125 | 0.125 | 9.2429 | 6.6859 | 2.6408 | 4.2537 | 11.9611 | 6.478 | 8.4001 | 4.4692 | 50.6205 | 85.055 | 57.0389 | 88.4291
Bay Area | EDES 1112CR308 | 868 | 100 | 326.1835 | 227 | 391.2247 | 34 | 1.7682e-05 | 0.037818 | 0.21764 | 6.687e-07 | 1.2221e-05 | 0.44053 | 0.83375 | {2B6F69D9-2395-4FCE-ABEC-955C451097A3} | 13681112 | EDES 1112 | CR308 | 37.761 | -122.148 | 125 | 465 | 25467.0458 |  | 5683.4055 |  | 19783.6403 | 5048.7285 | 15563.8615 | 0.00041552 | 0.00060119 | 2774 | 2.8572 | 8.8049 | 2 | 2.2767 | 5.5305 | -1.493 | 0.025139 | 0.0070834 | 1.7963 | 292.9782 | 31.5632 | 30.1444 | 0.70662 | 15.6751 | 17.1459 | 30.5917 | 6.4% | 24% | 7.1% | 28.9% | 18.7% | 71.9% | 0.67557 | 0.021389 | 7.931 | 19.4655 | 3.2122 | 3.1528 | 8.3401 | 7.5961 | 1.5825 | 3.1536 | 15.0946 | 11.3315 | 10.0803 | 7.2172 | 50.9507 | 58.4957 | 44.2506 | 63.06
Sierra | SUMMIT 110249484 | 8515 | 1 | 3.8265 | 145 | 69.9573 | 34 | 5.7214e-06 | 0.098532 | 4.1669 | 4.8497e-07 | 1.2173e-05 | 0.0068966 | 0.054698 | {4D17090F-B031-42D9-8E52-3D09021DC1AB} | 152591102 | SUMMIT 1102 | 49484 | 39.3174 | -120.329 | 53 | 75 | 5935.8193 |  | 4326.7918 |  | 1609.0276 | 4326.7918 | 1609.0276 | 0.00041388 | 0.00019453 | 2775 | 2.8032 | 10.9113 | 2 | 3.3622 | 8.7978 | -2.6434 | 0.014545 | 0.0037983 | 4.7419 | 286.2871 | 44.9633 | 31.1148 | 0.74724 | 11.5008 | 14.3312 | 3.3734 | 3.7% | 17.4% | 1% | 48.8% | 2.2% | 7.8% | 0.30268 | 0.025818 | 3.7222 | 16.8333 | 0 | 2.6364 | 11.1647 | 8.8162 | 1.202 | 2.0261 | 11.8161 | 6.785 | 6.9157 | 5.0721 | 58.1917 | 77.9906 | 59.0343 | 84.6826
Sierra | ECHO SUMMIT 11012500 | 1545 | 0 | 0 | 128 | 58.6707 | 36 | 1.2711e-05 | 0.037818 | 0.80209 | 4.8072e-07 | 1.2099e-05 | 0 | 0 | {52018984-7699-4174-8C0E-5E599E3F4F55} | 158031101 | ECHO SUMMIT 1101 | 2500 | 38.8236 | -120.0305 | 46 | 135 | 8046.5369 |  | 3502.0827 |  | 4544.4541 | 3502.0827 | 4544.4541 | 0.00043556 | 0.00045761 | 2776 | 6.1745 | 16.8712 | 2 | 3.6415 | 11.8639 | 4.5156 | 0.044444 | 0.0043798 | 3.1063 | 286.7068 | 41.1316 | 29.4795 | 0.69512 | 12.748 | 15.0311 | 3.6221 | 3.4% | 6.3% | 4.1% | 74.6% | 0.5% | 78.8% | 0.12775 | 0.093333 | 3.75 | 19 | 0 | 2.3704 | 10.5117 | 8.2339 | 1.1648 | 1.9533 | 12.2788 | 7.1575 | 7.372 | 5.5399 | 54.1215 | 76.5923 | 56.2588 | 82.054
Central Valley | SAND CREEK 110397354 | 9097 | 25 | 34.3849 | 204 | 85.3723 | 64 | 7.4332e-06 | 2.6065 | 2.4472 | 1.8973e-05 | 1.2086e-05 | 0.12255 | 0.40276 | {1C32E9CE-3898-49FE-891B-A309867CC97B} | 254601103 | SAND CREEK 1103 | 97354 | 36.6098 | -119.0982 | 76 | 50 | 18909.0102 |  | 16295.7352 |  | 2613.275 | 13531.0761 | 1321.1137 | 0.00077353 | 0.00047572 | 2777 | 0.79197 | 3.0044 | 2 | 1.9157 | 4.3423 | -2.8297 | 0.0055882 | 0.0056269 | 1.3823 | 298.5141 | 61.2754 | 39.4871 | 1.7315 | 9.4707 | 10.622 | 0.51065 | 5.1% | 11% | 3.8% | 10.2% | 98.2% | 2% | 0.054818 | 0.0089412 | 1.3871 | 13.3226 | 0.18553 | 1.2 | 5.6796 | 5.3457 | 3.0693 | 4.5943 | 8.851 | 5.1778 | 5.9889 | 3.4508 | 54.5382 | 78.6005 | 74.7065 | 97.5095
Bay Area | EDES 1112CR306 | 7151 | 47 | 156.7815 | 86 | 176.9163 | 10 | 2.141e-05 | 0.037818 | 0 | 8.097e-07 | 1.2033e-05 | 0.54651 | 0.88619 | {1CFCF663-0CF6-44D7-93F9-73671725C761} | 13681112 | EDES 1112 | CR306 | 37.7522 | -122.1528 | 42 | 112 | 6419.2803 |  | 1619.5833 |  | 4799.697 | 1619.5833 | 4799.697 | 0.00012033 | 0.0002141 | 2778 | 3.5826 | 11.5877 | 2 | 2.1378 | 5.3194 | -0.40392 | 0.035625 | 0.0071449 | 1.6928 | 293.0698 | 31.6305 | 30.4528 | 0.69955 | 15.6867 | 17.1216 | 24.8899 | 6.2% | 0% | 10.3% | 49.4% | 18% | 73.1% | 0.79201 | 0.03875 | 7.8667 | 17.4667 | 8.6212 | 5.375 | 8.4462 | 7.6764 | 1.5736 | 3.1134 | 15.0337 | 11.4882 | 10.1151 | 7.3441 | 51.9017 | 58.1249 | 44.482 | 62.1921
Bay Area | OAKLAND J 1105CR130 | 638 | 3 | 10.2215 | 12 | 14.5424 | 2 | 1.2012e-05 | 0.037818 |  | 4.5429e-07 | 1.2012e-05 | 0.25 | 0.70287 | {BE3C634B-17FC-4888-B134-237CE049DF24} | 12091105 | OAKLAND J 1105 | CR130 | 37.7794 | -122.1871 | 144 | 1163 | 56272.5662 |  | 7851.3017 |  | 48421.2644 | 753.2352 | 3882.3914 | 2.4025e-05 | 2.4025e-05 | 2779 | 2.2872 | 6.8838 | 2 | 2.3459 | 5.6019 | 5.223 | 0.04125 | 0.0073062 | 1.7664 | 292.7096 | 31.5762 | 29.839 | 0.66365 | 15.568 | 17.0411 | 40.298 | 6% | 0% | 2% | 15.6% | 12.3% | 67.9% | 0.81268 | 0.0175 | 16.3333 | 22 | 0.17875 | 1.5 | 8.2966 | 7.5722 | 1.564 | 3.0271 | 14.8977 | 11.421 | 10.046 | 7.3275 | 50.6684 | 55.3916 | 44.3733 | 61.8667
Bay Area | BRENTWOOD 210596324 | 9055 | 11 | 29.3025 | 17 | 31.4576 | 2 | 2.5945e-05 | 965.9897 | 0 | 0.025063 | 1.1927e-05 | 0.64706 | 0.93149 | {8B109078-C964-45C9-BF00-4904308EBFAE} | 14592105 | BRENTWOOD 2105 | 96324 | 37.8624 | -121.6734 | 12 | 2 | 841.0537 |  | 775.7684 |  | 65.2852 | 775.7684 | 65.2852 | 2.3854e-05 | 5.189e-05 | 2780 | 0.52893 | 1.8567 | 2 | 2.9591 | 8.408 | -1.0166 | 0 | 0.0067889 | 0.9599 | 297.8556 | 43.2953 | 35.1779 | 1.2565 | 13.68 | 14.7171 | 2 | 5.8% | 0% | 16.2% | 0% | 98.7% | 4.9% | 0.25982 | 0.0011111 | 1.4 | 13.6 | 0.42889 | 1.8889 | 6.9821 | 5.2836 | 2.3458 | 3.9235 | 12.3486 | 8.5854 | 9.4189 | 5.85 | 52.1285 | 71.686 | 55.4143 | 77.6927
North Valley | HAMILTON BRANCH 1101circuit_breaker | 1503 | 16 | 37.8989 | 180 | 114.5907 | 29 | 8.1982e-06 | 0.037818 | 2.6487 | 3.1004e-07 | 1.1842e-05 | 0.088889 | 0.33073 | {CF1292FF-09D7-4946-B3C9-5DF5A5CB48C9} | 102361101 | HAMILTON BRANCH 1101 | circuit_breaker | 40.2692 | -121.0879 | 145 | 321 | 20873.4192 |  | 5887.1186 |  | 14986.3006 | 3577.0016 | 8192.448 | 0.00034343 | 0.00023775 | 2781 | 7.6648 | 22.7396 | 2 | 2.1022 | 6.4788 | 0.68066 | 0.05 | 0.0038883 | 2.1552 | 290.6661 | 46.8285 | 36.831 | 1.0164 | 12.3267 | 14.275 | 4.5679 | 4.9% | 19.1% | 4.9% | 87.3% | 11.3% | 53.2% | 0.32464 | 0.027937 | 6.9722 | 20.5833 | 0 | 3.913 | 14 | 10.5701 | 1.7985 | 3.0899 | 11.662 | 5.6868 | 7.1707 | 4.4624 | 63.6673 | 97.8742 | 60.2779 | 92.9647
Central Coast | HOLLISTER 21044403 | 6732 | 2 | 2.4095 | 19 | 13.2465 | 8 | 1.381e-05 | 2.0574 | 0.15069 | 2.7498e-05 | 1.1734e-05 | 0.10526 | 0.1819 | {2368E455-7639-40D5-A504-6B0E7FC0F145} | 182492104 | HOLLISTER 2104 | 4403 | 36.8756 | -121.3633 | 127 | 133 | 45543.881 |  | 30234.2388 |  | 15309.6422 | 9894.6539 | 1041.6259 | 9.387e-05 | 0.00011048 | 2782 | 1.5984 | 5.6906 | 2 | 2.9266 | 7.6449 | 1.5388 | 0.012764 | 0.0056574 | 1.3729 | 295.8104 | 53.5502 | 41.8354 | 1.3207 | 11.1101 | 12.3525 | 0 | 5.3% | 8.3% | 2.6% | 31.1% | 93% | 0.2% | 0.034646 | 0.035366 | 1.4583 | 9.9583 | 0.038699 | 0.15447 | 7.4616 | 7.2836 | 2.2158 | 4.1176 | 10.6163 | 6.2062 | 7.3253 | 4.1421 | 63.0396 | 86.3689 | 63.4244 | 91.9119
Bay Area | LAS PULGAS 0401circuit_breaker | 199 | 10 | 29.1682 | 23 | 35.9665 | 8 | 2.5671e-05 | 0.037818 | 0.092331 | 9.7081e-07 | 1.1553e-05 | 0.43478 | 0.81098 | {32DE72AC-BD44-46F9-BF98-F2D8B456CA9C} | 24120401 | LAS PULGAS 0401 | circuit_breaker | 37.4629 | -122.2278 | 168 | 1382 | 64479.9046 |  | 9719.2183 |  | 54760.6863 | 583.9042 | 3184.1506 | 9.2424e-05 | 0.00020537 | 2783 | 1.8284 | 6.7072 | 2 | 1.7316 | 5.1532 | -1.4617 | 0.02 | 0.0068811 | 1.4383 | 295.9956 | 35.9549 | 31.1692 | 0.97213 | 14.9374 | 16.2888 | 43.2055 | 5.6% | 14.9% | 15.6% | 14.9% | 67% | 32.3% | 0.76911 | 0.017273 | 10.5 | 20.3 | 1.3591 | 2.0909 | 9.9947 | 8.8978 | 2.0644 | 3.6248 | 13.6377 | 10.6634 | 10.2595 | 7.223 | 57.7775 | 60.2239 | 47.0963 | 66.0721
North Valley | PIT NO 1 11013312 | 682 | 31 | 56.3055 | 217 | 149.1398 | 80 | 1.0047e-05 | 4.3456 | 1.5457 | 6.8751e-05 | 1.1446e-05 | 0.14286 | 0.37754 | {603720E6-C08C-4450-9A1D-FFFC2D98E7C9} | 103721101 | PIT NO 1 1101 | 3312 | 41.0022 | -121.4383 | 133 | 204 | 23575.5634 |  | 14682.7391 |  | 8892.8243 | 12918.6838 | 5295.7871 | 0.0009157 | 0.0008038 | 2784 | 1.355 | 5.3004 | 2 | 2.3066 | 6.905 | 0.18673 | 0.0063243 | 0.0045558 | 1.4939 | 292.2966 | 40.9296 | 31.6854 | 1.0245 | 13.7659 | 15.4668 | 2.0026 | 4.6% | 13.1% | 7.5% | 21.4% | 13.3% | 94.2% | 0.1684 | 0.013963 | 1.9388 | 14.3571 | 0.31719 | 1.173 | 7.8658 | 7.0689 | 1.849 | 3.1366 | 13.1649 | 7.2287 | 8.3974 | 5.602 | 50.6483 | 77.6351 | 53.7962 | 83.317
Bay Area | SAN LEANDRO U 1109CR002 | 3200 | 195 | 565.6726 | 331 | 634.1206 | 73 | 1.5366e-05 | 0.037818 | 0.52774 | 5.8111e-07 | 1.1322e-05 | 0.58912 | 0.89206 | {0A0CA719-3BA2-4B10-8DAF-28B4D94E2A5D} | 13111109 | SAN LEANDRO U 1109 | CR002 | 37.744 | -122.1508 | 194 | 1283 | 69032.9863 |  | 12468.7643 |  | 56564.222 | 10902.831 | 47424.5904 | 0.00082648 | 0.0011217 | 2785 | 2.5381 | 8.3747 | 2 | 2.1898 | 5.372 | 1.6367 | 0.024681 | 0.0072547 | 1.5924 | 293.1193 | 31.6061 | 30.6478 | 0.68314 | 15.7077 | 17.1142 | 26.197 | 5.4% | 34.1% | 4.7% | 26.7% | 15.8% | 75.1% | 0.62801 | 0.028227 | 9.7542 | 21.7119 | 2.0546 | 2.3475 | 8.5445 | 7.7456 | 1.5586 | 3.0503 | 14.9769 | 11.6301 | 10.1473 | 7.4249 | 52.6229 | 57.588 | 44.6461 | 61.4463
Sierra | SUMMIT 110147786 | 8935 | 3 | 5.5357 | 116 | 56.9373 | 24 | 5.245e-06 | 0.34892 | 5.1176 | 1.7329e-06 | 1.1314e-05 | 0.025862 | 0.097224 | {787994D9-582B-4D9D-9242-5F59A8A95135} | 152591101 | SUMMIT 1101 | 47786 | 39.3289 | -120.3427 | 21 | 8 | 2952.8874 |  | 2854.4871 |  | 98.4002 | 2854.4871 | 98.4002 | 0.00027153 | 0.00012588 | 2786 | 2.812 | 9.6528 | 2 | 3.3666 | 8.7037 | -0.36508 | 0.013333 | 0.0037907 | 5.0386 | 286.146 | 45.04 | 30.8834 | 0.74693 | 11.3932 | 14.3343 | 2.7724 | 3.2% | 21.4% | 0.5% | 42.2% | 2% | 6.6% | 0.068965 | 0.049091 | 2.125 | 9.8125 | 0.12879 | 3.5152 | 11.271 | 8.8839 | 1.1931 | 2.019 | 11.7699 | 6.7184 | 6.8147 | 4.9656 | 59.0665 | 78.9107 | 59.4373 | 85.1437
North Valley | BIG MEADOWS 21012474 | 4887 | 142 | 197.4633 | 649 | 431.737 | 92 | 5.5667e-06 | 0.037818 | 3.4554 | 2.1052e-07 | 1.1309e-05 | 0.2188 | 0.45737 | {CAAE778D-9C35-4E23-898C-4B832CDD3B89} | 102812101 | BIG MEADOWS 2101 | 2474 | 40.1714 | -121.0848 | 146 | 216 | 23480.9608 |  | 13446.528 |  | 10034.4328 | 12716.7551 | 7940.5101 | 0.0010405 | 0.00051214 | 2787 | 13.9788 | 45.0269 | 2 | 1.9528 | 5.6301 | -0.95446 | 0.060128 | 0.0041878 | 2.3066 | 289.5831 | 47.1824 | 36.8446 | 0.93999 | 12.0537 | 14.0039 | 0.87377 | 4.3% | 23.9% | 0.9% | 100% | 1.7% | 31.8% | 0.17088 | 0.063731 | 3.6237 | 16.0215 | 0.10269 | 4.1603 | 13.559 | 10.2397 | 1.6854 | 3.0128 | 11.9541 | 5.711 | 7.101 | 4.3754 | 61.9057 | 98.125 | 58.8281 | 92.864
Central Coast | OCEANO 1103V22 | 4257 | 1 | 1.9471 | 7 | 5.3148 | 1 | 1.1269e-05 | 0.037818 |  | 4.2615e-07 | 1.1269e-05 | 0.14286 | 0.36636 | {77F4F191-CCC6-4075-AD1D-AD57A94CE7F5} | 182601103 | OCEANO 1103 | V22 | 35.1286 | -120.607 | 36 | 13 | 2775.5041 |  | 2481.8109 |  | 293.6931 | 1804.8041 | 97.4463 | 1.1269e-05 | 1.1269e-05 | 2788 | 1.2269 | 4.2633 | 2 | 2.0499 | 6.8034 | -0.63871 | 0.0036364 | 0.0074718 | 1.0005 | 294.777 | 31.0055 | 31.2773 | 0.73989 | 16.2225 | 17.0847 | 9.7481 | 5.1% | 0% | 1.3% | 19% | 21.2% | 78.2% | 0.01885 | 0.037273 | 1.9167 | 10.6667 | 0.11136 | 0.31818 | 9.8743 | 9.3854 | 1.7759 | 2.7861 | 14.7309 | 13.6615 | 11.1147 | 9.9789 | 56.7401 | 58.1844 | 44.4657 | 49.9816
Central Coast | HOLLISTER 21024780 | 6546 | 21 | 27.4397 | 27 | 30.1741 | 8 | 2.6431e-05 | 35.3915 | 0.16344 | 0.0007501 | 1.1209e-05 | 0.77778 | 0.90938 | {97FCD4F4-D4FA-4E54-B458-40505BE0F481} | 182492102 | HOLLISTER 2102 | 4780 | 36.9425 | -121.4435 | 212 | 270 | 44286.8616 |  | 24176.1189 |  | 20110.7427 | 2943.6622 | 306.201 | 8.9675e-05 | 0.00021145 | 2789 | 2.4855 | 5.5393 | 2 | 2.3438 | 6.7527 | -0.48599 | 0.0045455 | 0.0069263 | 1.54 | 296.4586 | 37.7295 | 32.2081 | 1.0128 | 14.5631 | 15.8523 | 0.47327 | 4.9% | 8.7% | 23.1% | 29.5% | 66.8% | 39.7% | 0.24171 | 0.0084848 | 1.8889 | 16.6111 | 0.16848 | 0.81818 | 7.8271 | 7.8932 | 1.9781 | 3.6479 | 13.6928 | 9.6632 | 8.949 | 5.8751 | 52.5344 | 68.6625 | 48.8355 | 72.8493
Sierra | ECHO SUMMIT 11018922 | 6441 | 1 | 0.97408 | 51 | 23.7609 | 19 | 1.2742e-05 | 0.037818 | 0.74582 | 4.8186e-07 | 1.1137e-05 | 0.019608 | 0.040995 | {3CE51A5B-7612-4EAB-BF43-95EB9AC2B5AB} | 158031101 | ECHO SUMMIT 1101 | 8922 | 38.8228 | -120.0296 | 16 | 83 | 5308.6268 |  | 1790.6655 |  | 3517.9612 | 1790.6655 | 3517.9612 | 0.00021161 | 0.00024209 | 2790 | 4.756 | 13.9702 | 2 | 2.9804 | 10.1779 | 12.2385 | 0.028235 | 0.0044593 | 2.9158 | 287.0853 | 40.2435 | 29.2335 | 0.69302 | 13.039 | 15.266 | 3.7941 | 2.9% | 6% | 4.4% | 62.9% | 0% | 86.1% | 0.2627 | 0.022059 | 4.2692 | 18.7692 | 0 | 1.5 | 10.7149 | 8.4106 | 1.1714 | 1.9661 | 12.2827 | 7.3031 | 7.476 | 5.5868 | 53.9618 | 76.7178 | 55.8607 | 81.3735
Bay Area | SAN RAMON 2106circuit_breaker | 1190 | 7 | 8.4333 | 24 | 19.2501 | 4 | 2.6173e-05 | 0.037818 | 0 | 9.8983e-07 | 1.1016e-05 | 0.29167 | 0.43809 | {9140C526-29BF-4637-A62D-8BE823C11E2E} | 14232106 | SAN RAMON 2106 | circuit_breaker | 37.745 | -121.9375 | 69 | 35 | 4481.1807 |  | 3629.0684 |  | 852.1123 | 655.1911 | 384.2721 | 4.4065e-05 | 0.00010469 | 2791 | 0.70417 | 3.7995 | 3 | 2.715 | 6.8303 | -4.0929 | 0.01 | 0.0067141 | 1.5008 | 296.2949 | 37.9311 | 32.7441 | 1.074 | 14.5011 | 15.859 | 42.2572 | 5.3% | 0% | 16.9% | 4.5% | 82% | 24.1% | 0.39947 | 0.046 | 7.2 | 18.4 | 1.522 | 4.8 | 7.6635 | 6.6646 | 2.1093 | 3.8025 | 13.8873 | 9.324 | 10.0295 | 6.034 | 48.9439 | 68.8121 | 47.0036 | 74.272
Sierra | ECHO SUMMIT 1101344250 | 9061 | 1 | 3.8265 | 61 | 31.1707 | 9 | 1.1827e-05 | 0.037818 | 0.67996 | 4.4727e-07 | 1.0889e-05 | 0.016393 | 0.12276 | {501D001C-604C-4CB0-BC61-4A03C3824F33} | 158031101 | ECHO SUMMIT 1101 | 344250 | 38.8239 | -120.0438 | 21 | 19 | 2254.4678 |  | 1668.1837 |  | 586.2841 | 1299.2708 | 248.7804 | 9.8004e-05 | 0.00010644 | 2792 | 8.2672 | 18.8227 | 2 | 4.1837 | 13.0727 | -3.2509 | 0.043 | 0.00422 | 3.4891 | 285.9463 | 42.9162 | 29.9739 | 0.69936 | 12.1633 | 14.5591 | 3.1239 | 2.7% | 5.5% | 3.4% | 79.8% | 1.2% | 39.5% | 0.12086 | 0.14 | 4.2 | 18.6 | 0 | 6.1 | 10.1035 | 7.8787 | 1.1516 | 1.9276 | 12.271 | 6.8648 | 7.163 | 5.4458 | 54.4425 | 76.3401 | 57.0586 | 83.4213
Bay Area | SAN LEANDRO U 1114MR218 | 2000 | 112 | 344.5415 | 292 | 444.0314 | 47 | 1.6596e-05 | 0.037818 | 0.24978 | 6.2762e-07 | 1.0778e-05 | 0.38356 | 0.77594 | {21F0D258-E3F4-4472-9242-FFF30FF25E28} | 13111114 | SAN LEANDRO U 1114 | MR218 | 37.7169 | -122.1318 | 263 | 1622 | 94380.1655 |  | 18069.0511 |  | 76311.1143 | 8791.3954 | 30767.6748 | 0.00050659 | 0.00078 | 2793 | 2.6868 | 8.161 | 2 | 2.1551 | 5.3389 | 1.8209 | 0.015275 | 0.0072563 | 1.5902 | 293.1229 | 31.6039 | 30.6635 | 0.68288 | 15.7108 | 17.117 | 33.4489 | 5.1% | 25.7% | 6% | 24.9% | 15.6% | 75.3% | 0.67425 | 0.027582 | 9.9865 | 22.3243 | 2.2619 | 3.2088 | 8.549 | 7.7479 | 1.5574 | 3.0488 | 14.9794 | 11.63 | 10.1494 | 7.4206 | 52.6674 | 57.6562 | 44.6521 | 61.4714
Central Coast | SOLEDAD 210242506 | 3806 | 54 | 119.8631 | 134 | 167.6891 | 35 | 1.5147e-05 | 0.30604 | 0.025635 | 3.9948e-06 | 1.0468e-05 | 0.40299 | 0.71479 | {28A92BFD-4CB5-418D-AD6F-813F50DE65A4} | 182052102 | SOLEDAD 2102 | 42506 | 36.4135 | -121.319 | 295 | 321 | 63718.022 |  | 45403.9219 |  | 18314.1 | 13203.3163 | 5144.5021 | 0.00036638 | 0.00053015 | 2794 | 1.321 | 3.6592 | 2 | 3.5341 | 8.1624 | -1.8762 | 0.0019725 | 0.0061382 | 0.81007 | 295.926 | 42.7796 | 34.7778 | 1.0392 | 13.5292 | 14.3379 | 0.53359 | 4.8% | 5.3% | 4.8% | 13.7% | 75.6% | 16.8% | 0.48149 | 0.0062385 | 1.6437 | 14.4023 | 0.22963 | 0.61468 | 7.7942 | 7.671 | 1.9751 | 3.0882 | 12.2646 | 9.3168 | 8.3869 | 5.991 | 57.8018 | 69.9534 | 54.5372 | 73.4041
Bay Area | EDES 1112circuit_breaker | 3585 | 2 | 5.7633 | 4 | 6.6747 | 2 | 1.0362e-05 | 0.037818 |  | 3.9186e-07 | 1.0362e-05 | 0.5 | 0.86344 | {8BEFF91A-7C09-4291-9AE2-AE9219165D14} | 13681112 | EDES 1112 | circuit_breaker | 37.7388 | -122.1936 | 62 | 267 | 14357.8581 |  | 2377.7015 |  | 11980.1566 | 342.8746 | 1057.7955 | 2.0723e-05 | 2.0723e-05 | 2795 | 1.2962 | 5.4287 | 2 | 2.0827 | 5.2465 | -5.8678 | 0.005 | 0.0072722 | 1.5865 | 293.0779 | 31.5945 | 30.5727 | 0.67895 | 15.6925 | 17.0951 | 38.9665 | 4.9% | 0% | 1.6% | 10% | 15.1% | 73.7% | 0.97101 | 0.025 | 11.25 | 22 | 1.5125 | 1 | 8.5311 | 7.741 | 1.5602 | 3.0431 | 14.9436 | 11.684 | 10.1427 | 7.4969 | 52.5883 | 56.7816 | 44.6532 | 60.9536
Central Valley | DUNLAP 1102778286 | 9147 | 1 | 1.3543 | 21 | 9.7186 | 8 | 6.8125e-06 | 0.037818 | 1.9934 | 2.5764e-07 | 1.0358e-05 | 0.047619 | 0.13935 | {3E72B6B4-2ACF-4DC3-9DE3-FC6C6A9FFD94} | 254061102 | DUNLAP 1102 | 778286 | 36.717 | -118.9672 | 6 | 4 | 4223.2815 |  | 4188.0047 |  | 35.2768 | 4188.0047 | 35.2768 | 8.2867e-05 | 5.45e-05 | 2796 | 11.841 | 23.4269 | 2 | 2.0977 | 4.753 | 0.3799 | 0.0678 | 0.0041942 | 2.274 | 291.0384 | 57.4178 | 38.7819 | 1.0787 | 9.9484 | 11.4253 | 0.59005 | 4.9% | 9% | 3.3% | 87.1% | 8% | 6.7% | 0.012706 | 0.2442 | 1.4286 | 12.2857 | 0.0408 | 0.42 | 5.7694 | 5.6169 | 1.8033 | 2.99 | 8.6727 | 5.3911 | 4.9238 | 3.3192 | 57.0487 | 83.9127 | 78.7434 | 96.4653
Bay Area | OAKLAND J 1105CR150 | 7726 | 2 | 5.4297 | 3 | 5.8854 | 3 | 1.4623e-05 | 0.037818 | 0.38497 | 5.5301e-07 | 1.0351e-05 | 0.66667 | 0.92257 | {B40886D4-E154-4D0B-BB2B-061EFDC2739B} | 12091105 | OAKLAND J 1105 | CR150 | 37.7759 | -122.1669 | 23 | 90 | 3991.3098 |  | 755.1885 |  | 3236.1213 | 288.2243 | 892.1483 | 3.1054e-05 | 4.3869e-05 | 2797 | 1.9412 | 9.3338 | 2 | 2.2642 | 5.5129 | -1.6911 | 0.01 | 0.0073747 | 1.7196 | 292.7163 | 31.2097 | 29.6178 | 0.65025 | 15.6604 | 17.1218 | 38.8821 | 4.7% | 29.5% | 3.6% | 31.9% | 10.7% | 71% | 0.90668 | 0.01 | 10 | 22 | 1.2767 | 1 | 8.3267 | 7.5872 | 1.5593 | 3.0127 | 14.9445 | 11.5806 | 10.075 | 7.3976 | 50.5419 | 54.5309 | 44.1673 | 61.0866
Central Valley | SALT SPRINGS 21011216 | 841 | 8 | 10.6451 | 314 | 146.9895 | 69 | 1.4226e-05 | 0.16154 | 0.52412 | 2.2923e-06 | 1.0295e-05 | 0.025478 | 0.072421 | {CFBBFBB1-419F-4DD9-BB1F-9B2617993BDF} | 163692101 | SALT SPRINGS 2101 | 1216 | 38.4989 | -120.2177 | 40 | 80 | 11657.793 |  | 8899.3047 |  | 2758.4883 | 8899.3047 | 2758.4883 | 0.00071036 | 0.00098162 | 2798 | 6.0917 | 18.6012 | 2 | 2.4711 | 8.068 | -0.52513 | 0.030083 | 0.0045739 | 3.7476 | 290.2098 | 49.9392 | 32.6512 | 1.0196 | 10.8886 | 13.1906 | 1.0236 | 4.7% | 4.6% | 8.9% | 79.4% | 6.4% | 16.6% | 0.026297 | 0.042819 | 3.0789 | 13.5 | 0 | 2.595 | 10.8365 | 8.1533 | 1.7229 | 2.7839 | 10.9066 | 5.6063 | 6.5631 | 4.1108 | 58.8282 | 78.9275 | 62.0858 | 92.4921
North Valley | BIG MEADOWS 2101circuit_breaker | 5961 | 18 | 21.1681 | 158 | 92.317 | 25 | 7.8864e-06 | 0.037818 | 1.9518 | 2.9825e-07 | 1.0212e-05 | 0.11392 | 0.2293 | {48DFC761-81AC-4E6E-A815-DEA2190E6576} | 102812101 | BIG MEADOWS 2101 | circuit_breaker | 40.1714 | -121.0843 | 75 | 51 | 5517.7346 |  | 3325.4736 |  | 2192.2611 | 3325.4736 | 2192.2611 | 0.0002553 | 0.00019716 | 2799 | 7.1907 | 15.1302 | 2 | 1.9075 | 5.7328 | -0.15543 | 0.073514 | 0.0041255 | 2.5644 | 289.9016 | 46.2524 | 36.4278 | 0.97731 | 12.1922 | 14.2392 | 0.9273 | 4% | 16.1% | 4.3% | 66.2% | 5.5% | 44.5% | 0.10034 | 0.027568 | 4.963 | 17.4815 | 0.076216 | 4.2703 | 13.8072 | 10.4847 | 1.7409 | 3.0978 | 12.1157 | 5.89 | 7.3553 | 4.5768 | 61.8978 | 98.7638 | 57.6327 | 91.4993
Sierra | ECHO SUMMIT 1101741586 | 8717 | 0 | 0 | 53 | 24.154 | 9 | 1.2613e-05 | 0.037818 | 0.54995 | 4.7699e-07 | 1.0136e-05 | 0 | 0 | {C75EBAF8-0756-4F0F-AECF-0B1CCDC1C4A6} | 158031101 | ECHO SUMMIT 1101 | 741586 | 38.8252 | -120.0373 | 19 | 33 | 1982.2893 |  | 1137.7952 |  | 844.4942 | 1137.7952 | 844.4942 | 9.1225e-05 | 0.00011352 | 2800 | 8.0998 | 19.069 | 2 | 3.8991 | 12.4159 | -1.1746 | 0.070769 | 0.0042736 | 3.3605 | 286.2018 | 42.3166 | 29.8078 | 0.69793 | 12.3597 | 14.7177 | 3.4842 | 2.4% | 5% | 3.9% | 81.2% | 1% | 53.9% | 0.26932 | 0.15615 | 4.75 | 20.5833 | 0 | 4.0769 | 10.2407 | 7.998 | 1.1561 | 1.9362 | 12.2736 | 6.9631 | 7.2332 | 5.4775 | 54.3347 | 76.4248 | 56.7899 | 82.9619
Bay Area | OAKLAND J 1102CR254 | 7828 | 13 | 30.5436 | 42 | 44.8316 | 11 | 1.6454e-05 | 0.037818 | 0.091413 | 6.2226e-07 | 1.0059e-05 | 0.30952 | 0.6813 | {67E8FE67-3DED-400C-8861-70D52FCAFB0E} | 12091102 | OAKLAND J 1102 | CR254 | 37.7974 | -122.1858 | 53 | 397 | 19649.0283 |  | 2477.3187 |  | 17171.7095 | 1602.2826 | 10591.0011 | 0.00011065 | 0.00018099 | 2801 | 2.0282 | 8.0703 | 2 | 2.4302 | 5.7504 | 0.25227 | 0.062222 | 0.0070266 | 1.9427 | 292.7172 | 32.9274 | 30.6923 | 0.7183 | 15.24 | 16.7557 | 38.7818 | 4.5% | 14.7% | 5.8% | 23.6% | 20% | 50.6% | 0.74881 | 0.036667 | 15.6471 | 22 | 0.51556 | 2.3333 | 8.191 | 7.5195 | 1.5837 | 3.0955 | 14.749 | 10.8208 | 9.9429 | 7.0554 | 51.1694 | 58.9435 | 45.1185 | 64.8899
Central Coast | HICKS 1116LB16 | 1993 | 172 | 377.5878 | 575 | 593.2498 | 44 | 1.7897e-05 | 0.037818 | 0.17703 | 6.7683e-07 | 9.8403e-06 | 0.29913 | 0.63647 | {128CFE15-7FAD-449A-AC53-530ECD1ABDFD} | 83431116 | HICKS 1116 | LB16 | 37.2394 | -121.9278 | 261 | 1113 | 62518.2447 |  | 14726.4924 |  | 47791.7523 | 4954.2992 | 9527.5513 | 0.00043297 | 0.00078747 | 2802 | 1.8084 | 6.7404 | 2 | 1.429 | 4.6099 | -0.79064 | 0.053571 | 0.0064199 | 1.4752 | 295.6426 | 43.0921 | 36.6872 | 1.0507 | 13.3608 | 14.5522 | 28.5317 | 4.6% | 9.3% | 9.5% | 39.2% | 78% | 13.2% | 0.55334 | 0.017143 | 5.8654 | 20.0769 | 2.9232 | 10.2679 | 10.0282 | 8.2159 | 2.0528 | 3.6046 | 12.5132 | 8.0621 | 8.679 | 5.2327 | 57.8 | 79.2941 | 53.2561 | 81.5419
Central Valley | CUYAMA 1103622728 | 7829 | 5 | 6.4724 | 17 | 11.8752 | 8 | 1.5938e-05 | 1.8063 | 0.055983 | 3.1314e-05 | 9.5964e-06 | 0.29412 | 0.54504 | {EC646814-C576-4C16-B414-32B05AD6EA11} | 253141103 | CUYAMA 1103 | 622728 | 35.0056 | -119.808 | 124 | 82 | 63541.8101 |  | 61732.6363 |  | 1809.1738 | 3818.1464 | 99.0569 | 7.6771e-05 | 0.0001275 | 2803 | 1.8527 | 4.0454 | 2 | 3.1816 | 7.12 | 4.1253 | 0.00054545 | 0.0055929 | 0.93992 | 298.5663 | 55.1287 | 44.6132 | 1.5232 | 11.1233 | 11.8892 | 0 | 4.4% | 2.3% | 10.6% | 16.9% | 90% | 20.2% | 0.007711 | 0.014182 | 2.3333 | 10.6667 | 0.11509 | 0.30909 | 8.2009 | 7.1453 | 2.4466 | 4.0242 | 8.9737 | 6.7579 | 6.2959 | 4.307 | 67.9234 | 83.2246 | 73.1774 | 88.0994
Central Coast | MONTEREY 04012642 | 4313 | 10 | 18.9638 | 16 | 21.9101 | 2 | 1.9171e-05 | 0.037818 | 0 | 7.25e-07 | 9.2118e-06 | 0.625 | 0.86553 | {7A855EEE-6A4F-4B41-AEEE-D64586BF7960} | 182090401 | MONTEREY 0401 | 2642 | 36.5933 | -121.8948 | 70 | 476 | 25848.3719 |  | 4201.7426 |  | 21646.6293 | 395.9249 | 1545.1264 | 1.8424e-05 | 3.8341e-05 | 2804 | 1.7642 | 7.427 | 2 | 2.0909 | 6.2387 | 2.025 | 0.01 | 0.0072835 | 1.1665 | 291.4997 | 23.9374 | 23.5984 | 0.52236 | 17.4912 | 18.725 | 25.9688 | 4.4% | 0% | 11.9% | 42.3% | 4.2% | 97.6% | 0.57066 | 0.02 | 13.5 | 22 | 3.46 | 8 | 10.7186 | 9.5694 | 1.3536 | 2.054 | 16.5099 | 15.4247 | 13.6768 | 13.4792 | 43.2381 | 44.3293 | 31.7117 | 36.9127
North Valley | MC ARTHUR 11011544 | 8189 | 20 | 31.4008 | 187 | 121.3723 | 59 | 6.8867e-06 | 11.2034 | 1.5988 | 5.2771e-05 | 9.1274e-06 | 0.10695 | 0.25871 | {2548B457-03C9-4EEF-9E95-D0AA3CBA5A67} | 103491101 | MC ARTHUR 1101 | 1544 | 41.0574 | -121.2773 | 168 | 143 | 47799.1249 |  | 44879.1507 |  | 2919.9742 | 22817.5943 | 756.8792 | 0.00053852 | 0.00040632 | 2805 | 1.2076 | 4.3143 | 2 | 2.7598 | 7.6767 | 0.12761 | 0.0038113 | 0.0045282 | 1.4157 | 290.8861 | 42.9659 | 31.8671 | 0.96598 | 12.9885 | 14.7812 | 0.74929 | 3.8% | 13.7% | 2.6% | 14.7% | 4% | 87% | 0.069802 | 0.0043019 | 1.3488 | 13.6977 | 0.085132 | 0.70566 | 8.6765 | 7.6548 | 1.7511 | 3.0211 | 12.8994 | 6.6331 | 7.9127 | 5.1496 | 50.4053 | 81.0336 | 55.2422 | 86.6721
Central Valley | 86032 | 8427 | 1 | 3.8265 | 74 | 36.0916 | 7 | 1.0385e-05 | 0.037818 | 0.72819 | 3.9274e-07 | 9.061e-06 | 0.013514 | 0.10602 | {17340C5D-4E9A-414F-A76B-922497EBB75D} | 162831702 |  | 86032 | 38.1849 | -119.9915 | 34 | 15 | 4952.4347 |  | 4656.0497 |  | 296.385 | 1615.684 | 203.3681 | 6.3427e-05 | 7.2695e-05 | 2806 | 13.7571 | 28.9802 | 2.3158 | 2.8246 | 6.7355 | -7.4302 | 0.060526 | 0.004253 | 2.936 | 290.5605 | 50.4059 | 36.6277 | 0.99039 | 11.1117 | 13.0329 | 1.0227 | 4.2% | 5.5% | 6.2% | 94.7% | 4.7% | 19.5% | 0 | 0.10632 | 2 | 16.6667 | 0 | 3.8947 | 13.1884 | 11.3299 | 1.6585 | 2.6389 | 10.4887 | 6.172 | 5.9211 | 4.5477 | 68.8341 | 90.5752 | 66.6015 | 89.6842
North Valley | HAMILTON BRANCH 110137436 | 2421 | 2 | 6.0093 | 99 | 50.6716 | 8 | 8.7326e-06 | 0.037818 | 2.8074 | 3.3025e-07 | 8.9809e-06 | 0.020202 | 0.11859 | {32D1F0F9-DFF9-4513-A71D-93DBB94A9BB3} | 102361101 | HAMILTON BRANCH 1101 | 37436 | 40.2562 | -121.14 | 79 | 177 | 12868.1678 |  | 3303.8601 |  | 9564.3077 | 951.9489 | 1747.0935 | 7.1847e-05 | 6.9861e-05 | 2807 | 10.318 | 43.5359 | 2 | 2.193 | 7.1871 | 2.1858 | 0.073333 | 0.0039353 | 2.5205 | 290.6845 | 45.8097 | 36.162 | 1.0109 | 12.4263 | 14.52 | 7.7407 | 3.5% | 20% | 5.2% | 99.4% | 9.8% | 63.9% | 0.29965 | 0.022716 | 6.25 | 19.875 | 0.45556 | 11 | 14.5985 | 11.009 | 1.7785 | 3.0754 | 11.9734 | 5.8908 | 7.2825 | 4.5692 | 62.8104 | 99.7301 | 58.706 | 91.3863
Bay Area | PUEBLO 2102circuit_breaker | 2135 | 4 | 5.743 | 18 | 14.3094 | 4 | 3.289e-05 | 1.0137 | 0.053962 | 3.3218e-05 | 8.6917e-06 | 0.22222 | 0.40134 | {EB7314AB-7754-4D90-B11B-A641443B251F} | 43292102 | PUEBLO 2102 | circuit_breaker | 38.3452 | -122.2997 | 273 | 213 | 50327.4693 |  | 25233.7086 |  | 25093.7608 | 802.3935 | 26.0889 | 3.4767e-05 | 0.00013156 | 2808 | 1.973 | 5.4336 | 2 | 2.3864 | 6.0266 | 1.6459 | 0.0018182 | 0.0069746 | 1.909 | 296.8871 | 36.9662 | 30.8168 | 1.0752 | 14.7962 | 16.2577 | 0.31075 | 4.4% | 12.3% | 25% | 10.2% | 82.4% | 29% | 0.11323 | 0.0045455 | 1 | 9.25 | 0.98636 | 1.6364 | 7.751 | 6.1271 | 2.0691 | 3.808 | 14.649 | 9.1089 | 10.2182 | 5.5602 | 46.0308 | 71.7755 | 44.4706 | 76.0883
Central Coast | LOS GATOS 110160136 | 3391 | 26 | 48.2654 | 61 | 64.9888 | 7 | 2.3726e-05 | 0.037818 | 0.0028498 | 8.9728e-07 | 8.5673e-06 | 0.42623 | 0.74267 | {6679B851-BEDD-496F-943F-802ECD2AE75C} | 82021101 | LOS GATOS 1101 | 60136 | 37.2278 | -121.9676 | 230 | 727 | 38887.4849 |  | 9049.3039 |  | 29838.181 | 461.7186 | 1148.7776 | 5.9971e-05 | 0.00016608 | 2809 | 2.0168 | 8.6604 | 2 | 1.5637 | 5.003 | 0.32884 | 0.021111 | 0.0064959 | 1.4748 | 295.7616 | 41.3262 | 35.7395 | 1.0332 | 13.7918 | 14.9742 | 31.7069 | 4.2% | 4.5% | 19% | 48.2% | 74% | 22.5% | 0.84353 | 0.035556 | 7.875 | 22 | 0.71111 | 6.7778 | 10.1002 | 8.3346 | 2.0567 | 3.5818 | 12.9456 | 8.4696 | 8.839 | 5.4325 | 56.7038 | 77.2317 | 51.3619 | 79.1934
Central Coast | HOLLISTER 210491424 | 3675 | 3 | 3.6143 | 23 | 12.8906 | 3 | 2.7639e-05 | 1.8021 | 0.00050513 | 5.5022e-05 | 8.5095e-06 | 0.13043 | 0.28038 | {951B1516-4326-49B7-849D-E72573882819} | 182492104 | HOLLISTER 2104 | 91424 | 36.9335 | -121.3885 | 139 | 121 | 19500.8151 |  | 14085.1454 |  | 5415.6697 | 430.1131 | 78.0393 | 2.5528e-05 | 8.2917e-05 | 2810 | 0.91382 | 3.017 | 2 | 2.531 | 6.4763 | -3.3667 | 0.005 | 0.0067157 | 1.5259 | 296.6274 | 36.9214 | 31.5267 | 1.0476 | 14.7562 | 16.0476 | 0.91258 | 4% | 3.4% | 24.4% | 8.8% | 76.7% | 43.2% | 0.3827 | 0.031667 | 3.3333 | 22 | 0.17 | 3.8333 | 7.7523 | 7.798 | 1.988 | 3.6444 | 13.9885 | 9.9578 | 9.9263 | 6.2486 | 50.4153 | 66.94 | 46.5356 | 70.9703
North Valley | MC ARTHUR 11021324 | 4860 | 0 | 0 | 12 | 4.5058 | 4 | 9.0943e-06 | 43.1446 | 0.64012 | 0.00050722 | 8.4658e-06 | 0 | 0 | {76F913B6-6D49-4D3C-ACC8-2AE24DFE45A2} | 103491102 | MC ARTHUR 1102 | 1324 | 41.0453 | -121.4035 | 217 | 172 | 49263.6463 |  | 41089.9508 |  | 8173.6955 | 3069.2847 | 186.0193 | 3.3863e-05 | 3.6377e-05 | 2811 | 0.69099 | 2.8789 | 2 | 2.5214 | 7.96 | 0.54951 | 0.0021212 | 0.0044965 | 1.4917 | 292.4024 | 40.7195 | 31.3295 | 1.0339 | 13.7382 | 15.479 | 0.4892 | 3.2% | 8.4% | 5.5% | 3.2% | 14.7% | 93.9% | 0.20012 | 0.0054545 | 1.1333 | 12.2 | 0.030303 | 0.36364 | 8.09 | 7.2009 | 1.8634 | 3.1265 | 13.2554 | 7.2124 | 8.4058 | 5.6278 | 50.0055 | 77.2929 | 53.4529 | 83.4909
Central Coast | DEL MONTE 21029060 | 2576 | 0 | 0 | 12 | 8.1012 | 1 | 8.3926e-06 | 0.037818 |  | 3.1739e-07 | 8.3926e-06 | 0 | 0 | {6CCE4F90-013B-444F-9BDA-6C6A4EE75374} | 182222102 | DEL MONTE 2102 | 9060 | 36.608 | -121.8536 | 335 | 1799 | 91336.4678 |  | 16709.22 |  | 74627.2478 | 1038.0388 | 29.2277 | 8.3926e-06 | 8.3926e-06 | 2812 | 0.73454 | 5.8675 | 2 | 1.9763 | 5.1803 | -1.4812 | 0 | 0.0074276 | 1.1816 | 291.8241 | 23.565 | 23.2516 | 0.51105 | 17.683 | 18.9042 | 39.8555 | 3.8% | 0% | 0.7% | 33% | 2.6% | 99.5% | 0.86958 | 0 | 4 | 22 | 2.04 | 6 | 10.3684 | 9.3377 | 1.3544 | 2.1031 | 16.4359 | 15.4564 | 13.8701 | 13.4765 | 42.0224 | 43.3186 | 31.8821 | 37.0783
Sierra | TAMARACK 1101circuit_breaker | 5387 | 62 | 147.3174 | 1686 | 888.442 | 185 | 5.587e-06 | 0.037818 | 2.9812 | 2.1129e-07 | 1.2671e-05 | 0.036773 | 0.16582 | {1755A18B-6E24-4507-ACE5-9CCC118C7159} | 152291101 | TAMARACK 1101 | circuit_breaker | 39.3138 | -120.4967 | 271 | 580 | 47722.284 | 29.6533 | 28848.3085 | 17.9256 | 18873.9756 | 28053.5786 | 18441.239 | 0.0023441 | 0.0010336 | 2764 | 6.6667 | 19.1278 | 2 | 2.3714 | 6.3077 | -1.7695 | 0.044217 | 0.0036977 | 5.2219 | 287.4661 | 47.6103 | 32.5759 | 0.83857 | 10.9488 | 13.8334 | 2.5795 | 3.9% | 12.1% | 0.7% | 81.7% | 3.9% | 2% | 0.12183 | 0.03624 | 2.1186 | 13.226 | 0.52693 | 3.1703 | 15.1109 | 10.7511 | 1.6176 | 2.7442 | 11.5256 | 5.8411 | 6.3612 | 4.3104 | 73.2539 | 98.933 | 60.9031 | 91.5452
Central Coast | PURISIMA 110154728 | 8605 | 0 | 0 | 4 | 2.3762 | 3 | 8.2185e-06 | 1.4872 |  | 1.2182e-05 | 8.2185e-06 | 0 | 0 | {B456B97B-6207-41D3-9457-CFE202A63FCC} | 182971101 | PURISIMA 1101 | 54728 | 34.7596 | -120.4087 | 37 | 18 | 7672.2464 |  | 7210.7913 |  | 461.455 | 1017.1008 | 278.46 | 2.4656e-05 | 2.4656e-05 | 2814 | 0.5564 | 1.6285 | 2 | 3.118 | 8.8992 | -0.031288 | 0 | 0.0073348 | 0.878 | 295.8895 | 32.8136 | 36.1931 | 0.84213 | 15.8654 | 16.5903 | 0.4013 | 3.7% | 0% | 0.5% | 2% | 30.8% | 66.7% | 0.39102 | 0.004375 | 1.7143 | 12.8571 | 0.06375 | 0.25 | 12.9959 | 12.3122 | 2.0055 | 2.9233 | 13.9002 | 13.5665 | 8.7329 | 8.5396 | 71.1329 | 69.7254 | 51.6032 | 53.9642
Central Coast | VIEJO 22032634 | 6954 | 5 | 17.2229 | 5 | 17.2229 | 1 | 3.7826e-05 | 0.037818 | 0.21628 | 1.4305e-06 | 8.181e-06 | 1 | 1 | {C2A5C891-9ACA-4BCB-B672-51535FFB0933} | 182852203 | VIEJO 2203 | 2634 | 36.5669 | -121.9134 | 50 | 337 | 17143.5444 |  | 2626.604 |  | 14516.9403 | 0 | 730.8417 | 8.181e-06 | 3.7826e-05 | 2815 | 9.5856 | 20.6859 | 2 | 2.062 | 6.4373 | 10.9167 | 0.053333 | 0.0073633 | 1.2052 | 291.6814 | 24.5032 | 24.1617 | 0.52723 | 17.3041 | 18.6044 | 6.263 | 3.5% | 10.3% | 42.9% | 85.3% | 4.8% | 93.8% | 0.125 | 0.04 | 4.6667 | 22 | 1.9067 | 1.6667 | 11.0963 | 9.8442 | 1.3907 | 2.1348 | 16.5349 | 15.1445 | 13.4519 | 13.0578 | 44.468 | 46.0539 | 32.1214 | 38.579
Bay Area | 1943 | 7941 | 1 | 1.2048 | 1 | 1.2048 | 1 | 5.8595e-05 | 0.037818 | 0.13957 | 2.2159e-06 | 8.1782e-06 | 1 | 1 | {2C2CFF8C-6FFC-491F-805A-E0EE63DF4C2A} | 42481105 |  | 1943 | 38.097 | -122.588 | 26 | 75 | 6396.4345 |  | 1959.963 |  | 4436.4715 | 1959.963 | 4436.4715 | 8.1782e-06 | 5.8595e-05 | 2816 | 5.5733 | 13.1113 | 2 | 2.4087 | 6.7287 | 5.0186 | 0.092188 | 0.0070617 | 2.3411 | 295.9029 | 32.24 | 30.2482 | 0.94367 | 15.5988 | 17.2407 | 9.4625 | 4.2% | 18.6% | 57.2% | 61.5% | 62.3% | 68.6% | 0.14241 | 0.03875 | 3.6071 | 20.8929 | 0.02875 | 0.03125 | 10.8989 | 9.3973 | 1.9003 | 3.5105 | 14.248 | 12.0059 | 11.7475 | 8.6217 | 54.6668 | 62.5686 | 43.5848 | 57.8517
Central Coast | LLAGAS 2106XR146 | 3490 | 3 | 9.2389 | 4 | 9.914 | 1 | 8.0498e-06 | 2.404 |  | 1.9351e-05 | 8.0498e-06 | 0.75 | 0.9319 | {B73F7608-4D30-4162-A279-F1B71A76D86D} | 83182106 | LLAGAS 2106 | XR146 | 36.9737 | -121.5188 | 188 | 152 | 46729.0956 |  | 32678.168 |  | 14050.9276 | 2566.3115 | 511.184 | 8.0498e-06 | 8.0498e-06 | 2817 | 1.2012 | 4.0204 | 2 | 2.5512 | 6.2453 | 2.0856 | 0.011111 | 0.0065441 | 1.7081 | 296.0211 | 40.6837 | 34.4388 | 1.0653 | 13.851 | 15.175 | 0 | 3.3% | 0% | 0.2% | 17.2% | 79.9% | 24.4% | 0.01915 | 0.046667 | 1.1 | 10.8 | 0.0094444 | 0.11111 | 8.1856 | 8.0854 | 2.0827 | 3.7697 | 13.0455 | 8.86 | 8.4258 | 5.4248 | 55.8377 | 74.3738 | 52.2087 | 77.0526
Central Coast | DEL MONTE 21043066 | 9222 | 0 | 0 | 1 | 0.6751 | 1 | 3.699e-05 | 0.13115 | 0.2171 | 4.8511e-06 | 8.0305e-06 | 0 | 0 | {844C973E-06B3-4BF1-90ED-935D78CB12A8} | 182222104 | DEL MONTE 2104 | 3066 | 36.5584 | -121.7506 | 5 | 0 | 26.0345 |  | 26.0345 |  | 0 | 26.0345 | 0 | 8.0305e-06 | 3.699e-05 | 2818 | 1.3059 | 4.9706 | 2 | 2.4573 | 6.0041 | -4.007 | 2.2737e-15 | 0.007325 | 1.3067 | 293.7386 | 25.0076 | 24.9541 | 0.64368 | 17.5274 | 18.8169 | 2.6864 | 3.1% | 10.5% | 41.4% | 25.1% | 11.7% | 98.5% | 0.59747 | 2.2737e-15 | 8 | 6.5 | 0.17 | 0.5 | 10.4467 | 9.4307 | 1.4439 | 2.6826 | 16.4615 | 14.8429 | 14.0562 | 12.3758 | 42.4211 | 47.5376 | 33.2904 | 41.2961
Bay Area | SUNOL 1101MR387 | 9136 | 60 | 77.9161 | 179 | 154.1523 | 41 | 1.614e-05 | 2.2881 | 0.067079 | 3.5109e-05 | 7.9548e-06 | 0.3352 | 0.50545 | {475B4CFB-84F1-46E3-9FF3-409BD1FA54D8} | 14241101 | SUNOL 1101 | MR387 | 37.5735 | -121.864 | 35 | 11 | 8208.0016 |  | 8023.8265 |  | 184.1751 | 7477.4807 | 159.0432 | 0.00032615 | 0.00066176 | 2819 | 1.9474 | 9.1074 | 2 | 3.2565 | 7.1973 | -5.0604 | 0.0067778 | 0.0066351 | 1.2696 | 295.3578 | 40.3578 | 32.7959 | 1.0126 | 13.8626 | 15.1495 | 12.2159 | 4% | 13.5% | 5.3% | 30.3% | 73.5% | 8.3% | 0.29838 | 0.027578 | 1.7083 | 10.7917 | 0.62978 | 1.9889 | 8.2784 | 6.9868 | 2.079 | 3.7627 | 13.7254 | 8.6254 | 8.8757 | 5.4235 | 47.5743 | 68.4068 | 49.6603 | 78.3348
Central Valley | INDIAN FLAT 11044440 | 9903 | 3 | 3.6143 | 11 | 7.2452 | 1 | 7.7811e-06 | 0.098208 |  | 7.6416e-07 | 7.7811e-06 | 0.27273 | 0.49885 | {215B4A0E-B4E1-4DEB-8481-0B3FF4DD4D17} | 252691104 | INDIAN FLAT 1104 | 4440 | 37.677 | -119.7768 | 6 | 0 | 376.2849 |  | 376.2849 |  | 0 | 376.2849 | 0 | 7.7811e-06 | 7.7811e-06 | 2820 | 2.9289 | 9.8542 | 2 | 1.4003 | 4.4924 | -13.4857 | 0.0325 | 0.0046758 | 2.5433 | 294.047 | 57.4538 | 39.2343 | 1.2986 | 9.8883 | 11.5068 | 1.9974 | 4% | 0% | 4% | 51.4% | 55.2% | 4.7% | 0.27168 | 0.0575 | 1 | 5 | 5.61 | 2.75 | 10.685 | 9.3494 | 2.0925 | 3.435 | 9.1767 | 5.4096 | 5.7266 | 3.5999 | 62.534 | 83.2495 | 73.4634 | 96.0207
Central Valley | SALT SPRINGS 210110416 | 6601 | 4 | 7.0255 | 34 | 21.2797 | 10 | 1.3813e-05 | 0.77843 | 0.031745 | 9.4118e-06 | 7.7737e-06 | 0.11765 | 0.33015 | {3B618A90-1F99-49FA-8702-76A28A158E81} | 163692101 | SALT SPRINGS 2101 | 10416 | 38.4983 | -120.2183 | 15 | 13 | 1591.5 |  | 928.207 |  | 663.293 | 928.207 | 663.293 | 7.7737e-05 | 0.00013813 | 2821 | 13.6707 | 49.5622 | 2 | 2.2167 | 7.0498 | -16.0048 | 0.025294 | 0.0046306 | 3.4563 | 292.2692 | 51.2177 | 34.423 | 1.1577 | 10.7379 | 12.9276 | 1.7215 | 3.8% | 2.1% | 8.2% | 99.6% | 14.2% | 14.9% | 0.11648 | 0.037059 | 3.1 | 16.7 | 0.24 | 2 | 11.8066 | 8.8059 | 1.91 | 3.0781 | 10.7754 | 5.5503 | 6.679 | 4.1861 | 62.3258 | 82.8922 | 62.6062 | 92.9354
Central Valley | MARIPOSA 21019400 | 1410 | 1410 | 1902.4854 | 4886 | 3555.9165 | 815 | 4.556e-05 | 126.9934 | 16.3012 | 0.0059763 | 0.0003799 | 0.28858 | 0.53502 | {5BCEC129-10D0-4B20-A658-76CA792FBB41} | 254452101 | MARIPOSA 2101 | 9400 | 37.5219 | -119.917 | 941 | 1040 | 181888.2181 | 113.0204 | 101390.2805 | 63.0012 | 80497.9375 | 101390.2805 | 80497.9375 | 0.30962 | 0.037131 | 969 | 3.2828 | 10.002 | 2.3342 | 2.1464 | 4.8065 | 0.12596 | 0.032854 | 0.0054646 | 2.3597 | 295.7655 | 51.1623 | 34.8167 | 1.3224 | 11.4161 | 12.9161 | 0.73034 | 57.9% | 58.9% | 49.2% | 52.1% | 63.2% | 29.5% | 0.042161 | 0.084522 | 1.9344 | 16.7707 | 1.9243 | 3.1341 | 9.2913 | 7.8553 | 2.2542 | 3.6754 | 11.1743 | 6.2788 | 7.1579 | 4.2141 | 48.6853 | 73.4082 | 62.8533 | 90.3429
Central Valley | STONE CORRAL 11087100 | 5124 | 12 | 14.4571 | 37 | 23.3873 | 12 | 8.1429e-06 | 2.49 | 1.0157 | 2.0621e-05 | 7.4619e-06 | 0.32432 | 0.61816 | {7C3F27CE-B3FE-4A3A-A517-4F1EC2F3B587} | 252921108 | STONE CORRAL 1108 | 7100 | 36.4928 | -119.1764 | 142 | 175 | 36307.0589 |  | 29507.2094 |  | 6799.8495 | 3682.723 | 766.1549 | 8.9542e-05 | 9.7714e-05 | 2823 | 0.3631 | 1.3214 | 2 | 1.9686 | 4.5507 | -2.0674 | 0.0011111 | 0.0056461 | 1.0692 | 299.105 | 60.8044 | 40.0458 | 1.738 | 9.6995 | 10.6816 | 0.89168 | 3.3% | 6.4% | 4.9% | 2% | 98.7% | 3.1% | 0.13368 | 0.0014815 | 1.6316 | 15.9474 | 0.5 | 0.68519 | 5.9555 | 5.4999 | 3.1755 | 4.4665 | 8.9082 | 5.3582 | 6.3189 | 3.6585 | 55.8703 | 78.9515 | 73.9995 | 96.2
Bay Area | CASTRO VALLEY 1108MR379 | 141 | 5 | 8.2766 | 26 | 18.1836 | 11 | 1.564e-05 | 0.037818 | 0.064148 | 5.9149e-07 | 7.2264e-06 | 0.19231 | 0.45517 | {8CF3EAE2-3D5E-46D8-99A9-0040E44D6238} | 14091108 | CASTRO VALLEY 1108 | MR379 | 37.7032 | -122.0461 | 41 | 333 | 17097.9601 |  | 2536.0701 |  | 14561.89 | 1604.9824 | 7795.9576 | 7.949e-05 | 0.00017204 | 2824 | 1.9978 | 6.7188 | 2.1481 | 2.567 | 5.9269 | 3.4734 | 0.014444 | 0.006975 | 1.6493 | 293.8059 | 32.7587 | 31.4996 | 0.77091 | 15.5277 | 16.9678 | 19.7116 | 3.8% | 12.7% | 4.9% | 15.1% | 34.1% | 66.1% | 0.71017 | 0.03963 | 10.5 | 22 | 1.211e-13 | 0.96296 | 8.6939 | 7.8043 | 1.6469 | 3.2537 | 15.0932 | 10.5666 | 10.0259 | 6.2656 | 50.369 | 68.7555 | 44.8254 | 68.8919
North Coast | APPLE HILL 1103circuit_breaker | 127 | 3 | 2.9222 | 8 | 7.4461 | 1 | 7.2616e-05 | 0.037818 | 0.097929 | 2.7462e-06 | 7.1112e-06 | 0.375 | 0.39245 | {DD461B3A-397C-4A3A-A4DD-6F0A05715903} | 153661103 | APPLE HILL 1103 | circuit_breaker | 38.7394 | -120.6769 | 727 | 1120 | 109916.7446 |  | 53861.3542 |  | 56055.3904 | 47137.6043 | 52133.033 | 7.1112e-06 | 7.2616e-05 | 2825 | 5.9126 | 16.6493 | 2.048 | 2.041 | 5.5084 | 0.0070922 | 0.061548 | 0.005877 | 3.3171 | 294.6933 | 48.424 | 32.0086 | 1.2538 | 11.7771 | 13.736 | 6.7628 | 0.7% | 4.1% | 23.7% | 45.7% | 96.9% | 0% | 0.2305 | 0.056797 | 3.4163 | 17.2218 | 5.9464 | 7.8019 | 8.9728 | 6.1142 | 2.0876 | 3.9344 | 12.6444 | 5.7159 | 7.9265 | 3.8878 | 49.3657 | 81.6337 | 54.319 | 94.0654
Central Valley | CURTIS 17039210 | 6442 | 0 | 0 | 9 | 3.9003 | 7 | 1.1312e-05 | 0.038602 | 0.03033 | 4.3778e-07 | 6.8884e-06 | 0 | 0 | {28A07299-BAB6-4846-84FA-366E13AEFEE9} | 163351703 | CURTIS 1703 | 9210 | 37.8183 | -120.0961 | 178 | 152 | 45576.8121 |  | 37044.9289 |  | 8531.8832 | 37044.9289 | 8531.8832 | 4.8219e-05 | 7.9185e-05 | 2826 | 5.4241 | 14.1761 | 2 | 1.8873 | 5.4255 | -0.61201 | 0.021263 | 0.0046871 | 2.5288 | 293.8996 | 53.8651 | 36.2096 | 1.2404 | 10.6994 | 12.3503 | 0.62032 | 3.1% | 1.8% | 6.9% | 67.2% | 35.9% | 14.2% | 0.02146 | 0.056957 | 1.9191 | 13.8471 | 0 | 0.018634 | 9.8381 | 8.7554 | 1.9931 | 3.3485 | 10.2041 | 5.8701 | 6.4549 | 3.9109 | 54.7955 | 78.2711 | 68.3118 | 93.1327
Bay Area | JARVIS 1108MR368 | 2694 | 26 | 60.0017 | 31 | 62.2804 | 6 | 9.046e-06 | 231.8315 | 0 | 0.0017046 | 6.7341e-06 | 0.83871 | 0.96341 | {C29E1CFF-9B01-49C8-A70D-1B966DB72A34} | 13501108 | JARVIS 1108 | MR368 | 37.6226 | -122.039 | 136 | 462 | 23394.7973 |  | 5392.0942 |  | 18002.7031 | 761.5311 | 986.4007 | 4.0405e-05 | 5.4276e-05 | 2827 | 1.0572 | 4.1821 | 2 | 2.2042 | 5.4437 | 0.85759 | 0.0091667 | 0.0070629 | 1.4025 | 293.7886 | 35.599 | 33.0529 | 0.77686 | 14.8735 | 16.2177 | 27.0413 | 3.6% | 0% | 1.3% | 6.5% | 34.8% | 31.2% | 0.63282 | 0.018333 | 3.1818 | 14.2727 | 2.3917 | 2.5833 | 8.8823 | 7.7553 | 1.6764 | 3.2301 | 14.1842 | 10.2091 | 9.5647 | 6.142 | 54.9198 | 68.1709 | 48.4521 | 70.6444
Bay Area | HOLLYWOOD 0401circuit_breaker | 1306 | 26 | 71.7191 | 109 | 111.6719 | 21 | 1.5083e-05 | 0.037818 | 0.027798 | 5.7042e-07 | 6.634e-06 | 0.23853 | 0.64223 | {854414CD-0C09-471D-91AA-83170F69D473} | 13170401 | HOLLYWOOD 0401 | circuit_breaker | 37.8127 | -122.2187 | 150 | 1539 | 73853.3941 |  | 8515.2971 |  | 65338.097 | 4478.6501 | 31120.634 | 0.00013931 | 0.00031675 | 2828 | 3.4053 | 9.865 | 2 | 2.0698 | 5.3837 | 0.10774 | 0.039487 | 0.0073123 | 1.7137 | 292.8354 | 31.4704 | 29.3598 | 0.66325 | 15.6493 | 17.0875 | 39.5888 | 3.4% | 9.5% | 4.2% | 34.8% | 12% | 69.9% | 0.67915 | 0.019231 | 18.8611 | 21.9722 | 0.81974 | 2.7949 | 8.0009 | 7.3947 | 1.5488 | 2.935 | 14.8887 | 11.6306 | 10.1917 | 7.6345 | 49.9236 | 53.4992 | 44.0276 | 60.3199
Sierra | ALLEGHANY 1101978 | 5464 | 120 | 351.4067 | 795 | 662.5293 | 128 | 5.1196e-06 | 0.037861 | 1.3979 | 1.9383e-07 | 6.6229e-06 | 0.15094 | 0.5304 | {3479738B-50FC-4140-94A7-E159A76AE25B} | 152101101 | ALLEGHANY 1101 | 978 | 39.608 | -120.6068 | 175 | 224 | 52574.3479 | 32.6683 | 46962.403 | 29.1812 | 5611.9448 | 17657.6918 | 3049.8644 | 0.00084773 | 0.00065531 | 2829 | 6.6834 | 16.4396 | 2 | 2.9235 | 10.1421 | -0.52339 | 0.03839 | 0.0038957 | 4.6124 | 288.2072 | 48.9177 | 39.1667 | 0.89849 | 10.9083 | 13.5199 | 0.9173 | 2% | 7.8% | 0.2% | 72.4% | 4.4% | 1.5% | 0.059534 | 0.033955 | 2.8846 | 14.3718 | 0.24614 | 3.3686 | 16.3134 | 12.588 | 1.4516 | 2.5434 | 11.6435 | 5.7215 | 6.8048 | 4.3721 | 72.763 | 104.816 | 59.6963 | 92.4388
Central Valley | POSO MOUNTAIN 21033988 | 8214 | 30 | 41.4415 | 82 | 63.7814 | 19 | 2.7405e-06 | 2.9786 | 3.8138 | 8.17e-06 | 6.5054e-06 | 0.36585 | 0.64974 | {CEAE967B-3953-4836-B34C-F08811987B2A} | 253642103 | POSO MOUNTAIN 2103 | 3988 | 35.5532 | -118.9349 | 80 | 35 | 31719.7098 |  | 29944.6558 |  | 1775.054 | 26364.8424 | 1421.739 | 0.0001236 | 5.2069e-05 | 2830 | 0.51992 | 1.4473 | 2 | 2.6017 | 5.8228 | -0.81787 | 0.00058282 | 0.0057086 | 0.71312 | 298.8476 | 63.3518 | 45.8923 | 1.709 | 9.4799 | 10.1894 | 0.60221 | 2.9% | 17% | 1.1% | 2.4% | 97.6% | 2.2% | 0.043698 | 0.005092 | 1.2083 | 12.8333 | 0.14491 | 0.25153 | 6.8973 | 6.2843 | 3.0506 | 4.3118 | 7.8547 | 5.1702 | 5.3615 | 3.3437 | 65.6846 | 89.6201 | 81.23 | 98.4107
Central Valley | BALCH NO 1 1101R372 | 9302 | 33 | 47.474 | 170 | 115.537 | 40 | 1.256e-05 | 0.55991 | 0.028315 | 1.1683e-05 | 6.449e-06 | 0.19412 | 0.4109 | {75BFEF05-1988-4830-B09E-C95373B77F35} | 252501101 | BALCH NO 1 1101 | R372 | 36.9129 | -119.081 | 18 | 2 | 9913.6989 |  | 9846.4194 |  | 67.2795 | 9846.4194 | 67.2795 | 0.00025796 | 0.00050241 | 2831 | 5.9037 | 17.4269 | 2 | 2.0388 | 4.7235 | -0.049516 | 0.013889 | 0.0047342 | 2.0104 | 292.7079 | 54.3439 | 34.6146 | 1.1541 | 10.5921 | 12.0414 | 0.86258 | 2.7% | 1.6% | 7.3% | 76.3% | 12.9% | 12.6% | 0.024628 | 0.086476 | 1.1538 | 8.0909 | 0.53214 | 1.3492 | 6.1965 | 5.6433 | 1.8624 | 3.2286 | 9.3647 | 5.7873 | 5.2041 | 3.5921 | 52.0499 | 76.0268 | 74.1525 | 94.4841
Bay Area | CASTRO VALLEY 1104MR236 | 418 | 11 | 26.9236 | 35 | 38.3097 | 15 | 6.5875e-06 | 0.037818 | 0.87093 | 2.4913e-07 | 6.3604e-06 | 0.31429 | 0.70279 | {C255CD66-4CFB-4E6F-AE78-6A76CA6EB0AA} | 14091104 | CASTRO VALLEY 1104 | MR236 | 37.7008 | -122.0899 | 259 | 1943 | 87129.8975 |  | 13504.2844 |  | 73625.613 | 1927.0653 | 9965.8966 | 9.5406e-05 | 9.8812e-05 | 2832 | 1.0671 | 4.2898 | 2 | 2.1339 | 5.3037 | -1.9308 | 0.0064 | 0.007192 | 1.5029 | 293.5157 | 33.0878 | 32.5969 | 0.72538 | 15.4693 | 16.8565 | 43.0487 | 3.3% | 41.2% | 0.2% | 7.1% | 23.8% | 63.5% | 0.77401 | 0.0056 | 11.9545 | 22.4091 | 0.2692 | 1.4 | 8.7444 | 7.8715 | 1.6215 | 3.1159 | 14.7651 | 11.2308 | 10.2516 | 7.1042 | 54.7115 | 63.048 | 45.2457 | 64.5011
North Valley | BIG MEADOWS 21012510 | 7348 | 34 | 53.0859 | 116 | 94.583 | 50 | 9.4073e-06 | 0.037818 | 0.19253 | 3.5576e-07 | 6.2053e-06 | 0.2931 | 0.56126 | {2FDD93D7-D61D-44CD-93DA-C1ACCE10D2C0} | 102812101 | BIG MEADOWS 2101 | 2510 | 40.2104 | -121.1644 | 26 | 4 | 14178.3141 |  | 14131.8875 |  | 46.4267 | 6780.2402 | 33.1788 | 0.00031027 | 0.00047036 | 2833 | 12.8916 | 31.7403 | 2 | 1.9716 | 5.2927 | -1.4638 | 0.034754 | 0.0042874 | 2.6904 | 290.5367 | 45.6454 | 36.2784 | 0.99868 | 12.3289 | 14.4251 | 0.9647 | 2.9% | 6% | 6.6% | 96.8% | 7.8% | 54% | 0.13033 | 0.075247 | 1.7143 | 9 | 0 | 0.95082 | 15.0409 | 11.4955 | 1.7762 | 3.1166 | 12.1896 | 5.9824 | 7.3676 | 4.6536 | 65.084 | 104.1365 | 57.6478 | 90.7339
Central Coast | FOOTHILL 1102V06 | 2406 | 11 | 35.4362 | 16 | 38.1536 | 4 | 1.6312e-05 | 190.4174 | 0.01723 | 0.0026216 | 6.102e-06 | 0.6875 | 0.92878 | {C6602F48-3A87-4830-B316-DED5C966EF46} | 182951102 | FOOTHILL 1102 | V06 | 35.2854 | -120.7014 | 131 | 566 | 34970.3514 |  | 10520.855 |  | 24449.4964 | 1798.9532 | 180.3113 | 2.4408e-05 | 6.5248e-05 | 2834 | 0.70732 | 2.7108 | 2 | 2.4932 | 7.5042 | -1.1037 | 0.0042857 | 0.0072086 | 1.2237 | 296.2511 | 34.8908 | 30.5235 | 0.94519 | 14.9807 | 15.9365 | 11.9808 | 2.9% | 5.1% | 6.6% | 7.3% | 41.2% | 47.8% | 0.15612 | 0.0064286 | 1.5556 | 10.6667 | 0.39464 | 0.57143 | 8.4276 | 8.7672 | 1.8652 | 3.3268 | 14.3387 | 12.4103 | 11.1038 | 9.281 | 50.3997 | 55.9648 | 45.1827 | 54.2593
Central Valley | BEAR VALLEY 21014500 | 3694 | 12 | 31.39 | 325 | 109.8124 | 111 | 3.9263e-05 | 1796.9052 | 22.1639 | 0.07379 | 0.00044328 | 0.036923 | 0.28585 | {D468A32E-4500-4D2C-80DA-85F74A9A6EF3} | 252192101 | BEAR VALLEY 2101 | 4500 | 37.4304 | -120.0991 | 587 | 508 | 190154.7833 | 118.157 | 131623.5309 | 81.7873 | 58531.2523 | 34089.7521 | 21160.2163 | 0.049204 | 0.0043582 | 865 | 2.223 | 6.2168 | 2 | 2.5917 | 6.1393 | -0.36245 | 0.0026806 | 0.0060727 | 1.4372 | 297.7302 | 50.5959 | 33.6967 | 1.4447 | 11.7893 | 12.9554 | 0.72758 | 61.2% | 68.3% | 40.4% | 32.6% | 82.5% | 42.6% | 0.04061 | 0.0097711 | 1.4961 | 13.3837 | 0.096255 | 0.61787 | 6.6071 | 5.8235 | 2.5079 | 4.1142 | 11.3583 | 6.5547 | 8.0575 | 4.4705 | 47.0516 | 73.4814 | 60.394 | 88.6123
Bay Area | SAN LEANDRO U 1114MR545 | 1040 | 31 | 85.3363 | 69 | 102.9882 | 23 | 8.665e-06 | 0.037818 | 0.25789 | 3.2769e-07 | 5.9287e-06 | 0.44928 | 0.8286 | {4B9E4541-F21D-43AC-ADB7-3A92CC33D20B} | 13111114 | SAN LEANDRO U 1114 | MR545 | 37.7035 | -122.1125 | 159 | 837 | 39491.2191 |  | 7220.0264 |  | 32271.1927 | 3494.5659 | 18097.3441 | 0.00013636 | 0.0001993 | 2836 | 1.1042 | 4.3581 | 2 | 2.131 | 5.3028 | 2.7853 | 0.015111 | 0.0071915 | 1.5037 | 293.515 | 33.0819 | 32.5906 | 0.72537 | 15.4707 | 16.8582 | 36.9592 | 3.1% | 26.3% | 1.1% | 7.3% | 23.6% | 63.9% | 0.79072 | 0.006 | 13.425 | 21.875 | 0.64 | 1.5333 | 8.7437 | 7.8709 | 1.6212 | 3.116 | 14.7671 | 11.2305 | 10.2512 | 7.1032 | 54.7022 | 63.0509 | 45.2425 | 64.5053
Central Valley | POSO MOUNTAIN 210448268 | 7781 | 1 | 1.246 | 13 | 5.5563 | 2 | 7.1001e-06 | 2.8763 | 0.58465 | 2.0422e-05 | 5.5381e-06 | 0.076923 | 0.22425 | {59412086-F782-4166-B6FC-4A718057E9E9} | 253642104 | POSO MOUNTAIN 2104 | 48268 | 35.4995 | -118.9051 | 42 | 8 | 8811.4991 |  | 8339.3842 |  | 472.1149 | 7515.6606 | 472.1149 | 1.1076e-05 | 1.42e-05 | 2837 | 0.25616 | 0.63746 | 2 | 2.3936 | 5.5905 | -0.31437 | 0.0026437 | 0.0064206 | 0.60719 | 299.8767 | 62.6195 | 46.3123 | 1.8052 | 9.6399 | 10.2852 | 0.26533 | 2.4% | 5.1% | 3.5% | 0% | 99.8% | 2.7% | 0.089561 | 0 | 1.2121 | 10.9697 | 0 | 0.14943 | 7.1552 | 6.6073 | 3.3133 | 4.5923 | 8.0299 | 5.2449 | 5.5654 | 3.4394 | 66.5401 | 92.079 | 79.982 | 97.8687
Sierra | ECHO SUMMIT 1101481660 | 8825 | 3 | 10.0715 | 10 | 13.9347 | 5 | 6.8725e-06 | 0.037818 | 0.14765 | 2.599e-07 | 5.5151e-06 | 0.3 | 0.72276 | {F8951716-F878-4227-AE2D-235860A82922} | 158031101 | ECHO SUMMIT 1101 | 481660 | 38.8106 | -120.0319 | 38 | 0 | 905.9644 |  | 905.9644 |  | 0 | 778.9778 | 0 | 2.7576e-05 | 3.4362e-05 | 2838 | 5.6702 | 13.7205 | 2 | 3.7343 | 11.4052 | 12.4358 | 0.044 | 0.0042917 | 3.3173 | 286.2876 | 42.1153 | 29.752 | 0.69746 | 12.4257 | 14.7709 | 0.51213 | 1.7% | 3.3% | 2.9% | 60.5% | 0.7% | 62.4% | 0.086034 | 0.006 | 2.6 | 5 | 0.572 | 1 | 10.2867 | 8.0381 | 1.1575 | 1.9391 | 12.2745 | 6.9961 | 7.2568 | 5.4881 | 54.2985 | 76.4533 | 56.6997 | 82.8077
Bay Area | SAN LEANDRO U 1114MR544 | 2371 | 18 | 58.2874 | 26 | 62.372 | 4 | 7.3974e-06 | 0.037818 | 0 | 2.7975e-07 | 5.5117e-06 | 0.69231 | 0.93451 | {399AB5C7-22B7-4F32-8432-A7E05E9E2D06} | 13111114 | SAN LEANDRO U 1114 | MR544 | 37.7084 | -122.1271 | 211 | 1267 | 52658.0872 |  | 10049.3013 |  | 42608.7859 | 1064.9351 | 3725.4016 | 2.2047e-05 | 2.9589e-05 | 2839 | 1.0455 | 4.1006 | 2 | 2.1332 | 5.3385 | -0.4615 | 0.0081818 | 0.0071586 | 1.5982 | 293.3666 | 32.2221 | 31.5753 | 0.71419 | 15.6504 | 17.0677 | 53.098 | 2.9% | 0% | 0.5% | 6.2% | 19.4% | 70.1% | 0.60109 | 0.018636 | 7.5714 | 17.1429 | 1.4786 | 1.1818 | 8.6352 | 7.7893 | 1.5815 | 3.1091 | 14.9971 | 11.2945 | 10.1945 | 7.0847 | 53.4064 | 62.0359 | 44.8266 | 64.158
Central Coast | SAN LUIS OBISPO 1107circuit_breaker | 7161 | 18 | 56.5456 | 34 | 63.6968 | 5 | 1.4497e-05 | 0.037818 | 0.0006208 | 5.4823e-07 | 5.4797e-06 | 0.52941 | 0.88773 | {FE7ADF6B-5FAD-4650-8E18-1F81A8FDEE84} | 182631107 | SAN LUIS OBISPO 1107 | circuit_breaker | 35.2613 | -120.6347 | 54 | 22 | 3858.5229 |  | 2726.7982 |  | 1131.7248 | 1569.1089 | 628.2281 | 2.7398e-05 | 7.2483e-05 | 2840 | 0.90691 | 4.9161 | 2 | 2.098 | 7.2769 | -0.15455 | 0.001875 | 0.0071739 | 1.0274 | 296.1049 | 34.912 | 31.0787 | 0.92131 | 15.0407 | 15.9089 | 21.8685 | 2.7% | 3.6% | 3.5% | 24.2% | 38.1% | 49.5% | 0.50271 | 0.005 | 3.6154 | 14.5385 | 1.63 | 2.125 | 8.9557 | 8.7418 | 1.8599 | 3.323 | 14.2117 | 12.3854 | 10.9621 | 9.1579 | 50.4491 | 56.4217 | 45.0915 | 54.6288
Central Coast | SAN ARDO 11017632 | 6524 | 2 | 1.9572 | 2 | 1.9572 | 1 | 3.7491e-05 | 0.037818 | 0.14063 | 1.4178e-06 | 5.2723e-06 | 1 | 1 | {05828C1E-8E18-466B-88E7-9FC0E3CD182B} | 182191101 | SAN ARDO 1101 | 7632 | 36.0712 | -120.9813 | 43 | 28 | 13680.8151 |  | 13067.8012 |  | 613.0139 | 668.3905 | 199.8475 | 5.2723e-06 | 3.7491e-05 | 2841 | 0.3442 | 1.9421 | 2 | 2.5821 | 7.9735 | -3.7336 | 0 | 0.0059244 | 0.87813 | 298.9889 | 45.7137 | 37.84 | 1.4048 | 13.2873 | 14.0538 | 0 | 2.6% | 7.9% | 42.1% | 3.5% | 97.4% | 12.1% | 0.43436 | 0.0019048 | 2.3333 | 16.5 | 0.085238 | 0.095238 | 8.395 | 7.381 | 2.4348 | 4.0941 | 11.765 | 8.2562 | 8.2068 | 5.0204 | 54.3119 | 76.7774 | 57.0024 | 81.056
Sierra | ECHO SUMMIT 110155262 | 9773 | 0 | 0 | 1 | 0.45574 | 1 | 1.356e-05 | 0.037818 | 0.3547 | 5.1281e-07 | 4.8098e-06 | 0 | 0 | {D6DB5AF9-E5B0-458F-9897-3AC3E052AB08} | 158031101 | ECHO SUMMIT 1101 | 55262 | 38.824 | -120.0291 | 17 | 3 | 324.9779 |  | 266.534 |  | 58.444 | 266.534 | 58.444 | 4.8098e-06 | 1.356e-05 | 2842 | 5.2746 | 16.8646 | 2 | 3.0175 | 10.3444 | 5.3812 | 0.04 | 0.0044593 | 2.9158 | 287.0853 | 40.2435 | 29.2335 | 0.69302 | 13.039 | 15.266 | 3.8848 | 1.5% | 4% | 4.6% | 74.4% | 0% | 86.1% | 0.29238 | 0.19 | 5 | 5 | 0 | 0.5 | 10.7149 | 8.4106 | 1.1714 | 1.9661 | 12.2827 | 7.3031 | 7.476 | 5.5868 | 53.9618 | 76.7178 | 55.8607 | 81.3735
North Valley | PIT NO 1 11019702 | 6183 | 2 | 3.3014 | 16 | 10.5865 | 5 | 1.6704e-05 | 19.1122 | 0.27305 | 0.00020009 | 4.8087e-06 | 0.125 | 0.31185 | {240B9597-FDF1-4E00-A581-05E13375E11A} | 103721101 | PIT NO 1 1101 | 9702 | 41.0049 | -121.447 | 165 | 125 | 18660.7465 |  | 14797.5762 |  | 3863.1703 | 994.3298 | 212.6304 | 2.4044e-05 | 8.352e-05 | 2843 | 1.3189 | 6.6012 | 2 | 2.3785 | 7.2771 | 0.10919 | 0.0018182 | 0.0045216 | 1.4934 | 292.3823 | 39.9112 | 31.0982 | 1.0197 | 13.9701 | 15.6951 | 1.5949 | 2.3% | 6.6% | 13.3% | 32.4% | 12.4% | 96% | 0.28153 | 0.0090909 | 2.2857 | 19.8571 | 0.31455 | 1.4545 | 8.0059 | 7.1841 | 1.8296 | 3.0858 | 13.3658 | 7.4559 | 8.539 | 5.7671 | 49.9434 | 76.2398 | 52.8429 | 82.0343
Central Valley | SALT SPRINGS 21011232 | 5721 | 9 | 25.4381 | 883 | 424.0878 | 91 | 5.3201e-06 | 0.037999 | 0.79787 | 2.0165e-07 | 4.743e-06 | 0.010193 | 0.059983 | {9EF30C64-8412-466B-8695-929E20570E0C} | 163692101 | SALT SPRINGS 2101 | 1232 | 38.4163 | -120.1331 | 105 | 127 | 18295.9501 |  | 14525.4003 |  | 3770.5498 | 10582.3145 | 3063.5837 | 0.00043161 | 0.00048413 | 2844 | 6.0718 | 15.9778 | 2 | 2.9864 | 9.1935 | -0.075419 | 0.033629 | 0.0039252 | 3.3503 | 288.7499 | 51.4835 | 38.634 | 0.94884 | 10.6213 | 12.8281 | 1.6699 | 2.2% | 5.7% | 2.9% | 73.4% | 1.6% | 13.5% | 0.093919 | 0.037097 | 3 | 17.1633 | 0.030968 | 7.121 | 13.8062 | 11.6288 | 1.6376 | 2.5163 | 10.3612 | 5.6344 | 6.0139 | 4.2401 | 76.52 | 100.9871 | 66.4603 | 92.7328
North Valley | MC ARTHUR 11011546 | 2405 | 23 | 37.3875 | 286 | 176.3286 | 62 | 6.2478e-06 | 1.1498 | 0.62819 | 6.6678e-06 | 4.7246e-06 | 0.08042 | 0.21203 | {F58DF78A-C4B0-4969-9413-98D7022EFF8F} | 103491101 | MC ARTHUR 1101 | 1546 | 41.0477 | -121.3122 | 134 | 169 | 40427.6671 |  | 37312.9087 |  | 3114.7583 | 20599.9851 | 2256.7904 | 0.00029292 | 0.00038736 | 2845 | 1.3058 | 4.2387 | 2 | 2.4769 | 7.1975 | -0.39464 | 0.0061176 | 0.0045037 | 1.3958 | 291.4038 | 44.1956 | 33.2734 | 1.0192 | 12.7536 | 14.4418 | 0.41721 | 2% | 7.8% | 1.2% | 13% | 12.1% | 78.6% | 0.098381 | 0.022 | 3.4561 | 16.1404 | 0.13404 | 1.1216 | 8.8931 | 7.6019 | 1.8472 | 3.1366 | 12.6357 | 6.5062 | 7.702 | 5.0967 | 52.5194 | 81.7199 | 56.4991 | 87.5186
Central Coast | FORT ORD 210736596 | 2660 | 10 | 15.1076 | 21 | 22.3144 | 8 | 1.3259e-05 | 0.037818 | 0.10489 | 5.0142e-07 | 4.6282e-06 | 0.47619 | 0.67704 | {121773FD-4C4B-4842-BF5D-136BCB9BFB8D} | 182402107 | FORT ORD 2107 | 36596 | 36.6736 | -121.7807 | 368 | 841 | 58675.0345 |  | 20177.9536 |  | 38497.0809 | 6277.7799 | 753.5961 | 3.7026e-05 | 0.00010607 | 2846 | 1.0219 | 3.5957 | 2 | 2.679 | 6.2158 | 0.31363 | 0.0011538 | 0.0073958 | 1.1478 | 292.428 | 24.4522 | 23.1404 | 0.54977 | 17.5598 | 18.7312 | 20.8378 | 2.4% | 7.1% | 1.6% | 12.6% | 5.9% | 98.7% | 0.41792 | 0.0075641 | 2.1176 | 9.9412 | 0.068077 | 0.26923 | 9.32 | 8.6359 | 1.4642 | 2.1307 | 16.6806 | 15.6277 | 13.4081 | 13.3769 | 41.991 | 41.3747 | 32.4656 | 37.4867
Central Coast | PANOCHE 11034036 | 9254 | 11 | 30.736 | 26 | 36.9548 | 6 | 5.5752e-06 | 2.5797 | 0.0018282 | 1.5323e-05 | 4.5848e-06 | 0.42308 | 0.83172 | {AD986AF1-07AD-469F-94A3-573792C7B7E5} | 253671103 | PANOCHE 1103 | 4036 | 36.5855 | -120.8158 | 57 | 49 | 58181.2474 |  | 40363.4485 |  | 17817.7989 | 13306.7166 | 4188.2516 | 2.7509e-05 | 3.3451e-05 | 2847 | 0.39986 | 1.2198 | 2 | 2.8342 | 8.1894 | -2.3005 | 0.00044776 | 0.0053253 | 0.72972 | 297.3116 | 57.7013 | 43.0014 | 1.4807 | 10.6219 | 11.3501 | 0.5169 | 2.2% | 4.1% | 0% | 0.9% | 99.5% | 0% | 0.071766 | 0.006791 | 1.08 | 14.6 | 0.2309 | 0.19403 | 6.9201 | 6.6156 | 2.4762 | 4.1415 | 9.7908 | 5.9416 | 6.6668 | 3.9228 | 62.0379 | 88.3973 | 68.6105 | 93.2451
Bay Area | SAN LEANDRO U 1109CR284 | 7531 | 5 | 16.4829 | 86 | 55.8087 | 8 | 7.0533e-06 | 0.037818 | 0 | 2.6674e-07 | 4.5606e-06 | 0.05814 | 0.29535 | {42064D42-EDBF-4ED5-8222-65863B241E1D} | 13111109 | SAN LEANDRO U 1109 | CR284 | 37.7436 | -122.1477 | 43 | 187 | 8164.7971 |  | 1501.5898 |  | 6663.2073 | 1126.0171 | 3091.4127 | 3.6485e-05 | 5.6426e-05 | 2848 | 1.1832 | 5.8821 | 2 | 2.1384 | 5.3114 | -1.3463 | 0.007 | 0.0072906 | 1.5698 | 293.0814 | 31.5915 | 30.5967 | 0.67604 | 15.6936 | 17.0909 | 55.8503 | 2.7% | 0% | 0.4% | 11.8% | 14% | 74% | 0.92007 | 0.031 | 14.2222 | 18.4444 | 1.409 | 8.6 | 8.5451 | 7.7516 | 1.5581 | 3.0328 | 14.9302 | 11.7139 | 10.1473 | 7.5205 | 52.7039 | 56.5943 | 44.6818 | 60.7672
Sierra | SUMMIT 1101742 | 6917 | 1 | 4.0622 | 53 | 28.097 | 8 | 6.5141e-06 | 0.037818 | 0.018732 | 2.4635e-07 | 4.3242e-06 | 0.018868 | 0.14458 | {B213CEE5-CB41-49F6-94A2-FED2BC2378C3} | 152591101 | SUMMIT 1101 | 742 | 39.3237 | -120.3791 | 44 | 8 | 2424.2556 |  | 2091.8057 |  | 332.4499 | 2091.8057 | 332.4499 | 3.4594e-05 | 5.2113e-05 | 2849 | 2.1333 | 7.9892 | 2 | 3.4182 | 8.7493 | 2.8461 | 0.019167 | 0.0037895 | 5.084 | 286.1244 | 45.0518 | 30.848 | 0.74688 | 11.3767 | 14.3348 | 7.8244 | 1.2% | 2% | 2.4% | 30.2% | 1.5% | 6.1% | 0.47847 | 0.013355 | 2.1053 | 10.3684 | 0.11917 | 2.2083 | 11.2872 | 8.8942 | 1.1917 | 2.0179 | 11.7629 | 6.7082 | 6.7992 | 4.9493 | 59.2003 | 79.0515 | 59.4989 | 85.2142
Bay Area | BANCROFT 0402circuit_breaker | 1275 | 2 | 2.492 | 4 | 3.4035 | 2 | 4.2665e-06 | 0.037818 |  | 1.6135e-07 | 4.2665e-06 | 0.5 | 0.7322 | {A91DA441-EEAC-4573-A6F0-741EAB76EF3B} | 13030402 | BANCROFT 0402 | circuit_breaker | 37.74 | -122.1553 | 122 | 1233 | 58201.0944 |  | 7332.1581 |  | 50868.9363 | 149.8171 | 1027.8493 | 8.5331e-06 | 8.5331e-06 | 2850 | 0.87312 | 2.6809 | 2 | 2.147 | 5.3202 | -1.7707 | 0.0033333 | 0.0072906 | 1.5698 | 293.0814 | 31.5915 | 30.5967 | 0.67604 | 15.6936 | 17.0909 | 54.2711 | 2.5% | 0% | 0% | 1.6% | 14% | 74% | 0.99586 | 0.0066667 | 13 | 23 | 4.3353e-13 | 1.3333 | 8.5451 | 7.7516 | 1.5581 | 3.0328 | 14.9302 | 11.7139 | 10.1473 | 7.5205 | 52.7039 | 56.5943 | 44.6818 | 60.7672
Bay Area | LAS GALLINAS A 11051218 | 5600 | 0 | 0 | 1 | 0.45574 | 1 | 1.9667e-05 | 0.037818 | 0.21463 | 7.4378e-07 | 4.2212e-06 | 0 | 0 | {D824A6B2-681A-48EF-8928-B97846B95D59} | 42991105 | LAS GALLINAS A 1105 | 1218 | 38.0247 | -122.5486 | 49 | 411 | 25002.9944 |  | 3755.6182 |  | 21247.3762 | 60.2784 | 1126.0745 | 4.2212e-06 | 1.9667e-05 | 2851 | 1.2984 | 4.6132 | 2 | 2.0238 | 6.3685 | -2.4904 | 0.0066667 | 0.0070462 | 2.4308 | 295.0313 | 33.9911 | 30.4285 | 0.88295 | 15.0829 | 16.7275 | 39.3575 | 2.4% | 23.8% | 8.3% | 8.2% | 49.5% | 39.9% | 0.14478 | 0.005 | 4.6 | 22 | 0 | 0.16667 | 10.9853 | 9.4939 | 1.7948 | 3.2711 | 13.658 | 11.3704 | 11.2869 | 8.4022 | 54.705 | 61.4683 | 45.7906 | 59.4732
Sierra | SUMMIT 11022302 | 4963 | 0 | 0 | 126 | 57.4227 | 12 | 6.4556e-06 | 0.068013 | 0.20731 | 3.2353e-07 | 4.1719e-06 | 0 | 0 | {7BFD764A-1749-4CCB-A9E4-5D452AEF3E36} | 152591102 | SUMMIT 1102 | 2302 | 39.31 | -120.3389 | 35 | 22 | 2810.8983 |  | 2346.259 |  | 464.6394 | 2346.259 | 464.6394 | 5.0063e-05 | 7.7467e-05 | 2852 | 3.3605 | 11.7666 | 2 | 3.469 | 9.2006 | -1.3142 | 0.023704 | 0.003806 | 4.4436 | 286.429 | 44.8861 | 31.3474 | 0.74755 | 11.609 | 14.3281 | 3.3397 | 1% | 3.5% | 2.2% | 50.7% | 2.4% | 8.5% | 0.17809 | 0.062214 | 2.25 | 13.3 | 0 | 4.6667 | 11.0578 | 8.7483 | 1.2109 | 2.0333 | 11.8626 | 6.852 | 7.0173 | 5.1791 | 57.3122 | 77.0654 | 58.6292 | 84.2189
North Valley | HAMILTON BRANCH 110118205 | 9495 | 1 | 1.9791 | 63 | 36.1238 | 22 | 7.5893e-06 | 0.1007 | 0 | 6.5725e-07 | 4.0487e-06 | 0.015873 | 0.054787 | {AF151625-80CF-4718-9BB9-66C05505AD54} | 102361101 | HAMILTON BRANCH 1101 | 18205 | 40.2961 | -121.1335 | 14 | 7 | 7568.0134 |  | 6497.5751 |  | 1070.4383 | 3707.1238 | 1070.4383 | 8.9072e-05 | 0.00016696 | 2853 | 6.9474 | 26.0959 | 2 | 2.2146 | 6.0833 | -0.51842 | 0.020933 | 0.0039347 | 2.4103 | 289.8198 | 45.6341 | 36.0262 | 0.95123 | 12.5372 | 14.6253 | 1.7024 | 1.7% | 0% | 4% | 93.9% | 2.6% | 68.8% | 0.26036 | 0.034386 | 1.3333 | 14.8333 | 0 | 0.84 | 14.9568 | 11.2211 | 1.6722 | 2.9294 | 11.9741 | 5.7892 | 7.337 | 4.5065 | 63.3047 | 99.2535 | 58.4308 | 91.9929
Central Coast | CAMPHORA 110177978 | 3911 | 4 | 5.1181 | 17 | 12.0753 | 6 | 1.4225e-05 | 1.6693 | 0.074059 | 2.8348e-05 | 4.0038e-06 | 0.23529 | 0.42385 | {267BC564-377B-4324-BC73-A7BED7B71D6E} | 182071101 | CAMPHORA 1101 | 77978 | 36.4795 | -121.4142 | 196 | 178 | 47160.0672 |  | 40895.7342 |  | 6264.333 | 3393.7443 | 1023.1771 | 2.4023e-05 | 8.5349e-05 | 2854 | 2.0846 | 5.0615 | 2 | 2.8128 | 6.9544 | -1.9754 | 0.0054545 | 0.0056733 | 1.1479 | 295.6071 | 45.8792 | 37.5626 | 1.1187 | 12.6909 | 13.7224 | 0 | 2% | 6.7% | 3.3% | 26% | 82.6% | 5.1% | 0.12679 | 0.012 | 1.1333 | 12.9333 | 0.049455 | 0.30909 | 8.5258 | 8.1888 | 1.9182 | 3.3043 | 12.0741 | 8.6159 | 8.5369 | 6.2002 | 60.4224 | 77.6573 | 55.1876 | 76.062
Central Valley | DUNLAP 11037170 | 1985 | 15 | 41.5777 | 237 | 137.1192 | 42 | 3.426e-06 | 0.037818 | 1.4853 | 1.2956e-07 | 3.9489e-06 | 0.063291 | 0.30322 | {733D4902-C475-4A3B-A2B1-E7586C4C7AE4} | 254061103 | DUNLAP 1103 | 7170 | 36.7263 | -118.9956 | 91 | 99 | 11356.4783 |  | 8635.1099 |  | 2721.3685 | 8635.1099 | 2721.3685 | 0.00016585 | 0.00014389 | 2855 | 12.463 | 33.6694 | 2 | 2.0076 | 4.9031 | -0.31873 | 0.046078 | 0.0039615 | 2.4293 | 289.6069 | 57.5114 | 37.6502 | 0.98975 | 9.8558 | 11.3891 | 1.1032 | 2% | 8% | 1.8% | 98.4% | 4.4% | 4.4% | 0.093107 | 0.092802 | 2.3692 | 13.5846 | 0.19588 | 2.3235 | 5.5923 | 5.4983 | 1.6654 | 2.7396 | 8.2197 | 5.5274 | 4.4456 | 3.316 | 57.7689 | 80.7696 | 81.484 | 95.8653
Central Valley | TEJON 11032280 | 2844 | 1 | 2.8532 | 35 | 18.3482 | 1 | 3.9031e-06 | 2.9477 |  | 1.1505e-05 | 3.9031e-06 | 0.028571 | 0.1555 | {391E65C1-AEAE-49D7-9726-5DDBC48D6DA9} | 252931103 | TEJON 1103 | 2280 | 35.0162 | -118.8709 | 164 | 86 | 46226.6054 |  | 44165.0695 |  | 2061.5359 | 2624.0904 | 90.7142 | 3.9031e-06 | 3.9031e-06 | 2856 | 0.32738 | 0.89057 | 2 | 2.3949 | 6.4198 | -0.73957 | 0.00073171 | 0.0056117 | 0.62079 | 299.2529 | 63.9907 | 51.1402 | 1.7661 | 9.5196 | 10.1501 | 0 | 1.8% | 0% | 2% | 1.1% | 99.1% | 2.4% | 0.12799 | 0.0014634 | 1.0909 | 12.7273 | 0.14024 | 0.85366 | 9.0771 | 8.207 | 3.2466 | 4.4508 | 7.2626 | 4.9224 | 4.5982 | 3.2164 | 82.7854 | 107.8952 | 85.4882 | 99.796
Central Coast | PALMER 110198478 | 7116 | 1 | 1.2048 | 3 | 2.3356 | 2 | 2.131e-05 | 0.82562 | 0.17824 | 1.7349e-05 | 3.8537e-06 | 0.33333 | 0.51583 | {68615336-79DC-4EC6-9727-806E7A643D26} | 183031101 | PALMER 1101 | 98478 | 34.7403 | -120.2269 | 41 | 18 | 8897.6588 |  | 7936.2417 |  | 961.4171 | 7555.738 | 579.3179 | 7.7073e-06 | 4.2619e-05 | 2857 | 0.64491 | 2.4016 | 2 | 2.8829 | 8.1583 | -2.117 | 0.0047826 | 0.0069589 | 0.90403 | 297.1399 | 36.563 | 34.8383 | 1.0094 | 14.9261 | 15.6517 | 0.11357 | 1.8% | 9.5% | 14.8% | 5.7% | 65% | 47.3% | 0.15595 | 0.041522 | 1.6486 | 12.1081 | 0.0036957 | 0.032609 | 11.6179 | 10.4165 | 2.1281 | 3.0901 | 12.8158 | 12.001 | 7.3981 | 7.3933 | 66.8666 | 66.6805 | 56.6955 | 60.8211
Bay Area | CASTRO VALLEY 1101MR518 | 1956 | 2 | 7.6323 | 5 | 9.3335 | 3 | 1.2682e-05 | 0.037818 | 0 | 4.7963e-07 | 3.7344e-06 | 0.4 | 0.81774 | {BF555005-32AC-49E5-8E9E-ED1476EE192C} | 14091101 | CASTRO VALLEY 1101 | MR518 | 37.6589 | -122.0516 | 88 | 130 | 8175.3301 |  | 3163.325 |  | 5012.0051 | 621.9183 | 166.5334 | 1.1203e-05 | 3.8047e-05 | 2858 | 1.5659 | 4.3872 | 2 | 2.5004 | 5.8987 | 6.6614 | 0.0025 | 0.0071053 | 1.4595 | 293.6181 | 34.2529 | 32.6923 | 0.74449 | 15.2169 | 16.5993 | 17.3921 | 2.2% | 0% | 2.7% | 7.4% | 26.5% | 49.4% | 0.085381 | 0.0525 | 2.6667 | 16.3333 | 0.9575 | 0.625 | 8.8963 | 7.7917 | 1.6289 | 3.1621 | 14.6441 | 10.4671 | 9.7427 | 6.2179 | 54.6427 | 69.2966 | 47.5352 | 69.9006
Central Coast | SOLEDAD 21017056 | 4391 | 0 | 0 | 3 | 1.3653 | 2 | 8.206e-06 | 1.5146 | 0 | 1.1142e-05 | 3.6675e-06 | 0 | 0 | {36177CF1-DF55-4FEE-893C-1AD0F53C4183} | 182052101 | SOLEDAD 2101 | 7056 | 36.4675 | -121.391 | 198 | 174 | 52101.1958 |  | 44962.8575 |  | 7138.3383 | 6257.9858 | 2347.6948 | 7.3349e-06 | 1.6412e-05 | 2859 | 0.4058 | 1.2085 | 2 | 3.2166 | 7.6639 | -0.31801 | 0.00020619 | 0.0063873 | 0.73829 | 296.3033 | 42.0535 | 34.9416 | 1.0412 | 13.7371 | 14.5368 | 0.14346 | 1.6% | 0% | 0.4% | 0.7% | 76.2% | 21.8% | 0.075366 | 0.00051546 | 1.1905 | 15.381 | 0 | 0.030928 | 8.1032 | 7.9982 | 1.944 | 3.2617 | 12.4941 | 9.0389 | 7.6221 | 5.4717 | 57.848 | 71.0615 | 55.6683 | 75.6052
Bay Area | BELMONT 11038956 | 4237 | 5 | 15.4002 | 10 | 18.2348 | 2 | 7.9854e-06 | 0.037818 | 0 | 3.0199e-07 | 3.6587e-06 | 0.5 | 0.84455 | {1467F520-572F-46EC-93E0-707DAECC5FB0} | 24031103 | BELMONT 1103 | 8956 | 37.5067 | -122.2871 | 64 | 113 | 7466.1331 |  | 2231.1917 |  | 5234.9415 | 228.0716 | 1186.804 | 7.3174e-06 | 1.5971e-05 | 2860 | 1.0262 | 4.0124 | 2 | 2.797 | 6.8538 | -0.76671 | 0.024 | 0.0070027 | 1.4126 | 294.7364 | 33.9906 | 29.2213 | 0.84554 | 15.2368 | 16.5585 | 34.7331 | 2% | 0% | 0.9% | 5.8% | 46.3% | 50.3% | 0.85689 | 0.018 | 6.8 | 22.2 | 1.144 | 2 | 9.848 | 8.7557 | 1.8266 | 3.2771 | 14.0552 | 11.4245 | 10.7261 | 8.0541 | 55.5276 | 52.8924 | 45.0674 | 60.9066
North Valley | HAMILTON BRANCH 11012436 | 9380 | 0 | 0 | 14 | 7.0533 | 9 | 6.8502e-06 | 0.085398 | 0.01019 | 4.533e-07 | 3.5648e-06 | 0 | 0 | {637602BE-E394-4D87-B06C-9852D4AA6AF2} | 102361101 | HAMILTON BRANCH 1101 | 2436 | 40.2861 | -121.1155 | 16 | 1 | 2064.2223 |  | 2038.321 |  | 25.9013 | 2038.321 | 25.9013 | 3.2083e-05 | 6.1651e-05 | 2861 | 4.6233 | 12.44 | 2 | 2.1779 | 6.0376 | -0.36388 | 0 | 0.0038899 | 2.3482 | 290.1337 | 45.7767 | 36.1169 | 0.97681 | 12.5232 | 14.567 | 1.5866 | 1.4% | 2.7% | 2.3% | 57.8% | 5.2% | 68.5% | 0.29939 | 0.012727 | 2.625 | 6.875 | 0 | 0.63636 | 14.5199 | 10.9325 | 1.7274 | 3.0047 | 11.9392 | 5.7772 | 7.38 | 4.531 | 62.8697 | 98.5673 | 58.7048 | 92.1178
Central Valley | TULE POWER HOUSE 1101circuit_breaker | 892 | 23 | 30.226 | 232 | 122.851 | 40 | 6.0236e-06 | 0.54551 | 0.24614 | 2.5958e-06 | 3.461e-06 | 0.099138 | 0.24604 | {35723AC1-565E-4787-875F-B05907FDAE4F} | 258591101 | TULE POWER HOUSE 1101 | circuit_breaker | 36.1623 | -118.7065 | 12 | 8 | 6674.0759 |  | 6363.6748 |  | 310.401 | 6363.6748 | 310.401 | 0.00013844 | 0.00024094 | 2862 | 4.0076 | 10.2359 | 2 | 1.7195 | 4.0212 | -3.2683 | 0.022892 | 0.004458 | 2.1099 | 293.3374 | 61.5412 | 38.8488 | 1.2913 | 9.4313 | 10.7808 | 0.78933 | 1.6% | 3.4% | 3.1% | 53% | 52.8% | 1.6% | 0.01885 | 0.13723 | 1.6364 | 12.5455 | 0.62711 | 2.7952 | 5.7458 | 5.0172 | 2.223 | 3.289 | 8.2369 | 4.8921 | 4.8841 | 3.0625 | 57.5266 | 79.3613 | 80.4589 | 99.4199
Bay Area | CASTRO VALLEY 1104MR201 | 2617 | 15 | 33.4398 | 31 | 41.6567 | 12 | 1.5226e-05 | 0.037818 | 0.01681 | 5.7582e-07 | 3.3173e-06 | 0.48387 | 0.80275 | {7DC88504-8437-4262-8C77-15F7F25CD1D4} | 14091104 | CASTRO VALLEY 1104 | MR201 | 37.7014 | -122.0883 | 286 | 1880 | 90402.6846 |  | 15418.7744 |  | 74983.9102 | 1973.7097 | 7700.794 | 3.9807e-05 | 0.00018271 | 2863 | 1.6528 | 6.0735 | 2 | 2.1662 | 5.3347 | -1.108 | 0.007619 | 0.0070851 | 1.6666 | 293.3938 | 31.9613 | 31.3569 | 0.72305 | 15.7403 | 17.1836 | 36.0116 | 1.8% | 9.1% | 4.5% | 12.3% | 22.1% | 77.3% | 0.72696 | 0.0090476 | 12.5882 | 21 | 0.99238 | 1.4762 | 8.6062 | 7.7555 | 1.5675 | 3.1363 | 15.1622 | 11.1617 | 10.1789 | 6.8957 | 52.8908 | 63.6317 | 44.6327 | 65.3278
Central Valley | SAN BERNARD 1101circuit_breaker | 3335 | 2 | 5.7063 | 2 | 5.7063 | 1 | 3.1379e-06 | 3.0628 |  | 9.6107e-06 | 3.1379e-06 | 1 | 1 | {A1011A88-A66E-4DA3-B03F-1383046CA8FD} | 253191101 | SAN BERNARD 1101 | circuit_breaker | 35.0924 | -118.8783 | 335 | 138 | 79753.7282 |  | 71472.9513 |  | 8280.7768 | 1475.2454 | 37.9107 | 3.1379e-06 | 3.1379e-06 | 2864 | 0.27091 | 0.64383 | 2 | 2.3327 | 6.4687 | 2.1823 | 0 | 0.005762 | 0.55572 | 299.7948 | 65.3381 | 52.5492 | 1.8487 | 9.2639 | 9.8303 | 0 | 1.3% | 0% | 1.6% | 0.2% | 100% | 1.1% | 0.14079 | 0 | 1.25 | 13.5 | 0.575 | 0.1 | 9.2655 | 8.3955 | 3.3989 | 4.6476 | 7.1295 | 4.8561 | 4.6173 | 3.2195 | 84.5179 | 110.5897 | 86.2533 | 100.0595
Sierra | SUMMIT 110186658 | 8203 | 0 | 0 | 21 | 9.5705 | 6 | 6.3877e-06 | 0.037818 | 0.28971 | 2.4157e-07 | 3.1374e-06 | 0 | 0 | {2E3C216B-BFE5-488C-9EA5-E58CEF71CE83} | 152591101 | SUMMIT 1101 | 86658 | 39.3186 | -120.3789 | 25 | 19 | 1870.9999 |  | 1077.6311 |  | 793.3688 | 1026.4158 | 344.0684 | 1.8824e-05 | 3.8326e-05 | 2865 | 4.4001 | 19.6551 | 2 | 2.9197 | 7.8206 | -3.5054 | 0.015 | 0.003713 | 5.0726 | 287.0416 | 46.3995 | 31.4738 | 0.8007 | 11.1161 | 14.0778 | 3.9567 | 0.7% | 3.8% | 1.7% | 83.9% | 2.9% | 3.2% | 0.27127 | 0.029 | 5.25 | 9.25 | 0 | 2.1 | 11.8285 | 9.1935 | 1.2629 | 2.1229 | 11.4468 | 6.4678 | 6.628 | 4.8203 | 62.8483 | 85.034 | 61.2822 | 87.4129
North Valley | RAWSON 110385334 | 4192 | 0 | 0 | 10 | 2.1497 | 6 | 1.7528e-05 | 41.7449 | 0 | 0.00074728 | 3.0196e-06 | 0 | 0 | {4FE71C2A-D73C-4875-8301-3BC6248AF0F6} | 103531103 | RAWSON 1103 | 85334 | 40.1852 | -122.179 | 104 | 197 | 26101.9116 |  | 15285.8468 |  | 10816.0648 | 3724.4141 | 71.9921 | 1.8117e-05 | 0.00010517 | 2866 | 0.86364 | 2.5133 | 2 | 2.9446 | 9.6615 | 4.0919 | 0.00019231 | 0.0060173 | 1.8009 | 298.3815 | 49.3187 | 40.9618 | 1.5762 | 11.9122 | 13.7084 | 0.87573 | 1.2% | 0% | 13.6% | 0.3% | 84.1% | 21.7% | 0.17086 | 0.00076923 | 1.5 | 8.3 | 0.048077 | 0.19231 | 16.4436 | 12.1611 | 3.0235 | 4.7363 | 10.7952 | 5.9304 | 7.0659 | 4.3798 | 85.3241 | 103.5801 | 63.4471 | 90.9721
Central Coast | DEL MONTE 21042032 | 2515 | 7 | 19.1886 | 13 | 22.7494 | 4 | 9.7447e-06 | 0.10232 | 0 | 9.953e-07 | 3.0029e-06 | 0.53846 | 0.84348 | {C1DCB446-91BC-4976-8E19-E90A61136DD7} | 182222104 | DEL MONTE 2104 | 2032 | 36.5973 | -121.8479 | 187 | 1045 | 59365.4457 |  | 9676.4913 |  | 49688.9544 | 253.941 | 215.1176 | 1.2011e-05 | 3.8979e-05 | 2867 | 1.3535 | 4.7579 | 2 | 1.9595 | 5.1922 | -1.2312 | 0.005 | 0.0073404 | 1.0866 | 291.4677 | 24.4026 | 23.9406 | 0.51199 | 17.4133 | 18.5892 | 37.4037 | 1.5% | 0% | 1.1% | 22.9% | 2.7% | 95.8% | 0.76835 | 0.01 | 5 | 22 | 1.4475 | 3.25 | 10.3874 | 9.3473 | 1.3333 | 2.0494 | 15.9732 | 15.1025 | 13.4634 | 13.3585 | 43.3256 | 44.6221 | 33.423 | 37.7903
Sierra | SUMMIT 110148636 | 5537 | 0 | 0 | 7 | 3.3584 | 2 | 5.8273e-06 | 0.037818 | 0 | 2.2037e-07 | 2.7366e-06 | 0 | 0 | {BC06A3DB-78BE-4381-AABB-ACBB02D3E9CD} | 152591101 | SUMMIT 1101 | 48636 | 39.3117 | -120.3817 | 116 | 202 | 10832.0354 |  | 4495.7508 |  | 6336.2846 | 42.0553 | 23.3393 | 5.4733e-06 | 1.1655e-05 | 2868 | 2.5343 | 11.84 | 2 | 2.882 | 7.6319 | -1.2177 | 0 | 0.003713 | 5.0726 | 287.0416 | 46.3995 | 31.4738 | 0.8007 | 11.1161 | 14.0778 | 4.5616 | 0.5% | 0% | 1.2% | 51.2% | 2.9% | 3.2% | 0.65756 | 0.01 | 10 | 22 | 0 | 3.5 | 11.8285 | 9.1935 | 1.2629 | 2.1229 | 11.4468 | 6.4678 | 6.628 | 4.8203 | 62.8483 | 85.034 | 61.2822 | 87.4129
North Valley | CHESTER 1102circuit_breaker | 5682 | 0 | 0 | 2 | 0.91147 | 2 | 2.4161e-06 | 0.037818 |  | 9.1371e-08 | 2.4161e-06 | 0 | 0 | {655104DB-DE28-4723-9C66-99BF732C7F54} | 103181102 | CHESTER 1102 | circuit_breaker | 40.3025 | -121.227 | 119 | 174 | 12050.3428 |  | 5127.9433 |  | 6922.3995 | 460.5923 | 6.096 | 4.8322e-06 | 4.8322e-06 | 2869 | 0.75001 | 2.547 | 2 | 1.8957 | 5.0468 | 0.046429 | 0 | 0.0038324 | 2.236 | 290.7739 | 45.847 | 36.0584 | 1.0148 | 12.6085 | 14.5937 | 31.2847 | 0.9% | 0% | 0% | 0.6% | 10.7% | 72.5% | 0.49948 | 0.0225 | 3 | 10.6667 | 0 | 0.5 | 15.2445 | 11.2838 | 1.7857 | 3.076 | 11.788 | 5.7946 | 7.3882 | 4.6585 | 64.0853 | 98.1241 | 59.2803 | 91.8043
Central Valley | SALT SPRINGS 21013116 | 7826 | 0 | 0 | 169 | 77.0194 | 13 | 5.0156e-06 | 0.037818 | 0.14868 | 1.8968e-07 | 2.3649e-06 | 0 | 0 | {DE9905F1-4C65-4778-858E-371103A18BB4} | 163692101 | SALT SPRINGS 2101 | 3116 | 38.4164 | -120.134 | 30 | 19 | 2271.9029 |  | 1616.0372 |  | 655.8658 | 1222.9143 | 426.8841 | 3.0743e-05 | 6.5202e-05 | 2870 | 9.225 | 20.1516 | 2 | 2.8484 | 8.582 | -0.76437 | 0.062667 | 0.0038773 | 3.588 | 288.2123 | 52.002 | 37.1727 | 0.92371 | 10.4016 | 12.6645 | 1.0506 | 1.1% | 2.5% | 2.7% | 81.8% | 0.9% | 10.6% | 0.011148 | 0.041333 | 6.2222 | 18.4444 | 0 | 11.2667 | 13.4854 | 10.9255 | 1.5774 | 2.4513 | 10.2132 | 5.5711 | 6.035 | 4.0977 | 73.9882 | 95.0828 | 66.7067 | 93.0408
Bay Area | SAN LEANDRO U 11149838 | 5548 | 2 | 5.0588 | 14 | 10.4228 | 6 | 7.4323e-06 | 0.037818 | 0 | 2.8108e-07 | 2.2584e-06 | 0.14286 | 0.48536 | {FA2B109E-77DC-4E10-B450-A6980BE69B60} | 13111114 | SAN LEANDRO U 1114 | 9838 | 37.7025 | -122.1103 | 52 | 562 | 26810.0233 |  | 3949.4877 |  | 22860.5356 | 1189.5493 | 8262.8679 | 1.3551e-05 | 4.4594e-05 | 2871 | 1.1346 | 4.5719 | 2 | 2.1252 | 5.3076 | -2.1064 | 0.0053333 | 0.0072067 | 1.4802 | 293.5328 | 33.2443 | 32.7687 | 0.72574 | 15.4316 | 16.811 | 40.5007 | 1.6% | 0% | 0.7% | 8% | 24.1% | 60.4% | 0.81857 | 0.015333 | 14.9167 | 22 | 0.19 | 0.93333 | 8.7636 | 7.8877 | 1.629 | 3.1131 | 14.71 | 11.24 | 10.2616 | 7.1328 | 54.9613 | 62.9695 | 45.3304 | 64.3886
North Valley | CHESTER 11022564 | 4747 | 2 | 5.7736 | 44 | 26.0924 | 21 | 3.9953e-06 | 0.039909 | 0.16363 | 1.5618e-07 | 2.2487e-06 | 0.045455 | 0.22128 | {C8BA9CFD-3C7E-444F-AD17-DFDE1ACC00EB} | 103181102 | CHESTER 1102 | 2564 | 40.2939 | -121.2428 | 35 | 27 | 4385.5727 |  | 3603.0114 |  | 782.5613 | 3485.5234 | 674.6114 | 4.7222e-05 | 8.39e-05 | 2872 | 1.3269 | 5.2332 | 2 | 1.9113 | 5.1917 | -0.11537 | 0.016957 | 0.0038613 | 2.3459 | 290.6138 | 44.9304 | 35.2407 | 0.99976 | 12.8134 | 14.834 | 18.0512 | 0.6% | 5.4% | 0.3% | 20.2% | 8.1% | 80.3% | 0.42294 | 0.011739 | 2.32 | 12.36 | 0 | 0.95652 | 15.0344 | 11.0557 | 1.7441 | 3.063 | 11.9929 | 5.8815 | 7.5859 | 4.7518 | 61.7994 | 96.463 | 57.8983 | 91.1731
Bay Area | JAMESON 110265516 | 7319 | 0 | 0 | 29 | 16.8973 | 2 | 4.153e-05 | 51.3921 | 0.045277 | 0.0021343 | 2.2053e-06 | 0 | 0 | {10AF2AF5-0312-4499-B6B7-F90BCDC56FEE} | 63801102 | JAMESON 1102 | 65516 | 38.2496 | -122.1606 | 280 | 488 | 44601.527 |  | 18265.6782 |  | 26335.8488 | 12202.9885 | 15670.3248 | 4.4106e-06 | 8.3059e-05 | 2873 | 2.9131 | 7.8347 | 2 | 4.5364 | 9.9573 | -1.5485 | 0.051348 | 0.0067348 | 1.9658 | 297.1756 | 42.4697 | 36.1959 | 1.2203 | 13.4711 | 14.9654 | 3.9806 | 1.5% | 11.5% | 33.9% | 21.8% | 98% | 3.4% | 0.12662 | 0.029157 | 3.1639 | 19.7521 | 0.92067 | 6.1685 | 6.4743 | 6.3232 | 2.2782 | 3.9891 | 12.3377 | 8.2106 | 9.1849 | 5.295 | 56.7396 | 76.3141 | 54.8353 | 80.1742
North Valley | BOGARD 1101circuit_breaker | 9841 | 0 | 0 | 61 | 37.7272 | 6 | 4.3296e-06 | 0.43768 | 0.036556 | 1.8634e-06 | 2.1847e-06 | 0 | 0 | {5CFCF023-4A49-452A-9B13-3F245544233B} | 103301101 | BOGARD 1101 | circuit_breaker | 40.588 | -121.0914 | 12 | 5 | 955.3189 |  | 830.5012 |  | 124.8177 | 830.5012 | 124.8177 | 1.3108e-05 | 2.5977e-05 | 2874 | 4.1125 | 14.3014 | 2 | 1.7661 | 5.4104 | -0.19766 | 0.021818 | 0.0035216 | 2.1521 | 289.1725 | 42.4944 | 34.6045 | 0.89512 | 13.1507 | 15.1326 | 0.87732 | 0.3% | 4.2% | 0.6% | 63% | 0.9% | 88.7% | 0.15044 | 0.016364 | 1.8889 | 12.5556 | 0 | 5.5455 | 13.5795 | 10.9408 | 1.5027 | 2.7346 | 13.0333 | 6.5877 | 8.2736 | 5.29 | 58.6987 | 88.0009 | 54.0863 | 87.6002
Sierra | SUMMIT 110158642 | 6918 | 0 | 0 | 38 | 17.318 | 13 | 4.7531e-06 | 0.037818 | 0.0054304 | 1.7975e-07 | 1.9089e-06 | 0 | 0 | {7891257C-3C80-41EA-9D49-0B129BA81A0A} | 152591101 | SUMMIT 1101 | 58642 | 39.3251 | -120.3796 | 20 | 11 | 3274.9209 |  | 3078.8651 |  | 196.0559 | 3078.8651 | 196.0559 | 2.4816e-05 | 6.179e-05 | 2875 | 3.3463 | 10.8842 | 2 | 2.6205 | 7.0017 | -0.51853 | 0.029091 | 0.003713 | 5.0726 | 287.0416 | 46.3995 | 31.4738 | 0.8007 | 11.1161 | 14.0778 | 2.8678 | 0.2% | 1.8% | 0% | 48.3% | 2.9% | 3.2% | 0.18695 | 0.01 | 2.0769 | 12.8462 | 0 | 1.1515 | 11.8285 | 9.1935 | 1.2629 | 2.1229 | 11.4468 | 6.4678 | 6.628 | 4.8203 | 62.8483 | 85.034 | 61.2822 | 87.4129
Central Valley | MARIPOSA 210237288 | 4431 | 409 | 657.3692 | 3473 | 1789.346 | 827 | 2.8996e-05 | 263.7435 | 16.0171 | 0.0072685 | 0.00022163 | 0.11777 | 0.36738 | {38642A96-8776-4716-B709-CC59463C3DA7} | 254452102 | MARIPOSA 2102 | 37288 | 37.4205 | -119.8772 | 829 | 666 | 212726.8733 | 132.1827 | 136885.5796 | 85.057 | 75841.2937 | 136885.5796 | 75841.2937 | 0.18329 | 0.02398 | 1341 | 1.1025 | 3.6253 | 2.0788 | 2.0494 | 4.793 | -0.079631 | 0.0046767 | 0.0059137 | 1.7609 | 297.2141 | 51.1069 | 34.4566 | 1.417 | 11.5582 | 12.8517 | 0.59968 | 41.5% | 57.9% | 25.9% | 14.9% | 79.6% | 34.6% | 0.021561 | 0.035512 | 1.4477 | 14.2757 | 0.39857 | 1.639 | 8.5139 | 7.3443 | 2.4758 | 3.9563 | 11.091 | 6.3877 | 7.345 | 4.3055 | 47.8927 | 71.0825 | 62.8377 | 89.3937
Central Valley | CAL WATER 1102920714 | 7934 | 8 | 9.7876 | 23 | 16.5306 | 10 | 1.6044e-06 | 2.8719 | 0.29871 | 4.7825e-06 | 1.0534e-06 | 0.34783 | 0.59209 | {75FA50A9-2878-4633-B714-48E51CCA6E1E} | 255451102 | CAL WATER 1102 | 920714 | 35.4217 | -118.8326 | 76 | 43 | 16000.4531 |  | 13869.7898 |  | 2130.6633 | 6508.6114 | 260.9894 | 1.0534e-05 | 1.6044e-05 | 2877 | 0.5308 | 1.5063 | 2 | 2.7757 | 6.3771 | -0.084311 | 0 | 0.0053101 | 0.76476 | 298.4798 | 66.4003 | 45.9648 | 1.7361 | 8.9089 | 9.667 | 0.37933 | 0.7% | 3.9% | 0.7% | 2.7% | 98.4% | 0.7% | 0.0081073 | 0.0020482 | 2.1667 | 13.5 | 0.18217 | 0.27711 | 5.8541 | 5.3232 | 3.047 | 4.3215 | 7.2381 | 4.946 | 4.6184 | 3.0863 | 64.4885 | 86.758 | 85.2913 | 100.2539
Central Valley | TEJON 11022455 | 65 | 183 | 304.376 | 387 | 397.2673 | 74 | 7.7986e-07 | 911.2057 | 0 | 0.00071059 | 7.7115e-07 | 0.47287 | 0.76617 | {86F94E18-E480-4E12-9A1F-F90D460B947B} | 252931102 | TEJON 1102 | 2455 | 34.8574 | -118.8835 | 132 | 307 | 31287.6816 |  | 10444.6875 |  | 20842.9941 | 10444.6875 | 20842.9941 | 5.7065e-05 | 5.7709e-05 | 2878 | 1.0693 | 4.2795 | 2 | 4.7929 | 11.4566 | -5.1434 | 0.0075385 | 0.0039344 | 0.55952 | 294.4513 | 71.0115 | 53.3858 | 1.4311 | 8.1608 | 8.6914 | 2.1143 | 0.4% | 0% | 0% | 17.5% | 81.6% | 0.2% | 0.23538 | 0.012615 | 3.7712 | 17.5847 | 2.4433 | 1.9846 | 8.1562 | 6.7753 | 2.3083 | 3.8406 | 6.4274 | 4.5621 | 4.122 | 2.7953 | 89.6985 | 101.468 | 90.6313 | 102.9703
Central Coast | SAN LUIS OBISPO 1102597518 | 5474 | 0 | 0 | 3 | 1.8059 | 1 | 1.7938e-05 | 0.037818 | 0.042833 | 6.7839e-07 | 7.6835e-07 | 0 | 0 | {22E96A5A-3667-455E-A58A-C0A9770DDF94} | 182631102 | SAN LUIS OBISPO 1102 | 597518 | 35.2696 | -120.6686 | 106 | 65 | 6670.2231 |  | 3448.5717 |  | 3221.6515 | 881.7949 | 110.7023 | 7.6835e-07 | 1.7938e-05 | 2879 | 0.75327 | 2.4417 | 2 | 2.3233 | 7.6041 | 1.2773 | 0.00083333 | 0.0073015 | 1.1668 | 296.1678 | 34.4814 | 30.1215 | 0.92882 | 15.0384 | 15.9787 | 30.8241 | 1.3% | 5.9% | 9.7% | 5.9% | 39.2% | 49.3% | 0.23292 | 0.00083333 | 2.6 | 13.4 | 0.056667 | 0.25 | 8.529 | 8.7738 | 1.8741 | 3.3146 | 14.294 | 12.6378 | 11.1841 | 9.4669 | 50.3049 | 55.5818 | 45.154 | 53.4528
Central Valley | DUNLAP 11027290 | 9477 | 3 | 9.6002 | 95 | 46.3545 | 11 | 1.6044e-06 | 0.037818 | 0.20397 | 6.0676e-08 | 6.6042e-07 | 0.031579 | 0.2071 | {DA87C478-BBD3-40FA-ACA7-D9696B584D48} | 254061102 | DUNLAP 1102 | 7290 | 36.7289 | -118.9454 | 14 | 8 | 1363.739 |  | 1178.1007 |  | 185.6383 | 1178.1007 | 185.6383 | 7.2646e-06 | 1.7649e-05 | 2880 | 7.2615 | 17.8715 | 2 | 1.8837 | 5.4176 | 1.3742 | 0.03875 | 0.0033563 | 2.4235 | 288.0097 | 56.3776 | 37.2459 | 0.88414 | 10.1657 | 11.6665 | 0.45833 | 0.2% | 3.2% | 0.9% | 77.8% | 0% | 8% | 0.0061453 | 0.08875 | 1.8182 | 14.2727 | 0 | 5.9375 | 5.8582 | 5.5866 | 1.4887 | 2.3616 | 8.7427 | 5.6463 | 5.0978 | 3.6275 | 56.1529 | 77.8874 | 78.0532 | 94.6735
Central Valley | TEJON 11023760 | 9599 | 52 | 66.9758 | 177 | 118.392 | 37 | 8.2303e-07 | 14.8236 | 0.15178 | 1.6003e-05 | 4.4715e-07 | 0.29379 | 0.56571 | {6C424A0E-18F6-4E95-BDD7-E63E2F8C4F83} | 252931102 | TEJON 1102 | 3760 | 34.846 | -118.8707 | 12 | 1 | 10658.214 |  | 10548.2717 |  | 109.9423 | 10548.2717 | 109.9423 | 1.6545e-05 | 3.0452e-05 | 2881 | 1.4368 | 4.4838 | 2 | 4.8741 | 11.9016 | 0.623 | 0.0071852 | 0.0042119 | 0.59137 | 294.6237 | 71.0611 | 53.1511 | 1.4693 | 8.0895 | 8.657 | 0.48266 | 0% | 2.8% | 0.2% | 18.6% | 84.3% | 0% | 0.10395 | 0.041556 | 1.6 | 5 | 0.66733 | 1.3111 | 7.5078 | 6.6679 | 2.3778 | 3.9207 | 6.503 | 4.5636 | 4.0596 | 2.7764 | 86.5983 | 101.5075 | 90.2641 | 103.0085
North Coast | LAKEVILLE 1102530 | 5970 | 6 | 12.9434 | 10 | 15.6438 | 1 | 5.5054e-05 | 11.3777 | 0.0061901 | 0.00062639 | 3.4079e-07 | 0.6 | 0.82738 | {20EEDFE7-15DE-4AF7-B5E5-DDB50839E523} | 43371102 | LAKEVILLE 1102 | 530 | 38.2561 | -122.5866 | 102 | 59 | 16139.9664 |  | 8337.7277 |  | 7802.2387 | 291.9883 | 1391.0937 | 3.4079e-07 | 5.5054e-05 | 2882 | 1.9934 | 5.2504 | 2 | 2.172 | 5.4944 | 0.89058 | 0.010625 | 0.0071202 | 1.9859 | 295.292 | 30.711 | 30.3951 | 0.83624 | 16.3139 | 17.8913 | 6.731 | 0.5% | 2.8% | 7.2% | 1.9% | 42.3% | 52.9% | 0.083669 | 0.02 | 2 | 11 | 0.6375 | 0.625 | 10.0302 | 8.5512 | 1.6484 | 3.1906 | 15.7014 | 11.8593 | 12.2264 | 8.3466 | 51.479 | 64.5357 | 39.0851 | 59.3854
Central Coast | COAST RD 04015134 | 8776 | 0 | 0 | 8 | 3.1631 | 2 | 2.4398e-05 | 0.79543 | 0.0089648 | 1.9407e-05 | 2.8845e-07 | 0 | 0 | {A3EE8121-F4DD-4843-8E3D-4FC7281FCDB4} | 88820401 | COAST RD 0401 | 5134 | 36.9884 | -122.1587 | 31 | 18 | 5295.9341 |  | 4886.1695 |  | 409.7646 | 465.4637 | 73.695 | 5.7691e-07 | 4.8797e-05 | 2883 | 1.3848 | 5.2069 | 2 | 3.2136 | 8.3173 | 0.33773 | 0 | 0.0072465 | 1.8268 | 293.0569 | 26.1023 | 26.9252 | 0.60307 | 17.1809 | 18.6444 | 1.6682 | 1.1% | 4.7% | 20.5% | 27.1% | 9.2% | 91.9% | 0.16151 | 0.001 | 1.2 | 14.2 | 0 | 0.8 | 10.8243 | 9.4172 | 1.5021 | 2.469 | 16.5402 | 14.0312 | 11.9131 | 9.6454 | 49.2602 | 52.194 | 36.0785 | 48.5926
Bay Area | HICKS 2103LB50 | 2189 | 8 | 25.255 | 12 | 27.8656 | 1 | 4.4429e-05 | 0.037818 | 0.00052635 | 1.6802e-06 | 2.3385e-08 | 0.66667 | 0.90631 | {ED3D87A2-B26D-4CB8-8B3D-56CD442881C5} | 83432103 | HICKS 2103 | LB50 | 37.2216 | -121.9083 | 91 | 42 | 26450.5229 |  | 21326.6152 |  | 5123.9077 | 18634.0428 | 4468.185 | 2.3385e-08 | 4.4429e-05 | 2884 | 4.337 | 11.5229 | 2.4639 | 1.8092 | 4.7433 | -1.7621 | 0.043764 | 0.0062519 | 2.1119 | 294.7534 | 43.9912 | 37.1121 | 1.0412 | 12.9769 | 14.3971 | 1.7239 | 1.3% | 6.5% | 38.1% | 48.8% | 76.8% | 1.8% | 0.086141 | 0.069644 | 1.5897 | 12.2051 | 1.1663 | 4.9848 | 10.2016 | 8.4247 | 1.9768 | 3.5914 | 12.4289 | 7.6202 | 8.3981 | 4.9461 | 59.2663 | 81.9129 | 53.9237 | 83.9087
Bay Area | WATERSHED 0402circuit_breaker | 8777 | 0 | 0 | 9 | 3.2327 | 2 | 7.3457e-05 | 0.037818 | 0.00016744 | 2.778e-06 | 1.7382e-08 | 0 | 0 | {1B6353F3-7152-4A32-A40C-9970C5A62BA9} | 24240402 | WATERSHED 0402 | circuit_breaker | 37.4874 | -122.3103 | 15 | 7 | 1910.473 |  | 1752.4587 |  | 158.0143 | 0 | 23.5094 | 3.4763e-08 | 0.00014691 | 2885 | 1.9776 | 7.4916 | 3 | 3.0305 | 7.2824 | 0.175 | 0 | 0.0068762 | 1.6312 | 295.6146 | 34.4086 | 30.0923 | 0.93476 | 15.2027 | 16.6961 | 4.9367 | 1.1% | 6.1% | 72.6% | 19.1% | 60.1% | 48.5% | 0 | 0.005 | 2 | 22 | 0 | 4.5 | 10.2054 | 9.0711 | 1.9181 | 3.6112 | 14.7238 | 10.6338 | 9.9533 | 6.9417 | 59.2063 | 60.1127 | 44.885 | 67.0605
Central Coast | PANOCHE 11034016 | 3024 | 0 | 0 | 2 | 0.91147 | 1 | 1.7404e-05 | 3.1067 | 0.00079184 | 5.4068e-05 | 1.3781e-08 | 0 | 0 | {C8B3CC69-B9EC-4FE8-B218-4BFA09031AD1} | 253671103 | PANOCHE 1103 | 4016 | 36.6026 | -120.839 | 69 | 44 | 22822.0385 |  | 20623.7001 |  | 2198.3385 | 3776.8409 | 958.0787 | 1.3781e-08 | 1.7404e-05 | 2886 | 0.17786 | 0.45873 | 2 | 3.002 | 7.8364 | -2.4118 | 0 | 0.0057793 | 0.66635 | 297.9038 | 50.7583 | 39.7363 | 1.404 | 12.1982 | 12.9279 | 0.41997 | 0.9% | 3.7% | 9.2% | 0% | 97.3% | 1.3% | 0.19815 | 0.0037838 | 1.5 | 12.5 | 0 | 0.054054 | 7.0025 | 7.0626 | 2.404 | 3.976 | 11.5082 | 6.8048 | 7.78 | 4.7099 | 58.2933 | 83.5951 | 59.3994 | 87.8317
Central Coast | VOLTA 11011596 | 2835 | 0 | 0 | 7 | 3.6949 | 1 | 5.5491e-05 | 0.043308 | 0.00010372 | 2.4032e-06 | 5.7557e-09 | 0 | 0 | {2F8DBBAA-A379-4ECE-8007-F482E8F75EAA} | 102541101 | VOLTA 1101 | 1596 | 40.3514 | -121.7815 | 187 | 273 | 51670.2753 |  | 34685.9379 |  | 16984.3374 | 34685.9379 | 16984.3374 | 5.7557e-09 | 5.5491e-05 | 2887 | 5.2875 | 14.2708 | 2 | 2.3294 | 7.3022 | 0.95161 | 0.03847 | 0.0051882 | 2.8892 | 292.8241 | 46.3836 | 33.5395 | 1.1591 | 12.0871 | 14.4421 | 0.97856 | 0.7% | 3.2% | 66.3% | 66.7% | 84.1% | 0.7% | 0.11281 | 0.061621 | 2.645 | 16.0828 | 0.52461 | 2.2922 | 11.5017 | 8.334 | 2.0726 | 3.771 | 12.7081 | 5.6554 | 6.7962 | 3.8504 | 59.5555 | 88.1881 | 54.9892 | 94.2411
Central Coast | RIDGE 0401circuit_breaker | 4949 | 1 | 1.246 | 11 | 6.8983 | 1 | 4.4162e-05 | 0.037818 | 0 | 1.6701e-06 | 0 | 0.090909 | 0.18063 | {A69D2BA4-3D74-416C-A5CD-5CA28C67DFB5} | 12840401 | RIDGE 0401 | circuit_breaker | 37.8851 | -122.255 | 82 | 520 | 25479.4182 |  | 4263.1331 |  | 21216.2852 | 4156.4129 | 20588.0897 | 0 | 4.4162e-05 | 2888 | 5.8924 | 16.7464 | 2 | 2.7546 | 6.3166 | -0.49713 | 0.11641 | 0.007142 | 1.8271 | 293.1758 | 32.0367 | 27.3393 | 0.72163 | 15.3469 | 16.8429 | 17.7173 | 0.5% | 0% | 54.9% | 73.6% | 19% | 57% | 0.57137 | 0.018462 | 15.1795 | 22 | 2.8628 | 9.2564 | 7.3428 | 6.7238 | 1.5776 | 3.1102 | 14.8028 | 11.3423 | 10.3132 | 7.5407 | 46.6424 | 51.419 | 42.9162 | 61.6192
Central Coast | SOLEDAD 21027562 | 2513 | 6 | 11.102 | 6 | 11.102 | 2 | 2.5938e-05 | 1.015 | 0 | 1.0583e-05 | 0 | 1 | 1 | {54070A16-E414-4AEE-9621-8B78CEEC4570} | 182052102 | SOLEDAD 2102 | 7562 | 36.4295 | -121.332 | 162 | 306 | 26575.7117 |  | 12110.2794 |  | 14465.4323 | 2922.6853 | 304.4008 | 0 | 5.1877e-05 | 2889 | 0.79577 | 2.6497 | 2 | 3.748 | 8.5719 | -3.8527 | 0.0009375 | 0.0065856 | 0.64159 | 296.3386 | 42.0632 | 35.2635 | 1.0137 | 13.7591 | 14.4852 | 6.6481 | 0.4% | 0% | 22.5% | 6.8% | 67.6% | 22.3% | 0.15412 | 0.000625 | 1.5 | 14.625 | 0.33 | 0.1875 | 8.2107 | 8.0733 | 1.9733 | 3.0579 | 12.1535 | 8.9886 | 7.8536 | 5.2691 | 59.5305 | 72.6621 | 56.7486 | 76.597
Bay Area | BELMONT 11109090 | 486 | 11 | 31.6902 | 23 | 38.2558 | 1 | 2.6529e-05 | 0.037818 | 0 | 1.0033e-06 | 0 | 0.47826 | 0.82838 | {650AE2A0-8481-4167-A199-68E796B3390A} | 24031110 | BELMONT 1110 | 9090 | 37.5185 | -122.3035 | 89 | 467 | 23008.6181 |  | 4185.121 |  | 18823.4971 | 0 | 150.5582 | 0 | 2.6529e-05 | 2890 | 3.2436 | 8.8677 | 2 | 3.0227 | 7.1531 | 2.4891 | 0.07 | 0.0070065 | 1.4077 | 294.7069 | 33.965 | 29.186 | 0.84256 | 15.2401 | 16.5578 | 26.3629 | 0.9% | 0% | 17.6% | 29.4% | 45.4% | 50.8% | 0.875 | 0 | 2 | 22 | 24.35 | 23 | 9.8391 | 8.7477 | 1.8227 | 3.267 | 14.0444 | 11.4479 | 10.7466 | 8.085 | 55.4297 | 52.6753 | 45.054 | 60.7308
Bay Area | OAKLAND J 1105153228 | 42 | 2 | 5.0615 | 2 | 5.0615 | 2 | 1.5922e-05 | 0.037818 | 0 | 6.0212e-07 | 0 | 1 | 1 | {FD68B15D-2380-4995-ADA8-EF407A4F9E9B} | 12091105 | OAKLAND J 1105 | 153228 | 37.775 | -122.1815 | 146 | 1121 | 51620.7639 |  | 6680.4391 |  | 44940.3248 | 241.8819 | 1336.9639 | 0 | 3.1843e-05 | 2891 | 2.5713 | 11.5735 | 2 | 2.2541 | 5.4802 | -7.296 | 0.0075 | 0.0073846 | 1.717 | 292.7074 | 31.1977 | 29.6 | 0.64834 | 15.6599 | 17.121 | 50.9457 | 0.7% | 0% | 5.1% | 49.2% | 9.6% | 70.6% | 0.94896 | 0.005 | 16.6667 | 22 | 1.45 | 0.5 | 8.3262 | 7.5869 | 1.5585 | 3.0079 | 14.9394 | 11.5891 | 10.0749 | 7.4037 | 50.528 | 54.3966 | 44.1645 | 61.0198
North Valley | BURNEY 110257046 | 4020 | 4 | 11.4126 | 5 | 11.8684 | 1 | 3.5944e-05 | 0.037818 | 0 | 1.3593e-06 | 0 | 0.8 | 0.9616 | {2AA24801-8300-4851-B080-261023387F10} | 103311102 | BURNEY 1102 | 57046 | 40.8832 | -121.664 | 31 | 73 | 3452.9703 |  | 1135.0639 |  | 2317.9064 | 77.1037 | 235.4293 | 0 | 3.5944e-05 | 2892 | 1.116 | 11.1256 | 2 | 2.0228 | 6.0294 | -0.055 | 4.5475e-15 | 0.0045862 | 1.9657 | 292.9155 | 37.6122 | 29.3016 | 1.0426 | 14.5904 | 16.5173 | 18.0551 | 0% | 0% | 25.1% | 54.9% | 15.3% | 98.6% | 0.89501 | 0.01 | 5.5 | 22 | 0 | 2.5 | 7.7605 | 6.816 | 1.9446 | 3.3834 | 13.808 | 7.8909 | 9.0588 | 5.832 | 47.6949 | 72.6913 | 50.2932 | 80.0412
Central Coast | SOLEDAD 111435306 | 8392 | 2 | 7.6323 | 9 | 10.8225 | 1 | 1.5425e-05 | 2.2612 | 0 | 3.488e-05 | 0 | 0.22222 | 0.70523 | {B67EAAD0-18CE-4C8C-8264-33FF5297FE06} | 182051114 | SOLEDAD 1114 | 35306 | 36.4317 | -121.3296 | 86 | 40 | 14931.2798 |  | 11463.1003 |  | 3468.1795 | 1328.8876 | 2046.4282 | 0 | 1.5425e-05 | 2893 | 0.48411 | 1.2375 | 2 | 3.8323 | 8.4571 | -0.16316 | 0 | 0.0065776 | 0.63749 | 296.1058 | 41.2383 | 34.6561 | 0.98932 | 13.9322 | 14.6463 | 0.25974 | 0.2% | 0% | 5.3% | 1.1% | 57.1% | 26.2% | 0.15986 | 0.00073171 | 1.1111 | 14.4444 | 0.093171 | 0.21951 | 8.2228 | 8.0726 | 1.9588 | 3.0287 | 12.4455 | 9.3674 | 8.0806 | 5.6864 | 58.1601 | 70.4539 | 54.9 | 73.9867
North Coast | NOVATO 110455398 | 6982 | 1 | 1.2048 | 1 | 1.2048 | 1 | 3.1468e-05 | 2.3711 | 0 | 7.4614e-05 | 0 | 1 | 1 | {335D8DF9-D334-4C80-A8EC-F250AAC0E6C3} | 42211104 | NOVATO 1104 | 55398 | 38.1171 | -122.5642 | 119 | 33 | 22960.02 |  | 18150.4566 |  | 4809.5634 | 4828.5632 | 3903.2018 | 0 | 3.1468e-05 | 2894 | 2.2181 | 6.6888 | 2 | 2.5257 | 6.8072 | -0.45999 | 0.024314 | 0.0071172 | 2.3979 | 295.8778 | 30.4001 | 29.4254 | 0.91021 | 16.1689 | 17.8127 | 5.6644 | 0.3% | 0% | 0.5% | 5.6% | 53.9% | 50.9% | 0.18937 | 0.088637 | 1.3448 | 12.1724 | 0.84833 | 2.5 | 10.3647 | 9.0151 | 1.7624 | 3.3973 | 14.7468 | 12.4429 | 12.3084 | 9.325 | 53.1139 | 60.7783 | 41.205 | 54.6413
Central Coast | HOLLISTER 210441808 | 3597 | 1 | 1.6135 | 3 | 2.9637 | 1 | 2.2884e-05 | 0.1641 | 0 | 3.7552e-06 | 0 | 0.33333 | 0.54442 | {3A7DE5A9-6F9C-4704-A7B4-637F15326CD9} | 182492104 | HOLLISTER 2104 | 41808 | 36.9354 | -121.3948 | 184 | 194 | 29610.8192 |  | 17500.5057 |  | 12110.3135 | 4.0767 | 22.487 | 0 | 2.2884e-05 | 2895 | 1.0577 | 3.1875 | 2 | 2.5474 | 6.6832 | 0.625 | 0 | 0.0069233 | 1.5398 | 296.4609 | 37.7183 | 32.1986 | 1.0132 | 14.5657 | 15.855 | 2.7633 | 0% | 0% | 17.2% | 9.7% | 67.2% | 39.9% | 0.93206 | 0 | 5 | 22 | 0.68 | 3 | 7.8261 | 7.8919 | 1.9782 | 3.6479 | 13.6969 | 9.6673 | 8.9626 | 5.8803 | 52.505 | 68.6385 | 48.8035 | 72.8232
Sierra | GRASS VALLEY 1102circuit_breaker | 4061 | 1 | 1.9471 | 2 | 2.298 | 1 | 8.1071e-05 | 0.037818 | 0 | 3.0659e-06 | 0 | 0.5 | 0.84729 | {343B25CA-8FEF-457F-8025-88904C29692A} | 152031102 | GRASS VALLEY 1102 | circuit_breaker | 39.209 | -121.0612 | 202 | 717 | 29463.1636 |  | 6752.0314 |  | 22711.1322 | 284.9196 | 366.8712 | 0 | 8.1071e-05 | 2896 | 1.3715 | 9.9425 | 2 | 2.0927 | 5.8666 | -3.325 | 0.01 | 0.0055291 | 3.8481 | 294.1964 | 45.3843 | 32.3301 | 1.1502 | 12.4778 | 14.5992 | 25.0633 | 0% | 0% | 54.1% | 43.7% | 14.6% | 65.9% | 0.97012 | 2.2737e-14 | 14 | 22 | 1.3006e-12 | 2 | 8.7576 | 6.957 | 2.0233 | 3.5307 | 13.3492 | 6.0523 | 8.3541 | 4.0861 | 53.9423 | 92.3225 | 51.3392 | 91.5522
North Coast | POTTER VALLEY P H 1104circuit_breaker | 9617 | 4 | 4.9953 | 7 | 6.266 | 1 | 0.00012679 | 0.037818 | 0 | 4.7949e-06 | 0 | 0.57143 | 0.79721 | {57F4EFFD-9C20-4F14-986D-FBD228591C36} | 42281104 | POTTER VALLEY P H 1104 | circuit_breaker | 39.3614 | -123.1279 | 9 | 0 | 158.6806 |  | 158.6806 |  | 0 | 158.6806 | 0 | 0 | 0.00012679 | 2897 | 2.6426 | 11.0868 | 2 | 1.7194 | 5.4213 | -1.375 | 0 | 0.0062057 | 3.05 | 296.729 | 36.3635 | 31.5313 | 1.199 | 14.7903 | 17.0484 | 0.7492 | 0.2% | 0% | 70.6% | 25.9% | 85.8% | 31.6% | 0.74954 | 0 | 8 | 5 | 2.56 | 7 | 11.3525 | 8.5129 | 2.4127 | 4.0977 | 14.4068 | 8.1778 | 9.0097 | 5.2082 | 57.1679 | 82.3566 | 46.3488 | 79.43
Bay Area | SAN RAFAEL 110648752 | 3063 | 1 | 1.6135 | 12 | 6.6266 | 1 | 7.8503e-05 | 0.037818 | 0 | 2.9688e-06 | 0 | 0.083333 | 0.24349 | {85056666-4A2B-4DAF-B399-DC93301E78AA} | 42011106 | SAN RAFAEL 1106 | 48752 | 37.9743 | -122.5239 | 102 | 440 | 20377.6271 |  | 3711.6115 |  | 16666.0157 | 44.4852 | 522.1383 | 0 | 7.8503e-05 | 2898 | 7.8903 | 18.3566 | 2 | 1.77 | 5.6406 | -1.1417 | 0.055 | 0.0071883 | 2.5832 | 295.318 | 32.5646 | 29.0388 | 0.8759 | 15.4441 | 17.2009 | 31.12 | 0.5% | 0% | 77.5% | 86.9% | 48.8% | 61.3% | 0.54887 | 0.02 | 3.6667 | 22.3333 | 0 | 3 | 10.6066 | 9.1689 | 1.8047 | 3.3194 | 13.7954 | 11.7309 | 11.4627 | 8.8784 | 53.8753 | 57.5568 | 44.7642 | 56.6233
Bay Area | ALHAMBRA 1102circuit_breaker | 342 | 1 | 1.6135 | 1 | 1.6135 | 1 | 2.6331e-05 | 0.037818 | 0 | 9.9577e-07 | 0 | 1 | 1 | {CC913DB3-6A51-493D-BE11-D5EAF399B0A8} | 14101102 | ALHAMBRA 1102 | circuit_breaker | 37.9938 | -122.1301 | 239 | 1142 | 51311.899 |  | 9246.0524 |  | 42065.8465 | 306.9084 | 895.7185 | 0 | 2.6331e-05 | 2899 | 2.1068 | 8.4975 | 2 | 3.2173 | 7.019 | -9.4711 | 0.006 | 0.006858 | 1.5023 | 296.3764 | 38.6149 | 34.6093 | 1.065 | 14.4765 | 15.7916 | 28.9412 | 0.4% | 0% | 17.4% | 27.8% | 79.7% | 23.2% | 0.42033 | 0.016 | 6.3333 | 16.3333 | 0 | 0.2 | 6.6272 | 6.3861 | 2.1489 | 3.7749 | 13.2614 | 9.7348 | 10.2084 | 6.6958 | 54.1257 | 69.2084 | 50.0401 | 71.2972
Bay Area | SNEATH LANE 110275844 | 6261 | 5 | 20.311 | 5 | 20.311 | 1 | 2.6727e-05 | 0.037818 | 0 | 1.0108e-06 | 0 | 1 | 1 | {AC57E8D0-E406-43BB-B0B4-92AB46A557F5} | 22721102 | SNEATH LANE 1102 | 75844 | 37.64 | -122.4607 | 21 | 54 | 3774.7884 |  | 865.0219 |  | 2909.7665 | 184.0425 | 58.2418 | 0 | 2.6727e-05 | 2900 | 0.57495 | 5.9835 | 2 | 3.454 | 7.7675 | 7.1005 | 0 | 0.0074571 | 1.8737 | 291.7171 | 23.9693 | 19.9995 | 0.54543 | 17.3137 | 18.9002 | 37.1272 | 0.2% | 0% | 18% | 12% | 3.6% | 95.8% | 0.875 | 0.06 | 4 | 22 | 7.15 | 5 | 9.6704 | 8.2189 | 1.492 | 2.2954 | 16.4929 | 15.0017 | 12.989 | 11.7012 | 41.6797 | 38.6786 | 34.2016 | 41.7589
Bay Area | LAKEWOOD 2227W503R | 2118 | 1 | 1.6135 | 8 | 4.5396 | 2 | 4.5755e-05 | 0.046053 | 0 | 1.983e-06 | 0 | 0.125 | 0.35543 | {0052F236-02DD-4D59-831D-9E6CA4EBFC49} | 13532227 | LAKEWOOD 2227 | W503R | 37.9192 | -122.0371 | 230 | 1036 | 58734.8644 |  | 12249.2617 |  | 46485.6027 | 121.8736 | 239.1504 | 0 | 9.151e-05 | 2901 | 2.5355 | 7.8761 | 3 | 2.5904 | 6.4633 | -0.41892 | 0.01 | 0.0066036 | 1.3883 | 296.3897 | 39.5103 | 35.841 | 1.0882 | 14.2355 | 15.5388 | 31.7476 | 0% | 0% | 39.7% | 22% | 86.4% | 16.2% | 0.58333 | 0.09 | 3.5 | 26.5 | 0.39 | 2.6667 | 7.3003 | 6.8743 | 2.1793 | 3.8365 | 13.4119 | 9.1544 | 9.917 | 6.095 | 55.1542 | 73.2346 | 49.6556 | 74.5038
North Coast | HARRIS 11084674 | 1354 | 6 | 9.6812 | 27 | 18.8984 | 5 | 6.7933e-05 | 0.037818 | 0 | 2.5691e-06 | 0 | 0.22222 | 0.51227 | {1983F28A-08C9-48B3-9CC8-597EC6A45F0E} | 192431108 | HARRIS 1108 | 4674 | 40.7798 | -124.1445 | 250 | 1059 | 56377.1915 |  | 13045.0322 |  | 43332.1593 | 465.5681 | 953.6292 | 0 | 0.00033966 | 2902 | 12.8101 | 31.0394 | 2 | 1.5486 | 5.5512 | 0.95052 | 0.043333 | 0.0071296 | 3.2082 | 289.836 | 16.5174 | 19.7165 | 0.37773 | 19.2696 | 22.1604 | 10.7953 | 0% | 0% | 17.9% | 86.5% | 2.7% | 96.4% | 0.45544 | 0.19488 | 5 | 18.6 | 0.021111 | 3 | 12.7513 | 10.5274 | 1.1274 | 1.6143 | 19.281 | 14.9258 | 15.322 | 12.1114 | 41.5976 | 52.7246 | 24.2421 | 40.1186

## PZ_covariates_hftd_23
PZ_idx | tree-height-avg | tree-height-max | hftd | wind-avg | wind-max | local-topography | tree-fall-in | specific-humidity-avg | precipitation-avg | temperature-avg | energy-release-avg | burn-index-avg | vapor-pressure-deficit-avg | 100-hour-fuels-avg | 1000-hour-fuels-avg | impervious | unburnable | canopy-stress | conductor-count | operating-voltage | tree_risk_scores | work_magnitude | wind-winter-max | wind-summer-max | vapor-pressure-deficit-winter-max | vapor-pressure-deficit-summer-max | 1000-hour-fuels-winter-min | 1000-hour-fuels-summer-min | 100-hour-fuels-winter-min | 100-hour-fuels-summer-min | burn-index-winter-max | burn-index-summer-max | energy-release-winter-max | energy-release-summer-max
-1 | 6.1516 | 15.0089 | 2.5192 | 2.4519 | 6.7105 | -0.4264 | 0.055295 | 0.0062331 | 2.7478 | 295.4554 | 42.4991 | 33.3986 | 1.1618 | 13.3027 | 15.099 | 6.312 | 0.16419 | 0.066674 | 5.316 | 19.5203 | 3.1586 | 7.1807 | 10.5244 | 8.3439 | 2.1657 | 3.7934 | 13.1727 | 7.8265 | 8.7959 | 5.3575 | 55.1071 | 83.3172 | 51.9084 | 82.0942
0
1 |  |  |  | 2.1159 | 5.3516
2
3 | 5.8261 | 13.0802 | 2 | 1.9686 | 5.6699 | -3.9242 | 0.06837 | 0.0055461 | 3.301 | 295.3997 | 47.1789 | 32.903 | 1.2478 | 12.2456 | 14.1908 | 3.1151 | 0.1027 | 0.070435 | 3.1333 | 19.7467 | 2.5383 | 5.1848 | 8.4784 | 6.5209 | 2.1621 | 3.8179 | 12.8711 | 5.7598 | 8.4964 | 3.965 | 52.1723 | 91.1661 | 53.3338 | 93.1898
4 |  |  |  | 2.226 | 5.3952 |  |  | 0.0073846 | 1.717 | 292.7074 | 31.1977 | 29.6 | 0.64834 | 15.6599 | 17.121 | 45 | [6 empty] | 8.3262 | 7.5869 | 1.5585 | 3.0079 | 14.9394 | 11.5891 | 10.0749 | 7.4037 | 50.528 | 54.3966 | 44.1645 | 61.0198
5
6
7
8
9
10
11 | 0.73608 | 2.1593 | 2 | 2.1511 | 6.2453 | -1.6599 | 0.0065306 | 0.0057915 | 0.86706 | 299.2785 | 44.6409 | 38.1551 | 1.4432 | 13.5808 | 14.3016 | 1.2933 | 0.12956 | 0.025102 | 2.4167 | 7.25 | 0 | 0 | 8.5304 | 8.1565 | 2.5256 | 4.1951 | 12.2333 | 8.4162 | 8.8082 | 5.3703 | 59.5061 | 83.6901 | 56.1353 | 79.7023
13
14 | 4.7725 | 12.3925 | 2.0581 | 2.0496 | 6.3342 | -0.14947 | 0.02814 | 0.006277 | 2.783 | 296.9521 | 35.7861 | 33.8668 | 1.1983 | 14.9837 | 17.0987 | 2.8762 | 0.25853 | 0.03593 | 2.1837 | 14.9286 | 1.2603 | 4.564 | 11.9006 | 9.4564 | 2.4054 | 4.0984 | 14.1907 | 8.3916 | 9.6537 | 5.3859 | 61.546 | 87.6076 | 46.7197 | 77.9293
15
16 | 3.5867 | 10.4155 | 2 | 1.7615 | 5.5739 | -1.0672 | 0.033415 | 0.0070974 | 2.6398 | 295.5734 | 33.392 | 29.6874 | 0.91945 | 15.2068 | 16.9672 | 24.9202 | 0.26542 | 0.013659 | 5.8462 | 22.3462 | 2.4612 | 5.2927 | 11.0549 | 9.5118 | 1.8857 | 3.443 | 13.6283 | 11.4961 | 11.2555 | 8.6864 | 55.1896 | 59.5944 | 45.741 | 57.9548
17
18
19
20 |  |  |  | 3.5794 | 7.232 |  |  | 0.0068265 | 1.6667 | 296.3663 | 39.5689 | 35.2917 | 1.0811 | 14.0903 | 15.4725 | 16.01 | [6 empty] | 6.9888 | 6.6582 | 2.1493 | 3.7634 | 12.824 | 9.4709 | 9.8649 | 6.4845 | 55.8686 | 69.5257 | 51.6999 | 71.9649
21 | 2.5343 | 7.4196 | 2 | 1.9665 | 5.6589 | -0.001997 | 0.036897 | 0.0067498 | 2.8096 | 296.698 | 33.6233 | 31.5182 | 1.0565 | 15.3935 | 17.2946 | 4.4135 | 0.29969 | 0.028448 | 2.8158 | 18.3889 | 2.016 | 3.0345 | 11.0139 | 9.0217 | 2.2719 | 3.7671 | 14.6883 | 10.2029 | 9.7244 | 6.7727 | 53.3809 | 76.3489 | 45.1312 | 67.7448
22
23 | 1.2723 | 4.6696 | 2.1 | 2.6215 | 6.3519 | 4.718 | 0.012 | 0.0064657 | 1.5731 | 295.4457 | 40.6612 | 35.3608 | 1.0361 | 13.803 | 15.1875 | 19.0094 | 0.14664 | 0.0625 | 2.2308 | 19.3846 | 0.925 | 1.45 | 7.2688 | 6.827 | 2.1088 | 3.7824 | 13.4907 | 8.5446 | 8.9133 | 5.3223 | 51.0906 | 76.2178 | 51.0274 | 79.2535
24
25 | 2.1273 | 7.8814 | 2 | 3.1598 | 7.3182 | 0.2044 | 0.016 | 0.0069807 | 1.7464 | 294.2823 | 31.8258 | 27.737 | 0.79969 | 15.6905 | 17.1832 | 26.5084 | 0.73351 | 0.040125 | 7.7391 | 20.7826 | 2.9956 | 5.3375 | 10.0416 | 8.8441 | 1.7303 | 3.1862 | 14.884 | 11.8528 | 10.8015 | 8.252 | 54.7557 | 51.4077 | 42.4672 | 59.0658
26 | 3.4741 | 9.3092 | 2 | 2.0874 | 6.4343 | 0.45014 | 0.043409 | 0.0062489 | 2.6442 | 296.8793 | 38.5113 | 37.1509 | 1.2107 | 14.3176 | 16.3694 | 2.2232 | 0.25271 | 0.048068 | 2.2312 | 16.7296 | 1.999 | 4.9015 | 12.3629 | 9.9707 | 2.4172 | 4.1171 | 13.4019 | 7.8484 | 8.8835 | 4.9687 | 67.8675 | 96.5295 | 50.4587 | 81.1997
27
28
29 |  |  |  | 2.1108 | 6.493 |  |  | 0.0066631 | 1.8166 | 297.5985 | 43.7963 | 31.4012 | 1.3145 | 13.3975 | 14.8441 | 0 | [6 empty] | 9.5864 | 6.6637 | 2.4234 | 4.2518 | 13.2329 | 6.5384 | 9.3191 | 4.4517 | 51.6389 | 75.6457 | 52.0149 | 86.6371
30
31
32
33
34 | 3.7096 | 9.745 | 2 | 2.2439 | 5.3332 | 0.94096 | 0.054103 | 0.0061767 | 2.1062 | 296.4301 | 42.4105 | 33.4113 | 1.2107 | 13.6407 | 15.1381 | 20.4328 | 0.24575 | 0.090256 | 4.4839 | 15.8065 | 0.90487 | 6.2821 | 11.0545 | 8.1529 | 2.042 | 3.8241 | 13.4112 | 7.1025 | 9.2761 | 4.7497 | 47.6222 | 82.6833 | 51.2589 | 85.6713
35
36
37
38 | 3.3846 | 9.7223 | 2.4335 | 3.2724 | 8.1431 | -0.7485 | 0.013691 | 0.0061106 | 2.2913 | 296.0473 | 44.0356 | 36.3517 | 1.2409 | 13.1647 | 14.9207 | 1.2429 | 0.16027 | 0.024421 | 2.0495 | 13.7129 | 0.94004 | 1.0773 | 9.5144 | 7.6131 | 2.3295 | 4.1293 | 12.9912 | 6.6044 | 7.7023 | 4.0886 | 58.6961 | 89.176 | 53.32 | 88.7043
39 | 4.7207 | 11.2511 | 2 | 2.8299 | 8.8668 | 0.15743 | 0.025806 | 0.0056703 | 4.3416 | 295.4917 | 44.1627 | 34.3576 | 1.3112 | 12.5921 | 15.2955 | 1.7294 | 0.076933 | 0.025556 | 1.8143 | 14.1486 | 3.3321 | 3.723 | 9.0143 | 8.146 | 2.3554 | 4.1932 | 13.2656 | 5.9021 | 7.7345 | 4.3721 | 56.1557 | 96.8702 | 52.3405 | 92.6125
40 | 3.2848 | 15.6324 | 2 | 1.9811 | 5.7143 | 2.301 | 0.039726 | 0.0068806 | 1.4408 | 296.0022 | 35.9492 | 31.1698 | 0.97273 | 14.9394 | 16.2921 | 29.7835 | 0.69052 | 0.023506 | 8.9296 | 21.7183 | 1.519 | 3.7123 | 9.9965 | 8.8993 | 2.0653 | 3.6269 | 13.6426 | 10.662 | 10.2583 | 7.2197 | 57.7844 | 60.2487 | 47.0879 | 66.0899
41
42 | 2.5713 | 11.5735 | 2 | 2.2541 | 5.4802 | -7.296 | 0.0075 | 0.0073846 | 1.717 | 292.7074 | 31.1977 | 29.6 | 0.64834 | 15.6599 | 17.121 | 50.9457 | 0.94896 | 0.005 | 16.6667 | 22 | 1.45 | 0.5 | 8.3262 | 7.5869 | 1.5585 | 3.0079 | 14.9394 | 11.5891 | 10.0749 | 7.4037 | 50.528 | 54.3966 | 44.1645 | 61.0198
43 | 16.6043 | 28.2819 | 3 | 1.8066 | 5.3155 | 1.8794 | 0.15423 | 0.0072214 | 3.7717 | 294.2194 | 22.8112 | 23.4078 | 0.70948 | 18.0031 | 20.1589 | 0.53271 | 0.025231 | 0.020385 | 4.7895 | 19.3684 | 0.10231 | 1.8462 | 10.8851 | 8.9696 | 1.736 | 2.7775 | 16.7979 | 14.2327 | 12.7514 | 11.015 | 43.3639 | 50.234 | 35.8601 | 45.4933
44
45
46
47 | 3.34 | 9.4975 | 2.2308 | 2.4452 | 5.2958 | -0.74492 | 0.025175 | 0.005432 | 2.3346 | 295.844 | 51.1006 | 33.2333 | 1.3299 | 11.4667 | 12.9326 | 1.1685 | 0.063572 | 0.10063 | 1.6087 | 15.3663 | 1.1762 | 2.6667 | 8.4388 | 7.2177 | 2.2097 | 3.7038 | 11.3914 | 6.2801 | 7.4939 | 4.3265 | 45.1323 | 69.4902 | 61.4362 | 90.1565
48
49 | 3.6101 | 9.6517 | 2 | 2.5094 | 6.646 | -0.50345 | 0.021448 | 0.0059868 | 2.3317 | 296.6201 | 45.1281 | 31.5226 | 1.3014 | 13.0059 | 14.6726 | 1.6391 | 0.11366 | 0.020936 | 2.7276 | 15.9812 | 2.1971 | 1.7538 | 9.3333 | 6.8075 | 2.425 | 4.2213 | 12.8849 | 6.6159 | 7.5893 | 4.131 | 55.8078 | 79.2855 | 54.4657 | 88.5903
50 | 2.2731 | 6.9533 | 2 | 2.1719 | 5.9639 | 1.1862 | 0.052571 | 0.0068475 | 2.4174 | 296.4482 | 33.9618 | 30.871 | 1.0117 | 15.4545 | 17.1208 | 8.4291 | 0.15681 | 0.025714 | 2.5405 | 14.2703 | 2.4919 | 5.4429 | 8.9632 | 7.3017 | 1.9593 | 3.5656 | 14.8004 | 10.6698 | 10.8396 | 7.2212 | 50.9211 | 65.0657 | 43.4304 | 66.0291
51
52 | 4.4111 | 11.8903 | 2.699 | 2.0771 | 5.0079 | 0.92505 | 0.043786 | 0.0052947 | 2.5197 | 295.106 | 50.6732 | 35.8872 | 1.278 | 11.4501 | 13.1493 | 6.4866 | 0.14156 | 0.090874 | 3.7051 | 19.7308 | 2.3649 | 5.4272 | 9.9424 | 7.5007 | 2.1144 | 3.6761 | 11.1286 | 5.8779 | 7.0831 | 3.9301 | 54.5954 | 83.1497 | 62.2582 | 93.2241
53
54
55
56 | 3.0384 | 11.1568 | 2 | 3.3458 | 8.2421 | -0.52113 | 0.016772 | 0.0064156 | 1.6469 | 298.3547 | 44.7963 | 39.8378 | 1.3742 | 13.1057 | 14.4154 | 19.3825 | 0.22108 | 0.011076 | 2.9052 | 17.6207 | 2.8415 | 3.6772 | 8.1518 | 7.0785 | 2.5213 | 4.2421 | 11.7109 | 7.5904 | 8.8959 | 5.1168 | 62.8835 | 83.0748 | 57.6061 | 82.0323
57 |  |  |  | 2.511 | 5.8
58 | 3.346 | 9.4358 | 2 | 3.284 | 10.5509 | -3.0488 | 0.037 | 0.0072121 | 1.3519 | 292.7049 | 28.7696 | 25.911 | 0.62562 | 16.478 | 17.5134 | 16.3691 | 0.34027 | 0 | 8.6667 | 22 | 4.448 | 20 | 7.924 | 7.587 | 1.4918 | 2.1871 | 16.4703 | 13.2102 | 12.8674 | 10.0509 | 39.8573 | 45.306 | 35.8801 | 47.8907
59 | 2.7333 | 15.797 | 2 | 2.3194 | 6.2721 | -6.0574 | 0 | 0.0070222 | 1.7379 | 294.146 | 31.545 | 27.3177 | 0.78559 | 15.7276 | 17.2191 | 18 | 0.375 | 0.02 | 6 | 22 | 42.13 | 15 | 10.0008 | 8.7932 | 1.7242 | 3.1413 | 14.8304 | 11.9567 | 10.9433 | 8.4476 | 53.9723 | 50.7289 | 42.4052 | 58.0775
60 | 0.36795 | 0.95139 | 2 | 1.9642 | 6.2757 | -0.18604 | 0 | 0.0065481 | 1.3264 | 297.8511 | 42.7772 | 31.4794 | 1.3 | 13.6518 | 14.9056 | 0.74028 | 0.31737 | 0 | 1.5 | 17.75 | 0 | 0.14286 | 10.5575 | 7.5598 | 2.413 | 3.8586 | 12.8696 | 7.7662 | 9.8254 | 5.4369 | 48.9382 | 67.9367 | 52.93 | 79.1432
61
62
63 | 3.9258 | 12.05 | 2 | 2.1783 | 5.4004 | -1.3396 | 0.098182 | 0.0070343 | 1.9206 | 292.7615 | 32.8632 | 30.5062 | 0.71707 | 15.2753 | 16.7778 | 48.3916 | 0.61311 | 0.034545 | 13.2791 | 21.9535 | 2.8441 | 4.8409 | 8.0887 | 7.4579 | 1.578 | 3.0616 | 14.7488 | 10.9067 | 9.9964 | 7.1692 | 50.8965 | 58.2048 | 44.9817 | 64.2837
64 | 6.6115 | 16.0155 | 2.8515 | 2.8708 | 7.4929 | -1.9948 | 0.11116 | 0.0070194 | 2.9419 | 294.8277 | 33.3174 | 30.3271 | 0.89266 | 15.1834 | 17.0396 | 7.0121 | 0.32255 | 0.03599 | 6.795 | 20.1801 | 2.4152 | 12.2203 | 11.4309 | 9.7085 | 1.8375 | 3.4353 | 14.0815 | 10.7302 | 10.9003 | 7.8305 | 56.1001 | 66.2194 | 45.0756 | 62.8566
65 | 1.0693 | 4.2795 | 2 | 4.7929 | 11.4566 | -5.1434 | 0.0075385 | 0.0039344 | 0.55952 | 294.4513 | 71.0115 | 53.3858 | 1.4311 | 8.1608 | 8.6914 | 2.1143 | 0.23538 | 0.012615 | 3.7712 | 17.5847 | 2.4433 | 1.9846 | 8.1562 | 6.7753 | 2.3083 | 3.8406 | 6.4274 | 4.5621 | 4.122 | 2.7953 | 89.6985 | 101.468 | 90.6313 | 102.9703
66 | 2.5576 | 7.0442 | 2 | 2.3245 | 7.2919 | -0.16827 | 0.030641 | 0.0065812 | 1.8332 | 297.4772 | 45.7841 | 33.0059 | 1.3241 | 12.9045 | 14.3757 | 1.553 | 0.27029 | 0.03802 | 1.6842 | 15.3263 | 2.3046 | 4.141 | 8.6404 | 6.5325 | 2.5523 | 4.0468 | 11.8988 | 6.4935 | 8.3175 | 4.3252 | 56.339 | 86.1695 | 58.2591 | 88.5595
67 |  |  |  | 1.9223 | 5.0392
68
69 | 4.9746 | 13.4317 | 2.1842 | 3.5448 | 8.7217 | 0.087106 | 0.016579 | 0.0074475 | 1.935 | 291.6729 | 24.154 | 20.0742 | 0.54538 | 17.2368 | 18.8545 | 21.1552 | 0.27359 | 0.26421 | 2.5652 | 15.4348 | 4.9739 | 2.8947 | 9.7718 | 8.2884 | 1.4964 | 2.3603 | 16.5403 | 14.7729 | 12.8102 | 11.2568 | 42.3767 | 38.8733 | 34.1002 | 43.1426
70 |  |  |  | 2.6297 | 6.0437
71 | 2.7984 | 11.3024 | 2 | 2.4804 | 6.4856 | -5 | 0 | 0.0069805 | 1.7781 | 294.2345 | 31.6074 | 27.5764 | 0.79484 | 15.7353 | 17.2444 | 19.52 | 0.4375 | 0.085 | 2 | 22 | 4.575 | 5 | 10.0585 | 8.8504 | 1.7212 | 3.176 | 14.9606 | 11.8969 | 10.8145 | 8.2787 | 54.6483 | 51.2499 | 42.2185 | 58.853
72
73
74 | 6.3913 | 16.1188 | 3 | 2.688 | 6.9053 | -1.6259 | 0.11413 | 0.0072035 | 2.4901 | 293.9001 | 29.9717 | 26.331 | 0.74744 | 15.8526 | 17.6413 | 14.8508 | 0.46953 | 0.037333 | 7.1212 | 21.6667 | 4.0713 | 13.0533 | 10.8545 | 9.2497 | 1.6172 | 2.9492 | 14.7631 | 12.5306 | 11.9115 | 9.1587 | 51.1966 | 52.727 | 40.8445 | 53.1654
75
76
77 | 0.96173 | 4.0417 | 2 | 2.525 | 7.0245 | 0.84404 | 0.013333 | 0.0065821 | 1.7665 | 297.3662 | 44.1137 | 31.8069 | 1.2996 | 13.2287 | 14.6423 | 0.40839 | 0.077766 | 0.029864 | 1.4818 | 13.4545 | 0.55051 | 0.68376 | 10.2675 | 7.1978 | 2.437 | 4.1033 | 12.4273 | 6.6313 | 8.8296 | 4.474 | 51.7851 | 74.6573 | 54.7581 | 85.436
78
79 | 1.8109 | 6.3088 | 2 | 3.6636 | 8.2841 | 3.9853 | 0.030909 | 0.0073233 | 2.0337 | 292.3195 | 26.7636 | 21.7371 | 0.62684 | 16.5699 | 18.1566 | 24.1708 | 0.41182 | 0.057273 | 8.8182 | 21.1818 | 18.2327 | 16.1818 | 9.9257 | 8.3972 | 1.5779 | 2.6676 | 15.6458 | 13.6715 | 12.4824 | 10.3946 | 44.7423 | 41.823 | 37.1731 | 47.9516
80 |  |  |  | 1.9223 | 5.0392
81 | 0.97991 | 3.4152 | 2 | 2.5087 | 6.8195 | 0.39057 | 0.011685 | 0.006644 | 1.7429 | 297.4782 | 43.774 | 31.2786 | 1.3037 | 13.3382 | 14.736 | 0.43026 | 0.053902 | 0.021568 | 1.6011 | 13.8085 | 1.1242 | 1.6087 | 9.9568 | 6.9002 | 2.4202 | 4.1532 | 12.7635 | 6.6209 | 9.0779 | 4.4945 | 50.7097 | 74.2043 | 53.3808 | 85.6929
82 | 5.6599 | 13.7555 | 2 | 2.3381 | 5.9568 | 0.40922 | 0.079203 | 0.0057598 | 2.9945 | 295.8532 | 49.0284 | 33.7625 | 1.3132 | 11.8423 | 13.6716 | 1.3757 | 0.067521 | 0.064352 | 3.0215 | 18.6594 | 6.118 | 8.1362 | 8.3662 | 6.3993 | 2.2861 | 4.1021 | 12.5031 | 5.5924 | 8.3134 | 3.8282 | 54.0509 | 90.2278 | 55.1697 | 94.4301
83 |  |  |  | 2.0766 | 5.249 |  |  | 0.0073813 | 1.7171 | 292.7116 | 31.2029 | 29.6095 | 0.64901 | 15.6602 | 17.1211 | 55.7019 | [6 empty] | 8.3273 | 7.5877 | 1.5588 | 3.0094 | 14.9408 | 11.5872 | 10.0752 | 7.4025 | 50.5418 | 54.4449 | 44.1676 | 61.0377
84 | 1.5507 | 4.7543 | 2 | 3.3231 | 9.8862 | 1.4604 | 0.011423 | 0.0062352 | 1.7018 | 298.1107 | 48.9492 | 39.1829 | 1.5384 | 12.235 | 13.8132 | 2.8028 | 0.17907 | 0.0075584 | 2.6477 | 17.533 | 1.8129 | 2.673 | 13.4697 | 9.8238 | 2.9573 | 4.7537 | 10.9585 | 6.0259 | 7.2156 | 4.5586 | 77.8428 | 98.4434 | 62.9518 | 90.7129
85
86 | 1.6106 | 4.8931 | 2 | 2.9929 | 9.3051 | 0.23231 | 0.017719 | 0.0059134 | 1.7463 | 298.5774 | 50.5908 | 40.1058 | 1.6373 | 11.7084 | 13.3318 | 0.80314 | 0.10998 | 0.013965 | 1.6704 | 15.5475 | 0.59018 | 3.3368 | 13.8525 | 10.2156 | 3.1391 | 4.9655 | 10.3758 | 5.8255 | 6.7982 | 4.4972 | 78.1357 | 96.7729 | 65.1123 | 90.8228
87
88 |  |  |  | 1.8477 | 4.8364
89
90 |  |  |  | 1.7425 | 4.8878 |  |  | 0.0072945 | 1.9263 | 294.0184 | 28.631 | 23.6896 | 0.69143 | 16.4756 | 17.9719 | 15.36 | [6 empty] | 7.3323 | 6.7515 | 1.6586 | 3.0257 | 15.7258 | 12.5694 | 10.2826 | 8.1226 | 40.4347 | 47.1269 | 39.4945 | 57.5158
91
92
93
94
95
96
97
98
99
100
101
102 | 1.7731 | 5.7937 | 2 | 2.8567 | 8.3176 | 0.30224 | 0.023144 | 0.0064262 | 2.6301 | 297.3119 | 46.3518 | 33.2674 | 1.3759 | 12.4521 | 14.2838 | 6.3966 | 0.18404 | 0.037917 | 2.4804 | 16.5475 | 2.5891 | 4.1894 | 12.0281 | 8.0263 | 2.5459 | 4.2531 | 12.0667 | 6.1102 | 8.2569 | 4.2694 | 52.2275 | 90.0218 | 56.4406 | 90.9202
103
104
105 | 2.4599 | 7.5316 | 2 | 2.4985 | 6.2714 | -0.047822 | 0.02514 | 0.0063268 | 2.2644 | 296.6039 | 47.6268 | 33.5776 | 1.3138 | 12.2862 | 13.9067 | 1.3018 | 0.10601 | 0.024126 | 2.0631 | 15.3981 | 3.3427 | 4.1888 | 8.9688 | 6.5225 | 2.3964 | 4.2329 | 12.1836 | 6.0128 | 8.3105 | 4.0862 | 57.1062 | 84.9494 | 57.2249 | 91.2274
106 | 7.2098 | 17.7574 | 2.1675 | 2.0873 | 5.3825 | -1.7113 | 0.060576 | 0.0058481 | 2.1749 | 296.074 | 45.7819 | 34.5758 | 1.2554 | 12.8084 | 14.3406 | 3.485 | 0.17975 | 0.084188 | 3.0828 | 18.0483 | 6.7544 | 11.1571 | 11.4238 | 8.361 | 2.1098 | 3.8463 | 12.5561 | 6.456 | 8.4768 | 4.4 | 50.3418 | 84.0074 | 55.3387 | 89.4298
107 |  |  |  | 2.4273 | 5.59
108 | 13.7892 | 28.0527 | 3 | 2.1483 | 6.2236 | 0.98503 | 0.11073 | 0.0054212 | 3.758 | 293.8235 | 47.9029 | 32.3686 | 1.2072 | 11.7741 | 13.9279 | 3.1578 | 0.081592 | 0.050731 | 4.8035 | 19.6456 | 2.0552 | 10.4005 | 11.8554 | 7.7137 | 2.1222 | 3.5681 | 12.5507 | 5.8241 | 7.5866 | 3.9701 | 48.6875 | 81.1209 | 54.9245 | 93.4336
109 |  |  |  | 1.9201 | 5.024
110
111
112
113
114
115 |  |  |  | 2.9668 | 6.5276
116
117
118 |  |  |  | 2.8488 | 7.6368
119
120
121 |  |  |  | 1.6742 | 5.0632
122
123
124
125 | 9.6343 | 20.6602 | 3 | 1.5144 | 3.9531 | -3.5437 | 0.10568 | 0.0071419 | 3.0829 | 297.2194 | 29.9471 | 28.3381 | 0.98075 | 16.511 | 18.2747 | 2.1569 | 0.095069 | 0.038632 | 4.9839 | 19.2742 | 2.4065 | 16.6526 | 9.3066 | 8.1625 | 1.9494 | 3.6136 | 15.9442 | 12.0153 | 11.146 | 7.7073 | 49.0898 | 60.3813 | 40.0758 | 61.2421
126
127 | 5.9126 | 16.6493 | 2.048 | 2.041 | 5.5084 | 0.0070922 | 0.061548 | 0.005877 | 3.3171 | 294.6933 | 48.424 | 32.0086 | 1.2538 | 11.7771 | 13.736 | 6.7628 | 0.2305 | 0.056797 | 3.4163 | 17.2218 | 5.9464 | 7.8019 | 8.9728 | 6.1142 | 2.0876 | 3.9344 | 12.6444 | 5.7159 | 7.9265 | 3.8878 | 49.3657 | 81.6337 | 54.319 | 94.0654
128 | 6.1073 | 20.9915 | 2.0349 | 2.2357 | 5.9965 | 0.89309 | 0.032267 | 0.0066297 | 2.7181 | 296.5831 | 36.8132 | 35.226 | 1.1027 | 14.5931 | 16.4939 | 0.77631 | 0.21827 | 0.038969 | 2.0833 | 17.0185 | 2.5101 | 3.6453 | 11.4192 | 9.7145 | 2.302 | 3.8711 | 14.1084 | 9.0738 | 8.5379 | 5.4169 | 61.7697 | 87.8605 | 48.2898 | 75.0124
129 | 2.3203 | 7.3474 | 2.1699 | 1.8198 | 4.5399 | -0.073512 | 0.016361 | 0.0058059 | 1.8171 | 297.6893 | 51.9108 | 34.4806 | 1.47 | 11.3484 | 12.6442 | 0.8817 | 0.081687 | 0.099499 | 1.8335 | 14.6949 | 0.71811 | 1.3438 | 7.7993 | 6.9993 | 2.4799 | 4.023 | 10.5651 | 6.4291 | 6.7621 | 4.3104 | 49.7408 | 70.0243 | 66.1407 | 88.4927
130
131
132
133 | 1.2273 | 4.1636 | 2.6611 | 2.1908 | 5.6237 | 0.41394 | 0.021415 | 0.0063588 | 2.0925 | 297.5189 | 45.7772 | 33.083 | 1.3542 | 12.7125 | 14.2639 | 0.6903 | 0.044781 | 0.043361 | 1.5479 | 14.0479 | 1.1753 | 1.9594 | 7.1911 | 5.4086 | 2.563 | 4.2447 | 12.5648 | 6.8156 | 8.487 | 4.5296 | 49.3747 | 75.8563 | 55.9253 | 86.9147
134
135 |  |  |  | 3.2536 | 7.2832
136 | 2.1481 | 6.657 | 2 | 2.5762 | 7.436 | 0.22163 | 0.0099394 | 0.0074891 | 1.0187 | 293.0777 | 27.3547 | 25.2839 | 0.62024 | 16.838 | 17.7292 | 17.1367 | 0.5035 | 0.029152 | 3.0496 | 18.4711 | 1.0233 | 2.6182 | 8.1542 | 8.6494 | 1.622 | 2.2559 | 16.1959 | 15.3889 | 12.5345 | 11.3592 | 44.9288 | 45.1716 | 36.9964 | 41.2986
137
138 | 3.5929 | 9.4303 | 2 | 2.2943 | 5.456 | -0.48744 | 0.048248 | 0.0061662 | 2.1058 | 296.478 | 42.7165 | 33.438 | 1.2213 | 13.5701 | 15.0703 | 10.1176 | 0.24272 | 0.072085 | 4.6625 | 19.425 | 5.3931 | 6.9215 | 11.1248 | 8.1994 | 2.0669 | 3.8462 | 13.3436 | 7.0575 | 9.2351 | 4.7325 | 47.8168 | 82.5687 | 51.4887 | 85.9147
139
140 | 6.9998 | 16.0096 | 2.1381 | 1.8821 | 5.7805 | 0.50184 | 0.058907 | 0.0055693 | 3.0137 | 295.7099 | 49.3517 | 34.4695 | 1.3298 | 11.703 | 13.5822 | 0.82368 | 0.019388 | 0.069026 | 2.0635 | 16.8952 | 4.7673 | 8.0969 | 8.0264 | 6.407 | 2.208 | 4.0027 | 12.4803 | 5.6554 | 8.0638 | 3.8661 | 55.3862 | 91.4205 | 54.9478 | 94.0934
141 | 1.9978 | 6.7188 | 2.1481 | 2.567 | 5.9269 | 3.4734 | 0.014444 | 0.006975 | 1.6493 | 293.8059 | 32.7587 | 31.4996 | 0.77091 | 15.5277 | 16.9678 | 19.7116 | 0.71017 | 0.03963 | 10.5 | 22 | 1.211e-13 | 0.96296 | 8.6939 | 7.8043 | 1.6469 | 3.2537 | 15.0932 | 10.5666 | 10.0259 | 6.2656 | 50.369 | 68.7555 | 44.8254 | 68.8919
142 | 11.2467 | 21.4433 | 2.5851 | 1.6103 | 5.2359 | 1.7977 | 0.078133 | 0.0054174 | 3.8873 | 295.4553 | 49.265 | 34.0885 | 1.3375 | 11.5753 | 13.7128 | 1.7514 | 0.071559 | 0.055228 | 3.1379 | 16.4741 | 2.2387 | 7.5975 | 8.8297 | 6.6926 | 2.3022 | 3.9316 | 12.3883 | 5.5333 | 7.2809 | 3.8696 | 57.2832 | 92.2132 | 55.9562 | 95.1647
143
144
145
146 | 16.2315 | 42.0551 | 3 | 2.3554 | 5.6244 | -1.0342 | 0.1469 | 0.0058047 | 3.3057 | 292.6663 | 44.3895 | 32.7787 | 1.0341 | 12.6122 | 14.5263 | 7.9374 | 0.24607 | 0.12068 | 6.5733 | 21.5733 | 0 | 0.13095 | 14.3828 | 10.2561 | 1.919 | 3.1059 | 12.3574 | 6.4689 | 7.4698 | 4.3252 | 50.3023 | 74.8454 | 54.9551 | 88.6498
147 | 4.4623 | 13.7008 | 2 | 3.4204 | 8.9939 | -1.7503 | 0.050357 | 0.0037902 | 5.0571 | 286.1372 | 45.0448 | 30.869 | 0.74691 | 11.3865 | 14.3345 | 1.8061 | 0.078754 | 0.013571 | 6.5 | 19.5 | 0 | 5.5 | 11.2776 | 8.8881 | 1.1925 | 2.0185 | 11.767 | 6.7142 | 6.8084 | 4.959 | 59.121 | 78.9681 | 59.4624 | 85.1724
148 |  |  |  | 3.313 | 6.8808
149
150 | 14.0718 | 30.7826 | 2 | 2.252 | 7.3525 | 0.036334 | 0.069167 | 0.0069738 | 3.3394 | 290.2246 | 19.6453 | 22.6723 | 0.44658 | 18.1753 | 21.161 | 1.08 | 0.14751 | 0.21292 | 3.2667 | 19.7333 | 0.0079167 | 5.9583 | 13.2144 | 11.8103 | 1.3499 | 1.9574 | 18.9143 | 13.3557 | 13.4671 | 9.163 | 48.9502 | 64.3371 | 27.9485 | 50.3195
151
152
153
154 |  |  |  | 2.1169 | 5.9225 |  |  | 0.0068811 | 1.4383 | 295.9956 | 35.9549 | 31.1692 | 0.97213 | 14.9374 | 16.2888 | 30.8739 | [6 empty] | 9.9947 | 8.8978 | 2.0644 | 3.6248 | 13.6377 | 10.6634 | 10.2595 | 7.223 | 57.7775 | 60.2239 | 47.0963 | 66.0721
155
156 | 4.3938 | 11.9635 | 2 | 2.0203 | 5.5723 | 1.4703 | 0.030528 | 0.0056723 | 2.7349 | 295.8697 | 48.5193 | 34.2175 | 1.3092 | 12.0348 | 13.8147 | 1.8871 | 0.08003 | 0.040771 | 2.3041 | 16.1559 | 3.1259 | 4.644 | 8.0267 | 6.4648 | 2.2422 | 4.04 | 12.6969 | 5.7105 | 8.3964 | 3.9161 | 54.3375 | 91.3202 | 54.2832 | 93.6701
157
158
159
160 | 2.464 | 6.4294 | 2 | 2.0734 | 5.8811 | 0.10892 | 0.0090476 | 0.007103 | 2.1291 | 295.1267 | 27.7402 | 28.4039 | 0.78959 | 16.9738 | 18.5704 | 9.0026 | 0.13584 | 0.018571 | 2.7 | 20.3 | 0.39667 | 1.4762 | 10.6836 | 9.1641 | 1.6369 | 3.0101 | 16.1133 | 13.1075 | 13.0417 | 9.9416 | 49.8399 | 59.7878 | 36.5452 | 51.3487
161 | 10.1156 | 22.4013 | 2.9767 | 2.6853 | 7.455 | 1.3223 | 0.051783 | 0.0046282 | 4.9429 | 290.2298 | 45.4307 | 34.093 | 0.95284 | 12.0854 | 14.6691 | 0.81489 | 0.096464 | 0.087095 | 3.6131 | 18.0655 | 0.019871 | 4.3333 | 11.9232 | 8.9394 | 1.6806 | 2.9961 | 12.9011 | 5.7827 | 7.4574 | 4.1098 | 58.5303 | 97.4505 | 52.8123 | 92.5195
162
163 |  |  |  | 3.277 | 7.9
164
165 |  |  |  | 2.591 | 6.4611 |  |  | 0.0066036 | 1.3883 | 296.3897 | 39.5103 | 35.841 | 1.0882 | 14.2355 | 15.5388 | 35 | [6 empty] | 7.3003 | 6.8743 | 2.1793 | 3.8365 | 13.4119 | 9.1544 | 9.917 | 6.095 | 55.1542 | 73.2346 | 49.6556 | 74.5038
166
167 | 1.7843 | 5.6531 | 2 | 2.0705 | 6.8599 | 0.23272 | 0.0083684 | 0.0063948 | 1.6283 | 297.417 | 43.2139 | 31.7362 | 1.3033 | 13.3682 | 14.7456 | 2.7319 | 0.042141 | 0.024784 | 1.7612 | 15.0945 | 0.88929 | 0.77105 | 13.2159 | 9.3245 | 2.3988 | 3.8998 | 13.2138 | 7.6071 | 9.3245 | 5.1237 | 44.8602 | 69.8324 | 52.0214 | 81.942
168
169
170
171 |  |  |  | 2.1222 | 5.3094
172
173 |  |  |  | 3.3903 | 7.1637 |  |  | 0.0065086 | 1.7762 | 295.2457 | 37.8783 | 34.4654 | 1.0119 | 14.3717 | 15.8258 | 15.0009 | [6 empty] | 7.8318 | 7.3505 | 2.0144 | 3.6604 | 14.1122 | 9.2433 | 9.7671 | 6.0547 | 50.3217 | 73.6802 | 46.4812 | 74.6016
174 | 1.1295 | 3.4095 | 2 | 2.6624 | 7.3449 | -4.1705 | 0.013822 | 0.0057813 | 0.97122 | 297.6102 | 46.6733 | 36.1186 | 1.2656 | 12.9241 | 13.7568 | 2.384 | 0.1369 | 0.024712 | 1.6788 | 15.1865 | 0.31858 | 1.4062 | 6.9468 | 6.3856 | 2.1965 | 3.6783 | 11.8816 | 7.9743 | 8.0334 | 4.8736 | 52.6405 | 73.3957 | 56.9278 | 81.8997
175 |  |  |  | 2.6046 | 6.0346
176 |  |  |  | 2.1577 | 5.8017 |  |  | 0.0072867 | 1.6997 | 293.1295 | 31.7548 | 26.9406 | 0.69315 | 15.3807 | 16.8263 | 44.7511 | [6 empty] | 7.4006 | 6.7926 | 1.5706 | 2.978 | 14.6269 | 11.6953 | 10.3462 | 7.9299 | 46.8996 | 49.0839 | 42.8674 | 59.3021
177 | 5.7689 | 13.1321 | 2 | 2.0853 | 5.8587 | 2.2192 | 0.073032 | 0.0055464 | 3.2492 | 295.5775 | 47.5848 | 33.0909 | 1.2676 | 12.1569 | 14.0821 | 2.4695 | 0.14292 | 0.045053 | 3.6327 | 19.932 | 2.8973 | 5.3245 | 8.4628 | 6.4977 | 2.2 | 3.8694 | 12.7063 | 5.7217 | 8.4368 | 3.9485 | 52.5002 | 91.2101 | 54.0262 | 93.4843
178
179
180 | 3.5948 | 8.3094 | 2 | 2.2724 | 6.6063 | -3.1273 | 0.01375 | 0.0061033 | 2.33 | 296.2656 | 40.9398 | 36 | 1.2088 | 13.8772 | 15.6699 | 7.9299 | 0.12599 | 0.030417 | 1.4545 | 14.2727 | 0.18958 | 0.16667 | 10.2118 | 8.4616 | 2.3221 | 4.0086 | 13.3828 | 7.4331 | 8.6332 | 4.6213 | 58.4944 | 88.472 | 50.9844 | 84.0422
181 | 5.3735 | 14.4612 | 2 | 2.152 | 5.3289 | -3.089 | 0.048182 | 0.0072883 | 1.5712 | 293.0842 | 31.5923 | 30.6012 | 0.6765 | 15.6947 | 17.0927 | 42.5999 | 0.437 | 0.12545 | 7.7 | 22.9 | 1.1309 | 4.5455 | 8.5454 | 7.7514 | 1.5581 | 3.0339 | 14.9335 | 11.7083 | 10.1474 | 7.5137 | 52.7015 | 56.666 | 44.6798 | 60.8147
182
183
184
185
186 | 14.0129 | 26.4165 | 2 | 2.718 | 6.9958 | 0.70657 | 0.071444 | 0.0068352 | 3.1006 | 290.8717 | 18.7191 | 20.4721 | 0.47836 | 18.9488 | 21.3988 | 1.521 | 0.066546 | 0.084599 | 2.5304 | 17.6311 | 1.2259 | 7.7941 | 11.9353 | 9.8786 | 1.3743 | 2.1109 | 18.3391 | 14.9722 | 14.6063 | 11.5408 | 40.9332 | 47.384 | 28.4834 | 41.8532
187
188
189
190 | 1.9733 | 6.2282 | 2 | 2.0606 | 7.0904 | 0.073454 | 0.0053055 | 0.005978 | 2.9905 | 298.0453 | 47.0422 | 35.6103 | 1.565 | 12.3784 | 14.6025 | 1.518 | 0.13073 | 0.0046624 | 2.1387 | 15.8023 | 2.1598 | 2.4992 | 10.8089 | 8.2805 | 2.8598 | 4.762 | 11.7461 | 5.6687 | 7.3775 | 4.411 | 64.7504 | 89.5538 | 59.2359 | 92.8268
191
192 | 1.6582 | 5.0114 | 2 | 1.859 | 4.8439 | 0.053415 | 0.004084 | 0.0060729 | 1.4353 | 297.8222 | 49.812 | 35.0093 | 1.4347 | 11.9472 | 13.124 | 0.95426 | 0.035889 | 0.0096013 | 1.7232 | 16.5477 | 0.45266 | 1.4037 | 7.739 | 7.1118 | 2.5704 | 3.9817 | 11.1774 | 6.7012 | 7.4605 | 4.4304 | 48.6728 | 74.1644 | 62.4475 | 87.4047
193 | 16.5077 | 51.0205 | 2 | 2.4996 | 7.2645 | 0.66777 | 0.0575 | 0.0067792 | 3.8769 | 291.509 | 23.6709 | 22.7367 | 0.59973 | 17.2795 | 20.2866 | 6.203 | 0.44046 | 0.1325 | 3.8 | 22 | 0 | 4 | 11.788 | 9.3802 | 1.5133 | 2.4548 | 17.1633 | 11.6095 | 12.549 | 8.1233 | 42.327 | 60.638 | 32.435 | 58.3538
194 | 9.8442 | 22.4378 | 2.6222 | 2.0484 | 6.0169 | 0.63106 | 0.091444 | 0.0053258 | 4.1365 | 293.5133 | 46.404 | 33.1955 | 1.1398 | 12.1355 | 14.3726 | 2.9334 | 0.10277 | 0.077222 | 4.6721 | 20.3279 | 1.361 | 4.4444 | 9.1988 | 7.1778 | 2.0307 | 3.4704 | 12.962 | 5.9246 | 7.8316 | 4.0775 | 56.352 | 94.4701 | 53.1088 | 92.3418
195 | 7.0867 | 17.4703 | 2 | 2.305 | 5.9274 | -0.19531 | 0.095 | 0.0071457 | 1.8297 | 293.1627 | 31.9954 | 27.2516 | 0.71995 | 15.349 | 16.8468 | 24.3641 | 0.57148 | 0.0325 | 15.75 | 21.75 | 0.64125 | 5.875 | 7.3412 | 6.7188 | 1.5747 | 3.1072 | 14.8065 | 11.3513 | 10.3189 | 7.5445 | 46.5174 | 51.2371 | 42.868 | 61.553
196 | 12.9243 | 47.6863 | 2 | 1.9696 | 5.3509 | -3.9509 | 0.057 | 0.0070317 | 1.9587 | 292.7387 | 33.381 | 29.6703 | 0.72037 | 15.0873 | 16.6104 | 31.2618 | 0.57806 | 0.027186 | 3.8333 | 10.8333 | 0.793 | 3.3 | 7.6246 | 7.0365 | 1.5621 | 3.1382 | 14.7199 | 10.6931 | 9.9797 | 7.0439 | 49.6257 | 57.433 | 44.8407 | 65.4674
197 | 2.9113 | 9.6688 | 2 | 2.1625 | 5.7929 | 0.083781 | 0.052826 | 0.0071024 | 1.9413 | 295.1497 | 27.6077 | 28.1491 | 0.78865 | 17.0186 | 18.5271 | 25.2419 | 0.39831 | 0.044348 | 4.8108 | 19.6486 | 0 | 0.021739 | 10.4513 | 9.063 | 1.5845 | 3.0267 | 16.0789 | 13.1482 | 13.2478 | 10.3774 | 49.2203 | 56.7325 | 36.3169 | 49.2763
198 | 1.3281 | 5.7485 | 2 | 2.4612 | 5.8699 | -1.8265 | 0.011188 | 0.0071775 | 1.2209 | 294.3198 | 27.5694 | 26.1777 | 0.72227 | 16.8738 | 18.0734 | 8.0605 | 0.42619 | 0.024752 | 2.4528 | 12.717 | 1.8602 | 3.9208 | 9.7245 | 8.9236 | 1.6653 | 2.7616 | 15.7282 | 14.4027 | 12.9351 | 11.9287 | 45.9489 | 48.6687 | 36.177 | 43.6126
199 | 1.8284 | 6.7072 | 2 | 1.7316 | 5.1532 | -1.4617 | 0.02 | 0.0068811 | 1.4383 | 295.9956 | 35.9549 | 31.1692 | 0.97213 | 14.9374 | 16.2888 | 43.2055 | 0.76911 | 0.017273 | 10.5 | 20.3 | 1.3591 | 2.0909 | 9.9947 | 8.8978 | 2.0644 | 3.6248 | 13.6377 | 10.6634 | 10.2595 | 7.223 | 57.7775 | 60.2239 | 47.0963 | 66.0721
200 |  |  |  | 3.1148 | 7.142 |  |  | 0.00692 | 1.3825 | 296.7212 | 38.17 | 34.2199 | 1.0728 | 14.691 | 15.9538 | 32.1576 | [6 empty] | 6.4396 | 6.2381 | 2.2833 | 3.8435 | 12.9146 | 9.933 | 10.3099 | 6.9322 | 54.9872 | 69.3506 | 51.4637 | 70.0872
201
202
203 | 2.3193 | 7.2331 | 2 | 3.5483 | 8.8781 | 2.125 | 0.02 | 0.0074519 | 1.8892 | 291.6949 | 23.8777 | 19.9409 | 0.54392 | 17.3353 | 18.929 | 19.2788 | 0.5625 | 0.35 | 11 | 22 | 0 | 0 | 9.6754 | 8.2218 | 1.4891 | 2.2913 | 16.5385 | 15.0304 | 13.0039 | 11.7133 | 41.6134 | 38.5692 | 34.031 | 41.6664
204 | 1.6122 | 5.9407 | 2 | 2.08 | 4.8286 | -0.046471 | 0.0066382 | 0.0059084 | 1.5215 | 297.5599 | 54.9089 | 36.6432 | 1.504 | 10.731 | 11.9258 | 1.0441 | 0.054039 | 0.029887 | 2.0709 | 16.2573 | 0.73035 | 1.4239 | 6.2365 | 5.8169 | 2.6894 | 4.1645 | 9.9803 | 5.9631 | 6.5862 | 3.9728 | 50.7204 | 75.6125 | 69.036 | 92.1848
205
206
207
208 | 7.0653 | 16.3532 | 2.3523 | 2.1199 | 5.5518 | 1.4737 | 0.068327 | 0.005863 | 3.1561 | 295.0411 | 48.032 | 32.1865 | 1.2603 | 11.9431 | 13.8549 | 2.0862 | 0.10598 | 0.065637 | 2.4576 | 16.6384 | 4.8186 | 5.9715 | 8.8193 | 6.083 | 2.1073 | 3.9517 | 12.7688 | 5.7854 | 8.088 | 3.937 | 49.1842 | 82.5164 | 53.6708 | 93.5949
209 |  |  |  | 3.4113 | 8.093
210
211
212
213 |  |  |  | 2.1315 | 5.3415
214 | 1.0727 | 8.1776 | 2 | 2.9355 | 7.813 | -0.034268 | 0.0047059 | 0.0062829 | 1.3446 | 298.4608 | 47.0273 | 35.2064 | 1.4373 | 12.7627 | 13.8841 | 0.57143 | 0.097412 | 0.0092109 | 1.5 | 17.625 | 0.24529 | 0.47059 | 8.8491 | 6.7668 | 2.7037 | 4.3092 | 12.1381 | 6.7923 | 8.4481 | 4.4734 | 57.0312 | 86.1082 | 56.3811 | 87.5578
215
216
217
218 | 4.3977 | 10.9762 | 2 | 2.2093 | 5.6641 | -1.1196 | 0.071563 | 0.0068767 | 2.4346 | 296.292 | 34.0693 | 30.3559 | 0.99328 | 15.3752 | 17.0509 | 4.864 | 0.26541 | 0.032813 | 5.3308 | 19.0078 | 5.0044 | 8.4563 | 9.0837 | 7.2274 | 1.9528 | 3.5479 | 14.9113 | 10.2593 | 10.4581 | 6.7914 | 49.7922 | 65.972 | 43.1595 | 68.4335
219 | 4.7555 | 13.713 | 2 | 1.7745 | 4.7424 | -1.0572 | 0.04814 | 0.0071037 | 1.6798 | 294.8926 | 31.4563 | 25.0437 | 0.77992 | 15.8822 | 17.2568 | 4.1144 | 0.13553 | 0.034565 | 2.6007 | 17.7273 | 3.2621 | 7.9614 | 6.7659 | 6.3573 | 1.8375 | 3.2009 | 14.8667 | 11.529 | 9.5027 | 7.0331 | 40.4095 | 50.6506 | 43.9114 | 63.8015
220 |  |  |  | 2.4655 | 6.5823 |  |  | 0.0071159 | 2.4497 | 295.0674 | 25.7838 | 27.5399 | 0.7695 | 17.4453 | 19.2098 | 5.0855 | [6 empty] | 11.0187 | 9.5659 | 1.6127 | 2.9229 | 16.2901 | 13.9996 | 13.5344 | 11.1614 | 50.9695 | 58.1462 | 35.4326 | 46.781
221 |  |  |  | 2.8722 | 7.0368
222
223
224
225
226 | 4.6466 | 12.084 | 2 | 2.3771 | 6.3705 | -2.6191 | 0.076 | 0.0072231 | 1.5439 | 293.719 | 31.2437 | 26.0702 | 0.74097 | 15.6906 | 17.097 | 16.7885 | 0.30272 | 0.025333 | 5.0714 | 17.6429 | 3.2307 | 10.5333 | 9.7223 | 8.5171 | 1.7386 | 2.9739 | 14.2023 | 12.2448 | 11.5643 | 9.2624 | 50.7118 | 48.2159 | 43.3053 | 54.3369
227 | 3.7408 | 11.5498 | 2.0323 | 1.5418 | 4.1825 | 0.82089 | 0.026129 | 0.0072564 | 1.8522 | 293.9927 | 29.7431 | 23.7605 | 0.69121 | 16.2073 | 17.6736 | 26.3121 | 0.29166 | 0.048387 | 3.4167 | 18.5 | 1.9452 | 5.5161 | 6.9341 | 6.3489 | 1.6709 | 3.0435 | 15.3204 | 11.9671 | 9.6202 | 7.3607 | 39.2549 | 48.4428 | 41.9176 | 61.5093
228
229
230 | 19.0041 | 60.0667 | 2 | 2.9747 | 8.2616 | -1.0431 | 0.065294 | 0.0060728 | 1.9685 | 296.5735 | 40.8596 | 31.7701 | 1.2112 | 14.0287 | 15.5615 | 1.4139 | 0.34903 | 0.045294 | 4.2222 | 18.963 | 5.8953 | 6.4412 | 9.5345 | 7.0472 | 2.3275 | 4.0263 | 13.4269 | 7.7019 | 8.3822 | 4.6715 | 53.1094 | 74.7873 | 51.154 | 81.7221
231
232
233 | 3.5757 | 12.9609 | 2 | 1.771 | 5.606 | 0.172 | 0.117 | 0.0065109 | 1.4747 | 295.785 | 40.9778 | 35.5525 | 1.0297 | 13.8768 | 15.0575 | 28.3368 | 0.6077 | 0.059 | 9.85 | 22 | 0.034 | 0.4 | 10.1144 | 8.3581 | 2.0575 | 3.5773 | 13.0309 | 8.55 | 8.8706 | 5.4719 | 56.4875 | 76.8248 | 50.9882 | 78.7301
234
235 |  |  |  | 2.0776 | 5.6195
236 |  |  |  | 2.7476 | 6.1722
237
238 |  |  |  | 3.8395 | 10.7931
239
240
241
242
243
244 | 5.7589 | 13.5891 | 2.9692 | 1.7175 | 5.3355 | -0.018504 | 0.034154 | 0.006907 | 2.8963 | 294.7708 | 35.1302 | 30.8854 | 0.90608 | 14.8133 | 16.7067 | 2.5334 | 0.1428 | 0.064308 | 1.8929 | 14.1429 | 2.1742 | 5.3385 | 10.5394 | 8.1517 | 1.8426 | 3.5611 | 14.7371 | 8.9745 | 9.1936 | 5.4369 | 52.5148 | 77.8154 | 45.9498 | 76.6917
245
246 | 2.2403 | 8.6749 | 2 | 1.7023 | 5.0992 | -4.1762 | 0.0275 | 0.0069594 | 2.6577 | 295.096 | 30.0925 | 29.4484 | 0.85621 | 16.2585 | 18.0994 | 2.3222 | 0.25098 | 0.0475 | 1.5 | 22 | 0 | 0 | 10.6412 | 8.8223 | 1.7872 | 3.2641 | 15.8704 | 11.5834 | 11.5194 | 7.8492 | 53.1247 | 68.2573 | 39.6653 | 61.9193
247 | 1.2248 | 3.7754 | 2.1207 | 2.5346 | 7.0458 | -0.19666 | 0.0078448 | 0.0065101 | 2.4734 | 297.4708 | 46.9023 | 34.1503 | 1.3956 | 12.3846 | 14.1618 | 1.5495 | 0.042317 | 0.015754 | 1.6707 | 14.5542 | 2.634 | 1.8707 | 11.554 | 8.1034 | 2.6086 | 4.3363 | 12.0917 | 6.0176 | 8.1281 | 4.0947 | 55.8319 | 97.2125 | 56.6133 | 92.2995
248 | 1.4588 | 5.2295 | 2 | 3.2684 | 8.0696 | -2.6675 | 0.018 | 0.0061927 | 1.297 | 298.6483 | 47.5221 | 35.3648 | 1.4664 | 12.6843 | 13.7756 | 0 | 0.082165 | 0.032 | 1 | 13.6 | 1.45 | 0.8 | 9.2749 | 7.2232 | 2.7558 | 4.3857 | 12.1706 | 6.6808 | 8.4256 | 4.3903 | 59.7533 | 89.7643 | 56.3772 | 87.9155
249 | 2.1453 | 6.9395 | 2 | 1.3946 | 4.2435 | 0.75054 | 0.048077 | 0.006429 | 1.461 | 295.6684 | 43.002 | 36.6207 | 1.0501 | 13.38 | 14.5683 | 29.2486 | 0.34503 | 0.0096154 | 4.1591 | 19.5854 | 1.0852 | 6.4038 | 10.0369 | 8.2273 | 2.0524 | 3.6034 | 12.5236 | 8.096 | 8.6876 | 5.2448 | 57.8849 | 79.1088 | 53.2094 | 81.3667
250
251
252
253
254
255 |  |  |  | 2.5593 | 5.7991
256 | 7.0268 | 15.6861 | 2.6837 | 1.7774 | 5.0415 | 1.1325 | 0.059439 | 0.0054726 | 3.5062 | 295.0826 | 47.0038 | 32.9608 | 1.2334 | 12.2128 | 14.2478 | 0.60983 | 0.049908 | 0.051224 | 1.8015 | 15.771 | 3.4359 | 5.4286 | 8.4361 | 6.5987 | 2.1291 | 3.7299 | 13.0528 | 5.7842 | 8.2772 | 3.9865 | 53.3528 | 92.0192 | 52.5585 | 92.8731
257 |  |  |  | 1.9357 | 5.1583
258 | 1.4704 | 6.2626 | 2 | 2.3865 | 6.9781 | -0.4152 | 0.0098485 | 0.006598 | 2.0418 | 297.7819 | 45.2768 | 32.7546 | 1.3658 | 12.8833 | 14.5058 | 0.99046 | 0.032229 | 0.023889 | 1.3878 | 12.8469 | 1.0094 | 0.94949 | 10.8256 | 7.6758 | 2.6126 | 4.1889 | 12.2322 | 6.4076 | 8.3574 | 4.3855 | 53.311 | 91.7163 | 55.8521 | 89.5019
259 | 8.6365 | 19.9413 | 2.9211 | 1.5551 | 4.2924 | -1.5062 | 0.068509 | 0.0069388 | 2.014 | 295.2473 | 35.0703 | 27.6837 | 0.8871 | 15.0058 | 16.5118 | 2.0699 | 0.068262 | 0.079101 | 2.4373 | 16.7428 | 1.7119 | 12.5768 | 7.2173 | 6.5719 | 1.8752 | 3.5138 | 14.2892 | 10.1819 | 8.8613 | 6.1391 | 43.2624 | 57.4083 | 47.0865 | 70.6221
260 | 3.1173 | 11.3344 | 2 | 1.657 | 5.2654 | 0.10969 | 0.060755 | 0.0064857 | 1.944 | 295.2742 | 41.0235 | 35.5437 | 1.0142 | 13.7247 | 15.0647 | 19.526 | 0.43812 | 0.043962 | 4.12 | 19.96 | 4.0366 | 12.4528 | 10.1568 | 8.4279 | 1.9811 | 3.5406 | 13.1401 | 8.3875 | 8.7945 | 5.427 | 56.5817 | 77.6854 | 50.725 | 79.4416
261
262
263
264
265 | 13.296 | 28.5146 | 3 | 1.6467 | 4.9508 | -0.54159 | 0.10476 | 0.0069566 | 3.7257 | 295.1712 | 27.4916 | 27.9039 | 0.86734 | 16.9107 | 19.0182 | 0.86436 | 0.10291 | 0.050492 | 3.931 | 17.7126 | 1.5116 | 9.5484 | 10.9228 | 8.8941 | 2.0004 | 3.273 | 15.907 | 12.5818 | 11.8187 | 9.3632 | 50.3407 | 63.3373 | 40.11 | 54.2057
266 |  |  |  | 3.4113 | 8.093
267
268
269
270 |  |  |  | 2.7861 | 7.8804 |  |  | 0.0069098 | 0.86616 | 297.6533 | 36.6379 | 34.2068 | 1.0504 | 15.0176 | 15.7002 | 2.3182 | [6 empty] | 12.2697 | 10.5815 | 2.1159 | 3.3483 | 12.9415 | 11.9383 | 7.4568 | 7.9186 | 65.5475 | 68.1853 | 55.9252 | 60.0989
271 | 6.0724 | 13.1674 | 2.4286 | 1.732 | 5.2768 | 1.7179 | 0.047286 | 0.0066681 | 2.8229 | 295.9977 | 35.6329 | 32.0925 | 1.0318 | 14.8608 | 16.7779 | 1.3706 | 0.07977 | 0.041786 | 1.5849 | 15.72 | 1.0837 | 2.6286 | 10.9023 | 8.6989 | 2.1134 | 3.7263 | 14.7973 | 9.2957 | 9.0823 | 5.8127 | 53.1197 | 80.7953 | 45.6287 | 73.4609
272
273
274
275
276 | 5.1337 | 17.8726 | 2 | 2.4072 | 6.1681 | 0.1414 | 0.033402 | 0.0066932 | 2.7633 | 296.9344 | 37.0943 | 36.6035 | 1.1395 | 14.572 | 16.4979 | 2.7508 | 0.25972 | 0.022595 | 2.1132 | 16.3208 | 1.4321 | 1.9072 | 11.8511 | 10.28 | 2.4183 | 3.9629 | 13.8567 | 8.9833 | 8.5323 | 5.2356 | 65.8674 | 91.6731 | 49.2758 | 76.0145
277
278
279 |  |  |  | 2.0907 | 5.6579
280 | 4.2648 | 11.2674 | 2 | 2.1742 | 6.611 | 0.23015 | 0.058686 | 0.0070533 | 2.6679 | 295.2891 | 33.8735 | 30.3961 | 0.91165 | 15.1017 | 16.856 | 11.6944 | 0.32963 | 0.022971 | 5.9416 | 21.0365 | 2.377 | 5.5657 | 11.1414 | 9.5674 | 1.8618 | 3.4086 | 13.6735 | 11.2305 | 11.168 | 8.3849 | 55.6481 | 62.1433 | 45.9638 | 59.8267
281 | 2.7999 | 7.7407 | 2.2567 | 2.801 | 8.4358 | -1.2033 | 0.025769 | 0.0060018 | 1.7516 | 295.5081 | 41.3932 | 34.8891 | 1.0461 | 13.7139 | 14.8403 | 0.17563 | 0.08598 | 0.054374 | 1.3932 | 12.5214 | 0.6145 | 1.6561 | 9.029 | 8.6905 | 1.755 | 3.1426 | 13.7395 | 9.3045 | 10.3201 | 6.8569 | 53.7961 | 73.8938 | 48.4499 | 70.3855
282
283 | 5.0375 | 14.0676 | 2.029 | 2.2235 | 5.4841 | -1.802 | 0.063623 | 0.0070169 | 1.9336 | 292.7569 | 32.9503 | 30.5779 | 0.72044 | 15.2519 | 16.7584 | 35.3757 | 0.56978 | 0.058261 | 10.7586 | 20.9138 | 2.1619 | 6.9275 | 8.0942 | 7.4619 | 1.5798 | 3.0696 | 14.74 | 10.8615 | 9.9842 | 7.1401 | 50.9574 | 58.499 | 45.0414 | 64.5316
284 | 8.3967 | 19.931 | 2.7637 | 2.4155 | 6.8013 | 0.19652 | 0.045915 | 0.0056225 | 3.5053 | 295.0652 | 45.0217 | 35.15 | 1.2938 | 12.3699 | 14.9418 | 0.59044 | 0.051169 | 0.049779 | 1.5291 | 12.6544 | 1.6984 | 4.0093 | 9.7051 | 8.3475 | 2.3136 | 4.1834 | 13.0407 | 5.8766 | 7.4298 | 4.2092 | 58.9997 | 98.982 | 52.9841 | 92.9037
285 | 1.3344 | 4.5849 | 2 | 2.2342 | 6.1509 | -1.0051 | 0.011231 | 0.0068904 | 1.4921 | 296.4847 | 34.9011 | 30.1624 | 0.99376 | 15.2563 | 16.491 | 11.7828 | 0.26188 | 0.025846 | 2.0526 | 16.4211 | 0.60908 | 1.5077 | 9.0813 | 8.3222 | 2.0074 | 3.6475 | 14.4359 | 10.5171 | 10.0524 | 6.5078 | 49.6922 | 63.4435 | 44.9937 | 68.3456
286 | 9.0304 | 21.5292 | 3 | 1.7083 | 4.4272 | -2.2227 | 0.078522 | 0.0069057 | 3.1257 | 295.7314 | 32.5583 | 30.1093 | 0.93534 | 15.6301 | 17.4434 | 0.90275 | 0.073451 | 0.050813 | 2.6882 | 15.9695 | 1.3132 | 10.367 | 10.3676 | 8.8643 | 1.8808 | 3.5859 | 15.1545 | 10.3726 | 9.6021 | 6.2231 | 50.9249 | 68.6558 | 43.3877 | 69.4122
287
288
289 | 6.4624 | 15.3922 | 2 | 2.6613 | 6.2584 | -2.5229 | 0.091786 | 0.0072636 | 1.7181 | 293.0322 | 31.7379 | 27.3315 | 0.68955 | 15.4052 | 16.854 | 24.3399 | 0.49899 | 0.036429 | 14.2593 | 22 | 1.6214 | 8.5714 | 7.4692 | 6.8905 | 1.5571 | 2.9834 | 14.6832 | 11.5469 | 10.2401 | 7.6992 | 47.5201 | 50.0386 | 43.3908 | 60.1692
290 | 3.9082 | 11.4674 | 2 | 2.009 | 6.3771 | -0.51541 | 0.034015 | 0.0062553 | 2.7671 | 296.6819 | 37.8953 | 35.6055 | 1.1929 | 14.464 | 16.5839 | 2.8708 | 0.17808 | 0.064536 | 2.5652 | 17.4783 | 2.1717 | 4.2409 | 11.9852 | 9.558 | 2.4013 | 4.094 | 13.6409 | 7.9045 | 8.9576 | 4.9791 | 64.7989 | 92.8313 | 49.4491 | 81.0246
291
292 |  |  |  | 2.1492 | 5.3215
293 | 3.3343 | 10.4279 | 2.3214 | 2.5155 | 6.4972 | -3.3065 | 0.045536 | 0.0063643 | 1.5917 | 295.4731 | 43.4389 | 36.7862 | 1.0857 | 13.148 | 14.5606 | 8.6631 | 0.4015 | 0.041071 | 5.2449 | 18.1633 | 3.673 | 9.5536 | 7.1091 | 6.6553 | 2.126 | 3.8845 | 12.9108 | 7.9568 | 8.5183 | 4.9536 | 52.8436 | 78.9299 | 53.4325 | 82.5196
294
295 |  |  |  | 2.7611 | 6.8579
296 | 10.721 | 22.7411 | 3 | 1.5973 | 4.8434 | -3.2066 | 0.082616 | 0.0069352 | 4.4867 | 294.9717 | 25.8733 | 26.7446 | 0.85811 | 17.2169 | 19.4621 | 0.4951 | 0.074696 | 0.063291 | 3.6084 | 17.5594 | 0.74447 | 2.9873 | 11.0859 | 9.2373 | 2.015 | 3.243 | 16.0622 | 12.929 | 11.5121 | 9.7257 | 48.8196 | 58.6594 | 39.8329 | 51.8045
297
298
299
300
301
302
303
304 | 3.1799 | 8.9527 | 2 | 2.1117 | 5.5329 | -0.18881 | 0.03195 | 0.0056777 | 2.7848 | 295.7999 | 48.3491 | 34.1293 | 1.3018 | 12.0668 | 13.8715 | 0.79041 | 0.0513 | 0.05834 | 1.7645 | 15.587 | 1.4503 | 3.0097 | 8.0025 | 6.4656 | 2.219 | 4.0214 | 12.7847 | 5.7173 | 8.4106 | 3.9031 | 54.1896 | 91.4435 | 53.8663 | 93.7057
305 | 5.1342 | 11.6513 | 2.9183 | 2.7976 | 8.2703 | 1.1497 | 0.012171 | 0.0062367 | 3.8297 | 293.511 | 43.427 | 36.6667 | 1.1052 | 13.0931 | 15.2595 | 0.35196 | 0.063966 | 0.05526 | 1.3723 | 9.4088 | 0.34223 | 0.49402 | 10.7725 | 8.4539 | 2.1813 | 3.851 | 13.3 | 5.8909 | 6.5921 | 3.7268 | 58.861 | 96.3491 | 53.8575 | 93.328
306
307
308 | 6.3588 | 15.6008 | 3 | 1.4999 | 4.0184 | 0.67841 | 0.035 | 0.007295 | 1.9271 | 294.0112 | 28.6124 | 23.695 | 0.69079 | 16.4797 | 17.9765 | 5.1985 | 0.051997 | 0.088333 | 1.5714 | 11.1429 | 1.4533 | 5.75 | 7.342 | 6.7604 | 1.6578 | 3.0237 | 15.7313 | 12.5767 | 10.2906 | 8.1309 | 40.4744 | 47.0793 | 39.4688 | 57.4574
309
310
311
312 | 3.6647 | 9.0697 | 2.975 | 2.1068 | 5.8299 | -0.16346 | 0.050625 | 0.0069984 | 2.6563 | 295.827 | 34.397 | 30.0936 | 0.97032 | 15.2663 | 17.0029 | 7.8428 | 0.14295 | 0.024875 | 2.5636 | 18.2453 | 1.878 | 3.2375 | 8.4793 | 6.822 | 1.9063 | 3.5584 | 14.8116 | 9.9366 | 10.1027 | 6.4662 | 47.7643 | 66.269 | 43.9201 | 70.3976
313 | 4.3079 | 12.8486 | 2.4706 | 1.7885 | 4.7304 | -2.9242 | 0.035515 | 0.0070103 | 2.0015 | 295.4036 | 35.4785 | 28.3639 | 0.89002 | 14.9234 | 16.3582 | 1.6185 | 0.10896 | 0.038603 | 1.7 | 15.8625 | 2.3682 | 5.9485 | 7.2437 | 6.8275 | 1.8731 | 3.4734 | 14.1237 | 10.1734 | 8.6922 | 6.0741 | 45.5289 | 58.6133 | 48.289 | 70.886
314
315 | 8.5472 | 17.7799 | 3 | 1.7839 | 5.249 | 1.0692 | 0.047959 | 0.0055146 | 4.0646 | 295.3589 | 46.2819 | 34.2046 | 1.2511 | 12.2371 | 14.5066 | 0.82517 | 0.064406 | 0.066122 | 2.0962 | 15.1538 | 2.229 | 4.8316 | 9.8208 | 7.7541 | 2.1629 | 3.7408 | 13.0474 | 5.8915 | 7.8293 | 4.054 | 57.6026 | 99.1811 | 52.7184 | 92.2431
316
317 | 5.3153 | 13.0519 | 2.1299 | 2.1458 | 5.8395 | 0.047752 | 0.059803 | 0.0058063 | 2.899 | 295.4409 | 46.4779 | 31.9208 | 1.2396 | 12.4484 | 14.2861 | 12.7518 | 0.3347 | 0.0497 | 5.1917 | 19.4715 | 6.397 | 7.9567 | 7.9642 | 5.9484 | 2.0906 | 3.8732 | 13.1961 | 6.0289 | 8.6494 | 4.1343 | 48.2786 | 82.9688 | 51.1344 | 91.6131
318 |  |  |  | 2.6572 | 8.5822 |  |  | 0.0076218 | 0.94178 | 294.7885 | 29.7163 | 28.2862 | 0.73218 | 16.2873 | 17.1169 | 21.2001 | [6 empty] | 10.0008 | 9.4643 | 1.7638 | 2.7168 | 15.2338 | 14.2259 | 11.9638 | 10.6608 | 50.5617 | 51.7099 | 40.852 | 45.9679
319
320 | 4.7497 | 13.3526 | 2 | 1.8131 | 4.8473 | -0.33962 | 0.048082 | 0.0059132 | 2.2033 | 296.1953 | 46.5808 | 34.3788 | 1.2746 | 12.5601 | 14.1213 | 2.993 | 0.16072 | 0.10886 | 3.078 | 16.9929 | 4.0986 | 7.5114 | 11.6794 | 8.5072 | 2.1643 | 3.8255 | 12.215 | 6.452 | 8.1848 | 4.312 | 51.0519 | 82.706 | 56.7342 | 89.8856
321
322 | 1.2191 | 3.2678 | 2 | 2.7499 | 8.7965 | -0.76825 | 0.0048462 | 0.0063669 | 1.4908 | 297.813 | 50.5409 | 38.2179 | 1.5338 | 11.9232 | 13.2901 | 1.1874 | 0.10009 | 0.0055231 | 1.8773 | 13.0613 | 0.54228 | 0.44615 | 11.703 | 8.6202 | 3.0225 | 4.9411 | 10.6169 | 5.8621 | 7.0451 | 4.2596 | 72.5315 | 96.3349 | 64.5181 | 92.4586
323
324 | 9.8249 | 21.4077 | 2.7489 | 1.6672 | 4.5742 | 0.3589 | 0.062068 | 0.0062816 | 2.8696 | 294.8764 | 42.4699 | 32.1603 | 1.1252 | 13.1261 | 14.9787 | 0.75822 | 0.059983 | 0.094922 | 2.3082 | 15.9671 | 5.2786 | 7.0057 | 14.5987 | 10.1743 | 1.9881 | 3.4317 | 13.1451 | 6.9703 | 8.5723 | 4.8882 | 46.811 | 74.5154 | 49.8798 | 85.176
325 | 0.66719 | 1.9136 | 2 | 2.7797 | 8.0665 | -0.24107 | 0.0008125 | 0.0072425 | 0.9137 | 295.8155 | 34.8773 | 33.566 | 0.86127 | 15.1949 | 15.9776 | 2.1239 | 0.12311 | 0.0035 | 1.5957 | 12.9043 | 0.14866 | 1.9688 | 10.7607 | 10.2019 | 1.9813 | 3.09 | 12.5894 | 11.7418 | 8.031 | 7.7839 | 67.1229 | 65.6598 | 56.3507 | 60.9021
326
327
328
329 | 2.9125 | 7.4229 | 2 | 2.6572 | 8.2862 | -1.7216 | 0.026465 | 0.0067736 | 1.6359 | 293.8271 | 35.2673 | 30.5142 | 0.79632 | 15.098 | 16.1861 | 3.7614 | 0.12722 | 0.031239 | 2.3462 | 14.3173 | 1.3423 | 1.9909 | 8.02 | 7.6654 | 1.5569 | 2.6486 | 15.4502 | 10.9139 | 11.5936 | 8.2222 | 44.1296 | 57.3418 | 41.6741 | 60.7307
330
331 |  |  |  | 1.7534 | 5.192
332
333
334 | 2.2529 | 7.2304 | 2 | 2.1176 | 5.7827 | -0.91408 | 0.0086667 | 0.007071 | 2.405 | 295.3383 | 26.3609 | 27.6983 | 0.79984 | 17.3407 | 19.0574 | 6.3147 | 0.27367 | 0.019333 | 2.2059 | 17 | 1.6367 | 1.2889 | 10.883 | 9.2778 | 1.6854 | 3.0334 | 16.2732 | 13.7999 | 13.484 | 10.7043 | 50.0502 | 58.3402 | 35.8091 | 48.3618
335 | 7.6833 | 18.3967 | 2.9817 | 2.2938 | 6.812 | -3.9028 | 0.095165 | 0.0071989 | 2.825 | 294.64 | 31.1448 | 30.0852 | 0.83748 | 15.703 | 17.5183 | 1.9312 | 0.16279 | 0.082234 | 5.1244 | 20.7189 | 2.1149 | 10.8425 | 11.8277 | 9.9414 | 1.7619 | 3.3009 | 14.7226 | 11.5797 | 11.071 | 8.2734 | 57.6654 | 65.1912 | 42.5155 | 59.3378
336 |  |  |  | 3.2966 | 7.3914
337
338 | 3.0827 | 8.5287 | 2 | 2.4662 | 8.8195 | 0.12414 | 0.023765 | 0.0058797 | 2.1695 | 298.1074 | 48.4313 | 35.0812 | 1.5692 | 12.083 | 14.0529 | 2.8551 | 0.21909 | 0.0061176 | 3.3636 | 19.7922 | 2.8555 | 6.3529 | 11.2797 | 8.1196 | 2.9016 | 4.8267 | 11.1225 | 5.8849 | 7.2821 | 4.5421 | 66.0703 | 83.5208 | 61.8721 | 91.2946
339
340 | 12.4673 | 23.538 | 3 | 2.0971 | 6.0628 | 0.24563 | 0.079432 | 0.0051515 | 4.2713 | 293.0005 | 46.683 | 33.1135 | 1.1145 | 12.0319 | 14.3017 | 0.8768 | 0.034976 | 0.067273 | 2.5982 | 15.7232 | 0.42273 | 1.0625 | 9.3344 | 7.1597 | 1.9854 | 3.3825 | 12.8406 | 5.9071 | 7.64 | 4.0744 | 56.7373 | 93.6556 | 53.6381 | 92.4519
341
342 | 2.1068 | 8.4975 | 2 | 3.2173 | 7.019 | -9.4711 | 0.006 | 0.006858 | 1.5023 | 296.3764 | 38.6149 | 34.6093 | 1.065 | 14.4765 | 15.7916 | 28.9412 | 0.42033 | 0.016 | 6.3333 | 16.3333 | 0 | 0.2 | 6.6272 | 6.3861 | 2.1489 | 3.7749 | 13.2614 | 9.7348 | 10.2084 | 6.6958 | 54.1257 | 69.2084 | 50.0401 | 71.2972
343
344
345 | 2.5127 | 7.2577 | 3 | 2.0948 | 5.7413 | 0.77442 | 0.042 | 0.0067764 | 2.0187 | 297.1002 | 35.1536 | 29.5515 | 1.0811 | 15.1946 | 16.6843 | 0 | 0.30575 | 0.023 | 1.375 | 17.75 | 1.943 | 5.7 | 8.0314 | 6.2572 | 2.0408 | 3.7017 | 14.9168 | 9.9744 | 10.8096 | 6.4203 | 44.2105 | 65.9562 | 41.9495 | 70.6686
346 | 3.4794 | 10.3195 | 2 | 2.212 | 5.2136 | 0.41881 | 0.043363 | 0.0054878 | 2.4884 | 295.1682 | 48.5718 | 35.9993 | 1.2466 | 11.9656 | 13.6482 | 8.3346 | 0.18124 | 0.08991 | 2.8827 | 18.5556 | 4.6092 | 4.3632 | 10.4351 | 7.6937 | 2.0532 | 3.6717 | 11.6116 | 6.1119 | 7.5115 | 4.1193 | 54.837 | 85.9068 | 58.0532 | 91.5981
347
348
349
350
351
352
353
354
355 |  |  |  | 2.642 | 6.9601 |  |  | 0.0073466 | 2.3269 | 294.072 | 28.8593 | 25.3711 | 0.72919 | 16.1686 | 17.8842 | 34.1032 | [6 empty] | 10.4508 | 8.98 | 1.6097 | 2.9001 | 14.6129 | 13.0422 | 12.2163 | 9.526 | 49.7007 | 49.7769 | 40.6979 | 50.5848
356
357
358
359 | 2.4984 | 7.5646 | 2 | 3.0677 | 8.619 | -0.20143 | 0.0115 | 0.007262 | 0.83437 | 295.0775 | 32.8757 | 36.0636 | 0.78164 | 15.7882 | 16.4788 | 12.273 | 0.21866 | 0.0155 | 3.4286 | 17 | 1.2275 | 4.55 | 13.3479 | 12.3475 | 2.0087 | 2.671 | 13.5224 | 13.9159 | 8.942 | 9.1936 | 74.5538 | 67.2643 | 51.6957 | 51.0336
360 |  |  |  | 2.1441 | 5.3268
361 | 20.0164 | 36.8553 | 2 | 1.7924 | 7.0069 | -2.4803 | 0.093077 | 0.006753 | 3.7685 | 290.7308 | 19.9701 | 20.9735 | 0.51136 | 18.0889 | 21.2606 | 0.6651 | 0.12464 | 0.076154 | 2.1 | 16.9 | 0.014615 | 8.2308 | 13.3626 | 10.6787 | 1.3657 | 2.0275 | 18.4859 | 12.7133 | 13.5986 | 9.8333 | 43.5428 | 57.374 | 28.636 | 50.0486
362 | 7.9582 | 20.483 | 2.9217 | 2.1243 | 5.1539 | -0.032439 | 0.065783 | 0.0068335 | 4.1838 | 294.2828 | 37.212 | 34.4182 | 0.93089 | 14.3635 | 16.3413 | 0.6009 | 0.084023 | 0.060964 | 2.3429 | 16.4857 | 0.33111 | 5.9157 | 10.5113 | 9.1529 | 1.6924 | 3.4458 | 14.9492 | 8.9294 | 9.4337 | 6.0525 | 56.1314 | 79.8129 | 45.1722 | 74.0392
363 |  |  |  | 2.1524 | 6.3736
364 | 8.7967 | 28.6949 | 2 | 1.6886 | 5.638 | 4.2335 | 0.065 | 0.0061974 | 2.4948 | 297.0911 | 40.1223 | 43.6911 | 1.2391 | 13.9699 | 15.9328 | 6.8894 | 0.19643 | 0.06 | 3.2 | 22 | 1.6617 | 10.1667 | 14.7148 | 12.2762 | 2.507 | 4.1265 | 12.6695 | 7.5328 | 8.493 | 4.7569 | 82.0618 | 115.7897 | 54.0018 | 83.1989
365 | 2.1298 | 6.5252 | 2 | 2.2677 | 5.2554 | 0.63816 | 0.037222 | 0.0059915 | 2.1811 | 296.0233 | 44.0842 | 34.6572 | 1.2154 | 13.1935 | 14.7274 | 13.0495 | 0.23609 | 0.069833 | 2.9542 | 17.374 | 1.3991 | 4.3611 | 10.9439 | 8.0622 | 2.024 | 3.7666 | 12.9227 | 6.7577 | 8.7831 | 4.5569 | 50.2604 | 85.1348 | 53.6404 | 87.6862
366
367
368
369 | 3.4058 | 10.6183 | 2 | 2.3155 | 6.2651 | 2.0195 | 0.042143 | 0.0070681 | 1.6935 | 294.0483 | 31.4761 | 27.0324 | 0.77539 | 15.7191 | 17.1912 | 17.3232 | 0.49987 | 0.033571 | 4.9 | 17 | 7.4804 | 12.2143 | 9.9371 | 8.73 | 1.7275 | 3.103 | 14.6867 | 12.0226 | 11.0853 | 8.634 | 53.2265 | 50.1541 | 42.6111 | 57.2219
370
371 | 0.94482 | 3.014 | 2 | 2.7081 | 6.1286 | 0.14427 | 0.013825 | 0.0063167 | 1.6796 | 297.4529 | 45.6076 | 35.3764 | 1.3457 | 12.9181 | 14.3356 | 0.66758 | 0.0032997 | 0.044231 | 1.2792 | 14.1333 | 0.27782 | 1.1859 | 11.4824 | 8.875 | 2.3851 | 4.029 | 12.8518 | 7.0982 | 9.5588 | 4.813 | 54.1841 | 79.8288 | 52.8757 | 84.4117
372
373
374 | 15.0022 | 31.0599 | 3 | 2.6837 | 7.3237 | -0.30049 | 0.11168 | 0.0054776 | 3.5016 | 291.3184 | 43.8693 | 33.1474 | 0.95324 | 12.6404 | 14.638 | 6.2434 | 0.22053 | 0.13847 | 5.766 | 20.766 | 0.1588 | 0.5988 | 14.9413 | 10.7771 | 1.7734 | 2.8352 | 12.4193 | 6.4949 | 7.3729 | 4.4268 | 52.1767 | 76.7801 | 55.0342 | 87.7573
375 | 2.0319 | 6.2376 | 2 | 2.0748 | 5.8274 | 0.1955 | 0.025641 | 0.0058955 | 2.4096 | 296.5655 | 45.9189 | 32.7057 | 1.3034 | 12.7398 | 14.396 | 0.70883 | 0.059151 | 0.043577 | 1.7819 | 15.431 | 1.699 | 2.7154 | 8.2091 | 6.4375 | 2.3125 | 4.1096 | 13.2825 | 6.2836 | 8.9088 | 4.2183 | 50.6579 | 86.2159 | 51.9379 | 90.3409
376
377
378
379
380 | 1.8078 | 6.93 | 2 | 2.0263 | 6.3656 | 0.02508 | 0.013018 | 0.0065168 | 1.4515 | 297.6959 | 43.7429 | 31.3186 | 1.3132 | 13.3656 | 14.667 | 1.1007 | 0.081646 | 0.02235 | 1.5911 | 14.09 | 2.9097 | 2.0161 | 11.4816 | 8.0814 | 2.4254 | 3.9219 | 12.618 | 7.554 | 9.3346 | 5.2791 | 48.0466 | 65.2259 | 54.3216 | 80.6796
381 |  |  |  | 2.2003 | 5.4678 |  |  | 0.0070971 | 1.1863 | 294.0287 | 36.9764 | 33.9116 | 0.79721 | 14.5706 | 15.7949 | 53.0616 | [6 empty] | 8.9881 | 7.8344 | 1.7326 | 3.2822 | 13.5435 | 10.2468 | 9.5218 | 6.3257 | 56.9376 | 65.691 | 49.4386 | 69.5236
382
383 | 1.1145 | 3.4037 | 2 | 3.1415 | 8.1886 | -1.1186 | 0.0098333 | 0.0061051 | 1.3937 | 294.8727 | 48.326 | 37.1875 | 1.1608 | 12.1351 | 13.4248 | 0.45543 | 0.068008 | 0.025711 | 1.5493 | 12.6678 | 0.28044 | 0.61667 | 7.6833 | 6.5201 | 2.0694 | 3.9924 | 12.0341 | 6.6541 | 7.8858 | 4.1752 | 52.2685 | 78.4424 | 56.5325 | 89.4875
384 | 1.9306 | 8.5984 | 2 | 2.205 | 6.0467 | 2.2834 | 0.055 | 0.0070979 | 2.0001 | 295.0756 | 27.389 | 28.0903 | 0.78175 | 17.0605 | 18.5919 | 22.8591 | 0.67897 | 0.0625 | 16.6667 | 22 | 0 | 0 | 10.5497 | 9.1623 | 1.5821 | 2.9956 | 16.0714 | 13.2893 | 13.2439 | 10.5098 | 49.4837 | 56.6313 | 36.2884 | 48.6701
385
386 | 2.7152 | 7.7695 | 2 | 2.4138 | 6.4084 | -0.9659 | 0.095714 | 0.0068824 | 1.4715 | 295.9058 | 35.6487 | 30.9453 | 0.96327 | 14.9892 | 16.3649 | 18.2207 | 0.56543 | 0.031786 | 9.7 | 21.68 | 2.7489 | 7.5893 | 10.0288 | 8.9254 | 2.0345 | 3.616 | 13.8351 | 10.6723 | 10.2146 | 7.1892 | 57.9854 | 60.0693 | 46.6728 | 66.1494
387
388 | 5.8876 | 15.2984 | 2.6111 | 2.4603 | 6.4703 | -1.4728 | 0.072685 | 0.0067538 | 2.1995 | 296.5846 | 35.0717 | 31.3142 | 1.0524 | 15.1866 | 16.8685 | 3.1806 | 0.13655 | 0.066667 | 2.679 | 18.0741 | 1.5405 | 4.2963 | 10.436 | 9.2502 | 2.1381 | 3.9308 | 14.6442 | 9.9781 | 9.8954 | 6.3032 | 58.9299 | 66.4995 | 45.3443 | 71.2876
389 | 8.4033 | 19.565 | 2.8397 | 2.0163 | 5.3525 | -1.3567 | 0.039686 | 0.0066119 | 2.6474 | 296.6442 | 37.9022 | 32.2004 | 1.1049 | 14.4723 | 16.2902 | 0.94017 | 0.28596 | 0.041672 | 2.3179 | 16.0983 | 2.6711 | 6.9756 | 10.7111 | 7.849 | 2.1406 | 4.0276 | 14.5822 | 8.1714 | 8.6466 | 4.7944 | 51.3525 | 81.774 | 47.6713 | 81.0167
390 |  |  |  | 1.7984 | 4.6806
391 | 2.8569 | 12.4641 | 3 | 3.409 | 7.031 | -1.6929 | 0.025 | 0.0067094 | 1.9406 | 294.887 | 33.3578 | 31.0467 | 0.90979 | 15.5248 | 16.9971 | 14.7488 | 0.75 | 0.02 | 7 | 22 | 1.91 | 2 | 7.8006 | 7.3084 | 1.9512 | 3.4935 | 14.943 | 10.5045 | 10.5866 | 6.8536 | 46.1113 | 66.5934 | 42.1763 | 67.5125
392 |  |  |  | 2.5193 | 5.9014
393 |  |  |  | 2.3157 | 6.2153
394
395 | 17.4394 | 58.9445 | 2 | 3.3825 | 9.1571 | -0.93189 | 0.0395 | 0.0060935 | 1.9114 | 296.3236 | 42.3429 | 35.152 | 1.2168 | 13.6412 | 15.2247 | 1.7352 | 0.43394 | 0.025098 | 4.3958 | 18.4792 | 3.8496 | 4.1667 | 9.6992 | 7.626 | 2.328 | 4.0338 | 12.8969 | 7.2088 | 8.1013 | 4.4374 | 58.183 | 83.4879 | 53.3532 | 84.9926
396
397
398
399
400
401 | 0.60865 | 2.8077 | 2 | 2.0428 | 5.4027 | 2.75 | 0.01 | 0.0066822 | 1.251 | 295.2089 | 42.6946 | 34.8918 | 1.0134 | 13.2685 | 14.524 | 0 | 0 | 0 | 2 | 23 | 0 | 0 | 9.4281 | 7.8616 | 2.1006 | 3.7349 | 12.7908 | 8.117 | 7.9855 | 4.8763 | 54.9001 | 74.6513 | 53.829 | 81.9248
402
403
404
405 |  |  |  | 2.0216 | 5.2294 |  |  | 0.0064611 | 1.5611 | 294.3356 | 45.1459 | 36.7455 | 1.0181 | 12.5902 | 13.9979 | 4.01 | [6 empty] | 9.9555 | 8.3597 | 1.9862 | 3.7018 | 11.7911 | 7.3667 | 7.336 | 4.1997 | 59.9005 | 79.829 | 57.2734 | 86.4822
406 | 9.1595 | 18.8824 | 2.977 | 1.8365 | 5.2883 | 0.4663 | 0.093096 | 0.0054551 | 3.7439 | 294.2929 | 46.1593 | 32.4059 | 1.1661 | 12.3255 | 14.416 | 1.2014 | 0.055921 | 0.065356 | 2.6464 | 18.5447 | 7.1117 | 10.3556 | 8.5595 | 6.6873 | 2.031 | 3.5631 | 13.1908 | 5.9399 | 8.2772 | 4.054 | 53.5209 | 91.1555 | 51.8576 | 92.0263
407
408
409 | 5.6367 | 14.3815 | 3 | 3.512 | 9.1215 | -4.6509 | 0.015909 | 0.0074538 | 1.889 | 291.3702 | 23.7324 | 19.8659 | 0.51927 | 17.3609 | 18.9548 | 15.48 | 0.31119 | 0.30045 | 5.8387 | 22.0323 | 0.42727 | 0.47727 | 9.9563 | 8.4151 | 1.462 | 2.3479 | 16.8231 | 14.7953 | 12.7317 | 10.9786 | 42.8365 | 38.2705 | 33.263 | 43.4207
410 | 3 | 10.0921 | 2.0588 | 3.4501 | 7.728 | 1.9799 | 0.018235 | 0.0069782 | 1.7776 | 294.244 | 31.6379 | 27.6092 | 0.79593 | 15.7298 | 17.2384 | 20.9375 | 0.54628 | 0.054431 | 7.7656 | 20.7344 | 1.8714 | 4.4 | 10.0606 | 8.8537 | 1.722 | 3.1795 | 14.9594 | 11.8851 | 10.8047 | 8.2634 | 54.7 | 51.3162 | 42.2384 | 58.938
411
412
413 | 18.6371 | 33.5125 | 2 | 2.0938 | 8.2782 | 1.8063 | 0.0826 | 0.0065607 | 4.3391 | 291.3418 | 23.7779 | 24.3541 | 0.61836 | 16.9109 | 20.2547 | 0.34962 | 0.044397 | 0.1607 | 2.2518 | 16.9157 | 0.12326 | 9.8842 | 13.5767 | 10.9993 | 1.4765 | 2.388 | 17.9226 | 11.1855 | 11.9657 | 8.1106 | 48.3212 | 67.9435 | 32.2008 | 58.6279
414 |  |  |  | 2.3675 | 6.2812
415
416
417 |  |  |  | 3.225 | 7.163 |  |  | 0.0064464 | 1.4188 | 295.9437 | 41.6859 | 36.5395 | 1.0841 | 13.767 | 15.0846 | 36.5902 | [6 empty] | 7.0278 | 6.5929 | 2.1663 | 3.7598 | 12.965 | 8.3746 | 9.4848 | 5.5455 | 55.9265 | 75.6046 | 52.6801 | 78.7018
418 | 1.0671 | 4.2898 | 2 | 2.1339 | 5.3037 | -1.9308 | 0.0064 | 0.007192 | 1.5029 | 293.5157 | 33.0878 | 32.5969 | 0.72538 | 15.4693 | 16.8565 | 43.0487 | 0.77401 | 0.0056 | 11.9545 | 22.4091 | 0.2692 | 1.4 | 8.7444 | 7.8715 | 1.6215 | 3.1159 | 14.7651 | 11.2308 | 10.2516 | 7.1042 | 54.7115 | 63.048 | 45.2457 | 64.5011
419
420 | 8.7477 | 22.3799 | 2 | 4.3679 | 9.4396 | -4.5082 | 0.11118 | 0.0074479 | 2.0196 | 292.4278 | 26.2353 | 22.6972 | 0.58983 | 16.673 | 18.2772 | 23.4422 | 0.4432 | 0.037059 | 7.6429 | 19.5714 | 4.4553 | 9.7647 | 9.9213 | 8.5119 | 1.4216 | 2.3595 | 15.4456 | 14.278 | 12.5281 | 10.5447 | 46.3886 | 42.9936 | 37 | 45.1805
421 | 3.6908 | 12.1609 | 2.0645 | 3.3826 | 7.1 | -0.78804 | 0.049742 | 0.0069238 | 1.8662 | 295.0559 | 33.3654 | 30.0161 | 0.91145 | 15.4534 | 16.9195 | 13.7482 | 0.42891 | 0.034516 | 5.622 | 20.5484 | 3.2662 | 8.7742 | 7.3273 | 6.906 | 2.0185 | 3.5582 | 14.9497 | 10.5011 | 10.2962 | 6.7828 | 44.2974 | 63.9351 | 43.4817 | 67.3868
422 | 2.172 | 6.6029 | 2 | 2.3315 | 8.0408 | 0.146 | 0.00997 | 0.0059499 | 2.1154 | 298.251 | 49.3921 | 33.8066 | 1.5979 | 11.9319 | 13.8486 | 0.71485 | 0.090018 | 0.0041389 | 1.6474 | 14.3526 | 1.0142 | 2.5907 | 9.0023 | 6.3542 | 2.9514 | 4.9162 | 11.0192 | 5.7665 | 7.1856 | 4.373 | 60.0455 | 77.1702 | 62.8914 | 92.4403
423 | 0.90007 | 3.7139 | 2 | 4.5262 | 11.2956 | -2.115 | 0.0049339 | 0.0040775 | 0.57061 | 294.7833 | 70.2628 | 52.6435 | 1.4549 | 8.2791 | 8.8223 | 3.2145 | 0.19547 | 0.021498 | 2.6923 | 14.8959 | 2.3516 | 2.5132 | 8.29 | 6.8524 | 2.3553 | 3.8868 | 6.5401 | 4.6336 | 4.2357 | 2.8814 | 87.6577 | 101.5543 | 89.7854 | 102.3269
424
425 |  |  |  | 4.3883 | 9.5307 |  |  | 0.0074945 | 1.9011 | 292.4722 | 26.4603 | 22.7682 | 0.58766 | 16.618 | 18.1793 | 20.3369 | [6 empty] | 9.8049 | 8.4331 | 1.421 | 2.3432 | 15.3225 | 14.2438 | 12.4747 | 10.5505 | 46.467 | 42.9089 | 37.376 | 45.1905
426
427
428
429 | 4.6538 | 12.9985 | 2.3139 | 1.8218 | 5.4728 | -0.51664 | 0.067664 | 0.0064588 | 2.4434 | 294.7306 | 41.0722 | 35.5344 | 0.99762 | 13.5627 | 15.0724 | 8.7083 | 0.28579 | 0.067737 | 3.8113 | 19.7596 | 3.5826 | 10.562 | 10.2018 | 8.5023 | 1.8999 | 3.5014 | 13.2562 | 8.2145 | 8.7135 | 5.3793 | 56.6819 | 78.6014 | 50.4449 | 80.1989
430
431
432 | 3.0064 | 7.8943 | 2 | 2.1801 | 6.1341 | 0.69558 | 0.047768 | 0.0056497 | 2.8707 | 296.1757 | 49.2723 | 33.8799 | 1.3344 | 11.8235 | 13.622 | 5.6749 | 0.10735 | 0.069185 | 1.9506 | 15.1975 | 3.0042 | 5.4378 | 8.3979 | 6.3883 | 2.3253 | 4.102 | 12.2983 | 5.5552 | 8.2297 | 3.8421 | 53.9822 | 90.7442 | 55.9912 | 94.7427
433
434
435
436
437
438 | 21.472 | 58.1268 | 3 | 1.9715 | 5.4783 | -6.3369 | 0.10549 | 0.0071432 | 3.4852 | 294.8293 | 23.2042 | 23.5702 | 0.7513 | 17.9474 | 20.0241 | 2.0347 | 0.39005 | 0.093903 | 8.8305 | 19.9322 | 0.50718 | 7.3803 | 10.8859 | 8.926 | 1.7608 | 2.8952 | 16.714 | 14.1419 | 13.1039 | 11.1131 | 43.4864 | 50.3743 | 35.3997 | 45.7358
439
440 | 1.4326 | 5.9912 | 2 | 2.445 | 8.1488 | -2.5379 | 0.0058333 | 0.0075299 | 0.96052 | 294.7389 | 29.8918 | 28.5015 | 0.73564 | 16.2643 | 17.0987 | 28.569 | 0.71096 | 0.01 | 9.4 | 20.3 | 0.21583 | 1 | 9.9496 | 9.4321 | 1.7603 | 2.7259 | 15.0573 | 13.9962 | 11.7648 | 10.437 | 51.0219 | 52.1679 | 41.7275 | 47.0503
441
442 | 2.3799 | 6.6032 | 3 | 4.2665 | 9.674 | -3.4959 | 0.028819 | 0.0061068 | 1.7617 | 295.6307 | 46.1758 | 37.5095 | 1.173 | 12.4894 | 13.9217 | 0.46971 | 0.11537 | 0.045381 | 2.1854 | 16.4146 | 3.0305 | 5.7559 | 6.8219 | 6.1987 | 2.2647 | 3.8789 | 12.3874 | 7.4956 | 8.6401 | 4.9674 | 53.4153 | 77.7584 | 55.4895 | 83.9456
443
444 | 10.8283 | 39.4759 | 3 | 2.0364 | 5.5581 | -2.3054 | 0.034762 | 0.0066298 | 2.6244 | 296.4093 | 36.8038 | 32.4488 | 1.0785 | 14.6693 | 16.4834 | 0.60952 | 0.33755 | 0.044762 | 2 | 16.9286 | 1.6793 | 5.7857 | 10.9038 | 8.3291 | 2.1248 | 4.0118 | 14.7885 | 8.5563 | 9.0236 | 5.0017 | 52.7501 | 83.8951 | 46.3058 | 79.4695
445 | 5.6346 | 13.7697 | 2 | 3.0553 | 7.6829 | 2.2695 | 0.022069 | 0.0070025 | 4.6893 | 294.1358 | 26.3196 | 24.494 | 0.86893 | 17.1468 | 20.1637 | 2.6987 | 0.13028 | 0.074023 | 1.8929 | 14.4821 | 1.9886 | 6.5172 | 12.3648 | 8.847 | 1.94 | 3.509 | 15.9934 | 9.6751 | 10.762 | 7.3508 | 45.407 | 63.0583 | 40.1563 | 67.3508
446
447
448
449
450
451 | 14.4923 | 51.2805 | 2 | 2.6233 | 7.1775 | -0.7625 | 0.016667 | 0.0060552 | 2.286 | 296.3787 | 37.5569 | 36.8979 | 1.1683 | 14.6989 | 16.5163 | 6.706 | 0.36324 | 0.0066667 | 2 | 22 | 0 | 1.3333 | 11.4111 | 9.7703 | 2.3361 | 3.9513 | 13.779 | 8.1721 | 9.6499 | 5.1736 | 63.9035 | 92.0426 | 49.0018 | 79.4641
452
453 | 2.7357 | 7.6203 | 2 | 2.2669 | 6.7227 | -1.5048 | 0.016481 | 0.0061379 | 2.4065 | 296.264 | 41.6267 | 36.5802 | 1.224 | 13.723 | 15.5363 | 7.4832 | 0.32873 | 0.025556 | 3.5 | 16.4923 | 2.0572 | 2.4769 | 10.3387 | 8.5474 | 2.3542 | 4.0824 | 13.2922 | 7.2493 | 8.391 | 4.4761 | 59.4665 | 90.3237 | 51.6073 | 85.2333
454
455 | 7.2464 | 15.2656 | 2 | 1.5763 | 4.8751 | 0.8104 | 0.063573 | 0.0056345 | 3.182 | 295.9466 | 49.0703 | 34.5095 | 1.3415 | 11.7606 | 13.6658 | 1.3152 | 0.05833 | 0.083434 | 2.1415 | 16.4244 | 4.5489 | 7.9884 | 7.9211 | 6.4771 | 2.2629 | 4.0338 | 12.6032 | 5.6375 | 8.0796 | 3.9166 | 55.7515 | 92.5788 | 54.4726 | 94.0477
456 | 5.7165 | 14.7243 | 2.7836 | 2.2354 | 6.6607 | -4.8571 | 0.044678 | 0.0071925 | 2.8103 | 294.6113 | 31.2826 | 30.0958 | 0.83475 | 15.668 | 17.4874 | 0.4853 | 0.06809 | 0.11275 | 1.7802 | 14.1011 | 0.5417 | 3.3743 | 11.7364 | 9.8895 | 1.7535 | 3.3079 | 14.7147 | 11.459 | 11.0491 | 8.1394 | 57.4086 | 65.3157 | 42.5032 | 60.0483
457 | 8.2975 | 21.2818 | 2.037 | 1.7534 | 4.9995 | 0.24745 | 0.058148 | 0.0071014 | 2.8934 | 295.9682 | 23.9432 | 24.9469 | 0.83448 | 17.9218 | 19.8572 | 0.82797 | 0.15652 | 0.042963 | 2.5876 | 17.2062 | 2.3672 | 7.2815 | 10.9863 | 9.0008 | 1.8696 | 3.1541 | 16.5883 | 14.2575 | 13.9242 | 11.7715 | 46.711 | 53.3762 | 34.7665 | 45.4039
458
459 |  |  |  | 2.4446 | 7.258 |  |  | 0.0064988 | 2.1094 | 297.9776 | 46.0826 | 32.6139 | 1.4013 | 12.6599 | 14.3057 | 25.08 | [6 empty] | 11.1718 | 7.6 | 2.6692 | 4.2698 | 11.7987 | 6.3304 | 8.2126 | 4.3751 | 52.6314 | 86.626 | 57.5693 | 89.5779
460
461 |  |  |  | 2.1128 | 6.6504 |  |  | 0.0073105 | 1.2873 | 291.8345 | 24.0845 | 23.8559 | 0.54343 | 17.4267 | 18.7548 | 16.9226 | [6 empty] | 11.0564 | 9.8417 | 1.3885 | 2.1885 | 16.4896 | 15.2761 | 13.686 | 13.223 | 43.7687 | 45.5989 | 32.0982 | 38.0593
462
463 | 8.4965 | 20.6759 | 3 | 1.7991 | 4.4113 | 1.4035 | 0.11495 | 0.0068694 | 3.5645 | 295.9254 | 32.3318 | 31.0421 | 0.95169 | 15.7843 | 17.662 | 3.3852 | 0.16801 | 0.038454 | 5.75 | 21.1184 | 1.7896 | 13.3196 | 10.3392 | 8.9 | 1.8781 | 3.5457 | 15.3825 | 10.7277 | 10.1836 | 6.7802 | 53.6542 | 69.4628 | 42.7516 | 67.1489
464 |  |  |  | 2.0533 | 5.2109 |  |  | 0.0072906 | 1.5698 | 293.0814 | 31.5915 | 30.5967 | 0.67604 | 15.6936 | 17.0909 | 56.3297 | [6 empty] | 8.5451 | 7.7516 | 1.5581 | 3.0328 | 14.9302 | 11.7139 | 10.1473 | 7.5205 | 52.7039 | 56.5943 | 44.6818 | 60.7672
465
466 | 1.7589 | 5.9111 | 2 | 2.8872 | 9.1715 | -0.05593 | 0.0041992 | 0.0059222 | 2.0654 | 298.179 | 48.655 | 35.5768 | 1.5677 | 12.1182 | 13.9483 | 0.88022 | 0.092213 | 0.0046094 | 1.654 | 14.5239 | 0.42241 | 1.834 | 11.2501 | 8.0992 | 2.928 | 4.7933 | 11.0451 | 5.9959 | 7.2559 | 4.6052 | 66.8514 | 84.5291 | 62.1666 | 90.5672
467
468
469
470
471
472
473
474 | 3.1178 | 10.752 | 2.1429 | 2.6204 | 6.2429 | 2.4168 | 0.027778 | 0.00723 | 1.7431 | 293.3534 | 32.0306 | 27.3 | 0.72033 | 15.3668 | 16.8279 | 20.8693 | 0.64819 | 0.051587 | 13.5273 | 21.5273 | 1.365 | 3.3492 | 7.3438 | 6.7162 | 1.6069 | 3.0781 | 14.6417 | 11.5701 | 10.37 | 7.8202 | 47.0429 | 50.3333 | 42.9348 | 60.1596
475 |  |  |  | 2.4973 | 7.7079 |  |  | 0.0072892 | 0.92626 | 295.4183 | 33.4374 | 32.1972 | 0.81538 | 15.5012 | 16.2976 | 3.1715 | [6 empty] | 10.7459 | 10.1928 | 1.9424 | 2.9669 | 12.9378 | 12.1113 | 8.3914 | 8.1305 | 64.7284 | 63.0421 | 54.193 | 58.834
476 | 2.4942 | 8.9368 | 2 | 3.4148 | 7.6668 | -6.9511 | 0.06 | 0.0074781 | 1.8141 | 291.807 | 24.3791 | 20.2571 | 0.55183 | 17.2134 | 18.7726 | 40.0604 | 0.6875 | 0.22 | 14 | 22 | 8.65 | 13 | 9.6599 | 8.2138 | 1.5047 | 2.32 | 16.3033 | 14.8554 | 12.9064 | 11.6025 | 42.0361 | 39.1653 | 34.9174 | 42.2999
477 |  |  |  | 2.6112 | 5.9716
478
479
480
481
482 | 6.8198 | 26.3783 | 2 | 2.0411 | 4.9858 | -1.1061 | 0.0031837 | 0.006123 | 1.1919 | 299.2335 | 55.9231 | 35.8386 | 1.6575 | 10.7006 | 11.7134 | 0.9418 | 0.082229 | 0.0056071 | 1.7383 | 11.4112 | 0.36424 | 0.91429 | 5.7681 | 4.9867 | 3.085 | 4.5367 | 9.8273 | 6.0316 | 7.051 | 4.0816 | 48.5169 | 70.8155 | 68.712 | 92.2288
483
484 | 6.8326 | 18.8312 | 2 | 2.172 | 6.2061 | 0.4385 | 0.054943 | 0.005585 | 3.8577 | 294.489 | 45.7062 | 32.5604 | 1.1801 | 12.3786 | 14.5067 | 6.5411 | 0.067399 | 0.044874 | 2.6032 | 16.7063 | 5.1128 | 7.6609 | 8.8325 | 7.0174 | 2.0767 | 3.6083 | 13.2032 | 6.0243 | 8.3184 | 4.0779 | 54.5156 | 93.0827 | 51.8646 | 91.7539
485
486 | 3.2436 | 8.8677 | 2 | 3.0227 | 7.1531 | 2.4891 | 0.07 | 0.0070065 | 1.4077 | 294.7069 | 33.965 | 29.186 | 0.84256 | 15.2401 | 16.5578 | 26.3629 | 0.875 | 0 | 2 | 22 | 24.35 | 23 | 9.8391 | 8.7477 | 1.8227 | 3.267 | 14.0444 | 11.4479 | 10.7466 | 8.085 | 55.4297 | 52.6753 | 45.054 | 60.7308
487
488 | 3.3866 | 9.8223 | 2 | 2.1085 | 5.9525 | 6.384 | 0.0775 | 0.0058081 | 2.5542 | 296.1703 | 49.1443 | 33.9362 | 1.3415 | 11.8766 | 13.5639 | 23.5755 | 0.43952 | 0.037321 | 7.7857 | 21.0893 | 3.7977 | 9.75 | 8.4035 | 6.4441 | 2.3966 | 4.1928 | 11.9973 | 5.7413 | 8.1177 | 4.0032 | 55.0083 | 88.372 | 57.4263 | 93.2112
489
490
491 | 6.9857 | 16.9326 | 2.6338 | 2.2478 | 6.4974 | -1.3228 | 0.12437 | 0.0072508 | 2.5453 | 294.7469 | 30.2729 | 26.8552 | 0.80663 | 15.897 | 17.683 | 20.9542 | 0.38123 | 0.047746 | 9.4062 | 21.8125 | 5.143 | 13.0282 | 10.6272 | 9.1452 | 1.7277 | 3.1362 | 14.2411 | 12.4284 | 11.8524 | 9.1976 | 51.8235 | 53.5328 | 42.556 | 53.2664
492 | 5.0044 | 12.6554 | 2.5787 | 2.4563 | 6.591 | 0.12031 | 0.035 | 0.0056855 | 4.1092 | 295.5886 | 46.0729 | 33.0266 | 1.2618 | 12.3342 | 14.5403 | 0.70494 | 0.03264 | 0.069227 | 1.8791 | 14.9299 | 3.4754 | 5.4867 | 9.439 | 7.1844 | 2.138 | 3.7983 | 13.1598 | 5.9394 | 8.3281 | 4.0285 | 53.6136 | 95.0719 | 51.6316 | 92.5217
493
494
495
496
497
498
499
500 | 9.2251 | 19.7931 | 2.9944 | 2.0165 | 5.1204 | 0.40605 | 0.067853 | 0.006504 | 2.7244 | 296.3018 | 37.5608 | 32.0529 | 1.0882 | 14.5072 | 16.3131 | 6.5073 | 0.21511 | 0.047514 | 3.3109 | 17.9748 | 3.1131 | 7.6497 | 10.7736 | 7.9198 | 2.0903 | 3.9494 | 14.7358 | 8.4286 | 8.878 | 4.9743 | 50.8073 | 81.7887 | 46.7416 | 79.8693
501
502 | 1.62 | 4.5422 | 2 | 2.4476 | 8.6173 | 0.34251 | 0.0035433 | 0.0059178 | 2.1932 | 298.1758 | 48.6618 | 33.8722 | 1.5883 | 12.0122 | 14.0007 | 1.2734 | 0.11905 | 0.0024016 | 2.0678 | 15.5537 | 0.84539 | 2.2087 | 9.9971 | 7.1251 | 2.9223 | 4.8994 | 11.1111 | 5.7894 | 7.2441 | 4.4481 | 61.5866 | 79.2181 | 61.9079 | 91.762
503
504 | 2.033 | 9.9602 | 2 | 2.2734 | 5.4666 | -0.81 | 0.005 | 0.007041 | 1.9336 | 292.7169 | 32.8576 | 30.6483 | 0.71548 | 15.257 | 16.7705 | 49.2634 | 0.97989 | 0.055 | 1 | 22 | 3.8085e-12 | 1.819e-12 | 8.1965 | 7.5223 | 1.5827 | 3.092 | 14.7567 | 10.8518 | 9.9483 | 7.0695 | 51.1435 | 58.76 | 45.08 | 64.7337
505
506
507
508 | 2.1925 | 6.4742 | 2.5921 | 2.5677 | 6.8068 | 0.16141 | 0.029145 | 0.0061753 | 2.3091 | 296.7742 | 46.0876 | 32.9331 | 1.3013 | 12.6853 | 14.2833 | 1.739 | 0.070972 | 0.036855 | 1.7854 | 15.7323 | 1.642 | 3.0697 | 7.8859 | 6.0434 | 2.3506 | 4.1019 | 12.9344 | 6.5031 | 8.7353 | 4.3607 | 51.1305 | 81.6446 | 53.996 | 89.0734
509
510 | 14.7805 | 27.2631 | 2 | 3.267 | 7.5817 | 1.9861 | 0.063926 | 0.0068359 | 3.3265 | 291.9536 | 21.6417 | 24.8604 | 0.57443 | 18.0952 | 20.4604 | 0.46142 | 0.048582 | 0.13264 | 1.552 | 13.712 | 0.57496 | 0.96694 | 14.026 | 12.0417 | 1.5092 | 2.4111 | 17.5743 | 13.8836 | 12.9752 | 9.5803 | 51.0179 | 59.5253 | 32.592 | 48.3213
511
512 | 4.5714 | 11.322 | 2 | 1.9525 | 5.6567 | -0.21564 | 0.028571 | 0.0064533 | 3.5741 | 293.4878 | 27.3963 | 27.1736 | 0.80462 | 17.0959 | 19.616 | 0.82707 | 0.088899 | 0.047744 | 1.6333 | 13.0167 | 0.47684 | 0.84962 | 12.019 | 9.5723 | 1.6187 | 3.158 | 17.6728 | 10.0476 | 11.4846 | 5.808 | 46.6986 | 74.4988 | 32.6253 | 70.2356
513 | 10.7173 | 31.0089 | 2.2279 | 2.7169 | 7.4469 | 0.69961 | 0.036496 | 0.0071692 | 3.3477 | 292.8649 | 22.259 | 22.5562 | 0.59981 | 18.0358 | 20.1151 | 0.74514 | 0.099545 | 0.049076 | 2.2644 | 15.2759 | 0.026895 | 0.25926 | 10.8489 | 9.0012 | 1.5821 | 2.4112 | 17.0789 | 14.4682 | 12.7438 | 11.3412 | 42.6756 | 48.1972 | 34.6228 | 44.2876
514 | 3.0756 | 9.1713 | 2 | 1.8787 | 4.4011 | -0.28574 | 0.016356 | 0.0056244 | 1.9131 | 295.7921 | 56.7498 | 36.2445 | 1.4082 | 10.216 | 11.5962 | 0.44221 | 0.027086 | 0.06236 | 1.5506 | 13.7376 | 0.64511 | 1.213 | 5.4423 | 5.2025 | 2.3876 | 3.9546 | 9.2403 | 5.3751 | 5.4941 | 3.2902 | 50.7327 | 76.8727 | 74.4019 | 96.8004
515
516
517
518
519 | 8.7968 | 19.588 | 2.9431 | 1.9192 | 4.988 | 0.50995 | 0.066934 | 0.0056736 | 3.5299 | 294.9291 | 48.7628 | 33.0504 | 1.2868 | 11.6586 | 13.7258 | 2.3138 | 0.089742 | 0.051829 | 2.5632 | 17.4968 | 3.5054 | 7.8423 | 8.391 | 6.2524 | 2.0583 | 3.9235 | 12.4873 | 5.6519 | 7.7168 | 3.75 | 53.2702 | 88.1062 | 55.0746 | 94.6863
520
521
522 | 5.426 | 11.8048 | 2 | 1.9007 | 5.9669 | 3.6483 | 0.05596 | 0.0071764 | 2.2313 | 294.8936 | 31.0957 | 28.2588 | 0.81786 | 15.8784 | 17.4591 | 16.5064 | 0.16689 | 0.046061 | 3.5349 | 15.2791 | 0.024747 | 0.080808 | 10.2037 | 8.8754 | 1.7514 | 3.1892 | 14.3055 | 12.4088 | 12.0139 | 9.1765 | 51.6092 | 54.7181 | 42.6515 | 53.998
523
524 | 6.943 | 19.8038 | 2 | 2.3785 | 7.2547 | -0.1966 | 0.020435 | 0.0060857 | 1.9771 | 296.5571 | 41.1619 | 31.517 | 1.2145 | 13.968 | 15.5068 | 19.2356 | 0.48775 | 0.02087 | 4.4762 | 17.9524 | 1.64 | 3.2609 | 9.4573 | 6.9465 | 2.3337 | 4.0515 | 13.4454 | 7.5783 | 8.3258 | 4.5941 | 52.8589 | 74.0228 | 51.2662 | 82.4074
525 | 13.065 | 28.9809 | 3 | 2.3968 | 5.9032 | 0.60028 | 0.12407 | 0.0056391 | 3.387 | 292.0733 | 44.2322 | 32.9892 | 1.0004 | 12.6112 | 14.5631 | 4.3952 | 0.24689 | 0.084661 | 5.8224 | 22 | 0 | 0.050847 | 14.625 | 10.4828 | 1.8603 | 2.9863 | 12.3886 | 6.463 | 7.4238 | 4.3629 | 51.1537 | 75.6536 | 54.9892 | 88.3365
526 | 1.0481 | 4.2188 | 2 | 2.8594 | 7.6795 | 0.77881 | 0.010588 | 0.0061262 | 1.3568 | 297.1765 | 38.4157 | 32.5977 | 1.1684 | 14.491 | 15.463 | 4.0133 | 0.19006 | 0.05 | 2.75 | 19.1667 | 0.84941 | 3.4706 | 8.0961 | 8.2224 | 1.913 | 3.4987 | 13.8382 | 10.3758 | 10.6994 | 7.5023 | 46.4646 | 61.6737 | 47.3804 | 64.9916
527
528 | 9.338 | 20.2772 | 2 | 2.2428 | 6.6229 | -0.0047722 | 0.04344 | 0.0058336 | 4.3671 | 293.4751 | 39.3557 | 32.3803 | 1.0856 | 13.6756 | 16.6295 | 0.61141 | 0.096407 | 0.069767 | 1.4857 | 12.7714 | 0.56254 | 4.9621 | 12.8224 | 9.0337 | 1.9895 | 3.8952 | 13.9799 | 6.2233 | 8.1175 | 3.987 | 56.7458 | 88.1864 | 47.4818 | 91.1403
529 |  |  |  | 1.825 | 4.9991
530
531
532 | 0.81767 | 2.9638 | 2.1587 | 2.6605 | 6.9051 | -0.6241 | 0.0041074 | 0.0062097 | 1.4555 | 298.6524 | 41.4991 | 35.1591 | 1.3324 | 14.0566 | 15.0552 | 0.392 | 0.17558 | 0.012777 | 1.4289 | 13.2614 | 0.063209 | 0.051342 | 7.7234 | 8.152 | 2.2503 | 4.012 | 12.538 | 9.1252 | 8.8856 | 5.9234 | 51.2878 | 71.344 | 54.2242 | 74.8233
533 |  |  |  | 3.5291 | 7.5342 |  |  | 0.0066342 | 1.7558 | 295.5247 | 36.2994 | 33.5159 | 0.99964 | 14.8056 | 16.2219 | 4.9318 | [6 empty] | 7.8534 | 7.3865 | 2.0425 | 3.6914 | 14.1785 | 9.7477 | 10.2254 | 6.3839 | 49.7737 | 71.248 | 45.2303 | 71.7818
534
535
536 |  |  |  | 3.7008 | 10.2695 |  |  | 0.0074878 | 1.6572 | 290.4256 | 20.0877 | 18.5914 | 0.3993 | 18.5115 | 20.0381 | 20.8989 | [6 empty] | 10.5418 | 9.0423 | 1.3239 | 1.9257 | 17.897 | 16.2129 | 13.4667 | 11.716 | 40.7611 | 36.4482 | 30.5252 | 38.5716
537 |  |  |  | 2.4273 | 5.59
538 | 2.4043 | 6.1488 | 2 | 2.498 | 7.2161 | 0.34261 | 0.0082682 | 0.006172 | 3.5272 | 297.555 | 46.8533 | 35.9963 | 1.5203 | 12.3631 | 14.7603 | 1.2653 | 0.10221 | 0.011192 | 1.8696 | 15.8098 | 2.1085 | 3.5531 | 10.452 | 8.1945 | 2.7609 | 4.6771 | 11.8537 | 5.6053 | 7.3483 | 4.3184 | 65.2982 | 93.0692 | 59.4441 | 93.9913
539 | 2.8798 | 7.2373 | 2.9981 | 2.1233 | 5.6771 | 0.043847 | 0.042876 | 0.0060417 | 2.3873 | 297.0921 | 46.6291 | 32.8974 | 1.3517 | 12.4582 | 14.1375 | 1.3057 | 0.047297 | 0.043 | 2.1354 | 16.2176 | 3.2391 | 4.9829 | 7.2627 | 5.5565 | 2.4627 | 4.1671 | 12.7153 | 6.4598 | 8.5353 | 4.3401 | 47.9917 | 79.5249 | 54.3569 | 89.3828
540
541 |  |  |  | 2.1908 | 5.7499
542 | 2.2517 | 7.88 | 2 | 2.02 | 5.2808 | 0.76027 | 0.036667 | 0.0066749 | 1.3327 | 295.0013 | 43.8708 | 35.7089 | 1.0197 | 12.9543 | 14.2505 | 13.0336 | 0.27167 | 0.031333 | 3 | 15.4 | 0.12733 | 0.2 | 9.57 | 7.9968 | 2.0764 | 3.7182 | 12.2556 | 7.9035 | 7.6352 | 4.623 | 57.2878 | 76.0444 | 55.9782 | 83.3045
543 | 3.6024 | 12.0216 | 2 | 3.6653 | 8.1565 | -4.2214 | 0.034286 | 0.0073054 | 2.3675 | 292.3201 | 25.7129 | 22.6282 | 0.59911 | 16.8018 | 18.5343 | 29.1259 | 0.63499 | 0.048571 | 5.2857 | 16.8571 | 3.5314 | 6.5714 | 10.3121 | 8.7795 | 1.4274 | 2.4184 | 15.8038 | 14.3101 | 12.6466 | 10.4701 | 46.4056 | 43.6267 | 36.0031 | 45.4607
544
545
546 | 9.0816 | 22.8724 | 2 | 2.1345 | 6.0006 | 0.49535 | 0.072759 | 0.0055371 | 3.9009 | 294.3129 | 45.8531 | 32.6574 | 1.1734 | 12.3362 | 14.4757 | 24.015 | 0.43633 | 0.06727 | 8.0816 | 21.6735 | 3.4769 | 4.6034 | 8.8231 | 7.0361 | 2.0776 | 3.592 | 13.1581 | 5.9908 | 8.2363 | 4.0576 | 55.0526 | 93.3388 | 52.1631 | 91.9482
547
548 | 4.8014 | 12.0199 | 3 | 1.7453 | 5.9289 | 0.47917 | 0.11295 | 0.0072371 | 2.5802 | 294.9911 | 30.5749 | 27.2648 | 0.82753 | 15.8604 | 17.6604 | 48.6812 | 0.77541 | 0.012316 | 10.3789 | 21.8316 | 6.9573 | 20.0211 | 10.6351 | 9.1666 | 1.7634 | 3.2033 | 14.1356 | 12.2926 | 11.762 | 9.1225 | 52.3496 | 54.4884 | 43.0477 | 53.7996
549
550 | 9.7436 | 20.914 | 3 | 3.5129 | 9.1041 | -2.6835 | 0.04125 | 0.0074393 | 2.0194 | 291.6323 | 24.6637 | 20.3199 | 0.54807 | 17.055 | 18.7171 | 16.9694 | 0.16669 | 0.59313 | 3.1429 | 17.2857 | 16.9612 | 10.5625 | 9.9495 | 8.4112 | 1.5098 | 2.4877 | 16.5435 | 14.2981 | 12.4529 | 10.4149 | 43.7845 | 39.4341 | 34.2278 | 45.8654
551
552 | 7.1936 | 16.8174 | 2.8182 | 2.2666 | 6.6759 | -2.9796 | 0.18023 | 0.006996 | 3.1138 | 295.5429 | 33.3704 | 29.4308 | 0.94784 | 15.1507 | 17.0963 | 17.5901 | 0.37209 | 0.034091 | 11.2308 | 22 | 3.7393 | 18.2955 | 11.2123 | 9.597 | 1.9162 | 3.5418 | 13.5785 | 11.1212 | 11.1528 | 8.5263 | 55.9447 | 60.607 | 46.0458 | 59.3931
553 |  |  |  | 2.3963 | 6.4785
554 |  |  |  | 2.084 | 5.5293
555 |  |  |  | 2.031 | 5.1854
556
557
558
559 |  |  |  | 1.9357 | 5.1583
560 |  |  |  | 1.3967 | 4.3155
561
562
563
564
565
566
567
568
569
570 | 12.2252 | 23.8354 | 2 | 3.0594 | 7.2754 | 0.51689 | 0.064964 | 0.0068986 | 3.088 | 291.3199 | 21.0148 | 24.7338 | 0.51946 | 18.3174 | 20.612 | 0.45193 | 0.0722 | 0.10165 | 1.7847 | 14.0972 | 0.77403 | 4.0612 | 14.0917 | 12.0643 | 1.4242 | 2.2849 | 18.0625 | 14.0673 | 13.2113 | 9.6179 | 50.3849 | 59.5656 | 30.9352 | 47.972
571 | 1.9703 | 5.6105 | 2 | 2.4893 | 7.3808 | -1.9534 | 0.010339 | 0.005956 | 1.4506 | 295.5966 | 48.4022 | 39.7912 | 1.2478 | 12.3 | 13.5598 | 0.25568 | 0.056241 | 0.017916 | 1.2115 | 10.6703 | 0.36563 | 0.4995 | 9.9192 | 8.6553 | 2.0958 | 4.1868 | 11.9811 | 6.3855 | 7.8582 | 4.0083 | 62.7599 | 91.7431 | 57.1941 | 91.0336
572 | 13.284 | 26.7179 | 3 | 1.6886 | 5.2447 | -4.0589 | 0.10876 | 0.0072182 | 3.7827 | 294.2937 | 22.9431 | 23.5649 | 0.7175 | 17.9762 | 20.1314 | 0.77193 | 0.10954 | 0.034496 | 3.1458 | 17.1064 | 0.25814 | 6.8217 | 10.8943 | 8.9807 | 1.7527 | 2.8062 | 16.7648 | 14.1737 | 12.6962 | 10.9491 | 43.6107 | 50.6252 | 36.0414 | 45.7799
573
574 | 2.9115 | 8.84 | 2 | 2.672 | 7.5762 | -1.8498 | 0.029194 | 0.0060344 | 3.1397 | 295.1556 | 44.34 | 36.9755 | 1.2088 | 12.9793 | 15.1161 | 7.8331 | 0.44662 | 0.030484 | 5.9773 | 20.1136 | 3.6684 | 3.8387 | 9.6112 | 7.7767 | 2.285 | 4.1363 | 12.9829 | 6.0767 | 7.2518 | 3.6632 | 58.6195 | 92.3452 | 53.3817 | 92.4644
575 | 6.5328 | 14.9644 | 2 | 1.8686 | 5.0125 | -0.55935 | 0.067259 | 0.0057274 | 3.1314 | 295.8602 | 48.8739 | 33.9429 | 1.3206 | 11.8649 | 13.7532 | 1.1724 | 0.106 | 0.066852 | 2.8221 | 17.4423 | 7.8015 | 9.5963 | 8.1448 | 6.4243 | 2.2587 | 4.1029 | 12.6724 | 5.5417 | 8.3152 | 3.7966 | 54.1947 | 91.7687 | 54.2384 | 94.8717
576
577
578 | 12.5881 | 27.8492 | 3 | 2.0746 | 5.6146 | 1.4948 | 0.10158 | 0.0054785 | 3.7331 | 293.591 | 47.4891 | 31.9298 | 1.1858 | 11.878 | 14.0194 | 1.881 | 0.099632 | 0.047818 | 4.2 | 19.4878 | 2.703 | 11.0256 | 11.756 | 7.6618 | 2.136 | 3.5731 | 12.5899 | 5.8639 | 7.5999 | 3.9957 | 48.3012 | 80.0017 | 54.7313 | 93.0828
579
580 | 12.2795 | 27.7676 | 3 | 2.3918 | 5.7845 | 0.87773 | 0.11514 | 0.0049473 | 2.8931 | 292.8806 | 50.6332 | 33.4849 | 1.1506 | 11.3165 | 13.1403 | 2.5267 | 0.071493 | 0.23655 | 8.8433 | 21.403 | 4.4162 | 38.1959 | 10.2661 | 8.02 | 1.9514 | 3.2823 | 10.7768 | 5.7678 | 6.613 | 3.9231 | 52.7214 | 73.8996 | 64.3285 | 93.3143
581
582 | 9.2913 | 18.6689 | 3 | 1.5866 | 4.5186 | 0.51947 | 0.073608 | 0.0052483 | 4.1223 | 293.7926 | 47.0546 | 32.9802 | 1.171 | 12.0117 | 14.2137 | 1.2984 | 0.043336 | 0.082338 | 1.9555 | 15.3319 | 3.9136 | 7.5732 | 8.8578 | 6.8546 | 2.0665 | 3.5239 | 12.8363 | 5.8455 | 7.6634 | 4.0371 | 56.0446 | 92.1628 | 53.6517 | 92.8289
583
584 | 9.4151 | 34.7453 | 2 | 2.2567 | 6.3373 | 3.9736 | 0.0415 | 0.0072998 | 4.2473 | 293.9342 | 21.9525 | 21.3768 | 0.75842 | 18.4227 | 21.3116 | 6.3877 | 0.35558 | 0.0205 | 6.7692 | 22.1538 | 4.198 | 5.9 | 12.237 | 8.7845 | 1.8639 | 3.2304 | 16.6955 | 11.4719 | 12.0135 | 8.7743 | 41.5673 | 52.5883 | 36.8655 | 57.593
585 |  |  |  | 1.7577 | 5.6463 |  |  | 0.0070883 | 2.6455 | 295.599 | 33.4749 | 29.7524 | 0.92381 | 15.183 | 16.9438 | 26.1092 | [6 empty] | 11.0998 | 9.5461 | 1.8939 | 3.4553 | 13.6116 | 11.4726 | 11.2348 | 8.6672 | 55.3212 | 59.7984 | 45.8388 | 58.0881
586
587
588 | 2.3691 | 8.1927 | 2 | 2.1908 | 5.9108 | 1.0914 | 0.015196 | 0.0055961 | 2.0496 | 295.8141 | 48.6499 | 39.0059 | 1.279 | 12.0589 | 13.5469 | 1.2523 | 0.092745 | 0.063432 | 2.1884 | 14.6377 | 0.12855 | 0.68715 | 9.5902 | 7.5348 | 2.1122 | 3.7295 | 11.9941 | 6.4462 | 8.2065 | 4.4543 | 57.4558 | 92.7801 | 57.2914 | 89.0255
589 | 8.6414 | 16.642 | 2.7422 | 1.6493 | 5.0021 | 1.1749 | 0.054292 | 0.0055904 | 3.3126 | 295.4061 | 50.1823 | 34.6774 | 1.3357 | 11.4055 | 13.3698 | 0.71049 | 0.056297 | 0.056051 | 1.8628 | 14.5277 | 3.984 | 8.0686 | 8.1398 | 6.4235 | 2.2193 | 4.0041 | 12.3075 | 5.4765 | 7.5884 | 3.7371 | 56.781 | 92.1844 | 56.0999 | 95.4982
590 | 4.4815 | 12.5073 | 2.0638 | 2.8569 | 7.1214 | -2.4137 | 0.052482 | 0.0070604 | 2.3997 | 295.8252 | 32.2271 | 30.4605 | 0.94015 | 15.5933 | 17.2636 | 8.069 | 0.15493 | 0.11184 | 2.9674 | 16.5 | 0.59312 | 1.8865 | 10.9771 | 9.4418 | 1.8865 | 3.5079 | 14.2721 | 11.9208 | 11.7146 | 8.5808 | 55.1272 | 63.2531 | 43.5753 | 58.2708
591 |  |  |  | 2.0838 | 5.7222
592 |  |  |  | 1.7208 | 5.1334 |  |  | 0.0068811 | 1.4383 | 295.9956 | 35.9549 | 31.1692 | 0.97213 | 14.9374 | 16.2888 | 46.9555 | [6 empty] | 9.9947 | 8.8978 | 2.0644 | 3.6248 | 13.6377 | 10.6634 | 10.2595 | 7.223 | 57.7775 | 60.2239 | 47.0963 | 66.0721
593 | 2.6312 | 6.8352 | 2 | 2.2602 | 5.8611 | 1.7367 | 0.06 | 0.006038 | 2.6136 | 296.0099 | 48.9702 | 33.602 | 1.3162 | 11.8588 | 13.5688 | 9.2843 | 0.0070232 | 0.058571 | 2 | 22 | 0.87429 | 3.2857 | 8.7143 | 6.4659 | 2.3497 | 4.181 | 12.0122 | 5.7527 | 8.1115 | 3.9432 | 55.052 | 88.1748 | 57.3353 | 93.2738
594
595 |  |  |  | 2.3687 | 6.2827
596
597
598
599
600 | 5.9567 | 13.015 | 2 | 2.0636 | 5.8668 | 0.5788 | 0.066277 | 0.0058563 | 3.0435 | 295.0735 | 46.3217 | 31.0465 | 1.2172 | 12.3793 | 14.274 | 1.2182 | 0.05228 | 0.059297 | 2.14 | 16.3558 | 4.4151 | 6.6991 | 8.3644 | 5.7992 | 2.1009 | 3.7929 | 13.0419 | 6.0611 | 8.3342 | 4.1389 | 46.843 | 78.5362 | 52.2691 | 91.4058
601
602
603 | 1.7216 | 5.9908 | 2 | 2.0841 | 4.9985 | 0.30572 | 0.0066304 | 0.0057171 | 1.5828 | 297.7892 | 55.8655 | 36.8306 | 1.5455 | 10.5253 | 11.7339 | 0.7764 | 0.092122 | 0.041692 | 2.1393 | 14.1508 | 0.1331 | 0.39674 | 6.7233 | 6.1881 | 2.7028 | 4.189 | 9.8438 | 5.934 | 6.4276 | 4.0832 | 51.1354 | 72.2114 | 69.8554 | 91.7608
604
605 |  |  |  | 1.944 | 5.7995
606 | 0.46443 | 1.6478 | 2 | 2.1151 | 6.7654 | -2.9707 | 0.0020879 | 0.0061109 | 0.90959 | 297.8891 | 41.9275 | 33.5345 | 1.251 | 13.8867 | 14.8464 | 0.48671 | 0.095497 | 0.014176 | 1.2174 | 13.913 | 0.10582 | 0.25275 | 7.4352 | 7.0749 | 2.165 | 3.7444 | 12.7937 | 8.9835 | 8.5661 | 5.5349 | 49.5965 | 65.9077 | 52.8509 | 76.3668
607
608
609
610
611
612
613 | 3.9659 | 12.5863 | 2.0729 | 3.3456 | 6.9717 | -2.6372 | 0.058958 | 0.0068791 | 1.8303 | 295.6135 | 34.8076 | 31.6377 | 0.9723 | 15.1537 | 16.6029 | 20.8191 | 0.39183 | 0.0325 | 7.1154 | 21.1538 | 2.9914 | 7.0312 | 7.367 | 6.9456 | 2.0733 | 3.6531 | 14.4498 | 10.2596 | 10.3917 | 6.7233 | 48.5012 | 65.4879 | 45.0571 | 68.3857
614 |  |  |  | 1.4976 | 4.328
615
616
617 | 3.3264 | 8.5236 | 2.077 | 1.99 | 5.3335 | -1.3877 | 0.034596 | 0.0066401 | 1.5428 | 295.5173 | 32.5261 | 31.0736 | 0.93717 | 15.6776 | 17.0298 | 0.38318 | 0.08185 | 0.03231 | 1.7466 | 14.038 | 1.1088 | 4.0039 | 10.5804 | 9.6189 | 1.7083 | 3.2071 | 15.2256 | 11.4007 | 11.6737 | 8.8535 | 49.8152 | 71.6007 | 41.6625 | 58.1764
618
619 |  |  |  | 2.0495 | 6.1206 |  |  | 0.0072846 | 1.2914 | 291.8175 | 23.8935 | 23.6829 | 0.54485 | 17.4874 | 18.805 | 21.1523 | [6 empty] | 10.9659 | 9.7799 | 1.3799 | 2.1787 | 16.4771 | 15.3591 | 13.7724 | 13.3426 | 43.3861 | 45.1436 | 32.0031 | 37.6069
620 |  |  |  | 2.0503 | 5.1964 |  |  | 0.0069232 | 2.0033 | 292.732 | 33.4198 | 30.9644 | 0.73858 | 15.1258 | 16.654 | 59.978 | [6 empty] | 8.1238 | 7.4832 | 1.5896 | 3.1122 | 14.6929 | 10.6174 | 9.9184 | 6.9833 | 51.2854 | 60.0854 | 45.363 | 65.8679
621 | 4.1967 | 10.3388 | 2 | 2.2348 | 5.4068 | 0.49878 | 0.049375 | 0.0061954 | 2.0992 | 296.4717 | 42.242 | 33.285 | 1.2103 | 13.6856 | 15.1797 | 10.2447 | 0.16926 | 0.085833 | 5.2143 | 18.0357 | 4.6235 | 5.2292 | 11.0657 | 8.1621 | 2.044 | 3.8301 | 13.4606 | 7.1376 | 9.3254 | 4.7686 | 47.358 | 82.4379 | 51.0169 | 85.468
622
623 | 5.659 | 14.3087 | 2.5869 | 1.7708 | 5.093 | 0.47772 | 0.054672 | 0.0054515 | 3.531 | 295.4762 | 47.6637 | 33.458 | 1.2852 | 12.0768 | 14.1221 | 0.55287 | 0.050909 | 0.083193 | 1.9276 | 16.1842 | 4.6311 | 4.8494 | 8.3255 | 6.5743 | 2.2081 | 3.8705 | 12.9048 | 5.6734 | 8.154 | 3.9473 | 54.1208 | 92.7555 | 53.2674 | 93.642
624 | 1.7473 | 4.5488 | 2 | 3.1569 | 7.5559 | -1.075 | 0.01 | 0.0064713 | 1.6169 | 298.5157 | 44.5952 | 39.8093 | 1.3897 | 13.1377 | 14.4554 | 25.2398 | 0.1875 | 0.01 |  |  | 0 | 0 | 8.0208 | 7.1307 | 2.5757 | 4.3116 | 11.6266 | 7.6816 | 8.8419 | 5.1416 | 63.1058 | 81.5317 | 57.7557 | 81.2643
625 | 10.375 | 28.704 | 2.0638 | 2.0424 | 5.0233 | 0.81677 | 0.022979 | 0.0069375 | 2.7839 | 295.0472 | 34.4702 | 30.1282 | 0.91309 | 15.0212 | 16.8691 | 19.0141 | 0.3017 | 0.04445 | 2.1333 | 13.6 | 2.0936 | 3.3191 | 10.1401 | 7.8446 | 1.8643 | 3.532 | 14.9377 | 9.3349 | 9.3649 | 5.7745 | 50.4913 | 73.756 | 44.7707 | 74.4454
626
627 | 9.8702 | 20.3591 | 2 | 1.9745 | 5.6616 | -0.1808 | 0.065175 | 0.0063318 | 5.0763 | 293.3802 | 30.1932 | 31.4584 | 0.86759 | 16.346 | 19.1922 | 2.5377 | 0.091306 | 0.073427 | 2.0119 | 14.9405 | 1.3858 | 6.3287 | 13.9368 | 10.8285 | 1.6805 | 3.2682 | 16.9844 | 8.5476 | 10.443 | 5.239 | 53.2734 | 92.1079 | 36.1168 | 76.921
628
629 | 5.1655 | 12.8526 | 2 | 3.6701 | 8.3761 | 0.0033062 | 0.12289 | 0.0073377 | 2.1309 | 291.9202 | 25.9838 | 23.0528 | 0.56443 | 16.7074 | 18.3906 | 13.357 | 0.40131 | 0.075556 | 9.8537 | 21.6829 | 6.1184 | 12.8667 | 10.7213 | 9.0537 | 1.391 | 2.292 | 16.1559 | 14.0759 | 12.3307 | 10.2024 | 48.1943 | 45.0656 | 35.7221 | 46.5035
630
631 | 4.3423 | 18.4144 | 2 | 2.39 | 6.3151 | -0.33076 | 0.025926 | 0.0066667 | 2.066 | 297.3176 | 42.7646 | 30.4872 | 1.2867 | 13.5256 | 15.0288 | 0.99393 | 0.016399 | 0.042407 | 1.8333 | 18.0333 | 11.642 | 4.0741 | 9.2611 | 6.5969 | 2.3867 | 4.2106 | 13.2709 | 6.6738 | 9.3223 | 4.5482 | 49.6344 | 74.6096 | 51.4375 | 85.7129
632 | 4.1733 | 11.6888 | 3 | 1.5572 | 3.9455 | -1.4719 | 0.047778 | 0.0070933 | 3.173 | 297.0796 | 30.4314 | 28.7187 | 0.98658 | 16.355 | 18.1387 | 7.4407 | 0.38372 | 0.028222 | 5 | 20.1351 | 1.5343 | 6.2556 | 9.4199 | 8.2449 | 1.9486 | 3.6167 | 15.8126 | 11.77 | 10.9823 | 7.5755 | 49.4996 | 61.5865 | 40.618 | 62.1407
633
634 |  |  |  | 2.7353 | 6.679 |  |  | 0.0067672 | 1.5956 | 296.5669 | 37.9023 | 32.9228 | 1.0866 | 14.5507 | 15.9565 | 35.4118 | [6 empty] | 7.4608 | 6.6417 | 2.1678 | 3.8521 | 13.973 | 9.2195 | 10.0138 | 6.0017 | 48.3267 | 71.1426 | 46.6539 | 74.813
635
636 | 8.0958 | 33.5245 | 2 | 3.1351 | 7.9256 | 2.0671 | 0.048235 | 0.0060933 | 2.1927 | 296.1678 | 43.7535 | 35.7737 | 1.2447 | 13.2939 | 14.9649 | 3.205 | 0.39704 | 0.033824 | 5.4516 | 19.871 | 5.32 | 5.2941 | 9.9077 | 7.6082 | 2.3129 | 4.1264 | 13.0019 | 6.6447 | 8.03 | 4.2686 | 57.4092 | 87.4609 | 52.6434 | 88.2465
637 | 9.9688 | 18.4931 | 3 | 2.57 | 7.701 | 2.1738 | 0.097892 | 0.0054471 | 4.0016 | 295.5974 | 49.1216 | 37.6989 | 1.3623 | 11.6238 | 13.9091 | 1.3565 | 0.018638 | 0.19069 | 3.062 | 18.1734 | 2.063 | 4.2339 | 12.517 | 9.4103 | 2.4461 | 4.3306 | 12.8087 | 5.2589 | 7.7088 | 3.4165 | 62.1424 | 115.8383 | 54.4559 | 98.0705
638 | 2.2872 | 6.8838 | 2 | 2.3459 | 5.6019 | 5.223 | 0.04125 | 0.0073062 | 1.7664 | 292.7096 | 31.5762 | 29.839 | 0.66365 | 15.568 | 17.0411 | 40.298 | 0.81268 | 0.0175 | 16.3333 | 22 | 0.17875 | 1.5 | 8.2966 | 7.5722 | 1.564 | 3.0271 | 14.8977 | 11.421 | 10.046 | 7.3275 | 50.6684 | 55.3916 | 44.3733 | 61.8667
639 | 7.2253 | 18.7687 | 2 | 1.6571 | 4.8487 | -6.4927 | 0.02875 | 0.0069025 | 2.7205 | 295.2004 | 33.6673 | 30.8833 | 0.90961 | 15.3335 | 17.1767 | 18.1978 | 0.22948 | 0.04 | 1.6 | 15.2 | 0.79375 | 4.75 | 10.4143 | 8.2262 | 1.8937 | 3.5061 | 15.244 | 9.8202 | 9.8704 | 6.2463 | 54.583 | 74.5169 | 43.7697 | 71.9305
640 | 5.2504 | 13.2681 | 2.9961 | 2.2803 | 6.2562 | -3.24 | 0.039883 | 0.0065907 | 3.0867 | 295.5942 | 41.2578 | 32.5012 | 1.144 | 13.8962 | 15.8304 | 0.80519 | 0.13423 | 0.022802 | 2.255 | 15.6779 | 5.492 | 5.0117 | 10.2783 | 7.4378 | 2.2115 | 3.8047 | 14.0926 | 6.7015 | 7.7747 | 4.3188 | 50.1471 | 82.1221 | 49.171 | 87.9711
641 |  |  |  | 2.3347 | 6.5615 |  |  | 0.0068337 | 1.807 | 297.2545 | 34.405 | 31.5202 | 1.0681 | 15.4343 | 16.9667 | 10 | [6 empty] | 10.3111 | 9.1099 | 2.1828 | 3.9263 | 14.5914 | 10.4366 | 10.0552 | 6.4722 | 58.8546 | 65.9746 | 45.4637 | 69.472
642
643
644 | 7.4646 | 16.1408 | 2.9828 | 2.96 | 6.4611 | -9.4086 | 0.051552 | 0.0067965 | 2.0036 | 293.4097 | 32.7646 | 30.3673 | 0.78988 | 15.4179 | 16.9299 | 4.6051 | 0.12107 | 0.14853 | 2.6061 | 14.0455 | 1.9339 | 12.5862 | 8.0962 | 7.5049 | 1.7002 | 3.2526 | 15.1799 | 10.6706 | 10.0343 | 6.9315 | 47.2272 | 63.0468 | 43.3646 | 66.2087
645 | 2.3652 | 8.4896 | 2 | 2.2284 | 5.4437 | -3.5705 | 0.028 | 0.0068937 | 2.0265 | 292.7209 | 33.5695 | 31.0979 | 0.74427 | 15.0842 | 16.6201 | 43.5003 | 0.7728 | 0.0295 | 5.5789 | 18.3684 | 12.3475 | 8.4 | 8.1409 | 7.4945 | 1.5931 | 3.128 | 14.6784 | 10.5356 | 9.894 | 6.9261 | 51.4075 | 60.6314 | 45.4727 | 66.3266
646
647 | 3.4851 | 11.3163 | 2 | 2.478 | 5.7729 | -1.8097 | 0.026667 | 0.0072949 | 1.6903 | 294.1444 | 32.5265 | 28.379 | 0.76634 | 15.4651 | 16.8941 | 18.7701 | 0.63761 | 0 | 2 | 13.5 | 0 | 0 | 7.278 | 6.5875 | 1.7395 | 3.2244 | 14.399 | 11.8436 | 10.6175 | 8.2125 | 48.7291 | 51.0669 | 43.0877 | 58.8753
648 | 3.2151 | 8.4906 | 2 | 2.5194 | 6.2345 | -4.4324 | 0.027447 | 0.0069405 | 1.556 | 295.0467 | 31.0801 | 26.8634 | 0.82055 | 16.0331 | 17.3967 | 0.2998 | 0.086822 | 0.045 | 1.35 | 15.675 | 0.22085 | 0.80851 | 7.8648 | 7.8607 | 1.624 | 3.1265 | 15.4591 | 12.1788 | 10.8512 | 8.0481 | 44.8499 | 54.0121 | 40.574 | 59.2908
649
650
651
652
653
654
655
656
657 | 3.8463 | 7.3493 | 2 | 2.9229 | 8.1297 | -0.13865 | 0.004 | 0.007185 | 0.81908 | 295.9674 | 35.5062 | 39.9393 | 0.8724 | 15.3014 | 15.9671 | 0.83717 | 0 | 0.0053333 | 1 | 16.3333 | 0 | 0 | 13.684 | 12.4857 | 2.15 | 2.7746 | 13.0401 | 13.4784 | 8.8291 | 9.3522 | 84.3516 | 76.0567 | 54.2951 | 52.7401
658
659 | 9.0761 | 19.5347 | 3 | 1.5602 | 3.9303 | -1.3676 | 0.078318 | 0.007117 | 2.9859 | 296.744 | 31.5724 | 28.0787 | 0.97589 | 15.9619 | 17.7056 | 2.7739 | 0.066106 | 0.0545 | 2.794 | 17.3721 | 1.4212 | 12.0591 | 9.0292 | 7.8945 | 1.9414 | 3.6747 | 15.4756 | 11.1039 | 10.1462 | 6.9177 | 47.2006 | 60.7856 | 41.9997 | 65.787
660
661 | 2.7271 | 7.6989 | 2 | 2.1543 | 6.0493 | 3.0642 | 0.0432 | 0.0058259 | 2.551 | 296.1714 | 49.1328 | 33.9279 | 1.3403 | 11.8773 | 13.5641 | 29.4319 | 0.44673 | 0.0192 | 6.2727 | 20.4545 | 2.3764 | 7.36 | 8.4203 | 6.4465 | 2.3948 | 4.1939 | 11.9931 | 5.7436 | 8.1148 | 3.9999 | 55.0238 | 88.354 | 57.4469 | 93.2117
662 | 2.5381 | 7.3152 | 2 | 2.0711 | 7.3145 | -0.31406 | 0.021176 | 0.005904 | 2.7403 | 298.1444 | 47.2287 | 34.2775 | 1.5778 | 12.3524 | 14.5159 | 13.5753 | 0.15761 | 0.018039 | 2.5935 | 17.1935 | 5.4919 | 5.8088 | 10.6323 | 7.916 | 2.8789 | 4.8423 | 11.7192 | 5.6679 | 7.4117 | 4.405 | 62.1458 | 83.0117 | 59.4423 | 92.6384
663 |  |  |  | 2.3695 | 6.2914 |  |  | 0.0068869 | 1.4422 | 295.9231 | 35.816 | 31.0439 | 0.96487 | 14.9593 | 16.3132 | 21.6569 | [6 empty] | 9.9932 | 8.8955 | 2.0487 | 3.6073 | 13.6878 | 10.7001 | 10.2742 | 7.2564 | 57.7052 | 59.8591 | 46.9362 | 65.8441
664
665
666
667
668 |  |  |  | 2.9972 | 7.1195
669 | 8.2745 | 19.7493 | 3 | 1.5129 | 3.9219 | -1.1852 | 0.068959 | 0.0069804 | 2.7486 | 296.4412 | 33.1443 | 27.621 | 0.98868 | 15.5046 | 17.2055 | 1.334 | 0.08712 | 0.05471 | 2.2084 | 16.3159 | 1.7582 | 13.913 | 8.3143 | 7.2559 | 1.9506 | 3.6924 | 14.7592 | 10.5332 | 9.3172 | 6.4452 | 45.2651 | 59.0769 | 44.258 | 68.7038
670
671 | 2.0766 | 7.6613 | 2 | 3.4586 | 6.9607 | -3.3324 | 0.026923 | 0.0067098 | 1.9416 | 294.8836 | 33.3422 | 31.0336 | 0.90932 | 15.5286 | 17.0012 | 5.0349 | 0.23676 | 0.020385 | 5.4375 | 20.9375 | 0.51808 | 1.2692 | 7.8003 | 7.308 | 1.9507 | 3.4925 | 14.9471 | 10.5085 | 10.5885 | 6.856 | 46.0919 | 66.5687 | 42.1602 | 67.4899
672
673
674 | 18.8342 | 51.326 | 3 | 1.4226 | 4.0456 | -4.5372 | 0.098712 | 0.0071187 | 3.5908 | 295.0122 | 26.4054 | 27.2261 | 0.80711 | 17.269 | 19.3604 | 2.9251 | 0.33402 | 0.05799 | 9.25 | 21.11 | 0.88152 | 8.2273 | 10.9265 | 8.97 | 1.9197 | 3.1603 | 16.1999 | 12.9304 | 11.6751 | 9.4019 | 49.0233 | 60.8539 | 39.6437 | 52.9754
675
676 | 0.40399 | 1.2766 | 2 | 2.0061 | 4.6642 | -0.83647 | 0.0012 | 0.0057743 | 0.98873 | 299.2506 | 59.8281 | 40.1666 | 1.7169 | 9.9358 | 10.8774 | 0.62463 | 0.13319 | 0.0036 | 1.6 | 14.2667 | 1.89 | 1.08 | 6.1314 | 5.6314 | 3.1874 | 4.389 | 9.022 | 5.5216 | 6.4187 | 3.7701 | 56.2042 | 79.7091 | 73.2653 | 95.1995
677 |  |  |  | 1.7222 | 5.1245
678 |  |  |  | 2.1802 | 5.9802 |  |  | 0.0070978 | 1.999 | 295.0761 | 27.3932 | 28.0924 | 0.78182 | 17.0596 | 18.5905 | 31.44 | [6 empty] | 10.5483 | 9.1609 | 1.5822 | 2.996 | 16.071 | 13.2874 | 13.2435 | 10.508 | 49.4809 | 56.6306 | 36.2908 | 48.6771
679
680 |  |  |  | 2.4088 | 6.2906
681
682 | 1.355 | 5.3004 | 2 | 2.3066 | 6.905 | 0.18673 | 0.0063243 | 0.0045558 | 1.4939 | 292.2966 | 40.9296 | 31.6854 | 1.0245 | 13.7659 | 15.4668 | 2.0026 | 0.1684 | 0.013963 | 1.9388 | 14.3571 | 0.31719 | 1.173 | 7.8658 | 7.0689 | 1.849 | 3.1366 | 13.1649 | 7.2287 | 8.3974 | 5.602 | 50.6483 | 77.6351 | 53.7962 | 83.317
683
684 |  |  |  | 2.4437 | 5.6149
685 | 6.9691 | 16.0697 | 3 | 1.3804 | 4.4122 | 5.094 | 0.10702 | 0.006927 | 2.2306 | 295.531 | 30.9267 | 28.4836 | 0.88547 | 15.9862 | 17.6965 | 28.6043 | 0.48066 | 0.019362 | 6.6364 | 20.8636 | 6.3581 | 13.6383 | 10.6571 | 8.685 | 1.8848 | 3.422 | 15.5616 | 11.0408 | 11.0424 | 7.2485 | 48.4896 | 68.9266 | 40.3425 | 64.6144
686 | 1.7464 | 5.8236 | 2 | 2.4235 | 6.2444 | -2.6868 | 0.02619 | 0.0067006 | 1.4107 | 294.6323 | 32.3923 | 29.057 | 0.85533 | 15.6277 | 16.9595 | 2.5156 | 0.16589 | 0.015762 | 2.871 | 17.6806 | 1.5389 | 3.3086 | 9.9639 | 9.059 | 1.6337 | 3.1434 | 15.0559 | 11.9518 | 12.3168 | 9.6779 | 47.3166 | 60.2257 | 39.8077 | 54.693
687
688 | 0.66774 | 2.8383 | 2 | 2.4458 | 6.3921 | -0.1317 | 0.011195 | 0.0062568 | 1.4381 | 298.8344 | 49.8406 | 41.4015 | 1.544 | 12.0376 | 13.2405 | 1.4928 | 0.19471 | 0.016977 | 1.5797 | 11.9565 | 0.23415 | 1.1321 | 8.4257 | 7.147 | 2.8062 | 4.344 | 11.6127 | 6.7144 | 8.4395 | 4.7567 | 60.745 | 95.0813 | 58.8391 | 87.2641
689 | 10.3242 | 23.0708 | 2.8614 | 1.4224 | 3.8782 | -1.0941 | 0.11119 | 0.0068592 | 3.4489 | 296.803 | 32.2638 | 30.4258 | 1.0314 | 15.8187 | 17.661 | 6.2725 | 0.18936 | 0.047822 | 5.625 | 19.7625 | 1.5189 | 14.0396 | 9.632 | 8.4416 | 1.9438 | 3.6269 | 15.2663 | 11.1721 | 10.7634 | 7.4621 | 51.5615 | 65.4241 | 42.7278 | 63.866
690 |  |  |  | 2.3432 | 6.6987 |  |  | 0.0064988 | 2.1094 | 297.9776 | 46.0826 | 32.6139 | 1.4013 | 12.6599 | 14.3057 | 30.1574 | [6 empty] | 11.1718 | 7.6 | 2.6692 | 4.2698 | 11.7987 | 6.3304 | 8.2126 | 4.3751 | 52.6314 | 86.626 | 57.5693 | 89.5779
691 |  |  |  | 2.8246 | 6.5587 |  |  | 0.0073822 | 1.6126 | 294.1637 | 30.7638 | 26.8225 | 0.73484 | 15.9165 | 17.2899 | 34.6699 | [6 empty] | 7.09 | 6.3223 | 1.637 | 3.0227 | 14.5087 | 12.4295 | 11.028 | 8.5217 | 45.639 | 47.9367 | 41.7794 | 56.1867
692
693
694
695 | 1.7419 | 5.6709 | 2 | 2.4336 | 5.9908 | 4.8759 | 0.012093 | 0.007267 | 1.3286 | 294.108 | 26.0586 | 26.0814 | 0.69025 | 17.2664 | 18.5814 | 1.911 | 0.18411 | 0.0069767 | 2.1786 | 10.8846 | 4.1849 | 7.0465 | 10.6376 | 9.6101 | 1.4693 | 2.8323 | 16.2831 | 14.2527 | 13.7788 | 11.869 | 43.6645 | 50.8972 | 34.3478 | 43.4583
696
697
698 | 1.8614 | 6.9688 | 2 | 2.0516 | 5.0447 | 0.27358 | 0.0053571 | 0.0062902 | 1.7958 | 297.1058 | 48.1512 | 33.0285 | 1.3499 | 12.1785 | 13.4824 | 1.8547 | 0.13169 | 0.026808 | 2.4283 | 18.7765 | 1.131 | 2.0415 | 7.4624 | 6.9081 | 2.3993 | 3.8067 | 11.5298 | 6.8555 | 7.4307 | 4.4931 | 46.0272 | 71.0516 | 61.2111 | 86.6447
699 |  |  |  | 2.4273 | 5.59
700 | 10.5172 | 20.2455 | 2.8111 | 1.6706 | 4.7614 | 0.13811 | 0.067778 | 0.0064813 | 2.5984 | 296.3154 | 38.7484 | 32.3498 | 1.1143 | 14.2014 | 15.9274 | 3.1585 | 0.11351 | 0.038333 | 1.7451 | 15.3529 | 2.8307 | 6.4667 | 10.3757 | 7.7051 | 2.1738 | 3.7886 | 14.1149 | 8.4918 | 8.9393 | 5.3076 | 52.6323 | 79.2824 | 47.7654 | 78.8248
701 |  |  |  | 1.7043 | 5.0803
702
703 | 9.032 | 20.196 | 3 | 3.1007 | 7.5362 | -2.2821 | 0.14459 | 0.0071615 | 2.5268 | 293.8518 | 30.2834 | 26.6434 | 0.75137 | 15.7688 | 17.5791 | 11.2324 | 0.30514 | 0.1377 | 8.0244 | 21.065 | 3.3246 | 18.6074 | 10.9731 | 9.3295 | 1.6181 | 2.9611 | 14.8306 | 12.3813 | 11.8155 | 9.0417 | 51.6489 | 53.6592 | 40.8218 | 53.9075
704 | 3.2103 | 6.991 | 2 | 2.4464 | 6.2563 | 0.57985 | 0.0061017 | 0.0070124 | 2.2134 | 295.8491 | 31.7164 | 29.827 | 0.92313 | 15.9199 | 17.5463 | 0.77501 | 0.01875 | 0.02661 | 1.2 | 11.8 | 0.050678 | 0.38983 | 9.4571 | 8.0818 | 1.7521 | 3.3776 | 15.0468 | 11.7064 | 11.9701 | 8.4567 | 50.9621 | 62.2302 | 41.0633 | 59.4848
705
706 |  |  |  | 2.1181 | 6.7354
707
708
709 |  |  |  | 2.9673 | 7.2342 |  |  | 0.0073805 | 2.2467 | 293.6724 | 28.2518 | 24.6283 | 0.69122 | 16.2614 | 17.9478 | 39.2467 | [6 empty] | 10.4073 | 8.9238 | 1.5476 | 2.7805 | 14.7993 | 13.3116 | 12.3875 | 9.6738 | 48.7059 | 47.986 | 39.8005 | 49.4741
710 | 13.4401 | 26.9305 | 3 | 2.0109 | 5.1884 | -4.6023 | 0.14173 | 0.0071563 | 3.5546 | 294.3262 | 23.5008 | 23.7023 | 0.74972 | 17.7418 | 19.8786 | 0.65084 | 0.13533 | 0.060247 | 6.4 | 19.2 | 1.3153 | 14.9136 | 11.0065 | 9.02 | 1.7203 | 2.8969 | 16.8253 | 13.9759 | 13.2686 | 10.8536 | 44.5209 | 52.8714 | 34.5735 | 46.8965
711 | 10.3721 | 22.4426 | 3 | 1.9134 | 4.9349 | -1.0976 | 0.09438 | 0.0069294 | 3.0517 | 295.1847 | 34.5889 | 32.4894 | 0.92467 | 15.0805 | 16.88 | 0.55489 | 0.023135 | 0.05 | 2.0879 | 15.9889 | 0.49022 | 13.9562 | 11.0633 | 9.4073 | 1.8771 | 3.5877 | 14.5899 | 9.5857 | 8.9882 | 5.6119 | 55.6073 | 75.3946 | 46.0695 | 73.881
712
713
714 | 6.5176 | 14.6152 | 2 | 2.0165 | 5.5674 | 0.49837 | 0.068525 | 0.005786 | 3.0473 | 295.1568 | 46.1085 | 31.2305 | 1.2201 | 12.4896 | 14.3806 | 3.668 | 0.047415 | 0.072081 | 2.5444 | 17.437 | 5.5714 | 7.6166 | 8.0899 | 5.8054 | 2.0971 | 3.8426 | 13.1986 | 6.0151 | 8.4896 | 4.1131 | 46.832 | 79.915 | 51.4308 | 91.5539
715 | 4.4392 | 10.7482 | 2 | 2.063 | 5.9728 | 1.4719 | 0.04361 | 0.0058431 | 2.7658 | 295.5265 | 45.703 | 31.1353 | 1.2188 | 12.5916 | 14.4051 | 0.4337 | 0.086877 | 0.075892 | 1.7483 | 16.6291 | 2.4856 | 3.9378 | 7.9954 | 5.5776 | 2.1489 | 3.6872 | 13.0606 | 6.3029 | 8.6731 | 4.3649 | 45.7599 | 76.4473 | 51.6191 | 89.7315
716
717 | 3.7281 | 10.7428 | 2.4262 | 3.528 | 7.4719 | -1.0905 | 0.081148 | 0.0067776 | 1.2941 | 296.3946 | 38.5148 | 32.3445 | 1.0732 | 14.4174 | 15.6621 | 12.5378 | 0.28981 | 0.08541 | 4.9615 | 19.8846 | 4.0787 | 12.2295 | 7.702 | 6.6071 | 2.1306 | 3.7633 | 13.7404 | 9.3282 | 9.9449 | 6.0063 | 47.8414 | 66.5713 | 47.6977 | 74.3102
718
719
720
721
722 | 6.0325 | 22.3589 | 3 | 1.8489 | 5.2605 | -3.2824 | 0.073333 | 0.006569 | 2.4951 | 296.8414 | 39.2579 | 32.6357 | 1.1376 | 14.1237 | 15.7927 | 7.3292 | 0.49685 | 0.023333 | 4.25 | 21.375 | 5.0344 | 8.7778 | 10.0581 | 7.5484 | 2.2205 | 3.8168 | 13.7128 | 8.5784 | 8.9663 | 5.4154 | 53.6941 | 77.7366 | 48.6262 | 78.1371
723
724
725
726 | 3.5372 | 11.4884 | 2.5873 | 1.9748 | 6.2996 | -0.62671 | 0.086349 | 0.0070703 | 2.6747 | 295.5334 | 33.5044 | 29.9543 | 0.92367 | 15.188 | 16.9552 | 22.1372 | 0.69423 | 0.019524 | 13.7719 | 21.7719 | 2.6346 | 5.873 | 11.129 | 9.5516 | 1.8901 | 3.4475 | 13.6675 | 11.4335 | 11.2312 | 8.6056 | 55.4366 | 60.4111 | 45.7932 | 58.3587
727 | 3.1375 | 9.1054 | 2 | 2.4031 | 6.1542 | 0.63023 | 0.0093902 | 0.0070775 | 2.4555 | 295.3153 | 26.1044 | 27.5546 | 0.79619 | 17.3952 | 19.1354 | 2.1174 | 0.20095 | 0.02 | 3.8148 | 18.3704 | 0.70085 | 1.3293 | 10.9224 | 9.331 | 1.6804 | 3.0189 | 16.3013 | 13.8934 | 13.5418 | 10.8731 | 50.1234 | 58.1247 | 35.6234 | 47.8665
728 |  |  |  | 2.2218 | 5.6995 |  |  | 0.0070614 | 2.4692 | 295.5589 | 26.1062 | 27.5092 | 0.81587 | 17.4294 | 19.1904 | 2.72 | [6 empty] | 10.9487 | 9.152 | 1.7335 | 3.1086 | 16.3587 | 13.8109 | 13.5288 | 10.8861 | 49.4354 | 58.3828 | 35.6095 | 48.4403
729 |  |  |  | 2.597 | 6.4559
730 | 3.5068 | 10.3416 | 2.1636 | 2.2298 | 6.4164 | -1.8041 | 0.025149 | 0.0068084 | 1.6322 | 295.9584 | 34.9103 | 29.6388 | 0.96177 | 15.2137 | 16.4953 | 3.2924 | 0.20928 | 0.043892 | 2.2154 | 15.521 | 1.5157 | 3.8587 | 8.7011 | 7.9996 | 1.872 | 3.5172 | 14.543 | 10.3811 | 10.124 | 6.5109 | 48.4703 | 62.4895 | 44.5659 | 68.99
731
732 | 2.6838 | 6.7025 | 2 | 2.0534 | 5.5295 | -10.635 | 0 | 0.0073142 | 1.3343 | 294.6226 | 28.9304 | 25.7717 | 0.71752 | 16.6146 | 17.8911 | 2.5004 | 0.50435 | 0.032 | 1 | 5 | 0.136 | 0.6 | 8.1134 | 7.9702 | 1.6366 | 2.864 | 15.9427 | 13.3343 | 11.3449 | 9.2589 | 45.4305 | 50.1807 | 39.1349 | 53.2619
733 | 1.6715 | 5.4473 | 2 | 4.0294 | 10.0735 | -0.96456 | 0.018072 | 0.0062605 | 1.7611 | 297.6144 | 44.518 | 37.7424 | 1.3175 | 13.1986 | 14.5064 | 0.3533 | 0.069612 | 0.026547 | 1.6056 | 13.7535 | 3.6285 | 4.0269 | 7.9801 | 6.4458 | 2.3917 | 3.9711 | 12.2654 | 7.5694 | 9.1346 | 5.0582 | 58.9598 | 82.5992 | 55.2971 | 83.2267
734
735
736
737 | 1.9338 | 7.5853 | 2 | 2.3555 | 5.8027 | 0.46152 | 0.019667 | 0.0074315 | 1.566 | 293.2499 | 31.6272 | 26.8427 | 0.67699 | 15.4258 | 16.8157 | 39.6484 | 0.71297 | 0.013667 | 13.3793 | 21.931 | 2.3137 | 2.8 | 7.4423 | 6.8365 | 1.592 | 2.8839 | 14.4094 | 12.068 | 10.4153 | 8.365 | 47.5665 | 47.194 | 42.9002 | 56.9467
738 |  |  |  | 1.8375 | 6.4183 |  |  | 0.0075687 | 0.90069 | 294.0196 | 29.8903 | 30.7629 | 0.67023 | 16.4013 | 17.1731 | 38.4181 | [6 empty] | 10.3322 | 9.7886 | 1.7798 | 2.4756 | 14.5509 | 14.1748 | 10.9886 | 10.3979 | 57.7541 | 56.1342 | 44.3591 | 46.9646
739 | 16.7865 | 39.0102 | 2 | 3.6454 | 8.4044 | 1.9359 | 0.069478 | 0.0068831 | 2.8388 | 290.9148 | 20.3181 | 23.9606 | 0.49605 | 18.5378 | 20.7063 | 3.2979 | 0.189 | 0.083791 | 3.1807 | 17.6145 | 1.9419 | 10.6269 | 13.831 | 12.0135 | 1.4118 | 2.0805 | 17.8485 | 14.7724 | 13.306 | 11.0199 | 48.8422 | 55.8419 | 31.9555 | 43.1002
740
741
742 |  |  |  | 2.6549 | 7.4251 |  |  | 0.0066395 | 2.011 | 297.9023 | 45.3534 | 32.6446 | 1.3855 | 12.9694 | 14.5399 | 2 | [6 empty] | 8.223 | 6.7023 | 2.6534 | 4.318 | 12.0092 | 6.3529 | 8.304 | 4.2988 | 51.072 | 90.5411 | 57.0803 | 89.7929
743
744
745 | 3.138 | 12.3919 | 2 | 3.4069 | 6.9729 | 3 | 0.015 | 0.0068269 | 1.6691 | 296.3595 | 39.5031 | 35.2467 | 1.0799 | 14.1052 | 15.4885 | 16.0473 | 0.20515 | 0 | 7.5 | 22 | 5.335 | 4.5 | 6.9957 | 6.6635 | 2.1486 | 3.7626 | 12.8464 | 9.4818 | 9.8749 | 6.4879 | 55.7882 | 69.4734 | 51.6033 | 71.9145
746
747
748 | 14.4152 | 28.1585 | 2 | 2.2479 | 6.0305 | 1.6349 | 0.05815 | 0.0068169 | 3.0699 | 291.729 | 20.1413 | 21.4554 | 0.54862 | 18.5967 | 21.0069 | 1.2131 | 0.073306 | 0.066273 | 2.633 | 17.0138 | 1.0603 | 7.2775 | 11.6576 | 9.6939 | 1.4643 | 2.3821 | 17.883 | 14.5187 | 14.1179 | 10.9792 | 41.9145 | 49.3068 | 30.1165 | 43.9937
749 | 3.5968 | 9.9142 | 2 | 2.7075 | 7.4089 | -0.11441 | 0.032137 | 0.0059463 | 3.3618 | 296.3395 | 46.1367 | 32.8176 | 1.3 | 12.4222 | 14.4238 | 0.81562 | 0.050477 | 0.056574 | 1.9044 | 15.3614 | 3.4302 | 4.455 | 9.0187 | 6.9375 | 2.2486 | 3.968 | 13.1607 | 6.0497 | 8.6883 | 4.059 | 51.67 | 93.1726 | 51.721 | 92.0198
750
751 | 5.0026 | 13.7337 | 2.3505 | 2.0355 | 6.1201 | -0.68056 | 0.087423 | 0.0064993 | 1.6904 | 295.5502 | 40.9988 | 35.5485 | 1.0226 | 13.8069 | 15.0608 | 11.5822 | 0.40912 | 0.064433 | 6.8125 | 19.95 | 1.9575 | 8.7938 | 10.1339 | 8.3902 | 2.0224 | 3.5604 | 13.0811 | 8.4753 | 8.8356 | 5.4513 | 56.5308 | 77.2203 | 50.8672 | 79.0571
752 |  |  |  | 1.3531 | 4.3513
753 | 1.8041 | 4.8935 | 2.6466 | 2.8479 | 8.1582 | -1.3654 | 0.0019549 | 0.0069577 | 0.94047 | 296.513 | 39.2448 | 36.8649 | 0.9937 | 14.124 | 14.8951 | 0.69409 | 0.61518 | 0.0090226 | 1.6977 | 12.4186 | 0.13504 | 0.33835 | 10.9304 | 10.2939 | 2.1091 | 3.2047 | 11.2519 | 10.9042 | 6.9348 | 6.7564 | 74.2971 | 70.3414 | 63.4543 | 65.9958
754
755
756 |  |  |  | 2.7517 | 8.8947
757
758
759 | 3.3876 | 10.3024 | 2.8762 | 2.2642 | 6.0623 | -0.022303 | 0.037369 | 0.0058127 | 2.6601 | 296.1829 | 46.6355 | 32.3788 | 1.2869 | 12.4488 | 14.2357 | 2.8355 | 0.08423 | 0.062839 | 2.1767 | 16.2191 | 3.7693 | 5.444 | 7.5533 | 5.761 | 2.2595 | 3.9571 | 13.0369 | 6.1542 | 8.7148 | 4.2055 | 48.0521 | 81.3597 | 51.928 | 90.8033
760 |  |  |  | 2.3301 | 8.2214
761 | 1.7931 | 6.2984 | 2 | 3.4988 | 9.3849 | -5.8682 | 0.011 | 0.0074873 | 1.5444 | 290.6504 | 21.0934 | 18.5981 | 0.43845 | 18.223 | 19.639 | 24.5143 | 0.27686 | 0.031 | 4.7778 | 14.4444 | 5.448 | 5 | 10.0208 | 8.4688 | 1.3337 | 1.9568 | 17.6092 | 16.1818 | 13.4934 | 12.4694 | 40.1874 | 35.1657 | 30.6314 | 36.7657
762
763
764
765
766
767 |  |  |  | 1.7275 | 5.155
768
769
770
771 | 9.1856 | 20.7736 | 2.8588 | 1.4249 | 4.4981 | -0.19508 | 0.138 | 0.0070269 | 2.9396 | 296.0053 | 25.537 | 26.0371 | 0.86502 | 17.5445 | 19.4587 | 7.2127 | 0.38917 | 0.077465 | 8.2667 | 21.4267 | 6.1642 | 15.4471 | 10.9019 | 8.8297 | 1.9955 | 3.2536 | 16.1875 | 13.4956 | 13.0111 | 10.5456 | 47.6305 | 55.9726 | 37.0102 | 49.2818
772
773
774 | 4.881 | 14.2503 | 2.2619 | 2.4507 | 6.0458 | 2.9774 | 0.10667 | 0.0071792 | 1.8104 | 292.8245 | 32.1027 | 29.7915 | 0.69027 | 15.48 | 16.9481 | 19.6881 | 0.59984 | 0.033333 | 15.9024 | 22 | 5.1933 | 8.2619 | 8.0065 | 7.3941 | 1.5649 | 3.0037 | 14.8426 | 11.2931 | 10.1106 | 7.4191 | 50.0895 | 55.6634 | 44.3552 | 62.1867
775
776
777
778 | 8.8158 | 17.5954 | 2 | 3.5551 | 9.656 | -5.1583 | 0.0033333 | 0.0075002 | 1.4715 | 290.5311 | 20.7506 | 18.4123 | 0.42706 | 18.3402 | 19.716 | 31.4451 | 0 | 0 |  |  | 0.47667 | 0.66667 | 9.9784 | 8.428 | 1.3091 | 1.9002 | 17.7183 | 16.3871 | 13.6241 | 12.7827 | 39.8011 | 34.5462 | 30.1747 | 35.5951
779
780
781
782 | 1.2748 | 4.0665 | 2 | 2.4736 | 7.3688 | -0.083498 | 0.0098635 | 0.0073258 | 1.011 | 294.7071 | 31.9425 | 30.6215 | 0.74847 | 15.7724 | 16.6314 | 2.6491 | 0.17093 | 0.021706 | 2.0872 | 15.9897 | 0.82645 | 2.2389 | 10.5371 | 10.0005 | 1.857 | 2.7641 | 13.6352 | 12.5909 | 9.4058 | 8.8683 | 60.1048 | 59.1969 | 49.7227 | 55.2897
783 | 6.4137 | 13.4307 | 2.5942 | 2.0774 | 5.3427 | -0.72406 | 0.034348 | 0.0068142 | 2.8093 | 295.7969 | 35.2719 | 30.3911 | 0.99275 | 14.93 | 16.7384 | 5.7453 | 0.18112 | 0.052319 | 2.3556 | 18.0667 | 0.94667 | 5.3043 | 9.5764 | 7.4265 | 2.0062 | 3.6406 | 14.7142 | 9.3989 | 9.5837 | 6.0887 | 49.1617 | 71.6464 | 44.6027 | 73.6177
784 | 3.3309 | 8.7883 | 2 | 2.3113 | 6.3632 | 1.7028 | 0.052538 | 0.005711 | 2.906 | 296.0523 | 49.3209 | 33.9565 | 1.3294 | 11.8102 | 13.6074 | 6.4399 | 0.074396 | 0.051077 | 2.0753 | 16.5591 | 2.9584 | 4.9154 | 8.4255 | 6.3873 | 2.3209 | 4.1285 | 12.4222 | 5.5396 | 8.2664 | 3.8089 | 54.0298 | 90.7053 | 55.552 | 94.8015
785 |  |  |  | 2.9741 | 7.3513
786 | 4.4212 | 11.8346 | 2 | 2.3131 | 6.7356 | 0.15403 | 0.048813 | 0.0057954 | 3.6295 | 295.678 | 46.2424 | 33.0717 | 1.2664 | 12.3079 | 14.3492 | 0.8331 | 0.032156 | 0.060396 | 2.0318 | 16.4348 | 3.136 | 4.5568 | 8.9083 | 7.0405 | 2.1985 | 3.8415 | 13.026 | 6.0305 | 8.4587 | 4.1097 | 53.9811 | 94.0882 | 52.1972 | 91.763
787 | 1.4505 | 5.4124 | 2 | 2.2297 | 7.3774 | -0.40523 | 0.0093363 | 0.0074883 | 0.95037 | 293.9374 | 30.2357 | 30.7918 | 0.66864 | 16.3141 | 17.1278 | 4.6205 | 0.25012 | 0.020597 | 2.5623 | 16.2458 | 2.4565 | 3.3606 | 10.5087 | 9.949 | 1.7954 | 2.4961 | 14.338 | 13.6771 | 10.4441 | 9.8531 | 58.5767 | 57.1509 | 45.8419 | 49.682
788 | 11.7728 | 22.8708 | 3 | 2.3748 | 6.7628 | -5.8267 | 0.059502 | 0.0047692 | 4.8705 | 291.8881 | 47.9641 | 35.0254 | 1.1081 | 11.4532 | 13.9612 | 0.90478 | 0.078642 | 0.056805 | 2.7222 | 14.4583 | 0.5722 | 3.5685 | 12.9121 | 9.4109 | 1.9286 | 3.3647 | 12.4017 | 5.6775 | 7.1087 | 4.1426 | 62.1355 | 94.563 | 55.9569 | 93.0363
789 |  |  |  | 2.9778 | 7.156 |  |  | 0.0067142 | 1.5015 | 296.2934 | 37.9286 | 32.7437 | 1.0738 | 14.5016 | 15.8598 | 32.8244 | [6 empty] | 7.6636 | 6.6652 | 2.1091 | 3.8022 | 13.8885 | 9.3239 | 10.0291 | 6.0336 | 48.941 | 68.8185 | 47.0011 | 74.2737
790
791 | 4.7236 | 11.9196 | 3 | 3.3155 | 7.0698 | -2.5863 | 0.054722 | 0.0065063 | 1.7798 | 295.2335 | 37.8851 | 34.4731 | 1.0115 | 14.3676 | 15.823 | 13.9835 | 0.2069 | 0.035278 | 3.68 | 20.88 | 2.9861 | 8.1944 | 7.8359 | 7.3542 | 2.0119 | 3.6581 | 14.1115 | 9.2408 | 9.7652 | 6.0548 | 50.3419 | 73.6838 | 46.4792 | 74.6148
792 | 2.9488 | 9.9395 | 2 | 2.3197 | 5.5195 | 0.27649 | 0.030881 | 0.005403 | 2.1779 | 295.3204 | 49.7693 | 38.3694 | 1.2655 | 11.7401 | 13.2779 | 0.51785 | 0.063913 | 0.065648 | 2.1667 | 14.3556 | 0.12653 | 0.51813 | 9.331 | 7.2656 | 2.0617 | 3.6463 | 11.6707 | 6.2654 | 7.8207 | 4.3989 | 56.7214 | 89.8129 | 58.9467 | 89.9617
793 |  |  |  | 2.3046 | 6.1082 |  |  | 0.00615 | 2.3501 | 296.5402 | 47.2647 | 33.2116 | 1.3105 | 12.3676 | 13.9993 | 24.9008 | [6 empty] | 8.5518 | 6.4969 | 2.3771 | 4.2054 | 12.4 | 6.0517 | 8.392 | 4.0793 | 53.2538 | 86.6965 | 55.7267 | 91.6604
794 |  |  |  | 1.8841 | 5.0887
795
796 | 5.2716 | 12.1598 | 2.0175 | 2.385 | 6.1867 | 0.60785 | 0.061018 | 0.0067404 | 2.8024 | 295.9751 | 34.4171 | 30.3537 | 1.0063 | 15.19 | 16.9637 | 1.3899 | 0.14719 | 0.052877 | 3.016 | 16.8085 | 3.9244 | 8.7825 | 9.3511 | 7.5075 | 1.9808 | 3.5963 | 14.9175 | 9.9592 | 10.3222 | 6.787 | 49.6405 | 67.595 | 42.9424 | 69.0122
797
798
799
800
801 | 4.5556 | 11.9658 | 2.9258 | 2.4434 | 6.4637 | 0.13671 | 0.030427 | 0.0066634 | 2.8797 | 295.7781 | 38.5161 | 37.0855 | 1.0867 | 14.1715 | 16.1407 | 0.84679 | 0.19356 | 0.043765 | 1.8643 | 14.8009 | 1.4071 | 2.7101 | 11.6949 | 10.0674 | 2.3083 | 3.8783 | 13.7619 | 8.244 | 7.9946 | 4.7109 | 65.3264 | 95.1463 | 50.4058 | 80.1834
802
803
804
805
806 | 4.6235 | 11.7913 | 2 | 3.0414 | 9.6853 | 1.7166 | 0.10558 | 0.0070369 | 1.3611 | 293.3628 | 30.3441 | 27.9354 | 0.68664 | 16.2831 | 17.3127 | 4.496 | 0.44876 | 0.017255 | 9 | 21.6383 | 12.2138 | 14.5 | 8.2271 | 7.9159 | 1.5089 | 2.3282 | 16.3271 | 12.7641 | 12.9063 | 9.6034 | 43.0403 | 49.4916 | 36.5925 | 51.1022
807 |  |  |  | 2.8737 | 6.5405
808
809
810 | 1.6819 | 5.5666 | 2.3009 | 2.9911 | 7.4797 | -4.1504 | 0.012301 | 0.0066096 | 1.7368 | 295.5519 | 41.7567 | 33.8306 | 1.0775 | 13.4937 | 14.9425 | 3.2791 | 0.11222 | 0.027699 | 2.2031 | 14.6129 | 1.9022 | 3.9027 | 6.7603 | 5.8262 | 2.1655 | 3.7297 | 13.3356 | 8.3349 | 8.9418 | 5.1395 | 46.7637 | 74.0578 | 51.2932 | 80.1615
811
812
813 | 1.1595 | 4.6558 | 2 | 2.136 | 6.7518 | -0.3796 | 0.01 | 0.0062901 | 1.2836 | 297.5831 | 38.4685 | 32.9208 | 1.1939 | 14.5532 | 15.4932 | 4.1142 | 0.12264 | 0.020446 | 1.9293 | 14.5657 | 1.2033 | 3.1783 | 8.0236 | 8.3956 | 1.9439 | 3.6028 | 13.693 | 10.2061 | 10.4569 | 7.343 | 46.3459 | 62.9093 | 48.0324 | 65.9846
814 | 7.8223 | 18.5634 | 3 | 2.7443 | 6.232 | 3.2519 | 0.13987 | 0.006884 | 2.0296 | 292.7407 | 33.5738 | 31.0659 | 0.74703 | 15.0864 | 16.6224 | 7.9558 | 0.34663 | 0.057722 | 12.5333 | 22.0533 | 4.7638 | 11.2532 | 8.1242 | 7.4828 | 1.5959 | 3.1336 | 14.6898 | 10.5288 | 9.9006 | 6.927 | 51.2391 | 60.7101 | 45.4054 | 66.3666
815
816 | 4.7605 | 12.9118 | 2.4154 | 3.3557 | 6.9285 | -1.6676 | 0.061 | 0.0068496 | 1.7954 | 295.9764 | 36.1122 | 32.892 | 1.0158 | 14.8705 | 16.3041 | 11.2212 | 0.27587 | 0.038308 | 4.6275 | 18.9902 | 3.5697 | 9.2692 | 7.3412 | 6.9311 | 2.1097 | 3.7139 | 14.0026 | 10.0337 | 10.3771 | 6.6591 | 51.5155 | 66.7342 | 46.6422 | 69.3649
817 | 8.3227 | 18.9845 | 2 | 1.9916 | 5.6427 | 1.4284 | 0.10318 | 0.0054587 | 3.9677 | 293.8952 | 46.0567 | 32.7695 | 1.1525 | 12.2704 | 14.4187 | 10.1636 | 0.1973 | 0.035727 | 5.0612 | 20.7653 | 0.12909 | 0.51818 | 8.8498 | 7.0151 | 2.0504 | 3.5321 | 13.0547 | 5.9767 | 8.0955 | 4.0667 | 55.4843 | 93.0216 | 52.5796 | 92.0006
818
819 | 1.4763 | 4.9167 | 2.5288 | 3.1499 | 8.5725 | -3.4697 | 0.0053414 | 0.0066243 | 1.0642 | 298.6631 | 47.3795 | 38.984 | 1.3231 | 12.5944 | 13.377 | 0.60914 | 0.14817 | 0.020495 | 1.59 | 10.5546 | 0.32462 | 1.2369 | 10.7705 | 9.3189 | 2.3248 | 3.8718 | 10.5155 | 9.0339 | 6.2899 | 5.7615 | 70.2104 | 73.8186 | 66.6812 | 75.4604
820
821 | 3.0197 | 8.9599 | 2.6918 | 2.1913 | 5.9807 | -0.0045922 | 0.025402 | 0.0057922 | 2.6082 | 296.1854 | 46.8145 | 32.6502 | 1.287 | 12.4248 | 14.1901 | 3.8236 | 0.054614 | 0.04716 | 1.9902 | 14.8221 | 2.4285 | 3.6019 | 7.6696 | 5.9364 | 2.2353 | 3.9526 | 13.0398 | 6.1289 | 8.6978 | 4.1902 | 49.2075 | 83.3159 | 52.2346 | 90.9846
822 | 2.3672 | 7.474 | 2 | 2.5195 | 7.3823 | 0.056856 | 0.0078182 | 0.0074944 | 1.0177 | 293.0756 | 27.3293 | 25.2645 | 0.61922 | 16.8441 | 17.7353 | 28.0168 | 0.59776 | 0.016 | 3.3478 | 20.8913 | 0.84764 | 2.1636 | 8.1557 | 8.654 | 1.6216 | 2.2584 | 16.1997 | 15.394 | 12.532 | 11.3572 | 44.9413 | 45.1701 | 36.9902 | 41.2959
823 |  |  |  | 2.345 | 5.4076 |  |  | 0.0075037 | 1.2658 | 292.1407 | 22.8274 | 22.6466 | 0.5105 | 17.9205 | 19.1821 | 31.04 | [6 empty] | 10.3552 | 9.3323 | 1.373 | 2.1513 | 16.844 | 15.7678 | 14.2297 | 13.5797 | 40.8749 | 42.1808 | 30.525 | 36.4539
824
825
826 | 14.4748 | 28.1088 | 2 | 2.3146 | 6.0918 | 2.1229 | 0.068471 | 0.0068559 | 3.0195 | 291.1956 | 19.3511 | 21.0301 | 0.50465 | 18.7778 | 21.1531 | 0.90472 | 0.066116 | 0.061534 | 1.9365 | 16.2857 | 0.98159 | 7.4809 | 11.9277 | 9.9287 | 1.3956 | 2.2194 | 18.1897 | 14.7152 | 14.4126 | 11.2513 | 41.5056 | 48.5018 | 28.9852 | 43.1001
827
828
829
830
831
832 | 15.7045 | 31.9969 | 3 | 2.5709 | 6.3222 | -0.37336 | 0.13874 | 0.0055601 | 3.3777 | 292.076 | 44.669 | 32.957 | 1.0115 | 12.5275 | 14.4721 | 5.3853 | 0.17747 | 0.10825 | 5.803 | 21.6832 | 0 | 0.013953 | 14.3925 | 10.333 | 1.8919 | 2.9996 | 12.3232 | 6.3958 | 7.3381 | 4.2959 | 51.1962 | 75.3729 | 55.3564 | 88.8616
833
834 | 0.82165 | 2.7576 | 2 | 2.4454 | 6.7455 | -1.9211 | 0.0076955 | 0.0057514 | 1.0572 | 298.1783 | 44.0447 | 37.3685 | 1.3259 | 13.5519 | 14.3306 | 0.83353 | 0.1512 | 0.0054321 | 1.78 | 14.92 | 0.84494 | 2.8601 | 8.6725 | 8.2984 | 2.2389 | 3.9092 | 12.0303 | 8.8776 | 8.5212 | 5.6027 | 60.9641 | 82.0109 | 57.3151 | 77.299
835
836 | 1.752 | 5.9544 | 2.2222 | 2.302 | 6.0557 | -0.78574 | 0.048889 | 0.0059495 | 2.5295 | 296.8892 | 46.9015 | 32.9863 | 1.3437 | 12.382 | 14.1112 | 18.4472 | 0.56602 | 0.015556 | 5 | 22.1429 | 1.0778 | 2.2222 | 7.3275 | 5.6571 | 2.417 | 4.1437 | 12.852 | 6.3369 | 8.5994 | 4.2585 | 48.3349 | 81.0843 | 53.6325 | 90.1898
837 | 3.4786 | 8.9043 | 2 | 2.1801 | 6.2568 | -0.072144 | 0.053495 | 0.0056398 | 2.9291 | 295.9901 | 48.3518 | 33.3971 | 1.3025 | 12.02 | 13.836 | 1.7383 | 0.067285 | 0.051952 | 2.045 | 15.7857 | 4.6871 | 6.4962 | 8.634 | 6.4402 | 2.272 | 3.9835 | 12.4512 | 5.7026 | 8.3691 | 3.9245 | 53.1044 | 90.2574 | 55.2118 | 93.7258
838
839 | 2.8862 | 9.25 | 2 | 1.4053 | 4.4659 | -1.8588 | 0.018571 | 0.0069026 | 2.7225 | 295.1955 | 33.6841 | 30.8833 | 0.90957 | 15.3276 | 17.1713 | 13.8993 | 0.40218 | 0.011429 | 4.7143 | 20.1429 | 0.50286 | 2 | 10.4158 | 8.2253 | 1.8931 | 3.5068 | 15.2381 | 9.8105 | 9.8626 | 6.237 | 54.5593 | 74.5548 | 43.7947 | 71.9851
840
841 | 6.0917 | 18.6012 | 2 | 2.4711 | 8.068 | -0.52513 | 0.030083 | 0.0045739 | 3.7476 | 290.2098 | 49.9392 | 32.6512 | 1.0196 | 10.8886 | 13.1906 | 1.0236 | 0.026297 | 0.042819 | 3.0789 | 13.5 | 0 | 2.595 | 10.8365 | 8.1533 | 1.7229 | 2.7839 | 10.9066 | 5.6063 | 6.5631 | 4.1108 | 58.8282 | 78.9275 | 62.0858 | 92.4921
842 | 1.3766 | 4.7707 | 3 | 1.9492 | 5.9142 | 5.8442 | 0.05 | 0.0069168 | 2.6782 | 295.9402 | 35.8392 | 30.9486 | 0.9978 | 14.8358 | 16.5577 | 3.4119 | 0.094026 | 0.026667 | 2.6667 | 16.3333 | 1.2267 | 2.6667 | 7.9174 | 6.4686 | 1.8956 | 3.5618 | 14.3142 | 9.7906 | 10.1974 | 6.4361 | 50.138 | 64.3237 | 45.4643 | 70.6778
843
844
845
846
847
848
849
850 | 3.5581 | 13.4145 | 2 | 2.262 | 5.9952 | -0.42897 | 0.0046348 | 0.0063332 | 1.4099 | 297.7736 | 45.4059 | 35.5727 | 1.3574 | 13.0911 | 14.352 | 2.0679 | 0.095345 | 0.038498 | 3.6497 | 17.2273 | 0.61375 | 1.0378 | 10.6739 | 8.1998 | 2.5007 | 4.0442 | 12.6968 | 7.1731 | 9.084 | 4.9713 | 53.6919 | 81.6628 | 54.6933 | 84.027
851 |  |  |  | 2.0907 | 5.6579
852
853 | 0.51554 | 1.989 | 2 | 2.2483 | 5.8238 | 1.1866 | 0.0028125 | 0.0060807 | 1.689 | 297.5802 | 46.9453 | 37.6084 | 1.3748 | 12.6335 | 13.9778 | 1.4531 | 0.12007 | 0.0089062 | 1.8611 | 14.8889 | 0.53828 | 0.92188 | 10.1146 | 7.7888 | 2.4643 | 4.0534 | 12.241 | 6.8665 | 8.78 | 4.7779 | 56.7231 | 88.4735 | 55.3381 | 86.1146
854 | 2.5044 | 7.8801 | 2 | 3.3032 | 7.2469 | -1.8771 | 0.045208 | 0.0069075 | 1.4067 | 296.6516 | 38.2597 | 34.2985 | 1.0713 | 14.6477 | 15.9211 | 22.4577 | 0.45423 | 0.017083 | 9.4 | 21.25 | 2.9927 | 4.6458 | 6.4775 | 6.268 | 2.2562 | 3.8297 | 12.9846 | 9.893 | 10.2894 | 6.8845 | 54.8133 | 69.3219 | 51.1764 | 70.3314
855
856 | 3.6969 | 12.2802 | 2 | 2.1207 | 6.071 | 0.19615 | 0.019889 | 0.0045261 | 1.5456 | 293.5146 | 40.859 | 31.7241 | 1.1097 | 13.8807 | 15.5378 | 0.85486 | 0.13696 | 0.016833 | 2.9492 | 16.7179 | 0.63683 | 1.4056 | 7.6676 | 6.9014 | 2.0551 | 3.4549 | 12.9234 | 7.4245 | 8.3646 | 5.5952 | 50.9702 | 75.8086 | 54.5639 | 82.637
857 | 8.1103 | 16.1153 | 3 | 1.5585 | 4.7526 | 0.78147 | 0.047432 | 0.0069316 | 2.5859 | 295.2058 | 31.8254 | 29.034 | 0.89136 | 15.6783 | 17.4971 | 6.4173 | 0.14178 | 0.051486 | 3.5385 | 19.4957 | 1.4853 | 5.3108 | 10.8478 | 8.6287 | 1.8811 | 3.4569 | 15.4577 | 10.3509 | 10.7639 | 6.8971 | 48.9761 | 73.8043 | 41.2397 | 68.3153
858
859
860
861 | 1.5976 | 5.5083 | 2 | 2.4029 | 6.0095 | -0.89632 | 0.0075322 | 0.0063808 | 2.0418 | 296.9379 | 44.4905 | 33.4185 | 1.2982 | 13.0234 | 14.5769 | 0.53248 | 0.065169 | 0.029418 | 1.3846 | 13.6241 | 0.61326 | 1.6026 | 12.4522 | 9.2191 | 2.266 | 3.9402 | 12.9808 | 7.0372 | 9.623 | 4.785 | 46.3794 | 79.251 | 50.9907 | 85.7442
862
863
864 | 1.4695 | 4.9217 | 2 | 3.0195 | 9.0352 | 0.25386 | 0.0071477 | 0.0059526 | 1.8983 | 298.4067 | 49.5501 | 37.4954 | 1.6019 | 11.9257 | 13.6649 | 1.426 | 0.14805 | 0.0073156 | 1.7964 | 14.9909 | 0.54185 | 2.248 | 12.4106 | 9.0485 | 3.0427 | 4.8664 | 10.6552 | 5.9183 | 6.9764 | 4.554 | 71.8764 | 89.7879 | 63.8533 | 90.5311
865 | 3.1693 | 8.7574 | 2 | 2.318 | 5.9847 | -1.9943 | 0.033775 | 0.0068233 | 1.7371 | 295.8624 | 35.233 | 30.2101 | 0.9556 | 15.1201 | 16.4501 | 5.814 | 0.16093 | 0.055516 | 2.0308 | 16.8769 | 1.6476 | 4.5637 | 9.2574 | 8.2849 | 1.8341 | 3.4876 | 14.616 | 10.1052 | 9.9748 | 6.3845 | 49.6617 | 64.9297 | 44.1978 | 70.4117
866
867
868 | 2.8572 | 8.8049 | 2 | 2.2767 | 5.5305 | -1.493 | 0.025139 | 0.0070834 | 1.7963 | 292.9782 | 31.5632 | 30.1444 | 0.70662 | 15.6751 | 17.1459 | 30.5917 | 0.67557 | 0.021389 | 7.931 | 19.4655 | 3.2122 | 3.1528 | 8.3401 | 7.5961 | 1.5825 | 3.1536 | 15.0946 | 11.3315 | 10.0803 | 7.2172 | 50.9507 | 58.4957 | 44.2506 | 63.06
869 | 15.8821 | 31.5695 | 3 | 2.4882 | 6.9247 | 1.3408 | 0.12077 | 0.0049642 | 3.9013 | 290.7743 | 45.9139 | 35.55 | 0.95313 | 12.0153 | 14.1688 | 2.7322 | 0.12853 | 0.079155 | 4.5827 | 21.2441 | 1.1884 | 17.1901 | 15.8674 | 12.0234 | 1.7241 | 2.6756 | 11.5841 | 6.3457 | 6.4679 | 4.4472 | 62.584 | 89.2228 | 59.9481 | 88.1098
870
871
872
873 | 1.0946 | 4.0539 | 2 | 2.0521 | 6.0036 | -0.1999 | 0.0030769 | 0.0069292 | 2.3625 | 296.6051 | 32.8134 | 30.726 | 1.0162 | 15.7501 | 17.3806 | 1.9434 | 0.041869 | 0.019615 | 1.8571 | 17.8571 | 0 | 0 | 8.9382 | 7.5747 | 1.9378 | 3.5997 | 14.6447 | 11.6452 | 11.73 | 8.2398 | 51.6352 | 61.5818 | 43.2782 | 60.3589
874 |  |  |  | 2.3609 | 7.5378 |  |  | 0.006906 | 1.3962 | 296.8085 | 38.3481 | 33.7486 | 1.0391 | 14.3153 | 15.3181 | 18.23 | [6 empty] | 8.3865 | 8.7383 | 1.9137 | 3.4548 | 13.6116 | 11.1181 | 10.2312 | 8.1561 | 54.9078 | 61.9807 | 49.4479 | 60.626
875 | 1.8459 | 7.4145 | 2 | 2.396 | 7.1651 | -0.17882 | 0.011304 | 0.0062742 | 1.0704 | 297.7071 | 39.7007 | 33.6465 | 1.2079 | 14.3674 | 15.2007 | 12.4453 | 0.31775 | 0.027391 | 3.025 | 19.45 | 1.5224 | 3.7609 | 8.3346 | 8.0036 | 2.0039 | 3.6494 | 13.377 | 9.866 | 10.0809 | 6.7306 | 49.5429 | 68.2343 | 49.9861 | 68.9546
876 | 3.7232 | 9.7178 | 2.517 | 1.8913 | 4.6911 | -2.6986 | 0.035349 | 0.0053786 | 2.2595 | 295.5566 | 52.0972 | 34.3267 | 1.3092 | 11.214 | 12.6745 | 0.74561 | 0.074074 | 0.065848 | 1.9101 | 16.5899 | 3.4302 | 3.509 | 8.8803 | 7.5754 | 2.1689 | 3.6179 | 11.1518 | 6.1824 | 7.2157 | 4.1707 | 47.3199 | 71.3512 | 62.7696 | 90.9715
877
878
879
880 |  |  |  | 2.4895 | 7.5677
881 |  |  |  | 1.7257 | 4.8575
882 | 2.2543 | 6.6611 | 2 | 2.1429 | 5.6277 | -1.1336 | 0.0092453 | 0.0070622 | 2.4433 | 295.4803 | 26.2689 | 27.639 | 0.81139 | 17.3792 | 19.1244 | 5.6719 | 0.32575 | 0.0089623 | 2.5 | 16.3939 | 1.0615 | 1.9623 | 10.9181 | 9.1991 | 1.7192 | 3.0874 | 16.3111 | 13.7842 | 13.4782 | 10.7592 | 49.8016 | 58.562 | 35.7698 | 48.5762
883 | 2.4833 | 7.0278 | 2 | 1.9736 | 5.3851 | -0.53467 | 0.022545 | 0.0061955 | 2.057 | 297.0895 | 44.3152 | 34.1481 | 1.3028 | 13.2046 | 14.7105 | 0.75372 | 0.069747 | 0.038213 | 2.0992 | 16.9889 | 2.783 | 3.2094 | 11.2909 | 8.3432 | 2.2553 | 4.0253 | 12.9448 | 6.9125 | 9.1403 | 4.7184 | 49.8248 | 83.0625 | 52.5742 | 86.6083
884
885
886
887
888 | 1.0433 | 2.7629 | 2 | 2.9068 | 9.5405 | -0.17239 | 0.0021491 | 0.0063276 | 1.5156 | 298.0975 | 49.1985 | 38.9829 | 1.5218 | 12.2409 | 13.6393 | 1.7271 | 0.045184 | 0.0029825 | 1.8085 | 13.6915 | 1.123 | 0.6886 | 13.0976 | 9.6769 | 2.9679 | 4.7484 | 10.8228 | 6.0679 | 7.2316 | 4.5182 | 75.4362 | 102.1513 | 63.235 | 91.1499
889
890 | 1.4629 | 4.2663 | 2 | 2.5005 | 8.7272 | 0.46279 | 0.0022626 | 0.0058928 | 2.1992 | 298.1164 | 48.4661 | 34.7053 | 1.5756 | 12.0555 | 14.0478 | 2.7858 | 0.13886 | 0.0012291 | 2.3875 | 16.1737 | 0.70514 | 2.2737 | 10.9671 | 7.8786 | 2.9066 | 4.8567 | 11.1214 | 5.8391 | 7.2698 | 4.5045 | 64.7666 | 82.3535 | 61.8126 | 91.4839
891 | 0.6422 | 1.9686 | 2 | 2.7532 | 8.3339 | -0.11019 | 0.0087692 | 0.0064369 | 1.6114 | 298.4243 | 45.5126 | 37.3618 | 1.3854 | 13.0883 | 14.3117 | 0.45619 | 0.0031053 | 0.026385 | 1.3607 | 15.4098 | 0.088 | 0.76154 | 8.0064 | 6.3215 | 2.5927 | 4.1343 | 11.4868 | 7.4938 | 8.5116 | 4.9652 | 57.4826 | 81.6821 | 58.8337 | 83.9884
892 | 4.0076 | 10.2359 | 2 | 1.7195 | 4.0212 | -3.2683 | 0.022892 | 0.004458 | 2.1099 | 293.3374 | 61.5412 | 38.8488 | 1.2913 | 9.4313 | 10.7808 | 0.78933 | 0.01885 | 0.13723 | 1.6364 | 12.5455 | 0.62711 | 2.7952 | 5.7458 | 5.0172 | 2.223 | 3.289 | 8.2369 | 4.8921 | 4.8841 | 3.0625 | 57.5266 | 79.3613 | 80.4589 | 99.4199
893 | 9.5972 | 21.1708 | 2 | 2.0633 | 4.6091 | -0.40504 | 0.065301 | 0.0041755 | 2.3941 | 290.523 | 57.419 | 37.6132 | 1.0612 | 9.8926 | 11.4127 | 1.2122 | 0.050781 | 0.24071 | 3.7586 | 15.9425 | 0.5259 | 3.3934 | 5.5749 | 5.4799 | 1.7755 | 2.9349 | 8.4654 | 5.4689 | 4.7033 | 3.3511 | 56.4442 | 80.6672 | 79.7851 | 96.0965
894 | 3.7056 | 9.1636 | 2 | 2.0618 | 5.3289 | 1.3273 | 0.045612 | 0.0061289 | 2.0111 | 296.7638 | 41.8098 | 33.5575 | 1.2257 | 13.7928 | 15.2515 | 4.8692 | 0.17752 | 0.083163 | 2.4478 | 19.6119 | 1.2434 | 4.6224 | 10.8313 | 8.051 | 2.0819 | 3.8603 | 13.6417 | 7.48 | 9.6533 | 4.9265 | 47.8668 | 82.3699 | 49.8205 | 83.4008
895
896
897
898 | 3.5047 | 10.6799 | 2 | 2.3984 | 5.932 | -0.47199 | 0.040536 | 0.0074165 | 1.5802 | 293.1139 | 31.5451 | 26.6761 | 0.6696 | 15.4111 | 16.8084 | 34.4048 | 0.59953 | 0.037143 | 13.6154 | 22 | 1.2066 | 2.8036 | 7.4533 | 6.8574 | 1.5692 | 2.8629 | 14.4584 | 12.0136 | 10.3753 | 8.2882 | 47.2778 | 47.1346 | 42.87 | 57.2275
899 | 3.4724 | 10.7164 | 2 | 2.405 | 7.1828 | -1.0644 | 0.025077 | 0.0064835 | 2.23 | 297.9044 | 46.0327 | 32.8748 | 1.3988 | 12.6524 | 14.3374 | 3.5035 | 0.20004 | 0.045 | 2.6889 | 18.0778 | 5.2629 | 8.3692 | 11.526 | 7.7751 | 2.6495 | 4.273 | 11.9324 | 6.2821 | 8.2588 | 4.371 | 52.3847 | 87.7111 | 57.0406 | 89.7627
900 |  |  |  | 2.1267 | 5.3124
901 |  |  |  | 2.4296 | 6.0971
902
903 | 6.0311 | 22.1087 | 2 | 2.7843 | 9.459 | 0.86583 | 0.0088462 | 0.0059152 | 1.8328 | 298.3419 | 48.8283 | 38.7794 | 1.5732 | 12.0101 | 13.793 | 0.37934 | 0.20254 | 0.018697 | 1.1875 | 13.8125 | 1.054 | 1.7308 | 14.9824 | 10.9931 | 2.9839 | 4.7469 | 10.8923 | 6.0018 | 7.1196 | 4.5148 | 79.149 | 95.0614 | 62.706 | 90.1167
904
905
906
907
908
909
910
911
912 | 0.64464 | 2.3168 | 2 | 1.9148 | 5.9911 | 0.13077 | 0.012342 | 0.0064835 | 1.3845 | 297.8274 | 43.4366 | 31.6111 | 1.3125 | 13.4833 | 14.7526 | 0.6696 | 0.077702 | 0.015585 | 1.8213 | 14.6853 | 1.2041 | 1.2572 | 10.8725 | 7.7428 | 2.4268 | 3.8838 | 12.7212 | 7.6801 | 9.6414 | 5.3762 | 48.9643 | 67.0788 | 53.7107 | 79.7358
913
914
915 | 7.3065 | 15.1889 | 2.9283 | 2.7279 | 7.4618 | -1.9927 | 0.036679 | 0.0061662 | 3.1511 | 294.9241 | 44.3592 | 35.4279 | 1.2037 | 13.0353 | 15.0447 | 0.84551 | 0.087961 | 0.088894 | 3.7209 | 16.7385 | 1.6883 | 5.4434 | 10.4165 | 7.7044 | 2.3016 | 4.0239 | 13.2322 | 5.9832 | 7.0065 | 3.9174 | 56.7631 | 90.6193 | 53.6634 | 92.6362
916 |  |  |  | 2.1208 | 5.3409 |  |  | 0.0072315 | 1.4792 | 293.4685 | 33.0757 | 32.5229 | 0.71757 | 15.4491 | 16.8261 | 66.4269 | [6 empty] | 8.7402 | 7.8761 | 1.6224 | 3.0976 | 14.7081 | 11.3269 | 10.2494 | 7.2189 | 54.7567 | 61.8328 | 45.2808 | 63.6945
917
918 |  |  |  | 3.277 | 7.9
919 |  |  |  | 2.1765 | 8.2646 |  |  | 0.0057839 | 2.2395 | 298.1742 | 48.5517 | 37.1649 | 1.5737 | 12.1478 | 14.1241 | 1.7621 | [6 empty] | 12.3912 | 9.1019 | 2.9095 | 4.8861 | 11.0553 | 5.7852 | 7.3134 | 4.4951 | 72.1734 | 91.5712 | 62.5025 | 92.7755
920
921
922
923 | 9.6695 | 23.2605 | 3 | 1.3876 | 3.6614 | -2.2672 | 0.16119 | 0.0071402 | 3.0352 | 297.3212 | 29.719 | 28.4045 | 0.98165 | 16.6102 | 18.364 | 7.5551 | 0.19542 | 0.037313 | 8.4746 | 20.4068 | 2.2285 | 20.5373 | 9.2374 | 8.1277 | 1.9425 | 3.6026 | 15.9998 | 12.2426 | 11.3629 | 7.8935 | 49.5204 | 59.974 | 39.8466 | 60.2832
924 | 9.7973 | 21.7542 | 2.7363 | 1.6195 | 4.4587 | 0.39081 | 0.062712 | 0.006381 | 2.8581 | 295.1886 | 42.9498 | 31.9448 | 1.1597 | 13.022 | 14.8545 | 0.67614 | 0.049321 | 0.10637 | 1.9111 | 15.7508 | 4.3183 | 6.3162 | 14.0848 | 9.7891 | 2.0359 | 3.5585 | 13.1731 | 6.9462 | 8.6176 | 4.8438 | 45.8989 | 73.5669 | 49.8499 | 85.6822
925
926 | 2.6943 | 7.5712 | 2 | 1.9276 | 5.333 | 0.10834 | 0.028281 | 0.0060963 | 1.9662 | 296.9124 | 41.6072 | 33.7068 | 1.2339 | 13.8434 | 15.2843 | 3.6947 | 0.084723 | 0.061786 | 2.1293 | 17.483 | 1.3524 | 4.654 | 10.7123 | 7.9951 | 2.1018 | 3.8761 | 13.7304 | 7.6491 | 9.8172 | 5.0052 | 48.1398 | 82.3602 | 49.2273 | 82.3743
927 | [7 empty] | 0.0072906 | 1.5698 | 293.0814 | 31.5915 | 30.5967 | 0.67604 | 15.6936 | 17.0909 | 64 | [6 empty] | 8.5451 | 7.7516 | 1.5581 | 3.0328 | 14.9302 | 11.7139 | 10.1473 | 7.5205 | 52.7039 | 56.5943 | 44.6818 | 60.7672
928
929 |  |  |  | 2.2608 | 5.5804
930 | 2.8387 | 8.9142 | 2.007 | 2.0018 | 4.6444 | 0.042739 | 0.02672 | 0.0057226 | 2.1875 | 296.3941 | 50.0132 | 33.9755 | 1.3429 | 11.7267 | 13.1564 | 0.8254 | 0.057043 | 0.057501 | 1.7551 | 16.2297 | 1.0158 | 2.804 | 9.0968 | 7.7061 | 2.2718 | 3.7399 | 11.5267 | 6.361 | 7.488 | 4.3299 | 46.8026 | 72.0349 | 61.0133 | 89.7493
931 | 3.1424 | 9.8415 | 2 | 1.6687 | 4.2746 | -5.0144 | 0.058696 | 0.0067081 | 1.4116 | 296.0231 | 39.5977 | 34.4339 | 1.0111 | 14.0323 | 15.2447 | 25.2342 | 0.098529 | 0.072174 | 2.75 | 20.9375 | 0 | 0.043478 | 10.1278 | 8.4665 | 2.0186 | 3.5754 | 12.9445 | 9.3736 | 8.9687 | 5.9714 | 57.9288 | 71.7495 | 51.2529 | 74.457
932 | 2.0273 | 4.9021 | 2 | 2.2055 | 5.4709 | -0.48306 | 0.0011111 | 0.0070663 | 1.3095 | 293.9781 | 36.8044 | 33.4252 | 0.79806 | 14.5966 | 15.9071 | 46.2542 | 0.45545 | 0.0022222 | 5.625 | 22 | 0 | 0.66667 | 8.8664 | 7.705 | 1.7135 | 3.2689 | 13.8468 | 9.9816 | 9.3122 | 6.0048 | 55.8546 | 67.5716 | 49.7464 | 71.6705
933
934 | 0.84614 | 3.1506 | 2.2902 | 3.1073 | 8.1562 | -0.077469 | 0.0069921 | 0.0067233 | 1.0031 | 299.9461 | 45.8878 | 37.3811 | 1.4101 | 12.9457 | 13.6884 | 0.20703 | 0.057934 | 0.018522 | 1.3879 | 13.2667 | 0.59734 | 0.91029 | 11.0468 | 9.4452 | 2.4231 | 4.0347 | 10.9451 | 9.0866 | 6.6646 | 5.9202 | 67.1364 | 71.2945 | 63.8721 | 74.6286
935
936
937 | 8.431 | 21.239 | 2 | 2.1221 | 5.1516 | -0.84677 | 0.059106 | 0.0063072 | 2.6471 | 294.9828 | 45.3334 | 32.9333 | 1.1769 | 12.5908 | 14.3077 | 2.0917 | 0.079649 | 0.09966 | 2.1024 | 15.5906 | 2.4853 | 5.3617 | 13.3984 | 9.4713 | 2.0466 | 3.606 | 12.2738 | 6.5242 | 7.9215 | 4.2935 | 48.2445 | 76.8391 | 55.7658 | 89.4962
938 | 4.3047 | 11.7082 | 2.8646 | 1.4749 | 3.9501 | 2.7344 | 0.049167 | 0.0072324 | 2.0287 | 294.521 | 29.3148 | 24.0994 | 0.73842 | 16.3431 | 17.8755 | 13.5433 | 0.12619 | 0.051875 | 2.3387 | 16.2419 | 3.2334 | 9.3542 | 7.3736 | 6.715 | 1.7175 | 3.1332 | 15.5396 | 12.1985 | 10.0446 | 7.7226 | 40.6318 | 48.8877 | 40.6025 | 59.7776
939
940
941
942 |  |  |  | 1.9237 | 5.0455
943
944 | 2.9637 | 13.7207 | 2 | 1.9472 | 5.8167 | -0.55239 | 0.032 | 0.006016 | 2.426 | 296.6515 | 45.4909 | 31.4363 | 1.3028 | 12.9042 | 14.6431 | 8.2924 | 0.42979 | 0.0047308 | 6 | 21.6792 | 1.3232 | 1.3385 | 9.3965 | 6.8364 | 2.4135 | 4.2109 | 12.7703 | 6.5257 | 7.4594 | 4.0093 | 56.4276 | 80.0262 | 55.1349 | 89.3854
945 |  |  |  | 1.3781 | 4.402 |  |  | 0.0069258 | 2.1722 | 295.6074 | 30.504 | 28.2158 | 0.88525 | 16.1157 | 17.8093 | 36.7175 | [6 empty] | 10.6478 | 8.6959 | 1.8908 | 3.4126 | 15.6266 | 11.2754 | 11.2253 | 7.4533 | 47.9666 | 67.5893 | 39.8682 | 63.2501
946 | 5.7621 | 14.5515 | 2 | 1.9358 | 6.2668 | -2.7717 | 0.056842 | 0.0072367 | 2.547 | 295.1697 | 32.0765 | 28.6561 | 0.85126 | 15.5817 | 17.3336 | 22.3528 | 0.38194 | 0.033158 | 6.9189 | 20.5405 | 1.3284 | 2.5684 | 10.3582 | 8.9788 | 1.7612 | 3.2505 | 13.8979 | 11.8795 | 11.5816 | 8.9892 | 53.1037 | 56.3692 | 44.1908 | 55.8341
947 |  |  |  | 1.954 | 5.9856
948
949 | 4.9779 | 12.1477 | 2.0541 | 2.5347 | 6.1201 | -2.3414 | 0.055676 | 0.0067637 | 2.7169 | 296.0616 | 34.6066 | 30.1022 | 1.0051 | 15.102 | 16.8909 | 1.2929 | 0.17332 | 0.041081 | 1.963 | 15.0741 | 3.2616 | 8.8649 | 9.6825 | 7.5875 | 2.0155 | 3.6581 | 14.8685 | 9.7033 | 9.9357 | 6.4171 | 48.7309 | 71.1127 | 43.0734 | 71.7079
950
951 | 3.1747 | 8.783 | 2.737 | 2.7884 | 9.1505 | -2.7837 | 0.024014 | 0.0063749 | 1.5596 | 295.5197 | 37.6374 | 31.9294 | 0.96696 | 14.4277 | 15.4962 | 0.26784 | 0.035296 | 0.025571 | 1.2661 | 11.8899 | 1.3977 | 3.2457 | 8.8147 | 8.5037 | 1.6639 | 3.0377 | 14.4307 | 10.7348 | 11.3814 | 7.8977 | 48.8325 | 62.4796 | 44.4218 | 62.2671
952 | 9.3994 | 18.193 | 3 | 2.7988 | 7.9903 | 0.96674 | 0.057289 | 0.0054435 | 4.3788 | 294.6004 | 47.673 | 33.7049 | 1.2392 | 11.8994 | 14.1241 | 0.53078 | 0.029674 | 0.083526 | 1.7098 | 14.6062 | 1.8185 | 6.1395 | 11.0524 | 7.7186 | 2.1254 | 3.74 | 12.5536 | 5.7251 | 7.9117 | 3.8616 | 55.8263 | 93.1449 | 54.1194 | 93.9143
953 | 7.6529 | 19.265 | 2.3617 | 1.727 | 4.9886 | 0.63375 | 0.071559 | 0.0054028 | 3.6597 | 295.024 | 47.081 | 33.0457 | 1.2433 | 12.1674 | 14.246 | 0.94365 | 0.059181 | 0.078703 | 2.408 | 17.8017 | 5.1163 | 8.183 | 8.4335 | 6.6282 | 2.1482 | 3.7436 | 13.0294 | 5.7664 | 8.15 | 4.0052 | 53.9273 | 92.2678 | 52.7268 | 92.9809
954 | 0.93743 | 4.8634 | 2 | 2.2993 | 5.3711 | 0.98498 | 0.0022222 | 0.0075036 | 1.2657 | 292.1401 | 22.8288 | 22.6477 | 0.5105 | 17.9201 | 19.1816 | 22.7903 | 0.67775 | 0.0044444 | 3 | 16 | 1.43 | 3.4444 | 10.3553 | 9.3324 | 1.373 | 2.1512 | 16.8433 | 15.7672 | 14.229 | 13.5796 | 40.877 | 42.1829 | 30.5275 | 36.4551
955
956
957 | 8.5213 | 20.4711 | 2.2844 | 2.0586 | 6.0662 | -0.68737 | 0.096514 | 0.0053684 | 4.0844 | 293.5466 | 46.3247 | 33.1314 | 1.1393 | 12.171 | 14.3769 | 13.8596 | 0.31252 | 0.071927 | 5.8333 | 20.2708 | 0 | 0.045872 | 9.0745 | 7.121 | 2.0337 | 3.4804 | 12.97 | 5.9393 | 7.8925 | 4.0802 | 56.1866 | 94.0361 | 53.0147 | 92.2266
958
959 | 5.4328 | 13.551 | 2.1064 | 3.6133 | 7.2097 | -3.1207 | 0.098511 | 0.0067949 | 1.9838 | 293.5046 | 32.3036 | 29.1174 | 0.79939 | 15.5172 | 17.0219 | 7.2592 | 0.2222 | 0.059787 | 5.7073 | 21.5854 | 3.9253 | 11.1277 | 7.6945 | 7.1514 | 1.6964 | 3.3129 | 15.3167 | 10.8457 | 10.2495 | 7.1533 | 44.434 | 60.787 | 42.0071 | 65.1737
960
961
962
963 | 5.5287 | 14.3342 | 2.5948 | 2.1029 | 5.1266 | -0.24348 | 0.027955 | 0.0065404 | 2.6408 | 294.9759 | 42.3543 | 32.5362 | 1.1319 | 13.1915 | 14.9476 | 0.74703 | 0.028247 | 0.090597 | 1.5901 | 14.4853 | 2.011 | 2.7862 | 15.0078 | 10.5342 | 1.9948 | 3.5578 | 13.1212 | 6.9612 | 8.6408 | 4.7961 | 46.7632 | 75.1884 | 49.752 | 85.5634
964 | 5.5622 | 12.1952 | 2.0092 | 2.0354 | 5.6102 | 0.22096 | 0.054222 | 0.0056005 | 3.1225 | 296.0214 | 48.8261 | 33.8905 | 1.3291 | 11.8991 | 13.7874 | 0.92011 | 0.04501 | 0.08167 | 1.7849 | 15.3903 | 4.1187 | 5.3421 | 8.2276 | 6.4355 | 2.2943 | 4.0727 | 12.5154 | 5.5568 | 8.2342 | 3.8291 | 53.9898 | 92.0453 | 54.9577 | 94.8035
965
966 |  |  |  | 1.8491 | 4.8737
967 |  |  |  | 2.9342 | 6.6083
968
969 | 5.1548 | 14.5262 | 2.9918 | 1.7116 | 3.9006 | -1.2158 | 0.04724 | 0.0057396 | 2.3666 | 295.4216 | 51.6635 | 35.8084 | 1.2905 | 11.2379 | 12.731 | 1.9355 | 0.13095 | 0.10434 | 2.869 | 17.8347 | 3.0464 | 5.8306 | 10.0957 | 8.5458 | 2.1214 | 3.6309 | 10.7627 | 6.0259 | 6.5859 | 4.094 | 54.5117 | 75.7325 | 64.2539 | 90.9168
970 | 2.4803 | 7.0122 | 2 | 2.3555 | 5.447 | -0.53652 | 0.017024 | 0.0065125 | 2.2493 | 296.2563 | 43.4873 | 32.1853 | 1.2301 | 13.1971 | 14.7889 | 2.1649 | 0.1266 | 0.021024 | 1.7042 | 12.4789 | 1.2993 | 2.9171 | 12.813 | 9.2168 | 2.1478 | 3.8275 | 12.9439 | 6.9183 | 8.9291 | 4.6738 | 45.3659 | 76.7226 | 51.3292 | 86.5695
971
972
973 | 0.92698 | 3.225 | 2 | 2.2887 | 5.8004 | 3.1945 | 0.0076 | 0.0062041 | 1.5059 | 297.748 | 46.4554 | 36.6191 | 1.3752 | 12.87 | 14.1886 | 3.1819 | 0.15704 | 0.0216 | 2.9167 | 19.3333 | 0.378 | 0.98 | 11.0967 | 8.6012 | 2.478 | 4.0469 | 12.6616 | 7.0678 | 9.1471 | 4.8885 | 57.2676 | 82.3087 | 55.2843 | 84.653
974 |  |  |  | 2.0343 | 5.1883 |  |  | 0.0072906 | 1.5698 | 293.0814 | 31.5915 | 30.5967 | 0.67604 | 15.6936 | 17.0909 | 53.3029 | [6 empty] | 8.5451 | 7.7516 | 1.5581 | 3.0328 | 14.9302 | 11.7139 | 10.1473 | 7.5205 | 52.7039 | 56.5943 | 44.6818 | 60.7672
975 |  |  |  | 1.5209 | 3.9966
976 | 2.4559 | 6.5469 | 2.8231 | 2.7082 | 7.5822 | -2.0406 | 0.015714 | 0.0064445 | 2.8068 | 297.4167 | 47.2628 | 34.8444 | 1.4209 | 12.2801 | 14.1576 | 1.0004 | 0.051266 | 0.031623 | 1.9531 | 15.4369 | 4.4219 | 4.7792 | 10.8929 | 8.0034 | 2.5901 | 4.4497 | 12.3482 | 5.8289 | 8.0863 | 3.969 | 56.9639 | 100.9412 | 55.5469 | 93.6431
977 | 4.9865 | 13.2237 | 2.6 | 3.3913 | 9.2604 | -5.3194 | 0.0115 | 0.0074468 | 1.9563 | 291.3046 | 23.6875 | 21.1956 | 0.4967 | 17.4515 | 19.1276 | 9.0081 | 0.26084 | 0.10775 | 7.5217 | 19.913 | 3.6427 | 2.425 | 10.5981 | 9.1224 | 1.4335 | 2.4746 | 16.9191 | 14.3759 | 11.9645 | 9.7441 | 46.2079 | 41.217 | 34.6028 | 47.2655
978 |  |  |  | 2.0786 | 5.7173
979
980
981
982 |  |  |  | 1.3869 | 4.1412
983
984 | 5.2567 | 16.8369 | 2 | 1.567 | 4.7858 | -2.7811 | 0.04 | 0.0069594 | 2.6577 | 295.096 | 30.0925 | 29.4484 | 0.85621 | 16.2585 | 18.0994 | 2 | 0.040419 | 0.0425 | 3.4 | 22 | 1.9087 | 5 | 10.6412 | 8.8223 | 1.7872 | 3.2641 | 15.8704 | 11.5834 | 11.5194 | 7.8492 | 53.1247 | 68.2573 | 39.6653 | 61.9193
985 |  |  |  | 2.0082 | 5.1424
986 | 11.0184 | 23.2228 | 2.9295 | 1.7383 | 4.8575 | -1.7708 | 0.067952 | 0.0067749 | 2.1517 | 295.9122 | 39.0465 | 30.5755 | 1.012 | 14.0782 | 15.6078 | 1.0149 | 0.067198 | 0.083767 | 2.0963 | 15.7127 | 1.8766 | 15.1476 | 7.424 | 6.7985 | 1.9593 | 3.8262 | 13.4995 | 9.0242 | 8.2468 | 5.4128 | 47.1273 | 63.8115 | 51.1129 | 76.7165
987
988
989 | 0.60656 | 2.1813 | 2 | 2.4895 | 6.6056 | -1.2618 | 0.0072 | 0.0062679 | 1.2846 | 297.7674 | 38.8181 | 33.1224 | 1.2 | 14.6289 | 15.5608 | 0.59631 | 0.11113 | 0.013473 | 1.7947 | 16.9974 | 0.30976 | 1.2527 | 7.9747 | 8.0287 | 2.0202 | 3.6645 | 13.5787 | 9.7929 | 10.0526 | 6.584 | 47.6347 | 67.2671 | 49.7167 | 69.697
990
991 |  |  |  | 2.1964 | 5.3529
992 | 5.8219 | 14.8758 | 2.5423 | 1.8751 | 5.5016 | -0.63713 | 0.023185 | 0.0067027 | 2.6957 | 296.1569 | 37.0095 | 32.2833 | 1.0612 | 14.6594 | 16.5153 | 0.65484 | 0.2806 | 0.047883 | 1.4534 | 11.9717 | 2.2594 | 4.5222 | 10.8195 | 8.2006 | 2.1011 | 3.9159 | 14.7075 | 8.4436 | 8.6978 | 4.9782 | 52.0672 | 82.7408 | 46.9143 | 79.2789
993
994 | 4.9344 | 15.0147 | 2.6198 | 2.2746 | 5.4871 | -5.1187 | 0.020729 | 0.0069519 | 1.7459 | 293.6546 | 32.1668 | 30.7936 | 0.76366 | 15.6513 | 17.1208 | 20.1226 | 0.36288 | 0.080056 | 7.4875 | 20.9875 | 1.546 | 4.2552 | 8.5673 | 7.7431 | 1.625 | 3.249 | 15.2237 | 10.7082 | 10.0714 | 6.4407 | 49.2692 | 66.3784 | 44.1553 | 67.8622
995 | 6.613 | 14.976 | 2 | 2.3795 | 7.3977 | 0.0078128 | 0.030357 | 0.0073991 | 1.1489 | 291.5764 | 24.7931 | 24.3739 | 0.51613 | 17.2194 | 18.5005 | 6.6756 | 0.34761 | 0.041071 | 4.625 | 19.4167 | 7.5875 | 12.0714 | 11.1237 | 9.846 | 1.3921 | 2.0978 | 16.5638 | 15.053 | 13.291 | 12.9437 | 44.9498 | 46.372 | 32.1434 | 38.9408
996
997 | 1.0299 | 3.1895 | 2 | 1.9862 | 6.1949 | 1.1979 | 0.026937 | 0.0064689 | 1.4335 | 297.7173 | 42.6567 | 31.2767 | 1.3008 | 13.6173 | 14.9169 | 2.0402 | 0.18268 | 0.033694 | 2.6438 | 20.3699 | 1.0519 | 1.027 | 11.4225 | 8.2038 | 2.4185 | 3.8705 | 13.1948 | 7.7535 | 9.6278 | 5.2743 | 47.0544 | 66.6167 | 52.3085 | 79.3733
998 | 6.9028 | 17.6247 | 2.7972 | 2.1026 | 5.893 | 0.98176 | 0.051249 | 0.005701 | 3.3128 | 294.5447 | 46.2645 | 30.3295 | 1.1895 | 12.3007 | 14.2807 | 0.64399 | 0.046787 | 0.079799 | 1.7335 | 15.9886 | 2.8929 | 4.9829 | 10.4217 | 6.8558 | 2.1232 | 3.5996 | 12.7866 | 6.1023 | 7.9694 | 4.2333 | 46.8929 | 75.4825 | 53.2923 | 91.0206
999 | 4.6168 | 15.2502 | 2 | 2.2661 | 6.2572 | 0.95751 | 0.024138 | 0.0063497 | 2.6518 | 295.8066 | 39.9077 | 43.6933 | 1.1487 | 14.0187 | 16.0195 | 1.1036 | 0.11357 | 0.044864 | 1.7838 | 15.4865 | 0.60931 | 0.93103 | 14.5417 | 12.4589 | 2.3203 | 3.9632 | 13.4839 | 7.5137 | 8.0804 | 4.4241 | 77.7121 | 116.8661 | 51.2736 | 83.8042
1000
1001 | 10.2421 | 22.0263 | 2.9945 | 2.0145 | 5.2265 | 1.2219 | 0.08149 | 0.0056739 | 3.4283 | 294.2471 | 47.0882 | 30.9455 | 1.2015 | 12.0772 | 14.093 | 1.5133 | 0.077875 | 0.074327 | 3.081 | 19.0928 | 2.6699 | 7.106 | 10.6541 | 6.9759 | 2.1278 | 3.6893 | 12.6851 | 5.9205 | 7.806 | 4.0422 | 47.7052 | 77.6116 | 54.0397 | 92.5897
1002
1003 | 3.9382 | 10.9493 | 2 | 2.016 | 6.099 | -0.9682 | 0.029118 | 0.0061951 | 2.6957 | 296.7582 | 39.3134 | 46.2702 | 1.2157 | 14.1598 | 16.1918 | 5.0767 | 0.28315 | 0.027794 | 1.4074 | 16.963 | 1.0235 | 1.6618 | 16.279 | 13.8478 | 2.4501 | 4.0785 | 13.0095 | 7.6896 | 8.7599 | 4.7913 | 85.9505 | 125.8724 | 52.6413 | 82.5118
1004
1005 | 5.2206 | 13.9336 | 2.9397 | 1.475 | 3.7091 | -0.38811 | 0.044547 | 0.0055823 | 2.4993 | 294.3364 | 50.1441 | 35.517 | 1.1968 | 11.4544 | 13.0161 | 1.0735 | 0.008497 | 0.082716 | 2.657 | 17.4621 | 0.035108 | 0.125 | 10.4859 | 8.7551 | 2.1109 | 3.3963 | 10.7623 | 6.4881 | 6.6596 | 4.2067 | 53.9463 | 76.6216 | 64.2321 | 89.1796
1006 |  |  |  | 1.9709 | 5.1601 |  |  | 0.0068206 | 1.0758 | 295.5902 | 42.356 | 34.9834 | 1.0095 | 13.3944 | 14.5381 | 25 | [6 empty] | 9.5997 | 7.9944 | 2.1476 | 3.6911 | 12.6903 | 8.4849 | 7.9789 | 5.0792 | 56.5896 | 73.2212 | 54.3798 | 79.7931
1007 | 0.5925 | 1.844 | 2 | 2.0346 | 6.7348 | -2.6824 | 0.0037677 | 0.0058966 | 0.89606 | 299.2257 | 45.6616 | 38.2119 | 1.4433 | 13.3624 | 14.1442 | 0.5713 | 0.17155 | 0.022691 | 1.4909 | 14.8788 | 0 | 0 | 8.2204 | 7.1393 | 2.5729 | 4.1965 | 12.1711 | 7.8738 | 8.2941 | 4.8211 | 53.1965 | 79.3212 | 57.1016 | 83.0118
1008 | 7.401 | 17.9314 | 2 | 2.1189 | 6.5306 | -2.085 | 0.03746 | 0.0057586 | 4.5659 | 292.9894 | 32.8454 | 27.7487 | 0.95689 | 15.1139 | 18.2719 | 1.6853 | 0.12944 | 0.052317 | 1.9222 | 13.3713 | 1.8651 | 8.0063 | 12.4356 | 8.7794 | 1.7238 | 3.3947 | 15.8338 | 8.0711 | 8.7476 | 4.6719 | 50.7531 | 77.0148 | 41.3613 | 80.2423
1009 | 16.792 | 34.5845 | 3 | 2.4557 | 6.8564 | -0.16983 | 0.12814 | 0.005046 | 3.7496 | 290.9284 | 45.8411 | 34.9243 | 0.96256 | 12.0623 | 14.1612 | 3.8892 | 0.1526 | 0.061296 | 4.6007 | 21.259 | 1.6505 | 20.0432 | 15.387 | 11.578 | 1.7365 | 2.716 | 11.7322 | 6.3542 | 6.7463 | 4.477 | 60.5227 | 85.5714 | 59.0631 | 88.1269
1010
1011
1012 | 9.633 | 23.4361 | 2.9729 | 2.2912 | 6.7819 | 0.041534 | 0.054407 | 0.0049264 | 3.3997 | 292.0403 | 44.0517 | 31.0561 | 1.0695 | 12.4368 | 15.0927 | 0.95021 | 0.024409 | 0.15356 | 2.2381 | 16.2571 | 1.8571 | 8.1763 | 10.3342 | 7.6681 | 1.8659 | 3.4734 | 13.4817 | 6.0621 | 7.3986 | 4.2329 | 53.3065 | 81.3056 | 51.3601 | 91.5391
1013 | 3.0358 | 11.7697 | 2 | 2.7954 | 7.0492 | 0.63162 | 0.040714 | 0.0073805 | 2.2467 | 293.6724 | 28.2518 | 24.6283 | 0.69122 | 16.2614 | 17.9478 | 35.2532 | 0.71101 | 0.010714 | 7.2308 | 20.6923 | 5.3957 | 10 | 10.4073 | 8.9238 | 1.5476 | 2.7805 | 14.7993 | 13.3116 | 12.3875 | 9.6738 | 48.7059 | 47.986 | 39.8005 | 49.4741
1014 | 13.2778 | 33.7783 | 2 | 2.2086 | 5.3521 | -0.19576 | 0.046151 | 0.0057271 | 5.2246 | 295.1876 | 36.4807 | 27.3505 | 1.2367 | 14.1768 | 17.6732 | 1.3977 | 0.20185 | 0.095533 | 2.4505 | 15.5659 | 1.4565 | 8.0275 | 11.4995 | 9.4334 | 2.5223 | 4.2917 | 13.5951 | 6.3945 | 8.1429 | 4.6408 | 49.869 | 77.1247 | 50.9366 | 88.6406
1015 | 0.91486 | 2.7744 | 2 | 1.9278 | 5.9031 | -0.2285 | 0.015486 | 0.0064695 | 1.4502 | 297.6671 | 43.606 | 31.5358 | 1.3133 | 13.3744 | 14.6721 | 1.0316 | 0.079625 | 0.0238 | 1.9899 | 15.5766 | 1.1071 | 1.6243 | 11.8531 | 8.3641 | 2.4268 | 3.9172 | 12.7543 | 7.5737 | 9.3854 | 5.2466 | 47.7376 | 66.1531 | 53.8403 | 80.5827
1016 | 10.7413 | 22.0336 | 2 | 2.6766 | 6.7557 | 1.781 | 0.049352 | 0.0071315 | 3.983 | 294 | 24.0619 | 21.745 | 0.80106 | 17.7496 | 20.6503 | 0.33678 | 0.10555 | 0.11526 | 1.5691 | 14.2602 | 0.028259 | 0.49798 | 11.4679 | 8.2048 | 1.8486 | 3.2814 | 16.9689 | 10.9408 | 12.257 | 7.9804 | 37.8449 | 55.8212 | 35.1358 | 62.2185
1017 | 5.8131 | 22.2126 | 2 | 2.1716 | 6.0827 | 0.52421 | 0.025407 | 0.0060236 | 2.4294 | 296.6888 | 45.0191 | 31.4064 | 1.2979 | 13.0167 | 14.7554 | 7.5064 | 0.29888 | 0.013866 | 6.2387 | 20.4065 | 1.5901 | 1.4928 | 9.4459 | 6.8621 | 2.4164 | 4.1982 | 12.8498 | 6.6353 | 7.5107 | 4.0739 | 56.034 | 79.3621 | 54.7287 | 88.6889
1018
1019 | 4.6987 | 16.8089 | 2.2615 | 2.0018 | 5.7603 | -1.7153 | 0.018922 | 0.0064404 | 2.5774 | 296.8419 | 40.3937 | 31.6948 | 1.1886 | 14.0712 | 15.8072 | 0.68824 | 0.18259 | 0.02464 | 1.5541 | 13.6 | 1.5905 | 1.8029 | 10.1856 | 7.7804 | 2.272 | 3.7675 | 14.0135 | 7.5377 | 8.7317 | 4.7393 | 53.4625 | 84.0887 | 48.5378 | 82.8021
1020 | 9.1233 | 19.2589 | 2.6774 | 1.8263 | 6.1075 | -3.275 | 0.063548 | 0.0042773 | 2.8822 | 292.2797 | 43.9267 | 36.2877 | 1.077 | 12.7405 | 14.8097 | 22.2153 | 0.19879 | 0.10323 | 3.8182 | 19.7273 | 1.2735 | 5.0968 | 13.1685 | 10.4481 | 1.9549 | 3.2838 | 12.6401 | 6.5072 | 7.6558 | 5.1812 | 61.3981 | 93.4882 | 56.3162 | 87.8509
1021
1022 |  |  |  | 2.4005 | 6.4613
1023
1024
1025 | 1.7588 | 5.288 | 2.3898 | 2.2091 | 5.4833 | -0.30076 | 0.010464 | 0.0060848 | 1.7467 | 297.2118 | 49.3295 | 31.9671 | 1.3821 | 11.9767 | 13.267 | 1.2036 | 0.074793 | 0.043333 | 1.7414 | 15.5 | 0.85738 | 2.1686 | 7.681 | 6.6654 | 2.4126 | 3.8999 | 11.4822 | 6.6286 | 7.8368 | 4.4695 | 43.8685 | 67.7052 | 60.3934 | 87.9613
1026
1027 | 11.2728 | 21.554 | 2 | 2.6208 | 6.84 | -2.9503 | 0.057929 | 0.0072845 | 4.9786 | 292.6325 | 21.0016 | 20.9658 | 0.65625 | 18.3206 | 21.3722 | 1.4897 | 0.10837 | 0.09325 | 1.7947 | 14.3775 | 0.58146 | 9.9393 | 11.7771 | 8.7884 | 1.6182 | 2.7591 | 17.103 | 12.0522 | 11.7891 | 9.0624 | 41.5962 | 50.5974 | 35.5503 | 54.7278
1028 |  |  |  | 2.8815 | 9.1616 |  |  | 0.0058823 | 1.7219 | 298.6704 | 51.0063 | 41.1739 | 1.6565 | 11.6052 | 13.2384 | 1 | [6 empty] | 14.3846 | 10.6598 | 3.181 | 5.0013 | 10.3298 | 5.7723 | 6.7443 | 4.4665 | 80.2191 | 99.6778 | 65.4356 | 91.1945
1029
1030
1031 |  |  |  | 1.5305 | 4.7324
1032 |  |  |  | 1.5116 | 3.9814
1033
1034
1035
1036
1037
1038 |  |  |  | 1.8531 | 5.574 |  |  | 0.0070729 | 2.2417 | 295.3889 | 30.0116 | 29.2118 | 0.84752 | 16.3459 | 18.0031 | 3.832 | [6 empty] | 10.3244 | 8.7393 | 1.7254 | 3.2014 | 15.701 | 11.97 | 12.2292 | 8.3565 | 49.697 | 64.9953 | 38.796 | 58.9066
1039
1040 | 1.1042 | 4.3581 | 2 | 2.131 | 5.3028 | 2.7853 | 0.015111 | 0.0071915 | 1.5037 | 293.515 | 33.0819 | 32.5906 | 0.72537 | 15.4707 | 16.8582 | 36.9592 | 0.79072 | 0.006 | 13.425 | 21.875 | 0.64 | 1.5333 | 8.7437 | 7.8709 | 1.6212 | 3.116 | 14.7671 | 11.2305 | 10.2512 | 7.1032 | 54.7022 | 63.0509 | 45.2425 | 64.5053
1041
1042
1043 | 2.903 | 9.5627 | 2 | 1.9519 | 4.6663 | 0.62049 | 0.019374 | 0.0056561 | 2.2316 | 296.6678 | 51.209 | 35.7486 | 1.3991 | 11.4225 | 12.8732 | 0.69584 | 0.057705 | 0.076667 | 1.6746 | 16.1559 | 0.32444 | 0.63333 | 9.6096 | 8.0251 | 2.4952 | 3.9002 | 11.0675 | 6.3767 | 7.0372 | 4.2568 | 50.9 | 75.1398 | 63.5416 | 89.607
1044 |  |  |  | 3.4388 | 7.2651 |  |  | 0.0068677 | 1.5075 | 296.7069 | 39.7941 | 35.3403 | 1.1043 | 14.1416 | 15.4576 | 15.71 | [6 empty] | 6.7738 | 6.4827 | 2.1658 | 3.8031 | 12.6561 | 9.4352 | 9.978 | 6.5503 | 56.106 | 70.1489 | 52.2854 | 72.2439
1045 |  |  |  | 2.1733 | 6.3136
1046 | 3.668 | 10.1917 | 2.125 | 3.5924 | 8.2027 | -3.7679 | 0.077 | 0.0072747 | 2.2721 | 292.6107 | 27.5227 | 24.338 | 0.63125 | 16.3714 | 18.1 | 13.2764 | 0.57344 | 0.044 | 7.9028 | 21.5278 | 6.4064 | 13.5125 | 10.8119 | 9.1527 | 1.4721 | 2.5312 | 15.6823 | 13.4693 | 12.1461 | 9.7865 | 49.4317 | 48.142 | 37.5458 | 49.1541
1047 | 1.2735 | 5.5624 | 2 | 2.1673 | 5.366 | 4.7285 | 0.00375 | 0.0071048 | 1.4295 | 293.6612 | 34.5371 | 32.8254 | 0.74995 | 15.1496 | 16.5144 | 25.7361 | 0.17291 | 0.02375 | 2.1667 | 18.8333 | 0.55 | 1.125 | 8.9075 | 7.798 | 1.6399 | 3.1747 | 14.5258 | 10.4481 | 9.723 | 6.2338 | 54.8947 | 68.8959 | 47.727 | 69.8302
1048 | 4.4972 | 9.9466 | 2 | 1.9332 | 5.4411 | 0.8292 | 0.06064 | 0.0058098 | 2.902 | 295.5011 | 46.0325 | 31.5799 | 1.2336 | 12.5559 | 14.4082 | 6.0823 | 0.087664 | 0.082956 | 3.124 | 19.1008 | 4.9157 | 7.3941 | 7.7032 | 5.7414 | 2.1425 | 3.8569 | 13.2074 | 6.0644 | 8.6434 | 4.1458 | 46.9243 | 80.5041 | 51.1636 | 91.2629
1049
1050
1051
1052
1053 |  |  |  | 1.8911 | 6.5886 |  |  | 0.0075687 | 0.90069 | 294.0196 | 29.8903 | 30.7629 | 0.67023 | 16.4013 | 17.1731 | 26.0185 | [6 empty] | 10.3322 | 9.7886 | 1.7798 | 2.4756 | 14.5509 | 14.1748 | 10.9886 | 10.3979 | 57.7541 | 56.1342 | 44.3591 | 46.9646
1054 |  |  |  | 1.9183 | 5.0767 |  |  | 0.0071047 | 1.7306 | 294.2821 | 30.9985 | 24.743 | 0.73264 | 15.9504 | 17.3673 | 24.3986 | [6 empty] | 6.892 | 6.3742 | 1.7317 | 3.1522 | 15.0495 | 11.529 | 9.5063 | 7.0446 | 39.8157 | 50.2958 | 42.9126 | 63.7454
1055
1056
1057 | 2.4657 | 7.0802 | 2 | 2.6111 | 6.7134 | -0.014035 | 0.041938 | 0.0067069 | 1.7931 | 297.82 | 42.2673 | 30.6048 | 1.3142 | 13.7951 | 15.2063 | 0.66307 | 0.043909 | 0.037364 | 2.3882 | 16.8471 | 5.0481 | 9.4574 | 9.4385 | 6.5987 | 2.4449 | 4.2526 | 13.7611 | 6.7431 | 9.7884 | 4.6272 | 49.3254 | 74.2644 | 49.6506 | 85.2394
1058 | 2.4089 | 7.7754 | 2 | 2.5168 | 7.4254 | -0.28351 | 0.01434 | 0.0045625 | 1.5046 | 291.8286 | 43.1766 | 31.9003 | 1.0204 | 12.9958 | 14.8272 | 0.61223 | 0.040043 | 0.047358 | 1.9041 | 15.9178 | 0.69995 | 2.4151 | 7.9577 | 7.1583 | 1.8507 | 3.1664 | 12.6817 | 6.5872 | 7.8113 | 5.0992 | 50.8296 | 80.8953 | 56.2982 | 87.2846
1059 | 1.409 | 4.9243 | 2.5231 | 4.2067 | 9.9138 | -2.3054 | 0.0179 | 0.0058571 | 1.8233 | 295.2213 | 47.8755 | 39.1055 | 1.1754 | 12.1189 | 13.5695 | 2.0466 | 0.18303 | 0.059964 | 2.4634 | 17.5488 | 1.3817 | 2.9573 | 6.9278 | 6.4123 | 2.2336 | 3.8998 | 12.1671 | 7.0779 | 8.4809 | 4.7644 | 55.9883 | 80.4952 | 56.4511 | 85.8878
1060 | 7.1831 | 16.1733 | 2 | 1.7556 | 5.0895 | -1.492 | 0.043322 | 0.0041974 | 2.8129 | 292.0987 | 44.7992 | 36.5184 | 1.0814 | 12.6263 | 14.7397 | 2.3453 | 0.076573 | 0.047281 | 2.9281 | 17.3007 | 1.7578 | 3.8951 | 12.5425 | 10.1026 | 1.9655 | 3.2817 | 12.3137 | 6.3076 | 7.2252 | 4.8915 | 58.8882 | 89.8673 | 57.8805 | 89.3459
1061
1062 | 4.1303 | 11.8554 | 2 | 2.1863 | 5.8226 | -0.319 | 0.049051 | 0.0059849 | 2.6154 | 295.985 | 49.1616 | 33.7929 | 1.3164 | 11.8198 | 13.5351 | 8.5672 | 0.081159 | 0.048992 | 2.3096 | 16.3096 | 4.179 | 6.7119 | 8.5726 | 6.4549 | 2.3447 | 4.164 | 12.0092 | 5.7304 | 8.1097 | 3.9243 | 55.2924 | 88.5617 | 57.3571 | 93.4858
1063
1064
1065 | 1.3139 | 3.7462 | 2 | 2.942 | 7.9909 | -0.13935 | 0.012871 | 0.0065035 | 2.3509 | 297.547 | 45.9318 | 33.1155 | 1.3722 | 12.6369 | 14.3774 | 1.4022 | 0.040285 | 0.018218 | 1.5 | 11.5385 | 0.97921 | 1.1386 | 11.6613 | 7.9765 | 2.5892 | 4.2275 | 12.0911 | 6.2331 | 8.2563 | 4.286 | 53.5162 | 92.1944 | 56.4599 | 90.4159
1066
1067 | 4.0971 | 11.0952 | 2.8718 | 3.5033 | 7.0368 | -0.28151 | 0.058462 | 0.0068021 | 1.9758 | 293.5129 | 32.3269 | 29.0762 | 0.79975 | 15.5085 | 17.0116 | 10.1978 | 0.21175 | 0.050085 | 4.9383 | 18.8642 | 2.8629 | 10.0085 | 7.6655 | 7.1277 | 1.698 | 3.319 | 15.3092 | 10.8344 | 10.2292 | 7.1411 | 44.37 | 60.6788 | 42.0803 | 65.229
1068
1069 | 3.7166 | 10.8513 | 2 | 2.5995 | 6.7181 | -0.17115 | 0.042794 | 0.005704 | 3.216 | 295.2658 | 46.0454 | 32.2761 | 1.2137 | 12.5134 | 14.4392 | 0.80029 | 0.036091 | 0.04901 | 1.821 | 15.1208 | 2.8667 | 4.1837 | 8.8364 | 6.5776 | 2.0896 | 3.7738 | 13.2621 | 5.9356 | 8.8088 | 4.0124 | 50.7335 | 89.9596 | 51.6464 | 92.2002
1070
1071 |  |  |  | 2.597 | 6.4559
1072
1073 | 8.0458 | 18.6331 | 3 | 1.8874 | 5.7542 | -0.47177 | 0.064339 | 0.0056511 | 4.0914 | 295.8361 | 45.986 | 33.8476 | 1.2852 | 12.3266 | 14.5285 | 0.72207 | 0.03654 | 0.079713 | 1.9065 | 15.1729 | 2.0613 | 6.6609 | 9.5022 | 7.5724 | 2.1903 | 3.843 | 13.1909 | 6.0262 | 8.2571 | 4.1865 | 55.9964 | 98.025 | 51.9953 | 91.4742
1074
1075
1076 | 4.6789 | 11.949 | 2 | 2.2622 | 6.1203 | -0.28199 | 0.062727 | 0.0056048 | 3.1611 | 295.4807 | 47.2633 | 32.9031 | 1.2527 | 12.2386 | 14.1443 | 1.9231 | 0.1316 | 0.048365 | 2.4855 | 17.6439 | 4.8412 | 6.0292 | 8.6556 | 6.5107 | 2.172 | 3.8528 | 12.8574 | 5.7772 | 8.538 | 3.9507 | 52.2251 | 90.7008 | 53.4148 | 93.1386
1077 | 1.267 | 4.1802 | 2 | 3.288 | 8.6632 | -0.38806 | 0.0046029 | 0.0072207 | 0.88109 | 296.7903 | 35.9624 | 39.21 | 0.94829 | 15.1344 | 15.8383 | 0.59191 | 0.12099 | 0.016483 | 1.5815 | 14.2954 | 0.14533 | 0.10211 | 13.6294 | 12.5461 | 2.1516 | 3.0383 | 12.851 | 12.8538 | 8.07 | 8.0698 | 78.8681 | 74.6205 | 56.1284 | 57.2958
1078
1079 | 6.3935 | 15.0484 | 2 | 2.0662 | 6.2734 | 4.2078 | 0.055714 | 0.0073812 | 1.1595 | 291.574 | 24.6701 | 24.2661 | 0.51705 | 17.2553 | 18.5313 | 5.1075 | 0.39164 | 0.15643 | 6.7 | 22 | 0.81714 | 0.64286 | 11.0617 | 9.7986 | 1.3852 | 2.0865 | 16.5603 | 15.1194 | 13.3391 | 13.0394 | 44.6986 | 45.9806 | 32.0936 | 38.5669
1080 | 2.0522 | 5.5638 | 2 | 2.7496 | 7.8474 | -0.44624 | 0.021087 | 0.0061028 | 2.0012 | 296.4592 | 42.327 | 32.3245 | 1.2272 | 13.6959 | 15.2611 | 10.2084 | 0.5665 | 0.010072 | 7.0984 | 19.9344 | 2.3446 | 2.8551 | 9.4165 | 6.9355 | 2.3442 | 4.1092 | 13.29 | 7.1979 | 8.1406 | 4.388 | 54.0118 | 76.4472 | 52.0957 | 84.7178
1081 | 3.9864 | 12.7581 | 2 | 1.9861 | 5.9981 | -2.1039 | 0.033913 | 0.0072859 | 1.2939 | 291.8575 | 23.8782 | 23.684 | 0.54647 | 17.4985 | 18.8157 | 20.7184 | 0.5292 | 0.018261 | 4.1364 | 20.5455 | 3.8661 | 6.7391 | 10.9743 | 9.7923 | 1.3802 | 2.1897 | 16.4735 | 15.3556 | 13.7957 | 13.3373 | 43.3091 | 45.1788 | 32.026 | 37.6364
1082 | 16.4345 | 39.4318 | 2 | 2.0782 | 5.4233 | -0.26116 | 0.050957 | 0.0061464 | 5.9657 | 294.6824 | 31.9637 | 26.2153 | 1.0545 | 15.1507 | 18.7031 | 0.91015 | 0.15364 | 0.10104 | 1.5514 | 11.1676 | 0.90823 | 4.5927 | 14.0964 | 11.1062 | 2.3708 | 3.8706 | 14.3923 | 7.8522 | 8.9317 | 5.1281 | 49.8467 | 74.8048 | 46.9208 | 80.0058
1083 | 1.5797 | 5.4458 | 2 | 2.1333 | 5.4195 | -2.7449 | 0.0089091 | 0.0064837 | 1.5495 | 294.3886 | 45.0928 | 36.6384 | 1.0197 | 12.6045 | 14.0099 | 2.934 | 0.20303 | 0.011091 | 2.025 | 15.7368 | 0.99036 | 1.2545 | 9.8777 | 8.2903 | 1.9945 | 3.7083 | 11.8254 | 7.3964 | 7.3502 | 4.2236 | 59.4875 | 79.4577 | 57.2266 | 86.3146
1084 | 14.5886 | 32.7578 | 2 | 1.9017 | 6.2811 | -1.7504 | 0.053883 | 0.0060791 | 4.0687 | 294.6267 | 35.1429 | 30.6393 | 1.0726 | 14.7764 | 17.9517 | 5.2282 | 0.14811 | 0.091424 | 2.9045 | 17.7591 | 1.5207 | 7.7249 | 15.0657 | 11.9338 | 2.3144 | 4.0327 | 13.7271 | 6.8685 | 8.627 | 4.4201 | 58.3199 | 93.1977 | 49.6542 | 86.6858
1085 | 5.1457 | 12.6415 | 2.1532 | 2.1293 | 6.2017 | 0.76457 | 0.049476 | 0.0056172 | 3.8845 | 294.7936 | 46.2848 | 33.2814 | 1.214 | 12.2294 | 14.3747 | 2.962 | 0.068618 | 0.051915 | 2.4085 | 17.2317 | 4.1342 | 6.0766 | 8.9643 | 7.1895 | 2.1391 | 3.6863 | 13.0025 | 5.9676 | 8.1291 | 4.0841 | 55.7088 | 95.4016 | 52.7218 | 92.1185
1086 | 1.5885 | 5.0635 | 2 | 2.1386 | 5.8754 | -1.7937 | 0.031 | 0.0060047 | 2.5653 | 296.084 | 49.0868 | 33.8167 | 1.3217 | 11.8513 | 13.5498 | 32.0332 | 0.42292 | 0.002 | 3.8333 | 22 | 10.744 | 7 | 8.5886 | 6.4641 | 2.36 | 4.1853 | 11.9771 | 5.7497 | 8.0952 | 3.9433 | 55.2473 | 88.3651 | 57.5195 | 93.3564
1087 | 3.2991 | 8.2017 | 2 | 2.8839 | 7.4279 | -0.2586 | 0.017936 | 0.0064491 | 2.5417 | 297.0932 | 45.9251 | 32.7134 | 1.3389 | 12.646 | 14.4222 | 0.9401 | 0.054179 | 0.034407 | 1.8551 | 14.6224 | 2.2681 | 4.1911 | 8.5073 | 6.7881 | 2.4895 | 4.2557 | 12.4667 | 6.146 | 8.3809 | 4.0756 | 51.424 | 92.6887 | 55.3127 | 91.403
1088 | 1.9409 | 4.955 | 2 | 2.0611 | 5.275 | -0.37231 | 0.0035562 | 0.0059727 | 1.1601 | 298.2084 | 51.9594 | 36.62 | 1.4993 | 11.5818 | 12.6344 | 0.57136 | 0.018132 | 0.011459 | 1.7064 | 15.7358 | 0.31611 | 0.57143 | 7.4838 | 6.8833 | 2.7463 | 4.1327 | 10.7346 | 6.4776 | 7.4924 | 4.4329 | 52.265 | 77.3786 | 63.9735 | 88.2228
1089
1090
1091
1092 | 3.3769 | 9.6882 | 2 | 2.0951 | 5.4566 | -0.023516 | 0.031442 | 0.0062556 | 2.0436 | 296.908 | 42.5764 | 33.4169 | 1.253 | 13.6191 | 15.1079 | 2.7994 | 0.16494 | 0.044231 | 2.1067 | 18.3867 | 2.8273 | 4.9808 | 11.0977 | 8.2175 | 2.1535 | 3.931 | 13.4488 | 7.2267 | 9.4975 | 4.8622 | 48.1306 | 82.0623 | 50.416 | 84.7458
1093
1094
1095 |  |  |  | 1.674 | 4.6439
1096 | 2.2636 | 10.6402 | 2 | 3.5636 | 8.2575 | -0.020408 | 0.02 | 0.0072879 | 2.0409 | 292.5211 | 27.3828 | 22.1544 | 0.65016 | 16.4263 | 17.9919 | 32.3273 | 0.63123 | 0.055 | 8 | 13.5 | 21.985 | 11 | 9.9211 | 8.3946 | 1.598 | 2.722 | 15.3842 | 13.4838 | 12.4898 | 10.3819 | 45.0328 | 42.5263 | 38.0298 | 48.5883
1097 | 5.742 | 20.3609 | 2 | 2.4853 | 6.1139 | 1.0056 | 0.050875 | 0.0066364 | 1.5797 | 295.6005 | 41.1898 | 35.206 | 1.0312 | 13.6827 | 14.9852 | 3.9462 | 0.27329 | 0.06278 | 3.9167 | 18.9405 | 1.7123 | 4.9688 | 10.1086 | 9.0108 | 2.0445 | 3.7463 | 12.8271 | 8.5246 | 8.1773 | 4.9811 | 59.5314 | 78.1451 | 53.2064 | 79.5373
1098
1099 | 0.88396 | 2.8589 | 2 | 2.3962 | 6.3886 | 0.14158 | 0.013769 | 0.0061404 | 1.7017 | 297.2362 | 47.3651 | 40.112 | 1.361 | 12.496 | 13.8363 | 1.0122 | 0.094589 | 0.035556 | 2.0032 | 16.3583 | 0.74949 | 1.0639 | 9.0676 | 7.5587 | 2.382 | 4.0392 | 12.3352 | 6.74 | 8.7687 | 4.6158 | 58.6551 | 96.3881 | 55.5869 | 87.1723
1100
1101
1102
1103 | 5.8737 | 19.6253 | 3 | 1.6286 | 4.2978 | 0.10559 | 0.049617 | 0.0059607 | 2.2277 | 296.3514 | 50.7949 | 34.4343 | 1.3511 | 11.4444 | 12.895 | 1.7735 | 0.039246 | 0.083912 | 2.4245 | 17.6558 | 2.6484 | 5.9262 | 9.3539 | 8.0368 | 2.2476 | 3.7813 | 10.9123 | 6.2906 | 6.8424 | 4.258 | 50.8754 | 71.5117 | 63.7448 | 89.2865
1104 | 3.0468 | 9.5673 | 2.1452 | 2.2473 | 7.121 | -1.8047 | 0.020645 | 0.0070476 | 2.4232 | 295.0468 | 33.9381 | 30.4159 | 0.88323 | 15.1007 | 16.741 | 20.2455 | 0.52941 | 0.025 | 5.7955 | 22.0455 | 0.67677 | 1.0645 | 10.9718 | 9.4847 | 1.7959 | 3.2729 | 13.6785 | 11.3937 | 11.3083 | 8.4154 | 54.6561 | 61.4044 | 45.7049 | 59.3786
1105
1106 |  |  |  | 1.5715 | 4.8183
1107 | 0.54887 | 1.7598 | 2 | 2.3934 | 7.3264 | -1.5804 | 0.0022115 | 0.0060512 | 0.81783 | 298.6576 | 44.8145 | 35.8435 | 1.3714 | 13.5399 | 14.2736 | 0.55328 | 0.17929 | 0.0072716 | 1.2523 | 12.5 | 0.18417 | 0.55409 | 7.1915 | 6.185 | 2.4836 | 4.0447 | 12.2931 | 8.1801 | 8.4167 | 5.0066 | 49.3575 | 74.629 | 55.3783 | 80.8875
1108 | 3.1447 | 10.2751 | 2 | 2.6536 | 6.9971 | -2.5159 | 0.014343 | 0.0071336 | 2.5602 | 294.8944 | 28.2408 | 28.9183 | 0.80481 | 16.6233 | 18.4067 | 1.1355 | 0.11861 | 0.024886 | 1.5249 | 12.4457 | 0.00021889 | 0.010369 | 11.2951 | 9.8354 | 1.6142 | 3.0709 | 15.3785 | 12.9501 | 12.6085 | 9.7866 | 54.238 | 61.8871 | 38.7546 | 52.3006
1109
1110
1111
1112 | 2.9256 | 9.2672 | 2 | 1.8837 | 5.4984 | -3.7796 | 0.060484 | 0.0068811 | 1.4383 | 295.9955 | 35.9543 | 31.1688 | 0.97212 | 14.9375 | 16.289 | 35.1983 | 0.64191 | 0.049032 | 9 | 21.4737 | 2.4832 | 6.5645 | 9.9947 | 8.8979 | 2.0643 | 3.6248 | 13.6381 | 10.6634 | 10.2594 | 7.2229 | 57.7779 | 60.2238 | 47.0955 | 66.0725
1113
1114 | 9.2792 | 22.0564 | 3 | 2.1528 | 5.9464 | 1.9354 | 0.065464 | 0.0064804 | 2.8831 | 293.6557 | 42.4963 | 36.6254 | 0.97031 | 13.1128 | 14.7694 | 0.54232 | 0.070914 | 0.086029 | 2.3643 | 15.3786 | 0.87924 | 7.8056 | 10.2794 | 8.5814 | 1.8633 | 3.5576 | 12.7515 | 7.5523 | 8.2186 | 4.7585 | 58.3411 | 82.5017 | 52.8465 | 84.3516
1115
1116
1117 | 5.3455 | 11.6991 | 2 | 1.8572 | 4.9085 | -2.1981 | 0.059818 | 0.0063641 | 2.5174 | 296.0763 | 43.7867 | 31.5278 | 1.2294 | 13.0412 | 14.7533 | 1.6102 | 0.10651 | 0.046091 | 2.1266 | 16.4051 | 4.188 | 5.8727 | 12.3749 | 8.6006 | 2.1809 | 3.8519 | 13.3389 | 6.7995 | 9.0932 | 4.649 | 43.3339 | 70.9608 | 49.3386 | 86.8542
1118
1119 |  |  |  | 1.75 | 4.9654
1120 | 8.0528 | 17.5622 | 3 | 2.7655 | 8.1294 | 0.87259 | 0.037067 | 0.0056336 | 4.1062 | 295.2789 | 49.5682 | 37.6719 | 1.3536 | 11.4438 | 13.7112 | 9.7833 | 0.21518 | 0.084667 | 4.7966 | 20.0169 | 5.9365 | 9.04 | 12.7195 | 9.3982 | 2.414 | 4.3372 | 12.5807 | 5.2003 | 7.7222 | 3.4416 | 62.6878 | 115.3114 | 54.9297 | 98.319
1121 | 4.4356 | 13.8777 | 2 | 2.1375 | 5.5641 | -0.61329 | 0.057517 | 0.0058094 | 2.8518 | 295.7722 | 49.232 | 33.7365 | 1.3099 | 11.783 | 13.5702 | 4.0841 | 0.11364 | 0.075272 | 2.7123 | 16.4528 | 4.0181 | 6.6565 | 8.4164 | 6.4096 | 2.3044 | 4.1023 | 12.2651 | 5.6496 | 8.2247 | 3.8725 | 54.7649 | 89.4124 | 56.193 | 93.9916
1122
1123
1124 | 9.4947 | 27.765 | 2 | 2.8028 | 7.6064 | -1.0604 | 0.14444 | 0.0073001 | 2.0331 | 293.4318 | 24.6518 | 27.422 | 0.6297 | 17.4342 | 19.0723 | 0.83054 | 0.14214 | 0.13198 | 6.7069 | 21.1379 | 4.4522 | 23.5238 | 12.6954 | 11.1112 | 1.5571 | 2.4767 | 16.4577 | 14.6763 | 13.2439 | 10.7006 | 55.168 | 58.5006 | 34.1481 | 45.083
1125
1126 | 2.1179 | 7.2708 | 2 | 2.8044 | 6.9915 | -8.8077 | 0.041579 | 0.0070754 | 2.3008 | 295.9628 | 32.0054 | 30.3175 | 0.94537 | 15.662 | 17.309 | 13.7848 | 0.38086 | 0.022105 | 5.6316 | 22 | 3.3842 | 8.5789 | 10.9583 | 9.4267 | 1.902 | 3.5248 | 14.2856 | 12.0737 | 11.7585 | 8.6579 | 55.0338 | 62.6025 | 43.4715 | 57.5955
1127 |  |  |  | 2.7718 | 6.3833 |  |  | 0.0067672 | 1.292 | 296.3807 | 40.5822 | 36.3393 | 1.0795 | 14.0617 | 15.3361 | 13.2727 | [6 empty] | 7.1269 | 6.6514 | 2.1651 | 3.7101 | 12.9293 | 8.8268 | 9.8366 | 5.938 | 56.2987 | 71.9774 | 51.9394 | 75.7363
1128 |  |  |  | 2.3189 | 7.0591 |  |  | 0.0064975 | 2.1194 | 297.9718 | 46.0786 | 32.6366 | 1.4011 | 12.6593 | 14.3083 | 9.8973 | [6 empty] | 11.2019 | 7.6149 | 2.6676 | 4.2702 | 11.8098 | 6.3263 | 8.2165 | 4.3749 | 52.6109 | 86.7182 | 57.5253 | 89.5931
1129
1130
1131
1132 |  |  |  | 2.2801 | 5.7293
1133
1134
1135
1136 | 3.1203 | 8.4154 | 2.7273 | 2.7453 | 6.2544 | -2.7069 | 0.025455 | 0.0067057 | 2.0301 | 293.8299 | 33.7064 | 31.4631 | 0.83388 | 15.2749 | 16.7911 | 11.3882 | 0.14104 | 0.092727 | 1.625 | 19.875 | 0.70545 | 2.6364 | 8.1984 | 7.6368 | 1.812 | 3.3444 | 15.1404 | 10.2011 | 9.817 | 6.4717 | 46.941 | 67.8226 | 43.9092 | 69.3198
1137
1138 | 1.3583 | 3.8079 | 2 | 3.7154 | 9.4321 | -1.575 | 0.0011741 | 0.0066306 | 1.3372 | 297.0258 | 41.8 | 35.1748 | 1.178 | 13.7653 | 15.0297 | 0.73884 | 0.047672 | 0.0072065 | 1.2105 | 13.2421 | 1.3122 | 0.88259 | 6.7935 | 6.0587 | 2.2124 | 3.785 | 12.9996 | 8.5448 | 9.7832 | 5.6922 | 52.7636 | 69.9021 | 51.8511 | 77.3989
1139
1140 | 1.6357 | 5.0172 | 2 | 2.9654 | 8.1583 | 0.25314 | 0.032748 | 0.0064594 | 2.5445 | 297.367 | 46.3004 | 32.6991 | 1.3705 | 12.5084 | 14.3084 | 2.5192 | 0.11156 | 0.050723 | 2.3875 | 17.4429 | 4.0617 | 5.0702 | 11.2204 | 7.6516 | 2.5729 | 4.2513 | 11.9498 | 6.1233 | 8.1815 | 4.2131 | 51.7602 | 88.3528 | 57.2 | 91.0549
1141 | 4.9252 | 12.5745 | 2.6719 | 2.1616 | 5.2881 | -0.41195 | 0.025365 | 0.0067809 | 2.7551 | 295.9091 | 34.6525 | 30.227 | 0.99459 | 15.0765 | 16.8806 | 3.4933 | 0.19618 | 0.031771 | 2.1866 | 14.6194 | 2.9026 | 5.8542 | 9.7291 | 7.6268 | 1.9987 | 3.6375 | 14.8781 | 9.6522 | 9.8774 | 6.3466 | 49.1622 | 71.7584 | 43.297 | 72.1417
1142
1143 | 6.1847 | 15.8166 | 2.1378 | 1.9821 | 4.7455 | -1.2815 | 0.038186 | 0.0050683 | 2.347 | 295.2737 | 50.9461 | 35.7118 | 1.2924 | 11.5113 | 13.0356 | 0.85021 | 0.040212 | 0.13513 | 1.9957 | 14.9638 | 1.9488 | 4.0172 | 8.1711 | 7.0263 | 2.0126 | 3.6372 | 11.4027 | 6.3225 | 7.5414 | 4.3401 | 51.6025 | 80.26 | 60.7565 | 90.0928
1144
1145
1146 | 7.7998 | 21.3619 | 3 | 1.9263 | 4.697 | -2.7728 | 0.1078 | 0.0067657 | 4.1001 | 295.6018 | 33.933 | 32.4037 | 0.96972 | 15.3666 | 17.3239 | 3.6949 | 0.33587 | 0.05061 | 7.5833 | 20.8889 | 1.3376 | 12.4512 | 10.3084 | 8.907 | 1.8631 | 3.5382 | 15.1454 | 10.2294 | 10.1864 | 6.7601 | 55.1677 | 72.945 | 43.6442 | 68.8782
1147 | 5.9408 | 14.4875 | 3 | 2.0881 | 6.598 | -0.57436 | 0.11794 | 0.0070546 | 2.8096 | 295.5754 | 33.4475 | 29.652 | 0.93223 | 15.1695 | 16.9944 | 10.2183 | 0.37367 | 0.038413 | 5.7458 | 20.8814 | 3.8319 | 14.1905 | 11.1415 | 9.5652 | 1.9016 | 3.4854 | 13.6013 | 11.3472 | 11.2044 | 8.6141 | 55.5451 | 60.1223 | 45.9147 | 58.5666
1148
1149
1150
1151 | 1.023 | 3.5755 | 2 | 2.0817 | 6.5997 | -0.10894 | 0.020702 | 0.0064402 | 1.5052 | 297.6087 | 42.5398 | 31.7646 | 1.2935 | 13.6703 | 14.9921 | 4.4504 | 0.17695 | 0.043926 | 2.3611 | 18.8833 | 1.1983 | 1.1694 | 12.1808 | 8.6504 | 2.4073 | 3.8529 | 13.3587 | 7.7996 | 9.6111 | 5.2984 | 47.2286 | 67.6605 | 52.2352 | 79.8087
1152
1153 |  |  |  | 3.1318 | 8.214
1154 | 4.0684 | 10.2382 | 2 | 2.0754 | 5.7858 | -1.3186 | 0.043053 | 0.005555 | 3.1491 | 295.8349 | 48.2507 | 33.4716 | 1.2984 | 12.0193 | 13.9128 | 0.67494 | 0.0011785 | 0.080966 | 1.4062 | 13.2344 | 2.2449 | 4.053 | 8.3901 | 6.4687 | 2.2523 | 3.9618 | 12.5514 | 5.6477 | 8.34 | 3.9044 | 53.2464 | 91.5026 | 54.7868 | 94.0532
1155
1156 | 13.3955 | 26.1946 | 3 | 2.5492 | 7.7361 | 1.3463 | 0.135 | 0.0050982 | 4.3678 | 294.997 | 49.3271 | 38.0547 | 1.3341 | 11.5191 | 13.9021 | 2.4273 | 0.12515 | 0.0489 | 5.4987 | 20.3486 | 5.1734 | 13.2572 | 12.8328 | 9.6686 | 2.3708 | 4.2122 | 12.9772 | 5.1866 | 7.6603 | 3.377 | 63.4114 | 118.1036 | 53.9696 | 98.5567
1157 |  |  |  | 2.2538 | 6.22
1158
1159
1160 | 1.0421 | 6.7796 | 2 | 2.5522 | 6.4925 | 0.0061046 | 0.0053548 | 0.0064632 | 1.1786 | 299.0736 | 48.8766 | 39.4152 | 1.5275 | 12.3354 | 13.4183 | 0.8955 | 0.055942 | 0.021226 | 1.2 | 11.7333 | 0.24387 | 0.28387 | 8.1675 | 6.8847 | 2.8246 | 4.2652 | 11.4243 | 6.8047 | 8.3334 | 4.9456 | 58.5018 | 89.8579 | 60.1149 | 85.948
1161
1162
1163
1164
1165 |  |  |  | 2.1673 | 6.4045 |  |  | 0.0072829 | 1.1006 | 291.3322 | 23.9606 | 23.5539 | 0.51051 | 17.4931 | 18.6828 | 32.9399 | [6 empty] | 10.5882 | 9.4584 | 1.3398 | 1.9883 | 16.5272 | 15.4593 | 13.6264 | 13.5512 | 43.1601 | 43.9 | 31.558 | 36.5467
1166 | 3.1119 | 10.7684 | 2 | 2.4394 | 6.4856 | -0.8595 | 0.03026 | 0.0065283 | 2.0032 | 297.208 | 44.8068 | 31.5376 | 1.3112 | 13.0177 | 14.5075 | 1.0469 | 0.11371 | 0.032103 | 2.2248 | 15.2834 | 4.0074 | 6.1584 | 9.2132 | 6.5694 | 2.4216 | 4.2471 | 12.8005 | 6.3744 | 8.9147 | 4.3458 | 52.0241 | 77.5874 | 53.67 | 87.7918
1167
1168 | 2.4097 | 8.6387 | 2 | 1.9661 | 5.3974 | 1.781 | 0.014 | 0.0061281 | 1.9385 | 297.025 | 42.2243 | 33.9376 | 1.2537 | 13.7005 | 15.1406 | 12.2281 | 0.14955 | 0.046667 | 2.9167 | 27.5 | 1.9847 | 2.6667 | 10.7558 | 8.0366 | 2.1432 | 3.9092 | 13.6446 | 7.5479 | 9.8056 | 4.9942 | 48.491 | 82.4404 | 49.4199 | 82.7482
1169 | 1.395 | 4.5674 | 2 | 2.2063 | 6.7331 | -0.48027 | 0.013756 | 0.0072046 | 1.0467 | 295.8202 | 34.7117 | 31.4932 | 0.87403 | 15.1348 | 15.9975 | 1.1618 | 0.10755 | 0.018507 | 2.4545 | 17.3879 | 1.5235 | 3.5973 | 9.6983 | 9.2736 | 1.945 | 3.2128 | 13.0462 | 11.7262 | 9.1221 | 8.3835 | 58.6699 | 60.3707 | 52.0751 | 59.1254
1170
1171
1172 | 12.334 | 25.1543 | 2 | 2.5263 | 7.4199 | 0.57506 | 0.074642 | 0.0069753 | 3.1136 | 290.0678 | 16.9246 | 19.2728 | 0.39276 | 19.5976 | 22.0702 | 5.2723 | 0.19235 | 0.10159 | 3.3692 | 19.7198 | 1.2509 | 8.7077 | 12.296 | 9.9855 | 1.2533 | 1.9314 | 19.2084 | 15.4145 | 15.369 | 11.7475 | 38.795 | 45.6613 | 25.6479 | 40.3571
1173 | 7.2351 | 16.2821 | 2 | 1.9889 | 5.9935 | -0.89783 | 0.076765 | 0.0072848 | 1.3114 | 291.8685 | 23.8865 | 23.6964 | 0.54845 | 17.4868 | 18.8178 | 11.1833 | 0.10193 | 0.055588 | 2.2222 | 16.2593 | 13.1015 | 20.1765 | 11.0056 | 9.8137 | 1.3841 | 2.1987 | 16.4718 | 15.3485 | 13.7877 | 13.3207 | 43.4098 | 45.274 | 32.0498 | 37.7181
1174
1175
1176 |  |  |  | 1.4489 | 4.5478 |  |  | 0.0069258 | 2.1722 | 295.6074 | 30.504 | 28.2158 | 0.88525 | 16.1157 | 17.8093 | 36.1593 | [6 empty] | 10.6478 | 8.6959 | 1.8908 | 3.4126 | 15.6266 | 11.2754 | 11.2253 | 7.4533 | 47.9666 | 67.5893 | 39.8682 | 63.2501
1177 | [7 empty] | 0.0068952 | 1.4598 | 296.5629 | 35.4561 | 30.7109 | 1.006 | 15.1262 | 16.3448 | 17 | [6 empty] | 9.3551 | 8.4684 | 2.0309 | 3.6901 | 14.341 | 10.3312 | 9.8924 | 6.3882 | 50.7172 | 64.9207 | 45.3246 | 69.3657
1178 |  |  |  | 1.2736 | 4.2666 |  |  | 0.0069272 | 2.6621 | 294.9947 | 33.8924 | 30.2945 | 0.89182 | 15.1079 | 16.9392 | 19.92 | [6 empty] | 10.6677 | 8.4979 | 1.847 | 3.4996 | 15.0594 | 9.4642 | 9.7515 | 5.8702 | 51.8534 | 77.1629 | 43.9017 | 73.7994
1179 |  |  |  | 1.5921 | 4.4584
1180
1181
1182 | 2.7662 | 10.9643 | 2 | 2.1838 | 5.835 | -14.25 | 0.02 | 0.0070325 | 2.3261 | 297.1855 | 34.758 | 30.8767 | 1.076 | 15.3928 | 16.9393 | 23.6618 | 0.3125 | 0 | 7 | 8 | 3.23 | 15 | 6.8742 | 5.7778 | 2.0461 | 3.8078 | 14.4026 | 10.5078 | 11.2742 | 7.0303 | 48.2476 | 61.896 | 44.0087 | 67.1524
1183
1184 | 3.729 | 9.8936 | 2 | 2.0658 | 5.9946 | -0.090148 | 0.038375 | 0.0064407 | 2.6279 | 296.0602 | 39.8939 | 42.4737 | 1.1461 | 14.0204 | 16.009 | 1.1281 | 0.18419 | 0.033829 | 1.7517 | 14.9521 | 1.2385 | 2.3912 | 13.8382 | 11.8972 | 2.335 | 3.9871 | 13.7238 | 7.5283 | 7.9134 | 4.3346 | 74.7351 | 112.8168 | 50.3312 | 83.8652
1185
1186 | 1.1001 | 4.2558 | 2 | 2.0214 | 5.5924 | -0.46951 | 0.04 | 0.0070724 | 2.4494 | 295.3457 | 26.1719 | 27.5608 | 0.79973 | 17.3818 | 19.1151 | 38.4178 | 0.48562 | 0.05 | 1 | 22 | 2.9627e-12 | 2.0464e-12 | 10.9057 | 9.2972 | 1.6885 | 3.0315 | 16.298 | 13.8691 | 13.5324 | 10.8217 | 49.9837 | 58.0837 | 35.6643 | 48.0311
1187
1188
1189 | 11.8455 | 24.8662 | 3 | 1.4578 | 3.9617 | -4.814 | 0.1181 | 0.0070268 | 1.8744 | 294.8215 | 32.594 | 25.9455 | 0.80753 | 15.5904 | 17.0551 | 3.4521 | 0.03721 | 0.11504 | 5.0104 | 19.625 | 3.3163 | 19.8099 | 7.0765 | 6.4729 | 1.8078 | 3.336 | 14.7762 | 10.9394 | 9.2293 | 6.6216 | 41.2311 | 53.4064 | 44.6118 | 66.6661
1190 | 0.70417 | 3.7995 | 3 | 2.715 | 6.8303 | -4.0929 | 0.01 | 0.0067141 | 1.5008 | 296.2949 | 37.9311 | 32.7441 | 1.074 | 14.5011 | 15.859 | 42.2572 | 0.39947 | 0.046 | 7.2 | 18.4 | 1.522 | 4.8 | 7.6635 | 6.6646 | 2.1093 | 3.8025 | 13.8873 | 9.324 | 10.0295 | 6.034 | 48.9439 | 68.8121 | 47.0036 | 74.272
1191 |  |  |  | 2.2048 | 5.3646
1192 | 0.97537 | 2.4957 | 2 | 2.8059 | 6.304 | -5.4952 | 0 | 0.0069207 | 1.2809 | 296.2408 | 38.7953 | 33.6447 | 1.009 | 14.3027 | 15.492 | 1 | 0 | 0 | 1 | 5 | 0 | 0 | 10.4816 | 8.8197 | 2.082 | 3.6983 | 13.4396 | 9.2023 | 8.5949 | 5.3668 | 57.0079 | 72.2387 | 50.475 | 76.2805
1193
1194 | 5.6046 | 14.1377 | 2 | 2.1471 | 5.8284 | 0.9703 | 0.049814 | 0.0058159 | 3.1701 | 294.9369 | 46.7039 | 30.65 | 1.2228 | 12.2367 | 14.1543 | 0.93562 | 0.077486 | 0.076312 | 2 | 17.0962 | 4.3724 | 5.2773 | 9.0548 | 6.0777 | 2.0987 | 3.7649 | 12.9925 | 6.0343 | 8.2615 | 4.1586 | 46.937 | 77.0727 | 52.5661 | 91.5976
1195 |  |  |  | 2.7655 | 6.1941
1196 | 2.4303 | 11.5999 | 2 | 2.4958 | 7.3283 | 4.8079 | 0.01 | 0.0070088 | 2.8119 | 289.2929 | 16.095 | 18.8724 | 0.32878 | 19.8922 | 22.2251 | 29.5902 | 0.56303 | 0 | 7 | 22 | 0 | 12 | 12.5757 | 10.1705 | 1.1526 | 1.6662 | 19.4471 | 15.6956 | 15.6291 | 12.3484 | 38.5572 | 44.8404 | 24.5492 | 38.8202
1197
1198
1199 |  |  |  | 2.2201 | 5.4446 |  |  | 0.0073634 | 1.7226 | 292.7264 | 31.2234 | 29.6382 | 0.65244 | 15.6609 | 17.1228 | 45.8895 | [6 empty] | 8.3272 | 7.5875 | 1.5602 | 3.0182 | 14.9503 | 11.571 | 10.0752 | 7.3906 | 50.5577 | 54.6846 | 44.1705 | 61.1631
1200 | 2.3242 | 7.1029 | 2.8182 | 3.6424 | 7.4077 | -1.7547 | 0.022727 | 0.0067409 | 1.6335 | 295.0047 | 38.9949 | 32.4235 | 0.9734 | 14.0848 | 15.5317 | 2.8027 | 0.20693 | 0.053 | 2.3061 | 14.6735 | 0.30291 | 2.0818 | 8.1838 | 6.9731 | 1.9374 | 3.6047 | 13.8698 | 8.8458 | 9.2485 | 5.5652 | 47.6046 | 68.1732 | 48.4986 | 77.2895
1201 | 8.4659 | 17.8715 | 2.8378 | 1.4945 | 4.6008 | -3.1059 | 0.050811 | 0.0070045 | 4.471 | 295.4845 | 27.4177 | 27.2919 | 0.91732 | 16.7799 | 19.0012 | 0.089357 | 0.06726 | 0.060541 | 1.6429 | 15.3214 | 0.33459 | 1.4054 | 11.2735 | 9.4463 | 2.124 | 3.4825 | 15.8536 | 11.7923 | 10.889 | 8.6512 | 49.6293 | 62.5279 | 41.0642 | 57.3135
1202 | 4.1977 | 11.3604 | 2.3871 | 3.1631 | 6.5624 | -3.5905 | 0.039677 | 0.0067677 | 1.9608 | 294.4467 | 32.1226 | 29.909 | 0.85687 | 15.7773 | 17.2605 | 15.6648 | 0.16745 | 0.054194 | 7.1667 | 20.5833 | 1.7648 | 4.2581 | 7.8013 | 7.2906 | 1.862 | 3.3927 | 15.4102 | 10.9123 | 10.6019 | 7.1042 | 44.6107 | 63.7967 | 40.981 | 65.1835
1203
1204
1205 | 0.92639 | 3.6473 | 2.2965 | 2.0856 | 6.4728 | 0.025198 | 0.009598 | 0.006371 | 1.2544 | 297.836 | 39.0295 | 33.5163 | 1.2077 | 14.5092 | 15.4449 | 1.3106 | 0.094204 | 0.016834 | 1.7653 | 15.2857 | 1.4534 | 2.0452 | 8.0217 | 8.441 | 1.9781 | 3.6454 | 13.6037 | 9.898 | 10.1832 | 6.8349 | 47.1112 | 65.5881 | 49.2165 | 68.3299
1206 | 2.0795 | 5.8045 | 2 | 2.8415 | 9.0753 | -3.13 | 0.006 | 0.0058668 | 1.6436 | 298.6715 | 51.3756 | 41.6328 | 1.6588 | 11.5204 | 13.1055 | 4.3104 | 0.283 | 0.008 | 3.3333 | 10.6667 | 0.818 | 1 | 14.7857 | 10.9282 | 3.1853 | 4.9742 | 10.3041 | 5.7506 | 6.7712 | 4.4457 | 82.2259 | 100.792 | 65.7409 | 91.3768
1207 | 4.8357 | 12.8787 | 2.5646 | 2.6731 | 8.5132 | 0.45257 | 0.035504 | 0.0059284 | 2.5022 | 296.4583 | 44.1965 | 35.7057 | 1.3737 | 12.8163 | 15.0907 | 0.95842 | 0.058387 | 0.092885 | 1.9454 | 15.388 | 3.9211 | 3.8673 | 14.339 | 10.7529 | 2.4438 | 4.4546 | 13.5357 | 6.1081 | 8.1584 | 4.3836 | 65.0491 | 99.5335 | 51.3511 | 91.4886
1208
1209
1210
1211 | 5.5532 | 15.0974 | 2.9541 | 1.8031 | 4.0293 | 0.060105 | 0.05148 | 0.005401 | 2.5774 | 294.0942 | 50.8736 | 35.7787 | 1.1954 | 11.3286 | 12.8768 | 1.7123 | 0.057881 | 0.12444 | 3.3125 | 18.0333 | 2.5541 | 6.7628 | 10.5704 | 8.8525 | 2.0031 | 3.3655 | 10.8221 | 6.2001 | 6.6551 | 4.287 | 55.997 | 77.0057 | 63.5576 | 89.6895
1212 | 2.5728 | 8.8681 | 2 | 2.63 | 7.6581 | 0.42304 | 0.026402 | 0.0060435 | 2.824 | 296.7391 | 47.1313 | 33.3564 | 1.338 | 12.2496 | 14.0735 | 1.4536 | 0.077482 | 0.032296 | 1.8782 | 15.1603 | 2.4268 | 2.4487 | 8.85 | 6.8127 | 2.3754 | 4.0801 | 12.5429 | 6.0549 | 8.5486 | 4.119 | 52.8704 | 92.5145 | 54.568 | 91.7823
1213 | 3.8192 | 12.3672 | 2 | 2.407 | 6.5546 | -0.82256 | 0.02 | 0.0070867 | 2.1692 | 296.1421 | 31.8724 | 29.9859 | 0.95288 | 15.7138 | 17.3136 | 40.04 | 0.83 | 0.0175 | 8.75 | 22 | 2.0918e-13 | 1.1369e-12 | 10.8592 | 9.3673 | 1.9279 | 3.5393 | 14.2673 | 12.2708 | 11.824 | 8.7543 | 54.4604 | 61.4073 | 43.4148 | 56.6797
1214
1215 | 13.8533 | 30.6124 | 3 | 2.2182 | 6.4068 | 0.34487 | 0.074498 | 0.0054538 | 3.4797 | 293.3932 | 47.105 | 31.1864 | 1.1515 | 11.9731 | 14.0588 | 1.4205 | 0.063722 | 0.060013 | 3.149 | 18.8125 | 0.68269 | 6.4939 | 11.5735 | 7.6322 | 2.0558 | 3.4686 | 12.2795 | 5.9673 | 7.4276 | 4.112 | 49.1343 | 77.8521 | 55.686 | 91.9402
1216 | 5.7531 | 12.9352 | 2.0192 | 1.6296 | 4.442 | -0.49613 | 0.017111 | 0.006694 | 2.5273 | 295.9015 | 43.453 | 33.0776 | 1.2176 | 13.0223 | 14.7324 | 0.54759 | 0.0078009 | 0.1691 | 1.4912 | 13.5877 | 1.4482 | 2.3284 | 14.6735 | 10.3232 | 2.1121 | 3.8454 | 13.1282 | 6.834 | 8.8975 | 4.632 | 45.3274 | 76.3409 | 49.7187 | 86.8792
1217 |  |  |  | 1.9923 | 5.0484
1218 | 1.8328 | 5.296 | 2.8669 | 2.1607 | 5.7508 | 0.24704 | 0.02522 | 0.0061448 | 2.3192 | 297.3816 | 46.5133 | 33.0149 | 1.3689 | 12.4888 | 14.1415 | 2.1905 | 0.034731 | 0.036006 | 1.75 | 14.9915 | 0.40494 | 0.69157 | 7.2493 | 5.5219 | 2.5156 | 4.2592 | 12.7342 | 6.5691 | 8.5495 | 4.3637 | 48.0559 | 79.189 | 54.6424 | 89.0417
1219
1220
1221
1222
1223
1224 | 2.2659 | 7.0396 | 2 | 2.26 | 6.0128 | 0.28433 | 0.032433 | 0.006254 | 2.3429 | 296.4983 | 46.9921 | 32.9329 | 1.2978 | 12.3918 | 14.0248 | 2.0244 | 0.10902 | 0.036696 | 2.3662 | 16.4154 | 4.3367 | 6.1808 | 8.6817 | 6.5184 | 2.3646 | 4.1771 | 12.3046 | 6.1022 | 8.3637 | 4.1247 | 53.2 | 85.7097 | 56.0401 | 91.187
1225
1226
1227
1228
1229 | 7.1532 | 22.8278 | 2.0702 | 2.2428 | 5.4779 | -0.29032 | 0.093306 | 0.0053003 | 2.2474 | 295.2093 | 50.5122 | 38.008 | 1.2748 | 11.55 | 13.1128 | 3.4524 | 0.18895 | 0.070035 | 5.6976 | 20.3073 | 2.9382 | 7.8512 | 9.1093 | 7.1252 | 2.0639 | 3.6386 | 11.5018 | 6.1766 | 7.6505 | 4.3689 | 56.1041 | 88.1832 | 59.7979 | 90.4778
1230
1231
1232
1233
1234
1235 | 4.6776 | 12.961 | 2 | 2.2469 | 5.6559 | 3.3725 | 0.0645 | 0.0071787 | 1.8131 | 292.8 | 32.1394 | 29.9104 | 0.6891 | 15.4696 | 16.9387 | 20.795 | 0.56933 | 0.045833 | 10.5283 | 20.3962 | 6.706 | 14.8 | 8.0431 | 7.4251 | 1.5628 | 2.9958 | 14.8215 | 11.283 | 10.0979 | 7.411 | 50.3909 | 55.7592 | 44.4859 | 62.2237
1236 |  |  |  | 2.0042 | 5.2046 |  |  | 0.0065801 | 1.5 | 294.618 | 44.8564 | 36.1809 | 1.0263 | 12.6679 | 14.0633 | 4.0137 | [6 empty] | 9.5507 | 7.9984 | 2.03 | 3.7359 | 11.9728 | 7.5251 | 7.4116 | 4.3262 | 57.742 | 77.8815 | 57.0183 | 85.5894
1237
1238
1239 | 0.54039 | 2.2757 | 2 | 2.2615 | 6.572 | 0.41788 | 0.003125 | 0.0063135 | 1.105 | 297.68 | 39.442 | 33.4613 | 1.1976 | 14.4554 | 15.3064 | 1.567 | 0.035623 | 0.003125 | 1.3333 | 12.6667 | 0 | 0.375 | 8.2062 | 7.9423 | 2.0029 | 3.6552 | 13.4225 | 9.8018 | 10.055 | 6.6427 | 48.9071 | 68.0723 | 50.0223 | 69.4902
1240
1241
1242
1243
1244 |  |  |  | 2.432 | 5.768 |  |  | 0.0071053 | 1.4595 | 293.6181 | 34.2529 | 32.6923 | 0.74449 | 15.2169 | 16.5993 | 17.05 | [6 empty] | 8.8963 | 7.7917 | 1.6289 | 3.1621 | 14.6441 | 10.4671 | 9.7427 | 6.2179 | 54.6427 | 69.2966 | 47.5352 | 69.9006
1245 |  |  |  | 3.277 | 7.9
1246
1247
1248
1249
1250
1251 | 0.91172 | 4.205 | 2 | 2.6884 | 7.6196 | 0.77614 | 0.0018182 | 0.0067918 | 0.88692 | 298.253 | 38.8568 | 33.7459 | 1.1371 | 14.5166 | 15.194 | 3.0315 | 0.43033 | 0.0036364 | 2.8889 | 18.2222 | 0.20455 | 3 | 11.6901 | 9.961 | 2.1678 | 3.5688 | 12.5775 | 11.1611 | 7.4627 | 7.3654 | 63.0568 | 65.8197 | 57.0233 | 63.7843
1252
1253 | 5.0659 | 14.5187 | 2.1815 | 1.8724 | 5.3432 | -0.27534 | 0.064554 | 0.0064437 | 1.9377 | 295.0618 | 42.4638 | 36.5458 | 1.0184 | 13.4209 | 14.7673 | 6.9315 | 0.2724 | 0.038594 | 4.9907 | 18.3472 | 2.0763 | 8.3135 | 10.1403 | 8.3801 | 2.0039 | 3.6171 | 12.8554 | 7.8972 | 8.4747 | 5.0133 | 57.2182 | 80.4862 | 52.3372 | 82.5771
1254 | 10.6768 | 22.4727 | 3 | 2.1932 | 6.4416 | -0.7871 | 0.06483 | 0.0047793 | 5.1104 | 292.5636 | 46.9472 | 37.2735 | 1.126 | 11.9659 | 14.5419 | 1.6525 | 0.15943 | 0.052585 | 5.0333 | 17.9333 | 0.057551 | 0.37415 | 13.3506 | 10.2883 | 2.0032 | 3.6 | 13.478 | 5.3526 | 7.5132 | 3.4384 | 61.6215 | 119.5658 | 51.8653 | 97.4211
1255
1256
1257
1258
1259 | 3.4142 | 10.5467 | 2.042 | 2.0624 | 6.4798 | -0.17335 | 0.072098 | 0.0064901 | 1.862 | 295.3635 | 41.0155 | 35.5453 | 1.0169 | 13.7513 | 15.0635 | 18.1174 | 0.40151 | 0.048042 | 4.3197 | 19.4918 | 2.8824 | 12.1399 | 10.1494 | 8.4157 | 1.9945 | 3.547 | 13.121 | 8.4159 | 8.8078 | 5.4349 | 56.5652 | 77.535 | 50.771 | 79.3172
1260
1261 | 2.1398 | 6.378 | 2 | 1.9674 | 5.3001 | -0.39378 | 0.018931 | 0.006124 | 2.0074 | 296.5469 | 43.8051 | 35.6588 | 1.2454 | 13.303 | 14.7839 | 0.57759 | 0.055046 | 0.053969 | 1.6038 | 14.9953 | 0.65132 | 1.7025 | 10.3871 | 7.8491 | 2.1036 | 3.8451 | 13.0977 | 6.987 | 9.1049 | 4.698 | 51.324 | 87.7393 | 52.612 | 86.2281
1262
1263 | 4.255 | 9.6704 | 2 | 1.599 | 4.5377 | -0.42326 | 0.014129 | 0.0063181 | 2.466 | 296.6836 | 43.7343 | 33.3861 | 1.2762 | 13.0582 | 14.7578 | 0.76097 | 0.060032 | 0.10553 | 1.6516 | 14.1538 | 0.82641 | 1.9462 | 14.383 | 10.0901 | 2.2693 | 3.898 | 13.209 | 7.017 | 8.9611 | 4.7917 | 45.3577 | 75.1017 | 50.5329 | 85.7144
1264
1265 | 2.0135 | 5.8149 | 2 | 2.3713 | 5.6282 | -0.39454 | 0.017358 | 0.0062405 | 2.069 | 297.0226 | 44.8737 | 33.1037 | 1.3088 | 12.95 | 14.4821 | 4.3201 | 0.12245 | 0.033585 | 2.3896 | 15.7662 | 1.1751 | 3.0849 | 12.3417 | 9.018 | 2.2976 | 3.9622 | 12.7492 | 7.0137 | 9.1111 | 4.7267 | 47.5483 | 78.6897 | 52.7827 | 86.094
1266 | 0.70346 | 2.7486 | 2 | 2.484 | 6.4258 | 0.93702 | 0.0049016 | 0.0062703 | 1.4088 | 298.5572 | 49.1441 | 41.4915 | 1.5018 | 12.1992 | 13.3897 | 2.1475 | 0.20531 | 0.013005 | 1.9 | 16.065 | 0.31032 | 0.78891 | 8.6508 | 7.3395 | 2.7387 | 4.2856 | 11.8174 | 6.7655 | 8.517 | 4.749 | 61.0551 | 95.9363 | 58.1981 | 86.8756
1267 | 8.8803 | 21.9227 | 2 | 2.2072 | 7.5142 | 15.4083 | 0.03 | 0.0069694 | 3.4103 | 290.3099 | 17.2846 | 21.8011 | 0.43607 | 18.9487 | 21.8999 | 0 | 0.067835 | 0.044 | 1 | 22 | 0 | 0 | 13.821 | 12.5213 | 1.3241 | 1.771 | 18.5975 | 15.0859 | 14.7952 | 12.3596 | 49.3711 | 61.5971 | 26.7921 | 39.8102
1268 | 5.5959 | 13.7979 | 3 | 2.5123 | 7.1886 | -0.68331 | 0.034625 | 0.0061958 | 3.9628 | 294.7643 | 44.9129 | 37.2716 | 1.2247 | 12.8064 | 15.0335 | 0.70252 | 0.085549 | 0.037975 | 2.1651 | 15.0138 | 2.3394 | 3.865 | 10.5091 | 8.1715 | 2.3856 | 4.1978 | 13.127 | 5.7096 | 6.5627 | 3.6061 | 59.5466 | 97.1647 | 54.5548 | 94.7377
1269 | 8.9537 | 18.703 | 2 | 2.1934 | 7.0039 | -2.625 | 0.11 | 0.0073988 | 1.1498 | 291.5781 | 24.7857 | 24.368 | 0.5163 | 17.2213 | 18.5029 | 11.2696 | 0.35229 | 0 | 10 | 22 | 9.39 | 9 | 11.1232 | 9.846 | 1.3921 | 2.0986 | 16.5654 | 15.0556 | 13.2938 | 12.9462 | 44.94 | 46.3609 | 32.1371 | 38.9298
1270
1271
1272
1273 | 2.5354 | 7.5517 | 2 | 2.2446 | 8.142 | 0.1752 | 0.012579 | 0.006133 | 2.3469 | 297.5588 | 47.3756 | 38.6757 | 1.511 | 12.15 | 14.3122 | 0.60605 | 0.083226 | 0.0182 | 1.5526 | 14.7237 | 2.0292 | 1.5473 | 14.0306 | 10.6539 | 2.7823 | 4.7222 | 11.6893 | 5.8482 | 7.4039 | 4.3776 | 75.1612 | 103.6195 | 59.2697 | 92.3784
1274
1275 | 0.87312 | 2.6809 | 2 | 2.147 | 5.3202 | -1.7707 | 0.0033333 | 0.0072906 | 1.5698 | 293.0814 | 31.5915 | 30.5967 | 0.67604 | 15.6936 | 17.0909 | 54.2711 | 0.99586 | 0.0066667 | 13 | 23 | 4.3353e-13 | 1.3333 | 8.5451 | 7.7516 | 1.5581 | 3.0328 | 14.9302 | 11.7139 | 10.1473 | 7.5205 | 52.7039 | 56.5943 | 44.6818 | 60.7672
1276
1277
1278 |  |  |  | 1.615 | 4.6873 |  |  | 0.0066673 | 2.5205 | 296.6213 | 39.6267 | 32.8573 | 1.1204 | 14.1138 | 15.8009 | 1.3147 | [6 empty] | 10.2468 | 7.8509 | 2.2112 | 3.7831 | 13.8344 | 8.0617 | 8.7707 | 4.9958 | 55.1538 | 83.1693 | 49.0361 | 81.2578
1279 | 6.4619 | 15.2969 | 2.4273 | 2.2041 | 5.0789 | -1.6714 | 0.077364 | 0.0053655 | 2.5761 | 294.7661 | 49.8897 | 36.221 | 1.2507 | 11.6499 | 13.3645 | 3.2252 | 0.13644 | 0.11773 | 3.3277 | 18.7815 | 6.6194 | 10.9758 | 10.8585 | 7.9383 | 2.0793 | 3.6981 | 11.2181 | 5.8422 | 7.1247 | 3.8688 | 55.8538 | 86.1004 | 61.943 | 93.8601
1280
1281
1282
1283 | 7.0886 | 15.2453 | 2.9303 | 1.9671 | 5.9111 | -0.42711 | 0.046269 | 0.0067887 | 3.0097 | 294.3525 | 37.0568 | 31.8717 | 0.93475 | 14.3922 | 16.3013 | 2.1948 | 0.054651 | 0.050323 | 1.7604 | 14.8802 | 0.69988 | 4.0572 | 10.3769 | 7.8412 | 1.8635 | 3.6261 | 14.3022 | 8.4073 | 8.5535 | 5.0669 | 53.0733 | 79.5728 | 47.851 | 79.8692
1284
1285
1286 | 0.52989 | 2.2877 | 2 | 3.517 | 8.0522 | -0.28934 | 0.0035294 | 0.006632 | 0.65562 | 296.1419 | 40.53 | 33.9906 | 0.9815 | 14.0846 | 14.8163 | 0.61884 | 0.21872 | 0.0011765 | 1.1429 | 14 | 1.7976 | 0.94118 | 8.1632 | 8.0334 | 1.9391 | 3.04 | 12.6321 | 9.4033 | 7.9625 | 5.685 | 57.0646 | 69.1474 | 54.3293 | 73.4297
1287 | 7.9543 | 16.5456 | 2.4958 | 1.9583 | 5.4186 | 0.40957 | 0.061681 | 0.0056915 | 3.2831 | 295.1727 | 48.9215 | 33.6375 | 1.2944 | 11.6953 | 13.7033 | 1.0588 | 0.0279 | 0.060056 | 1.9072 | 16.3924 | 3.1517 | 6.5406 | 8.1638 | 6.3244 | 2.0937 | 3.9573 | 12.4667 | 5.6388 | 7.8628 | 3.7395 | 54.5369 | 90.0764 | 55.0461 | 94.7723
1288 | 3.4787 | 10.1661 | 2 | 2.2451 | 6.1512 | 4.6016 | 0.12333 | 0.0071166 | 2.2077 | 294.9791 | 26.5961 | 27.708 | 0.76855 | 17.2291 | 18.8636 | 20.885 | 0.43176 | 0.03 | 5 | 22 | 0 | 0 | 10.8027 | 9.4183 | 1.5738 | 2.9215 | 16.1517 | 13.6457 | 13.3182 | 10.8499 | 50.0057 | 56.7434 | 35.8437 | 47.366
1289
1290 | 6.3879 | 14.7625 | 2 | 1.6519 | 4.8539 | 0.045819 | 0.078636 | 0.0055491 | 3.4151 | 295.94 | 48.9401 | 34.296 | 1.3444 | 11.7903 | 13.8026 | 7.2253 | 0.12 | 0.078788 | 4.377 | 17.8689 | 5.8136 | 6.3788 | 8.155 | 6.5201 | 2.2999 | 4.0478 | 12.5234 | 5.536 | 7.9439 | 3.8461 | 55.8779 | 93.6259 | 54.8929 | 94.788
1291 | 7.2017 | 18.8704 | 2.6562 | 1.8692 | 5.103 | 0.81394 | 0.054094 | 0.0071292 | 3.1257 | 295.3465 | 23.5198 | 24.3386 | 0.79956 | 17.9055 | 19.9317 | 1.1139 | 0.15061 | 0.04675 | 2.7444 | 18.3699 | 1.7871 | 7.0156 | 11.0578 | 9.1171 | 1.7904 | 3.0434 | 16.7299 | 14.3174 | 13.8184 | 11.4975 | 45.6158 | 53.0429 | 34.2161 | 45.4489
1292
1293 |  |  |  | 2.0081 | 5.3514 |  |  | 0.0070674 | 2.5347 | 296.0581 | 24.4999 | 26.0669 | 0.83767 | 17.8835 | 19.7019 | 2 | [6 empty] | 10.9756 | 9.0656 | 1.8508 | 3.1639 | 16.5272 | 14.2764 | 13.9817 | 11.9544 | 48.2448 | 55.2551 | 35.0276 | 45.6026
1294
1295 |  |  |  | 2.4564 | 5.6224 |  |  | 0.0072944 | 1.6908 | 294.1474 | 32.5295 | 28.3841 | 0.76664 | 15.4652 | 16.8943 | 56.0909 | [6 empty] | 7.2775 | 6.5867 | 1.74 | 3.2255 | 14.399 | 11.8429 | 10.6182 | 8.212 | 48.7329 | 51.0797 | 43.0883 | 58.8817
1296
1297 | 5.2492 | 15.1266 | 2 | 2.3723 | 5.2559 | -0.093706 | 0.09715 | 0.0053244 | 2.2352 | 295.237 | 50.4132 | 37.9885 | 1.2742 | 11.5744 | 13.1343 | 2.6283 | 0.18848 | 0.052176 | 5.7674 | 21.1628 | 1.1256 | 2.2332 | 9.1346 | 7.1325 | 2.0633 | 3.6407 | 11.5219 | 6.1833 | 7.6654 | 4.3749 | 56.0525 | 88.1837 | 59.6996 | 90.4309
1298 | 3.4169 | 9.3125 | 2 | 2.2232 | 6.5415 | 0.72045 | 0.023824 | 0.007035 | 2.2502 | 296.357 | 33.0884 | 29.8663 | 0.97329 | 15.7175 | 17.3212 | 2.1596 | 0.20792 | 0.019118 | 2.0455 | 18.1364 | 0 | 0 | 7.7565 | 6.4243 | 1.8782 | 3.5247 | 15.0921 | 11.1443 | 11.6143 | 7.5025 | 47.9909 | 59.8955 | 41.6414 | 64.0862
1299 |  |  |  | 3.4227 | 8.0959 |  |  | 0.0072879 | 2.0409 | 292.5211 | 27.3828 | 22.1544 | 0.65016 | 16.4263 | 17.9919 | 47.37 | [6 empty] | 9.9211 | 8.3946 | 1.598 | 2.722 | 15.3842 | 13.4838 | 12.4898 | 10.3819 | 45.0328 | 42.5263 | 38.0298 | 48.5883
1300
1301 | 2.6072 | 9.8655 | 2 | 2.1126 | 7.6622 | 0.27711 | 0.010746 | 0.0058466 | 2.4234 | 298.1942 | 47.9739 | 36.8462 | 1.575 | 12.2535 | 14.3068 | 4.3286 | 0.15358 | 0.0026493 | 2.0119 | 15.6964 | 3.1038 | 2.5746 | 11.9649 | 8.9242 | 2.9055 | 4.8886 | 11.2421 | 5.7344 | 7.3435 | 4.4559 | 69.7823 | 92.0761 | 61.5448 | 92.9276
1302
1303
1304
1305 | 1.2994 | 4.2181 | 2 | 2.8531 | 6.9283 | -13.7229 | 0.0033333 | 0.0070058 | 1.4089 | 294.7114 | 33.9672 | 29.1906 | 0.84302 | 15.2399 | 16.5585 | 31.493 | 0.92801 | 0.01 | 4.5 | 23 | 0 | 0.33333 | 9.8409 | 8.7494 | 1.8231 | 3.2687 | 14.0478 | 11.4438 | 10.7427 | 8.0793 | 55.4486 | 52.7125 | 45.0532 | 60.7624
1306 | 3.4053 | 9.865 | 2 | 2.0698 | 5.3837 | 0.10774 | 0.039487 | 0.0073123 | 1.7137 | 292.8354 | 31.4704 | 29.3598 | 0.66325 | 15.6493 | 17.0875 | 39.5888 | 0.67915 | 0.019231 | 18.8611 | 21.9722 | 0.81974 | 2.7949 | 8.0009 | 7.3947 | 1.5488 | 2.935 | 14.8887 | 11.6306 | 10.1917 | 7.6345 | 49.9236 | 53.4992 | 44.0276 | 60.3199
1307
1308 |  |  |  | 1.8694 | 4.8136 |  |  | 0.0066157 | 1.2934 | 296.0696 | 40.5865 | 34.8724 | 1.0292 | 13.9055 | 15.0582 | 43.1829 | [6 empty] | 10.2392 | 8.5023 | 2.0296 | 3.5961 | 12.9556 | 8.8966 | 8.9347 | 5.5747 | 57.7105 | 74.7709 | 51.3484 | 77.1075
1309
1310
1311
1312 | 6.7694 | 18.0968 | 3 | 2.1196 | 5.8684 | -0.6922 | 0.051178 | 0.0066621 | 2.6711 | 295.8722 | 38.4709 | 32.1989 | 1.0625 | 14.4239 | 16.1642 | 3.3296 | 0.28919 | 0.038541 | 3.7617 | 18.007 | 3.1091 | 5.4268 | 10.639 | 8.0314 | 2.1007 | 3.6229 | 14.287 | 7.9355 | 8.7603 | 4.8501 | 53.4932 | 84.4215 | 47.8649 | 81.8239
1313
1314
1315
1316 | 4.3922 | 12.8076 | 2 | 2.2707 | 5.6645 | 0.38238 | 0.026918 | 0.0054916 | 1.8216 | 294.9532 | 56.8969 | 36.9597 | 1.3436 | 10.1658 | 11.4877 | 0.99357 | 0.027888 | 0.093571 | 2.8182 | 16.7201 | 0.77447 | 1.8868 | 6.3648 | 5.882 | 2.2693 | 3.73 | 9.1125 | 5.5386 | 5.5742 | 3.5856 | 51.8762 | 74.2743 | 74 | 95.454
1317 |  |  |  | 1.8104 | 4.7868
1318
1319
1320
1321
1322
1323
1324
1325 | 2.5509 | 7.1445 | 2 | 2.2681 | 6.209 | -0.062193 | 0.047979 | 0.006706 | 1.9751 | 297.3206 | 42.499 | 30.5923 | 1.2779 | 13.611 | 15.0703 | 3.93 | 0.11986 | 0.049574 | 2.5972 | 16.8056 | 7.1106 | 7.1064 | 9.1155 | 6.6152 | 2.3837 | 4.2094 | 13.3126 | 6.7678 | 9.3884 | 4.597 | 50.6117 | 74.4087 | 51.3416 | 85.0524
1326 | 7.4799 | 19.7499 | 2.0612 | 1.7951 | 5.0209 | -1.3304 | 0.053367 | 0.0068448 | 2.7018 | 295.6601 | 32.2285 | 29.5403 | 0.93401 | 15.6491 | 17.5154 | 0.84147 | 0.10727 | 0.082908 | 1.8889 | 13.3704 | 2.2228 | 4.7245 | 10.9485 | 8.6094 | 1.9661 | 3.5412 | 15.3674 | 10.3005 | 10.6667 | 6.885 | 49.6492 | 74.4817 | 41.6461 | 68.0318
1327
1328
1329 | 0.79313 | 2.871 | 2 | 1.9437 | 6.1085 | -0.6769 | 0.019814 | 0.0064979 | 1.3607 | 297.8073 | 43.0104 | 31.7368 | 1.3059 | 13.6016 | 14.8633 | 1.5689 | 0.15212 | 0.023839 | 2.561 | 17.2593 | 1.3863 | 1.7337 | 11.1948 | 8.0115 | 2.4286 | 3.875 | 12.9678 | 7.7341 | 9.6501 | 5.334 | 48.1738 | 67.0899 | 52.9968 | 79.4022
1330
1331
1332 |  |  |  | 1.3869 | 4.1412
1333
1334 | 9.617 | 21.6322 | 2.913 | 1.6177 | 4.6697 | -8.5627 | 0.19391 | 0.007176 | 2.7375 | 295.3621 | 27.9481 | 25.6552 | 0.80905 | 16.7887 | 18.5132 | 2.6574 | 0.46118 | 0.068478 | 12.7895 | 21.6316 | 1.128 | 15.3261 | 8.7326 | 7.8469 | 1.7375 | 3.2144 | 16.321 | 12.8837 | 11.3223 | 8.6158 | 45.4539 | 51.5762 | 37.2693 | 55.5592
1335
1336 | 13.7207 | 40.7286 | 2 | 2.863 | 9.2084 | 0.3444 | 0.0047059 | 0.005907 | 1.7689 | 298.5552 | 50.0123 | 40.5538 | 1.6092 | 11.8151 | 13.5481 | 4.8905 | 0.12552 | 0.0085294 | 1.4211 | 13.1579 | 0.19118 | 0.91176 | 15.2335 | 11.1998 | 3.0737 | 4.818 | 10.6167 | 5.8959 | 6.9378 | 4.4463 | 83.0027 | 99.9681 | 64.4113 | 91.0841
1337
1338 | 3.045 | 9.6865 | 2 | 2.0511 | 6.1483 | -0.47194 | 0.019882 | 0.0046068 | 1.8469 | 293.1409 | 40.0014 | 30.5965 | 1.0817 | 13.9809 | 15.874 | 0.53889 | 0.18743 | 0.050944 | 1.566 | 13.7547 | 0.50127 | 1.1888 | 7.812 | 6.8536 | 1.9976 | 3.4676 | 13.0973 | 7.3114 | 8.547 | 5.5135 | 50.5503 | 75.9712 | 53.3252 | 83.4059
1339 | 6.9388 | 16.6883 | 2.8205 | 1.4395 | 4.0202 | -0.7062 | 0.071795 | 0.0072896 | 2.1071 | 293.9116 | 27.6611 | 24.2414 | 0.68172 | 16.7192 | 18.281 | 16.8104 | 0.1796 | 0.055385 | 4.7778 | 18.963 | 2.9667 | 17.6154 | 8.0026 | 7.3326 | 1.6419 | 2.9713 | 16.0649 | 12.9698 | 10.8144 | 8.586 | 43.1023 | 45.7304 | 37.9789 | 54.5489
1340
1341 | 4.6155 | 18.8131 | 2 | 3.3311 | 8.73 | -0.30732 | 0.0058025 | 0.0071939 | 1.7124 | 291.917 | 24.1718 | 26.0452 | 0.5012 | 17.6476 | 19.2009 | 0.90926 | 0.26195 | 0.031728 | 1.725 | 11.725 | 1.7441 | 2.1358 | 12.3191 | 10.5437 | 1.3839 | 2.251 | 16.7895 | 14.302 | 11.8964 | 9.2071 | 53.0173 | 51.088 | 34.7211 | 49.7048
1342 |  |  |  | 3.8684 | 8.155
1343
1344
1345 |  |  |  | 3.1234 | 7.0132 |  |  | 0.006882 | 1.4558 | 296.5101 | 38.4423 | 34.4583 | 1.068 | 14.5597 | 15.8545 | 37.1017 | [6 empty] | 6.5545 | 6.3287 | 2.201 | 3.8015 | 13.1269 | 9.8116 | 10.2478 | 6.7875 | 54.4598 | 69.2635 | 50.5923 | 70.8278
1346 | 11.6325 | 25.5431 | 2.858 | 1.9282 | 4.9869 | 0.012968 | 0.09087 | 0.0060395 | 3.4051 | 294.4663 | 45.1663 | 31.0968 | 1.1735 | 12.4077 | 14.4379 | 2.7911 | 0.093712 | 0.066464 | 3.9617 | 18.8084 | 2.0962 | 10.3739 | 12.8195 | 8.7336 | 2.0736 | 3.5384 | 12.6305 | 6.3594 | 7.9848 | 4.4588 | 47.3364 | 72.7331 | 53.3085 | 88.9388
1347 | 2.0701 | 5.6706 | 2 | 2.4173 | 6.5275 | -2.7917 | 0.046667 | 0.0064538 | 1.493 | 295.8365 | 40.7473 | 35.0683 | 1.0713 | 13.8226 | 15.2031 | 5.004 | 0.18908 | 0.0033333 | 5.3333 | 12.6667 | 6.8467 | 9.6667 | 7.0548 | 6.594 | 2.1382 | 3.8404 | 13.6491 | 8.5184 | 9.0785 | 5.3432 | 49.6676 | 75.6604 | 50.0418 | 79.2572
1348
1349
1350
1351 | 2.184 | 5.7556 | 2.995 | 2.3174 | 6.4173 | -0.28614 | 0.015322 | 0.0063553 | 2.0919 | 296.9643 | 45.1687 | 32.7473 | 1.2874 | 13.0009 | 14.5193 | 0.91865 | 0.097387 | 0.027377 | 1.6654 | 15.2953 | 2.5955 | 2.198 | 8.0759 | 6.1775 | 2.3507 | 4.0955 | 12.9841 | 6.6343 | 8.9156 | 4.461 | 52.5532 | 81.1056 | 53.9487 | 87.9674
1352 | 2.0418 | 6.7805 | 2 | 1.832 | 5.2985 | -0.12767 | 0.0079563 | 0.0061012 | 2.0993 | 297.2074 | 45.8122 | 34.2221 | 1.3394 | 12.7263 | 14.289 | 0.77673 | 0.068491 | 0.031607 | 1.6445 | 13.8894 | 0.53667 | 1.4901 | 13.3754 | 9.6092 | 2.3625 | 3.9671 | 12.5365 | 6.9295 | 8.9603 | 4.782 | 47.4374 | 78.1531 | 53.6141 | 86.3359
1353
1354 | 12.8101 | 31.0394 | 2 | 1.5486 | 5.5512 | 0.95052 | 0.043333 | 0.0071296 | 3.2082 | 289.836 | 16.5174 | 19.7165 | 0.37773 | 19.2696 | 22.1604 | 10.7953 | 0.45544 | 0.19488 | 5 | 18.6 | 0.021111 | 3 | 12.7513 | 10.5274 | 1.1274 | 1.6143 | 19.281 | 14.9258 | 15.322 | 12.1114 | 41.5976 | 52.7246 | 24.2421 | 40.1186
1355
1356 |  |  |  | 3.8123 | 7.861 |  |  | 0.0066834 | 1.8768 | 295.1073 | 34.3739 | 31.8996 | 0.94083 | 15.2764 | 16.7293 | 15.5684 | [6 empty] | 7.8188 | 7.3354 | 1.9827 | 3.5619 | 14.6789 | 10.2431 | 10.4619 | 6.6913 | 47.3764 | 68.2011 | 43.2312 | 68.9872
1357 |  |  |  | 2.5818 | 5.9023
1358
1359
1360 | 5.1012 | 13.3462 | 2.6579 | 3.4305 | 8.7431 | -6.0212 | 0.019211 | 0.0073452 | 2.2583 | 291.2642 | 23.8075 | 20.3927 | 0.52937 | 17.3703 | 19.091 | 20.8151 | 0.34215 | 0.028421 | 5.6207 | 22.3103 | 1.8616 | 1.2632 | 10.1816 | 8.63 | 1.4584 | 2.5346 | 17.019 | 14.0963 | 12.5304 | 10.179 | 43.7691 | 40.8542 | 33.4224 | 46.8963
1361
1362 | 9.0469 | 20.4478 | 2.7035 | 2.2802 | 5.2483 | -0.1425 | 0.076163 | 0.0051048 | 2.7439 | 293.6525 | 49.7896 | 34.552 | 1.1815 | 11.5753 | 13.3486 | 1.7644 | 0.045073 | 0.10849 | 2.3596 | 17.5088 | 5.0258 | 9.8547 | 10.2696 | 7.7284 | 1.9852 | 3.4472 | 11.115 | 5.9283 | 6.9935 | 3.9596 | 53.1189 | 79.6033 | 60.9908 | 92.902
1363 | 16.7322 | 38.3324 | 3 | 2.3373 | 5.5145 | 2.0156 | 0.14972 | 0.0058905 | 3.2828 | 292.8576 | 44.3261 | 32.7615 | 1.0409 | 12.6287 | 14.5333 | 4.8662 | 0.26079 | 0.11928 | 5.9706 | 21.5294 | 5.5454 | 19.8028 | 14.405 | 10.2507 | 1.9233 | 3.14 | 12.3472 | 6.4938 | 7.5018 | 4.338 | 50.1666 | 74.8014 | 54.9375 | 88.5716
1364 | 4.0573 | 11.1371 | 2 | 2.2077 | 5.3389 | -0.12881 | 0.040755 | 0.0057215 | 2.3273 | 295.596 | 47.246 | 36.3074 | 1.246 | 12.3376 | 13.9577 | 1.256 | 0.086947 | 0.10955 | 2.2005 | 17.245 | 0.34838 | 0.43239 | 10.3303 | 7.6806 | 2.0556 | 3.7192 | 12.0156 | 6.311 | 7.9306 | 4.2695 | 54.3364 | 87.662 | 57.2771 | 90.3466
1365 |  |  |  | 1.9409 | 5.0709 |  |  | 0.0067757 | 1.1549 | 295.4087 | 42.8227 | 35.207 | 1.0127 | 13.2588 | 14.4495 | 21.64 | [6 empty] | 9.5905 | 7.9952 | 2.1257 | 3.6994 | 12.5563 | 8.3058 | 7.873 | 4.9386 | 56.8048 | 74.0911 | 54.8723 | 80.8751
1366 | 1.8678 | 5.5828 | 2 | 2.1476 | 4.6573 | -0.50035 | 0.012099 | 0.0058451 | 1.8853 | 296.792 | 57.9934 | 36.5476 | 1.5324 | 9.9046 | 11.2663 | 0.84685 | 0.027641 | 0.063692 | 1.8212 | 16.6938 | 0.83784 | 1.6308 | 5.3936 | 5.0378 | 2.6333 | 4.1617 | 9.3021 | 5.5691 | 5.9836 | 3.5981 | 50.1864 | 73.9839 | 72.6227 | 94.979
1367
1368 |  |  |  | 1.4174 | 4.505
1369 |  |  |  | 1.7464 | 4.9017
1370 | 2.8843 | 7.5162 | 2 | 1.9676 | 5.4915 | 0.0079511 | 0.020645 | 0.0056084 | 2.8409 | 296.4337 | 40.7147 | 35.0218 | 1.2979 | 13.714 | 15.9918 | 1.1833 | 0.18979 | 0.067419 | 1.5926 | 14.4444 | 0 | 0 | 12.5548 | 8.9694 | 2.3289 | 4.1236 | 13.5255 | 6.773 | 8.6717 | 4.5108 | 61.6652 | 91.6968 | 50.3858 | 87.9976
1371
1372 | 2.2917 | 6.6374 | 2 | 2.8955 | 9.4483 | -1.6541 | 0.01 | 0.0061827 | 1.7589 | 298.1782 | 47.6613 | 41.1915 | 1.5016 | 12.3542 | 14.1195 | 0 | 0.055216 | 0.01 | 2.25 | 18.25 | 0 | 0 | 17.4269 | 12.9822 | 2.9355 | 4.5356 | 11.3639 | 6.1594 | 7.4104 | 4.3544 | 82.5291 | 112.0747 | 60.8771 | 91.2675
1373 |  |  |  | 2.1216 | 5.3492 |  |  | 0.00728 | 1.574 | 293.0995 | 31.6197 | 30.6475 | 0.67864 | 15.6943 | 17.0938 | 63.9032 | [6 empty] | 8.5495 | 7.7526 | 1.559 | 3.0384 | 14.9402 | 11.684 | 10.1496 | 7.4875 | 52.728 | 56.9783 | 44.6835 | 61.0127
1374 | 4.1215 | 13.8994 | 2 | 1.9693 | 4.4647 | 0.048962 | 0.027617 | 0.0057716 | 2.1868 | 296.9484 | 52.3254 | 34.7881 | 1.4252 | 11.176 | 12.5727 | 1.0311 | 0.085515 | 0.053163 | 1.8744 | 16.132 | 1.8645 | 3.9134 | 8.3702 | 7.3845 | 2.3609 | 3.927 | 10.4803 | 6.3321 | 6.5733 | 4.2663 | 50.6766 | 70.3506 | 66.4931 | 88.843
1375
1376
1377
1378 |  |  |  | 2.5451 | 6.0335
1379
1380 | 5.1455 | 12.5471 | 2 | 1.7843 | 5.5414 | -2.3088 | 0.06 | 0.007187 | 2.584 | 295.3218 | 32.5771 | 29.0486 | 0.87656 | 15.4405 | 17.1974 | 22.4174 | 0.23446 | 0.025385 | 4.2174 | 21.3043 | 1.7915 | 5.8077 | 10.6134 | 9.1741 | 1.8059 | 3.3213 | 13.7929 | 11.7273 | 11.4596 | 8.8755 | 53.8952 | 57.5876 | 44.779 | 56.6434
1381 | 1.2284 | 4.0157 | 2.4194 | 2.2003 | 6.3513 | -1.4055 | 0.0088249 | 0.0061059 | 1.3659 | 298.9062 | 42.7991 | 36.4806 | 1.375 | 13.648 | 14.6115 | 0.21781 | 0.15239 | 0.031751 | 1.3423 | 11.557 | 1.5218 | 3.4101 | 8.1403 | 8.6011 | 2.1875 | 3.9562 | 12.566 | 9.2964 | 9.1289 | 6.4468 | 52.5065 | 70.7546 | 53.9061 | 72.03
1382
1383 | 3.1844 | 5.9141 | 2 | 3.3711 | 7.8286 | 11.1323 | 0.00071429 | 0.0067615 | 0.82344 | 295.4086 | 38.212 | 32.3104 | 0.8937 | 14.4603 | 15.3505 | 0.003 | 0 | 0.00071429 | 1.4286 | 12.2857 | 0 | 0 | 8.283 | 8.1406 | 1.785 | 3.015 | 12.9991 | 10.0526 | 8.2103 | 6.0063 | 56.5585 | 66.1406 | 52.1572 | 70.8008
1384
1385 | 1.5577 | 4.9035 | 2 | 2.8521 | 7.0021 | 0.066119 | 0.0042857 | 0.0070352 | 2.1738 | 296.3887 | 31.1359 | 29.4302 | 0.96286 | 16.131 | 17.7349 | 1.0213 | 0.196 | 0.012976 | 1.4138 | 11.1724 | 0.2725 | 0.7619 | 8.9617 | 7.6936 | 1.8241 | 3.4925 | 15.0209 | 12.3296 | 12.3331 | 8.8894 | 49.8713 | 58.4029 | 40.9719 | 56.7062
1386 |  |  |  | 2.2371 | 6.1374
1387
1388
1389
1390 | 6.9007 | 14.7923 | 2.7729 | 2.1868 | 5.9667 | 0.69214 | 0.053559 | 0.0055873 | 2.2958 | 295.4116 | 48.6408 | 36.0885 | 1.2631 | 12.0761 | 13.6608 | 1.5173 | 0.041092 | 0.11969 | 2.1926 | 17.4063 | 5.1372 | 9.6932 | 11.3647 | 8.2991 | 2.0997 | 3.7849 | 11.7464 | 6.049 | 7.7123 | 4.115 | 53.9714 | 86.1706 | 59.4856 | 92.1228
1391 | 2.0994 | 6.1987 | 2 | 1.861 | 5.6264 | 0.26287 | 0.025912 | 0.006039 | 2.556 | 296.9138 | 43.1366 | 30.6686 | 1.2873 | 13.4437 | 15.2206 | 4.0072 | 0.15148 | 0.020028 | 3.0709 | 18.4466 | 1.1906 | 1.5359 | 9.4685 | 6.941 | 2.4258 | 4.1579 | 13.2113 | 7.0887 | 7.8796 | 4.3756 | 54.0956 | 77.4064 | 52.7959 | 85.6365
1392 | 14.0959 | 28.1191 | 3 | 2.409 | 7.1276 | 0.73457 | 0.14808 | 0.0050539 | 4.4068 | 294.965 | 49.2227 | 37.9858 | 1.3306 | 11.5478 | 13.944 | 3.5018 | 0.1408 | 0.024507 | 5.4811 | 20.7462 | 3.8653 | 14.2268 | 12.8214 | 9.6619 | 2.3664 | 4.1991 | 13.028 | 5.1869 | 7.6574 | 3.3717 | 63.2509 | 117.9597 | 53.8442 | 98.5649
1393 |  |  |  | 1.9223 | 5.0392
1394
1395 | 5.2278 | 16.6449 | 2.75 | 3.4567 | 8.8887 | -3.2588 | 0.0725 | 0.0074451 | 1.8147 | 291.0191 | 22.561 | 19.4124 | 0.48507 | 17.7519 | 19.2926 | 21.394 | 0.30219 | 0.235 | 6 | 22 | 6.9325 | 4.25 | 10.031 | 8.4829 | 1.4026 | 2.2136 | 17.2224 | 15.2636 | 13.0324 | 11.4812 | 41.8509 | 37.436 | 32.1016 | 41.1803
1396 | 1.5261 | 5.1397 | 2 | 1.7755 | 5.3124 | 0.68668 | 0.036875 | 0.0066782 | 1.6464 | 297.2747 | 43.4249 | 30.282 | 1.27 | 13.2987 | 14.679 | 13.1803 | 0.36389 | 0.02125 | 2.9091 | 22 | 1.125 | 2.375 | 9.5076 | 6.6337 | 2.4292 | 3.949 | 12.4879 | 7.4088 | 8.7466 | 5.161 | 47.6769 | 62.2784 | 55.4716 | 81.4706
1397
1398
1399 | 1.0587 | 4.1353 | 2 | 3.0667 | 8.1901 | -3.1655 | 0.0054464 | 0.0070253 | 0.95182 | 298.2292 | 39.2075 | 34.5379 | 1.1305 | 14.383 | 15.1094 | 1.3443 | 0.22362 | 0.015312 | 1.6871 | 12.5374 | 0.39371 | 1.3839 | 11.3104 | 9.8209 | 2.1814 | 3.4356 | 12.226 | 11.0823 | 7.1426 | 7.2233 | 65.1701 | 66.7426 | 58.939 | 64.2761
1400
1401 | 7.3936 | 15.9547 | 2 | 1.925 | 5.1479 | 0.69954 | 0.054811 | 0.0056871 | 4.5711 | 296.0685 | 45.5901 | 33.8233 | 1.4062 | 12.3457 | 14.9796 | 2.3073 | 0.1269 | 0.12838 | 2.6923 | 15.1538 | 4.9045 | 4.2054 | 8.8337 | 6.9223 | 2.516 | 4.5417 | 12.316 | 5.5845 | 7.575 | 4.1709 | 54.0391 | 87.9136 | 56.816 | 94.603
1402
1403
1404 |  |  |  | 1.8863 | 5.0926 |  |  | 0.0070137 | 1.9743 | 292.7325 | 33.5022 | 29.6917 | 0.72401 | 15.0517 | 16.5802 | 38.74 | [6 empty] | 7.6014 | 7.0143 | 1.5629 | 3.151 | 14.7091 | 10.6335 | 9.9662 | 7.0064 | 49.6089 | 57.686 | 44.893 | 65.7945
1405 |  |  |  | 1.8097 | 4.9592
1406
1407 |  |  |  | 3.5716 | 9.7822 |  |  | 0.0074881 | 1.6568 | 290.423 | 20.0792 | 18.5894 | 0.39897 | 18.5142 | 20.0408 | 19.8937 | [6 empty] | 10.5435 | 9.0444 | 1.3235 | 1.9249 | 17.8997 | 16.2153 | 13.4681 | 11.7165 | 40.76 | 36.4465 | 30.5189 | 38.5665
1408
1409 | 4.2028 | 12.0169 | 2 | 2.2978 | 5.3918 | 3.2874 | 0.15 | 0.0061954 | 2.0992 | 296.4717 | 42.242 | 33.285 | 1.2103 | 13.6856 | 15.1797 | 23.7255 | 0.61635 | 0.11167 | 15.8333 | 22 | 9.0233 | 24.8333 | 11.0657 | 8.1621 | 2.044 | 3.8301 | 13.4606 | 7.1376 | 9.3254 | 4.7686 | 47.358 | 82.4379 | 51.0169 | 85.468
1410 | 3.2828 | 10.002 | 2.3342 | 2.1464 | 4.8065 | 0.12596 | 0.032854 | 0.0054646 | 2.3597 | 295.7655 | 51.1623 | 34.8167 | 1.3224 | 11.4161 | 12.9161 | 0.73034 | 0.042161 | 0.084522 | 1.9344 | 16.7707 | 1.9243 | 3.1341 | 9.2913 | 7.8553 | 2.2542 | 3.6754 | 11.1743 | 6.2788 | 7.1579 | 4.2141 | 48.6853 | 73.4082 | 62.8533 | 90.3429
1411 | 6.1065 | 14.3741 | 2 | 2.4543 | 7.5438 | 1.2263 | 0.055373 | 0.0073926 | 1.1362 | 291.5581 | 24.9772 | 24.5317 | 0.51479 | 17.1778 | 18.447 | 6.5332 | 0.28521 | 0.078955 | 3.886 | 19.1053 | 8.3119 | 9.7463 | 11.1306 | 9.8474 | 1.3893 | 2.086 | 16.4674 | 14.9807 | 13.2495 | 12.8892 | 45.1311 | 46.72 | 32.4423 | 39.2604
1412 | 10.1195 | 24.5561 | 3 | 2.2129 | 5.0908 | -0.92807 | 0.12117 | 0.0050954 | 2.7566 | 293.5645 | 49.7007 | 34.4834 | 1.1754 | 11.5913 | 13.3688 | 5.4619 | 0.13119 | 0.11518 | 5.1681 | 19.7345 | 9.365 | 21.3796 | 10.302 | 7.7426 | 1.9776 | 3.4351 | 11.1222 | 5.936 | 6.995 | 3.9637 | 53.047 | 79.4944 | 60.8372 | 92.8643
1413
1414 | 6.1547 | 14.8515 | 2 | 2.8036 | 7.6806 | 0.67498 | 0.08233 | 0.0066933 | 2.3073 | 294.683 | 37.9147 | 33.6514 | 0.94452 | 14.3253 | 16.0156 | 0.78774 | 0.052057 | 0.13233 | 4.1622 | 16.1622 | 3.7616 | 9.5625 | 10.4539 | 9.0745 | 1.8533 | 3.5472 | 14.1983 | 8.7709 | 9.132 | 5.5129 | 58.2864 | 75.008 | 47.8361 | 77.9368
1415
1416 | 9.5613 | 22.9187 | 3 | 1.7642 | 4.385 | 0.096046 | 0.068862 | 0.0067026 | 3.511 | 294.72 | 37.7599 | 35.4316 | 0.97632 | 14.3399 | 16.2206 | 0.6414 | 0.028247 | 0.06 | 2.0597 | 14.1343 | 0.35065 | 6.1138 | 11.1695 | 9.5926 | 1.8829 | 3.6484 | 14.1833 | 8.7276 | 9.0417 | 5.6209 | 57.0824 | 84.7779 | 47.1304 | 77.6038
1417 |  |  |  | 2.5715 | 5.7787 |  |  | 0.0072944 | 1.6908 | 294.1474 | 32.5295 | 28.3841 | 0.76664 | 15.4652 | 16.8943 | 34.3897 | [6 empty] | 7.2775 | 6.5867 | 1.74 | 3.2255 | 14.399 | 11.8429 | 10.6182 | 8.212 | 48.7329 | 51.0797 | 43.0883 | 58.8817
1418 | 7.5659 | 17.8053 | 3 | 2.9826 | 6.5334 | -3.4415 | 0.16704 | 0.0068444 | 2.0131 | 293.0313 | 33.1045 | 30.282 | 0.76825 | 15.244 | 16.7683 | 5.1437 | 0.36492 | 0.044259 | 10.5625 | 20.5833 | 9.8381 | 16.463 | 7.9464 | 7.3445 | 1.634 | 3.2079 | 14.9317 | 10.6383 | 10.0271 | 7.0089 | 48.4868 | 60.7671 | 44.0893 | 65.9818
1419 | 6.8181 | 16.795 | 2 | 2.1345 | 6.2157 | -0.37241 | 0.035575 | 0.0064716 | 4.0435 | 294.6979 | 32.6703 | 28.6442 | 1.0114 | 15.5515 | 18.4475 | 0.43213 | 0.064072 | 0.075475 | 1.5748 | 14.3622 | 0.3114 | 3.2625 | 12.547 | 8.8285 | 2.0595 | 3.9512 | 14.9698 | 7.8276 | 9.4721 | 5.2172 | 50.0391 | 77.9825 | 43.4002 | 80.8087
1420
1421 | 11.1146 | 26.4584 | 3 | 2.3482 | 5.3892 | 1.6359 | 0.08113 | 0.0048504 | 2.9301 | 292.7206 | 51.0097 | 33.7191 | 1.1477 | 11.1997 | 13.0375 | 2.0628 | 0.12231 | 0.19498 | 5.1965 | 19.0462 | 1.5371 | 17.8661 | 10.3309 | 8.2407 | 1.9479 | 3.2369 | 10.6655 | 5.76 | 6.5272 | 3.9683 | 53.6735 | 73.6864 | 64.8959 | 93.2012
1422
1423
1424
1425 | 1.7268 | 5.6523 | 2 | 2.1977 | 6.6416 | -3.8668 | 0.010476 | 0.0070465 | 2.4438 | 295.0229 | 34.0126 | 30.4577 | 0.88315 | 15.0773 | 16.7274 | 17.7813 | 0.31507 | 0.031667 | 6.3478 | 20.4348 | 1.1419 | 1.8095 | 10.9912 | 9.4968 | 1.7956 | 3.2752 | 13.6589 | 11.344 | 11.2747 | 8.3825 | 54.7711 | 61.6477 | 45.8122 | 59.6252
1426 |  |  |  | 2.0907 | 5.6579
1427
1428
1429
1430 | 9.781 | 19.7154 | 3 | 2.551 | 7.3052 | 1.0788 | 0.061384 | 0.0052812 | 4.2075 | 295.129 | 49.7549 | 38.3354 | 1.3483 | 11.4017 | 13.7301 | 4.3059 | 0.15879 | 0.16737 | 8.367 | 21.618 | 6.5313 | 14.9862 | 12.8792 | 9.695 | 2.3888 | 4.2658 | 12.7683 | 5.1855 | 7.6723 | 3.399 | 64.0656 | 118.6832 | 54.4855 | 98.5221
1431 | 1.9025 | 5.393 | 2 | 2.3919 | 6.4675 | -3.967 | 0.013536 | 0.0056794 | 1.3016 | 297.6627 | 47.8516 | 37.1459 | 1.3502 | 12.4464 | 13.5702 | 0.68171 | 0.2483 | 0.011075 | 2.0557 | 15.0616 | 0.0057709 | 0.018388 | 7.3253 | 7.1514 | 2.3576 | 3.8882 | 11.6145 | 7.3896 | 7.6103 | 4.8484 | 58.6806 | 80.4115 | 59.704 | 83.8901
1432 | 3.4257 | 8.7667 | 2.965 | 2.3967 | 7.0804 | -0.13499 | 0.0039161 | 0.0058771 | 3.3554 | 297.819 | 49.7251 | 34.434 | 1.6135 | 11.6326 | 13.9221 | 1.6604 | 0.17217 | 0.021399 | 2.5294 | 15.8867 | 2.0151 | 3.5 | 9.9924 | 7.1172 | 2.8353 | 4.966 | 11.3073 | 5.3883 | 7.0919 | 4.1116 | 61.6927 | 81.8173 | 62.0906 | 95.3141
1433 |  |  |  | 2.6689 | 6.7388 |  |  | 0.0066036 | 1.3883 | 296.3897 | 39.5103 | 35.841 | 1.0882 | 14.2355 | 15.5388 | 2.5968 | [6 empty] | 7.3003 | 6.8743 | 2.1793 | 3.8365 | 13.4119 | 9.1544 | 9.917 | 6.095 | 55.1542 | 73.2346 | 49.6556 | 74.5038
1434
1435
1436 |  |  |  | 3.361 | 8.0211 |  |  | 0.0072879 | 2.0409 | 292.5211 | 27.3828 | 22.1544 | 0.65016 | 16.4263 | 17.9919 | 29 | [6 empty] | 9.9211 | 8.3946 | 1.598 | 2.722 | 15.3842 | 13.4838 | 12.4898 | 10.3819 | 45.0328 | 42.5263 | 38.0298 | 48.5883
1437
1438 |  |  |  | 3.0633 | 7.1908 |  |  | 0.0067512 | 1.0906 | 296.84 | 39.9425 | 32.0352 | 1.1183 | 14.1913 | 15.341 | 22.53 | [6 empty] | 7.149 | 5.9813 | 2.2659 | 3.9358 | 13.7783 | 8.818 | 9.6435 | 5.6828 | 44.8301 | 67.9644 | 48.1502 | 76.6556
1439
1440 | 4.1596 | 11.5736 | 2.6933 | 2.1428 | 5.8262 | 0.022765 | 0.08362 | 0.0058675 | 3.0214 | 295.1652 | 46.7447 | 31.7755 | 1.2331 | 12.3217 | 14.1909 | 17.2185 | 0.55164 | 0.050491 | 8.4225 | 20.4507 | 6.3413 | 9.3988 | 8.1595 | 5.9346 | 2.0701 | 3.8847 | 13.0929 | 5.9709 | 8.5023 | 4.0928 | 48.1307 | 82.3324 | 51.7504 | 92.0725
1441
1442 |  |  |  | 2.1695 | 6.275
1443
1444
1445
1446 | 4.7642 | 12.7932 | 2.9583 | 3.0359 | 8.7363 | -2.3951 | 0.025833 | 0.0074351 | 2.372 | 292.1468 | 27.8587 | 26.3993 | 0.57009 | 16.4842 | 18.2426 | 6.9374 | 0.68884 | 0.016667 | 8.2174 | 19.913 | 2.6821 | 4.75 | 11.4627 | 9.5638 | 1.4332 | 2.5843 | 15.8675 | 12.6823 | 10.961 | 8.7776 | 53.688 | 53.9914 | 40.6779 | 53.6517
1447
1448
1449
1450
1451 | 4.5946 | 12.6035 | 2 | 3.3617 | 7.2344 | -0.15504 | 0.070954 | 0.0069317 | 1.8408 | 294.5159 | 32.0295 | 28.7531 | 0.84979 | 15.7381 | 17.1997 | 9.3862 | 0.32607 | 0.034982 | 4.725 | 19.937 | 4.1807 | 10.7385 | 7.2746 | 6.842 | 1.8749 | 3.4612 | 15.4252 | 10.9444 | 10.3571 | 7.0777 | 43.0735 | 60.5433 | 41.755 | 64.8361
1452
1453 |  |  |  | 2.0177 | 5.6604
1454
1455 |  |  |  | 3.2851 | 8.8044 |  |  | 0.0070925 | 0.83597 | 297.0834 | 35.6368 | 35.4982 | 0.97364 | 15.1939 | 15.8616 | 13.1727 | [6 empty] | 13.0625 | 11.4505 | 2.0908 | 3.1057 | 12.7587 | 12.3305 | 7.3156 | 7.6282 | 70.8867 | 71.3152 | 56.8857 | 59.6284
1456 | 9.8832 | 22.5432 | 3 | 1.9654 | 4.9862 | -3.2818 | 0.12486 | 0.0069754 | 3.4711 | 296.3733 | 31.1418 | 30.5135 | 0.95252 | 16.1783 | 18.0386 | 2.1374 | 0.1067 | 0.038192 | 5.2067 | 19.8356 | 0.91113 | 13.8588 | 10.1251 | 8.7561 | 1.8899 | 3.542 | 15.728 | 11.3211 | 10.6738 | 7.2203 | 53.7601 | 67.0022 | 41.4131 | 64.2199
1457 | 2.2443 | 8.251 | 2 | 2.3338 | 6.56 | -1.8049 | 0.03 | 0.0070965 | 2.163 | 296.132 | 31.7385 | 29.905 | 0.9479 | 15.76 | 17.3515 | 24.691 | 0.21005 | 0.038333 | 2.3333 | 22 | 0 | 0 | 10.8242 | 9.3463 | 1.9214 | 3.524 | 14.3063 | 12.3055 | 11.8741 | 8.8102 | 54.308 | 61.1457 | 43.2374 | 56.3491
1458 | 2.2261 | 7.5275 | 2 | 2.0951 | 4.914 | -0.59237 | 0.0067848 | 0.0057975 | 1.6546 | 297.1773 | 56.1953 | 36.9953 | 1.5011 | 10.4393 | 11.704 | 1.3886 | 0.10425 | 0.021392 | 2.1449 | 15.808 | 0.80625 | 1.5139 | 6.1788 | 5.7594 | 2.6225 | 4.1637 | 9.5411 | 5.6121 | 6.0854 | 3.6852 | 51.7608 | 76.0861 | 71.7495 | 94.6913
1459 | 3.8141 | 10.7508 | 2 | 2.2975 | 5.3142 | 0.043219 | 0.043574 | 0.0057078 | 2.3691 | 295.5144 | 46.7209 | 35.9801 | 1.2324 | 12.4791 | 14.1085 | 4.0386 | 0.17545 | 0.09004 | 2.9867 | 18.566 | 4.2174 | 6.006 | 10.7324 | 7.8999 | 2.0348 | 3.7114 | 12.1778 | 6.3237 | 7.9955 | 4.2362 | 53.8251 | 87.4994 | 56.6461 | 90.4098
1460 | 5.5414 | 16.3302 | 2.569 | 3.603 | 7.483 | 0.17294 | 0.12224 | 0.0069267 | 1.8387 | 294.2765 | 31.6156 | 28.3641 | 0.82625 | 15.8161 | 17.2784 | 8.7563 | 0.36467 | 0.037241 | 7.5818 | 20.7455 | 7.0678 | 22.4655 | 7.2761 | 6.833 | 1.8147 | 3.4206 | 15.5726 | 11.088 | 10.3711 | 7.1839 | 42.8283 | 59.3748 | 41.2127 | 63.9907
1461
1462
1463 | 3.3946 | 8.4976 | 2 | 2.5461 | 7.1036 | -0.067486 | 0.035162 | 0.0061525 | 3.4815 | 297.5989 | 47.8097 | 35.1618 | 1.5458 | 12.0902 | 14.4471 | 1.788 | 0.1629 | 0.032419 | 2.6569 | 16.6176 | 4.3812 | 5.8303 | 10.0105 | 7.6474 | 2.7911 | 4.7408 | 11.6095 | 5.4777 | 7.2174 | 4.1809 | 62.2954 | 86.3028 | 60.3686 | 94.4163
1464 | 1.7609 | 6.3889 | 3 | 2.8265 | 6.8657 | -1.4497 | 0.020909 | 0.0067509 | 1.6167 | 296.4117 | 37.8096 | 32.9173 | 1.0765 | 14.5504 | 15.9638 | 33.4497 | 0.32809 | 0.036364 | 2.75 | 17.75 | 2.7264 | 4.1818 | 7.4988 | 6.6827 | 2.143 | 3.8251 | 13.9977 | 9.2385 | 10.0057 | 6.0091 | 48.4216 | 70.9757 | 46.5786 | 74.7308
1465
1466 | 6.4825 | 13.7957 | 2 | 2.4073 | 6.0724 | 2.2241 | 0.052409 | 0.0066685 | 3.0801 | 296.5395 | 37.4342 | 39.029 | 1.1321 | 14.4616 | 16.4797 | 8.3607 | 0.069544 | 0.088029 | 1.6977 | 15.4186 | 0.57883 | 3.7591 | 12.9982 | 11.4313 | 2.4033 | 3.9299 | 13.6155 | 8.7755 | 8.5054 | 4.8894 | 72.8186 | 100.9835 | 50.0152 | 78.2308
1467 | 8.9879 | 17.9444 | 3 | 2.0321 | 6.0702 | 0.16751 | 0.080777 | 0.0054318 | 4.052 | 294.4176 | 46.4413 | 33.5795 | 1.1998 | 12.1469 | 14.3719 | 1.0931 | 0.01744 | 0.085137 | 2.1375 | 16.1574 | 0.017287 | 0.030488 | 9.3396 | 7.3497 | 2.0987 | 3.6218 | 13.0089 | 5.9471 | 7.947 | 4.1065 | 56.5469 | 96.2685 | 52.9096 | 92.0962
1468 |  |  |  | 2.1795 | 5.719
1469 | 5.0985 | 12.0521 | 3 | 1.7142 | 5.77 | 1.2989 | 0.11044 | 0.0072483 | 2.5364 | 295.0456 | 31.0637 | 27.7371 | 0.83206 | 15.7771 | 17.5491 | 52.3214 | 0.55409 | 0.008 | 12.475 | 21.55 | 6.2862 | 17.3778 | 10.5113 | 9.0825 | 1.7567 | 3.2078 | 14.0615 | 12.1804 | 11.7147 | 9.0943 | 52.5157 | 54.9963 | 43.387 | 54.3586
1470
1471 |  |  |  | 2.1525 | 5.8858 |  |  | 0.0070978 | 1.999 | 295.0761 | 27.3932 | 28.0924 | 0.78182 | 17.0596 | 18.5905 | 33.7 | [6 empty] | 10.5483 | 9.1609 | 1.5822 | 2.996 | 16.071 | 13.2874 | 13.2435 | 10.508 | 49.4809 | 56.6306 | 36.2908 | 48.6771
1472 | 2.7562 | 8.7537 | 2 | 2.4982 | 6.1862 | -2.991 | 0.025506 | 0.0063687 | 1.6441 | 293.8669 | 44.1364 | 37.0397 | 0.987 | 12.9019 | 14.2703 | 1.4921 | 0.085337 | 0.056118 | 1.3939 | 13.202 | 0.69167 | 2.2682 | 10.6761 | 9.1103 | 1.8431 | 3.604 | 12.1202 | 7.5126 | 7.6486 | 4.3271 | 61.9101 | 83.4349 | 56.0373 | 85.4245
1473
1474
1475 | 13.7579 | 30.3497 | 2 | 1.7877 | 7.1668 | -1.1034 | 0.054167 | 0.0071024 | 3.3343 | 290.1617 | 16.766 | 20.358 | 0.40013 | 19.1818 | 22.1491 | 2.0233 | 0.14837 | 0.1686 | 2.716 | 17.6049 | 0.12692 | 7.1218 | 13.0055 | 11.4071 | 1.2215 | 1.7728 | 19.2284 | 14.8896 | 15.1753 | 11.4386 | 45.3375 | 57.4446 | 24.8833 | 41.8036
1476
1477 | 12.2979 | 24.1392 | 2 | 2.3711 | 6.17 | -0.78492 | 0.056824 | 0.0072853 | 4.7192 | 293.3533 | 21.0658 | 21.5108 | 0.70494 | 18.5319 | 21.511 | 0.67346 | 0.093152 | 0.13679 | 1.8598 | 14.3271 | 0.90994 | 5.7642 | 12.2736 | 8.9833 | 1.7247 | 2.9672 | 17.2057 | 12.1058 | 12.3785 | 9.2585 | 42.1523 | 51.6009 | 35.1085 | 54.7248
1478
1479
1480 |  |  |  | 1.7927 | 5.5459
1481 | 20.5724 | 48.1316 | 3 | 1.7909 | 4.8615 | -1.2447 | 0.1791 | 0.0071469 | 3.4946 | 294.7824 | 23.1126 | 23.4962 | 0.74591 | 17.9663 | 20.0456 | 1.9898 | 0.20371 | 0.088707 | 10.037 | 20.4815 | 0.64936 | 13.7564 | 10.8839 | 8.9311 | 1.7526 | 2.8787 | 16.7231 | 14.1686 | 13.102 | 11.1459 | 43.3836 | 50.1935 | 35.3511 | 45.579
1482
1483 |  |  |  | 2.4588 | 7.3953 |  |  | 0.0062304 | 1.2137 | 297.3862 | 38.3308 | 32.6409 | 1.1755 | 14.5686 | 15.487 | 6.1322 | [6 empty] | 8.0759 | 8.2397 | 1.932 | 3.5548 | 13.7963 | 10.3204 | 10.5398 | 7.3964 | 46.3448 | 62.3668 | 47.6232 | 65.5415
1484
1485
1486 | 1.4713 | 4.148 | 2 | 2.5087 | 7.5619 | 0.39092 | 0.019188 | 0.0065816 | 1.9832 | 297.9553 | 45.1658 | 31.7403 | 1.3827 | 12.9677 | 14.5494 | 0.87662 | 0.049013 | 0.04303 | 1.7227 | 15.295 | 1.7911 | 3.1604 | 9.5141 | 6.8224 | 2.6364 | 4.2549 | 11.9854 | 6.438 | 8.384 | 4.4389 | 50.2877 | 84.5898 | 56.9305 | 88.7326
1487
1488
1489 | 2.9694 | 9.6215 | 2.8457 | 2.3514 | 6.1045 | -0.27529 | 0.043889 | 0.0058756 | 2.5796 | 296.4983 | 46.9753 | 32.7469 | 1.313 | 12.3586 | 14.1214 | 1.6693 | 0.062631 | 0.086852 | 1.7217 | 15.6435 | 2.2396 | 3.4012 | 7.4391 | 5.6817 | 2.3353 | 4.0287 | 12.8474 | 6.1997 | 8.6128 | 4.2007 | 48.1883 | 81.0465 | 52.9351 | 90.7198
1490 | 1.4978 | 4.5451 | 2 | 2.6373 | 6.2552 | -0.20092 | 0.0086465 | 0.0064721 | 2.0432 | 296.8091 | 44.596 | 33.7337 | 1.2909 | 13.0061 | 14.5542 | 0.5484 | 0.027947 | 0.028485 | 1.2869 | 14.3546 | 0.61301 | 1.1919 | 11.8688 | 8.9029 | 2.2819 | 3.9546 | 12.8312 | 6.9531 | 9.4196 | 4.7229 | 48.2225 | 80.4072 | 51.9487 | 86.1945
1491 |  |  |  | 2.1702 | 6.3147
1492
1493 | 15.7041 | 31.0952 | 2 | 3.1539 | 7.7267 | -1.7758 | 0.06293 | 0.0068673 | 3.639 | 291.4404 | 23.0281 | 21.5414 | 0.57924 | 17.526 | 20.435 | 2.9329 | 0.11889 | 0.058512 | 2.42 | 13.6 | 0.065256 | 8.7256 | 11.3233 | 8.7943 | 1.4766 | 2.4972 | 17.3459 | 11.8613 | 12.4674 | 7.8691 | 39.6666 | 55.4855 | 31.8703 | 58.0995
1494 | 8.0686 | 18.3902 | 2 | 2.299 | 7.1197 | 0.69169 | 0.1034 | 0.0038822 | 2.362 | 290.4277 | 45.6821 | 36.078 | 0.99416 | 12.5543 | 14.5935 | 6.1277 | 0.29743 | 0.027447 | 4.5806 | 20.3548 | 0.043617 | 6.9362 | 14.6124 | 10.9867 | 1.7499 | 3.0371 | 11.953 | 5.8008 | 7.3896 | 4.5505 | 62.9137 | 99.0508 | 58.6817 | 91.8964
1495
1496 | 7.8352 | 16.5425 | 2.9393 | 2.7015 | 7.2249 | -1.1811 | 0.063364 | 0.0054869 | 4.2639 | 294.9849 | 47.4052 | 33.2491 | 1.2475 | 12.0024 | 14.2009 | 1.0665 | 0.080058 | 0.068437 | 2.6637 | 17.1593 | 2.9149 | 6.0423 | 10.047 | 7.2607 | 2.0754 | 3.7618 | 12.728 | 5.7143 | 7.9968 | 3.8526 | 54.7373 | 93.2526 | 53.2474 | 94.0561
1497
1498
1499 |  |  |  | 3.5048 | 8.031 |  |  | 0.007457 | 1.8811 | 291.7417 | 24.219 | 20.1414 | 0.54913 | 17.2401 | 18.8294 | 29.782 | [6 empty] | 9.7088 | 8.2459 | 1.4993 | 2.3339 | 16.4342 | 14.8477 | 12.8899 | 11.4857 | 42.1005 | 38.9625 | 34.4455 | 42.5469
1500
1501
1502
1503 | 7.6648 | 22.7396 | 2 | 2.1022 | 6.4788 | 0.68066 | 0.05 | 0.0038883 | 2.1552 | 290.6661 | 46.8285 | 36.831 | 1.0164 | 12.3267 | 14.275 | 4.5679 | 0.32464 | 0.027937 | 6.9722 | 20.5833 | 0 | 3.913 | 14 | 10.5701 | 1.7985 | 3.0899 | 11.662 | 5.6868 | 7.1707 | 4.4624 | 63.6673 | 97.8742 | 60.2779 | 92.9647
1504
1505
1506
1507
1508 | 2.5016 | 7.1994 | 2 | 2.473 | 6.2449 | 0.33714 | 0.034119 | 0.0061955 | 2.4575 | 296.3053 | 47.9629 | 33.2247 | 1.3114 | 12.1323 | 13.8107 | 1.6297 | 0.066317 | 0.034576 | 2.1459 | 16.799 | 3.9055 | 5.8254 | 8.9427 | 6.4967 | 2.3634 | 4.1986 | 12.2055 | 5.909 | 8.2559 | 4.029 | 54.3913 | 86.6496 | 56.6147 | 92.2701
1509
1510
1511
1512
1513 |  |  |  | 3.3355 | 7.984
1514 |  |  |  | 1.8684 | 6.7286
1515
1516
1517
1518 | 6.1981 | 13.8434 | 2 | 1.7998 | 5.4621 | -0.18809 | 0.050796 | 0.0061307 | 2.693 | 295.5432 | 43.6403 | 29.8511 | 1.1883 | 13.0712 | 14.8405 | 0.91743 | 0.043372 | 0.07164 | 1.6299 | 15.0798 | 3.5922 | 4.9735 | 10.3537 | 7.09 | 2.1091 | 3.6805 | 13.4958 | 6.7212 | 8.9773 | 4.6414 | 42.2028 | 68.9506 | 48.9638 | 87.0574
1519
1520 | 10.4087 | 21.7803 | 2.8762 | 2.4119 | 6.0036 | 0.90567 | 0.053428 | 0.0065115 | 3.939 | 293.0334 | 30.2429 | 28.9008 | 0.82822 | 16.3467 | 18.9682 | 1.051 | 0.10761 | 0.079936 | 2.7628 | 16.291 | 0.4355 | 5.7112 | 11.8915 | 9.4122 | 1.6155 | 3.2503 | 17.1745 | 8.5896 | 10.7091 | 5.4841 | 46.5337 | 81.1001 | 34.6402 | 75.8479
1521
1522
1523
1524
1525 | 11.5599 | 27.2695 | 2 | 2.4532 | 7.0538 | -1.0056 | 0.054341 | 0.0069405 | 3.5937 | 291.0873 | 23.2892 | 23.1256 | 0.54981 | 17.3939 | 20.4119 | 1.0383 | 0.1145 | 0.14439 | 2.9322 | 16.8136 | 0.41839 | 11.5366 | 12.1978 | 10.0329 | 1.4811 | 2.4407 | 17.6065 | 11.3575 | 11.0599 | 7.0175 | 45.4217 | 66.1275 | 32.7893 | 61.5517
1526
1527 | 3.2349 | 8.643 | 2.8 | 3.667 | 7.4907 | -3.2565 | 0.0455 | 0.0068265 | 1.6667 | 296.3663 | 39.5689 | 35.2917 | 1.0811 | 14.0903 | 15.4725 | 8.5668 | 0 | 0.0945 | 1.5 | 13.75 | 0.697 | 2.5 | 6.9888 | 6.6582 | 2.1493 | 3.7634 | 12.824 | 9.4709 | 9.8649 | 6.4845 | 55.8686 | 69.5257 | 51.6999 | 71.9649
1528
1529
1530 | 4.5486 | 9.7067 | 2 | 2.2615 | 6.3049 | 1.4556 | 0.056818 | 0.0063657 | 2.6274 | 296.8589 | 36.34 | 42.3054 | 1.1553 | 14.8432 | 16.818 | 2.087 | 0.06719 | 0.068182 | 1.85 | 17.95 | 0.615 | 3.0682 | 15.6528 | 13.4468 | 2.3279 | 3.8712 | 13.9746 | 8.8268 | 9.3089 | 5.2419 | 78.8803 | 112.6606 | 48.255 | 76.2786
1531 | 12.0435 | 36.6253 | 2.0275 | 1.6667 | 5.2509 | -1.2078 | 0.043137 | 0.0057981 | 3.8175 | 295.2582 | 36.5571 | 32.758 | 1.1862 | 14.4223 | 17.5315 | 3.1637 | 0.26993 | 0.065922 | 3.2279 | 17.2465 | 1.7219 | 7.9725 | 15.2757 | 12.0729 | 2.4058 | 4.1848 | 13.6111 | 6.5238 | 8.7703 | 4.3001 | 61.4341 | 100.2258 | 49.9573 | 89.1065
1532 | 3.1328 | 10.8846 | 2 | 1.5168 | 4.6404 | -2.1212 | 0.042115 | 0.0069064 | 2.8781 | 294.815 | 34.9801 | 30.8859 | 0.90646 | 14.8669 | 16.7551 | 20.9763 | 0.60628 | 0.035769 | 7.0667 | 20.1111 | 2.0746 | 7.6538 | 10.5263 | 8.1592 | 1.8479 | 3.5555 | 14.7893 | 9.0617 | 9.2633 | 5.5205 | 52.7293 | 77.475 | 45.7253 | 76.2008
1533 | 6.9418 | 18.0391 | 3 | 1.482 | 3.9695 | -1.1824 | 0.066012 | 0.0068596 | 2.4169 | 296.1521 | 34.8121 | 27.9205 | 0.97635 | 15.1258 | 16.7389 | 1.457 | 0.13284 | 0.058393 | 2.5556 | 18.2778 | 2.545 | 12.0238 | 7.7917 | 6.7935 | 1.9768 | 3.664 | 14.3447 | 9.9889 | 8.8764 | 5.8783 | 44.0948 | 59.9243 | 46.7359 | 71.9067
1534 | 6.6656 | 14.5303 | 3 | 1.3048 | 4.2499 | -3.7648 | 0.043333 | 0.0069278 | 2.179 | 295.6035 | 30.4927 | 28.2467 | 0.88476 | 16.1217 | 17.8184 | 36.5567 | 0.32793 | 0.041111 | 4 | 19.5714 | 0.60333 | 3.6667 | 10.6509 | 8.6964 | 1.8895 | 3.4118 | 15.6281 | 11.2911 | 11.2376 | 7.477 | 48.0266 | 67.5927 | 39.8798 | 63.1452
1535
1536 | 6.8031 | 18.76 | 2 | 2.1182 | 6.013 | -0.25553 | 0.051739 | 0.0063619 | 5.0997 | 293.3008 | 30.2608 | 31.4344 | 0.86203 | 16.3488 | 19.1931 | 2.3803 | 0.18628 | 0.092174 | 3.678 | 20 | 5.4593 | 8.971 | 13.8779 | 10.7744 | 1.6704 | 3.2735 | 16.9866 | 8.484 | 10.4203 | 5.1816 | 53.0059 | 92.2109 | 36.1131 | 77.3142
1537
1538 | 1.6842 | 6.3306 | 2 | 2.447 | 7.8773 | -1.4319 | 0.014103 | 0.0068745 | 1.424 | 296.8671 | 38.539 | 33.9328 | 1.0477 | 14.3002 | 15.3107 | 11.4838 | 0.37442 | 0.019231 | 5.2258 | 18.1613 | 2.3431 | 3.6154 | 8.343 | 8.7378 | 1.9101 | 3.4538 | 13.6356 | 10.9885 | 10.2037 | 8.0574 | 55.2328 | 62.8404 | 49.5907 | 61.3526
1539 |  |  |  | 2.1973 | 5.3495
1540 |  |  |  | 1.6639 | 4.2159 |  |  | 0.0067272 | 1.338 | 296.0757 | 39.627 | 34.417 | 1.0102 | 14.031 | 15.2163 | 38.783 | [6 empty] | 10.1154 | 8.4526 | 2.0264 | 3.5707 | 12.8517 | 9.4473 | 8.9704 | 6.0181 | 58.2037 | 71.2599 | 51.5601 | 74.0515
1541
1542 |  |  |  | 2.4973 | 7.5159
1543
1544
1545 | 6.1745 | 16.8712 | 2 | 3.6415 | 11.8639 | 4.5156 | 0.044444 | 0.0043798 | 3.1063 | 286.7068 | 41.1316 | 29.4795 | 0.69512 | 12.748 | 15.0311 | 3.6221 | 0.12775 | 0.093333 | 3.75 | 19 | 0 | 2.3704 | 10.5117 | 8.2339 | 1.1648 | 1.9533 | 12.2788 | 7.1575 | 7.372 | 5.5399 | 54.1215 | 76.5923 | 56.2588 | 82.054
1546
1547
1548
1549
1550
1551
1552 |  |  |  | 2.5451 | 6.0336
1553
1554
1555
1556 |  |  |  | 2.597 | 6.4559
1557 | 5.5252 | 13.8335 | 2.7865 | 2.1428 | 6.5187 | -0.079133 | 0.04755 | 0.005742 | 3.9095 | 296.0449 | 46.4648 | 34.045 | 1.3084 | 12.2377 | 14.3813 | 0.84836 | 0.049778 | 0.070344 | 1.7985 | 14.3903 | 2.1576 | 5.122 | 9.3088 | 7.493 | 2.2411 | 3.935 | 13.0322 | 5.972 | 8.1866 | 4.1203 | 56.2363 | 98.2698 | 52.5714 | 92.0062
1558
1559 | 6.8769 | 14.2097 | 2 | 1.7935 | 5.3948 | -2.1518 | 0.049467 | 0.0061707 | 2.5644 | 295.6855 | 43.8905 | 30.4515 | 1.2016 | 13.0163 | 14.7439 | 1.1311 | 0.086614 | 0.0556 | 1.6892 | 15.0574 | 1.9317 | 3.9905 | 10.7806 | 7.4071 | 2.1355 | 3.7115 | 13.3835 | 6.7443 | 9.0333 | 4.6413 | 42.6043 | 69.375 | 49.1497 | 87.0469
1560
1561 | 1.1249 | 3.4926 | 2 | 2.0101 | 6.1869 | 0.51074 | 0.030331 | 0.0064591 | 1.454 | 297.6819 | 42.6946 | 31.5162 | 1.2992 | 13.6228 | 14.9254 | 3.8791 | 0.22236 | 0.040579 | 2.6222 | 19.9222 | 1.4682 | 2.4298 | 11.7483 | 8.3841 | 2.417 | 3.8664 | 13.2069 | 7.7584 | 9.6055 | 5.2885 | 47.1523 | 66.9373 | 52.4486 | 79.5937
1562
1563
1564 | 8.9597 | 24.3017 | 2.9012 | 1.5984 | 4.1405 | 0.19518 | 0.054941 | 0.00514 | 2.787 | 293.4062 | 52.1638 | 37.0891 | 1.1524 | 11.0726 | 12.6239 | 1.3494 | 0.096949 | 0.15144 | 7.1553 | 18.3981 | 0.44719 | 0.94071 | 10.6715 | 8.911 | 1.8873 | 3.1729 | 10.172 | 6.1046 | 6.079 | 4.0402 | 59.4998 | 77.9626 | 67.9023 | 90.6358
1565 |  |  |  | 1.84 | 5.3661
1566 | 4.6991 | 11.801 | 2.0069 | 2.6888 | 6.8783 | 1.2669 | 0.031316 | 0.0069486 | 2.3843 | 293.8377 | 34.8967 | 30.8854 | 0.8344 | 14.9283 | 16.7144 | 0.38941 | 0.060554 | 0.089746 | 1.6047 | 12.8663 | 1.3381 | 4.0808 | 10.7931 | 9.4285 | 1.6529 | 3.4542 | 14.8561 | 9.169 | 9.22 | 5.5234 | 54.4896 | 73.8261 | 45.1936 | 76.362
1567 |  |  |  | 3.1677 | 6.9156
1568
1569
1570 |  |  |  | 2.0901 | 5.2544 |  |  | 0.0072906 | 1.5698 | 293.0814 | 31.5915 | 30.5967 | 0.67604 | 15.6936 | 17.0909 | 59.093 | [6 empty] | 8.5451 | 7.7516 | 1.5581 | 3.0328 | 14.9302 | 11.7139 | 10.1473 | 7.5205 | 52.7039 | 56.5943 | 44.6818 | 60.7672
1571 | 2.6388 | 7.515 | 2 | 2.6333 | 8.9859 | 0.45817 | 0.010393 | 0.0059077 | 2.0334 | 298.2552 | 48.4114 | 34.2734 | 1.5659 | 12.2077 | 14.0388 | 1.2543 | 0.11421 | 0.013741 | 2.0968 | 16.4086 | 1.3031 | 3.163 | 10.0232 | 7.1444 | 2.9087 | 4.7959 | 11.159 | 5.9925 | 7.3873 | 4.619 | 62.3249 | 79.895 | 61.8565 | 90.7672
1572
1573 | 7.7912 | 16.9312 | 2.9796 | 1.2766 | 4.2467 | -1.5715 | 0.079388 | 0.0069309 | 2.4845 | 295.203 | 32.7406 | 29.6216 | 0.88721 | 15.4357 | 17.2179 | 15.6008 | 0.35805 | 0.050816 | 6.0244 | 21.1463 | 2.061 | 6.0612 | 10.6881 | 8.6201 | 1.8596 | 3.464 | 15.2753 | 10.0454 | 10.2564 | 6.3793 | 50.684 | 74.478 | 42.4156 | 70.4058
1574
1575
1576
1577 | 1.6705 | 5.5496 | 2 | 2.0094 | 5.1234 | -0.18358 | 0.0053305 | 0.0060135 | 1.2385 | 298.3359 | 51.4736 | 36.8119 | 1.5057 | 11.6503 | 12.7463 | 1.8949 | 0.10347 | 0.0095986 | 2.584 | 19.8256 | 1.2054 | 1.5 | 7.394 | 6.897 | 2.7723 | 4.1325 | 10.8502 | 6.54 | 7.5103 | 4.3727 | 51.8166 | 78.2951 | 63.6826 | 88.0658
1578
1579
1580 | 13.3779 | 33.4899 | 3 | 1.5858 | 4.2691 | 0.17445 | 0.085207 | 0.0071257 | 3.5194 | 295.0388 | 24.0225 | 24.4821 | 0.78015 | 17.7793 | 19.8564 | 7.6418 | 0.29439 | 0.059593 | 6.5378 | 19.1466 | 0.57243 | 8.3669 | 10.9117 | 8.9441 | 1.8192 | 3.0022 | 16.6071 | 13.8129 | 12.8147 | 10.6674 | 44.7443 | 52.7777 | 36.3066 | 47.5567
1581
1582 |  |  |  | 1.8455 | 5.051 |  |  | 0.0070137 | 1.9743 | 292.7325 | 33.5022 | 29.6917 | 0.72401 | 15.0517 | 16.5802 | 35.3337 | [6 empty] | 7.6014 | 7.0143 | 1.5629 | 3.151 | 14.7091 | 10.6335 | 9.9662 | 7.0064 | 49.6089 | 57.686 | 44.893 | 65.7945
1583
1584 | 1.8971 | 5.5874 | 2 | 3.2901 | 9.2892 | -2.1955 | 0.0063158 | 0.0072678 | 0.80024 | 294.1387 | 31.5405 | 35.9051 | 0.70392 | 16.1717 | 16.8243 | 3.3688 | 0.39309 | 0.0056354 | 1.6162 | 15.5152 | 0.59855 | 1.2368 | 13.559 | 12.2854 | 1.891 | 2.4967 | 14.0915 | 14.8026 | 9.8227 | 10.5918 | 75.1191 | 67.0996 | 48.3012 | 46.6688
1585 |  |  |  | 2.6195 | 6.6701
1586
1587 | 6.8234 | 16.4508 | 2 | 1.8268 | 5.161 | -1.4735 | 0.0033333 | 0.0071956 | 2.4648 | 294.2985 | 27.0816 | 24.3445 | 0.71691 | 16.8738 | 18.5455 | 9.6327 | 0.038039 | 0.096667 | 1 | 22 | 0 | 0 | 8.5115 | 7.7107 | 1.6943 | 3.0464 | 16.2614 | 13.2723 | 11.2863 | 8.9485 | 43.7816 | 46.9676 | 36.6616 | 53.091
1588 | 5.2406 | 14.1998 | 2.2039 | 1.9237 | 5.9155 | 0.058467 | 0.079145 | 0.00646 | 2.4219 | 294.754 | 41.0701 | 35.5348 | 0.99833 | 13.5697 | 15.0721 | 11.5658 | 0.3664 | 0.074737 | 3.6963 | 19.6493 | 3.4417 | 12.7105 | 10.1999 | 8.4991 | 1.9034 | 3.5031 | 13.2512 | 8.222 | 8.717 | 5.3814 | 56.6776 | 78.5619 | 50.4569 | 80.1663
1589
1590
1591
1592 | 0.52401 | 1.6064 | 2 | 2.6433 | 6.8992 | 0.40339 | 0.0018841 | 0.006295 | 0.87866 | 298.3376 | 42.85 | 33.6202 | 1.3085 | 14.015 | 14.7563 | 0.25327 | 0.052162 | 0.0070531 | 1.2063 | 11.746 | 0.2272 | 0.20773 | 6.3356 | 5.7757 | 2.3532 | 4.028 | 13 | 8.2788 | 9.2504 | 5.1183 | 43.2262 | 71.087 | 51.6677 | 80.0974
1593
1594 |  |  |  | 3.0846 | 8.0305 |  |  | 0.0068831 | 2.7911 | 289.7119 | 17.4333 | 20.1744 | 0.38847 | 19.3496 | 21.6629 | 2.8653 | [6 empty] | 12.2882 | 10.1278 | 1.2509 | 1.7993 | 18.7194 | 15.2636 | 14.7504 | 12.1364 | 39.9855 | 45.9005 | 27.1717 | 39.7653
1595 |  |  |  | 1.7464 | 4.9017
1596 | 0.92642 | 2.7578 | 2 | 1.9798 | 6.2013 | 0.1968 | 0.012618 | 0.0066193 | 1.5057 | 297.5299 | 43.7804 | 30.4347 | 1.305 | 13.2532 | 14.5767 | 3.0157 | 0.045087 | 0.030343 | 1.2778 | 12.3667 | 0.33665 | 0.83691 | 10.8106 | 7.5699 | 2.4261 | 3.9532 | 12.5137 | 7.4298 | 9.0413 | 5.22 | 47.6112 | 62.9962 | 54.7751 | 81.3491
1597 | 1.6324 | 9.2466 | 2 | 2.1661 | 7.2142 | 1.1875 | 0 | 0.0070074 | 1.3068 | 296.6193 | 37.7275 | 33.1495 | 1.0115 | 14.3654 | 15.3435 | 22.1493 | 0.35946 | 0.01 | 3.5 | 22.5 | 5.73 | 3 | 8.5258 | 8.74 | 1.9252 | 3.458 | 13.5372 | 11.5367 | 10.3215 | 8.4751 | 53.8518 | 59.2072 | 48.9766 | 58.2802
1598
1599
1600
1601 | 2.558 | 7.3271 | 2 | 2.075 | 7.3277 | 0.19257 | 0.012929 | 0.0059295 | 2.8158 | 298.0943 | 47.0073 | 34.8238 | 1.5735 | 12.3666 | 14.5643 | 2.5124 | 0.11841 | 0.0077045 | 2.2351 | 16.6947 | 3.857 | 5.343 | 10.9254 | 8.2412 | 2.8701 | 4.8108 | 11.7406 | 5.6568 | 7.4084 | 4.413 | 63.5364 | 86.1742 | 59.0622 | 92.4701
1602
1603
1604
1605 | 3.5792 | 12.1572 | 2 | 2.1745 | 5.616 | 1.467 | 0.091818 | 0.0070137 | 1.9743 | 292.7325 | 33.5022 | 29.6917 | 0.72401 | 15.0517 | 16.5802 | 35.7064 | 0.59252 | 0.065455 | 10.7273 | 20.4545 | 1.0373 | 4.6364 | 7.6014 | 7.0143 | 1.5629 | 3.151 | 14.7091 | 10.6335 | 9.9662 | 7.0064 | 49.6089 | 57.686 | 44.893 | 65.7945
1606 | 3.7002 | 8.739 | 2 | 2.9184 | 7.5526 | -2.2693 | 0.013208 | 0.0058194 | 1.2493 | 295.9104 | 44.8124 | 35.1958 | 1.1204 | 13.0524 | 14.0719 | 0 | 0.179 | 0.043962 | 1.3333 | 13.9048 | 0 | 0 | 7.1722 | 7.1491 | 1.9097 | 3.3561 | 12.1149 | 8.4728 | 8.1994 | 5.4942 | 56.3665 | 72.6381 | 55.5369 | 78.3731
1607
1608
1609
1610 | 2.8453 | 8.4321 | 2 | 2.2427 | 8.2686 | -1.5002 | 0.012069 | 0.0058629 | 2.4043 | 298.3118 | 48.3678 | 34.1192 | 1.6061 | 12.0553 | 14.1013 | 15.3944 | 0.11918 | 0.011724 | 1.6111 | 16.5556 | 1.0328 | 1.2414 | 10.4934 | 7.546 | 2.9504 | 4.9909 | 11.0508 | 5.728 | 7.2556 | 4.4162 | 62.8649 | 80.4185 | 61.8843 | 91.9942
1611
1612
1613
1614
1615 | 3.026 | 8.9308 | 2 | 2.3026 | 5.8108 | -0.33239 | 0.02073 | 0.0070674 | 2.5393 | 295.4561 | 25.4828 | 26.9323 | 0.80814 | 17.5299 | 19.3439 | 1.3555 | 0.16537 | 0.02691 | 2.7012 | 19.0427 | 3.0006 | 3.4936 | 11.0595 | 9.3315 | 1.7012 | 3.0484 | 16.4483 | 14.0067 | 13.7517 | 11.274 | 49.1774 | 57.4828 | 35.0169 | 47.1834
1616
1617
1618
1619
1620
1621
1622
1623
1624 |  |  |  | 2.0907 | 5.6579
1625 | 8.7632 | 21.0253 | 2.6545 | 2.0656 | 5.7924 | 0.24674 | 0.10336 | 0.0055079 | 3.8802 | 294.1038 | 45.5584 | 32.4373 | 1.1498 | 12.4239 | 14.5522 | 18.046 | 0.35533 | 0.059455 | 7.2299 | 20.0345 | 2.9094 | 7.0273 | 8.7786 | 6.9673 | 2.0284 | 3.5281 | 13.2729 | 6.0334 | 8.2848 | 4.0819 | 54.3309 | 92.4557 | 51.6572 | 91.6619
1626
1627 |  |  |  | 2.6465 | 6.3527
1628
1629 | 1.0881 | 3.4416 | 3 | 2.5503 | 6.6129 | 15.625 | 0.01 | 0.0066036 | 1.3883 | 296.3897 | 39.5103 | 35.841 | 1.0882 | 14.2355 | 15.5388 | 6.0236 | 0.4375 | 0 | 2 | 22 | 0 | 0 | 7.3003 | 6.8743 | 2.1793 | 3.8365 | 13.4119 | 9.1544 | 9.917 | 6.095 | 55.1542 | 73.2346 | 49.6556 | 74.5038
1630 |  |  |  | 2.6833 | 7.2511
1631
1632
1633
1634
1635
1636
1637
1638
1639 | 9.2546 | 23.2787 | 3 | 2.2987 | 5.7692 | 2.6674 | 0.06293 | 0.0046802 | 2.965 | 292.0887 | 50.3995 | 35.7675 | 1.0936 | 11.2156 | 13.1118 | 1.4925 | 0.081424 | 0.076923 | 5.4764 | 18.7435 | 1.2936 | 14.63 | 12.4755 | 10.6041 | 1.8498 | 2.9737 | 10.7068 | 5.9874 | 6.2945 | 4.4458 | 63.5818 | 85.7397 | 65.4278 | 90.9236
1640
1641
1642
1643
1644 |  |  |  | 2.4672 | 6.2806
1645 | 4.9959 | 12.99 | 2 | 2.906 | 6.5792 | -6.3844 | 0.012222 | 0.0069627 | 1.6281 | 293.6905 | 34.655 | 32.1324 | 0.78431 | 15.0466 | 16.491 | 12.464 | 0.039597 | 0.29889 | 2 | 13.5 | 0.51444 | 1.4444 | 8.7297 | 7.6491 | 1.66 | 3.2429 | 14.6148 | 10.0805 | 9.6606 | 5.9996 | 51.8396 | 69.4856 | 47.111 | 71.5869
1646 | 4.4992 | 11.9757 | 2 | 2.3976 | 5.7133 | -5.6234 | 0.015 | 0.0073549 | 1.6357 | 293.7514 | 32.1314 | 27.7041 | 0.72709 | 15.4478 | 16.8596 | 37.0677 | 0.58587 | 0.044167 | 8.7778 | 23.3333 | 0 | 1.8333 | 7.3502 | 6.6969 | 1.6747 | 3.0748 | 14.4036 | 11.9422 | 10.5287 | 8.2795 | 48.2183 | 49.3654 | 43.0053 | 58.028
1647
1648 |  |  |  | 2.5466 | 5.9781
1649
1650
1651
1652 | 3.6723 | 10.7037 | 2 | 2.0539 | 5.2165 | 16.254 | 0.006 | 0.0072506 | 1.6979 | 292.9193 | 31.4487 | 30.1034 | 0.67727 | 15.6758 | 17.1201 | 42.3 | 0.52617 | 0.024 | 10.2 | 18.6 | 0.444 | 0.8 | 8.4002 | 7.6421 | 1.5667 | 3.0662 | 14.9902 | 11.5394 | 10.0996 | 7.376 | 51.3621 | 56.5102 | 44.3578 | 61.6462
1653
1654
1655 | 13.1045 | 35.829 | 2 | 2.0387 | 5.8187 | -0.045753 | 0.044648 | 0.0060253 | 3.4443 | 294.9327 | 35.9764 | 31.9135 | 1.1258 | 14.7668 | 17.7341 | 1.3776 | 0.15992 | 0.13691 | 2.7186 | 16.8918 | 1.3287 | 6.1988 | 14.7838 | 11.6311 | 2.3163 | 3.9675 | 13.5881 | 6.5721 | 8.5627 | 4.2336 | 60.0408 | 95.8589 | 50.2449 | 88.7296
1656 | 8.9621 | 20.3651 | 2.9969 | 1.3805 | 3.5068 | -3.1799 | 0.069752 | 0.0071783 | 2.6044 | 295.4978 | 29.0735 | 26.3631 | 0.81686 | 16.5835 | 18.2871 | 4.1162 | 0.08763 | 0.035604 | 2.6111 | 17.8718 | 2.1623 | 13.8607 | 8.2293 | 7.4387 | 1.8038 | 3.3307 | 15.9992 | 12.4295 | 10.5989 | 7.9468 | 46.9353 | 53.1895 | 39.8413 | 59.2671
1657 |  |  |  | 2.1495 | 7.149
1658
1659
1660
1661 | 2.2709 | 7.3496 | 2 | 2.0504 | 7.8213 | 0.33602 | 0.0094334 | 0.0058349 | 2.3637 | 298.1408 | 48.2398 | 37.4523 | 1.5707 | 12.1937 | 14.2181 | 0.69599 | 0.10749 | 0.0025496 | 1.6682 | 13.6636 | 1.4686 | 2.3088 | 12.3807 | 9.2242 | 2.9056 | 4.8824 | 11.1949 | 5.743 | 7.3197 | 4.4571 | 71.6708 | 93.8741 | 61.8613 | 92.9547
1662
1663 | 10.1829 | 34.8479 | 2.686 | 2.8375 | 8.3265 | -2.5972 | 0.058721 | 0.0046238 | 6.3316 | 289.0481 | 47.0739 | 37.5061 | 0.9688 | 11.4575 | 14.2254 | 0.68363 | 0.15469 | 0.042449 | 3.1696 | 17.1429 | 1.084e-14 | 5.0465 | 13.8348 | 10.8399 | 1.6557 | 3.039 | 12.7748 | 5.3665 | 6.8965 | 3.839 | 66.1158 | 116.4143 | 54.7427 | 95.3332
1664
1665 | 1.4203 | 4.1439 | 2 | 2.0886 | 7.4247 | 0.079677 | 0.0050725 | 0.0059314 | 2.801 | 298.0986 | 46.9895 | 35.195 | 1.5727 | 12.3686 | 14.5693 | 1.3068 | 0.101 | 0.0032754 | 2.1736 | 15.9736 | 1.6114 | 3.3739 | 11.1141 | 8.416 | 2.8721 | 4.808 | 11.7036 | 5.6632 | 7.4002 | 4.4229 | 64.6051 | 88.0019 | 59.1427 | 92.4814
1666
1667
1668 | 9.9635 | 27.5875 | 2 | 2.7551 | 7.0318 | -1.1392 | 0.042113 | 0.007 | 4.0154 | 294.5449 | 26.6423 | 24.6299 | 0.88965 | 17.1849 | 20.0363 | 1.6323 | 0.19929 | 0.050141 | 1.7843 | 11.9608 | 1.3735 | 6.2183 | 12.0517 | 8.544 | 2.0197 | 3.5947 | 15.5714 | 9.8079 | 10.6586 | 7.4379 | 46.9407 | 62.8127 | 42.1318 | 67.5133
1669 |  |  |  | 2.3594 | 5.7298
1670 | 9.8378 | 34.7947 | 2 | 2.7487 | 7.8332 | -3.6291 | 0.039688 | 0.0062578 | 2.9955 | 295.444 | 43.2196 | 36.6171 | 1.1851 | 13.2741 | 15.3467 | 3.0212 | 0.69933 | 0.019062 | 8.6552 | 21.5172 | 2.5725 | 5.25 | 9.5727 | 7.924 | 2.2628 | 4.0901 | 13.2638 | 6.3211 | 7.4385 | 3.7559 | 57.6607 | 92.1272 | 52.515 | 91.0183
1671 | 2.9883 | 7.5241 | 2 | 2.2967 | 5.5591 | -2.5111 | 0.03443 | 0.0062814 | 2.192 | 297.2343 | 43.9817 | 33.9661 | 1.3127 | 13.072 | 14.6872 | 3.6213 | 0.015325 | 0.060063 | 1.5581 | 15.2907 | 0.61842 | 2.4367 | 14.7547 | 10.4416 | 2.3272 | 3.93 | 13.0904 | 7.2899 | 9.2488 | 4.8897 | 46.252 | 75.2425 | 51.3208 | 84.5929
1672
1673 | 2.6461 | 10.0931 | 2 | 2.1829 | 7.2194 | -1.052 | 0.029615 | 0.0070069 | 1.3079 | 296.6207 | 37.7224 | 33.1451 | 1.0116 | 14.3681 | 15.3465 | 31.5024 | 0.51863 | 0.013846 | 7.1923 | 19.3846 | 0.19385 | 1.0769 | 8.5229 | 8.7401 | 1.9247 | 3.4572 | 13.5428 | 11.5341 | 10.3244 | 8.474 | 53.8539 | 59.2443 | 48.9653 | 58.3019
1674
1675
1676
1677 | 1.9962 | 6.1009 | 2 | 2.1243 | 6.1496 | -0.52957 | 0.0375 | 0.0056453 | 2.7873 | 296.2664 | 48.9991 | 33.68 | 1.3304 | 11.8933 | 13.6631 | 1 | 0.0048952 | 0.055577 | 2.0526 | 17.6316 | 3.8442 | 4.0962 | 8.5655 | 6.396 | 2.3227 | 4.0586 | 12.2381 | 5.6412 | 8.2625 | 3.9001 | 53.6651 | 90.1262 | 56.1777 | 94.1967
1678
1679
1680 | 18.1992 | 35.1798 | 2 | 2.9159 | 7.6182 | 1.3046 | 0.070395 | 0.0068766 | 2.8325 | 289.8354 | 17.5503 | 20.205 | 0.39721 | 19.3123 | 21.6424 | 1.9192 | 0.051447 | 0.048534 | 1.732 | 14.6392 | 1.3301 | 8.5593 | 12.2578 | 10.1048 | 1.2649 | 1.8273 | 18.6709 | 15.2433 | 14.7354 | 12.102 | 40.0811 | 45.9922 | 27.3447 | 39.9027
1681
1682
1683 | 3.9478 | 10.1634 | 2 | 2.3059 | 6.003 | -3.0876 | 0.032869 | 0.0070941 | 1.9254 | 293.2855 | 27.685 | 27.2794 | 0.65351 | 16.7995 | 18.4629 | 0.52701 | 0.14916 | 0.073833 | 2.0684 | 14.6282 | 1.3261 | 5.7452 | 11.4352 | 9.933 | 1.5657 | 3.0268 | 15.8046 | 12.2293 | 9.9288 | 7.0177 | 59.1473 | 61.4099 | 41.6249 | 62.1971
1684
1685 | 1.7798 | 6.1251 | 2 | 2.7908 | 8.1292 | -0.46583 | 0.011176 | 0.0069902 | 0.85522 | 297.476 | 35.9214 | 34.5443 | 1.0195 | 15.1762 | 15.854 | 6.6866 | 0.17267 | 0.021804 | 2.1346 | 14.8718 | 1.9526 | 4.0471 | 12.6171 | 10.9163 | 2.098 | 3.2482 | 13.0191 | 12.1627 | 7.4505 | 8.0443 | 67.0532 | 69.6253 | 55.6628 | 59.2151
1686
1687
1688
1689
1690
1691
1692
1693
1694
1695 | 4.3688 | 11.6281 | 2 | 2.3247 | 5.9555 | -1.7783 | 0.063333 | 0.0070096 | 1.2656 | 295.4112 | 30.4263 | 29.2038 | 0.84864 | 16.1465 | 17.4206 | 13.5715 | 0.33333 | 0.053333 | 4.25 | 22 | 2.7617 | 5 | 10.6929 | 9.6849 | 1.6207 | 3.111 | 15.4331 | 12.6534 | 12.3276 | 9.8284 | 47.5773 | 61.1517 | 38.9005 | 50.9601
1696 | 5.1375 | 13.1296 | 2.3243 | 2.8903 | 7.6445 | -0.92277 | 0.056486 | 0.0073449 | 2.6574 | 293.1059 | 27.1789 | 26.1787 | 0.67135 | 16.5527 | 18.3743 | 2.829 | 0.15458 | 0.10162 | 2.1154 | 10.2308 | 2.9359 | 18.7027 | 12.1192 | 10.0415 | 1.594 | 2.814 | 15.8626 | 12.9062 | 11.2006 | 9.0107 | 53.1433 | 55.7663 | 39.1043 | 52.3898
1697
1698
1699 | 1.155 | 4.0796 | 2 | 2.6947 | 6.9318 | -1.3346 | 0.01549 | 0.005961 | 1.0184 | 298.1782 | 42.5893 | 36.2392 | 1.2823 | 13.8534 | 14.5994 | 0.33289 | 0.28517 | 0.018824 | 1.44 | 13.88 | 0.37333 | 1.5294 | 8.6695 | 8.3011 | 2.1322 | 3.793 | 12.6552 | 9.2082 | 9.1002 | 5.9519 | 57.4926 | 78.4366 | 54.7045 | 74.7809
1700 | 10.4344 | 36.3522 | 2 | 3.2402 | 7.8863 | 0.43274 | 0.088065 | 0.0060003 | 2.3578 | 296.1892 | 41.44 | 35.4068 | 1.2106 | 13.7823 | 15.5663 | 3.1403 | 0.27148 | 0.066547 | 5.3605 | 20.7483 | 3.5811 | 7.914 | 9.807 | 7.9591 | 2.317 | 3.9739 | 13.1074 | 7.2347 | 8.2768 | 4.5082 | 57.7652 | 85.9171 | 52.3892 | 84.8623
1701 | 3.5802 | 10.4691 | 2 | 1.7314 | 5.3056 | 1.0671 | 0.086364 | 0.0065103 | 1.4791 | 295.7781 | 40.992 | 35.562 | 1.0296 | 13.8725 | 15.0548 | 25.0999 | 0.5051 | 0.030303 | 9.1071 | 20.1786 | 1.2961 | 7.5758 | 10.1146 | 8.3583 | 2.057 | 3.5777 | 13.0292 | 8.5438 | 8.8668 | 5.4675 | 56.4945 | 76.8598 | 51.0011 | 78.7668
1702
1703 | 2.9993 | 9.7148 | 2 | 2.4497 | 7.3835 | 0.3016 | 0.032146 | 0.0059758 | 3.0389 | 296.7534 | 47.2673 | 33.6423 | 1.3484 | 12.1994 | 14.0727 | 0.80957 | 0.074731 | 0.053711 | 1.6429 | 14.4693 | 2.6149 | 3.2638 | 8.8895 | 6.9306 | 2.36 | 4.0922 | 12.6212 | 5.9827 | 8.5148 | 4.0958 | 53.743 | 93.9554 | 54.1155 | 92.0654
1704
1705
1706
1707 |  |  |  | 2.4523 | 5.5249 |  |  | 0.0075037 | 1.2658 | 292.1407 | 22.8274 | 22.6466 | 0.5105 | 17.9205 | 19.1821 | 20.04 | [6 empty] | 10.3552 | 9.3323 | 1.373 | 2.1513 | 16.844 | 15.7678 | 14.2297 | 13.5797 | 40.8749 | 42.1808 | 30.525 | 36.4539
1708 | 13.2147 | 28.9157 | 2 | 2.9693 | 8.9734 | -1.592 | 0.045987 | 0.0070338 | 3.4381 | 290.6216 | 19.8268 | 22.6631 | 0.46443 | 18.8607 | 21.4537 | 1.2186 | 0.15027 | 0.045007 | 1.856 | 13.2273 | 0.55958 | 4.9823 | 13.3687 | 10.8333 | 1.3579 | 2.2493 | 19.1326 | 13.2906 | 13.9812 | 8.83 | 44.3185 | 58.8134 | 26.6361 | 51.1416
1709
1710
1711 | 14.872 | 39.4138 | 2 | 3.7583 | 8.9603 | 0.39759 | 0.037187 | 0.0068803 | 2.7399 | 290.8798 | 20.0581 | 24.484 | 0.47317 | 18.6798 | 20.7802 | 7.4753 | 0.35828 | 0.053365 | 1.56 | 12.52 | 1.4759 | 7.7812 | 13.7996 | 12.0323 | 1.3531 | 1.9985 | 17.9943 | 15.1838 | 13.7868 | 11.4608 | 49.1714 | 55.143 | 31.0315 | 41.7268
1712
1713 | 11.3944 | 26.7509 | 3 | 2.2981 | 5.5449 | 0.7725 | 0.071164 | 0.0049833 | 2.885 | 293.1524 | 50.1692 | 33.6255 | 1.1633 | 11.439 | 13.2532 | 1.783 | 0.085548 | 0.16299 | 4.5289 | 18.2521 | 4.1486 | 20.0418 | 10.4963 | 8.0778 | 1.9659 | 3.3231 | 10.9251 | 5.8298 | 6.7556 | 3.981 | 52.8093 | 74.9625 | 63.4751 | 92.9937
1714
1715 |  |  |  | 2.1664 | 6.294 |  |  | 0.0072912 | 1.1552 | 291.3811 | 24.1618 | 23.752 | 0.50609 | 17.4048 | 18.6055 | 8 | [6 empty] | 10.5955 | 9.4079 | 1.3293 | 1.9281 | 16.5675 | 15.5104 | 13.4609 | 13.6394 | 43.4479 | 43.2904 | 31.7672 | 36.0949
1716 |  |  |  | 1.5341 | 4.0596 |  |  | 0.0071828 | 1.7932 | 294.1331 | 30.3524 | 24.2371 | 0.7113 | 16.0826 | 17.5249 | 36.775 | [6 empty] | 6.9135 | 6.361 | 1.7004 | 3.0963 | 15.1889 | 11.7544 | 9.5647 | 7.2071 | 39.5265 | 49.342 | 42.401 | 62.5952
1717 | 1.865 | 6.4023 | 2 | 2.2568 | 7.1597 | 0.026912 | 0.02537 | 0.0060834 | 1.1703 | 297.4204 | 39.3923 | 33.6175 | 1.1889 | 14.3872 | 15.2667 | 1.3865 | 0.075294 | 0.021296 | 2 | 15.4516 | 2.3837 | 7 | 8.5841 | 8.247 | 1.9496 | 3.4629 | 13.5245 | 10.1227 | 10.2599 | 7.0052 | 50.5639 | 68.3475 | 49.5885 | 67.2625
1718 |  |  |  | 1.7538 | 4.6704 |  |  | 0.0066239 | 1.7671 | 295.5869 | 40.0352 | 34.6813 | 1.0087 | 13.863 | 15.2154 | 2.7418 | [6 empty] | 10.1719 | 8.5741 | 1.9705 | 3.5736 | 13.1802 | 8.9402 | 8.9798 | 5.7663 | 57.5668 | 74.0121 | 50.4423 | 76.6831
1719 | 0.71757 | 2.139 | 2 | 1.6987 | 5.3783 | 0.12382 | 0.010937 | 0.0066766 | 1.5882 | 297.267 | 43.348 | 30.4652 | 1.265 | 13.3243 | 14.6639 | 5.5153 | 0.056594 | 0.017188 | 1 | 16.3333 | 0.75938 | 0.5 | 9.1776 | 6.4244 | 2.4129 | 3.9326 | 12.3795 | 7.4434 | 8.8222 | 5.2404 | 47.7194 | 62.6677 | 55.6334 | 81.0559
1720
1721
1722
1723
1724
1725
1726
1727
1728
1729 |  |  |  | 3.0173 | 7.3502 |  |  | 0.0064515 | 1.61 | 298.4809 | 44.614 | 39.7825 | 1.3861 | 13.1172 | 14.43 | 38.3172 | [6 empty] | 8.096 | 7.1812 | 2.5659 | 4.3089 | 11.5993 | 7.6631 | 8.8299 | 5.1434 | 62.8694 | 81.3994 | 57.7908 | 81.1883
1730 | 3.546 | 9.5486 | 3 | 3.0145 | 7.291 | -1.6799 | 0.040076 | 0.0066062 | 1.7148 | 295.4143 | 38.4594 | 32.757 | 1.0257 | 14.2746 | 15.7043 | 14.1678 | 0.089727 | 0.06553 | 2.0635 | 13.5079 | 1.4965 | 3.6212 | 7.7836 | 6.7448 | 1.9912 | 3.657 | 13.9104 | 9.0831 | 9.8024 | 5.8875 | 48.2535 | 68.5493 | 47.3765 | 75.6121
1731 | 1.2576 | 3.6765 | 2 | 3.0226 | 9.149 | 1.0278 | 0.0053132 | 0.0059157 | 2.0243 | 298.2387 | 49.3827 | 37.5235 | 1.591 | 11.8845 | 13.721 | 1.5324 | 0.090422 | 0.010257 | 1.6208 | 14.2839 | 0.29639 | 1.1275 | 13.0241 | 9.4529 | 2.982 | 4.8226 | 10.8354 | 5.8965 | 7.0435 | 4.5301 | 73.1157 | 90.1446 | 63.1124 | 90.7761
1732
1733
1734
1735 | 18.618 | 41.8812 | 3 | 2.0808 | 5.7952 | -1.0648 | 0.18061 | 0.0071346 | 3.596 | 294.4947 | 23.0326 | 23.3053 | 0.73727 | 17.9404 | 20.0484 | 2.8309 | 0.33252 | 0.069931 | 9.5667 | 21.4 | 0.83364 | 19.6667 | 10.8684 | 8.8927 | 1.7273 | 2.8451 | 16.7458 | 14.2038 | 13.0955 | 11.1893 | 43.2254 | 50.0126 | 35.2645 | 45.4169
1736 |  |  |  | 1.9635 | 5.6418
1737
1738
1739
1740
1741
1742
1743
1744 | 1.6162 | 5.6618 | 2 | 2.1472 | 4.6317 | -0.49111 | 0.0058716 | 0.0059938 | 1.528 | 298.1971 | 55.3485 | 34.9314 | 1.5784 | 10.6444 | 11.8361 | 0.539 | 0.0047025 | 0.025092 | 2.0942 | 16.413 | 0.61425 | 0.55046 | 5.8413 | 4.9915 | 2.8283 | 4.3755 | 9.947 | 6.039 | 6.7164 | 3.9226 | 47.2957 | 69.4665 | 68.8931 | 92.4515
1745
1746 | 9.0398 | 22.6918 | 2 | 2.0887 | 5.4562 | 1.1116 | 0.082969 | 0.0057173 | 3.0915 | 295.9086 | 48.9599 | 33.9595 | 1.3249 | 11.8556 | 13.737 | 0.75697 | 0.0029964 | 0.086676 | 2.3878 | 17.8367 | 6.9139 | 9.4531 | 8.1592 | 6.4207 | 2.2705 | 4.1191 | 12.6351 | 5.5166 | 8.3113 | 3.7747 | 54.1874 | 91.9079 | 54.3831 | 95.0859
1747
1748
1749
1750 |  |  |  | 1.7908 | 4.9773 |  |  | 0.0072489 | 1.7144 | 293.6851 | 29.2862 | 23.2396 | 0.65953 | 16.3512 | 17.7359 | 2.525 | [6 empty] | 6.4865 | 6.0877 | 1.6786 | 2.8994 | 15.3489 | 12.1613 | 9.688 | 7.4304 | 37.9382 | 47.1456 | 42.5517 | 61.0243
1751 | 7.7251 | 21.4031 | 2.3015 | 2.6865 | 7.9304 | -4.296 | 0.026106 | 0.0051243 | 4.4836 | 293.4799 | 48.7803 | 38.9567 | 1.2292 | 11.4127 | 13.8406 | 0.71208 | 0.11914 | 0.036894 | 1.5424 | 11.4237 | 0.18905 | 0.6608 | 14.3727 | 10.9535 | 2.1366 | 3.8084 | 12.6974 | 5.3974 | 7.6885 | 3.7491 | 66.4155 | 121.8831 | 53.8053 | 95.8842
1752
1753
1754 |  |  |  | 2.2259 | 7.0367 |  |  | 0.0073673 | 1.199 | 291.6698 | 24.535 | 24.1849 | 0.526 | 17.2947 | 18.593 | 18.2352 | [6 empty] | 11.0993 | 9.8444 | 1.3908 | 2.1307 | 16.5383 | 15.1345 | 13.4341 | 13.0452 | 44.5211 | 46.0884 | 32.1232 | 38.6185
1755
1756
1757 | 3.1753 | 12.311 | 2 | 2.643 | 6.2684 | -4.4794 | 0.0575 | 0.0073885 | 1.5999 | 292.8938 | 31.4651 | 27.4163 | 0.65733 | 15.4648 | 16.8617 | 28.9694 | 0.905 | 0.0175 | 15.75 | 22 | 1.0175 | 2.5 | 7.6048 | 7.0725 | 1.5384 | 2.8523 | 14.5525 | 11.7541 | 10.1566 | 7.8631 | 48.5826 | 48.7685 | 43.9449 | 58.7028
1758
1759 | 11.2083 | 24.3843 | 3 | 2.085 | 5.7658 | -3.7504 | 0.08437 | 0.0068257 | 3.7545 | 296.1361 | 32.8441 | 31.4734 | 0.98805 | 15.6665 | 17.57 | 1.124 | 0.030289 | 0.045462 | 1.8372 | 16.1279 | 0.3795 | 14.4538 | 10.112 | 8.7692 | 1.8953 | 3.5679 | 15.28 | 10.7251 | 10.4335 | 7.0568 | 53.9582 | 69.5254 | 43.0133 | 66.3434
1760
1761 | 4.0812 | 11.7342 | 2.6552 | 3.544 | 7.0437 | -1.4018 | 0.082529 | 0.0067983 | 1.9806 | 293.5744 | 32.1812 | 29.0857 | 0.80163 | 15.5654 | 17.068 | 7.0317 | 0.29416 | 0.051264 | 6.473 | 21.6081 | 2.5041 | 7.6897 | 7.6953 | 7.1554 | 1.7069 | 3.3152 | 15.3599 | 10.8894 | 10.2928 | 7.1741 | 44.3081 | 60.8043 | 41.7967 | 64.9583
1762
1763 | 5.0009 | 15.9486 | 2 | 3.0876 | 8.5423 | -0.1367 | 0.049167 | 0.0073543 | 2.1349 | 292.0781 | 25.3866 | 24.6201 | 0.57407 | 17.0238 | 18.6509 | 1.6738 | 0.36574 | 0.054167 | 4.7143 | 22 | 4.01 | 5.25 | 11.8398 | 9.8043 | 1.4468 | 2.4197 | 16.5358 | 13.9589 | 11.9078 | 9.8806 | 51.0769 | 50.5305 | 36.3081 | 47.5665
1764
1765 | 5.4819 | 12.6407 | 3 | 2.5609 | 6.228 | 2.9477 | 0.095161 | 0.0070211 | 1.9669 | 292.7357 | 33.4622 | 29.647 | 0.7227 | 15.0599 | 16.5857 | 5.3026 | 0.28957 | 0.024839 | 10.1852 | 20.8148 | 4.6639 | 13.129 | 7.6015 | 7.0155 | 1.5625 | 3.1452 | 14.706 | 10.6555 | 9.9699 | 7.0232 | 49.5889 | 57.5106 | 44.8744 | 65.6549
1766
1767 | 1.0394 | 5.0021 | 2 | 2.4773 | 6.1571 | 3.0649 | 0.014 | 0.0068291 | 1.5645 | 296.2234 | 35.7471 | 31.0196 | 0.98837 | 15.0382 | 16.3038 | 27.9608 | 0.17866 | 0.002 | 4 | 22 | 0 | 0.2 | 9.7515 | 8.586 | 1.9312 | 3.5819 | 14.4416 | 10.0701 | 9.7831 | 6.2833 | 51.3532 | 66.8136 | 44.8838 | 70.7921
1768 | 3.8889 | 8.6301 | 2.034 | 2.9178 | 7.8644 | -0.4085 | 0.039701 | 0.006021 | 3.3895 | 296.2517 | 46.6329 | 32.3953 | 1.3065 | 12.3018 | 14.3121 | 0.68974 | 0.03785 | 0.064325 | 1.7889 | 14.9101 | 2.8432 | 5.4428 | 9.9657 | 7.1306 | 2.2873 | 4.0557 | 12.8465 | 5.9234 | 8.4258 | 3.9515 | 51.2701 | 89.6264 | 53.1912 | 92.7966
1769
1770
1771
1772
1773
1774 |  |  |  | 2.5973 | 6.4626
1775
1776 | 2.8822 | 8.4912 | 2 | 2.6013 | 6.955 | 0.21308 | 0.058 | 0.006061 | 2.2044 | 296.5112 | 38.003 | 37.7634 | 1.1835 | 14.6156 | 16.3923 | 8.6877 | 0.30708 | 0.051143 | 3.6444 | 18.2444 | 4.6181 | 4.9714 | 11.5798 | 9.9985 | 2.3794 | 4.0097 | 13.6107 | 8.0907 | 9.4934 | 5.0967 | 65.94 | 94.0724 | 49.8177 | 79.9713
1777
1778 | 1.708 | 5.6963 | 2 | 2.8819 | 8.1726 | -0.98107 | 0.0025758 | 0.0072277 | 0.81274 | 294.978 | 32.9043 | 36.07 | 0.77439 | 15.7795 | 16.457 | 12.6908 | 0.25136 | 0.0059091 | 2 | 10.1944 | 1.045 | 3.1061 | 13.4074 | 12.3582 | 2.0117 | 2.6408 | 13.4847 | 13.951 | 8.9788 | 9.3121 | 74.9179 | 67.4076 | 51.6375 | 50.5378
1779 |  |  |  | 2.229 | 6.1521
1780 |  |  |  | 2.2675 | 5.4791
1781 | 2.0964 | 4.4001 | 2 | 2.0512 | 5.9352 | 19.625 | 0.06 | 0.0068862 | 2.0959 | 297.1649 | 35.8579 | 32.0635 | 1.0812 | 15.2502 | 16.743 | 0.61385 | 0.375 | 0.09 |  |  | 0 | 0 | 7.4529 | 5.8686 | 2.0545 | 3.7553 | 14.585 | 10.2613 | 11.1149 | 6.8057 | 50.5693 | 65.493 | 44.3301 | 69.5432
1782 | 5.2233 | 12.405 | 2 | 2.5854 | 6.4528 | -0.5678 | 0.037636 | 0.0065954 | 2.9443 | 296.4629 | 38.8066 | 40.7175 | 1.1487 | 14.1632 | 16.1477 | 6.6373 | 0.14717 | 0.055727 | 1.8141 | 15.1859 | 0.93768 | 3.833 | 13.3028 | 11.6518 | 2.419 | 3.9531 | 13.4648 | 8.3415 | 8.2895 | 4.6352 | 75.1726 | 105.767 | 50.782 | 80.4218
1783 | 7.9736 | 27.7456 | 2 | 3.3237 | 8.8436 | -1.422 | 0.0091534 | 0.0059622 | 1.9926 | 293.2053 | 45.8594 | 39.9491 | 0.92474 | 12.4095 | 13.7848 | 0.60265 | 0.12936 | 0.036842 | 1.5333 | 10.2838 | 0.58974 | 1.5079 | 10.9866 | 10.4695 | 1.864 | 3.0075 | 11.3549 | 7.9008 | 7.4671 | 5.3179 | 74.1702 | 91.5661 | 58.9395 | 80.3463
1784
1785 | 3.2677 | 10.0485 | 2.0529 | 1.9819 | 5.0963 | -0.61103 | 0.031084 | 0.0062293 | 2.1106 | 296.4714 | 48.6172 | 32.5317 | 1.3367 | 11.9199 | 13.3506 | 1.4569 | 0.055268 | 0.08316 | 2.0639 | 16.7976 | 2.0745 | 3.751 | 8.2843 | 7.4121 | 2.3173 | 3.7943 | 11.3111 | 6.6823 | 7.154 | 4.4435 | 46.8553 | 68.4856 | 62.1025 | 87.3863
1786 | 1.319 | 4.7037 | 2.1413 | 2.5235 | 8.9946 | -3.1498 | 0.006413 | 0.0069412 | 1.3173 | 294.7587 | 32.3399 | 28.7781 | 0.81763 | 15.7327 | 16.7209 | 2.3901 | 0.12061 | 0.0054348 | 1.3488 | 13.7674 | 0.35391 | 0.75 | 8.3912 | 8.2849 | 1.6273 | 2.812 | 15.5306 | 12.8491 | 12.3113 | 9.4931 | 44.7772 | 52.0338 | 39.6556 | 52.15
1787
1788
1789 | 1.4346 | 4.5864 | 2 | 2.5141 | 6.5097 | 0.75564 | 0.02567 | 0.0061483 | 2.5302 | 296.2746 | 48.0241 | 33.0802 | 1.3117 | 12.0999 | 13.792 | 0.84045 | 0.036382 | 0.051842 | 1.8386 | 15.593 | 1.4555 | 4.0837 | 9.0447 | 6.4822 | 2.3595 | 4.1811 | 12.2862 | 5.8717 | 8.2798 | 3.9839 | 53.4102 | 87.1696 | 56.1387 | 92.6535
1790
1791 | 7.6574 | 21.4153 | 2 | 2.5707 | 7.8166 | -0.33267 | 0.029914 | 0.007069 | 2.8885 | 289.5779 | 16.8374 | 19.8232 | 0.36493 | 19.7623 | 22.1285 | 1.3515 | 0.23034 | 0.074543 | 2.0263 | 15.0658 | 1.6448 | 6.7414 | 12.7531 | 10.1288 | 1.1932 | 1.9014 | 19.7295 | 15.1203 | 15.172 | 10.878 | 40.5742 | 49.0303 | 25.2956 | 42.6072
1792
1793 | 2.9326 | 7.6337 | 2 | 2.339 | 5.8518 | -0.16106 | 0.055522 | 0.0058892 | 2.8412 | 295.9465 | 48.9305 | 33.6303 | 1.313 | 11.8653 | 13.6522 | 2.4593 | 0.11317 | 0.055274 | 2.8681 | 18.0653 | 2.591 | 5.5487 | 8.5787 | 6.4198 | 2.3169 | 4.1335 | 12.3669 | 5.6569 | 8.2677 | 3.8496 | 54.1073 | 89.2782 | 55.7777 | 94.0503
1794 |  |  |  | 1.9695 | 6.5314 |  |  | 0.0063042 | 0.73389 | 298.8911 | 44.6916 | 37.2223 | 1.3646 | 13.531 | 14.1781 | 1 | [6 empty] | 7.9034 | 7.5559 | 2.4397 | 4.0952 | 11.6871 | 8.5349 | 8.2396 | 5.2068 | 57.3519 | 80.0503 | 57.7797 | 79.5632
1795
1796 | 9.3871 | 19.964 | 3 | 1.224 | 4.1174 | 0.35791 | 0.11679 | 0.006934 | 2.5401 | 295.1269 | 33.1523 | 29.9044 | 0.88651 | 15.3056 | 17.1041 | 18.9878 | 0.33729 | 0.051606 | 5.2941 | 20.9244 | 2.1325 | 8.1679 | 10.707 | 8.6275 | 1.8524 | 3.471 | 15.2195 | 9.8083 | 10.0817 | 6.1756 | 51.2645 | 75.9794 | 42.8466 | 71.7784
1797 |  |  |  | 1.5116 | 3.9814
1798
1799
1800 | 4.0337 | 10.7108 | 3 | 3.2801 | 7.2747 | -7.5485 | 0.035714 | 0.0067692 | 1.8343 | 293.9767 | 35.4806 | 31.7295 | 0.85181 | 14.8053 | 16.3207 | 1.6447 | 0.16715 | 0.11245 | 2.4597 | 16.0081 | 0.58811 | 4.2959 | 8.4334 | 7.409 | 1.7369 | 3.3899 | 14.6302 | 9.536 | 9.6194 | 5.7186 | 48.1529 | 70.0296 | 46.4025 | 74.0897
1801 |  |  |  | 2.2633 | 7.1164 |  |  | 0.007005 | 1.5154 | 297.0824 | 34.4284 | 29.7005 | 1.0346 | 15.3915 | 16.6431 | 30.7013 | [6 empty] | 8.2756 | 8.0008 | 2.0515 | 3.7212 | 14.4014 | 10.9194 | 10.2745 | 6.7513 | 48.6385 | 60.7951 | 45.7619 | 66.5609
1802
1803 |  |  |  | 1.9337 | 5.0871
1804
1805 | 9.3818 | 23.4851 | 2 | 2.1026 | 6.2323 | -0.5183 | 0.051588 | 0.00479 | 3.1999 | 290.6867 | 39.0372 | 26.026 | 0.90656 | 13.7698 | 16.3952 | 0.76126 | 0.042454 | 0.07551 | 2.1133 | 15.5468 | 0.26497 | 6.6555 | 8.0995 | 5.911 | 1.6184 | 2.9747 | 14.5701 | 6.8903 | 7.8806 | 4.8579 | 42.2831 | 68.2785 | 46.7774 | 86.025
1806
1807 | 2.4736 | 7.701 | 2 | 2.5348 | 7.0798 | -0.21732 | 0.038998 | 0.0058698 | 3.1124 | 295.6568 | 46.2621 | 32.3713 | 1.2405 | 12.4347 | 14.3405 | 0.61688 | 0.039636 | 0.070004 | 1.7722 | 15.4591 | 2.2377 | 3.683 | 8.9435 | 6.6453 | 2.15 | 3.8659 | 13.1189 | 5.9653 | 8.757 | 3.9955 | 51.2056 | 90.2914 | 52.0581 | 92.2748
1808
1809
1810 | 2.0952 | 5.53 | 3 | 3.4528 | 7.4235 | 0.25 | 0 | 0.0066342 | 1.7558 | 295.5247 | 36.2994 | 33.5159 | 0.99964 | 14.8056 | 16.2219 | 12.5926 | 0 | 0.02 |  |  | 0 | 0 | 7.8534 | 7.3865 | 2.0425 | 3.6914 | 14.1785 | 9.7477 | 10.2254 | 6.3839 | 49.7737 | 71.248 | 45.2303 | 71.7818
1811
1812 | 14.1096 | 30.0767 | 2 | 3.8419 | 10.3983 | 0.0075444 | 0.062468 | 0.0068229 | 2.9608 | 290.1329 | 18.1253 | 20.399 | 0.42171 | 19.1361 | 21.5121 | 1.1231 | 0.065847 | 0.028222 | 2.3412 | 16.6627 | 2.1651 | 9.7342 | 12.2359 | 10.0821 | 1.2954 | 1.8706 | 18.4453 | 15.0209 | 14.6529 | 11.9075 | 40.976 | 47.1853 | 28.1766 | 41.1476
1813 | 1.4558 | 5.0239 | 2 | 2.4076 | 6.2227 | 0.27617 | 0.016482 | 0.0063456 | 1.5313 | 293.9922 | 45.5007 | 36.2481 | 1.0255 | 12.5079 | 13.9108 | 0.72928 | 0.12642 | 0.036652 | 1.7686 | 13.7817 | 0.49635 | 1.2345 | 9.3274 | 7.8316 | 1.9695 | 3.7743 | 12.0082 | 7.2189 | 7.4953 | 4.2827 | 56.3868 | 78.5349 | 56.4825 | 87.0892
1814 | 3.387 | 10.4686 | 3 | 2.6753 | 6.8554 | -2.3232 | 0.037 | 0.0073718 | 2.2586 | 293.6874 | 28.3388 | 24.7176 | 0.69422 | 16.2415 | 17.933 | 28.714 | 0.60708 | 0.02025 | 5.5758 | 19.9394 | 4.639 | 7.1 | 10.4288 | 8.9398 | 1.5515 | 2.7896 | 14.7965 | 13.2719 | 12.363 | 9.6476 | 48.8344 | 48.2311 | 39.8567 | 49.6594
1815
1816 | 14.363 | 29.3515 | 2 | 2.1019 | 5.7831 | 1.868 | 0.057412 | 0.0070065 | 3.0643 | 290.0876 | 16.9365 | 19.1799 | 0.39794 | 19.6165 | 22.0786 | 6.1213 | 0.092828 | 0.088451 | 2.8935 | 18.1361 | 0.486 | 7.7882 | 12.3157 | 9.8881 | 1.2715 | 1.9845 | 19.2835 | 15.44 | 15.145 | 11.4771 | 38.5784 | 45.6213 | 25.8878 | 40.6991
1817 | 2.7464 | 9.251 | 2.6633 | 1.7069 | 4.0356 | -0.32377 | 0.030542 | 0.0059481 | 2.0635 | 296.9038 | 51.8782 | 34.9527 | 1.4291 | 11.2332 | 12.6373 | 6.1868 | 0.17766 | 0.054231 | 2.759 | 17.7276 | 2.3582 | 4.9883 | 9.3469 | 8.0566 | 2.3808 | 3.9897 | 10.7003 | 6.1261 | 6.7745 | 4.2468 | 52.1005 | 72.6275 | 64.7265 | 90.1043
1818 | 7.3351 | 14.9875 | 2.7176 | 2.8627 | 7.2279 | -1.3639 | 0.053005 | 0.0060876 | 3.2565 | 295.3402 | 45.2857 | 37.0529 | 1.2573 | 12.793 | 14.8244 | 0.69006 | 0.11868 | 0.075323 | 2.1663 | 15.2737 | 2.707 | 5.9378 | 10.1856 | 7.8669 | 2.3018 | 4.2443 | 13.1127 | 5.8916 | 7.2081 | 3.8048 | 58.1426 | 94.303 | 53.4729 | 93.2529
1819
1820 |  |  |  | 2.2724 | 7.1237 |  |  | 0.007005 | 1.5154 | 297.0824 | 34.4284 | 29.7005 | 1.0346 | 15.3915 | 16.6431 | 32 | [6 empty] | 8.2756 | 8.0008 | 2.0515 | 3.7212 | 14.4014 | 10.9194 | 10.2745 | 6.7513 | 48.6385 | 60.7951 | 45.7619 | 66.5609
1821
1822
1823
1824
1825
1826 |  |  |  | 2.1218 | 5.7386
1827 | 3.0414 | 9.5136 | 2.9759 | 2.3352 | 6.3496 | 0.16607 | 0.036404 | 0.0059171 | 2.5206 | 296.6465 | 47.0083 | 32.9995 | 1.3271 | 12.3761 | 14.0895 | 5.3442 | 0.22083 | 0.041524 | 2.9402 | 18.7692 | 3.517 | 4.1645 | 7.5374 | 5.8294 | 2.3671 | 4.1091 | 12.9042 | 6.2704 | 8.6212 | 4.2485 | 49.1056 | 82.1976 | 53.5191 | 90.41
1828
1829
1830 | 4.4493 | 11.3068 | 2 | 2.051 | 6.0669 | 1.4151 | 0.047857 | 0.0059424 | 2.8468 | 295.3687 | 46.1167 | 31.4752 | 1.2203 | 12.451 | 14.2934 | 0.793 | 0.019019 | 0.081172 | 1.7072 | 14.8281 | 3.0343 | 4.7381 | 7.7853 | 5.6274 | 2.1432 | 3.7769 | 12.9732 | 6.1819 | 8.4415 | 4.2017 | 46.6818 | 78.7309 | 52.3489 | 90.7291
1831 | [7 empty] | 0.007456 | 1.5438 | 293.0896 | 31.466 | 26.5675 | 0.66099 | 15.4188 | 16.8016 | 63 | [6 empty] | 7.4718 | 6.8811 | 1.5656 | 2.823 | 14.4113 | 12.1082 | 10.379 | 8.3924 | 47.3582 | 46.5001 | 42.8666 | 56.6011
1832 |  |  |  | 4.3107 | 9.3168 |  |  | 0.0074945 | 1.9011 | 292.4722 | 26.4603 | 22.7682 | 0.58766 | 16.618 | 18.1793 | 14.0364 | [6 empty] | 9.8049 | 8.4331 | 1.421 | 2.3432 | 15.3225 | 14.2438 | 12.4747 | 10.5505 | 46.467 | 42.9089 | 37.376 | 45.1905
1833 | 5.8116 | 13.9986 | 2 | 2.1848 | 5.9868 | 0.77317 | 0.086031 | 0.0055507 | 3.2261 | 295.6281 | 47.6943 | 33.139 | 1.273 | 12.1338 | 14.0511 | 3.5505 | 0.15393 | 0.050916 | 3.5047 | 20.7477 | 3.6586 | 5.9313 | 8.4713 | 6.4911 | 2.2103 | 3.8849 | 12.6636 | 5.7131 | 8.4244 | 3.9431 | 52.5889 | 91.1903 | 54.2075 | 93.5563
1834
1835
1836
1837 | 3.5712 | 9.7118 | 2.4925 | 2.7811 | 7.313 | -0.68622 | 0.036866 | 0.0058934 | 1.2444 | 297.1709 | 40.8859 | 34.9331 | 1.1858 | 14.0098 | 14.9178 | 0.67124 | 0.088659 | 0.04291 | 1.3944 | 14.4507 | 0.9559 | 4.0672 | 8.9616 | 8.6066 | 1.9134 | 3.4166 | 13.3438 | 9.8279 | 10.1065 | 6.7376 | 54.2768 | 73.4742 | 50.4943 | 69.1822
1838
1839
1840
1841
1842
1843
1844 | 5.2783 | 14.2928 | 2 | 2.1801 | 6.695 | 0.39135 | 0.0555 | 0.0071586 | 1.3135 | 292.1615 | 24.4065 | 24.4076 | 0.57673 | 17.3958 | 18.7233 | 14.6792 | 0.32888 | 0.01725 | 3.2571 | 17.6286 | 6.1242 | 8.45 | 11.1322 | 9.9519 | 1.4028 | 2.2815 | 16.2177 | 15.0324 | 13.6048 | 12.9031 | 44.1165 | 47.2248 | 33.0599 | 39.2733
1845 | 16.6538 | 30.761 | 2 | 2.022 | 5.3519 | -0.03282 | 0.059617 | 0.0068853 | 3.202 | 292.2962 | 20.7402 | 21.5238 | 0.59221 | 18.5137 | 20.9911 | 0.64142 | 0.081701 | 0.053745 | 1.7195 | 13.5535 | 0.21613 | 5.7936 | 11.7846 | 9.5276 | 1.5247 | 2.6688 | 18.0821 | 14.1109 | 13.9488 | 10.0829 | 41.0297 | 51.0925 | 29.6434 | 47.2329
1846 | 3.1881 | 9.1587 | 2 | 2.1753 | 8.0242 | 0.27089 | 0.015771 | 0.0058658 | 2.4941 | 298.3674 | 48.4494 | 34.1278 | 1.6128 | 12.0509 | 14.1036 | 8.4898 | 0.29421 | 0.027943 | 3.186 | 17.0388 | 4.1219 | 3.8743 | 10.3252 | 7.4301 | 2.9672 | 5.0082 | 11.0666 | 5.7069 | 7.2351 | 4.39 | 62.5815 | 80.3785 | 61.9927 | 92.2744
1847
1848 |  |  |  | 1.4297 | 4.5118
1849 | 2.5046 | 7.1105 | 2 | 2.3268 | 6.1912 | -0.67545 | 0.029663 | 0.0063905 | 2.1895 | 296.8653 | 45.3665 | 31.9414 | 1.2965 | 12.8162 | 14.3669 | 1.4074 | 0.090232 | 0.042149 | 2.2837 | 15.382 | 3.3784 | 6.1801 | 8.688 | 6.5041 | 2.3794 | 4.1909 | 12.6638 | 6.3689 | 8.7184 | 4.2967 | 51.4354 | 81.6878 | 54.2515 | 88.9818
1850 | 3.5906 | 12.0645 | 2.545 | 2.4053 | 6.1659 | -0.04302 | 0.04 | 0.0058679 | 2.5474 | 296.6326 | 46.9062 | 32.8481 | 1.323 | 12.3955 | 14.1302 | 4.9255 | 0.1066 | 0.067377 | 2.4481 | 16.5974 | 4.3195 | 6.2417 | 7.4399 | 5.7601 | 2.3512 | 4.0658 | 12.9083 | 6.25 | 8.6411 | 4.2485 | 48.6604 | 81.7669 | 53.2017 | 90.4283
1851
1852 | 1.304 | 4.1011 | 2 | 2.0534 | 6.674 | -0.010679 | 0.0044828 | 0.0059942 | 3.1824 | 297.9915 | 48.8805 | 34.8075 | 1.6101 | 11.8428 | 14.0973 | 15.8327 | 0.38237 | 0.0060632 | 3.257 | 16.5028 | 2.082 | 2.7672 | 10.0749 | 7.4629 | 2.9051 | 4.8503 | 11.3451 | 5.4233 | 7.0784 | 4.1584 | 61.7603 | 81.8761 | 61.4594 | 94.2799
1853 | 3.3114 | 8.8354 | 2.7004 | 2.7021 | 7.9076 | -0.83109 | 0.014959 | 0.0059685 | 2.0108 | 296.7618 | 45.124 | 35.6133 | 1.3096 | 13.073 | 14.6576 | 1.1618 | 0.094518 | 0.017397 | 2.0675 | 15.8805 | 2.6232 | 1.9029 | 9.2495 | 7.1201 | 2.4743 | 4.2841 | 12.7618 | 6.697 | 7.8364 | 4.2001 | 58.7352 | 86.1913 | 54.7804 | 87.8295
1854 | 1.9225 | 6.935 | 2 | 2.4853 | 6.8552 | 6.5208 | 0.018 | 0.006877 | 1.6759 | 296.7575 | 38.7337 | 32.5389 | 1.093 | 14.3198 | 15.7154 | 4.0002 | 0.19685 | 0.024 | 1.6 | 18.6 | 4.05 | 8.4 | 6.4554 | 6.1271 | 2.0815 | 3.821 | 13.7683 | 8.7422 | 10.1328 | 5.4204 | 46.852 | 72.7555 | 47.2587 | 77.9936
1855 | 6.365 | 16.7017 | 2.536 | 1.7449 | 4.5465 | -0.62049 | 0.048495 | 0.0069682 | 1.8884 | 295.2423 | 34.4982 | 27.228 | 0.86768 | 15.151 | 16.6067 | 4.3914 | 0.15417 | 0.045423 | 2.6175 | 17.023 | 2.2604 | 11.2257 | 7.0691 | 6.525 | 1.8847 | 3.4227 | 14.3134 | 10.5108 | 9.0176 | 6.391 | 42.849 | 55.8073 | 46.6508 | 68.9717
1856
1857
1858
1859
1860
1861 | 5.7105 | 14.3322 | 2.6761 | 3.5978 | 9.8178 | -2.2181 | 0.030563 | 0.0074806 | 1.7235 | 290.6023 | 20.8343 | 19.1004 | 0.41995 | 18.2863 | 19.8457 | 5.0523 | 0.20593 | 0.11113 | 2.4043 | 15.1702 | 14.0654 | 5.9859 | 10.5424 | 9.0453 | 1.3478 | 2.0436 | 17.6927 | 15.8347 | 13.1553 | 11.3215 | 41.8345 | 37.3794 | 31.3626 | 40.324
1862 |  |  |  | 2.4597 | 6.5187
1863
1864
1865 | 1.8949 | 5.9624 | 2 | 2.9912 | 7.1214 | -1.5915 | 0.012759 | 0.0071771 | 1.4334 | 295.863 | 31.4728 | 27.2294 | 0.8625 | 16.029 | 17.2804 | 6.4995 | 0.40741 | 0.029655 | 1.4444 | 15.2222 | 1.0443 | 2.569 | 7.4621 | 7.6532 | 1.7129 | 3.1605 | 15.1218 | 11.923 | 10.6597 | 7.5877 | 45.4853 | 54.0883 | 41.995 | 61.2403
1866 | 4.6327 | 12.6135 | 2 | 2.1195 | 5.739 | -0.17812 | 0.086 | 0.00585 | 2.9962 | 295.22 | 46.5655 | 31.7433 | 1.2317 | 12.3826 | 14.2453 | 20.5582 | 0.42842 | 0.060696 | 6.8317 | 20.1881 | 8.8575 | 11.5826 | 8.089 | 5.9273 | 2.0716 | 3.8752 | 13.1462 | 5.9969 | 8.5609 | 4.1137 | 47.9951 | 82.3291 | 51.4537 | 91.8557
1867 | 11.3935 | 21.6122 | 3 | 1.9223 | 5.3798 | 0.89958 | 0.081287 | 0.0056368 | 3.502 | 295.0847 | 49.4349 | 33.5768 | 1.3144 | 11.4902 | 13.5489 | 2.488 | 0.059788 | 0.055 | 2.8632 | 18.2474 | 3.6102 | 10.7684 | 8.2698 | 6.2886 | 2.0899 | 3.979 | 12.328 | 5.5787 | 7.6899 | 3.7357 | 54.638 | 89.6546 | 55.6433 | 95.0602
1868
1869
1870 | 3.1648 | 7.7559 | 2.2809 | 2.4352 | 6.9626 | -0.67004 | 0.036321 | 0.0070057 | 2.5112 | 296.3778 | 34.9454 | 30.6666 | 1.017 | 15.1547 | 16.8021 | 0.90324 | 0.1048 | 0.021171 | 2.107 | 16.6578 | 0.061104 | 0.18729 | 7.4392 | 6.1956 | 1.9235 | 3.6078 | 14.3211 | 10.4691 | 11.0815 | 7.0376 | 48.9359 | 61.4029 | 44.3641 | 67.2508
1871 | 0.72637 | 2.557 | 2 | 2.1103 | 4.8035 | -0.81149 | 0.0039588 | 0.0060729 | 1.4198 | 298.8962 | 55.7321 | 36.0174 | 1.6359 | 10.6191 | 11.7382 | 0.65095 | 0.068587 | 0.011043 | 1.8551 | 15.3478 | 0.18652 | 1.1098 | 5.807 | 5.1295 | 3.0191 | 4.5012 | 9.8221 | 6.0629 | 6.6579 | 4.033 | 48.9139 | 72.7717 | 69.5272 | 92.1794
1872
1873
1874
1875 | 4.6834 | 13.2036 | 2.0207 | 3.5392 | 7.1126 | -0.6357 | 0.064941 | 0.0068533 | 1.9256 | 294.2996 | 31.4738 | 28.8888 | 0.83312 | 15.8912 | 17.3699 | 8.4524 | 0.26831 | 0.040533 | 5.75 | 21.2821 | 3.0139 | 7.929 | 7.596 | 7.106 | 1.8284 | 3.3758 | 15.6119 | 11.1391 | 10.5732 | 7.2514 | 43.2351 | 61.1349 | 40.5987 | 63.7972
1876 | 2.5611 | 8.1226 | 2 | 2.3596 | 5.3724 | -0.76595 | 0.015189 | 0.0064851 | 2.3559 | 295.9123 | 43.993 | 32.3592 | 1.2176 | 13.0465 | 14.6696 | 2.3314 | 0.25992 | 0.021887 | 2.4805 | 17.6364 | 4.8672 | 5.0849 | 12.7192 | 9.1162 | 2.114 | 3.7732 | 12.7352 | 6.7342 | 8.5442 | 4.5348 | 46.3019 | 76.9846 | 53.4964 | 87.747
1877
1878 | 6.6703 | 16.0308 | 3 | 1.2362 | 4.1118 | -1.8455 | 0.083158 | 0.0069511 | 2.2603 | 295.5529 | 30.3976 | 28.6176 | 0.8793 | 16.1802 | 17.9125 | 33.3475 | 0.47131 | 0.018947 | 7.4375 | 20.9375 | 3.8295 | 10.3158 | 10.6865 | 8.7013 | 1.8733 | 3.4037 | 15.6404 | 11.4513 | 11.3635 | 7.7303 | 48.748 | 67.737 | 40.048 | 62.0645
1879 | 4.2778 | 11.5015 | 2.7242 | 2.3938 | 6.9498 | -0.94109 | 0.021476 | 0.0072619 | 2.639 | 294.3034 | 27.6831 | 28.399 | 0.76455 | 16.6123 | 18.398 | 0.49631 | 0.068543 | 0.057688 | 1.6733 | 11.297 | 0.69981 | 4.298 | 12.225 | 10.2498 | 1.6978 | 3.0055 | 15.4499 | 13.3069 | 12.0708 | 9.69 | 56.2166 | 60.3629 | 39.2797 | 50.7518
1880
1881
1882 | 3.6042 | 10.2332 | 2 | 2.2707 | 5.7947 | -0.63344 | 0.033492 | 0.0070748 | 2.7614 | 295.3056 | 24.4978 | 25.9777 | 0.80232 | 17.7216 | 19.6401 | 1.2729 | 0.085189 | 0.058571 | 2.2105 | 17.9737 | 1.8913 | 3.5556 | 11.1672 | 9.3221 | 1.6824 | 3.0112 | 16.6662 | 14.1967 | 14.0026 | 11.5647 | 47.6279 | 56.1993 | 34.0263 | 46.1318
1883 | 1.7539 | 4.6077 | 2 | 2.4057 | 8.5554 | 0.94916 | 0.0091071 | 0.0058266 | 2.0702 | 298.1016 | 48.1426 | 36.2308 | 1.5518 | 12.2332 | 14.1341 | 10.7175 | 0.11602 | 0.0039286 | 1.5714 | 14.2619 | 0.47929 | 2.2857 | 12.1739 | 8.8143 | 2.8748 | 4.7919 | 11.1541 | 5.9999 | 7.3984 | 4.6427 | 69.4858 | 88.4273 | 61.8384 | 91.3851
1884
1885
1886
1887 | 1.0726 | 2.6728 | 2 | 2.3837 | 7.5192 | 0.31603 | 0.0016667 | 0.0066121 | 1.8641 | 298.0319 | 45.2096 | 31.8797 | 1.3848 | 12.9859 | 14.5035 | 0.83051 | 0.064245 | 0.01125 | 1.5 | 15.9286 | 0.03125 | 0.125 | 9.2429 | 6.6859 | 2.6408 | 4.2537 | 11.9611 | 6.478 | 8.4001 | 4.4692 | 50.6205 | 85.055 | 57.0389 | 88.4291
1888 | 11.2881 | 21.1141 | 3 | 1.7595 | 5.45 | 0.75552 | 0.062514 | 0.0048194 | 4.7025 | 292.6152 | 48.6327 | 34.8432 | 1.1398 | 11.3604 | 13.7949 | 0.81847 | 0.050735 | 0.073607 | 2.2652 | 14.9091 | 1.3423 | 5.0355 | 13.2116 | 9.3474 | 1.9434 | 3.3014 | 12.0934 | 5.746 | 6.8375 | 4.1331 | 63.3385 | 92.5545 | 57.2135 | 92.4598
1889
1890
1891
1892
1893
1894
1895
1896
1897
1898 |  |  |  | 2.0786 | 6.5348 |  |  | 0.0073334 | 1.2517 | 291.7681 | 24.2661 | 23.9886 | 0.5364 | 17.3735 | 18.6896 | 14.4945 | [6 empty] | 11.0737 | 9.8428 | 1.3894 | 2.1652 | 16.5093 | 15.219 | 13.5844 | 13.1513 | 44.0721 | 45.7963 | 32.1083 | 38.2847
1899
1900
1901
1902 | 5.883 | 15.0995 | 2.7597 | 1.755 | 5.2331 | -1.7628 | 0.07 | 0.0064515 | 2.4267 | 294.6174 | 41.2565 | 35.7079 | 0.99456 | 13.5001 | 15.0321 | 5.0421 | 0.19537 | 0.096429 | 3.3727 | 16.6636 | 2.8022 | 10.8896 | 10.2281 | 8.549 | 1.8966 | 3.5174 | 13.1867 | 8.171 | 8.678 | 5.338 | 56.9797 | 78.9675 | 50.6446 | 80.5903
1903
1904
1905 | 2.3623 | 7.6238 | 2 | 2.118 | 6.3345 | -0.50385 | 0.02367 | 0.0064718 | 1.5326 | 297.4744 | 44.6294 | 32.3728 | 1.3219 | 13.1064 | 14.4494 | 1.1905 | 0.079948 | 0.057487 | 1.7304 | 14.3676 | 1.2786 | 1.9176 | 12.3736 | 8.6624 | 2.4383 | 3.9793 | 12.6283 | 7.3675 | 9.0185 | 5.0865 | 49.0672 | 67.1287 | 55.0005 | 82.4084
1906
1907 | 4.8231 | 11.6708 | 2 | 2.0001 | 6.2602 | -0.58254 | 0.055561 | 0.006244 | 2.7986 | 296.6598 | 38.498 | 43.7925 | 1.2034 | 14.325 | 16.4024 | 12.0995 | 0.13213 | 0.036607 | 3.0684 | 17.9573 | 2.6887 | 5.7914 | 15.494 | 13.0506 | 2.4213 | 4.0553 | 13.271 | 7.8406 | 8.8887 | 4.9394 | 80.9217 | 118.728 | 51.309 | 81.4491
1908 |  |  |  | 3.5649 | 8.5869
1909
1910 | 2.1746 | 5.5562 | 2 | 2.3117 | 6.2738 | 2.1191 | 0.0044444 | 0.0066941 | 2.1606 | 296.7853 | 38.6345 | 31.9625 | 1.1031 | 14.348 | 15.8947 | 2.7828 | 0.40614 | 0.0075926 | 2.2286 | 16.6857 | 0.225 | 1.037 | 8.9868 | 6.9906 | 2.0973 | 3.785 | 14.0916 | 8.6766 | 9.4917 | 5.326 | 50.8924 | 77.1886 | 46.9639 | 78.1615
1911 | 2.9403 | 10.6494 | 2 | 2.1417 | 5.9271 | 0.013729 | 0.017867 | 0.0064467 | 3.4542 | 293.9778 | 25.6616 | 25.746 | 0.81125 | 17.4675 | 19.9401 | 12.242 | 0.33809 | 0.044267 | 4.1064 | 15.1489 | 3.4592 | 4.8933 | 11.9213 | 9.4912 | 1.6202 | 3.1323 | 17.7951 | 11.053 | 12.5151 | 6.7572 | 44.8884 | 66.8839 | 31.2142 | 63.7895
1912 | 2.437 | 8.7198 | 2 | 1.7281 | 4.6207 | 1.7723 | 0.028148 | 0.0070643 | 1.6547 | 295.3931 | 32.2703 | 25.727 | 0.82955 | 15.707 | 17.0655 | 6.5214 | 0.22927 | 0.022963 | 2.5455 | 18.9091 | 3.4952 | 5.4444 | 6.8328 | 6.4543 | 1.9053 | 3.3306 | 14.6809 | 11.2929 | 9.4435 | 6.8717 | 41.434 | 52.0842 | 44.4298 | 64.9048
1913
1914 |  |  |  | 1.8371 | 5.3854 |  |  | 0.0068811 | 1.4383 | 295.9956 | 35.9549 | 31.1692 | 0.97213 | 14.9374 | 16.2888 | 26.0918 | [6 empty] | 9.9947 | 8.8978 | 2.0644 | 3.6248 | 13.6377 | 10.6634 | 10.2595 | 7.223 | 57.7775 | 60.2239 | 47.0963 | 66.0721
1915
1916
1917
1918
1919
1920
1921 | 1.7191 | 5.4378 | 2 | 2.3626 | 7.4655 | -0.4864 | 0.0209 | 0.0074007 | 0.98185 | 294.1624 | 30.8786 | 30.4501 | 0.69475 | 16.0733 | 16.9156 | 3.4492 | 0.14011 | 0.03345 | 2.0519 | 16.3311 | 2.7807 | 5.02 | 10.6063 | 10.0529 | 1.8252 | 2.5792 | 13.9641 | 13.089 | 9.8316 | 9.28 | 59.35 | 58.0045 | 47.8792 | 52.8305
1922
1923 | 4.761 | 12.626 | 2.0184 | 2.289 | 5.4492 | -0.38828 | 0.043088 | 0.0055116 | 2.4016 | 295.0871 | 49.5534 | 36.892 | 1.2573 | 11.8108 | 13.4515 | 0.57883 | 0.042998 | 0.084478 | 1.9 | 16.8 | 1.8705 | 3.6774 | 11.1358 | 8.1368 | 2.0845 | 3.7565 | 11.4231 | 5.8891 | 7.3435 | 3.936 | 56.1023 | 88.2185 | 61.0414 | 93.4924
1924
1925
1926 | 1.1453 | 3.053 | 2 | 2.8445 | 7.4565 | -0.18724 | 0.017068 | 0.0062717 | 2.56 | 296.7151 | 46.9375 | 32.5998 | 1.3224 | 12.2992 | 14.0744 | 0.8105 | 0.0011521 | 0.018959 | 1.6207 | 15.2586 | 1.8439 | 1.8082 | 9.11 | 6.6819 | 2.4435 | 4.1197 | 12.1668 | 6.1226 | 8.2976 | 4.0504 | 52.4632 | 88.9251 | 56.5299 | 91.7173
1927
1928
1929
1930 |  |  |  | 2.8797 | 6.6107
1931
1932 | 9.5476 | 22.3003 | 2 | 2.4522 | 6.421 | -2.4405 | 0.04754 | 0.0070339 | 5.2072 | 293.5022 | 22.5488 | 23.1558 | 0.75608 | 18.0981 | 21.2074 | 2.0711 | 0.27223 | 0.081424 | 1.8553 | 14.0881 | 0.58984 | 10.0971 | 12.6324 | 9.7036 | 1.709 | 3.0872 | 17.5394 | 11.1645 | 12.5666 | 8.3142 | 43.9278 | 59.5835 | 33.6424 | 59.3875
1933 |  |  |  | 2.0241 | 5.5052 |  |  | 0.0073204 | 1.7076 | 292.8376 | 31.4295 | 29.3261 | 0.66167 | 15.6603 | 17.0966 | 21.3233 | [6 empty] | 7.9983 | 7.3929 | 1.548 | 2.9313 | 14.8928 | 11.6519 | 10.1974 | 7.6482 | 49.895 | 53.3609 | 43.9996 | 60.2034
1934
1935 |  |  |  | 1.8373 | 5.6813 |  |  | 0.00714 | 2.1094 | 294.8329 | 30.9065 | 28.2818 | 0.81154 | 15.95 | 17.4609 | 38.8523 | [6 empty] | 10.2079 | 8.8862 | 1.7539 | 3.1813 | 14.4252 | 12.5376 | 12.1675 | 9.2147 | 51.3061 | 54.5207 | 42.227 | 53.5665
1936
1937
1938
1939
1940
1941 | 1.5016 | 6.2926 | 2 | 2.7295 | 6.8184 | 4.9483 | 0.0037209 | 0.006913 | 1.4842 | 295.5466 | 34.9933 | 30.3408 | 0.92725 | 15.0921 | 16.4743 | 15.0655 | 0.59939 | 0.017209 | 8.4286 | 19.4286 | 1.5123e-14 | 0.069767 | 10.0124 | 8.9065 | 1.9592 | 3.526 | 14.0499 | 10.8635 | 10.3031 | 7.3732 | 57.5539 | 58.1876 | 45.9346 | 64.9301
1942 | 3.3023 | 9.3317 | 2 | 2.4136 | 6.1025 | -0.89844 | 0.048333 | 0.0068352 | 1.3235 | 295.3413 | 30.7835 | 29.4858 | 0.87337 | 16.0435 | 17.3401 | 6.0046 | 0.22411 | 0.027286 | 3.7925 | 20.6541 | 3.7991 | 7.2476 | 10.7938 | 9.7848 | 1.6317 | 3.1717 | 15.1664 | 12.3446 | 12.2614 | 9.7861 | 47.9808 | 62.4356 | 39.8322 | 51.9526
1943 |  |  |  | 1.5004 | 4.3351
1944
1945
1946
1947 | 2.863 | 8.4772 | 2 | 2.2603 | 5.7343 | 0.52869 | 0.017209 | 0.007061 | 2.4671 | 295.564 | 25.7397 | 27.1123 | 0.81409 | 17.5047 | 19.2774 | 2.922 | 0.10445 | 0.025814 | 3 | 19.3438 | 2.5414 | 1.9302 | 10.9952 | 9.189 | 1.7267 | 3.0884 | 16.4321 | 13.9185 | 13.6645 | 11.1137 | 48.8589 | 57.4976 | 35.2215 | 47.693
1948 |  |  |  | 1.9475 | 5.1617 |  |  | 0.0073363 | 1.0805 | 291.4443 | 24.4502 | 23.9777 | 0.51172 | 17.398 | 18.5708 | 60.2825 | [6 empty] | 10.3841 | 9.3441 | 1.332 | 2.0451 | 15.9461 | 15.0827 | 13.4385 | 13.3527 | 43.3994 | 44.6839 | 33.5107 | 37.8275
1949 | 0.376 | 1.192 | 2 | 1.9555 | 6.4732 | -2.1073 | 0 | 0.0063042 | 0.73389 | 298.8911 | 44.6916 | 37.2223 | 1.3646 | 13.531 | 14.1781 | 0.36163 | 0.11348 | 0 | 1.25 | 11.375 | 0.12033 | 0.7 | 7.9034 | 7.5559 | 2.4397 | 4.0952 | 11.6871 | 8.5349 | 8.2396 | 5.2068 | 57.3519 | 80.0503 | 57.7797 | 79.5632
1950 | 6.4305 | 17.0701 | 2 | 3.222 | 7.7546 | -4.0123 | 0.026254 | 0.0072353 | 1.9604 | 292.5285 | 26.8593 | 29.5162 | 0.58074 | 16.9745 | 18.5483 | 1.0159 | 0.16651 | 0.030172 | 1.8049 | 12.2276 | 3.557 | 4.5548 | 12.6024 | 10.8331 | 1.4672 | 2.568 | 16.3262 | 13.0567 | 10.8182 | 8.0657 | 58.1819 | 61.5405 | 37.985 | 56.1035
1951 |  |  |  | 1.7514 | 5.2078 |  |  | 0.0068811 | 1.4383 | 295.9956 | 35.9549 | 31.1692 | 0.97213 | 14.9374 | 16.2888 | 41 | [6 empty] | 9.9947 | 8.8978 | 2.0644 | 3.6248 | 13.6377 | 10.6634 | 10.2595 | 7.223 | 57.7775 | 60.2239 | 47.0963 | 66.0721
1952
1953
1954
1955 | 3.9709 | 10.7186 | 2 | 1.8812 | 5.1563 | -0.25492 | 0.034018 | 0.0063976 | 2.5849 | 296.2318 | 43.9602 | 32.1835 | 1.2485 | 12.9718 | 14.7004 | 0.99566 | 0.0090946 | 0.049564 | 1.6625 | 14.1117 | 1.2503 | 2.8089 | 13.0677 | 9.1027 | 2.2135 | 3.8861 | 13.2278 | 6.8331 | 8.9033 | 4.6688 | 44.3121 | 72.3576 | 50.1448 | 86.7183
1956 | 1.5659 | 4.3872 | 2 | 2.5004 | 5.8987 | 6.6614 | 0.0025 | 0.0071053 | 1.4595 | 293.6181 | 34.2529 | 32.6923 | 0.74449 | 15.2169 | 16.5993 | 17.3921 | 0.085381 | 0.0525 | 2.6667 | 16.3333 | 0.9575 | 0.625 | 8.8963 | 7.7917 | 1.6289 | 3.1621 | 14.6441 | 10.4671 | 9.7427 | 6.2179 | 54.6427 | 69.2966 | 47.5352 | 69.9006
1957
1958
1959 | 7.3116 | 14.9249 | 2.9867 | 1.9532 | 5.7302 | 0.32852 | 0.04093 | 0.0065207 | 2.5285 | 296.5889 | 38.8195 | 32.1502 | 1.1193 | 14.1709 | 15.8428 | 3.6633 | 0.20063 | 0.03196 | 1.6846 | 16.1077 | 1.6426 | 3.8505 | 9.6608 | 7.2801 | 2.1586 | 3.7885 | 13.7807 | 8.8649 | 9.1783 | 5.6706 | 52.1456 | 74.5531 | 47.8939 | 76.6169
1960
1961 | 2.5532 | 10.7913 | 2 | 3.159 | 6.4729 | -0.28706 | 0.012143 | 0.0068169 | 1.9615 | 294.2372 | 31.0376 | 28.8967 | 0.82416 | 16.0245 | 17.5091 | 15.8228 | 0.37354 | 0.065 | 2.3636 | 17.3636 | 1.5136 | 2.8571 | 7.749 | 7.2318 | 1.8069 | 3.3311 | 15.7624 | 11.3027 | 10.7302 | 7.3774 | 43.2778 | 61.2541 | 39.7478 | 62.9362
1962
1963
1964
1965
1966 | 7.9051 | 19.3362 | 2.7273 | 2.0609 | 6.3507 | -2.9442 | 0.12312 | 0.0070081 | 3.0506 | 295.5522 | 33.3928 | 29.4814 | 0.94485 | 15.1532 | 17.0736 | 15.6 | 0.35882 | 0.049351 | 6.2424 | 21.8485 | 3.0053 | 12.6623 | 11.1984 | 9.5911 | 1.9136 | 3.5308 | 13.5815 | 11.1665 | 11.1624 | 8.5441 | 55.8686 | 60.5125 | 46.0257 | 59.2284
1967 | 0.63747 | 2.1293 | 2 | 2.4279 | 6.6199 | -2.0572 | 0.0026701 | 0.0058073 | 0.87819 | 298.6189 | 46.0786 | 37.1888 | 1.4058 | 13.06 | 13.9606 | 0.25413 | 0.094025 | 0.010922 | 1.3355 | 13.1538 | 0.14668 | 0.25237 | 7.5148 | 7.5276 | 2.3957 | 4.1155 | 11.8892 | 7.9325 | 7.9846 | 4.8537 | 56.9372 | 75.2578 | 57.8383 | 82.4549
1968
1969
1970 |  |  |  | 1.4976 | 4.328
1971
1972 |  |  |  | 2.0907 | 5.6579
1973 | 2.1324 | 7.7382 | 2 | 1.8809 | 4.6057 | -0.18864 | 0.02164 | 0.0058369 | 1.8682 | 297.9668 | 53.655 | 36.2096 | 1.5691 | 11.0077 | 12.3303 | 2.2173 | 0.10788 | 0.05529 | 2.5038 | 16.9496 | 2.1041 | 2.9127 | 8.9576 | 7.8263 | 2.6819 | 4.4094 | 10.5232 | 5.8433 | 6.7051 | 4.0385 | 52.3216 | 73.7399 | 66.0618 | 92.0302
1974 |  |  |  | 2.2524 | 5.9937 |  |  | 0.0068952 | 1.4598 | 296.5629 | 35.4561 | 30.7109 | 1.006 | 15.1262 | 16.3448 | 17 | [6 empty] | 9.3551 | 8.4684 | 2.0309 | 3.6901 | 14.341 | 10.3312 | 9.8924 | 6.3882 | 50.7172 | 64.9207 | 45.3246 | 69.3657
1975
1976 |  |  |  | 2.1999 | 5.3535
1977
1978 | 1.6262 | 6.4799 | 2 | 2.3906 | 6.1469 | -1.4398 | 0.005 | 0.0060802 | 2.4269 | 297.0586 | 46.9774 | 33.224 | 1.3533 | 12.3932 | 14.0808 | 25.2954 | 0.2408 | 0.07 | 1 | 8 | 3.89 | 2.5 | 7.4431 | 5.6637 | 2.4646 | 4.221 | 12.761 | 6.3674 | 8.5002 | 4.2468 | 48.775 | 81.0121 | 54.4505 | 90.125
1979
1980 | 2.3149 | 6.7682 | 3 | 2.3107 | 6.4868 | 0.059191 | 0.046423 | 0.0058909 | 2.5032 | 296.5792 | 46.8605 | 32.9249 | 1.3178 | 12.4234 | 14.1318 | 1.609 | 0.071244 | 0.036958 | 2.7176 | 17.6692 | 2.4493 | 4.2986 | 7.5588 | 5.8843 | 2.3395 | 4.0704 | 12.9353 | 6.2557 | 8.6489 | 4.2649 | 49.1936 | 82.5897 | 53.374 | 90.3522
1981 | 3.7839 | 11.7016 | 2 | 2.6431 | 6.9096 | -1.8769 | 0.018226 | 0.0071364 | 2.5356 | 294.9337 | 26.484 | 28.069 | 0.78172 | 17.1449 | 18.9382 | 0.58481 | 0.12077 | 0.024339 | 1.6837 | 14.9898 | 0 | 0 | 11.4331 | 10.0462 | 1.5868 | 2.9757 | 15.859 | 13.7505 | 13.2012 | 10.6388 | 53.2521 | 60.0633 | 36.7806 | 48.0846
1982
1983 | 1.8159 | 5.194 | 2 | 2.8305 | 7.5341 | 0.50569 | 0.010783 | 0.0063304 | 2.4188 | 297.0113 | 46.7105 | 32.4233 | 1.3458 | 12.4043 | 14.1304 | 0.99692 | 0.098285 | 0.022116 | 2.067 | 14.8278 | 2.1696 | 2.0957 | 9.064 | 6.6607 | 2.5186 | 4.1904 | 11.935 | 6.1912 | 8.1848 | 4.1279 | 52.3626 | 88.2712 | 57.6246 | 91.178
1984
1985 | 12.463 | 33.6694 | 2 | 2.0076 | 4.9031 | -0.31873 | 0.046078 | 0.0039615 | 2.4293 | 289.6069 | 57.5114 | 37.6502 | 0.98975 | 9.8558 | 11.3891 | 1.1032 | 0.093107 | 0.092802 | 2.3692 | 13.5846 | 0.19588 | 2.3235 | 5.5923 | 5.4983 | 1.6654 | 2.7396 | 8.2197 | 5.5274 | 4.4456 | 3.316 | 57.7689 | 80.7696 | 81.484 | 95.8653
1986 | 3.8914 | 11.1832 | 2 | 2.6078 | 7.2707 | -2.3832 | 0.06085 | 0.0070519 | 2.9426 | 294.772 | 34.7511 | 31.5221 | 0.8965 | 14.884 | 16.745 | 8.4554 | 0.32816 | 0.02165 | 7.25 | 20.9071 | 3.3511 | 6.785 | 11.2408 | 9.6179 | 1.8361 | 3.4399 | 13.707 | 10.4004 | 10.8304 | 7.6843 | 57.267 | 68.1195 | 46.5861 | 64.9838
1987
1988 | 3.4023 | 13.8351 | 2 | 2.4093 | 5.9223 | 7.6009 | 0.0046154 | 0.0062499 | 1.6413 | 293.6481 | 46.1766 | 37.9322 | 1.023 | 12.3786 | 13.777 | 1.7673 | 0.088473 | 0.021154 | 1 | 22 | 0.052308 | 0.26923 | 10.4865 | 8.8277 | 1.8946 | 3.7207 | 11.766 | 6.9474 | 7.3838 | 4.0337 | 62.0524 | 84.6375 | 57.1624 | 88.5206
1989
1990
1991
1992
1993 | 1.8084 | 6.7404 | 2 | 1.429 | 4.6099 | -0.79064 | 0.053571 | 0.0064199 | 1.4752 | 295.6426 | 43.0921 | 36.6872 | 1.0507 | 13.3608 | 14.5522 | 28.5317 | 0.55334 | 0.017143 | 5.8654 | 20.0769 | 2.9232 | 10.2679 | 10.0282 | 8.2159 | 2.0528 | 3.6046 | 12.5132 | 8.0621 | 8.679 | 5.2327 | 57.8 | 79.2941 | 53.2561 | 81.5419
1994 | 1.4149 | 4.9222 | 2 | 2.2349 | 7.4386 | 0.060731 | 0.014341 | 0.0074683 | 0.95285 | 293.6064 | 29.8316 | 30.5879 | 0.64382 | 16.4075 | 17.2299 | 4.2875 | 0.15637 | 0.036878 | 1.9343 | 14.9708 | 2.6676 | 3.5073 | 10.6773 | 10.1055 | 1.7925 | 2.3973 | 14.3425 | 13.6791 | 10.3222 | 9.7679 | 58.7685 | 57.0324 | 45.809 | 49.9762
1995
1996 | 2.2548 | 6.6478 | 2 | 2.8151 | 7.5385 | 2.9312 | 0.052632 | 0.0060287 | 2.3617 | 296.4257 | 40.2841 | 35.382 | 1.2148 | 14.0255 | 15.9233 | 13.3734 | 0.58042 | 0.016842 | 7.2105 | 22.1053 | 3.5311 | 5 | 10.1502 | 8.1865 | 2.3577 | 4.0488 | 13.4326 | 7.3353 | 8.4927 | 4.5661 | 58.9946 | 85.576 | 51.1898 | 84.5506
1997
1998
1999
2000 | 2.6868 | 8.161 | 2 | 2.1551 | 5.3389 | 1.8209 | 0.015275 | 0.0072563 | 1.5902 | 293.1229 | 31.6039 | 30.6635 | 0.68288 | 15.7108 | 17.117 | 33.4489 | 0.67425 | 0.027582 | 9.9865 | 22.3243 | 2.2619 | 3.2088 | 8.549 | 7.7479 | 1.5574 | 3.0488 | 14.9794 | 11.63 | 10.1494 | 7.4206 | 52.6674 | 57.6562 | 44.6521 | 61.4714
2001 | 0.52417 | 1.678 | 2 | 1.8543 | 4.5883 | -0.39762 | 0.010937 | 0.0061237 | 1.0268 | 299.26 | 55.9008 | 36.6077 | 1.6527 | 10.7598 | 11.703 | 0.51149 | 0 | 0.0053125 | 1.2 | 10.5 | 0.38719 | 0.3125 | 5.9779 | 5.0566 | 3.0622 | 4.402 | 9.9148 | 5.9872 | 7.1077 | 4.0441 | 49.2983 | 70.8402 | 68.2283 | 92.5724
2002
2003
2004
2005
2006
2007 | 2.9677 | 10.6185 | 2.2154 | 2.6512 | 6.2979 | 1.2452 | 0.042923 | 0.0071486 | 1.827 | 293.1621 | 31.9904 | 27.2452 | 0.71939 | 15.3497 | 16.8464 | 17.2109 | 0.68212 | 0.069538 | 16.95 | 21.2833 | 1.472 | 5.1692 | 7.3425 | 6.7203 | 1.5746 | 3.1045 | 14.8028 | 11.3585 | 10.3195 | 7.5525 | 46.5253 | 51.1926 | 42.868 | 61.5065
2008
2009 | 2.1351 | 8.4902 | 2 | 2.5672 | 6.7162 | 0.12793 | 0.05125 | 0.0068836 | 1.6526 | 298.1966 | 40.1654 | 29.4393 | 1.307 | 14.3684 | 15.73 | 0.14978 | 0.0047613 | 0.00125 | 1.8333 | 16.5 | 2.7363 | 2.5 | 9.6396 | 6.6593 | 2.4704 | 4.2418 | 14.3196 | 7.0852 | 10.3204 | 4.8539 | 46.2298 | 70.1311 | 47.1533 | 82.7622
2010 | 1.0066 | 3.3684 | 3 | 3.0092 | 6.4401 | 1.875 | 0.01 | 0.007255 | 1.6914 | 294.2898 | 32.7486 | 28.438 | 0.78704 | 15.4092 | 16.8392 | 9.0676 | 0.1875 | 0 |  |  | 0 | 0 | 7.2022 | 6.5105 | 1.7626 | 3.2733 | 14.3622 | 11.7066 | 10.5717 | 8.0875 | 48.5474 | 51.8451 | 43.2862 | 59.6135
2011 | 15.7674 | 29.2139 | 2 | 3.0076 | 7.3619 | -5.0521 | 0.064211 | 0.0072488 | 3.8165 | 293.5937 | 22.7477 | 20.7938 | 0.73565 | 18.1073 | 20.9436 | 0.79024 | 0.10992 | 0.15158 | 1.9524 | 12.2857 | 0.09614 | 8.9123 | 11.2536 | 8.1146 | 1.7744 | 3.0851 | 16.9223 | 11.6672 | 12.5045 | 8.5458 | 37.3095 | 51.8123 | 35.2425 | 58.2791
2012 | 2.3357 | 8.5088 | 2 | 1.6831 | 5.4144 | 1.2568 | 0.0075 | 0.0065002 | 1.4762 | 295.7667 | 41.2256 | 35.6854 | 1.0321 | 13.8159 | 14.9984 | 24.2497 | 0.5589 | 0.0125 | 4 | 17.75 | 0.885 | 4.5 | 10.1044 | 8.3416 | 2.0567 | 3.5804 | 12.9706 | 8.4923 | 8.8479 | 5.4437 | 56.6416 | 77.1167 | 51.253 | 79.0617
2013 | 9.7163 | 18.5509 | 2 | 2.0864 | 5.6259 | -1.6704 | 0.038909 | 0.0059306 | 5.6024 | 292.4608 | 34.7124 | 37.6392 | 0.90279 | 14.9947 | 18.0305 | 0.64205 | 0.068702 | 0.084727 | 1.2941 | 11 | 0.20691 | 3 | 15.8182 | 12.4589 | 1.7563 | 3.3576 | 15.6327 | 7.375 | 8.4815 | 4.2873 | 65.6269 | 112.5721 | 42.4903 | 84.5333
2014
2015
2016 | 4.6122 | 13.2655 | 2 | 2.8626 | 7.4138 | -0.85463 | 0.019587 | 0.0066997 | 1.885 | 296.6472 | 40.2849 | 33.6955 | 1.1304 | 13.9539 | 15.4038 | 3.4208 | 0.13558 | 0.016468 | 2.0081 | 14.9512 | 0.84431 | 3.7156 | 6.8694 | 6.0019 | 2.1296 | 3.8806 | 13.4142 | 8.5024 | 9.9191 | 5.377 | 49.7063 | 74.4412 | 48.6652 | 79.1824
2017
2018
2019 | 0.91476 | 3.3076 | 2 | 3.5044 | 8.9098 | -1.3487 | 0.0039143 | 0.0071365 | 0.90024 | 297.2313 | 37.0338 | 38.764 | 1.0097 | 14.7759 | 15.4932 | 1.3271 | 0.22993 | 0.011507 | 1.5946 | 14.7534 | 0.40956 | 0.86115 | 13.6582 | 12.3958 | 2.17 | 3.2152 | 12.2467 | 11.9812 | 7.2655 | 7.1988 | 78.7449 | 76.0835 | 59.3883 | 61.6817
2020 | 3.2584 | 8.5993 | 2 | 1.9783 | 5.5855 | -1.0805 | 0.051624 | 0.005939 | 2.3767 | 296.4114 | 46.8753 | 33.4376 | 1.297 | 12.5075 | 14.1836 | 1.1599 | 0.051595 | 0.059247 | 1.997 | 16.497 | 3.127 | 5.317 | 7.9736 | 6.4053 | 2.2516 | 4.0205 | 12.9679 | 6.0881 | 8.6368 | 4.1114 | 52.1337 | 88.2756 | 53.136 | 91.5635
2021 | 1.6194 | 5.6614 | 2 | 2.1147 | 4.9844 | 0.63347 | 0.0075269 | 0.0063274 | 1.7897 | 297.3202 | 47.462 | 32.5715 | 1.3638 | 12.3632 | 13.6735 | 0.89339 | 0.06013 | 0.015226 | 1.8737 | 17.0205 | 0.67966 | 1.8774 | 7.8855 | 7.172 | 2.434 | 3.8652 | 11.7092 | 6.8956 | 7.4739 | 4.4976 | 45.0376 | 70.0762 | 60.3924 | 86.4403
2022
2023
2024
2025
2026
2027
2028 | 17.4718 | 31.7862 | 3 | 2.1239 | 6.4841 | 1.2754 | 0.10062 | 0.0052772 | 3.7753 | 294.2324 | 48.2411 | 32.5699 | 1.2574 | 11.6878 | 13.8373 | 1.0217 | 0.025583 | 0.078351 | 3.0811 | 20.1081 | 2.681 | 14.1443 | 11.5225 | 7.4777 | 2.1633 | 3.6443 | 12.6755 | 5.8702 | 7.7913 | 4.0852 | 48.4753 | 81.0213 | 54.1993 | 92.8482
2029
2030
2031 | 3.6589 | 9.2993 | 2 | 2.2192 | 6.1363 | 0.51868 | 0.030459 | 0.0059963 | 2.5642 | 295.5114 | 43.9874 | 30.7296 | 1.1887 | 13.0642 | 14.7915 | 0.44596 | 0.12029 | 0.051028 | 1.3368 | 13.1684 | 0.84358 | 3.0183 | 7.9282 | 5.6033 | 2.151 | 3.6581 | 13.5122 | 6.6151 | 9.0473 | 4.612 | 42.5533 | 72.7835 | 49.0232 | 87.6337
2032 | 11.7174 | 23.9963 | 2.8738 | 1.8205 | 4.7454 | -0.89081 | 0.077855 | 0.0069335 | 3.1533 | 294.4766 | 37.9532 | 36.2429 | 0.9401 | 14.3075 | 16.1356 | 0.75304 | 0.040081 | 0.068107 | 1.5759 | 12.5316 | 0.47174 | 9.0189 | 11.4692 | 9.8683 | 1.7892 | 3.6409 | 14.4081 | 8.5171 | 8.8467 | 5.2851 | 59.619 | 86.6948 | 47.1251 | 79.0178
2033
2034 | 8.3034 | 17.6764 | 2 | 2.3361 | 6.0111 | -0.003408 | 0.04755 | 0.0065622 | 2.7912 | 295.6689 | 32.5421 | 35.5613 | 1.0116 | 15.511 | 17.6481 | 1.2478 | 0.12776 | 0.073061 | 1.723 | 14.3593 | 0.72611 | 5.1709 | 14.641 | 12.507 | 2.1754 | 3.8771 | 14.7892 | 10.2851 | 9.7337 | 6.0004 | 65.6398 | 93.6678 | 44.0623 | 68.9202
2035
2036 | 10.6909 | 23.9833 | 2 | 2.508 | 6.6035 | -1.0952 | 0.051672 | 0.0056936 | 3.2375 | 294.6285 | 38.2845 | 31.1955 | 1.1702 | 14.0979 | 16.8988 | 0.79754 | 0.10635 | 0.16842 | 1.945 | 14.2492 | 1.2373 | 4.774 | 13.0665 | 10.2517 | 2.2292 | 4.0314 | 13.4631 | 6.4173 | 8.513 | 4.1293 | 57.7564 | 87.5776 | 51.212 | 89.6053
2037
2038
2039 | 2.1457 | 6.7221 | 2 | 3.0705 | 7.1714 | -2.0199 | 0.016641 | 0.0071823 | 1.436 | 295.7496 | 31.3294 | 27.0021 | 0.8488 | 16.0585 | 17.3059 | 4.1808 | 0.28031 | 0.044595 | 1.9718 | 16.209 | 1.583 | 3.3089 | 7.4052 | 7.5899 | 1.6985 | 3.1213 | 15.1696 | 11.9881 | 10.6258 | 7.6435 | 45.103 | 53.318 | 41.9268 | 60.8876
2040
2041
2042 | 2.8027 | 7.9406 | 2.2014 | 2.3894 | 6.3133 | -2.2455 | 0.023027 | 0.0060714 | 2.8984 | 296.0364 | 38.8132 | 34.9896 | 1.1748 | 14.1863 | 16.3258 | 0.7644 | 0.14696 | 0.052548 | 1.4388 | 13.9761 | 0.84812 | 2.0507 | 11.7352 | 9.0795 | 2.3246 | 3.9651 | 13.889 | 7.6859 | 8.4426 | 4.8683 | 62.3107 | 90.4995 | 48.7883 | 82.0813
2043 | 8.3386 | 20.2526 | 2 | 2.3958 | 6.5364 | -0.33502 | 0.05 | 0.0069318 | 3.4123 | 290.4313 | 19.429 | 20.8444 | 0.46838 | 18.236 | 21.1673 | 1.9459 | 0.40333 | 0.27 | 2 | 23 | 0 | 0.33333 | 12.6553 | 10.8194 | 1.3887 | 2.0379 | 19.2004 | 13.4408 | 13.7181 | 9.033 | 42.4444 | 58.4724 | 26.2438 | 50.3917
2044
2045
2046 | 3.8832 | 11.1961 | 2 | 3.8029 | 8.576 | -5.2376 | 0.054026 | 0.0073197 | 2.2832 | 292.1491 | 25.7022 | 22.6825 | 0.58384 | 16.7929 | 18.5069 | 13.0213 | 0.35014 | 0.04 | 7.1556 | 19.4222 | 3.0647 | 8.8442 | 10.4368 | 8.8607 | 1.4107 | 2.363 | 15.9459 | 14.2737 | 12.5576 | 10.411 | 46.8977 | 43.8913 | 35.7985 | 45.626
2047
2048
2049 |  |  |  | 3.2724 | 6.7909
2050 | 1.5103 | 4.795 | 2 | 2.0697 | 5.1021 | -0.22821 | 0.0026062 | 0.006164 | 1.485 | 297.7941 | 49.2208 | 34.5233 | 1.4244 | 12.0844 | 13.2768 | 1.0151 | 0.092958 | 0.0091785 | 1.7089 | 16.4789 | 0.74688 | 1.4391 | 7.4696 | 6.934 | 2.5768 | 3.9588 | 11.2553 | 6.7 | 7.4342 | 4.3773 | 48.1099 | 74.2581 | 62.396 | 87.5626
2051
2052
2053 | 8.9878 | 19.4932 | 2.9965 | 2.4286 | 6.9227 | 5.1998 | 0.060851 | 0.0063805 | 3.3414 | 292.7756 | 42.3919 | 36.7781 | 0.92825 | 13.0512 | 14.9144 | 0.27705 | 0.1303 | 0.066206 | 1.5912 | 13.2993 | 0.37489 | 8.2057 | 10.4762 | 8.8221 | 1.7682 | 3.456 | 12.7401 | 7.4145 | 8.0526 | 4.6097 | 58.3302 | 84.5102 | 52.3373 | 85.185
2054
2055 | 1.3311 | 4.7047 | 2 | 2.6834 | 7.0121 | -0.71716 | 0.0078947 | 0.0063443 | 1.5204 | 297.7938 | 39.0574 | 33.497 | 1.2185 | 14.3896 | 15.4055 | 6.169 | 0.25859 | 0.013158 | 3 | 15 | 0.75474 | 1.6316 | 8.089 | 8.5131 | 1.9396 | 3.611 | 13.4724 | 10.0943 | 10.3678 | 7.3197 | 47.2518 | 64.2556 | 48.8152 | 66.2289
2056 | 3.6638 | 11.3801 | 2 | 1.9984 | 5.3246 | 6.7985 | 0.092381 | 0.0071047 | 1.7306 | 294.2821 | 30.9985 | 24.743 | 0.73264 | 15.9504 | 17.3673 | 19.6878 | 0.51607 | 0.047143 | 9.5714 | 22.1905 | 2.7076 | 11.619 | 6.892 | 6.3742 | 1.7317 | 3.1522 | 15.0495 | 11.529 | 9.5063 | 7.0446 | 39.8157 | 50.2958 | 42.9126 | 63.7454
2057
2058 | 7.7277 | 17.468 | 2.8 | 1.9506 | 4.9739 | 0.25699 | 0.068 | 0.0065031 | 2.6333 | 296.7297 | 37.9345 | 32.0773 | 1.1233 | 14.4611 | 16.2375 | 10.6066 | 0.16155 | 0.002 | 6 | 22 | 2.61 | 9.4 | 10.7456 | 7.904 | 2.1595 | 3.9652 | 14.646 | 8.3905 | 8.8842 | 4.9973 | 50.7966 | 81.4835 | 46.937 | 79.6814
2059
2060 | 10.8733 | 22.6808 | 2.7544 | 2.216 | 6.412 | 0.24035 | 0.06 | 0.004858 | 3.4817 | 291.8186 | 43.7563 | 30.4367 | 1.0492 | 12.4952 | 15.1802 | 0.92316 | 0.032053 | 0.18035 | 3.3514 | 16.4865 | 0.84105 | 7.1053 | 9.8801 | 7.3237 | 1.818 | 3.3963 | 13.5795 | 6.12 | 7.4115 | 4.2798 | 51.672 | 79.0341 | 51.0811 | 91.1643
2061
2062 |  |  |  | 2.638 | 6.0371
2063 | 3.6589 | 10.5448 | 2 | 2.8244 | 6.1818 | -1.6538 | 0.037279 | 0.0072596 | 1.4059 | 295.1841 | 31.0626 | 26.1276 | 0.7848 | 16.0739 | 17.3022 | 4.0605 | 0.24705 | 0.038481 | 2.8453 | 19.095 | 0.98539 | 1.7615 | 7.1811 | 7.295 | 1.6825 | 3.0603 | 15.2522 | 12.103 | 10.413 | 7.7426 | 43.57 | 50.9161 | 42.2017 | 60.3517
2064
2065 | 2.6702 | 7.2516 | 2.0351 | 2.4805 | 6.8247 | -0.87415 | 0.022428 | 0.0057404 | 3.7829 | 295.7804 | 46.4022 | 32.8897 | 1.2749 | 12.2993 | 14.4134 | 1.0688 | 0.04953 | 0.06201 | 1.8444 | 15.4267 | 3.2697 | 5.1917 | 9.3839 | 7.0429 | 2.1602 | 3.852 | 13.1034 | 5.9261 | 8.4414 | 3.9976 | 52.7416 | 93.7989 | 51.8188 | 92.7365
2066 | 1.3515 | 4.4172 | 2 | 2.2225 | 6.4576 | 0.63158 | 0.00875 | 0.0066631 | 1.8166 | 297.5985 | 43.7963 | 31.4012 | 1.3145 | 13.3975 | 14.8441 | 0.62068 | 0 | 0.011875 | 1.25 | 9.25 | 0.44562 | 0.625 | 9.5864 | 6.6637 | 2.4234 | 4.2518 | 13.2329 | 6.5384 | 9.3191 | 4.4517 | 51.6389 | 75.6457 | 52.0149 | 86.6371
2067 | 9.4002 | 19.9545 | 2.7192 | 1.7309 | 4.4895 | 0.36744 | 0.066667 | 0.0061796 | 3.0648 | 294.7932 | 43.8744 | 31.3639 | 1.1571 | 12.8002 | 14.7268 | 1.477 | 0.11199 | 0.079554 | 2.9278 | 16.7748 | 4.4246 | 5.7087 | 13.4279 | 9.2462 | 2.055 | 3.5259 | 13.0308 | 6.5694 | 8.3664 | 4.6059 | 46.2166 | 73.4576 | 51.0296 | 87.6605
2068 | 2.9893 | 10.8669 | 2.0385 | 2.5394 | 6.1772 | 1.286 | 0.067308 | 0.0071457 | 1.8297 | 293.1627 | 31.9954 | 27.2516 | 0.71995 | 15.349 | 16.8468 | 17.3195 | 0.71372 | 0.02 | 15.6522 | 22 | 1.7919 | 5.1923 | 7.3412 | 6.7188 | 1.5747 | 3.1072 | 14.8065 | 11.3513 | 10.3189 | 7.5445 | 46.5174 | 51.2371 | 42.868 | 61.553
2069 | 13.3657 | 32.08 | 3 | 1.4484 | 4.1698 | -3.912 | 0.082115 | 0.0070689 | 3.5152 | 295.3146 | 25.8638 | 26.4044 | 0.83206 | 17.3738 | 19.4422 | 2.0997 | 0.27826 | 0.041494 | 4.1216 | 17.3446 | 0.73265 | 6.466 | 10.9242 | 8.908 | 1.9336 | 3.1761 | 16.2291 | 13.2004 | 12.351 | 9.9803 | 47.9211 | 58.3222 | 38.2643 | 51.0651
2070 |  |  |  | 2.7603 | 8.9086
2071
2072 | 4.2123 | 15.425 | 2 | 2.3425 | 5.589 | -5.5921 | 0.02 | 0.0068979 | 1.7478 | 293.8439 | 32.5174 | 30.7815 | 0.78702 | 15.5489 | 17.0218 | 37.1108 | 0.56392 | 0.0375 | 6.5 | 22 | 0 | 1 | 8.6072 | 7.7711 | 1.662 | 3.3089 | 15.1907 | 10.4248 | 10.0246 | 6.1529 | 47.6789 | 68.5575 | 44.0617 | 69.4828
2073
2074
2075 | 4.3743 | 10.7197 | 2 | 1.685 | 4.9821 | 0.3808 | 0.060625 | 0.0057063 | 2.7759 | 295.9633 | 49.4628 | 34.3188 | 1.327 | 11.793 | 13.5553 | 1.9586 | 0.076917 | 0.042563 | 2.2667 | 17.6286 | 5.1703 | 5.7625 | 8.2036 | 6.4149 | 2.3088 | 4.0972 | 12.3062 | 5.5726 | 8.265 | 3.8465 | 55.1357 | 91.0463 | 55.9862 | 94.3594
2076 | 2.0928 | 5.3631 | 2 | 2.4208 | 7.5009 | -0.40823 | 0.038571 | 0.0065575 | 1.9358 | 298.0415 | 45.3854 | 31.7088 | 1.3878 | 12.903 | 14.4687 | 6.7207 | 0.0098305 | 0.088571 | 1.3333 | 10.6667 | 12.4607 | 8.2857 | 9.7931 | 6.9518 | 2.6495 | 4.2425 | 11.8014 | 6.4703 | 8.3146 | 4.4924 | 51.0617 | 83.6406 | 57.5279 | 88.5138
2077 | 11.742 | 31.2685 | 2 | 2.1977 | 5.9615 | -1.0734 | 0.058419 | 0.0072527 | 4.2194 | 294.0754 | 22.3009 | 21.5257 | 0.78061 | 18.3032 | 21.1784 | 4.2171 | 0.24447 | 0.075814 | 3.7267 | 17.1633 | 1.9184 | 7.2977 | 12.1686 | 8.7259 | 1.8925 | 3.2847 | 16.5571 | 11.3992 | 11.9179 | 8.725 | 42.1066 | 52.7647 | 37.4363 | 58.0016
2078 | 12.5151 | 48.5087 | 2 | 2.6985 | 7.582 | -0.70735 | 0.028966 | 0.0060588 | 2.6617 | 295.8705 | 43.4802 | 36.5163 | 1.2286 | 13.2518 | 15.2921 | 8.3457 | 0.46081 | 0.014138 | 6.5909 | 17.4091 | 3.8252 | 5.2414 | 9.6905 | 7.7304 | 2.3562 | 4.1956 | 13.0418 | 6.3833 | 7.363 | 3.8258 | 58.7046 | 89.5063 | 53.106 | 90.646
2079
2080 | 1.6074 | 6.5418 | 2 | 2.6325 | 7.0096 | -0.54672 | 0.014286 | 0.0060172 | 2.4917 | 296.2997 | 37.5758 | 33.8458 | 1.1663 | 14.625 | 16.5575 | 1.7966 | 0.22808 | 0.02494 | 2.3125 | 15.7798 | 2.0639 | 2.2917 | 10.6407 | 8.4061 | 2.2478 | 3.8451 | 14.123 | 8.0916 | 9.3732 | 5.1459 | 57.3052 | 82.8358 | 47.6801 | 79.9604
2081 |  |  |  | 2.2527 | 5.7305
2082
2083 | 4.0248 | 12.4007 | 2.3143 | 2.301 | 7.2078 | -1.0496 | 0.037143 | 0.0070336 | 2.3535 | 295.4943 | 33.6537 | 30.731 | 0.91615 | 15.2315 | 16.8005 | 11.8636 | 0.49224 | 0.015429 | 5.9167 | 21.1 | 1.6346 | 3.5714 | 10.8783 | 9.4445 | 1.8393 | 3.3346 | 13.8965 | 11.593 | 11.5287 | 8.5499 | 54.5707 | 61.7201 | 44.7904 | 58.6071
2084
2085
2086
2087 | 0.99174 | 3.5813 | 2 | 2.1478 | 6.6084 | -0.47758 | 0.011823 | 0.0058599 | 0.863 | 299.2734 | 44.3791 | 37.7474 | 1.4382 | 13.6508 | 14.4037 | 0.64472 | 0.13639 | 0.026445 | 1.5069 | 14.2083 | 6.9492e-15 | 3.6575e-15 | 8.2312 | 7.7527 | 2.5597 | 4.1516 | 12.4533 | 8.2721 | 8.9259 | 5.3716 | 55.8879 | 80.2672 | 55.8715 | 80.0055
2088
2089 |  |  |  | 2.1279 | 5.3442 |  |  | 0.0072784 | 1.5725 | 293.1075 | 31.6486 | 30.6857 | 0.67954 | 15.6898 | 17.089 | 61.4054 | [6 empty] | 8.5533 | 7.755 | 1.5603 | 3.0398 | 14.9366 | 11.6753 | 10.1516 | 7.4803 | 52.7672 | 57.0949 | 44.6947 | 61.0794
2090
2091
2092 | 4.0732 | 10.8336 | 2 | 2.1741 | 5.1651 | -0.62972 | 0.035 | 0.0062761 | 2.5849 | 295.2459 | 45.5176 | 33.0884 | 1.2002 | 12.5844 | 14.2798 | 1.2187 | 0.023047 | 0.033167 | 1.6895 | 15.9361 | 2.5753 | 4.7444 | 13.1937 | 9.3569 | 2.0864 | 3.6457 | 12.2621 | 6.5246 | 7.9619 | 4.3327 | 48.3349 | 76.9154 | 55.8625 | 89.3449
2093
2094 |  |  |  | 3.2422 | 8.8113 |  |  | 0.0074493 | 1.9031 | 291.2044 | 23.2049 | 20.9847 | 0.48136 | 17.6146 | 19.2655 | 11.0221 | [6 empty] | 10.6395 | 9.1719 | 1.4145 | 2.3856 | 17.0597 | 14.6053 | 12.1674 | 9.9383 | 45.7303 | 40.8423 | 34.0871 | 46.341
2095 |  |  |  | 1.922 | 4.9119 |  |  | 0.0066157 | 1.2934 | 296.0696 | 40.5865 | 34.8724 | 1.0292 | 13.9055 | 15.0582 | 51 | [6 empty] | 10.2392 | 8.5023 | 2.0296 | 3.5961 | 12.9556 | 8.8966 | 8.9347 | 5.5747 | 57.7105 | 74.7709 | 51.3484 | 77.1075
2096
2097
2098
2099 | 8.684 | 20.8513 | 2.4206 | 1.88 | 5.2365 | 0.66824 | 0.069346 | 0.0053453 | 4.0549 | 293.3115 | 46.3183 | 32.8442 | 1.1217 | 12.1846 | 14.3428 | 9.0916 | 0.18859 | 0.044037 | 2.8537 | 15.561 | 3.8323 | 5.4206 | 8.8531 | 6.9472 | 2.0057 | 3.4427 | 12.9265 | 5.9638 | 7.9099 | 4.0834 | 55.915 | 92.2476 | 53.057 | 92.019
2100
2101
2102 | 7.7263 | 18.0307 | 3 | 2.0473 | 5.5641 | -1.0961 | 0.033525 | 0.0066151 | 2.7125 | 295.9085 | 37.3392 | 32.4104 | 1.0535 | 14.5173 | 16.3205 | 0.66012 | 0.1706 | 0.035287 | 1.8032 | 15.0263 | 2.4144 | 6.0613 | 10.8483 | 8.0559 | 2.0463 | 3.9348 | 14.7424 | 8.3214 | 8.937 | 4.9043 | 51.6775 | 83.337 | 46.5811 | 80.7935
2103 | 2.5177 | 7.4153 | 2 | 1.5259 | 4.0059 | 3.022 | 0.011111 | 0.0067191 | 1.4595 | 296.0312 | 39.4097 | 34.4046 | 1.0124 | 14.1208 | 15.3165 | 24.9306 | 0.33407 | 0.023333 | 2.1667 | 16.5 | 0.52889 | 3 | 10.1468 | 8.4553 | 2.0122 | 3.5652 | 13.2434 | 9.2389 | 8.9934 | 5.8874 | 56.828 | 72.9042 | 50.1316 | 75.2137
2104
2105
2106 |  |  |  | 1.7029 | 4.4636
2107 |  |  |  | 2.6554 | 6.6703
2108 | 10.6103 | 26.1559 | 3 | 2.3812 | 5.308 | -0.87116 | 0.078468 | 0.0047549 | 3.0046 | 292.3602 | 50.6362 | 34.0339 | 1.12 | 11.1989 | 13.0705 | 2.5987 | 0.1349 | 0.10856 | 6.3768 | 19.4783 | 0.8591 | 17.2342 | 10.9747 | 9.039 | 1.9068 | 3.1107 | 10.6565 | 5.8968 | 6.4321 | 4.1876 | 56.7413 | 74.1551 | 65.1599 | 91.8363
2109
2110
2111
2112
2113 |  |  |  | 2.1368 | 5.3057
2114
2115
2116
2117 | 2.6874 | 7.7288 | 2 | 2.3342 | 7.2189 | 0.39728 | 0.070116 | 0.0060951 | 1.9969 | 296.5122 | 41.6737 | 31.5015 | 1.2199 | 13.8542 | 15.406 | 16.4872 | 0.64582 | 0.022558 | 7.975 | 21.3875 | 4.7067 | 5.7674 | 9.4003 | 6.8719 | 2.3398 | 4.0826 | 13.4258 | 7.386 | 8.241 | 4.4893 | 52.9223 | 74.0349 | 51.5282 | 83.5322
2118 | 2.5355 | 7.8761 | 3 | 2.5904 | 6.4633 | -0.41892 | 0.01 | 0.0066036 | 1.3883 | 296.3897 | 39.5103 | 35.841 | 1.0882 | 14.2355 | 15.5388 | 31.7476 | 0.58333 | 0.09 | 3.5 | 26.5 | 0.39 | 2.6667 | 7.3003 | 6.8743 | 2.1793 | 3.8365 | 13.4119 | 9.1544 | 9.917 | 6.095 | 55.1542 | 73.2346 | 49.6556 | 74.5038
2119 | 4.7633 | 13.3625 | 2 | 3.4417 | 7.2507 | -0.71443 | 0.067717 | 0.0069306 | 1.8534 | 294.7994 | 32.6347 | 29.3241 | 0.88083 | 15.6132 | 17.0765 | 11.8059 | 0.37374 | 0.02913 | 5.5741 | 20.6358 | 3.8467 | 9.712 | 7.3021 | 6.8788 | 1.9519 | 3.5111 | 15.2084 | 10.7269 | 10.3272 | 6.9241 | 43.4324 | 62.2812 | 42.5488 | 66.0977
2120
2121
2122 |  |  |  | 3.0329 | 6.5644 |  |  | 0.0073822 | 1.6126 | 294.1637 | 30.7638 | 26.8225 | 0.73484 | 15.9165 | 17.2899 | 44 | [6 empty] | 7.09 | 6.3223 | 1.637 | 3.0227 | 14.5087 | 12.4295 | 11.028 | 8.5217 | 45.639 | 47.9367 | 41.7794 | 56.1867
2123
2124
2125 | 2.5124 | 8.1905 | 2 | 2.7724 | 7.2862 | -0.44589 | 0.021667 | 0.0063363 | 3.0604 | 295.6723 | 37.2692 | 43.706 | 1.1026 | 14.6205 | 16.7207 | 1.2297 | 0.11069 | 0.028005 | 1.5625 | 13.9492 | 0.52712 | 1.0761 | 15.9958 | 13.7832 | 2.2095 | 3.8129 | 14.2645 | 8.0609 | 9.151 | 4.9307 | 77.7916 | 120.3083 | 47.0038 | 80.219
2126
2127 | 1.5357 | 5.8012 | 2 | 2.1971 | 5.4833 | -0.15301 | 0.012571 | 0.0064163 | 1.5688 | 294.182 | 45.5908 | 37.0271 | 1.0212 | 12.4887 | 13.8968 | 4.2126 | 0.18368 | 0.024 | 2.1376 | 16.1009 | 0.52076 | 1.9 | 9.9665 | 8.3739 | 1.9753 | 3.7107 | 11.707 | 7.2533 | 7.2883 | 4.141 | 60.2937 | 80.4819 | 57.662 | 87.096
2128
2129
2130 | 2.7995 | 8.5247 | 2 | 2.228 | 6.3472 | 2.1298 | 0.027802 | 0.0061037 | 2.8216 | 296.1856 | 38.6182 | 37.2541 | 1.1758 | 14.2166 | 16.3251 | 1.0194 | 0.17074 | 0.042725 | 1.4475 | 14.2517 | 0.73036 | 1.7603 | 12.3742 | 10.0012 | 2.3303 | 4.0015 | 13.769 | 7.819 | 8.6932 | 4.9138 | 66.7761 | 97.6432 | 48.9899 | 81.5173
2131 | 2.5303 | 7.5521 | 2 | 2.8398 | 7.7292 | -0.8182 | 0.011572 | 0.0066547 | 2.2506 | 295.6635 | 38.1089 | 31.7665 | 1.0295 | 14.4842 | 16.054 | 0.64412 | 0.16635 | 0.017296 | 1.5494 | 13.0815 | 1.6319 | 3.4549 | 7.9873 | 6.3511 | 1.9682 | 3.6485 | 14.4472 | 8.6465 | 9.8688 | 5.3065 | 47.3329 | 75.5637 | 45.9369 | 78.4661
2132 | 3.2645 | 8.912 | 2.8621 | 1.9754 | 5.5392 | 0.18439 | 0.077155 | 0.0057776 | 2.8061 | 295.7677 | 46.1271 | 31.8091 | 1.2529 | 12.5717 | 14.4027 | 9.9576 | 0.10527 | 0.055259 | 3.4286 | 19.9184 | 5.5082 | 8.2586 | 7.6677 | 5.7827 | 2.1764 | 3.886 | 13.2469 | 6.084 | 8.7811 | 4.1799 | 47.2916 | 81.0693 | 50.7701 | 91.0735
2133
2134
2135 | 1.973 | 5.4336 | 2 | 2.3864 | 6.0266 | 1.6459 | 0.0018182 | 0.0069746 | 1.909 | 296.8871 | 36.9662 | 30.8168 | 1.0752 | 14.7962 | 16.2577 | 0.31075 | 0.11323 | 0.0045455 | 1 | 9.25 | 0.98636 | 1.6364 | 7.751 | 6.1271 | 2.0691 | 3.808 | 14.649 | 9.1089 | 10.2182 | 5.5602 | 46.0308 | 71.7755 | 44.4706 | 76.0883
2136
2137
2138
2139 | 0.24152 | 0.79969 | 2 | 2.5797 | 6.4267 | -0.66557 | 0.0042857 | 0.0062323 | 1.3413 | 299.3298 | 52.8425 | 41.5907 | 1.6269 | 11.3512 | 12.51 | 0 | 0.031823 | 0.015714 | 2.7143 | 16 | 0 | 1.7143 | 7.988 | 6.7239 | 2.937 | 4.4955 | 10.7398 | 6.3796 | 7.8311 | 4.4632 | 62.5018 | 93.0079 | 63.1613 | 89.6542
2140
2141 |  |  |  | 2.0406 | 5.1984 |  |  | 0.0073846 | 1.717 | 292.7074 | 31.1977 | 29.6 | 0.64834 | 15.6599 | 17.121 | 56 | [6 empty] | 8.3262 | 7.5869 | 1.5585 | 3.0079 | 14.9394 | 11.5891 | 10.0749 | 7.4037 | 50.528 | 54.3966 | 44.1645 | 61.0198
2142 | 8.9159 | 17.6153 | 2 | 2.0455 | 5.8032 | -0.63328 | 0.060541 | 0.0066429 | 2.7479 | 296.5824 | 35.2865 | 33.2896 | 1.0747 | 14.9452 | 16.8291 | 5.8988 | 0.15947 | 0.038784 | 1.5263 | 14.8421 | 2.3299 | 8.6757 | 11.1923 | 9.2903 | 2.2638 | 3.8082 | 14.5113 | 9.6817 | 9.1458 | 6.1256 | 56.965 | 82.057 | 46.1188 | 71.2066
2143
2144
2145 | 12.3459 | 25.0731 | 2 | 2.5047 | 7.3448 | 1.5313 | 0.046923 | 0.0069352 | 3.3571 | 290.0549 | 18.9124 | 21.4519 | 0.43923 | 18.3736 | 21.3252 | 10.7506 | 0.077404 | 0.23123 | 1.7143 | 17.1429 | 0.65446 | 5.2615 | 13.0956 | 11.6499 | 1.3558 | 1.9688 | 19.3968 | 13.5752 | 13.711 | 9.122 | 45.459 | 61.8185 | 26.3056 | 49.7192
2146
2147
2148 | 2.0554 | 5.81 | 2.8551 | 2.292 | 6.7292 | 1.3626 | 0.028143 | 0.0060278 | 2.4948 | 296.3852 | 45.6201 | 32.0529 | 1.2848 | 12.6778 | 14.3927 | 0.88347 | 0.042607 | 0.052735 | 2.2719 | 17.1887 | 1.4068 | 2.451 | 7.2842 | 5.4472 | 2.3422 | 3.9079 | 12.9798 | 6.4765 | 8.6921 | 4.4792 | 46.0918 | 77.3732 | 52.6832 | 88.6752
2149
2150
2151
2152
2153 |  |  |  | 2.4718 | 6.1612 |  |  | 0.0063076 | 0.61051 | 300.0737 | 64.0724 | 45.835 | 1.8549 | 9.3798 | 10.0333 | 1 | [6 empty] | 6.3089 | 5.8331 | 3.4031 | 4.7127 | 7.6999 | 5.2131 | 5.2551 | 3.3317 | 65.0184 | 89.4281 | 82.2227 | 98.4725
2154 | 2.6453 | 8.4902 | 2.5765 | 3.0971 | 7.8967 | 0.21258 | 0.017815 | 0.0060976 | 1.4091 | 296.6537 | 40.0305 | 33.6282 | 1.1311 | 14.0156 | 15.0099 | 1.1893 | 0.10626 | 0.039277 | 2.2065 | 16.9558 | 1.0116 | 3.4941 | 8.3911 | 8.1567 | 1.8414 | 3.3352 | 13.3046 | 10.265 | 10.4242 | 7.383 | 49.8968 | 64.6143 | 49.1715 | 65.6737
2155
2156
2157
2158
2159 | 1.6877 | 5.0704 | 2 | 1.9901 | 5.4777 | 0.17971 | 0.011319 | 0.0061747 | 1.9765 | 297.3269 | 45.2142 | 34.9175 | 1.3364 | 13.001 | 14.4819 | 0.96739 | 0.031209 | 0.038189 | 1.7457 | 15.2474 | 1.0473 | 1.9626 | 11.1841 | 8.3097 | 2.3279 | 4.089 | 12.7088 | 6.8732 | 9.0851 | 4.7032 | 51.3026 | 84.0379 | 53.3973 | 86.7624
2160 |  |  |  | 2.1773 | 6.3983
2161 | 10.1531 | 23.3782 | 2.3875 | 1.4144 | 4.1074 | -0.85417 | 0.06875 | 0.0047825 | 2.7568 | 291.4897 | 48.7151 | 36.1954 | 0.98115 | 11.677 | 13.304 | 0.9279 | 0.031039 | 0.22969 | 4.8448 | 17.0172 | 2.1263 | 7.85 | 12.3128 | 10.3487 | 1.6283 | 2.6993 | 10.9981 | 6.5333 | 7.1037 | 4.7216 | 59.7663 | 82.3013 | 62.319 | 87.5579
2162
2163 |  |  |  | 1.3869 | 4.1412
2164
2165 |  |  |  | 2.7401 | 6.8783
2166
2167 |  |  |  | 2.2346 | 6.1349 |  |  | 0.0068811 | 1.4383 | 295.9956 | 35.9549 | 31.1692 | 0.97213 | 14.9374 | 16.2888 | 24.3749 | [6 empty] | 9.9947 | 8.8978 | 2.0644 | 3.6248 | 13.6377 | 10.6634 | 10.2595 | 7.223 | 57.7775 | 60.2239 | 47.0963 | 66.0721
2168 | 6.7295 | 17.6324 | 2 | 2.0376 | 6.3577 | -2.228 | 0.074375 | 0.0072879 | 1.3226 | 291.9001 | 23.9049 | 23.7248 | 0.55038 | 17.4793 | 18.8194 | 14.1667 | 0.35692 | 0.060937 | 6.1111 | 18.8519 | 6.4972 | 11.9062 | 11.0393 | 9.8406 | 1.3875 | 2.2115 | 16.4702 | 15.3326 | 13.7864 | 13.2939 | 43.4688 | 45.4038 | 32.0882 | 37.8363
2169
2170 | 1.1879 | 4.8491 | 3 | 1.4525 | 4.6061 | -1.7662 | 0.0022222 | 0.006964 | 2.5213 | 295.2449 | 31.5686 | 28.7902 | 0.87788 | 15.6972 | 17.4841 | 14.6723 | 0.059729 | 0.0077778 | 3 | 15.5 | 0.37889 | 0.44444 | 10.7564 | 8.668 | 1.8908 | 3.4271 | 15.3491 | 10.505 | 10.9564 | 7.1227 | 49.4135 | 72.9172 | 41.3799 | 67.2381
2171
2172 | 2.9776 | 8.1629 | 2 | 3.4906 | 8.268 | -0.90261 | 0.043173 | 0.0065487 | 1.982 | 296.6028 | 41.4965 | 34.7221 | 1.1787 | 13.6839 | 15.1711 | 0.54154 | 0.093784 | 0.04845 | 1.6173 | 14.358 | 0.63705 | 1.1697 | 7.1534 | 6.1597 | 2.1625 | 3.8578 | 13.1047 | 7.9928 | 9.5564 | 5.0756 | 51.3924 | 78.5037 | 50.5631 | 81.856
2173 | 2.7796 | 7.3707 | 2.6537 | 2.246 | 6.4565 | -4.2348 | 0.0093171 | 0.006141 | 2.7847 | 296.6125 | 41.9972 | 32.6196 | 1.2461 | 13.6913 | 15.5648 | 4.2126 | 0.17946 | 0.029463 | 2.9897 | 15.5876 | 1.7439 | 1.8683 | 10.1405 | 7.3094 | 2.3956 | 4.0129 | 13.7094 | 7.071 | 7.8945 | 4.4846 | 52.5941 | 79.7854 | 50.8764 | 85.7792
2174 |  |  |  | 2.1212 | 5.3584 |  |  | 0.0061453 | 1.0902 | 299.2267 | 50.1584 | 37.2092 | 1.5577 | 12.139 | 13.1325 | 2.0453 | [6 empty] | 6.3934 | 5.8834 | 3.0166 | 4.3256 | 10.9656 | 6.4668 | 8.0772 | 4.2791 | 51.2597 | 80.8846 | 62.6604 | 89.2387
2175
2176
2177
2178
2179
2180
2181 | 6.2457 | 15.3995 | 2.3735 | 1.5325 | 4.1228 | 2.6896 | 0.04241 | 0.007246 | 1.8738 | 294.0931 | 29.7649 | 23.8916 | 0.702 | 16.2086 | 17.6826 | 18.7426 | 0.22017 | 0.050482 | 4.2656 | 20.4844 | 2.0259 | 7.0964 | 7.0082 | 6.4156 | 1.6819 | 3.0667 | 15.3439 | 11.9803 | 9.689 | 7.4151 | 39.562 | 48.6257 | 41.7488 | 61.3139
2182 | 5.304 | 17.9741 | 2 | 2.7298 | 8.1399 | -1.1105 | 0.0074086 | 0.007181 | 2.116 | 292.9846 | 23.0026 | 27.0252 | 0.58222 | 17.9059 | 19.6117 | 0.82276 | 0.20769 | 0.023275 | 2.0677 | 14.0902 | 1.9132 | 1.6777 | 12.9569 | 11.6356 | 1.4484 | 2.2737 | 17.0728 | 15.3122 | 13.8926 | 11.424 | 54.9128 | 59.6563 | 31.5227 | 43.0968
2183 |  |  |  | 1.8552 | 5.4245
2184 | 9.7341 | 22.1218 | 2 | 2.7299 | 7.7991 | 0.80942 | 0.060208 | 0.0069632 | 2.859 | 289.4611 | 17.0191 | 19.6918 | 0.33941 | 19.5988 | 21.952 | 4.7613 | 0.29197 | 0 | 2.8889 | 18.7222 | 2.9658 | 8.2292 | 12.5379 | 10.2166 | 1.1735 | 1.6798 | 19.0744 | 15.3716 | 15.5056 | 12.1293 | 39.8792 | 46.3574 | 25.6724 | 40.4394
2185
2186
2187 | 9.497 | 21.4679 | 2 | 2.7248 | 8.6423 | -4.9574 | 0.05873 | 0.0043698 | 3.5647 | 288.7663 | 45.0601 | 29.9598 | 0.85768 | 11.8756 | 14.2309 | 1.059 | 0.13225 | 0.14746 | 4.4167 | 18.8056 | 0.51429 | 3.0794 | 8.8431 | 6.8507 | 1.406 | 2.3108 | 11.8313 | 6.4287 | 7.1398 | 5.0191 | 51.2811 | 74.2876 | 57.7965 | 86.7032
2188
2189 | 4.337 | 11.5229 | 2.4639 | 1.8092 | 4.7433 | -1.7621 | 0.043764 | 0.0062519 | 2.1119 | 294.7534 | 43.9912 | 37.1121 | 1.0412 | 12.9769 | 14.3971 | 1.7239 | 0.086141 | 0.069644 | 1.5897 | 12.2051 | 1.1663 | 4.9848 | 10.2016 | 8.4247 | 1.9768 | 3.5914 | 12.4289 | 7.6202 | 8.3981 | 4.9461 | 59.2663 | 81.9129 | 53.9237 | 83.9087
2190
2191 | 2.5036 | 8.4957 | 2.119 | 2.1737 | 6.9489 | -3.5294 | 0.016429 | 0.0070378 | 2.3174 | 295.5296 | 33.6283 | 30.6932 | 0.91705 | 15.2423 | 16.7996 | 25.1244 | 0.59889 | 0.010714 | 10 | 19.875 | 1.8131 | 4.1905 | 10.869 | 9.4399 | 1.8429 | 3.3341 | 13.8876 | 11.6338 | 11.5368 | 8.5755 | 54.5228 | 61.441 | 44.799 | 58.3857
2192
2193 | 10.041 | 22.6146 | 3 | 2.0897 | 5.5533 | 1.3269 | 0.073125 | 0.0071644 | 3.4088 | 293.8061 | 23.1768 | 23.7282 | 0.70089 | 17.7844 | 19.9017 | 0.34882 | 0.047103 | 0.051687 | 2.1777 | 16.8072 | 0.69798 | 8.7396 | 11.1475 | 9.2381 | 1.6594 | 2.7469 | 16.9659 | 14.0832 | 13.2832 | 10.9015 | 45.0121 | 53.5517 | 33.8857 | 46.5127
2194
2195 |  |  |  | 1.4131 | 4.385
2196
2197
2198
2199 | 4.1328 | 11.424 | 2.0044 | 2.0077 | 5.0585 | 0.040116 | 0.038158 | 0.005623 | 2.2669 | 295.7068 | 48.6773 | 36.5517 | 1.277 | 11.9915 | 13.5898 | 2.0679 | 0.077602 | 0.093114 | 2.3708 | 16.7303 | 2.553 | 3.6053 | 9.9442 | 7.4567 | 2.106 | 3.7323 | 11.6856 | 6.2005 | 7.6802 | 4.2205 | 54.8158 | 86.551 | 59.2508 | 90.9133
2200
2201 |  |  |  | 1.8246 | 6.5117
2202
2203
2204
2205 | 4.1835 | 11.0113 | 2.1994 | 1.9004 | 4.6713 | -0.22473 | 0.037091 | 0.0064703 | 2.5002 | 295.2224 | 43.9033 | 32.3826 | 1.1691 | 12.9426 | 14.6176 | 3.1653 | 0.15354 | 0.049741 | 3.0105 | 17.0147 | 2.9472 | 4.625 | 13.917 | 9.8038 | 2.0552 | 3.6419 | 12.6773 | 6.7238 | 8.312 | 4.5361 | 46.8461 | 75.4822 | 52.4813 | 87.6193
2206 | 1.478 | 4.6814 | 2 | 2.0594 | 6.2523 | -0.81088 | 0.030933 | 0.0064515 | 1.4809 | 297.6554 | 42.4559 | 31.0504 | 1.2971 | 13.6268 | 14.949 | 2.9144 | 0.22272 | 0.045867 | 2.7458 | 20.2712 | 1.9683 | 2.2133 | 11.6243 | 8.3469 | 2.4114 | 3.8663 | 13.3176 | 7.7649 | 9.6144 | 5.2493 | 46.4369 | 66.4404 | 51.9643 | 79.4186
2207
2208
2209
2210 | 1.0723 | 3.1902 | 2 | 2.472 | 7.4143 | -0.94286 | 0.017143 | 0.0064746 | 2.2938 | 297.8718 | 46.0091 | 33.0301 | 1.398 | 12.6485 | 14.3537 | 7.5385 | 0.11655 | 0.062857 | 1 | 10.6667 | 0.47143 | 1.8571 | 11.7253 | 7.874 | 2.6401 | 4.2758 | 12.0035 | 6.256 | 8.2848 | 4.3706 | 52.2546 | 88.3214 | 56.7593 | 89.8568
2211
2212
2213 |  |  |  | 2.2708 | 5.71
2214
2215
2216 | 3.7946 | 11.6918 | 2 | 3.3716 | 6.9489 | 0.18333 | 0.0275 | 0.0068479 | 1.7312 | 296.0615 | 37.6829 | 33.8339 | 1.0374 | 14.511 | 15.9198 | 13.3861 | 0.27123 | 0.01625 | 3.8261 | 18.5652 | 2.7781 | 4.1875 | 7.1355 | 6.7695 | 2.1186 | 3.7185 | 13.4681 | 9.7834 | 10.0684 | 6.5788 | 52.9105 | 67.9196 | 49.0774 | 70.5488
2217 | 9.2091 | 21.3757 | 2 | 2.1153 | 5.9814 | -4.5376 | 0.075 | 0.0050894 | 4.0236 | 292.5488 | 48.0396 | 31.0468 | 1.1078 | 11.4446 | 13.8043 | 1.1996 | 0.15416 | 0.089189 | 4.5 | 19.2803 | 1.5084 | 5.6216 | 10.0968 | 7.1229 | 1.8413 | 3.0581 | 12.022 | 5.7148 | 7.1769 | 4.1126 | 48.7762 | 76.0196 | 56.5654 | 92.6627
2218
2219 | 0.92542 | 3.7864 | 2 | 1.9614 | 5.1392 | 0.12795 | 0.005027 | 0.0065341 | 1.4734 | 294.6853 | 44.2815 | 36.3449 | 1.0172 | 12.8396 | 14.195 | 14.5828 | 0.20995 | 0.013676 | 2.0342 | 15.3504 | 0.70168 | 1.8162 | 10.0446 | 8.4303 | 2.0142 | 3.6934 | 12.0079 | 7.6295 | 7.4533 | 4.3315 | 59.5229 | 78.554 | 56.5216 | 85.0055
2220 | 1.6459 | 4.8955 | 2 | 1.9936 | 4.9247 | -0.55137 | 0.0046635 | 0.0062004 | 1.5748 | 297.6944 | 48.9293 | 33.9621 | 1.4112 | 12.1096 | 13.3345 | 0.79882 | 0.050362 | 0.014976 | 1.7738 | 17.3889 | 0.92204 | 1.9808 | 7.7794 | 7.1184 | 2.5209 | 3.9396 | 11.3432 | 6.7238 | 7.4012 | 4.411 | 47.1068 | 72.2751 | 61.9824 | 87.3197
2221
2222 | 1.6051 | 5.3515 | 2 | 2.3501 | 5.987 | -0.31529 | 0.032929 | 0.006059 | 2.6274 | 296.1405 | 48.4959 | 33.3589 | 1.314 | 11.9808 | 13.7046 | 4.6938 | 0.16276 | 0.063333 | 2.8947 | 17.9737 | 1.6444 | 4.3131 | 8.8606 | 6.4604 | 2.3502 | 4.1726 | 12.2579 | 5.7765 | 8.2437 | 3.927 | 53.9047 | 88.0279 | 56.254 | 93.2575
2223
2224 | 11.4897 | 28.1994 | 2 | 3.1588 | 8.3119 | 2.9891 | 0.042163 | 0.0068644 | 2.9507 | 290.813 | 19.112 | 21.1038 | 0.47868 | 18.8457 | 21.194 | 1.7581 | 0.11856 | 0.046878 | 1.8571 | 14.2143 | 0.21475 | 4.2021 | 12.1892 | 10.1346 | 1.3612 | 2.1206 | 18.2506 | 14.6528 | 14.3464 | 11.2699 | 42.0351 | 48.9132 | 28.8649 | 43.1385
2225
2226
2227
2228
2229 | 1.8177 | 5.2141 | 2 | 1.7819 | 5.5511 | -0.61856 | 0.0095364 | 0.0060747 | 2.7106 | 297.0921 | 40.9329 | 29.7793 | 1.2637 | 13.9284 | 15.7606 | 2.4156 | 0.12096 | 0.021258 | 2.283 | 15.5094 | 0.21563 | 0.23179 | 9.6008 | 7.0152 | 2.4061 | 4.0653 | 13.5802 | 7.6284 | 8.1825 | 4.6937 | 52.2218 | 74.1616 | 50.8623 | 82.1022
2230
2231
2232 | 4.5211 | 9.6245 | 3 | 2.3615 | 6.9699 | -0.48266 | 0.053065 | 0.0060396 | 3.4075 | 296.5523 | 48.9969 | 36.969 | 1.4122 | 11.7286 | 13.8312 | 1.1363 | 0.0033353 | 0.062419 | 1.6842 | 14.6184 | 8.3502 | 10.2661 | 11.8781 | 8.8484 | 2.5498 | 4.5127 | 12.4614 | 5.3708 | 7.8126 | 3.5373 | 60.2892 | 110.962 | 55.4522 | 97.1405
2233
2234 | 11.2632 | 19.9524 | 2.8686 | 2.2265 | 6.5477 | 2.1913 | 0.080644 | 0.0050577 | 4.4304 | 294.6725 | 49.0825 | 37.2805 | 1.316 | 11.5437 | 13.9724 | 0.8123 | 0.033027 | 0.026675 | 1.83 | 15.7628 | 3.3818 | 9.1134 | 12.2342 | 9.1702 | 2.3526 | 4.1359 | 13.0255 | 5.2319 | 7.44 | 3.4286 | 61.6447 | 111.7109 | 53.9813 | 98.1099
2235
2236
2237 | 3.6946 | 9.3589 | 2.1349 | 2.3468 | 6.9848 | 0.18699 | 0.025455 | 0.0060335 | 3.2821 | 297.3025 | 45.7362 | 37.3652 | 1.4679 | 12.4655 | 14.869 | 0.75478 | 0.097517 | 0.055884 | 1.5513 | 14.7725 | 2.2296 | 2.2539 | 11.4604 | 9.567 | 2.6937 | 4.6082 | 12.3602 | 5.8933 | 7.4994 | 4.4176 | 66.7762 | 104.1603 | 56.4221 | 92.3782
2238 | 8.6789 | 22.5446 | 2 | 1.9954 | 5.3252 | -0.96731 | 0.058182 | 0.0043857 | 4.1313 | 288.3656 | 39.4565 | 27.4143 | 0.79806 | 13.6765 | 16.3507 | 1.9467 | 0.24145 | 0.036688 | 5.2051 | 18.0342 | 0.22279 | 5.6169 | 10.0029 | 7.2013 | 1.4663 | 2.699 | 14.392 | 6.5936 | 7.3073 | 4.5498 | 45.9124 | 74.0371 | 48.42 | 88.0334
2239
2240
2241
2242
2243 | 3.1925 | 8.5179 | 2.0256 | 2.3062 | 5.7393 | -0.44536 | 0.035529 | 0.0051984 | 2.2182 | 295.8043 | 52.7324 | 39.5128 | 1.3552 | 11.1414 | 12.6402 | 0.51889 | 0.026014 | 0.12737 | 1.8381 | 14.8453 | 1.1348 | 2.4403 | 8.1639 | 6.7164 | 2.1645 | 3.858 | 11.174 | 5.9968 | 7.4271 | 4.1118 | 57.5693 | 91.2267 | 61.6249 | 92.0659
2244 | 1.0864 | 3.9523 | 2.0966 | 1.9557 | 6.3103 | -0.71112 | 0.0091477 | 0.0074843 | 0.94906 | 294.2801 | 30.81 | 30.9076 | 0.69679 | 16.1812 | 16.9944 | 17.2232 | 0.35651 | 0.038125 | 4.3119 | 17.3486 | 0.7596 | 1.7273 | 10.2394 | 9.7164 | 1.8053 | 2.602 | 14.2909 | 13.508 | 10.4588 | 9.7801 | 57.9192 | 57.0818 | 46.1087 | 50.2868
2245
2246 | 0.83325 | 2.6367 | 2 | 2.5033 | 6.9425 | 0.51507 | 0.015429 | 0.0059473 | 1.011 | 298.2181 | 42.8668 | 36.4336 | 1.2919 | 13.8004 | 14.5443 | 0.66416 | 0.093794 | 0.017143 | 1.4412 | 16 | 0.043714 | 0.32857 | 8.6442 | 8.2747 | 2.1554 | 3.822 | 12.5413 | 9.1491 | 8.988 | 5.8823 | 57.9534 | 78.9104 | 55.2226 | 75.2516
2247 | 1.9746 | 5.79 | 2 | 2.3956 | 8.3426 | 0.63829 | 0.0056738 | 0.0059374 | 2.4653 | 298.1544 | 48.3263 | 33.5728 | 1.597 | 12.0092 | 14.1011 | 1.3691 | 0.13286 | 0.0046336 | 1.9713 | 15.6703 | 1.5985 | 2.5485 | 10.1733 | 7.2647 | 2.921 | 4.9501 | 11.1789 | 5.7176 | 7.2494 | 4.4016 | 61.4497 | 78.7549 | 61.4419 | 91.8625
2248 | 3.0911 | 9.8113 | 2.316 | 2.1005 | 6.0226 | 0.78924 | 0.039129 | 0.0058741 | 2.4151 | 296.4801 | 46.2392 | 32.9757 | 1.2954 | 12.6534 | 14.3292 | 0.9399 | 0.010944 | 0.056735 | 1.9086 | 17.1616 | 2.0226 | 3.9589 | 7.8651 | 6.2639 | 2.2544 | 4.0057 | 13.1037 | 6.2059 | 8.8149 | 4.2699 | 50.1125 | 85.7705 | 52.5913 | 90.4364
2249 | 9.6255 | 20.2939 | 3 | 2.749 | 6.257 | 0.63219 | 0.18688 | 0.0068886 | 2.0291 | 292.7228 | 33.593 | 31.1069 | 0.74527 | 15.0793 | 16.6155 | 9.1551 | 0.23795 | 0.053125 | 12.6875 | 22 | 12.2681 | 13 | 8.1348 | 7.4911 | 1.5932 | 3.128 | 14.6755 | 10.5274 | 9.8941 | 6.9254 | 51.4063 | 60.6704 | 45.4816 | 66.3607
2250 |  |  |  | 2.8963 | 7.026 |  |  | 0.006754 | 1.5713 | 296.5006 | 37.911 | 32.8777 | 1.0835 | 14.5382 | 15.9317 | 26.7275 | [6 empty] | 7.5114 | 6.6468 | 2.1534 | 3.84 | 13.951 | 9.2456 | 10.0179 | 6.0097 | 48.4811 | 70.5567 | 46.7434 | 74.6777
2251
2252
2253 | 4.5578 | 11.0905 | 2 | 2.1902 | 5.7386 | -4.0649 | 0.11064 | 0.0069009 | 1.3325 | 295.4889 | 30.5698 | 29.3752 | 0.87297 | 16.1058 | 17.3992 | 3.7801 | 0.16646 | 0.061765 | 4.8974 | 19.8526 | 4.968 | 11.4439 | 10.7443 | 9.7422 | 1.648 | 3.1506 | 15.28 | 12.4918 | 12.225 | 9.7634 | 48.0106 | 62.4635 | 39.6329 | 51.7157
2254 | 10.852 | 24.0253 | 2.9384 | 2.2281 | 5.4829 | -0.40043 | 0.062882 | 0.0057114 | 3.0042 | 294.0127 | 46.433 | 33.4285 | 1.1545 | 12.2753 | 14.0925 | 2.4346 | 0.10658 | 0.089521 | 3.3465 | 18.4224 | 4.7671 | 10.0739 | 13.8384 | 9.867 | 2.1139 | 3.3702 | 12.0264 | 6.2959 | 7.4084 | 4.2476 | 50.6972 | 75.6513 | 57.6599 | 89.9412
2255
2256 | 2.1081 | 6.8515 | 2 | 3.0589 | 6.7418 | -2.0525 | 0.031429 | 0.0067945 | 1.2613 | 296.3929 | 38.5516 | 32.2341 | 1.0715 | 14.4195 | 15.6468 | 18.8907 | 0.21298 | 0.068214 | 3.4419 | 19.3954 | 5.6968 | 6.5179 | 7.6418 | 6.5384 | 2.1343 | 3.7673 | 13.7708 | 9.3106 | 9.9593 | 6.0034 | 47.3548 | 66.5605 | 47.5786 | 74.393
2257
2258
2259
2260 | 4.536 | 14.5338 | 2.3234 | 1.7498 | 4.1687 | 0.42545 | 0.031238 | 0.0055803 | 2.1735 | 296.9178 | 52.5155 | 35.4532 | 1.4281 | 11.1351 | 12.5325 | 1.2246 | 0.12158 | 0.10447 | 2.0238 | 15.7976 | 3.545 | 4.4868 | 8.9016 | 7.7068 | 2.2891 | 3.9076 | 10.2775 | 6.2321 | 6.3367 | 4.2186 | 53.368 | 71.9065 | 67.566 | 89.4522
2261 |  |  |  | 1.5572 | 5.5182
2262
2263 | 2.6611 | 7.7164 | 2 | 2.7593 | 6.8209 | 0.53647 | 0.051429 | 0.0060762 | 2.1854 | 296.4504 | 38.7301 | 38.2424 | 1.1882 | 14.448 | 16.1793 | 20.1222 | 0.33229 | 0.051429 | 3.4444 | 16.3333 | 9.4936 | 8.1429 | 11.6019 | 10.0356 | 2.3933 | 4.0184 | 13.6501 | 8.0452 | 9.3831 | 4.9394 | 65.8775 | 95.649 | 49.7853 | 80.6032
2264
2265 | 6.3984 | 18.0945 | 3 | 1.6075 | 3.9686 | -3.31 | 0.097931 | 0.0068616 | 3.5172 | 296.5997 | 32.3665 | 30.5827 | 1.0175 | 15.7713 | 17.6315 | 8.7882 | 0.3239 | 0.027241 | 7.1923 | 20.4231 | 1.361 | 7.1034 | 9.8235 | 8.5637 | 1.9361 | 3.6167 | 15.2724 | 10.9739 | 10.5568 | 7.2555 | 51.9848 | 66.5048 | 42.8251 | 64.8359
2266
2267
2268
2269
2270
2271 | 5.5031 | 12.8303 | 2.9574 | 3.7573 | 7.4954 | -0.96683 | 0.056702 | 0.006867 | 1.8776 | 293.8738 | 33.5585 | 30.0464 | 0.82231 | 15.2719 | 16.764 | 1.8982 | 0.089332 | 0.043723 | 4.6957 | 14.9783 | 3.5407 | 7.6596 | 7.2245 | 6.6786 | 1.7163 | 3.3849 | 14.9166 | 10.8175 | 10.2455 | 7.214 | 48.8848 | 59.2444 | 43.5641 | 65.4905
2272
2273
2274 | 2.3307 | 9.8172 | 2 | 2.7577 | 7.0268 | -5.625 | 0.005 | 0.0063797 | 1.5851 | 298.3558 | 44.6878 | 39.6896 | 1.3729 | 13.0421 | 14.3372 | 38.6444 | 0.34103 | 0.025 | 8 | 22 | 3.895 | 4.5 | 8.3684 | 7.3625 | 2.5307 | 4.2992 | 11.4995 | 7.5954 | 8.7856 | 5.1496 | 62.018 | 80.929 | 57.9243 | 80.9194
2275
2276 |  |  |  | 3.3768 | 8.0434
2277
2278
2279 | 8.8564 | 17.3141 | 3 | 2.7705 | 8.1019 | 1.1133 | 0.033885 | 0.0053642 | 3.9202 | 294.2195 | 48.7923 | 35.4281 | 1.2425 | 11.5508 | 13.8381 | 0.54492 | 0.0063347 | 0.061846 | 1.5304 | 12.9391 | 0.33115 | 1.7538 | 12.1763 | 8.378 | 2.1506 | 3.787 | 12.4581 | 5.411 | 7.3089 | 3.6341 | 59.3834 | 99.8046 | 55.177 | 96.1
2280
2281 | 5.125 | 14.0904 | 3 | 3.0265 | 7.3242 | -1.8953 | 0.078649 | 0.007188 | 2.4923 | 293.8282 | 30.035 | 26.3974 | 0.74389 | 15.8289 | 17.6241 | 29.1126 | 0.70957 | 0.034324 | 11.2353 | 22.0882 | 2.24 | 10.0541 | 10.9047 | 9.2804 | 1.6092 | 2.9386 | 14.8284 | 12.4948 | 11.8851 | 9.1184 | 51.2894 | 52.9678 | 40.6924 | 53.3671
2282 | 1.2243 | 4.2499 | 2 | 2.5732 | 8.8479 | -0.9404 | 0.0075 | 0.0059082 | 2.2174 | 298.1388 | 48.5476 | 34.1608 | 1.5847 | 12.019 | 14.0276 | 3.6939 | 0.027452 | 0.0025 | 1.3333 | 10.6667 | 1.7875 | 2.5 | 10.4691 | 7.4925 | 2.9138 | 4.8946 | 11.1199 | 5.7852 | 7.2581 | 4.4592 | 62.7603 | 80.5698 | 61.7384 | 91.7223
2283 | 11.6085 | 21.6108 | 3 | 2.1496 | 6.9547 | 0.33855 | 0.07869 | 0.0050392 | 4.3873 | 293.2242 | 46.6298 | 33.1742 | 1.1402 | 12.0148 | 14.3171 | 0.72571 | 0.028813 | 0.079306 | 2.0109 | 15.5657 | 1.1126 | 2.738 | 9.971 | 7.4318 | 1.9991 | 3.4262 | 12.8904 | 5.9533 | 7.6397 | 4.1636 | 56.685 | 93.0323 | 53.4415 | 92.0241
2284
2285
2286 |  |  |  | 1.8477 | 4.8364
2287
2288
2289
2290
2291
2292 | 6.1715 | 15.0348 | 2.0899 | 2.1622 | 5.2737 | 0.61137 | 0.053871 | 0.0057497 | 2.9481 | 295.4831 | 47.7686 | 33.1761 | 1.2733 | 12.0834 | 13.9856 | 1.0728 | 0.047695 | 0.083421 | 2.156 | 17.4171 | 4.0511 | 5.9719 | 8.1537 | 6.3073 | 2.0901 | 3.9218 | 12.8671 | 5.8405 | 8.2609 | 3.8827 | 52.4508 | 88.5172 | 53.1478 | 93.4487
2293
2294
2295 | 1.5497 | 5.4185 | 2 | 1.9744 | 5.5807 | -0.49782 | 0.015871 | 0.0065202 | 1.8372 | 297.1293 | 43.5839 | 30.6032 | 1.279 | 13.253 | 14.7086 | 2.5126 | 0.069631 | 0.024645 | 1.5993 | 13.963 | 0.4055 | 1.5787 | 9.5006 | 6.5992 | 2.4356 | 3.935 | 12.7072 | 7.3132 | 8.6959 | 5.0438 | 46.2737 | 65.5461 | 54.6785 | 83.1545
2296
2297 | 4.2025 | 10.9155 | 2 | 2.2767 | 8.2947 | 0.41555 | 0.026667 | 0.0058241 | 2.276 | 298.2544 | 48.4082 | 34.726 | 1.5947 | 12.0755 | 14.0807 | 6.9403 | 0.36496 | 0.0092593 | 4.3684 | 21.5789 | 1.3215 | 4.4074 | 11.0349 | 7.9499 | 2.9252 | 4.9415 | 11.0351 | 5.7802 | 7.3196 | 4.488 | 65.007 | 82.8325 | 61.9826 | 91.9119
2298
2299
2300
2301 | 1.1516 | 3.3213 | 2 | 2.5198 | 6.3224 | 1.7866 | 0.0052941 | 0.0068858 | 1.4973 | 296.4696 | 35.4265 | 30.6469 | 0.99922 | 15.1253 | 16.3591 | 27.9969 | 0.068423 | 0.0088235 | 2.25 | 17.75 | 0.23235 | 1.1765 | 9.3455 | 8.4459 | 2.0046 | 3.663 | 14.3782 | 10.3002 | 9.9028 | 6.3873 | 50.5827 | 64.9332 | 45.1718 | 69.5092
2302
2303 |  |  |  | 3.0215 | 7.2015
2304
2305
2306
2307
2308
2309 |  |  |  | 2.1886 | 5.3687
2310
2311
2312 | 3.8726 | 10.1645 | 2.005 | 2.1605 | 5.8266 | -0.93607 | 0.037359 | 0.0060002 | 2.7026 | 295.2321 | 43.8678 | 30.0295 | 1.1699 | 13.0697 | 14.8285 | 0.69882 | 0.022686 | 0.078605 | 1.4644 | 13.9476 | 2.4291 | 4.8123 | 8.8985 | 6.109 | 2.0853 | 3.6192 | 13.6017 | 6.5905 | 9.0053 | 4.5842 | 42.0448 | 70.7738 | 48.4635 | 87.8923
2313
2314
2315 | 5.9795 | 18.5403 | 2 | 2.2196 | 7.0713 | -12.1734 | 0.042759 | 0.007237 | 2.2589 | 294.3187 | 25.8504 | 27.7145 | 0.72665 | 17.1848 | 18.8711 | 3.5201 | 0.2031 | 0.06 | 1.5263 | 12.9474 | 0.72052 | 4.1897 | 12.3529 | 10.5591 | 1.6761 | 2.8283 | 15.9314 | 14.2099 | 13.0543 | 10.6401 | 54.8764 | 58.2708 | 36.9245 | 46.3062
2316
2317
2318 | 5.7233 | 14.7428 | 2.2787 | 2.2705 | 6.7001 | -0.41756 | 0.041224 | 0.0056344 | 3.0916 | 294.6482 | 44.4482 | 33.677 | 1.2446 | 12.5723 | 15.0298 | 0.59752 | 0.066718 | 0.085314 | 1.4803 | 13.8777 | 1.9996 | 4.1111 | 9.3662 | 7.6508 | 2.256 | 4.074 | 13.239 | 5.991 | 7.4751 | 4.2627 | 55.9071 | 90.8774 | 52.3185 | 92.2085
2319 | 2.5087 | 7.2795 | 2.48 | 3.6414 | 8.7724 | -9.8402 | 0.0004 | 0.0074293 | 2.052 | 291.6148 | 24.656 | 20.3638 | 0.54854 | 17.0615 | 18.7336 | 7.6668 | 0.47052 | 0.0192 | 3.1333 | 20.8667 | 0.23 | 0.36 | 9.9677 | 8.4285 | 1.5079 | 2.5038 | 16.5686 | 14.2378 | 12.4401 | 10.3543 | 43.8595 | 39.6566 | 34.2174 | 46.1487
2320
2321
2322 | 5.731 | 14.7355 | 2 | 2.0588 | 5.4196 | -4.2773 | 0.036667 | 0.0072827 | 1.7356 | 292.8276 | 31.6183 | 29.4815 | 0.66897 | 15.6096 | 17.0546 | 25.9565 | 0.57098 | 0.035833 | 7.1667 | 19.3333 | 7.9117 | 16.4167 | 8.0102 | 7.4014 | 1.5519 | 2.9485 | 14.8738 | 11.5538 | 10.171 | 7.5851 | 50.0269 | 53.9989 | 44.129 | 60.7408
2323
2324
2325
2326
2327
2328
2329 |  |  |  | 2.124 | 5.3094 |  |  | 0.0072238 | 1.4539 | 293.5527 | 33.4259 | 32.9679 | 0.72615 | 15.3879 | 16.7583 | 50.3765 | [6 empty] | 8.7858 | 7.9063 | 1.6378 | 3.1099 | 14.6461 | 11.2507 | 10.2732 | 7.1659 | 55.2512 | 62.8784 | 45.4287 | 64.258
2330 | 5.0379 | 13.2194 | 2.5158 | 2.0051 | 6.0549 | -0.16828 | 0.027947 | 0.0066582 | 2.9416 | 294.9222 | 38.0771 | 34.6606 | 1.0202 | 14.2793 | 16.2264 | 0.88319 | 0.19056 | 0.037687 | 1.5382 | 12.8474 | 0.70284 | 1.455 | 11.0843 | 9.0875 | 2.0939 | 3.7551 | 14.3113 | 8.1158 | 8.0075 | 4.8912 | 56.6111 | 89.9676 | 48.7663 | 80.0859
2331
2332 | 5.4141 | 12.9751 | 2 | 2.2233 | 6.0841 | -0.30419 | 0.050346 | 0.0056287 | 3.5921 | 294.4994 | 44.4205 | 31.5707 | 1.1374 | 12.8294 | 14.8643 | 1.6712 | 0.090303 | 0.083187 | 2.2457 | 16.0819 | 4.5349 | 5.4042 | 8.7081 | 6.7003 | 1.9481 | 3.5318 | 13.7722 | 6.1387 | 8.8596 | 4.1349 | 50.129 | 89.8155 | 49.2544 | 90.9267
2333
2334 | 4.0521 | 13.5235 | 2 | 2.166 | 6.4135 | 0.125 | 0.02 | 0.0072912 | 1.1551 | 291.3809 | 24.1616 | 23.7517 | 0.50608 | 17.4049 | 18.6056 | 22.9795 | 0.32196 | 0.19 | 10 | 22 | 2.11 | 8 | 10.5954 | 9.4079 | 1.3293 | 1.9281 | 16.5675 | 15.5104 | 13.461 | 13.6394 | 43.4476 | 43.2907 | 31.7668 | 36.0951
2335
2336 | 14.637 | 33.2719 | 2 | 4.0322 | 8.9322 | 1.4929 | 0.065991 | 0.0069961 | 2.8053 | 290.4732 | 19.2081 | 22.7055 | 0.44239 | 18.7934 | 20.9904 | 1.4107 | 0.12124 | 0.086954 | 2.4606 | 16.7548 | 3.3327 | 9.6828 | 13.9514 | 12.0298 | 1.344 | 1.9695 | 18.2596 | 14.9031 | 13.4423 | 10.9148 | 46.7615 | 53.6825 | 30.4179 | 42.3264
2337
2338 | 0.88084 | 3.8779 | 2 | 2.2526 | 7.7449 | 0.4806 | 0.0020833 | 0.0068882 | 1.17 | 296.3875 | 37.5584 | 32.7338 | 0.98938 | 14.451 | 15.3657 | 3.4917 | 0.080624 | 0.0077083 | 1.3636 | 15.5636 | 0.21271 | 0.89583 | 8.8914 | 8.6966 | 1.8819 | 3.4304 | 13.3406 | 11.4531 | 9.9771 | 8.2735 | 53.345 | 60.7155 | 49.7718 | 59.5905
2339 |  |  |  | 3.0903 | 7.4011 |  |  | 0.0065096 | 1.5297 | 297.8149 | 43.6915 | 39.3955 | 1.2986 | 13.1842 | 14.4837 | 37 | [6 empty] | 8.4033 | 7.6295 | 2.3785 | 4.1537 | 11.6283 | 7.8962 | 8.9589 | 5.2971 | 62.3246 | 80.8454 | 57.0172 | 79.7875
2340
2341 |  |  |  | 1.4224 | 4.4676 |  |  | 0.0069852 | 2.7619 | 295.8793 | 26.373 | 27.3593 | 0.86516 | 17.4224 | 19.2936 | 1 | [6 empty] | 10.8725 | 8.7956 | 1.9891 | 3.2865 | 16.0325 | 13.2855 | 12.8133 | 10.3108 | 49.6175 | 58.5649 | 37.7787 | 50.7088
2342 |  |  |  | 1.5609 | 4.7875
2343 | 11.9651 | 24.4779 | 3 | 1.8993 | 6.4399 | 0.99938 | 0.079538 | 0.0050943 | 4.2856 | 292.9864 | 50.7891 | 34.475 | 1.2193 | 10.9185 | 13.2295 | 1.692 | 0.061999 | 0.11137 | 2.2747 | 15.5652 | 2.1112 | 8.5141 | 10.7957 | 7.8075 | 2.0624 | 3.5405 | 11.8187 | 5.3399 | 6.5473 | 3.7503 | 61.0209 | 90.6773 | 58.7241 | 96.0396
2344
2345
2346 | 5.8284 | 14.8747 | 2 | 1.6162 | 4.9254 | 0.096901 | 0.066397 | 0.0057007 | 3.0611 | 295.8519 | 48.9063 | 34.0965 | 1.3198 | 11.87 | 13.7259 | 2.2794 | 0.11826 | 0.040328 | 2.8928 | 17.8268 | 5.8332 | 8.3444 | 8.1131 | 6.4329 | 2.2617 | 4.0768 | 12.6394 | 5.5787 | 8.3474 | 3.8538 | 54.3535 | 91.5633 | 54.4259 | 94.4358
2347 | 10.5115 | 23.0559 | 3 | 1.4531 | 3.8254 | 7.4604 | 0.16 | 0.0070064 | 3.2323 | 297.0744 | 30.9312 | 29.3673 | 1.0054 | 16.2332 | 18.0291 | 7.3979 | 0.056517 | 0.028636 | 5.3158 | 21.1053 | 0.46773 | 14.3636 | 9.4253 | 8.2772 | 1.9431 | 3.6142 | 15.6504 | 11.7327 | 11.0773 | 7.688 | 50.4927 | 62.5701 | 41.219 | 61.9898
2348
2349 | 1.4876 | 3.4318 | 2 | 2.4483 | 7.5341 | 0.60852 | 0.016162 | 0.0065666 | 1.9591 | 297.9892 | 45.2767 | 31.5819 | 1.3838 | 12.9328 | 14.5108 | 1.6353 | 0.021775 | 0.049293 | 1.7231 | 15.8095 | 2.209 | 3.2222 | 9.6516 | 6.8844 | 2.6409 | 4.2406 | 11.8557 | 6.4617 | 8.3354 | 4.4761 | 50.547 | 83.414 | 57.3679 | 88.5408
2350
2351 |  |  |  | 2.4634 | 8.5075 |  |  | 0.0074209 | 1.0107 | 293.0205 | 27.5745 | 25.4715 | 0.62703 | 16.7907 | 17.6709 | 30.375 | [6 empty] | 8.1025 | 8.5458 | 1.6249 | 2.1624 | 16.1761 | 15.401 | 12.6231 | 11.479 | 44.5179 | 44.7953 | 36.9212 | 40.8783
2352
2353
2354
2355
2356
2357 | 16.8761 | 51.41 | 2 | 2.3383 | 5.7274 | -0.4375 | 0.005 | 0.0066131 | 1.3383 | 295.0187 | 42.8635 | 34.8461 | 1.0153 | 13.2058 | 14.5169 | 1.8606 | 0.125 | 0.025 |  |  | 0.17 | 0.5 | 9.3425 | 7.7954 | 2.0772 | 3.7567 | 12.8409 | 7.9334 | 7.9888 | 4.775 | 54.0574 | 75.3648 | 53.5543 | 82.9881
2358
2359 | 17.7466 | 48.2918 | 3 | 1.7895 | 4.869 | -3.7867 | 0.095818 | 0.0071459 | 3.4913 | 294.7975 | 23.1387 | 23.5182 | 0.74747 | 17.9612 | 20.0396 | 1.6317 | 0.27223 | 0.045502 | 9.5854 | 21.9268 | 0.29018 | 6.5818 | 10.8846 | 8.93 | 1.7551 | 2.8836 | 16.7204 | 14.1609 | 13.1026 | 11.1364 | 43.4134 | 50.2452 | 35.3653 | 45.6239
2360 | 2.1443 | 6.3286 | 2 | 4.3668 | 10.5759 | -3.9844 | 0.019455 | 0.0062112 | 1.9243 | 297.4163 | 44.4641 | 38.4955 | 1.3086 | 13.1155 | 14.5221 | 0.84231 | 0.061372 | 0.020213 | 1.4925 | 13.6985 | 2.2105 | 2.6468 | 7.8893 | 6.6771 | 2.3278 | 3.985 | 12.4462 | 7.4977 | 9.243 | 5.0649 | 58.2277 | 84.7045 | 54.1695 | 83.5547
2361
2362 | 12.0619 | 23.4179 | 3 | 3.0256 | 7.5866 | 3.2003 | 0.077875 | 0.0067332 | 2.6639 | 294.2533 | 36.3971 | 31.3885 | 0.91544 | 14.6315 | 16.4902 | 0.28514 | 0.15511 | 0.073938 | 1.7822 | 14.4059 | 2.2951 | 16.1187 | 10.7027 | 9.4591 | 1.8008 | 3.6104 | 14.7103 | 8.7858 | 9.4949 | 5.5523 | 56.1628 | 72.2437 | 45.3181 | 77.3307
2363 |  |  |  | 2.4153 | 5.8777 |  |  | 0.0065773 | 2.8423 | 297.3859 | 37.422 | 38.0386 | 1.201 | 14.483 | 16.4266 | 36.944 | [6 empty] | 12.3732 | 10.846 | 2.5381 | 4.0937 | 13.4523 | 9.096 | 8.4879 | 5.2416 | 70.7795 | 95.0819 | 50.7334 | 75.7598
2364 |  |  |  | 1.644 | 4.463
2365
2366 |  |  |  | 2.6462 | 6.6537
2367
2368 | 4.363 | 10.5895 | 2 | 2.0146 | 5.2147 | 0.45837 | 0.04109 | 0.006481 | 2.3017 | 296.0239 | 43.6199 | 32.3316 | 1.2152 | 13.112 | 14.7189 | 1.2251 | 0.026277 | 0.046126 | 1.9081 | 16.2933 | 3.006 | 6.9637 | 13.4037 | 9.524 | 2.1281 | 3.7711 | 12.9018 | 6.9178 | 8.781 | 4.6803 | 45.0969 | 75.6878 | 50.4865 | 86.5376
2369
2370 |  |  |  | 1.5609 | 4.7875
2371 | 1.0455 | 4.1006 | 2 | 2.1332 | 5.3385 | -0.4615 | 0.0081818 | 0.0071586 | 1.5982 | 293.3666 | 32.2221 | 31.5753 | 0.71419 | 15.6504 | 17.0677 | 53.098 | 0.60109 | 0.018636 | 7.5714 | 17.1429 | 1.4786 | 1.1818 | 8.6352 | 7.7893 | 1.5815 | 3.1091 | 14.9971 | 11.2945 | 10.1945 | 7.0847 | 53.4064 | 62.0359 | 44.8266 | 64.158
2372 | 2.686 | 7.3984 | 2 | 2.629 | 6.4584 | -0.65101 | 0.013876 | 0.0054893 | 2.2157 | 295.9608 | 51.6741 | 33.0559 | 1.3356 | 11.3586 | 12.7623 | 0.63407 | 0.022926 | 0.035504 | 1.6 | 16.4286 | 0.30395 | 1.2093 | 7.8262 | 6.7513 | 2.178 | 3.7167 | 11.2269 | 6.2726 | 7.6205 | 4.366 | 45.0921 | 69.9086 | 61.7386 | 90.1583
2373
2374
2375 | 11.1601 | 24.0208 | 2.9421 | 2.058 | 5.3181 | 0.71616 | 0.079073 | 0.0060391 | 3.5048 | 294.2393 | 45.281 | 30.7436 | 1.1632 | 12.3806 | 14.4315 | 2.3482 | 0.02749 | 0.062008 | 3.5909 | 18.6307 | 0.050772 | 0.10039 | 12.3361 | 8.3442 | 2.0646 | 3.5498 | 12.6153 | 6.3087 | 7.9123 | 4.3772 | 47.1433 | 72.3376 | 53.4024 | 89.5388
2376
2378
2379 | 8.8145 | 29.3235 | 2 | 2.7903 | 7.3318 | -0.68751 | 0.073228 | 0.0060322 | 2.1454 | 296.5626 | 40.2094 | 35.0658 | 1.2192 | 14.088 | 15.789 | 1.8719 | 0.22053 | 0.045343 | 3.413 | 16.663 | 4.0326 | 4.1958 | 9.8957 | 8.1691 | 2.3788 | 3.9981 | 13.3618 | 7.7165 | 8.7932 | 4.7569 | 57.4688 | 84.7197 | 51.1228 | 82.2389
2380
2381
2382 | 12.0465 | 24.8625 | 2 | 2.2599 | 5.9137 | 0.57281 | 0.066918 | 0.0069525 | 3.252 | 290.5792 | 17.512 | 19.625 | 0.43456 | 19.3941 | 21.9229 | 2.6385 | 0.19029 | 0.066012 | 2.7633 | 19.4245 | 1.6215 | 7.3384 | 12.1609 | 9.9242 | 1.3137 | 2.0711 | 18.9681 | 15.2383 | 15.2332 | 11.5714 | 39.3054 | 46.4168 | 26.3593 | 41.1305
2383 |  |  |  | 1.6814 | 4.6697
2384 | 9.9871 | 21.8264 | 2.837 | 2.072 | 5.8063 | 1.0258 | 0.082034 | 0.0056177 | 3.6482 | 294.1631 | 47.9396 | 31.6892 | 1.2307 | 11.787 | 13.884 | 3.0418 | 0.14861 | 0.093597 | 3.3507 | 17.5237 | 4.1655 | 9.7597 | 10.7106 | 6.996 | 2.1282 | 3.7414 | 12.7073 | 5.7938 | 7.7045 | 3.9274 | 48.461 | 79.8442 | 54.2864 | 93.6641
2385 |  |  |  | 2.1795 | 5.719
2386 | 5.6831 | 14.0996 | 2 | 2.2277 | 6.2722 | -0.11261 | 0.033869 | 0.0046788 | 2.1506 | 292.116 | 42.2658 | 31.708 | 1.0518 | 13.2158 | 15.4137 | 0.69673 | 0.079969 | 0.084412 | 1.3571 | 12.0536 | 0.59837 | 2.1109 | 8.0684 | 7.0468 | 1.8921 | 3.3271 | 12.9457 | 6.4097 | 8.1193 | 4.9386 | 50.4269 | 82.756 | 54.2306 | 88.5439
2387 |  |  |  | 2.2903 | 7.4258 |  |  | 0.0072977 | 1.17 | 296.1778 | 34.5419 | 30.1697 | 0.9304 | 15.0248 | 15.966 | 31.1165 | [6 empty] | 8.5246 | 8.7733 | 1.8751 | 3.3177 | 14.2783 | 12.6172 | 11.1688 | 9.4489 | 50.3658 | 55.6493 | 45.2318 | 53.5452
2388 |  |  |  | 1.7711 | 5.7163 |  |  | 0.0072764 | 2.4933 | 294.9013 | 30.1199 | 26.9123 | 0.80795 | 15.976 | 17.7523 | 52 | [6 empty] | 10.5411 | 9.0966 | 1.7385 | 3.1482 | 14.2262 | 12.4833 | 11.8611 | 9.2195 | 51.7645 | 53.4925 | 42.5598 | 52.8893
2389
2390
2391
2392
2393
2394
2395 | 7.692 | 16.447 | 3 | 3.0832 | 8.1663 | 0.7921 | 0.043155 | 0.0062304 | 3.7708 | 294.4928 | 43.7325 | 35.4032 | 1.1872 | 13.137 | 15.3292 | 1.1101 | 0.1312 | 0.08119 | 4.4706 | 19.8626 | 1.6332 | 5.0357 | 10.3398 | 7.7666 | 2.2449 | 4.0983 | 13.4202 | 5.741 | 6.7754 | 3.7831 | 56.5905 | 92.8486 | 53.1748 | 94.4172
2396 |  |  |  | 4.6624 | 10.225
2397
2398 |  |  |  | 2.4423 | 5.8003
2399
2400
2401 | 4.7048 | 14.598 | 2 | 2.2724 | 6.2811 | -0.2972 | 0.02318 | 0.0054911 | 2.6645 | 294.5961 | 44.9501 | 32.7408 | 1.2453 | 12.4841 | 14.8381 | 0.97695 | 0.085359 | 0.03507 | 1.6751 | 14.4774 | 0.047183 | 0.059972 | 11.9233 | 8.6288 | 2.2175 | 4.0142 | 13.3147 | 5.9478 | 7.5195 | 4.169 | 57.8432 | 86.3485 | 52.0099 | 92.2622
2402 | 0.95076 | 3.5594 | 2 | 1.9467 | 6.2376 | -0.12494 | 0.0060957 | 0.0065309 | 1.4128 | 297.7613 | 43.3064 | 31.5544 | 1.3043 | 13.5025 | 14.7918 | 0.87997 | 0.13442 | 0.0098545 | 1.9484 | 14.4127 | 1.4416 | 1.2015 | 10.8658 | 7.7081 | 2.4154 | 3.8788 | 12.6837 | 7.6621 | 9.5914 | 5.3901 | 48.8949 | 66.7635 | 53.8891 | 79.9543
2403 |  |  |  | 1.6764 | 4.6534 |  |  | 0.0072945 | 1.9263 | 294.0184 | 28.631 | 23.6896 | 0.69143 | 16.4756 | 17.9719 | 15.6789 | [6 empty] | 7.3323 | 6.7515 | 1.6586 | 3.0257 | 15.7258 | 12.5694 | 10.2826 | 8.1226 | 40.4347 | 47.1269 | 39.4945 | 57.5158
2404 |  |  |  | 1.7295 | 6.6533
2405 | 1.3058 | 4.2387 | 2 | 2.4769 | 7.1975 | -0.39464 | 0.0061176 | 0.0045037 | 1.3958 | 291.4038 | 44.1956 | 33.2734 | 1.0192 | 12.7536 | 14.4418 | 0.41721 | 0.098381 | 0.022 | 3.4561 | 16.1404 | 0.13404 | 1.1216 | 8.8931 | 7.6019 | 1.8472 | 3.1366 | 12.6357 | 6.5062 | 7.702 | 5.0967 | 52.5194 | 81.7199 | 56.4991 | 87.5186
2406 | 0.70732 | 2.7108 | 2 | 2.4932 | 7.5042 | -1.1037 | 0.0042857 | 0.0072086 | 1.2237 | 296.2511 | 34.8908 | 30.5235 | 0.94519 | 14.9807 | 15.9365 | 11.9808 | 0.15612 | 0.0064286 | 1.5556 | 10.6667 | 0.39464 | 0.57143 | 8.4276 | 8.7672 | 1.8652 | 3.3268 | 14.3387 | 12.4103 | 11.1038 | 9.281 | 50.3997 | 55.9648 | 45.1827 | 54.2593
2407 | 0.87373 | 3.425 | 2 | 2.0936 | 7.2037 | -0.1868 | 0.0057488 | 0.0071907 | 1.0085 | 296.0547 | 34.6116 | 30.8573 | 0.91309 | 15.1108 | 15.9728 | 11.8278 | 0.14615 | 0.01913 | 2.2409 | 16.0876 | 1.5617 | 2.1787 | 8.9893 | 8.7451 | 1.8545 | 3.3077 | 14.2899 | 12.4841 | 11.0354 | 9.2411 | 50.1449 | 56.0908 | 44.692 | 54.1863
2408 | 6.7167 | 14.493 | 2 | 2.1586 | 6.331 | -0.30147 | 0.041579 | 0.0072912 | 1.1552 | 291.3811 | 24.1618 | 23.752 | 0.50609 | 17.4048 | 18.6055 | 12.9 | 0.15964 | 0.4672 | 4.2 | 16.1 | 5.5595 | 6.2105 | 10.5955 | 9.4079 | 1.3293 | 1.9281 | 16.5675 | 15.5104 | 13.4609 | 13.6394 | 43.4479 | 43.2904 | 31.7672 | 36.0949
2409 | 1.8328 | 5.8983 | 2 | 1.8896 | 5.0274 | 0.20219 | 0.0038858 | 0.0059886 | 1.2806 | 298.0904 | 50.8236 | 36.4837 | 1.4727 | 11.7748 | 12.8944 | 1.5979 | 0.088736 | 0.0097516 | 2.3893 | 19.106 | 1.0156 | 1.4897 | 7.6118 | 7.0756 | 2.6867 | 4.0572 | 10.9842 | 6.6182 | 7.4942 | 4.4129 | 51.6231 | 78.2946 | 63.1542 | 87.7181
2410
2411
2412 | 11.165 | 26.2302 | 3 | 1.7203 | 4.1661 | -1.174 | 0.07513 | 0.0048478 | 2.9468 | 290.9165 | 47.4004 | 34.3776 | 0.9546 | 11.9454 | 13.6035 | 1.077 | 0.026034 | 0.1686 | 3.3929 | 16.4071 | 1.2426 | 6.0422 | 11.396 | 9.508 | 1.6771 | 2.752 | 11.3285 | 6.7224 | 6.9797 | 4.7248 | 55.447 | 77.4182 | 60.5146 | 86.246
2413
2414
2415
2416
2417
2418
2419 | 5.8258 | 14.8877 | 2 | 2.4577 | 6.0677 | 1.1889 | 0.12231 | 0.0071925 | 1.7823 | 293.1111 | 31.9212 | 27.3527 | 0.70804 | 15.3692 | 16.8455 | 25.4997 | 0.59526 | 0.019231 | 14.25 | 22 | 9.43 | 9.9231 | 7.3983 | 6.7965 | 1.5687 | 3.0569 | 14.7516 | 11.4233 | 10.2796 | 7.6035 | 47.0341 | 50.8814 | 43.1316 | 61.0384
2420 |  |  |  | 2.6267 | 7.3153 |  |  | 0.0069767 | 3.261 | 289.7354 | 17.7527 | 20.9207 | 0.40734 | 18.7031 | 21.5936 | 34.1477 | [6 empty] | 13.194 | 11.7721 | 1.3146 | 1.8893 | 19.8595 | 14.1806 | 14.384 | 9.6683 | 45.2472 | 59.5689 | 24.5953 | 46.676
2421 | 10.318 | 43.5359 | 2 | 2.193 | 7.1871 | 2.1858 | 0.073333 | 0.0039353 | 2.5205 | 290.6845 | 45.8097 | 36.162 | 1.0109 | 12.4263 | 14.52 | 7.7407 | 0.29965 | 0.022716 | 6.25 | 19.875 | 0.45556 | 11 | 14.5985 | 11.009 | 1.7785 | 3.0754 | 11.9734 | 5.8908 | 7.2825 | 4.5692 | 62.8104 | 99.7301 | 58.706 | 91.3863
2422 |  |  |  | 3.4134 | 8.0929
2423 | 6.0198 | 15.2091 | 2.4068 | 2.3614 | 6.0368 | -0.21322 | 0.1722 | 0.0071215 | 1.8745 | 292.7899 | 32.6876 | 29.5814 | 0.70268 | 15.2951 | 16.7881 | 15.838 | 0.47039 | 0.038305 | 12.8393 | 21.6964 | 3.5686 | 10.678 | 7.771 | 7.1763 | 1.5612 | 3.0705 | 14.7922 | 11.023 | 10.0582 | 7.2519 | 49.6477 | 56.2017 | 44.5037 | 63.6684
2424 | 2.1248 | 8.0427 | 2 | 2.1674 | 5.6561 | -1.4954 | 0.0052632 | 0.0061104 | 1.0973 | 299.1981 | 50.511 | 37.0856 | 1.5613 | 12.025 | 13.023 | 1.5187 | 0.052591 | 0.013938 | 2.4245 | 15.4906 | 1.5762 | 1.3968 | 6.4076 | 5.9208 | 3.0128 | 4.3124 | 10.9042 | 6.4982 | 7.9967 | 4.3252 | 51.2318 | 79.9786 | 63.0028 | 88.9524
2425 | 2.1396 | 6.0847 | 2 | 2.5108 | 8.1428 | 0.038758 | 0.00775 | 0.0060157 | 2.5617 | 298.0789 | 48.8918 | 32.9472 | 1.6055 | 11.8404 | 13.9593 | 1.3252 | 0.10693 | 0.0050833 | 1.8056 | 13.5 | 1.8335 | 1.925 | 9.2622 | 6.5419 | 2.932 | 4.9451 | 11.2079 | 5.6423 | 7.1389 | 4.2922 | 58.8655 | 75.5089 | 61.651 | 92.3184
2426
2427 | 14.2491 | 30.3615 | 2 | 1.5914 | 6.0417 | 0.5883 | 0.057861 | 0.0069229 | 3.3535 | 290.1062 | 18.4251 | 21.0649 | 0.42726 | 18.6798 | 21.6799 | 2.0943 | 0.14364 | 0.19089 | 2.8327 | 18.3463 | 0.46475 | 9.7222 | 13.013 | 10.7521 | 1.2495 | 1.8276 | 19.0246 | 13.5983 | 14.4313 | 10.382 | 44.0163 | 57.6624 | 26.0833 | 46.4728
2428
2429 | 2.3282 | 6.8212 | 2 | 1.8431 | 5.2146 | -0.88705 | 0.015946 | 0.0063409 | 2.2466 | 296.9672 | 43.6924 | 32.7075 | 1.2825 | 13.168 | 14.8012 | 1.5911 | 0.11872 | 0.046577 | 1.5397 | 13.0952 | 0.67901 | 1.9459 | 13.7102 | 9.5891 | 2.3027 | 3.9218 | 13.2714 | 7.0746 | 9.0738 | 4.8066 | 45.3648 | 72.7797 | 50.7268 | 85.5392
2430
2431
2432 | 4.0678 | 10.2658 | 2.74 | 1.6162 | 5.0563 | -0.091608 | 0.01495 | 0.0069246 | 2.6086 | 295.0517 | 33.6192 | 30.1932 | 0.89232 | 15.1784 | 16.9952 | 5.1592 | 0.16839 | 0.0242 | 2.4104 | 16.2015 | 2.5911 | 4.56 | 10.7208 | 8.5956 | 1.8532 | 3.4985 | 15.1416 | 9.567 | 9.922 | 5.9833 | 51.6467 | 77.3329 | 43.3863 | 73.2046
2433 | 5.3795 | 13.8557 | 3 | 2.1539 | 6.0513 | 0.071561 | 0.045 | 0.0057301 | 3.9644 | 296.1009 | 46.1165 | 33.7934 | 1.3038 | 12.3124 | 14.4532 | 1.1216 | 0.10525 | 0.069114 | 2.2581 | 16.341 | 3.9341 | 5.6867 | 9.3476 | 7.4677 | 2.2245 | 3.9022 | 13.1203 | 6.0467 | 8.388 | 4.1939 | 55.3955 | 97.5975 | 52.0102 | 91.3806
2434
2435 |  |  |  | 2.2815 | 5.7822 |  |  | 0.0070749 | 2.762 | 295.3034 | 24.4978 | 25.9774 | 0.80221 | 17.7212 | 19.6399 | 3.5189 | [6 empty] | 11.1678 | 9.3229 | 1.6819 | 3.0108 | 16.6666 | 14.1965 | 14.0027 | 11.5636 | 47.6261 | 56.2021 | 34.0233 | 46.1334
2436 | 8.4399 | 17.6304 | 2 | 2.9183 | 8.541 | -0.047925 | 0.055754 | 0.0052958 | 4.683 | 294.3399 | 44.7436 | 34.2176 | 1.2422 | 12.4091 | 15.1831 | 0.79216 | 0.046511 | 0.058414 | 1.8239 | 13.8697 | 4.3193 | 4.6905 | 8.7036 | 7.8232 | 2.2194 | 3.967 | 12.9444 | 5.7683 | 7.4633 | 4.2441 | 55.9458 | 93.9978 | 53.5982 | 93.4959
2437
2438 |  |  |  | 2.6273 | 7.2065 |  |  | 0.0069695 | 3.277 | 289.7867 | 17.9378 | 20.9981 | 0.41253 | 18.6504 | 21.5507 | 33.9901 | [6 empty] | 13.1768 | 11.7506 | 1.3215 | 1.9025 | 19.7873 | 14.0826 | 14.275 | 9.5778 | 45.2528 | 59.9187 | 24.8635 | 47.1728
2439 | 7.5887 | 28.3597 | 2 | 3.3189 | 8.6992 | -0.11881 | 0.047542 | 0.0062048 | 2.0546 | 296.2656 | 42.8683 | 35.3787 | 1.222 | 13.4779 | 15.1335 | 12.6222 | 0.47427 | 0.028659 | 6.5245 | 19.9301 | 4.5104 | 4.6425 | 9.5945 | 7.5735 | 2.3286 | 4.0948 | 13.0228 | 6.982 | 7.8912 | 4.2257 | 58.0806 | 85.3382 | 53.0136 | 86.4864
2440 | 3.7192 | 8.8589 | 2 | 2.6706 | 7.3642 | -0.3064 | 0.023537 | 0.006541 | 2.2111 | 297.454 | 46.1695 | 32.7866 | 1.3615 | 12.6555 | 14.3213 | 0.83159 | 0.066392 | 0.050203 | 1.7826 | 15.9006 | 1.3882 | 3.2317 | 8.4672 | 6.6881 | 2.581 | 4.2423 | 12.0102 | 6.208 | 8.1837 | 4.1351 | 52.0847 | 91.6139 | 57.3066 | 90.9729
2441
2442 |  |  |  | 1.8429 | 6.5742
2443
2444 | 14.0628 | 35.8147 | 2 | 2.3149 | 6.8335 | -2.2275 | 0.054821 | 0.0068899 | 3.6793 | 291.1788 | 20.1849 | 22.4839 | 0.53785 | 18.0758 | 21.0536 | 0.76971 | 0.1162 | 0.076521 | 1.3265 | 13.2245 | 0 | 0 | 13.2166 | 11.3607 | 1.4879 | 2.1254 | 18.3372 | 13.5643 | 14.0485 | 10.1777 | 47.0929 | 60.998 | 28.6752 | 47.5888
2445 | 5.0727 | 11.5294 | 2 | 1.8171 | 4.8548 | 2.5625 | 0.055 | 0.0066135 | 1.6157 | 296.1547 | 39.6551 | 35.3503 | 1.0381 | 14.0804 | 15.4209 | 1 | 0.18959 | 0 | 4 | 22 | 0.17 | 4.5 | 10.2241 | 8.77 | 2.028 | 3.6748 | 13.28 | 9.1638 | 9.1047 | 5.8095 | 62.003 | 72.1696 | 50.8567 | 75.1986
2446
2447 | 2.5821 | 8.3241 | 2 | 2.0022 | 5.7646 | -1.5114 | 0.035476 | 0.0068811 | 1.4383 | 295.9956 | 35.9549 | 31.1692 | 0.97213 | 14.9374 | 16.2888 | 28.817 | 0.6803 | 0.03619 | 11.0294 | 21.5294 | 1.6695 | 3.8333 | 9.9947 | 8.8978 | 2.0644 | 3.6248 | 13.6377 | 10.6634 | 10.2595 | 7.223 | 57.7775 | 60.2239 | 47.0963 | 66.0721
2448 |  |  |  | 2.7064 | 6.3262 |  |  | 0.0065396 | 1.471 | 295.9775 | 38.8791 | 34.6052 | 1.0547 | 14.2921 | 15.6404 | 21.5832 | [6 empty] | 7.4083 | 6.9575 | 2.1534 | 3.776 | 14.0021 | 8.9654 | 9.6055 | 5.7548 | 49.5369 | 74.8175 | 47.4978 | 76.3202
2449 | 1.4427 | 3.6145 | 2 | 3.3571 | 7.5785 | -2.0211 | 0.0036 | 0.0063938 | 0.82566 | 296.0102 | 41.7706 | 34.6972 | 1.022 | 13.7334 | 14.6151 | 0.15906 | 0.12078 | 0.01304 | 1.5 | 12.6389 | 0.25384 | 0.232 | 8.1368 | 8.0252 | 1.8626 | 3.3284 | 12.6093 | 9.0881 | 7.6447 | 5.5375 | 57.7261 | 71.1605 | 55.3662 | 75.193
2450
2451
2452
2453
2454
2455 |  |  |  | 2.6938 | 6.5821 |  |  | 0.0066036 | 1.3883 | 296.3897 | 39.5103 | 35.841 | 1.0882 | 14.2355 | 15.5388 | 23.5247 | [6 empty] | 7.3003 | 6.8743 | 2.1793 | 3.8365 | 13.4119 | 9.1544 | 9.917 | 6.095 | 55.1542 | 73.2346 | 49.6556 | 74.5038
2456
2457
2458 | 3.9899 | 11.6684 | 2 | 2.0028 | 5.4456 | -0.33316 | 0.042733 | 0.0071942 | 1.6944 | 293.9691 | 29.9001 | 23.7711 | 0.69061 | 16.2168 | 17.6011 | 3.2412 | 0.15582 | 0.036399 | 2.3673 | 16.0765 | 2.8556 | 6.7138 | 6.6031 | 6.1883 | 1.7168 | 2.9592 | 15.2046 | 11.9775 | 9.6381 | 7.3252 | 38.686 | 48.1485 | 42.9177 | 61.7689
2459
2460
2461 | 13.2857 | 28.19 | 3 | 2.1452 | 6.7393 | 2.5397 | 0.096122 | 0.0053372 | 3.7492 | 294.1616 | 48.3086 | 32.7583 | 1.2383 | 11.6778 | 13.8316 | 3.0309 | 0.07736 | 0.10873 | 3.65 | 19.4583 | 2.3124 | 8.7008 | 11.8193 | 7.678 | 2.1188 | 3.5842 | 12.5605 | 5.8121 | 7.6493 | 3.9909 | 48.9211 | 81.9442 | 54.8225 | 93.4807
2462
2463
2464
2465
2466
2467
2468
2469
2470 | 5.5206 | 16.2696 | 2 | 2.1507 | 5.737 | -0.63389 | 0.04775 | 0.0057121 | 3.0384 | 295.9443 | 49.0832 | 33.9632 | 1.3263 | 11.8394 | 13.6975 | 2.0894 | 0.097262 | 0.064125 | 1.5676 | 11.5405 | 3.51 | 4.1 | 8.2271 | 6.4097 | 2.2851 | 4.1241 | 12.573 | 5.515 | 8.3011 | 3.7788 | 54.1527 | 91.6093 | 54.7225 | 95.0579
2471
2472 |  |  |  | 3.6011 | 7.3091 |  |  | 0.0068265 | 1.6667 | 296.3663 | 39.5689 | 35.2917 | 1.0811 | 14.0903 | 15.4725 | 20 | [6 empty] | 6.9888 | 6.6582 | 2.1493 | 3.7634 | 12.824 | 9.4709 | 9.8649 | 6.4845 | 55.8686 | 69.5257 | 51.6999 | 71.9649
2473 | 0.88341 | 3.0384 | 2 | 1.7494 | 5.2698 | -0.41349 | 0.0098558 | 0.0066078 | 1.6832 | 297.2884 | 43.7886 | 30.6743 | 1.295 | 13.2113 | 14.6196 | 0.85983 | 0.02795 | 0.016202 | 1.2329 | 12.5068 | 0.89014 | 1.0721 | 11.1068 | 7.7175 | 2.4262 | 3.9961 | 12.8511 | 7.3544 | 8.8819 | 5.0323 | 47.6757 | 62.6125 | 54.1752 | 82.4916
2474 | [7 empty] | 0.0072906 | 1.5698 | 293.0814 | 31.5915 | 30.5967 | 0.67604 | 15.6936 | 17.0909 | 64 | [6 empty] | 8.5451 | 7.7516 | 1.5581 | 3.0328 | 14.9302 | 11.7139 | 10.1473 | 7.5205 | 52.7039 | 56.5943 | 44.6818 | 60.7672
2475 | 11.5505 | 25.4156 | 3 | 2.1778 | 5.1495 | -0.96418 | 0.17607 | 0.0050929 | 2.7599 | 293.5592 | 49.689 | 34.4566 | 1.1752 | 11.5938 | 13.3718 | 5.6206 | 0.15852 | 0.07108 | 8.75 | 21.0294 | 13.2285 | 24.2584 | 10.3106 | 7.7484 | 1.9772 | 3.4332 | 11.1244 | 5.936 | 6.9965 | 3.9672 | 53.0106 | 79.3986 | 60.8619 | 92.8539
2476
2477 | 2.0851 | 6.0668 | 2 | 2.3215 | 5.7624 | 2.8159 | 0.0042857 | 0.0074101 | 1.5855 | 293.3898 | 31.7679 | 27.0831 | 0.69097 | 15.432 | 16.8279 | 40.4663 | 0.65932 | 0.014286 | 8.2 | 21.2 | 0.027143 | 0.85714 | 7.4166 | 6.7976 | 1.6151 | 2.9372 | 14.4078 | 12.0329 | 10.4469 | 8.3412 | 47.7484 | 47.8 | 42.9295 | 57.2484
2478 | 7.7174 | 17.4804 | 3 | 2.1892 | 5.0231 | 1.3748 | 0.0857 | 0.005289 | 2.6557 | 294.5682 | 49.9014 | 35.7059 | 1.2432 | 11.6132 | 13.3548 | 1.7148 | 0.10621 | 0.098261 | 3.8258 | 19.1097 | 3.1029 | 7.0773 | 10.7504 | 7.8606 | 2.0681 | 3.6603 | 11.1692 | 5.8457 | 7.0856 | 3.8806 | 55.2467 | 84.4568 | 62.1653 | 93.7741
2479
2480 | 1.6794 | 5.7974 | 2 | 2.0356 | 6.5148 | -0.90954 | 0.0232 | 0.0074425 | 1.0105 | 294.8406 | 31.3877 | 31.7832 | 0.74881 | 16.163 | 17.031 | 2.6879 | 0.13008 | 0.033673 | 2.4058 | 17.6763 | 3.3902 | 5.7891 | 9.8326 | 9.3524 | 1.7837 | 2.8231 | 14.6335 | 13.5388 | 10.9694 | 9.8463 | 57.5735 | 59.2597 | 45.0553 | 50.7748
2481 | 1.4234 | 4.3317 | 2 | 2.8125 | 7.1098 | -1.7293 | 0.012 | 0.005778 | 1.2335 | 295.2596 | 42.9035 | 35.7905 | 1.065 | 13.2628 | 14.3803 | 0.092099 | 0.2358 | 0.0156 | 2.125 | 14.6875 | 0.1442 | 0.54 | 8.9078 | 8.4154 | 1.8089 | 3.2811 | 12.9456 | 9.1104 | 9.7495 | 7.179 | 56.6709 | 75.4492 | 50.6443 | 70.895
2482
2483
2484 |  |  |  | 2.1154 | 5.7524 |  |  | 0.007456 | 1.5438 | 293.0896 | 31.466 | 26.5675 | 0.66099 | 15.4188 | 16.8016 | 63 | [6 empty] | 7.4718 | 6.8811 | 1.5656 | 2.823 | 14.4113 | 12.1082 | 10.379 | 8.3924 | 47.3582 | 46.5001 | 42.8666 | 56.6011
2485
2486 | 9.5554 | 21.4588 | 2 | 2.1492 | 5.3448 | 1.4418 | 0.045263 | 0.0067167 | 2.7838 | 294.7395 | 28.0758 | 28.8461 | 0.86073 | 16.624 | 18.7914 | 0.57561 | 0.10568 | 0.086692 | 1.5639 | 14.5066 | 0.57494 | 5.8897 | 12.7437 | 10.7908 | 1.8549 | 3.455 | 15.7655 | 11.72 | 11.2956 | 7.2977 | 52.9979 | 72.5808 | 38.6882 | 60.8321
2487
2488
2489
2490
2491 | 5.7391 | 16.8099 | 2.1164 | 1.9033 | 5.3071 | -1.257 | 0.0343 | 0.0067417 | 2.7288 | 296.0949 | 33.9319 | 30.7578 | 0.99497 | 15.2837 | 17.1649 | 0.84668 | 0.24259 | 0.042439 | 1.6585 | 13.9919 | 1.4029 | 3 | 10.9147 | 8.5901 | 2.0387 | 3.6592 | 15.1357 | 9.8032 | 9.8729 | 6.2394 | 51.1051 | 77.3051 | 43.2838 | 70.8564
2492 | 5.9148 | 15.0255 | 2 | 2.2201 | 6.2187 | 0.11567 | 0.067245 | 0.0056571 | 3.7675 | 294.6922 | 45.2296 | 32.2194 | 1.1784 | 12.5184 | 14.6207 | 8.4743 | 0.184 | 0.046633 | 4.2759 | 17.9448 | 3.8248 | 6.0408 | 8.8214 | 6.9443 | 2.0479 | 3.6048 | 13.372 | 6.1023 | 8.5146 | 4.1192 | 53.0881 | 92.1186 | 50.9653 | 91.2863
2493
2494 |  |  |  | 2.2856 | 5.7133 |  |  | 0.0074188 | 1.5776 | 293.3329 | 31.7106 | 26.9853 | 0.68529 | 15.4295 | 16.8229 | 42.78 | [6 empty] | 7.4271 | 6.8134 | 1.6057 | 2.9155 | 14.4085 | 12.0471 | 10.434 | 8.3509 | 47.6744 | 47.5534 | 42.9176 | 57.1256
2495 | 4.3281 | 12.1734 | 2 | 2.1898 | 5.7997 | 1.4338 | 0.043376 | 0.0070953 | 2.7835 | 295.2872 | 24.1785 | 25.5111 | 0.79532 | 17.7786 | 19.7153 | 0.67986 | 0.087314 | 0.041147 | 2.3739 | 16.5826 | 4.1533 | 5.9682 | 11.1911 | 9.3389 | 1.6895 | 2.9946 | 16.716 | 14.2524 | 14.0318 | 11.5687 | 47.0607 | 55.4695 | 33.8658 | 45.8538
2496
2497 | 2.9842 | 10.9774 | 2 | 2.1848 | 5.8812 | 1.005 | 0.0066667 | 0.0070627 | 2.1936 | 295.3184 | 27.2695 | 28.3439 | 0.80195 | 17.1442 | 18.7802 | 3.1239 | 0.16206 | 0.015556 | 2.4286 | 19.5714 | 1.0044 | 5.1111 | 10.7713 | 9.172 | 1.6755 | 3.0491 | 16.1585 | 13.4638 | 13.2509 | 10.1366 | 50.2995 | 59.5202 | 36.4958 | 49.978
2498 | 6.2236 | 15.8222 | 2 | 1.9038 | 5.1231 | 0.099713 | 0.070921 | 0.0057459 | 3.0863 | 295.7729 | 48.8888 | 33.8385 | 1.309 | 11.8671 | 13.7272 | 2.4887 | 0.098397 | 0.053395 | 3.0658 | 17.2368 | 7.547 | 8.6368 | 8.2374 | 6.4128 | 2.2573 | 4.0841 | 12.6314 | 5.5774 | 8.3657 | 3.8268 | 54.094 | 90.8373 | 54.5424 | 94.4828
2499
2500 |  |  |  | 1.6663 | 4.2194
2501
2502
2503 | 9.5362 | 19.2978 | 2.8601 | 1.5244 | 4.6336 | 0.84529 | 0.078736 | 0.0053502 | 3.8221 | 294.7826 | 47.1868 | 33.023 | 1.2346 | 12.0845 | 14.2049 | 1.2231 | 0.039532 | 0.080636 | 2.1796 | 16.5161 | 5.0829 | 8.7494 | 8.5466 | 6.6927 | 2.1452 | 3.701 | 12.9394 | 5.7926 | 7.9431 | 4.0297 | 54.8024 | 92.2122 | 53.0564 | 92.9598
2504
2505
2506 |  |  |  | 1.3899 | 4.4712
2507 | 6.7459 | 25.3719 | 2 | 3.227 | 7.3004 | -3.2006 | 0.024118 | 0.0073282 | 1.4681 | 296.0999 | 32.7302 | 29.1811 | 0.91246 | 15.8189 | 17.1639 | 8.1571 | 0.37591 | 0 | 6.1538 | 18.7692 | 0 | 1.8824 | 6.1927 | 5.8234 | 1.9878 | 3.5564 | 14.1208 | 11.7615 | 11.4715 | 8.0504 | 47.4221 | 57.3322 | 44.4427 | 60.487
2508 | 3.3621 | 10.2385 | 2.0019 | 2.1112 | 5.9406 | 1.7887 | 0.034047 | 0.0057687 | 2.6935 | 295.8661 | 47.1089 | 32.7895 | 1.2717 | 12.352 | 14.1399 | 1.6332 | 0.1125 | 0.059419 | 2.2464 | 16.4785 | 3.6096 | 5.4533 | 7.9057 | 6.0782 | 2.1478 | 3.9171 | 13.0888 | 5.9912 | 8.6624 | 4.0802 | 49.9365 | 85.2531 | 51.6969 | 91.9946
2509 | 8.307 | 17.533 | 2 | 2.6697 | 6.2048 | -0.76919 | 0.066842 | 0.0070573 | 1.5192 | 293.613 | 34.4877 | 32.5637 | 0.75712 | 15.1302 | 16.5348 | 16.2042 | 0.17215 | 0.33158 | 3 | 22 | 0.60474 | 0.94737 | 8.8516 | 7.7488 | 1.6361 | 3.1871 | 14.6024 | 10.3123 | 9.6899 | 6.1315 | 53.8566 | 69.4542 | 47.5335 | 70.5988
2510
2511
2512 | 1.0995 | 3.7244 | 2 | 2.596 | 9.0384 | 1.0192 | 0.0035246 | 0.0058733 | 2.0451 | 298.0277 | 48.3733 | 36.9976 | 1.5443 | 12.1573 | 14.0031 | 1.2638 | 0.13516 | 0.0060383 | 2.4029 | 10.8633 | 0.88822 | 0.83333 | 12.8644 | 9.3187 | 2.8786 | 4.7148 | 11.1808 | 6.0513 | 7.2944 | 4.6503 | 71.8033 | 89.2948 | 61.603 | 90.5283
2513 | 0.79577 | 2.6497 | 2 | 3.748 | 8.5719 | -3.8527 | 0.0009375 | 0.0065856 | 0.64159 | 296.3386 | 42.0632 | 35.2635 | 1.0137 | 13.7591 | 14.4852 | 6.6481 | 0.15412 | 0.000625 | 1.5 | 14.625 | 0.33 | 0.1875 | 8.2107 | 8.0733 | 1.9733 | 3.0579 | 12.1535 | 8.9886 | 7.8536 | 5.2691 | 59.5305 | 72.6621 | 56.7486 | 76.597
2514 | 4.1365 | 10.3393 | 2 | 1.9585 | 5.4879 | 2.1265 | 0.059116 | 0.0058044 | 2.7012 | 295.867 | 49.401 | 33.9142 | 1.3203 | 11.7691 | 13.5084 | 12.3328 | 0.13472 | 0.050558 | 2.8239 | 17.6901 | 4.0683 | 7.7023 | 8.3884 | 6.4226 | 2.3367 | 4.1237 | 12.0933 | 5.6718 | 8.1588 | 3.9146 | 55.2703 | 89.2365 | 56.9402 | 93.7482
2515 | 1.3535 | 4.7579 | 2 | 1.9595 | 5.1922 | -1.2312 | 0.005 | 0.0073404 | 1.0866 | 291.4677 | 24.4026 | 23.9406 | 0.51199 | 17.4133 | 18.5892 | 37.4037 | 0.76835 | 0.01 | 5 | 22 | 1.4475 | 3.25 | 10.3874 | 9.3473 | 1.3333 | 2.0494 | 15.9732 | 15.1025 | 13.4634 | 13.3585 | 43.3256 | 44.6221 | 33.423 | 37.7903
2516
2517 |  |  |  | 2.6848 | 7.5104 |  |  | 0.0066395 | 2.011 | 297.9023 | 45.3534 | 32.6446 | 1.3855 | 12.9694 | 14.5399 | 1.7223 | [6 empty] | 8.223 | 6.7023 | 2.6534 | 4.318 | 12.0092 | 6.3529 | 8.304 | 4.2988 | 51.072 | 90.5411 | 57.0803 | 89.7929
2518
2519
2520 | 2.7453 | 7.5462 | 2 | 2.2953 | 6.1584 | 0.50532 | 0.03646 | 0.0064836 | 2.1926 | 296.9663 | 45.2159 | 31.3789 | 1.303 | 12.7834 | 14.3198 | 1.6511 | 0.11398 | 0.025796 | 2.4024 | 17.6341 | 2.5669 | 5.9381 | 8.9229 | 6.5655 | 2.3989 | 4.2346 | 12.505 | 6.3385 | 8.6927 | 4.2946 | 52.6068 | 76.8465 | 54.6649 | 87.7593
2521
2522 |  |  |  | 2.6908 | 8.0933
2523
2524
2525
2526
2527
2528
2529 | 7.3644 | 17.0815 | 2 | 2.2764 | 6.1646 | -0.47754 | 0.038438 | 0.0064237 | 4.5406 | 293.3693 | 29.1246 | 29.448 | 0.85033 | 16.6757 | 19.3954 | 0.47504 | 0.071475 | 0.082556 | 1.4947 | 13.8684 | 0.65172 | 2.9229 | 13.0669 | 10.1442 | 1.6642 | 3.2499 | 17.1403 | 9.0116 | 10.9742 | 5.5624 | 49.9081 | 84.3344 | 35.1098 | 74.2192
2530
2531 | [7 empty] | 0.0068749 | 1.5005 | 296.8258 | 40.1003 | 35.5222 | 1.1161 | 14.0608 | 15.3735 | 15.325 | [6 empty] | 6.8025 | 6.4999 | 2.1801 | 3.816 | 12.4585 | 9.3634 | 9.9191 | 6.5253 | 56.7335 | 70.4282 | 53.0283 | 72.4297
2532
2533 | 0.61949 | 1.9938 | 2 | 2.5954 | 8.0174 | 0.30082 | 0.0031034 | 0.0064186 | 1.653 | 298.2777 | 45.563 | 39.9959 | 1.3735 | 13.0239 | 14.2764 | 3.0133 | 0.030831 | 0.0024138 | 1.3077 | 14.1538 | 0.042414 | 0.068966 | 8.2106 | 6.7746 | 2.5174 | 4.1714 | 11.4547 | 7.537 | 8.705 | 5.0602 | 63.2028 | 82.1258 | 58.9787 | 82.4411
2534
2535
2536 | 9.5805 | 23.5786 | 2 | 3.4019 | 9.7647 | -0.69927 | 0.045614 | 0.0069383 | 2.8412 | 289.5468 | 17.4714 | 20.0397 | 0.35216 | 19.4246 | 21.7778 | 3.4235 | 0.17705 | 0.036084 | 1.9429 | 16.9706 | 2.5672 | 8.7193 | 12.4962 | 10.2193 | 1.1976 | 1.712 | 18.8262 | 15.2048 | 15.2222 | 12.0088 | 40.6368 | 47.1776 | 26.7188 | 41.1137
2537
2538 | 1.5827 | 5.7994 | 2 | 2.7018 | 6.9078 | 0.5704 | 0.029565 | 0.0060742 | 2.1879 | 296.4586 | 38.6318 | 38.1777 | 1.1876 | 14.4706 | 16.2081 | 11.1555 | 0.34505 | 0.019783 | 3.7949 | 16.3846 | 2.7704 | 3.7826 | 11.5989 | 10.0306 | 2.3914 | 4.0172 | 13.6447 | 8.0514 | 9.398 | 4.9606 | 65.886 | 95.4358 | 49.7897 | 80.5177
2539
2540
2541
2542
2543
2544
2545
2546 | 3.5296 | 8.4809 | 2.8804 | 2.9433 | 8.1096 | 2.3938 | 0.012826 | 0.0062184 | 3.4717 | 296.133 | 48.5237 | 36.0106 | 1.3764 | 11.7702 | 13.8613 | 3.6176 | 0.11592 | 0.056304 | 3.3801 | 17.5556 | 2.8559 | 3.0725 | 12.5089 | 8.9081 | 2.4817 | 4.4153 | 12.2693 | 5.4638 | 7.8989 | 3.6602 | 59.7212 | 107.5038 | 55.7861 | 96.329
2547
2548 | 10.5973 | 26.2898 | 3 | 2.6267 | 8.4701 | 0.1083 | 0.059239 | 0.005176 | 2.9162 | 293.3086 | 46.0309 | 34.6342 | 1.1878 | 12.0873 | 14.5451 | 1.7044 | 0.053559 | 0.029442 | 2 | 14.1513 | 2.6549 | 6.6193 | 12.7969 | 9.4767 | 2.0881 | 3.8649 | 13.0444 | 5.8143 | 7.3862 | 4.0294 | 62.0386 | 92.1377 | 53.1165 | 93.1899
2549 | 8.3613 | 18.6779 | 2 | 2.4212 | 6.3974 | 2.5604 | 0.041336 | 0.0066482 | 2.6645 | 292.873 | 39.523 | 34.5056 | 0.8647 | 13.792 | 15.5978 | 0.61332 | 0.15161 | 0.13261 | 1.4507 | 12.4366 | 1.4823 | 5.8479 | 10.6111 | 9.1035 | 1.6901 | 3.3978 | 13.7405 | 7.9917 | 8.5834 | 4.9178 | 55.1433 | 80.7061 | 48.5538 | 82.4381
2550 | [7 empty] | 0.0072231 | 1.5439 | 293.719 | 31.2437 | 26.0702 | 0.74097 | 15.6906 | 17.097 | 18.6171 | [6 empty] | 9.7223 | 8.5171 | 1.7386 | 2.9739 | 14.2023 | 12.2448 | 11.5643 | 9.2624 | 50.7118 | 48.2159 | 43.3053 | 54.3369
2551 | 9.0672 | 19.4006 | 2 | 2.4068 | 6.4998 | 2.9583 | 0.041023 | 0.0070724 | 3.729 | 293.4519 | 25.2657 | 26.8827 | 0.72013 | 17.2273 | 19.4177 | 0.17006 | 0.11342 | 0.084478 | 1.5282 | 12.6056 | 0.022111 | 0.81876 | 12.2674 | 10.6861 | 1.7609 | 2.8175 | 16.4672 | 12.9353 | 11.4733 | 9.4694 | 52.2359 | 61.8908 | 38.0217 | 51.6435
2552 | 4.122 | 11.1459 | 2.3229 | 2.4408 | 6.5416 | 0.097151 | 0.042257 | 0.0067961 | 1.9087 | 296.2985 | 35.3847 | 31.1689 | 1.0183 | 15.0794 | 16.6548 | 11.7524 | 0.38961 | 0.050224 | 4.8367 | 18.9439 | 1.265 | 4.3993 | 10.3063 | 9.1543 | 2.0908 | 3.8329 | 14.4433 | 10.2074 | 9.9567 | 6.5947 | 59.143 | 64.2395 | 45.8865 | 69.7608
2553
2554 | 0.69633 | 2.633 | 2 | 2.354 | 7.8012 | -1.8355 | 0.0053846 | 0.006667 | 1.3396 | 295.2991 | 32.7318 | 28.3761 | 0.87623 | 15.7541 | 16.7655 | 0.4063 | 0 | 0.0076923 | 1.2857 | 11.4762 | 0 | 0 | 8.7762 | 8.4973 | 1.5806 | 2.9578 | 15.8425 | 11.5703 | 12.6347 | 8.531 | 41.8932 | 56.1699 | 37.2434 | 57.5633
2555 | 4.4025 | 11.3315 | 2 | 2.2063 | 6.0514 | -0.11678 | 0.072956 | 0.0055465 | 3.2344 | 295.6284 | 47.7009 | 33.1447 | 1.2733 | 12.1315 | 14.051 | 3.6372 | 0.19946 | 0.04522 | 4.1328 | 20.5234 | 5.4392 | 7.7862 | 8.4583 | 6.491 | 2.2109 | 3.8842 | 12.6593 | 5.7107 | 8.4198 | 3.9438 | 52.594 | 91.2229 | 54.224 | 93.5685
2556
2557 |  |  |  | 2.0366 | 7.3171 |  |  | 0.0075671 | 0.89628 | 293.9848 | 29.7589 | 30.3594 | 0.6696 | 16.3969 | 17.1657 | 33.6256 | [6 empty] | 10.3589 | 9.8072 | 1.7831 | 2.4575 | 14.6221 | 14.2375 | 11.1183 | 10.5101 | 56.8413 | 55.2359 | 43.8591 | 46.417
2558
2559 | 0.82825 | 2.8787 | 2 | 2.7237 | 8.0698 | -0.19763 | 0.0020952 | 0.0058855 | 1.4442 | 297.6891 | 46.4895 | 31.5937 | 1.4175 | 12.963 | 14.2495 | 1.2902 | 0.085667 | 0.0022857 | 1.7736 | 15.283 | 0.58333 | 0.58095 | 8.0786 | 6.489 | 2.614 | 4.5668 | 12.9033 | 6.5691 | 8.2911 | 4.4906 | 58.2626 | 82.1038 | 54.2323 | 88.4928
2560
2561
2562 | 9.4382 | 21.0807 | 3 | 1.7449 | 4.9115 | 0.28831 | 0.080221 | 0.0053972 | 3.9504 | 293.8565 | 46.0748 | 32.3124 | 1.1434 | 12.2649 | 14.4096 | 2.0903 | 0.1018 | 0.058451 | 3.0055 | 18.3481 | 6.7055 | 9.2566 | 8.6128 | 6.7507 | 2.0068 | 3.4905 | 13.1295 | 5.9955 | 8.0982 | 4.0904 | 54.5727 | 90.9921 | 52.0465 | 91.7642
2563 | 4.6249 | 11.3131 | 2 | 2.5519 | 5.9185 | -2.8984 | 0.038333 | 0.0073828 | 1.431 | 293.7383 | 27.4423 | 23.1612 | 0.63943 | 16.829 | 18.1213 | 2.0372 | 0.21693 | 0.25333 | 1.75 | 17.75 | 1.635 | 6.3333 | 7.4024 | 7.356 | 1.5579 | 2.6843 | 15.9499 | 13.6044 | 11.233 | 9.7269 | 40.6553 | 42.9276 | 38.1313 | 51.3034
2564
2565 | 2.6737 | 7.3986 | 2 | 2.059 | 7.9482 | 0.27656 | 0.010455 | 0.0058099 | 2.3119 | 298.2856 | 48.5217 | 36.053 | 1.5956 | 12.1043 | 14.1043 | 5.4634 | 0.15232 | 0.03 | 2.2593 | 15.7037 | 1.2132 | 3.7727 | 11.7188 | 8.5693 | 2.9292 | 4.9678 | 10.8725 | 5.7206 | 7.2646 | 4.4487 | 68.727 | 87.6829 | 62.853 | 92.6601
2566
2567
2568
2569
2570
2571
2572
2573
2574
2575
2576 | 0.73454 | 5.8675 | 2 | 1.9763 | 5.1803 | -1.4812 | 0 | 0.0074276 | 1.1816 | 291.8241 | 23.565 | 23.2516 | 0.51105 | 17.683 | 18.9042 | 39.8555 | 0.86958 | 0 | 4 | 22 | 2.04 | 6 | 10.3684 | 9.3377 | 1.3544 | 2.1031 | 16.4359 | 15.4564 | 13.8701 | 13.4765 | 42.0224 | 43.3186 | 31.8821 | 37.0783
2577 |  |  |  | 1.4967 | 4.8683 |  |  | 0.0064185 | 1.4752 | 295.6404 | 43.1241 | 36.7044 | 1.051 | 13.3529 | 14.5445 | 36 | [6 empty] | 10.0269 | 8.2138 | 2.0528 | 3.6051 | 12.5054 | 8.0547 | 8.6761 | 5.2291 | 57.8199 | 79.3315 | 53.2904 | 81.5845
2578 | 0.19314 | 0.67222 | 2 | 2.2948 | 6.21 | 0.05 | 0 | 0.0057238 | 0.5105 | 299.9411 | 65.5207 | 51.4263 | 1.8675 | 9.2477 | 9.7688 | 1 | 0.29472 | 0 | 1 | 15.5 | 0 | 0 | 8.5144 | 7.7863 | 3.4369 | 4.7117 | 7.2553 | 4.8889 | 4.8141 | 3.3014 | 80.2242 | 106.1308 | 85.1826 | 99.685
2579
2580 | 1.1273 | 3.6955 | 2 | 1.9385 | 4.6726 | -1.4391 | 0.016303 | 0.0059 | 1.6544 | 297.5506 | 54.3686 | 36.8036 | 1.502 | 10.8122 | 12.0425 | 0.46347 | 0.020005 | 0.038407 | 1.6683 | 14.0477 | 0.48336 | 1.1274 | 5.9952 | 5.5176 | 2.6755 | 4.1735 | 9.9516 | 5.968 | 6.2858 | 3.9018 | 50.8726 | 78.4946 | 69.8186 | 93.0555
2581 | 1.6694 | 5.4583 | 2 | 2.5598 | 6.5865 | -0.13792 | 0.017934 | 0.0067931 | 1.8031 | 297.8834 | 41.2795 | 30.0963 | 1.3027 | 14.0399 | 15.4589 | 3.6617 | 0.12469 | 0.02847 | 1.8086 | 13.716 | 1.9297 | 3.2851 | 9.456 | 6.6022 | 2.4387 | 4.2378 | 13.9873 | 6.905 | 9.9761 | 4.7298 | 48.21 | 72.5737 | 48.6679 | 84.1274
2582 |  |  |  | 1.4685 | 4.6823
2583
2584 |  |  |  | 1.9269 | 6.2351 |  |  | 0.006051 | 0.82612 | 298.9448 | 45.8296 | 38.4732 | 1.3969 | 13.2496 | 13.9251 | 0.0064682 | [6 empty] | 8.4035 | 8.0244 | 2.431 | 4.1791 | 11.3248 | 8.4189 | 7.9111 | 5.1322 | 62.0214 | 83.9935 | 59.8346 | 80.4289
2585
2586
2587 |  |  |  | 2.1213 | 5.3228 |  |  | 0.0072223 | 1.4563 | 293.5508 | 33.4093 | 32.9496 | 0.72611 | 15.3919 | 16.7631 | 61.5754 | [6 empty] | 8.7838 | 7.9046 | 1.637 | 3.1102 | 14.652 | 11.2497 | 10.2722 | 7.1629 | 55.2246 | 62.8867 | 45.4197 | 64.2699
2588 | 6.5699 | 14.951 | 2.1831 | 1.6773 | 5.3469 | -2.1624 | 0.054225 | 0.004274 | 2.8015 | 292.603 | 44.2682 | 36.4847 | 1.1016 | 12.6879 | 14.7294 | 15.6709 | 0.31314 | 0.039296 | 3.7872 | 18.7021 | 3.3851 | 4.7887 | 13.0679 | 10.4273 | 2.0001 | 3.3471 | 12.4644 | 6.4636 | 7.5518 | 5.1581 | 61.654 | 92.7114 | 57.2031 | 88.119
2589
2590 | 1.7281 | 8.251 | 2 | 2.5316 | 7.8906 | 0.25 | 0.005 | 0.0045157 | 1.4696 | 292.6087 | 41.0956 | 31.5548 | 1.0515 | 13.6286 | 15.3734 | 0.0033 | 0 | 0.03 | 1 | 24 | 0 | 0 | 8.1211 | 7.2901 | 1.8828 | 3.1816 | 13.2112 | 7.1057 | 8.3709 | 5.5586 | 50.2364 | 78.2447 | 53.731 | 84.2048
2591 | 2.7464 | 8.549 | 2.0113 | 2.7977 | 7.816 | 0.084955 | 0.025874 | 0.0061627 | 1.1802 | 297.3171 | 39.0662 | 33.1886 | 1.1733 | 14.4158 | 15.3103 | 3.7989 | 0.14508 | 0.03366 | 2.4583 | 17.3509 | 1.5334 | 4.9925 | 8.3856 | 8.1374 | 1.9301 | 3.4821 | 13.5851 | 10.2299 | 10.3716 | 7.1734 | 48.9123 | 65.7116 | 48.8147 | 66.4536
2592 | 14.7128 | 29.3772 | 2 | 1.9491 | 5.3303 | 1.1882 | 0.10614 | 0.0057101 | 3.4342 | 294.6888 | 48.4925 | 31.8262 | 1.2656 | 11.7173 | 13.7357 | 2.0144 | 0.033774 | 0.10289 | 2.7692 | 18.3385 | 3.749 | 14.4217 | 9.6763 | 6.4317 | 2.1147 | 3.8831 | 12.7037 | 5.7289 | 7.8363 | 3.9214 | 48.9744 | 80.6625 | 54.1195 | 93.8988
2593 | 0.51477 | 1.7182 | 2 | 2.1091 | 6.3443 | -0.45436 | 0.0031954 | 0.0059484 | 0.89626 | 298.7392 | 45.1616 | 38.0836 | 1.3766 | 13.3658 | 14.0748 | 0.54392 | 0.19263 | 0.0093793 | 1.7891 | 14.6 | 0.28582 | 1.4897 | 8.5212 | 8.1453 | 2.3655 | 4.0913 | 11.6226 | 8.5863 | 8.1537 | 5.2982 | 61.6943 | 83.4293 | 58.7916 | 79.287
2594 | 6.4942 | 16.1596 | 2.3528 | 2.2098 | 5.8711 | 0.63803 | 0.051598 | 0.005808 | 3.1557 | 294.8647 | 45.5762 | 29.7335 | 1.1923 | 12.5192 | 14.443 | 0.66459 | 0.081017 | 0.067041 | 1.7019 | 16.3333 | 2.3893 | 4.5436 | 9.5051 | 6.3248 | 2.1191 | 3.6286 | 13.0051 | 6.2415 | 8.2715 | 4.3687 | 45.8576 | 73.4524 | 52.0355 | 90.0511
2595
2596 |  |  |  | 3.474 | 7.7612 |  |  | 0.0074323 | 1.7828 | 292.399 | 26.9483 | 21.8766 | 0.61848 | 16.5578 | 18.0522 | 43.6136 | [6 empty] | 9.7688 | 8.2945 | 1.5844 | 2.5885 | 15.3579 | 13.7835 | 12.4857 | 10.7263 | 44.4698 | 42.11 | 38.3033 | 46.8923
2597
2598 |  |  |  | 3.2536 | 7.2832
2599
2600 | 4.3157 | 11.6009 | 2 | 3.0596 | 9.7909 | -0.45495 | 0.12775 | 0.007083 | 1.373 | 293.1497 | 30.0885 | 27.502 | 0.67019 | 16.2831 | 17.3172 | 9.6109 | 0.60767 | 0.00092697 | 10.3563 | 21.6092 | 12.1531 | 14.2472 | 8.0934 | 7.7573 | 1.501 | 2.2975 | 16.3188 | 12.7791 | 12.846 | 9.6747 | 42.1488 | 48.6882 | 36.6422 | 50.5352
2601 |  |  |  | 1.6759 | 6.8355
2602
2603 | 3.6029 | 10.9158 | 2 | 2.1431 | 5.3396 | -4.3387 | 0.05 | 0.0072208 | 1.7512 | 292.8698 | 31.4111 | 29.9392 | 0.68053 | 15.6697 | 17.1326 | 43.6574 | 0.6951 | 0.027407 | 9.5 | 20.6154 | 4.427 | 4.4074 | 8.345 | 7.6003 | 1.5712 | 3.0861 | 15.0208 | 11.4597 | 10.0815 | 7.3114 | 50.8645 | 56.6739 | 44.2369 | 62.0831
2604
2605 |  |  |  | 1.8744 | 5.8974 |  |  | 0.0070462 | 2.4308 | 295.0313 | 33.9911 | 30.4285 | 0.88295 | 15.0829 | 16.7275 | 47.7991 | [6 empty] | 10.9853 | 9.4939 | 1.7948 | 3.2711 | 13.658 | 11.3704 | 11.2869 | 8.4022 | 54.705 | 61.4683 | 45.7906 | 59.4732
2606
2607
2608
2609
2610
2611
2612
2613
2614
2615 | 10.4918 | 22.2511 | 3 | 1.9851 | 5.1935 | 3.0884 | 0.085456 | 0.0068024 | 3.0875 | 294.7116 | 38.8677 | 32.9744 | 0.97288 | 14.0121 | 15.7719 | 0.90804 | 0.091005 | 0.10885 | 3.1219 | 17.6872 | 1.6919 | 12.631 | 9.5094 | 8.0781 | 1.904 | 3.6639 | 13.5841 | 8.4211 | 8.3311 | 5.0928 | 52.5538 | 73.7689 | 49.8663 | 79.6697
2616
2617 | 1.6528 | 6.0735 | 2 | 2.1662 | 5.3347 | -1.108 | 0.007619 | 0.0070851 | 1.6666 | 293.3938 | 31.9613 | 31.3569 | 0.72305 | 15.7403 | 17.1836 | 36.0116 | 0.72696 | 0.0090476 | 12.5882 | 21 | 0.99238 | 1.4762 | 8.6062 | 7.7555 | 1.5675 | 3.1363 | 15.1622 | 11.1617 | 10.1789 | 6.8957 | 52.8908 | 63.6317 | 44.6327 | 65.3278
2618 | 2.6209 | 9.9316 | 2 | 1.9883 | 5.925 | -0.21029 | 0.010566 | 0.0065361 | 1.6158 | 297.3346 | 44.6576 | 31.5022 | 1.3167 | 13.0285 | 14.4082 | 0.76867 | 0.17197 | 0.022421 | 1.2745 | 12.3856 | 0.89089 | 1.3827 | 11.7116 | 8.1623 | 2.437 | 4.0172 | 12.6385 | 7.241 | 8.8388 | 5.013 | 47.6388 | 65.0235 | 54.7583 | 83.4747
2619 |  |  |  | 2.627 | 7.6331 |  |  | 0.0067889 | 0.9599 | 297.8556 | 43.2953 | 35.1779 | 1.2565 | 13.68 | 14.7171 | 2 | [6 empty] | 6.9821 | 5.2836 | 2.3458 | 3.9235 | 12.3486 | 8.5854 | 9.4189 | 5.85 | 52.1285 | 71.686 | 55.4143 | 77.6927
2620
2621 |  |  |  | 2.0116 | 6.0945 |  |  | 0.0072027 | 2.0952 | 295.8678 | 30.1779 | 28.9288 | 0.88424 | 16.274 | 17.7911 | 8.0326 | [6 empty] | 10.3101 | 8.9929 | 1.8279 | 3.3585 | 14.8341 | 12.7695 | 12.4198 | 9.3091 | 52.0082 | 57.9399 | 40.9489 | 53.3284
2622 | 6.9071 | 15.4071 | 2 | 3.1554 | 6.8964 | 3.8732 | 0.085781 | 0.0073409 | 1.6072 | 294.4164 | 31.5142 | 27.5324 | 0.76775 | 15.7739 | 17.1497 | 32.7376 | 0.24447 | 0.040938 | 5.9348 | 20.6087 | 5.1411 | 9.9531 | 7.0251 | 6.2724 | 1.7109 | 3.1268 | 14.3574 | 12.1829 | 10.9152 | 8.3591 | 46.5801 | 49.7233 | 42.5942 | 57.5061
2623
2624 | 2.6155 | 7.94 | 2 | 2.1922 | 5.3745 | -0.058112 | 0.018936 | 0.0063539 | 2.2144 | 296.5156 | 44.3483 | 32.6877 | 1.2681 | 13.0373 | 14.6084 | 0.87441 | 0.11354 | 0.03688 | 2.3898 | 16.661 | 1.5231 | 2.8949 | 12.4307 | 8.9845 | 2.1987 | 3.8691 | 12.7546 | 6.8235 | 8.7766 | 4.6284 | 47.0909 | 78.139 | 53.1852 | 87.1518
2625 |  |  |  | 3.0952 | 7.0522
2626 | 4.3947 | 9.5953 | 2 | 2.1173 | 6.4059 | 7.8218 | 0.025 | 0.0072841 | 2.475 | 294.81 | 29.9811 | 26.7426 | 0.79928 | 15.9972 | 17.7668 | 21.4562 | 0.88306 | 0.005 |  |  | 0 | 0 | 10.5312 | 9.0838 | 1.7243 | 3.1209 | 14.2688 | 12.5448 | 11.9002 | 9.2533 | 51.5373 | 53.0835 | 42.3548 | 52.6356
2627 | 3.6349 | 10.4486 | 2 | 1.6939 | 5.1446 | 1.238 | 0.065562 | 0.0064458 | 1.7279 | 295.3257 | 42.0448 | 36.1842 | 1.0262 | 13.5632 | 14.8307 | 14.6665 | 0.36768 | 0.051236 | 5.2986 | 18.7222 | 2.1443 | 9.0899 | 10.1102 | 8.3418 | 2.0279 | 3.5889 | 12.8633 | 8.1644 | 8.6564 | 5.2283 | 57.0481 | 78.8707 | 51.9568 | 80.9322
2628 | 4.5268 | 13.3868 | 2.0471 | 2.2655 | 6.373 | -0.206 | 0.036656 | 0.0058787 | 2.8878 | 295.1534 | 44.8304 | 30.0053 | 1.1866 | 12.8024 | 14.6301 | 0.67834 | 0.072366 | 0.084159 | 1.6707 | 15.7108 | 2.2056 | 3.4583 | 8.6267 | 5.8198 | 2.1021 | 3.6349 | 13.3268 | 6.368 | 8.6973 | 4.4613 | 43.9616 | 73.1258 | 50.09 | 89.2569
2629 | 7.6744 | 15.7352 | 3 | 2.1675 | 5.8662 | -4.4939 | 0.054053 | 0.006503 | 2.794 | 295.5092 | 37.1032 | 31.0112 | 1.0337 | 14.5235 | 16.2611 | 0.21908 | 0.11626 | 0.03665 | 1.5126 | 14.9705 | 1.728 | 5.4321 | 8.8092 | 6.7379 | 1.9922 | 3.647 | 14.5353 | 9.0461 | 9.6432 | 5.9639 | 47.3847 | 70.4322 | 45.4789 | 75.3395
2630
2631
2632 | 1.8756 | 5.8969 | 2 | 2.9467 | 8.5198 | -2.1042 | 0.01 | 0.0070312 | 0.85008 | 297.2861 | 35.9318 | 35.1488 | 0.99986 | 15.1473 | 15.8208 | 3.5357 | 0.16733 | 0.017455 | 1.6724 | 12.3793 | 0.45255 | 1.6545 | 12.8562 | 11.1951 | 2.097 | 3.1817 | 12.8358 | 12.2115 | 7.3553 | 7.8078 | 69.2922 | 70.748 | 56.5126 | 59.6092
2633 |  |  |  | 2.018 | 5.1832 |  |  | 0.0073554 | 1.1016 | 291.5239 | 24.2647 | 23.8256 | 0.51158 | 17.4577 | 18.6407 | 52.5051 | [6 empty] | 10.3808 | 9.3427 | 1.3367 | 2.0573 | 16.0488 | 15.161 | 13.5289 | 13.3786 | 43.1108 | 44.3978 | 33.1694 | 37.6705
2634 |  |  |  | 1.908 | 5.154
2635
2636 | 2.5992 | 8.1355 | 2.9805 | 3.3846 | 7.4063 | -3.0486 | 0.020446 | 0.0067423 | 1.7556 | 294.7843 | 35.5758 | 31.9392 | 0.92333 | 14.8926 | 16.3647 | 7.0622 | 0.19381 | 0.045265 | 2.1404 | 15.9532 | 0.30242 | 2.546 | 8.0901 | 7.1809 | 1.8712 | 3.5038 | 14.601 | 9.6533 | 9.9014 | 5.945 | 48.0376 | 69.09 | 45.672 | 73.1876
2637
2638
2639
2640 | 1.5802 | 4.5761 | 2 | 2.7249 | 6.7614 | -1.1505 | 0.0057873 | 0.0060317 | 1.7702 | 297.6694 | 50.3787 | 37.3783 | 1.4567 | 11.7782 | 13.1007 | 0.46312 | 0.046207 | 0.040713 | 1.4765 | 13.5134 | 0.26288 | 0.60431 | 7.3299 | 6.2323 | 2.4378 | 4.1723 | 11.6655 | 6.376 | 8.2946 | 4.477 | 52.6567 | 86.2746 | 58.8211 | 89.4834
2641 |  |  |  | 2.115 | 5.356
2642
2643
2644 | 3.0293 | 7.9241 | 2 | 2.8307 | 8.0092 | -0.38322 | 0.0173 | 0.006118 | 3.9064 | 297.2827 | 45.9849 | 36.0981 | 1.4907 | 12.4373 | 14.932 | 1.8482 | 0.11555 | 0.031114 | 3.2343 | 16.4683 | 2.3025 | 3.627 | 10.6077 | 8.5332 | 2.6713 | 4.6287 | 12.0949 | 5.6727 | 7.4969 | 4.3511 | 63.8539 | 96.3864 | 57.6497 | 93.2286
2645 | 1.3542 | 4.7071 | 2 | 2.2544 | 6.1602 | 2.35 | 0 | 0.0066469 | 2.0597 | 297.245 | 43.0329 | 30.5918 | 1.2848 | 13.4411 | 14.9334 | 8.1023 | 0.22419 | 0 | 1.5 | 13.5 | 0 | 2 | 9.1993 | 6.6081 | 2.387 | 4.212 | 13.1138 | 6.6519 | 9.208 | 4.5297 | 50.2049 | 74.8266 | 52.0471 | 85.8064
2646
2647 | 2.1823 | 7.6244 | 2 | 2.0112 | 5.204 | -0.70751 | 0.046 | 0.0072476 | 1.7618 | 292.8183 | 31.7942 | 29.6263 | 0.67576 | 15.5623 | 17.0155 | 48.0687 | 0.7467 | 0.002 | 19 | 22 | 0.95 | 5.8 | 8.0213 | 7.4094 | 1.5556 | 2.9645 | 14.8562 | 11.4624 | 10.1463 | 7.5263 | 50.1498 | 54.593 | 44.2494 | 61.2413
2648
2649
2650 |  |  |  | 2.3801 | 7.5294
2651 |  |  |  | 2.176 | 6.3973 |  |  | 0.0072912 | 1.1552 | 291.3811 | 24.1618 | 23.752 | 0.50609 | 17.4048 | 18.6055 | 26.5022 | [6 empty] | 10.5955 | 9.4079 | 1.3293 | 1.9281 | 16.5675 | 15.5104 | 13.4609 | 13.6394 | 43.4479 | 43.2904 | 31.7672 | 36.0949
2652 | 0.94742 | 3.3986 | 2 | 2.1112 | 5.9962 | -0.36065 | 0.0065116 | 0.0061295 | 2.2341 | 296.2726 | 43.2305 | 30.4086 | 1.2301 | 13.2843 | 14.8946 | 7.1524 | 0.16655 | 0.020116 | 2.1071 | 14.4286 | 1.1442 | 1.7907 | 8.289 | 5.8455 | 2.2837 | 3.7559 | 13.4568 | 7.0559 | 9.1555 | 4.8561 | 42.7658 | 68.5915 | 50.2289 | 84.7086
2653
2654
2655 | 9.2014 | 20.6894 | 2.6585 | 1.784 | 4.8987 | 0.41319 | 0.07201 | 0.0063058 | 3.2263 | 294.9705 | 46.0493 | 31.6664 | 1.2194 | 12.2058 | 14.1448 | 2.146 | 0.089031 | 0.065567 | 3.1872 | 18.2299 | 3.2472 | 8.75 | 12.4933 | 8.5464 | 2.107 | 3.7473 | 12.5072 | 6.3294 | 7.9463 | 4.3699 | 47.4511 | 72.6601 | 53.7245 | 89.6228
2656 | 3.1033 | 8.6794 | 2 | 2.0203 | 5.418 | -0.35977 | 0.026049 | 0.0061453 | 1.938 | 297.044 | 42.4309 | 33.9735 | 1.2589 | 13.6525 | 15.0957 | 6.0263 | 0.20889 | 0.084444 | 2.6491 | 18.3158 | 3.3141 | 4.642 | 10.7906 | 8.0601 | 2.1546 | 3.919 | 13.6054 | 7.4939 | 9.7785 | 4.9804 | 48.5641 | 82.4531 | 49.5563 | 83.0088
2657
2658 | 3.7523 | 10.5835 | 2 | 2.3233 | 5.9829 | -0.76386 | 0.012038 | 0.0070982 | 2.5583 | 295.2402 | 25.0759 | 26.7242 | 0.78828 | 17.5909 | 19.4343 | 1.4412 | 0.12157 | 0.017038 | 2.1373 | 16.8627 | 1.8191 | 1.7962 | 11.1731 | 9.5744 | 1.6655 | 2.9711 | 16.4929 | 14.1433 | 13.8941 | 11.4749 | 49.789 | 57.552 | 34.6839 | 46.4254
2659
2660 | 1.0219 | 3.5957 | 2 | 2.679 | 6.2158 | 0.31363 | 0.0011538 | 0.0073958 | 1.1478 | 292.428 | 24.4522 | 23.1404 | 0.54977 | 17.5598 | 18.7312 | 20.8378 | 0.41792 | 0.0075641 | 2.1176 | 9.9412 | 0.068077 | 0.26923 | 9.32 | 8.6359 | 1.4642 | 2.1307 | 16.6806 | 15.6277 | 13.4081 | 13.3769 | 41.991 | 41.3747 | 32.4656 | 37.4867
2661 |  |  |  | 1.5436 | 5.456
2662
2663
2664 | 0.7865 | 2.3824 | 2 | 2.4622 | 6.508 | -0.69484 | 0.00047619 | 0.0061269 | 0.86739 | 298.4372 | 46.3312 | 39.088 | 1.3769 | 13.1557 | 13.8354 | 0.48048 | 0.12818 | 0.0065952 | 1.3889 | 15.4667 | 0.030905 | 0.10476 | 7.5909 | 7.2846 | 2.4573 | 3.9634 | 11.6173 | 7.8438 | 7.9385 | 4.9202 | 53.4275 | 77.2859 | 58.0161 | 81.7655
2665 |  |  |  | 2.3529 | 7.5982 |  |  | 0.0074645 | 0.95446 | 293.6368 | 29.8891 | 30.5797 | 0.64662 | 16.389 | 17.2125 | 9.0314 | [6 empty] | 10.6738 | 10.1029 | 1.7943 | 2.4073 | 14.3214 | 13.6463 | 10.2947 | 9.7407 | 58.8017 | 57.0865 | 45.9242 | 50.135
2666
2667
2668 | 2.2049 | 7.5245 | 2 | 2.4534 | 8.2152 | -0.031903 | 0.0053886 | 0.0060803 | 1.276 | 298.0499 | 45.069 | 34.2757 | 1.4217 | 13.3343 | 14.549 | 1.2752 | 0.15201 | 0.0033161 | 3.0778 | 14.6333 | 0.84471 | 0.87047 | 9.5801 | 7.587 | 2.779 | 4.6087 | 12.8916 | 6.6723 | 8.5517 | 4.6864 | 59.564 | 87.2167 | 54.2031 | 87.7924
2669 | 10.5341 | 23.5663 | 3 | 2.2242 | 5.5412 | 0.5374 | 0.090099 | 0.0050616 | 2.8229 | 293.5396 | 49.4789 | 34.0669 | 1.1796 | 11.6446 | 13.4307 | 2.8087 | 0.061371 | 0.087931 | 3.7516 | 19.281 | 5.456 | 17.7438 | 10.5546 | 7.8823 | 1.9774 | 3.4218 | 11.1763 | 5.918 | 7.0401 | 4.0283 | 52.5209 | 78.1373 | 61.4759 | 92.8122
2670
2671
2672
2673 | 1.0317 | 2.7867 | 2 | 2.275 | 6.8328 | -5.5969 | 0.0025683 | 0.005794 | 0.91587 | 298.5949 | 49.1085 | 39.5965 | 1.4412 | 12.539 | 13.3836 | 0.26134 | 0.11841 | 0.0028415 | 1.2222 | 11.5238 | 0 | 0 | 7.8748 | 6.8986 | 2.52 | 4.2444 | 11.2875 | 6.9801 | 7.3947 | 4.164 | 55.2253 | 81.7067 | 60.8978 | 88.0259
2674 |  |  |  | 2.1318 | 5.49 |  |  | 0.0060246 | 0.94892 | 298.7276 | 53.4327 | 38.1025 | 1.562 | 11.3738 | 12.3073 | 0.99477 | [6 empty] | 7.3208 | 6.7673 | 2.9552 | 4.2817 | 10.3798 | 6.288 | 7.3292 | 4.4345 | 55.8208 | 80.8049 | 65.5088 | 88.9726
2675 | 1.3151 | 4.3895 | 2 | 2.0356 | 7.087 | -2.6839 | 0.0094737 | 0.0071545 | 1.0523 | 295.7645 | 34.0874 | 31.3355 | 0.88046 | 15.3375 | 16.2163 | 1.8866 | 0.13122 | 0.01386 | 1.5625 | 10.3125 | 0.61614 | 1.6842 | 9.3803 | 8.957 | 1.8588 | 3.2376 | 14.0977 | 12.5957 | 10.6691 | 9.1296 | 53.2122 | 57.9402 | 46.0019 | 54.489
2676 |  |  |  | 2.304 | 7.4551 |  |  | 0.0069909 | 1.3213 | 296.65 | 37.8282 | 33.2467 | 1.016 | 14.3573 | 15.3394 | 25.9421 | [6 empty] | 8.5032 | 8.7397 | 1.9233 | 3.4575 | 13.5492 | 11.4687 | 10.3069 | 8.4233 | 54.0232 | 59.6575 | 49.0531 | 58.6611
2677
2678
2679
2680
2681 | 8.8443 | 21.2793 | 3 | 1.6373 | 4.0457 | -1.5383 | 0.072281 | 0.0067674 | 3.5026 | 295.6918 | 32.6768 | 32.1635 | 0.94755 | 15.6878 | 17.5585 | 1.4541 | 0.069314 | 0.043947 | 2.9605 | 17.0921 | 0.74404 | 8.9035 | 10.8724 | 9.3018 | 1.8788 | 3.5138 | 15.1986 | 10.6224 | 9.8974 | 6.5922 | 56.3588 | 72.2309 | 44.0152 | 68.3741
2682
2683 | 2.7011 | 7.0404 | 2 | 1.7984 | 6.2099 | 0.033776 | 0.026577 | 0.0059839 | 3.0925 | 298.2231 | 49.6778 | 34.0142 | 1.6504 | 11.5847 | 13.8147 | 7.0127 | 0.26754 | 0.010746 | 2.6379 | 16.4397 | 2.8774 | 4.3423 | 9.9563 | 7.1881 | 2.9617 | 4.992 | 11.0529 | 5.3399 | 6.9425 | 4.0684 | 60.7326 | 77.2056 | 62.5583 | 94.2079
2684
2685 |  |  |  | 2.597 | 6.458
2686
2687
2688
2689
2690 |  |  |  | 2.1352 | 5.3383
2691 | 4.3999 | 10.7008 | 2 | 3.3903 | 6.931 | -2.653 | 0.071 | 0.006767 | 1.9248 | 294.871 | 33.0559 | 30.6528 | 0.90085 | 15.5804 | 17.051 | 13.102 | 0.24491 | 0.022167 | 3.881 | 17.9762 | 4.7435 | 8.7 | 7.7111 | 7.2245 | 1.9361 | 3.4824 | 15.0528 | 10.6703 | 10.5998 | 6.9745 | 46.0186 | 64.992 | 42.1075 | 66.4413
2692 | 1.9126 | 6.3584 | 2 | 2.5019 | 7.2755 | 1.1475 | 0.0090909 | 0.0057149 | 2.5348 | 295.7339 | 46.0911 | 34.5071 | 1.343 | 12.2616 | 14.5437 | 0.75156 | 0.031022 | 0.0215 | 1.6667 | 15 | 0.044818 | 0.040909 | 12.9472 | 9.4425 | 2.4186 | 4.2771 | 12.7873 | 5.8641 | 7.4653 | 4.1214 | 63.0487 | 91.6083 | 54.3918 | 92.7478
2693 | 2.2283 | 6.5279 | 2 | 3.1538 | 7.6911 | 0.45267 | 0.0203 | 0.0068628 | 1.4777 | 295.2978 | 31.8281 | 27.5411 | 0.8551 | 15.9013 | 17.2028 | 1.4995 | 0.1217 | 0.0168 | 1.2745 | 13.5294 | 0.2547 | 1.24 | 7.7424 | 7.8099 | 1.6408 | 3.2063 | 15.2 | 11.8942 | 10.7427 | 7.6994 | 45.392 | 55.1906 | 41.0234 | 61.0033
2694 | 1.0572 | 4.1821 | 2 | 2.2042 | 5.4437 | 0.85759 | 0.0091667 | 0.0070629 | 1.4025 | 293.7886 | 35.599 | 33.0529 | 0.77686 | 14.8735 | 16.2177 | 27.0413 | 0.63282 | 0.018333 | 3.1818 | 14.2727 | 2.3917 | 2.5833 | 8.8823 | 7.7553 | 1.6764 | 3.2301 | 14.1842 | 10.2091 | 9.5647 | 6.142 | 54.9198 | 68.1709 | 48.4521 | 70.6444
2695
2696 | 2.4627 | 8.1544 | 2.087 | 3.4353 | 7.1038 | -2.5093 | 0.037391 | 0.0067339 | 1.3655 | 295.5623 | 38.7568 | 32.0517 | 1.0073 | 14.2176 | 15.5431 | 10.9008 | 0.25418 | 0.068261 | 3.6923 | 13 | 1.1839 | 4.5652 | 8.2559 | 6.9917 | 2.0215 | 3.6576 | 13.9132 | 9.1143 | 9.3515 | 5.8044 | 47.3407 | 66.4712 | 48.0148 | 75.4483
2697
2698
2699 |  |  |  | 2.9282 | 7.1138 |  |  | 0.007169 | 1.4289 | 296.0462 | 31.6879 | 27.5969 | 0.88457 | 15.9849 | 17.2438 | 10.6644 | [6 empty] | 7.5647 | 7.766 | 1.7356 | 3.2241 | 15.0468 | 11.8215 | 10.7283 | 7.5055 | 46.1187 | 55.3533 | 42.0575 | 61.7788
2700 | 4.6712 | 11.1552 | 2 | 2.5098 | 7.5431 | -0.53738 | 0.031122 | 0.0059954 | 2.9486 | 296.7571 | 45.3697 | 35.64 | 1.4287 | 12.4332 | 14.8257 | 0.53035 | 0.044434 | 0.062733 | 1.3962 | 13.1792 | 4.2703 | 3.1074 | 11.5581 | 9.1042 | 2.5878 | 4.563 | 12.6789 | 5.9983 | 7.6378 | 4.365 | 62.7651 | 97.5705 | 54.6696 | 92.0193
2701
2702
2703
2704
2705 | 1.9074 | 6.2958 | 2 | 2.6486 | 7.0691 | -2.8391 | 0.013342 | 0.0071744 | 1.8109 | 292.2191 | 24.7672 | 25.6681 | 0.53543 | 17.4756 | 19.0837 | 0.94785 | 0.15786 | 0.044319 | 1.589 | 12.363 | 2.0721 | 2.3315 | 11.9762 | 10.303 | 1.441 | 2.4878 | 16.4659 | 13.6791 | 11.2605 | 8.3883 | 54.9682 | 54.3854 | 36.6348 | 53.7777
2706 | 6.0354 | 14.1539 | 2 | 3.4479 | 8.4006 | -0.61387 | 0.024605 | 0.0068805 | 2.7007 | 289.8471 | 19.1208 | 23.0535 | 0.41323 | 18.8671 | 21.079 | 1.4544 | 0.11088 | 0.067359 | 1.5 | 11.963 | 0.40428 | 1.8684 | 13.6503 | 11.5469 | 1.2862 | 2.0078 | 18.811 | 14.7181 | 13.7101 | 9.8865 | 47.4728 | 55.3526 | 28.2899 | 45.5884
2707
2708
2709 | 5.0825 | 30.3441 | 3 | 1.4711 | 4.5918 | 4.7742 | 0.025 | 0.0069622 | 2.5226 | 295.2786 | 31.3993 | 28.6983 | 0.879 | 15.7562 | 17.5456 | 19.3035 | 0.0018138 | 0.051667 | 1.6667 | 16.3333 | 7.4233 | 14.3333 | 10.77 | 8.6668 | 1.8975 | 3.4267 | 15.39 | 10.5857 | 10.996 | 7.1884 | 49.1285 | 72.4998 | 41.187 | 66.7808
2710 | 3.9389 | 10.4556 | 2.102 | 2.4195 | 6.7392 | 0.19662 | 0.029673 | 0.0063334 | 2.9442 | 296.3353 | 35.1916 | 34.4964 | 1.1372 | 15.1294 | 17.2934 | 2.9026 | 0.15957 | 0.046381 | 2.0673 | 15.9815 | 1.2306 | 3.366 | 12.3441 | 9.9493 | 2.2781 | 3.9688 | 14.5456 | 8.4617 | 9.6293 | 5.3446 | 61.8676 | 90.2118 | 45.3228 | 77.5386
2711
2712 |  |  |  | 1.6448 | 4.9178 |  |  | 0.0069009 | 2.6516 | 295.368 | 33.0854 | 30.8783 | 0.91083 | 15.5395 | 17.363 | 39.9478 | [6 empty] | 10.3661 | 8.257 | 1.9134 | 3.484 | 15.4438 | 10.1557 | 10.1396 | 6.5672 | 55.3868 | 73.2102 | 42.9061 | 70.0415
2713 | 5.3912 | 14.7921 | 2 | 2.0391 | 5.0262 | 0.89148 | 0.027619 | 0.0053499 | 1.8648 | 294.3269 | 57.6543 | 37.1446 | 1.3227 | 9.9787 | 11.3105 | 0.80514 | 0.032693 | 0.11541 | 2.2469 | 15.4486 | 1.6912 | 3.746 | 6.1425 | 5.7185 | 2.2227 | 3.6507 | 8.9076 | 5.4135 | 5.3983 | 3.5181 | 52.1764 | 75.1782 | 75.0074 | 96.3262
2714 | 4.0246 | 11.086 | 2 | 2.2986 | 6.6461 | 0.26695 | 0.029745 | 0.0047071 | 2.8649 | 291.7299 | 38.4668 | 29.6621 | 0.97779 | 14.1563 | 16.4791 | 3.6696 | 0.074523 | 0.060701 | 2.675 | 13.1 | 1.0091 | 2.2293 | 7.8542 | 6.8886 | 1.7756 | 3.2004 | 14.2105 | 7.1959 | 9.0066 | 5.4346 | 46.768 | 77.312 | 48.2179 | 84.0394
2715 | 3.428 | 9.1296 | 2 | 2.9797 | 6.6954 | -15.375 | 0.01 | 0.0073822 | 1.6126 | 294.1637 | 30.7638 | 26.8225 | 0.73484 | 15.9165 | 17.2899 | 45.3575 | 0.125 | 0 | 3 | 22 | 0 | 0 | 7.09 | 6.3223 | 1.637 | 3.0227 | 14.5087 | 12.4295 | 11.028 | 8.5217 | 45.639 | 47.9367 | 41.7794 | 56.1867
2716
2717
2718
2719
2720 | 0.88254 | 3.5796 | 2 | 2.5334 | 7.556 | -3.0485 | 0.0067442 | 0.0070674 | 1.3129 | 296.4014 | 35.6125 | 31.2066 | 0.97234 | 14.8708 | 15.8506 | 7.6946 | 0.22593 | 0.0097674 | 3.1739 | 13.0435 | 0 | 0 | 8.2737 | 8.7579 | 1.854 | 3.3464 | 14.39 | 12.0107 | 10.9611 | 8.9633 | 50.6136 | 56.6773 | 45.3281 | 55.6966
2721
2722 | 8.4616 | 18.9368 | 3 | 1.6736 | 4.572 | 1.2945 | 0.070622 | 0.0053958 | 3.9484 | 294.2906 | 51.451 | 34.0322 | 1.32 | 10.8911 | 13.0693 | 3.0615 | 0.2125 | 0.065751 | 4.1503 | 18.6013 | 1.9976 | 6.8394 | 8.9708 | 6.5162 | 2.1707 | 3.8893 | 11.8741 | 5.2319 | 6.633 | 3.5804 | 57.3399 | 88.1497 | 58.4907 | 97.249
2723 |  |  |  | 2.561 | 6.71 |  |  | 0.0068972 | 1.6419 | 298.2223 | 40.0097 | 29.3447 | 1.3063 | 14.4098 | 15.7677 | 0.87 | [6 empty] | 9.6553 | 6.6644 | 2.4726 | 4.2408 | 14.356 | 7.111 | 10.3556 | 4.8704 | 45.975 | 69.7993 | 46.9845 | 82.5731
2724 | 4.273 | 11.3685 | 2.3571 | 2.5986 | 5.7953 | 5.5805 | 0.023571 | 0.0072944 | 1.6908 | 294.1474 | 32.5295 | 28.3841 | 0.76664 | 15.4652 | 16.8943 | 26.4989 | 0.56131 | 0.13857 | 17.9091 | 20.4545 | 0.41786 | 1.8571 | 7.2775 | 6.5867 | 1.74 | 3.2255 | 14.399 | 11.8429 | 10.6182 | 8.212 | 48.7329 | 51.0797 | 43.0883 | 58.8817
2725
2726 | 10.3602 | 20.7918 | 2 | 1.9692 | 5.2386 | 0.53904 | 0.048083 | 0.0070862 | 3.1208 | 294.4229 | 26.121 | 28.4492 | 0.7826 | 17.1027 | 19.181 | 0.50937 | 0.1145 | 0.086 | 1.5526 | 13.1316 | 0.03925 | 0.83333 | 13.255 | 11.6856 | 1.8953 | 2.9894 | 16.102 | 12.4124 | 11.2102 | 9.2042 | 56.6233 | 66.9896 | 39.4488 | 53.5322
2727
2728 | 17.1386 | 36.5772 | 2 | 2.1698 | 6.794 | -2.8976 | 0.0675 | 0.006928 | 3.538 | 291.4767 | 22.2897 | 23.5899 | 0.55616 | 17.5983 | 20.5229 | 19.6719 | 0.19086 | 0.078 | 2.3333 | 16.4444 | 3.0845 | 6.6 | 12.3825 | 10.2012 | 1.4728 | 2.2016 | 17.6156 | 12.859 | 13.3806 | 9.0363 | 48.8178 | 62.1491 | 31.2725 | 52.7872
2729 | 0.97737 | 2.7837 | 2 | 2.6597 | 7.6173 | 1.2555 | 0.018913 | 0.0065236 | 2.2679 | 297.7133 | 45.2939 | 31.6939 | 1.3774 | 12.8689 | 14.5734 | 1.1571 | 0.042982 | 0.043166 | 1.8076 | 16.0852 | 2.889 | 4 | 10.0015 | 7.0699 | 2.6195 | 4.2606 | 12.0652 | 6.3179 | 8.3202 | 4.3437 | 50.1134 | 84.8614 | 56.7591 | 89.6826
2730
2731
2732
2733
2734
2735
2736
2737
2738 | 1.9927 | 4.8736 | 2 | 2.297 | 7.1366 | -0.36915 | 0.030952 | 0.0061114 | 2.0311 | 296.4343 | 42.5626 | 31.4746 | 1.2294 | 13.6565 | 15.2308 | 9.2652 | 0.50998 | 0.0074286 | 6.2078 | 17.8442 | 2.2826 | 2.8667 | 9.3014 | 6.7425 | 2.3503 | 4.1366 | 13.3918 | 7.0522 | 8.0938 | 4.3073 | 53.0323 | 74.0559 | 51.9832 | 85.4853
2739 |  |  |  | 1.9348 | 5.0542
2740
2741 |  |  |  | 2.0206 | 5.172
2742 | 4.8879 | 12.8028 | 2.9444 | 3.3861 | 7.136 | -19.6571 | 0.055556 | 0.0067405 | 1.8002 | 294.4118 | 39.5464 | 32.8875 | 0.93541 | 13.872 | 15.3955 | 2.3844 | 0.24948 | 0.22444 | 2.4 | 13.5 | 1.6378 | 10.6667 | 8.2832 | 7.0733 | 1.8718 | 3.5778 | 13.8027 | 8.5205 | 9.0118 | 5.2879 | 48.1502 | 70.3482 | 49.4786 | 79.3824
2743 |  |  |  | 2.2613 | 6.1486 |  |  | 0.0060614 | 2.4705 | 296.2733 | 48.4798 | 33.6316 | 1.3209 | 12.0249 | 13.694 | 21.8513 | [6 empty] | 8.5964 | 6.4814 | 2.3746 | 4.1996 | 12.0643 | 5.8561 | 8.1664 | 4.0057 | 54.613 | 87.6869 | 57.1577 | 92.7228
2744 | 5.7475 | 14.2996 | 2 | 1.8143 | 5.1556 | -0.014053 | 0.046617 | 0.006335 | 2.8016 | 295.5533 | 44.3363 | 30.8793 | 1.2108 | 12.8364 | 14.6399 | 1.4251 | 0.072003 | 0.049908 | 2.0644 | 15.7295 | 3.9733 | 6.5196 | 11.5687 | 7.9419 | 2.1217 | 3.8055 | 13.2582 | 6.5701 | 8.7475 | 4.5052 | 43.0535 | 70.6847 | 49.9484 | 88.2151
2745
2746
2747 |  |  |  | 2.4314 | 7.6103 |  |  | 0.0072381 | 0.90458 | 295.9306 | 35.1183 | 33.4657 | 0.86898 | 15.1205 | 15.9062 | 2.0841 | [6 empty] | 10.6877 | 10.1526 | 1.962 | 3.1391 | 12.4689 | 11.5272 | 7.8503 | 7.6177 | 67.2432 | 65.7974 | 57.2417 | 61.8066
2748
2749
2750
2751
2752 | 3.3008 | 11.8726 | 2 | 2.3936 | 6.1999 | -3.6423 | 0.045556 | 0.0064786 | 1.5427 | 295.6199 | 40.396 | 35.2862 | 1.0476 | 13.8879 | 15.2637 | 13.1544 | 0.45599 | 0.053704 | 5.9583 | 19.7083 | 4.1496 | 8.8889 | 7.3014 | 6.8555 | 2.1253 | 3.7914 | 13.5892 | 8.6157 | 9.0953 | 5.423 | 50.8121 | 76.0885 | 50.1503 | 78.6606
2753
2754
2755 | 2.8269 | 10.8695 | 2 | 2.3309 | 6.349 | 0.33843 | 0.041563 | 0.006812 | 1.8551 | 297.323 | 41.3606 | 30.1679 | 1.2518 | 13.8882 | 15.3151 | 1.3049 | 0.11789 | 0.051629 | 2.2692 | 15.7885 | 3.3275 | 8 | 9.0088 | 6.518 | 2.3571 | 4.1382 | 13.5477 | 7.0341 | 9.6233 | 4.7644 | 49.7494 | 71.9864 | 50.3119 | 83.2931
2756 | 1.6114 | 6.1336 | 2 | 3.0301 | 8.1557 | 0.10112 | 0.012958 | 0.0070575 | 0.88295 | 297.9628 | 37.016 | 33.5049 | 1.0731 | 14.9159 | 15.609 | 3.5741 | 0.34863 | 0.014085 | 2.4035 | 13.8947 | 1.3618 | 4.8028 | 11.6385 | 10.0901 | 2.1424 | 3.3482 | 12.7425 | 11.7742 | 7.3655 | 7.6497 | 64.0987 | 65.2243 | 56.8176 | 61.0143
2757 | 0.89123 | 3.1614 | 2 | 2.5671 | 6.282 | -3.0877 | 0.0125 | 0.0066823 | 1.4873 | 294.6714 | 40.3149 | 34.5497 | 0.94755 | 13.8151 | 15.12 | 9.3439 | 0.15241 | 0.017045 | 1.7778 | 14.2222 | 0.0077273 | 0.11364 | 10.6635 | 9.0494 | 1.8956 | 3.5765 | 12.9755 | 8.439 | 8.2294 | 4.8379 | 58.7125 | 77.3954 | 52.2556 | 80.4692
2758
2759
2760 |  |  |  | 1.5116 | 3.9814
2761 | 0.45789 | 1.2557 | 2 | 2.245 | 6.6257 | 0.87875 | 0 | 0.0058893 | 0.97956 | 298.3872 | 44.0431 | 37.2576 | 1.3325 | 13.5754 | 14.3108 | 3.5534 | 0.11046 | 0 | 2.6667 | 16.3333 | 0 | 0.25 | 8.5368 | 8.1629 | 2.2536 | 3.9452 | 12.0583 | 8.8982 | 8.5125 | 5.5874 | 59.9068 | 80.9191 | 57.4193 | 77.247
2762 |  |  |  | 1.8879 | 5.014
2763 | 3.0519 | 9.1869 | 2.0721 | 1.8564 | 4.5977 | -0.2987 | 0.031736 | 0.0057801 | 2.0998 | 297.1923 | 53.3011 | 36.5435 | 1.4925 | 10.9928 | 12.4034 | 1.0854 | 0.068258 | 0.07495 | 2.0491 | 15.9076 | 1.656 | 3.5332 | 9.4288 | 8.0793 | 2.6189 | 4.2135 | 10.6447 | 5.9282 | 6.7171 | 4.0392 | 52.5169 | 75.0948 | 65.1145 | 91.644
2764
2765
2766
2767
2768
2769 | 5.4271 | 16.6665 | 2.2899 | 2.2709 | 5.3418 | -6.694 | 0.052249 | 0.0063568 | 1.8612 | 295.1957 | 42.3319 | 35.8536 | 1.0307 | 13.4406 | 14.8152 | 9.7541 | 0.18338 | 0.04863 | 3.7727 | 17.3727 | 1.2959 | 6.6627 | 10.1871 | 8.532 | 1.9674 | 3.6302 | 12.8722 | 7.9892 | 8.687 | 5.0497 | 57.6866 | 79.38 | 51.9825 | 82.1685
2770
2771
2772 | 1.3473 | 3.5037 | 2 | 2.1563 | 5.9114 | 0.02282 | 0.021667 | 0.0068555 | 1.7891 | 297.6645 | 40.3253 | 29.9047 | 1.2714 | 14.2633 | 15.6921 | 4.715 | 0.019571 | 0.040556 | 1.4 | 11.8 | 1.7894 | 3 | 9.2488 | 6.5911 | 2.4087 | 4.2233 | 13.9269 | 7.1277 | 9.891 | 4.8791 | 48.6631 | 72.615 | 49.0277 | 83.0225
2773 | 3.1501 | 9.3176 | 2.181 | 2.1737 | 6.2994 | -1.2352 | 0.017511 | 0.0064017 | 2.3976 | 296.714 | 40.7047 | 33.3977 | 1.1715 | 13.977 | 15.6101 | 0.55995 | 0.13473 | 0.028853 | 1.2378 | 12.4085 | 1.7943 | 2.1674 | 10.5089 | 8.2109 | 2.2247 | 3.7118 | 13.766 | 7.6567 | 8.8789 | 4.756 | 57.4977 | 89.4022 | 49.134 | 82.6161
2774 | 8.5368 | 18.5783 | 3 | 2.7757 | 7.2387 | -1.0985 | 0.12429 | 0.0070783 | 2.8212 | 294.6984 | 31.8317 | 28.0408 | 0.84981 | 15.4586 | 17.3367 | 6.5082 | 0.25739 | 0.048195 | 8.6867 | 20.4578 | 2.798 | 16.015 | 11.0937 | 9.464 | 1.7674 | 3.252 | 14.2036 | 11.7493 | 11.4831 | 8.783 | 53.8029 | 57.1435 | 43.439 | 56.6598
2775
2776
2777
2778 | 7.4445 | 17.5572 | 2 | 2.1599 | 5.8287 | -1.5748 | 0.056825 | 0.0066674 | 2.7619 | 296.8419 | 34.3865 | 33.3729 | 1.0904 | 15.2229 | 17.0938 | 1.0702 | 0.16851 | 0.043613 | 1.5375 | 14.3625 | 2.5675 | 6.2409 | 11.3848 | 9.6603 | 2.2937 | 3.8059 | 14.5807 | 9.9584 | 9.3904 | 6.2322 | 58.2779 | 81.5668 | 45.7423 | 69.7882
2779 | 2.5688 | 8.8938 | 2 | 2.1563 | 5.7527 | -0.79333 | 0.016111 | 0.0070727 | 2.4501 | 295.3439 | 26.166 | 27.556 | 0.79952 | 17.3829 | 19.1163 | 20.4766 | 0.27055 | 0.024028 | 2.6897 | 18.2069 | 2.919 | 2.875 | 10.9061 | 9.2987 | 1.6879 | 3.0305 | 16.2987 | 13.8718 | 13.535 | 10.8261 | 49.9798 | 58.0677 | 35.658 | 48.0143
2780 |  |  |  | 2.321 | 6.343
2781 | 2.4027 | 8.9478 | 2 | 2.4734 | 8.7958 | 2.6342 | 0.0018878 | 0.0058807 | 2.0359 | 297.9632 | 48.0365 | 37.547 | 1.528 | 12.2353 | 14.0655 | 2.0586 | 0.21492 | 0.0047959 | 3.6352 | 16.6667 | 0.10357 | 0.51531 | 13.5718 | 9.8891 | 2.8603 | 4.678 | 11.2275 | 6.1102 | 7.3244 | 4.6826 | 73.4085 | 92.4162 | 61.2842 | 90.4718
2782
2783 | 5.4212 | 11.7205 | 2 | 2.2194 | 6.3972 | -10.0448 | 0.046667 | 0.006752 | 1.7509 | 296.0077 | 37.4046 | 34.059 | 0.99548 | 14.6806 | 16.1354 | 4.0571 | 0.11106 | 0.3025 | 1.9 | 10.5 | 2.1283 | 9 | 10.2818 | 8.9339 | 2.0222 | 3.6263 | 13.9424 | 9.647 | 9.5417 | 6.0689 | 61.3721 | 69.8898 | 48.6774 | 73.2498
2784
2785 | 0.72045 | 2.3436 | 2 | 2.043 | 5.6783 | 0.22279 | 0.010342 | 0.0064929 | 1.9613 | 296.8499 | 43.9259 | 30.8819 | 1.2721 | 13.1271 | 14.6461 | 1.2965 | 0.12352 | 0.01604 | 1.5269 | 13.5914 | 0.90447 | 1.2963 | 10.5735 | 7.319 | 2.3568 | 3.94 | 12.9887 | 7.1723 | 8.9096 | 4.8893 | 46.2003 | 65.6693 | 52.7654 | 84.4029
2786 | 0.72493 | 2.194 | 2 | 3.1918 | 6.9597 | 0.144 | 0 | 0.0067262 | 1.2916 | 296.6424 | 40.1389 | 35.2959 | 1.1117 | 14.0396 | 15.2989 | 12.0538 | 0.34715 | 0.00125 | 1.4 | 8.4 | 0 | 0.041667 | 7.1974 | 6.7242 | 2.1417 | 3.7651 | 12.4593 | 9.0648 | 9.944 | 6.2979 | 56.7468 | 68.6474 | 52.7036 | 73.3732
2787
2788
2789 |  |  |  | 2.2823 | 5.7821
2790 | 9.2823 | 18.5871 | 2.7453 | 2.3832 | 5.9624 | -0.8869 | 0.050355 | 0.0063082 | 3.4001 | 294.4846 | 33.5946 | 30.9332 | 0.99748 | 15.5316 | 17.9464 | 0.57542 | 0.079199 | 0.075553 | 1.535 | 14.3992 | 0.75388 | 3.5783 | 11.542 | 9.0359 | 2.0105 | 3.701 | 15.8587 | 8.2318 | 9.4205 | 4.9992 | 52.8272 | 84.3895 | 40.6562 | 79.2587
2791 | 13.2566 | 25.6832 | 3 | 1.6893 | 4.1544 | -4.5898 | 0.17045 | 0.0071497 | 3.3068 | 296.7421 | 31.0168 | 28.0263 | 0.97652 | 16.0458 | 17.8563 | 0.82569 | 0.078711 | 0.053534 | 5.9027 | 19.8938 | 2.0883 | 27.7444 | 9.6312 | 8.3253 | 1.9818 | 3.6654 | 15.6833 | 10.9496 | 10.1292 | 6.8343 | 47.071 | 62.2908 | 41.1508 | 65.7381
2792
2793 |  |  |  | 4.6127 | 10.0814
2794 | 1.585 | 5.7299 | 2 | 2.2708 | 7.4211 | -3.8685 | 0.006 | 0.0069874 | 1.3152 | 296.6278 | 38.0091 | 33.3199 | 1.0167 | 14.3033 | 15.2834 | 13.8154 | 0.20341 | 0.0144 | 4.7755 | 17.1429 | 0.88667 | 3.4933 | 8.524 | 8.7382 | 1.9244 | 3.4625 | 13.4641 | 11.4347 | 10.2429 | 8.3973 | 54.108 | 59.7348 | 49.345 | 58.8159
2795 | 3.7942 | 10.0425 | 2 | 2.205 | 5.9301 | 0.074599 | 0.05619 | 0.0057807 | 2.8678 | 295.5428 | 46.4243 | 31.9624 | 1.2434 | 12.4805 | 14.3108 | 15.7733 | 0.46745 | 0.049127 | 6.5686 | 20.1765 | 6.9057 | 9 | 7.8886 | 5.9324 | 2.1064 | 3.8748 | 13.2203 | 6.0423 | 8.7119 | 4.1486 | 48.2083 | 82.8911 | 50.9672 | 91.4604
2796 |  |  |  | 1.4972 | 4.6588 |  |  | 0.0069133 | 2.4119 | 295.4881 | 31.7991 | 29.5491 | 0.89812 | 15.8265 | 17.5851 | 21.6717 | [6 empty] | 10.5066 | 8.4757 | 1.9023 | 3.4486 | 15.5346 | 10.7134 | 10.6804 | 7.0083 | 51.68 | 70.407 | 41.3919 | 66.6576
2797
2798
2799
2800 |  |  |  | 2.0853 | 6.8413 |  |  | 0.0062695 | 1.1891 | 297.5055 | 38.2908 | 32.7342 | 1.1852 | 14.6014 | 15.5116 | 11.4838 | [6 empty] | 8.002 | 8.3549 | 1.9445 | 3.5973 | 13.7466 | 10.2598 | 10.4758 | 7.3739 | 46.0697 | 62.415 | 47.7933 | 65.8021
2801
2802
2803
2804 | 2.1581 | 7.2938 | 2.6118 | 2.182 | 6.1004 | 0.17031 | 0.023676 | 0.0059202 | 2.3991 | 296.475 | 46.3133 | 32.8712 | 1.2926 | 12.6032 | 14.2912 | 1.3964 | 0.058306 | 0.040785 | 1.9004 | 16.3257 | 2.1319 | 2.8175 | 7.689 | 6.0841 | 2.2765 | 3.9899 | 13.0288 | 6.2469 | 8.7036 | 4.2714 | 49.7338 | 84.3315 | 53.0417 | 90.2801
2805
2806 | 7.5908 | 17.8572 | 2.7612 | 2.2199 | 6.6545 | 2.2881 | 0.10582 | 0.0069953 | 3.1151 | 295.5445 | 33.3785 | 29.4371 | 0.94817 | 15.1487 | 17.0946 | 12.7421 | 0.43809 | 0.032836 | 5.1472 | 20.8485 | 3.1322 | 15.8172 | 11.2139 | 9.5982 | 1.9167 | 3.5428 | 13.5769 | 11.1181 | 11.1511 | 8.5247 | 55.9546 | 60.6241 | 46.0543 | 59.4084
2807
2808
2809
2810 | 7.5294 | 18.4144 | 2.9951 | 1.3913 | 3.5779 | -2.9764 | 0.063383 | 0.0071341 | 2.391 | 295.5554 | 29.861 | 25.2754 | 0.83945 | 16.2884 | 17.9342 | 1.2243 | 0.097086 | 0.04 | 2.3392 | 17.3531 | 2.1288 | 10.1951 | 7.9254 | 7.0895 | 1.8245 | 3.3491 | 15.5082 | 11.9188 | 10.116 | 7.5174 | 42.9716 | 52.1243 | 40.8708 | 61.321
2811 | 9.9824 | 24.8257 | 2 | 1.9304 | 5.6635 | 0.35447 | 0.054592 | 0.0051395 | 5.0851 | 294.7327 | 42.5399 | 32.5741 | 1.2489 | 12.9935 | 15.8451 | 0.91218 | 0.048713 | 0.040715 | 2.5172 | 15.8276 | 4.8343 | 4.6633 | 8.9071 | 7.6347 | 2.283 | 3.9684 | 13.2299 | 6.0227 | 7.9431 | 4.5425 | 52.8784 | 88.4215 | 52.9389 | 91.5401
2812
2813
2814
2815 | 5.2788 | 16.3114 | 2 | 1.9572 | 5.2477 | -0.36156 | 0.058261 | 0.0070984 | 2.9121 | 295.9061 | 23.808 | 24.9364 | 0.82993 | 17.9387 | 19.8841 | 1.1152 | 0.15081 | 0.041739 | 3 | 20.1111 | 4.4287 | 7.8696 | 11.0316 | 9.102 | 1.8451 | 3.1315 | 16.6219 | 14.3125 | 13.9922 | 11.8271 | 46.7084 | 53.6547 | 34.5088 | 45.1438
2816 | 3.497 | 9.6169 | 2.4938 | 3.0791 | 7.3103 | -0.42413 | 0.033041 | 0.005566 | 1.6428 | 296.8273 | 42.0755 | 35.9216 | 1.1977 | 13.6886 | 14.7463 | 0.21978 | 0.091429 | 0.076947 | 1.4377 | 12.4878 | 0.91077 | 2.8897 | 9.2505 | 8.8994 | 1.9025 | 3.4528 | 13.2925 | 9.2658 | 10.1706 | 6.4357 | 56.7444 | 78.3156 | 50.3632 | 71.9583
2817 | 11.1472 | 23.4309 | 3 | 1.4828 | 4.4371 | -4.7592 | 0.06384 | 0.0070603 | 3.8687 | 294.9304 | 26.958 | 27.311 | 0.8261 | 17.03 | 19.1505 | 2.1386 | 0.17646 | 0.04436 | 4.7842 | 19.5396 | 0.60476 | 5.92 | 10.9764 | 9.0481 | 1.9457 | 3.2031 | 16.0984 | 12.4952 | 11.4786 | 9.1511 | 48.8133 | 61.4473 | 39.8272 | 54.3695
2818
2819 | 3.1714 | 8.1786 | 2 | 2.6743 | 7.5043 | 0.25712 | 0.021289 | 0.0064831 | 2.2372 | 297.2758 | 46.4436 | 32.7968 | 1.3461 | 12.5477 | 14.2189 | 0.81792 | 0.041251 | 0.039755 | 1.8234 | 15.0984 | 1.9009 | 3.2173 | 8.6241 | 6.6656 | 2.5463 | 4.1601 | 12.0038 | 6.2205 | 8.1993 | 4.1131 | 52.8523 | 90.7982 | 57.346 | 90.9968
2820
2821
2822
2823
2824 | 11.1947 | 21.2073 | 2.1158 | 1.8782 | 5.3812 | -3.056 | 0.078877 | 0.0069653 | 4.592 | 295.2317 | 28.1436 | 27.8607 | 0.91802 | 16.5399 | 18.7972 | 0.24233 | 0.035228 | 0.046105 | 1.4302 | 13.3372 | 0 | 0.0035088 | 11.3534 | 9.5779 | 2.1144 | 3.4752 | 15.7246 | 11.4504 | 10.6055 | 8.3193 | 50.8632 | 64.7411 | 41.5657 | 58.9089
2825
2826 | 15.6202 | 28.7386 | 3 | 1.9367 | 5.3567 | 9.0658 | 0.15073 | 0.0072214 | 3.7717 | 294.2194 | 22.8112 | 23.4078 | 0.70948 | 18.0031 | 20.1589 | 1.8614 | 0.021471 | 0.11122 | 4.0741 | 22 | 0.30171 | 8.6585 | 10.8851 | 8.9696 | 1.736 | 2.7775 | 16.7979 | 14.2327 | 12.7514 | 11.015 | 43.3639 | 50.234 | 35.8601 | 45.4933
2827 |  |  |  | 2.3611 | 7.3277 |  |  | 0.0070952 | 1.2956 | 296.3759 | 35.4883 | 31.0835 | 0.96746 | 14.8878 | 15.863 | 16.4665 | [6 empty] | 8.3045 | 8.7599 | 1.8567 | 3.3431 | 14.3748 | 12.0826 | 10.9853 | 9.021 | 50.5872 | 56.5595 | 45.3245 | 55.4437
2828
2829
2830
2831 | 0.53419 | 2.6087 | 2 | 3.855 | 8.1074 | 3.68 | 0.0066667 | 0.0067224 | 1.2951 | 296.5942 | 40.1592 | 35.3931 | 1.1074 | 14.0459 | 15.3117 | 17.0606 | 0.063971 | 0.01 | 1.3333 | 16.3333 | 0 | 0 | 7.2162 | 6.7358 | 2.1464 | 3.7564 | 12.6007 | 9.0183 | 9.972 | 6.2267 | 56.4367 | 68.9242 | 52.271 | 73.8136
2832
2833 | 1.7428 | 6.4874 | 2 | 2.8904 | 8.0132 | -0.12334 | 0.0135 | 0.0044701 | 1.4763 | 290.4967 | 41.4944 | 30.6732 | 0.9381 | 13.2297 | 15.1197 | 0.73865 | 0.032801 | 0.0135 | 1.5909 | 15.6364 | 0.19136 | 0.75 | 8.5588 | 7.5962 | 1.7011 | 2.9118 | 13.2003 | 6.9239 | 8.1778 | 5.3993 | 48.6539 | 78.3958 | 53.8151 | 84.658
2834
2835 | 5.2875 | 14.2708 | 2 | 2.3294 | 7.3022 | 0.95161 | 0.03847 | 0.0051882 | 2.8892 | 292.8241 | 46.3836 | 33.5395 | 1.1591 | 12.0871 | 14.4421 | 0.97856 | 0.11281 | 0.061621 | 2.645 | 16.0828 | 0.52461 | 2.2922 | 11.5017 | 8.334 | 2.0726 | 3.771 | 12.7081 | 5.6554 | 6.7962 | 3.8504 | 59.5555 | 88.1881 | 54.9892 | 94.2411
2836
2837 | 1.5782 | 5.0653 | 2 | 2.5188 | 7.967 | -0.97769 | 0.0093548 | 0.0072746 | 1.0913 | 295.9419 | 33.4558 | 29.7166 | 0.90245 | 15.3216 | 16.2377 | 20.0056 | 0.21326 | 0.01129 | 2.45 | 11.2 | 0.7129 | 3.7419 | 8.8155 | 8.7821 | 1.8527 | 3.2509 | 14.6507 | 12.9959 | 11.415 | 9.7501 | 49.5247 | 54.4776 | 43.4673 | 51.7688
2838
2839
2840
2841 | 1.3185 | 3.5183 | 2 | 2.9463 | 7.7565 | 0.085026 | 0.019012 | 0.0064633 | 2.5804 | 297.2728 | 46.2808 | 32.0326 | 1.3655 | 12.5432 | 14.36 | 0.82286 | 0.031703 | 0.038629 | 1.5503 | 14.602 | 3.1007 | 4.1452 | 10.2676 | 7.2016 | 2.5649 | 4.2628 | 12.1189 | 6.0539 | 8.1885 | 4.0904 | 50.8723 | 86.3268 | 56.6633 | 91.7275
2842 | 1.8959 | 6.1147 | 2 | 1.8332 | 5.9947 | -2.3552 | 0.03 | 0.0061249 | 2.6374 | 296.0384 | 40.4141 | 44.6532 | 1.1686 | 13.8509 | 15.8854 | 0.43162 | 0.40894 | 0.031 | 3.2 | 18.6 | 4.193 | 5.3 | 15.0071 | 12.6407 | 2.417 | 4.0406 | 13.2339 | 7.3432 | 7.9188 | 4.327 | 80.6986 | 120.8776 | 52.1743 | 84.8292
2843
2844 | 0.32738 | 0.89057 | 2 | 2.3949 | 6.4198 | -0.73957 | 0.00073171 | 0.0056117 | 0.62079 | 299.2529 | 63.9907 | 51.1402 | 1.7661 | 9.5196 | 10.1501 | 0 | 0.12799 | 0.0014634 | 1.0909 | 12.7273 | 0.14024 | 0.85366 | 9.0771 | 8.207 | 3.2466 | 4.4508 | 7.2626 | 4.9224 | 4.5982 | 3.2164 | 82.7854 | 107.8952 | 85.4882 | 99.796
2845
2846
2847 |  |  |  | 2.1636 | 5.3538
2848 | 3.0621 | 8.5936 | 2 | 2.2398 | 6.1963 | -3.3424 | 0.046207 | 0.0060658 | 2.5078 | 296.1864 | 48.9783 | 33.8156 | 1.3243 | 11.886 | 13.5668 | 13.4237 | 0.21235 | 0.035862 | 2.5263 | 15.7368 | 5.7 | 7.6207 | 8.6465 | 6.4791 | 2.3714 | 4.2094 | 11.9368 | 5.7751 | 8.0749 | 3.9557 | 55.2323 | 88.1123 | 57.7236 | 93.2187
2849
2850
2851 | 3.9541 | 13.1361 | 3 | 3.644 | 7.6028 | -4.9122 | 0.04 | 0.006644 | 1.626 | 295.8327 | 37.018 | 33.808 | 1.0255 | 14.6984 | 16.0818 | 11.2979 | 0.17351 | 0.0225 | 3.3333 | 22 | 1.45 | 9.5 | 7.6771 | 7.2181 | 2.1216 | 3.762 | 14.1625 | 9.534 | 10.0128 | 6.1731 | 49.3169 | 72.6276 | 46.0915 | 73.0232
2852
2853 | 16.2777 | 28.6652 | 3 | 1.6785 | 5.2092 | -3.4501 | 0.11729 | 0.0071693 | 3.9574 | 294.1976 | 23.1937 | 23.7992 | 0.72482 | 17.881 | 20.0675 | 0.79853 | 0.031131 | 0.035208 | 2.8125 | 17.75 | 0.13854 | 9.1667 | 10.9032 | 9.0053 | 1.7553 | 2.8233 | 16.725 | 14.0397 | 12.5221 | 10.8001 | 44.0137 | 51.3676 | 36.3236 | 46.3945
2854
2855
2856
2857
2858
2859 | 8.1448 | 19.9632 | 2 | 2.1074 | 5.4977 | 0.39169 | 0.085422 | 0.0057179 | 3.0517 | 295.9169 | 49.0393 | 33.9443 | 1.3239 | 11.8454 | 13.7076 | 1.3739 | 0.055119 | 0.08326 | 3.0027 | 18.5683 | 7.4746 | 9.4711 | 8.2182 | 6.4117 | 2.2794 | 4.1191 | 12.5904 | 5.5222 | 8.3122 | 3.7827 | 54.1483 | 91.5592 | 54.6437 | 94.9993
2860 | 1.7667 | 6.015 | 2.6714 | 2.335 | 5.9646 | 1.0736 | 0.021429 | 0.0060726 | 2.4361 | 297.0607 | 47.0417 | 33.2577 | 1.355 | 12.3788 | 14.072 | 10.2722 | 0.21164 | 0.060429 | 2.8077 | 15.5385 | 1.7983 | 2.3429 | 7.4306 | 5.6598 | 2.4666 | 4.2243 | 12.7536 | 6.3496 | 8.4932 | 4.2367 | 48.7978 | 81.1285 | 54.4719 | 90.2332
2861 |  |  |  | 2.1442 | 5.9667 |  |  | 0.0071956 | 2.4648 | 294.2985 | 27.0816 | 24.3445 | 0.71691 | 16.8738 | 18.5455 | 10.92 | [6 empty] | 8.5115 | 7.7107 | 1.6943 | 3.0464 | 16.2614 | 13.2723 | 11.2863 | 8.9485 | 43.7816 | 46.9676 | 36.6616 | 53.091
2862
2863 | 15.8679 | 31.3197 | 2 | 1.5584 | 5.6762 | 6.2807 | 0.053333 | 0.0071288 | 3.2101 | 289.8386 | 16.5195 | 19.7245 | 0.37795 | 19.2693 | 22.1613 | 20.8123 | 0.17251 | 0.17667 | 2.5 | 13.5 | 0 | 3.3333 | 12.7524 | 10.5324 | 1.1282 | 1.6157 | 19.2814 | 14.9267 | 15.3216 | 12.1074 | 41.6349 | 52.7628 | 24.2462 | 40.1285
2864
2865
2866
2867 | 4.2954 | 14.4302 | 2 | 2.1016 | 8.0351 | -0.45533 | 0.035 | 0.0058267 | 2.3023 | 298.3647 | 48.7082 | 35.3715 | 1.6078 | 12.0706 | 14.0683 | 10.5204 | 0.35401 | 0.025 | 3.75 | 17.7857 | 3.9684 | 6.8438 | 11.004 | 8.001 | 2.9502 | 5.017 | 10.8164 | 5.7041 | 7.2406 | 4.4086 | 66.2518 | 84.6574 | 63.1918 | 92.8207
2868
2869
2870
2871
2872 |  |  |  | 2.8323 | 6.9008 |  |  | 0.0070065 | 1.4077 | 294.7069 | 33.965 | 29.186 | 0.84256 | 15.2401 | 16.5578 | 37.76 | [6 empty] | 9.8391 | 8.7477 | 1.8227 | 3.267 | 14.0444 | 11.4479 | 10.7466 | 8.085 | 55.4297 | 52.6753 | 45.054 | 60.7308
2873 | 5.5865 | 14.8291 | 2.4082 | 1.6344 | 4.3103 | 1.9811 | 0.058571 | 0.0071064 | 1.732 | 294.2789 | 30.9846 | 24.7321 | 0.73218 | 15.9533 | 17.3707 | 26.6019 | 0.33638 | 0.1151 | 5.974 | 19.7162 | 2.206 | 7.8673 | 6.8925 | 6.3739 | 1.731 | 3.151 | 15.0525 | 11.5339 | 9.5076 | 7.0481 | 39.8095 | 50.2753 | 42.9016 | 63.7206
2874
2875
2876
2877
2878
2879
2880 |  |  |  | 3.1803 | 7.2917 |  |  | 0.0070065 | 1.4077 | 294.7069 | 33.965 | 29.186 | 0.84256 | 15.2401 | 16.5578 | 25.7746 | [6 empty] | 9.8391 | 8.7477 | 1.8227 | 3.267 | 14.0444 | 11.4479 | 10.7466 | 8.085 | 55.4297 | 52.6753 | 45.054 | 60.7308
2881
2882 | 4.39 | 12.3962 | 2 | 3.5762 | 7.2369 | -1.0253 | 0.051327 | 0.0068265 | 1.6667 | 296.3663 | 39.5689 | 35.2917 | 1.0811 | 14.0903 | 15.4725 | 10.4361 | 0.3364 | 0.019912 | 4.6737 | 20.1579 | 5.7235 | 9.5487 | 6.9888 | 6.6582 | 2.1493 | 3.7634 | 12.824 | 9.4709 | 9.8649 | 6.4845 | 55.8686 | 69.5257 | 51.6999 | 71.9649
2883
2884
2885
2886 |  |  |  | 2.2112 | 7.2357 |  |  | 0.0070501 | 1.2867 | 296.5544 | 37.2593 | 32.7115 | 0.99955 | 14.4624 | 15.435 | 42.2403 | [6 empty] | 8.5256 | 8.7449 | 1.9178 | 3.4374 | 13.6461 | 11.6955 | 10.4461 | 8.6182 | 53.3394 | 58.6843 | 48.4262 | 57.5843
2887
2888 | 3.4172 | 8.5081 | 2.2985 | 2.1924 | 5.9161 | 0.51967 | 0.051898 | 0.00575 | 2.7356 | 295.9092 | 46.6673 | 32.3212 | 1.2682 | 12.4569 | 14.2605 | 6.8877 | 0.16361 | 0.056561 | 2.8774 | 18.2771 | 4.0426 | 7.1499 | 7.747 | 5.9112 | 2.1794 | 3.9105 | 13.1534 | 6.0534 | 8.7498 | 4.151 | 48.6233 | 82.9885 | 51.2869 | 91.3709
2889
2890 | 7.7318 | 18.0106 | 2.8383 | 1.4563 | 3.9689 | 0.26376 | 0.056886 | 0.0072351 | 2.1947 | 294.4489 | 28.2527 | 24.3433 | 0.72916 | 16.6077 | 18.1976 | 5.9417 | 0.095423 | 0.050299 | 2.2333 | 15.9556 | 1.4073 | 7.3653 | 7.9091 | 7.1963 | 1.7038 | 3.0911 | 15.8983 | 12.6929 | 10.6127 | 8.2811 | 42.5487 | 47.7588 | 38.7819 | 56.5736
2891 |  |  |  | 1.5696 | 4.3797 |  |  | 0.0065268 | 1.3293 | 295.9274 | 41.8684 | 35.8436 | 1.0419 | 13.6315 | 14.7888 | 12.3329 | [6 empty] | 10.1298 | 8.3532 | 2.0492 | 3.5881 | 12.6928 | 8.4798 | 8.7944 | 5.3901 | 58.4883 | 77.0412 | 52.4569 | 79.3443
2892
2893 | 6.1423 | 21.5277 | 2 | 1.8443 | 5.3907 | 1.321 | 0.048235 | 0.0068166 | 1.8359 | 297.0214 | 35.075 | 31.2672 | 1.0664 | 15.2603 | 16.8051 | 29.4234 | 0.7967 | 0.018235 | 12 | 21 | 1.6882 | 2.4706 | 10.2806 | 9.1267 | 2.2027 | 3.9501 | 14.3894 | 10.4541 | 10.0853 | 6.6957 | 58.8545 | 64.0891 | 45.7901 | 68.837
2894
2895
2896 |  |  |  | 1.9294 | 5.0436
2897 | 1.2098 | 4.3031 | 2 | 2.0945 | 5.0956 | 0.39238 | 0.016809 | 0.0066459 | 1.306 | 296.0711 | 40.1878 | 34.5591 | 1.0247 | 13.9884 | 15.1509 | 19.0095 | 0.14442 | 0.025957 | 2.125 | 18 | 0.14468 | 0.65957 | 10.2714 | 8.5461 | 2.0209 | 3.5985 | 13.0735 | 8.9828 | 8.9531 | 5.5904 | 57.3333 | 74.2157 | 50.8427 | 76.7045
2898
2899
2900
2901
2902 | 7.9209 | 22.796 | 3 | 1.7541 | 4.1673 | -1.6371 | 0.10317 | 0.0067107 | 3.5715 | 295.3939 | 34.3909 | 33.3711 | 0.96321 | 15.2467 | 17.1315 | 2.1924 | 0.10438 | 0.060167 | 4.9412 | 21.0196 | 0.6985 | 10.1833 | 10.9585 | 9.3976 | 1.8845 | 3.5577 | 14.879 | 10.034 | 9.6983 | 6.3605 | 56.6436 | 76.6509 | 44.9419 | 71.1723
2903
2904
2905
2906 | 4.2862 | 9.1572 | 2.2275 | 2.9991 | 8.0023 | 1.1844 | 0.035671 | 0.0060691 | 3.3611 | 296.1043 | 48.6703 | 36.9915 | 1.393 | 11.7371 | 13.9091 | 0.71818 | 0.040873 | 0.089626 | 1.6679 | 15.0325 | 3.4043 | 3.5535 | 11.6445 | 8.8057 | 2.5666 | 4.48 | 12.5381 | 5.4385 | 7.4943 | 3.5189 | 63.0194 | 107.8256 | 55.4339 | 96.8648
2907 | 6.2624 | 14.6597 | 2.3198 | 2.0252 | 5.6394 | 1.1744 | 0.054775 | 0.0057759 | 2.2861 | 295.909 | 47.5391 | 34.6617 | 1.2763 | 12.3007 | 13.8955 | 1.0795 | 0.009576 | 0.10851 | 1.7286 | 16.2857 | 5.3216 | 9.4459 | 11.689 | 8.493 | 2.1622 | 3.773 | 11.9187 | 6.3092 | 7.8628 | 4.2048 | 52.0679 | 82.8115 | 58.2177 | 90.8749
2908 | 6.539 | 13.6551 | 2.839 | 3.1496 | 7.9309 | -1.8206 | 0.040057 | 0.0059986 | 3.0767 | 295.4696 | 46.7181 | 36.2628 | 1.2914 | 12.4772 | 14.4556 | 0.75296 | 0.09245 | 0.12085 | 2.6835 | 16.8514 | 3.5188 | 4.9621 | 10.0475 | 7.4619 | 2.3462 | 4.2952 | 12.7033 | 5.8052 | 7.0157 | 3.7171 | 58.4589 | 91.6875 | 55.418 | 93.74
2909
2910
2911
2912
2913
2914
2915
2916 | 2.4036 | 7.9443 | 2.3643 | 3.0368 | 6.897 | 2.3345 | 0.016286 | 0.0068129 | 1.8125 | 293.6952 | 35.3187 | 31.6895 | 0.82423 | 14.7966 | 16.3093 | 9.6035 | 0.2637 | 0.077929 | 3.2917 | 18.5938 | 0.9115 | 2.3214 | 8.5824 | 7.5117 | 1.6845 | 3.3224 | 14.507 | 9.6148 | 9.5132 | 5.739 | 49.2775 | 69.9123 | 47.0076 | 73.6749
2917
2918 | 2.8288 | 8.1898 | 2.0115 | 2.5479 | 7.5839 | 0.47883 | 0.035153 | 0.0060325 | 1.2244 | 297.2596 | 39.7153 | 33.8629 | 1.1809 | 14.2775 | 15.1795 | 0.73662 | 0.068452 | 0.059885 | 1.4969 | 14.4706 | 1.2456 | 4.6794 | 8.6655 | 8.3263 | 1.9284 | 3.4166 | 13.5013 | 10.0935 | 10.2884 | 7.0127 | 51.1388 | 68.9054 | 49.6238 | 67.2557
2919
2920
2921 | 1.8495 | 6.1166 | 2 | 2.2815 | 6.4275 | -0.85068 | 0.026 | 0.0071106 | 2.1538 | 296.1175 | 31.5437 | 29.7873 | 0.94064 | 15.8273 | 17.4066 | 34.8326 | 0.53299 | 0.022857 | 4.7037 | 20.6667 | 1.0697 | 2.2286 | 10.7733 | 9.3158 | 1.9118 | 3.5018 | 14.3631 | 12.3559 | 11.9471 | 8.8914 | 54.0861 | 60.7652 | 42.9794 | 55.8681
2922
2923 |  |  |  | 2.4022 | 7.5954
2924 |  |  |  | 2.1722 | 7.0658
2925
2926
2927
2928 | 6.0875 | 17.3334 | 3 | 3.4837 | 7.3821 | -0.54354 | 0.063333 | 0.0066356 | 1.6182 | 295.8346 | 37.1839 | 33.8978 | 1.0283 | 14.6592 | 16.043 | 14.0782 | 0.20976 | 0.086667 | 6.3333 | 22 | 0.30667 | 3.6667 | 7.6629 | 7.2034 | 2.1252 | 3.7648 | 14.1566 | 9.4822 | 9.9643 | 6.1341 | 49.3237 | 72.9028 | 46.244 | 73.3166
2929
2930
2931
2932 |  |  |  | 2.5213 | 7.5797 |  |  | 0.0060778 | 1.9605 | 296.5948 | 40.7315 | 31.5301 | 1.2099 | 14.0638 | 15.5916 | 22.5779 | [6 empty] | 9.5052 | 7.0091 | 2.3286 | 4.0254 | 13.4618 | 7.7399 | 8.3971 | 4.6822 | 52.8055 | 74.0127 | 51.0458 | 81.4616
2933 | 0.97033 | 3.3411 | 2 | 2.4266 | 5.565 | -0.036159 | 0.0058065 | 0.0064997 | 1.5747 | 295.7062 | 40.3719 | 34.8462 | 1.0164 | 13.9613 | 15.2562 | 8.5501 | 0.11711 | 0.013871 | 2.25 | 19.875 | 0.15581 | 0.93548 | 10.4264 | 8.7257 | 1.9683 | 3.5916 | 13.35 | 8.5194 | 9.0905 | 5.3002 | 56.7773 | 77.3415 | 49.8087 | 79.2595
2934
2935
2936 | 8.1993 | 21.378 | 2 | 1.6582 | 4.7657 | 0.79874 | 0.070719 | 0.0055477 | 3.4046 | 295.9563 | 48.6883 | 34.1315 | 1.3395 | 11.8678 | 13.8739 | 1.8662 | 0.0557 | 0.061396 | 2.4155 | 16.9855 | 4.2555 | 6.3767 | 8.1636 | 6.5118 | 2.2871 | 4.0533 | 12.624 | 5.5509 | 8.0663 | 3.8533 | 55.1631 | 93.3812 | 54.3537 | 94.7116
2937
2938 | 1.5231 | 9.131 | 2 | 2.0347 | 6.1417 | -0.0875 | 0.0075 | 0.0045672 | 1.9169 | 293.0103 | 37.5451 | 29.3057 | 1.0489 | 14.6193 | 16.5191 | 1.167 | 0.35373 | 0.002 | 1.875 | 9.25 | 0 | 1.25 | 7.7523 | 6.8198 | 1.9581 | 3.3984 | 13.7876 | 7.9821 | 9.0694 | 5.8799 | 47.8227 | 72.3415 | 50.403 | 79.553
2939
2940
2941
2942
2943 |  |  |  | 1.7608 | 4.6781
2944
2945
2946
2947 |  |  |  | 2.4671 | 6.104
2948
2949
2950 |  |  |  | 1.7614 | 5.8615 |  |  | 0.0072764 | 2.4933 | 294.9013 | 30.1199 | 26.9123 | 0.80795 | 15.976 | 17.7523 | 49.4512 | [6 empty] | 10.5411 | 9.0966 | 1.7385 | 3.1482 | 14.2262 | 12.4833 | 11.8611 | 9.2195 | 51.7645 | 53.4925 | 42.5598 | 52.8893
2951
2952 | 4.2423 | 12.1044 | 2 | 2.9976 | 9.6415 | 2.4228 | 0.068043 | 0.007142 | 1.3644 | 292.9443 | 29.492 | 26.7794 | 0.64977 | 16.3702 | 17.405 | 10.139 | 0.48294 | 0.013428 | 8.75 | 21.15 | 5.1924 | 8 | 8.0135 | 7.676 | 1.4966 | 2.2475 | 16.3865 | 12.9712 | 12.8541 | 9.8442 | 41.0982 | 47.1578 | 36.3032 | 49.3404
2953 | 3.0431 | 8.2569 | 2 | 1.8956 | 5.1932 | 0.49105 | 0.02766 | 0.0060743 | 2.1542 | 296.7321 | 44.8213 | 33.7375 | 1.2884 | 13.0467 | 14.5881 | 2.0577 | 0.14058 | 0.064894 | 2.0909 | 16 | 1.255 | 3.656 | 11.6712 | 8.5374 | 2.2021 | 3.9331 | 12.8677 | 6.7058 | 8.8735 | 4.582 | 48.9847 | 82.0684 | 53.3963 | 87.9188
2954 | 6.0174 | 13.443 | 2 | 1.8005 | 5.0479 | -0.8048 | 0.054565 | 0.004231 | 2.7303 | 292.3715 | 45.4815 | 37.0615 | 1.0948 | 12.5045 | 14.6013 | 0.58073 | 0.030799 | 0.036594 | 2.3014 | 16.0274 | 3.4498 | 5.8116 | 12.3511 | 10.1356 | 1.9933 | 3.327 | 12.0458 | 6.1749 | 7.0016 | 4.7472 | 60.0839 | 89.9279 | 59.3479 | 90.3417
2955
2956
2957 |  |  |  | 1.5826 | 5.6342
2958
2959
2960 | 3.6383 | 11.6482 | 2 | 3.1992 | 8.1855 | 1.7164 | 0.022857 | 0.0057718 | 3.2783 | 294.9278 | 43.912 | 36.6377 | 1.1971 | 13.0384 | 15.0598 | 8.5695 | 0.45112 | 0.015952 | 5.9855 | 21.2899 | 1.2305 | 3.0238 | 9.9366 | 7.9436 | 2.1821 | 3.8923 | 12.966 | 6.407 | 8.0119 | 4.2671 | 57.6607 | 91.9225 | 52.7174 | 89.5157
2961 |  |  |  | 2.1637 | 7.769 |  |  | 0.0075617 | 0.88106 | 293.8649 | 29.3055 | 28.9663 | 0.66744 | 16.3817 | 17.1404 | 33.0288 | [6 empty] | 10.4508 | 9.8718 | 1.7947 | 2.3951 | 14.8679 | 14.4539 | 11.5662 | 10.8974 | 53.6894 | 52.1341 | 42.1327 | 44.5261
2962 | 4.2735 | 11.0998 | 3 | 1.7261 | 5.8067 | 2.9705 | 0.067677 | 0.0072702 | 2.5066 | 294.9169 | 30.204 | 26.9794 | 0.81122 | 15.9555 | 17.7351 | 49.9986 | 0.53945 | 0.01101 | 8.3587 | 21.663 | 3.6146 | 10.1515 | 10.5535 | 9.106 | 1.7424 | 3.1573 | 14.21 | 12.4498 | 11.8441 | 9.2032 | 51.8629 | 53.6648 | 42.6461 | 53.0493
2963 | 2.0505 | 6.4125 | 2 | 2.0415 | 7.34 | 0.9054 | 0.0069492 | 0.0059146 | 2.5722 | 298.2485 | 47.2883 | 36.8166 | 1.5727 | 12.3871 | 14.5183 | 2.5276 | 0.11747 | 0.013983 | 1.6757 | 13.0541 | 10.0172 | 3.7797 | 11.6603 | 8.8978 | 2.9008 | 4.8181 | 11.4908 | 5.7493 | 7.3715 | 4.4829 | 69.0441 | 94.4845 | 60.3378 | 92.754
2964
2965 |  |  |  | 2.6895 | 7.023
2966 |  |  |  | 2.115 | 5.356
2967
2968 | 12.4875 | 24.6441 | 2 | 1.7461 | 4.7781 | -2.0072 | 0.053553 | 0.006852 | 2.969 | 293.459 | 23.5568 | 24.8242 | 0.69534 | 17.8755 | 20.2005 | 0.41631 | 0.049023 | 0.10437 | 1.5606 | 14.3935 | 0.08338 | 4.3912 | 11.4942 | 9.5418 | 1.6587 | 3.0067 | 17.128 | 13.6098 | 13.2366 | 9.3561 | 48.5386 | 59.013 | 33.7157 | 51.5507
2969
2970
2971 | 8.316 | 17.7472 | 2.9844 | 2.5461 | 5.9854 | 1.7644 | 0.10734 | 0.0069424 | 1.989 | 292.7371 | 33.3236 | 30.8851 | 0.73486 | 15.1516 | 16.6754 | 10.0801 | 0.33206 | 0.046719 | 8.069 | 21.3621 | 3.9777 | 12.1719 | 8.1178 | 7.4789 | 1.5876 | 3.1035 | 14.7025 | 10.6675 | 9.9319 | 7.0154 | 51.2181 | 59.7602 | 45.2971 | 65.5939
2972
2973 | 3.0775 | 8.6692 | 2 | 2.5352 | 6.2261 | -0.49413 | 0.026889 | 0.0062308 | 2.5897 | 296.8376 | 38.5129 | 44.8202 | 1.1979 | 14.3401 | 16.3356 | 1.1716 | 0.1897 | 0.095556 | 2.4667 | 14.0667 | 1.2969 | 1.3111 | 15.8426 | 13.5714 | 2.4342 | 3.9962 | 13.3125 | 8.1528 | 8.6998 | 4.8681 | 83.2039 | 120.2973 | 51.5413 | 80.0113
2974
2975
2976 |  |  |  | 2.2795 | 5.8678 |  |  | 0.0074472 | 1.5519 | 293.0917 | 31.4811 | 26.5869 | 0.66266 | 15.4168 | 16.8029 | 52.3242 | [6 empty] | 7.4681 | 6.8765 | 1.5658 | 2.831 | 14.4225 | 12.0866 | 10.3773 | 8.3683 | 47.3343 | 46.6348 | 42.8666 | 56.7419
2977
2978 | 9.9356 | 23.0321 | 3 | 1.7343 | 4.2803 | -2.5842 | 0.1287 | 0.0067772 | 3.5049 | 295.8116 | 32.0974 | 31.5771 | 0.94573 | 15.8354 | 17.7063 | 1.1217 | 0.071802 | 0.043813 | 5.7117 | 20.0225 | 1.4963 | 15.8395 | 10.7554 | 9.2049 | 1.8767 | 3.507 | 15.3335 | 10.8169 | 10.006 | 6.7034 | 55.5703 | 70.4483 | 43.4644 | 67.3166
2979 |  |  |  | 1.6774 | 4.2801
2980
2981
2982
2983
2984 | 13.8443 | 29.5645 | 3 | 2.5299 | 6.1494 | -1.3479 | 0.092048 | 0.0055076 | 3.4007 | 291.931 | 44.7956 | 32.993 | 1.006 | 12.4902 | 14.4415 | 3.7673 | 0.12893 | 0.14014 | 3.848 | 19.84 | 0.07262 | 0.42771 | 14.3728 | 10.3423 | 1.8835 | 2.9757 | 12.2767 | 6.3782 | 7.2707 | 4.2802 | 51.5571 | 75.6149 | 55.6538 | 88.9639
2985 |  |  |  | 3.1769 | 6.9895 |  |  | 0.0068434 | 1.5305 | 296.2981 | 38.7297 | 34.7071 | 1.0635 | 14.4232 | 15.7506 | 32.4515 | [6 empty] | 6.6726 | 6.4218 | 2.1174 | 3.759 | 13.3378 | 9.6856 | 10.1826 | 6.639 | 53.9399 | 69.183 | 49.7244 | 71.5899
2986
2987
2988 | 3.5805 | 8.3847 | 2 | 2.1375 | 5.4472 | -0.9895 | 0.03296 | 0.0060096 | 1.679 | 294.8865 | 42.3962 | 36.0911 | 1.0743 | 13.2938 | 14.6548 | 0.29936 | 0.048482 | 0.032133 | 1.499 | 14.195 | 0.59738 | 2.2871 | 9.7351 | 8.9405 | 1.8725 | 3.424 | 13.5035 | 8.3406 | 9.4313 | 6.3317 | 54.8903 | 85.4379 | 50.6452 | 75.5546
2989
2990
2991 | 6.6972 | 16.3313 | 3 | 1.9928 | 4.5269 | 1.0303 | 0.039025 | 0.0049797 | 2.0895 | 292.5051 | 56.4698 | 35.7363 | 1.1699 | 10.1482 | 11.5613 | 1.0059 | 0.02969 | 0.18784 | 1.8344 | 14.9618 | 0.81903 | 3.0678 | 6.2203 | 5.7685 | 1.932 | 3.2404 | 8.8747 | 5.4611 | 5.0477 | 3.4607 | 51.6315 | 73.9662 | 75.6878 | 96.3885
2992 |  |  |  | 3.5968 | 8.0923
2993
2994 | 9.6581 | 18.3387 | 2 | 1.9573 | 5.6608 | -3.2285 | 0.082222 | 0.0055447 | 3.4935 | 294.7384 | 45.6692 | 32.2035 | 1.1741 | 12.5757 | 14.5951 | 6.3554 | 0.078526 | 0.077778 | 2.619 | 17.1429 | 7.3078 | 7.8889 | 8.5369 | 6.6072 | 2.0211 | 3.6262 | 13.4832 | 5.9017 | 8.7179 | 4.0266 | 50.9512 | 90.9991 | 50.7607 | 92.0939
2995
2996 | 1.0239 | 3.7167 | 2 | 3.0989 | 7.4259 | 0.25091 | 0.005 | 0.0067524 | 1.1094 | 296.7375 | 39.9271 | 32.088 | 1.1114 | 14.1825 | 15.3411 | 6.7826 | 0.11483 | 0.014444 | 1.75 | 18.5 | 0.051111 | 0.94444 | 7.2066 | 6.0389 | 2.2514 | 3.9206 | 13.7554 | 8.8169 | 9.6348 | 5.6886 | 45.0036 | 67.9721 | 48.2271 | 76.683
2997
2998
2999
3000
3001
3002
3003
3004
3005 | 8.2038 | 18.286 | 2.303 | 1.6785 | 5.076 | 1.8764 | 0.067034 | 0.0054898 | 3.5838 | 295.7226 | 49.0527 | 34.2476 | 1.3398 | 11.6944 | 13.7504 | 2.3277 | 0.094367 | 0.054204 | 2.3032 | 15.4839 | 4.5132 | 7.7564 | 8.2958 | 6.5745 | 2.2971 | 3.9783 | 12.4567 | 5.5599 | 7.6385 | 3.8798 | 56.8106 | 93.3822 | 55.4341 | 94.6831
3006 |  |  |  | 1.9114 | 6.7788
3007
3008 | 3.1019 | 9.2542 | 2 | 2.5224 | 7.1086 | -0.17097 | 0.032361 | 0.0059855 | 3.0157 | 296.0307 | 46.6048 | 32.4525 | 1.2737 | 12.3271 | 14.2158 | 0.51381 | 0.048485 | 0.044495 | 1.7967 | 16.518 | 2.2397 | 3.5295 | 9.0265 | 6.656 | 2.2347 | 3.9479 | 12.8923 | 6.0147 | 8.6766 | 4.0158 | 51.7031 | 89.7474 | 53.041 | 92.1164
3009
3010
3011 | 7.0591 | 21.7468 | 2 | 1.5897 | 4.8003 | 0.046986 | 0.033571 | 0.0057216 | 4.3191 | 296.7219 | 45.9811 | 34.1766 | 1.4505 | 12.2648 | 14.843 | 2.9471 | 0.10675 | 0.068571 | 2.9474 | 12.2105 | 3.6307 | 3.0357 | 8.8471 | 6.9472 | 2.5705 | 4.5948 | 12.2354 | 5.6305 | 7.5814 | 4.2488 | 54.6277 | 88.0742 | 57.1791 | 94.2988
3012 | 5.6687 | 15.2293 | 2.9946 | 1.5066 | 3.8798 | -2.0222 | 0.1033 | 0.0069014 | 3.4038 | 296.8247 | 31.8842 | 30.1943 | 1.0192 | 15.9362 | 17.7701 | 7.2743 | 0.38473 | 0.033946 | 7.8302 | 21.3396 | 1.4331 | 11.5243 | 9.63 | 8.4327 | 1.9396 | 3.6177 | 15.3867 | 11.2992 | 10.816 | 7.4845 | 51.4857 | 64.933 | 42.2962 | 63.5156
3013 | 2.8931 | 8.6327 | 2 | 3.1278 | 8.726 | -1.09 | 0.04 | 0.0060812 | 1.911 | 296.4133 | 41.6834 | 33.7585 | 1.2105 | 13.8382 | 15.3871 | 5.489 | 0.44626 | 6.8212e-15 | 6.5 | 22 | 0 | 3 | 9.6065 | 7.3108 | 2.3196 | 4.0164 | 13.0935 | 7.4129 | 8.3335 | 4.5643 | 55.9864 | 79.8139 | 52.4995 | 83.5617
3014 | 12.0138 | 21.8022 | 3 | 1.9445 | 5.5342 | 1.1543 | 0.077437 | 0.0053811 | 4.0277 | 294.2147 | 50.6368 | 33.7701 | 1.3007 | 11.0886 | 13.2626 | 0.91564 | 0.030905 | 0.048577 | 2.0534 | 15.3857 | 1.7245 | 7.4771 | 9.7182 | 6.7857 | 2.1102 | 3.8841 | 12.0348 | 5.3701 | 7.0949 | 3.635 | 54.8179 | 87.2103 | 57.6079 | 96.2079
3015
3016 | 1.6966 | 4.6484 | 2 | 2.3537 | 5.976 | -3.6929 | 0.03 | 0.0060507 | 2.6214 | 296.0159 | 48.6637 | 33.3692 | 1.3125 | 11.9282 | 13.6439 | 10.465 | 0.0069677 | 0.16375 | 2 | 19.6 | 1.0562 | 3.375 | 8.7998 | 6.4666 | 2.3454 | 4.1722 | 12.1132 | 5.7861 | 8.1735 | 3.9669 | 54.5276 | 87.8295 | 56.8705 | 93.0331
3017 | 5.3789 | 16.8828 | 2 | 2.3908 | 8.2758 | 0.60765 | 0.010278 | 0.0075812 | 0.91274 | 293.6409 | 29.1411 | 30.6949 | 0.63908 | 16.5675 | 17.3391 | 5.4137 | 0.31798 | 0.026221 | 2.9915 | 17.4957 | 1.8936 | 2.8222 | 10.7623 | 10.1468 | 1.7651 | 2.3706 | 14.6196 | 14.479 | 11.0369 | 10.5836 | 59.001 | 56.5358 | 43.9667 | 45.6576
3018 | 11.4718 | 21.7269 | 3 | 2.3265 | 6.9183 | 1.1151 | 0.068233 | 0.0052177 | 4.4075 | 293.7797 | 46.8106 | 34.2114 | 1.1711 | 11.9835 | 14.3728 | 0.66246 | 0.051113 | 0.053915 | 2.2788 | 16.2212 | 1.7062 | 8.2371 | 10.2345 | 7.8174 | 2.0549 | 3.5133 | 12.7906 | 5.766 | 7.3873 | 3.9772 | 59.0081 | 98.0105 | 53.7377 | 93.1297
3019 | 3.8826 | 11.7435 | 2 | 1.4932 | 4.0093 | -2.5912 | 0.05375 | 0.0066934 | 1.5723 | 295.843 | 39.7299 | 34.5978 | 1.0088 | 14.0283 | 15.2495 | 32.7046 | 0.53203 | 0.05875 | 7 | 22 | 0 | 0 | 10.1465 | 8.4458 | 1.9983 | 3.5454 | 13.1941 | 9.1015 | 8.946 | 5.8279 | 56.9112 | 73.6529 | 50.338 | 75.8468
3020 |  |  |  | 1.9266 | 5.7369 |  |  | 0.0070225 | 2.2881 | 296.5143 | 33.663 | 30.1552 | 1.001 | 15.5173 | 17.1668 | 11.3557 | [6 empty] | 8.2897 | 6.8543 | 1.9303 | 3.603 | 14.9092 | 10.5487 | 10.9576 | 7.014 | 48.973 | 63.4101 | 42.7566 | 66.7934
3021 | 14.6413 | 26.2342 | 3 | 1.5737 | 4.5366 | -6.1637 | 0.10875 | 0.0071372 | 3.6742 | 294.9484 | 24.0267 | 24.674 | 0.77735 | 17.7712 | 19.8781 | 0.31822 | 0.064023 | 0.019531 | 4.4634 | 17.0244 | 0.42953 | 14.2344 | 10.9345 | 9.0042 | 1.8316 | 3.0062 | 16.5854 | 13.7235 | 12.5678 | 10.5239 | 45.0173 | 53.2941 | 36.7094 | 47.9017
3022 | 8.5093 | 26.6684 | 2 | 1.8314 | 5.4058 | -0.49861 | 0.0304 | 0.0067425 | 2.7897 | 296.5895 | 33.7616 | 31.3883 | 1.0469 | 15.3535 | 17.2626 | 1.7601 | 0.28571 | 0.03656 | 1.7419 | 13.629 | 1.7366 | 2.944 | 10.9643 | 8.9341 | 2.232 | 3.7389 | 14.7849 | 10.1106 | 9.6341 | 6.6191 | 52.9301 | 76.345 | 44.8558 | 68.3532
3023 | 3.0507 | 9.0162 | 2.0247 | 2.3661 | 6.1452 | -0.42689 | 0.06642 | 0.0060592 | 2.4488 | 297.0343 | 47.0986 | 33.2768 | 1.3544 | 12.3659 | 14.0647 | 20.2855 | 0.59299 | 0.039012 | 5.7895 | 19.7632 | 5.1151 | 9.284 | 7.4326 | 5.6682 | 2.4624 | 4.2204 | 12.7545 | 6.3284 | 8.4915 | 4.2271 | 48.8522 | 81.2976 | 54.4463 | 90.3426
3024 | 0.17786 | 0.45873 | 2 | 3.002 | 7.8364 | -2.4118 | 0 | 0.0057793 | 0.66635 | 297.9038 | 50.7583 | 39.7363 | 1.404 | 12.1982 | 12.9279 | 0.41997 | 0.19815 | 0.0037838 | 1.5 | 12.5 | 0 | 0.054054 | 7.0025 | 7.0626 | 2.404 | 3.976 | 11.5082 | 6.8048 | 7.78 | 4.7099 | 58.2933 | 83.5951 | 59.3994 | 87.8317
3025
3026
3027 | 3.8958 | 16.0798 | 2 | 2.6131 | 7.979 | 0.30963 | 0.012419 | 0.0071693 | 1.3944 | 293.2102 | 32.033 | 28.1594 | 0.69345 | 15.7427 | 16.7753 | 1.6039 | 0.14641 | 0.053639 | 1.4286 | 10.2857 | 0.81218 | 1.4435 | 7.705 | 7.0455 | 1.5483 | 2.4445 | 15.7169 | 11.7777 | 11.5514 | 8.9427 | 41.0004 | 50.6306 | 40.9488 | 55.1003
3028
3029
3030
3031
3032
3033
3034
3035 | 1.7918 | 6.8322 | 2.0968 | 2.5747 | 7.4516 | -0.57845 | 0.020323 | 0.0061842 | 1.349 | 297.2926 | 38.8147 | 32.9918 | 1.1815 | 14.4228 | 15.3879 | 4.9047 | 0.14155 | 0.02929 | 2.9625 | 18 | 1.5121 | 3.4516 | 8.032 | 8.3302 | 1.93 | 3.5595 | 13.6896 | 10.2041 | 10.5432 | 7.3968 | 46.6344 | 62.5491 | 47.9703 | 65.91
3036 | 2.618 | 8.2158 | 2 | 2.4078 | 6.5493 | -0.37644 | 0.020577 | 0.0071265 | 2.3193 | 294.9276 | 26.1697 | 27.5021 | 0.76148 | 17.3197 | 19.0097 | 8.0846 | 0.144 | 0.047692 | 2.0606 | 17.4242 | 0 | 0 | 10.9389 | 9.556 | 1.5694 | 2.8818 | 16.195 | 13.8372 | 13.3584 | 11.0326 | 50.2864 | 56.8045 | 35.6044 | 46.6657
3037
3038 | 6.9811 | 17.3833 | 2 | 2.4932 | 7.0318 | -2.229 | 0.035356 | 0.006849 | 5.497 | 292.3697 | 21.9481 | 23.5876 | 0.66901 | 18.0906 | 21.1603 | 1.4457 | 0.18039 | 0.095108 | 1.6294 | 12.9645 | 0.61415 | 5.9164 | 13.4825 | 10.6178 | 1.7867 | 2.7365 | 16.7924 | 11.797 | 11.4678 | 8.8978 | 48.8739 | 60.818 | 36.456 | 56.1236
3039 |  |  |  | 2.489 | 6.89 |  |  | 0.0067371 | 1.9217 | 297.1292 | 42.1673 | 30.4679 | 1.2478 | 13.648 | 15.0916 | 3.5 | [6 empty] | 8.7124 | 6.4331 | 2.3231 | 4.1102 | 13.464 | 6.9283 | 9.5321 | 4.6754 | 50.3911 | 72.0693 | 50.6876 | 83.9215
3040
3041 | 0.85633 | 2.3584 | 2 | 1.9336 | 6.2153 | -0.038029 | 0.0042593 | 0.0052938 | 0.93824 | 299.3547 | 51.265 | 41.3602 | 1.5557 | 12.2012 | 13.0184 | 0.5614 | 0.18242 | 0.017963 | 1.4167 | 13.7931 | 0 | 0.0092593 | 7.649 | 6.7423 | 2.6734 | 4.3627 | 10.7529 | 6.8445 | 7.5258 | 4.3002 | 56.5975 | 82.5619 | 63.29 | 88.921
3042 |  |  |  | 2.3755 | 7.46
3043 | 6.0051 | 13.4118 | 3 | 2.4136 | 6.7115 | 1.1418 | 0.060278 | 0.0058886 | 3.6649 | 295.9745 | 48.867 | 36.4727 | 1.3802 | 11.679 | 13.8719 | 0.88352 | 0.034065 | 0.13841 | 1.5372 | 14.6612 | 2.3751 | 4.4246 | 11.5074 | 8.6395 | 2.4919 | 4.4139 | 12.7769 | 5.311 | 7.7708 | 3.4738 | 59.7774 | 109.6308 | 54.2461 | 97.5814
3044
3045
3046
3047 |  |  |  | 2.8278 | 6.4303
3048 |  |  |  | 4.6616 | 10.2227
3049
3050 |  |  |  | 1.9981 | 5.9557
3051
3052
3053
3054
3055
3056
3057 | 7.7225 | 21.0425 | 3 | 2.3595 | 6.4138 | 4.0484 | 0.064167 | 0.006472 | 4.9917 | 294.17 | 38.9062 | 35.9131 | 0.99023 | 13.9409 | 16.041 | 0.15133 | 0.072422 | 0.047153 | 2.0758 | 15.3182 | 1.2448 | 7.75 | 10.7236 | 9.2575 | 1.7989 | 3.5317 | 14.1538 | 8.2692 | 9.2307 | 5.8427 | 57.6945 | 84.5757 | 47.5342 | 77.5867
3058
3059
3060 |  |  |  | 2.5477 | 6.8128 |  |  | 0.0067012 | 2.3713 | 295.0767 | 36.4933 | 32.0306 | 0.96108 | 14.6137 | 16.3257 | 5.9975 | [6 empty] | 10.5074 | 9.1976 | 1.896 | 3.6117 | 14.593 | 9.0262 | 9.3644 | 5.7281 | 55.9209 | 73.1214 | 46.1409 | 76.389
3061
3062
3063 | 7.8903 | 18.3566 | 2 | 1.77 | 5.6406 | -1.1417 | 0.055 | 0.0071883 | 2.5832 | 295.318 | 32.5646 | 29.0388 | 0.8759 | 15.4441 | 17.2009 | 31.12 | 0.54887 | 0.02 | 3.6667 | 22.3333 | 0 | 3 | 10.6066 | 9.1689 | 1.8047 | 3.3194 | 13.7954 | 11.7309 | 11.4627 | 8.8784 | 53.8753 | 57.5568 | 44.7642 | 56.6233
3064
3065 | 2.7542 | 7.9788 | 2 | 2.3964 | 6.5622 | -0.32702 | 0.041039 | 0.0067503 | 1.9093 | 297.1515 | 42.0272 | 30.4111 | 1.2472 | 13.6859 | 15.1266 | 3.3275 | 0.090326 | 0.057792 | 1.9636 | 12.4545 | 4.1313 | 6.6883 | 8.7448 | 6.4389 | 2.3264 | 4.1104 | 13.4781 | 6.9519 | 9.5484 | 4.6928 | 50.2681 | 71.9602 | 50.6196 | 83.7748
3066 |  |  |  | 2.2018 | 5.3952
3067
3068 | 4.5311 | 15.665 | 2 | 2.4691 | 7.4601 | -8.875 | 0.07 | 0.0068029 | 2.2636 | 297.6956 | 44.1171 | 33.5432 | 1.3622 | 13.146 | 14.9512 | 3.7552 | 0.125 | 0.01 |  |  | 0 | 0 | 10.4084 | 7.8977 | 2.6375 | 4.3639 | 12.6564 | 6.4029 | 8.1775 | 4.2053 | 55.8272 | 99.0854 | 54.4114 | 90.3249
3069
3070
3071 | 1.3568 | 5.2053 | 2 | 2.509 | 6.2914 | -1.7646 | 0.0084615 | 0.0068449 | 1.6613 | 296.0623 | 35.298 | 30.3687 | 0.96981 | 15.1213 | 16.4211 | 19.36 | 0.19784 | 0.022821 | 2.52 | 17.72 | 0.51103 | 2.1026 | 9.3047 | 8.348 | 1.8898 | 3.5447 | 14.5405 | 10.1647 | 9.9479 | 6.3834 | 49.9981 | 64.9927 | 44.5048 | 70.1387
3072
3073
3074
3075 | 7.5194 | 19.1747 | 3 | 2.1224 | 5.5421 | 1.0093 | 0.055404 | 0.0071584 | 3.6365 | 293.9715 | 23.4891 | 23.8681 | 0.72712 | 17.6977 | 19.8703 | 0.36213 | 0.10093 | 0.059136 | 2.4806 | 16.2687 | 0.75011 | 7.1673 | 11.0638 | 9.1277 | 1.6847 | 2.835 | 16.8801 | 13.876 | 13.1011 | 10.712 | 45.0484 | 53.8821 | 34.4486 | 47.3568
3076
3077
3078 | 2.9517 | 9.2431 | 2 | 2.2352 | 5.9038 | -0.4863 | 0.03233 | 0.0064487 | 3.4595 | 293.9723 | 25.6271 | 25.7015 | 0.81118 | 17.476 | 19.9505 | 12.5071 | 0.21959 | 0.041456 | 4.1045 | 17.8507 | 1.5115 | 3.1359 | 11.9098 | 9.4809 | 1.6194 | 3.1315 | 17.7967 | 11.0618 | 12.5693 | 6.7912 | 44.7586 | 66.6681 | 31.174 | 63.6366
3079 | 3.5537 | 8.5492 | 2.3841 | 2.1501 | 6.0359 | 0.023011 | 0.041938 | 0.0059359 | 2.6442 | 295.9234 | 45.9173 | 31.9429 | 1.2543 | 12.5733 | 14.349 | 1.0103 | 0.041342 | 0.058291 | 1.8362 | 15.6563 | 1.8647 | 3.5271 | 7.4312 | 5.5529 | 2.236 | 3.8478 | 13.0126 | 6.3126 | 8.6919 | 4.3433 | 46.4713 | 78.6049 | 51.9226 | 89.727
3080 | 4.173 | 11.3576 | 2.1591 | 2.0025 | 5.533 | -2.2459 | 0.029091 | 0.0071569 | 2.8039 | 294.8297 | 22.8144 | 23.763 | 0.73655 | 18.0309 | 20.0039 | 0.69889 | 0.1287 | 0.029205 | 1.7755 | 15.0204 | 0.94307 | 3.1364 | 11.3143 | 9.444 | 1.6844 | 2.831 | 16.9311 | 14.6181 | 14.2131 | 11.754 | 44.8665 | 52.3441 | 33.0391 | 44.051
3081 |  |  |  | 3.4331 | 8.1161 |  |  | 0.0072879 | 2.0409 | 292.5211 | 27.3828 | 22.1544 | 0.65016 | 16.4263 | 17.9919 | 35.8 | [6 empty] | 9.9211 | 8.3946 | 1.598 | 2.722 | 15.3842 | 13.4838 | 12.4898 | 10.3819 | 45.0328 | 42.5263 | 38.0298 | 48.5883
3082 | 1.5016 | 4.2479 | 2 | 2.2428 | 6.8633 | -0.73283 | 0.01383 | 0.0069469 | 1.5286 | 296.6726 | 33.9042 | 29.018 | 0.99297 | 15.5027 | 16.7548 | 3.4209 | 0.1819 | 0.029433 | 2.1486 | 15.3784 | 0.47872 | 1.7589 | 8.2172 | 7.8537 | 1.9494 | 3.592 | 14.6687 | 10.9818 | 10.398 | 6.8313 | 47.1516 | 59.4305 | 44.4432 | 66.0318
3083
3084 | 2.4539 | 8.5687 | 2 | 2.1899 | 6.3612 | -0.19415 | 0.015671 | 0.006408 | 2.6963 | 296.4561 | 36.7214 | 41.1755 | 1.1278 | 14.7594 | 16.7079 | 1.2275 | 0.13344 | 0.024861 | 1.4038 | 13.8235 | 1.3117 | 1.4203 | 14.6639 | 12.6603 | 2.2853 | 3.8354 | 14.2663 | 8.7018 | 9.0916 | 5.0748 | 74.3717 | 108.501 | 47.1313 | 77.1145
3085
3086 | 3.5567 | 9.63 | 2 | 2.0828 | 6.0911 | 2.1441 | 0.020769 | 0.0061108 | 2.3189 | 296.4509 | 39.4603 | 36.1498 | 1.199 | 14.2797 | 16.0456 | 2.2322 | 0.35585 | 0.027692 | 1.875 | 20.125 | 0.35 | 2.7692 | 10.7215 | 9.0017 | 2.3396 | 3.9839 | 13.6332 | 7.8105 | 8.9618 | 4.8465 | 59.6742 | 89.0127 | 49.9014 | 81.6771
3087
3088
3089 | 10.5331 | 20.497 | 3 | 2.1088 | 6.4633 | -0.15088 | 0.090376 | 0.0053801 | 4.0955 | 293.7806 | 46.3344 | 33.2808 | 1.1555 | 12.1623 | 14.394 | 1.4681 | 0.050623 | 0.078346 | 2.5765 | 16.5432 | 0.085263 | 0.30075 | 9.2094 | 7.2196 | 2.0522 | 3.5142 | 13.004 | 5.9328 | 7.8955 | 4.0847 | 56.2866 | 95.0176 | 52.9345 | 92.2728
3090
3091 |  |  |  | 2.182 | 5.3775
3092 | 7.4821 | 17.1155 | 2.939 | 1.8459 | 4.9501 | -1.9292 | 0.044797 | 0.0065728 | 2.6273 | 296.7868 | 38.1205 | 31.9928 | 1.1261 | 14.4498 | 16.2282 | 2.1263 | 0.37099 | 0.041769 | 1.9548 | 15.9949 | 2.1473 | 5.0349 | 10.7026 | 7.8693 | 2.1792 | 3.9277 | 14.5742 | 8.2591 | 8.7503 | 4.9392 | 50.8031 | 81.4845 | 47.2601 | 80.1996
3093 | 1.7375 | 4.6705 | 2 | 2.3457 | 7.3089 | 0.40396 | 0.0066667 | 0.0066155 | 1.8091 | 297.5014 | 46.0642 | 33.7842 | 1.3229 | 12.9825 | 14.4526 | 0.88807 | 0.17399 | 0.0066667 | 1 | 16 | 0 | 1.7778 | 8.5449 | 6.4895 | 2.5573 | 4.0911 | 11.8998 | 6.5373 | 8.2873 | 4.366 | 58.2544 | 86.8194 | 58.9828 | 88.6299
3094
3095
3096 |  |  |  | 2.2805 | 5.731 |  |  | 0.007456 | 1.5438 | 293.0896 | 31.466 | 26.5675 | 0.66099 | 15.4188 | 16.8016 | 41.8784 | [6 empty] | 7.4718 | 6.8811 | 1.5656 | 2.823 | 14.4113 | 12.1082 | 10.379 | 8.3924 | 47.3582 | 46.5001 | 42.8666 | 56.6011
3097 | 6.0242 | 20.0391 | 2.3704 | 3.1615 | 8.7016 | 3.8932 | 0.018796 | 0.0072185 | 2.8836 | 292.4093 | 20.6302 | 21.4041 | 0.54719 | 18.4461 | 20.4413 | 0.75953 | 0.2331 | 0.022321 | 3.3261 | 14.6087 | 0.28148 | 0.87963 | 11.1612 | 9.3098 | 1.4908 | 2.2521 | 17.5251 | 15.4035 | 13.9732 | 12.4945 | 41.8153 | 46.7892 | 31.162 | 40.0953
3098
3099 | 1.1616 | 3.7551 | 2 | 1.9854 | 5.3559 | -0.24486 | 0.0077778 | 0.0063864 | 2.3784 | 296.1478 | 43.999 | 31.3424 | 1.235 | 12.9946 | 14.6678 | 10.5345 | 0.21693 | 0.030556 | 1.6333 | 12.9286 | 0.74889 | 1.3519 | 11.9123 | 8.2681 | 2.1905 | 3.8523 | 13.2798 | 6.842 | 9.2388 | 4.6813 | 43.3949 | 70.0783 | 49.3566 | 86.6636
3100
3101 |  |  |  | 2.1406 | 5.3217
3102
3103 | 7.5075 | 17.5865 | 2.4861 | 1.8522 | 5.3653 | -0.49355 | 0.071512 | 0.0055193 | 3.4992 | 294.844 | 46.274 | 32.5585 | 1.1969 | 12.4 | 14.4224 | 1.6416 | 0.1072 | 0.068773 | 2.8625 | 18.1492 | 4.9131 | 7.1997 | 8.4905 | 6.6215 | 2.0663 | 3.6621 | 13.2593 | 5.8761 | 8.4881 | 4.0123 | 52.3066 | 91.3965 | 51.6873 | 92.3834
3104 |  |  | 2 | 3.4196 | 10.6009 | -0.5 | 0 | 0.0071936 | 1.8234 | 291.2296 | 19.9021 | 24.152 | 0.42941 | 18.7939 | 20.333 | 1 | 0.9375 | 0 | 1 | 22 | 0 | 0 | 12.6047 | 11.2465 | 1.2447 | 1.8221 | 18.5573 | 16.7622 | 14.7702 | 12.9346 | 48.4413 | 51.3888 | 26.4972 | 36.6181
3105
3106 | 6.2716 | 16.4054 | 2.935 | 3.2833 | 7.7015 | -0.85778 | 0.13772 | 0.0071617 | 2.5259 | 293.8495 | 30.279 | 26.6395 | 0.75109 | 15.7697 | 17.5798 | 23.069 | 0.52713 | 0.058293 | 10.1727 | 22.0364 | 7.0672 | 18.8943 | 10.9727 | 9.3292 | 1.6177 | 2.9603 | 14.8324 | 12.3831 | 11.8164 | 9.0424 | 51.6428 | 53.6493 | 40.8144 | 53.8998
3107
3108 | [7 empty] | 0.0058893 | 0.97956 | 298.3872 | 44.0431 | 37.2576 | 1.3325 | 13.5754 | 14.3108 | 3 | [6 empty] | 8.5368 | 8.1629 | 2.2536 | 3.9452 | 12.0583 | 8.8982 | 8.5125 | 5.5874 | 59.9068 | 80.9191 | 57.4193 | 77.247
3109 | 3.3136 | 12.2094 | 2 | 2.7926 | 7.4775 | -1.0435 | 0.046324 | 0.0059726 | 2.5727 | 296.0378 | 41.3755 | 35.7724 | 1.211 | 13.7215 | 15.694 | 10.5594 | 0.51147 | 0.033514 | 7.3208 | 21.1258 | 3.1463 | 5.6108 | 10.1542 | 8.0656 | 2.311 | 4.0479 | 13.4203 | 6.9715 | 8.1588 | 4.349 | 59.2198 | 87.1379 | 51.3678 | 86.7559
3110
3111
3112 |  |  |  | 2.5104 | 6.258
3113 | 1.2784 | 4.5065 | 2 | 2.874 | 9.1696 | -0.16228 | 0.0025 | 0.0058962 | 1.6931 | 298.681 | 50.0785 | 40.6573 | 1.6191 | 11.7838 | 13.4517 | 3.0056 | 0.03234 | 0.0025 | 1.6667 | 16.3333 | 0 | 0.25 | 15.6616 | 11.5446 | 3.1013 | 4.803 | 10.5922 | 5.8962 | 6.9431 | 4.4517 | 83.4738 | 99.8882 | 64.4074 | 90.7141
3114
3115
3116
3117
3118 | 3.7849 | 11.843 | 2 | 2.2834 | 6.7828 | 0.85849 | 0.029265 | 0.0069043 | 2.924 | 294.8835 | 32.4954 | 30.1933 | 0.88202 | 15.5929 | 17.4286 | 1.1334 | 0.10785 | 0.048931 | 2.0421 | 16.178 | 1.3421 | 3.3245 | 10.0493 | 8.4031 | 1.7621 | 3.2905 | 15.5766 | 10.6163 | 10.8925 | 7.405 | 51.5722 | 69.7981 | 40.4858 | 65.6339
3119 | 0.71278 | 2.6899 | 2 | 2.5271 | 6.9998 | -0.56166 | 0.0032337 | 0.006308 | 0.87295 | 298.2577 | 44.3585 | 32.9871 | 1.3368 | 13.6635 | 14.4115 | 0.42379 | 0.15881 | 0.010312 | 1.2936 | 12.9404 | 0.77034 | 1.178 | 5.5837 | 4.938 | 2.3684 | 4.0331 | 12.7364 | 7.7176 | 9.1573 | 5.0452 | 41.1842 | 69.8726 | 52.7139 | 82.8093
3120 | 3.6359 | 12.0647 | 2 | 2.4964 | 6.6591 | -0.19556 | 0.02 | 0.0070867 | 2.1692 | 296.1421 | 31.8724 | 29.9859 | 0.95288 | 15.7138 | 17.3136 | 34.8997 | 0.57635 | 0.0425 | 3.6364 | 18.9091 | 1.4156 | 2.5 | 10.8592 | 9.3673 | 1.9279 | 3.5393 | 14.2673 | 12.2708 | 11.824 | 8.7543 | 54.4604 | 61.4073 | 43.4148 | 56.6797
3121 | 4.5116 | 12.0903 | 2 | 2.9612 | 7.4361 | -0.70149 | 0.047241 | 0.0067351 | 3.1338 | 295.3425 | 34.2591 | 31.0003 | 0.96685 | 15.2387 | 17.0791 | 1.4483 | 0.10419 | 0.049828 | 2.3074 | 15.9728 | 0.028498 | 0.096059 | 9.2338 | 7.7709 | 1.8495 | 3.452 | 14.9607 | 10.2999 | 10.6342 | 7.384 | 49.5871 | 68.8025 | 42.4608 | 66.4431
3122 | 4.0768 | 16.774 | 2 | 3.131 | 7.8682 | 3.0007 | 0.025743 | 0.0061062 | 2.2616 | 296.1346 | 44.1029 | 35.7921 | 1.2499 | 13.2024 | 14.8972 | 4.0056 | 0.40478 | 0.021386 | 5.2933 | 20.4533 | 4.9994 | 2.9208 | 9.9094 | 7.5615 | 2.3115 | 4.1528 | 13.0298 | 6.5322 | 7.9696 | 4.1948 | 57.1958 | 88.0864 | 52.5227 | 88.9491
3123 | 7.929 | 17.5433 | 2 | 1.7174 | 4.8354 | 1.7306 | 0.080612 | 0.0063532 | 2.9767 | 295.3652 | 44.7351 | 30.6408 | 1.2095 | 12.697 | 14.5517 | 2.7554 | 0.0030879 | 0.079082 | 2.5811 | 18.7838 | 3.1016 | 9.4388 | 11.4727 | 7.8307 | 2.0952 | 3.8232 | 13.1495 | 6.4402 | 8.5534 | 4.4324 | 43.362 | 70.895 | 50.5978 | 88.965
3124
3125
3126
3127 | 0.471 | 1.509 | 2 | 1.9631 | 6.3279 | -0.82083 | 0.0034286 | 0.006178 | 0.77882 | 298.9243 | 45.2856 | 37.8672 | 1.3816 | 13.3853 | 14.0461 | 0.59185 | 0.16599 | 0.0072571 | 1.3333 | 13.2626 | 0.48206 | 0.93143 | 8.1546 | 7.791 | 2.4372 | 4.1401 | 11.4962 | 8.4711 | 8.0672 | 5.1643 | 59.7331 | 82.075 | 58.8436 | 80.0347
3128
3129 |  |  |  | 2.5451 | 6.0336
3130
3131
3132
3133 | 0.57659 | 1.943 | 2 | 2.0354 | 4.6464 | -0.85878 | 0.0052734 | 0.0060042 | 1.4023 | 298.5425 | 54.7922 | 38.6746 | 1.5795 | 10.8381 | 11.96 | 0.51812 | 0.014272 | 0.01157 | 1.6118 | 14.4344 | 0.95288 | 0.79883 | 6.1227 | 5.6512 | 2.9053 | 4.3974 | 9.9548 | 5.9851 | 6.6937 | 3.9578 | 53.6273 | 81.8668 | 69.0361 | 92.6789
3134
3135 | 9.3467 | 24.1288 | 3 | 2.4526 | 5.3364 | -1.7777 | 0.074309 | 0.0045597 | 2.9731 | 291.637 | 50.1958 | 36.6202 | 1.0545 | 11.2306 | 13.1365 | 1.9404 | 0.13254 | 0.015285 | 6.2308 | 18.8352 | 0.26122 | 15.2683 | 13.2052 | 11.2698 | 1.7727 | 2.8571 | 10.7411 | 6.0627 | 6.1206 | 4.4908 | 67.0248 | 90.7074 | 65.5153 | 90.4774
3136 |  |  |  | 1.5998 | 4.7001 |  |  | 0.0069519 | 2.5231 | 295.5834 | 29.8576 | 27.8444 | 0.8867 | 16.2819 | 18.0885 | 15.01 | [6 empty] | 10.8761 | 8.6621 | 1.9589 | 3.419 | 15.7342 | 11.3257 | 11.378 | 7.8066 | 46.6748 | 68.6568 | 39.5011 | 62.5532
3137
3138
3139 | 5.6647 | 15.965 | 2.5364 | 2.991 | 6.5676 | 0.6332 | 0.05947 | 0.0070274 | 1.8535 | 293.3877 | 32.8415 | 28.7041 | 0.75955 | 15.2702 | 16.7652 | 12.2669 | 0.31608 | 0.052818 | 9.1569 | 17.1667 | 5.3436 | 6.9073 | 7.3243 | 6.7356 | 1.6257 | 3.2125 | 14.8002 | 11.074 | 10.2449 | 7.3774 | 48.1491 | 54.9781 | 43.4928 | 63.489
3140
3141
3142
3143
3144
3145 | 3.2068 | 8.5422 | 2 | 2.419 | 7.007 | -1.6767 | 0.0079762 | 0.0071501 | 2.3006 | 293.8839 | 23.0248 | 26.1537 | 0.64821 | 18.0052 | 19.7756 | 1.7831 | 0.18799 | 0.010476 | 2.1429 | 14.0345 | 0.83675 | 0.96032 | 12.1529 | 10.8047 | 1.506 | 2.49 | 17.0505 | 15.0319 | 14.4253 | 12.041 | 51.085 | 57.0377 | 31.8536 | 42.2031
3146
3147 | 7.6803 | 16.4816 | 2.0429 | 1.5321 | 4.4953 | -0.72169 | 0.068397 | 0.0055792 | 3.3955 | 295.9593 | 49.4124 | 34.6957 | 1.3592 | 11.6496 | 13.6395 | 4.2834 | 0.10766 | 0.054898 | 2.3514 | 16.7754 | 2.9249 | 7.4808 | 7.9817 | 6.5062 | 2.3153 | 4.0533 | 12.3634 | 5.5467 | 7.7734 | 3.8556 | 57.1032 | 93.8835 | 55.6772 | 94.7263
3148 | 7.1546 | 16.2928 | 2 | 2.0796 | 5.6043 | -1.4869 | 0.04047 | 0.0061617 | 3.5677 | 293.8414 | 32.1752 | 29.0095 | 0.93179 | 15.8676 | 18.3648 | 0.4186 | 0.058574 | 0.068993 | 1.2857 | 12.6866 | 0.50375 | 1.5602 | 11.5065 | 8.9084 | 1.7857 | 3.3768 | 16.7538 | 8.8733 | 10.2804 | 5.3859 | 48.9739 | 78.9591 | 37.1037 | 75.8725
3149 | 4.3762 | 12.794 | 2 | 1.8589 | 4.8807 | -1.9745 | 0.1137 | 0.0070994 | 1.7248 | 294.3693 | 31.0939 | 24.813 | 0.73988 | 15.9333 | 17.3465 | 15.9976 | 0.38755 | 0.090435 | 6.9767 | 20.3721 | 2.9328 | 12.4348 | 6.8884 | 6.3789 | 1.746 | 3.1604 | 15.0188 | 11.5168 | 9.5014 | 7.0376 | 39.9243 | 50.3907 | 43.0557 | 63.7948
3150
3151 |  |  |  | 2.6056 | 6.2345 |  |  | 0.0065309 | 1.4839 | 295.9086 | 39.0838 | 34.6876 | 1.0518 | 14.2349 | 15.5876 | 24.8267 | [6 empty] | 7.3906 | 6.9411 | 2.1474 | 3.776 | 13.9417 | 8.9163 | 9.5191 | 5.7018 | 49.7159 | 74.9693 | 47.9332 | 76.6714
3152 | 2.6794 | 8.2809 | 2.0431 | 2.7338 | 7.4406 | -2.6811 | 0.020784 | 0.0071674 | 1.9147 | 292.3798 | 26.8049 | 25.1316 | 0.58507 | 16.8339 | 18.4927 | 0.51716 | 0.12888 | 0.044576 | 1.6578 | 13.5748 | 2.5071 | 2.9477 | 11.3276 | 9.8895 | 1.4767 | 2.667 | 15.9342 | 12.584 | 10.376 | 7.6013 | 53.9816 | 52.9916 | 39.3584 | 58.116
3153
3154
3155
3156
3157
3158
3159
3160
3161
3162 | 14.121 | 27.9469 | 3 | 2.0346 | 4.9241 | 1.3735 | 0.10706 | 0.0058208 | 3.7588 | 293.7463 | 45.4012 | 30.9393 | 1.1406 | 12.3441 | 14.4488 | 1.6813 | 0.039223 | 0.039412 | 3.5075 | 19.3518 | 0.0075 | 0.069853 | 12.4062 | 8.3515 | 2.0489 | 3.482 | 12.5429 | 6.2615 | 7.7616 | 4.3824 | 47.8125 | 73.2003 | 53.8398 | 89.709
3163
3164
3165 | 3.5466 | 10.1476 | 2 | 2.1847 | 6.4503 | -0.64238 | 0.048571 | 0.0072867 | 1.1015 | 291.2903 | 24.0679 | 23.6331 | 0.5037 | 17.4508 | 18.6285 | 31.6163 | 0.61656 | 0.03 | 8.4286 | 22.2857 | 2.1329 | 3.1429 | 10.5406 | 9.3902 | 1.3292 | 1.9331 | 16.5536 | 15.4978 | 13.5258 | 13.6225 | 43.27 | 43.4341 | 31.5999 | 36.1827
3166 | 4.606 | 12.2284 | 2 | 2.2461 | 6.2242 | 0.15631 | 0.044792 | 0.005786 | 2.8877 | 295.3581 | 45.6314 | 30.5098 | 1.215 | 12.6037 | 14.4462 | 0.84283 | 0.036131 | 0.061152 | 1.9818 | 16.7377 | 2.1686 | 4.0358 | 8.5266 | 5.7601 | 2.1364 | 3.69 | 13.1626 | 6.2468 | 8.616 | 4.361 | 45.3863 | 75.2064 | 51.2373 | 90.0437
3167 | 4.3493 | 10.4151 | 2 | 3.1628 | 6.823 | 2.9858 | 0.005 | 0.0073442 | 1.6079 | 294.3943 | 31.4522 | 27.4725 | 0.76497 | 15.7853 | 17.161 | 37.0557 | 0.37313 | 0.015 | 4.5 | 22 | 0.715 | 1.5 | 7.0311 | 6.2772 | 1.7046 | 3.1182 | 14.3706 | 12.2029 | 10.9241 | 8.3722 | 46.5019 | 49.5743 | 42.525 | 57.3981
3168
3169
3170
3171 | 3.1771 | 8.2325 | 2 | 2.3393 | 6.1042 | -0.18545 | 0.05096 | 0.0062174 | 2.384 | 296.3895 | 48.3455 | 33.7193 | 1.3179 | 12.0722 | 13.7222 | 3.711 | 0.13451 | 0.037449 | 2.8065 | 18.2871 | 3.0739 | 4.9874 | 8.8164 | 6.5036 | 2.3816 | 4.2237 | 12.0368 | 5.8898 | 8.1771 | 4.0112 | 56.257 | 86.5816 | 57.5769 | 92.2774
3172
3173
3174
3175 | 6.5694 | 14.5964 | 3 | 1.843 | 5.3105 | -1.6401 | 0.034569 | 0.0068495 | 2.6722 | 295.2429 | 34.4452 | 30.915 | 0.94243 | 15.0716 | 16.9093 | 1.0568 | 0.075566 | 0.052672 | 2.2117 | 16.1228 | 2.4316 | 6.2292 | 10.9264 | 8.5368 | 1.8959 | 3.6437 | 15.1346 | 9.1665 | 9.8499 | 5.7045 | 51.2551 | 80.7074 | 43.7161 | 75.6614
3176 | [7 empty] | 0.0072231 | 1.5439 | 293.719 | 31.2437 | 26.0702 | 0.74097 | 15.6906 | 17.097 | 28.3867 | [6 empty] | 9.7223 | 8.5171 | 1.7386 | 2.9739 | 14.2023 | 12.2448 | 11.5643 | 9.2624 | 50.7118 | 48.2159 | 43.3053 | 54.3369
3177
3178
3179
3180
3181
3182 | 6.0358 | 21.8107 | 2 | 2.0274 | 5.363 | -3.0624 | 0.03875 | 0.0070137 | 1.9743 | 292.7325 | 33.5022 | 29.6917 | 0.72401 | 15.0517 | 16.5802 | 35.6519 | 0.52195 | 0.06375 | 4.25 | 15.625 | 1.1012 | 7.875 | 7.6014 | 7.0143 | 1.5629 | 3.151 | 14.7091 | 10.6335 | 9.9662 | 7.0064 | 49.6089 | 57.686 | 44.893 | 65.7945
3183
3184
3185 | 4.6819 | 11.2078 | 2 | 2.0678 | 5.4697 | -0.30137 | 0.059748 | 0.0059406 | 3.1617 | 294.8881 | 47.6647 | 31.9158 | 1.2415 | 12.0106 | 13.9181 | 6.9071 | 0.1362 | 0.045647 | 2.7902 | 18.2806 | 4.594 | 7.1007 | 8.5275 | 5.967 | 2.0701 | 3.9311 | 12.8178 | 5.8324 | 8.187 | 3.98 | 48.7634 | 82.1105 | 53.3072 | 93.2023
3186
3187
3188 |  |  |  | 3.4148 | 8.0898 |  |  | 0.0072879 | 2.0409 | 292.5211 | 27.3828 | 22.1544 | 0.65016 | 16.4263 | 17.9919 | 43.99 | [6 empty] | 9.9211 | 8.3946 | 1.598 | 2.722 | 15.3842 | 13.4838 | 12.4898 | 10.3819 | 45.0328 | 42.5263 | 38.0298 | 48.5883
3189 |  |  |  | 1.488 | 4.6721
3190
3191 | 3.8891 | 12.0619 | 2 | 2.0753 | 8.0139 | 0.32535 | 0.028925 | 0.0058169 | 2.3211 | 298.3019 | 48.5465 | 35.8627 | 1.5986 | 12.1001 | 14.1054 | 5.7551 | 0.17934 | 0.02871 | 2.5 | 17.6212 | 2.4049 | 4.4086 | 11.5119 | 8.4113 | 2.9344 | 4.9799 | 10.8735 | 5.7126 | 7.26 | 4.435 | 67.9841 | 86.9275 | 62.8782 | 92.7355
3192
3193
3194
3195
3196
3197
3198 | 7.3463 | 17.2114 | 2 | 2.1947 | 6.5079 | -3.3306 | 0.043171 | 0.0042145 | 2.9107 | 291.8464 | 44.8022 | 36.7979 | 1.0733 | 12.5854 | 14.7144 | 2.49 | 0.19225 | 0.038049 | 2.7333 | 19.7 | 2.8824 | 5.0488 | 12.5046 | 10.2131 | 1.9155 | 3.2528 | 12.4194 | 6.2799 | 7.4625 | 4.9626 | 58.4329 | 91.3804 | 57.1415 | 89.2639
3199 | 2.507 | 9.1379 | 2 | 2.2279 | 5.4614 | -1.7908 | 0.02 | 0.0070216 | 1.8125 | 293.0337 | 31.6383 | 30.2561 | 0.71858 | 15.6783 | 17.151 | 37.824 | 0.65207 | 0.024 | 13.7143 | 22 | 1.394 | 2.3 | 8.343 | 7.598 | 1.5874 | 3.1834 | 15.1265 | 11.2786 | 10.0814 | 7.179 | 51.0375 | 59.337 | 44.2683 | 63.4787
3200 | 2.5381 | 8.3747 | 2 | 2.1898 | 5.372 | 1.6367 | 0.024681 | 0.0072547 | 1.5924 | 293.1193 | 31.6061 | 30.6478 | 0.68314 | 15.7077 | 17.1142 | 26.197 | 0.62801 | 0.028227 | 9.7542 | 21.7119 | 2.0546 | 2.3475 | 8.5445 | 7.7456 | 1.5586 | 3.0503 | 14.9769 | 11.6301 | 10.1473 | 7.4249 | 52.6229 | 57.588 | 44.6461 | 61.4463
3201 | 2.4592 | 6.3362 | 2 | 2.3 | 5.9901 | -2.1606 | 0.0079643 | 0.0056901 | 1.8272 | 296.7091 | 52.0889 | 39.0248 | 1.3968 | 11.3371 | 12.7039 | 1.1704 | 0.11194 | 0.034286 | 1.8842 | 12.6947 | 0.3375 | 0.64643 | 7.8079 | 6.565 | 2.2449 | 3.9913 | 11.2859 | 6.1189 | 7.7312 | 4.191 | 56.2821 | 90.2961 | 61.1005 | 91.4122
3202
3203
3204
3205
3206
3207 | 2.5386 | 9.6673 | 2 | 2.5343 | 6.6779 | -2.1515 | 0.023636 | 0.0070862 | 2.1744 | 296.1374 | 31.8725 | 29.9894 | 0.95265 | 15.7133 | 17.3148 | 30.4325 | 0.49138 | 0.037576 | 4.9091 | 19.6818 | 2.4909 | 3.9091 | 10.8576 | 9.3661 | 1.9266 | 3.5384 | 14.267 | 12.2677 | 11.8242 | 8.7536 | 54.4666 | 61.43 | 43.4143 | 56.6952
3208 | 4.4522 | 10.7429 | 3 | 2.2443 | 6.6976 | -0.46127 | 0.0080585 | 0.0057418 | 3.756 | 297.5085 | 49.5926 | 34.4174 | 1.5964 | 11.6378 | 13.9876 | 3.7163 | 0.23165 | 0.016755 | 2.7472 | 16.9814 | 1.9911 | 4.0319 | 9.9949 | 7.103 | 2.8081 | 4.9904 | 11.2928 | 5.314 | 7.0707 | 4.0337 | 59.9775 | 83.0902 | 61.9599 | 96.2408
3209
3210 | 4.4307 | 12.4804 | 2 | 2.276 | 5.3966 | -0.55645 | 0.06 | 0.0061954 | 2.0992 | 296.4717 | 42.242 | 33.285 | 1.2103 | 13.6856 | 15.1797 | 25.5572 | 0.58044 | 0.12667 | 8.1538 | 22 | 3.42 | 10.4 | 11.0657 | 8.1621 | 2.044 | 3.8301 | 13.4606 | 7.1376 | 9.3254 | 4.7686 | 47.358 | 82.4379 | 51.0169 | 85.468
3211 | 1.6158 | 5.5906 | 2 | 2.0318 | 6.4935 | -1.6631 | 0.012749 | 0.0072462 | 1.031 | 295.2821 | 33.2127 | 30.6472 | 0.81768 | 15.5064 | 16.3685 | 2.5637 | 0.13521 | 0.014656 | 2.4727 | 17.5463 | 1.9037 | 4.3436 | 9.7094 | 9.2651 | 1.8734 | 3.0283 | 13.7456 | 12.4203 | 9.9191 | 8.9465 | 55.8154 | 57.4556 | 48.4499 | 55.2439
3212 | 7.2115 | 18.0927 | 2.9823 | 1.4059 | 3.6008 | 0.7711 | 0.048407 | 0.0071769 | 2.6383 | 295.5251 | 28.9419 | 26.3731 | 0.81878 | 16.6187 | 18.3295 | 7.0986 | 0.2513 | 0.078407 | 2.5667 | 17.6333 | 2.7154 | 12.3451 | 8.3011 | 7.4989 | 1.7966 | 3.3205 | 16.0577 | 12.4931 | 10.7094 | 8.0374 | 46.9759 | 53.2214 | 39.5164 | 58.8167
3213
3214 | 2.6016 | 7.4269 | 2 | 3.0713 | 7.2907 | 1.8333 | 0.011356 | 0.0061161 | 2.3 | 296.0942 | 44.4245 | 36.1168 | 1.2542 | 13.1214 | 14.8354 | 5.6507 | 0.3157 | 0.0049153 | 5.7375 | 19.8875 | 0.98381 | 1.3983 | 9.9365 | 7.5968 | 2.3099 | 4.17 | 13.0124 | 6.4101 | 7.9259 | 4.139 | 57.4451 | 89.2217 | 52.584 | 89.6836
3215 | 1.8432 | 6.7692 | 2 | 1.7136 | 4.1899 | 0.73555 | 0.027692 | 0.0060188 | 2.0014 | 297.066 | 51.3375 | 33.9886 | 1.4453 | 11.3307 | 12.7315 | 15.7425 | 0.26505 | 0.036154 | 3.325 | 18.175 | 0.59712 | 3.8462 | 8.9257 | 7.7924 | 2.44 | 4.048 | 10.7729 | 6.2186 | 6.8488 | 4.2844 | 50.4731 | 70.9563 | 64.711 | 89.6227
3216
3218
3219 | 5.2694 | 16.906 | 2 | 2.2454 | 5.5 | 0.52476 | 0.045619 | 0.0052134 | 2.2808 | 295.3167 | 51.4526 | 36.9594 | 1.2992 | 11.3174 | 12.8925 | 1.5903 | 0.12089 | 0.077386 | 3.835 | 19.165 | 0.002719 | 0.057402 | 8.833 | 7.0937 | 2.0867 | 3.641 | 11.2011 | 6.1141 | 7.3926 | 4.2714 | 54.6451 | 84.2643 | 61.5155 | 91.0869
3220
3221
3222
3223 | 2.3856 | 6.7117 | 2 | 2.0317 | 7.9681 | 0.077861 | 0.012687 | 0.0057999 | 2.2617 | 298.1216 | 48.4323 | 37.5005 | 1.5666 | 12.1569 | 14.144 | 0.70707 | 0.11953 | 0.0040299 | 1.9048 | 16.0238 | 0.72701 | 2.5522 | 12.663 | 9.3519 | 2.8987 | 4.8617 | 11.124 | 5.7842 | 7.3178 | 4.4827 | 72.8905 | 93.1946 | 62.1855 | 92.7261
3224
3225 | 4.2587 | 11.205 | 2 | 3.3206 | 8.2446 | -2.2759 | 0.06284 | 0.0063403 | 2.2624 | 295.64 | 40.7096 | 33.8239 | 1.1022 | 13.8206 | 15.391 | 1.6377 | 0.24992 | 0.032346 | 4.2143 | 21.7714 | 0 | 0 | 7.4639 | 6.0717 | 2.037 | 3.6903 | 13.7593 | 8.0411 | 9.8584 | 5.154 | 48.8573 | 77.6401 | 47.5979 | 81.5079
3226 | 5.138 | 12.6664 | 2.2396 | 2.2986 | 5.3939 | -4.1546 | 0.050104 | 0.0061432 | 2.1107 | 296.4112 | 42.7742 | 33.4809 | 1.217 | 13.5536 | 15.0535 | 6.7445 | 0.22275 | 0.06875 | 2.9857 | 17.1 | 6.955 | 9.1667 | 11.1187 | 8.1914 | 2.0537 | 3.8323 | 13.3244 | 7.035 | 9.1976 | 4.7132 | 47.8101 | 82.6788 | 51.6677 | 86.064
3227 |  |  |  | 2.4088 | 5.6682
3228
3229 | 12.7446 | 44.3175 | 2 | 3.2111 | 9.037 | -3.5305 | 0.022222 | 0.0060663 | 1.8783 | 296.4263 | 41.229 | 33.773 | 1.2036 | 13.9455 | 15.4818 | 5.0329 | 0.56582 | 0.0068254 | 6.7963 | 21.7778 | 2.3948 | 3.1587 | 9.6565 | 7.3944 | 2.3128 | 3.98 | 13.0974 | 7.5448 | 8.426 | 4.6618 | 56.0634 | 79.56 | 52.3867 | 82.7686
3230 | 0.78148 | 2.5527 | 2 | 3.0235 | 8.9096 | -1.196 | 0.0020755 | 0.0074044 | 0.88236 | 295.1863 | 31.7425 | 35.3441 | 0.77164 | 16.1192 | 16.8566 | 2.1871 | 0.28077 | 0.0032075 | 4.2778 | 16.8611 | 0.40925 | 1 | 12.5415 | 12.0276 | 1.9639 | 2.8262 | 14.3033 | 13.7992 | 8.8534 | 8.71 | 68.9145 | 67.2236 | 50.1432 | 52.9546
3231 |  |  |  | 2.3586 | 8.3675 |  |  | 0.0074725 | 0.95372 | 292.6637 | 27.4642 | 25.5193 | 0.59424 | 16.8604 | 17.6982 | 54.3494 | [6 empty] | 8.1965 | 8.3019 | 1.5736 | 2.0214 | 16.128 | 15.3994 | 12.7145 | 11.4632 | 43.1752 | 44.2493 | 37.0472 | 41.1003
3232
3233 | 4.8587 | 12.3324 | 2.1111 | 1.5861 | 4.7296 | -4.1967 | 0.018889 | 0.0069519 | 2.5231 | 295.5834 | 29.8576 | 27.8444 | 0.8867 | 16.2819 | 18.0885 | 12.4431 | 0.34799 | 0.045556 | 2.2 | 15.2 | 14.15 | 47 | 10.8761 | 8.6621 | 1.9589 | 3.419 | 15.7342 | 11.3257 | 11.378 | 7.8066 | 46.6748 | 68.6568 | 39.5011 | 62.5532
3234
3235 | 4.6665 | 10.2628 | 3 | 2.954 | 8.1709 | 0.60956 | 0.01312 | 0.005727 | 4.0899 | 294.8127 | 49.2165 | 37.2359 | 1.3086 | 11.4634 | 13.747 | 1.2807 | 0.054809 | 0.04192 | 1.9437 | 15.5352 | 2.6815 | 5.288 | 13.6661 | 9.6825 | 2.2999 | 4.2087 | 12.2019 | 5.3084 | 7.7533 | 3.5317 | 63.5428 | 113.9777 | 55.668 | 97.1561
3236 |  |  |  | 3.2647 | 7.3132
3237
3238
3239 | 3.2063 | 10.0502 | 2 | 3.6195 | 8.1574 | -0.66509 | 0.027647 | 0.0073071 | 2.0353 | 292.4173 | 27.0644 | 21.9398 | 0.63803 | 16.5003 | 18.0761 | 24.936 | 0.28466 | 0.056176 | 8 | 20.4762 | 11.0238 | 5.8529 | 9.9225 | 8.3953 | 1.5877 | 2.6934 | 15.5174 | 13.5811 | 12.4855 | 10.3899 | 44.8823 | 42.1653 | 37.5953 | 48.2543
3240 | 1.6967 | 5.1408 | 2 | 2.7604 | 8.9376 | 0.4041 | 0.014359 | 0.0058623 | 1.7169 | 298.768 | 50.5654 | 40.5239 | 1.641 | 11.6966 | 13.3537 | 18.4243 | 0.28885 | 0.0087179 | 2.7586 | 19.6552 | 1.1705 | 2.0513 | 14.9131 | 10.9496 | 3.1444 | 4.8703 | 10.4719 | 5.8386 | 6.8258 | 4.4621 | 81.5825 | 98.2986 | 65.0502 | 90.9855
3241 |  |  |  | 2.8722 | 7.0368
3242
3243 | 2.004 | 6.7415 | 2.3662 | 1.9241 | 5.4947 | 0.15736 | 0.015915 | 0.0064505 | 1.8887 | 297.3297 | 44.0429 | 31.6283 | 1.3038 | 13.1623 | 14.617 | 0.63266 | 0.043547 | 0.031373 | 1.3276 | 12.931 | 1.087 | 0.96831 | 7.4372 | 5.3802 | 2.5281 | 4.0299 | 12.4164 | 7.2246 | 8.4702 | 4.9064 | 46.4477 | 70.8814 | 56.0889 | 84.1753
3244
3245 | 0.68338 | 4.0811 | 2 | 2.082 | 5.351 | -1.7171 | 0.00125 | 0.0070241 | 1.5714 | 297.0565 | 37.0338 | 32.0612 | 1.0499 | 14.7806 | 16.0368 | 2.8537 | 0.25228 | 0 | 2.6667 | 11.6667 | 0 | 0 | 8.3272 | 8.1779 | 2.0617 | 3.7479 | 14.0734 | 10.0149 | 9.3853 | 6.1397 | 52.0717 | 67.5187 | 47.5191 | 70.5328
3246 |  |  |  | 2.488 | 6.6735
3247
3248 |  |  |  | 2.1174 | 6.6618
3249 | 8.437 | 18.1941 | 2 | 2.243 | 5.9436 | -1.7314 | 0.042914 | 0.0064365 | 4.317 | 293.322 | 29.7318 | 29.0216 | 0.85483 | 16.5163 | 19.2051 | 0.72376 | 0.078841 | 0.10126 | 1.5053 | 12.0211 | 0.72798 | 4.0364 | 12.3407 | 9.6446 | 1.6555 | 3.2374 | 17.0587 | 8.788 | 11.0952 | 5.5884 | 48.2079 | 82.0905 | 35.0811 | 74.94
3250
3251
3252
3253
3254
3255 | 7.9602 | 15.274 | 3 | 2.3523 | 6.8943 | 1.515 | 0.073056 | 0.0053608 | 4.1159 | 295.3355 | 48.7486 | 37.0953 | 1.3484 | 11.6788 | 14.021 | 0.73965 | 0.018682 | 0.10917 | 2.0294 | 14.9385 | 2.4544 | 6.25 | 12.1723 | 9.1219 | 2.4399 | 4.2699 | 13.0257 | 5.3028 | 7.6242 | 3.4608 | 60.7424 | 111.7538 | 53.6864 | 97.7051
3256 |  |  |  | 3.407 | 8.0867
3257
3258
3259
3260 | 3.0105 | 9.1442 | 2 | 2.4856 | 7.0383 | 0.16307 | 0.037935 | 0.0059096 | 3.2875 | 295.8293 | 46.368 | 32.6987 | 1.2597 | 12.3377 | 14.2979 | 1.4585 | 0.11279 | 0.049229 | 2.2013 | 17.0754 | 3.1387 | 4.6995 | 8.8953 | 6.7994 | 2.1702 | 3.8808 | 13.0602 | 5.9908 | 8.621 | 4.0199 | 52.383 | 92.1939 | 52.0169 | 92.1781
3261
3262
3263 | 9.6788 | 23.1612 | 2.9464 | 1.8439 | 5.4622 | 0.013626 | 0.072589 | 0.0050111 | 3.3201 | 291.385 | 40.3926 | 26.9098 | 0.96537 | 13.4565 | 16.1194 | 0.81146 | 0.013297 | 0.1042 | 2.5692 | 15.2154 | 0.088125 | 6.0179 | 7.8271 | 5.8124 | 1.7374 | 3.1962 | 14.2688 | 6.5671 | 7.7317 | 4.6334 | 43.6607 | 70.0047 | 48.1505 | 88.2099
3264
3265
3266
3267 |  |  |  | 3.2879 | 7.9157
3268
3269 | 2.9913 | 8.0192 | 2 | 2.3405 | 8.1593 | 0.92368 | 0.012372 | 0.0059591 | 2.6555 | 298.1971 | 48.4202 | 33.2601 | 1.6047 | 11.9792 | 14.1064 | 1.2015 | 0.10149 | 0.011736 | 2.1111 | 17.3098 | 3.1447 | 4.2029 | 9.7601 | 6.9487 | 2.9372 | 4.9607 | 11.2849 | 5.6785 | 7.216 | 4.346 | 60.2234 | 77.7449 | 61.338 | 92.2208
3270
3271 | 5.1323 | 13.7886 | 3 | 1.3972 | 3.7831 | -2.8132 | 0.070909 | 0.0071402 | 3.0352 | 297.3212 | 29.719 | 28.4045 | 0.98165 | 16.6102 | 18.364 | 6.8039 | 0.31744 | 0.032273 | 4.5357 | 19.5833 | 3.2572 | 14.5 | 9.2374 | 8.1277 | 1.9425 | 3.6026 | 15.9998 | 12.2426 | 11.3629 | 7.8935 | 49.5204 | 59.974 | 39.8466 | 60.2832
3272
3273
3274
3275
3276
3277 |  |  |  | 2.7836 | 7.9753
3278
3279 | 2.8267 | 8.8036 | 2.575 | 1.9138 | 4.2843 | 0.50566 | 0.02625 | 0.0057766 | 2.1511 | 296.4115 | 52.6071 | 35.8692 | 1.4007 | 11.0769 | 12.5016 | 0.78459 | 0.022843 | 0.055833 | 1.7407 | 15.0741 | 0.91608 | 1.8042 | 9.6384 | 8.2462 | 2.3533 | 3.9176 | 10.5997 | 6.0245 | 6.6868 | 4.1446 | 53.6573 | 74.4806 | 64.9125 | 90.8982
3280
3281 | 4.6406 | 10.6797 | 2.1412 | 2.4052 | 7.1902 | 0.62203 | 0.056871 | 0.0058858 | 3.4782 | 296.2564 | 47.6329 | 34.7136 | 1.3423 | 12.0118 | 14.0721 | 0.89938 | 0.0058742 | 0.037417 | 1.5923 | 14.0632 | 0.90755 | 4.0816 | 12.7722 | 8.4961 | 2.327 | 4.0932 | 12.4158 | 5.7247 | 8.1418 | 3.9849 | 54.6886 | 95.7971 | 55.0172 | 93.5036
3282
3283
3284
3285 | 3.9598 | 11.1766 | 3 | 3.706 | 7.7469 | -8.3171 | 0.046842 | 0.0066353 | 1.7424 | 295.5568 | 36.3723 | 33.5453 | 1.0023 | 14.7949 | 16.2078 | 18.7946 | 0.2196 | 0.052105 | 2.75 | 15.5 | 2.2305 | 7.9474 | 7.8352 | 7.3691 | 2.0507 | 3.6988 | 14.1769 | 9.7261 | 10.2039 | 6.3624 | 49.726 | 71.3885 | 45.3182 | 71.9077
3286 | 9.7794 | 23.6944 | 2 | 2.3926 | 6.9011 | -3.5759 | 0.0066667 | 0.0070077 | 2.7887 | 289.2474 | 16.0789 | 18.894 | 0.32458 | 19.9011 | 22.2205 | 49.3603 | 0.30887 | 0 | 1.5 | 13.5 | 0 | 0 | 12.6032 | 10.1958 | 1.1441 | 1.6435 | 19.4397 | 15.6981 | 15.6541 | 12.4151 | 38.641 | 44.9101 | 24.4863 | 38.7639
3287 | 2.6057 | 8.8447 | 2 | 2.5065 | 6.6321 | -0.39689 | 0.02256 | 0.0064744 | 2.0446 | 297.0911 | 45.4379 | 31.9238 | 1.3106 | 12.8415 | 14.3814 | 0.34607 | 0.033716 | 0.038348 | 1.5308 | 13.305 | 1.633 | 2.2546 | 9.4899 | 6.6283 | 2.4005 | 4.2014 | 12.7116 | 6.294 | 8.7903 | 4.2685 | 53.2697 | 78.8037 | 54.3138 | 88.4308
3288 | 4.2262 | 13.6795 | 2 | 2.0615 | 5.8266 | 0.69458 | 0.044118 | 0.0055177 | 3.7398 | 293.981 | 44.4434 | 31.6731 | 1.1048 | 12.7615 | 14.8462 | 12.1227 | 0.58495 | 0.034706 | 5.5714 | 18.5 | 3.0424 | 4.8235 | 8.6288 | 6.7986 | 1.9158 | 3.4106 | 13.7315 | 6.1769 | 8.5946 | 4.1444 | 51.6982 | 90.2867 | 49.6825 | 90.7514
3289
3290
3291 | 1.023 | 3.572 | 2 | 1.9573 | 5.558 | 0.15396 | 0.0083031 | 0.0061444 | 1.8185 | 297.2396 | 43.7462 | 35.3987 | 1.2938 | 13.3695 | 14.766 | 1.4802 | 0.078666 | 0.033161 | 1.8786 | 16.5 | 1.5044 | 2.2125 | 10.4636 | 7.9313 | 2.2442 | 3.9674 | 13.2027 | 7.3174 | 9.5078 | 4.9086 | 51.3119 | 85.3007 | 51.2742 | 83.9764
3292 | 8.8265 | 17.5839 | 3 | 2.3856 | 6.5105 | 0.47668 | 0.085877 | 0.0056156 | 3.8772 | 295.5957 | 48.9664 | 36.7366 | 1.3638 | 11.6336 | 13.9266 | 0.89393 | 0.015798 | 0.097134 | 2.4184 | 17.1841 | 4.2804 | 9.3772 | 11.7877 | 8.8235 | 2.4697 | 4.3653 | 12.8604 | 5.2702 | 7.5433 | 3.3941 | 60.6948 | 109.4008 | 54.2379 | 98.0422
3293
3294
3295
3296 | 7.4571 | 18.5316 | 2.7187 | 2.6051 | 8.0829 | -0.11571 | 0.048767 | 0.005623 | 2.5732 | 295.4412 | 44.2924 | 34.2399 | 1.3063 | 12.6877 | 15.001 | 0.83498 | 0.029698 | 0.072736 | 1.7526 | 13.6818 | 3.6712 | 5.3044 | 12.6908 | 9.5412 | 2.3267 | 4.249 | 13.4777 | 6.1269 | 7.9402 | 4.3737 | 61.0865 | 93.5112 | 51.2142 | 91.283
3297
3298
3299
3300 |  |  |  | 1.6295 | 4.4858
3301
3302 | 6.7471 | 15.6603 | 2 | 2.1192 | 5.7954 | -1.1097 | 0.0528 | 0.0066291 | 2.706 | 296.832 | 35.8784 | 34.5721 | 1.1087 | 14.8419 | 16.7261 | 5.7591 | 0.21159 | 0.0212 | 1.5625 | 14.5625 | 1.2036 | 4.52 | 11.4135 | 9.7183 | 2.3185 | 3.8612 | 14.2579 | 9.4545 | 8.8729 | 5.7548 | 60.7405 | 85.3537 | 47.3247 | 72.7983
3303
3304 | 2.936 | 9.3132 | 2 | 2.9586 | 7.5269 | 0.78389 | 0.033659 | 0.0059369 | 2.6476 | 295.8311 | 42.1053 | 35.7943 | 1.2069 | 13.5742 | 15.4419 | 3.7802 | 0.32052 | 0.015732 | 6.4571 | 21.8571 | 2.3538 | 2.5366 | 9.8435 | 7.9771 | 2.2798 | 3.9516 | 13.0819 | 6.9942 | 8.1998 | 4.4292 | 57.7522 | 87.8727 | 52.4304 | 86.2365
3305
3306 |  |  |  | 3.2738 | 8.9071 |  |  | 0.0074475 | 2.0252 | 291.4108 | 24.2428 | 21.4149 | 0.51449 | 17.2575 | 18.9659 | 17.6667 | [6 empty] | 10.5408 | 9.0533 | 1.4573 | 2.5807 | 16.7588 | 14.1126 | 11.7389 | 9.5304 | 46.7069 | 41.6085 | 35.1779 | 48.2871
3307
3308 | 4.0883 | 12.9407 | 2 | 2.6753 | 6.9978 | -6.5099 | 0.024444 | 0.0073791 | 2.25 | 293.6891 | 28.2772 | 24.6593 | 0.69281 | 16.2575 | 17.9452 | 41.0203 | 0.41041 | 0.021111 | 6.2857 | 22 | 0.31778 | 1.2222 | 10.4091 | 8.9262 | 1.5502 | 2.7855 | 14.7915 | 13.3003 | 12.3803 | 9.6676 | 48.7475 | 48.0609 | 39.838 | 49.5205
3309 | 13.2327 | 27.8129 | 2 | 2.3531 | 7.4874 | -0.45317 | 0.06 | 0.0069738 | 3.3391 | 290.2229 | 19.6385 | 22.666 | 0.44644 | 18.1772 | 21.1626 | 3.7147 | 0.16563 | 0.23857 | 2.4 | 15.2 | 0.40429 | 8.8571 | 13.2143 | 11.8102 | 1.3498 | 1.9571 | 18.9177 | 13.3587 | 13.4704 | 9.1648 | 48.9369 | 64.32 | 27.9365 | 50.3064
3310
3311
3312
3313
3314 | 3.5624 | 10.9975 | 2 | 2.3901 | 6.1949 | -0.43883 | 0.0089474 | 0.0070746 | 2.4521 | 295.3328 | 26.1419 | 27.5555 | 0.7982 | 17.3878 | 19.1237 | 2.502 | 0.12295 | 0.035263 | 4 | 22.0833 | 0.23789 | 2.1053 | 10.9124 | 9.3112 | 1.685 | 3.0259 | 16.2997 | 13.8804 | 13.5376 | 10.8444 | 50.0356 | 58.0883 | 35.6444 | 47.9559
3315 | 6.1142 | 12.3453 | 2 | 1.6022 | 4.6998 | 0.19828 | 0.044938 | 0.0066393 | 2.4023 | 296.9442 | 38.4282 | 31.8697 | 1.1176 | 14.3614 | 15.9899 | 0.85263 | 0.29181 | 0.032099 | 1.75 | 13.4091 | 1.9547 | 7.5556 | 9.7961 | 7.5308 | 2.1562 | 3.7655 | 14.0277 | 8.7637 | 9.2568 | 5.4277 | 52.7832 | 77.4764 | 47.2542 | 77.4841
3316 |  |  |  | 2.5946 | 7.717
3317 | 8.5661 | 23.3661 | 2.9834 | 2.8152 | 8.0709 | -2.5822 | 0.033757 | 0.007362 | 2.5292 | 292.6399 | 27.5299 | 26.0964 | 0.62692 | 16.5162 | 18.3042 | 2.6835 | 0.17724 | 0.067876 | 2.1333 | 12.2333 | 1.2763 | 5.8508 | 11.7351 | 9.7625 | 1.5155 | 2.7109 | 15.9015 | 12.7949 | 11.0588 | 8.8858 | 53.0059 | 54.5361 | 39.8066 | 53.0662
3318 | 1.9382 | 12.567 | 2 | 1.466 | 3.9337 | 1.3683 | 0.06 | 0.0065459 | 2.1202 | 295.1426 | 40.5764 | 35.188 | 1.0017 | 13.7349 | 15.1374 | 26.3572 | 0.68283 | 3.0316e-15 | 7.6667 | 22 | 0.34 | 3.3333 | 10.1812 | 8.4811 | 1.9364 | 3.5175 | 13.2323 | 8.5433 | 8.7995 | 5.5457 | 56.7688 | 76.7669 | 50.4082 | 78.5851
3319
3320
3321
3322 | 3.8982 | 11.8525 | 2 | 2.0885 | 6.266 | -0.311 | 0.083596 | 0.007292 | 1.1881 | 291.5577 | 23.9998 | 23.6754 | 0.52521 | 17.4671 | 18.7179 | 16.9122 | 0.5431 | 0.022584 | 8.9176 | 20.9294 | 8.7147 | 12.0337 | 10.7851 | 9.6181 | 1.3597 | 2.073 | 16.5109 | 15.3924 | 13.6561 | 13.4268 | 43.3934 | 44.5589 | 31.7983 | 37.1317
3323 |  |  |  | 2.2844 | 6.2535 |  |  | 0.0067607 | 1.9138 | 297.417 | 41.8752 | 30.4492 | 1.2733 | 13.8085 | 15.2462 | 6.484 | [6 empty] | 9.1835 | 6.6335 | 2.3848 | 4.2104 | 13.5033 | 6.8666 | 9.5564 | 4.671 | 50.3821 | 73.8473 | 50.6024 | 84.4127
3324 | 1.6804 | 5.451 | 2 | 2.3951 | 6.1116 | -0.035765 | 0.027895 | 0.0064501 | 2.2196 | 296.915 | 45.6949 | 31.5352 | 1.3085 | 12.6414 | 14.1891 | 7.5786 | 0.31327 | 0.014211 | 2.3571 | 12.2857 | 2.6858 | 5.4737 | 8.9374 | 6.5588 | 2.4069 | 4.2446 | 12.3532 | 6.2637 | 8.5697 | 4.2496 | 53.1982 | 77.0758 | 55.3354 | 88.1809
3325
3326
3327
3328
3329 | 9.8519 | 21.6715 | 2.8211 | 1.8867 | 4.7698 | 1.4576 | 0.068064 | 0.0061025 | 3.2989 | 294.6019 | 44.3092 | 29.7822 | 1.1607 | 12.7115 | 14.6775 | 0.83496 | 0.046843 | 0.074167 | 2.1961 | 16.7333 | 1.5691 | 9.1373 | 11.3678 | 7.6357 | 2.0302 | 3.5989 | 13.1172 | 6.4506 | 8.4075 | 4.4886 | 44.0716 | 70.7905 | 50.8979 | 88.6363
3330
3331
3332
3333
3334
3335 | 0.27091 | 0.64383 | 2 | 2.3327 | 6.4687 | 2.1823 | 0 | 0.005762 | 0.55572 | 299.7948 | 65.3381 | 52.5492 | 1.8487 | 9.2639 | 9.8303 | 0 | 0.14079 | 0 | 1.25 | 13.5 | 0.575 | 0.1 | 9.2655 | 8.3955 | 3.3989 | 4.6476 | 7.1295 | 4.8561 | 4.6173 | 3.2195 | 84.5179 | 110.5897 | 86.2533 | 100.0595
3336 |  |  |  | 2.9479 | 6.5589 |  |  | 0.0064663 | 1.3675 | 296.0899 | 40.9729 | 36.148 | 1.0878 | 13.9447 | 15.2416 | 40 | [6 empty] | 7.0211 | 6.5769 | 2.132 | 3.7401 | 12.9557 | 8.5423 | 9.7258 | 5.8088 | 55.695 | 74.794 | 52.1103 | 77.1498
3337
3338 |  |  |  | 1.4018 | 4.4148
3339 |  |  |  | 3.0247 | 6.721 |  |  | 0.0073822 | 1.6126 | 294.1637 | 30.7638 | 26.8225 | 0.73484 | 15.9165 | 17.2899 | 51.4543 | [6 empty] | 7.09 | 6.3223 | 1.637 | 3.0227 | 14.5087 | 12.4295 | 11.028 | 8.5217 | 45.639 | 47.9367 | 41.7794 | 56.1867
3340 | 6.6838 | 13.7372 | 2 | 1.9284 | 5.4922 | 0.71645 | 0.065237 | 0.0055263 | 3.2768 | 295.7492 | 48.1276 | 33.5642 | 1.2969 | 12.0333 | 13.9675 | 0.92682 | 0.0039646 | 0.082869 | 1.7446 | 15.6017 | 6.0827 | 7.0529 | 8.3255 | 6.5019 | 2.2417 | 3.9568 | 12.6782 | 5.6392 | 8.3499 | 3.8913 | 53.4444 | 92.3238 | 54.3058 | 94.103
3341 |  |  |  | 2.0127 | 5.4532
3342
3343
3344
3345
3346
3347 | 1.9339 | 5.6817 | 2 | 2.2167 | 6.4711 | -1.9388 | 0.0066038 | 0.0071662 | 2.3703 | 294.9043 | 23.6842 | 25.5957 | 0.73589 | 17.9179 | 19.7399 | 1.6146 | 0.22536 | 0.0077358 | 1.6 | 15.36 | 0.14321 | 0.32075 | 11.41 | 9.8165 | 1.6536 | 2.8227 | 16.8008 | 14.5817 | 14.3593 | 12.0464 | 48.6623 | 55.539 | 33.4137 | 44.1705
3348
3349
3350 |  |  |  | 1.9949 | 5.3714 |  |  | 0.0073204 | 1.7076 | 292.8376 | 31.4295 | 29.3261 | 0.66167 | 15.6603 | 17.0966 | 25.8204 | [6 empty] | 7.9983 | 7.3929 | 1.548 | 2.9313 | 14.8928 | 11.6519 | 10.1974 | 7.6482 | 49.895 | 53.3609 | 43.9996 | 60.2034
3351
3352
3353
3354
3355
3356
3357 | 3.146 | 8.1046 | 2.9412 | 1.9178 | 4.8498 | -2.2398 | 0.01 | 0.0067506 | 2.7311 | 296.4161 | 38.033 | 31.6026 | 1.0889 | 14.5019 | 16.331 | 11.7542 | 0.60569 | 0.018235 | 2.75 | 13.75 | 1.9176 | 3.9412 | 10.6009 | 7.7664 | 2.1398 | 3.8314 | 14.5423 | 7.9697 | 8.3784 | 4.7583 | 50.4781 | 81.351 | 47.7936 | 81.6676
3358 |  |  |  | 2.3657 | 7.9257 |  |  | 0.0075241 | 0.96451 | 294.7427 | 30.0031 | 28.779 | 0.73607 | 16.2601 | 17.0973 | 30.8693 | [6 empty] | 9.9421 | 9.4274 | 1.7618 | 2.7319 | 15.0247 | 13.9627 | 11.6998 | 10.3912 | 51.5934 | 52.7692 | 42.0012 | 47.3432
3359
3360
3361
3362
3363
3364
3365
3366 | 9.1628 | 17.9767 | 3 | 2.5192 | 7.9737 | 0.11414 | 0.080571 | 0.0055572 | 3.9782 | 295.0129 | 47.9002 | 35.7534 | 1.2931 | 11.7893 | 14.082 | 1.0908 | 0.0032718 | 0.061486 | 2.1576 | 17.0245 | 4.8271 | 10.3924 | 13.9997 | 9.3839 | 2.2647 | 4.0251 | 12.6238 | 5.5338 | 7.8959 | 3.7684 | 59.5606 | 104.5694 | 54.2367 | 95.2713
3367
3368 |  |  |  | 3.4815 | 7.4727 |  |  | 0.0066342 | 1.7558 | 295.5247 | 36.2994 | 33.5159 | 0.99964 | 14.8056 | 16.2219 | 4 | [6 empty] | 7.8534 | 7.3865 | 2.0425 | 3.6914 | 14.1785 | 9.7477 | 10.2254 | 6.3839 | 49.7737 | 71.248 | 45.2303 | 71.7818
3369
3370
3371 |  |  |  | 3.3798 | 7.569 |  |  | 0.0075549 | 1.5838 | 292.1995 | 26.1645 | 21.3787 | 0.58184 | 16.7738 | 18.2232 | 45.3264 | [6 empty] | 9.6305 | 8.202 | 1.56 | 2.4372 | 15.4999 | 14.2025 | 12.5519 | 11.1439 | 43.6147 | 41.2763 | 37.9383 | 44.7758
3372 |  |  |  | 2.1448 | 5.314
3373 | 4.7284 | 12.3724 | 3 | 1.8709 | 5.7872 | 1.9092 | 0.037848 | 0.0061247 | 3.4683 | 293.3424 | 45.878 | 35.9616 | 1.0315 | 12.3145 | 14.1166 | 0.38391 | 0.094788 | 0.098659 | 2.093 | 15.1761 | 0.63992 | 4.7169 | 8.7371 | 7.5145 | 1.9245 | 3.7302 | 11.8921 | 6.966 | 7.2502 | 4.1618 | 55.6425 | 77.6693 | 57.1024 | 88.3947
3374
3375
3376
3377 | 8.0582 | 18.1242 | 3 | 2.9468 | 8.6426 | -0.39687 | 0.020769 | 0.0058445 | 3.9887 | 295.471 | 49.4757 | 37.2984 | 1.3628 | 11.4776 | 13.6968 | 11.8409 | 0.098351 | 0.2 | 9.1818 | 20.4545 | 4.9892 | 7.3077 | 12.5733 | 9.1972 | 2.4389 | 4.3924 | 12.4608 | 5.2191 | 7.7533 | 3.4736 | 61.8632 | 113.1924 | 55.2599 | 98.1275
3378 | 2.8007 | 10.0392 | 2.8571 | 2.2228 | 5.7602 | 3.775 | 0.035714 | 0.0070137 | 1.9743 | 292.7325 | 33.5022 | 29.6917 | 0.72401 | 15.0517 | 16.5802 | 24.9567 | 0.66256 | 0.028571 | 9 | 18.6 | 2.2871 | 7.2857 | 7.6014 | 7.0143 | 1.5629 | 3.151 | 14.7091 | 10.6335 | 9.9662 | 7.0064 | 49.6089 | 57.686 | 44.893 | 65.7945
3379
3380 |  |  |  | 2.1837 | 6.39
3381
3382
3383 | 7.6042 | 16.9704 | 3 | 2.9575 | 7.259 | -4.4737 | 0.15962 | 0.0070231 | 3.2538 | 294.7156 | 32.4519 | 29.403 | 0.8973 | 15.3195 | 17.262 | 1.0838 | 0.24307 | 0.063077 | 7.7619 | 22.1905 | 4.2792 | 17.0385 | 11.5807 | 9.7798 | 1.8793 | 3.5451 | 14.4702 | 10.5167 | 10.773 | 7.6285 | 55.254 | 67.9045 | 43.8945 | 64.3827
3384 | 2.0913 | 7.6024 | 2 | 3.5758 | 8.1845 | -0.11771 | 0.0033333 | 0.007452 | 1.8881 | 291.6954 | 23.8706 | 19.9376 | 0.54389 | 17.3378 | 18.9309 | 28.9811 | 0.30087 | 0.10133 | 4.75 | 22 | 0.095333 | 0.066667 | 9.673 | 8.2201 | 1.4889 | 2.2895 | 16.5385 | 15.0369 | 13.0089 | 11.725 | 41.594 | 38.5615 | 34.0292 | 41.6287
3385 |  |  |  | 2.753 | 6.9588
3386
3387 | 7.7465 | 17.1761 | 2 | 1.6353 | 4.6686 | -0.55209 | 0.066241 | 0.0056892 | 3.3691 | 295.9291 | 48.8083 | 34.221 | 1.3405 | 11.8254 | 13.7864 | 2.7619 | 0.11289 | 0.063948 | 2.8221 | 17.1779 | 4.2496 | 8.2908 | 7.9594 | 6.4631 | 2.2639 | 4.0888 | 12.67 | 5.5795 | 8.0673 | 3.8397 | 55.2517 | 92.8866 | 54.1616 | 94.6984
3388 |  |  |  | 2.6164 | 6.9451 |  |  | 0.0060607 | 2.2048 | 296.5124 | 37.9887 | 37.754 | 1.1834 | 14.6189 | 16.3965 | 14.87 | [6 empty] | 11.5794 | 9.9978 | 2.3791 | 4.0096 | 13.6099 | 8.0915 | 9.4955 | 5.0998 | 65.9412 | 94.0414 | 49.8183 | 79.9589
3389
3390 | 0.44566 | 1.397 | 2 | 2.087 | 7.2149 | -2.8352 | 0.0024324 | 0.0062042 | 0.86926 | 299.2794 | 43.676 | 37.0483 | 1.4038 | 13.8051 | 14.5464 | 0.38389 | 0.20338 | 0.015676 | 1.7143 | 15.6 | 0 | 0 | 8.284 | 7.163 | 2.5694 | 4.1312 | 12.4718 | 8.4984 | 8.5014 | 5.1677 | 52.4951 | 76.8109 | 55.6646 | 79.6787
3391 | 2.0168 | 8.6604 | 2 | 1.5637 | 5.003 | 0.32884 | 0.021111 | 0.0064959 | 1.4748 | 295.7616 | 41.3262 | 35.7395 | 1.0332 | 13.7918 | 14.9742 | 31.7069 | 0.84353 | 0.035556 | 7.875 | 22 | 0.71111 | 6.7778 | 10.1002 | 8.3346 | 2.0567 | 3.5818 | 12.9456 | 8.4696 | 8.839 | 5.4325 | 56.7038 | 77.2317 | 51.3619 | 79.1934
3392
3393 | 1.8596 | 5.1869 | 2 | 2.8309 | 8.9461 | 0.16881 | 0.0076601 | 0.0059847 | 1.9579 | 298.1873 | 48.8399 | 34.0576 | 1.5679 | 12.1589 | 13.9457 | 0.50287 | 0.063812 | 0.0027013 | 1.4087 | 13.1479 | 1.349 | 2.1804 | 9.2388 | 6.5504 | 2.9266 | 4.8225 | 11.0689 | 5.9754 | 7.3124 | 4.5687 | 60.9178 | 78.1139 | 62.4975 | 90.984
3394
3395 | 3.5909 | 13.6973 | 2.8526 | 1.8098 | 4.672 | 0.50616 | 0.0082692 | 0.0053842 | 1.6533 | 297.9083 | 56.5507 | 37.0702 | 1.5632 | 10.4166 | 11.6479 | 0.8187 | 0.026256 | 0.07609 | 1.6571 | 12.4571 | 0.023077 | 0.083333 | 7.5637 | 6.7418 | 2.6297 | 4.1497 | 9.5784 | 5.7869 | 6.0705 | 3.9416 | 52.7182 | 72.033 | 71.6389 | 92.6714
3396
3397
3398
3399
3400
3401 | 1.932 | 7.7798 | 2 | 2.0226 | 6.4235 | -2.503 | 0.036944 | 0.0070527 | 2.2943 | 295.5916 | 33.2975 | 30.5346 | 0.91654 | 15.3408 | 16.8951 | 44.1139 | 0.62941 | 0.013611 | 8.6 | 21.5143 | 1.1772 | 2.6944 | 10.8349 | 9.4117 | 1.8466 | 3.3437 | 13.9686 | 11.7407 | 11.6175 | 8.6489 | 54.3721 | 61.1911 | 44.4707 | 57.8757
3402
3403
3404 |  |  |  | 1.4195 | 4.4342
3405 | 7.4649 | 16.5142 | 2.9884 | 1.7573 | 5.8524 | 0.89343 | 0.097093 | 0.007091 | 2.8416 | 295.4068 | 32.7073 | 28.9966 | 0.90821 | 15.344 | 17.1983 | 31.2587 | 0.41142 | 0.016163 | 6.7733 | 21.7467 | 3.3952 | 15.3953 | 10.9785 | 9.4322 | 1.8639 | 3.4238 | 13.7292 | 11.5113 | 11.3376 | 8.7256 | 54.79 | 58.764 | 45.2105 | 57.6166
3406 | 7.3889 | 17.6488 | 2 | 1.9658 | 5.6662 | -0.34297 | 0.073232 | 0.0055368 | 3.5667 | 294.5104 | 45.2942 | 32.0394 | 1.153 | 12.6336 | 14.6723 | 4.1255 | 0.11222 | 0.069203 | 2.3689 | 16.8883 | 4.3817 | 8.2966 | 8.5642 | 6.6636 | 1.9888 | 3.5609 | 13.5603 | 5.9853 | 8.683 | 4.0625 | 51.1584 | 90.7703 | 50.425 | 91.6847
3407
3408 | 7.4295 | 17.4188 | 2.4802 | 2.2834 | 5.5982 | 0.13866 | 0.06317 | 0.0053446 | 2.5659 | 294.8255 | 49.8152 | 36.5475 | 1.2573 | 11.7082 | 13.4017 | 1.0984 | 0.055754 | 0.13608 | 2.2798 | 16.7325 | 3.7162 | 7.0746 | 11.2056 | 8.1553 | 2.0987 | 3.7034 | 11.3039 | 5.8472 | 7.1829 | 3.8963 | 56.0429 | 87.1934 | 61.5197 | 93.8477
3409 | 5.5218 | 13.7228 | 2 | 1.8737 | 4.9523 | -0.63265 | 0.065657 | 0.0057446 | 3.3585 | 295.8426 | 48.5408 | 33.9935 | 1.3257 | 11.8856 | 13.842 | 2.1107 | 0.17625 | 0.062229 | 3.5369 | 18.0274 | 9.0539 | 8.3371 | 7.9929 | 6.4559 | 2.2324 | 4.0766 | 12.7964 | 5.6092 | 8.1767 | 3.8472 | 54.5438 | 92.3558 | 53.5981 | 94.5178
3410
3411 |  |  |  | 3.6443 | 8.1857 |  |  | 0.0066794 | 1.8036 | 297.7333 | 42.8778 | 37.692 | 1.267 | 13.593 | 15.0182 | 1.8418 | [6 empty] | 6.6802 | 6.4769 | 2.3714 | 4.0885 | 12.1368 | 8.2618 | 9.2216 | 5.4899 | 59.6589 | 78.0602 | 56.1206 | 80.1153
3412
3413 | 1.9535 | 10.2543 | 2 | 2.0771 | 5.9198 | 2.2906 | 0.0052632 | 0.0062154 | 2.322 | 296.0822 | 44.2815 | 30.7684 | 1.2346 | 12.9524 | 14.6054 | 18.2002 | 0.19615 | 0.025263 | 1.3846 | 17.2308 | 0 | 2.6316 | 10.3805 | 7.1915 | 2.226 | 3.7863 | 13.1968 | 6.8624 | 9.1439 | 4.7116 | 43.6855 | 68.8335 | 50.1362 | 86.4029
3414 | 16.1852 | 30.465 | 2.9956 | 2.2658 | 5.5844 | 5.458 | 0.072807 | 0.0065247 | 3.7097 | 293.2712 | 28.8417 | 27.8973 | 0.81767 | 16.6932 | 19.2531 | 0.96828 | 0.11543 | 0.087425 | 2.8601 | 18.2361 | 0.27846 | 9.2829 | 11.8696 | 9.4152 | 1.6111 | 3.217 | 17.4193 | 9.2763 | 11.1253 | 5.8215 | 45.8624 | 76.6428 | 33.5227 | 72.2939
3415 |  |  |  | 3.2899 | 7.6197 |  |  | 0.0071617 | 2.5259 | 293.8495 | 30.279 | 26.6395 | 0.75109 | 15.7697 | 17.5798 | 41.25 | [6 empty] | 10.9727 | 9.3292 | 1.6177 | 2.9603 | 14.8324 | 12.3831 | 11.8164 | 9.0424 | 51.6428 | 53.6493 | 40.8144 | 53.8998
3416 | 8.9802 | 20.1449 | 2.8702 | 2.0206 | 5.2157 | -0.20851 | 0.070165 | 0.0056953 | 3.5159 | 294.3306 | 47.0919 | 30.9128 | 1.2103 | 12.0508 | 14.0969 | 0.86483 | 0.053947 | 0.11642 | 2.141 | 17.8329 | 3.9365 | 7.9671 | 10.4875 | 6.8773 | 2.1109 | 3.7159 | 12.8269 | 5.8817 | 7.8563 | 4.0025 | 47.5132 | 78.0305 | 53.5909 | 92.8508
3417 |  |  |  | 1.9987 | 4.9818 |  |  | 0.0065501 | 2.6771 | 296.7842 | 37.8711 | 31.9027 | 1.1186 | 14.4847 | 16.2982 | 8.9861 | [6 empty] | 10.6742 | 7.8224 | 2.1621 | 4.0008 | 14.6223 | 8.2456 | 8.6649 | 4.8706 | 50.7445 | 80.7962 | 47.5546 | 80.2992
3418
3419
3420 | 3.2325 | 8.2524 | 2 | 2.1685 | 8.1242 | 2.0089 | 0.016923 | 0.00584 | 2.4017 | 298.4069 | 48.489 | 34.3587 | 1.615 | 12.0605 | 14.0828 | 24.1737 | 0.38902 | 0.013077 | 8.8333 | 23.3333 | 1.5915 | 2.3846 | 10.4883 | 7.5665 | 2.9728 | 5.0227 | 10.9765 | 5.7162 | 7.2357 | 4.4034 | 63.2169 | 80.9528 | 62.2201 | 92.2377
3421 | 1.3942 | 4.6094 | 2 | 1.8171 | 4.2428 | -0.72526 | 0.018495 | 0.00586 | 1.7687 | 296.976 | 56.1391 | 35.2414 | 1.4983 | 10.3613 | 11.6734 | 0.88012 | 0.040982 | 0.088136 | 1.7896 | 14.9815 | 0.65059 | 1.7151 | 5.549 | 5.0331 | 2.5624 | 4.1584 | 9.6727 | 5.6822 | 6.1682 | 3.63 | 48.1647 | 72.5374 | 70.8706 | 94.5584
3422 | 6.9582 | 16.2609 | 2 | 1.8774 | 6.1362 | -3.8787 | 0.05769 | 0.0040781 | 2.7939 | 291.0018 | 48.6501 | 39.0443 | 1.0458 | 11.5667 | 13.6389 | 0.52212 | 0.077474 | 0.03769 | 1.7467 | 15.8867 | 3.6126 | 5.7924 | 11.0999 | 9.7489 | 1.8098 | 3.1638 | 11.744 | 5.8866 | 7.049 | 4.5724 | 60.8893 | 91.1992 | 60.2999 | 92.1388
3423
3424 | 0.70367 | 2.505 | 2 | 3.0738 | 6.9974 | -1.9835 | 0.00075 | 0.0064195 | 1.3848 | 295.8409 | 41.7297 | 36.4794 | 1.0811 | 13.6844 | 14.99 | 9.3053 | 0.059795 | 0.01 | 1 | 9.6 | 0.25525 | 0.5 | 7.0799 | 6.6368 | 2.1361 | 3.7872 | 12.9517 | 8.3766 | 9.4174 | 5.5732 | 55.5138 | 74.8083 | 52.302 | 78.2837
3425 | 6.5275 | 18.4242 | 3 | 1.8383 | 5.0188 | 0.85011 | 0.042759 | 0.007139 | 3.373 | 295.062 | 23.4847 | 23.8601 | 0.7914 | 17.851 | 19.9276 | 0.74985 | 0.21295 | 0.037911 | 2.3382 | 17.8824 | 1.5094 | 5.6911 | 11.0082 | 8.9845 | 1.7899 | 3.0151 | 16.7283 | 14.2424 | 13.6466 | 11.281 | 44.6832 | 52.0763 | 34.4176 | 45.9113
3426 | 3.4237 | 14.5291 | 2 | 1.8069 | 5.3149 | 1.5441 | 0.031053 | 0.0068598 | 1.5696 | 296.3345 | 35.6642 | 31.2016 | 1.0033 | 15.044 | 16.4594 | 34.7349 | 0.72461 | 0.036053 | 9.2647 | 21.2353 | 3.0039 | 8.4211 | 10.0891 | 8.9734 | 2.1101 | 3.7323 | 13.8861 | 10.5942 | 10.2019 | 7.0488 | 58.1333 | 61.5008 | 46.6648 | 66.9855
3427
3428
3429
3430
3431 | 20.087 | 56.5076 | 3 | 2.0011 | 5.4556 | -3.1043 | 0.072671 | 0.0071838 | 3.6028 | 294.4591 | 22.9045 | 23.3724 | 0.72334 | 17.9966 | 20.1079 | 1.3791 | 0.22894 | 0.079256 | 4.3051 | 17.839 | 0.35043 | 6.2981 | 10.8806 | 8.9443 | 1.7389 | 2.8118 | 16.7694 | 14.2311 | 12.9496 | 11.1285 | 43.2749 | 50.0072 | 35.5361 | 45.3753
3432 | 4.0928 | 13.2228 | 2.4716 | 1.962 | 5.731 | -1.3373 | 0.018193 | 0.0062808 | 2.88 | 296.9937 | 40.7006 | 30.8382 | 1.2472 | 14.0288 | 15.8972 | 0.60595 | 0.094699 | 0.020986 | 1.4375 | 13.0862 | 0.86661 | 0.90361 | 9.8733 | 7.2573 | 2.387 | 4.0507 | 14.0113 | 7.3968 | 8.3487 | 4.6429 | 50.8295 | 77.9613 | 49.0574 | 83.715
3433
3434 | 3.9169 | 11.1193 | 2 | 2.0904 | 5.6933 | 2.7964 | 0.1175 | 0.0073018 | 1.7238 | 292.8312 | 31.5553 | 29.3483 | 0.66546 | 15.6233 | 17.0652 | 24.689 | 0.58228 | 0.0225 | 6.5 | 17 | 2.1125 | 5.75 | 7.9742 | 7.3699 | 1.5489 | 2.9447 | 14.8817 | 11.5901 | 10.1834 | 7.6092 | 49.8777 | 53.6234 | 44.0538 | 60.5428
3435
3436
3437 | 4.3653 | 11.9589 | 2.5199 | 2.3701 | 6.3499 | -1.1947 | 0.012219 | 0.0060691 | 2.4406 | 296.1269 | 41.3498 | 39.2531 | 1.204 | 13.765 | 15.595 | 0.79581 | 0.11843 | 0.014023 | 1.4595 | 14.5225 | 1.001 | 1.0695 | 11.4326 | 9.8257 | 2.355 | 4.0099 | 13.1244 | 7.3556 | 8.5983 | 4.5778 | 67.1886 | 98.223 | 52.0953 | 84.3239
3438 | 3.1198 | 7.1895 | 2 | 2.6275 | 7.6179 | -5.7828 | 0.036667 | 0.006064 | 2.8764 | 296.4533 | 47.0546 | 33.0227 | 1.3085 | 12.2107 | 14.079 | 7.5761 | 0.24426 | 0.014444 | 2.4286 | 14.7143 | 5.1156 | 7.7778 | 8.8943 | 6.7381 | 2.3134 | 4.0169 | 12.699 | 6.0293 | 8.6155 | 4.0166 | 52.675 | 92.0642 | 53.8073 | 92.2918
3439
3440
3441
3442 |  |  |  | 2.0126 | 6.1624 |  |  | 0.0071742 | 2.1129 | 296.0521 | 30.6699 | 29.2593 | 0.90812 | 16.129 | 17.6537 | 44.0229 | [6 empty] | 10.5449 | 9.1789 | 1.8691 | 3.4021 | 14.6179 | 12.5823 | 12.2744 | 9.2557 | 53.0911 | 59.0583 | 41.8219 | 53.7105
3443
3444 | 4.5807 | 14.4982 | 2 | 1.8707 | 4.9757 | -0.35595 | 0.041698 | 0.0038263 | 2.2258 | 290.7338 | 46.0105 | 36.1341 | 1.0129 | 12.5635 | 14.5452 | 26.0074 | 0.27618 | 0.054906 | 6.0588 | 20.1471 | 0.5917 | 3.4717 | 15.2775 | 11.3101 | 1.7848 | 3.0579 | 11.7654 | 5.7869 | 7.3604 | 4.6497 | 64.3943 | 98.2291 | 59.4714 | 91.853
3445
3446
3447
3448
3449
3450 | 1.5102 | 5.0624 | 2 | 2.0614 | 4.9294 | -0.084688 | 0.0037402 | 0.0059061 | 1.286 | 298.3759 | 52.1644 | 36.3367 | 1.5131 | 11.4767 | 12.559 | 0.53656 | 0.030793 | 0.019412 | 1.6571 | 14.6827 | 0.74862 | 0.85759 | 6.2775 | 5.8392 | 2.7939 | 4.1631 | 10.5323 | 6.4651 | 7.2405 | 4.1831 | 50.2251 | 76.5936 | 65.8083 | 89.6141
3451
3452 | 3.6957 | 10.9697 | 2 | 2.911 | 8.2398 | -3.3255 | 0.01 | 0.0072708 | 1.7643 | 291.7436 | 24.8516 | 23.1702 | 0.51177 | 17.3573 | 18.9391 | 9.8386 | 0.16223 | 0.017368 | 1.4474 | 12.1579 | 4.4868 | 2.6184 | 11.1133 | 9.7687 | 1.4122 | 2.3325 | 16.5288 | 13.7231 | 11.4317 | 8.7536 | 50.2011 | 46.0868 | 36.4305 | 51.8681
3453 |  |  |  | 2.5611 | 5.9076 |  |  | 0.0073869 | 1.3929 | 293.3372 | 27.1215 | 22.8485 | 0.60909 | 16.8856 | 18.1655 | 2.6427 | [6 empty] | 7.3673 | 7.2767 | 1.5383 | 2.5656 | 15.9834 | 13.7702 | 11.2201 | 9.9151 | 40.197 | 41.7055 | 37.9322 | 50.3621
3454 | 7.9969 | 18.4941 | 2.7 | 2.4595 | 5.9784 | -9.3599 | 0.077 | 0.0070691 | 1.8947 | 292.7708 | 32.6886 | 30.3625 | 0.71033 | 15.3221 | 16.8166 | 14.5977 | 0.4147 | 0.11733 | 7.875 | 19.5417 | 12.392 | 10.4 | 8.0777 | 7.45 | 1.5743 | 3.0458 | 14.7663 | 10.9975 | 10.0209 | 7.2275 | 50.7746 | 57.615 | 44.8621 | 63.7869
3455 |  |  |  | 1.7082 | 4.7652
3456 |  |  |  | 1.7834 | 4.8472
3457
3458
3459 | 0.79559 | 2.5695 | 2 | 3.4983 | 9.0834 | -3.4533 | 0.0019355 | 0.0059243 | 1.4395 | 297.9626 | 49.2499 | 35.1897 | 1.4827 | 12.1877 | 13.4713 | 0.17817 | 0 | 0.006129 | 2.6667 | 18.2222 | 0.23387 | 0.32258 | 9.6018 | 7.5517 | 2.7947 | 4.4613 | 11.8025 | 6.2691 | 8.1118 | 4.2161 | 65.1364 | 94.0133 | 58.9122 | 90.3273
3460
3461
3462 | 8.0986 | 21.5794 | 2.8571 | 1.4957 | 3.9542 | 8.2443 | 0.028571 | 0.0072183 | 1.8216 | 294.0653 | 30.0586 | 24.007 | 0.7016 | 16.1427 | 17.5966 | 21.2627 | 0.29814 | 0.064286 | 4.6667 | 18.6667 | 0.58286 | 2.7143 | 6.9233 | 6.3551 | 1.6861 | 3.0708 | 15.2522 | 11.8569 | 9.5913 | 7.281 | 39.395 | 48.9083 | 42.1684 | 62.0722
3463
3464
3465 | 7.4539 | 28.0442 | 2 | 2.8086 | 7.6087 | -2.2473 | 0.014773 | 0.0060583 | 2.3605 | 296.4345 | 40.6262 | 35.5506 | 1.2195 | 13.9579 | 15.8644 | 6.6671 | 0.3386 | 0.034318 | 2.9091 | 12.7273 | 0.77886 | 1.25 | 10.0499 | 8.1462 | 2.3768 | 4.0841 | 13.3366 | 7.2528 | 8.3654 | 4.4801 | 58.9272 | 86.1397 | 51.5781 | 85.1321
3466
3467
3468
3469 | 11.5554 | 22.6868 | 2.8783 | 2.2797 | 6.4919 | -2.4834 | 0.050079 | 0.0055007 | 5.2625 | 293.6226 | 36.1215 | 33.9236 | 1.0978 | 14.2096 | 17.7113 | 0.78587 | 0.083251 | 0.073783 | 1.4221 | 12.3052 | 0.26447 | 8.881 | 16.0808 | 12.7236 | 2.1451 | 3.8493 | 14.6138 | 6.5242 | 8.6013 | 4.2043 | 60.4372 | 105.957 | 46.7372 | 88.8696
3470 |  |  |  | 1.8816 | 5.5211 |  |  | 0.0073013 | 1.2628 | 292.1732 | 23.7186 | 23.655 | 0.55456 | 17.6304 | 18.9034 | 18.8122 | [6 empty] | 10.9522 | 9.8356 | 1.3712 | 2.2587 | 16.4476 | 15.3471 | 14.0233 | 13.342 | 42.3282 | 45.196 | 32.1532 | 37.6441
3471
3472
3473 | 4.2475 | 9.4026 | 2.2963 | 2.1748 | 5.6205 | 0.1485 | 0.035741 | 0.0068867 | 2.5407 | 296.1182 | 34.3285 | 30.3341 | 0.98721 | 15.2849 | 16.99 | 3.5624 | 0.15549 | 0.045741 | 2.1875 | 15.8125 | 1.7296 | 4.6296 | 9.0748 | 7.184 | 1.9522 | 3.5533 | 14.8614 | 10.061 | 10.2257 | 6.6066 | 49.4546 | 66.7916 | 43.6482 | 69.6373
3474
3475
3476
3477
3478
3479 |  |  |  | 2.6415 | 6.4069
3480 | 2.8721 | 7.6966 | 3 | 2.2835 | 6.239 | 0.78909 | 0.05275 | 0.0059 | 2.4486 | 296.5513 | 46.6026 | 32.8587 | 1.3054 | 12.5064 | 14.2078 | 1.5556 | 0.031578 | 0.068125 | 2.5818 | 19.0727 | 2.4682 | 4.6562 | 7.5505 | 5.9285 | 2.3129 | 4.0216 | 12.9608 | 6.247 | 8.6517 | 4.2668 | 49.2963 | 83.1295 | 53.3078 | 90.3207
3481 | 1.7569 | 6.3123 | 2 | 3.3463 | 8.1413 | -0.58647 | 0.023559 | 0.0066851 | 1.7697 | 297.8559 | 42.6464 | 37.7194 | 1.2788 | 13.6106 | 15.0187 | 0.88335 | 0.13209 | 0.042038 | 1.6325 | 13.7012 | 1.1532 | 3.3176 | 6.9233 | 6.6754 | 2.365 | 4.0991 | 12.2638 | 8.1549 | 9.2154 | 5.2965 | 59.2093 | 78.0173 | 55.2256 | 80.2471
3482
3483
3484
3485
3486
3487 | 7.5074 | 24.0886 | 3 | 1.6186 | 3.7949 | -2.2306 | 0.056602 | 0.0056181 | 2.4679 | 295.1437 | 51.7536 | 35.6768 | 1.273 | 11.1832 | 12.6795 | 2.8918 | 0.34247 | 0.082972 | 8.0519 | 19.6104 | 3.8865 | 7.0291 | 9.9014 | 8.3615 | 2.1034 | 3.5235 | 10.6333 | 6.1971 | 6.5785 | 4.2311 | 54.4706 | 73.9397 | 65.0406 | 89.7319
3488 | 1.1654 | 3.9088 | 2 | 2.1485 | 6.1497 | -1.2365 | 0.012792 | 0.0062266 | 2.2623 | 296.2343 | 43.896 | 30.5317 | 1.2359 | 13.0763 | 14.7012 | 4.0214 | 0.11817 | 0.02234 | 2.6081 | 14.0608 | 0.37917 | 0.93585 | 9.9685 | 6.923 | 2.2579 | 3.7807 | 13.2586 | 6.98 | 9.0704 | 4.7925 | 43.7874 | 67.9873 | 50.6807 | 85.6068
3489 |  |  |  | 2.0095 | 5.7667 |  |  | 0.0067629 | 2.8697 | 296.8632 | 33.4014 | 32.6063 | 1.0705 | 15.5586 | 17.4357 | 1.4787 | [6 empty] | 11.1159 | 9.1805 | 2.3148 | 3.7795 | 14.6296 | 10.508 | 10.061 | 7.1929 | 57.7604 | 76.8073 | 46.0086 | 66.0951
3490 | 1.2012 | 4.0204 | 2 | 2.5512 | 6.2453 | 2.0856 | 0.011111 | 0.0065441 | 1.7081 | 296.0211 | 40.6837 | 34.4388 | 1.0653 | 13.851 | 15.175 | 0 | 0.01915 | 0.046667 | 1.1 | 10.8 | 0.0094444 | 0.11111 | 8.1856 | 8.0854 | 2.0827 | 3.7697 | 13.0455 | 8.86 | 8.4258 | 5.4248 | 55.8377 | 74.3738 | 52.2087 | 77.0526
3491
3492
3493
3494 |  |  |  | 2.8395 | 8.0877 |  |  | 0.0060772 | 1.9593 | 296.5976 | 40.6995 | 31.5311 | 1.2096 | 14.0709 | 15.5979 | 5 | [6 empty] | 9.5088 | 7.0138 | 2.3282 | 4.0235 | 13.4631 | 7.7519 | 8.4024 | 4.6887 | 52.8016 | 74.0119 | 51.0295 | 81.3914
3495 | 5.6831 | 14.7227 | 2 | 2.1615 | 5.8563 | -0.27429 | 0.055253 | 0.0064484 | 3.4602 | 293.9676 | 25.6452 | 25.7147 | 0.81119 | 17.4714 | 19.9462 | 14.2865 | 0.28361 | 0.046162 | 5.3718 | 19.5733 | 3.1553 | 6.4141 | 11.9098 | 9.481 | 1.6194 | 3.1319 | 17.7942 | 11.0526 | 12.5584 | 6.7847 | 44.7712 | 66.7295 | 31.1898 | 63.6852
3496 | 5.5174 | 17.7909 | 2.0973 | 3.2701 | 7.2644 | -0.74929 | 0.054602 | 0.006941 | 1.8191 | 294.4624 | 32.2786 | 28.9189 | 0.84627 | 15.6763 | 17.1322 | 4.4937 | 0.29255 | 0.04854 | 4.4828 | 18.6782 | 1.6991 | 6.0752 | 7.1969 | 6.789 | 1.8586 | 3.4449 | 15.3748 | 10.9052 | 10.3166 | 7.0535 | 43.6175 | 60.518 | 42.0745 | 65.0875
3497 | 2.3454 | 6.6284 | 2 | 2.4629 | 8.3027 | 0.51354 | 0.0069444 | 0.0060126 | 2.5266 | 298.0765 | 48.7627 | 33.0249 | 1.6029 | 11.8781 | 13.9915 | 0.85794 | 0.096939 | 0.0042222 | 2.1371 | 15.9677 | 1.5261 | 2.4 | 9.3727 | 6.6297 | 2.9275 | 4.9419 | 11.2017 | 5.6659 | 7.1666 | 4.3284 | 59.1884 | 75.9778 | 61.5868 | 92.1629
3498 | 6.8684 | 15.6395 | 3 | 2.5287 | 7.4774 | -1.963 | 0.14552 | 0.0069771 | 2.7989 | 295.3731 | 33.8632 | 30.8722 | 0.93638 | 15.1327 | 16.9243 | 5.9474 | 0.30915 | 0.030943 | 9.7189 | 21.1892 | 3.7365 | 12.7075 | 11.3703 | 9.6756 | 1.9011 | 3.4573 | 13.8167 | 11.2202 | 11.1546 | 8.3253 | 56.2489 | 63.2362 | 45.9278 | 59.745
3499
3500
3501 | 2.9901 | 8.3159 | 2 | 2.3374 | 6.2643 | 0.23466 | 0.043507 | 0.006523 | 2.0836 | 297.1064 | 44.062 | 31.325 | 1.2909 | 13.185 | 14.6833 | 2.0391 | 0.12122 | 0.04902 | 2.6744 | 16.1315 | 7.4709 | 9.6597 | 8.7729 | 6.561 | 2.3809 | 4.201 | 12.9842 | 6.545 | 9.0328 | 4.4191 | 50.3756 | 79.4446 | 52.7099 | 87.485
3502 |  |  |  | 2.115 | 5.356
3503
3504 | 5.3483 | 13.9621 | 2.1579 | 1.4028 | 4.3639 | 3.1208 | 0.041579 | 0.0070231 | 2.9079 | 296.0302 | 25.5989 | 26.1077 | 0.86683 | 17.5353 | 19.4406 | 7.1965 | 0.20869 | 0.053333 | 3.6087 | 19.0435 | 2.124 | 4.614 | 10.9001 | 8.8275 | 2.001 | 3.2609 | 16.173 | 13.4807 | 12.9989 | 10.5307 | 47.7516 | 56.116 | 37.0646 | 49.371
3505
3506 | 2.3685 | 5.4436 | 2.0968 | 2.5554 | 7.5432 | -0.43657 | 0.003871 | 0.0066656 | 0.93069 | 298.4728 | 41.7965 | 36.0514 | 1.2074 | 13.8279 | 14.5201 | 0.50946 | 0.043493 | 0.012366 | 1.4286 | 10.9429 | 0.21473 | 0.51613 | 11.8554 | 10.0858 | 2.2303 | 3.6975 | 11.905 | 10.5405 | 7.2134 | 7.0898 | 67.3481 | 70.7848 | 59.8332 | 66.8722
3507 | 5.5499 | 14.4425 | 2.3883 | 1.9973 | 5.4019 | -0.34639 | 0.041479 | 0.0048806 | 2.4477 | 294.8072 | 52.2888 | 37.7411 | 1.2868 | 11.1347 | 12.7413 | 0.99763 | 0.033416 | 0.12817 | 1.8185 | 16.0375 | 0.28884 | 1.2426 | 8.6104 | 7.1094 | 2.0584 | 3.5832 | 11.095 | 6.093 | 7.3163 | 4.2701 | 55.8101 | 85.3506 | 62.0959 | 91.1177
3508
3509
3510 | 5.7374 | 13.3725 | 2.3955 | 2.3029 | 7.2056 | -1.8208 | 0.035042 | 0.0058214 | 4.0657 | 296.133 | 44.2497 | 35.3321 | 1.3597 | 12.6084 | 15.2687 | 0.86712 | 0.081855 | 0.055627 | 1.4831 | 14.3961 | 4.0308 | 3.6253 | 9.8584 | 8.789 | 2.4567 | 4.3532 | 13.2111 | 5.9523 | 7.7131 | 4.374 | 58.9914 | 101.3857 | 52.5657 | 92.3238
3511 | 2.792 | 7.6247 | 2 | 4.0354 | 9.6479 | 0.32911 | 0.015962 | 0.0062482 | 1.9567 | 297.3662 | 43.9774 | 38.3929 | 1.3002 | 13.2129 | 14.6414 | 2.5184 | 0.055737 | 0.012853 | 1.7255 | 13.4444 | 1.0775 | 1.4647 | 7.8735 | 6.8106 | 2.3488 | 4.0264 | 12.5402 | 7.5365 | 9.2193 | 5.0728 | 57.5114 | 83.6398 | 53.7409 | 82.7473
3512
3513
3514
3515
3516
3517 | 3.6496 | 11.3227 | 2 | 2.3661 | 6.0076 | 0.18812 | 0.0594 | 0.0073184 | 1.6706 | 293.122 | 31.7008 | 26.8709 | 0.68713 | 15.3879 | 16.8217 | 39.1892 | 0.75802 | 0.0306 | 18.5106 | 22 | 1.4264 | 4.98 | 7.4139 | 6.8091 | 1.5696 | 2.949 | 14.5866 | 11.7725 | 10.3524 | 8.0164 | 46.9853 | 48.6008 | 42.8672 | 58.7971
3518
3519
3520 | 1.8552 | 5.9116 | 2 | 2.4255 | 6.6305 | -0.42945 | 0.047 | 0.0068143 | 1.8489 | 297.2596 | 41.3468 | 30.1354 | 1.2445 | 13.8698 | 15.2963 | 2.398 | 0.17793 | 0.032 | 4 | 13.5 | 3.043 | 6.8 | 8.9023 | 6.4674 | 2.3426 | 4.1111 | 13.5465 | 7.0666 | 9.6277 | 4.7772 | 49.6707 | 71.4304 | 50.2892 | 83.062
3521 | 1.4009 | 4.7486 | 2.1573 | 2.1077 | 6.5081 | -0.47286 | 0.01125 | 0.0072744 | 1.0244 | 295.2519 | 33.1894 | 30.8195 | 0.81079 | 15.5136 | 16.3695 | 3.3507 | 0.17086 | 0.027419 | 2.7143 | 17.2286 | 0.99452 | 3.5202 | 9.8325 | 9.3786 | 1.892 | 3.009 | 13.5896 | 12.3409 | 9.6826 | 8.8584 | 57.0467 | 58.0321 | 49.3278 | 55.8205
3522 | 3.8862 | 11.4173 | 2 | 2.5594 | 7.1652 | -0.72819 | 0.033718 | 0.0046225 | 1.8553 | 291.9662 | 40.7259 | 31.2601 | 1.0053 | 13.6113 | 15.5898 | 0.64488 | 0.13486 | 0.064003 | 1.8941 | 15.8235 | 1.2677 | 3.0181 | 7.9149 | 7.1333 | 1.7694 | 3.0528 | 13.2483 | 7.1112 | 8.4694 | 5.5523 | 50.1001 | 79.6175 | 53.0186 | 84.1949
3523
3524
3525 | 1.6196 | 4.7876 | 2.6174 | 2.5886 | 7.66 | -0.38991 | 0.021806 | 0.0068499 | 1.1323 | 298.2167 | 40.1936 | 35.9162 | 1.1875 | 14.0202 | 14.9171 | 0.49565 | 0.042472 | 0.031999 | 1.4793 | 13.9337 | 0.42166 | 1.4504 | 9.6996 | 9.2998 | 2.1625 | 4.1001 | 11.7529 | 9.8577 | 7.4128 | 6.5806 | 65.8412 | 72.7164 | 59.7594 | 70.7211
3526 | 9.2648 | 21.2645 | 3 | 1.568 | 4.1712 | -2.7982 | 0.11772 | 0.0068864 | 3.1618 | 295.3775 | 33.6129 | 31.8697 | 0.92561 | 15.3453 | 17.1615 | 0.83526 | 0.062594 | 0.04997 | 4.417 | 18.6502 | 0.95699 | 13.0304 | 10.9682 | 9.3315 | 1.8815 | 3.5533 | 14.7991 | 10.0017 | 9.2525 | 5.9178 | 55.0158 | 73.1563 | 45.3079 | 71.7033
3527
3528
3529
3530 |  |  |  | 2.1378 | 5.336 |  |  | 0.0072906 | 1.5698 | 293.0814 | 31.5915 | 30.5967 | 0.67604 | 15.6936 | 17.0909 | 44.6267 | [6 empty] | 8.5451 | 7.7516 | 1.5581 | 3.0328 | 14.9302 | 11.7139 | 10.1473 | 7.5205 | 52.7039 | 56.5943 | 44.6818 | 60.7672
3531
3532 | 3.1666 | 9.6983 | 2.7097 | 1.7349 | 4.6389 | -0.74493 | 0.037903 | 0.0071687 | 1.6413 | 295.0877 | 32.0939 | 25.9762 | 0.79082 | 15.7607 | 17.088 | 2.6522 | 0.063211 | 0.041774 | 1.6977 | 15.0233 | 0 | 0 | 6.9461 | 6.6715 | 1.8083 | 3.206 | 14.8443 | 11.2719 | 9.3136 | 6.7876 | 42.512 | 52.9961 | 44.6683 | 65.3218
3533 | 6.141 | 14.0799 | 2 | 1.8357 | 4.6524 | -0.091145 | 0.05845 | 0.0064998 | 3.0431 | 295.3915 | 45.1975 | 31.5418 | 1.2286 | 12.5243 | 14.3926 | 1.5477 | 0.056137 | 0.032558 | 2.4141 | 17.1919 | 5.8044 | 11.0465 | 12.0629 | 8.2959 | 2.1211 | 3.8998 | 12.9599 | 6.4213 | 8.3655 | 4.3846 | 44.1543 | 71.996 | 51.4858 | 89.2797
3534
3535 |  |  |  | 1.9498 | 4.7088
3536
3537
3538
3539 | 0.76577 | 2.6668 | 2.0847 | 3.2726 | 7.5903 | -2.0053 | 0.0016018 | 0.0067186 | 1.381 | 295.9163 | 41.4088 | 32.6532 | 1.0832 | 13.7002 | 14.9899 | 1.2568 | 0.12063 | 0.0040275 | 1.5294 | 13.1016 | 0.44172 | 0.44851 | 6.8201 | 5.4378 | 2.1535 | 3.6658 | 13.5382 | 8.4481 | 9.341 | 5.3248 | 45.2439 | 71.0933 | 50.1431 | 79.3714
3540
3541
3542
3543 | 12.1571 | 22.2537 | 3 | 1.8097 | 5.3292 | 0.76035 | 0.093747 | 0.0052245 | 4.289 | 292.9232 | 46.8551 | 32.9631 | 1.1075 | 11.9912 | 14.231 | 2.7775 | 0.034887 | 0.10969 | 2.8309 | 17.8131 | 2.7755 | 7.3769 | 8.9668 | 6.9451 | 1.9742 | 3.372 | 12.7821 | 5.877 | 7.5321 | 4.0319 | 56.7967 | 92.3891 | 53.9375 | 92.7017
3544
3545
3546
3547 | 13.3968 | 25.9678 | 3 | 2.5664 | 8.4594 | 0.090633 | 0.071689 | 0.0053682 | 4.411 | 294.213 | 48.6777 | 36.3717 | 1.2691 | 11.4773 | 13.8752 | 0.8043 | 0.052849 | 0.049198 | 2.3473 | 16.0251 | 0.73616 | 7.1996 | 13.8607 | 9.4681 | 2.1981 | 3.9198 | 12.5644 | 5.3876 | 7.6057 | 3.6879 | 62.1344 | 108.0598 | 54.8407 | 96.2112
3548 | 13.603 | 24.7149 | 3 | 2.5277 | 6.8905 | 0.47382 | 0.070263 | 0.0052881 | 4.4472 | 294.518 | 47.7141 | 34.1324 | 1.2351 | 11.8721 | 14.1146 | 0.55171 | 0.042111 | 0.069381 | 1.9138 | 14.3793 | 1.3322 | 8.9825 | 10.8931 | 7.7083 | 2.0876 | 3.6951 | 12.5699 | 5.7274 | 7.7875 | 3.9127 | 56.6628 | 94.5032 | 53.8085 | 93.7369
3549
3550 | 4.0525 | 10.7247 | 2 | 3.0592 | 9.8369 | -3.0022 | 0.0445 | 0.0071581 | 1.3615 | 292.8895 | 29.3265 | 26.5804 | 0.64424 | 16.3949 | 17.4299 | 11.8596 | 0.34719 | 0.0185 | 5.6667 | 18.8667 | 2.799 | 4.9 | 7.993 | 7.6556 | 1.4955 | 2.2337 | 16.4057 | 13.026 | 12.8572 | 9.8916 | 40.8138 | 46.7334 | 36.2063 | 49.0082
3551
3552
3553 | 3.6569 | 9.5726 | 3 | 1.9739 | 5.6352 | -5.0625 | 0.095 | 0.0067993 | 1.9426 | 297.2967 | 34.839 | 31.2935 | 1.0917 | 15.3469 | 16.9436 | 17.6589 | 0.09375 | 0.1 | 3 | 22 | 0 | 0 | 10.3573 | 9.1881 | 2.2398 | 4.0374 | 14.5911 | 10.3979 | 10.0386 | 6.5542 | 59.1434 | 65.1261 | 45.4396 | 69.5787
3554
3555 | 1.5237 | 6.3331 | 2 | 2.368 | 5.93 | 0.10259 | 0.0091304 | 0.0074544 | 1.5453 | 293.09 | 31.4689 | 26.5711 | 0.6613 | 15.4184 | 16.8018 | 40.7565 | 0.828 | 0.0065217 | 18.1304 | 22 | 0.062174 | 2.6087 | 7.4711 | 6.8803 | 1.5656 | 2.8245 | 14.4134 | 12.1041 | 10.3787 | 8.3879 | 47.3537 | 46.5254 | 42.8666 | 56.6275
3556 | 1.7338 | 5.3552 | 2 | 2.3124 | 5.5609 | 1.4276 | 0.017619 | 0.0062319 | 2.0724 | 297.009 | 44.8624 | 33.0841 | 1.3073 | 12.9482 | 14.4814 | 8.0553 | 0.12668 | 0.03 | 2.36 | 13.68 | 0.46071 | 3.6905 | 12.4056 | 9.0534 | 2.2944 | 3.9538 | 12.756 | 7.0252 | 9.1145 | 4.7327 | 47.3937 | 78.5126 | 52.6853 | 86.0295
3557
3558 | 4.2824 | 10.8925 | 2 | 2.0784 | 5.8621 | -2.2867 | 0.042368 | 0.0058132 | 2.5532 | 296.1706 | 49.141 | 33.9338 | 1.3411 | 11.8768 | 13.564 | 29.978 | 0.4751 | 0.02 | 6.6897 | 20.2414 | 1.3716 | 3.9737 | 8.4083 | 6.4448 | 2.396 | 4.1931 | 11.9961 | 5.742 | 8.1169 | 4.0023 | 55.0128 | 88.3668 | 57.4323 | 93.2114
3559
3560
3561
3562 |  |  |  | 2.4503 | 7.3995 |  |  | 0.0074975 | 1.018 | 293.0779 | 27.3192 | 25.2559 | 0.6189 | 16.8464 | 17.738 | 27.1538 | [6 empty] | 8.1579 | 8.6585 | 1.6214 | 2.2623 | 16.2007 | 15.3937 | 12.5282 | 11.3522 | 44.9588 | 45.1856 | 36.993 | 41.3131
3563
3564
3565
3566 |  |  |  | 3.7654 | 8.6456
3567
3568 | 6.7459 | 16.5409 | 2.9121 | 2.621 | 7.173 | -2.1649 | 0.056335 | 0.0066285 | 2.8266 | 295.7296 | 37.1931 | 31.557 | 1.0352 | 14.544 | 16.2532 | 0.64508 | 0.18329 | 0.030003 | 1.6321 | 15.3788 | 2.8029 | 8.3464 | 8.0184 | 6.2856 | 1.9622 | 3.6141 | 14.2138 | 9.34 | 10.0385 | 6.1804 | 49.4184 | 67.6852 | 46.2646 | 73.7394
3569 | 3.0588 | 9.0921 | 2 | 1.989 | 5.7706 | 0.29205 | 0.017222 | 0.0070985 | 2.1176 | 295.1299 | 27.391 | 28.3156 | 0.7846 | 17.0809 | 18.6737 | 9.4498 | 0.14381 | 0.036389 | 3.0833 | 19.25 | 1.4758 | 2.2222 | 10.7429 | 9.2162 | 1.6326 | 2.9937 | 16.171 | 13.3119 | 13.179 | 10.1617 | 49.9602 | 59.1062 | 36.2723 | 50.1613
3570 |  |  |  | 2.0078 | 6.5357 |  |  | 0.006579 | 1.4195 | 297.7386 | 42.9909 | 31.4566 | 1.2947 | 13.5677 | 14.8665 | 0 | [6 empty] | 10.7095 | 7.5976 | 2.4086 | 3.8626 | 12.6686 | 7.6872 | 9.5865 | 5.4286 | 48.9324 | 66.8377 | 53.9216 | 79.8205
3571 | 15.1137 | 27.0884 | 2 | 2.5222 | 6.9494 | -12.3256 | 0.10338 | 0.0071661 | 2.0306 | 293.1829 | 27.4539 | 28.8322 | 0.64288 | 16.8451 | 18.5035 | 0.0024324 | 0.0033651 | 0.066757 | 4.2727 | 19.4091 | 0.14216 | 9.2432 | 12.2036 | 10.4814 | 1.5213 | 2.9213 | 16.057 | 12.4981 | 10.4169 | 7.4176 | 59.2119 | 64.2952 | 39.5501 | 60.2538
3572
3573
3574
3575 |  |  |  | 2.0607 | 5.2745 |  |  | 0.0070241 | 1.5714 | 297.0565 | 37.0338 | 32.0612 | 1.0499 | 14.7806 | 16.0368 | 5 | [6 empty] | 8.3272 | 8.1779 | 2.0617 | 3.7479 | 14.0734 | 10.0149 | 9.3853 | 6.1397 | 52.0717 | 67.5187 | 47.5191 | 70.5328
3576 | 1.112 | 4.1874 | 2 | 2.7289 | 7.0747 | -5.359 | 0.012 | 0.0071975 | 2.2556 | 295.9423 | 31.2636 | 29.0018 | 0.91859 | 15.9895 | 17.6263 | 2.2429 | 0 | 0.031 | 1 | 13.5 | 0 | 0 | 8.492 | 7.3681 | 1.767 | 3.3691 | 14.7319 | 12.2849 | 12.2681 | 8.7801 | 49.1467 | 57.3649 | 41.3372 | 57.3039
3577 | 0.12573 | 0.31406 | 2 | 2.0735 | 5.4941 | 6.8899 | 0 | 0.0064469 | 0.51892 | 300.3697 | 61.9597 | 46.6452 | 1.841 | 9.9143 | 10.4757 | 1 | 0.1431 | 0 | 2 | 17.75 | 0 | 0 | 7.3073 | 6.7886 | 3.4671 | 4.7196 | 8.1203 | 5.0713 | 5.5758 | 3.4522 | 69.068 | 95.1832 | 79.3636 | 98.3425
3578 | 9.4542 | 22.6417 | 2.6667 | 1.9995 | 5.4529 | 2.2865 | 0.059333 | 0.0058525 | 2.95 | 295.3734 | 47.533 | 32.308 | 1.2609 | 12.1381 | 13.9892 | 2.9817 | 0.16581 | 0.071397 | 2 | 16.7027 | 2.3635 | 2.7833 | 8.3671 | 6.0297 | 2.112 | 3.938 | 12.9075 | 5.8905 | 8.3096 | 4.0152 | 49.4547 | 83.6692 | 52.7802 | 92.8135
3579
3580 |  |  |  | 2.248 | 5.8968 |  |  | 0.0070226 | 1.7401 | 296.9334 | 37.1361 | 31.8381 | 1.0585 | 14.8473 | 16.2436 | 21 | [6 empty] | 6.9614 | 5.8525 | 2.0456 | 3.7265 | 14.4256 | 9.251 | 10.6292 | 5.7257 | 46.0526 | 70.0017 | 44.6425 | 75.268
3581
3582 |  |  |  | 3.2735 | 7.1759 |  |  | 0.0066342 | 1.7558 | 295.5247 | 36.2994 | 33.5159 | 0.99964 | 14.8056 | 16.2219 | 13.5187 | [6 empty] | 7.8534 | 7.3865 | 2.0425 | 3.6914 | 14.1785 | 9.7477 | 10.2254 | 6.3839 | 49.7737 | 71.248 | 45.2303 | 71.7818
3583
3584
3585 | 1.2962 | 5.4287 | 2 | 2.0827 | 5.2465 | -5.8678 | 0.005 | 0.0072722 | 1.5865 | 293.0779 | 31.5945 | 30.5727 | 0.67895 | 15.6925 | 17.0951 | 38.9665 | 0.97101 | 0.025 | 11.25 | 22 | 1.5125 | 1 | 8.5311 | 7.741 | 1.5602 | 3.0431 | 14.9436 | 11.684 | 10.1427 | 7.4969 | 52.5883 | 56.7816 | 44.6532 | 60.9536
3586
3587 | 0.6774 | 2.4557 | 2 | 2.0455 | 4.8903 | -0.72724 | 0.0025405 | 0.0058166 | 1.3157 | 298.2788 | 51.6095 | 36.0743 | 1.4979 | 11.6001 | 12.6944 | 0.80566 | 0.038945 | 0.0098378 | 1.9923 | 16.6385 | 1.8666 | 1.5135 | 6.2675 | 5.8289 | 2.753 | 4.1099 | 10.6315 | 6.5669 | 7.3044 | 4.204 | 49.8277 | 76.3071 | 65.3462 | 89.2634
3588
3589 | 2.0171 | 7.0946 | 2.1757 | 3.4107 | 7.0859 | -1.5424 | 0.033514 | 0.0067435 | 1.4544 | 295.6919 | 38.4437 | 32.0002 | 1.0192 | 14.3136 | 15.6729 | 6.1091 | 0.2798 | 0.080473 | 2.4066 | 15.8352 | 1.1871 | 4.9459 | 8.03 | 6.8348 | 2.0167 | 3.6452 | 13.9157 | 9.1903 | 9.5423 | 5.864 | 47.1062 | 66.0111 | 47.4975 | 75.0834
3590 |  |  |  | 3.062 | 9.286 |  |  | 0.0073051 | 0.96719 | 291.3139 | 27.4379 | 26.6412 | 0.49693 | 16.6221 | 17.7324 | 7.0245 | [6 empty] | 11.2227 | 9.8665 | 1.3515 | 1.9281 | 15.1783 | 14.0142 | 12.6948 | 12.1605 | 47.5559 | 51.3735 | 36.4394 | 43.5329
3591 | 9.4094 | 19.162 | 3 | 1.2017 | 4.0638 | -0.13026 | 0.057222 | 0.0069355 | 2.5775 | 295.0802 | 33.3832 | 30.0359 | 0.88645 | 15.2305 | 17.0391 | 14.2505 | 0.12113 | 0.031111 | 1.5833 | 16.3333 | 3.3472 | 8.8333 | 10.7145 | 8.6215 | 1.8502 | 3.4759 | 15.1796 | 9.6704 | 9.9872 | 6.0658 | 51.5342 | 76.7757 | 43.1112 | 72.5651
3592
3593 |  |  |  | 2.6527 | 5.9352
3594 | 6.8323 | 17.6332 | 2 | 2.6368 | 7.2153 | -2.9699 | 0.0021429 | 0.006623 | 1.3694 | 295.7987 | 40.9934 | 31.8482 | 1.0609 | 13.786 | 15.0678 | 1.041 | 0.087978 | 0.012712 | 1 | 9.6364 | 0.10214 | 0.17857 | 6.9391 | 5.7372 | 2.0609 | 3.7237 | 13.6742 | 8.3403 | 9.054 | 5.2142 | 43.3706 | 68.6968 | 49.3965 | 80.0406
3595
3596 | 5.5021 | 13.2755 | 2 | 2.7332 | 6.7687 | 2.2499 | 0.032186 | 0.0063744 | 3.1244 | 295.1414 | 33.7958 | 35.0949 | 1.0279 | 15.4336 | 17.6796 | 0.86307 | 0.069924 | 0.061567 | 1.2763 | 12.4934 | 0.26474 | 2.0392 | 13.3769 | 11.023 | 2.083 | 3.7049 | 15.304 | 8.6167 | 9.7394 | 5.3708 | 61.0566 | 94.8737 | 42.2374 | 76.5468
3597 | 1.0577 | 3.1875 | 2 | 2.5474 | 6.6832 | 0.625 | 0 | 0.0069233 | 1.5398 | 296.4609 | 37.7183 | 32.1986 | 1.0132 | 14.5657 | 15.855 | 2.7633 | 0.93206 | 0 | 5 | 22 | 0.68 | 3 | 7.8261 | 7.8919 | 1.9782 | 3.6479 | 13.6969 | 9.6673 | 8.9626 | 5.8803 | 52.505 | 68.6385 | 48.8035 | 72.8232
3598 |  |  |  | 1.8385 | 4.6976
3599
3600 |  |  |  | 3.6082 | 8.0906
3601
3602 | 1.6334 | 7.6789 | 2 | 1.7925 | 5.6474 | 2.2403 | 0.005 | 0.0070875 | 2.6411 | 295.5874 | 33.4854 | 29.7662 | 0.92298 | 15.1809 | 16.9394 | 18.3359 | 0.11376 | 0.0275 | 2 | 22 | 0 | 0 | 11.0974 | 9.5451 | 1.8918 | 3.4516 | 13.6126 | 11.4705 | 11.2358 | 8.6618 | 55.3086 | 59.8326 | 45.8378 | 58.1164
3603
3604 |  |  |  | 2.3157 | 6.2153
3605 |  |  |  | 1.9661 | 6.206
3606 |  |  |  | 2.5214 | 6.1985
3607
3608
3609
3610
3611 | 1.7204 | 5.9364 | 2 | 1.9315 | 5.4939 | -7.1234 | 0.0043396 | 0.0051465 | 2.8225 | 295.3807 | 47.6445 | 32.5838 | 1.3522 | 12.1059 | 14.3315 | 2.5608 | 0.36814 | 0.01283 | 2.6667 | 13.9722 | 0.90208 | 1.6038 | 9.5406 | 6.7328 | 2.5139 | 4.3612 | 11.3166 | 5.7596 | 7.1234 | 4.1049 | 57.7302 | 78.0577 | 61.5663 | 93.8671
3612
3613
3615 | 7.5617 | 17.9195 | 2.9231 | 2.2839 | 6.5463 | 2.7605 | 0.20231 | 0.0071162 | 2.8365 | 295.1841 | 31.906 | 28.2609 | 0.88098 | 15.5108 | 17.3815 | 20.9388 | 0.46733 | 0.036538 | 12.12 | 22.12 | 3.3404 | 27.4615 | 10.9344 | 9.384 | 1.8281 | 3.3516 | 13.9056 | 11.734 | 11.4737 | 8.8326 | 54.0331 | 57.3659 | 44.3664 | 56.5033
3616
3617 |  |  |  | 2.9566 | 7.1865
3618
3619
3620 | 2.9585 | 7.9285 | 2 | 2.5827 | 5.7555 | -0.10203 | 0.01606 | 0.0054866 | 2.3048 | 295.8614 | 51.3024 | 32.9976 | 1.3284 | 11.4281 | 12.8682 | 0.69328 | 0.044946 | 0.057068 | 1.5272 | 14.9293 | 0.9151 | 2.3053 | 8.0454 | 6.9187 | 2.1923 | 3.719 | 11.3526 | 6.2941 | 7.5689 | 4.3366 | 44.646 | 69.1244 | 61.3926 | 90.0654
3621 |  |  |  | 2.185 | 5.4432
3622 |  |  |  | 1.7149 | 5.1129 |  |  | 0.0068811 | 1.4383 | 295.9956 | 35.9549 | 31.1692 | 0.97213 | 14.9374 | 16.2888 | 45.1406 | [6 empty] | 9.9947 | 8.8978 | 2.0644 | 3.6248 | 13.6377 | 10.6634 | 10.2595 | 7.223 | 57.7775 | 60.2239 | 47.0963 | 66.0721
3623
3624
3625 |  |  |  | 1.9275 | 5.7579
3626 | 2.9724 | 10.4018 | 2 | 2.6586 | 6.1069 | 5.7709 | 0.0076923 | 0.0071046 | 1.4604 | 293.6182 | 34.2557 | 32.6899 | 0.74469 | 15.2158 | 16.5985 | 23.047 | 0.5326 | 0.095769 | 9.7 | 22 | 0.72423 | 0.69231 | 8.8955 | 7.791 | 1.6291 | 3.1625 | 14.6437 | 10.4649 | 9.7421 | 6.2167 | 54.6298 | 69.2982 | 47.5342 | 69.9101
3627
3628 | 1.8197 | 6.4375 | 2 | 2.5586 | 7.4037 | 0.23527 | 0.048267 | 0.0062721 | 1.1108 | 297.4329 | 38.4882 | 32.6746 | 1.1715 | 14.563 | 15.4374 | 20.8693 | 0.42712 | 0.033067 | 4.2985 | 19.403 | 1.6917 | 6.8933 | 8.1808 | 8.0668 | 1.9385 | 3.5565 | 13.7767 | 10.2944 | 10.4346 | 7.2491 | 46.9696 | 63.5678 | 47.8864 | 66.1005
3629
3630
3631 | 3.0111 | 9.5897 | 2 | 2.3918 | 6.3304 | -1.4333 | 0.034706 | 0.0059516 | 2.5113 | 296.6768 | 47.0608 | 33.065 | 1.3305 | 12.3634 | 14.0732 | 21.6674 | 0.74237 | 0.029412 | 7 | 20.9032 | 8.0035 | 10.6176 | 7.568 | 5.8286 | 2.3811 | 4.1336 | 12.8888 | 6.2814 | 8.6017 | 4.2382 | 49.2006 | 82.1696 | 53.6474 | 90.4348
3632 | 9.218 | 21.4194 | 2.2978 | 2.1051 | 6.2722 | -0.57561 | 0.11194 | 0.0053655 | 4.0988 | 293.6043 | 46.3339 | 33.1891 | 1.1437 | 12.1633 | 14.3856 | 5.2867 | 0.23197 | 0.075204 | 5.7121 | 20.4636 | 0.065455 | 0.15047 | 9.1418 | 7.1645 | 2.0389 | 3.4874 | 12.984 | 5.9323 | 7.8817 | 4.0793 | 56.2386 | 94.4694 | 52.9938 | 92.2854
3633
3634
3635 | 7.4157 | 15.5871 | 2.7838 | 1.6436 | 4.6217 | -0.40507 | 0.072162 | 0.0066574 | 2.5043 | 296.8011 | 39.3516 | 32.7364 | 1.1285 | 14.1788 | 15.8605 | 1.8817 | 0.1748 | 0.054324 | 2.3585 | 16.4151 | 4.0597 | 11.5405 | 10.2858 | 7.8151 | 2.2284 | 3.8 | 13.9011 | 8.1962 | 8.819 | 5.0814 | 54.5788 | 81.8201 | 48.7179 | 80.3462
3636
3637
3638 | 2.0105 | 5.6285 | 2 | 2.0322 | 7.2631 | -0.11707 | 0.0094677 | 0.005924 | 2.6678 | 298.2111 | 47.2049 | 36.5414 | 1.5721 | 12.3869 | 14.547 | 2.1126 | 0.12004 | 0.0095817 | 2.2184 | 16.3713 | 3.1349 | 3.5285 | 11.486 | 8.7761 | 2.8949 | 4.8117 | 11.5352 | 5.7308 | 7.3655 | 4.467 | 68.1931 | 93.5602 | 60.0982 | 92.7768
3639
3640
3641
3642 | 2.1293 | 7.6103 | 2 | 3.2921 | 6.8988 | 0.45014 | 0.047222 | 0.0068647 | 1.8187 | 295.7933 | 35.2726 | 32.1606 | 0.99191 | 15.057 | 16.5008 | 32.9754 | 0.48106 | 0.021667 | 10.0714 | 20.7857 | 1.4822 | 4.6111 | 7.3798 | 6.9584 | 2.091 | 3.6837 | 14.2886 | 10.1817 | 10.4225 | 6.7041 | 49.8567 | 65.9887 | 45.565 | 68.7077
3643
3644
3645 |  |  |  | 2.7964 | 6.5435
3646 | 3.8291 | 10.7278 | 2 | 3.0409 | 6.7658 | 2.3663 | 0.015185 | 0.0073781 | 1.612 | 294.1887 | 30.838 | 26.8926 | 0.73809 | 15.9024 | 17.2761 | 31.8495 | 0.43963 | 0.037778 | 5.9091 | 20.381 | 1.3822 | 3.7037 | 7.0836 | 6.3174 | 1.6443 | 3.033 | 14.4938 | 12.4051 | 11.0169 | 8.5056 | 45.7319 | 48.1131 | 41.8599 | 56.3171
3647 |  |  |  | 1.5125 | 4.003 |  |  | 0.006749 | 1.3655 | 296.1082 | 39.4074 | 34.3736 | 1.0115 | 14.1396 | 15.2926 | 37.0146 | [6 empty] | 10.1336 | 8.4328 | 2.0217 | 3.5562 | 13.1809 | 9.3127 | 9.0016 | 5.9344 | 56.9628 | 72.4752 | 50.3076 | 74.8117
3648 | 6.4028 | 15.4399 | 2 | 2.0034 | 5.2126 | 0.59227 | 0.070855 | 0.0057169 | 3.2866 | 295.9005 | 48.7115 | 34.011 | 1.3298 | 11.8741 | 13.8102 | 0.96844 | 0.057707 | 0.063733 | 2.8294 | 17.6445 | 7.7936 | 7.9591 | 8.043 | 6.4447 | 2.2555 | 4.099 | 12.7179 | 5.5654 | 8.1946 | 3.8148 | 54.5015 | 92.3839 | 53.9654 | 94.8194
3649 | 5.9211 | 14.365 | 2 | 1.794 | 5.1845 | -0.30836 | 0.045185 | 0.0062736 | 2.6716 | 295.6423 | 43.8815 | 30.7397 | 1.203 | 12.9953 | 14.7637 | 1.7588 | 0.17004 | 0.10944 | 3.3889 | 17.2778 | 5.0076 | 8.2778 | 11.4432 | 7.8651 | 2.1277 | 3.7626 | 13.4078 | 6.6545 | 8.9267 | 4.5618 | 42.5099 | 70.2118 | 49.1741 | 87.6584
3650
3651
3652 | 12.1886 | 22.0771 | 3 | 1.6897 | 5.1181 | 0.41875 | 0.097933 | 0.0056587 | 3.4578 | 295.2353 | 50.3386 | 34.6517 | 1.3338 | 11.3159 | 13.3372 | 1.949 | 0.034699 | 0.088433 | 3.7731 | 20.5714 | 3.1795 | 9.7067 | 8.1103 | 6.3731 | 2.1764 | 3.9991 | 12.2595 | 5.4549 | 7.4898 | 3.6606 | 56.9686 | 92.459 | 56.3402 | 95.849
3653
3654
3655
3656 |  |  |  | 2.7117 | 7.4252 |  |  | 0.0060195 | 2.2741 | 296.6974 | 38.0871 | 35.2659 | 1.2044 | 14.5569 | 16.4035 | 6 | [6 empty] | 10.604 | 8.8007 | 2.3809 | 3.9478 | 13.5835 | 8.0568 | 9.462 | 5.1739 | 60.3966 | 85.9859 | 49.9206 | 80.0174
3657
3658
3659
3660 | 10.6225 | 21.8241 | 3 | 1.3597 | 4.1413 | -6.5152 | 0.066712 | 0.0070677 | 3.7051 | 294.9459 | 27.1582 | 27.7648 | 0.82189 | 17.0437 | 19.1484 | 0.42483 | 0.10027 | 0.031644 | 1.7317 | 15.878 | 1.2962 | 6.4247 | 10.9382 | 8.9898 | 1.9432 | 3.1963 | 16.06 | 12.5792 | 11.4486 | 9.1138 | 49.7638 | 62.7616 | 40.3195 | 54.5966
3661
3662 | 0.97491 | 3.3955 | 2 | 2.8694 | 8.3002 | -1.866 | 0.0026909 | 0.0070054 | 0.84834 | 297.3524 | 36.5388 | 36.8163 | 1.0307 | 14.9266 | 15.6334 | 3.0202 | 0.4012 | 0.010982 | 1.6356 | 12.3559 | 0.0052 | 0.11273 | 12.4797 | 11.5139 | 2.166 | 3.2289 | 12.8605 | 12.1358 | 7.5391 | 7.2852 | 71.2193 | 71.2582 | 56.6373 | 61.0642
3663 | 1.9229 | 5.8762 | 2 | 1.475 | 4.6061 | -5.0655 | 0.014964 | 0.0049947 | 2.3677 | 294.7484 | 55.6407 | 38.2618 | 1.314 | 10.3356 | 11.8726 | 1.1838 | 0.19701 | 0.025326 | 3.8879 | 15.8585 | 1.1219 | 1.779 | 10.4459 | 9.123 | 2.1281 | 3.5287 | 9.7454 | 5.6766 | 6.1592 | 3.8022 | 58.7043 | 81.3313 | 70.2933 | 94.1688
3664
3665 | 8.3066 | 20.456 | 2.4725 | 2.3783 | 6.12 | 0.11256 | 0.043469 | 0.006359 | 3.5474 | 293.059 | 28.9899 | 28.2281 | 0.82079 | 16.6559 | 19.1359 | 1.2415 | 0.077614 | 0.10435 | 1.7023 | 14.4439 | 1.2866 | 5.2736 | 11.846 | 9.4559 | 1.6323 | 3.2439 | 17.2608 | 9.3901 | 10.9329 | 5.9091 | 46.5434 | 77.0106 | 33.9927 | 71.8928
3666
3667
3668
3669 | 7.6432 | 17.465 | 3 | 2.9059 | 8.8636 | 3.6358 | 0.013333 | 0.005768 | 4.0638 | 295.2982 | 49.6323 | 37.5591 | 1.3561 | 11.4223 | 13.6695 | 8.9691 | 0.106 | 0.06 | 2 | 5 | 2.35 | 14.6667 | 12.8092 | 9.3731 | 2.4187 | 4.3642 | 12.4555 | 5.1872 | 7.713 | 3.441 | 62.6473 | 114.6699 | 55.2781 | 98.3558
3670
3671
3672
3673 | [7 empty] | 0.007456 | 1.5438 | 293.0896 | 31.466 | 26.5675 | 0.66099 | 15.4188 | 16.8016 | 57.42 | [6 empty] | 7.4718 | 6.8811 | 1.5656 | 2.823 | 14.4113 | 12.1082 | 10.379 | 8.3924 | 47.3582 | 46.5001 | 42.8666 | 56.6011
3674 |  |  |  | 3.2852 | 7.9132
3675 | 0.91382 | 3.017 | 2 | 2.531 | 6.4763 | -3.3667 | 0.005 | 0.0067157 | 1.5259 | 296.6274 | 36.9214 | 31.5267 | 1.0476 | 14.7562 | 16.0476 | 0.91258 | 0.3827 | 0.031667 | 3.3333 | 22 | 0.17 | 3.8333 | 7.7523 | 7.798 | 1.988 | 3.6444 | 13.9885 | 9.9578 | 9.9263 | 6.2486 | 50.4153 | 66.94 | 46.5356 | 70.9703
3676
3677
3678
3679 | 6.1842 | 14.9888 | 2.5187 | 2.1678 | 5.0958 | -1.6153 | 0.059486 | 0.0052814 | 2.5584 | 294.92 | 50.4089 | 35.7194 | 1.2633 | 11.5014 | 13.2139 | 1.9643 | 0.048094 | 0.14117 | 2.4172 | 17.9693 | 6.7942 | 8.1308 | 10.0465 | 7.5569 | 2.0927 | 3.6483 | 11.1578 | 5.8948 | 7.0969 | 3.9395 | 54.4708 | 82.9516 | 61.8087 | 93.1322
3680
3681 | 3.09 | 9.8037 | 3 | 1.4649 | 3.9041 | 2.6582 | 0.011915 | 0.0072795 | 1.9639 | 294.1671 | 28.7105 | 23.7869 | 0.70456 | 16.4663 | 17.9763 | 11.3384 | 0.6158 | 0.041915 | 9.175 | 21.15 | 2.2738 | 3.617 | 7.3788 | 6.7749 | 1.6743 | 3.0537 | 15.7086 | 12.5189 | 10.2716 | 8.0708 | 40.5714 | 47.5071 | 39.5949 | 57.8168
3682
3683 | 6.2374 | 15.1273 | 3 | 3.262 | 7.9203 | 6.843 | 0.070357 | 0.0070591 | 2.8026 | 293.8974 | 31.2483 | 27.5084 | 0.7861 | 15.5373 | 17.4032 | 3.3545 | 0.23205 | 0.04 | 6.5 | 19.9022 | 5.3307 | 10.4929 | 11.0998 | 9.4198 | 1.6642 | 3.0782 | 14.6072 | 11.9263 | 11.5127 | 8.7405 | 52.8894 | 56.8156 | 42.1209 | 56.3765
3684
3685
3686 |  |  |  | 2.7949 | 7.3897 |  |  | 0.0067603 | 2.0809 | 297.6924 | 43.5289 | 31.9451 | 1.3254 | 13.3364 | 15 | 2 | [6 empty] | 10.0697 | 7.4259 | 2.583 | 4.1271 | 12.6038 | 6.5597 | 8.4844 | 4.4942 | 51.9323 | 92.3399 | 54.2851 | 88.5384
3687
3688
3689 | 2.3537 | 6.0353 | 2 | 1.9788 | 4.9941 | 0.81368 | 0.008806 | 0.0053524 | 1.7413 | 296.8518 | 56.8875 | 37.1629 | 1.4953 | 10.2751 | 11.5529 | 0.43666 | 0.010283 | 0.046418 | 1.1884 | 13.6232 | 0.21388 | 0.40796 | 7.2005 | 6.4828 | 2.5185 | 4.0188 | 9.4384 | 5.6451 | 5.9041 | 3.8369 | 52.128 | 72.5891 | 72.3844 | 93.7657
3690
3691
3692
3693
3694 | 2.223 | 6.2168 | 2 | 2.5917 | 6.1393 | -0.36245 | 0.0026806 | 0.0060727 | 1.4372 | 297.7302 | 50.5959 | 33.6967 | 1.4447 | 11.7893 | 12.9554 | 0.72758 | 0.04061 | 0.0097711 | 1.4961 | 13.3837 | 0.096255 | 0.61787 | 6.6071 | 5.8235 | 2.5079 | 4.1142 | 11.3583 | 6.5547 | 8.0575 | 4.4705 | 47.0516 | 73.4814 | 60.394 | 88.6123
3695
3696 | 11.7952 | 26.2795 | 3 | 2.1325 | 5.4354 | 0.58414 | 0.16951 | 0.0065604 | 2.894 | 294.1601 | 42.1888 | 35.3987 | 0.98685 | 13.2565 | 14.9468 | 2.0871 | 0.12737 | 0.14366 | 7.4545 | 19.2903 | 1.2241 | 13.8537 | 9.678 | 8.1017 | 1.9041 | 3.6462 | 12.8301 | 7.5659 | 7.92 | 4.57 | 55.2372 | 79.141 | 52.9904 | 84.5957
3697 |  |  |  | 1.8694 | 6.4822 |  |  | 0.0074607 | 1.008 | 294.7842 | 31.2168 | 31.804 | 0.7407 | 16.2146 | 17.082 | 23.55 | [6 empty] | 9.86 | 9.3765 | 1.7789 | 2.7975 | 14.669 | 13.5981 | 10.9913 | 9.892 | 57.8251 | 59.326 | 44.9852 | 50.5378
3698 |  |  |  | 2.2117 | 6.5057
3699 | 3.8932 | 9.1279 | 2.6667 | 2.5274 | 5.7604 | 5.5212 | 0.09 | 0.0072968 | 1.6885 | 294.1315 | 32.5135 | 28.3568 | 0.76505 | 15.4645 | 16.893 | 36.3695 | 0.62449 | 0.096667 | 10.6667 | 22 | 2.04 | 6 | 7.2804 | 6.5911 | 1.7374 | 3.2195 | 14.3992 | 11.8469 | 10.6146 | 8.2147 | 48.7123 | 51.0111 | 43.085 | 58.8475
3700
3701 | 3.5635 | 9.0482 | 2 | 2.4616 | 6.4657 | 0.36487 | 0.055517 | 0.0057103 | 2.9107 | 296.0464 | 49.3307 | 33.9625 | 1.3295 | 11.8077 | 13.6063 | 1.1276 | 0.0060719 | 0.094569 | 1.8605 | 16.6512 | 3.6687 | 4.6724 | 8.4181 | 6.3867 | 2.3207 | 4.1298 | 12.425 | 5.536 | 8.2651 | 3.8065 | 54.042 | 90.7335 | 55.5433 | 94.8238
3702 | 2.482 | 7.4591 | 2.4956 | 3.3397 | 9.1142 | -1.4596 | 0.01304 | 0.0063625 | 1.9462 | 296.8171 | 45.1568 | 37.617 | 1.2023 | 12.7421 | 13.8725 | 0.85507 | 0.0977 | 0.016123 | 1.8579 | 14.2022 | 0.71932 | 1.6454 | 8.2053 | 8.6285 | 1.933 | 3.6376 | 12.1887 | 9.0738 | 9.5208 | 6.806 | 55.7864 | 71.7331 | 54.133 | 71.5439
3703 | 10.787 | 22.9634 | 3 | 1.6761 | 4.2132 | 0.543 | 0.072644 | 0.0068839 | 2.9397 | 295.9053 | 37.7768 | 31.4299 | 1.0328 | 14.3648 | 16.0812 | 0.97351 | 0.062926 | 0.079397 | 2.36 | 15.355 | 1.2193 | 14.3851 | 8.8384 | 7.5888 | 2.0159 | 3.8322 | 13.8614 | 8.972 | 8.4971 | 5.4262 | 49.5117 | 68.1543 | 48.8302 | 77.0121
3704
3705
3706
3707 | 1.2916 | 3.6708 | 2 | 2.1502 | 7.5756 | 0.33781 | 0.0020659 | 0.0058794 | 2.6358 | 298.1516 | 47.3282 | 35.3798 | 1.5759 | 12.3274 | 14.4882 | 2.184 | 0.1079 | 0.00095808 | 1.9879 | 16.2227 | 1.2163 | 2.5778 | 11.36 | 8.4877 | 2.8875 | 4.8669 | 11.4824 | 5.6929 | 7.3684 | 4.4369 | 65.8064 | 88.1474 | 60.1916 | 92.8397
3708
3709 | 2.3818 | 6.4549 | 2.4492 | 2.9989 | 9.2967 | -1.2949 | 0.0078075 | 0.0073481 | 0.98222 | 293.3808 | 28.8065 | 26.4512 | 0.66419 | 16.4651 | 17.3291 | 3.4708 | 0.31061 | 0.0080192 | 2.7971 | 16.6667 | 0.66556 | 0.71658 | 8.4437 | 8.5019 | 1.6412 | 2.1983 | 15.8989 | 15.004 | 12.5127 | 11.2772 | 44.8159 | 46.2488 | 37.981 | 42.0388
3710 | 1.3965 | 4.5296 | 2 | 2.4352 | 5.6827 | -0.24473 | 0.012189 | 0.0062521 | 2.196 | 297.2454 | 44.2075 | 34.0997 | 1.3203 | 13.0166 | 14.6307 | 10.1211 | 0.20179 | 0.032747 | 2.319 | 15.1724 | 0.6379 | 1.3562 | 14.787 | 10.4772 | 2.3345 | 3.9387 | 13.0063 | 7.277 | 9.215 | 4.8916 | 46.4532 | 75.8006 | 51.7057 | 84.6873
3711 | 8.4806 | 20.0473 | 3 | 2.2756 | 5.9286 | 0.7792 | 0.085966 | 0.0067541 | 4.5065 | 294.3282 | 38.6555 | 35.3945 | 0.97112 | 14.0106 | 16.0403 | 0.73023 | 0.062222 | 0.081931 | 2.5829 | 17.8514 | 1.1139 | 15.1502 | 10.4429 | 9.0877 | 1.7168 | 3.548 | 14.6707 | 8.3867 | 9.1986 | 5.7307 | 56.8719 | 82.9968 | 46.2768 | 76.8871
3712
3713
3714 | 8.1102 | 18.99 | 3 | 1.4456 | 3.7249 | -1.1543 | 0.050303 | 0.0071672 | 2.8021 | 295.7901 | 28.5917 | 26.3643 | 0.84454 | 16.7013 | 18.4416 | 4.6382 | 0.14729 | 0.044848 | 3.5455 | 17.6818 | 5.8521 | 25.4848 | 8.6605 | 7.7738 | 1.7755 | 3.3123 | 16.2486 | 12.6167 | 11.1198 | 8.2994 | 46.5994 | 53.7674 | 38.2714 | 57.5567
3715 | 7.243 | 17.8784 | 2 | 2.1163 | 6.4409 | 0.040537 | 0.12 | 0.0038753 | 2.3416 | 290.3947 | 45.6657 | 36.0672 | 0.992 | 12.5708 | 14.6029 | 5.6032 | 0.17312 | 0.043333 | 9.4286 | 22.1429 | 0 | 12.7778 | 14.6142 | 10.9838 | 1.7462 | 3.0321 | 11.9503 | 5.7892 | 7.4034 | 4.548 | 62.927 | 98.9634 | 58.6786 | 91.9621
3716 | 2.1221 | 6.5479 | 2 | 2.4938 | 6.4065 | 0.17124 | 0.020239 | 0.0064275 | 2.1147 | 296.9099 | 46.3213 | 32.6115 | 1.3135 | 12.6272 | 14.1853 | 0.86931 | 0.078561 | 0.025856 | 1.9297 | 15.9128 | 2.2301 | 2.698 | 9.1478 | 6.547 | 2.41 | 4.2387 | 12.4827 | 6.1751 | 8.5892 | 4.1996 | 54.8336 | 81.4951 | 55.5622 | 89.6419
3717
3718 | 3.6476 | 10.9064 | 2.2155 | 2.5493 | 5.9878 | 3.4941 | 0.040172 | 0.0069689 | 1.8408 | 293.125 | 31.6804 | 30.2112 | 0.73212 | 15.6832 | 17.1597 | 10.5865 | 0.27841 | 0.053879 | 5.1282 | 20.9103 | 2.8347 | 3 | 8.3194 | 7.5947 | 1.6045 | 3.2029 | 15.188 | 11.224 | 10.0971 | 7.1628 | 50.3424 | 60.0454 | 43.9782 | 63.7528
3719
3720 |  |  |  | 2.4273 | 5.59
3721
3722 | 3.1733 | 11.2677 | 2 | 2.3558 | 8.6533 | -0.15574 | 0.006696 | 0.0058719 | 2.0259 | 297.8568 | 47.2496 | 37.8595 | 1.5038 | 12.3772 | 14.2856 | 0.74968 | 0.14146 | 0.0084141 | 1.587 | 13.0326 | 2.8653 | 1.63 | 14.4654 | 10.6398 | 2.8155 | 4.6738 | 11.5883 | 6.1389 | 7.5235 | 4.6476 | 73.7246 | 97.0538 | 59.7461 | 91.011
3723
3724 | 2.0387 | 5.8611 | 2 | 2.0349 | 7.6145 | -0.041403 | 0.0091647 | 0.0059402 | 2.439 | 298.0383 | 47.7534 | 38.262 | 1.555 | 12.2296 | 14.3287 | 1.3136 | 0.1381 | 0.011624 | 1.7563 | 14.3299 | 3.1747 | 1.9675 | 13.042 | 9.8767 | 2.8747 | 4.7946 | 11.3923 | 5.7728 | 7.321 | 4.4594 | 73.9777 | 99.3574 | 60.8579 | 92.6377
3725
3726
3727 | 3.0093 | 6.9129 | 2 | 2.5951 | 6.3473 | 9.5219 | 0.005 | 0.0067625 | 2.0482 | 296.8519 | 36.9416 | 30.7571 | 1.0828 | 14.7704 | 16.2786 | 0.40654 | 0 | 0.0325 | 1.6667 | 22 | 0.23 | 2.25 | 8.3665 | 6.515 | 2.055 | 3.7494 | 14.5397 | 9.2925 | 10.1207 | 5.8085 | 47.1386 | 71.3509 | 44.5841 | 74.7575
3728 |  |  |  | 2.1675 | 5.3405 |  |  | 0.006943 | 1.7423 | 293.6946 | 32.2345 | 30.8128 | 0.76777 | 15.6325 | 17.1029 | 38.835 | [6 empty] | 8.5896 | 7.7545 | 1.6289 | 3.2599 | 15.2203 | 10.6421 | 10.0676 | 6.3631 | 48.9871 | 67.0307 | 44.1379 | 68.2768
3729
3730
3731
3732
3733 | 2.927 | 8.8638 | 2 | 1.6347 | 4.5137 | -0.40736 | 0.038986 | 0.0066127 | 1.7838 | 295.681 | 39.6063 | 34.6327 | 1.0126 | 14.0076 | 15.3513 | 12.5721 | 0.29933 | 0.057143 | 3.1929 | 16.25 | 1.826 | 7.0415 | 10.1977 | 8.5393 | 1.9733 | 3.5886 | 13.4184 | 8.9333 | 8.9448 | 5.6991 | 56.4985 | 74.6942 | 49.6768 | 76.8839
3734
3735 | 2.3899 | 7.0866 | 2 | 2.3476 | 6.4777 | 0.57931 | 0.043663 | 0.0058377 | 2.6966 | 296.2685 | 48.9428 | 33.7803 | 1.3274 | 11.899 | 13.6335 | 1.1993 | 0.087268 | 0.062965 | 2.0982 | 16.5134 | 2.381 | 3.8895 | 8.7856 | 6.4287 | 2.341 | 4.1221 | 12.3709 | 5.6955 | 8.3235 | 3.8902 | 53.6263 | 89.2193 | 55.725 | 93.8272
3736 | 2.215 | 10.2268 | 2 | 3.6365 | 8.1377 | -4.9447 | 0.04 | 0.0072957 | 2.3133 | 292.405 | 26.4394 | 23.3267 | 0.60918 | 16.6269 | 18.3544 | 24.8414 | 0.95084 | 0.033333 | 19 | 22.3333 | 9.3767 | 10 | 10.5367 | 8.945 | 1.4423 | 2.4534 | 15.7815 | 13.9648 | 12.4284 | 10.1838 | 47.7161 | 45.494 | 36.5857 | 46.9785
3737
3738
3739
3740
3741 | 8.2058 | 19.9389 | 2.0851 | 1.9773 | 5.3106 | 0.40893 | 0.051094 | 0.0057221 | 3.3185 | 294.9571 | 48.2508 | 32.0457 | 1.2716 | 11.834 | 13.8179 | 1.5416 | 0.10359 | 0.080547 | 2.1028 | 15.1896 | 4.0355 | 8.0213 | 9.5938 | 6.4016 | 2.1301 | 3.9114 | 12.7776 | 5.7651 | 7.9322 | 3.9291 | 48.8318 | 81.5107 | 53.808 | 93.7432
3742 | 5.4839 | 12.8073 | 2 | 2.6081 | 7.2908 | -1.3168 | 0.045985 | 0.0060313 | 4.307 | 296.6812 | 46.0385 | 33.7185 | 1.4524 | 12.3845 | 14.9132 | 5.3677 | 0.23578 | 0.052643 | 2.8174 | 16.7304 | 6.4565 | 5.5736 | 9.7884 | 7.4754 | 2.5762 | 4.5734 | 12.1661 | 5.5438 | 7.5293 | 4.2119 | 55.8087 | 86.547 | 57.2924 | 94.5846
3743
3744 | 3.4277 | 8.8113 | 2 | 3.0808 | 8.5344 | 0.22497 | 0.00014085 | 0.0072355 | 0.85333 | 295.7127 | 33.777 | 36.9531 | 0.83965 | 15.6025 | 16.2956 | 7.5054 | 0.27366 | 0.0022535 | 1.85 | 10.8 | 1.1276 | 2.2394 | 13.4055 | 12.3867 | 2.0717 | 2.7807 | 13.4184 | 13.6221 | 8.7417 | 8.8475 | 75.4743 | 69.4792 | 52.6582 | 52.784
3745 | 6.2331 | 16.2573 | 2.9841 | 1.8228 | 4.5137 | 0.014259 | 0.044127 | 0.0049348 | 2.0918 | 292.5679 | 56.432 | 35.7579 | 1.168 | 10.174 | 11.5903 | 0.94431 | 0.00099206 | 0.16397 | 1.8788 | 15.6667 | 1.36 | 2.6349 | 6.4293 | 5.9149 | 1.9165 | 3.242 | 8.9002 | 5.4325 | 5.0417 | 3.4346 | 51.7308 | 73.5145 | 75.6439 | 96.5518
3746
3747 | 1.5415 | 4.8445 | 2 | 2.0734 | 4.5989 | -0.40282 | 0.014102 | 0.0054696 | 1.865 | 296.8875 | 60.7503 | 39.3235 | 1.6139 | 9.3818 | 10.7343 | 0.54688 | 0.029517 | 0.072574 | 1.7674 | 13.3256 | 0.8867 | 1.6381 | 5.5569 | 5.3665 | 2.755 | 4.3368 | 8.8208 | 5.1059 | 5.6262 | 3.3869 | 54.5392 | 80.1668 | 75.559 | 97.8036
3748
3749
3750
3751
3752 | 11.562 | 27.3941 | 2 | 2.7426 | 7.55 | 1.822 | 0.068318 | 0.0072333 | 2.2415 | 293.389 | 24.9164 | 27.7064 | 0.64806 | 17.3211 | 19.0241 | 1.1028 | 0.10316 | 0.079845 | 3.297 | 18.5594 | 5.9574 | 14.0467 | 12.7829 | 11.1606 | 1.5557 | 2.5138 | 16.3477 | 14.565 | 13.2309 | 10.797 | 55.7585 | 58.9983 | 34.5791 | 45.2706
3753
3754 |  |  |  | 1.928 | 5.2022
3755 | 0.59288 | 2.3598 | 2 | 1.7338 | 4.5032 | -3.0814 | 0.0005 | 0.0062201 | 1.0083 | 299.345 | 55.3922 | 36.7469 | 1.648 | 10.8748 | 11.8117 | 0.57199 | 0.0048182 | 0.0095 | 1.25 | 13.5 | 0 | 0.15 | 6.25 | 5.0757 | 3.0895 | 4.4302 | 10.0123 | 6.0506 | 7.1515 | 4.0467 | 49.5053 | 70.2438 | 67.666 | 92.3234
3756
3757
3758
3759
3760 |  |  |  | 3.6742 | 8.969
3761 | 0.67674 | 2.2911 | 2 | 1.9489 | 4.5289 | -0.78087 | 0.0021184 | 0.0061486 | 1.4329 | 298.4257 | 55.7967 | 35.8983 | 1.6009 | 10.6128 | 11.7667 | 0.76022 | 0.0054616 | 0.0098287 | 1.7025 | 15.9553 | 1.2717 | 1.0078 | 5.9813 | 4.9576 | 2.8866 | 4.4177 | 9.8908 | 5.9035 | 6.7337 | 3.7631 | 49.069 | 70.3869 | 68.9462 | 93.2514
3762
3763
3764
3765
3766
3767 | 0.43632 | 1.4148 | 2 | 2.4745 | 8.9266 | -0.72078 | 0 | 0.0058398 | 2.0402 | 298.1059 | 48.3685 | 36.1021 | 1.5522 | 12.1908 | 14.0679 | 11.0745 | 0.26341 | 0 | 1.75 | 9.75 | 0 | 0 | 11.8766 | 8.5658 | 2.879 | 4.7546 | 11.1557 | 6.036 | 7.3537 | 4.6596 | 69.1759 | 86.7489 | 62.0252 | 90.9788
3768
3769 | 6.8115 | 14.0002 | 2 | 2.0535 | 6.0349 | -2.8044 | 0.056047 | 0.006255 | 3.0704 | 295.8115 | 38.1608 | 40.9306 | 1.1481 | 14.4048 | 16.565 | 5.1408 | 0.088063 | 0.042907 | 1.2727 | 14.2727 | 0.32767 | 1.0116 | 14.3517 | 11.9503 | 2.2927 | 3.9662 | 13.7941 | 7.5297 | 8.9978 | 4.9396 | 72.6645 | 111.2272 | 48.6093 | 82.7266
3770 |  |  |  | 3.592 | 8.1864 |  |  | 0.0072879 | 2.0409 | 292.5211 | 27.3828 | 22.1544 | 0.65016 | 16.4263 | 17.9919 | 33.1548 | [6 empty] | 9.9211 | 8.3946 | 1.598 | 2.722 | 15.3842 | 13.4838 | 12.4898 | 10.3819 | 45.0328 | 42.5263 | 38.0298 | 48.5883
3771 | 2.4306 | 7.3333 | 2 | 2.337 | 5.8423 | -2.5192 | 0.036222 | 0.0070307 | 1.2254 | 293.1855 | 26.6225 | 26.9726 | 0.65519 | 17.0008 | 18.2647 | 3.8687 | 0.18236 | 0.037333 | 2.913 | 19.0543 | 3.0176 | 5.6741 | 11.1413 | 10.0716 | 1.3912 | 2.5852 | 15.7561 | 14.0671 | 13.4527 | 11.9242 | 45.7508 | 53.0645 | 35.7613 | 43.976
3772 | 12.9744 | 28.3835 | 2.8889 | 1.9538 | 5.0798 | 4.0119 | 0.09963 | 0.0060327 | 3.4034 | 294.4672 | 45.1231 | 31.0903 | 1.1726 | 12.42 | 14.4494 | 4.3389 | 0.16559 | 0.16667 | 5.7826 | 21.2609 | 3.3756 | 13.5556 | 12.8331 | 8.7433 | 2.0728 | 3.5342 | 12.643 | 6.3671 | 7.9962 | 4.4672 | 47.2925 | 72.7287 | 53.2478 | 88.8746
3773
3774 | 14.7379 | 34.2343 | 2.704 | 2.0682 | 5.7737 | -0.71825 | 0.04864 | 0.0058021 | 3.9478 | 294.8098 | 36.8641 | 32.2458 | 1.1396 | 14.2623 | 17.3966 | 3.9063 | 0.18705 | 0.05824 | 3.0495 | 17.3168 | 2.7814 | 8.712 | 15.0874 | 11.9475 | 2.3638 | 4.1108 | 13.5166 | 6.5545 | 8.5724 | 4.2796 | 60.4993 | 97.1367 | 50.5574 | 88.8385
3775
3776
3777
3778 | 8.0364 | 19.8976 | 2 | 3.0989 | 10.0713 | -0.22009 | 0.043266 | 0.0070702 | 3.0019 | 289.5763 | 16.2457 | 19.0553 | 0.35425 | 19.8786 | 22.2888 | 2.4863 | 0.18124 | 0.028895 | 2.6719 | 18.3281 | 1.8876 | 5.9698 | 12.5909 | 10.0792 | 1.1912 | 1.8351 | 19.7686 | 15.4026 | 15.4809 | 11.4827 | 39.5595 | 46.7002 | 24.8788 | 40.6054
3779
3780 | 10.1467 | 23.9035 | 3 | 2.0736 | 5.3266 | 0.45554 | 0.086641 | 0.0065754 | 2.9276 | 294.1241 | 42.0104 | 35.2745 | 0.98323 | 13.285 | 14.9863 | 1.0864 | 0.099676 | 0.10652 | 3.3716 | 17.7584 | 1.5605 | 12.3164 | 9.6795 | 8.1117 | 1.8973 | 3.6395 | 12.8562 | 7.6033 | 7.9366 | 4.5937 | 55.1713 | 78.9057 | 52.8544 | 84.354
3781
3782 | 11.734 | 22.7982 | 2.197 | 1.9009 | 5.1328 | -2.67 | 0.057955 | 0.0064838 | 3.6624 | 293.4271 | 27.5065 | 26.9603 | 0.8071 | 17.0514 | 19.6015 | 0.40666 | 0.080207 | 0.073532 | 1.5882 | 12.661 | 1.2137 | 7.4424 | 11.918 | 9.423 | 1.6161 | 3.156 | 17.6635 | 9.9366 | 11.1614 | 5.8617 | 46.196 | 73.2431 | 32.9113 | 70.4871
3783
3784 | 0.92885 | 4.2812 | 2 | 2.0367 | 6.6509 | -1.6904 | 0.0077273 | 0.0064224 | 1.5181 | 297.5889 | 42.6037 | 31.8119 | 1.2951 | 13.6426 | 14.9664 | 9.3298 | 0.19117 | 0.053636 | 3.7059 | 21 | 0.36818 | 0.95455 | 12.408 | 8.7915 | 2.4058 | 3.8534 | 13.3798 | 7.7905 | 9.5957 | 5.2864 | 46.5823 | 68.2941 | 52.023 | 80.172
3785
3786 |  |  |  | 2.2248 | 6.0972
3787 | 3.5086 | 10.2668 | 2 | 2.4188 | 6.3785 | 0.076792 | 0.031919 | 0.0071132 | 2.4758 | 295.1053 | 25.7114 | 27.5784 | 0.77158 | 17.4744 | 19.2541 | 4.4145 | 0.15034 | 0.032323 | 3.1127 | 18.8873 | 0.83727 | 4.303 | 11.0299 | 9.5547 | 1.6252 | 2.9347 | 16.3156 | 14.0317 | 13.5782 | 11.1808 | 51.1389 | 58.5249 | 35.4004 | 46.8655
3788 |  |  |  | 2.0459 | 6.465
3789 | 3.7087 | 10.9314 | 2 | 1.8358 | 5.5831 | 0.64015 | 0.024299 | 0.0069844 | 2.6402 | 295.1134 | 30.6345 | 29.4592 | 0.85703 | 16.0843 | 17.8929 | 1.9069 | 0.066778 | 0.063738 | 1.7895 | 15.4887 | 0.96 | 2.7664 | 10.4743 | 8.7009 | 1.7697 | 3.2533 | 15.7406 | 11.3236 | 11.434 | 7.7312 | 52.3663 | 68.0957 | 39.7412 | 62.7317
3790 | 3.8738 | 13.9072 | 3 | 2.1002 | 6.6846 | -0.68744 | 0.19182 | 0.0070508 | 2.6969 | 295.5232 | 33.6063 | 30.134 | 0.92809 | 15.1663 | 16.9374 | 16.215 | 0.7036 | 0.043636 | 19.4545 | 22 | 3.1155 | 9.6364 | 11.1916 | 9.5901 | 1.8964 | 3.4559 | 13.6814 | 11.3875 | 11.2079 | 8.5514 | 55.6368 | 60.9635 | 45.8687 | 58.6473
3791 |  |  |  | 1.9441 | 5.1388
3792 | 3.6471 | 9.4423 | 2 | 2.5369 | 6.782 | -1.3701 | 0.050278 | 0.0068841 | 1.6819 | 296.7643 | 38.386 | 32.4597 | 1.0848 | 14.4239 | 15.8151 | 2.987 | 0.28517 | 0.017778 | 1.8478 | 15.1739 | 3.6597 | 7.75 | 6.4533 | 6.1 | 2.074 | 3.8017 | 13.8652 | 8.908 | 10.2694 | 5.5497 | 47.0293 | 71.8086 | 46.8069 | 77.0111
3793 | 10.2215 | 20.2578 | 3 | 2.0985 | 6.6856 | -2.7794 | 0.062209 | 0.0068475 | 3.0536 | 294.1249 | 36.7503 | 31.7677 | 0.92022 | 14.6003 | 16.5166 | 0.33394 | 0.078705 | 0.080562 | 1.5918 | 15.283 | 1.1872 | 5.5422 | 10.6131 | 7.9374 | 1.825 | 3.653 | 14.7145 | 8.1165 | 8.6258 | 4.8783 | 50.7731 | 81.9961 | 46.4681 | 81.5556
3794 | 13.1564 | 24.6787 | 3 | 2.6683 | 7.7838 | 0.80017 | 0.079833 | 0.0052484 | 4.4027 | 294.5944 | 47.544 | 34.2225 | 1.2412 | 11.8955 | 14.1338 | 0.52862 | 0.054136 | 0.050906 | 2.5149 | 17.2921 | 1.2706 | 7.4916 | 11.2201 | 7.866 | 2.1212 | 3.6927 | 12.6189 | 5.7989 | 7.8799 | 4.0107 | 56.4566 | 94.3104 | 53.7257 | 93.0645
3795 | 1.4934 | 5.2211 | 2.3119 | 2.3131 | 5.6821 | -0.029512 | 0.0058206 | 0.0060038 | 1.7592 | 297.0463 | 49.4269 | 31.503 | 1.3779 | 11.9517 | 13.2404 | 0.94779 | 0.028868 | 0.031356 | 1.6558 | 15.3365 | 0.55537 | 2.1814 | 7.3315 | 6.3657 | 2.379 | 3.9145 | 11.6101 | 6.6408 | 7.9994 | 4.5401 | 42.4562 | 67.2149 | 59.5133 | 87.8803
3796
3797 | 1.4799 | 4.7116 | 2 | 3.4348 | 7.4948 | 2.9923 | 0.0095699 | 0.0072316 | 1.4901 | 295.9325 | 34.3595 | 30.3478 | 0.93407 | 15.3751 | 16.7217 | 7.1875 | 0.26367 | 0 | 6.25 | 16.9 | 1.1808 | 2.7527 | 6.3126 | 5.9383 | 2.0018 | 3.6088 | 13.7812 | 11.2356 | 10.958 | 7.6813 | 48.9905 | 59.2056 | 46.1654 | 63.0513
3798 | 9.5187 | 19.4449 | 3 | 1.678 | 5.6306 | 1.2837 | 0.070697 | 0.0053093 | 3.9148 | 294.9658 | 50.006 | 34.2084 | 1.3168 | 11.3257 | 13.4883 | 1.8901 | 0.10554 | 0.05082 | 2.3778 | 16.0148 | 2.3075 | 7.3156 | 9.3484 | 6.9132 | 2.2601 | 3.8425 | 12.1501 | 5.4877 | 7.0512 | 3.8376 | 58.2634 | 90.8015 | 56.7978 | 95.3741
3799
3800
3801
3802 |  |  |  | 2.4358 | 6.0396 |  |  | 0.0068315 | 1.4717 | 296.4129 | 36.0135 | 31.4297 | 1.0056 | 14.9962 | 16.2268 | 35.0655 | [6 empty] | 9.9939 | 8.735 | 1.9825 | 3.632 | 14.3482 | 10.0563 | 9.6859 | 6.2325 | 52.2082 | 67.743 | 45.2538 | 70.9674
3803 | 1.2879 | 5.915 | 2 | 2.0129 | 5.5403 | -0.11926 | 0.011596 | 0.0061658 | 1.8905 | 297.1811 | 43.5057 | 34.575 | 1.2874 | 13.4087 | 14.8443 | 2.6277 | 0.14157 | 0.019249 | 2.3226 | 17.1129 | 1.4446 | 2.2958 | 10.8102 | 8.0988 | 2.2214 | 3.973 | 13.3169 | 7.3145 | 9.6071 | 4.8997 | 49.8776 | 83.3019 | 50.7212 | 84.0017
3804
3805
3806 | 1.321 | 3.6592 | 2 | 3.5341 | 8.1624 | -1.8762 | 0.0019725 | 0.0061382 | 0.81007 | 295.926 | 42.7796 | 34.7778 | 1.0392 | 13.5292 | 14.3379 | 0.53359 | 0.48149 | 0.0062385 | 1.6437 | 14.4023 | 0.22963 | 0.61468 | 7.7942 | 7.671 | 1.9751 | 3.0882 | 12.2646 | 9.3168 | 8.3869 | 5.991 | 57.8018 | 69.9534 | 54.5372 | 73.4041
3807
3808
3809
3810
3811
3812 |  |  |  | 3.1896 | 7.772
3813
3814 | 1.5189 | 3.6854 | 2 | 2.4909 | 8.2629 | 0.89643 | 0 | 0.0074059 | 1.0092 | 293.0093 | 27.6243 | 25.5135 | 0.62861 | 16.7799 | 17.6578 | 33.5308 | 0.34006 | 0 | 3.6 | 22 | 2.3986 | 1.8571 | 8.0918 | 8.5238 | 1.6255 | 2.1429 | 16.1713 | 15.4025 | 12.6416 | 11.5037 | 44.4321 | 44.7193 | 36.9072 | 40.7936
3815 |  |  |  | 3.2448 | 8.7583 |  |  | 0.007429 | 1.7771 | 291.056 | 22.8751 | 23.0814 | 0.47242 | 17.6669 | 19.1576 | 0.65228 | [6 empty] | 11.8727 | 9.7718 | 1.3079 | 1.9926 | 17.3304 | 15.4588 | 12.7638 | 11.332 | 49.2999 | 45.3712 | 32.4595 | 40.6205
3816 |  |  |  | 3.595 | 7.5299
3817 | 1.0586 | 3.2937 | 2 | 3.3002 | 9.8966 | 0.898 | 0.0077385 | 0.0061731 | 1.6625 | 298.145 | 49.2325 | 40.6467 | 1.5426 | 12.1756 | 13.7257 | 2.85 | 0.18198 | 0.0077739 | 2.484 | 17.3178 | 1.3254 | 2.7032 | 14.1362 | 10.3739 | 2.9676 | 4.6952 | 10.8729 | 6.0433 | 7.1775 | 4.5999 | 80.434 | 103.8914 | 63.351 | 90.7881
3818
3819
3820
3821
3822 |  |  |  | 2.6232 | 6.0185 |  |  | 0.0071053 | 1.4595 | 293.6181 | 34.2529 | 32.6923 | 0.74449 | 15.2169 | 16.5993 | 28 | [6 empty] | 8.8963 | 7.7917 | 1.6289 | 3.1621 | 14.6441 | 10.4671 | 9.7427 | 6.2179 | 54.6427 | 69.2966 | 47.5352 | 69.9006
3823
3824 | 3.8838 | 10.4293 | 2.7236 | 2.5656 | 7.0359 | -1.71 | 0.043496 | 0.0067668 | 1.8261 | 295.9145 | 36.3291 | 30.0941 | 0.98643 | 14.8184 | 16.1572 | 1.2576 | 0.11655 | 0.049187 | 2.1 | 16.9833 | 1.1366 | 4.3252 | 7.7987 | 7.5141 | 1.8498 | 3.5367 | 14.1777 | 10.1686 | 9.7696 | 6.4084 | 47.9649 | 61.7114 | 46.5871 | 70.0914
3825
3826
3827 | 4.294 | 12.3916 | 2.203 | 2.0033 | 4.4604 | 2.2207 | 0.031654 | 0.0051727 | 1.8828 | 294.5178 | 58.3136 | 37.3984 | 1.3691 | 9.8485 | 11.1888 | 1.5224 | 0.026865 | 0.093008 | 2.1758 | 16.022 | 2.4927 | 2.9774 | 6.1361 | 5.7086 | 2.3062 | 3.7178 | 8.8538 | 5.291 | 5.3554 | 3.5138 | 52.5567 | 76.0092 | 75.2735 | 96.7572
3828
3829 |  |  |  | 2.4071 | 6.5008 |  |  | 0.0068353 | 1.8292 | 297.2949 | 41.1243 | 30.0453 | 1.2436 | 13.93 | 15.3519 | 2.0541 | [6 empty] | 8.9537 | 6.4768 | 2.3479 | 4.1113 | 13.5689 | 7.1041 | 9.6536 | 4.8048 | 49.4754 | 71.2572 | 50.1812 | 82.829
3830 |  |  |  | 2.1378 | 5.3343 |  |  | 0.0072906 | 1.5698 | 293.0814 | 31.5915 | 30.5967 | 0.67604 | 15.6936 | 17.0909 | 56.3849 | [6 empty] | 8.5451 | 7.7516 | 1.5581 | 3.0328 | 14.9302 | 11.7139 | 10.1473 | 7.5205 | 52.7039 | 56.5943 | 44.6818 | 60.7672
3831
3832
3833 |  |  |  | 3.0402 | 7.6769 |  |  | 0.0068059 | 1.4301 | 295.2592 | 32.1726 | 27.8059 | 0.8609 | 15.824 | 17.0972 | 5.368 | [6 empty] | 7.7379 | 7.8097 | 1.6355 | 3.2047 | 15.1023 | 11.7994 | 10.7115 | 7.5838 | 45.499 | 55.6061 | 41.161 | 61.4392
3834
3835 | 2.5037 | 9.0817 | 2 | 2.1713 | 5.9196 | 0.43369 | 0.024211 | 0.0070978 | 1.999 | 295.0761 | 27.3932 | 28.0924 | 0.78182 | 17.0596 | 18.5905 | 29.3746 | 0.47343 | 0.027368 | 6.4667 | 20.8667 | 0 | 0 | 10.5483 | 9.1609 | 1.5822 | 2.996 | 16.071 | 13.2874 | 13.2435 | 10.508 | 49.4809 | 56.6306 | 36.2908 | 48.6771
3836 | 5.6835 | 14.1457 | 2 | 3.3745 | 7.3258 | 4.7341 | 0.11955 | 0.00694 | 1.8267 | 294.3625 | 31.3791 | 28.1543 | 0.82823 | 15.8889 | 17.3457 | 7.3532 | 0.29247 | 0.025227 | 6.7209 | 22 | 4.598 | 11.3182 | 7.2581 | 6.8309 | 1.8315 | 3.4302 | 15.6538 | 11.1303 | 10.3924 | 7.1836 | 42.134 | 59.3102 | 40.9257 | 63.7661
3837
3838
3839
3840 |  |  |  | 1.8989 | 5.0577
3841 |  |  |  | 2.1245 | 5.3477
3842 | 7.1286 | 17.2188 | 2.8894 | 2.1261 | 4.4723 | -0.56143 | 0.044924 | 0.0050413 | 1.972 | 293.466 | 56.3308 | 35.7851 | 1.2339 | 10.2164 | 11.601 | 0.75362 | 0.017991 | 0.11744 | 1.8282 | 15.0136 | 2.2786 | 3.8698 | 6.185 | 5.7226 | 2.0435 | 3.393 | 9.0189 | 5.5206 | 5.2631 | 3.4974 | 51.7601 | 74.7721 | 74.9287 | 95.9718
3843
3844
3845
3846 | 1.6217 | 5.3723 | 2 | 3.2655 | 8.3431 | -0.79983 | 0.012294 | 0.0067754 | 1.0753 | 297.95 | 44.3436 | 38.6744 | 1.1964 | 13.1167 | 13.9214 | 0.30451 | 0.26209 | 0.029541 | 1.537 | 12.9259 | 0.55642 | 1.0367 | 10.7205 | 9.5142 | 2.1959 | 3.4885 | 11.098 | 9.7357 | 6.7066 | 6.4842 | 69.703 | 73.863 | 63.5033 | 70.5529
3847
3848 | 2.0169 | 6.7216 | 2 | 2.2228 | 5.8479 | -0.74074 | 0.024642 | 0.0057597 | 2.5006 | 296.1818 | 48.1016 | 33.8771 | 1.3139 | 12.1886 | 13.8787 | 1.1493 | 0.081843 | 0.042312 | 2.1413 | 17.277 | 3.2443 | 3.629 | 8.1779 | 6.4438 | 2.3028 | 4.0928 | 12.7058 | 5.8545 | 8.4941 | 3.9952 | 53.4834 | 89.2686 | 54.3836 | 92.7995
3849
3850 | 4.7079 | 13.8528 | 2 | 2.5649 | 7.2405 | -0.030741 | 0.037528 | 0.0058576 | 3.4351 | 296.4369 | 47.2513 | 33.7041 | 1.3314 | 12.1343 | 14.1423 | 0.69043 | 0.0043405 | 0.034266 | 1.8209 | 14.1194 | 4.774 | 5.3494 | 8.6668 | 7.0336 | 2.2806 | 3.9783 | 12.7942 | 5.9673 | 8.494 | 4.0472 | 54.0673 | 95.186 | 53.3044 | 92.4412
3851
3852
3853
3854
3855 | 2.7256 | 9.9657 | 2 | 2.1449 | 6.3692 | -0.44183 | 0.055 | 0.0072826 | 1.0633 | 291.2372 | 23.9737 | 23.5287 | 0.50379 | 17.4943 | 18.6589 | 30.12 | 0.64316 | 0.015 | 11.5833 | 22.0833 | 2.35 | 7.25 | 10.5143 | 9.3955 | 1.3319 | 1.951 | 16.537 | 15.4789 | 13.5978 | 13.592 | 43.1159 | 43.6568 | 31.471 | 36.3393
3856
3857
3858 | 2.0163 | 6.1195 | 2 | 3.9817 | 8.919 | -2.4126 | 0.019107 | 0.0066909 | 1.7769 | 297.6817 | 42.5971 | 37.4576 | 1.2522 | 13.6607 | 15.0788 | 3.8425 | 0.28883 | 0.034286 | 1.9167 | 15.9444 | 0.74018 | 4.0536 | 6.6585 | 6.4568 | 2.3528 | 4.0481 | 12.1578 | 8.3501 | 9.2576 | 5.5465 | 59.4342 | 77.3991 | 55.9556 | 79.6288
3859
3860 | 7.9985 | 17.8339 | 2 | 1.7827 | 5.8081 | -5.3745 | 0.049432 | 0.0045536 | 2.604 | 292.7467 | 47.846 | 39.0848 | 1.1428 | 11.8984 | 13.9078 | 0.95415 | 0.15429 | 0.061616 | 2.0283 | 13.8962 | 2.8484 | 6.048 | 14.045 | 11.0495 | 2.042 | 3.5076 | 11.8966 | 5.7275 | 7.1486 | 4.4007 | 68.3585 | 107.7851 | 59.1178 | 92.9601
3861 |  |  |  | 2.6007 | 6.5006
3862 | 8.4675 | 22.2355 | 3 | 2.1285 | 5.493 | 1.5864 | 0.10238 | 0.0066073 | 3.0287 | 294.1037 | 41.7515 | 34.8559 | 0.98143 | 13.3261 | 15.0649 | 1.3744 | 0.3586 | 0.067381 | 7.5676 | 21.5135 | 1.1988 | 15.381 | 9.5514 | 8.0239 | 1.8914 | 3.644 | 12.8668 | 7.6405 | 7.8732 | 4.5677 | 54.5423 | 77.89 | 52.8281 | 84.1735
3863 |  |  |  | 1.7332 | 5.1674 |  |  | 0.0068811 | 1.4383 | 295.9956 | 35.9549 | 31.1692 | 0.97213 | 14.9374 | 16.2888 | 42.3835 | [6 empty] | 9.9947 | 8.8978 | 2.0644 | 3.6248 | 13.6377 | 10.6634 | 10.2595 | 7.223 | 57.7775 | 60.2239 | 47.0963 | 66.0721
3864 | 3.3337 | 8.8763 | 2.6932 | 2.4974 | 6.9954 | -1.8265 | 0.034406 | 0.00641 | 2.2224 | 296.0557 | 41.6914 | 34.4624 | 1.1333 | 13.6286 | 15.1969 | 0.34943 | 0.18306 | 0.028784 | 1.5373 | 11.9403 | 1.2222 | 2.4436 | 9.5689 | 7.5259 | 2.1433 | 3.7171 | 13.3858 | 7.6792 | 8.7023 | 4.7763 | 56.9313 | 88.3416 | 50.693 | 83.4494
3865
3866
3867 | 8.9635 | 22.2341 | 2 | 3.0883 | 7.7865 | -4.7922 | 0.046452 | 0.0071635 | 2.3269 | 293.2126 | 27.7035 | 29.3482 | 0.63784 | 16.7133 | 18.3225 | 1.1624 | 0.13897 | 0.060157 | 1.8966 | 12.3793 | 0.87758 | 2.4758 | 11.9838 | 10.3559 | 1.5403 | 2.6332 | 16.2596 | 12.7228 | 10.5638 | 8.018 | 55.2769 | 61.6049 | 39.1214 | 56.607
3868
3869
3870
3871
3872
3873
3874 | 1.1482 | 3.0783 | 2 | 2.7981 | 7.2896 | 1.8302 | 0.00625 | 0.0059571 | 0.97343 | 296.6492 | 44.2185 | 34.4734 | 1.1241 | 13.3516 | 14.1844 | 0.2574 | 0.18705 | 0.010312 | 3.2 | 15.3 | 0 | 0 | 6.4833 | 6.5284 | 1.9974 | 3.3314 | 12.1941 | 8.605 | 8.1998 | 5.2763 | 53.1999 | 68.8306 | 55.1218 | 78.1282
3875 |  |  |  | 2.2804 | 6.7841
3876 | 5.8594 | 17.0399 | 2.0343 | 1.4837 | 4.6583 | -0.49398 | 0.031245 | 0.0069338 | 2.9476 | 296.3271 | 29.2778 | 29.9074 | 0.95194 | 16.708 | 18.616 | 0.77589 | 0.23047 | 0.041998 | 1.625 | 14.5673 | 1.6715 | 4.3734 | 10.9068 | 8.8093 | 2.1736 | 3.5069 | 15.5025 | 12.1746 | 11.7032 | 8.9463 | 53.4204 | 65.7804 | 41.5605 | 56.9487
3877 |  |  |  | 1.6271 | 4.4746
3878
3879
3880
3881 |  |  |  | 1.4865 | 4.6216
3882 | 8.52 | 21.2217 | 3 | 1.9303 | 4.6357 | -0.080799 | 0.11075 | 0.0065309 | 4.6279 | 294.8199 | 36.4226 | 34.3247 | 0.98179 | 14.6274 | 16.6674 | 2.3325 | 0.22746 | 0.03 | 5.7143 | 22.0286 | 1.4985 | 15.625 | 10.672 | 9.1854 | 1.8377 | 3.5198 | 14.5689 | 9.2323 | 9.613 | 6.2598 | 57.1312 | 78.8395 | 46.0697 | 73.4262
3883 | 10.9324 | 22.4076 | 3 | 1.8007 | 4.5905 | -1.7292 | 0.085419 | 0.0069494 | 3.1499 | 295.3297 | 36.1857 | 31.2687 | 0.96856 | 14.6794 | 16.4573 | 0.546 | 0.043238 | 0.091484 | 2.4335 | 16.0837 | 1.4165 | 15.0613 | 9.5198 | 8.1512 | 1.9217 | 3.6714 | 14.2764 | 9.2062 | 8.8416 | 5.6235 | 50.75 | 69.9972 | 47.0064 | 75.2572
3884
3885
3886
3887
3888
3889
3890 | 5.9708 | 15.4763 | 2.9244 | 2.1591 | 6.8545 | -1.6173 | 0.17378 | 0.0070304 | 2.7249 | 295.4818 | 33.678 | 30.342 | 0.93042 | 15.1571 | 16.9338 | 15.361 | 0.50727 | 0.039832 | 13.7885 | 21.7885 | 4.0671 | 13.7059 | 11.2417 | 9.6141 | 1.8978 | 3.4563 | 13.7195 | 11.3411 | 11.1932 | 8.4883 | 55.809 | 61.5988 | 45.885 | 58.9523
3891 | 1.6516 | 6.7554 | 2.06 | 2.0014 | 6.0545 | -1.3477 | 0.0076 | 0.0060442 | 2.5029 | 296.8331 | 43.368 | 30.9747 | 1.2824 | 13.3936 | 15.1552 | 3.7205 | 0.28306 | 0.0078 | 4.4 | 18.6667 | 0.8152 | 1.16 | 9.5637 | 6.9328 | 2.4169 | 4.1441 | 13.1291 | 7.0323 | 7.7313 | 4.3172 | 54.5946 | 77.0449 | 53.2563 | 86.0933
3892
3893
3894 | 3.0632 | 9.7163 | 2 | 2.263 | 6.1666 | -1.1968 | 0.045 | 0.007179 | 1.6901 | 293.8687 | 29.9269 | 23.8332 | 0.68611 | 16.2028 | 17.5937 | 7.9549 | 0.28107 | 0.076406 | 3.6923 | 16.1282 | 1.9789 | 6.7656 | 6.6683 | 6.2288 | 1.6992 | 2.9498 | 15.2083 | 11.9351 | 9.6339 | 7.3053 | 38.7803 | 48.3353 | 42.7574 | 61.9114
3895 |  |  |  | 1.9782 | 5.3591 |  |  | 0.0070419 | 2.3311 | 295.5497 | 27.0345 | 28.2485 | 0.82377 | 17.2137 | 18.9269 | 18.6565 | [6 empty] | 10.8395 | 9.1061 | 1.7465 | 3.1506 | 16.1898 | 13.4968 | 13.1867 | 10.1957 | 50.4886 | 60.1764 | 36.5342 | 50.296
3896 | 11.6359 | 24.5633 | 3 | 2.4033 | 7.5332 | -0.045291 | 0.081475 | 0.0051331 | 3.1446 | 292.8662 | 45.2646 | 32.9941 | 1.1445 | 12.2311 | 14.7961 | 0.78419 | 0.034114 | 0.08877 | 2.4684 | 16.038 | 2.0688 | 9.0082 | 11.6903 | 8.6171 | 2.0182 | 3.7187 | 13.2199 | 5.8377 | 7.328 | 4.075 | 57.9993 | 87.2136 | 52.5247 | 92.9879
3897
3898
3899
3900
3901 | 6.6569 | 16.5008 | 2.5699 | 2.0016 | 5.3784 | 0.63369 | 0.051795 | 0.0057551 | 3.4338 | 294.48 | 47.4031 | 30.9101 | 1.2237 | 11.9913 | 14.0086 | 1.4903 | 0.068692 | 0.12441 | 2.3685 | 17.7071 | 4.0029 | 5.667 | 9.9455 | 6.5706 | 2.0902 | 3.7759 | 12.879 | 5.8381 | 7.9554 | 3.9908 | 47.5162 | 78.1089 | 53.3087 | 93.0536
3902
3903 | 4.6498 | 10.936 | 2 | 1.6993 | 4.4124 | -0.34055 | 0.028352 | 0.0065754 | 2.43 | 295.7794 | 43.672 | 32.6992 | 1.2046 | 12.9651 | 14.6391 | 1.0644 | 0.0050081 | 0.11554 | 1.4785 | 14.6129 | 2.4086 | 4.2898 | 14.5204 | 10.2279 | 2.1264 | 3.7795 | 12.9206 | 6.8896 | 8.6718 | 4.6445 | 45.99 | 75.6402 | 50.7355 | 86.587
3904 | 4.9087 | 11.73 | 2.4667 | 1.9028 | 5.1424 | -0.65913 | 0.029167 | 0.0069241 | 2.7936 | 295.015 | 34.56 | 30.3168 | 0.91407 | 15.0097 | 16.8616 | 9.924 | 0.20105 | 0.037333 | 2.5349 | 13.7674 | 2.91 | 5.9833 | 10.1861 | 7.8847 | 1.8668 | 3.5359 | 14.9253 | 9.3197 | 9.3609 | 5.7717 | 51.067 | 74.2399 | 44.8783 | 74.5674
3905
3906
3907
3908 | 4.5308 | 13.2862 | 3 | 1.6372 | 3.865 | -0.0055307 | 0.039763 | 0.0059127 | 2.2975 | 296.0565 | 50.8311 | 34.7057 | 1.3235 | 11.4293 | 12.8997 | 1.5639 | 0.04808 | 0.094273 | 2.0096 | 16.1971 | 1.0871 | 3.7834 | 9.5357 | 8.1523 | 2.1907 | 3.7061 | 10.9178 | 6.261 | 6.8073 | 4.2243 | 51.4429 | 72.2355 | 63.6189 | 89.5014
3909
3910
3911 | 2.0846 | 5.0615 | 2 | 2.8128 | 6.9544 | -1.9754 | 0.0054545 | 0.0056733 | 1.1479 | 295.6071 | 45.8792 | 37.5626 | 1.1187 | 12.6909 | 13.7224 | 0 | 0.12679 | 0.012 | 1.1333 | 12.9333 | 0.049455 | 0.30909 | 8.5258 | 8.1888 | 1.9182 | 3.3043 | 12.0741 | 8.6159 | 8.5369 | 6.2002 | 60.4224 | 77.6573 | 55.1876 | 76.062
3912 | 0.86645 | 3.1982 | 2 | 2.0163 | 5.5578 | -0.51458 | 0.013256 | 0.0064427 | 1.9038 | 296.9877 | 43.5327 | 30.6498 | 1.269 | 13.2548 | 14.7232 | 0.83055 | 0.071142 | 0.012901 | 1.6984 | 14.5781 | 0.75158 | 1.1616 | 8.3897 | 5.9009 | 2.4379 | 3.8867 | 12.7439 | 7.2826 | 8.6548 | 5.0113 | 45.2913 | 67.6971 | 54.57 | 83.5672
3913 |  |  |  | 1.2844 | 4.2039 |  |  | 0.0069778 | 2.2263 | 295.6687 | 29.2785 | 28.4587 | 0.87181 | 16.5604 | 18.2989 | 32 | [6 empty] | 10.7099 | 8.7333 | 1.8669 | 3.3712 | 15.8095 | 12.2094 | 11.9556 | 8.5368 | 48.4338 | 64.7642 | 39.1431 | 57.4652
3914
3915
3916
3917 | 2.9874 | 8.0591 | 2 | 2.2431 | 5.8651 | -0.84283 | 0.032195 | 0.0069246 | 1.3117 | 295.3919 | 30.9735 | 29.6345 | 0.86657 | 16.017 | 17.3096 | 2.6684 | 0.19296 | 0.022866 | 2.5376 | 16.2151 | 1.2935 | 3.7622 | 10.6594 | 9.6575 | 1.6323 | 3.15 | 15.4022 | 12.346 | 12.245 | 9.5985 | 48.3394 | 63.0268 | 39.3336 | 52.5691
3918 | 5.47 | 15.661 | 2 | 2.3395 | 5.2946 | -0.23095 | 0.05218 | 0.0058655 | 2.2696 | 295.7842 | 45.2881 | 35.4494 | 1.2224 | 12.8698 | 14.45 | 2.7532 | 0.11858 | 0.082729 | 2.7197 | 18.5188 | 4.074 | 5.6773 | 10.8808 | 8.0087 | 2.0263 | 3.7411 | 12.5905 | 6.5386 | 8.4088 | 4.3875 | 52.194 | 86.8848 | 55.1891 | 89.0913
3919 | 4.5386 | 11.6415 | 2 | 2.5595 | 5.9417 | -5.1279 | 0.038737 | 0.0073904 | 1.3612 | 293.0034 | 26.8544 | 22.5882 | 0.58385 | 16.9327 | 18.2024 | 3.5641 | 0.1696 | 0.077895 | 2.029 | 16.9855 | 1.3816 | 4.5053 | 7.338 | 7.2107 | 1.5221 | 2.4667 | 16.0112 | 13.9082 | 11.2093 | 10.0718 | 39.8154 | 40.6882 | 37.7664 | 49.5787
3920
3921
3922 |  |  |  | 2.4415 | 6.7272
3923
3924 | 2.1519 | 6.9697 | 2 | 2.9205 | 8.1928 | -1.4425 | 0.0054545 | 0.0072149 | 0.82832 | 295.7473 | 34.4184 | 38.0644 | 0.84498 | 15.4921 | 16.1678 | 7.8033 | 0.22611 | 0.021705 | 2.6531 | 15.5714 | 0.2942 | 0.44318 | 13.5137 | 12.4211 | 2.0987 | 2.7563 | 13.2589 | 13.5835 | 8.7614 | 9.0281 | 78.9864 | 71.8528 | 53.3705 | 52.7326
3925 | 5.7296 | 13.025 | 2.6447 | 2.0502 | 6.058 | 1.1413 | 0.052895 | 0.0054977 | 3.7669 | 293.9819 | 44.771 | 31.7973 | 1.1136 | 12.6683 | 14.7608 | 3.2313 | 0.23278 | 0.090526 | 2.413 | 16.6522 | 3.1022 | 4.5526 | 8.6198 | 6.7797 | 1.9344 | 3.431 | 13.6179 | 6.136 | 8.513 | 4.1307 | 52.1614 | 90.4044 | 50.129 | 90.972
3926 | 3.6669 | 10.2173 | 2 | 2.1849 | 5.3871 | 0.083135 | 0.042222 | 0.0070605 | 1.7641 | 293.063 | 31.6531 | 30.3694 | 0.71316 | 15.6827 | 17.1394 | 23.3695 | 0.78588 | 0.029074 | 11.4043 | 21.234 | 3.4378 | 5.3333 | 8.3888 | 7.6328 | 1.5826 | 3.1601 | 15.0936 | 11.3575 | 10.0964 | 7.2419 | 51.4368 | 59.0113 | 44.3661 | 63.0175
3927 | 7.3445 | 18.6167 | 2 | 1.6515 | 4.5568 | -0.7331 | 0.051019 | 0.0037086 | 2.456 | 289.0294 | 55.825 | 36.574 | 0.96062 | 10.1985 | 11.74 | 1.0454 | 0.06022 | 0.08309 | 6 | 16.869 | 0.10778 | 2.6296 | 5.7333 | 5.5653 | 1.5927 | 2.6153 | 8.6831 | 5.6614 | 5.0694 | 3.6857 | 55.4731 | 78.9256 | 78.414 | 94.5051
3928 | 4.6924 | 13.2157 | 2 | 2.142 | 5.5481 | -0.40964 | 0.062431 | 0.0071082 | 2.8268 | 295.6173 | 23.8311 | 24.9985 | 0.8095 | 17.8975 | 19.8382 | 1.0389 | 0.14695 | 0.078333 | 2.6293 | 19.069 | 2.8142 | 10.3681 | 11.1177 | 9.2217 | 1.7773 | 3.0587 | 16.6913 | 14.3196 | 14.0304 | 11.7217 | 46.6378 | 54.166 | 34.1475 | 45.3313
3929 | 8.2965 | 21.4242 | 2 | 2.3292 | 6.7643 | 0.51645 | 0.024737 | 0.0068607 | 3.459 | 290.7732 | 21.2703 | 22.2213 | 0.50907 | 17.731 | 20.7127 | 3.297 | 0.082398 | 0.15123 | 1.871 | 17.0968 | 0.68456 | 4.5263 | 12.588 | 10.8229 | 1.4269 | 2.1734 | 18.4584 | 12.5006 | 12.504 | 8.0793 | 45.0765 | 64.2072 | 29.5797 | 55.4542
3930 |  |  |  | 2.699 | 7.9903
3931 |  |  |  | 2.2304 | 6.1545 |  |  | 0.0072231 | 1.5439 | 293.719 | 31.2437 | 26.0702 | 0.74097 | 15.6906 | 17.097 | 27.1638 | [6 empty] | 9.7223 | 8.5171 | 1.7386 | 2.9739 | 14.2023 | 12.2448 | 11.5643 | 9.2624 | 50.7118 | 48.2159 | 43.3053 | 54.3369
3932
3933
3934
3935
3936
3937 | 6.9189 | 16.1588 | 2.1436 | 2.0516 | 6.4561 | -0.39481 | 0.055196 | 0.0043968 | 3.2758 | 291.6485 | 45.3663 | 37.6429 | 1.043 | 12.3289 | 14.552 | 1.2018 | 0.099145 | 0.038329 | 2.8056 | 18.463 | 0.57295 | 4.6554 | 13.879 | 11.0592 | 1.8694 | 3.22 | 12.6919 | 6.1159 | 7.4379 | 4.6327 | 65.6322 | 106.6115 | 55.6964 | 90.6215
3938 | 11.5539 | 25.6138 | 2.7561 | 1.5859 | 4.6202 | -0.15151 | 0.060569 | 0.0047221 | 2.8453 | 290.9594 | 47.6812 | 35.4374 | 0.94642 | 11.8957 | 13.537 | 0.73061 | 0.006691 | 0.16163 | 1.6667 | 8.4 | 0.31512 | 2.1626 | 12.1683 | 10.2042 | 1.59 | 2.6408 | 11.3092 | 6.6748 | 7.2256 | 4.8385 | 57.9193 | 80.7981 | 60.5663 | 86.4787
3939 |  |  |  | 1.9109 | 5.2732
3940
3941
3942
3943
3944 | 3.1196 | 11.9962 | 2 | 2.2744 | 5.5196 | -1.0892 | 0.011283 | 0.0063946 | 2.1802 | 296.5927 | 44.0437 | 32.6792 | 1.2592 | 13.0768 | 14.6481 | 1.3867 | 0.14599 | 0.020801 | 1.715 | 15.5072 | 1.3209 | 2.3411 | 12.9692 | 9.3327 | 2.2167 | 3.8508 | 12.839 | 7.0267 | 9.0121 | 4.745 | 45.7287 | 76.7804 | 51.0778 | 85.9197
3945
3946
3947
3948
3949
3950
3951
3952
3953
3954
3955
3956
3957 |  |  |  | 2.1241 | 5.2838
3958 | 5.3095 | 18.5005 | 2 | 2.5748 | 5.8812 | 0.40554 | 0.007377 | 0.0062247 | 2.1867 | 297.3185 | 44.1849 | 34.1918 | 1.3267 | 13.031 | 14.6404 | 6.7625 | 0.29265 | 0.028361 | 1.7692 | 14.3077 | 0.20656 | 0.42623 | 14.8283 | 10.5121 | 2.3457 | 3.9473 | 13.0261 | 7.3227 | 9.2278 | 4.917 | 46.5855 | 75.735 | 51.7292 | 84.4725
3959
3960
3961
3962 | 9.321 | 34.2036 | 2 | 3.1881 | 7.9977 | -3.1105 | 0.0337 | 0.0060269 | 2.0908 | 296.1978 | 42.577 | 35.2415 | 1.2242 | 13.5788 | 15.2024 | 7.0054 | 0.39057 | 0.024816 | 4.3375 | 19.15 | 6.1089 | 5.72 | 9.8599 | 7.658 | 2.3079 | 4.0305 | 12.9793 | 7.0418 | 8.211 | 4.4977 | 57.3797 | 84.7108 | 52.765 | 85.8005
3963
3964 | 7.0672 | 16.5644 | 2 | 2.2487 | 6.4108 | 0.82054 | 0.060625 | 0.0059075 | 3.0776 | 296.2182 | 45.0709 | 34.849 | 1.3781 | 12.4741 | 14.9029 | 0.69046 | 0.065735 | 0.10859 | 2.1667 | 15.5889 | 3.7061 | 7.6719 | 10.5303 | 8.4341 | 2.4845 | 4.4505 | 12.9676 | 5.9754 | 7.582 | 4.2686 | 59.7965 | 95.3107 | 53.5448 | 92.3388
3965 | 2.628 | 10.4538 | 2 | 3.0566 | 8.5602 | -0.94201 | 0.0475 | 0.0060993 | 1.96 | 296.3898 | 42.6324 | 33.89 | 1.2262 | 13.6133 | 15.1828 | 7.0947 | 0.63564 | 0.01875 | 6.9286 | 22.1429 | 1.325 | 2.625 | 9.5344 | 7.1946 | 2.3363 | 4.0886 | 13.0548 | 7.1336 | 8.1382 | 4.3815 | 56.1023 | 80.6367 | 52.8466 | 85.2343
3966
3967
3968
3969 | 5.6382 | 14.8138 | 2 | 3.4293 | 7.3503 | -1.4263 | 0.13043 | 0.00694 | 1.8267 | 294.3625 | 31.3791 | 28.1543 | 0.82823 | 15.8889 | 17.3457 | 8.8456 | 0.34001 | 0.017447 | 7.5217 | 20.8696 | 5.6679 | 14.4894 | 7.2581 | 6.8309 | 1.8315 | 3.4302 | 15.6538 | 11.1303 | 10.3924 | 7.1836 | 42.134 | 59.3102 | 40.9257 | 63.7661
3970
3971
3972 | 0.81097 | 2.7793 | 2 | 3.7128 | 8.4444 | 0.43285 | 0.013457 | 0.0064272 | 1.6339 | 295.7681 | 43.7729 | 36.8973 | 1.1192 | 13.0715 | 14.46 | 1.7207 | 0.018065 | 0.027654 | 1.7 | 11.8 | 1.0604 | 1.2716 | 7.014 | 6.5738 | 2.2011 | 3.8649 | 12.5378 | 7.8972 | 8.9313 | 5.1829 | 56.4469 | 74.6458 | 54.735 | 81.2609
3973
3974
3975
3976 |  |  |  | 2.1384 | 6.4671 |  |  | 0.0038867 | 2.169 | 290.6634 | 46.7483 | 36.7822 | 1.0157 | 12.346 | 14.3003 | 1.3699 | [6 empty] | 14.0542 | 10.6067 | 1.7967 | 3.0886 | 11.6768 | 5.6918 | 7.1849 | 4.4668 | 63.6632 | 98.0083 | 60.1926 | 92.9082
3977
3978 | 1.1157 | 4.1166 | 2 | 3.4121 | 8.1841 | -1.8411 | 0.014937 | 0.0065911 | 1.6637 | 298.1655 | 43.8429 | 39.1417 | 1.3384 | 13.2056 | 14.5586 | 4.2374 | 0.21428 | 0.014438 | 1.9353 | 14.4438 | 3.0207 | 3.7281 | 7.9099 | 7.3015 | 2.4845 | 4.2375 | 11.6323 | 7.8053 | 8.8599 | 5.1952 | 62.8603 | 80.4589 | 57.4419 | 80.6229
3979 |  |  |  | 2.0786 | 5.7173
3980
3981
3982 | 5.838 | 20.1138 | 2 | 2.1993 | 7.0127 | 0.3369 | 0.0061905 | 0.0060121 | 3.069 | 298.0723 | 47.7052 | 35.2483 | 1.5765 | 12.2421 | 14.4568 | 1.4926 | 0.14 | 0.0047793 | 2.3444 | 15.0111 | 3.3191 | 4.6111 | 10.2633 | 7.7684 | 2.8686 | 4.7564 | 11.7036 | 5.5969 | 7.3042 | 4.3325 | 62.5178 | 86.2258 | 59.6701 | 93.5014
3983
3984 | 0.97342 | 3.2019 | 2 | 2.544 | 6.7981 | -4.8424 | 0.0053533 | 0.0054552 | 1.1317 | 298.4689 | 48.234 | 37.5876 | 1.4141 | 12.6702 | 13.5917 | 0.67753 | 0.19826 | 0.010557 | 1.4967 | 12.0199 | 0.045846 | 0.40685 | 7.1261 | 6.3866 | 2.4233 | 4.0716 | 11.5614 | 7.4932 | 7.9094 | 4.6118 | 52.9109 | 76.5744 | 58.761 | 84.7748
3985
3986 | 9.9975 | 21.5955 | 2.9669 | 1.6872 | 4.3283 | 0.53218 | 0.064435 | 0.0060651 | 3.1105 | 294.6002 | 43.1399 | 32.1196 | 1.1237 | 12.9248 | 14.8732 | 0.76604 | 0.0041767 | 0.082617 | 2 | 15.9267 | 4.69 | 5.9284 | 14.4325 | 10.0178 | 2.0047 | 3.3661 | 12.9337 | 6.789 | 8.2393 | 4.7932 | 48.0984 | 74.8364 | 51.4717 | 86.0069
3987 | 2.0361 | 8.8603 | 2 | 1.9975 | 5.7098 | -0.13974 | 0.015912 | 0.0062439 | 2.382 | 295.9493 | 44.2304 | 30.8397 | 1.2245 | 12.9494 | 14.6203 | 10.0512 | 0.23667 | 0.031606 | 2.3846 | 13.5385 | 1.7604 | 1.6642 | 10.7466 | 7.4246 | 2.1896 | 3.7747 | 13.2216 | 6.8055 | 9.1298 | 4.6768 | 43.4011 | 69.2163 | 49.8078 | 86.7591
3988 | 3.2273 | 10.183 | 2 | 2.0875 | 6.2055 | -0.13984 | 0.019947 | 0.0045615 | 1.5937 | 293.4352 | 40.0514 | 30.9462 | 1.0959 | 14.0646 | 15.7697 | 3.4445 | 0.17799 | 0.017579 | 4.11 | 17.905 | 1.3807 | 4.2789 | 7.716 | 6.8202 | 2.0238 | 3.4702 | 13.0803 | 7.5515 | 8.5864 | 5.6589 | 50.6581 | 74.8853 | 53.6299 | 81.981
3989
3990
3991
3992
3993
3994
3995
3996 | 22.585 | 62.2407 | 3 | 2.0362 | 5.6701 | -2.1422 | 0.14575 | 0.007147 | 3.4951 | 294.7812 | 23.112 | 23.496 | 0.74583 | 17.9664 | 20.0459 | 2.0613 | 0.27733 | 0.066253 | 7.8235 | 20.9706 | 1.1115 | 18.325 | 10.8839 | 8.9312 | 1.7526 | 2.8785 | 16.7233 | 14.1687 | 13.1013 | 11.1456 | 43.3835 | 50.1936 | 35.3521 | 45.5789
3997 | 2.727 | 6.8074 | 2 | 2.9112 | 8.3332 | 0.13495 | 0.042715 | 0.0060298 | 3.5852 | 296.2554 | 46.4842 | 33.1901 | 1.3225 | 12.2654 | 14.3311 | 0.93265 | 0.018823 | 0.050959 | 1.6704 | 15.0726 | 2.5119 | 4.4407 | 11.909 | 8.0218 | 2.281 | 4.0314 | 12.7358 | 5.9407 | 8.493 | 4.139 | 51.7146 | 91.2136 | 53.4698 | 92.0791
3998
3999
4000
4001 | 2.9821 | 7.9415 | 2 | 2.3179 | 5.9618 | 1.1565 | 0.023529 | 0.0070067 | 1.2674 | 295.3974 | 30.391 | 29.1519 | 0.84803 | 16.1537 | 17.429 | 5.0627 | 0.11778 | 0.013922 | 2.8211 | 17.7154 | 1.8791 | 3.9706 | 10.688 | 9.6799 | 1.6201 | 3.1107 | 15.4426 | 12.6603 | 12.3413 | 9.8407 | 47.5078 | 61.018 | 38.8434 | 50.913
4002 | 5.1452 | 15.712 | 2.0576 | 2.4429 | 7.1372 | -1.0476 | 0.029329 | 0.0041262 | 5.2028 | 289.62 | 49.4285 | 36.4172 | 0.98544 | 10.8301 | 13.4518 | 2.9284 | 0.12183 | 0.03624 | 2.1186 | 13.226 | 0.52693 | 3.1703 | 15.1109 | 10.7511 | 1.6176 | 2.7442 | 11.5256 | 5.8411 | 6.3612 | 4.3104 | 73.2539 | 98.933 | 60.9031 | 91.5452
4003
4004 | 5.9671 | 14.1164 | 2 | 1.9372 | 6.2767 | 0.36187 | 0.0612 | 0.0070048 | 3.0943 | 295.5227 | 33.2681 | 29.3514 | 0.94343 | 15.1767 | 17.1169 | 35.3724 | 0.57998 | 0.0248 | 6.6111 | 21.0556 | 2.0728 | 7.68 | 11.1912 | 9.5812 | 1.9107 | 3.5294 | 13.5989 | 11.1641 | 11.1751 | 8.5482 | 55.8131 | 60.383 | 45.936 | 59.1883
4005 | 9.3648 | 20.3956 | 2.969 | 1.4459 | 3.6634 | 0.40943 | 0.06907 | 0.0070641 | 2.7638 | 296.4645 | 31.7406 | 26.9482 | 0.95929 | 15.8535 | 17.5612 | 10.7705 | 0.11787 | 0.040388 | 2.7174 | 17.413 | 1.5792 | 14.3798 | 8.4314 | 7.4047 | 1.9137 | 3.6356 | 15.207 | 11.0485 | 9.7556 | 6.8165 | 44.863 | 57.5562 | 42.5455 | 66.0545
4006
4007 |  |  |  | 2.7199 | 6.9105
4008
4009 | 0.91667 | 3.4067 | 2.069 | 2.2165 | 6.6572 | -2.1452 | 0.0086897 | 0.0063486 | 1.0724 | 297.5022 | 38.6756 | 32.9756 | 1.1667 | 14.6011 | 15.4516 | 1.2556 | 0.16766 | 0.022069 | 1.7805 | 14.9512 | 0.57717 | 1.4138 | 7.992 | 8.1498 | 1.9356 | 3.595 | 13.6851 | 10.0336 | 10.1739 | 6.8651 | 46.7472 | 64.8395 | 48.6111 | 67.8373
4010
4011
4012 | 1.5691 | 4.3125 | 2 | 2.4331 | 7.7955 | 0.87079 | 0.0060481 | 0.0060006 | 2.5656 | 297.9236 | 48.9182 | 33.3232 | 1.5858 | 11.8892 | 13.9782 | 0.96622 | 0.12042 | 0.0037826 | 1.9688 | 15.0559 | 1.2653 | 1.7437 | 9.4239 | 6.6669 | 2.8925 | 4.9216 | 11.2393 | 5.633 | 7.1402 | 4.2517 | 58.4642 | 78.2974 | 61.7981 | 93.3693
4013
4014 |  |  |  | 1.9305 | 5.8156
4015
4016 |  |  |  | 1.9667 | 5.2326
4017
4018
4019
4020 | 1.116 | 11.1256 | 2 | 2.0228 | 6.0294 | -0.055 | 4.5475e-15 | 0.0045862 | 1.9657 | 292.9155 | 37.6122 | 29.3016 | 1.0426 | 14.5904 | 16.5173 | 18.0551 | 0.89501 | 0.01 | 5.5 | 22 | 0 | 2.5 | 7.7605 | 6.816 | 1.9446 | 3.3834 | 13.808 | 7.8909 | 9.0588 | 5.832 | 47.6949 | 72.6913 | 50.2932 | 80.0412
4021 | 4.3356 | 12.6105 | 2.3288 | 1.6719 | 4.244 | -0.35801 | 0.029424 | 0.0056057 | 2.4384 | 295.5723 | 51.2237 | 36.2747 | 1.3137 | 11.3187 | 12.857 | 0.74547 | 0.035554 | 0.084034 | 1.6744 | 15.049 | 0.29536 | 0.32373 | 10.1478 | 8.4651 | 2.3374 | 3.6927 | 10.7405 | 6.3539 | 6.7079 | 4.113 | 52.9841 | 76.9117 | 64.9824 | 90.0598
4022 | 1.0894 | 3.7561 | 2 | 1.914 | 4.5715 | -1.5914 | 0.00669 | 0.006111 | 1.6072 | 297.828 | 57.7532 | 36.267 | 1.5885 | 10.0917 | 11.33 | 0.79996 | 0.007244 | 0.021839 | 1.8716 | 16.709 | 2.043 | 1.1734 | 5.5592 | 4.9643 | 2.8161 | 4.3586 | 9.3489 | 5.6028 | 6.1492 | 3.5408 | 50.1977 | 72.4867 | 72.0566 | 94.9629
4023 | 0.93203 | 3.0132 | 2 | 3.17 | 7.5504 | -1.6524 | 0.027727 | 0.0065259 | 1.6134 | 298.3678 | 44.1967 | 39.5832 | 1.3646 | 13.1898 | 14.5139 | 33.4736 | 0.15112 | 0.025 | 2.3636 | 14.2727 | 10.7005 | 10.6818 | 8.0085 | 7.2489 | 2.532 | 4.2784 | 11.623 | 7.7601 | 8.8553 | 5.184 | 63.2237 | 81.2797 | 57.6261 | 80.8624
4024
4025
4026 |  |  |  | 2.5335 | 7.4941 |  |  | 0.0070792 | 1.3054 | 296.3918 | 35.565 | 31.1575 | 0.97041 | 14.8765 | 15.8543 | 18.9754 | [6 empty] | 8.2874 | 8.7589 | 1.8553 | 3.3452 | 14.3815 | 12.04 | 10.9702 | 8.9869 | 50.6081 | 56.6338 | 45.3357 | 55.5958
4027
4028 | 3.7432 | 10.8251 | 2 | 2.2022 | 5.2842 | -0.10382 | 0.03 | 0.0060971 | 2.1207 | 296.279 | 43.3807 | 35.0386 | 1.2184 | 13.3892 | 14.9102 | 7.2624 | 0.090982 | 0.06204 | 2.1982 | 18.1706 | 0.25061 | 0.18006 | 10.6894 | 7.9633 | 2.0423 | 3.8003 | 13.1536 | 6.9311 | 9.0298 | 4.6297 | 50.3471 | 86.794 | 52.6168 | 86.6951
4029
4030 |  |  |  | 3.4157 | 8.4637 |  |  | 0.0073924 | 2.1731 | 291.5501 | 24.6276 | 20.5268 | 0.55027 | 17.0854 | 18.7952 | 18.8578 | [6 empty] | 10.0352 | 8.493 | 1.5009 | 2.5634 | 16.6616 | 14.0141 | 12.3924 | 10.1296 | 44.1376 | 40.4816 | 34.1788 | 47.1998
4031
4032
4033 | 7.2421 | 16.1444 | 2.7929 | 2.1564 | 6.4632 | 0.55981 | 0.062347 | 0.005626 | 3.8835 | 294.9563 | 46.5209 | 33.5553 | 1.2312 | 12.1754 | 14.3223 | 1.5829 | 0.033907 | 0.054033 | 2.0787 | 15.3483 | 3.8876 | 6.2301 | 9.0377 | 7.249 | 2.1654 | 3.7289 | 12.9315 | 5.9453 | 8.0764 | 4.0857 | 56.0784 | 96.1931 | 53.0037 | 92.2488
4034 | 4.0449 | 11.0985 | 2 | 2.4196 | 6.3643 | -1.3386 | 0.044737 | 0.0062457 | 2.6367 | 296.337 | 39.9637 | 46.3987 | 1.1777 | 13.9966 | 16.0296 | 1.5921 | 0.26737 | 0.035088 | 2.3611 | 18 | 3.1281 | 3.9649 | 16.0082 | 13.6562 | 2.4252 | 4.059 | 13.241 | 7.4287 | 8.1392 | 4.4309 | 84.0818 | 127.1004 | 52.1049 | 84.2178
4035 | 13.3996 | 25.0713 | 3 | 2.3499 | 6.6557 | 0.34235 | 0.069353 | 0.0049014 | 4.7761 | 294.1142 | 48.7358 | 37.8404 | 1.2666 | 11.6075 | 14.1107 | 0.78172 | 0.038843 | 0.044829 | 2.0495 | 15.5385 | 0.30366 | 2.9223 | 12.9147 | 9.7995 | 2.2551 | 4.0017 | 13.145 | 5.1576 | 7.5038 | 3.3377 | 62.6948 | 118.3569 | 53.5291 | 98.771
4036
4037
4038
4039 | 3.166 | 8.2387 | 2 | 2.3454 | 6.7371 | -0.40679 | 0.018465 | 0.005741 | 2.4719 | 296.8108 | 48.8741 | 33.6039 | 1.4814 | 11.9326 | 13.9907 | 0.60028 | 0.090176 | 0.019431 | 1.4746 | 13.661 | 2.5733 | 2.2801 | 9.418 | 6.6638 | 2.7221 | 4.7002 | 11.164 | 5.6994 | 7.1409 | 4.1682 | 57.9132 | 79.8809 | 62.1273 | 93.8685
4040
4041
4042
4043 |  |  |  | 2.0269 | 6.1169
4044 |  |  |  | 3.0966 | 6.9201
4045 | 11.9547 | 26.2626 | 3 | 2.1726 | 6.3519 | 0.66453 | 0.1087 | 0.0053399 | 3.7815 | 294.1326 | 48.2096 | 32.4862 | 1.2451 | 11.697 | 13.846 | 4.8099 | 0.18542 | 0.058594 | 4.9933 | 18.6133 | 3.0706 | 11.6615 | 11.5315 | 7.487 | 2.1528 | 3.6378 | 12.6266 | 5.842 | 7.7087 | 4.0304 | 48.6347 | 81.0345 | 54.5204 | 93.1759
4046
4047 | 3.0914 | 8.2935 | 2.9148 | 2.3282 | 6.2603 | -0.30276 | 0.049898 | 0.0058557 | 2.5194 | 296.6302 | 46.8933 | 32.8979 | 1.3217 | 12.4133 | 14.1286 | 4.1691 | 0.10321 | 0.056661 | 2.4442 | 17.3817 | 4.1205 | 7.6116 | 7.4593 | 5.8194 | 2.3449 | 4.0637 | 12.9131 | 6.2416 | 8.6408 | 4.2701 | 48.9185 | 82.2579 | 53.4201 | 90.3603
4048
4049
4050
4051
4052 | 2.2338 | 7.8981 | 2 | 2.3564 | 5.8955 | -1.4771 | 0.036667 | 0.007456 | 1.5438 | 293.0896 | 31.466 | 26.5675 | 0.66099 | 15.4188 | 16.8016 | 41.0018 | 0.77115 | 5.3054e-15 | 14.6 | 22 | 0.48333 | 0.66667 | 7.4718 | 6.8811 | 1.5656 | 2.823 | 14.4113 | 12.1082 | 10.379 | 8.3924 | 47.3582 | 46.5001 | 42.8666 | 56.6011
4053
4054
4055 | 8.8217 | 21.7902 | 2.366 | 2.1042 | 5.8727 | -0.81205 | 0.038105 | 0.0063658 | 3.5617 | 293.0578 | 28.9619 | 27.8351 | 0.81467 | 16.7182 | 19.2182 | 0.86752 | 0.089989 | 0.047072 | 1.275 | 14.15 | 0.40634 | 2.4706 | 11.7297 | 9.2767 | 1.6065 | 3.1798 | 17.5394 | 9.3406 | 11.0151 | 5.5484 | 46.7885 | 78.2772 | 33.6706 | 73.2871
4056 | 12.2763 | 31.4426 | 2 | 3.3674 | 8.9565 | 0.69985 | 0.050217 | 0.0068591 | 2.9049 | 290.018 | 17.7246 | 20.2225 | 0.41117 | 19.2553 | 21.6133 | 0.68166 | 0.1909 | 1.6476e-15 | 2.7027 | 17.3514 | 2.6807 | 9.3261 | 12.2181 | 10.0768 | 1.286 | 1.8657 | 18.61 | 15.1882 | 14.7134 | 12.0337 | 40.235 | 46.2008 | 27.5716 | 40.2187
4057 | 4.7307 | 12.9888 | 2 | 3.004 | 9.1186 | 0.27777 | 0.048571 | 0.0073622 | 1.0775 | 291.4733 | 25.8321 | 25.2646 | 0.50858 | 16.9847 | 18.1988 | 8.0799 | 0.43893 | 0.075714 | 5.2308 | 20.4615 | 14.4764 | 17.4286 | 11.1626 | 9.8541 | 1.3762 | 2.0311 | 16.0195 | 14.6449 | 13.0567 | 12.636 | 45.9736 | 48.3368 | 33.831 | 40.7448
4058 |  |  |  | 2.6069 | 5.9549
4059 | 1.8144 | 5.5494 | 2 | 2.563 | 9.1319 | 0.61742 | 0.012927 | 0.0058304 | 2.0194 | 298.1972 | 48.5099 | 35.3628 | 1.5647 | 12.1477 | 13.9928 | 1.6396 | 0.11398 | 0.0097561 | 2.381 | 15.1973 | 3.019 | 3.3366 | 11.3029 | 8.125 | 2.9002 | 4.7698 | 11.1276 | 6.0165 | 7.3461 | 4.6435 | 66.4671 | 83.6977 | 61.9338 | 90.7479
4060
4061 | 1.3715 | 9.9425 | 2 | 2.0927 | 5.8666 | -3.325 | 0.01 | 0.0055291 | 3.8481 | 294.1964 | 45.3843 | 32.3301 | 1.1502 | 12.4778 | 14.5992 | 25.0633 | 0.97012 | 2.2737e-14 | 14 | 22 | 1.3006e-12 | 2 | 8.7576 | 6.957 | 2.0233 | 3.5307 | 13.3492 | 6.0523 | 8.3541 | 4.0861 | 53.9423 | 92.3225 | 51.3392 | 91.5522
4062 | 2.5972 | 7.5995 | 2 | 2.2911 | 6.8577 | -6.9841 | 0.069 | 0.0070231 | 2.7868 | 295.2267 | 34.0471 | 30.8218 | 0.91961 | 15.0699 | 16.8658 | 10.7584 | 0.35251 | 0.015 | 6.7778 | 20.1111 | 1.774 | 4.8 | 11.2603 | 9.6243 | 1.8751 | 3.4404 | 13.7386 | 11.048 | 11.0875 | 8.2144 | 56.2669 | 63.8536 | 46.0862 | 60.8811
4063
4064
4065
4066 | 6.58 | 15.952 | 3 | 1.9898 | 5.6637 | 1.6854 | 0.053732 | 0.0067791 | 3.7174 | 295.8537 | 34.2497 | 31.8098 | 1.0086 | 15.1978 | 17.0951 | 1.1639 | 0.15224 | 0.061483 | 2.3657 | 17.791 | 0.60636 | 9.244 | 9.8807 | 8.6635 | 1.8522 | 3.5533 | 15.0186 | 10.2752 | 10.2851 | 7.03 | 52.7646 | 70.0713 | 43.8005 | 67.2404
4067
4068 | 9.7709 | 20.502 | 3 | 1.9817 | 5.1184 | -2.8519 | 0.082174 | 0.0064747 | 2.9165 | 294.1098 | 43.2452 | 35.8833 | 0.99952 | 13.0191 | 14.704 | 1.0024 | 0.082049 | 0.061996 | 3.4597 | 15.9839 | 1.3184 | 10.1594 | 9.5685 | 7.9944 | 1.9287 | 3.6653 | 12.5488 | 7.3951 | 7.7344 | 4.4383 | 55.8925 | 79.6646 | 54.2238 | 85.7397
4069
4070
4071
4072 | 4.4986 | 14.9516 | 2 | 2.7022 | 7.89 | -1.3085 | 0.031654 | 0.0064257 | 1.8306 | 296.9312 | 40.9336 | 34.0957 | 1.2012 | 13.9455 | 15.3385 | 0.98588 | 0.095897 | 0.051472 | 1.4206 | 12.6262 | 1.355 | 1.7481 | 8.2455 | 6.5889 | 2.256 | 3.8288 | 13.499 | 7.9651 | 9.8672 | 5.0812 | 50.9619 | 80.3777 | 49.2048 | 81.0499
4073 | 10.4418 | 22.6704 | 2 | 2.3065 | 6.0716 | -2.5967 | 0.051882 | 0.007421 | 4.3989 | 293.5996 | 20.8134 | 20.7314 | 0.7054 | 18.678 | 21.5995 | 0.86305 | 0.12216 | 0.058314 | 2.5435 | 15.1449 | 1.8082 | 9.3137 | 11.8816 | 8.6287 | 1.7656 | 2.995 | 17.0239 | 12.2142 | 12.3422 | 9.4141 | 40.8083 | 49.1965 | 35.864 | 54.1588
4074
4075
4076 | 1.3516 | 4.482 | 2 | 2.5747 | 6.5433 | -0.77444 | 0.021333 | 0.005397 | 1.2044 | 298.0726 | 43.4228 | 37.289 | 1.3399 | 13.6751 | 14.5526 | 0.29924 | 0.19478 | 0.031886 | 1.3558 | 12.6404 | 0.70493 | 2.7285 | 9.0725 | 8.7051 | 2.2301 | 3.9123 | 12.5521 | 8.7654 | 9.1597 | 5.7067 | 61.0821 | 84.336 | 54.6198 | 76.9813
4077 | 7.2565 | 18.839 | 3 | 2.0142 | 5.4278 | -1.0173 | 0.04039 | 0.0049606 | 2.6197 | 294.177 | 52.9936 | 37.1418 | 1.2511 | 10.8734 | 12.4682 | 0.76034 | 0.0071139 | 0.25993 | 1.9414 | 16.3982 | 0.79569 | 2.4151 | 10.225 | 8.6876 | 2.0979 | 3.4043 | 10.6874 | 6.1181 | 6.8167 | 4.1363 | 53.3879 | 79.0127 | 64.8829 | 91.1482
4078
4079
4080
4081 |  |  |  | 3.706 | 7.7855
4082
4083
4084
4085 |  |  |  | 1.9996 | 6.0592
4086
4087 | 6.8437 | 19.679 | 2.4101 | 2.0058 | 5.3331 | 0.50578 | 0.057037 | 0.0071296 | 2.9115 | 295.3481 | 23.5274 | 24.527 | 0.79034 | 17.9099 | 19.8928 | 0.69819 | 0.087573 | 0.054233 | 2.5219 | 17.854 | 2.5966 | 8.2619 | 11.1761 | 9.285 | 1.7416 | 2.9969 | 16.7747 | 14.3604 | 14.0308 | 11.6112 | 45.9087 | 53.6489 | 33.7867 | 45.2162
4088
4089 |  |  |  | 2.6122 | 5.9519 |  |  | 0.0070921 | 1.4996 | 293.7481 | 33.1253 | 32.5903 | 0.74643 | 15.4953 | 16.8858 | 28.2633 | [6 empty] | 8.8256 | 7.8546 | 1.6239 | 3.1699 | 14.945 | 10.7821 | 10.0279 | 6.4367 | 54.4552 | 69.0561 | 45.9856 | 67.9945
4090
4091
4092
4093 | 9.5392 | 24.3225 | 3 | 2.4802 | 5.6193 | 0.12432 | 0.051262 | 0.0045233 | 2.8713 | 290.8027 | 51.2048 | 37.7407 | 1.0254 | 10.9215 | 12.8353 | 1.2907 | 0.00098518 | 0.11703 | 4.8333 | 17.7333 | 0.039612 | 5.1068 | 13.7135 | 11.7509 | 1.7252 | 2.7836 | 10.4191 | 5.8993 | 5.8954 | 4.3301 | 71.3843 | 94.4066 | 66.9669 | 91.3275
4094
4095
4096
4097 | 2.7664 | 12.58 | 2 | 3.1128 | 7.3425 | -2.2296 | 0.034737 | 0.00733 | 1.4695 | 296.0904 | 32.7002 | 29.1588 | 0.91121 | 15.8237 | 17.1695 | 18.6612 | 0.43804 | 0 | 10.4667 | 21.1333 | 2.1932 | 7.7368 | 6.1998 | 5.822 | 1.987 | 3.5568 | 14.1264 | 11.7783 | 11.4774 | 8.06 | 47.4015 | 57.2109 | 44.4029 | 60.4086
4098
4099
4100 |  |  |  | 2.1618 | 7.2247 |  |  | 0.0070666 | 1.2789 | 296.5292 | 37.0778 | 32.5417 | 0.99493 | 14.4999 | 15.4705 | 30.3153 | [6 empty] | 8.5255 | 8.7468 | 1.915 | 3.4294 | 13.6883 | 11.7571 | 10.4944 | 8.6737 | 53.1408 | 58.4816 | 48.2128 | 57.3145
4101 |  |  |  | 2.0206 | 5.172
4102
4103 | 13.0131 | 25.5003 | 3 | 2.4554 | 6.6426 | -0.3652 | 0.061351 | 0.0053322 | 4.7058 | 294.2034 | 47.2522 | 33.5549 | 1.207 | 11.9662 | 14.2838 | 0.54731 | 0.050199 | 0.05006 | 2.3353 | 15.8176 | 1.4147 | 6.6336 | 10.0928 | 7.3812 | 1.9973 | 3.6441 | 12.6232 | 5.6849 | 7.8155 | 3.8737 | 56.3189 | 95.6983 | 53.5582 | 94.105
4104
4105
4106 | 8.227 | 18.1291 | 3 | 2.5611 | 5.9607 | 4.7798 | 0.098491 | 0.0068836 | 2.0328 | 292.7215 | 33.6182 | 31.1276 | 0.74624 | 15.0725 | 16.6099 | 7.583 | 0.26489 | 0.051321 | 9.7857 | 21.2143 | 5.0962 | 7.434 | 8.1363 | 7.4922 | 1.5938 | 3.1303 | 14.673 | 10.5143 | 9.8906 | 6.917 | 51.4239 | 60.7555 | 45.4989 | 66.4324
4107
4108
4109
4110 | 4.5901 | 13.8683 | 2 | 3.3349 | 6.9036 | -3.7536 | 0.040714 | 0.0071303 | 1.7317 | 294.4695 | 33.239 | 28.29 | 0.83069 | 15.217 | 16.669 | 13.5939 | 0.43156 | 0.031429 | 7.125 | 21.2917 | 2.68 | 4.25 | 7.0843 | 6.399 | 1.787 | 3.3894 | 14.3874 | 11.3043 | 10.391 | 7.7243 | 47.7992 | 53.5 | 43.4312 | 61.6007
4111
4112
4113
4114
4115
4116
4117 | 3.0869 | 6.4518 | 2 | 2.9454 | 6.7838 | 3.8232 | 0 | 0.0067584 | 1.137 | 295.1478 | 35.6933 | 30.0106 | 0.87335 | 14.8651 | 16.0262 | 0 | 0.053953 | 0 | 1 | 10.6667 | 0 | 0 | 8.452 | 8.202 | 1.7134 | 3.1462 | 14.0746 | 10.9971 | 9.5363 | 7.38 | 51.6501 | 59.8537 | 47.0059 | 62.9916
4118
4119 |  |  |  | 1.8116 | 5.897
4120
4121 | 9.2866 | 21.1872 | 3 | 1.7799 | 4.5315 | 1.528 | 0.074932 | 0.0066589 | 3.0494 | 294.9152 | 41.2782 | 33.8349 | 1.0272 | 13.4621 | 15.2014 | 1.9353 | 0.1648 | 0.10455 | 2.9471 | 18.4405 | 2.0909 | 10.9623 | 9.0618 | 7.6801 | 1.9791 | 3.7804 | 12.9412 | 7.9719 | 7.8797 | 4.7335 | 52.84 | 74.1646 | 52.7476 | 82.5965
4122 | 0.98898 | 3.2526 | 2 | 2.0339 | 5.9629 | 0.066588 | 0.010375 | 0.0063561 | 1.9884 | 297.1867 | 43.7544 | 32.9152 | 1.3039 | 13.1613 | 14.7025 | 3.0253 | 0.15469 | 0.036485 | 2.0185 | 11.8333 | 0.6784 | 1.1195 | 14.1323 | 9.9632 | 2.33 | 3.92 | 13.1555 | 7.3313 | 9.2984 | 4.9781 | 45.501 | 73.048 | 51.4502 | 84.0866
4123 | 4.5045 | 11.3695 | 2.0556 | 2.305 | 5.3705 | 0.13519 | 0.11083 | 0.0061887 | 2.1017 | 296.4568 | 42.3024 | 33.3302 | 1.2104 | 13.6695 | 15.1648 | 14.1294 | 0.51561 | 0.080278 | 9.3714 | 21.4286 | 2.7544 | 12.75 | 11.0617 | 8.1588 | 2.0433 | 3.8279 | 13.4429 | 7.125 | 9.3078 | 4.7618 | 47.4526 | 82.5258 | 51.1036 | 85.5408
4124
4125
4126 |  |  |  | 2.1119 | 6.2751
4127 | 2.7531 | 8.1598 | 2.0878 | 1.8552 | 5.434 | -0.37006 | 0.016824 | 0.0061617 | 3.0407 | 296.5676 | 36.9863 | 31.8032 | 1.1954 | 14.635 | 16.8829 | 0.83108 | 0.23139 | 0.019122 | 1.8289 | 16.3026 | 1.7289 | 1.8176 | 11.3592 | 8.4904 | 2.3927 | 4.0591 | 14.2843 | 8.0289 | 8.798 | 5.1254 | 57.5499 | 82.6982 | 46.974 | 80.1506
4128 | 1.5487 | 4.5617 | 2.2208 | 4.1714 | 10.4079 | -3.7742 | 0.013864 | 0.006529 | 1.4574 | 296.7365 | 42.1524 | 35.0222 | 1.1687 | 13.6276 | 14.9429 | 1.1252 | 0.097405 | 0.029935 | 1.7088 | 13.8462 | 1.2266 | 2.1818 | 6.8017 | 5.9349 | 2.2047 | 3.7804 | 13.0725 | 8.4347 | 9.65 | 5.608 | 51.7113 | 71.0443 | 51.8706 | 78.246
4129 | 7.1543 | 18.0349 | 2 | 1.9819 | 5.5448 | -0.070104 | 0.074571 | 0.0054268 | 3.9938 | 293.7222 | 46.1341 | 32.8059 | 1.1436 | 12.2454 | 14.3963 | 26.3868 | 0.32708 | 0.042857 | 5.7333 | 20.3 | 0.046286 | 0.22857 | 8.8579 | 7.0031 | 2.0387 | 3.5071 | 13.0138 | 5.9721 | 8.0409 | 4.0706 | 55.6414 | 92.851 | 52.7408 | 92.0147
4130 | 2.4529 | 7.1953 | 2 | 2.0107 | 6.0546 | -0.30358 | 0.021538 | 0.0069289 | 2.3627 | 296.6051 | 32.8161 | 30.728 | 1.0163 | 15.7495 | 17.3802 | 12.3015 | 0.19643 | 0.012308 | 2.75 | 16.125 | 0 | 0 | 8.9379 | 7.5743 | 1.9379 | 3.5997 | 14.6446 | 11.6441 | 11.7289 | 8.2386 | 51.6372 | 61.5881 | 43.2802 | 60.3657
4131 |  |  |  | 2.8916 | 6.5698 |  |  | 0.0065063 | 1.7798 | 295.2335 | 37.8851 | 34.4731 | 1.0115 | 14.3676 | 15.823 | 27 | [6 empty] | 7.8359 | 7.3542 | 2.0119 | 3.6581 | 14.1115 | 9.2408 | 9.7652 | 6.0548 | 50.3419 | 73.6838 | 46.4792 | 74.6148
4132 |  |  |  | 2.1873 | 6.4159
4133
4134
4135
4136 | 4.8648 | 12.3894 | 2 | 1.7756 | 5.4791 | 8.4589 | 0.037647 | 0.0071991 | 2.5765 | 295.2877 | 32.4665 | 28.9619 | 0.87074 | 15.4723 | 17.2286 | 17.4231 | 0.25861 | 0.034118 | 4.1333 | 18.7333 | 2.0718 | 5 | 10.5535 | 9.1283 | 1.7951 | 3.3048 | 13.8152 | 11.7587 | 11.4873 | 8.9012 | 53.7196 | 57.3154 | 44.6485 | 56.4656
4137
4138
4139
4140 |  |  |  | 2.0809 | 5.818 |  |  | 0.0055349 | 3.9029 | 294.3055 | 45.8606 | 32.6628 | 1.1732 | 12.3341 | 14.4741 | 32.4838 | [6 empty] | 8.8228 | 7.0372 | 2.0777 | 3.5914 | 13.1557 | 5.9892 | 8.2324 | 4.0566 | 55.0785 | 93.3532 | 52.178 | 91.9576
4141
4142
4143 | 3.6529 | 10.5038 | 2.0378 | 3.2309 | 8.4721 | -1.3613 | 0.017356 | 0.0061266 | 2.2424 | 296.2807 | 44.7337 | 35.4793 | 1.2636 | 13.0623 | 14.7661 | 2.3771 | 0.20621 | 0.015778 | 1.7644 | 13.6754 | 1.0319 | 1.1111 | 9.4302 | 7.2235 | 2.3622 | 4.2167 | 12.8888 | 6.5522 | 7.7715 | 4.0252 | 57.6832 | 86.3602 | 53.8129 | 88.9355
4144 |  |  |  | 2.7274 | 8.8095 |  |  | 0.0058624 | 1.7146 | 298.7722 | 50.5544 | 40.5395 | 1.6408 | 11.6994 | 13.3558 | 4 | [6 empty] | 14.9443 | 10.9725 | 3.1443 | 4.868 | 10.476 | 5.8404 | 6.8289 | 4.4616 | 81.6785 | 98.3497 | 65.0325 | 90.9789
4145 | 7.8682 | 15.5284 | 2 | 2.0616 | 6.1621 | 0.050055 | 0.07616 | 0.0058991 | 2.9632 | 295.2 | 46.1516 | 31.2651 | 1.2169 | 12.4312 | 14.3066 | 0.91489 | 0.0036097 | 0.07748 | 2 | 16.0107 | 5.2965 | 8.364 | 8.0061 | 5.7007 | 2.1155 | 3.7905 | 13.0438 | 6.1122 | 8.4032 | 4.1581 | 46.7339 | 78.947 | 52.1598 | 91.1162
4146 |  |  |  | 3.4718 | 8.1031 |  |  | 0.0072879 | 2.0409 | 292.5211 | 27.3828 | 22.1544 | 0.65016 | 16.4263 | 17.9919 | 50.321 | [6 empty] | 9.9211 | 8.3946 | 1.598 | 2.722 | 15.3842 | 13.4838 | 12.4898 | 10.3819 | 45.0328 | 42.5263 | 38.0298 | 48.5883
4147
4148 | 7.9724 | 16.3161 | 2 | 2.3998 | 6.5564 | -3.1238 | 0.064606 | 0.0071384 | 1.9767 | 293.3363 | 27.0988 | 28.1 | 0.64914 | 16.9353 | 18.5935 | 0.2729 | 0.090915 | 0.11962 | 2.0533 | 15.6391 | 2.1979 | 6.7192 | 12.0205 | 10.3348 | 1.5523 | 2.9623 | 15.9596 | 12.6458 | 10.4026 | 7.4529 | 59.0126 | 63.0953 | 39.7699 | 59.8436
4149
4150
4151
4152 |  |  |  | 2.0907 | 5.6579
4153
4154 | 13.0674 | 25.8352 | 2 | 1.9891 | 5.7381 | 1.3715 | 0.12571 | 0.0053493 | 4.0751 | 293.3588 | 46.3467 | 33.0053 | 1.127 | 12.1715 | 14.3494 | 14.4902 | 0.064811 | 0.091429 | 10 | 22 | 0 | 0 | 8.9602 | 7.0319 | 2.017 | 3.454 | 12.925 | 5.9506 | 7.8861 | 4.0814 | 56.1388 | 93.0596 | 53.1323 | 92.1263
4155 | 9.7132 | 21.4773 | 3 | 1.5693 | 4.344 | 1.3825 | 0.10657 | 0.0069266 | 3.215 | 295.7983 | 31.9888 | 29.6008 | 0.94625 | 15.7568 | 17.5688 | 2.561 | 0.16603 | 0.046389 | 4.8871 | 17.1935 | 0.59741 | 10.4259 | 9.513 | 8.4299 | 1.7897 | 3.4017 | 15.5515 | 11.1454 | 10.8253 | 7.6586 | 49.833 | 63.3089 | 41.0502 | 62.5265
4156 | 3.0775 | 8.8525 | 2 | 1.8533 | 5.8887 | -6.1425 | 0.015714 | 0.0070621 | 2.5118 | 295.2456 | 33.7962 | 30.1732 | 0.89838 | 15.1207 | 16.8092 | 14.8966 | 0.36706 | 0.0021429 | 6 | 22 | 0.72071 | 1.7143 | 11.0285 | 9.5136 | 1.8322 | 3.3407 | 13.6405 | 11.409 | 11.2672 | 8.5023 | 54.9377 | 60.8378 | 45.8088 | 58.9502
4157
4158 |  |  |  | 2.6067 | 6.5663
4159
4160
4161
4162 | 1.6933 | 5.2726 | 2 | 2.7521 | 7.4934 | 0.90797 | 0.027242 | 0.0061064 | 2.9516 | 296.3446 | 46.7831 | 32.5343 | 1.299 | 12.2559 | 14.1461 | 1.0571 | 0.030258 | 0.035 | 1.9078 | 16.3772 | 1.4208 | 1.3275 | 8.9826 | 6.6678 | 2.3073 | 4.0045 | 12.692 | 6.0673 | 8.5678 | 4.0312 | 52.0569 | 89.837 | 53.8239 | 91.9498
4163 | 3.1453 | 10.5844 | 2 | 1.8812 | 4.3027 | -0.0018648 | 0.028659 | 0.005797 | 2.1945 | 296.9014 | 52.3552 | 34.7572 | 1.4208 | 11.1688 | 12.5666 | 0.98215 | 0.063876 | 0.10378 | 2.2414 | 16.9828 | 2.0923 | 3.561 | 8.3196 | 7.3563 | 2.3663 | 3.9205 | 10.4914 | 6.3347 | 6.59 | 4.2612 | 50.442 | 70.254 | 66.4445 | 88.8427
4164
4165
4166 |  |  |  | 2.8941 | 6.6333
4167
4168
4169
4170
4171 |  |  |  | 2.728 | 8.815
4172
4173
4174 | 1.1678 | 4.6091 | 2 | 2.0506 | 7.1372 | -0.30689 | 0.0068571 | 0.0072172 | 1.029 | 295.9449 | 33.9444 | 30.6063 | 0.89454 | 15.297 | 16.1723 | 6.2775 | 0.23808 | 0.0073143 | 2.8702 | 16.6154 | 0.98691 | 1.9543 | 9.1736 | 8.844 | 1.8501 | 3.2721 | 14.3749 | 12.6546 | 11.0998 | 9.3229 | 50.5413 | 55.8847 | 44.3568 | 53.5941
4175 |  |  |  | 1.9315 | 5.0812 |  |  | 0.0073204 | 1.7076 | 292.8376 | 31.4295 | 29.3261 | 0.66167 | 15.6603 | 17.0966 | 46.09 | [6 empty] | 7.9983 | 7.3929 | 1.548 | 2.9313 | 14.8928 | 11.6519 | 10.1974 | 7.6482 | 49.895 | 53.3609 | 43.9996 | 60.2034
4176
4177 |  |  |  | 2.6745 | 6.1295 |  |  | 0.0074171 | 1.2061 | 292.4939 | 23.9226 | 22.759 | 0.55043 | 17.6669 | 18.8799 | 11 | [6 empty] | 9.56 | 8.7946 | 1.4645 | 2.1789 | 16.7383 | 15.7734 | 13.5375 | 13.5965 | 41.5849 | 41.1766 | 31.8175 | 36.8344
4178 | 4.0857 | 13.0437 | 2 | 1.9148 | 5.5616 | 0.79432 | 0.023019 | 0.0068777 | 1.459 | 296.0491 | 35.9089 | 31.1743 | 0.97705 | 14.9542 | 16.3158 | 32.2494 | 0.7439 | 0.035283 | 7.8868 | 22.0755 | 1.9706 | 6.6415 | 10.0096 | 8.9098 | 2.0716 | 3.6418 | 13.677 | 10.6524 | 10.2504 | 7.1955 | 57.8337 | 60.4257 | 47.0281 | 66.2165
4179
4180 | 7.3649 | 16.0776 | 2 | 1.9352 | 5.8457 | -1.109 | 0.051424 | 0.0067925 | 3.0519 | 296.7705 | 33.0883 | 32.3811 | 1.0633 | 15.613 | 17.5175 | 0.89556 | 0.17809 | 0.053766 | 1.8639 | 15.5148 | 2.0904 | 6.1234 | 11.0644 | 9.1206 | 2.3308 | 3.7554 | 14.6239 | 10.6055 | 10.2979 | 7.4474 | 58.1011 | 75.0367 | 45.9825 | 64.9239
4181
4182 | 2.4129 | 7.6958 | 2 | 2.3135 | 5.9689 | -1.2453 | 0.044 | 0.0068854 | 1.4991 | 296.4654 | 35.4251 | 30.6439 | 0.99891 | 15.1253 | 16.3598 | 14.3189 | 0.11584 | 0.015 | 2.1429 | 15.2857 | 2.67 | 5.7 | 9.3451 | 8.4449 | 2.0034 | 3.6618 | 14.3799 | 10.2988 | 9.9033 | 6.3873 | 50.5765 | 64.9337 | 45.1649 | 69.5158
4183 | 4.8996 | 10.9143 | 2.9615 | 1.9553 | 5.3405 | -7.158 | 0.033077 | 0.0065579 | 2.4075 | 296.6576 | 36.6289 | 30.3805 | 1.0953 | 14.6895 | 16.3124 | 0.24061 | 0.17984 | 0.016538 | 1.8824 | 16.2353 | 1.1163 | 3.6154 | 8.5495 | 6.5798 | 2.0621 | 3.7458 | 14.4361 | 9.6499 | 10.0804 | 6.3058 | 46.9681 | 67.2349 | 44.6521 | 72.2334
4184
4185 |  |  |  | 1.8206 | 5.6273 |  |  | 0.0072348 | 2.5509 | 295.1834 | 32.128 | 28.7002 | 0.85308 | 15.5696 | 17.3228 | 45.0083 | [6 empty] | 10.3734 | 8.9907 | 1.7627 | 3.255 | 13.8855 | 11.8569 | 11.5739 | 8.9794 | 53.1824 | 56.4889 | 44.2451 | 55.9183
4186 |  |  |  | 3.2896 | 6.8586 |  |  | 0.0068448 | 1.8131 | 295.9229 | 35.6255 | 32.6009 | 1.0068 | 14.9866 | 16.4265 | 35.6602 | [6 empty] | 7.4092 | 6.9848 | 2.1016 | 3.7043 | 14.1659 | 10.1228 | 10.4581 | 6.6926 | 50.9629 | 66.4794 | 45.8965 | 68.9571
4187
4188
4189
4190
4191
4192 | 0.86364 | 2.5133 | 2 | 2.9446 | 9.6615 | 4.0919 | 0.00019231 | 0.0060173 | 1.8009 | 298.3815 | 49.3187 | 40.9618 | 1.5762 | 11.9122 | 13.7084 | 0.87573 | 0.17086 | 0.00076923 | 1.5 | 8.3 | 0.048077 | 0.19231 | 16.4436 | 12.1611 | 3.0235 | 4.7363 | 10.7952 | 5.9304 | 7.0659 | 4.3798 | 85.3241 | 103.5801 | 63.4471 | 90.9721
4193 | 7.7625 | 17.1816 | 2.8065 | 1.4986 | 4.2216 | -4.0499 | 0.076452 | 0.0072525 | 2.2404 | 294.0014 | 27.3389 | 24.1812 | 0.69033 | 16.7932 | 18.3971 | 10.3608 | 0.23794 | 0.047097 | 5.32 | 20.88 | 1.7177 | 11.0645 | 8.2125 | 7.4912 | 1.6585 | 2.9883 | 16.151 | 13.1296 | 11.0266 | 8.7738 | 43.226 | 45.9065 | 37.3259 | 53.6941
4194
4195
4196 |  |  |  | 1.9879 | 6.5006 |  |  | 0.0070378 | 2.3174 | 295.5296 | 33.6283 | 30.6932 | 0.91705 | 15.2423 | 16.7996 | 25.64 | [6 empty] | 10.869 | 9.4399 | 1.8429 | 3.3341 | 13.8876 | 11.6338 | 11.5368 | 8.5755 | 54.5228 | 61.441 | 44.799 | 58.3857
4197
4198
4199
4200
4201
4202
4203 | 1.7097 | 4.8368 | 2.487 | 2.7763 | 7.7155 | -1.9942 | 0.019516 | 0.0070124 | 1.1222 | 296.4026 | 36.0755 | 33.4277 | 0.9606 | 14.8536 | 15.7513 | 0.96089 | 0.072822 | 0.030311 | 1.5576 | 14.3146 | 0.69477 | 2.0915 | 10.2531 | 9.7677 | 1.9877 | 3.4503 | 12.7639 | 11.3701 | 8.4812 | 7.9398 | 63.7434 | 65.4642 | 54.5252 | 61.8031
4204
4205 | 10.6491 | 23.1743 | 2 | 1.8468 | 5.4109 | -2.8494 | 0.10448 | 0.0055445 | 3.4934 | 294.7398 | 45.6755 | 32.2069 | 1.1743 | 12.5739 | 14.5934 | 4.0196 | 0.1273 | 0.026897 | 3.6 | 20.64 | 2.9297 | 9.3448 | 8.5365 | 6.6071 | 2.0216 | 3.6266 | 13.481 | 5.9012 | 8.7159 | 4.0264 | 50.9627 | 91.0032 | 50.7694 | 92.0971
4206 | 4.2225 | 9.2217 | 2 | 2.4145 | 7.4935 | 0.0375 | 0.01 | 0.0065724 | 1.8841 | 298.0491 | 45.447 | 31.6206 | 1.3884 | 12.9053 | 14.4421 | 5.803 | 0 | 0.0075 | 1 | 22 | 0 | 0 | 9.526 | 6.8171 | 2.6503 | 4.2378 | 11.7604 | 6.4861 | 8.3026 | 4.5122 | 51.1038 | 83.2061 | 57.7535 | 88.3755
4207 | 2.6453 | 7.6955 | 2.1648 | 2.0554 | 7.3588 | 0.099163 | 0.013077 | 0.0058843 | 2.6496 | 298.2754 | 48.8311 | 34.7488 | 1.6113 | 11.9829 | 14.0833 | 20.1162 | 0.29961 | 0.01989 | 2.1364 | 15.0682 | 0.76681 | 3.8022 | 10.4508 | 7.5792 | 2.925 | 4.9589 | 11.2365 | 5.5915 | 7.214 | 4.302 | 63.1688 | 81.6968 | 61.7544 | 93.3003
4208
4209
4210
4211
4212
4213
4214
4215 |  |  |  | 1.2702 | 4.1759 |  |  | 0.0069736 | 2.2218 | 295.6637 | 29.3792 | 28.4387 | 0.87291 | 16.5238 | 18.2587 | 32.74 | [6 empty] | 10.7048 | 8.7303 | 1.8689 | 3.3746 | 15.7944 | 12.1326 | 11.8956 | 8.4477 | 48.3954 | 64.9965 | 39.2028 | 57.9409
4216 |  |  |  | 2.597 | 6.4559
4217 |  |  |  | 1.9374 | 5.8488
4218
4219 |  |  |  | 1.7784 | 5.5186
4220
4221
4222
4223 | 5.1343 | 12.7384 | 2.0556 | 2.0956 | 5.6858 | -0.41191 | 0.071667 | 0.0059549 | 3.1518 | 294.8933 | 47.6468 | 31.9234 | 1.2409 | 12.0146 | 13.9186 | 10.6143 | 0.34281 | 0.055972 | 3.5082 | 19.4262 | 11.5764 | 11.7778 | 8.5057 | 5.9588 | 2.0676 | 3.9342 | 12.8194 | 5.8359 | 8.1979 | 3.9827 | 48.7528 | 82.1989 | 53.2868 | 93.1879
4224
4225 | 5.6812 | 18.2546 | 2 | 3.1802 | 8.5038 | -0.031296 | 0.034559 | 0.0073811 | 2.4238 | 292.5609 | 26.0993 | 25.6497 | 0.61663 | 16.8224 | 18.5598 | 1.9593 | 0.086363 | 0.028529 | 2.125 | 13.1 | 2.4663 | 4.75 | 12.1293 | 10.0258 | 1.5218 | 2.5839 | 16.1748 | 13.5913 | 11.7127 | 9.6801 | 52.6633 | 53.5459 | 37.3177 | 49.134
4226 | 2.8078 | 8.3443 | 2 | 2.0576 | 6.1088 | -4.0367 | 0.015 | 0.0071831 | 2.1074 | 295.9943 | 30.5156 | 29.1556 | 0.90062 | 16.1745 | 17.6968 | 7.3416 | 0.16247 | 0.098 | 2 | 14.4444 | 0.2935 | 1.4 | 10.4713 | 9.1206 | 1.8562 | 3.3884 | 14.6858 | 12.641 | 12.32 | 9.2725 | 52.7513 | 58.7074 | 41.548 | 53.5906
4227
4228
4229
4230 | 6.0547 | 16.2428 | 2.8235 | 1.3602 | 4.4834 | -0.99348 | 0.042353 | 0.0069343 | 2.5805 | 295.0727 | 33.4612 | 30.0886 | 0.88685 | 15.2105 | 17.0202 | 14.8209 | 0.2824 | 0.031961 | 4.5 | 21.2432 | 2.8039 | 4.7255 | 10.7124 | 8.6185 | 1.8485 | 3.4781 | 15.1717 | 9.6348 | 9.9458 | 6.0212 | 51.623 | 76.9356 | 43.1883 | 72.7918
4231 |  |  |  | 2.0876 | 8.1354 |  |  | 0.0058108 | 2.3056 | 298.2949 | 48.5569 | 35.9944 | 1.5968 | 12.0993 | 14.0969 | 2.2614 | [6 empty] | 11.6423 | 8.507 | 2.9318 | 4.9728 | 10.8656 | 5.7208 | 7.2619 | 4.4448 | 68.5072 | 87.3651 | 62.9101 | 92.6813
4232
4233
4234
4235
4236
4237 | 1.0262 | 4.0124 | 2 | 2.797 | 6.8538 | -0.76671 | 0.024 | 0.0070027 | 1.4126 | 294.7364 | 33.9906 | 29.2213 | 0.84554 | 15.2368 | 16.5585 | 34.7331 | 0.85689 | 0.018 | 6.8 | 22.2 | 1.144 | 2 | 9.848 | 8.7557 | 1.8266 | 3.2771 | 14.0552 | 11.4245 | 10.7261 | 8.0541 | 55.5276 | 52.8924 | 45.0674 | 60.9066
4238 | 8.6266 | 18.249 | 2.477 | 2.0627 | 5.7506 | -0.48652 | 0.071402 | 0.0058467 | 3.3559 | 294.636 | 48.04 | 31.5018 | 1.244 | 11.8509 | 13.8197 | 1.0933 | 0.047583 | 0.088598 | 1.971 | 16.0839 | 4.2516 | 6.5837 | 9.1422 | 6.1448 | 2.0851 | 3.8779 | 12.7243 | 5.7933 | 7.9617 | 3.956 | 48.6785 | 79.9168 | 53.9938 | 93.4714
4239
4240 |  |  |  | 2.9988 | 8.4287
4241 | 0.99354 | 3.0728 | 2 | 1.9785 | 6.232 | 0.64061 | 0.017847 | 0.0064673 | 1.5304 | 297.5225 | 43.3202 | 32.2001 | 1.2995 | 13.4685 | 14.8039 | 5.6494 | 0.14274 | 0.046597 | 2.2091 | 17.7387 | 0.75576 | 1.1296 | 12.4759 | 8.7946 | 2.4128 | 3.8985 | 13.1193 | 7.6351 | 9.3899 | 5.2024 | 48.1409 | 68.2365 | 53.2585 | 80.952
4242
4243
4244
4245
4246
4247
4248 |  |  |  | 2.6074 | 8.281 |  |  | 0.0076839 | 0.9291 | 294.822 | 29.5976 | 28.1405 | 0.72984 | 16.3029 | 17.1292 | 20.7188 | [6 empty] | 10.0355 | 9.4861 | 1.7662 | 2.7107 | 15.3531 | 14.3812 | 12.0985 | 10.8122 | 50.2504 | 51.4002 | 40.2599 | 45.2358
4249
4250 |  |  |  | 1.865 | 6.0851 |  |  | 0.0072354 | 2.5539 | 295.1857 | 32.1362 | 28.703 | 0.85336 | 15.567 | 17.3219 | 39.7165 | [6 empty] | 10.3745 | 8.9914 | 1.7628 | 3.2555 | 13.8819 | 11.8524 | 11.57 | 8.9778 | 53.1949 | 56.502 | 44.2585 | 55.934
4251
4252
4253 | 4.2998 | 10.3604 | 2 | 2.037 | 6.5074 | -1.3593 | 0.039623 | 0.0060159 | 3.377 | 297.8182 | 49.62 | 34.1632 | 1.6206 | 11.5371 | 13.8415 | 3.7072 | 0.21831 | 0.031507 | 2.5714 | 16.9011 | 4.2364 | 5.8048 | 9.9366 | 7.2181 | 2.9051 | 4.9045 | 11.0493 | 5.3007 | 6.9195 | 4.0264 | 60.5807 | 78.3019 | 62.5934 | 94.7998
4254 | 3.907 | 11.4188 | 2.0388 | 2.0519 | 5.8485 | 0.23966 | 0.029612 | 0.007001 | 2.7609 | 294.9073 | 31.9948 | 30.0074 | 0.86142 | 15.6866 | 17.5248 | 0.95093 | 0.19992 | 0.046054 | 2.5128 | 16.265 | 1.7298 | 2.4757 | 10.2674 | 8.4638 | 1.7542 | 3.2799 | 15.5292 | 10.5312 | 10.7866 | 7.027 | 53.6915 | 71.0217 | 41.2166 | 67.196
4255
4256 |  |  |  | 2.3103 | 6.2094
4257 | 1.2269 | 4.2633 | 2 | 2.0499 | 6.8034 | -0.63871 | 0.0036364 | 0.0074718 | 1.0005 | 294.777 | 31.0055 | 31.2773 | 0.73989 | 16.2225 | 17.0847 | 9.7481 | 0.01885 | 0.037273 | 1.9167 | 10.6667 | 0.11136 | 0.31818 | 9.8743 | 9.3854 | 1.7759 | 2.7861 | 14.7309 | 13.6615 | 11.1147 | 9.9789 | 56.7401 | 58.1844 | 44.4657 | 49.9816
4258 |  |  |  | 2.1857 | 5.7006
4259
4260 | 3.4675 | 9.4344 | 2.0043 | 2.0851 | 5.4796 | 0.27324 | 0.023017 | 0.0054251 | 2.2395 | 295.7021 | 51.1016 | 33.5261 | 1.3096 | 11.4623 | 12.8724 | 0.54406 | 0.018635 | 0.052371 | 1.5431 | 14.5172 | 0.98914 | 2.4181 | 8.5115 | 7.2855 | 2.1213 | 3.6264 | 11.3717 | 6.3734 | 7.6161 | 4.3953 | 45.6067 | 69.2957 | 61.2187 | 89.6029
4261 | 1.6302 | 5.557 | 2 | 3.0844 | 7.3374 | -3.6091 | 0.017143 | 0.0063408 | 1.3063 | 294.9006 | 35.3313 | 30.2795 | 0.91981 | 14.8875 | 16.1125 | 1.0904 | 0.27304 | 0.072143 | 2.125 | 17.125 | 3.4246 | 3.5357 | 9.2854 | 8.6619 | 1.7833 | 3.2387 | 14.1655 | 11.446 | 11.0747 | 9.096 | 50.7067 | 63.0184 | 44.0028 | 58.552
4262
4263
4264
4265 | 6.6278 | 16.0187 | 2.9307 | 2.6754 | 6.8452 | 1.4603 | 0.076139 | 0.0066876 | 2.5962 | 295.5499 | 35.3136 | 31.3121 | 0.99509 | 14.9762 | 16.7884 | 2.0755 | 0.12116 | 0.094752 | 3.125 | 18.6375 | 2.5022 | 11.6535 | 10.5553 | 9.342 | 1.9883 | 3.7709 | 14.7352 | 9.366 | 9.6909 | 5.9291 | 58.484 | 68.528 | 45.0924 | 73.7419
4266
4267 | 13.8584 | 26.6765 | 2 | 3.3651 | 7.6399 | -0.021104 | 0.064451 | 0.0069114 | 3.9955 | 292.924 | 24.3389 | 21.8839 | 0.7198 | 17.4528 | 20.346 | 1.3352 | 0.17139 | 0.09289 | 4.1429 | 16.8214 | 0.17711 | 7.3757 | 10.7259 | 7.8768 | 1.6759 | 2.9252 | 16.614 | 11.1927 | 12.1064 | 8.0183 | 38.7839 | 53.1628 | 36.6129 | 60.4374
4268 | 0.73636 | 2.1623 | 2 | 1.79 | 4.5157 | -0.3522 | 0.0042677 | 0.0060448 | 1.2307 | 298.8465 | 53.392 | 37.5947 | 1.5734 | 11.2247 | 12.2775 | 0.68672 | 0.017883 | 0.010077 | 1.6375 | 14.7637 | 0.70101 | 0.79419 | 6.1978 | 5.7336 | 2.9305 | 4.3644 | 10.2392 | 6.1908 | 7.0281 | 4.0991 | 51.6845 | 79.3674 | 67.3344 | 91.1604
4269
4270
4271 |  |  |  | 1.6527 | 4.5059
4272
4273 | 2.1901 | 6.5951 | 2 | 2.9018 | 9.5507 | -0.8597 | 0.011624 | 0.0059616 | 2.2136 | 297.1501 | 46.6867 | 38.8952 | 1.454 | 12.3306 | 14.4234 | 0.71331 | 0.15112 | 0.023464 | 1.9392 | 13.5405 | 0 | 0.0039139 | 16.4787 | 12.2367 | 2.6565 | 4.5945 | 12.4397 | 5.9538 | 7.7197 | 4.2548 | 75.1037 | 104.4286 | 56.1021 | 92.064
4274
4275
4276 | 2.8469 | 7.3402 | 3 | 3.0151 | 8.678 | 0.30168 | 0.013467 | 0.0059658 | 3.8702 | 295.4337 | 48.691 | 36.4417 | 1.3402 | 11.6248 | 13.8457 | 1.2803 | 0.060408 | 0.041274 | 1.8917 | 15.5708 | 1.3771 | 3.309 | 13.5411 | 9.4517 | 2.3892 | 4.3053 | 12.1932 | 5.4103 | 7.8558 | 3.6359 | 61.108 | 110.1776 | 55.7845 | 96.3694
4277
4278 |  |  |  | 2.2413 | 5.4317 |  |  | 0.0068828 | 2.0334 | 292.7212 | 33.6221 | 31.1311 | 0.7464 | 15.0714 | 16.609 | 61.2017 | [6 empty] | 8.1367 | 7.4925 | 1.5939 | 3.1307 | 14.6726 | 10.5122 | 9.8899 | 6.9155 | 51.427 | 60.7697 | 45.5017 | 66.4443
4279
4280
4281
4282
4283 | 5.353 | 12.6512 | 2.7907 | 2.0779 | 5.6072 | 1.661 | 0.06562 | 0.0058383 | 2.9764 | 295.321 | 47.1812 | 32.0907 | 1.2511 | 12.2311 | 14.0887 | 3.1778 | 0.10861 | 0.050717 | 3.0544 | 17.9198 | 5.0419 | 6.9302 | 8.3186 | 5.9933 | 2.1017 | 3.9184 | 13.0022 | 5.9223 | 8.3991 | 4.0503 | 48.7954 | 83.0322 | 52.2766 | 92.493
4284 | 7.5411 | 15.4671 | 2.9627 | 1.7979 | 5.0429 | -1.5785 | 0.047649 | 0.0066919 | 2.6205 | 296.7757 | 38.8164 | 32.3489 | 1.13 | 14.3447 | 16.1081 | 1.0881 | 0.33665 | 0.028843 | 1.9161 | 16.8042 | 1.5974 | 3.5709 | 10.6844 | 7.9028 | 2.2176 | 3.7934 | 14.2885 | 7.9359 | 8.5742 | 4.8073 | 52.4431 | 83.043 | 48.1966 | 81.697
4285
4286
4287
4288 | 1.8404 | 6.0183 | 2 | 2.0524 | 5.4728 | -0.060556 | 0.01962 | 0.0070537 | 2.3771 | 295.4705 | 26.6996 | 27.9815 | 0.81444 | 17.279 | 18.9999 | 11.3512 | 0.2929 | 0.0073418 | 3.2727 | 19.6562 | 1.7577 | 2.6329 | 10.8652 | 9.1803 | 1.7239 | 3.1043 | 16.2318 | 13.6414 | 13.3209 | 10.4387 | 50.2926 | 59.3639 | 36.1964 | 49.4167
4289 | 9.0769 | 20.1091 | 3 | 2.0605 | 5.7109 | 0.86099 | 0.064467 | 0.0056035 | 3.4147 | 293.914 | 46.7428 | 30.7852 | 1.1707 | 12.1112 | 14.1594 | 0.8223 | 0.027076 | 0.08459 | 1.7226 | 16.0387 | 3.2231 | 5.4262 | 11.2365 | 7.3691 | 2.1027 | 3.5634 | 12.4245 | 6.0105 | 7.538 | 4.1362 | 48.3838 | 76.5925 | 55.0009 | 91.7377
4290
4291 | 7.115 | 21.2039 | 2 | 2.384 | 6.2211 | 0.70382 | 0.060113 | 0.0057013 | 2.928 | 296.0283 | 49.3546 | 33.9715 | 1.3296 | 11.8015 | 13.6056 | 1.0636 | 0.019661 | 0.12526 | 2.0074 | 14.6618 | 3.6902 | 7.0452 | 8.3909 | 6.3842 | 2.3193 | 4.1305 | 12.4281 | 5.5248 | 8.2594 | 3.8005 | 54.0756 | 90.8396 | 55.5344 | 94.8931
4292 | 0.87621 | 3.4926 | 2 | 2.6149 | 7.7525 | -0.25075 | 0.00093407 | 0.0045284 | 1.4584 | 291.8805 | 42.9857 | 32.2137 | 1.0249 | 13.0961 | 14.8585 | 0.64017 | 0.015863 | 0.004011 | 1.6509 | 14.8447 | 0 | 0.32967 | 8.2966 | 7.4036 | 1.8495 | 3.1553 | 12.8591 | 6.6504 | 7.9575 | 5.1873 | 50.9515 | 80.9107 | 55.4148 | 86.8372
4293
4294
4295
4296
4297
4298 |  |  |  | 1.8396 | 5.1027 |  |  | 0.0070987 | 2.9148 | 295.905 | 23.803 | 24.9282 | 0.82988 | 17.9391 | 19.8854 | 1.7378 | [6 empty] | 11.032 | 9.1022 | 1.845 | 3.1313 | 16.6226 | 14.3128 | 13.9923 | 11.8262 | 46.6973 | 53.6431 | 34.505 | 45.1405
4299 |  |  |  | 3.8731 | 10.92
4300
4301
4302 | 4.7293 | 12.5501 | 2.8333 | 3.6302 | 7.4041 | -4.9922 | 0.050238 | 0.0067094 | 1.9405 | 294.8872 | 33.3584 | 31.0472 | 0.90981 | 15.5247 | 16.9969 | 9.2655 | 0.28312 | 0.036429 | 5.4706 | 20.5 | 1.3843 | 3.2143 | 7.8006 | 7.3084 | 1.9512 | 3.4936 | 14.9428 | 10.5043 | 10.5865 | 6.8535 | 46.1121 | 66.5944 | 42.177 | 67.5134
4303 | 4.619 | 10.8627 | 2 | 2.347 | 7.2137 | -4.8244 | 0.030345 | 0.0072963 | 2.2417 | 294.4616 | 29.4276 | 26.5784 | 0.75808 | 16.2346 | 17.8513 | 29.834 | 0.41079 | 0.085172 | 5.5417 | 19.7917 | 1.3031 | 1.2759 | 9.6338 | 8.4222 | 1.6921 | 3.0318 | 14.605 | 13.0815 | 12.0956 | 9.4943 | 49.0582 | 50.4779 | 41.1874 | 51.4016
4304 | 0.50776 | 1.5518 | 2 | 2.8226 | 5.9387 | -0.31516 | 0.00026316 | 0.0055455 | 0.79661 | 298.2816 | 60.8576 | 43.5283 | 1.6057 | 9.943 | 10.7242 | 0.41168 | 0.046569 | 0.0047166 | 1.2109 | 13.6259 | 0.36462 | 0.40081 | 6.5844 | 5.9159 | 2.8501 | 4.0819 | 8.2691 | 5.4362 | 5.6421 | 3.4533 | 61.6615 | 85.5644 | 78.9358 | 96.9752
4305
4306 | 2.6593 | 7.4941 | 2 | 2.3407 | 6.1388 | 0.73009 | 0.033548 | 0.0060536 | 2.452 | 297.0159 | 47.0968 | 33.266 | 1.3532 | 12.3657 | 14.0651 | 26.3797 | 0.78162 | 0.032581 | 8.2333 | 21.5333 | 5.0981 | 6.7419 | 7.4395 | 5.6765 | 2.4582 | 4.2159 | 12.7614 | 6.326 | 8.4971 | 4.2276 | 48.8702 | 81.3427 | 54.4051 | 90.3475
4307 | 3.3475 | 8.8591 | 2 | 2.1684 | 5.7848 | 1.7534 | 0.050146 | 0.0057867 | 2.8825 | 295.502 | 46.3678 | 31.9013 | 1.2403 | 12.4893 | 14.3233 | 14.0267 | 0.30631 | 0.044829 | 4.0292 | 18.8012 | 4.225 | 7.0244 | 7.8963 | 5.9278 | 2.0999 | 3.8703 | 13.2304 | 6.0452 | 8.7086 | 4.1513 | 48.0985 | 82.7717 | 50.9264 | 91.439
4308
4309 | 2.2981 | 6.7327 | 2 | 2.1354 | 6.3377 | -7.0803 | 0 | 0.0071348 | 2.438 | 296.4961 | 34.4252 | 30.3805 | 1.0085 | 15.2947 | 16.943 | 0 | 0.11 | 0.01375 | 1.5 | 9.25 | 0 | 0 | 7.3197 | 6.1605 | 1.8996 | 3.6074 | 14.3544 | 10.6228 | 11.2113 | 7.177 | 48.1468 | 60.0387 | 43.9226 | 66.1158
4310
4311
4312 | 15.8333 | 31.5659 | 3 | 1.6205 | 4.9559 | -0.48023 | 0.13889 | 0.004987 | 4.449 | 292.9233 | 46.9446 | 33.0651 | 1.1305 | 11.9362 | 14.275 | 0.89194 | 0.019615 | 0.014444 | 5.6786 | 21.3929 | 3.5803 | 16.1389 | 9.9491 | 7.2944 | 2.0212 | 3.4184 | 12.6995 | 5.9138 | 7.2692 | 4.0565 | 56.6884 | 91.5373 | 54.5406 | 92.5676
4313 | 1.7642 | 7.427 | 2 | 2.0909 | 6.2387 | 2.025 | 0.01 | 0.0072835 | 1.1665 | 291.4997 | 23.9374 | 23.5984 | 0.52236 | 17.4912 | 18.725 | 25.9688 | 0.57066 | 0.02 | 13.5 | 22 | 3.46 | 8 | 10.7186 | 9.5694 | 1.3536 | 2.054 | 16.5099 | 15.4247 | 13.6768 | 13.4792 | 43.2381 | 44.3293 | 31.7117 | 36.9127
4314
4315
4316 | 0.35774 | 1.0441 | 2 | 2.337 | 6.2171 | 2.6864 | 0 | 0.0067675 | 1.5951 | 296.5701 | 37.9042 | 32.9229 | 1.0868 | 14.5507 | 15.9563 | 21.6551 | 0.23262 | 0 | 8 | 11.5 | 0 | 0 | 7.46 | 6.6408 | 2.1683 | 3.8527 | 13.9725 | 9.2192 | 10.0139 | 6.0015 | 48.3247 | 71.1461 | 46.6555 | 74.8147
4317 | 2.9386 | 8.3211 | 2 | 2.4463 | 7.1156 | -0.47092 | 0.028951 | 0.0061509 | 3.4938 | 297.5943 | 47.6266 | 35.481 | 1.5422 | 12.1529 | 14.5222 | 2.0757 | 0.10537 | 0.019482 | 2.4459 | 16.1703 | 3.6995 | 5.4039 | 10.1536 | 7.8053 | 2.789 | 4.7269 | 11.6641 | 5.5068 | 7.2419 | 4.2193 | 63.4943 | 88.3575 | 60.2769 | 94.4139
4318
4319 | 5.1453 | 13.9153 | 2 | 2.838 | 7.594 | -7.3773 | 0.023333 | 0.0073087 | 1.791 | 291.705 | 24.3917 | 22.4841 | 0.51096 | 17.4436 | 19.0392 | 24.1993 | 0.099271 | 0.087273 | 1.1333 | 9.5333 | 5.6015 | 3.9697 | 10.9264 | 9.547 | 1.405 | 2.4032 | 16.6746 | 13.9745 | 11.5535 | 9.1013 | 48.8476 | 44.0241 | 35.8498 | 50.271
4320 | 7.3095 | 25.6076 | 2 | 2.1334 | 5.6423 | -4.7137 | 0.033125 | 0.0073121 | 1.7138 | 292.8354 | 31.4715 | 29.3606 | 0.66329 | 15.649 | 17.0872 | 20.7346 | 0.61672 | 0.04 | 5.3846 | 19.3846 | 1.2894 | 4.125 | 8.0009 | 7.3948 | 1.5488 | 2.9351 | 14.8886 | 11.6301 | 10.1915 | 7.6342 | 49.9243 | 53.5026 | 44.0283 | 60.3228
4321 | 1.4804 | 5.1285 | 2 | 1.9733 | 6.279 | -0.44126 | 0.014219 | 0.0074151 | 1.0097 | 294.8607 | 31.6014 | 31.4136 | 0.75467 | 16.0571 | 16.9202 | 6.0752 | 0.17659 | 0.018073 | 2.9955 | 17.9865 | 3.1919 | 4.8704 | 9.8488 | 9.3724 | 1.805 | 2.8388 | 14.4345 | 13.3246 | 10.7132 | 9.6697 | 57.2718 | 58.5914 | 45.8158 | 51.5792
4322
4323
4324 | 7.596 | 23.8508 | 2 | 3.7106 | 9.8151 | 1.1998 | 0.03195 | 0.0071243 | 1.2556 | 291.9594 | 27.4177 | 28.0333 | 0.57975 | 16.6067 | 17.8853 | 2.9991 | 0.2291 | 0.0018239 | 3.2 | 18.2667 | 4.5933 | 9.0503 | 11.4967 | 10.301 | 1.3974 | 2.3159 | 16.146 | 13.4336 | 13.1611 | 11.0192 | 48.5886 | 55.6225 | 33.7672 | 46.5159
4325
4326
4327
4328
4329 | 3.9512 | 14.9352 | 2 | 2.1813 | 6.8316 | -0.99566 | 0.027193 | 0.0060992 | 2.0781 | 296.5048 | 41.5728 | 30.6906 | 1.2198 | 13.8836 | 15.4488 | 4.1961 | 0.3461 | 0.022637 | 4.3738 | 18.5607 | 2.901 | 2.848 | 9.3305 | 6.7512 | 2.3324 | 4.0741 | 13.6146 | 7.3736 | 8.2373 | 4.4867 | 52.0996 | 73.0698 | 50.8335 | 83.6513
4330 |  |  |  | 3.0127 | 7.4727
4331
4332
4333 |  |  |  | 1.7469 | 4.791
4334 | 6.5414 | 13.771 | 2 | 1.9418 | 5.5971 | -2.0493 | 0.066087 | 0.0055395 | 3.3955 | 295.1325 | 46.6274 | 32.6932 | 1.2207 | 12.362 | 14.3439 | 3.4789 | 0.024515 | 0.061594 | 2.8541 | 18.0055 | 3.6683 | 5.2681 | 8.4765 | 6.5619 | 2.1076 | 3.7475 | 13.1346 | 5.8069 | 8.5661 | 3.9814 | 51.8782 | 91.3347 | 52.2538 | 92.8194
4335 | 3.3664 | 9.4441 | 2 | 2.458 | 7.9048 | -0.26681 | 0.011538 | 0.0060296 | 1.3369 | 298.2868 | 45.3978 | 31.6607 | 1.446 | 13.2581 | 14.496 | 1.3299 | 0.15034 | 0.014769 | 1.52 | 13.8 | 2.9652 | 1.3692 | 7.7978 | 6.5314 | 2.7069 | 4.6805 | 12.9873 | 6.8051 | 8.5037 | 4.6608 | 56.3972 | 82.1101 | 53.9904 | 87.124
4336
4337 | 1.8856 | 4.5997 | 2 | 2.9021 | 7.981 | -3.9943 | 0.0095455 | 0.0063699 | 3.077 | 296.7304 | 47.9868 | 35.1006 | 1.3897 | 11.9236 | 13.9219 | 1.3085 | 0.045429 | 0.033182 | 4.2308 | 6.3077 | 2.5984 | 3.75 | 12.8769 | 8.8285 | 2.5501 | 4.4094 | 12.0662 | 5.699 | 7.9651 | 3.8298 | 57.6833 | 102.6519 | 56.5916 | 94.4861
4338
4339 | 0.95034 | 4.003 | 2 | 2.875 | 7.8088 | -0.31369 | 0.0021302 | 0.0068365 | 0.93707 | 299.1459 | 41.771 | 35.2149 | 1.2563 | 13.8455 | 14.5578 | 1.3295 | 0.1871 | 0.0096154 | 1.6193 | 11.665 | 1.1708 | 2.0473 | 11.2136 | 9.6034 | 2.2934 | 3.7532 | 11.8314 | 10.2097 | 7.0464 | 6.6574 | 64.7097 | 67.9053 | 60.2706 | 68.7591
4340 | 3.3586 | 11.487 | 2 | 2.0304 | 5.8437 | 0.041742 | 0.02 | 0.0064492 | 3.4539 | 293.9992 | 25.5546 | 25.6576 | 0.81117 | 17.4941 | 19.9668 | 8.7884 | 0.39232 | 0.009375 | 3.8462 | 21.1538 | 2.6844 | 4.4375 | 11.9157 | 9.4856 | 1.6197 | 3.1299 | 17.8083 | 11.1031 | 12.5949 | 6.8053 | 44.7649 | 66.4708 | 31.1185 | 63.4724
4341
4342 |  |  |  | 1.3869 | 4.1412
4343
4344
4345
4346 | 2.9925 | 9.1122 | 2.1167 | 1.5371 | 4.9282 | -0.27864 | 0.026167 | 0.0069235 | 2.7047 | 294.9539 | 34.1179 | 30.4021 | 0.89441 | 15.0542 | 16.8968 | 11.3481 | 0.37491 | 0.019333 | 3.8298 | 20.234 | 2.5768 | 4 | 10.6443 | 8.4348 | 1.8462 | 3.5108 | 15.0007 | 9.375 | 9.6499 | 5.7913 | 51.9738 | 77.2818 | 44.2748 | 74.3263
4347
4348 |  |  |  | 2.0358 | 5.7924 |  |  | 0.0067374 | 2.8616 | 296.8671 | 33.2848 | 33.5731 | 1.073 | 15.7038 | 17.5648 | 0.17049 | [6 empty] | 11.189 | 9.2896 | 2.2951 | 3.7604 | 14.7641 | 10.7227 | 10.2472 | 7.3517 | 61.139 | 77.9491 | 46.2542 | 65.4304
4349
4350
4351 | 1.6659 | 4.9654 | 2 | 1.9397 | 5.4583 | -1.6769 | 0.020905 | 0.0063847 | 2.2931 | 296.6123 | 43.4674 | 31.9393 | 1.2586 | 13.1703 | 14.8125 | 3.4218 | 0.08776 | 0.040588 | 1.6705 | 13.3068 | 0.60783 | 1.4661 | 13.1396 | 9.1664 | 2.2438 | 3.8788 | 13.373 | 7.0849 | 9.2703 | 4.8271 | 44.2475 | 71.4411 | 49.6332 | 85.3564
4352
4353 | 1.7082 | 5.2017 | 2 | 3.0158 | 7.5264 | -3.3224 | 0.012056 | 0.0063705 | 0.95315 | 295.7976 | 40.1357 | 33.4866 | 0.99981 | 14.0437 | 15.0492 | 0.40018 | 0.12416 | 0.051615 | 1.8462 | 15.1615 | 0.015927 | 0.012097 | 8.1626 | 8.043 | 1.8359 | 3.3941 | 12.9599 | 9.5759 | 8.1563 | 5.9405 | 56.1237 | 68.7967 | 53.2817 | 72.5522
4354
4355 | 12.2794 | 25.5568 | 2.625 | 1.9693 | 5.0228 | -6.4945 | 0.05125 | 0.0064958 | 2.7012 | 296.3656 | 37.6361 | 32.0872 | 1.0951 | 14.4952 | 16.2896 | 19.2946 | 0.20506 | 0.13 | 4.75 | 22 | 1.5689e-13 | 1.125 | 10.7812 | 7.9312 | 2.1017 | 3.9458 | 14.7245 | 8.447 | 8.9169 | 5.0002 | 50.8143 | 81.8558 | 46.6682 | 79.7307
4356 | 11.594 | 27.1954 | 3 | 2.2201 | 5.2038 | -1.0736 | 0.10945 | 0.0052054 | 2.7341 | 294.1513 | 49.7742 | 35.1998 | 1.2207 | 11.6181 | 13.3785 | 2.5353 | 0.083366 | 0.093975 | 4.2118 | 20.2118 | 4.8486 | 8.9541 | 10.7427 | 7.8662 | 2.0332 | 3.5852 | 11.1756 | 5.8463 | 7.0804 | 3.9278 | 54.3349 | 82.7149 | 61.853 | 93.6685
4357
4358 |  |  |  | 2.7031 | 6.7593
4359 | 8.002 | 27.1755 | 2 | 3.4196 | 8.4383 | 0.63018 | 0.027857 | 0.0061669 | 2.3843 | 296.0587 | 42.4277 | 35.959 | 1.2075 | 13.5431 | 15.3672 | 2.0043 | 0.25537 | 0.032051 | 3.4103 | 15.9744 | 2.1565 | 2.3619 | 9.6643 | 7.8833 | 2.3177 | 4.062 | 13.0797 | 6.8811 | 7.8483 | 4.1529 | 58.321 | 87.8612 | 52.9001 | 87.3292
4360
4361
4362
4363 | 2.1147 | 5.3505 | 2 | 2.3254 | 5.5579 | 1.4675 | 0.018947 | 0.0061666 | 2.0477 | 297.1062 | 45.221 | 33.3006 | 1.3217 | 12.8722 | 14.3954 | 10.7682 | 0.19277 | 0.032105 | 2.2857 | 18.5714 | 0.78158 | 4.6316 | 12.4 | 9.0598 | 2.3169 | 3.9762 | 12.7081 | 7.0232 | 9.1245 | 4.7339 | 47.7168 | 78.7894 | 52.8606 | 86.0461
4364
4365 | 11.8009 | 22.4077 | 3 | 1.765 | 4.4449 | 0.14355 | 0.057732 | 0.0059978 | 3.3862 | 294.4798 | 44.8485 | 31.0604 | 1.1673 | 12.4986 | 14.5212 | 0.49101 | 0.02002 | 0.12802 | 1.9048 | 8.2381 | 1.7088 | 4.7216 | 12.9252 | 8.8105 | 2.0676 | 3.5097 | 12.7227 | 6.4156 | 8.0693 | 4.518 | 47.0221 | 72.7242 | 52.8531 | 88.4827
4366
4367
4368 | 5.6483 | 12.6031 | 2 | 1.4049 | 4.5081 | 0.45193 | 0.049767 | 0.006986 | 2.765 | 295.8827 | 26.3563 | 27.3322 | 0.8652 | 17.4248 | 19.2967 | 2.0467 | 0.26122 | 0.035814 | 1.68 | 14.56 | 5.8744 | 9.814 | 10.8731 | 8.7963 | 1.9894 | 3.286 | 16.0355 | 13.2897 | 12.8173 | 10.3155 | 49.5772 | 58.512 | 37.7633 | 50.6799
4369 |  |  |  | 1.3198 | 4.2799 |  |  | 0.0069778 | 2.2263 | 295.6687 | 29.2785 | 28.4587 | 0.87181 | 16.5604 | 18.2989 | 32 | [6 empty] | 10.7099 | 8.7333 | 1.8669 | 3.3712 | 15.8095 | 12.2094 | 11.9556 | 8.5368 | 48.4338 | 64.7642 | 39.1431 | 57.4652
4370
4371 | 5.0209 | 14.1017 | 2 | 2.0913 | 6.5085 | 0.59412 | 0.031217 | 0.0062736 | 2.5862 | 297.1364 | 37.7882 | 38.1596 | 1.2202 | 14.5082 | 16.5054 | 8.2329 | 0.26617 | 0.043953 | 1.5439 | 17.807 | 0.56904 | 2.1652 | 12.9925 | 10.6281 | 2.4168 | 4.1164 | 13.4864 | 8.0627 | 9.3357 | 5.1904 | 70.276 | 99.0378 | 49.9275 | 79.7742
4372 |  |  |  | 1.5116 | 3.9814
4373 | 7.2088 | 15.4344 | 2 | 2.1047 | 6.6344 | -2.2773 | 0.075 | 0.0073838 | 1.1732 | 291.6217 | 24.6664 | 24.2809 | 0.52092 | 17.2562 | 18.5457 | 10.8207 | 0.097907 | 0.041 | 3.75 | 15 | 0 | 0 | 11.1118 | 9.8452 | 1.3915 | 2.1138 | 16.5525 | 15.0931 | 13.3606 | 12.9933 | 44.7407 | 46.2312 | 32.1304 | 38.7816
4374
4375
4376
4377 |  |  |  | 1.5116 | 3.9814
4378 | 7.4047 | 26.4784 | 2 | 2.3977 | 5.9559 | -1.0188 | 0.038913 | 0.0066906 | 1.5596 | 295.7783 | 40.4749 | 34.7234 | 1.025 | 13.8545 | 15.1462 | 4.3146 | 0.40601 | 0.03567 | 4.1429 | 20.9286 | 1.9761 | 4.7826 | 10.0753 | 8.9852 | 2.0525 | 3.7362 | 12.9771 | 8.7159 | 8.2769 | 5.0805 | 58.8411 | 76.7347 | 52.5744 | 78.4503
4379
4380 | 9.3811 | 21.3339 | 2.658 | 2.3026 | 6.2338 | 0.74684 | 0.052656 | 0.0063242 | 3.5533 | 293.2823 | 29.7769 | 28.7199 | 0.83913 | 16.4461 | 18.9312 | 1.0522 | 0.075758 | 0.1024 | 2.0556 | 16.1944 | 1.4801 | 6.2504 | 11.8563 | 9.4165 | 1.6577 | 3.2574 | 17.093 | 9.3024 | 10.5807 | 5.5386 | 48.6213 | 78.6187 | 35.3641 | 73.5504
4381
4382 | 5.0195 | 13.4914 | 2 | 2.5582 | 7.4284 | 0.77862 | 0.025611 | 0.0056452 | 4.5481 | 292.4739 | 35.268 | 27.6127 | 0.95579 | 14.599 | 17.5991 | 0.75808 | 0.097023 | 0.049095 | 1.7097 | 14.1398 | 1.1882 | 4.3665 | 12.0838 | 8.3947 | 1.6872 | 3.4298 | 15.2599 | 7.2089 | 9.44 | 4.5793 | 50.7397 | 77.2018 | 42.2592 | 84.832
4383 | 1.832 | 4.5413 | 2 | 3.3977 | 7.1856 | -0.5625 | 0 | 0.0067623 | 1.2809 | 296.6133 | 39.8478 | 35.2058 | 1.099 | 14.1387 | 15.3874 | 15.9827 | 0.31255 | 0.01 | 1 | 22 | 0 | 1 | 7.1069 | 6.647 | 2.1246 | 3.7318 | 12.4184 | 9.1986 | 9.9688 | 6.3835 | 56.9258 | 68.8824 | 52.8944 | 72.7807
4384 | 3.3359 | 8.1507 | 2 | 2.7327 | 7.4125 | 0.21 | 0.016848 | 0.0065889 | 2.1898 | 297.6884 | 45.6726 | 32.7444 | 1.3781 | 12.8333 | 14.466 | 0.90936 | 0.03185 | 0.034804 | 1.8864 | 16.1639 | 1.5564 | 3.2674 | 8.3347 | 6.7332 | 2.6154 | 4.3281 | 12.1194 | 6.2621 | 8.2787 | 4.2142 | 51.2875 | 91.4993 | 56.7725 | 90.4383
4385
4386
4387 | 12.0146 | 32.497 | 3 | 1.7191 | 4.199 | -4.5827 | 0.13733 | 0.0071497 | 3.3068 | 296.7421 | 31.0168 | 28.0263 | 0.97652 | 16.0458 | 17.8563 | 0.84711 | 0.1679 | 0.046667 | 6.6333 | 20.0333 | 0.36667 | 13.7556 | 9.6312 | 8.3253 | 1.9818 | 3.6654 | 15.6833 | 10.9496 | 10.1292 | 6.8343 | 47.071 | 62.2908 | 41.1508 | 65.7381
4388
4389 | 6.2126 | 15.8344 | 2.4681 | 1.6549 | 4.6216 | -3.0106 | 0.035106 | 0.0066401 | 2.4801 | 297.028 | 38.9694 | 32.5432 | 1.1382 | 14.2633 | 15.9356 | 2.4776 | 0.4479 | 0.024043 | 2.76 | 15.28 | 3.4294 | 9.4255 | 10.3006 | 7.7451 | 2.2459 | 3.8198 | 13.9766 | 8.407 | 8.904 | 5.2204 | 53.7564 | 79.746 | 48.2662 | 78.9831
4390 | 1.7938 | 5.8187 | 2 | 2.3438 | 7.632 | -1.1049 | 0.010132 | 0.0074933 | 0.9817 | 294.9482 | 30.3095 | 28.6574 | 0.75964 | 16.1665 | 17.0163 | 12.8065 | 0.32612 | 0.019603 | 6.0256 | 16.2051 | 0.68801 | 1.2517 | 9.8467 | 9.3419 | 1.7738 | 2.8195 | 15.0272 | 13.8403 | 11.7476 | 10.3073 | 50.6684 | 52.4406 | 41.7532 | 47.8355
4391 | 0.4058 | 1.2085 | 2 | 3.2166 | 7.6639 | -0.31801 | 0.00020619 | 0.0063873 | 0.73829 | 296.3033 | 42.0535 | 34.9416 | 1.0412 | 13.7371 | 14.5368 | 0.14346 | 0.075366 | 0.00051546 | 1.1905 | 15.381 | 0 | 0.030928 | 8.1032 | 7.9982 | 1.944 | 3.2617 | 12.4941 | 9.0389 | 7.6221 | 5.4717 | 57.848 | 71.0615 | 55.6683 | 75.6052
4392 | 2.8537 | 8.5227 | 3 | 2.349 | 7.4023 | -0.36775 | 0.0113 | 0.0058932 | 3.1674 | 297.7573 | 49.7651 | 34.5475 | 1.6011 | 11.686 | 13.9435 | 2.3666 | 0.14644 | 0.01245 | 2.0202 | 14.5908 | 1.9 | 3.326 | 9.8326 | 6.9842 | 2.8439 | 4.964 | 11.2903 | 5.4113 | 7.0939 | 4.1171 | 61.7928 | 82.3322 | 62.3786 | 95.4727
4393
4394 | 4.729 | 14.0475 | 3 | 1.8247 | 5.2491 | -0.98935 | 0.064444 | 0.0065177 | 2.5016 | 296.7221 | 39.5088 | 32.7222 | 1.1384 | 14.0108 | 15.6743 | 12.8572 | 0.38635 | 0.028333 | 3.5385 | 20.8462 | 1.9794 | 4.8333 | 9.8528 | 7.3868 | 2.2031 | 3.816 | 13.4866 | 8.7167 | 9.0165 | 5.5732 | 53.699 | 76.0888 | 48.9507 | 77.441
4395
4396
4397
4398 |  |  |  | 2.2408 | 5.5442
4399
4400 | 1.1345 | 3.7195 | 2 | 2.9401 | 6.6592 | 0.57694 | 0.0082 | 0.0067478 | 1.3127 | 296.3674 | 40.6641 | 36.2407 | 1.0834 | 14.0096 | 15.2883 | 10.0723 | 0.32581 | 0.0082 | 2.5556 | 18.3889 | 1.1166 | 1.44 | 7.1314 | 6.6609 | 2.1578 | 3.7125 | 12.8242 | 8.821 | 9.7953 | 5.9617 | 56.4845 | 71.7027 | 52.2679 | 75.6308
4401
4402 |  |  |  | 1.3821 | 4.4136
4403 | 1.269 | 4.1152 | 2 | 3.0063 | 8.4495 | -1.1215 | 0.0099262 | 0.0064284 | 1.6912 | 298.2035 | 45.2958 | 40.1731 | 1.3613 | 13.1091 | 14.3921 | 1.6887 | 0.10816 | 0.015148 | 1.759 | 14.6078 | 2.2717 | 2.3229 | 8.1266 | 6.7802 | 2.4866 | 4.1424 | 11.7529 | 7.5492 | 8.9001 | 5.0704 | 63.5631 | 83.9123 | 57.9143 | 82.9289
4404 |  |  |  | 2.572 | 8.1284
4405
4406 | 5.2058 | 14.3833 | 2 | 2.1673 | 6.4346 | 0.33861 | 0.056471 | 0.0072912 | 1.1552 | 291.3811 | 24.1618 | 23.752 | 0.50609 | 17.4048 | 18.6055 | 12.9028 | 0.51236 | 0.42706 | 8.9231 | 19.8462 | 10.6447 | 9.5294 | 10.5955 | 9.4079 | 1.3293 | 1.9281 | 16.5675 | 15.5104 | 13.4609 | 13.6394 | 43.4479 | 43.2904 | 31.7672 | 36.0949
4407 | 7.3456 | 15.3927 | 2 | 2.2994 | 6.7942 | -5.0206 | 0.046176 | 0.0042609 | 3.0748 | 291.0329 | 44.5895 | 36.4621 | 1.015 | 12.5447 | 14.7257 | 1.9897 | 0.031941 | 0.045 | 1.8333 | 15 | 2.2544 | 3.6765 | 12.6185 | 10.2019 | 1.7941 | 3.114 | 12.7108 | 6.2685 | 7.6438 | 4.9195 | 56.9157 | 92.6437 | 55.6046 | 89.4917
4408 | 1.38 | 5.0873 | 2 | 2.9451 | 6.8634 | -1.4971 | 0.020351 | 0.0067095 | 1.2922 | 294.5418 | 32.715 | 29.3755 | 0.83941 | 15.5681 | 16.7868 | 6.0522 | 0.19592 | 0.040351 | 2.7019 | 15.7404 | 1.1001 | 2.3509 | 9.4788 | 8.776 | 1.7432 | 3.0572 | 14.7564 | 12.4617 | 11.8438 | 10.1792 | 50.2504 | 57.8856 | 41.0467 | 52.9366
4409 | 4.2413 | 10.4591 | 2 | 1.9322 | 6.3778 | 2.3819 | 0.044185 | 0.0062247 | 2.4749 | 297.1359 | 39.2271 | 39.346 | 1.2353 | 14.1563 | 16.1174 | 5.5553 | 0.22597 | 0.017006 | 2.2222 | 16.634 | 1.6083 | 3.2467 | 12.9967 | 10.6294 | 2.4434 | 4.1485 | 13.0934 | 7.7838 | 8.83 | 4.9646 | 72.3925 | 102.0016 | 51.7772 | 81.4318
4410
4411 | 0.79259 | 2.7685 | 2 | 2.5848 | 6.573 | 0.11729 | 0.0025612 | 0.0063179 | 1.3908 | 298.6248 | 48.8798 | 41.1532 | 1.5028 | 12.288 | 13.4669 | 1.509 | 0.17613 | 0.0078928 | 1.8744 | 15.9983 | 0.2658 | 0.40869 | 8.6692 | 7.2992 | 2.7742 | 4.2866 | 11.8371 | 6.7501 | 8.4225 | 4.8076 | 60.4262 | 94.9808 | 58.4575 | 86.6065
4412
4413
4414 | 2.7811 | 9.1272 | 3 | 3.5588 | 7.4063 | -0.9658 | 0.030667 | 0.0065471 | 1.7141 | 295.4561 | 37.7609 | 34.3338 | 1.0199 | 14.4433 | 15.8727 | 9.9475 | 0.089116 | 0.055333 | 2.3636 | 18.9091 | 1.82 | 4.6 | 7.7608 | 7.2869 | 2.0565 | 3.6996 | 14.1233 | 9.2877 | 9.7994 | 6.0526 | 49.9731 | 73.6183 | 46.5154 | 74.3737
4415
4416 | 9.5232 | 21.4788 | 3 | 1.6174 | 4.3003 | 1.4542 | 0.074482 | 0.0065774 | 3.0456 | 295.1969 | 41.9763 | 33.4389 | 1.0563 | 13.2799 | 15.0205 | 1.0016 | 0.078715 | 0.091419 | 2.3318 | 17.0818 | 1.1386 | 10.3461 | 8.5796 | 7.302 | 2.0218 | 3.8405 | 12.6305 | 8 | 7.6886 | 4.6542 | 52.1146 | 72.3545 | 54.1735 | 82.8067
4417
4418 |  |  |  | 2.2197 | 5.8695 |  |  | 0.0061179 | 2.4984 | 296.1896 | 48.9447 | 33.7912 | 1.3208 | 11.8879 | 13.5673 | 6.36 | [6 empty] | 8.6956 | 6.4861 | 2.3664 | 4.2128 | 11.9246 | 5.782 | 8.0663 | 3.946 | 55.2777 | 88.0598 | 57.7837 | 93.2202
4419
4420
4421
4422
4423
4424 | 8.8424 | 23.6054 | 2 | 2.391 | 5.9832 | -1.3154 | 0.028696 | 0.0064374 | 1.6728 | 295.9377 | 42.5085 | 35.8184 | 1.0844 | 13.4187 | 14.7319 | 0.93508 | 0.13396 | 0.083436 | 1.4795 | 13.2113 | 0.81802 | 2.7391 | 8.8838 | 8.4409 | 2.146 | 3.7891 | 12.5692 | 8.3782 | 7.9899 | 5.07 | 58.907 | 78.0336 | 54.6246 | 79.6001
4425 | 2.7018 | 10.4942 | 2 | 3.7195 | 7.6139 | -2.4926 | 0.023182 | 0.0068561 | 1.563 | 296.5205 | 39.5876 | 35.1657 | 1.0903 | 14.1515 | 15.49 | 2.8768 | 0.19441 | 0.036818 | 3.7857 | 20.7857 | 1.5268 | 7.2273 | 6.8175 | 6.5206 | 2.153 | 3.7822 | 12.7796 | 9.443 | 9.9567 | 6.5229 | 55.6421 | 69.7376 | 51.831 | 72.2298
4426
4427
4428
4429
4430
4431 | 1.1025 | 3.6253 | 2.0788 | 2.0494 | 4.793 | -0.079631 | 0.0046767 | 0.0059137 | 1.7609 | 297.2141 | 51.1069 | 34.4566 | 1.417 | 11.5582 | 12.8517 | 0.59968 | 0.021561 | 0.035512 | 1.4477 | 14.2757 | 0.39857 | 1.639 | 8.5139 | 7.3443 | 2.4758 | 3.9563 | 11.091 | 6.3877 | 7.345 | 4.3055 | 47.8927 | 71.0825 | 62.8377 | 89.3937
4432
4433
4434 |  |  |  | 2.5201 | 6.1025 |  |  | 0.0074281 | 1.0756 | 292.8529 | 25.9517 | 24.2126 | 0.58085 | 17.2228 | 18.3419 | 4 | [6 empty] | 8.9769 | 8.454 | 1.5918 | 2.2561 | 16.4026 | 15.2621 | 12.8971 | 12.7575 | 44.1493 | 42.5622 | 34.5423 | 39.5315
4435
4436
4437 |  |  |  | 2.807 | 8.0646 |  |  | 0.0060772 | 1.9593 | 296.5976 | 40.6995 | 31.5311 | 1.2096 | 14.0709 | 15.5979 | 4.5312 | [6 empty] | 9.5088 | 7.0138 | 2.3282 | 4.0235 | 13.4631 | 7.7519 | 8.4024 | 4.6887 | 52.8016 | 74.0119 | 51.0295 | 81.3914
4438
4439
4440
4441
4442 | 3.7212 | 10.2965 | 2.1489 | 1.522 | 4.8104 | -1.2541 | 0.040851 | 0.0069077 | 2.8877 | 294.7794 | 35.0839 | 30.8646 | 0.90558 | 14.8246 | 16.7158 | 14.5618 | 0.2648 | 0.035745 | 3.9667 | 20.8667 | 1.5396 | 4.4043 | 10.5437 | 8.164 | 1.8428 | 3.5589 | 14.7494 | 8.9933 | 9.2146 | 5.4537 | 52.4953 | 77.7863 | 45.8735 | 76.5809
4443
4444
4445 | 1.7663 | 3.8866 | 2 | 2.3512 | 7.0378 | -6.2333 | 0.023333 | 0.0063492 | 1.031 | 297.4135 | 38.6378 | 32.8799 | 1.1588 | 14.5836 | 15.4197 | 27.1655 | 0.17968 | 0.036667 | 3 | 16.3333 | 7.2233 | 13 | 8.0505 | 8.1128 | 1.9192 | 3.5681 | 13.716 | 10.1274 | 10.2428 | 6.9871 | 46.7507 | 64.2806 | 48.3271 | 67.2231
4446
4447
4448
4449
4450 | 2.655 | 7.7919 | 2 | 3.4399 | 7.2373 | -4.2924 | 0.012237 | 0.0071438 | 1.6459 | 294.919 | 33.7583 | 29.5401 | 0.86245 | 15.29 | 16.6968 | 7.9834 | 0.20474 | 0.025 | 3.0625 | 15.9688 | 1.1721 | 3.8947 | 6.8697 | 6.2362 | 1.8656 | 3.4515 | 14.2149 | 11.2671 | 10.4561 | 7.6379 | 48.6916 | 55.9178 | 44.4717 | 62.5925
4451
4452
4453
4454
4455 | 9.2578 | 19.6989 | 3 | 1.751 | 4.6331 | 0.30279 | 0.051106 | 0.0065956 | 2.6791 | 294.8995 | 42.8357 | 33.165 | 1.1341 | 13.0393 | 14.8122 | 0.51839 | 0.0014097 | 0.15216 | 1.6667 | 14.6829 | 2.9417 | 4.206 | 15.1487 | 10.6351 | 1.9821 | 3.5784 | 13.0166 | 6.9147 | 8.5512 | 4.7542 | 47.4964 | 76.7113 | 50.2478 | 86.0109
4456
4457
4458
4459
4460
4461
4462 | 5.4451 | 16.0155 | 3 | 1.6271 | 4.1324 | 0.45627 | 0.058367 | 0.0059385 | 2.2824 | 296.1707 | 50.7496 | 34.565 | 1.3311 | 11.4494 | 12.915 | 2.4709 | 0.060226 | 0.10141 | 3.1795 | 21.5641 | 1.9371 | 7.9592 | 9.452 | 8.0941 | 2.2052 | 3.7244 | 10.9331 | 6.29 | 6.8384 | 4.2433 | 51.0256 | 71.7505 | 63.5548 | 89.321
4463
4464 | 0.95976 | 2.5754 | 2 | 3.2182 | 8.5878 | -3.2625 | 0 | 0.0061819 | 2.2269 | 296.251 | 44.3398 | 35.5924 | 1.252 | 13.1352 | 14.8477 | 18.2127 | 0.19275 | 0.01 |  |  | 0 | 0 | 9.4764 | 7.3341 | 2.3526 | 4.1994 | 12.9272 | 6.6194 | 7.7359 | 4.0237 | 57.9245 | 86.6883 | 53.6471 | 88.6056
4465
4466 | 11.8106 | 25.1401 | 2 | 1.9463 | 4.9394 | -1.934 | 0.064561 | 0.0068057 | 2.8334 | 293.8656 | 25.5666 | 26.9509 | 0.74617 | 17.3508 | 19.5726 | 0.66666 | 0.095566 | 0.094591 | 1.6273 | 14.1118 | 0.12868 | 5.9327 | 12.0905 | 10.2038 | 1.669 | 3.131 | 16.5802 | 12.828 | 12.5032 | 8.3246 | 51.8776 | 65.482 | 35.7128 | 55.9656
4467 | 0.22679 | 0.50242 | 2 | 2.3079 | 5.374 | 0.87988 | 0 | 0.0063688 | 0.60594 | 299.7881 | 61.0568 | 47.4502 | 1.7636 | 9.9897 | 10.6436 | 1.5123 | 0.20824 | 0 | 2.15 | 10.1 | 0 | 0 | 8.165 | 7.5781 | 3.2558 | 4.4814 | 8.3524 | 5.1858 | 5.7934 | 3.5127 | 70.1755 | 95.9747 | 77.6354 | 97.5387
4468 | 6.8271 | 15.0043 | 2 | 1.7889 | 4.8894 | 0.91229 | 0.066488 | 0.0056826 | 3.3966 | 295.9878 | 48.7682 | 34.1361 | 1.3442 | 11.8582 | 13.8263 | 1.4984 | 0.065912 | 0.063781 | 2.3584 | 16.8198 | 4.9655 | 6.7686 | 7.9878 | 6.4553 | 2.2775 | 4.124 | 12.6789 | 5.5357 | 8.0785 | 3.7977 | 54.9927 | 93.0408 | 54.0968 | 95.0954
4469 | 1.0182 | 2.895 | 2 | 2.8344 | 8.7961 | -3.2415 | 0.0055714 | 0.0066357 | 1.1593 | 298.3293 | 44.9552 | 36.3805 | 1.3948 | 13.3631 | 14.4763 | 0.44233 | 0.018677 | 0.0038571 | 1.5333 | 12.9333 | 0.421 | 0.21429 | 10.9722 | 9.1098 | 2.6819 | 4.3822 | 12.7224 | 6.8277 | 8.8483 | 4.7466 | 65.3492 | 103.1025 | 54.2557 | 86.5366
4470
4471
4472
4473
4474
4475 | 5.237 | 15.0033 | 2 | 2.1276 | 6.6244 | -0.078489 | 0.07125 | 0.0072615 | 1.3252 | 291.9566 | 23.9819 | 23.8385 | 0.55611 | 17.4684 | 18.8079 | 16.836 | 0.3772 | 0.10812 | 5.4286 | 22 | 2.3125 | 5.5 | 11.0545 | 9.8609 | 1.3903 | 2.2272 | 16.4203 | 15.2816 | 13.7621 | 13.2282 | 43.5588 | 45.725 | 32.2735 | 38.0844
4476 |  |  |  | 1.6947 | 4.718 |  |  | 0.0072945 | 1.9263 | 294.0184 | 28.631 | 23.6896 | 0.69143 | 16.4756 | 17.9719 | 14.6649 | [6 empty] | 7.3323 | 6.7515 | 1.6586 | 3.0257 | 15.7258 | 12.5694 | 10.2826 | 8.1226 | 40.4347 | 47.1269 | 39.4945 | 57.5158
4477 | 2.8205 | 10.9914 | 2 | 2.6895 | 7.4347 | -0.52481 | 0.017557 | 0.0060213 | 2.6215 | 295.9067 | 37.4876 | 33.9408 | 1.1359 | 14.596 | 16.5726 | 0.83772 | 0.16877 | 0.047428 | 1.5362 | 14.4348 | 1.259 | 1.4885 | 11.0163 | 8.6117 | 2.1907 | 3.7768 | 14.2626 | 8.1015 | 9.3056 | 5.1241 | 58.1894 | 84.7096 | 46.9777 | 79.8499
4478
4479 |  |  |  | 2.3293 | 6.7916 |  |  | 0.0064988 | 2.1094 | 297.9776 | 46.0826 | 32.6139 | 1.4013 | 12.6599 | 14.3057 | 31.68 | [6 empty] | 11.1718 | 7.6 | 2.6692 | 4.2698 | 11.7987 | 6.3304 | 8.2126 | 4.3751 | 52.6314 | 86.626 | 57.5693 | 89.5779
4480 |  |  |  | 2.1904 | 5.4521
4481 | 7.0308 | 17.7279 | 2.9357 | 2.1374 | 6.7352 | -0.41522 | 0.049799 | 0.0063706 | 2.7069 | 293.9029 | 42.3902 | 36.51 | 0.97864 | 13.1522 | 14.7963 | 0.51957 | 0.058099 | 0.081044 | 1.8929 | 13.5 | 1.6776 | 10.1245 | 10.2796 | 8.614 | 1.8527 | 3.4942 | 12.9413 | 7.7331 | 8.4867 | 5.1011 | 57.715 | 81.6058 | 51.5184 | 82.9628
4482 | 2.2093 | 6.9539 | 2 | 1.8974 | 4.7671 | -0.25921 | 0.0035915 | 0.0061273 | 1.5088 | 297.8157 | 52.5874 | 35.4876 | 1.4787 | 11.2486 | 12.4441 | 0.15135 | 0.0073365 | 0.016432 | 1.4444 | 12.3194 | 0.16704 | 0.44014 | 6.7661 | 6.2997 | 2.64 | 4.1026 | 10.6268 | 6.3485 | 7.1382 | 4.233 | 49.1415 | 73.0949 | 65.3711 | 89.3627
4483
4484
4485 |  |  |  | 2.1334 | 5.6571
4486 | 6.8654 | 15.9946 | 3 | 2.0664 | 6.6323 | 0.45079 | 0.12403 | 0.0070767 | 2.6621 | 295.5756 | 33.515 | 29.8685 | 0.92516 | 15.1778 | 16.942 | 11.1712 | 0.34891 | 0.043472 | 8.0769 | 21.5231 | 4.6322 | 10.3611 | 11.1281 | 9.5597 | 1.8947 | 3.4557 | 13.6329 | 11.4459 | 11.2263 | 8.6315 | 55.4188 | 60.1568 | 45.8483 | 58.262
4487 | 6.4192 | 20.2138 | 2 | 2.3032 | 5.2796 | 0.84539 | 0.056742 | 0.0051839 | 2.2892 | 295.2265 | 50.8915 | 36.9139 | 1.2848 | 11.4444 | 13.0158 | 3.0469 | 0.25523 | 0.0646 | 4.5763 | 20.4011 | 0.0081448 | 0.0181 | 8.8203 | 7.043 | 2.0471 | 3.6196 | 11.4032 | 6.1857 | 7.5791 | 4.3758 | 54.3308 | 84.8634 | 60.3361 | 90.4676
4488
4489
4490 |  |  |  | 1.6663 | 4.2194
4491
4492
4493
4494 | 3.2263 | 10.8007 | 2.0294 | 2.6053 | 6.0463 | 1.6066 | 0.025882 | 0.0073135 | 1.6716 | 293.9991 | 32.3892 | 28.1219 | 0.75264 | 15.454 | 16.8774 | 25.0857 | 0.57525 | 0.043382 | 10.5469 | 23.9375 | 2.5459 | 4.1324 | 7.3019 | 6.6256 | 1.7154 | 3.1712 | 14.4028 | 11.8685 | 10.5793 | 8.2255 | 48.5129 | 50.4791 | 43.0616 | 58.6217
4495
4496 | 1.9435 | 6.301 | 2 | 2.1255 | 5.6394 | -1.0777 | 0.011837 | 0.0070725 | 2.4498 | 295.3451 | 26.1693 | 27.5587 | 0.79965 | 17.3823 | 19.1157 | 19.3588 | 0.41682 | 0.016531 | 3 | 19.525 | 1.0961 | 1.4082 | 10.9059 | 9.2978 | 1.6883 | 3.0311 | 16.2983 | 13.8703 | 13.5334 | 10.8236 | 49.9822 | 58.0773 | 35.6616 | 48.0242
4497 | 1.6911 | 5.388 | 2.3962 | 2.3667 | 7.7483 | -2.1014 | 0.013675 | 0.0074236 | 1.0573 | 295.5317 | 30.9621 | 28.3652 | 0.82601 | 15.9866 | 16.9018 | 3.7758 | 0.24223 | 0.027088 | 1.9963 | 15.1544 | 1.3678 | 4.0263 | 9.3545 | 8.9501 | 1.7998 | 3.0539 | 15.3474 | 13.7085 | 12.068 | 10.3882 | 48.0238 | 51.6956 | 40.0193 | 48.3142
4498
4499
4500 |  |  |  | 2.4354 | 7.7206 |  |  | 0.0071764 | 1.2962 | 293.0272 | 28.2713 | 25.841 | 0.63876 | 16.7021 | 17.7265 | 1.4883 | [6 empty] | 8.2521 | 8.0062 | 1.5102 | 2.1896 | 16.6879 | 13.6139 | 13.1466 | 10.1776 | 40.7459 | 44.767 | 34.7945 | 47.2265
4501 | 12.3644 | 22.668 | 3 | 1.7513 | 5.4188 | 1.7937 | 0.086703 | 0.00505 | 4.3652 | 292.9969 | 46.8832 | 33.0347 | 1.1274 | 11.9703 | 14.2731 | 0.69943 | 0.049483 | 0.11861 | 2.9021 | 17.2831 | 3.0681 | 9.5802 | 9.5418 | 7.156 | 2.0121 | 3.4041 | 12.7716 | 5.9027 | 7.4463 | 4.0648 | 56.6306 | 92.2867 | 54.1063 | 92.5565
4502
4503
4504 | 2.5581 | 7.5817 | 2.7341 | 2.3758 | 6.2188 | -0.29995 | 0.045723 | 0.0058514 | 2.5281 | 296.6166 | 46.9042 | 32.8802 | 1.3211 | 12.4081 | 14.128 | 5.798 | 0.10096 | 0.049769 | 2.0853 | 15.9302 | 3.324 | 5.4162 | 7.4603 | 5.8116 | 2.3428 | 4.0604 | 12.915 | 6.2377 | 8.6436 | 4.2655 | 48.8801 | 82.1835 | 53.3514 | 90.3894
4505
4506 |  |  |  | 1.9595 | 5.3888
4507 | 1.8353 | 6.9323 | 2 | 2.1089 | 7.16 | -0.92611 | 0.0095502 | 0.0069731 | 1.1168 | 296.1991 | 36.2188 | 32.1188 | 0.94502 | 14.7984 | 15.6971 | 0.71629 | 0.16688 | 0.020874 | 1.8042 | 14.4965 | 1.2619 | 1.6125 | 9.2602 | 8.8886 | 1.8871 | 3.3612 | 13.3202 | 11.6753 | 9.6932 | 8.3882 | 55.4917 | 60.8054 | 50.3072 | 58.8772
4508
4509
4510
4511
4512
4513
4514 | 5.5459 | 13.0323 | 2 | 2.3918 | 6.4256 | -1.1843 | 0.086 | 0.0059391 | 2.7763 | 295.1782 | 44.3506 | 30.2068 | 1.1781 | 12.9507 | 14.7356 | 1.1154 | 0.16515 | 0.079538 | 5.0106 | 17.8723 | 5.4648 | 9.4 | 8.6105 | 5.8697 | 2.0923 | 3.6336 | 13.514 | 6.4598 | 8.892 | 4.5187 | 42.791 | 72.419 | 48.9863 | 88.7212
4515
4516
4517 | 3.2277 | 8.3601 | 2 | 2.9241 | 7.8477 | -2.9375 | 0.045 | 0.0073455 | 1.7781 | 291.6422 | 24.0733 | 22.0343 | 0.5051 | 17.5017 | 19.1026 | 24.296 | 0.53125 | 0.14 | 3.5 | 22.5 | 24.895 | 6.5 | 10.8396 | 9.4274 | 1.3983 | 2.4393 | 16.7639 | 14.1712 | 11.5806 | 9.3101 | 48.0343 | 42.6544 | 35.5385 | 49.2153
4518
4519 | 2.8336 | 8.3025 | 2 | 2.8193 | 8.6034 | -0.43752 | 0.038333 | 0.0065463 | 1.842 | 298.096 | 45.834 | 37.51 | 1.4372 | 12.8166 | 14.5016 | 0.45455 | 0.074108 | 0.020833 | 1.4 | 19.2 | 2.1358 | 3 | 13.2288 | 10.081 | 2.8048 | 4.4802 | 11.8265 | 6.2797 | 7.8171 | 4.2814 | 69.3127 | 106.4594 | 57.8783 | 90.8579
4520 |  |  |  | 1.536 | 4.7103 |  |  | 0.0069258 | 2.1722 | 295.6074 | 30.504 | 28.2158 | 0.88525 | 16.1157 | 17.8093 | 37 | [6 empty] | 10.6478 | 8.6959 | 1.8908 | 3.4126 | 15.6266 | 11.2754 | 11.2253 | 7.4533 | 47.9666 | 67.5893 | 39.8682 | 63.2501
4521
4522
4523
4524 | 5.9963 | 16.2233 | 2.5946 | 2.4784 | 6.0302 | 3.2144 | 0.094595 | 0.0070952 | 1.8752 | 292.778 | 32.5576 | 30.2537 | 0.70529 | 15.3573 | 16.8457 | 16.5881 | 0.53666 | 0.10703 | 15.3636 | 22 | 8.9735 | 16.1351 | 8.0691 | 7.4438 | 1.5716 | 3.034 | 14.7797 | 11.0655 | 10.0393 | 7.2713 | 50.6801 | 57.1726 | 44.7712 | 63.4147
4525
4526
4527
4528
4529
4530
4531 |  |  |  | 2.849 | 6.5333
4532
4533
4534
4535 | 3.2269 | 11.374 | 2 | 3.0848 | 7.2817 | 0.03359 | 0.012857 | 0.0061175 | 2.305 | 296.091 | 44.4598 | 36.1295 | 1.2546 | 13.1125 | 14.8284 | 9.0639 | 0.35195 | 0.0057143 | 5.25 | 21.1 | 3.3179 | 2.5714 | 9.9373 | 7.5942 | 2.3096 | 4.1722 | 13.0139 | 6.3976 | 7.9216 | 4.1325 | 57.4365 | 89.3041 | 52.5739 | 89.7591
4536 |  |  |  | 2.0841 | 5.5297
4537 |  |  |  | 2.575 | 7.4711
4538 | 0.97511 | 3.5363 | 2 | 2.8918 | 8.4961 | -2.2492 | 0.0046512 | 0.0070495 | 0.92298 | 297.4768 | 35.6166 | 38.288 | 1.0354 | 15.2238 | 15.9677 | 0.1301 | 0.16456 | 0.024884 | 1.5217 | 17.1304 | 0.92558 | 1.907 | 13.1637 | 12.3392 | 2.1768 | 3.2926 | 13.3233 | 12.7102 | 8.1065 | 7.8307 | 74.0113 | 74.1422 | 54.6147 | 58.2292
4539 | 5.3648 | 14.701 | 2 | 1.8177 | 5.5682 | -2.7314 | 0.028567 | 0.005723 | 4.4467 | 292.8026 | 33.3679 | 25.9248 | 0.94633 | 15.2229 | 18.2064 | 0.76235 | 0.15847 | 0.06324 | 1.8771 | 13.6704 | 0.82231 | 4.4517 | 12.1155 | 8.4625 | 1.754 | 3.4109 | 15.2614 | 7.8445 | 9.5018 | 4.8376 | 49.6982 | 73.6032 | 42.6128 | 81.1933
4540
4541 | 14.0443 | 27.963 | 3 | 1.899 | 4.8677 | 1.7343 | 0.10092 | 0.0059157 | 3.4332 | 294.3773 | 44.6231 | 31.0012 | 1.1572 | 12.5627 | 14.5929 | 2.2134 | 0.023946 | 0.07617 | 4.0435 | 19.3478 | 0.11723 | 0.95745 | 12.9567 | 8.819 | 2.0592 | 3.4728 | 12.7837 | 6.4491 | 8.1052 | 4.5623 | 46.8348 | 72.7635 | 52.5788 | 88.1796
4542
4543 | 1.6394 | 5.1033 | 2 | 2.8461 | 7.553 | -0.70486 | 0.023486 | 0.0062254 | 2.6095 | 296.7024 | 47.3469 | 32.9121 | 1.3304 | 12.1895 | 13.9756 | 1.0053 | 0.082663 | 0.032202 | 1.8467 | 14.7733 | 2.8399 | 4.2844 | 8.9775 | 6.6659 | 2.4516 | 4.134 | 12.16 | 6.064 | 8.2722 | 4.0053 | 53.0354 | 90.1254 | 56.582 | 92.1529
4544
4545 | 2.7314 | 9.7454 | 2.0066 | 1.8133 | 4.6824 | 0.66503 | 0.037682 | 0.0070452 | 1.695 | 295.3379 | 32.6287 | 25.9652 | 0.83341 | 15.6171 | 16.994 | 5.4374 | 0.23161 | 0.030728 | 2.7899 | 18.4706 | 2.8616 | 6.3179 | 6.8779 | 6.4658 | 1.8967 | 3.3379 | 14.6242 | 11.1677 | 9.3675 | 6.7982 | 41.6446 | 52.6544 | 44.8125 | 65.5488
4546
4547
4548
4549
4550 | 6.3826 | 19.8659 | 2 | 3.6144 | 8.2776 | 2.2729 | 0.046071 | 0.0072879 | 2.0409 | 292.5211 | 27.3828 | 22.1544 | 0.65016 | 16.4263 | 17.9919 | 27.2366 | 0.48604 | 0.091429 | 10.12 | 22.12 | 28.4771 | 16.1786 | 9.9211 | 8.3946 | 1.598 | 2.722 | 15.3842 | 13.4838 | 12.4898 | 10.3819 | 45.0328 | 42.5263 | 38.0298 | 48.5883
4551
4552 | 1.9188 | 6.0124 | 2 | 3.0264 | 8.3599 | -1.7913 | 0.0097549 | 0.0058301 | 1.6098 | 297.399 | 50.827 | 35.8453 | 1.4731 | 11.8964 | 13.2531 | 0.5254 | 0.087373 | 0.0083333 | 1.3455 | 13.6727 | 1.6303 | 1.5294 | 8.7939 | 7.0117 | 2.7235 | 4.6875 | 11.7864 | 5.7806 | 7.5231 | 3.9025 | 65.8641 | 93.2715 | 59.4523 | 93.5504
4553
4554 | 3.7673 | 10.2146 | 2 | 2.4443 | 6.501 | -1.1636 | 0.031935 | 0.0060052 | 2.6456 | 295.8994 | 39.4025 | 34.2368 | 1.1664 | 14.1545 | 16.1549 | 0.89696 | 0.091432 | 0.054086 | 1.4528 | 15.283 | 3.4827 | 3.2688 | 10.5569 | 8.1018 | 2.2148 | 3.8956 | 14.0031 | 7.484 | 8.5966 | 4.6766 | 57.684 | 84.0415 | 48.5874 | 83.7232
4555
4556
4557 | 8.2838 | 18.7546 | 2.2107 | 1.7005 | 4.5466 | -0.80193 | 0.05316 | 0.0062699 | 3.0588 | 295.2267 | 44.8843 | 30.4951 | 1.207 | 12.6141 | 14.4726 | 0.82368 | 0.066426 | 0.073887 | 2.0468 | 14.9844 | 3.0447 | 7.4451 | 11.6149 | 7.8966 | 2.0803 | 3.7699 | 13.0232 | 6.4668 | 8.4637 | 4.4991 | 44.1728 | 70.624 | 51.1507 | 88.594
4558
4559 | 8.0929 | 18.6592 | 3 | 2.294 | 6.4819 | 0.26552 | 0.056791 | 0.0065758 | 2.7914 | 295.0165 | 38.4673 | 32.2264 | 1.0156 | 14.4146 | 16.1854 | 1.4044 | 0.27335 | 0.057799 | 2.8107 | 17.5049 | 3.1121 | 9.2025 | 10.7595 | 8.2526 | 1.9975 | 3.4884 | 14.3716 | 7.7158 | 8.7836 | 4.7319 | 54.5968 | 87.6249 | 47.4168 | 83.1
4560 |  |  |  | 2.1979 | 5.3493
4561
4562
4563
4564
4565 | 4.1297 | 14.5845 | 2 | 2.0271 | 6.0036 | 0.1075 | 0.045253 | 0.0046058 | 2.221 | 292.4303 | 37.0473 | 28.9412 | 1.0051 | 14.6882 | 16.7417 | 11.2382 | 0.42355 | 0.042323 | 8.1807 | 20.4217 | 2.1505 | 4.4747 | 7.7576 | 6.8378 | 1.8652 | 3.2836 | 14.1786 | 7.7694 | 9.2837 | 5.7993 | 46.2697 | 73.0545 | 48.609 | 80.6232
4566 | 2.1406 | 6.7672 | 2 | 2.2984 | 6.0677 | 1.6471 | 0.029802 | 0.0062213 | 2.397 | 296.4137 | 47.8839 | 33.2279 | 1.3134 | 12.1536 | 13.7958 | 9.3793 | 0.22046 | 0.02495 | 2.4054 | 17.9865 | 4.7321 | 5.7921 | 8.7579 | 6.5084 | 2.3758 | 4.2129 | 12.0961 | 5.9495 | 8.2329 | 4.0462 | 54.7145 | 85.4542 | 56.9814 | 91.7751
4567
4568
4569 | 1.722 | 5.879 | 2 | 3.0205 | 8.5245 | 0.25952 | 0.022586 | 0.0064022 | 2.7915 | 297.0562 | 46.4321 | 33.1709 | 1.3608 | 12.3939 | 14.2805 | 5.1687 | 0.22846 | 0.026034 | 2.9832 | 18.0286 | 3.3822 | 4.1078 | 11.9458 | 7.9932 | 2.5 | 4.227 | 12.1327 | 6.0499 | 8.2499 | 4.1982 | 52.0126 | 90.2516 | 56.2314 | 91.44
4570 | 1.854 | 5.7061 | 2 | 2.3441 | 6.8858 | -0.34858 | 0.020769 | 0.0061102 | 2.1551 | 296.584 | 40.4046 | 30.1071 | 1.2078 | 14.1457 | 15.7081 | 2.7432 | 0.12982 | 0.020337 | 1.9391 | 15.6261 | 1.1712 | 0.90865 | 9.44 | 6.8115 | 2.3171 | 4.0175 | 13.8455 | 7.7383 | 8.3997 | 4.6728 | 50.9975 | 72.1177 | 49.6602 | 81.5008
4571
4572
4573 | 4.7882 | 14.0427 | 2 | 2.1468 | 6.3246 | 1.219 | 0.093333 | 0.0072912 | 1.1552 | 291.3811 | 24.1618 | 23.752 | 0.50609 | 17.4048 | 18.6055 | 12.7795 | 0.59676 | 0.31 | 9.3333 | 22 | 0 | 0 | 10.5955 | 9.4079 | 1.3293 | 1.9281 | 16.5675 | 15.5104 | 13.4609 | 13.6394 | 43.4479 | 43.2904 | 31.7672 | 36.0949
4574 | 5.6884 | 14.5639 | 3 | 3.3835 | 7.1546 | -0.89461 | 0.0664 | 0.0065063 | 1.7798 | 295.2335 | 37.8851 | 34.4731 | 1.0115 | 14.3676 | 15.823 | 10.2537 | 0.16479 | 0.0664 | 3 | 20.1176 | 2.2532 | 9.08 | 7.8359 | 7.3542 | 2.0119 | 3.6581 | 14.1115 | 9.2408 | 9.7652 | 6.0548 | 50.3419 | 73.6838 | 46.4792 | 74.6148
4575
4576
4577
4578 | 1.808 | 6.0202 | 2 | 2.1596 | 7.7382 | 0.051023 | 0.010556 | 0.0058655 | 2.4367 | 298.25 | 48.1573 | 35.1309 | 1.5897 | 12.2068 | 14.2639 | 12.4031 | 0.29867 | 0.0048611 | 2.9029 | 17.2136 | 3.3005 | 5.6389 | 10.8321 | 7.9499 | 2.9219 | 4.9416 | 11.1815 | 5.6959 | 7.3263 | 4.4039 | 64.8072 | 84.7244 | 61.7859 | 93.1324
4579 | 3.2413 | 11.1562 | 2 | 3.2619 | 9.6865 | -0.33851 | 0.0026247 | 0.0070031 | 1.5269 | 291.9406 | 33.9806 | 29.4913 | 0.65538 | 15.068 | 16.1945 | 0.71661 | 0.17202 | 0.0018635 | 1.7436 | 11.8077 | 0.37454 | 0.76115 | 8.0748 | 7.5719 | 1.5616 | 2.3138 | 14.2024 | 11.4794 | 10.3725 | 8.5371 | 45.9195 | 56.2035 | 45.8 | 57.9189
4580
4581 | 1.8943 | 6.2811 | 2 | 2.3359 | 4.7485 | -0.3298 | 0.01955 | 0.0056722 | 2.0159 | 296.2418 | 59.0389 | 37.771 | 1.5205 | 9.6747 | 11.0864 | 0.23872 | 0.014743 | 0.10694 | 1.2526 | 12.7158 | 1.7836 | 2.0766 | 5.3872 | 5.2436 | 2.559 | 4.1657 | 9.0074 | 5.2378 | 5.5028 | 3.3629 | 52.513 | 78.2679 | 75.1178 | 97.2061
4582 | 0.96072 | 4.7948 | 2 | 1.973 | 4.6831 | -0.37953 | 0.00236 | 0.006115 | 1.293 | 299.2958 | 56.5502 | 39.6811 | 1.6814 | 10.487 | 11.5529 | 0.34546 | 0.014251 | 0.00528 | 1.4659 | 14.3793 | 0.4522 | 0.58 | 6.0333 | 5.5509 | 3.1527 | 4.6762 | 9.6239 | 5.9326 | 6.7314 | 3.9512 | 55.6976 | 82.3991 | 70.2456 | 93.0363
4583
4584
4585
4586
4587 | 3.46 | 12.6584 | 2 | 1.9528 | 5.2551 | -0.89402 | 0.020751 | 0.0059375 | 2.4598 | 296.1954 | 47.2451 | 33.55 | 1.2871 | 12.385 | 14.0997 | 1.624 | 0.15281 | 0.035647 | 2.285 | 15.9372 | 1.9728 | 3.5764 | 8.0277 | 6.4289 | 2.2121 | 3.9998 | 12.905 | 5.9968 | 8.5177 | 4.0001 | 52.8655 | 89.1816 | 53.1013 | 92.3727
4588 | 1.8003 | 6.2195 | 3 | 2.8822 | 7.7537 | -4.0847 | 0.007554 | 0.0060081 | 2.0728 | 296.4007 | 45.763 | 37.1784 | 1.2877 | 12.8568 | 14.4956 | 0.56348 | 0.14184 | 0.027482 | 1.5541 | 12.1892 | 1.0122 | 1.0935 | 9.389 | 7.4512 | 2.4049 | 4.2413 | 12.6728 | 6.4267 | 7.6474 | 3.9873 | 60.311 | 91.159 | 54.9508 | 89.6995
4589
4590 | 7.9759 | 21.4372 | 2 | 1.8716 | 5.1978 | -1.9559 | 0.039714 | 0.0068376 | 2.8532 | 296.5388 | 33.4295 | 32.172 | 1.0263 | 15.546 | 17.4577 | 2.1091 | 0.31494 | 0.049643 | 2.3649 | 16.2568 | 1.6457 | 5.4929 | 10.9207 | 8.8296 | 2.2372 | 3.6973 | 14.7391 | 10.4798 | 10.1905 | 7.1381 | 57.2869 | 74.9702 | 45.5981 | 66.2722
4591
4592 | 2.2304 | 6.6453 | 2 | 2.6427 | 6.9245 | -0.43361 | 0.033023 | 0.0060629 | 2.2021 | 296.5037 | 38.0923 | 37.8223 | 1.1841 | 14.595 | 16.3661 | 16.6428 | 0.36464 | 0.033488 | 3.0857 | 17.1714 | 3.4133 | 3.8837 | 11.5825 | 10.0031 | 2.3811 | 4.0108 | 13.6155 | 8.0851 | 9.4798 | 5.0774 | 65.9323 | 94.2661 | 49.8137 | 80.0489
4593 | 0.55201 | 1.5726 | 2 | 2.888 | 8.045 | 9.3948 | 0.0015385 | 0.0062464 | 0.91416 | 296.6843 | 50.5642 | 41.7685 | 1.3219 | 11.8666 | 12.8557 | 0 | 0 | 0 | 1 | 22 | 0 | 0 | 9.6129 | 8.6378 | 2.3069 | 3.9809 | 11.7814 | 6.4747 | 8.7108 | 4.6012 | 66.2577 | 96.037 | 57.106 | 89.2213
4594 | 17.3167 | 35.5294 | 2 | 3.1971 | 8.4776 | 1.001 | 0.065347 | 0.0068763 | 2.7584 | 289.5846 | 18.1337 | 20.3431 | 0.37364 | 19.1389 | 21.4429 | 2.1795 | 0.12424 | 0.23945 | 2.1143 | 16.1286 | 1.8983 | 8.4455 | 12.4053 | 10.1755 | 1.2224 | 1.7395 | 18.4737 | 14.9964 | 14.7475 | 11.8749 | 41.6101 | 48.0683 | 28.0442 | 41.7452
4595
4596 | 13.3095 | 24.5438 | 2 | 2.2409 | 5.8749 | 1.5238 | 0.063235 | 0.0068358 | 3.1072 | 291.1484 | 19.2249 | 20.8398 | 0.49837 | 18.7852 | 21.1903 | 1.3242 | 0.064386 | 0.081838 | 1.5373 | 14.8955 | 0.92713 | 6.3015 | 11.9002 | 9.9243 | 1.3819 | 2.1904 | 18.2444 | 14.7588 | 14.4875 | 11.2676 | 41.2692 | 48.0948 | 28.7592 | 42.8945
4597 | 0.99129 | 3.8107 | 2 | 2.6353 | 9.2868 | 1.3781 | 0.005 | 0.0067513 | 1.4143 | 295.5073 | 34.5681 | 29.8306 | 0.90841 | 15.1557 | 16.1878 | 0 | 0.0046898 | 0.0078 | 1.2083 | 15.7917 | 0.3392 | 0.38 | 8.5254 | 8.211 | 1.6981 | 3.0042 | 15.0708 | 11.8844 | 11.8478 | 8.6289 | 44.9328 | 54.9993 | 41.4919 | 56.9266
4598
4599
4600
4601 | 0.98905 | 3.2966 | 2 | 3.0976 | 8.5353 | -2.3848 | 0.00067485 | 0.0067808 | 1.0013 | 297.7119 | 42.9672 | 34.9801 | 1.2403 | 13.7302 | 14.7951 | 0.95984 | 0.20555 | 0.0025153 | 1.5934 | 13.4505 | 1.0504 | 0.4908 | 6.9705 | 5.2973 | 2.3205 | 3.8896 | 12.4852 | 8.6274 | 9.4979 | 5.8485 | 51.7468 | 71.4289 | 54.8132 | 77.5379
4602 |  |  |  | 2.4492 | 7.5678 |  |  | 0.0069743 | 3.3261 | 290.1415 | 19.3236 | 22.3745 | 0.43991 | 18.265 | 21.2346 | 5.68 | [6 empty] | 13.211 | 11.8038 | 1.3439 | 1.9458 | 19.075 | 13.496 | 13.623 | 9.2489 | 48.3207 | 63.5265 | 27.3785 | 49.7001
4603
4604
4605 | 4.2462 | 10.1345 | 2.8226 | 2.6764 | 7.9506 | -0.4574 | 0.043699 | 0.0060629 | 3.4605 | 296.144 | 46.9386 | 34.7738 | 1.3254 | 12.1392 | 14.2524 | 0.83267 | 0.081031 | 0.053217 | 1.5488 | 11.9482 | 2.1351 | 4.2804 | 13.8377 | 9.1106 | 2.3574 | 4.1283 | 12.4826 | 5.7921 | 8.1454 | 3.9628 | 55.3247 | 98.8357 | 54.7404 | 93.4428
4606
4607
4608
4609 | 16.8426 | 30.5831 | 2 | 3.4835 | 8.3106 | -0.11711 | 0.06122 | 0.0071267 | 3.9624 | 293.4736 | 23.5006 | 21.6522 | 0.74306 | 17.8504 | 20.6994 | 1.8979 | 0.16807 | 0.1939 | 2.125 | 15.8125 | 0.0046341 | 2.2439 | 11.0763 | 8.0391 | 1.7619 | 3.0409 | 16.7142 | 11.4046 | 12.2139 | 8.4307 | 39.8584 | 52.2306 | 36.6143 | 58.9725
4610
4611
4612
4613 | 3.7033 | 11.0943 | 2.2128 | 1.9823 | 5.7494 | -1.2844 | 0.030213 | 0.006437 | 3.5001 | 293.6012 | 27.1736 | 27.0454 | 0.80504 | 17.1275 | 19.6204 | 0.76552 | 0.080539 | 0.06844 | 1.9545 | 15.3295 | 2.6688 | 4.383 | 12.032 | 9.5972 | 1.6205 | 3.154 | 17.6722 | 10.2468 | 11.4518 | 5.9062 | 46.768 | 73.6916 | 32.4755 | 69.196
4614
4615
4616 | 1.5865 | 5.7348 | 2 | 2.3773 | 6.3204 | -2.0046 | 0.010886 | 0.0071091 | 2.0324 | 295.7209 | 28.3691 | 28.4944 | 0.85319 | 16.8204 | 18.3542 | 6.0867 | 0.24384 | 0.017932 | 1.3932 | 13.0087 | 0.078186 | 0.088608 | 10.2806 | 8.934 | 1.6557 | 3.2299 | 15.7486 | 12.9121 | 13.0332 | 10.2061 | 50.2244 | 57.7874 | 37.5064 | 50.4887
4617
4618 | 6.555 | 15.6252 | 2 | 1.9386 | 5.5171 | -0.86691 | 0.039143 | 0.0061701 | 5.0941 | 293.538 | 30.5198 | 32.6582 | 0.89205 | 16.1693 | 19.0895 | 0.67517 | 0.061086 | 0.084811 | 1.4952 | 13.922 | 0.39369 | 1.9077 | 14.6478 | 11.461 | 1.7287 | 3.2658 | 16.8439 | 8.5735 | 10.1781 | 5.2754 | 56.5085 | 96.0125 | 36.8519 | 76.7888
4619
4620 | 3.9599 | 10.6265 | 2 | 2.5014 | 6.6102 | -0.63777 | 0.020528 | 0.0071141 | 2.4811 | 295.1058 | 25.6725 | 27.5654 | 0.77138 | 17.4831 | 19.2675 | 2.6466 | 0.15128 | 0.021057 | 2.4655 | 17.7931 | 1.5468 | 2.2236 | 11.0426 | 9.5697 | 1.6263 | 2.9326 | 16.3171 | 14.0417 | 13.5909 | 11.2052 | 51.1994 | 58.563 | 35.3855 | 46.8189
4621 |  |  |  | 2.0573 | 4.8012
4622 | 7.318 | 12.5154 | 2 | 1.8505 | 5.8516 | -4.8208 | 0.0033333 | 0.0072354 | 2.5539 | 295.1857 | 32.1362 | 28.703 | 0.85336 | 15.567 | 17.3219 | 25.2553 | 0.24111 | 0.04 | 4 | 22 | 0 | 0 | 10.3745 | 8.9914 | 1.7628 | 3.2555 | 13.8819 | 11.8524 | 11.57 | 8.9778 | 53.1949 | 56.502 | 44.2585 | 55.934
4623 | 8.527 | 16.7164 | 2 | 3.5437 | 8.0887 | -8.5 | 0.025 | 0.0074168 | 1.9282 | 291.997 | 25.5491 | 20.9546 | 0.58256 | 16.8805 | 18.4659 | 32.7984 | 0.50229 | 0.095 | 6.5 | 22 | 11.005 | 3.5 | 9.8349 | 8.3347 | 1.5397 | 2.5091 | 16.0327 | 14.1887 | 12.5879 | 10.78 | 43.6946 | 40.4691 | 35.9087 | 45.6556
4624 | 9.7837 | 21.6401 | 3 | 2.2587 | 6.6272 | -0.37795 | 0.065158 | 0.0049078 | 4.966 | 290.7427 | 49.4253 | 35.516 | 1.0762 | 11.0187 | 13.5449 | 0.90471 | 0.06193 | 0.082211 | 4.807 | 17.2281 | 1.7144 | 14.5789 | 13.1033 | 9.419 | 1.8609 | 3.2751 | 11.8947 | 5.384 | 6.5015 | 3.7888 | 64.3688 | 95.3863 | 58.6428 | 94.9753
4625
4626
4627
4628 | 2.2699 | 6.728 | 2 | 2.6938 | 7.84 | -0.57947 | 0.043714 | 0.0065037 | 2.2043 | 297.8993 | 45.5355 | 32.2398 | 1.3878 | 12.7997 | 14.4788 | 8.417 | 0.19651 | 0.042 | 2.72 | 21.32 | 4.9874 | 5.8286 | 10.7644 | 7.4314 | 2.63 | 4.2634 | 11.9416 | 6.3474 | 8.3291 | 4.3904 | 50.9253 | 86.0022 | 56.8858 | 89.4135
4629 | 10.3573 | 23.3763 | 3 | 1.7059 | 4.4483 | 0.54441 | 0.20328 | 0.0067307 | 3.6504 | 296.5233 | 33.4202 | 31.4118 | 1.0503 | 15.4596 | 17.346 | 4.3237 | 0.10376 | 0.027069 | 7.3818 | 21.1273 | 0.29517 | 18.5517 | 9.8574 | 8.6156 | 1.9408 | 3.633 | 14.9418 | 10.6634 | 10.4664 | 7.2366 | 52.7023 | 68.1718 | 44.0367 | 65.6235
4630 | 1.3777 | 4.1528 | 2.4434 | 2.6018 | 7.3556 | -3.4269 | 0.015955 | 0.0070973 | 1.145 | 296.7514 | 36.6861 | 33.0262 | 0.9911 | 14.7128 | 15.6094 | 0.54566 | 0.10189 | 0.01822 | 1.3866 | 14.5345 | 0.45233 | 1.2557 | 9.6844 | 9.2733 | 2.0309 | 3.6107 | 12.5317 | 11.0277 | 8.4544 | 7.7909 | 61.5478 | 64.8311 | 55.2152 | 63.2882
4631 | 2.3095 | 7.3006 | 2.0141 | 1.9647 | 4.5819 | -0.019571 | 0.020282 | 0.0060695 | 2.0236 | 296.9232 | 49.7752 | 33.4665 | 1.3688 | 11.7667 | 13.1267 | 0.28824 | 0.018393 | 0.12092 | 1.6122 | 14.7143 | 1.1178 | 1.5669 | 8.0644 | 7.2361 | 2.3542 | 3.8276 | 11.1071 | 6.6889 | 7.0006 | 4.396 | 47.5994 | 68.9696 | 63.4386 | 87.2871
4632
4633
4634
4635
4636 | 2.7967 | 7.5719 | 3 | 2.4376 | 6.9911 | 0.3754 | 0.036465 | 0.0059374 | 2.4207 | 296.5643 | 46.2498 | 32.7583 | 1.305 | 12.6034 | 14.2682 | 0.99423 | 0.037769 | 0.043604 | 1.7678 | 16.3285 | 2.7033 | 3.7483 | 7.7894 | 6.0956 | 2.3097 | 4.0558 | 13.0151 | 6.3291 | 8.7645 | 4.3431 | 49.4355 | 83.3154 | 53.0724 | 89.7605
4637
4638
4639 |  |  |  | 2.1979 | 5.3493
4640 | 3.6113 | 43.9109 | 2 | 2.3235 | 6.8859 | 0.375 | 0 | 0.0064988 | 2.1094 | 297.9776 | 46.0826 | 32.6139 | 1.4013 | 12.6599 | 14.3057 | 19.8244 | 0.34454 | 0.005 | 8 | 22 | 14.655 | 3 | 11.1718 | 7.6 | 2.6692 | 4.2698 | 11.7987 | 6.3304 | 8.2126 | 4.3751 | 52.6314 | 86.626 | 57.5693 | 89.5779
4641
4642
4643 | 3.4674 | 8.9798 | 2.4095 | 2.2516 | 5.7205 | -4.1397 | 0.03111 | 0.0065612 | 1.9577 | 295.362 | 39.0789 | 32.803 | 0.99228 | 14.1841 | 15.5794 | 0.78853 | 0.088344 | 0.039483 | 1.6291 | 13.8263 | 1.0368 | 4.2852 | 9.3648 | 8.1884 | 1.8473 | 3.5797 | 13.7454 | 8.8083 | 9.2126 | 5.5631 | 52.4879 | 71.7909 | 48.314 | 77.7026
4644
4645
4646 | 1.5254 | 4.0873 | 2 | 2.8429 | 9.0197 | 0.44303 | 0.0033709 | 0.0059556 | 2.0753 | 298.162 | 48.1992 | 34.7464 | 1.5543 | 12.2904 | 14.1024 | 0.768 | 0.088823 | 0.0039633 | 1.6048 | 14.5874 | 0.41684 | 1.2158 | 10.2983 | 7.3721 | 2.9134 | 4.7781 | 11.1177 | 6.0612 | 7.3527 | 4.6593 | 63.9836 | 81.8536 | 61.8963 | 90.3569
4647 | 10.2267 | 22.8122 | 2.4756 | 2.0196 | 5.6288 | 1.6079 | 0.085673 | 0.0056364 | 3.5412 | 294.4605 | 47.9843 | 31.6082 | 1.2467 | 11.8011 | 13.8664 | 2.4559 | 0.11344 | 0.084957 | 3.5687 | 19.1145 | 3.9973 | 9.6533 | 10.3227 | 6.7752 | 2.1247 | 3.7934 | 12.7889 | 5.803 | 7.8078 | 3.9577 | 48.3731 | 79.8955 | 53.8265 | 93.4822
4648
4649
4650
4651
4652 |  |  |  | 2.2121 | 6.0886 |  |  | 0.0059744 | 2.5242 | 296.1807 | 49.0372 | 33.8584 | 1.3304 | 11.8827 | 13.5658 | 44.9434 | [6 empty] | 8.5603 | 6.4667 | 2.3803 | 4.2035 | 11.9582 | 5.7631 | 8.0901 | 3.9725 | 55.1529 | 88.2044 | 57.6181 | 93.2161
4653 | 2.1927 | 5.5022 | 2.9457 | 3.1112 | 8.2437 | -2.0476 | 0.011868 | 0.0067317 | 1.1505 | 298.0552 | 47.5333 | 39.9671 | 1.3106 | 12.3897 | 13.2692 | 0.49132 | 0.09416 | 0.030338 | 1.242 | 11.0955 | 0.17344 | 0.44636 | 8.9855 | 8.4372 | 2.1917 | 3.9293 | 10.0837 | 8.4693 | 6.4264 | 5.5407 | 67.6443 | 76.5043 | 66.779 | 77.5485
4654
4655
4656
4657
4658
4659
4660
4661
4662 | 4.5706 | 12.1341 | 3 | 3.2493 | 7.5884 | -4.6962 | 0.12778 | 0.0071634 | 2.5238 | 293.8481 | 30.2636 | 26.6242 | 0.75064 | 15.7734 | 17.5826 | 36.2259 | 0.55018 | 0.012222 | 10.8889 | 22 | 2.7533 | 8.5556 | 10.9684 | 9.3261 | 1.6171 | 2.9589 | 14.8322 | 12.3901 | 11.8207 | 9.0472 | 51.6205 | 53.6062 | 40.8067 | 53.8661
4663
4664 |  |  |  | 2.4452 | 5.7194 |  |  | 0.0070904 | 1.5017 | 293.7489 | 33.1199 | 32.5744 | 0.74679 | 15.4958 | 16.887 | 29.4141 | [6 empty] | 8.8237 | 7.8539 | 1.6243 | 3.1712 | 14.9471 | 10.779 | 10.0278 | 6.4342 | 54.3957 | 69.0518 | 45.9687 | 68.0076
4665
4666
4667 | 3.4594 | 8.9771 | 2.4098 | 2.8406 | 6.9424 | 0.50378 | 0.02541 | 0.0066386 | 2.799 | 296.0391 | 40.0262 | 41.4214 | 1.1403 | 13.9517 | 15.9096 | 2.2644 | 0.085824 | 0.035328 | 1.9368 | 13.1474 | 1.0685 | 1.7978 | 13.0963 | 11.4232 | 2.3905 | 3.9666 | 13.5463 | 7.6903 | 7.746 | 4.3023 | 74.0845 | 107.8624 | 51.2016 | 83.7132
4668
4669
4670
4671
4672 | 4.8289 | 13.5558 | 2 | 3.4277 | 7.0192 | 0.89444 | 0.034032 | 0.0068352 | 1.7176 | 296.2223 | 38.1787 | 34.3432 | 1.0557 | 14.4059 | 15.8085 | 8.3982 | 0.33821 | 0.027581 | 4.6875 | 19.8958 | 2.0442 | 4.8548 | 7.1347 | 6.7712 | 2.1345 | 3.7453 | 13.297 | 9.7006 | 10.0774 | 6.5572 | 54.1711 | 68.4226 | 49.6599 | 70.9002
4673
4674 | 1.4868 | 9.3058 | 2 | 3.1766 | 7.2863 | 4.3214 | 0.023684 | 0.0070065 | 1.4077 | 294.7069 | 33.965 | 29.186 | 0.84256 | 15.2401 | 16.5578 | 25.7953 | 0.80807 | 0.065263 | 11.1765 | 20 | 0 | 0 | 9.8391 | 8.7477 | 1.8227 | 3.267 | 14.0444 | 11.4479 | 10.7466 | 8.085 | 55.4297 | 52.6753 | 45.054 | 60.7308
4675 | 7.1043 | 17.3137 | 3 | 1.3895 | 3.7528 | 2.0534 | 0.060517 | 0.0072339 | 2.3575 | 294.7631 | 28.4949 | 25.4552 | 0.75336 | 16.6365 | 18.2705 | 9.661 | 0.33763 | 0.062931 | 4.093 | 19.2326 | 2.5821 | 16.0862 | 8.0769 | 7.3548 | 1.7298 | 3.1668 | 16.0151 | 12.6539 | 10.6524 | 8.2022 | 45.3279 | 49.8366 | 39.1594 | 57.3057
4676
4677
4678
4679
4680 | 1.1841 | 4.3116 | 2 | 2.1939 | 7.1485 | 0.61625 | 0.01 | 0.0062695 | 1.1891 | 297.5055 | 38.2908 | 32.7342 | 1.1852 | 14.6014 | 15.5116 | 15.5088 | 0.1109 | 0.013889 | 3.2143 | 17.1429 | 0.69333 | 1.2778 | 8.002 | 8.3549 | 1.9445 | 3.5973 | 13.7466 | 10.2598 | 10.4758 | 7.3739 | 46.0697 | 62.415 | 47.7933 | 65.8021
4681
4682 | 2.7286 | 8.6485 | 2 | 2.0037 | 5.2643 | -2.812 | 0.015 | 0.0070929 | 1.7176 | 294.4764 | 31.2111 | 24.8991 | 0.74878 | 15.9123 | 17.3209 | 17.4867 | 0.43595 | 0.029 | 3.75 | 20.25 | 0.422 | 1.9 | 6.8841 | 6.3848 | 1.7637 | 3.1705 | 14.981 | 11.5018 | 9.4953 | 7.029 | 40.0578 | 50.5072 | 43.2316 | 63.8554
4683
4684
4685
4686
4687 | 4.2761 | 13.5472 | 2 | 2.2705 | 6.2669 | 0.61769 | 0.035077 | 0.005667 | 3.6249 | 294.5108 | 44.2831 | 31.547 | 1.1357 | 12.8385 | 14.8873 | 2.6529 | 0.13719 | 0.046704 | 2.4022 | 17.581 | 3.4211 | 4.4481 | 8.7442 | 6.759 | 1.9473 | 3.5249 | 13.7803 | 6.1741 | 8.8268 | 4.1435 | 50.4044 | 90.0656 | 49.1162 | 90.8147
4688 | 3.5093 | 11.8553 | 2.6014 | 2.4623 | 7.2498 | -1.7077 | 0.01691 | 0.0067026 | 1.2292 | 297.9021 | 41.6017 | 35.9626 | 1.189 | 13.6617 | 14.5964 | 0.64743 | 0.11534 | 0.0455 | 1.6741 | 11.0625 | 1.6203 | 2.4009 | 9.0985 | 8.7866 | 2.1916 | 4.1716 | 11.3854 | 9.5925 | 7.3733 | 6.4478 | 64.2494 | 71.7442 | 61.3019 | 71.7463
4689
4690
4691
4692 | 2.3789 | 8.4523 | 2.0302 | 1.7869 | 4.2558 | 0.89565 | 0.018187 | 0.0057766 | 2.0187 | 297.2418 | 53.2159 | 36.1698 | 1.4932 | 11.0335 | 12.412 | 1.4462 | 0.057013 | 0.065769 | 1.9498 | 15.5571 | 1.0968 | 2.0907 | 9.2846 | 8.0173 | 2.5673 | 4.1962 | 10.592 | 5.93 | 6.7038 | 4.0585 | 52.7179 | 74.278 | 65.4256 | 91.5487
4693
4694
4695 | 5.4291 | 13.9464 | 2.863 | 1.6265 | 4.9725 | -0.51051 | 0.016644 | 0.0069069 | 2.6443 | 295.0284 | 33.1981 | 29.9328 | 0.90066 | 15.2949 | 17.1257 | 2.882 | 0.17841 | 0.029795 | 2.4413 | 16.4706 | 2.8074 | 5.6952 | 10.8182 | 8.6043 | 1.855 | 3.5091 | 15.2493 | 9.7169 | 10.264 | 6.2587 | 50.6275 | 77.1523 | 42.6722 | 72.1934
4696 | 4.5082 | 13.7671 | 3 | 1.4677 | 3.7322 | -0.53745 | 0.061111 | 0.0056055 | 2.443 | 295.5679 | 52.7989 | 36.2211 | 1.3271 | 10.9853 | 12.44 | 1.1155 | 0.047105 | 0.053056 | 4.1 | 20.1333 | 5.7108 | 8.1667 | 9.4943 | 8.0999 | 2.1547 | 3.6329 | 10.3109 | 6.1289 | 6.383 | 4.1964 | 54.9175 | 73.5227 | 66.8969 | 89.9473
4697
4698 | 5.5295 | 14.101 | 3 | 2.8593 | 6.2846 | -1.7267 | 0.03 | 0.0073079 | 1.6787 | 294.1499 | 32.2578 | 28.1438 | 0.76175 | 15.5346 | 16.9552 | 17.2912 | 0 | 0.086364 | 1 | 5 | 8.9382 | 5.3636 | 7.2486 | 6.546 | 1.7241 | 3.1943 | 14.4159 | 11.9331 | 10.6812 | 8.2596 | 48.2569 | 50.5962 | 42.8869 | 58.4671
4699 | 7.2727 | 17.4685 | 2 | 1.7504 | 4.4957 | 1.4669 | 0.079248 | 0.0065334 | 3.0973 | 295.6363 | 45.9861 | 32.6337 | 1.2625 | 12.2456 | 14.0978 | 1.607 | 0.028655 | 0.050188 | 3.3923 | 18.7512 | 5.6495 | 11.9211 | 12.8708 | 8.8961 | 2.1627 | 3.903 | 12.6208 | 6.5117 | 8.1179 | 4.4847 | 47.0162 | 73.2363 | 52.8817 | 88.6722
4700
4701
4702
4703
4704
4705
4706 | 6.4362 | 16.6045 | 2.7759 | 1.4788 | 3.9527 | 0.5093 | 0.045862 | 0.0072092 | 1.8331 | 294.125 | 30.1993 | 24.1169 | 0.70906 | 16.1122 | 17.5698 | 3.8292 | 0.16486 | 0.041897 | 6.4634 | 19.1951 | 2.0074 | 8.5172 | 6.9399 | 6.3645 | 1.6943 | 3.0888 | 15.2276 | 11.8036 | 9.57 | 7.243 | 39.5191 | 49.1906 | 42.3098 | 62.3379
4707 | 13.613 | 24.7391 | 2 | 3.8746 | 8.7345 | 2.3174 | 0.06303 | 0.006834 | 3.1769 | 292.0272 | 21.9283 | 24.6774 | 0.59604 | 18.0153 | 20.3086 | 0.64309 | 0.080862 | 0.21027 | 1.8196 | 14.6392 | 0.15333 | 1.8512 | 13.9354 | 12.0261 | 1.5453 | 2.4485 | 17.3225 | 13.8601 | 12.6776 | 9.9436 | 50.4175 | 59.0917 | 33.8898 | 47.4592
4708 | 2.018 | 5.8371 | 2 | 2.0622 | 6.9379 | 0.019096 | 0.005 | 0.0059657 | 3.0137 | 298.0974 | 48.3967 | 35.0554 | 1.6 | 12.0389 | 14.2432 | 3.238 | 0.17555 | 0.0054945 | 2.0609 | 14.0522 | 2.6138 | 4.7527 | 10.2105 | 7.616 | 2.8983 | 4.8177 | 11.5296 | 5.5203 | 7.1965 | 4.254 | 62.2424 | 83.6547 | 60.5977 | 93.721
4709
4710
4711
4712
4713
4714
4715
4716
4717
4718 | 2.9365 | 7.5 | 2 | 2.6517 | 6.3659 | -0.21659 | 0.0044924 | 0.005615 | 2.101 | 296.5668 | 52.056 | 33.7475 | 1.3911 | 11.3011 | 12.705 | 1.7758 | 0.15687 | 0.033937 | 1.9677 | 14.9631 | 0.55773 | 1.1749 | 7.133 | 6.2049 | 2.2293 | 3.9415 | 11.1794 | 6.1573 | 7.6612 | 4.2816 | 46.9188 | 75.143 | 61.873 | 91.0286
4719 | 13.356 | 26.4173 | 3 | 1.9984 | 6.0141 | 0.4973 | 0.075663 | 0.0050063 | 4.3777 | 292.8323 | 46.8783 | 33.0567 | 1.1185 | 11.9615 | 14.2756 | 0.78628 | 0.062623 | 0.12117 | 1.8008 | 14.6568 | 2.0421 | 4.653 | 9.5436 | 7.1529 | 1.9965 | 3.3755 | 12.7837 | 5.9049 | 7.4579 | 4.0722 | 56.6568 | 92.5745 | 54.0674 | 92.5353
4720 | 1.5975 | 4.7787 | 2 | 3.1858 | 7.6026 | -2.7195 | 0.0088406 | 0.006667 | 1.3165 | 295.2791 | 39.8125 | 32.6101 | 0.99956 | 13.9488 | 15.2562 | 6.4865 | 0.07081 | 0.031739 | 1.32 | 12.64 | 0.14652 | 0.92754 | 8.4698 | 7.1393 | 2.0295 | 3.6889 | 13.778 | 8.8059 | 9.0865 | 5.6099 | 48.0769 | 68.2845 | 49.0367 | 77.1539
4721 | 0.8748 | 3.7067 | 2 | 3.1926 | 7.0149 | 8.2575 | 0.005 | 0.0068627 | 1.4932 | 296.4027 | 38.581 | 34.5796 | 1.0656 | 14.4929 | 15.804 | 24.8749 | 0.19282 | 0.025 |  |  | 0 | 6.5938e-12 | 6.6129 | 6.3748 | 2.1591 | 3.7801 | 13.235 | 9.7499 | 10.2162 | 6.7139 | 54.1913 | 69.2192 | 50.1487 | 71.2049
4722
4723 | 1.1349 | 4.1318 | 2 | 2.5971 | 8.5687 | 3.2352 | 0 | 0.0075299 | 0.96052 | 294.7389 | 29.8918 | 28.5015 | 0.73564 | 16.2643 | 17.0987 | 33.1052 | 0.61131 | 0 | 17 | 22 | 0 | 0 | 9.9496 | 9.4321 | 1.7603 | 2.7259 | 15.0573 | 13.9962 | 11.7648 | 10.437 | 51.0219 | 52.1679 | 41.7275 | 47.0503
4724 | 0.8194 | 2.6837 | 2 | 3.0357 | 8.3271 | -0.80634 | 0.0061982 | 0.0068007 | 1.0322 | 297.0167 | 40.8488 | 36.8815 | 1.0684 | 13.8357 | 14.642 | 0.29276 | 0.16181 | 0.031613 | 1.3391 | 11.6435 | 0.13076 | 0.51843 | 10.6196 | 9.6674 | 2.1528 | 3.2219 | 11.5988 | 10.7378 | 6.9705 | 6.6989 | 68.8322 | 69.9568 | 61.5101 | 66.4927
4725
4726 | 8.7579 | 17.6193 | 2.8608 | 1.7828 | 4.4641 | -0.45987 | 0.058127 | 0.0056736 | 3.4131 | 295.0589 | 47.9791 | 32.6131 | 1.2699 | 11.8875 | 13.9325 | 0.78939 | 0.041243 | 0.12179 | 1.7143 | 15.3587 | 2.89 | 6.4811 | 8.5856 | 6.2429 | 2.0497 | 3.8831 | 12.7767 | 5.7724 | 7.8644 | 3.8266 | 51.6025 | 86.5143 | 53.9941 | 93.9319
4727
4728 | 3.917 | 10.9544 | 2 | 2.2366 | 5.3132 | -0.15282 | 0.042828 | 0.0057023 | 2.3738 | 295.507 | 46.8951 | 36.0323 | 1.2352 | 12.4273 | 14.0616 | 4.9657 | 0.14686 | 0.084478 | 2.8421 | 16.3789 | 3.1805 | 4.0471 | 10.6139 | 7.8374 | 2.0394 | 3.7108 | 12.1195 | 6.3132 | 7.9586 | 4.239 | 53.9241 | 87.4784 | 56.633 | 90.4224
4729 | 1.3038 | 3.8327 | 2 | 2.2427 | 6.4901 | 0.012629 | 0.0223 | 0.0066746 | 1.7843 | 297.5978 | 43.4408 | 31.0807 | 1.3094 | 13.4623 | 14.8895 | 0.38895 | 0.056076 | 0.029419 | 1.78 | 15.488 | 2.4292 | 3.9806 | 9.701 | 6.72 | 2.4231 | 4.2235 | 13.1838 | 6.6065 | 9.3203 | 4.4928 | 50.8134 | 74.6073 | 51.9899 | 86.0363
4730 | 2.5084 | 8.7653 | 2 | 2.5479 | 7.4562 | -0.42909 | 0.039231 | 0.0059864 | 3.0961 | 296.3036 | 47.017 | 33.1357 | 1.3014 | 12.211 | 14.1205 | 3.8661 | 0.085448 | 0.046134 | 1.825 | 16.35 | 2.4135 | 4.2115 | 8.917 | 6.8101 | 2.2578 | 3.9998 | 12.831 | 5.9586 | 8.6195 | 3.9927 | 52.9369 | 92.8866 | 52.8673 | 92.4727
4731 | 4.305 | 10.7859 | 2 | 2.0937 | 5.6256 | -0.30549 | 0.065673 | 0.0058251 | 2.9758 | 295.3052 | 46.332 | 31.6563 | 1.2313 | 12.4599 | 14.3212 | 15.9312 | 0.28721 | 0.05462 | 5.4776 | 19.5149 | 4.6447 | 6.2398 | 7.9658 | 5.8773 | 2.0896 | 3.8681 | 13.1986 | 6.0162 | 8.607 | 4.125 | 47.6205 | 81.8362 | 51.2074 | 91.6554
4732
4733
4734 | 12.5942 | 23.5879 | 2.9872 | 2.8812 | 7.4824 | 6.149 | 0.070641 | 0.0069791 | 2.5055 | 292.8583 | 33.7619 | 29.4149 | 0.74894 | 15.1368 | 16.9974 | 0.19135 | 0.031715 | 0.11013 | 2.1548 | 14.6548 | 1.1603 | 9.4872 | 10.9397 | 9.637 | 1.549 | 3.3013 | 15.148 | 9.4141 | 9.4935 | 5.7098 | 56.3665 | 69.2849 | 44.2793 | 74.1954
4735 | 4.7256 | 11.7181 | 2 | 2.2283 | 5.5751 | -1.3276 | 0.057386 | 0.0067829 | 2.7322 | 296.0176 | 34.7285 | 30.1337 | 1.0017 | 15.0701 | 16.8618 | 2.4029 | 0.24311 | 0.028039 | 2.8036 | 17.1909 | 3.555 | 6.1373 | 9.6472 | 7.5344 | 2.0148 | 3.6547 | 14.8348 | 9.6376 | 9.8455 | 6.3271 | 48.7792 | 71.1806 | 43.4603 | 72.1988
4736
4737
4738
4739
4740
4741
4742 | 2.5304 | 8.2622 | 2 | 1.5591 | 4.2746 | 1.3536 | 0.050918 | 0.0066464 | 1.7034 | 295.7854 | 39.5681 | 34.5599 | 1.0126 | 14.0383 | 15.3325 | 22.691 | 0.39528 | 0.037143 | 5.8118 | 21.2353 | 0.77214 | 3.4796 | 10.1733 | 8.4961 | 1.9862 | 3.5739 | 13.346 | 9.0241 | 8.9542 | 5.7639 | 56.5959 | 74.1295 | 49.8752 | 76.329
4743 | 3.29 | 10.4395 | 2 | 2.2161 | 6.6665 | -1.9844 | 0.072955 | 0.0070409 | 2.4794 | 295.4499 | 33.1464 | 30.6114 | 0.91161 | 15.3664 | 16.9862 | 33.4338 | 0.47305 | 0.020682 | 7.9394 | 21.6364 | 0.053182 | 0.045455 | 10.861 | 9.4145 | 1.8309 | 3.3581 | 14.0916 | 11.6039 | 11.6404 | 8.5639 | 54.525 | 62.5896 | 44.1339 | 58.7053
4744
4745
4746
4747 | 1.3269 | 5.2332 | 2 | 1.9113 | 5.1917 | -0.11537 | 0.016957 | 0.0038613 | 2.3459 | 290.6138 | 44.9304 | 35.2407 | 0.99976 | 12.8134 | 14.834 | 18.0512 | 0.42294 | 0.011739 | 2.32 | 12.36 | 0 | 0.95652 | 15.0344 | 11.0557 | 1.7441 | 3.063 | 11.9929 | 5.8815 | 7.5859 | 4.7518 | 61.7994 | 96.463 | 57.8983 | 91.1731
4748
4749
4750 |  |  |  | 2.1172 | 5.7074
4751
4752 | 2.5991 | 8.4156 | 2 | 2.7429 | 7.126 | -1.6573 | 0.01548 | 0.0060398 | 2.5725 | 295.675 | 38.5723 | 38.207 | 1.1295 | 14.3676 | 16.3269 | 0.94459 | 0.16262 | 0.019774 | 1.4118 | 14.6941 | 0.85395 | 1.4068 | 11.9017 | 10.0879 | 2.2096 | 3.8809 | 13.8288 | 7.7355 | 9.4471 | 4.9031 | 64.9201 | 97.6726 | 48.5532 | 82.2169
4753 | 2.437 | 8.1944 | 2 | 2.5107 | 6.5699 | -0.77071 | 0.038837 | 0.0069712 | 2.4759 | 296.9145 | 35.5075 | 31.1371 | 1.0733 | 15.1213 | 16.7092 | 10.0575 | 0.15526 | 0.042558 | 1.3922 | 12.9796 | 2.0517 | 7.5349 | 6.9977 | 5.8486 | 2.0314 | 3.7738 | 14.169 | 10.2394 | 10.9999 | 6.8371 | 48.9873 | 62.7245 | 45.0102 | 68.5371
4754 |  |  |  | 1.9201 | 5.024
4755
4756 | 0.52269 | 2.1427 | 2 | 2.1422 | 7.3111 | -1.7071 | 0.003 | 0.007123 | 1.1754 | 296.28 | 35.7556 | 31.6435 | 0.95655 | 14.8206 | 15.7544 | 30.4347 | 0.17675 | 0.001 | 2.4444 | 16.4444 | 0.5125 | 1.4 | 8.7289 | 8.7542 | 1.888 | 3.3561 | 14.0453 | 12.1882 | 10.8014 | 9.0303 | 51.7766 | 57.0752 | 46.3663 | 55.3851
4757
4758
4759
4760
4761 |  |  |  | 2.1132 | 5.6905
4762
4763 | 11.9271 | 24.2725 | 2 | 3.5243 | 9.8977 | 0.85321 | 0.041429 | 0.0069179 | 2.8055 | 289.5519 | 17.781 | 20.252 | 0.35845 | 19.3001 | 21.6388 | 1.3434 | 0.13022 | 0.047143 | 1.2 | 18.6 | 2.1614 | 4.8571 | 12.476 | 10.2218 | 1.2081 | 1.7197 | 18.6538 | 15.0911 | 15.0134 | 11.9396 | 41.1837 | 47.742 | 27.4199 | 41.5369
4764 | 22.9821 | 50.6622 | 3 | 1.7328 | 4.6296 | 5.0175 | 0.214 | 0.0071469 | 3.4946 | 294.7824 | 23.1126 | 23.4962 | 0.74591 | 17.9663 | 20.0456 | 0.92776 | 0.21546 | 0.042 | 8.75 | 22.25 | 0.76 | 18.4 | 10.8839 | 8.9311 | 1.7526 | 2.8787 | 16.7231 | 14.1686 | 13.102 | 11.1459 | 43.3836 | 50.1935 | 35.3511 | 45.579
4765 | 8.3928 | 19.13 | 2 | 2.129 | 5.7902 | -0.98683 | 0.04918 | 0.0066868 | 2.7723 | 296.84 | 33.863 | 32.8629 | 1.0826 | 15.3577 | 17.2189 | 0.35083 | 0.071685 | 0.056557 | 1.1667 | 13.5556 | 0.48639 | 0.85246 | 11.3356 | 9.589 | 2.2819 | 3.7833 | 14.7046 | 10.1392 | 9.5778 | 6.4151 | 57.1325 | 80.0279 | 45.1696 | 68.6657
4766
4767 |  |  |  | 2.658 | 6.1648 |  |  | 0.0067678 | 1.2913 | 296.3818 | 40.5795 | 36.3407 | 1.0795 | 14.0632 | 15.3373 | 15.4046 | [6 empty] | 7.1265 | 6.651 | 2.1653 | 3.7102 | 12.9303 | 8.8277 | 9.8374 | 5.9383 | 56.2978 | 71.9813 | 51.936 | 75.7328
4768
4769
4770
4771
4772
4773
4774 | 2.4853 | 7.3533 | 2 | 2.7464 | 7.7461 | -2.8146 | 0.029492 | 0.0063234 | 1.84 | 296.6077 | 41.3738 | 34.2568 | 1.1851 | 13.8077 | 15.2102 | 0.98931 | 0.089607 | 0.020395 | 1.4831 | 15 | 0 | 0.028249 | 8.6807 | 6.8872 | 2.1998 | 3.7562 | 13.5446 | 7.8893 | 9.7247 | 5.0842 | 51.9063 | 82.4308 | 48.7942 | 81.3423
4775 | 6.3251 | 14.7877 | 2.6667 | 1.6944 | 4.3879 | -2.4021 | 0.042222 | 0.0064495 | 2.7514 | 295.8518 | 43.909 | 32.8181 | 1.2243 | 12.8405 | 14.6243 | 0.5779 | 0.094828 | 0.10521 | 2.092 | 13.9885 | 3.2231 | 6.0347 | 14.0958 | 9.8317 | 2.1548 | 3.7638 | 12.9685 | 6.9112 | 8.4936 | 4.7276 | 46.1655 | 74.3554 | 50.9285 | 86.4074
4776 | 4.7981 | 15.7021 | 2 | 2.8128 | 9.1207 | 0.91679 | 0.0090119 | 0.0058718 | 1.7506 | 298.69 | 50.3729 | 40.2882 | 1.6318 | 11.731 | 13.4149 | 6.2081 | 0.24752 | 0.011949 | 2.574 | 16 | 0.89352 | 1.9368 | 14.8429 | 10.8913 | 3.1202 | 4.8548 | 10.512 | 5.851 | 6.8514 | 4.4672 | 81.212 | 97.909 | 64.8374 | 90.9654
4777 | 3.2688 | 10.2977 | 2 | 2.0824 | 5.3105 | -0.26281 | 0.032956 | 0.0058692 | 2.1729 | 296.1121 | 45.6162 | 34.4958 | 1.2549 | 12.8499 | 14.3821 | 7.205 | 0.26493 | 0.062266 | 3.2267 | 20.0133 | 5.1579 | 5.5911 | 11.4215 | 8.3616 | 2.1111 | 3.8497 | 12.6034 | 6.4873 | 8.524 | 4.4193 | 50.1773 | 83.8841 | 55.0957 | 89.2433
4778
4779
4780 |  |  |  | 2.4772 | 6.4629
4781
4782
4783
4784 | 1.3278 | 5.6064 | 2 | 2.3986 | 5.9849 | 0.94817 | 0.02 | 0.0070137 | 1.9743 | 292.7325 | 33.5022 | 29.6917 | 0.72401 | 15.0517 | 16.5802 | 27.18 | 0.84102 | 2.2737e-14 | 9 | 22 | 5.225e-12 | 2.7285e-12 | 7.6014 | 7.0143 | 1.5629 | 3.151 | 14.7091 | 10.6335 | 9.9662 | 7.0064 | 49.6089 | 57.686 | 44.893 | 65.7945
4785 | 1.8746 | 5.5404 | 2 | 2.1426 | 8.1741 | -0.32423 | 0.0074914 | 0.0058599 | 2.1712 | 297.9251 | 47.8247 | 38.1505 | 1.5321 | 12.2228 | 14.2086 | 0.36192 | 0.10887 | 0.0038144 | 1.3868 | 13.7925 | 1.2532 | 0.94158 | 13.914 | 10.3145 | 2.8417 | 4.7529 | 11.4429 | 5.9013 | 7.4186 | 4.5013 | 74.4059 | 97.2605 | 60.4496 | 91.9702
4786
4787 | 8.311 | 18.0657 | 2.0248 | 1.7383 | 4.4406 | 0.08888 | 0.073099 | 0.0065332 | 3.1506 | 295.3912 | 46.1284 | 32.1402 | 1.2487 | 12.2174 | 14.0903 | 1.8842 | 0.088726 | 0.047438 | 3.0393 | 17.618 | 3.4683 | 8.3595 | 12.3345 | 8.4872 | 2.1268 | 3.9094 | 12.644 | 6.3851 | 8.091 | 4.3811 | 46.4867 | 72.6907 | 52.9267 | 89.5053
4788
4789 | 7.7833 | 16.5576 | 3 | 2.6495 | 8.2882 | 0.6629 | 0.056811 | 0.0054157 | 4.0697 | 294.6796 | 48.3626 | 35.7957 | 1.2811 | 11.6555 | 13.9753 | 0.83195 | 0.0044888 | 0.053865 | 1.7913 | 15.567 | 3.149 | 6.3553 | 13.5869 | 9.111 | 2.2316 | 3.9481 | 12.5499 | 5.4833 | 7.6727 | 3.7092 | 60.2515 | 103.3864 | 54.779 | 95.6006
4790
4791
4792 | 1.7263 | 3.6317 | 2 | 2.739 | 7.8598 | -1.625 | 0 | 0.0067778 | 1.0238 | 297.7397 | 42.1987 | 34.4996 | 1.2395 | 13.7255 | 14.8111 | 1.8966 | 0 | 0 |  |  | 0 | 0 | 6.7459 | 5.6412 | 2.3277 | 3.8981 | 12.3618 | 8.6672 | 9.4514 | 5.8043 | 51.4116 | 67.5244 | 54.1281 | 76.0741
4793
4794
4795
4796 | 10.6711 | 38.0052 | 2.0275 | 2.2114 | 6.3159 | -0.89669 | 0.0023077 | 0.0054575 | 3.5715 | 296.5136 | 48.3312 | 33.4 | 1.4673 | 11.9509 | 14.2483 | 1.7115 | 0.17648 | 0.015203 | 1.7255 | 11.7059 | 0.75115 | 1.1154 | 9.8941 | 6.9595 | 2.7082 | 4.8094 | 11.4486 | 5.5327 | 7.0283 | 3.9333 | 58.1094 | 80.8988 | 61.4886 | 95.5129
4797
4798 | 2.4084 | 8.0421 | 2 | 2.3955 | 6.3395 | 0.16541 | 0.037614 | 0.0060168 | 2.623 | 296.2295 | 48.536 | 33.4173 | 1.3187 | 11.9785 | 13.6964 | 1.2935 | 0.072311 | 0.074742 | 1.9335 | 14.6486 | 2.1454 | 3.7319 | 8.9223 | 6.4588 | 2.355 | 4.1605 | 12.2873 | 5.7757 | 8.2676 | 3.9201 | 53.6965 | 88.1629 | 56.1239 | 93.3015
4799 | 3.3744 | 11.284 | 2 | 2.2601 | 5.8719 | -0.87654 | 0.037143 | 0.0064436 | 3.4882 | 293.8142 | 26.1174 | 26.0259 | 0.81128 | 17.3532 | 19.8376 | 19.3488 | 0.27898 | 0.046786 | 5.3182 | 19.0455 | 1.905 | 3.6786 | 11.8871 | 9.4643 | 1.6182 | 3.1425 | 17.7226 | 10.796 | 12.342 | 6.6603 | 44.8845 | 68.1494 | 31.5728 | 64.8395
4800
4801
4802 | 13.1332 | 35.5258 | 2 | 2.1989 | 6.3516 | 0.61562 | 0.054605 | 0.0058069 | 3.7338 | 294.4665 | 37.2663 | 31.122 | 1.1326 | 14.3244 | 17.3867 | 1.4837 | 0.14005 | 0.21428 | 2.9937 | 17.7532 | 1.0292 | 8.786 | 13.8922 | 10.9049 | 2.2552 | 3.9857 | 13.5742 | 6.3314 | 8.2769 | 3.9984 | 58.6113 | 90.523 | 50.8899 | 90.1271
4803
4804 | 1.6658 | 5.4166 | 2 | 2.7415 | 6.5962 | -0.78366 | 0.025219 | 0.0056454 | 1.1518 | 297.5004 | 41.4655 | 35.8065 | 1.2288 | 14.0267 | 14.9005 | 0.11812 | 0.17186 | 0.023401 | 1.3706 | 12.3776 | 0.85471 | 3.0303 | 9.1981 | 8.8309 | 1.968 | 3.5878 | 13.2732 | 9.4336 | 9.6364 | 6.1725 | 57.914 | 80.2033 | 51.3698 | 72.9265
4805 | 13.7912 | 24.9601 | 3 | 1.3695 | 3.9901 | 4.605 | 0.16 | 0.0071187 | 3.6058 | 294.9939 | 26.5914 | 27.4547 | 0.80804 | 17.2286 | 19.3231 | 0.6884 | 0.00083106 | 0.063333 | 17.5 | 22 | 0.19 | 4.3333 | 10.9282 | 8.9757 | 1.9265 | 3.1701 | 16.1669 | 12.8554 | 11.5666 | 9.2931 | 49.3768 | 61.5331 | 39.9328 | 53.4255
4806 | 3.8157 | 9.2471 | 2 | 2.8087 | 7.5021 | 0.66838 | 0.011359 | 0.0055309 | 2.2508 | 296.1284 | 52.3963 | 32.8435 | 1.3606 | 11.1855 | 12.6372 | 0.49502 | 0.039523 | 0.051087 | 1.8154 | 15.0769 | 0.36734 | 0.77717 | 7.2997 | 6.3466 | 2.2275 | 3.8444 | 10.973 | 6.1228 | 7.3475 | 4.159 | 45.9932 | 71.9768 | 63.1568 | 91.4354
4807
4808
4809 | 3.2245 | 8.9483 | 2 | 2.5614 | 7.4418 | 0.75621 | 0.047264 | 0.0060145 | 3.0038 | 296.3031 | 46.9312 | 32.9292 | 1.2986 | 12.2335 | 14.1255 | 4.7292 | 0.058723 | 0.045228 | 1.8884 | 16.1741 | 2.2584 | 4.0608 | 8.9153 | 6.744 | 2.2743 | 3.996 | 12.8012 | 6.0001 | 8.6386 | 4.01 | 52.5148 | 91.9437 | 53.2211 | 92.3086
4810
4811
4812 | 3.2705 | 10.6374 | 2.4348 | 2.669 | 6.0716 | 4.3429 | 0.017174 | 0.0070399 | 1.5538 | 293.8332 | 33.236 | 32.2734 | 0.76413 | 15.4546 | 16.8642 | 15.4647 | 0.38069 | 0.077826 | 4 | 20.0882 | 1.342 | 2.1957 | 8.7348 | 7.7799 | 1.6478 | 3.2072 | 14.9627 | 10.6382 | 10.0085 | 6.3463 | 52.9881 | 68.9691 | 45.7349 | 68.6666
4813 | 4.0237 | 10.843 | 2 | 2.2585 | 5.4781 | -1.5566 | 0.042162 | 0.007032 | 1.7877 | 293.0645 | 31.6637 | 30.3417 | 0.71799 | 15.681 | 17.1449 | 14.8573 | 0.61389 | 0.045811 | 9.7049 | 21.7377 | 2.6416 | 4.9189 | 8.3701 | 7.6188 | 1.5861 | 3.1761 | 15.1138 | 11.3112 | 10.0897 | 7.2048 | 51.2627 | 59.3302 | 44.3254 | 63.3112
4814
4815
4816
4817 | 13.6713 | 27.4391 | 3 | 1.9482 | 5.425 | 1.1057 | 0.083411 | 0.0053651 | 3.8379 | 293.8808 | 48.0041 | 32.7189 | 1.1922 | 11.714 | 13.9092 | 2.0655 | 0.13343 | 0.050935 | 2.8099 | 17.5 | 1.8348 | 7.0981 | 12.2284 | 7.9855 | 2.0016 | 3.3983 | 12.4061 | 5.7931 | 7.4879 | 3.9388 | 49.2311 | 82.7319 | 55.2664 | 93.7514
4818 |  |  |  | 2.2487 | 8.2232 |  |  | 0.0058159 | 2.2573 | 298.2568 | 48.4269 | 34.8381 | 1.594 | 12.079 | 14.0757 | 47 | [6 empty] | 11.1116 | 8.0097 | 2.9241 | 4.9378 | 11.025 | 5.7865 | 7.3266 | 4.497 | 65.3491 | 83.2326 | 62.0314 | 91.9254
4819
4820
4821
4822
4823 | 14.6973 | 30.2401 | 2.9914 | 2.1648 | 5.1531 | 1.9315 | 0.096051 | 0.0057417 | 3.8422 | 293.567 | 45.5192 | 31.0629 | 1.1349 | 12.2941 | 14.4273 | 1.5975 | 0.077237 | 0.064764 | 2.6591 | 18.9148 | 0.052532 | 0.75107 | 12.503 | 8.4293 | 2.0309 | 3.4435 | 12.48 | 6.2252 | 7.6861 | 4.373 | 48.2966 | 74.2848 | 54.173 | 89.8457
4824
4825 | 5.5993 | 12.246 | 2 | 1.6578 | 4.727 | 3.8515 | 0.034615 | 0.0072011 | 2.4429 | 294.2695 | 27.1064 | 24.3283 | 0.71431 | 16.866 | 18.5311 | 8.8909 | 0.070596 | 0.076923 | 2.3333 | 10.3333 | 0.26154 | 2.3846 | 8.4825 | 7.6894 | 1.6908 | 3.0407 | 16.2506 | 13.2586 | 11.2611 | 8.9316 | 43.7273 | 46.8637 | 36.7259 | 53.1489
4826
4827 |  |  |  | 2.8449 | 6.9692
4828
4829
4830
4831
4832
4833
4834
4835
4836 | 2.4312 | 5.6565 | 2 | 3.4259 | 7.8791 | -1.8521 | 0.0023636 | 0.0058057 | 1.0137 | 295.8402 | 45.6689 | 36.9995 | 1.1123 | 12.8224 | 13.7588 | 0.73745 | 0.21088 | 0.0023636 | 1.1667 | 10.6667 | 0.034727 | 0.072727 | 8.0754 | 7.8707 | 1.9675 | 3.2961 | 11.8053 | 8.6222 | 8.2521 | 5.8577 | 60.8001 | 75.7183 | 56.5702 | 76.8715
4837
4838
4839
4840
4841 |  |  |  | 2.3361 | 7.2846 |  |  | 0.007049 | 1.3038 | 292.3834 | 24.8633 | 25.011 | 0.59908 | 17.3163 | 18.6332 | 28.5253 | [6 empty] | 11.2133 | 10.0475 | 1.4162 | 2.3405 | 15.999 | 14.7649 | 13.4355 | 12.5578 | 44.7073 | 48.8235 | 33.9139 | 40.546
4842
4843
4844
4845
4846
4847
4848 |  |  |  | 2.5308 | 5.7036 |  |  | 0.0072944 | 1.6908 | 294.1474 | 32.5295 | 28.3841 | 0.76664 | 15.4652 | 16.8943 | 53.9023 | [6 empty] | 7.2775 | 6.5867 | 1.74 | 3.2255 | 14.399 | 11.8429 | 10.6182 | 8.212 | 48.7329 | 51.0797 | 43.0883 | 58.8817
4849
4850
4851
4852
4853 |  |  |  | 2.7463 | 6.3051 |  |  | 0.0067678 | 1.2913 | 296.3818 | 40.5795 | 36.3407 | 1.0795 | 14.0632 | 15.3373 | 16 | [6 empty] | 7.1265 | 6.651 | 2.1653 | 3.7102 | 12.9303 | 8.8277 | 9.8374 | 5.9383 | 56.2978 | 71.9813 | 51.936 | 75.7328
4854 |  |  |  | 2.4059 | 6.4211
4855
4856
4857
4858 | 11.4985 | 23.1229 | 3 | 1.81 | 6.3174 | 0.12663 | 0.073075 | 0.0051701 | 4.1698 | 293.7687 | 50.3241 | 34.1029 | 1.2564 | 11.1042 | 13.3776 | 1.773 | 0.085605 | 0.12536 | 2.8772 | 17.6079 | 1.8473 | 6.9391 | 10.256 | 7.458 | 2.1447 | 3.652 | 12.0179 | 5.3967 | 6.7263 | 3.7804 | 59.5946 | 90.3349 | 57.6701 | 95.8251
4859
4860 | 0.69099 | 2.8789 | 2 | 2.5214 | 7.96 | 0.54951 | 0.0021212 | 0.0044965 | 1.4917 | 292.4024 | 40.7195 | 31.3295 | 1.0339 | 13.7382 | 15.479 | 0.4892 | 0.20012 | 0.0054545 | 1.1333 | 12.2 | 0.030303 | 0.36364 | 8.09 | 7.2009 | 1.8634 | 3.1265 | 13.2554 | 7.2124 | 8.4058 | 5.6278 | 50.0055 | 77.2929 | 53.4529 | 83.4909
4861 | 16.2533 | 29.4683 | 3 | 1.6473 | 4.3665 | -11.7606 | 0.20865 | 0.0071469 | 3.4946 | 294.7824 | 23.1126 | 23.4962 | 0.74591 | 17.9663 | 20.0456 | 1.6234 | 0.12495 | 0.086216 | 10.5882 | 21.4412 | 0.51865 | 11.7297 | 10.8839 | 8.9311 | 1.7526 | 2.8787 | 16.7231 | 14.1686 | 13.102 | 11.1459 | 43.3836 | 50.1935 | 35.3511 | 45.579
4862
4863
4864
4865 | 0.63388 | 1.9262 | 2 | 2.3377 | 5.9834 | -0.98584 | 0.0030769 | 0.0062744 | 1.6842 | 297.529 | 47.1547 | 36.8594 | 1.3696 | 12.5549 | 13.9144 | 0.88039 | 0.045627 | 0.013268 | 1.5789 | 12.1754 | 0.24513 | 0.44872 | 10.4696 | 7.9719 | 2.4777 | 4.0908 | 12.2564 | 6.8367 | 8.8159 | 4.6415 | 55.2456 | 86.3558 | 54.969 | 86.8154
4866
4867
4868
4869 | 2.0408 | 10.4216 | 2 | 2.1936 | 5.7471 | 1.1696 | 0.01973 | 0.005722 | 2.6901 | 295.8999 | 48.2388 | 33.9792 | 1.3001 | 12.1235 | 13.8841 | 0.73694 | 0.040672 | 0.030203 | 1.8202 | 17.2809 | 2.0737 | 1.9189 | 8.0699 | 6.4483 | 2.2434 | 4.0391 | 12.7715 | 5.7453 | 8.4749 | 3.937 | 53.7933 | 90.6604 | 54.1091 | 93.4323
4870 | 10.5377 | 21.9693 | 3 | 3.2072 | 7.7234 | -0.1818 | 0.16462 | 0.0071617 | 2.5259 | 293.8495 | 30.279 | 26.6395 | 0.75109 | 15.7697 | 17.5798 | 5.1511 | 0.091114 | 0.1341 | 6.9091 | 20.9697 | 4.3962 | 30.6154 | 10.9727 | 9.3292 | 1.6177 | 2.9603 | 14.8324 | 12.3831 | 11.8164 | 9.0424 | 51.6428 | 53.6493 | 40.8144 | 53.8998
4871 | 3.3692 | 9.6614 | 2 | 2.4456 | 5.8319 | -1.7881 | 0.042857 | 0.0071975 | 1.835 | 292.7126 | 32.1016 | 30.1708 | 0.6849 | 15.4405 | 16.9301 | 26.2128 | 0.68097 | 0.01381 | 9.7455 | 21.0545 | 3.9419 | 5.0476 | 8.2556 | 7.5517 | 1.5717 | 3.0537 | 14.8399 | 11.1876 | 10.0059 | 7.2217 | 50.8632 | 56.7728 | 44.6631 | 63.0423
4872
4873 | 0.39324 | 1.0845 | 2 | 2.9914 | 6.9825 | -0.675 | 0 | 0.007361 | 1.5182 | 295.2149 | 31.5661 | 28.2438 | 0.81976 | 15.9906 | 17.3405 | 36.2821 | 0.37439 | 0 | 3 | 10.6667 | 0 | 0 | 6.6524 | 5.9105 | 1.8293 | 3.3211 | 14.4973 | 12.152 | 11.3495 | 8.2606 | 46.2047 | 52.8563 | 42.5551 | 58.5465
4874
4875 | 6.8695 | 17.1243 | 2.0105 | 1.6333 | 4.8529 | -1.0879 | 0.044632 | 0.0071037 | 2.9412 | 296.0165 | 24.1449 | 24.8592 | 0.84179 | 17.8828 | 19.8138 | 0.666 | 0.09225 | 0.051474 | 2.0678 | 15.3898 | 2.9328 | 7.1474 | 10.9055 | 8.8172 | 1.9087 | 3.1847 | 16.5273 | 14.1585 | 13.7971 | 11.6665 | 46.5018 | 52.7255 | 35.2159 | 45.874
4876 | 2.5181 | 6.482 | 2 | 2.3576 | 6.9764 | 0.55903 | 0.011802 | 0.0061101 | 3.4605 | 297.7147 | 46.6309 | 38.0888 | 1.5139 | 12.3453 | 14.7241 | 0.8711 | 0.0753 | 0.023309 | 1.5597 | 13.2082 | 1.5858 | 2.1551 | 11.253 | 9.3578 | 2.789 | 4.7043 | 11.9086 | 5.7794 | 7.3466 | 4.3893 | 68.2967 | 104.1327 | 58.6487 | 92.9663
4877 | 0.83422 | 3.1467 | 2 | 2.0146 | 5.4386 | 0.19684 | 0.0077273 | 0.0064468 | 2.3442 | 296.0535 | 44.1993 | 31.2556 | 1.2305 | 12.9397 | 14.6038 | 16.4519 | 0.30576 | 0.015 | 2.25 | 15 | 1.0955 | 1.6364 | 11.6273 | 8.0618 | 2.1784 | 3.8539 | 13.1898 | 6.7946 | 9.2465 | 4.6597 | 43.563 | 69.7101 | 49.6528 | 86.9375
4878
4879
4880
4881
4882
4883
4884 |  |  |  | 2.8551 | 6.3308 |  |  | 0.0064663 | 1.3675 | 296.0899 | 40.9729 | 36.148 | 1.0878 | 13.9447 | 15.2416 | 40 | [6 empty] | 7.0211 | 6.5769 | 2.132 | 3.7401 | 12.9557 | 8.5423 | 9.7258 | 5.8088 | 55.695 | 74.794 | 52.1103 | 77.1498
4885 | 1.3725 | 4.9982 | 2 | 2.2985 | 6.9432 | -2.5245 | 0.024286 | 0.0063568 | 1.0245 | 297.4135 | 38.6756 | 32.9199 | 1.1579 | 14.5818 | 15.4141 | 14.8701 | 0.15575 | 0.056429 | 2.25 | 20.375 | 0.40286 | 1.2857 | 8.0358 | 8.1188 | 1.9179 | 3.5709 | 13.7023 | 10.1004 | 10.2173 | 6.9499 | 46.76 | 64.421 | 48.411 | 67.396
4886
4887 | 13.9788 | 45.0269 | 2 | 1.9528 | 5.6301 | -0.95446 | 0.060128 | 0.0041878 | 2.3066 | 289.5831 | 47.1824 | 36.8446 | 0.93999 | 12.0537 | 14.0039 | 0.87377 | 0.17088 | 0.063731 | 3.6237 | 16.0215 | 0.10269 | 4.1603 | 13.559 | 10.2397 | 1.6854 | 3.0128 | 11.9541 | 5.711 | 7.101 | 4.3754 | 61.9057 | 98.125 | 58.8281 | 92.864
4888 |  |  |  | 2.5765 | 7.5958
4889
4890 | 2.3263 | 7.4439 | 2 | 2.3176 | 5.927 | 1.0631 | 0.0078191 | 0.0062964 | 2.1364 | 296.7495 | 44.8334 | 33.4215 | 1.2962 | 12.9169 | 14.4923 | 0.73179 | 0.048327 | 0.036252 | 1.547 | 15.0166 | 1.0085 | 1.4548 | 12.2883 | 9.0722 | 2.2674 | 3.9228 | 12.8654 | 6.9794 | 9.4099 | 4.7755 | 47.1097 | 79.3031 | 51.8071 | 86.0537
4891 | 6.1204 | 14.3318 | 2 | 1.6386 | 4.6418 | 1.0894 | 0.074841 | 0.0057572 | 3.3343 | 295.81 | 48.5049 | 33.9559 | 1.3209 | 11.8913 | 13.8407 | 2.8736 | 0.15358 | 0.041905 | 3 | 17.6237 | 6.1052 | 8.2698 | 8.0035 | 6.4543 | 2.2233 | 4.066 | 12.8161 | 5.6235 | 8.2083 | 3.8566 | 54.4073 | 92.1607 | 53.521 | 94.3972
4892
4893
4894 | 4.5784 | 10.9323 | 2.876 | 2.1375 | 5.9443 | 0.39059 | 0.040853 | 0.006693 | 2.9378 | 296.1298 | 39.6541 | 39.4016 | 1.1293 | 13.9526 | 15.9461 | 4.4947 | 0.16981 | 0.02031 | 2.0303 | 15.6515 | 2.3933 | 4.4806 | 12.3291 | 10.7601 | 2.4352 | 3.9482 | 13.4288 | 7.9308 | 7.5255 | 4.299 | 71.8702 | 101.9496 | 52.0175 | 82.7779
4895
4896 | 1.2286 | 3.7873 | 2 | 1.9142 | 4.6083 | -0.28313 | 0.0065289 | 0.005903 | 1.4051 | 298.0472 | 53.1551 | 36.4968 | 1.5037 | 11.1852 | 12.3296 | 1.3603 | 0.042008 | 0.016887 | 1.7225 | 15.1145 | 1.0336 | 1.3388 | 6.205 | 5.7647 | 2.7207 | 4.1375 | 10.3672 | 6.1994 | 6.8927 | 4.0652 | 49.6915 | 76.7835 | 67.1741 | 90.9712
4897
4898 | 8.896 | 18.3774 | 2.9182 | 2.206 | 6.5573 | -5.2219 | 0.077545 | 0.007217 | 2.7406 | 294.5279 | 30.3536 | 29.5069 | 0.80939 | 15.9107 | 17.7365 | 0.42582 | 0.06947 | 0.18936 | 2.0145 | 16.1449 | 1.1536 | 8.7 | 11.6329 | 9.8517 | 1.7079 | 3.2345 | 14.9777 | 11.7917 | 11.3245 | 8.2753 | 56.2213 | 63.9095 | 41.211 | 58.7173
4899
4900 | 8.022 | 17.0676 | 3 | 2.5242 | 5.6947 | -5.2336 | 0.087857 | 0.0072944 | 1.6908 | 294.1474 | 32.5295 | 28.3841 | 0.76664 | 15.4652 | 16.8943 | 31.4735 | 0.33206 | 0.17143 | 5.4 | 21.36 | 1.1904 | 9.3571 | 7.2775 | 6.5867 | 1.74 | 3.2255 | 14.399 | 11.8429 | 10.6182 | 8.212 | 48.7329 | 51.0797 | 43.0883 | 58.8817
4901
4902
4903
4904
4905 | 10.1345 | 19.5674 | 2 | 2.3983 | 6.6299 | -1.7803 | 0.055495 | 0.0061734 | 5.0991 | 293.3456 | 33.233 | 33.548 | 0.92854 | 15.5659 | 18.4204 | 0.46366 | 0.062522 | 0.084653 | 1.6129 | 12.8387 | 0.50465 | 6.8515 | 13.8114 | 10.6739 | 1.7438 | 3.4447 | 16.1449 | 7.671 | 9.7968 | 4.729 | 56.3958 | 99.1604 | 39.2432 | 82.1618
4906
4907
4908
4909
4910
4911
4912
4913 | 2.8966 | 11.2546 | 2 | 2.759 | 9.3082 | 0.12861 | 0.0024519 | 0.0058795 | 1.9181 | 298.1799 | 48.7321 | 38.0907 | 1.5599 | 12.0672 | 13.8599 | 0.45345 | 0.15424 | 0.0027032 | 1.3378 | 10.6486 | 1.3539 | 0.49038 | 13.9361 | 10.1585 | 2.923 | 4.7279 | 10.9936 | 6.0251 | 7.2128 | 4.6078 | 75.8167 | 92.3411 | 62.2853 | 90.3046
4914
4915
4916
4917 |  |  |  | 2.2619 | 5.8139
4918 | 7.4225 | 17.5831 | 2.8512 | 2.5018 | 7.6948 | 0.12441 | 0.031746 | 0.0064338 | 4.3783 | 293.4848 | 30.6021 | 27.0342 | 0.89268 | 15.8938 | 18.9632 | 0.70059 | 0.05693 | 0.082758 | 1.3873 | 11.9648 | 0.15143 | 1.1984 | 12.1461 | 8.8683 | 1.9081 | 3.4354 | 15.6958 | 8.5724 | 9.6473 | 5.3353 | 47.1414 | 73.8571 | 40.3555 | 76.1098
4919
4920
4921
4922
4923
4924
4925
4926
4927 | 2.3324 | 7.2246 | 2 | 1.9131 | 4.9259 | 0.30251 | 0.016316 | 0.0071027 | 1.7654 | 295.3637 | 34.6854 | 27.967 | 0.85803 | 15.1357 | 16.5017 | 0.7957 | 0.27892 | 0.046842 | 1.5217 | 15.6087 | 4.4426 | 2.5 | 6.956 | 6.8272 | 1.7757 | 3.3325 | 14.2792 | 10.5404 | 9.0197 | 6.3425 | 45.0967 | 56.3859 | 47.7997 | 68.5439
4928 | 10.8287 | 31.0799 | 2 | 2.823 | 7.3084 | 0.38203 | 0.052929 | 0.0069272 | 3.5552 | 291.6298 | 23.0326 | 21.2392 | 0.58797 | 17.6219 | 20.4825 | 1.1045 | 0.13598 | 0.047879 | 1.8909 | 17.8727 | 0.85747 | 8.9798 | 11.0337 | 8.4601 | 1.4976 | 2.5903 | 17.1862 | 11.8613 | 12.2241 | 7.6336 | 38.9389 | 53.8435 | 32.6801 | 58.7673
4929
4930 | 2.3853 | 7.6954 | 2 | 2.0551 | 5.4496 | -5.3239 | 0.035625 | 0.0073667 | 1.2465 | 292.3451 | 23.6702 | 23.7159 | 0.55187 | 17.6891 | 18.9532 | 18.5253 | 0.40005 | 0.11292 | 2.8519 | 14.1481 | 4.5508 | 11.9792 | 10.8768 | 9.7807 | 1.3544 | 2.3004 | 16.517 | 15.2837 | 14.0958 | 13.2827 | 41.999 | 45.2827 | 32.0182 | 38.0424
4931 | 1.7042 | 5.7898 | 2.1964 | 2.5051 | 8.0282 | -2.892 | 0.0073214 | 0.0075372 | 1.0131 | 295.2477 | 30.1788 | 28.1162 | 0.78387 | 16.1761 | 17.0642 | 9.4849 | 0.34322 | 0.055179 | 2.1071 | 16.2143 | 1.1554 | 2.9107 | 9.6685 | 9.17 | 1.7848 | 2.895 | 15.4223 | 14.0559 | 12.1599 | 10.6219 | 48.8119 | 51.2972 | 39.7237 | 46.6904
4932
4933
4934
4935
4936
4937
4938 | 4.2863 | 12.9043 | 2 | 3.5486 | 7.4197 | -5.445 | 0.052877 | 0.0068509 | 1.524 | 296.4266 | 39.0735 | 34.9118 | 1.0765 | 14.3315 | 15.6556 | 7.2514 | 0.36534 | 0.035342 | 5.431 | 20.5345 | 1.9816 | 7.1644 | 6.7063 | 6.4423 | 2.1321 | 3.7727 | 13.1212 | 9.6039 | 10.1161 | 6.609 | 54.6287 | 69.4906 | 50.5376 | 71.8077
4939
4940
4941 | 5.2917 | 11.3371 | 2.9259 | 2.2484 | 5.8701 | 0.8746 | 0.030741 | 0.0068651 | 2.9558 | 295.468 | 36.0805 | 30.7364 | 0.98013 | 14.7241 | 16.5589 | 0.75476 | 0.34881 | 0.030062 | 1.68 | 13.08 | 1.1823 | 3.9877 | 9.4008 | 7.2054 | 1.999 | 3.6184 | 14.5384 | 9.0244 | 9.1768 | 5.7138 | 49.5677 | 71.9976 | 46.4393 | 75.8227
4942
4943 | 6.7257 | 15.5772 | 2 | 2.2824 | 6.0445 | -0.80018 | 0.060664 | 0.005716 | 2.9613 | 295.3447 | 45.7317 | 30.2847 | 1.2192 | 12.5701 | 14.4308 | 1.2994 | 0.080985 | 0.070284 | 2.4088 | 17.6934 | 2.8996 | 6.8673 | 8.8691 | 5.9481 | 2.1396 | 3.6783 | 13.1875 | 6.2245 | 8.5981 | 4.3624 | 45.4532 | 74.694 | 51.2204 | 90.0996
4944 | 6.379 | 15.9865 | 3 | 2.8458 | 7.2841 | 2.529 | 0.072262 | 0.0067274 | 2.4527 | 295.7061 | 35.1378 | 31.2889 | 0.99579 | 15.0442 | 16.8096 | 2.1489 | 0.16803 | 0.13714 | 2.5385 | 14.0462 | 3.0104 | 15.4048 | 10.5347 | 9.3169 | 1.994 | 3.776 | 14.7259 | 9.5095 | 9.7251 | 5.9806 | 58.2502 | 68.4592 | 45.1317 | 73.2784
4945 | 3.6213 | 9.422 | 2.8765 | 2.8109 | 8.2962 | -2.3252 | 0.035157 | 0.0069571 | 1.3119 | 296.0897 | 35.2134 | 31.1332 | 0.9751 | 14.8881 | 15.8991 | 0.88044 | 0.06593 | 0.037119 | 1.8393 | 15.6652 | 2.2113 | 4.9782 | 9.111 | 8.8489 | 1.8673 | 3.4658 | 14.4303 | 12.5252 | 11.4242 | 9.4675 | 50.9692 | 56.9511 | 43.5926 | 53.5956
4946
4947 | 5.1611 | 13.5025 | 3 | 1.4376 | 3.7885 | -0.07312 | 0.052892 | 0.0071555 | 2.2833 | 295.3398 | 29.6733 | 24.7977 | 0.81702 | 16.3073 | 17.9229 | 3.9834 | 0.097316 | 0.045723 | 2.2554 | 16.2164 | 3.6274 | 12.9169 | 7.7685 | 6.9726 | 1.8017 | 3.2968 | 15.5017 | 11.9929 | 10.101 | 7.5758 | 41.9242 | 51.1004 | 40.7093 | 60.8465
4948 | 2.0449 | 9.7918 | 2 | 2.012 | 6.0317 | -0.050752 | 0.021429 | 0.0045549 | 1.8856 | 293.0713 | 37.5019 | 29.3083 | 1.0529 | 14.6379 | 16.5202 | 9.9988 | 0.69724 | 0.025714 | 4.9444 | 17.7778 | 0.14619 | 1.3333 | 7.747 | 6.8223 | 1.9667 | 3.4081 | 13.7744 | 8.0409 | 9.0762 | 5.9108 | 47.9049 | 72.1162 | 50.4737 | 79.2386
4949 | 5.8924 | 16.7464 | 2 | 2.7546 | 6.3166 | -0.49713 | 0.11641 | 0.007142 | 1.8271 | 293.1758 | 32.0367 | 27.3393 | 0.72163 | 15.3469 | 16.8429 | 17.7173 | 0.57137 | 0.018462 | 15.1795 | 22 | 2.8628 | 9.2564 | 7.3428 | 6.7238 | 1.5776 | 3.1102 | 14.8028 | 11.3423 | 10.3132 | 7.5407 | 46.6424 | 51.419 | 42.9162 | 61.6192
4950 |  |  |  | 2.1716 | 6.7843 |  |  | 0.0069283 | 3.5374 | 291.4758 | 22.2886 | 23.5894 | 0.55605 | 17.5988 | 20.5232 | 28.1822 | [6 empty] | 12.3817 | 10.2004 | 1.4725 | 2.2014 | 17.6162 | 12.8597 | 13.3812 | 9.0358 | 48.8182 | 62.1469 | 31.2711 | 52.7876
4951
4952
4953 | 7.3518 | 16.6019 | 2 | 1.9042 | 5.6845 | -3.2214 | 0.062 | 0.0041943 | 2.7088 | 292.7363 | 44.9424 | 36.8818 | 1.1237 | 12.6641 | 14.7415 | 1.6613 | 0.15671 | 0.058353 | 2.7414 | 17.3966 | 2.3841 | 4.8824 | 12.3905 | 10.1604 | 2.0456 | 3.3828 | 12.1061 | 6.2998 | 7.1304 | 4.9261 | 59.932 | 89.2583 | 58.978 | 89.2713
4954 |  |  |  | 1.9524 | 5.7215
4955 | 5.8722 | 13.9727 | 2 | 2.7363 | 6.7325 | -1.839 | 0.037014 | 0.006573 | 3.4033 | 294.9073 | 33.034 | 37.317 | 0.96561 | 15.3966 | 17.6365 | 0.74679 | 0.14435 | 0.079236 | 1.3836 | 12.6478 | 0.25898 | 1.4931 | 15.2488 | 13.1858 | 2.0829 | 3.6979 | 15.1921 | 9.6223 | 9.5069 | 5.7846 | 67.6689 | 100.9188 | 43.1618 | 71.7123
4956
4957
4958
4959
4960
4961
4962
4963 | 3.3605 | 11.7666 | 2 | 3.469 | 9.2006 | -1.3142 | 0.023704 | 0.003806 | 4.4436 | 286.429 | 44.8861 | 31.3474 | 0.74755 | 11.609 | 14.3281 | 3.3397 | 0.17809 | 0.062214 | 2.25 | 13.3 | 0 | 4.6667 | 11.0578 | 8.7483 | 1.2109 | 2.0333 | 11.8626 | 6.852 | 7.0173 | 5.1791 | 57.3122 | 77.0654 | 58.6292 | 84.2189
4964
4965
4966
4967 | 1.6273 | 4.8624 | 2 | 2.053 | 4.6519 | -0.33445 | 0.010558 | 0.005662 | 1.6964 | 297.0566 | 55.8065 | 37.3701 | 1.4906 | 10.5167 | 11.7863 | 0.68356 | 0.041208 | 0.041395 | 1.8708 | 15.8333 | 1.4415 | 1.8547 | 6.0661 | 5.6107 | 2.5925 | 4.1145 | 9.5657 | 5.5887 | 5.9786 | 3.6604 | 52.0382 | 79.1193 | 71.8036 | 95.3233
4968 | 13.1677 | 30.0462 | 3 | 2.4901 | 6.287 | 0.10718 | 0.11605 | 0.0055769 | 3.4003 | 291.9529 | 44.3028 | 32.9561 | 0.99757 | 12.5975 | 14.5531 | 7.5346 | 0.38338 | 0.096049 | 6.1898 | 21.0046 | 0.01679 | 0.23457 | 14.5618 | 10.4524 | 1.8628 | 2.9675 | 12.394 | 6.4428 | 7.4005 | 4.3463 | 51.1555 | 75.5816 | 54.9977 | 88.4396
4969 |  |  |  | 1.4166 | 4.5167
4970
4971
4972
4973 | 8.5522 | 36.8011 | 2 | 2.5996 | 6.3296 | -3.9274 | 0.0081818 | 0.0068945 | 1.956 | 296.9477 | 36.3545 | 30.3873 | 1.0772 | 14.9285 | 16.4028 | 0.42408 | 0.29577 | 0.0081818 | 1.6667 | 17.8333 | 0 | 0.36364 | 7.8763 | 6.1904 | 2.058 | 3.7676 | 14.7338 | 9.4095 | 10.4126 | 5.8633 | 45.4684 | 69.7997 | 43.6295 | 74.1949
4974
4975
4976
4977 | 7.9118 | 23.3615 | 2 | 1.9899 | 5.4592 | -0.73308 | 0.034881 | 0.0038924 | 2.192 | 289.6985 | 45.6891 | 35.958 | 0.94773 | 12.496 | 14.4889 | 1.8285 | 0.11131 | 0.041801 | 4.6471 | 16.5882 | 0.036607 | 1.9405 | 13.4256 | 10.2236 | 1.6711 | 2.9244 | 12.0389 | 5.8691 | 7.3714 | 4.5473 | 60.5709 | 93.285 | 58.4024 | 91.7544
4978 | 5.6539 | 15.2734 | 2.2419 | 2.3978 | 5.6845 | -0.071879 | 0.079839 | 0.0069816 | 1.8215 | 293.1277 | 31.7333 | 30.2917 | 0.73057 | 15.6696 | 17.1439 | 14.8281 | 0.40258 | 0.072189 | 7.5581 | 18.5581 | 7.601 | 12.9677 | 8.3455 | 7.6054 | 1.6008 | 3.2089 | 15.1465 | 11.1921 | 10.0707 | 7.0969 | 50.637 | 60.1861 | 44.223 | 64.0706
4979 | 6.9802 | 16.3342 | 2.9048 | 2.5331 | 6.8212 | -2.5661 | 0.076905 | 0.0068153 | 1.9418 | 296.7971 | 34.6907 | 31.5585 | 1.0436 | 15.3081 | 16.8903 | 5.7309 | 0.22089 | 0.081905 | 3.6296 | 17.037 | 2.96 | 11.9286 | 10.37 | 9.1543 | 2.1192 | 3.8717 | 14.6072 | 10.1706 | 9.9381 | 6.3167 | 58.6548 | 67.0037 | 45.5154 | 70.6793
4980
4981 | 1.1808 | 3.7305 | 2 | 2.8998 | 7.8483 | -1.811 | 0.006726 | 0.0071709 | 1.2128 | 295.6782 | 32.7524 | 29.1228 | 0.88937 | 15.5166 | 16.4753 | 0.77664 | 0.05335 | 0.011673 | 1.6239 | 15.4679 | 0.0067972 | 0.014235 | 8.3994 | 8.742 | 1.8043 | 3.2395 | 14.9464 | 13.2352 | 11.6138 | 9.8784 | 48.283 | 53.0703 | 42.0636 | 50.5477
4982
4983
4984 | 2.4775 | 8.2295 | 2 | 2.3766 | 8.369 | -3.3679 | 0.016923 | 0.007476 | 0.99131 | 292.8721 | 27.406 | 25.5789 | 0.60428 | 16.8941 | 17.7509 | 21.6222 | 0.23853 | 0.0096154 | 2.381 | 10.7143 | 1.2712 | 1.2308 | 8.1909 | 8.3801 | 1.5686 | 2.142 | 16.2679 | 15.2487 | 12.7926 | 11.3257 | 43.252 | 44.8357 | 36.5939 | 41.7626
4985
4986
4987
4988
4989
4990 | 9.4473 | 20.184 | 3 | 2.0653 | 5.6625 | 2.255 | 0.066837 | 0.0066082 | 3.0876 | 293.7942 | 40.9733 | 35.5093 | 0.9502 | 13.4634 | 15.217 | 0.75343 | 0.10229 | 0.12931 | 1.9202 | 13.3191 | 0.91608 | 9.4608 | 10.2264 | 8.5868 | 1.8431 | 3.565 | 13.0299 | 7.8617 | 8.1471 | 4.7356 | 56.8394 | 80.9447 | 51.7794 | 82.9117
4991
4992 | 1.4609 | 4.1124 | 2 | 3.1555 | 9.269 | -1.0457 | 0.0063388 | 0.00639 | 1.7807 | 297.1036 | 49.321 | 35.9342 | 1.4841 | 12.0748 | 13.6445 | 0.55046 | 0.071862 | 0.0059153 | 1.3111 | 12.1278 | 0.52139 | 0.36885 | 11.3231 | 8.1028 | 2.8732 | 4.8677 | 11.0012 | 5.8788 | 7.1834 | 4.2817 | 67.3563 | 89.9762 | 62.4979 | 92.3425
4993 | 5.7642 | 12.8455 | 3 | 1.8452 | 5.2577 | 0.9416 | 0.029919 | 0.0066834 | 2.6258 | 296.1123 | 38.5104 | 32.2786 | 1.0743 | 14.4133 | 16.1354 | 1.2345 | 0.21326 | 0.02371 | 2.3012 | 16.2892 | 2.5031 | 4.9839 | 10.5841 | 7.9722 | 2.1319 | 3.6651 | 14.2002 | 8.0345 | 8.7536 | 4.8972 | 53.5321 | 83.553 | 48.185 | 81.3794
4994
4995
4996
4997 | 1.9357 | 5.2299 | 2 | 1.9651 | 5.192 | 0.010992 | 0.021567 | 0.0061751 | 2.2215 | 297.0518 | 45.2482 | 34.1588 | 1.3239 | 12.7813 | 14.3932 | 1.0896 | 0.10658 | 0.046976 | 1.4249 | 12.9534 | 0.79638 | 2.3974 | 14.0984 | 10.0319 | 2.3305 | 3.9402 | 12.6427 | 7.013 | 9.035 | 4.7925 | 46.6922 | 76.8562 | 52.8529 | 85.9759
4998
4999
5000
5001
5002 |  |  |  | 1.6775 | 4.6565
5003 | 2.2218 | 7.3386 | 2 | 2.6061 | 7.1085 | -0.68416 | 0.027333 | 0.0060511 | 2.3461 | 296.2797 | 37.2376 | 36.2648 | 1.1571 | 14.758 | 16.605 | 4.3691 | 0.28103 | 0.019333 | 2.1509 | 16.2264 | 2.2049 | 2.4 | 11.2867 | 9.602 | 2.3043 | 3.9082 | 13.904 | 8.2317 | 9.7641 | 5.2282 | 62.3966 | 90.5643 | 48.3979 | 79.0982
5004 |  |  |  | 2.5342 | 7.2612 |  |  | 0.0063007 | 1.0581 | 297.7371 | 39.6988 | 33.6143 | 1.2093 | 14.3718 | 15.2002 | 17.7388 | [6 empty] | 8.2942 | 7.9718 | 2.0091 | 3.672 | 13.3712 | 9.8462 | 10.0693 | 6.7118 | 49.3055 | 68.045 | 49.9635 | 69.084
5005
5006 | 1.2653 | 5.0391 | 2 | 3.2776 | 7.7289 | 5.1211 | 0.014118 | 0.0065354 | 1.5549 | 297.9345 | 43.7015 | 39.3698 | 1.31 | 13.2056 | 14.5153 | 24.8742 | 0.044204 | 0.11353 | 1.2857 | 12.2857 | 0.23471 | 0.70588 | 8.2735 | 7.5533 | 2.4108 | 4.1807 | 11.6253 | 7.8826 | 8.9311 | 5.2772 | 62.6541 | 80.8881 | 57.1614 | 79.9769
5007 | 6.763 | 16.8616 | 2.7491 | 3.4864 | 8.84 | 0.12014 | 0.034082 | 0.007199 | 2.6372 | 292.6898 | 29.1274 | 26.0056 | 0.66567 | 16.0241 | 17.8393 | 1.7655 | 0.18188 | 0.065176 | 2.97 | 15.39 | 1.6039 | 6.2772 | 11.013 | 9.2885 | 1.5139 | 2.6924 | 15.3897 | 12.7222 | 11.5878 | 9.2316 | 51.8173 | 52.5272 | 39.5602 | 52.9286
5008
5009
5010 | 5.5575 | 15.851 | 2 | 1.8035 | 5.2071 | -7.5209 | 0.026232 | 0.0066446 | 2.341 | 297.024 | 38.5835 | 31.9718 | 1.123 | 14.329 | 15.9261 | 1.7856 | 0.25504 | 0.017826 | 1.4286 | 13.1143 | 4.6496 | 8.1449 | 9.4959 | 7.3633 | 2.1311 | 3.7897 | 14.0015 | 8.6621 | 9.4464 | 5.3495 | 52.2152 | 78.2784 | 46.8552 | 77.9061
5011 | 2.7806 | 7.8321 | 2 | 2.2631 | 4.5064 | 0.84875 | 0.01779 | 0.0052207 | 2.1792 | 295.2834 | 60.0047 | 39.3495 | 1.4717 | 9.4541 | 10.916 | 0.67529 | 0.050722 | 0.047238 | 1.7963 | 13.8426 | 1.302 | 1.6519 | 5.5181 | 5.4345 | 2.4301 | 4.0093 | 8.82 | 5.0364 | 5.2863 | 3.2751 | 54.9979 | 82.1083 | 76.587 | 98.5469
5012 | 3.3206 | 8.4814 | 2 | 1.9235 | 4.9425 | -1.2644 | 0.02233 | 0.0064066 | 2.2926 | 296.5431 | 44.5283 | 33.5321 | 1.2692 | 12.8723 | 14.5061 | 1.2632 | 0.051438 | 0.068395 | 1.5625 | 14.4313 | 1.0791 | 2.3802 | 14.3828 | 10.1775 | 2.2426 | 3.8771 | 12.7865 | 6.9496 | 8.907 | 4.6893 | 45.9033 | 76.4336 | 51.6605 | 86.36
5013
5014
5015
5016
5017 | 2.9754 | 9.0378 | 2 | 2.1755 | 6.8408 | 0.30183 | 0.02402 | 0.0061107 | 2.0946 | 296.5324 | 40.974 | 30.5588 | 1.2118 | 14.019 | 15.5809 | 7.4342 | 0.29072 | 0.021457 | 3.9613 | 18.4452 | 2.8006 | 2.799 | 9.3938 | 6.795 | 2.3248 | 4.0503 | 13.722 | 7.5456 | 8.3277 | 4.5686 | 51.5447 | 72.608 | 50.276 | 82.596
5018
5019
5020
5021
5022
5023 | 1.6126 | 5.3615 | 2 | 1.9636 | 5.3945 | -0.091947 | 0.038 | 0.0057832 | 2.9223 | 295.5176 | 46.0037 | 31.5541 | 1.2364 | 12.5767 | 14.4344 | 9.6996 | 0.021377 | 0.062 | 1.5 | 13.5 | 5.71 | 4.8 | 7.7312 | 5.7698 | 2.1407 | 3.8667 | 13.2616 | 6.0448 | 8.6809 | 4.1404 | 46.9649 | 80.7533 | 50.9046 | 91.3397
5024
5025
5026
5027 | 4.8925 | 14.3048 | 2 | 2.1254 | 5.4672 | 0.38615 | 0.064968 | 0.0057811 | 2.9975 | 295.8075 | 48.9528 | 33.6709 | 1.3084 | 11.8491 | 13.6803 | 2.0075 | 0.10245 | 0.080938 | 2.7982 | 17.3816 | 3.7273 | 7.9135 | 8.3851 | 6.4007 | 2.281 | 4.0957 | 12.4979 | 5.6193 | 8.3195 | 3.8384 | 54.0367 | 89.8667 | 55.1965 | 94.2565
5028 | 5.4692 | 15.3658 | 2 | 2.4039 | 6.0084 | -2.4548 | 0.11857 | 0.0071475 | 1.828 | 293.1607 | 31.9915 | 27.2528 | 0.71948 | 15.3499 | 16.8469 | 28.5906 | 0.62841 | 0.04 | 16.1429 | 22 | 0.46714 | 5.2857 | 7.3432 | 6.7214 | 1.5744 | 3.1053 | 14.8046 | 11.3543 | 10.3177 | 7.5469 | 46.5328 | 51.2187 | 42.876 | 61.5318
5029
5030 | 10.401 | 22.5414 | 3 | 1.6991 | 4.1958 | 0.72541 | 0.086234 | 0.0068628 | 2.978 | 295.7932 | 38.6868 | 32.1827 | 1.0411 | 14.1404 | 15.8601 | 1.1133 | 0.057444 | 0.12066 | 2.7879 | 17.1342 | 1.5599 | 19.5538 | 8.9467 | 7.6564 | 2.0293 | 3.8584 | 13.6808 | 8.6531 | 8.3242 | 5.2152 | 50.3636 | 70.0058 | 49.7435 | 78.6941
5031
5032 | 6.1145 | 16.2389 | 2 | 2.2375 | 6.6025 | -0.19897 | 0.065 | 0.0072944 | 1.1508 | 291.3848 | 24.2528 | 23.834 | 0.50615 | 17.3821 | 18.583 | 9.988 | 0.39582 | 0.46255 | 7.1818 | 21.0606 | 0.994 | 1.75 | 10.6238 | 9.43 | 1.3315 | 1.9326 | 16.536 | 15.4643 | 13.439 | 13.5874 | 43.5811 | 43.5558 | 31.883 | 36.3394
5033 | 2.1489 | 5.612 | 2 | 2.1623 | 6.0744 | 0.01232 | 0.03125 | 0.0060954 | 2.3277 | 296.2315 | 43.8137 | 31.015 | 1.2399 | 13.1454 | 14.8007 | 0.73038 | 0.028853 | 0.045341 | 1.6053 | 13.5789 | 1.2836 | 2.4432 | 7.7046 | 5.4998 | 2.3046 | 3.7967 | 13.4412 | 6.8232 | 9.0625 | 4.7294 | 43.19 | 72.1213 | 50.6418 | 86.1342
5034 |  |  |  | 2.1211 | 6.1974
5035 |  |  |  | 2.7442 | 8.8719
5036
5037
5038 |  |  |  | 2.1848 | 6.4228
5039
5040
5041 | 3.1816 | 7.9942 | 2 | 2.3594 | 6.5418 | -0.99965 | 0.004361 | 0.0071832 | 2.2916 | 294.5876 | 23.7294 | 26.3396 | 0.70478 | 17.9029 | 19.6647 | 0.93248 | 0.11966 | 0.010767 | 1.4138 | 14.3142 | 0.49067 | 0.36262 | 11.6632 | 10.2864 | 1.5858 | 2.7153 | 16.7931 | 14.6824 | 14.3335 | 12.1313 | 50.8342 | 57.2104 | 33.2187 | 43.4767
5042 | 7.553 | 16.8241 | 2.4949 | 2.144 | 5.7534 | -0.72284 | 0.039966 | 0.0053051 | 3.912 | 293.5497 | 47.1465 | 31.9606 | 1.1551 | 11.8474 | 14.0989 | 1.1822 | 0.079502 | 0.032949 | 1.9444 | 14.7222 | 0.51437 | 1.261 | 12.0482 | 7.9751 | 1.9149 | 3.2552 | 12.4432 | 5.8971 | 7.5684 | 4.0805 | 48.5113 | 81.2735 | 54.4353 | 92.5584
5043 |  |  |  | 1.9775 | 5.4935
5044
5045
5046 | 8.0294 | 18.4764 | 2.203 | 1.7222 | 5.1624 | 0.39695 | 0.072843 | 0.0054673 | 3.5253 | 295.5573 | 47.9412 | 33.6374 | 1.2977 | 12.0067 | 14.0506 | 1.3022 | 0.084146 | 0.055584 | 2.45 | 16.1857 | 8.5043 | 10.8274 | 8.2948 | 6.5689 | 2.2282 | 3.9006 | 12.8173 | 5.6477 | 8.0714 | 3.9297 | 54.6328 | 92.9743 | 53.6747 | 93.8655
5047
5048 |  |  |  | 2.5612 | 6.541 |  |  | 0.0070048 | 1.4098 | 294.7209 | 33.9785 | 29.2034 | 0.84397 | 15.2383 | 16.5577 | 39.6711 | [6 empty] | 9.8429 | 8.7512 | 1.8247 | 3.2717 | 14.0481 | 11.4372 | 10.7376 | 8.0711 | 55.473 | 52.775 | 45.0627 | 60.8103
5049 | 17.5199 | 50.2599 | 3 | 1.5788 | 4.3517 | 0.73639 | 0.12943 | 0.007118 | 3.416 | 295.2237 | 24.2438 | 24.5699 | 0.79638 | 17.7387 | 19.7939 | 5.5091 | 0.3028 | 0.047633 | 7.4062 | 22 | 0.57086 | 9.5714 | 10.9074 | 8.9044 | 1.8408 | 3.0465 | 16.583 | 13.8013 | 12.9358 | 10.6667 | 44.9139 | 52.9599 | 36.2829 | 47.744
5050
5051 | 3.399 | 12.798 | 2 | 3.0362 | 7.8492 | 0.99566 | 0.027081 | 0.0062251 | 2.9652 | 296.6081 | 45.9589 | 32.6013 | 1.3048 | 12.5392 | 14.4514 | 0.66912 | 0.029151 | 0.042379 | 1.9524 | 15.1928 | 4.0426 | 5.2 | 8.743 | 6.8209 | 2.3433 | 4.0993 | 12.9453 | 6.088 | 8.5885 | 4.0175 | 51.1737 | 92.7901 | 52.9686 | 91.9237
5052 | 4.3366 | 14.3806 | 2 | 2.0452 | 6.0604 | -0.49546 | 0.047 | 0.004635 | 2.1039 | 292.6449 | 37.7285 | 29.2594 | 1.0242 | 14.5288 | 16.5317 | 13.0922 | 0.41958 | 0.0465 | 7.8947 | 21.3158 | 3.0165 | 4.4 | 7.7808 | 6.8079 | 1.9054 | 3.3386 | 13.8888 | 7.6571 | 9.0519 | 5.7114 | 47.2687 | 73.5746 | 49.8846 | 81.2864
5053 |  |  |  | 2.6625 | 6.1779
5054
5055
5056 | 3.8671 | 10.29 | 2.0488 | 2.2892 | 6.2469 | -0.52923 | 0.033293 | 0.0067857 | 3.2071 | 294.7789 | 33.3792 | 30.4842 | 0.90819 | 15.3118 | 17.2157 | 0.59617 | 0.053528 | 0.064146 | 1.4255 | 11.5106 | 1.4957 | 4.9878 | 9.9735 | 8.2611 | 1.8096 | 3.3593 | 15.5841 | 10.0563 | 10.4562 | 7.0251 | 52.1834 | 71.7447 | 40.8925 | 68.3823
5057
5058
5059 | 5.8127 | 13.634 | 2 | 2.0848 | 5.7008 | 0.76203 | 0.066293 | 0.0058609 | 3.214 | 294.7877 | 46.6844 | 30.9211 | 1.2179 | 12.2272 | 14.1531 | 1.0446 | 0.057723 | 0.068017 | 2.1224 | 18.0675 | 6.0887 | 6.5316 | 8.6663 | 5.9326 | 2.0694 | 3.8207 | 13.0032 | 6.0022 | 8.2588 | 4.1101 | 47.2724 | 78.7652 | 52.5118 | 91.8832
5060
5061 |  |  |  | 1.6153 | 4.835
5062 | 2.4188 | 5.7033 | 3 | 1.9275 | 5.7881 | -10.825 | 0.035 | 0.0070213 | 2.2928 | 296.5073 | 33.6893 | 30.1648 | 1.001 | 15.509 | 17.1594 | 8.7654 | 0.14749 | 0.02 |  |  | 0.19 | 1.5 | 8.2852 | 6.8496 | 1.9299 | 3.6025 | 14.902 | 10.5396 | 10.9485 | 7.007 | 48.9871 | 63.4212 | 42.7893 | 66.8403
5063
5064 |  |  |  | 1.905 | 5.1291 |  |  | 0.0070137 | 1.9743 | 292.7325 | 33.5022 | 29.6917 | 0.72401 | 15.0517 | 16.5802 | 39 | [6 empty] | 7.6014 | 7.0143 | 1.5629 | 3.151 | 14.7091 | 10.6335 | 9.9662 | 7.0064 | 49.6089 | 57.686 | 44.893 | 65.7945
5065
5066
5067 | 10.7172 | 21.6312 | 2.783 | 1.5872 | 4.6567 | -1.5768 | 0.063064 | 0.0071065 | 3.3967 | 295.4549 | 23.9818 | 24.2467 | 0.82279 | 17.7923 | 19.8326 | 0.27527 | 0.031178 | 0.052298 | 1.8435 | 14.102 | 0.79851 | 6.3915 | 10.9272 | 8.8292 | 1.8692 | 3.1018 | 16.552 | 14.0543 | 13.5473 | 11.2584 | 45.1333 | 52.2015 | 35.2503 | 46.5419
5068
5069
5070 |  |  |  | 3.1896 | 7.772
5071 | 3.8236 | 13.6249 | 2 | 3.1056 | 8.7524 | -1.7505 | 0.012222 | 0.0063932 | 2.827 | 297.0017 | 46.5605 | 33.4513 | 1.3641 | 12.3376 | 14.2409 | 4.4284 | 0.069396 | 0.021111 | 1 | 18 | 1.2778 | 1.6667 | 12.2695 | 8.1447 | 2.4932 | 4.2379 | 12.1149 | 6.0254 | 8.2434 | 4.2131 | 52.2927 | 91.114 | 56.218 | 91.52
5072 | 1.8564 | 8.2263 | 2 | 3.9877 | 8.873 | -2.8295 | 0.0072727 | 0.0069583 | 2.74 | 289.7746 | 17.8981 | 22.5649 | 0.38799 | 19.1919 | 21.3783 | 1.3406 | 0.15395 | 0.024545 | 2.3333 | 16.5 | 0.27 | 1 | 14.3374 | 12.1324 | 1.2186 | 1.8169 | 18.9719 | 15.3202 | 14.5398 | 11.0717 | 45.636 | 52.2007 | 26.7431 | 41.3569
5073 | 13.7727 | 32.5945 | 2 | 1.7949 | 5.7065 | -1.0308 | 0.048898 | 0.0059826 | 4.4299 | 294.6441 | 35.1114 | 30.7157 | 1.0909 | 14.6975 | 17.9648 | 4.1664 | 0.13745 | 0.073263 | 2.1973 | 15.7687 | 2.1012 | 7.2034 | 15.1867 | 12.0186 | 2.3116 | 4.04 | 13.8661 | 6.8698 | 8.7396 | 4.5081 | 57.5655 | 93.5553 | 49.0715 | 86.6513
5074 | 2.1147 | 5.877 | 3 | 2.4408 | 7.0005 | 1.1635 | 0.030807 | 0.0058964 | 2.4595 | 296.5344 | 46.4942 | 32.8505 | 1.3119 | 12.5287 | 14.2096 | 1.2738 | 0.0022369 | 0.066087 | 1.5104 | 14.4792 | 1.8602 | 3.559 | 7.7229 | 6.0368 | 2.3191 | 4.0639 | 12.9843 | 6.3065 | 8.7391 | 4.3463 | 49.375 | 83.0219 | 53.182 | 89.8332
5075
5076
5077
5078
5079
5080 | 2.6751 | 7.5491 | 2.2466 | 2.4191 | 6.7741 | 0.13226 | 0.013483 | 0.0059154 | 2.4022 | 296.7599 | 47.2055 | 37.1079 | 1.4498 | 12.0647 | 14.2677 | 0.59158 | 0.04593 | 0.029609 | 1.4167 | 12.3389 | 0.16521 | 0.35225 | 14.6251 | 10.8004 | 2.6138 | 4.5752 | 12.2979 | 5.7913 | 7.5375 | 4.1549 | 69.3396 | 99.1609 | 56.4164 | 93.3026
5081
5082
5083
5084
5085 | 2.0671 | 9.4322 | 2 | 2.102 | 6.7961 | -1.0547 | 0.031538 | 0.0070648 | 2.2718 | 295.4595 | 33.0444 | 30.3387 | 0.90036 | 15.415 | 16.9605 | 34.5343 | 0.77054 | 0.012308 | 7.3 | 22 | 0.71385 | 3.0769 | 10.7347 | 9.3329 | 1.8299 | 3.3226 | 14.0601 | 11.8267 | 11.7092 | 8.6707 | 53.8891 | 60.4836 | 44.1012 | 57.6122
5086 |  |  |  | 4.2428 | 13.1657
5087 |  |  |  | 2.3084 | 5.7184
5088
5089
5090
5091 | 11.0812 | 22.3432 | 2.5274 | 2.3973 | 6.0265 | 1.0823 | 0.056552 | 0.0064512 | 3.6038 | 293.337 | 28.3754 | 27.5307 | 0.82078 | 16.7727 | 19.2981 | 0.75651 | 0.093475 | 0.10576 | 2.689 | 17.0906 | 0.27262 | 5.7992 | 11.8021 | 9.3951 | 1.6279 | 3.2138 | 17.3118 | 9.6674 | 11.2811 | 6.0982 | 45.8111 | 74.2339 | 33.6873 | 70.0229
5092 | 18.4211 | 32.2716 | 2 | 2.2403 | 7.4679 | 2.8026 | 0.061346 | 0.00697 | 3.3563 | 290.2518 | 19.6584 | 22.6674 | 0.44919 | 18.169 | 21.1614 | 1.3787 | 0.059397 | 0.18308 | 2.4167 | 17.3333 | 0.17385 | 12.1923 | 13.2152 | 11.8118 | 1.3524 | 1.9648 | 18.9034 | 13.3506 | 13.4776 | 9.168 | 48.9282 | 64.3392 | 27.9553 | 50.31
5093 | 4.1933 | 11.8662 | 2 | 2.1551 | 4.5627 | -1.7575 | 0.028673 | 0.005068 | 2.1399 | 295.3103 | 61.0685 | 40.5814 | 1.487 | 9.2233 | 10.6941 | 0.32688 | 0.033374 | 0.064988 | 2.0806 | 14.2849 | 0.94477 | 1.7912 | 5.694 | 5.5603 | 2.4593 | 3.9992 | 8.5721 | 4.9324 | 5.1547 | 3.2087 | 57.4598 | 84.7547 | 77.9752 | 99.0156
5094
5095
5096 | 1.9814 | 5.9379 | 2 | 3.0085 | 8.0895 | -0.8136 | 0.0042912 | 0.0071321 | 0.88511 | 297.902 | 36.4315 | 34.1994 | 1.0544 | 15.0278 | 15.7241 | 0.85164 | 0.21031 | 0.012759 | 1.648 | 13.936 | 0.26923 | 1.4904 | 12.1387 | 10.521 | 2.1361 | 3.294 | 12.793 | 12.0237 | 7.3716 | 7.752 | 66.281 | 67.6757 | 56.4383 | 60.1296
5097
5098
5099 | 8.8704 | 20.5342 | 2.9444 | 1.4589 | 3.6779 | 3.9742 | 0.066667 | 0.0071475 | 2.8527 | 296.6565 | 30.605 | 26.6549 | 0.94823 | 16.1493 | 17.8726 | 30.7787 | 0.21164 | 0.041111 | 4.0769 | 18.5385 | 0.89667 | 12.0556 | 8.7124 | 7.676 | 1.8894 | 3.6247 | 15.6725 | 11.4461 | 10.2253 | 7.0867 | 44.9088 | 57.2785 | 40.9751 | 64.0887
5100 | 0.72937 | 5.7634 | 2 | 2.833 | 8.739 | 0 | 0 | 0.0045547 | 1.3347 | 291.2542 | 39.5037 | 29.8315 | 0.95062 | 13.8323 | 15.6098 | 5.7014 | 0.64132 | 0.03 | 4 | 22 | 0 | 0 | 8.9409 | 7.8501 | 1.7452 | 2.9376 | 13.4206 | 7.3999 | 8.3979 | 5.7722 | 48.7375 | 76.3733 | 52.9725 | 81.823
5101
5102
5103
5104 | 1.1138 | 2.8684 | 2 | 2.4723 | 8.6456 | -0.1329 | 0.0043939 | 0.0058392 | 2.0852 | 298.0801 | 48.2966 | 36.3199 | 1.5518 | 12.2039 | 14.1212 | 8.1341 | 0.1535 | 0.0022727 | 1.76 | 9.12 | 0.22348 | 1.1061 | 12.0483 | 8.7077 | 2.8731 | 4.7807 | 11.1467 | 5.9985 | 7.3668 | 4.6402 | 70.1598 | 88.0172 | 62.1235 | 91.3579
5105
5106 | 11.2364 | 25.3566 | 3 | 1.4954 | 4.1761 | -0.8317 | 0.11 | 0.0068182 | 3.4374 | 296.1336 | 32.8391 | 30.5678 | 1.0007 | 15.5638 | 17.414 | 4.9835 | 0.009522 | 0.07125 | 2.8571 | 17.1429 | 0.2225 | 17.875 | 9.6824 | 8.5255 | 1.8627 | 3.5154 | 15.2143 | 10.8539 | 10.6323 | 7.441 | 51.2329 | 65.875 | 42.6423 | 64.1817
5107
5108
5109
5110
5111
5112 | 10.5574 | 22.1312 | 3 | 2.2763 | 6.0201 | 1.173 | 0.10242 | 0.005095 | 2.866 | 293.5976 | 49.5592 | 34.6572 | 1.1969 | 11.6502 | 13.4328 | 1.4519 | 0.043808 | 0.13747 | 3.9653 | 18.7063 | 8.7958 | 16.4823 | 10.9937 | 7.9787 | 1.9894 | 3.5047 | 11.2274 | 5.8015 | 7.1173 | 4.0075 | 53.1998 | 81.0765 | 61.5701 | 93.87
5113 | 8.0149 | 27.8156 | 2 | 1.6722 | 4.8841 | -2.0501 | 0.032727 | 0.0068611 | 2.8564 | 296.6282 | 33.2044 | 32.1641 | 1.0286 | 15.6235 | 17.5332 | 1.9456 | 0.23754 | 0.046289 | 2.375 | 20.125 | 1.8855 | 2.1818 | 10.9172 | 8.8329 | 2.2622 | 3.708 | 14.7244 | 10.5817 | 10.288 | 7.2701 | 57.3652 | 74.2173 | 45.6056 | 65.5462
5114
5115
5116
5117
5118 | 7.1735 | 17.9603 | 2.9851 | 2.2082 | 5.0868 | 3.3556 | 0.092164 | 0.0052811 | 2.5409 | 295.0578 | 50.6965 | 35.8336 | 1.2757 | 11.4397 | 13.1472 | 2.2162 | 0.090124 | 0.16299 | 4.6729 | 20.8037 | 6.1266 | 15.5448 | 9.9645 | 7.5168 | 2.1109 | 3.6706 | 11.1141 | 5.8673 | 7.0651 | 3.918 | 54.5781 | 83.0111 | 62.3332 | 93.3212
5119 |  |  |  | 1.8266 | 5.9501
5120 | 3.9768 | 11.6517 | 2.1759 | 2.2936 | 5.4918 | -1.86 | 0.045833 | 0.0070553 | 1.7153 | 293.3665 | 31.744 | 30.8548 | 0.72617 | 15.7621 | 17.2169 | 8.5724 | 0.47978 | 0.098704 | 7.7791 | 20.814 | 4.1644 | 3.3981 | 8.5306 | 7.7147 | 1.5743 | 3.1549 | 15.2141 | 11.1457 | 10.132 | 6.8897 | 51.693 | 62.9107 | 44.3999 | 65.2133
5121 | 2.9227 | 8.6254 | 2 | 2.2148 | 6.3963 | 0.10585 | 0.04117 | 0.0057682 | 2.7433 | 296.1888 | 48.5529 | 33.478 | 1.3151 | 11.9857 | 13.7373 | 1.0781 | 0.049475 | 0.057679 | 1.9356 | 15.972 | 4.4707 | 5.2849 | 8.8568 | 6.4443 | 2.3136 | 4.0493 | 12.3863 | 5.7508 | 8.365 | 3.9194 | 53.1372 | 89.0857 | 55.5938 | 93.5736
5122 |  |  |  | 2.4273 | 8.0822 |  |  | 0.0075835 | 0.91494 | 293.5718 | 29.0044 | 30.6825 | 0.6334 | 16.5979 | 17.3694 | 13 | [6 empty] | 10.8408 | 10.2122 | 1.7624 | 2.3515 | 14.6321 | 14.5345 | 11.0457 | 10.6174 | 59.2285 | 56.6091 | 43.895 | 45.419
5123 | 9.0637 | 18.8677 | 3 | 2.5911 | 7.2421 | 2.3508 | 0.11643 | 0.0063945 | 5.2137 | 294.2359 | 38.8747 | 35.7501 | 1.0002 | 13.9297 | 16.0584 | 0.75989 | 0.068778 | 0.05119 | 3.3714 | 20.1429 | 1.7552 | 15.4524 | 10.6329 | 9.1742 | 1.8157 | 3.5316 | 14.1141 | 8.2965 | 9.3234 | 5.9453 | 57.6596 | 83.4662 | 47.5941 | 77.1253
5124 | 0.3631 | 1.3214 | 2 | 1.9686 | 4.5507 | -2.0674 | 0.0011111 | 0.0056461 | 1.0692 | 299.105 | 60.8044 | 40.0458 | 1.738 | 9.6995 | 10.6816 | 0.89168 | 0.13368 | 0.0014815 | 1.6316 | 15.9474 | 0.5 | 0.68519 | 5.9555 | 5.4999 | 3.1755 | 4.4665 | 8.9082 | 5.3582 | 6.3189 | 3.6585 | 55.8703 | 78.9515 | 73.9995 | 96.2
5125 |  |  |  | 2.3157 | 6.2153
5126 | 14.1429 | 29.6926 | 3 | 2.3514 | 5.6232 | 0.11 | 0.13591 | 0.0058326 | 3.298 | 292.73 | 44.3707 | 32.7722 | 1.0365 | 12.6174 | 14.5282 | 5.8376 | 0.1372 | 0.067273 | 5.3182 | 21.6364 | 0 | 0 | 14.3883 | 10.2531 | 1.9207 | 3.1173 | 12.354 | 6.4767 | 7.48 | 4.3289 | 50.2547 | 74.8267 | 54.9494 | 88.6273
5127 | 3.4253 | 9.2337 | 2 | 2.1096 | 6.7245 | -1.3056 | 0.04 | 0.0072871 | 2.2888 | 294.571 | 29.8367 | 26.8993 | 0.77247 | 16.1337 | 17.7713 | 29.422 | 0.58638 | 0.06 | 7 | 22 | 6.875 | 6.5 | 9.7456 | 8.5082 | 1.7028 | 3.0656 | 14.4958 | 12.8958 | 12.0162 | 9.4162 | 49.683 | 51.3878 | 41.6513 | 52.0862
5128
5129 |  |  |  | 1.5945 | 4.8698
5130
5131
5132 |  |  |  | 2.1975 | 5.35
5133
5134 | 2.6544 | 7.1777 | 2 | 2.6846 | 6.9929 | -2.1152 | 0.0053181 | 0.0071313 | 2.4577 | 294.6247 | 24.9158 | 27.3364 | 0.73922 | 17.5332 | 19.3175 | 0.33018 | 0.081375 | 0.011196 | 1.375 | 13.2109 | 0 | 0.0076336 | 11.8729 | 10.518 | 1.5808 | 2.8181 | 16.5165 | 14.2795 | 13.8862 | 11.2612 | 52.4755 | 59.0963 | 34.0608 | 45.8058
5135 | 3.6714 | 9.2834 | 2 | 2.9406 | 7.8491 | -0.29612 | 0.021174 | 0.0060653 | 2.1099 | 296.051 | 45.9693 | 31.9813 | 1.2746 | 12.8259 | 14.4416 | 0.83763 | 0.058393 | 0.017901 | 1.3502 | 12.5948 | 2.3915 | 2.0906 | 9.1492 | 6.6994 | 2.3797 | 4.2145 | 12.7334 | 6.198 | 7.3394 | 3.9437 | 56.5567 | 81.7485 | 55.2221 | 91.2884
5136 |  |  |  | 2.6522 | 5.9131
5137 | 2.933 | 9.2587 | 2.8707 | 2.1689 | 7.5569 | 0.12972 | 0.016293 | 0.0059057 | 2.8676 | 297.9656 | 49.3367 | 34.0947 | 1.6029 | 11.8042 | 13.9888 | 3.5351 | 0.19324 | 0.016184 | 1.9685 | 14.4606 | 2.8762 | 3.5431 | 9.7413 | 6.9227 | 2.8933 | 4.9655 | 11.2615 | 5.5118 | 7.1161 | 4.1866 | 60.7809 | 80.7038 | 62.074 | 94.3598
5138 | 6.1763 | 15.5533 | 2.9351 | 1.5408 | 4.1727 | -1.8584 | 0.047468 | 0.0071028 | 2.2303 | 295.6328 | 31.3019 | 25.404 | 0.85712 | 15.9229 | 17.5241 | 2.33 | 0.11899 | 0.042532 | 2.5934 | 18.044 | 2.0907 | 6.1234 | 7.5083 | 6.6964 | 1.8554 | 3.4156 | 15.1192 | 11.3055 | 9.5614 | 6.9482 | 41.7712 | 53.1286 | 43.1212 | 64.674
5139 |  |  |  | 2.3163 | 5.8414
5140
5141 |  |  |  | 2.7831 | 6.4577
5142
5143 |  |  |  | 2.2186 | 5.4119 |  |  | 0.0073846 | 1.717 | 292.7074 | 31.1977 | 29.6 | 0.64834 | 15.6599 | 17.121 | 54.898 | [6 empty] | 8.3262 | 7.5869 | 1.5585 | 3.0079 | 14.9394 | 11.5891 | 10.0749 | 7.4037 | 50.528 | 54.3966 | 44.1645 | 61.0198
5144
5145
5146
5147
5148 | 6.763 | 15.3611 | 2 | 2.0758 | 6.7838 | -3.9107 | 0.058095 | 0.0072684 | 2.3848 | 294.7935 | 30.6693 | 27.5523 | 0.80175 | 15.9286 | 17.6086 | 14.2641 | 0.38849 | 0.055714 | 3.9474 | 18.4211 | 12.1514 | 13.1429 | 9.9733 | 8.6831 | 1.7245 | 3.1343 | 14.2735 | 12.518 | 11.8546 | 9.2575 | 50.9545 | 53.2395 | 42.5953 | 53.4793
5149 | 1.3623 | 4.787 | 2 | 2.3645 | 7.4076 | -2.6336 | 0.0091954 | 0.0072544 | 1.2036 | 294.4451 | 30.8329 | 28.1304 | 0.75973 | 16.1368 | 17.082 | 2.3555 | 0.15353 | 0.03 | 1.5 | 14.1667 | 0.10483 | 0.35632 | 8.1886 | 8.5024 | 1.6371 | 2.7257 | 15.8812 | 13.4679 | 12.3249 | 9.9604 | 45.1446 | 50.8153 | 38.7883 | 49.4243
5150
5151 | 1.7011 | 8.5779 | 2 | 3.2311 | 7.3155 | 9.737 | 0.046667 | 0.00692 | 1.3825 | 296.7212 | 38.17 | 34.2199 | 1.0728 | 14.691 | 15.9538 | 13.6472 | 0.45311 | 0.023333 | 12 | 23.3333 | 6.69 | 7 | 6.4396 | 6.2381 | 2.2833 | 3.8435 | 12.9146 | 9.933 | 10.3099 | 6.9322 | 54.9872 | 69.3506 | 51.4637 | 70.0872
5152 | 0.34514 | 1.2949 | 2 | 2.0761 | 4.5359 | -1.9577 | 0.005 | 0.0057911 | 1.1727 | 298.9128 | 59.9626 | 38.5928 | 1.7219 | 9.8214 | 10.8737 | 0.37575 | 0.25555 | 0.007 | 2 | 17.75 | 0 | 0 | 5.774 | 5.3069 | 3.1061 | 4.5427 | 9.1468 | 5.3812 | 6.4439 | 3.6019 | 53.4503 | 76.2804 | 72.5597 | 96.2773
5153 | 4.1291 | 11.8563 | 2 | 3.2723 | 6.8939 | 0.60665 | 0.12694 | 0.0068812 | 1.839 | 295.5054 | 34.5279 | 31.3697 | 0.96073 | 15.2146 | 16.667 | 21.1624 | 0.38218 | 0.023611 | 7.7941 | 22 | 7.3156 | 12.6389 | 7.3759 | 6.9515 | 2.0591 | 3.6323 | 14.5468 | 10.3159 | 10.3901 | 6.7471 | 47.8398 | 65.2135 | 44.7091 | 68.1281
5154
5155
5156 | 0.76882 | 2.7331 | 2.2292 | 3.4792 | 7.7115 | -3.5148 | 0.010625 | 0.0063334 | 1.474 | 295.7628 | 42.7982 | 37.1817 | 1.0948 | 13.4848 | 14.8238 | 22.8834 | 0.34144 | 0.0077083 | 2.0714 | 16.3929 | 0.67792 | 1.375 | 7.0305 | 6.5965 | 2.1705 | 3.7867 | 12.8411 | 8.133 | 9.2941 | 5.383 | 56.5163 | 76.7686 | 53.4023 | 80.0833
5157 | 11.6085 | 22.1762 | 2 | 2.2604 | 6.0902 | 1.6431 | 0.053127 | 0.0073215 | 4.8055 | 293.1122 | 21.2485 | 20.9972 | 0.68563 | 18.4456 | 21.4236 | 0.71584 | 0.046706 | 0.13352 | 1.4027 | 11.7517 | 0.26037 | 7.6563 | 11.6848 | 8.7187 | 1.7034 | 2.8059 | 16.9211 | 11.7888 | 11.8172 | 8.9476 | 41.8106 | 50.9955 | 36.331 | 55.9209
5158
5159
5160 |  |  |  | 2.1638 | 6.0315 |  |  | 0.0071614 | 2.4148 | 295.06 | 23.9083 | 25.745 | 0.75289 | 17.8695 | 19.7106 | 3.3018 | [6 empty] | 11.3601 | 9.7629 | 1.6583 | 2.8782 | 16.7595 | 14.4674 | 14.3175 | 11.9795 | 48.7596 | 55.8649 | 33.5863 | 44.5723
5161
5162 | 4.4444 | 13.3921 | 2.3961 | 1.6467 | 4.0185 | 0.37101 | 0.036908 | 0.0056542 | 2.26 | 296.6024 | 52.4794 | 35.4331 | 1.4017 | 11.1212 | 12.5364 | 1.0206 | 0.069442 | 0.094589 | 2.6767 | 17.2857 | 3.428 | 4.686 | 8.8915 | 7.7109 | 2.2837 | 3.8399 | 10.3932 | 6.2464 | 6.4684 | 4.244 | 52.7176 | 71.8409 | 66.7982 | 89.2865
5163
5164
5165
5166
5167
5168
5169 | 10.5014 | 21.7067 | 2 | 3.4923 | 8.999 | 1.6171 | 0.045306 | 0.006802 | 2.9933 | 290.821 | 20.4545 | 22.9009 | 0.49569 | 18.4458 | 20.7904 | 0.99877 | 0.07873 | 0.097551 | 1.3333 | 14.4444 | 0.19571 | 3.9388 | 12.8836 | 10.8218 | 1.4106 | 2.2131 | 17.906 | 13.9896 | 13.3091 | 10.0042 | 45.7231 | 54.5483 | 31.109 | 46.775
5170
5171
5172 | 7.3166 | 17.5482 | 2 | 2.7564 | 8.2948 | 0.34476 | 0.027375 | 0.0070837 | 3.4112 | 290.2611 | 15.7372 | 19.9746 | 0.41292 | 19.3425 | 22.3294 | 0.6128 | 0.12897 | 0.03825 | 1.2424 | 13.2424 | 0 | 0.0125 | 14.0548 | 12.7502 | 1.2183 | 1.6555 | 19.0261 | 15.9265 | 15.1737 | 13.3202 | 46.3738 | 57.2539 | 25.1496 | 35.9473
5173
5174 | 2.3783 | 6.9252 | 2 | 2.3113 | 6.9105 | -1.2059 | 0.020952 | 0.0063568 | 1.0425 | 297.4418 | 38.7329 | 32.9692 | 1.1608 | 14.5839 | 15.4222 | 12.5612 | 0.31897 | 0.010476 | 3.0625 | 18.3125 | 1.9286 | 9 | 8.0387 | 8.0848 | 1.9288 | 3.5802 | 13.6711 | 10.0416 | 10.1828 | 6.8798 | 46.9848 | 65.0027 | 48.677 | 67.836
5175
5176
5177 | 15.9819 | 38.4346 | 2 | 3.4946 | 8.7365 | 0.79512 | 0.052333 | 0.007165 | 2.7363 | 291.4376 | 20.2262 | 22.8708 | 0.47695 | 18.6073 | 20.5953 | 0.47743 | 0.13794 | 0.13444 | 1.2895 | 12.6053 | 6.3148 | 6.125 | 12.3964 | 10.7582 | 1.4299 | 2.0371 | 17.9288 | 15.3823 | 13.2961 | 11.9551 | 46.327 | 50.9253 | 31.6785 | 40.4481
5178
5179 | 6.1581 | 14.0184 | 2 | 3.545 | 7.3637 | -2.5062 | 0.081 | 0.0069294 | 1.8381 | 294.2966 | 31.4532 | 28.2253 | 0.82602 | 15.8592 | 17.3196 | 12.6685 | 0.2949 | 0.032 | 4.6667 | 22 | 2.574 | 6.3 | 7.2893 | 6.8535 | 1.8212 | 3.4216 | 15.6269 | 11.1072 | 10.3793 | 7.1801 | 42.3067 | 59.4147 | 41.0167 | 63.8807
5180
5181 | 0.56296 | 2.7041 | 2 | 2.1003 | 7.4178 | 0.7771 | 0.00125 | 0.007054 | 1.0742 | 296.1763 | 35.89 | 31.6582 | 0.94314 | 14.8244 | 15.7053 | 6.9012 | 0.19616 | 0.01 | 2.1429 | 12.4286 | 0 | 0 | 8.9444 | 8.7184 | 1.862 | 3.3575 | 13.8686 | 12.023 | 10.5527 | 8.783 | 51.4203 | 58.0016 | 47.0121 | 56.6102
5182 | 2.8737 | 8.813 | 2 | 3.3457 | 7.1431 | -5.6366 | 0.021765 | 0.0068428 | 1.5317 | 296.2927 | 38.7272 | 34.7068 | 1.0632 | 14.423 | 15.7509 | 24.5504 | 0.29696 | 0.018235 | 4.8333 | 17.75 | 0.62941 | 4.7059 | 6.6737 | 6.4227 | 2.1159 | 3.7582 | 13.3448 | 9.6853 | 10.1829 | 6.6375 | 53.9198 | 69.1761 | 49.6972 | 71.5965
5183 | 16.7187 | 43.2079 | 2 | 1.9088 | 5.6942 | -3.3494 | 0.045279 | 0.0058781 | 5.1008 | 295.122 | 35.5259 | 27.0586 | 1.1826 | 14.5217 | 17.95 | 2.4385 | 0.2257 | 0.10542 | 2.0544 | 14.0476 | 0.55549 | 4.4164 | 12.5635 | 10.1133 | 2.4326 | 4.0835 | 13.5217 | 6.5147 | 8.3579 | 4.64 | 50.3726 | 76.8766 | 50.7624 | 87.8861
5184
5185 | 10.3293 | 23.2853 | 3 | 2.0398 | 5.0221 | -6.0854 | 0.13081 | 0.0064198 | 5.1089 | 294.3426 | 38.4332 | 35.4901 | 0.99692 | 14.0556 | 16.1684 | 1.6158 | 0.12166 | 0.033372 | 7.4082 | 21.0408 | 1.5448 | 14.3256 | 10.6368 | 9.174 | 1.8197 | 3.5297 | 14.1969 | 8.4655 | 9.3779 | 6.0035 | 57.5542 | 82.6242 | 47.3127 | 76.4527
5186 | 3.9235 | 9.5801 | 2 | 1.646 | 4.8032 | -1.6847 | 0.033636 | 0.0069145 | 2.7866 | 296.0276 | 31.2461 | 30.7093 | 0.93891 | 16.1565 | 18.0474 | 20.3941 | 0.19223 | 0.072727 | 1.5714 | 19.5714 | 0.53364 | 1.0909 | 10.9447 | 8.6632 | 2.0757 | 3.5292 | 15.434 | 11.106 | 11.0906 | 7.7054 | 53.6056 | 71.5876 | 42.2762 | 63.2443
5187
5188 | 1.1755 | 2.88 | 2 | 2.5445 | 7.6066 | 0.44519 | 0.027579 | 0.0065594 | 2.0441 | 297.9207 | 45.1004 | 31.5422 | 1.3789 | 12.9597 | 14.5833 | 1.3912 | 0.038626 | 0.076211 | 1.7973 | 16.7465 | 1.326 | 3.8842 | 9.7903 | 6.9589 | 2.6307 | 4.2439 | 11.9589 | 6.4332 | 8.3685 | 4.4358 | 49.9638 | 83.6532 | 56.9565 | 88.7379
5189
5190
5191 | 6.5848 | 16.4029 | 3 | 2.7474 | 6.3132 | 0.67925 | 0.223 | 0.0068756 | 2.0173 | 292.8609 | 33.346 | 30.712 | 0.75418 | 15.1603 | 16.6898 | 9.6374 | 0.47062 | 0.0825 | 16.15 | 22 | 24.872 | 29.05 | 8.0477 | 7.4232 | 1.6105 | 3.1606 | 14.792 | 10.5927 | 9.9574 | 6.9728 | 50.0875 | 60.5996 | 44.8428 | 66.1042
5192 | 1.1099 | 3.5977 | 2 | 2.5122 | 5.8604 | 1.0879 | 0.011804 | 0.0062306 | 1.6668 | 297.5027 | 45.9913 | 35.7357 | 1.3533 | 12.8815 | 14.2955 | 0.72907 | 0.0018488 | 0.040061 | 1.4615 | 12.5769 | 0.1868 | 1.3402 | 11.6151 | 8.9213 | 2.408 | 4.0363 | 12.6796 | 7.0537 | 9.3556 | 4.7704 | 54.2021 | 81.4871 | 53.9087 | 85.3448
5193 | 0.92052 | 3.1916 | 2 | 3.1512 | 7.0967 | -3.8361 | 0.0098039 | 0.0067965 | 1.2507 | 295.983 | 39.382 | 32.1033 | 1.0406 | 14.1973 | 15.4587 | 1.7931 | 0.1434 | 0.013922 | 1.3939 | 8.1212 | 0.27275 | 1.4314 | 7.7525 | 6.5505 | 2.1257 | 3.8035 | 14.0184 | 8.8614 | 9.5058 | 5.6124 | 45.3295 | 67.4666 | 47.479 | 76.9986
5194 | 0.88915 | 3.6126 | 2 | 2.2047 | 6.4276 | -0.18554 | 0.007947 | 0.0063617 | 1.0597 | 297.4753 | 38.8242 | 33.0558 | 1.1635 | 14.5853 | 15.4282 | 2.6993 | 0.19309 | 0.012583 | 2.0097 | 16.4563 | 0.22762 | 1.6623 | 8.0277 | 8.055 | 1.9401 | 3.5933 | 13.6265 | 9.9547 | 10.1243 | 6.7719 | 47.2303 | 65.749 | 49.0347 | 68.4604
5195 |  |  |  | 2.8552 | 8.258
5196 | 0.72657 | 1.8672 | 2 | 2.6651 | 6.8599 | -2.8923 | 3.0316e-15 | 0.0066624 | 1.661 | 295.9322 | 40.0951 | 32.7781 | 1.0724 | 13.9516 | 15.3721 | 2.7308 | 0.26842 | 0.01 | 1 | 8 | 1.3946e-13 | 1.5158e-12 | 6.8383 | 5.8712 | 2.1394 | 3.6937 | 13.7888 | 8.6185 | 9.4024 | 5.4326 | 45.3862 | 71.7197 | 48.6503 | 78.4377
5197 | 5.3864 | 19.9048 | 2 | 1.9125 | 5.6691 | 2.627 | 0.037105 | 0.0066328 | 3.7041 | 295.3261 | 31.0167 | 27.7919 | 1.0364 | 15.892 | 18.6598 | 2.2484 | 0.38791 | 0.015263 | 4.5161 | 19.871 | 9.5374 | 15.0263 | 12.7244 | 8.9472 | 2.1051 | 4.1138 | 15.1367 | 8.6204 | 10.3925 | 5.9888 | 49.9791 | 74.5412 | 41.8837 | 76.2635
5198
5199 | 1.8687 | 7.1334 | 2.4815 | 1.9896 | 5.6939 | -0.36975 | 0.02963 | 0.0057764 | 2.7814 | 295.8209 | 46.1534 | 31.8633 | 1.2564 | 12.5706 | 14.3959 | 7.2493 | 0.21931 | 0.067778 | 2.8421 | 17.5263 | 4.0985 | 5.963 | 7.6542 | 5.7855 | 2.184 | 3.8901 | 13.2438 | 6.0924 | 8.8024 | 4.1883 | 47.3611 | 81.1366 | 50.7415 | 91.0169
5200 |  |  |  | 1.6137 | 4.8669 |  |  | 0.0069007 | 2.6516 | 295.3688 | 33.0941 | 30.8825 | 0.91099 | 15.5374 | 17.3609 | 6 | [6 empty] | 10.3653 | 8.2554 | 1.9138 | 3.4846 | 15.4425 | 10.1515 | 10.1356 | 6.5634 | 55.3933 | 73.2246 | 42.9155 | 70.0651
5201 | 1.38 | 4.3659 | 2 | 2.6544 | 6.333 | -0.016511 | 0 | 0.0073735 | 1.1002 | 292.1938 | 24.6869 | 23.3182 | 0.5357 | 17.5209 | 18.6632 | 23.3561 | 0.081404 | 0.004 |  |  | 0 | 0 | 9.0776 | 8.4689 | 1.4329 | 2.0427 | 16.7051 | 15.5697 | 13.3471 | 13.2459 | 41.9788 | 41.1819 | 32.7426 | 37.7321
5202
5203 |  |  |  | 2.3896 | 8.524 |  |  | 0.0074725 | 0.95372 | 292.6637 | 27.4642 | 25.5193 | 0.59424 | 16.8604 | 17.6982 | 37.1424 | [6 empty] | 8.1965 | 8.3019 | 1.5736 | 2.0214 | 16.128 | 15.3994 | 12.7145 | 11.4632 | 43.1752 | 44.2493 | 37.0472 | 41.1003
5204
5205
5206 | 2.8536 | 8.0728 | 2 | 3.3091 | 8.4099 | -0.60787 | 0.04469 | 0.0064286 | 2.0067 | 296.3196 | 41.517 | 34.5975 | 1.1594 | 13.7091 | 15.2031 | 0.65832 | 0.08495 | 0.036283 | 1.6517 | 13.2472 | 0.59389 | 1.031 | 7.5806 | 6.2142 | 2.1375 | 3.7476 | 13.3274 | 7.8429 | 9.6514 | 4.9746 | 50.756 | 79.8349 | 49.8312 | 82.5193
5207 | 6.1596 | 15.3627 | 2 | 2.5321 | 6.5713 | 2.2254 | 0.041111 | 0.0071868 | 1.5789 | 293.796 | 31.298 | 26.2952 | 0.74902 | 15.6973 | 17.119 | 15.7281 | 0.342 | 0.056667 | 3.6667 | 22 | 5.8656 | 7.2222 | 9.7725 | 8.5669 | 1.736 | 3.0041 | 14.3156 | 12.1929 | 11.4523 | 9.1154 | 51.2999 | 48.6691 | 43.143 | 55.0115
5208 | 4.8886 | 11.2858 | 2.643 | 1.874 | 5.0567 | 1.1462 | 0.048844 | 0.0057564 | 2.9382 | 295.4982 | 47.3193 | 32.6382 | 1.267 | 12.1894 | 14.0719 | 0.8817 | 0.04562 | 0.089148 | 1.7547 | 16.0169 | 2.4366 | 4.9341 | 8.2371 | 6.1987 | 2.078 | 3.8947 | 13.0546 | 5.926 | 8.389 | 3.9823 | 50.8152 | 86.5136 | 52.1783 | 92.7946
5209
5210 | 1.2135 | 4.2386 | 2 | 2.4114 | 6.1376 | -0.1277 | 0.022454 | 0.0061874 | 1.5549 | 297.8748 | 48.4133 | 40.7058 | 1.4321 | 12.2909 | 13.5545 | 0.73612 | 0.065086 | 0.040809 | 1.6289 | 13.5 | 0.73995 | 0.93211 | 8.6375 | 7.3346 | 2.535 | 4.1512 | 12.0783 | 6.7502 | 8.8588 | 4.6446 | 59.3737 | 96.2365 | 56.5089 | 87.3715
5211 | 14.833 | 27.9851 | 3 | 2.0478 | 6.3936 | -5.4576 | 0.065474 | 0.0068127 | 3.6619 | 295.7849 | 31.93 | 30.9745 | 0.99076 | 15.7383 | 17.766 | 0.0083533 | 0.08593 | 0.043577 | 1.7015 | 12.5224 | 0.74212 | 7.8467 | 11.0143 | 9.0639 | 2.2225 | 3.5826 | 14.9639 | 10.7076 | 10.5904 | 7.7335 | 54.9191 | 73.1754 | 44.5133 | 63.379
5212
5213 | 6.9996 | 18.444 | 2 | 3.0624 | 8.7916 | -1.964 | 0.031939 | 0.006991 | 4.8187 | 290.6601 | 19.1485 | 22.7369 | 0.50051 | 18.6255 | 21.6668 | 1.1661 | 0.15932 | 0.090818 | 1.9266 | 14.5367 | 0.57216 | 4.8864 | 15.586 | 12.2328 | 1.5514 | 2.073 | 17.5553 | 13.0282 | 12.159 | 9.9642 | 49.7096 | 61.2015 | 32.5773 | 49.3052
5214 |  |  |  | 3.3367 | 7.6925
5215 | 13.1649 | 26.7727 | 2.4024 | 1.933 | 5.5728 | -0.94155 | 0.077683 | 0.0053179 | 4.1102 | 293.1735 | 46.4519 | 32.9326 | 1.1164 | 12.1381 | 14.3126 | 4.924 | 0.051236 | 0.045244 | 2.7869 | 15.0492 | 3.645 | 10.4634 | 8.8997 | 6.9691 | 1.9993 | 3.4239 | 12.8742 | 5.9426 | 7.8163 | 4.0723 | 56.2434 | 92.4314 | 53.3456 | 92.1828
5216
5217 | 7.6239 | 19.579 | 2 | 2.4584 | 7.2594 | 0.69495 | 0.039942 | 0.0070358 | 2.9519 | 289.5258 | 16.2332 | 18.8512 | 0.34955 | 19.8423 | 22.2384 | 5.9464 | 0.20288 | 0.01731 | 3.0837 | 19.0398 | 0.85409 | 4.098 | 12.5021 | 10.0744 | 1.187 | 1.7883 | 19.5367 | 15.5737 | 15.5224 | 11.8793 | 38.4536 | 45.0854 | 24.7841 | 39.5576
5218
5219 | 39.7781 | 83.7196 | 2 | 2.5638 | 6.9712 | 2.25 | 0.04 | 0.0060607 | 2.2048 | 296.5124 | 37.9887 | 37.754 | 1.1834 | 14.6189 | 16.3965 | 7.7813 | 0.55706 | 0.03 | 6 | 22 | 0 | 0 | 11.5794 | 9.9978 | 2.3791 | 4.0096 | 13.6099 | 8.0915 | 9.4955 | 5.0998 | 65.9412 | 94.0414 | 49.8183 | 79.9589
5220
5221
5222 |  |  |  | 2.2411 | 6.1682
5223 | 3.1871 | 9.0468 | 3 | 3.4523 | 8.674 | 4.7769 | 0.0055556 | 0.007442 | 1.9924 | 291.5736 | 24.458 | 20.2221 | 0.54175 | 17.1228 | 18.7703 | 11.1278 | 0.31768 | 0.15111 | 3.5714 | 19.5714 | 2.34 | 1.6667 | 9.952 | 8.4129 | 1.4992 | 2.4577 | 16.6064 | 14.4045 | 12.5137 | 10.5359 | 43.5795 | 39.1894 | 34.0146 | 45.3415
5224
5225 | 8.3285 | 22.9172 | 2 | 1.9721 | 5.8476 | -0.66108 | 0.038496 | 0.0046425 | 1.801 | 293.4288 | 40.4896 | 30.8572 | 1.1056 | 13.8245 | 15.7532 | 0.78047 | 0.12209 | 0.023835 | 2.5185 | 14.6481 | 0.89947 | 2.5714 | 7.9107 | 6.9833 | 2.0373 | 3.4603 | 12.9846 | 7.1384 | 8.4186 | 5.4219 | 51.3378 | 77.2614 | 54.1401 | 84.3263
5226
5227
5228
5229
5230 | 8.1328 | 17.9066 | 3 | 1.8451 | 5.8951 | 1.1546 | 0.13778 | 0.0070874 | 2.6503 | 295.5985 | 33.4739 | 29.7491 | 0.92406 | 15.1826 | 16.9453 | 17.333 | 0.37245 | 0.031111 | 8.3544 | 21.8481 | 3.8984 | 15.4889 | 11.1009 | 9.5467 | 1.8941 | 3.4562 | 13.6113 | 11.469 | 11.2339 | 8.6657 | 55.3277 | 59.8068 | 45.841 | 58.1016
5231
5232
5233
5234
5235
5236
5237 | 12.3355 | 23.0408 | 2 | 2.2149 | 5.878 | 3.9345 | 0.054684 | 0.0070209 | 3.1457 | 293.7306 | 25.2076 | 28.5527 | 0.72551 | 17.3569 | 19.4587 | 0.48023 | 0.079062 | 0.11734 | 1.6852 | 13.1435 | 0.01226 | 0.16456 | 13.6102 | 11.963 | 1.7514 | 2.7594 | 16.4891 | 13.0439 | 12.0105 | 9.6727 | 56.3994 | 65.9811 | 37.6706 | 50.9442
5238 | 6.8329 | 16.0316 | 2.929 | 1.6305 | 4.5703 | -0.94568 | 0.044754 | 0.0066164 | 2.5288 | 297.0106 | 38.974 | 32.5795 | 1.145 | 14.265 | 15.9761 | 2.7897 | 0.33736 | 0.029791 | 2.6129 | 17.5645 | 2.3778 | 6.6339 | 10.5134 | 7.8362 | 2.252 | 3.8393 | 14.0948 | 8.2426 | 8.7703 | 5.0466 | 53.2718 | 81.3748 | 48.377 | 80.0682
5239
5240 | 16.1566 | 28.274 | 3 | 1.5741 | 4.4878 | -3.7249 | 0.098219 | 0.0070877 | 3.3573 | 295.5894 | 24.4867 | 24.8347 | 0.83119 | 17.7099 | 19.7425 | 0.2585 | 0.026034 | 0.05 | 2.7353 | 20.5882 | 0.20301 | 9.7123 | 10.9221 | 8.8612 | 1.9014 | 3.1289 | 16.4447 | 13.7828 | 13.218 | 10.8314 | 45.6192 | 53.4142 | 36.0598 | 47.6908
5241 | 3.2352 | 9.8579 | 2 | 2.5044 | 6.6672 | -0.3604 | 0.021429 | 0.0071167 | 2.4334 | 295.0254 | 25.7743 | 27.3764 | 0.76778 | 17.4209 | 19.1759 | 4.0502 | 0.15997 | 0.030214 | 3.1818 | 19.3368 | 0 | 0.0071429 | 11.06 | 9.6463 | 1.5938 | 2.9084 | 16.2706 | 13.9913 | 13.4999 | 11.1654 | 50.7465 | 57.5953 | 35.3742 | 46.5405
5242 | 4.404 | 11.9896 | 2.4099 | 2.6489 | 7.1227 | -0.15585 | 0.044276 | 0.0066683 | 3.1381 | 295.4455 | 34.4165 | 30.5136 | 0.98742 | 15.1047 | 16.9725 | 0.63712 | 0.2896 | 0.057915 | 2.0806 | 15.1237 | 2.2783 | 6.5972 | 9.6424 | 7.8507 | 1.9465 | 3.5573 | 15.1382 | 9.7899 | 10.2544 | 6.8309 | 50.4348 | 70.0048 | 42.2082 | 69.3769
5243
5244
5245 |  |  |  | 1.2286 | 4.0989 |  |  | 0.0069745 | 2.2325 | 295.6516 | 29.4334 | 28.4874 | 0.87276 | 16.5082 | 18.2465 | 32.0817 | [6 empty] | 10.7072 | 8.7289 | 1.8675 | 3.3756 | 15.786 | 12.1061 | 11.875 | 8.4283 | 48.4903 | 65.1828 | 39.2727 | 58.0901
5246 | 1.2607 | 4.475 | 2 | 3.1808 | 9.8437 | 0.60761 | 0.0055102 | 0.0062742 | 1.478 | 298.1833 | 48.3644 | 40.6151 | 1.5074 | 12.4039 | 13.8097 | 1.277 | 0.064857 | 0.0038776 | 1 | 13.3333 | 0.36449 | 0.44898 | 14.3218 | 10.6781 | 2.9269 | 4.5757 | 11.1148 | 6.219 | 7.4445 | 4.6848 | 78.2415 | 110.3651 | 61.6679 | 90.328
5247
5248 | 9.1406 | 19.7534 | 2 | 1.4867 | 4.6218 | -0.053931 | 0.070182 | 0.0071032 | 2.9661 | 295.9836 | 24.1455 | 24.8316 | 0.84085 | 17.8751 | 19.8118 | 0.37857 | 0.11291 | 0.092727 | 2.375 | 18.6 | 3.6429 | 8.4727 | 10.9066 | 8.8176 | 1.9071 | 3.1805 | 16.5263 | 14.1487 | 13.7781 | 11.6364 | 46.433 | 52.7177 | 35.2286 | 45.9352
5249
5250
5251 | 10.9046 | 20.601 | 2.3009 | 2.2085 | 7.0556 | -3.3015 | 0.067081 | 0.0043506 | 4.7236 | 290.5808 | 48.5874 | 38.003 | 1.0102 | 11.1758 | 13.7293 | 0.73888 | 0.12223 | 0.072081 | 3.6915 | 14.9801 | 2.4036 | 5.2602 | 16.1302 | 11.97 | 1.7179 | 2.9496 | 11.9641 | 5.6684 | 6.7003 | 4.1682 | 70.759 | 102.4622 | 58.7224 | 93.1203
5252 | 4.3057 | 11.6917 | 2.3316 | 2.2306 | 6.1896 | -1.1139 | 0.039184 | 0.0067543 | 1.4961 | 292.9466 | 28.7498 | 28.4099 | 0.70209 | 16.421 | 17.7879 | 6.1215 | 0.19768 | 0.05449 | 3.3393 | 18.2679 | 2.0253 | 5 | 11.2217 | 10.1423 | 1.4418 | 2.6463 | 15.5054 | 13.173 | 12.9689 | 11.173 | 47.4027 | 59.5367 | 37.0584 | 48.6325
5253 | 0.63179 | 2.9471 | 2 | 3.0456 | 8.4948 | -0.39235 | 0.0022222 | 0.0064784 | 1.4736 | 298.6057 | 45.7021 | 34.7142 | 1.4118 | 13.0213 | 14.2174 | 0.65424 | 0.027778 | 0.045556 | 1.5 | 13.5 | 0 | 0 | 8.1382 | 6.1887 | 2.6852 | 4.1774 | 11.8722 | 7.2342 | 8.5402 | 4.7629 | 53.5118 | 80.2041 | 57.2527 | 85.2686
5254 | 4.209 | 10.0613 | 2.9912 | 3.6474 | 7.5189 | -11.2534 | 0.083596 | 0.0066875 | 1.5855 | 295.3466 | 38.5867 | 32.1944 | 1.0036 | 14.2343 | 15.6408 | 1.3027 | 0.17641 | 0.16737 | 4.125 | 19.2841 | 2.8517 | 11.6579 | 8.0319 | 6.8579 | 1.9727 | 3.6082 | 13.9288 | 9.079 | 9.5055 | 5.8053 | 47.2386 | 66.7168 | 47.6062 | 75.7118
5255 | 8.6656 | 21.3526 | 2 | 1.7578 | 5.3627 | -0.6576 | 0.048793 | 0.0068345 | 2.9698 | 297.0999 | 33.3229 | 31.9966 | 1.0855 | 15.5123 | 17.4115 | 1.698 | 0.12686 | 0.075345 | 2.1579 | 16.1842 | 2.6121 | 9.069 | 10.9673 | 8.9869 | 2.4117 | 3.8263 | 14.3479 | 10.5287 | 10.2198 | 7.4879 | 57.6479 | 73.0297 | 46.5879 | 64.7273
5256
5257 | 3.513 | 9.6972 | 2.3635 | 2.1787 | 6.2596 | -0.36947 | 0.026988 | 0.0061334 | 2.6291 | 296.1352 | 41.898 | 37.5127 | 1.2206 | 13.6491 | 15.531 | 0.70324 | 0.1438 | 0.02002 | 1.7724 | 15.5203 | 2.8678 | 2.6855 | 10.7076 | 8.9187 | 2.345 | 4.0727 | 13.2805 | 7.0966 | 8.2339 | 4.4057 | 61.1975 | 93.909 | 51.7689 | 85.9793
5258
5259 | 7.0631 | 16.1554 | 2.9532 | 2.4194 | 6.1771 | 0.72216 | 0.037025 | 0.0066924 | 2.9459 | 295.1732 | 35.993 | 30.637 | 0.97897 | 14.7928 | 16.5881 | 0.57735 | 0.084916 | 0.03562 | 1.6077 | 14.267 | 1.5242 | 4.0854 | 9.0231 | 6.9502 | 1.9544 | 3.5765 | 14.7303 | 9.1116 | 9.4222 | 5.9253 | 47.4899 | 70.8527 | 45.2345 | 74.9999
5260
5261
5262 | 2.6766 | 7.0405 | 2 | 2.3918 | 6.2811 | -0.73022 | 0.040563 | 0.0065774 | 2.1338 | 297.1347 | 43.8476 | 30.7903 | 1.2925 | 13.1896 | 14.7087 | 1.4582 | 0.08245 | 0.033662 | 2.1522 | 17.5217 | 5.4082 | 7.6901 | 9.1613 | 6.5917 | 2.391 | 4.2179 | 12.8611 | 6.518 | 8.9891 | 4.4375 | 50.6321 | 75.5051 | 53.0587 | 86.6494
5263
5264
5265 | 2.2844 | 6.9272 | 2 | 2.33 | 6.0714 | 0.012626 | 0.028625 | 0.0063691 | 2.2716 | 296.7422 | 46.2281 | 32.1031 | 1.304 | 12.5376 | 14.1207 | 3.2162 | 0.10595 | 0.029577 | 2.2403 | 15.938 | 5.1581 | 7.1562 | 8.8317 | 6.5422 | 2.3894 | 4.2166 | 12.3317 | 6.197 | 8.4839 | 4.198 | 53.1841 | 80.5995 | 55.6257 | 89.4126
5266 | 8.8851 | 18.084 | 3 | 1.7121 | 4.9546 | 0.51583 | 0.072614 | 0.0055353 | 3.5431 | 295.0195 | 50.7612 | 34.4513 | 1.341 | 11.1818 | 13.2273 | 1.4491 | 0.078172 | 0.054167 | 2.9917 | 17.6887 | 3.1721 | 7.7898 | 8.3897 | 6.3699 | 2.2157 | 3.9937 | 12.129 | 5.3894 | 7.2772 | 3.6873 | 56.7242 | 90.303 | 56.966 | 96.0997
5267
5268
5269
5270
5271
5272
5273
5274 | 7.2433 | 15.9824 | 3 | 2.819 | 8.2267 | 3.1811 | 0.019167 | 0.0059339 | 3.7115 | 295.9613 | 49.5132 | 37.234 | 1.391 | 11.5261 | 13.6781 | 7.5995 | 0.13342 | 0.14583 | 6.7778 | 14.4444 | 6.3658 | 8.6667 | 12.309 | 9.0185 | 2.4884 | 4.4658 | 12.3797 | 5.2669 | 7.7714 | 3.5134 | 61.5121 | 111.8882 | 55.6574 | 97.7667
5275
5276
5277
5278 |  |  |  | 2.9755 | 7.3506
5279
5280 |  |  |  | 1.7437 | 4.6127
5281 | 6.9509 | 16.4327 | 2.0417 | 1.704 | 4.4881 | 0.061981 | 0.034306 | 0.0066333 | 2.5953 | 295.2917 | 42.9117 | 32.7821 | 1.1677 | 13.0991 | 14.833 | 0.92199 | 0.017994 | 0.21486 | 2.32 | 18.36 | 0.765 | 4.2917 | 14.8815 | 10.4473 | 2.0392 | 3.7026 | 13.1047 | 6.8345 | 8.7329 | 4.6544 | 46.2164 | 76.01 | 49.7108 | 86.729
5282 | [7 empty] | 0.0068555 | 1.7891 | 297.6645 | 40.3253 | 29.9047 | 1.2714 | 14.2633 | 15.6921 | 6 | [6 empty] | 9.2488 | 6.5911 | 2.4087 | 4.2233 | 13.9269 | 7.1277 | 9.891 | 4.8791 | 48.6631 | 72.615 | 49.0277 | 83.0225
5283 |  |  |  | 2.4315 | 5.6356 |  |  | 0.0072944 | 1.6908 | 294.1474 | 32.5295 | 28.3841 | 0.76664 | 15.4652 | 16.8943 | 57.37 | [6 empty] | 7.2775 | 6.5867 | 1.74 | 3.2255 | 14.399 | 11.8429 | 10.6182 | 8.212 | 48.7329 | 51.0797 | 43.0883 | 58.8817
5284 | 4.8212 | 16.0425 | 2 | 2.3252 | 5.2044 | 0.61529 | 0.04 | 0.0063228 | 2.6298 | 295.0228 | 45.2963 | 32.9214 | 1.1781 | 12.6054 | 14.3181 | 1.5039 | 0.075951 | 0.013958 | 3.8387 | 20.4516 | 4.0269 | 6.1042 | 13.3496 | 9.4418 | 2.0448 | 3.6162 | 12.2894 | 6.5295 | 7.947 | 4.2903 | 48.1458 | 76.9646 | 55.6585 | 89.5083
5285
5286 | 5.5316 | 13.0024 | 2 | 2.3437 | 6.3507 | -1.2519 | 0.0044498 | 0.0071623 | 2.2793 | 294.9576 | 24.6991 | 27.0784 | 0.74767 | 17.6975 | 19.4609 | 0.65757 | 0.10164 | 0.0088517 | 1.48 | 14.6667 | 0.19368 | 0.36842 | 11.4154 | 10.0171 | 1.6372 | 2.8401 | 16.52 | 14.2913 | 14.0008 | 11.8696 | 51.865 | 58.6571 | 34.4009 | 45.1172
5287
5288
5289
5290 | 2.7456 | 9.2317 | 2 | 2.3278 | 6.2995 | 0.026059 | 0.023524 | 0.0066267 | 2.0737 | 297.1812 | 43.3377 | 30.7913 | 1.2825 | 13.3443 | 14.8341 | 2.336 | 0.14027 | 0.035779 | 1.6957 | 15.0109 | 5.0305 | 5.8381 | 8.9218 | 6.5946 | 2.3722 | 4.202 | 13.091 | 6.633 | 9.1777 | 4.4787 | 50.6848 | 75.5895 | 52.1394 | 85.9983
5291 | 5.1677 | 12.2819 | 2.6338 | 3.5436 | 7.2551 | -6.3763 | 0.052535 | 0.006703 | 1.9249 | 294.9412 | 33.6078 | 31.2566 | 0.91743 | 15.4637 | 16.9312 | 5.4112 | 0.13154 | 0.051831 | 2.8085 | 15.8511 | 2.017 | 8.662 | 7.8051 | 7.3151 | 1.9589 | 3.5104 | 14.878 | 10.4402 | 10.5559 | 6.8136 | 46.4226 | 66.989 | 42.4359 | 67.8754
5292 | 2.4336 | 8.1317 | 2 | 3.2838 | 7.8453 | -1.9102 | 0.011429 | 0.0064713 | 1.6169 | 298.5157 | 44.5952 | 39.8093 | 1.3897 | 13.1377 | 14.4554 | 28.606 | 0.2794 | 0.037143 | 1.6667 | 14 | 5.5514 | 7.5714 | 8.0208 | 7.1307 | 2.5757 | 4.3116 | 11.6266 | 7.6816 | 8.8419 | 5.1416 | 63.1058 | 81.5317 | 57.7557 | 81.2643
5293
5294
5295
5296 | 1.4763 | 4.9647 | 2.4147 | 3.2954 | 8.4695 | -0.92955 | 0.012353 | 0.0070574 | 0.99373 | 298.257 | 39.5869 | 35.0049 | 1.1364 | 14.2626 | 15.0122 | 1.8713 | 0.15513 | 0.0245 | 1.5897 | 13.6026 | 0.53744 | 1.8529 | 11.2626 | 9.8181 | 2.1938 | 3.4014 | 12.076 | 10.9734 | 7.0643 | 7.0907 | 66.1252 | 67.631 | 59.5172 | 64.9176
5297
5298
5299
5300
5301
5302
5303
5304 | 8.8488 | 19.5978 | 2.0859 | 1.7102 | 5.0147 | 1.8949 | 0.074785 | 0.0055361 | 3.4048 | 295.9541 | 48.685 | 34.1337 | 1.3393 | 11.8676 | 13.8771 | 1.6011 | 0.031242 | 0.063129 | 2.7788 | 18.0865 | 3.9007 | 5.6994 | 8.1786 | 6.5166 | 2.2881 | 4.0473 | 12.6183 | 5.552 | 8.0641 | 3.8581 | 55.1849 | 93.4116 | 54.3798 | 94.6791
5305
5306
5307
5308 |  |  |  | 2.6155 | 6.0935
5309 | 5.5504 | 13.933 | 2 | 2.199 | 6.4871 | -2.3625 | 0 | 0.0072837 | 1.0656 | 291.2298 | 24.0052 | 23.5538 | 0.50211 | 17.4815 | 18.6439 | 34.6128 | 0.60747 | 0.45 | 2 | 2 | 0 | 0 | 10.504 | 9.3784 | 1.3292 | 1.9365 | 16.5444 | 15.4894 | 13.5691 | 13.6112 | 43.1513 | 43.53 | 31.4882 | 36.2412
5310 |  |  |  | 2.439 | 7.5352 |  |  | 0.0065724 | 1.8878 | 298.0454 | 45.4379 | 31.6165 | 1.3881 | 12.907 | 14.4458 | 2.9364 | [6 empty] | 9.5283 | 6.8185 | 2.6497 | 4.2379 | 11.7656 | 6.4848 | 8.3044 | 4.5103 | 51.0695 | 83.2109 | 57.734 | 88.3833
5311
5312 | 8.9106 | 22.2829 | 2 | 3.014 | 9.6031 | 0.44565 | 0.047278 | 0.0070642 | 2.9473 | 289.4672 | 16.2989 | 19.013 | 0.34348 | 19.8452 | 22.2142 | 7.5761 | 0.2577 | 0.007581 | 3.2 | 19.3522 | 1.7068 | 6.4873 | 12.6246 | 10.1489 | 1.1636 | 1.7707 | 19.5954 | 15.4288 | 15.5786 | 11.7796 | 39 | 46.0053 | 24.6008 | 40.1085
5313
5314
5315
5316
5317
5318
5319
5320
5321
5322
5323 |  |  |  | 1.9343 | 5.1688
5324
5325
5326 | 1.2066 | 3.234 | 2 | 2.5455 | 7.6341 | 0.14212 | 0.027213 | 0.0065177 | 2.1446 | 297.9432 | 45.3975 | 32.0678 | 1.3872 | 12.8515 | 14.5092 | 7.2205 | 0.083973 | 0.03 | 2.25 | 18.0278 | 2.7992 | 3.5738 | 10.5345 | 7.3198 | 2.6341 | 4.2595 | 11.941 | 6.3825 | 8.3468 | 4.4141 | 50.7099 | 85.3502 | 56.8863 | 89.1491
5327 | 4.687 | 12.6563 | 2.4984 | 2.7746 | 8.5212 | 0.35121 | 0.013344 | 0.0053365 | 4.2733 | 294.5119 | 50.0932 | 38.6473 | 1.3152 | 11.2136 | 13.5636 | 0.70258 | 0.054316 | 0.037399 | 1.9235 | 15.3104 | 1.4176 | 3.1169 | 13.8519 | 10.1544 | 2.2845 | 4.1489 | 12.4115 | 5.1969 | 7.5538 | 3.4855 | 66.2643 | 119.4561 | 55.5045 | 97.9594
5328
5329
5330
5331
5332 | 2.9271 | 8.7703 | 2 | 3.8411 | 7.8028 | -4.607 | 0.03208 | 0.00694 | 1.5885 | 295.6958 | 37.3703 | 33.0214 | 0.99339 | 14.5907 | 15.9632 | 4.3386 | 0.17454 | 0.023938 | 2.3719 | 14.9752 | 1.3495 | 4.0088 | 6.6052 | 6.3764 | 2.0356 | 3.6312 | 13.6378 | 9.9441 | 10.1473 | 6.6906 | 51.5379 | 66.4042 | 48.2704 | 70.4053
5333 |  |  |  | 2.5221 | 6.4489
5334 | 2.5903 | 7.4252 | 2.0185 | 2.2969 | 8.0221 | 1.0117 | 0.010525 | 0.0059587 | 2.6723 | 298.2062 | 48.6053 | 32.943 | 1.6088 | 11.9162 | 14.0424 | 1.3465 | 0.12718 | 0.012531 | 2.4502 | 16.0699 | 3.6723 | 4.0216 | 9.4852 | 6.7222 | 2.9407 | 4.9616 | 11.3094 | 5.6551 | 7.1824 | 4.3012 | 59.203 | 76.3116 | 61.3099 | 92.3063
5335
5336 | 1.3962 | 4.783 | 2.4667 | 2.396 | 5.1281 | -5.0901 | 0.002 | 0.0058392 | 2.0809 | 296.7112 | 49.4728 | 31.9436 | 1.3522 | 11.8987 | 13.2972 | 14.3048 | 0.10645 | 0.038667 | 2.125 | 15 | 0.48 | 0.73333 | 8.0126 | 6.8835 | 2.2965 | 3.8014 | 11.7288 | 6.4307 | 7.835 | 4.4309 | 42.7483 | 67.6428 | 59.64 | 89.2244
5337
5338 |  |  |  | 3.0256 | 6.7338 |  |  | 0.0072814 | 1.5994 | 294.7801 | 32.594 | 28.5539 | 0.81511 | 15.5688 | 16.9478 | 21.0506 | [6 empty] | 6.9317 | 6.2006 | 1.8174 | 3.2767 | 14.1397 | 11.8281 | 10.7529 | 8.1251 | 47.9343 | 52.2942 | 43.7666 | 59.4047
5339
5340 | 12.3099 | 23.5649 | 2 | 2.1905 | 8.0449 | 1.2086 | 0.051649 | 0.0063698 | 4.2717 | 292.0807 | 26.445 | 27.8002 | 0.72288 | 16.5133 | 19.8263 | 0.53353 | 0.036201 | 0.13553 | 1.5319 | 12.2766 | 0.3083 | 5.5479 | 15.0496 | 12.2117 | 1.707 | 2.7859 | 17.3137 | 9.6485 | 10.5886 | 6.1133 | 50.9151 | 84.9629 | 35.2847 | 69.7308
5341
5342
5343
5344
5345 | 16.8982 | 36.0714 | 2 | 3.1877 | 7.869 | 0.089585 | 0.067013 | 0.0068843 | 2.7298 | 290.8329 | 19.9559 | 24.3865 | 0.46923 | 18.7068 | 20.8035 | 2.7143 | 0.11726 | 0.11229 | 3.5652 | 13.913 | 0.50584 | 7.8052 | 13.799 | 12.0318 | 1.3489 | 1.9856 | 18.0311 | 15.2251 | 13.823 | 11.5113 | 49.0293 | 54.9101 | 30.8877 | 41.5233
5346
5347
5348
5349
5350
5351
5352 | 1.7083 | 5.3003 | 2 | 3.1478 | 9.1933 | -0.75785 | 0.0089764 | 0.0060483 | 1.796 | 298.3125 | 49.4481 | 37.3218 | 1.5893 | 11.9878 | 13.6705 | 0.41677 | 0.063026 | 0.011785 | 1.3913 | 13.3152 | 0.40719 | 0.92651 | 12.2824 | 8.9142 | 3.0221 | 4.8757 | 10.7087 | 5.8967 | 7.0254 | 4.5066 | 71.7988 | 89.7439 | 63.5588 | 90.6481
5353
5354
5355 | 1.4268 | 5.2073 | 2 | 3.1015 | 7.4975 | -1.6126 | 0.0045455 | 0.0061176 | 2.3053 | 296.0906 | 44.4624 | 36.1323 | 1.2547 | 13.1119 | 14.8279 | 7.0995 | 0.52857 | 0.0018182 | 7.9091 | 22 | 0.46182 | 2.0909 | 9.9376 | 7.5946 | 2.3096 | 4.1723 | 13.0137 | 6.3966 | 7.9213 | 4.132 | 57.4388 | 89.3135 | 52.5745 | 89.765
5356 | 8.0817 | 24.1164 | 2 | 1.8425 | 5.6405 | -1.2358 | 0.059167 | 0.0057832 | 4.2423 | 296.8426 | 46.2756 | 34.3921 | 1.4613 | 12.2582 | 14.7802 | 2.2119 | 0.36315 | 0.059198 | 4.8433 | 18.3582 | 7.428 | 8.2976 | 8.9716 | 6.919 | 2.5975 | 4.6209 | 12.0557 | 5.6242 | 7.5399 | 4.2629 | 54.7401 | 86.881 | 57.8201 | 94.3213
5357
5358
5359
5360
5361
5362
5363 | 8.1789 | 19.1363 | 3 | 1.8422 | 4.8919 | -0.074171 | 0.061842 | 0.0060438 | 3.3701 | 294.3628 | 43.9124 | 31.95 | 1.1322 | 12.7134 | 14.7535 | 0.51096 | 0.071056 | 0.098517 | 1.6282 | 14.9935 | 1.5472 | 1.7325 | 14.063 | 9.718 | 2.0368 | 3.4253 | 12.8241 | 6.5047 | 8.0212 | 4.5598 | 48.2289 | 75.6361 | 52.4833 | 87.8538
5364
5365 |  |  |  | 2.4187 | 7.2029
5366
5367
5368
5369
5370
5371
5372
5373 |  |  |  | 2.6094 | 6.002
5374
5375 | 0.37608 | 0.71933 | 2 | 2.3303 | 8.2226 | -5.125 | 0 | 0.0074725 | 0.95372 | 292.6637 | 27.4642 | 25.5193 | 0.59424 | 16.8604 | 17.6982 | 53.9978 | 0.36103 | 0 |  |  | 0 | 0 | 8.1965 | 8.3019 | 1.5736 | 2.0214 | 16.128 | 15.3994 | 12.7145 | 11.4632 | 43.1752 | 44.2493 | 37.0472 | 41.1003
5376 | 2.1422 | 7.4578 | 2 | 2.1961 | 6.1584 | -5.662 | 0.0336 | 0.0068811 | 1.4386 | 295.9948 | 35.9519 | 31.1671 | 0.97206 | 14.9379 | 16.2896 | 21.2254 | 0.56678 | 0.0278 | 10.093 | 22 | 1.7316 | 1.84 | 9.9951 | 8.8981 | 2.0641 | 3.6247 | 13.6398 | 10.6633 | 10.2589 | 7.2225 | 57.7802 | 60.2236 | 47.0921 | 66.074
5377 |  |  |  | 2.1194 | 5.7147 |  |  | 0.0070978 | 1.999 | 295.0761 | 27.3932 | 28.0924 | 0.78182 | 17.0596 | 18.5905 | 31.7 | [6 empty] | 10.5483 | 9.1609 | 1.5822 | 2.996 | 16.071 | 13.2874 | 13.2435 | 10.508 | 49.4809 | 56.6306 | 36.2908 | 48.6771
5378
5379
5380
5381
5382
5383 | 0.65199 | 2.1197 | 2 | 2.8548 | 7.4789 | -1.0715 | 0.0092073 | 0.0065441 | 1.3698 | 295.552 | 44.0051 | 33.726 | 1.099 | 13.0607 | 14.345 | 0.33803 | 0.042476 | 0.026707 | 1.5091 | 13.3455 | 0.4728 | 0.78659 | 7.0768 | 5.8619 | 2.057 | 3.8175 | 12.9621 | 7.718 | 8.6184 | 4.8222 | 46.41 | 72.054 | 52.3547 | 83.6837
5384 |  |  |  | 3.0345 | 7.1617
5385 |  |  |  | 1.8802 | 6.1315
5386
5387 | 6.6667 | 19.1278 | 2 | 2.3714 | 6.3077 | -1.7695 | 0.044217 | 0.0036977 | 5.2219 | 287.4661 | 47.6103 | 32.5759 | 0.83857 | 10.9488 | 13.8334 | 2.5795 | 0.15416 | 0.026759 | 4.4944 | 16.4382 | 0.19383 | 5.0783 | 12.5758 | 9.5472 | 1.3189 | 2.2282 | 11.5422 | 6.2345 | 6.4937 | 4.6204 | 65.1596 | 89.8128 | 61.3019 | 88.8787
5388 | 1.5638 | 4.3853 | 2 | 2.9611 | 9.1661 | 0.13131 | 0.017861 | 0.0059057 | 1.7942 | 298.5642 | 50.4479 | 39.3931 | 1.6353 | 11.7188 | 13.4001 | 1.0248 | 0.10355 | 0.012139 | 1.7411 | 14.9598 | 0.42164 | 2.2114 | 13.5038 | 9.9379 | 3.1302 | 4.9484 | 10.415 | 5.8231 | 6.7947 | 4.5019 | 76.6023 | 95.1802 | 65.0073 | 90.9141
5389
5390
5391
5392
5393 | 2.0647 | 6.2864 | 2.135 | 3.9752 | 9.9216 | -1.6631 | 0.014108 | 0.0070531 | 0.9627 | 296.6175 | 40.0302 | 40.8038 | 1.0136 | 13.9565 | 14.6766 | 0.95648 | 0.15382 | 0.029256 | 1.5302 | 12.8725 | 0.48146 | 1.3238 | 13.8986 | 12.339 | 2.1447 | 3.1814 | 11.2717 | 11.2166 | 7.0336 | 7.1612 | 82.847 | 80.6408 | 62.6941 | 63.8594
5394 | 4.5398 | 12.0629 | 2 | 2.1425 | 5.1891 | 0.23618 | 0.042833 | 0.0054633 | 2.4923 | 295.1653 | 48.8319 | 35.9938 | 1.2506 | 11.8995 | 13.5845 | 3.4081 | 0.073101 | 0.10781 | 2.2166 | 16.8344 | 4.1408 | 6.1245 | 10.3541 | 7.6559 | 2.0596 | 3.6698 | 11.5503 | 6.0875 | 7.4593 | 4.1037 | 54.8346 | 85.5715 | 58.3905 | 91.7387
5395
5396 | 3.049 | 10.9462 | 2 | 3.5426 | 7.9523 | -1.1071 | 0.04 | 0.007395 | 1.8969 | 292.2101 | 26.1188 | 21.3523 | 0.60433 | 16.7596 | 18.3084 | 39.5832 | 0.65223 | 0.26667 | 6 | 21 | 41.6744 | 18.4444 | 9.7909 | 8.3056 | 1.5586 | 2.5383 | 15.7416 | 14.0741 | 12.6394 | 10.908 | 43.7783 | 41.1273 | 36.8662 | 45.8315
5397
5398
5399
5400 | 1.3092 | 5.0687 | 2 | 2.5612 | 6.7936 | -4.575 | 0.01 | 0.0073289 | 1.7339 | 295.7938 | 31.6036 | 28.7293 | 0.85361 | 16.1482 | 17.6086 | 0 | 0.35735 | 0.035 | 1 | 5 | 0 | 0 | 6.3493 | 5.8552 | 1.7986 | 3.3104 | 15.4482 | 11.2265 | 12.2772 | 7.3189 | 44.0346 | 58.8685 | 39.468 | 63.7349
5401 | 1.6462 | 5.0691 | 2 | 2.2539 | 5.521 | -0.063422 | 0.01 | 0.0062521 | 2.1242 | 296.85 | 44.7262 | 33.1478 | 1.2912 | 12.9409 | 14.495 | 6.523 | 0.18675 | 0.019615 | 3.3333 | 17.8667 | 0.65654 | 1.3846 | 12.912 | 9.3216 | 2.2766 | 3.8935 | 12.7354 | 7.0518 | 9.0575 | 4.7629 | 46.5058 | 77.4252 | 52.0468 | 85.8152
5402
5403
5404
5405
5406 | 3.3224 | 9.6821 | 2 | 2.9114 | 7.9044 | 0.033338 | 0.0073684 | 0.0061224 | 2.0199 | 296.4995 | 42.564 | 32.6723 | 1.2365 | 13.6697 | 15.2468 | 1.7527 | 0.15419 | 0.0096053 | 1.7576 | 13.7879 | 1.2487 | 1.2368 | 9.3438 | 6.9138 | 2.3545 | 4.1449 | 13.4258 | 7.0333 | 8.2364 | 4.3624 | 53.538 | 77.57 | 51.4378 | 85.8344
5407
5408 | 5.1707 | 15.5991 | 2.576 | 2.897 | 7.8036 | -0.17962 | 0.019631 | 0.0064075 | 0.99255 | 300.0442 | 46.5729 | 37.4937 | 1.4519 | 12.7972 | 13.5198 | 0.7569 | 0.13312 | 0.056902 | 1.7814 | 12.6066 | 0.37196 | 1.2281 | 11.5319 | 9.7065 | 2.4372 | 4.0769 | 11.0297 | 9.1452 | 7.0466 | 6.4657 | 68.6457 | 71.3089 | 62.1922 | 73.1137
5409
5410 |  |  |  | 2.4033 | 5.7397
5411
5412
5413
5414
5415 |  |  |  | 1.6938 | 4.7135
5416 |  |  |  | 3.2693 | 7.3163
5417
5418 | 5.7464 | 13.3426 | 2 | 1.8878 | 4.6855 | -0.58902 | 0.05 | 0.0065098 | 2.8854 | 295.7541 | 44.5771 | 32.1385 | 1.238 | 12.7146 | 14.5255 | 0.98196 | 0.01881 | 0.032755 | 1.9483 | 15.8055 | 1.9939 | 6.3604 | 12.8982 | 8.9494 | 2.1628 | 3.9085 | 13.0737 | 6.6076 | 8.5589 | 4.5166 | 44.6393 | 72.8454 | 50.8044 | 88.0517
5419
5420 | 13.7117 | 25.0372 | 3 | 1.4889 | 4.2575 | -3.7102 | 0.077815 | 0.0070951 | 3.3635 | 295.4971 | 24.359 | 24.6909 | 0.82056 | 17.7332 | 19.7702 | 0.64532 | 0.076739 | 0.045563 | 2.0655 | 16.369 | 0.79719 | 7.5563 | 10.916 | 8.8746 | 1.8823 | 3.1002 | 16.4919 | 13.8038 | 13.158 | 10.8027 | 45.2752 | 53.0379 | 36.0518 | 47.5684
5421 |  |  |  | 2.1874 | 5.7446
5422 | 4.3567 | 10.3183 | 2 | 2.409 | 7.1259 | 0.75236 | 0.07311 | 0.0059251 | 3.1116 | 295.9578 | 46.573 | 32.4771 | 1.2723 | 12.3223 | 14.2246 | 1.5605 | 0.040616 | 0.054498 | 2.4118 | 18.0065 | 5.1494 | 7.6029 | 8.9412 | 6.6572 | 2.2166 | 3.9528 | 12.9721 | 5.9832 | 8.7288 | 4.0186 | 51.5542 | 90.5874 | 52.6072 | 92.1805
5423
5424 | 9.8162 | 27.0402 | 2 | 3.632 | 8.9123 | -0.49266 | 0.023551 | 0.0071888 | 2.7782 | 291.4691 | 21.065 | 23.243 | 0.48154 | 18.399 | 20.374 | 1.3636 | 0.21945 | 0.0073431 | 2.2917 | 14.2292 | 0.58271 | 1.1682 | 11.6027 | 9.9692 | 1.418 | 2.1244 | 17.8179 | 15.0715 | 12.7104 | 11.4747 | 45.9469 | 50.3001 | 32.6898 | 42.233
5425 |  |  |  | 3.3073 | 6.869 |  |  | 0.0068315 | 1.8258 | 295.8204 | 35.4002 | 32.4462 | 0.99714 | 15.0401 | 16.4832 | 25.4889 | [6 empty] | 7.4478 | 7.0167 | 2.0867 | 3.6834 | 14.243 | 10.1608 | 10.471 | 6.7087 | 50.4822 | 66.4882 | 45.5278 | 68.8123
5426 |  |  |  | 2.5091 | 6.962 |  |  | 0.0067244 | 1.9336 | 297.1079 | 42.3015 | 30.5223 | 1.2483 | 13.6117 | 15.0581 | 4 | [6 empty] | 8.6813 | 6.4274 | 2.3199 | 4.1101 | 13.4505 | 6.9057 | 9.5165 | 4.6588 | 50.509 | 72.1738 | 50.7527 | 84.0622
5427
5428 | 5.0627 | 10.9244 | 2 | 1.8129 | 5.5045 | -4.4651 | 0.051395 | 0.0064133 | 1.6908 | 295.2511 | 34.776 | 32.2824 | 0.97135 | 15.0896 | 16.4621 | 0.97448 | 0.16936 | 0.095581 | 4.4545 | 18.9545 | 1.0049 | 2.7442 | 10.5064 | 9.5898 | 1.7014 | 3.1691 | 15.188 | 10.1258 | 11.2154 | 7.9067 | 48.9277 | 78.5836 | 42.6116 | 64.3159
5429 | 0.94038 | 3.0801 | 2 | 2.6979 | 7.9178 | 0.68396 | 0.034 | 0.0064847 | 2.305 | 297.7741 | 45.825 | 32.5823 | 1.3873 | 12.6942 | 14.408 | 8.3755 | 0.31224 | 0.044 | 4 | 16.3333 | 1.28 | 0.8 | 11.1646 | 7.6182 | 2.6186 | 4.2648 | 11.9639 | 6.2753 | 8.2908 | 4.3523 | 51.475 | 87.2205 | 56.8777 | 89.8661
5431 | 2.4213 | 8.3875 | 2 | 2.9607 | 7.9998 | -0.14645 | 0.010363 | 0.006624 | 2.181 | 295.8055 | 38.628 | 32.4067 | 1.0514 | 14.3739 | 15.9121 | 0.81769 | 0.18313 | 0.025795 | 1.5934 | 13.3583 | 1.7644 | 2.8118 | 7.5211 | 6.1192 | 1.9965 | 3.6788 | 14.2499 | 8.5931 | 10.0905 | 5.3776 | 47.1581 | 74.6893 | 45.9174 | 78.6156
5432
5433 |  |  |  | 2.115 | 5.356
5434
5435
5436
5437
5438
5439 | 3.1384 | 9.3362 | 2 | 2.7505 | 7.4047 | 0.50324 | 0.014773 | 0.0063422 | 2.465 | 297.0245 | 47.3614 | 33.0443 | 1.349 | 12.2173 | 13.9648 | 0.67558 | 0.048804 | 0.030722 | 1.6234 | 11.8701 | 1.4278 | 1.8539 | 8.8326 | 6.6799 | 2.5194 | 4.1573 | 11.9698 | 6.1032 | 8.1391 | 4.0174 | 53.4464 | 91.0484 | 57.4922 | 91.9352
5440
5441 |  |  |  | 2.4177 | 6.7277
5442
5443
5444 | 3.2168 | 9.3078 | 2.0301 | 3.5816 | 7.6249 | -2.2672 | 0.027771 | 0.0069614 | 1.6838 | 295.0924 | 36.1888 | 32.0606 | 0.9335 | 14.7939 | 16.2071 | 1.3215 | 0.1143 | 0.03494 | 1.9548 | 14.5198 | 1.1518 | 4.384 | 6.7444 | 6.4731 | 1.9618 | 3.5286 | 14.1147 | 10.0838 | 10.0688 | 6.6511 | 49.9595 | 64.8962 | 46.962 | 69.8122
5445 | 2.1666 | 6.8807 | 2 | 2.7514 | 6.8426 | 0.049291 | 0.016 | 0.0060762 | 2.1854 | 296.4504 | 38.7301 | 38.2424 | 1.1882 | 14.448 | 16.1793 | 16.4218 | 0.12956 | 0.025 | 2.6667 | 22 | 1.507 | 1.7 | 11.6019 | 10.0356 | 2.3933 | 4.0184 | 13.6501 | 8.0452 | 9.3831 | 4.9394 | 65.8775 | 95.649 | 49.7853 | 80.6032
5446
5447 |  |  |  | 2.597 | 6.4559
5448
5449 | 0.59664 | 1.9577 | 2 | 2.4853 | 6.1876 | -2.1005 | 0.0032432 | 0.0067745 | 1.5136 | 296.2256 | 36.6292 | 31.9496 | 1.0013 | 14.8467 | 16.0893 | 8.3946 | 0.13512 | 0.0072973 | 1.3 | 13.3 | 0.53162 | 1.0811 | 10.1272 | 8.7638 | 1.9574 | 3.6177 | 14.2347 | 9.7783 | 9.4947 | 6.02 | 52.9857 | 69.4407 | 45.9604 | 72.5237
5450 |  |  |  | 2.7289 | 7.6591
5451 | 7.1331 | 14.8624 | 2 | 1.9178 | 5.583 | 0.043736 | 0.058962 | 0.0056984 | 3.084 | 295.3524 | 48.8024 | 33.9534 | 1.2887 | 11.8068 | 13.7605 | 0.76569 | 0.027821 | 0.057322 | 1.785 | 15.8785 | 4.313 | 6.4208 | 8.0679 | 6.3748 | 2.122 | 3.9544 | 12.5154 | 5.6631 | 7.9624 | 3.7405 | 55.0428 | 90.8364 | 54.8728 | 94.6212
5452 | 2.2004 | 6.6184 | 2 | 2.0143 | 6.467 | -1.0051 | 0.02407 | 0.0064405 | 1.5068 | 297.6027 | 42.5864 | 31.9041 | 1.2933 | 13.6715 | 14.9922 | 6.0192 | 0.26429 | 0.062209 | 2.6471 | 18.5 | 0.43709 | 1.5581 | 12.2634 | 8.6928 | 2.4072 | 3.8523 | 13.3509 | 7.8 | 9.6051 | 5.3051 | 47.4286 | 67.8674 | 52.3326 | 79.894
5453 | 11.9089 | 23.0108 | 3 | 2.8936 | 8.6875 | -0.73969 | 0.067029 | 0.0051317 | 5.0453 | 293.4467 | 47.3244 | 34.1057 | 1.175 | 11.8513 | 14.3313 | 0.69532 | 0.067165 | 0.049629 | 2.8512 | 16.375 | 1.332 | 9.12 | 10.666 | 7.7308 | 2.0038 | 3.5564 | 12.6508 | 5.5064 | 7.474 | 3.7595 | 56.7627 | 98.5353 | 53.1775 | 95.1401
5454 |  |  |  | 2.0664 | 8.1135
5455
5456
5457
5458 |  |  |  | 3.4113 | 8.093
5459
5460
5461
5462
5463
5464 | 6.6834 | 16.4396 | 2 | 2.9235 | 10.1421 | -0.52339 | 0.03839 | 0.0038957 | 4.6124 | 288.2072 | 48.9177 | 39.1667 | 0.89849 | 10.9083 | 13.5199 | 0.9173 | 0.059534 | 0.033955 | 2.8846 | 14.3718 | 0.24614 | 3.3686 | 16.3134 | 12.588 | 1.4516 | 2.5434 | 11.6435 | 5.7215 | 6.8048 | 4.3721 | 72.763 | 104.816 | 59.6963 | 92.4388
5465 |  |  |  | 1.7924 | 5.0407
5466 |  |  |  | 1.5864 | 4.4511
5467 | 3.3736 | 9.6776 | 2 | 2.2118 | 5.3465 | 1.3353 | 0.047222 | 0.006193 | 2.0967 | 296.4796 | 42.2328 | 33.2963 | 1.2108 | 13.6878 | 15.1809 | 15.8857 | 0.30348 | 0.059306 | 5.34 | 19.48 | 1.9265 | 6.6667 | 11.0583 | 8.1585 | 2.0451 | 3.8309 | 13.465 | 7.1472 | 9.3343 | 4.773 | 47.3798 | 82.4416 | 50.986 | 85.4096
5468
5469
5470
5471
5472
5473 | 1.7375 | 4.8036 | 2 | 2.6934 | 7.4793 | 0.13897 | 0.012253 | 0.0065831 | 2.2691 | 297.7063 | 45.8382 | 32.4928 | 1.3861 | 12.7889 | 14.4392 | 0.80143 | 0.060507 | 0.034642 | 1.8617 | 15.2181 | 1.6597 | 2.1877 | 9.0032 | 6.6646 | 2.632 | 4.3746 | 12.0623 | 6.1789 | 8.2481 | 4.1997 | 50.9229 | 89.0294 | 57.0541 | 90.7181
5474 | 0.75327 | 2.4417 | 2 | 2.3233 | 7.6041 | 1.2773 | 0.00083333 | 0.0073015 | 1.1668 | 296.1678 | 34.4814 | 30.1215 | 0.92882 | 15.0384 | 15.9787 | 30.8241 | 0.23292 | 0.00083333 | 2.6 | 13.4 | 0.056667 | 0.25 | 8.529 | 8.7738 | 1.8741 | 3.3146 | 14.294 | 12.6378 | 11.1841 | 9.4669 | 50.3049 | 55.5818 | 45.154 | 53.4528
5475 |  |  |  | 2.9687 | 7.4469 |  |  | 0.0067822 | 1.3745 | 295.282 | 32.4103 | 27.9884 | 0.86655 | 15.7775 | 17.0194 | 6.2053 | [6 empty] | 7.7267 | 7.8079 | 1.6397 | 3.2124 | 15.025 | 11.7289 | 10.6888 | 7.4867 | 45.6024 | 55.8759 | 41.2801 | 61.8053
5476
5477
5478 | 5.5025 | 15.1267 | 2.9743 | 2.773 | 7.5024 | -0.51962 | 0.028346 | 0.0066629 | 3.1343 | 294.3943 | 41.1815 | 39.7988 | 1.0773 | 13.6374 | 15.6832 | 1.1766 | 0.13566 | 0.024778 | 1.4949 | 12.9898 | 0.64893 | 1.329 | 12.0276 | 10.4246 | 2.2089 | 3.8523 | 13.7075 | 6.82 | 7.1926 | 3.933 | 66.8163 | 104.578 | 51.591 | 88.2156
5479 |  |  |  | 2.2289 | 5.6892 |  |  | 0.0070137 | 1.9743 | 292.7325 | 33.5022 | 29.6917 | 0.72401 | 15.0517 | 16.5802 | 36.1244 | [6 empty] | 7.6014 | 7.0143 | 1.5629 | 3.151 | 14.7091 | 10.6335 | 9.9662 | 7.0064 | 49.6089 | 57.686 | 44.893 | 65.7945
5480 | 4.3715 | 11.7945 | 2 | 2.274 | 5.9027 | -2.9639 | 0.10556 | 0.0072526 | 1.765 | 292.8153 | 31.866 | 29.4441 | 0.67534 | 15.5337 | 16.9895 | 22.1306 | 0.62209 | 0.016667 | 15.625 | 22 | 5.0322 | 11.7778 | 7.9308 | 7.3276 | 1.552 | 2.9766 | 14.8534 | 11.4357 | 10.1469 | 7.5115 | 49.8878 | 54.3535 | 44.2038 | 61.3901
5481
5482 | 7.1285 | 15.6832 | 2 | 2.4515 | 8.5381 | 0.25 | 0 | 0.0073442 | 1.0033 | 292.9631 | 27.8299 | 25.687 | 0.63515 | 16.7351 | 17.6038 | 10.7 | 0.0625 | 0.27 | 1 | 8 | 0 | 0 | 8.0472 | 8.4331 | 1.6283 | 2.0624 | 16.1515 | 15.4084 | 12.7179 | 11.6058 | 44.0771 | 44.405 | 36.8493 | 40.4434
5483
5484 | 15.9088 | 33.2468 | 3 | 2.6916 | 7.2691 | -0.68527 | 0.11773 | 0.0053032 | 3.6427 | 290.5834 | 43.739 | 32.9468 | 0.91354 | 12.6356 | 14.6711 | 6.528 | 0.17537 | 0.10527 | 5.6667 | 21.3333 | 0 | 0.027273 | 14.8847 | 10.8349 | 1.7177 | 2.7055 | 12.3671 | 6.5062 | 7.1653 | 4.3968 | 52.889 | 77.5701 | 55.5143 | 87.6772
5485
5486 |  |  |  | 2.1695 | 6.2733
5487 |  |  |  | 2.6959 | 6.6134 |  |  | 0.0060507 | 2.4887 | 295.9444 | 41.6812 | 40.1448 | 1.1941 | 13.6386 | 15.4975 | 1 | [6 empty] | 11.6721 | 10.0928 | 2.3382 | 3.989 | 12.9729 | 7.2746 | 8.6493 | 4.5497 | 69.5186 | 101.734 | 52.6267 | 84.7038
5488 |  |  |  | 2.6872 | 7.8117
5489
5490
5491 |  |  |  | 1.9384 | 4.7953 |  |  | 0.0063552 | 1.8336 | 295.2311 | 42.6494 | 36.3416 | 1.0347 | 13.3571 | 14.7101 | 27.6143 | [6 empty] | 10.2987 | 8.5529 | 1.9768 | 3.5948 | 12.6308 | 7.9352 | 8.6154 | 5.0419 | 58.6795 | 80.7144 | 52.9892 | 82.481
5492
5493
5494
5495
5496
5497
5498 | 0.73552 | 2.5061 | 2 | 2.1034 | 5.1862 | -0.21188 | 0.0061596 | 0.0060914 | 1.084 | 299.0481 | 50.281 | 36.867 | 1.5451 | 12.0414 | 13.0275 | 0.97678 | 0.040769 | 0.010175 | 1.7962 | 16.0692 | 1.4238 | 0.72569 | 6.3226 | 5.8252 | 2.9628 | 4.2972 | 10.9158 | 6.5829 | 7.896 | 4.3535 | 50.5106 | 79.5641 | 63.1477 | 88.798
5499 |  |  |  | 2.4296 | 6.0971
5500
5501 |  |  |  | 2.0275 | 6.8906 |  |  | 0.0074833 | 0.99252 | 294.7694 | 30.784 | 30.7252 | 0.73905 | 16.2308 | 17.0875 | 23.8864 | [6 empty] | 9.8893 | 9.3947 | 1.7728 | 2.7741 | 14.7958 | 13.7281 | 11.244 | 10.0701 | 55.6027 | 56.9877 | 43.921 | 49.3985
5502 | 3.1245 | 7.7309 | 2 | 2.5701 | 6.9255 | -0.10187 | 0.0077143 | 0.0060352 | 2.3996 | 296.065 | 38.5345 | 38.6551 | 1.1597 | 14.4204 | 16.2975 | 1.3014 | 0.091675 | 0.009 | 1.5938 | 12.9688 | 0.69929 | 0.84286 | 11.9769 | 10.2551 | 2.2976 | 3.953 | 13.7068 | 7.8267 | 9.4307 | 4.9696 | 66.3026 | 97.6945 | 49.2957 | 81.57
5503
5504 | 3.1916 | 10.6115 | 2 | 2.5622 | 6.6927 | 0.31802 | 0.031695 | 0.0058536 | 2.7263 | 296.0849 | 47.8575 | 33.1168 | 1.2922 | 12.1219 | 13.8961 | 0.68285 | 0.02491 | 0.05025 | 1.6823 | 14.5396 | 2.3914 | 3.5288 | 9.0775 | 6.5562 | 2.286 | 3.9956 | 12.4693 | 5.862 | 8.421 | 3.9226 | 52.824 | 89.1343 | 55.1861 | 93.1268
5505
5506 | 10.4857 | 23.2715 | 3 | 1.9241 | 4.5399 | -5.3581 | 0.14948 | 0.0067304 | 3.5989 | 295.6185 | 33.1389 | 32.5675 | 0.95508 | 15.5756 | 17.4621 | 0.95779 | 0.12521 | 0.046609 | 6.4651 | 19.093 | 0.46609 | 7.4435 | 10.876 | 9.3178 | 1.8787 | 3.5204 | 15.1374 | 10.4919 | 9.906 | 6.5951 | 56.5734 | 73.4683 | 44.1835 | 68.8954
5507
5508
5509
5510 |  |  |  | 1.7016 | 5.1692
5511
5512 | 4.7467 | 13.1851 | 2 | 1.9278 | 5.6879 | 1.5826 | 0.030455 | 0.0066228 | 3.7206 | 295.2862 | 31.171 | 27.9365 | 1.036 | 15.8618 | 18.6337 | 0.9541 | 0.075008 | 0.074924 | 2.3421 | 11.3947 | 1.0092 | 3.4848 | 12.7513 | 8.9758 | 2.0976 | 4.1038 | 15.1548 | 8.5689 | 10.3574 | 5.9389 | 50.1029 | 74.9679 | 41.847 | 76.5901
5513 | 3.6871 | 11.6745 | 2.5382 | 2.0973 | 5.8578 | 1.1732 | 0.017901 | 0.0057877 | 2.548 | 296.1956 | 46.7242 | 32.8743 | 1.2876 | 12.4619 | 14.2093 | 1.2401 | 0.092018 | 0.038032 | 2.0057 | 16.3743 | 1.2135 | 2.4809 | 7.774 | 6.1057 | 2.2183 | 3.9461 | 13.0818 | 6.1391 | 8.7411 | 4.2146 | 49.9251 | 84.8258 | 52.2419 | 90.8378
5514 | 3.6118 | 9.9824 | 2 | 2.5057 | 6.6773 | -0.18567 | 0.012792 | 0.0071166 | 2.4353 | 295.0075 | 25.7033 | 27.2404 | 0.76719 | 17.4194 | 19.1764 | 2.7127 | 0.16092 | 0.017476 | 2.3276 | 17.2931 | 0 | 0 | 11.1129 | 9.7247 | 1.5839 | 2.9002 | 16.2673 | 14.0065 | 13.4998 | 11.1936 | 50.6746 | 57.3207 | 35.2941 | 46.3381
5515
5516
5517 | 4.6112 | 12.7703 | 2 | 2.0857 | 5.6769 | 3.6453 | 0.14571 | 0.0072275 | 1.7884 | 292.8058 | 32.0577 | 29.4369 | 0.68057 | 15.4758 | 16.9401 | 25.2571 | 0.71071 | 0.047143 | 12.8571 | 22 | 5.5171 | 15 | 7.878 | 7.2781 | 1.5525 | 2.9979 | 14.8371 | 11.3433 | 10.1273 | 7.4537 | 49.8083 | 54.6717 | 44.2704 | 61.898
5518 |  |  |  | 1.3869 | 4.1412
5519
5520
5521
5522 | 0.55405 | 2.4834 | 2 | 2.544 | 6.0158 | -12.375 | 0 | 0.0066131 | 1.3383 | 295.0187 | 42.8635 | 34.8461 | 1.0153 | 13.2058 | 14.5169 | 1 | 0.1875 | 0 |  |  | 0 | 0 | 9.3425 | 7.7954 | 2.0772 | 3.7567 | 12.8409 | 7.9334 | 7.9888 | 4.775 | 54.0574 | 75.3648 | 53.5543 | 82.9881
5523 | 0.98796 | 3.6394 | 2 | 2.8048 | 7.0722 | 2.5991 | 0.0021053 | 0.0071784 | 2.1608 | 293.4919 | 27.4031 | 28.0749 | 0.65155 | 16.8425 | 18.429 | 1 | 0.1014 | 0.005 | 1.9167 | 7.75 | 0.35184 | 0.18421 | 11.0422 | 9.6087 | 1.5584 | 2.6992 | 16.5744 | 13.0899 | 11.1255 | 8.6229 | 51.8937 | 57.4957 | 38.1599 | 53.789
5524
5525 | 4.7026 | 11.7449 | 2.725 | 3.0074 | 7.8797 | 2.1125 | 0.025375 | 0.007324 | 1.9318 | 291.5761 | 24.1538 | 21.7772 | 0.5148 | 17.4295 | 19.0804 | 11.934 | 0.12982 | 0.089741 | 2.6269 | 15.0149 | 6.5052 | 5.0812 | 10.7808 | 9.3558 | 1.4016 | 2.5223 | 16.7221 | 13.8888 | 11.6031 | 9.2125 | 47.426 | 42.9054 | 35.4098 | 49.9945
5526
5527
5528 | 1.1802 | 4.3369 | 2 | 2.1054 | 5.389 | 0.68593 | 0.017111 | 0.0067105 | 1.2402 | 295.5715 | 42.0183 | 35.3795 | 1.0154 | 13.5032 | 14.7127 | 18.2099 | 0.24178 | 0.023556 | 1.7667 | 16.3333 | 0 | 0 | 10.3526 | 8.6798 | 2.0814 | 3.6727 | 12.6034 | 8.3061 | 7.7825 | 4.6762 | 58.7338 | 75.5952 | 54.4332 | 81.167
5529 |  |  |  | 2.1115 | 5.2899 |  |  | 0.0073846 | 1.717 | 292.7074 | 31.1977 | 29.6 | 0.64834 | 15.6599 | 17.121 | 56 | [6 empty] | 8.3262 | 7.5869 | 1.5585 | 3.0079 | 14.9394 | 11.5891 | 10.0749 | 7.4037 | 50.528 | 54.3966 | 44.1645 | 61.0198
5530 | 7.0613 | 18.9997 | 2 | 1.9455 | 5.4875 | -1.1559 | 0.056444 | 0.0057906 | 3.4855 | 294.3843 | 48.7081 | 31.6456 | 1.251 | 11.644 | 13.6854 | 8.2945 | 0.31335 | 0.047444 | 6.2381 | 19.2951 | 4.3292 | 6.8667 | 9.8017 | 6.4912 | 2.0957 | 3.875 | 12.6171 | 5.6322 | 7.6955 | 3.8183 | 49.0057 | 80.0193 | 54.5247 | 94.6309
5531
5532 |  |  |  | 2.4024 | 7.1067 |  |  | 0.0062645 | 1.1219 | 297.3922 | 38.3154 | 32.5361 | 1.167 | 14.5882 | 15.4707 | 19 | [6 empty] | 8.1716 | 8.0775 | 1.9298 | 3.5402 | 13.8351 | 10.3638 | 10.4939 | 7.3353 | 46.6606 | 62.9208 | 47.5809 | 65.6379
5533 | 3.635 | 9.9716 | 2 | 1.7512 | 5.6415 | 0.90214 | 0.046067 | 0.006191 | 2.489 | 296.8869 | 40.0884 | 42.595 | 1.2255 | 13.9641 | 15.9283 | 2.9918 | 0.22578 | 0.027943 | 3.1687 | 17.6337 | 2.2209 | 4.9306 | 14.2037 | 11.8011 | 2.4628 | 4.1089 | 12.8424 | 7.5386 | 8.4878 | 4.7297 | 79.1008 | 112.3959 | 53.2446 | 83.2007
5534
5535 |  |  |  | 2.8794 | 6.7644
5536 | 13.2088 | 25.3014 | 2.974 | 1.903 | 5.6061 | -0.010323 | 0.073021 | 0.0050121 | 3.3173 | 291.6223 | 40.1634 | 27.2313 | 0.98209 | 13.4871 | 16.1633 | 0.86711 | 0.00094124 | 0.096354 | 2.4118 | 17.1111 | 0.19094 | 9.9115 | 8.5437 | 6.2631 | 1.7594 | 3.2437 | 14.4078 | 6.6435 | 7.8198 | 4.664 | 44.644 | 71.3643 | 47.5287 | 87.7498
5537 | 2.5343 | 11.84 | 2 | 2.882 | 7.6319 | -1.2177 | 0 | 0.003713 | 5.0726 | 287.0416 | 46.3995 | 31.4738 | 0.8007 | 11.1161 | 14.0778 | 4.5616 | 0.65756 | 0.01 | 10 | 22 | 0 | 3.5 | 11.8285 | 9.1935 | 1.2629 | 2.1229 | 11.4468 | 6.4678 | 6.628 | 4.8203 | 62.8483 | 85.034 | 61.2822 | 87.4129
5538
5539 |  |  |  | 1.7858 | 4.8504 |  |  | 0.0064611 | 1.5611 | 294.3356 | 45.1459 | 36.7455 | 1.0181 | 12.5902 | 13.9979 | 29.64 | [6 empty] | 9.9555 | 8.3597 | 1.9862 | 3.7018 | 11.7911 | 7.3667 | 7.336 | 4.1997 | 59.9005 | 79.829 | 57.2734 | 86.4822
5540 | 11.2988 | 23.3158 | 2.9732 | 2.9143 | 7.2578 | 1.9171 | 0.089766 | 0.0067895 | 2.4972 | 294.7659 | 35.2414 | 31.0214 | 0.9246 | 14.929 | 16.732 | 0.6132 | 0.12208 | 0.10281 | 3.0155 | 16.6753 | 2.0381 | 15.3545 | 10.6762 | 9.4237 | 1.8326 | 3.6414 | 14.8059 | 9.2008 | 9.5499 | 5.7179 | 56.8343 | 70.6252 | 45.0533 | 75.1606
5541
5542
5543
5544
5545
5546
5547 |  |  |  | 2.4975 | 7.3247 |  |  | 0.0070133 | 2.9128 | 289.4908 | 16.1648 | 18.7787 | 0.34707 | 19.8536 | 22.2454 | 31.9637 | [6 empty] | 12.456 | 10.0604 | 1.1895 | 1.7648 | 19.4793 | 15.6851 | 15.5205 | 12.0581 | 38.1927 | 44.5373 | 24.8222 | 39.0648
5548 | 1.1346 | 4.5719 | 2 | 2.1252 | 5.3076 | -2.1064 | 0.0053333 | 0.0072067 | 1.4802 | 293.5328 | 33.2443 | 32.7687 | 0.72574 | 15.4316 | 16.811 | 40.5007 | 0.81857 | 0.015333 | 14.9167 | 22 | 0.19 | 0.93333 | 8.7636 | 7.8877 | 1.629 | 3.1131 | 14.71 | 11.24 | 10.2616 | 7.1328 | 54.9613 | 62.9695 | 45.3304 | 64.3886
5549 | 2.6789 | 7.8211 | 2 | 2.7783 | 7.6815 | 1.1144 | 0.041818 | 0.0064174 | 1.8637 | 296.6614 | 41.2347 | 34.3612 | 1.1804 | 13.837 | 15.2647 | 0.39755 | 0.20148 | 0.029091 | 1.8 | 17.4667 | 0.97242 | 1.8788 | 8.0182 | 6.4359 | 2.2013 | 3.7719 | 13.4396 | 7.9095 | 9.8486 | 5.0429 | 50.772 | 80.2767 | 49.3425 | 81.7072
5550
5551 | 1.9201 | 7.4856 | 2 | 2.6929 | 8.3956 | -2.9399 | 0.011154 | 0.0067823 | 0.96284 | 297.8207 | 38.9375 | 37.2196 | 1.1143 | 14.4113 | 15.1119 | 0.64626 | 0.12835 | 0.047115 | 1.9667 | 12 | 1.0273 | 2.9904 | 13.0303 | 11.2855 | 2.1758 | 3.4086 | 12.085 | 11.4643 | 7.0759 | 7.5642 | 73.1328 | 74.9932 | 59.5327 | 62.7867
5552 | 2.8961 | 8.1858 | 2 | 2.2618 | 6.2145 | -0.061137 | 0.040313 | 0.0067607 | 1.9138 | 297.417 | 41.8752 | 30.4492 | 1.2733 | 13.8085 | 15.2462 | 5.3016 | 0.092338 | 0.0425 | 2.6667 | 21.2917 | 5.7438 | 7.25 | 9.1835 | 6.6335 | 2.3848 | 4.2104 | 13.5033 | 6.8666 | 9.5564 | 4.671 | 50.3821 | 73.8473 | 50.6024 | 84.4127
5553 | 0.98422 | 3.6533 | 2 | 3.4335 | 8.8618 | 0.10135 | 0.005 | 0.0071911 | 0.87189 | 297.0553 | 35.2932 | 37.4955 | 0.96994 | 15.2059 | 15.8933 | 0.67676 | 0.15906 | 0.0125 | 1.725 | 14.55 | 0.1905 | 0.46667 | 13.9698 | 12.5852 | 2.1422 | 3.1359 | 12.7617 | 12.4895 | 7.5454 | 7.5897 | 76.0868 | 74.635 | 56.9913 | 59.2387
5554 |  |  |  | 2.4221 | 8.6919 |  |  | 0.0074725 | 0.95372 | 292.6637 | 27.4642 | 25.5193 | 0.59424 | 16.8604 | 17.6982 | 29.53 | [6 empty] | 8.1965 | 8.3019 | 1.5736 | 2.0214 | 16.128 | 15.3994 | 12.7145 | 11.4632 | 43.1752 | 44.2493 | 37.0472 | 41.1003
5555 |  |  |  | 2.1396 | 5.308
5556 |  |  |  | 1.8145 | 5.8165 |  |  | 0.0072354 | 2.5539 | 295.1857 | 32.1362 | 28.703 | 0.85336 | 15.567 | 17.3219 | 36.0559 | [6 empty] | 10.3745 | 8.9914 | 1.7628 | 3.2555 | 13.8819 | 11.8524 | 11.57 | 8.9778 | 53.1949 | 56.502 | 44.2585 | 55.934
5557 | 8.4871 | 16.9416 | 2.9139 | 2.7523 | 7.3374 | -0.53666 | 0.064569 | 0.0055063 | 4.2569 | 294.9889 | 47.2667 | 33.2134 | 1.2455 | 12.0355 | 14.2374 | 0.71571 | 0.010696 | 0.073493 | 1.9451 | 14.8903 | 2.3616 | 8.1435 | 9.9301 | 7.2195 | 2.0725 | 3.7565 | 12.7581 | 5.7284 | 8.0346 | 3.8689 | 54.6202 | 93.6341 | 53.1326 | 93.9565
5558 |  |  |  | 2.8412 | 7.9254
5559
5560
5561 | 5.3827 | 13.6703 | 3 | 2.2248 | 5.7484 | 3.1695 | 0.04925 | 0.0066626 | 3.5225 | 294.3545 | 39.4506 | 36.7485 | 0.98449 | 13.9057 | 15.7899 | 0.41403 | 0.098188 | 0.04075 | 1.5 | 8.6429 | 0.017 | 0.35 | 11.317 | 9.7506 | 1.8708 | 3.6801 | 13.9308 | 8.1344 | 8.8623 | 5.3928 | 57.6629 | 89.426 | 47.8918 | 80.2898
5562 |  |  |  | 2.4636 | 5.839
5563
5564
5565 |  |  |  | 2.3334 | 5.5663
5566 |  |  |  | 2.9364 | 6.7682 |  |  | 0.0066517 | 1.5452 | 296.0275 | 37.442 | 33.9762 | 1.0414 | 14.6377 | 16.0003 | 10 | [6 empty] | 7.5681 | 7.1142 | 2.171 | 3.8061 | 14.1536 | 9.4084 | 9.8872 | 6.0468 | 49.0261 | 73.4499 | 46.6085 | 73.7545
5567
5568
5569
5570
5571
5572 | 7.858 | 19.4885 | 2.9775 | 1.9044 | 5.0424 | -0.034417 | 0.054171 | 0.0068691 | 2.2193 | 295.4461 | 37.6801 | 30.0502 | 0.94701 | 14.3725 | 15.8557 | 0.81781 | 0.10125 | 0.082448 | 1.5909 | 14.8515 | 0.41755 | 3.8905 | 7.4463 | 7.021 | 1.873 | 3.5671 | 13.6934 | 9.4906 | 8.4522 | 5.7213 | 47.8587 | 62.4067 | 50.3071 | 74.1799
5573 | 4.0544 | 10.8619 | 2.8196 | 1.7413 | 4.2194 | -0.54316 | 0.031113 | 0.0055271 | 2.0396 | 296.1843 | 54.3212 | 36.3949 | 1.3768 | 10.7869 | 12.1452 | 0.97558 | 0.098383 | 0.10737 | 2.2507 | 16.7676 | 2.8458 | 3.9325 | 8.7979 | 7.6308 | 2.2517 | 3.8306 | 9.5928 | 5.8961 | 5.678 | 3.7875 | 55.8238 | 73.4415 | 71.9886 | 92.2344
5574 | 12.0926 | 23.7397 | 2 | 2.7104 | 6.9659 | -3.1601 | 0.058262 | 0.0070327 | 5.1798 | 292.3026 | 22.0866 | 22.4449 | 0.66405 | 17.894 | 20.995 | 0.78017 | 0.077366 | 0.11422 | 1.8466 | 14.5682 | 0.25142 | 11.9402 | 11.9869 | 9.3146 | 1.5785 | 2.7306 | 17.5076 | 11.5734 | 11.9474 | 8.4366 | 43.0308 | 54.5866 | 33.7183 | 56.9959
5575
5576
5577
5578
5579
5580
5581 | 0.86084 | 3.0193 | 2 | 3.6773 | 7.9511 | -7.3128 | 0.0058537 | 0.006516 | 1.5159 | 295.9789 | 41.7056 | 36.0887 | 1.0974 | 13.563 | 14.9112 | 9.1727 | 0.2777 | 0.041585 | 1.5556 | 13.6111 | 0.28671 | 0.67073 | 7.2362 | 6.7825 | 2.1294 | 3.7054 | 12.6204 | 8.4834 | 9.5084 | 5.7383 | 56.7122 | 71.5924 | 53.2109 | 77.4334
5582 |  |  |  | 2.1433 | 7.7735
5583 | 6.46 | 14.6676 | 2.8788 | 2.4524 | 6.1051 | 0.81353 | 0.035505 | 0.0068064 | 3.1065 | 295.0938 | 33.9244 | 30.644 | 0.93965 | 15.1727 | 17.0777 | 0.99514 | 0.1211 | 0.066198 | 2.5556 | 18.2847 | 2.2949 | 7.4495 | 9.939 | 8.0024 | 1.8967 | 3.4887 | 15.2665 | 9.7299 | 10.0578 | 6.4355 | 51.4399 | 73.7114 | 42.7095 | 71.7383
5584
5585 | 6.7647 | 20.2453 | 2 | 2.1198 | 5.9263 | 1.3424 | 0.079036 | 0.005547 | 3.3391 | 295.2607 | 46.8585 | 32.7535 | 1.2322 | 12.3159 | 14.276 | 2.7232 | 0.10459 | 0.059157 | 2.6406 | 19.3281 | 6.7881 | 7.5301 | 8.4948 | 6.539 | 2.1323 | 3.7778 | 13.0011 | 5.7905 | 8.5447 | 3.978 | 51.9115 | 91.1186 | 52.7873 | 92.9543
5586 |  |  |  | 4.4107 | 9.5921 |  |  | 0.0074945 | 1.9011 | 292.4722 | 26.4603 | 22.7682 | 0.58766 | 16.618 | 18.1793 | 20.6733 | [6 empty] | 9.8049 | 8.4331 | 1.421 | 2.3432 | 15.3225 | 14.2438 | 12.4747 | 10.5505 | 46.467 | 42.9089 | 37.376 | 45.1905
5587
5588 |  |  |  | 1.4797 | 4.0139 |  |  | 0.0065889 | 1.961 | 295.3456 | 40.3322 | 35.0174 | 1.0037 | 13.8198 | 15.1694 | 27.9 | [6 empty] | 10.171 | 8.4706 | 1.9544 | 3.5254 | 13.2205 | 8.7052 | 8.8418 | 5.6277 | 56.8116 | 75.8632 | 50.3902 | 77.7901
5589
5590 | 1.4945 | 4.2675 | 2.1364 | 2.9505 | 8.0711 | 0.75312 | 0.013182 | 0.0063802 | 3.0025 | 296.8716 | 47.9011 | 35.017 | 1.3955 | 11.9691 | 13.9406 | 1.0301 | 0.052056 | 0.027159 | 1.725 | 12.1923 | 1.5402 | 2.7386 | 12.7192 | 8.7306 | 2.5602 | 4.4076 | 12.06 | 5.7339 | 7.9963 | 3.8731 | 57.4262 | 101.7847 | 56.6359 | 94.194
5591
5592 | 11.2272 | 23.7472 | 3 | 1.815 | 4.3419 | -1.8128 | 0.075 | 0.0069856 | 3.4435 | 296.4086 | 31.0246 | 30.4132 | 0.95201 | 16.2108 | 18.0668 | 0.96778 | 0.048671 | 0.032714 | 2.0357 | 14.0357 | 0.020071 | 0.40714 | 10.1131 | 8.746 | 1.8918 | 3.5432 | 15.7518 | 11.3633 | 10.6894 | 7.236 | 53.6433 | 66.714 | 41.318 | 64.0394
5593 | 1.2628 | 3.8931 | 2 | 2.1507 | 6.7694 | -0.82447 | 0.011328 | 0.0055701 | 0.9954 | 299.1438 | 46.6085 | 38.7401 | 1.4685 | 13.1358 | 13.9596 | 0.27447 | 0.091053 | 0.041965 | 1.3729 | 14.3123 | 0.0089536 | 0.0090992 | 8.0351 | 7.1461 | 2.5917 | 4.1447 | 12.0331 | 7.7031 | 8.6859 | 5.1975 | 53.4013 | 78.2067 | 57.7615 | 82.685
5594
5595
5596
5597 | 2.4593 | 8.1115 | 2 | 2.1492 | 7.3109 | 1.0892 | 0.032918 | 0.005721 | 0.88397 | 299.253 | 44.7112 | 37.7767 | 1.4637 | 13.5217 | 14.2714 | 0.59565 | 0.059658 | 0.089774 | 2.038 | 14.693 | 1.7209 | 2.8416 | 8.4383 | 8.0384 | 2.5501 | 4.2408 | 12.4824 | 8.1652 | 9.3576 | 5.7246 | 55.8749 | 79.8828 | 54.9985 | 79.0549
5598
5599
5600 | 1.2984 | 4.6132 | 2 | 2.0238 | 6.3685 | -2.4904 | 0.0066667 | 0.0070462 | 2.4308 | 295.0313 | 33.9911 | 30.4285 | 0.88295 | 15.0829 | 16.7275 | 39.3575 | 0.14478 | 0.005 | 4.6 | 22 | 0 | 0.16667 | 10.9853 | 9.4939 | 1.7948 | 3.2711 | 13.658 | 11.3704 | 11.2869 | 8.4022 | 54.705 | 61.4683 | 45.7906 | 59.4732
5601 | 1.8853 | 6.8849 | 2 | 2.4464 | 7.9404 | -1.9629 | 0.02 | 0.0069206 | 1.4038 | 293.7006 | 31.7738 | 29.5225 | 0.72604 | 16.0294 | 17.0628 | 1.18 | 0.2784 | 0.039444 | 2.0909 | 11.8485 | 1.0617 | 2.6667 | 8.2963 | 7.9573 | 1.5117 | 2.4381 | 16.1216 | 12.2164 | 12.8122 | 9.1915 | 45.0175 | 53.0067 | 37.6398 | 53.9196
5602 |  |  |  | 2.184 | 6.3395 |  |  | 0.0070282 | 3.387 | 290.236 | 18.2849 | 20.85 | 0.43863 | 18.5889 | 21.4928 | 0.073281 | [6 empty] | 12.9722 | 11.1788 | 1.3422 | 1.9232 | 19.5037 | 14.2758 | 14.8325 | 10.1525 | 44.2026 | 56.8374 | 25.0756 | 45.7975
5603 | 6.5036 | 17.0609 | 2.4951 | 2.9668 | 7.9118 | 1.2529 | 0.036471 | 0.007182 | 2.3328 | 294.0098 | 27.6895 | 26.2033 | 0.70494 | 16.7346 | 18.3655 | 0.89204 | 0.093065 | 0.041336 | 1.7723 | 15.5941 | 0.75461 | 5 | 9.635 | 8.5396 | 1.6358 | 2.9051 | 16.4422 | 13.0632 | 11.2346 | 8.7347 | 46.7164 | 52.2537 | 37.5821 | 53.5564
5604 | 0.66584 | 1.4145 | 2 | 2.0224 | 4.791 | -0.96577 | 0 | 0.0062719 | 1.0111 | 299.4675 | 55.4127 | 35.8273 | 1.6541 | 10.9166 | 11.8404 | 0.74526 | 0.0069099 | 0 | 1.8889 | 10.6667 | 0 | 0 | 5.7521 | 4.9868 | 3.114 | 4.5513 | 9.8948 | 6.0083 | 7.1743 | 4.0188 | 48.2054 | 71.0791 | 68.3186 | 92.4199
5605
5606 |  |  |  | 1.7163 | 4.8814
5607
5608 | 2.417 | 7.2897 | 2 | 2.3109 | 6.9925 | 3.3537 | 0.032353 | 0.0061023 | 2.1407 | 296.5266 | 40.6276 | 30.6114 | 1.2076 | 14.0809 | 15.6375 | 9.5751 | 0.22449 | 0.027647 | 3.0769 | 19.6154 | 1.8859 | 1.9412 | 9.498 | 6.8797 | 2.3086 | 4.0174 | 13.7993 | 7.7013 | 8.3767 | 4.6523 | 51.3617 | 73.3232 | 49.7597 | 81.786
5609
5610 |  |  |  | 1.9364 | 7.7292 |  |  | 0.0071542 | 3.4923 | 290.5024 | 16.7685 | 21.1104 | 0.41639 | 19.2534 | 22.2891 | 1 | [6 empty] | 13.1777 | 11.7958 | 1.269 | 1.8456 | 19.2184 | 15.1587 | 15.4073 | 11.837 | 47.6502 | 59.0949 | 24.9544 | 40.7033
5611
5612
5613
5614 |  |  |  | 2.0206 | 5.172
5615
5616
5617
5618 |  |  |  | 1.9278 | 5.7846
5619 | 3.337 | 9.3421 | 2 | 2.4316 | 5.9387 | -1.2229 | 0.025639 | 0.0072367 | 1.2962 | 293.9111 | 26.0535 | 26.2602 | 0.67672 | 17.2507 | 18.5486 | 2.3086 | 0.15838 | 0.021429 | 3.0685 | 16.6575 | 2.5594 | 5.5338 | 10.7681 | 9.733 | 1.4446 | 2.7691 | 16.1716 | 14.2846 | 13.7352 | 11.9512 | 44.0808 | 51.2577 | 34.6649 | 43.3229
5620 | 2.4777 | 8.4878 | 2 | 2.631 | 7.9339 | 2.182 | 0.023333 | 0.00681 | 0.86821 | 297.6927 | 37.2104 | 34.0547 | 1.0683 | 14.8932 | 15.5755 | 5.5579 | 0.23138 | 0.035 | 2.8 | 22 | 4.0783 | 11.6667 | 12.0791 | 10.3947 | 2.1248 | 3.4225 | 12.8818 | 11.7659 | 7.4637 | 7.8028 | 64.6568 | 67.3662 | 56.1608 | 60.8345
5621 | 9.2565 | 21.2354 | 3 | 1.8884 | 4.8559 | 1.2773 | 0.061447 | 0.0056296 | 3.4256 | 294.9222 | 48.2704 | 32.1799 | 1.2774 | 11.8022 | 13.8341 | 0.96684 | 0.015348 | 0.077587 | 2.2471 | 17.2941 | 2.8194 | 5.8899 | 9.7169 | 6.4934 | 2.1353 | 3.9049 | 12.8069 | 5.7394 | 7.8602 | 3.8875 | 49.1863 | 82.6039 | 53.8482 | 93.9544
5622
5623
5624 | 1.194 | 3.8052 | 2 | 3.4153 | 8.3302 | -0.51307 | 0.00080745 | 0.0062359 | 0.7771 | 296.9661 | 44.9629 | 37.1249 | 1.1655 | 13.1651 | 13.9876 | 0.40521 | 0.23948 | 0.0025776 | 1.3253 | 11.6145 | 0.056273 | 0.16149 | 8.0545 | 7.9634 | 2.099 | 3.4575 | 11.77 | 8.1769 | 7.6231 | 4.778 | 60.8398 | 77.3564 | 58.5843 | 81.3152
5625
5626
5627 |  |  |  | 2.184 | 5.7341
5628
5629
5630
5631
5632
5633 | 2.7163 | 9.1432 | 2.4559 | 1.9047 | 4.2086 | 0.62246 | 0.025 | 0.0056106 | 2.3056 | 295.8763 | 52.1291 | 35.9101 | 1.3576 | 11.1534 | 12.6336 | 0.37803 | 0.015795 | 0.089706 | 1.902 | 15.3333 | 1.3399 | 4.0588 | 9.7827 | 8.3138 | 2.3734 | 3.8267 | 10.7758 | 6.1221 | 6.7677 | 4.1215 | 53.0962 | 74.9107 | 63.9412 | 90.5331
5634 |  |  |  | 2.4296 | 6.0971
5635 | 3.4419 | 10.4302 | 2 | 2.6793 | 6.4649 | 0.74796 | 0.025294 | 0.0062642 | 2.5577 | 296.5765 | 39.6627 | 46.0081 | 1.1874 | 14.0751 | 16.0795 | 1.5144 | 0.22587 | 0.034235 | 2.9375 | 19.6042 | 2.2699 | 3 | 15.9105 | 13.6027 | 2.4451 | 4.0519 | 13.2068 | 7.6366 | 8.2027 | 4.5298 | 84.1734 | 125.0056 | 52.2401 | 83.0113
5636 | 4.2041 | 12.8057 | 2 | 1.8219 | 4.6548 | -0.15858 | 0.046744 | 0.0070496 | 1.7046 | 295.0398 | 32.1232 | 25.5573 | 0.80209 | 15.728 | 17.1214 | 6.9824 | 0.28973 | 0.033023 | 4.1515 | 20.4809 | 3.1167 | 9.0174 | 6.8848 | 6.4269 | 1.856 | 3.244 | 14.7327 | 11.3194 | 9.4122 | 6.9173 | 40.9816 | 51.6448 | 44.419 | 64.7251
5637
5638
5639
5640 |  |  |  | 1.9556 | 5.1189 |  |  | 0.0068206 | 1.0758 | 295.5902 | 42.356 | 34.9834 | 1.0095 | 13.3944 | 14.5381 | 25 | [6 empty] | 9.5997 | 7.9944 | 2.1476 | 3.6911 | 12.6903 | 8.4849 | 7.9789 | 5.0792 | 56.5896 | 73.2212 | 54.3798 | 79.7931
5641 | 4.8276 | 22.3347 | 2 | 4.0139 | 8.0269 | -3.8603 | 0.020952 | 0.0071819 | 1.461 | 296.2143 | 34.8745 | 30.7205 | 0.96672 | 15.3182 | 16.6472 | 3.636 | 0.37314 | 0 | 7.3846 | 18.1538 | 2.27 | 7.1429 | 6.1037 | 5.9605 | 2.0268 | 3.594 | 13.6972 | 10.8779 | 10.9049 | 7.4883 | 49.1671 | 62.0032 | 46.8449 | 64.69
5642
5643
5644
5645 | 1.1738 | 3.7204 | 2 | 3.3902 | 7.5827 | -1.4483 | 0.010523 | 0.0066262 | 1.4573 | 296.5366 | 42.6899 | 35.5787 | 1.1493 | 13.48 | 14.7254 | 1.2011 | 0.071959 | 0.022754 | 1.3396 | 13.0094 | 0.068989 | 0.34838 | 7.7108 | 7.6868 | 2.152 | 3.7246 | 12.7044 | 8.3167 | 8.679 | 5.2589 | 56.0806 | 77.144 | 52.8116 | 79.9539
5646
5647
5648 | 6.9899 | 17.2709 | 2.8527 | 1.4194 | 3.6453 | -1.4309 | 0.07124 | 0.0071333 | 2.9656 | 296.5336 | 29.2897 | 27.4807 | 0.91884 | 16.6043 | 18.3604 | 10.5414 | 0.28987 | 0.03938 | 5.0426 | 17.6489 | 2.9443 | 13.1318 | 9.0211 | 8.0066 | 1.8533 | 3.4551 | 16.0963 | 12.3613 | 11.2431 | 8.0963 | 48.0358 | 57.2402 | 39.0775 | 59.0143
5649
5650
5651
5652 |  |  |  | 2.5516 | 6.251
5653 | 2.2708 | 6.2364 | 2 | 2.3262 | 6.0534 | 2.3631 | 0.039633 | 0.0061368 | 2.3494 | 296.552 | 47.2873 | 33.236 | 1.3125 | 12.3678 | 13.9982 | 2.245 | 0.043631 | 0.045596 | 1.9516 | 14.5968 | 1.7805 | 3.3761 | 8.5352 | 6.4942 | 2.3795 | 4.2104 | 12.4158 | 6.0465 | 8.3994 | 4.0743 | 53.2563 | 86.745 | 55.6674 | 91.6944
5654
5655
5656
5657 | 0.61417 | 1.7764 | 2 | 2.7983 | 7.9427 | -0.34203 | 0 | 0.0071114 | 1.0727 | 296.0085 | 34.7649 | 32.6579 | 0.89566 | 15.1618 | 16.0462 | 0.47521 | 0.00625 | 0.002 | 1.25 | 14.0625 | 0.05625 | 1.575 | 10.4217 | 9.9161 | 1.9378 | 3.2371 | 12.9803 | 11.7465 | 8.5287 | 8.1356 | 63.3822 | 63.5735 | 53.7101 | 59.8754
5658 | 8.6618 | 18.8301 | 2.9434 | 2.774 | 6.4854 | -15.7184 | 0.056038 | 0.0068555 | 1.9903 | 293.1162 | 32.6333 | 30.4026 | 0.76193 | 15.4018 | 16.9155 | 8.6648 | 0.18874 | 0.043774 | 3.0526 | 12.1579 | 3.0811 | 16.5472 | 8.1658 | 7.5352 | 1.6398 | 3.1874 | 15.0726 | 10.7978 | 10.0396 | 7.0446 | 48.8909 | 61.3526 | 43.9025 | 65.301
5659 | 6.9783 | 17.2082 | 3 | 2.7367 | 6.4016 | 0.57003 | 0.13587 | 0.0069047 | 1.9753 | 293.089 | 32.8982 | 29.5229 | 0.76001 | 15.2846 | 16.7996 | 6.2983 | 0.32134 | 0.05314 | 10.7453 | 21.2795 | 6.3127 | 10.4767 | 7.7029 | 7.1312 | 1.6267 | 3.2211 | 14.9948 | 10.7458 | 10.0893 | 7.0849 | 47.2577 | 59.3046 | 43.5749 | 65.4354
5660 | 8.6843 | 18.9813 | 2 | 2.5356 | 7.5374 | 0.3262 | 0.0698 | 0.0072263 | 2.2777 | 293.4911 | 24.8649 | 27.2994 | 0.66015 | 17.3699 | 19.0708 | 0.92931 | 0.099206 | 0.078627 | 2.9716 | 17.7943 | 2.2698 | 14.46 | 12.6354 | 10.863 | 1.563 | 2.5737 | 16.3333 | 14.523 | 13.3331 | 10.9742 | 54.7772 | 57.4176 | 35.1783 | 44.7895
5661 | 12.9265 | 29.002 | 3 | 1.8072 | 4.3879 | -8.0814 | 0.16083 | 0.0069803 | 3.4565 | 296.3912 | 31.077 | 30.4697 | 0.95212 | 16.1971 | 18.0552 | 4.7693 | 0.074128 | 0.029167 | 5.7 | 22 | 2.2283 | 13.6667 | 10.1208 | 8.7526 | 1.8905 | 3.5421 | 15.7415 | 11.3465 | 10.6851 | 7.2309 | 53.7275 | 66.8643 | 41.3613 | 64.1118
5662 | 5.8045 | 14.286 | 2 | 2.8996 | 7.2517 | -2.6172 | 0.035793 | 0.0071902 | 2.2433 | 293.3943 | 27.5743 | 29.1111 | 0.64336 | 16.8213 | 18.4017 | 1.152 | 0.08814 | 0.046966 | 1.4286 | 11.9815 | 0.39097 | 2.3586 | 11.508 | 9.9703 | 1.5543 | 2.6329 | 16.3986 | 13.0575 | 10.9619 | 8.478 | 54.0077 | 60.1155 | 38.6348 | 54.5865
5663 |  |  |  | 2.8453 | 8.4678
5664 |  |  |  | 1.6575 | 6.6744
5665 | 8.7101 | 18.7499 | 3 | 2.7042 | 6.7916 | 1.0839 | 0.05792 | 0.0065963 | 2.7757 | 295.2515 | 38.3847 | 31.4103 | 1.0372 | 14.4646 | 16.2451 | 0.95421 | 0.20463 | 0.072164 | 1.928 | 15.1336 | 3.5614 | 5.8824 | 10.5445 | 8.0333 | 1.9987 | 3.4472 | 14.6895 | 7.6764 | 9.0113 | 4.9083 | 52.1442 | 84.554 | 45.757 | 81.9785
5666
5667 | 2.3418 | 7.8021 | 2 | 2.3799 | 5.9156 | -3.1356 | 0.026565 | 0.0069614 | 1.3455 | 294.7059 | 28.6639 | 28.3466 | 0.79612 | 16.5988 | 17.9201 | 3.4692 | 0.2205 | 0.038473 | 2.4021 | 16.7732 | 4.1615 | 7.4885 | 10.8974 | 9.8689 | 1.5484 | 3.0561 | 15.5135 | 13.0619 | 12.9903 | 10.8591 | 46.6017 | 57.934 | 37.8488 | 48.278
5668
5669
5670
5671
5672
5673
5674
5675
5676
5677
5678
5679 | 12.7723 | 24.6338 | 3 | 2.8015 | 8.4121 | 1.164 | 0.062912 | 0.0048055 | 5.62 | 292.1843 | 44.9624 | 33.3407 | 1.0493 | 12.337 | 14.9404 | 0.72497 | 0.10061 | 0.046553 | 2 | 14.7603 | 1.1856 | 6.4061 | 10.772 | 8.0375 | 1.8359 | 3.201 | 13.2901 | 5.8013 | 7.7136 | 4 | 55.1847 | 98.306 | 50.5267 | 92.9412
5680
5681 | 8.8334 | 19.0023 | 2 | 2.1442 | 5.9654 | -1.7272 | 0.056212 | 0.0042162 | 4.041 | 288.8951 | 39.7082 | 27.5358 | 0.82718 | 13.6548 | 16.3086 | 0.927 | 0.089061 | 0.030505 | 2.9868 | 16.1842 | 0.021364 | 3.4747 | 10.7391 | 7.7911 | 1.4847 | 2.7122 | 14.3394 | 6.602 | 7.5211 | 4.74 | 46.8708 | 74.4676 | 48.4439 | 87.6789
5682 | 0.75001 | 2.547 | 2 | 1.8957 | 5.0468 | 0.046429 | 0 | 0.0038324 | 2.236 | 290.7739 | 45.847 | 36.0584 | 1.0148 | 12.6085 | 14.5937 | 31.2847 | 0.49948 | 0.0225 | 3 | 10.6667 | 0 | 0.5 | 15.2445 | 11.2838 | 1.7857 | 3.076 | 11.788 | 5.7946 | 7.3882 | 4.6585 | 64.0853 | 98.1241 | 59.2803 | 91.8043
5683
5684 |  |  |  | 2.8348 | 6.5359
5685 | 2.8765 | 7.611 | 2 | 2.5329 | 6.819 | 6.125 | 0 | 0.0066356 | 1.9324 | 297.0905 | 43.3668 | 31.9047 | 1.2577 | 13.4388 | 14.8781 | 1.96 | 0 | 0.08 |  |  | 0 | 0 | 8.2597 | 6.203 | 2.316 | 4.0559 | 13.2043 | 6.9116 | 9.3325 | 4.6966 | 50.9207 | 76.2551 | 52.2665 | 85.1824
5686
5687
5689
5690 |  |  |  | 1.446 | 4.0551 |  |  | 0.0073216 | 1.9669 | 293.6357 | 27.6466 | 23.9765 | 0.65765 | 16.6959 | 18.2173 | 6.29 | [6 empty] | 7.8488 | 7.2243 | 1.6149 | 2.9169 | 16.0169 | 12.9584 | 10.7116 | 8.5637 | 42.5432 | 44.5962 | 38.128 | 54.4126
5691
5692
5693
5694
5695
5696
5697
5698 |  |  |  | 1.8102 | 4.9605
5699
5700 | 3.735 | 10.6738 | 2.7832 | 2.7341 | 6.2237 | -3.9979 | 0.022867 | 0.0069021 | 1.7344 | 293.9381 | 33.1962 | 31.3521 | 0.80075 | 15.4058 | 16.8738 | 11.94 | 0.34113 | 0.09049 | 6.0291 | 19.2913 | 0.86944 | 3.8112 | 8.5343 | 7.6899 | 1.6894 | 3.3066 | 15.0597 | 10.3149 | 9.9649 | 6.1267 | 48.7871 | 68.8992 | 44.7602 | 70.1103
5701
5702 | 0.57829 | 2.4871 | 2 | 3.6949 | 8.2735 | -10.3375 | 0.04 | 0.0072879 | 2.0409 | 292.5211 | 27.3828 | 22.1544 | 0.65016 | 16.4263 | 17.9919 | 20.2245 | 0.6029 | 0.035 | 12 | 22 | 13.405 | 4 | 9.9211 | 8.3946 | 1.598 | 2.722 | 15.3842 | 13.4838 | 12.4898 | 10.3819 | 45.0328 | 42.5263 | 38.0298 | 48.5883
5703
5704 |  |  |  | 1.7954 | 5.9109 |  |  | 0.0072508 | 2.5311 | 295.0788 | 31.3786 | 28.0301 | 0.83629 | 15.7207 | 17.4836 | 56.4061 | [6 empty] | 10.4371 | 9.0309 | 1.7537 | 3.2152 | 14.0113 | 12.0894 | 11.6794 | 9.0686 | 52.6574 | 55.3712 | 43.6202 | 54.79
5705
5706
5707
5708 | 8.2417 | 17.3613 | 2.8182 | 1.6524 | 5.0708 | -2.0444 | 0.060455 | 0.0043214 | 2.7623 | 292.9672 | 45.7832 | 37.5247 | 1.1297 | 12.3394 | 14.3745 | 19.8254 | 0.14263 | 0.039318 | 2.6667 | 17.5 | 2.3073 | 5.3409 | 12.9816 | 10.4916 | 2.038 | 3.4097 | 12.0653 | 6.3107 | 7.2564 | 4.9656 | 63.0247 | 94.5344 | 59.1236 | 89.1697
5709
5710 | 3.745 | 10.9578 | 2.2414 | 3.2498 | 6.5604 | -3.0582 | 0.057586 | 0.0068161 | 1.9648 | 294.1305 | 31.1561 | 28.8828 | 0.81934 | 15.9687 | 17.4561 | 13.2164 | 0.36685 | 0.04069 | 7 | 20.64 | 2.0362 | 7.3793 | 7.7404 | 7.2194 | 1.7899 | 3.3257 | 15.7207 | 11.2593 | 10.6713 | 7.3587 | 43.3701 | 61.0882 | 39.9909 | 63.1358
5711 | 4.6874 | 12.7235 | 2.8947 | 2.4892 | 6.1937 | -0.016147 | 0.045526 | 0.0070087 | 1.9743 | 292.7499 | 33.4738 | 29.678 | 0.72574 | 15.0626 | 16.5904 | 9.4596 | 0.41855 | 0.067368 | 4.3077 | 13.7436 | 3.8149 | 5.0789 | 7.6039 | 7.0179 | 1.566 | 3.1547 | 14.7231 | 10.6387 | 9.9723 | 7.0101 | 49.4862 | 57.7564 | 44.8267 | 65.7787
5712
5713
5714
5715
5716 |  |  |  | 1.7693 | 5.8093 |  |  | 0.0072653 | 2.5097 | 294.9782 | 30.6658 | 27.3971 | 0.82024 | 15.8652 | 17.6358 | 54.4851 | [6 empty] | 10.496 | 9.0681 | 1.7451 | 3.1773 | 14.133 | 12.3125 | 11.7823 | 9.1541 | 52.1518 | 54.3073 | 43.0197 | 53.7136
5717 | 1.2813 | 4.2667 | 2.9476 | 2.5075 | 6.3722 | -1.0616 | 0.012337 | 0.0059946 | 1.5116 | 298.6873 | 42.4248 | 36.2459 | 1.3545 | 13.8022 | 14.8093 | 0.40947 | 0.069865 | 0.023626 | 1.5685 | 14.4444 | 2.1496 | 2.6176 | 8.0175 | 8.5052 | 2.2258 | 3.9472 | 12.185 | 9.1289 | 8.382 | 5.9422 | 54.2137 | 72.4537 | 56.1548 | 74.5396
5718
5719
5720 | 5.0691 | 11.4088 | 2.0252 | 2.0456 | 5.7173 | -0.54972 | 0.051006 | 0.0070015 | 2.7331 | 294.9029 | 31.74 | 30.1983 | 0.85928 | 15.8066 | 17.6591 | 6.0874 | 0.078394 | 0.051258 | 2.1346 | 15.0769 | 2.0336 | 3.5597 | 10.3795 | 8.5263 | 1.7653 | 3.2944 | 15.6018 | 10.6758 | 10.8011 | 7.0319 | 54.8229 | 71.6465 | 41.4401 | 67.0313
5721 | 6.0718 | 15.9778 | 2 | 2.9864 | 9.1935 | -0.075419 | 0.033629 | 0.0039252 | 3.3503 | 288.7499 | 51.4835 | 38.634 | 0.94884 | 10.6213 | 12.8281 | 1.6699 | 0.093919 | 0.037097 | 3 | 17.1633 | 0.030968 | 7.121 | 13.8062 | 11.6288 | 1.6376 | 2.5163 | 10.3612 | 5.6344 | 6.0139 | 4.2401 | 76.52 | 100.9871 | 66.4603 | 92.7328
5722 | 14.7146 | 24.8034 | 2 | 3.1813 | 7.9796 | 2.2453 | 0.062917 | 0.00665 | 4.0422 | 293.6698 | 31.9815 | 33.2404 | 0.87962 | 15.5264 | 18.0275 | 0.36534 | 0.060045 | 0.0625 | 1.8125 | 9.4375 | 0 | 0.020833 | 13.8055 | 12.0401 | 1.914 | 3.5247 | 15.5012 | 9.3546 | 10.0066 | 6.4987 | 61.3115 | 89.8547 | 42.4869 | 70.647
5723
5724
5725 | 2.495 | 8.1741 | 2 | 2.1491 | 5.8769 | -0.1069 | 0.01931 | 0.0070851 | 2.117 | 295.1822 | 27.169 | 28.3007 | 0.78594 | 17.1611 | 18.7579 | 5.319 | 0.074689 | 0.032069 | 1.7895 | 15.3158 | 3.5957 | 3.6897 | 10.7852 | 9.234 | 1.6407 | 2.9982 | 16.2011 | 13.4759 | 13.2807 | 10.2744 | 50.1502 | 58.8105 | 36.1833 | 49.3775
5726
5727
5728
5729
5730
5731
5732
5733
5734
5735
5736
5737 | 1.7588 | 7.012 | 2 | 3.2492 | 7.312 | 0.24055 | 0.0017647 | 0.0069986 | 1.4358 | 294.732 | 33.8819 | 29.1605 | 0.84512 | 15.2605 | 16.5957 | 23.4369 | 0.68656 | 0.020588 | 1.8235 | 9 | 0 | 0 | 9.8677 | 8.7689 | 1.8229 | 3.2805 | 14.1203 | 11.4266 | 10.7091 | 8.0352 | 55.588 | 52.99 | 44.9178 | 60.9697
5738 | 0.78663 | 2.3169 | 2 | 2.3568 | 6.5905 | -0.24476 | 0.0030443 | 0.0053939 | 1.0616 | 298.9558 | 50.3016 | 39.7622 | 1.5082 | 12.3326 | 13.2379 | 0.12807 | 0.10505 | 0.0060886 | 1.3729 | 11.6949 | 0.0029672 | 0.082852 | 7.3998 | 6.511 | 2.5899 | 4.3226 | 11.1513 | 6.7444 | 7.4887 | 4.1338 | 54.4201 | 81.3482 | 61.6107 | 89.0885
5739
5740
5741
5742
5743
5744 | 10.1731 | 20.4859 | 3 | 1.254 | 4.1925 | -0.74391 | 0.14 | 0.006934 | 2.565 | 295.0929 | 33.3499 | 30.0187 | 0.88675 | 15.2443 | 17.0496 | 14.2929 | 0.22356 | 0.040714 | 5.1538 | 22 | 4.0171 | 17.2857 | 10.7104 | 8.6223 | 1.8501 | 3.4755 | 15.1892 | 9.6959 | 9.994 | 6.0746 | 51.4879 | 76.5933 | 43.0614 | 72.4359
5745
5746 | 0.47192 | 1.1891 | 2 | 2.519 | 6.744 | -0.29341 | 0 | 0.0065949 | 1.6911 | 295.7202 | 41.0755 | 33.7474 | 1.0754 | 13.6794 | 15.1181 | 13.1644 | 0.46875 | 0 | 7 | 22 | 0 | 0 | 6.833 | 5.9951 | 2.1457 | 3.7433 | 13.4821 | 8.4749 | 9.1022 | 5.2895 | 47.1591 | 73.4863 | 50.3639 | 79.3712
5747 | 8.0863 | 19.1694 | 3 | 1.6958 | 4.2422 | -1.2415 | 0.10981 | 0.0068725 | 3.5352 | 296.4602 | 32.0892 | 30.8544 | 0.99575 | 15.8768 | 17.7463 | 6.3018 | 0.24802 | 0.033613 | 5.9621 | 21.2803 | 0.57613 | 7.7871 | 9.9987 | 8.6874 | 1.9137 | 3.5833 | 15.3917 | 11.0521 | 10.59 | 7.2362 | 53.2178 | 67.3558 | 42.526 | 64.7437
5748 | 5.0458 | 14.0024 | 2.8077 | 2.1912 | 6.677 | -1.0198 | 0.033769 | 0.0057855 | 3.7775 | 295.8439 | 46.2905 | 33.2782 | 1.2757 | 12.3182 | 14.4425 | 0.77797 | 0.085579 | 0.059079 | 1.9268 | 13.0854 | 3.4025 | 5.4615 | 9.1792 | 7.1554 | 2.2027 | 3.8346 | 13.0592 | 5.9947 | 8.2613 | 4.011 | 54.1606 | 95.1098 | 52.2794 | 92.4275
5749 | 2.647 | 8.124 | 2 | 2.6186 | 6.8131 | -0.16986 | 0.021171 | 0.0060562 | 2.3335 | 296.1185 | 39.5019 | 39.3943 | 1.1774 | 14.1962 | 16.0176 | 1.779 | 0.17785 | 0.020315 | 1.7638 | 15.0394 | 1.4958 | 1.9865 | 11.9558 | 10.3007 | 2.3469 | 3.9952 | 13.5112 | 7.7252 | 9.1685 | 4.8275 | 68.0129 | 99.502 | 50.2966 | 82.2712
5750
5751
5752
5753 | 11.7993 | 21.524 | 2 | 2.3254 | 5.7904 | 0.55221 | 0.042542 | 0.0068557 | 3.1478 | 290.7591 | 18.3482 | 20.185 | 0.46594 | 19.057 | 21.5355 | 1.2217 | 0.092764 | 0.042542 | 1.9773 | 16.2045 | 2.0786 | 5.8644 | 12 | 9.912 | 1.3609 | 2.0813 | 18.489 | 15.0841 | 14.7647 | 11.6146 | 40.4847 | 46.8519 | 27.9431 | 41.4232
5754
5755
5756 | 0.59238 | 6.0967 | 2 | 1.9954 | 6.3137 | -1.25 | 0 | 0.0069952 | 3.1156 | 295.5447 | 33.3796 | 29.4379 | 0.94823 | 15.1484 | 17.0944 | 34.4091 | 1 | 0 |  |  | 0 | 0 | 11.2142 | 9.5984 | 1.9168 | 3.543 | 13.5767 | 11.1174 | 11.1508 | 8.5244 | 55.9565 | 60.6272 | 46.0557 | 59.4115
5757
5758
5759 | 4.9879 | 13.3411 | 2 | 2.3147 | 6.2731 | -2.3519 | 0.072375 | 0.0071789 | 1.5866 | 293.8129 | 31.3099 | 26.3445 | 0.75078 | 15.6987 | 17.1238 | 16.4639 | 0.49419 | 0.029125 | 5.6957 | 19.4348 | 3.2304 | 13.5875 | 9.7835 | 8.5778 | 1.7355 | 3.0107 | 14.3404 | 12.1815 | 11.4278 | 9.0832 | 51.4288 | 48.7685 | 43.1074 | 55.1594
5760 | 11.5961 | 30.3575 | 3 | 2.5023 | 5.5817 | -0.86226 | 0.067763 | 0.004444 | 2.9591 | 291.231 | 50.275 | 36.6231 | 1.0303 | 11.1857 | 13.0974 | 2.3413 | 0.074899 | 0.028684 | 5.403 | 19.6119 | 0.52842 | 16.5 | 13.1989 | 11.2924 | 1.7297 | 2.7748 | 10.6459 | 6.104 | 6.0454 | 4.5122 | 67.7071 | 90.6575 | 65.9249 | 90.1782
5761 |  |  |  | 1.7963 | 4.671
5762
5763 |  |  |  | 2.3264 | 6.2542 |  |  | 0.0066898 | 2.5833 | 295.5845 | 35.3044 | 31.3117 | 0.997 | 14.9835 | 16.7914 | 6.395 | [6 empty] | 10.5514 | 9.3389 | 1.9933 | 3.7762 | 14.7323 | 9.3864 | 9.6978 | 5.9415 | 58.4971 | 68.4605 | 45.0993 | 73.6597
5764 | 4.7297 | 12.1962 | 2 | 2.7673 | 8.442 | -0.61808 | 0.041818 | 0.0073895 | 1.1302 | 291.5495 | 25.0642 | 24.6063 | 0.51416 | 17.1581 | 18.4217 | 9.0694 | 0.40275 | 0.041818 | 5.6 | 22.4 | 4.1791 | 7.3636 | 11.1338 | 9.8481 | 1.3879 | 2.0804 | 16.4218 | 14.9465 | 13.2298 | 12.8634 | 45.2169 | 46.8847 | 32.5838 | 39.4116
5765 | 5.6953 | 14.7134 | 2.9748 | 2.2348 | 5.0834 | -1.5205 | 0.056555 | 0.0052984 | 2.6484 | 294.6203 | 49.878 | 35.6896 | 1.2448 | 11.616 | 13.3579 | 3.9334 | 0.11394 | 0.06958 | 2.7093 | 18.6512 | 9.4805 | 11.8655 | 10.6906 | 7.8251 | 2.0699 | 3.6649 | 11.1704 | 5.8587 | 7.0906 | 3.8811 | 55.2599 | 84.4234 | 62.1155 | 93.6772
5766 | 2.2035 | 6.5573 | 2 | 1.9494 | 6.169 | 0.90625 | 0.01 | 0.0070465 | 2.4323 | 295.0353 | 33.9874 | 30.4238 | 0.88324 | 15.0836 | 16.7291 | 34.4845 | 0.43855 | 0.0075 | 1.5 | 22 | 0 | 0.25 | 10.9861 | 9.4943 | 1.7955 | 3.2724 | 13.6576 | 11.3711 | 11.2865 | 8.4041 | 54.7094 | 61.4566 | 45.791 | 59.4634
5767 |  |  |  | 3.2806 | 6.8285 |  |  | 0.0068507 | 1.8075 | 295.9681 | 35.7248 | 32.669 | 1.011 | 14.9631 | 16.4015 | 35.5848 | [6 empty] | 7.3922 | 6.9708 | 2.1082 | 3.7135 | 14.1319 | 10.106 | 10.4525 | 6.6855 | 51.1746 | 66.4755 | 46.059 | 69.0209
5768
5769 | 2.4379 | 8.1119 | 2 | 2.423 | 7.406 | 0.28457 | 0.012193 | 0.0063934 | 1.7972 | 297.1771 | 44.1993 | 35.5324 | 1.2672 | 13.2828 | 14.657 | 2.7868 | 0.12918 | 0.0070915 | 2.6087 | 12.6957 | 1.6912 | 1.4934 | 10.1089 | 7.8755 | 2.3759 | 3.9242 | 12.9524 | 7.0487 | 8.5854 | 4.5197 | 60.6188 | 93.6026 | 52.4223 | 85.7685
5770 | 1.3906 | 4.9585 | 2 | 2.7595 | 7.6243 | -4.9567 | 0.0044444 | 0.0067846 | 2.503 | 297.5293 | 45.1047 | 33.4603 | 1.3673 | 12.872 | 14.7055 | 0.81807 | 0 | 0.027778 | 1.5 | 13.5 | 4.0822 | 1.7778 | 10.3964 | 7.7328 | 2.5914 | 4.3521 | 12.569 | 6.0957 | 8.1902 | 4.1271 | 54.746 | 98.401 | 54.6567 | 91.8855
5771
5772
5773
5774 |  |  |  | 2.1732 | 6.656 |  |  | 0.0069164 | 3.5641 | 291.522 | 22.3449 | 23.6144 | 0.56159 | 17.577 | 20.5055 | 14.0786 | [6 empty] | 12.4201 | 10.2413 | 1.4845 | 2.2114 | 17.5859 | 12.8286 | 13.3503 | 9.0605 | 48.7953 | 62.2552 | 31.3405 | 52.7682
5775
5776
5777 | 8.4101 | 20.3551 | 2 | 2.231 | 6.009 | 1.751 | 0.030833 | 0.0066703 | 2.8727 | 296.7785 | 33.1728 | 32.892 | 1.0769 | 15.5383 | 17.406 | 1.1106 | 0.27125 | 0.038333 | 1 | 18.25 | 0.34583 | 1.6667 | 11.5036 | 9.8984 | 2.2835 | 3.7603 | 14.7788 | 10.3362 | 9.8507 | 6.5602 | 57.8116 | 79.8608 | 44.6708 | 67.4435
5778
5779 | 4.5406 | 17.149 | 2 | 2.3423 | 5.8937 | -2.4089 | 0.026439 | 0.0067847 | 1.7076 | 295.9357 | 35.811 | 30.7467 | 0.9702 | 14.9955 | 16.3176 | 3.9601 | 0.28053 | 0.037673 | 1.8855 | 14.7169 | 0.86608 | 4.018 | 9.4333 | 8.3639 | 1.8604 | 3.5268 | 14.4747 | 9.9226 | 9.8259 | 6.2298 | 50.4852 | 66.3715 | 44.8813 | 71.5071
5780
5781 |  |  |  | 2.3365 | 7.4042
5782 |  |  |  | 1.5346 | 4.9757
5783 | 2.559 | 8.0379 | 2 | 2.1722 | 7.6519 | 0.25771 | 0.0077869 | 0.0058718 | 2.5942 | 298.1706 | 47.5643 | 35.4342 | 1.5804 | 12.2881 | 14.427 | 2.9633 | 0.11051 | 0.0089344 | 2.004 | 15.1687 | 3.2172 | 3.5 | 11.327 | 8.426 | 2.8968 | 4.8899 | 11.4013 | 5.6845 | 7.3543 | 4.4251 | 65.9523 | 87.7611 | 60.6076 | 92.9554
5784 |  |  |  | 2.4348 | 6.3189
5785
5786
5787
5788 |  |  |  | 2.1251 | 7.3077
5789
5790
5791
5792 | 1.7767 | 6.177 | 2 | 2.496 | 6.2145 | -6.3373 | 0.031667 | 0.0068259 | 1.6837 | 295.98 | 35.405 | 30.493 | 0.96618 | 15.0922 | 16.4027 | 30.922 | 0.32271 | 0.033333 | 4.2 | 18.9 | 0.51 | 5.5 | 9.4401 | 8.3948 | 1.8653 | 3.5176 | 14.5617 | 10.0879 | 9.908 | 6.3487 | 50.2551 | 65.6202 | 44.4086 | 70.5669
5793 | 2.8198 | 7.9222 | 2 | 1.7126 | 5.1047 | -1.3 | 0.02 | 0.0068809 | 1.439 | 295.9974 | 35.9533 | 31.1694 | 0.97229 | 14.9379 | 16.2897 | 40.2772 | 0.83152 | 0.026667 | 10.5 | 22 | 0 | 2 | 9.9952 | 8.8982 | 2.0646 | 3.6253 | 13.6391 | 10.663 | 10.2592 | 7.2221 | 57.7794 | 60.2307 | 47.094 | 66.077
5794 | 4.3333 | 11.0491 | 2.9843 | 3.3868 | 7.1549 | -2.9319 | 0.037087 | 0.0066797 | 1.9827 | 294.4691 | 34.1456 | 31.7553 | 0.89025 | 15.2614 | 16.7549 | 1.6336 | 0.11909 | 0.034016 | 1.7778 | 11.6111 | 1.2141 | 7.5669 | 7.9768 | 7.4612 | 1.9097 | 3.4547 | 14.8946 | 10.1658 | 10.1678 | 6.5431 | 47.0043 | 68.3874 | 43.5013 | 69.4912
5795
5796
5797 | 2.5804 | 9.3046 | 2 | 2.1348 | 5.6873 | -1.2036 | 0.008843 | 0.0045664 | 2.0976 | 292.4339 | 39.9365 | 31.0547 | 1.0375 | 13.8855 | 15.8495 | 0.77615 | 0.10444 | 0.015537 | 1.8872 | 15.6241 | 0.41562 | 1.6074 | 7.9008 | 7.0931 | 1.9078 | 3.2376 | 13.5546 | 7.1918 | 8.5498 | 5.6001 | 48.2132 | 77.2881 | 51.7737 | 83.6083
5798
5799
5800
5801
5802
5803 |  |  |  | 2.9181 | 8.3543
5804 | 4.2556 | 12.6441 | 3 | 1.6141 | 3.897 | 0.25657 | 0.031667 | 0.0058567 | 2.3303 | 295.9102 | 51.0045 | 34.8439 | 1.3164 | 11.3815 | 12.8549 | 1.6036 | 0.081732 | 0.068171 | 3.9457 | 16.6739 | 2.4385 | 7.141 | 9.5622 | 8.1588 | 2.1795 | 3.6727 | 10.856 | 6.2687 | 6.7733 | 4.242 | 51.8891 | 72.2766 | 63.937 | 89.4098
5805 |  |  |  | 2.4692 | 6.792
5806
5807 | 1.4612 | 4.7908 | 2 | 2.0154 | 5.0542 | 1.1345 | 0.0033716 | 0.0061862 | 1.6409 | 297.6818 | 49.2342 | 33.7105 | 1.4261 | 12.0251 | 13.285 | 0.69658 | 0.0067023 | 0.0046658 | 1.9518 | 18.0732 | 0.80785 | 1.8966 | 7.9553 | 7.2049 | 2.5271 | 4.0128 | 11.3202 | 6.6103 | 7.2845 | 4.3565 | 46.75 | 71.855 | 62.1976 | 88.0175
5808 | 5.2929 | 11.779 | 2 | 2.3383 | 5.4791 | 1.719 | 0.072083 | 0.0061574 | 2.1075 | 296.4282 | 42.6293 | 33.4262 | 1.2152 | 13.5896 | 15.0879 | 4.8348 | 0.12785 | 0.08338 | 3.5714 | 20.4762 | 1.8796 | 6.2917 | 11.1049 | 8.1838 | 2.0512 | 3.8319 | 13.3617 | 7.063 | 9.2326 | 4.7283 | 47.6844 | 82.6096 | 51.4897 | 85.9014
5809 | 6.1762 | 15.7764 | 3 | 1.4945 | 3.8037 | -0.1162 | 0.057714 | 0.0070411 | 2.7848 | 296.5319 | 32.169 | 27.1683 | 0.9752 | 15.7459 | 17.4558 | 4.6571 | 0.22779 | 0.056571 | 6.0769 | 19.3333 | 0.75243 | 5.9286 | 8.4357 | 7.3877 | 1.9281 | 3.6693 | 15.0799 | 10.8704 | 9.6255 | 6.6835 | 44.9851 | 58.1891 | 43.028 | 66.9622
5810
5811
5812
5813
5814 | 4.3108 | 10.5812 | 2 | 2.3491 | 5.6727 | -2.9497 | 0.0608 | 0.0073846 | 1.717 | 292.7074 | 31.1977 | 29.6 | 0.64834 | 15.6599 | 17.121 | 36.6421 | 0.52645 | 0.0156 | 10.3684 | 22 | 1.5136 | 6.68 | 8.3262 | 7.5869 | 1.5585 | 3.0079 | 14.9394 | 11.5891 | 10.0749 | 7.4037 | 50.528 | 54.3966 | 44.1645 | 61.0198
5815 | 1.2639 | 4.4824 | 2 | 2.0536 | 5.2077 | 1.009 | 0.0037968 | 0.0060081 | 1.0987 | 299.2227 | 52.4322 | 37.2582 | 1.6002 | 11.5359 | 12.5574 | 0.56945 | 0.012561 | 0.009199 | 1.5029 | 12.9138 | 0.70267 | 0.54278 | 6.6052 | 6.1969 | 3.0244 | 4.3673 | 10.567 | 6.3547 | 7.6407 | 4.3497 | 52.5523 | 78.736 | 64.7096 | 89.2295
5816 |  |  |  | 2.5593 | 6.8364
5817 |  |  |  | 2.7008 | 7.3856 |  |  | 0.0060442 | 2.4378 | 296.1333 | 36.7571 | 35.2713 | 1.1405 | 14.8464 | 16.7389 | 1.3552 | [6 empty] | 11.084 | 9.3298 | 2.2563 | 3.8422 | 14.0924 | 8.3211 | 9.9359 | 5.3118 | 60.0374 | 88.2104 | 47.4879 | 78.5467
5818 |  |  |  | 1.5863 | 4.4511
5819
5820 |  |  |  | 2.2181 | 8.2071 |  |  | 0.0058159 | 2.2573 | 298.2568 | 48.4269 | 34.8381 | 1.594 | 12.079 | 14.0757 | 3 | [6 empty] | 11.1116 | 8.0097 | 2.9241 | 4.9378 | 11.025 | 5.7865 | 7.3266 | 4.497 | 65.3491 | 83.2326 | 62.0314 | 91.9254
5821 | 1.7989 | 5.1646 | 2 | 2.5379 | 5.4106 | -2.274 | 0.0094667 | 0.0058388 | 2.0561 | 296.7033 | 49.5281 | 31.944 | 1.353 | 11.8971 | 13.2812 | 6.5226 | 0.095641 | 0.033467 | 1.8636 | 16.4318 | 0.3904 | 1.5467 | 7.905 | 6.8043 | 2.2974 | 3.8109 | 11.754 | 6.4326 | 7.8827 | 4.4371 | 42.4748 | 67.5521 | 59.4479 | 89.1937
5822 | 1.8484 | 4.2885 | 2 | 2.1755 | 5.7003 | -3.9417 | 0 | 0.0068106 | 1.4886 | 296.6805 | 38.3774 | 33.0093 | 1.056 | 14.4474 | 15.6751 | 3.0466 | 0 | 0 |  |  | 0 | 0 | 8.9708 | 8.492 | 2.1376 | 3.7714 | 13.6311 | 9.5955 | 9.0153 | 5.7875 | 54.4386 | 71.2216 | 49.4401 | 73.1812
5823
5824
5825 | 5.2083 | 13.8497 | 3 | 1.8907 | 5.8342 | -1.6879 | 0.030302 | 0.0068847 | 2.8844 | 294.761 | 35.6971 | 31.2954 | 0.92353 | 14.7225 | 16.6093 | 0.62285 | 0.14038 | 0.049296 | 1.7471 | 14.4598 | 1.0946 | 2.4171 | 10.596 | 8.1279 | 1.866 | 3.6324 | 14.6919 | 8.717 | 9.0701 | 5.2343 | 52.5794 | 79.5837 | 46.3209 | 78.3615
5826
5827
5828
5829
5830
5831
5832
5833 |  |  |  | 2.8072 | 8.2981 |  |  | 0.0064181 | 1.6272 | 298.292 | 45.9001 | 39.0266 | 1.3768 | 13.0176 | 14.2204 | 3 | [6 empty] | 8.0013 | 6.4402 | 2.544 | 4.1244 | 11.316 | 7.5279 | 8.4986 | 5.0235 | 63.7762 | 83.1133 | 60.1984 | 83.5866
5834 | 6.6205 | 16.3989 | 2 | 1.9989 | 6.4628 | -2.9817 | 0.037963 | 0.0040406 | 2.8039 | 291.1352 | 47.3631 | 39.0447 | 1.053 | 11.9429 | 13.9759 | 1.0661 | 0.16319 | 0.091296 | 1.9324 | 14.6486 | 2.5564 | 4.7037 | 12.2507 | 10.3037 | 1.8318 | 3.1727 | 11.9295 | 6.0724 | 7.4104 | 4.8485 | 60.2321 | 93.3042 | 58.8828 | 90.5083
5835 | 5.1341 | 15.5398 | 2 | 2.0592 | 5.4657 | 0.033308 | 0.041113 | 0.0058322 | 2.5497 | 296.0662 | 46.8299 | 33.0254 | 1.2795 | 12.436 | 14.1883 | 1.1798 | 0.1353 | 0.046809 | 2.1871 | 16.354 | 3.1762 | 4.8758 | 7.9332 | 6.2473 | 2.1833 | 3.9407 | 13.0817 | 6.0782 | 8.6779 | 4.1333 | 50.8965 | 86.4823 | 52.1369 | 91.4111
5836
5837
5838
5839
5840
5841
5842
5843 |  |  |  | 2.5031 | 5.7016
5844
5846 | 1.0121 | 4.0092 | 2 | 2.6637 | 6.3029 | 0.60118 | 0.0080556 | 0.0062478 | 1.5633 | 293.8323 | 45.1407 | 35.9369 | 1.0166 | 12.6289 | 14.0472 | 0.46349 | 0.055545 | 0.026204 | 1.3065 | 8.3226 | 0.083796 | 0.36574 | 8.9879 | 7.5285 | 1.9809 | 3.7404 | 12.5031 | 7.239 | 7.9334 | 4.4857 | 53.5319 | 77.3954 | 54.2754 | 86.5446
5847 | 4.2947 | 9.5896 | 3 | 1.9755 | 5.8556 | 0.31576 | 0.055349 | 0.007006 | 2.3491 | 296.4245 | 34.0026 | 30.2789 | 1.0005 | 15.4109 | 17.0717 | 4.0538 | 0.10085 | 0.024884 | 2.72 | 16.24 | 3.2184 | 7.4496 | 8.2317 | 6.7941 | 1.9249 | 3.5966 | 14.8164 | 10.4303 | 10.8388 | 6.9237 | 49.1544 | 63.5535 | 43.1793 | 67.4002
5848 | 1.6516 | 5.8492 | 2 | 3.0223 | 9.497 | -0.093755 | 0.007958 | 0.0060523 | 1.7441 | 298.3329 | 49.6222 | 38.9639 | 1.5894 | 11.9675 | 13.6131 | 0.47922 | 0.13364 | 0.00912 | 1.4423 | 13.0193 | 0.95782 | 1.5721 | 13.4546 | 9.8259 | 3.0382 | 4.8249 | 10.6557 | 5.908 | 6.9866 | 4.5256 | 76.5892 | 95.1481 | 63.9593 | 90.6189
5849 |  |  |  | 2.4972 | 5.761 |  |  | 0.0072944 | 1.6908 | 294.1474 | 32.5295 | 28.3841 | 0.76664 | 15.4652 | 16.8943 | 18.6756 | [6 empty] | 7.2775 | 6.5867 | 1.74 | 3.2255 | 14.399 | 11.8429 | 10.6182 | 8.212 | 48.7329 | 51.0797 | 43.0883 | 58.8817
5850
5851
5852 | 4.6903 | 14.1019 | 2 | 1.9982 | 6.0451 | 1.1698 | 0.066296 | 0.007285 | 1.3271 | 291.9086 | 23.8818 | 23.7079 | 0.55128 | 17.4861 | 18.8277 | 11.1664 | 0.50047 | 0.026667 | 8.8519 | 21 | 7.5915 | 8.8519 | 11.0371 | 9.8405 | 1.3874 | 2.2144 | 16.4677 | 15.3399 | 13.7994 | 13.303 | 43.4302 | 45.3787 | 32.087 | 37.8076
5853
5854
5855
5856
5857 |  |  |  | 2.4711 | 6.1417 |  |  | 0.0066906 | 1.5596 | 295.7783 | 40.4749 | 34.7234 | 1.025 | 13.8545 | 15.1462 | 4.0231 | [6 empty] | 10.0753 | 8.9852 | 2.0525 | 3.7362 | 12.9771 | 8.7159 | 8.2769 | 5.0805 | 58.8411 | 76.7347 | 52.5744 | 78.4503
5858 |  |  |  | 2.516 | 6.4609
5859
5860
5861 | 13.757 | 26.6768 | 2 | 2.3126 | 7.8936 | -1.8933 | 0.052963 | 0.0068703 | 3.5346 | 290.8454 | 19.311 | 23.4454 | 0.50974 | 18.4036 | 21.3945 | 0.35528 | 0.070094 | 0.11222 | 1.3125 | 14.5625 | 0 | 0 | 13.614 | 12.1067 | 1.4262 | 1.9986 | 18.6325 | 14.2614 | 14.236 | 11.1669 | 50.1089 | 63.4449 | 27.8112 | 44.5522
5862 | 4.3199 | 11.2416 | 2 | 1.7884 | 5.9501 | 1.1407 | 0.031556 | 0.0061765 | 2.3678 | 297.1135 | 40.0874 | 41.5632 | 1.2431 | 13.9697 | 15.879 | 16.6572 | 0.37536 | 0.027556 | 1.9697 | 15.4545 | 0.38889 | 3.1556 | 13.6926 | 11.3054 | 2.4596 | 4.1339 | 12.8111 | 7.6344 | 8.7274 | 4.8565 | 76.8763 | 108.063 | 53.1371 | 82.4758
5863
5864
5865
5866
5867 | 7.078 | 19.0601 | 3 | 2.2549 | 6.505 | 2.4092 | 0.080429 | 0.006745 | 4.2635 | 294.9512 | 37.2249 | 34.2873 | 0.99529 | 14.4049 | 16.394 | 0.91996 | 0.084759 | 0.067 | 2.8 | 19.0625 | 1.1143 | 14.9714 | 10.2708 | 8.9509 | 1.7803 | 3.574 | 14.7348 | 9.0158 | 9.5509 | 6.1542 | 55.6677 | 78.8361 | 45.6901 | 73.7376
5868
5869 | 9.2929 | 20.2399 | 2.1014 | 1.602 | 4.9868 | -3.0262 | 0.056667 | 0.0068818 | 3.1106 | 296.6555 | 31.1677 | 31.2742 | 1.0175 | 16.1913 | 18.1263 | 0.62893 | 0.12347 | 0.06471 | 1.84 | 15.8933 | 1.2364 | 5.6014 | 10.9118 | 8.8676 | 2.2847 | 3.6532 | 15.0315 | 11.4397 | 11.0634 | 8.3057 | 55.7814 | 69.613 | 44.0575 | 60.6383
5870
5871
5872
5873 | 8.155 | 19.3068 | 2.9412 | 1.8054 | 6.1824 | -2.7484 | 0.032353 | 0.0043165 | 3.0559 | 291.6977 | 43.9504 | 36.4081 | 1.0327 | 12.6757 | 14.8095 | 4.9546 | 0.2163 | 0.044118 | 1.7143 | 7.4286 | 0.86706 | 4.7647 | 13.3826 | 10.5483 | 1.8657 | 3.1673 | 12.8459 | 6.5138 | 7.7404 | 5.1142 | 61.6288 | 96.7104 | 55.2131 | 87.8835
5874 |  |  |  | 2.5455 | 7.7336 |  |  | 0.0056572 | 0.85211 | 297.8756 | 46.767 | 36.6996 | 1.2833 | 12.9431 | 13.6999 | 1 | [6 empty] | 7.2601 | 6.6927 | 2.3012 | 3.6899 | 11.7574 | 8.1867 | 8.2088 | 5.0241 | 54.1307 | 73.6794 | 56.9434 | 80.8694
5875
5876
5877
5878 | 6.5749 | 14.977 | 2.9176 | 2.224 | 6.2325 | -2.6831 | 0.070879 | 0.0067851 | 2.36 | 296.6375 | 36.8783 | 32.2665 | 1.0691 | 14.8444 | 16.4154 | 0.11921 | 0.068138 | 0.028626 | 1.7383 | 14.1589 | 4.5742 | 15.989 | 7.6229 | 5.9866 | 2.0193 | 3.6876 | 14.2239 | 9.8365 | 10.6404 | 6.5156 | 51.5224 | 66.4751 | 45.9425 | 71.5826
5879 | 7.5947 | 18.1476 | 2 | 3.9061 | 9.1864 | -0.31532 | 0.041818 | 0.0065886 | 1.6041 | 293.0871 | 34.3405 | 33.5127 | 0.75725 | 14.8155 | 16.1818 | 1.0582 | 0.12456 | 0.076596 | 2.1261 | 14.1171 | 2.4895 | 9.3909 | 11.7812 | 10.9392 | 1.7754 | 2.7714 | 14.1131 | 11.6737 | 9.9192 | 8.7452 | 64.9394 | 73.8334 | 46.2319 | 58.0847
5880 | 4.706 | 12.274 | 2 | 3.8419 | 10.4119 | -0.50981 | 0.01665 | 0.0068159 | 3.8377 | 291.2104 | 21.4377 | 24.1656 | 0.58207 | 17.8532 | 20.9415 | 0.6744 | 0.1221 | 0.070964 | 1.4198 | 11.7939 | 0.015476 | 0.52041 | 14.2181 | 12.004 | 1.5345 | 2.2547 | 17.5759 | 12.2787 | 12.0806 | 9.5322 | 51.0764 | 67.6156 | 32.8055 | 52.484
5881
5882 | 2.095 | 6.5494 | 2 | 2.3668 | 8.4325 | -0.7507 | 0.012812 | 0.0058135 | 2.2384 | 298.2482 | 48.421 | 35.011 | 1.5909 | 12.0925 | 14.0795 | 28.6949 | 0.31123 | 0.012656 | 4.7105 | 18.2895 | 1.7667 | 4.2656 | 11.2186 | 8.0915 | 2.9205 | 4.9272 | 11.0298 | 5.8003 | 7.3358 | 4.5084 | 65.8817 | 83.8008 | 62.046 | 91.9106
5883 |  |  |  | 1.9446 | 5.8972
5884
5885 | 2.8541 | 9.2749 | 2 | 3.2736 | 10.4109 | -0.66854 | 0.058605 | 0.0072151 | 1.2967 | 292.747 | 28.78 | 25.7941 | 0.62901 | 16.471 | 17.489 | 9.4743 | 0.73292 | 0 | 11.7857 | 21.5952 | 6.517 | 8.3023 | 7.9467 | 7.6328 | 1.5004 | 2.1623 | 16.4277 | 13.3109 | 12.8081 | 10.1253 | 39.9206 | 44.7895 | 35.9485 | 47.491
5886
5887
5888
5889 |  |  |  | 1.7315 | 4.8487
5890 | 12.6062 | 28.3277 | 3 | 2.7559 | 8.3073 | 1.1031 | 0.053758 | 0.0052286 | 3.723 | 290.5346 | 44.0231 | 33.5147 | 0.91392 | 12.5332 | 14.6037 | 2.297 | 0.056949 | 0.16279 | 2.7636 | 16.1636 | 0.17309 | 2.5818 | 15.1878 | 11.171 | 1.7025 | 2.6771 | 12.2229 | 6.499 | 7.0271 | 4.4383 | 55.1108 | 80.4145 | 56.3631 | 87.5244
5891 | 4.8166 | 11.2111 | 2 | 1.8242 | 4.5105 | -2.4231 | 0.023011 | 0.0067097 | 2.4813 | 295.6898 | 43.4022 | 32.6771 | 1.1972 | 13.0035 | 14.6944 | 0.69413 | 0.057289 | 0.14083 | 1.879 | 14.8871 | 2.1123 | 2.5885 | 14.6507 | 10.3147 | 2.1037 | 3.7973 | 12.9766 | 6.8643 | 8.7406 | 4.6177 | 45.9118 | 75.9789 | 50.3927 | 86.7254
5892
5893 | 4.7043 | 12.7691 | 2 | 2.5589 | 6.5903 | 2.8801 | 0.053662 | 0.0070868 | 1.6754 | 294.0085 | 31.448 | 26.9161 | 0.77123 | 15.7157 | 17.1798 | 13.0838 | 0.47094 | 0.036338 | 5.3125 | 20.7656 | 5.4765 | 8.7042 | 9.9111 | 8.7043 | 1.7288 | 3.0874 | 14.6282 | 12.0494 | 11.1432 | 8.7099 | 52.9226 | 49.9198 | 42.695 | 56.8732
5894
5895
5896 | 2.0994 | 6.6278 | 2 | 2.1824 | 7.7369 | 1.567 | 0.01 | 0.0075619 | 0.8937 | 293.9552 | 29.6514 | 29.928 | 0.66977 | 16.3838 | 17.1513 | 18.7585 | 0.32311 | 0.034872 | 2 | 17.6786 | 3.4828 | 4.7436 | 10.3872 | 9.8273 | 1.7878 | 2.4424 | 14.6882 | 14.2775 | 11.2349 | 10.605 | 55.8694 | 54.3068 | 43.3936 | 45.9637
5897
5898
5899 | 1.0629 | 3.4045 | 2 | 2.1192 | 6.301 | -1.3809 | 0.0054425 | 0.0052169 | 1.3002 | 299.1114 | 50.0341 | 38.9984 | 1.5337 | 12.3818 | 13.405 | 0.86897 | 0.11103 | 0.020088 | 1.2449 | 7.898 | 0.0084071 | 0.0044248 | 6.9078 | 6.0862 | 2.6076 | 4.3359 | 11.2681 | 6.7336 | 7.7135 | 4.2684 | 52.4552 | 79.6556 | 61.0123 | 88.7893
5900 | 1.3336 | 5.1253 | 2 | 2.0862 | 6.586 | -0.33016 | 0.0096682 | 0.0061887 | 0.79758 | 299.2897 | 43.4757 | 36.8009 | 1.4045 | 13.8589 | 14.5629 | 0.74419 | 0.13815 | 0.035592 | 1.5327 | 13.7196 | 0 | 0 | 8.0688 | 7.4921 | 2.5678 | 4.1204 | 12.4539 | 8.6213 | 8.7414 | 5.4066 | 54.5773 | 78.0219 | 55.9196 | 78.719
5901
5902 | 3.5417 | 12.3063 | 2.0312 | 1.8567 | 4.5957 | 1.2028 | 0.030312 | 0.00603 | 2.0663 | 296.7534 | 50.797 | 33.2937 | 1.4228 | 11.3891 | 12.8268 | 9.7147 | 0.092224 | 0.051444 | 2.8252 | 15.6403 | 2.2603 | 2.808 | 8.7364 | 7.6772 | 2.4099 | 3.9943 | 10.8491 | 6.2872 | 6.9231 | 4.3276 | 49.4929 | 70.0654 | 64.2862 | 89.2729
5903 | 2.4115 | 7.9188 | 2 | 2.4152 | 6.5437 | -1.3072 | 0.014196 | 0.0071255 | 2.3509 | 294.9592 | 26.0602 | 27.4211 | 0.76439 | 17.3378 | 19.0471 | 2.5586 | 0.13777 | 0.021294 | 2.1969 | 15.2205 | 0.018784 | 0.023529 | 10.9975 | 9.6155 | 1.5729 | 2.8922 | 16.1966 | 13.8757 | 13.3838 | 11.0653 | 50.4378 | 56.9682 | 35.5753 | 46.6104
5904
5905
5906 |  |  |  | 1.6628 | 5.0431
5907 |  |  |  | 1.9203 | 5.0244
5908 | 0.51359 | 1.1108 | 2 | 1.9617 | 4.9755 | 18.6625 | 0 | 0.006644 | 1.3017 | 296.0754 | 40.2201 | 34.5853 | 1.0251 | 13.9823 | 15.1427 | 12.66 | 0.053351 | 0 | 6 | 8 | 0 | 0 | 10.2676 | 8.5411 | 2.0221 | 3.5982 | 13.0625 | 8.9786 | 8.9528 | 5.5915 | 57.3691 | 74.2439 | 50.8888 | 76.7193
5909
5910
5911
5912 | 2.7589 | 8.3221 | 2 | 2.0125 | 4.7338 | -0.80156 | 0.011615 | 0.0056709 | 1.6352 | 297.2371 | 57.0834 | 38.1326 | 1.5264 | 10.2814 | 11.5372 | 0.65715 | 0.053033 | 0.057569 | 1.8537 | 14.4037 | 2.0858 | 2.5464 | 6.0972 | 5.6527 | 2.6589 | 4.212 | 9.2175 | 5.4838 | 5.8033 | 3.5801 | 53.2828 | 78.575 | 73.7693 | 95.8333
5913
5914 | 3.8144 | 11.2935 | 2 | 2.1042 | 6.2224 | 1.8421 | 0.043158 | 0.0072742 | 2.0509 | 295.405 | 28.9426 | 28.0989 | 0.82429 | 16.6381 | 18.136 | 7.5959 | 0.26897 | 0.040137 | 3.2069 | 20.2414 | 4.1711 | 7.1447 | 9.7207 | 8.5259 | 1.7244 | 3.2489 | 15.3767 | 13.2393 | 12.7849 | 9.443 | 49.2895 | 55.1322 | 38.7571 | 52.3691
5915
5916
5917
5918 | 3.8761 | 12.6769 | 2 | 2.8767 | 7.9643 | -6.1448 | 0 | 0.0061032 | 1.9907 | 296.4586 | 42.4386 | 32.9922 | 1.2293 | 13.6638 | 15.23 | 6.0747 | 0.53334 | 0.015 | 1 | 22 | 7.05 | 3.5 | 9.4667 | 7.0404 | 2.3437 | 4.1081 | 13.216 | 7.192 | 8.141 | 4.3919 | 54.739 | 78.3689 | 52.2537 | 84.8319
5919
5920
5921
5922 | 8.6856 | 19.9553 | 2.6869 | 1.9422 | 5.4636 | 0.91268 | 0.074343 | 0.0053368 | 4.0698 | 293.2376 | 46.3621 | 32.9246 | 1.1191 | 12.1714 | 14.3315 | 9.1294 | 0.14616 | 0.054747 | 3.8209 | 17.4478 | 2.6394 | 6.5051 | 8.8872 | 6.9747 | 2.0063 | 3.4369 | 12.8959 | 5.9577 | 7.8812 | 4.082 | 56.1101 | 92.4345 | 53.2095 | 92.0638
5923
5924 |  |  |  | 3.7654 | 8.6456
5925
5926 | 5.5692 | 15.9217 | 2.2571 | 2.2591 | 6.9185 | -0.014556 | 0.026932 | 0.0057073 | 3.0392 | 296.9068 | 49.3022 | 33.8518 | 1.5235 | 11.7518 | 13.9505 | 0.62922 | 0.12726 | 0.024449 | 1.6561 | 13.6214 | 2.9342 | 3.5549 | 9.7157 | 6.8781 | 2.7558 | 4.8368 | 11.1979 | 5.4911 | 7.0749 | 4.0796 | 57.9372 | 82.259 | 62.0623 | 95.3083
5927 | 1.1155 | 3.4287 | 2 | 2.8651 | 7.8537 | -0.016521 | 0.022634 | 0.0064662 | 2.5218 | 297.4016 | 46.0493 | 32.3798 | 1.3686 | 12.591 | 14.383 | 1.322 | 0.079714 | 0.055269 | 1.8673 | 14.7117 | 4.2478 | 4.7581 | 10.8914 | 7.4961 | 2.5727 | 4.2461 | 12.0279 | 6.1558 | 8.2244 | 4.221 | 51.2443 | 87.3524 | 56.8942 | 90.8623
5928
5929
5930
5931 | 1.3553 | 4.7905 | 2 | 1.9872 | 5.1035 | -0.25036 | 0.0020991 | 0.0060737 | 1.372 | 297.9946 | 50.1559 | 35.6784 | 1.4548 | 11.9095 | 13.0658 | 1.661 | 0.089754 | 0.0078717 | 2.66 | 20.376 | 0.97557 | 1.5423 | 7.5309 | 7.0167 | 2.649 | 4.0201 | 11.0548 | 6.6242 | 7.3942 | 4.3499 | 50.4168 | 76.8498 | 63.1539 | 87.9613
5932
5933 | 5.168 | 12.6189 | 2.0087 | 2.2591 | 5.1732 | 0.10832 | 0.07113 | 0.005452 | 2.471 | 294.9621 | 50.1076 | 37.0937 | 1.2616 | 11.6511 | 13.3268 | 2.4619 | 0.17773 | 0.075043 | 4.2889 | 19.8667 | 3.0545 | 9.2174 | 11.1146 | 8.1098 | 2.0968 | 3.749 | 11.2353 | 5.7901 | 7.1274 | 3.8326 | 56.9349 | 88.6892 | 61.8752 | 94.317
5934 | 7.1362 | 14.8896 | 2 | 2.1088 | 5.8454 | -0.7964 | 0.044184 | 0.0067027 | 2.9818 | 296.6691 | 33.1249 | 32.9565 | 1.0672 | 15.602 | 17.4869 | 0.70456 | 0.20225 | 0.045649 | 1.5447 | 14.438 | 1.2544 | 3.9623 | 11.3604 | 9.621 | 2.2729 | 3.7444 | 14.806 | 10.4682 | 10.0555 | 6.9294 | 58.2661 | 79.1082 | 45.0307 | 66.5804
5935
5936
5937 |  |  |  | 3.1432 | 7.2854
5938 |  |  |  | 2.2341 | 6.9636 |  |  | 0.0071718 | 1.3184 | 292.1395 | 24.36 | 24.3328 | 0.57454 | 17.4017 | 18.7334 | 22.021 | [6 empty] | 11.1202 | 9.9386 | 1.4015 | 2.276 | 16.2398 | 15.0609 | 13.6217 | 12.9451 | 44.0441 | 47.0377 | 32.9816 | 39.1325
5939 | 2.2735 | 7.7146 | 2 | 1.9899 | 5.7973 | 0.22716 | 0.011554 | 0.0059691 | 1.7703 | 297.0001 | 47.4881 | 38.7574 | 1.3409 | 12.4485 | 13.827 | 0.84886 | 0.080853 | 0.039111 | 1.7864 | 13.8545 | 0.9381 | 1.8562 | 9.7828 | 7.7068 | 2.3024 | 3.9647 | 12.272 | 6.7353 | 8.6771 | 4.5966 | 57.1796 | 92.3864 | 55.5847 | 87.3832
5940
5941 | 2.6162 | 7.884 | 2 | 1.8426 | 5.3439 | -0.18989 | 0.024856 | 0.0063692 | 2.2164 | 296.9609 | 43.4467 | 32.9459 | 1.2809 | 13.2069 | 14.834 | 1.9508 | 0.10876 | 0.059021 | 2.7537 | 16.2734 | 1.323 | 2.742 | 14.1475 | 9.9411 | 2.2865 | 3.8956 | 13.3185 | 7.1993 | 9.2688 | 4.887 | 45.1476 | 72.988 | 50.3673 | 84.8057
5942 | 4.3837 | 10.803 | 2 | 2.1686 | 7.9857 | -0.19835 | 0.034545 | 0.0058394 | 2.404 | 298.4116 | 48.488 | 34.343 | 1.6155 | 12.0605 | 14.0824 | 6.9085 | 0.2223 | 0.02 | 3.8696 | 19.1739 | 8.893 | 8.4545 | 10.4758 | 7.5568 | 2.9742 | 5.024 | 10.9778 | 5.7161 | 7.2349 | 4.4029 | 63.1561 | 80.8824 | 62.2081 | 92.2319
5943
5944
5945 | 1.1602 | 4.5605 | 2 | 2.1855 | 5.012 | 0.91738 | 0.015405 | 0.0063382 | 1.9057 | 297.117 | 47.2265 | 32.0805 | 1.3524 | 12.365 | 13.7281 | 2.8024 | 0.078775 | 0.032973 | 2.8148 | 16.4444 | 1.1784 | 2.2432 | 8.0215 | 7.2491 | 2.4068 | 3.8586 | 11.7639 | 6.9099 | 7.423 | 4.5138 | 44.6379 | 69.0803 | 60.165 | 86.3849
5946 | 4.7779 | 14.0467 | 2 | 2.321 | 5.3817 | -0.15189 | 0.05283 | 0.0053337 | 2.2316 | 295.2377 | 50.3817 | 38.0594 | 1.2735 | 11.583 | 13.1421 | 3.1657 | 0.2174 | 0.073019 | 3.6591 | 17.2727 | 1.2396 | 1.3962 | 9.1554 | 7.1384 | 2.0643 | 3.6421 | 11.5297 | 6.1831 | 7.6711 | 4.3748 | 56.166 | 88.4026 | 59.6576 | 90.4285
5947
5948 | 2.2709 | 6.1262 | 2 | 2.7682 | 7.5803 | -0.20602 | 0.026934 | 0.0062802 | 3.2598 | 296.6023 | 47.0358 | 34.0586 | 1.3605 | 12.1206 | 14.163 | 0.68509 | 0.04483 | 0.051486 | 1.6432 | 15.1518 | 2.1034 | 4.3829 | 12.8665 | 8.5745 | 2.4561 | 4.2304 | 12.3839 | 5.8166 | 8.261 | 4.0391 | 54.2967 | 96.3953 | 55.0016 | 92.9708
5949
5950 |  |  |  | 2.0343 | 5.5935
5951
5952
5953
5954
5955
5956 | 2.3031 | 6.2374 | 2 | 2.1187 | 5.4622 | 0.067776 | 0.0025862 | 0.0059886 | 1.0467 | 298.4836 | 52.9774 | 36.6719 | 1.5343 | 11.4097 | 12.397 | 1.2794 | 0.069675 | 0.0037931 | 1.375 | 15.1111 | 0.019397 | 0.28448 | 7.2479 | 6.6261 | 2.8481 | 4.2151 | 10.4843 | 6.4119 | 7.4987 | 4.5139 | 53.2077 | 76.3185 | 64.8445 | 88.2406
5957
5958 |  |  |  | 2.6252 | 7.7506 |  |  | 0.0060772 | 1.9593 | 296.5976 | 40.6995 | 31.5311 | 1.2096 | 14.0709 | 15.5979 | 17.9201 | [6 empty] | 9.5088 | 7.0138 | 2.3282 | 4.0235 | 13.4631 | 7.7519 | 8.4024 | 4.6887 | 52.8016 | 74.0119 | 51.0295 | 81.3914
5959 | 8.9875 | 22.6431 | 3 | 2.7921 | 7.4911 | 6.2275 | 0.24667 | 0.006978 | 2.7966 | 295.376 | 33.8615 | 30.8747 | 0.9364 | 15.1338 | 16.9248 | 1.3556 | 0.057548 | 0.17667 | 7.3333 | 22 | 2.2167 | 21.6667 | 11.3699 | 9.6754 | 1.9013 | 3.4571 | 13.8169 | 11.2222 | 11.1556 | 8.3266 | 56.2496 | 63.2253 | 45.9267 | 59.733
5960 | 7.297 | 17.381 | 2.9863 | 1.4388 | 3.8033 | 2.0601 | 0.079452 | 0.0070282 | 3.1847 | 297.0317 | 30.7587 | 29.0686 | 0.99581 | 16.2698 | 18.0571 | 8.7998 | 0.20024 | 0.043356 | 3.7653 | 17.9694 | 2.0805 | 14.3219 | 9.3502 | 8.2188 | 1.9355 | 3.6051 | 15.6938 | 11.7805 | 11.0531 | 7.6885 | 50.0212 | 61.8453 | 41.0262 | 61.8503
5961 | 7.1907 | 15.1302 | 2 | 1.9075 | 5.7328 | -0.15543 | 0.073514 | 0.0041255 | 2.5644 | 289.9016 | 46.2524 | 36.4278 | 0.97731 | 12.1922 | 14.2392 | 0.9273 | 0.10034 | 0.027568 | 4.963 | 17.4815 | 0.076216 | 4.2703 | 13.8072 | 10.4847 | 1.7409 | 3.0978 | 12.1157 | 5.89 | 7.3553 | 4.5768 | 61.8978 | 98.7638 | 57.6327 | 91.4993
5962
5963 |  |  |  | 2.3637 | 7.7552 |  |  | 0.0074683 | 0.95283 | 293.6055 | 29.8302 | 30.5874 | 0.64375 | 16.4078 | 17.2302 | 2 | [6 empty] | 10.6778 | 10.1059 | 1.7925 | 2.397 | 14.3427 | 13.6795 | 10.3222 | 9.7682 | 58.7691 | 57.0318 | 45.8078 | 49.9745
5964
5965
5966
5967
5968
5969
5970 | 1.9934 | 5.2504 | 2 | 2.172 | 5.4944 | 0.89058 | 0.010625 | 0.0071202 | 1.9859 | 295.292 | 30.711 | 30.3951 | 0.83624 | 16.3139 | 17.8913 | 6.731 | 0.083669 | 0.02 | 2 | 11 | 0.6375 | 0.625 | 10.0302 | 8.5512 | 1.6484 | 3.1906 | 15.7014 | 11.8593 | 12.2264 | 8.3466 | 51.479 | 64.5357 | 39.0851 | 59.3854
5971 | 10.8847 | 23.1666 | 2 | 1.8759 | 5.3552 | -0.96738 | 0.061707 | 0.0062957 | 5.0914 | 292.6269 | 29.0312 | 32.0375 | 0.79487 | 16.4194 | 19.4147 | 1.9369 | 0.2108 | 0.074927 | 3.0815 | 17 | 0.32254 | 10.0878 | 14.422 | 12.0118 | 1.6686 | 3.2289 | 16.6776 | 9.0838 | 10.5664 | 5.7578 | 56.9748 | 91.3306 | 36.7834 | 73.7146
5972
5973 | 4.5914 | 13.7915 | 2.0143 | 2.0818 | 5.4361 | -1.2585 | 0.058429 | 0.0070855 | 2.7555 | 295.9672 | 24.0963 | 25.4071 | 0.83306 | 17.9152 | 19.808 | 1.4749 | 0.10732 | 0.04 | 2.7647 | 19.098 | 1.8729 | 6.7857 | 11.0088 | 9.0876 | 1.847 | 3.1446 | 16.5829 | 14.2972 | 13.9879 | 11.879 | 47.3467 | 54.3243 | 34.722 | 45.3365
5974 | 1.3935 | 4.7204 | 2 | 2.2384 | 6.2039 | 6.8345 | 0.012632 | 0.0068811 | 1.4383 | 295.9956 | 35.9549 | 31.1692 | 0.97213 | 14.9374 | 16.2888 | 18.8625 | 0.67994 | 0.024211 | 8.5 | 22.3571 | 0.70421 | 1.4737 | 9.9947 | 8.8978 | 2.0644 | 3.6248 | 13.6377 | 10.6634 | 10.2595 | 7.223 | 57.7775 | 60.2239 | 47.0963 | 66.0721
5975
5976
5977 | 2.135 | 6.1641 | 2 | 2.4499 | 6.7736 | -0.39704 | 0.041395 | 0.0067261 | 1.932 | 297.1107 | 42.2836 | 30.515 | 1.2482 | 13.6166 | 15.0626 | 4.6353 | 0.19262 | 0.024651 | 3.125 | 16.8125 | 3.1916 | 9.7907 | 8.6855 | 6.4282 | 2.3203 | 4.1101 | 13.4523 | 6.9087 | 9.5186 | 4.661 | 50.4932 | 72.1599 | 50.744 | 84.0434
5978
5979
5980 | 3.5291 | 10.3801 | 2 | 2.3716 | 6.9603 | -0.84446 | 0.041934 | 0.006347 | 1.8408 | 297.0206 | 40.63 | 33.9728 | 1.2111 | 14.0434 | 15.4226 | 0.63238 | 0.046024 | 0.039107 | 1.4808 | 11.5962 | 1.8776 | 2.284 | 8.2787 | 6.6113 | 2.2702 | 3.8801 | 13.8074 | 7.9914 | 9.98 | 5.0826 | 50.1961 | 80.2572 | 48.0414 | 80.5481
5981
5982 | 0.40341 | 1.1162 | 2 | 2.4132 | 5.3621 | 0.17279 | 6.4103e-05 | 0.0063004 | 0.66174 | 299.6836 | 61.1274 | 46.1853 | 1.7594 | 9.924 | 10.632 | 0.54549 | 0.10909 | 0.00041667 | 1.3182 | 13.2455 | 0.12981 | 0.044872 | 7.7471 | 7.0923 | 3.1789 | 4.415 | 8.3955 | 5.1903 | 5.8636 | 3.5192 | 67.5824 | 92.9489 | 77.2722 | 97.5754
5983
5984 | 2.0062 | 6.4224 | 2 | 3.0969 | 7.2306 | -0.1134 | 0.017204 | 0.007212 | 1.4872 | 295.2455 | 30.0726 | 25.8966 | 0.78767 | 16.323 | 17.6088 | 2.2633 | 0.18725 | 0.034247 | 1.8 | 15.472 | 1.1863 | 3.2043 | 7.4252 | 7.5942 | 1.6414 | 2.9584 | 15.4327 | 12.4199 | 10.932 | 8.198 | 43.9767 | 50.4114 | 40.4769 | 58.2633
5985 | 2.3185 | 6.4366 | 2.8648 | 2.4108 | 6.7096 | 0.34645 | 0.021926 | 0.0059198 | 2.5234 | 296.574 | 47.008 | 32.9942 | 1.323 | 12.3753 | 14.0858 | 5.4491 | 0.025055 | 0.022541 | 2.0562 | 17.725 | 1.9787 | 2.5533 | 7.6147 | 5.8857 | 2.3554 | 4.106 | 12.9305 | 6.2713 | 8.6405 | 4.2493 | 49.3036 | 82.4583 | 53.4068 | 90.4126
5986 |  |  |  | 2.0406 | 6.0756 |  |  | 0.0046233 | 2.0608 | 292.7303 | 37.7433 | 29.2938 | 1.0304 | 14.534 | 16.5137 | 18.203 | [6 empty] | 7.7766 | 6.8085 | 1.9184 | 3.354 | 13.848 | 7.7128 | 9.0382 | 5.7384 | 47.4454 | 73.3745 | 50.0788 | 80.9946
5987
5988
5989
5990 | 3.355 | 8.5238 | 2.6175 | 2.965 | 7.6907 | 1.4037 | 0.014332 | 0.0063727 | 3.2138 | 296.6594 | 48.2742 | 35.6063 | 1.3958 | 11.9255 | 13.9312 | 4.9624 | 0.15888 | 0.068894 | 4.4765 | 18.6309 | 3.7741 | 4.3502 | 11.6394 | 8.4046 | 2.5287 | 4.4656 | 12.3038 | 5.5081 | 7.9436 | 3.7104 | 58.4123 | 104.7048 | 55.8307 | 96.0386
5991
5992
5993
5994
5995
5996
5997
5998
5999 | 1.1602 | 3.1907 | 2 | 2.7714 | 8.733 | -2.9273 | 0.0069195 | 0.0063872 | 1.2345 | 298.0223 | 45.9018 | 36.0485 | 1.4104 | 13.1336 | 14.3142 | 0.54541 | 0.065757 | 0.0034483 | 1.4051 | 13.1772 | 0.46926 | 0.58621 | 10.3443 | 8.4199 | 2.7341 | 4.5334 | 12.5856 | 6.6025 | 8.4939 | 4.6228 | 63.6741 | 96.8986 | 55.3239 | 87.9593
6000
6001
6002
6003 | 5.9201 | 23.6671 | 2 | 3.0352 | 9.395 | 4.1027 | 0 | 0.0069632 | 2.859 | 289.4611 | 17.0191 | 19.6918 | 0.33941 | 19.5988 | 21.952 | 14.4901 | 0.015625 | 0 | 1 | 22 | 0 | 0 | 12.5379 | 10.2166 | 1.1735 | 1.6798 | 19.0744 | 15.3717 | 15.5056 | 12.1293 | 39.8792 | 46.3574 | 25.6724 | 40.4393
6004 |  |  |  | 2.2982 | 8.3103 |  |  | 0.0058159 | 2.2573 | 298.2568 | 48.4269 | 34.8381 | 1.594 | 12.079 | 14.0757 | 47 | [6 empty] | 11.1116 | 8.0097 | 2.9241 | 4.9378 | 11.025 | 5.7865 | 7.3266 | 4.497 | 65.3491 | 83.2326 | 62.0314 | 91.9254
6005
6006 | 6.2243 | 17.1042 | 2 | 2.0784 | 5.6449 | 2.6235 | 0.057143 | 0.0073202 | 1.7078 | 292.8375 | 31.4311 | 29.3264 | 0.66172 | 15.6598 | 17.0962 | 23.4352 | 0.41231 | 0.075714 | 8.6667 | 22 | 2.53 | 1.4286 | 7.998 | 7.3926 | 1.548 | 2.9315 | 14.8927 | 11.6512 | 10.1973 | 7.6477 | 49.8948 | 53.3641 | 44.0003 | 60.2076
6007
6008
6009 | 4.0982 | 12.6139 | 2 | 2.0455 | 5.4427 | -0.65325 | 0.026406 | 0.0043787 | 2.0796 | 290.6963 | 43.0626 | 32.4781 | 0.9718 | 12.9841 | 14.9604 | 1.0884 | 0.11859 | 0.020338 | 2.4844 | 15.8533 | 0.043087 | 2.482 | 9.0194 | 7.5765 | 1.7456 | 3.0477 | 12.9075 | 6.4792 | 7.9456 | 5.0931 | 51.5272 | 82.8955 | 54.5064 | 87.6642
6010
6011
6012 | 2.4461 | 7.3354 | 2 | 2.3355 | 7.2467 | 0.12115 | 0.091011 | 0.0060988 | 2.0046 | 296.4945 | 41.8754 | 31.4954 | 1.2221 | 13.8093 | 15.3662 | 19.1737 | 0.69417 | 0.012809 | 8.8427 | 21.618 | 6.6036 | 7.9101 | 9.3779 | 6.8426 | 2.3422 | 4.0948 | 13.4181 | 7.3103 | 8.2076 | 4.448 | 52.9472 | 74.0397 | 51.6314 | 83.9754
6013
6014
6015 | 8.7393 | 20.2427 | 3 | 2.0855 | 6.4294 | -9.2598 | 0.18 | 0.007008 | 3.0872 | 295.5154 | 33.231 | 29.3228 | 0.94184 | 15.1861 | 17.1244 | 29.3165 | 0.26578 | 0.017778 | 11.625 | 22 | 1.3044 | 12.8889 | 11.1835 | 9.5755 | 1.9086 | 3.525 | 13.6063 | 11.1796 | 11.1832 | 8.5561 | 55.7655 | 60.302 | 45.8963 | 59.1142
6016
6017
6018
6019
6020
6021 | 2.0762 | 6.017 | 2 | 2.526 | 8.8104 | 0.32932 | 0.013372 | 0.0058898 | 2.0259 | 298.2836 | 48.5821 | 34.4095 | 1.5723 | 12.1537 | 13.9987 | 0.85962 | 0.044847 | 0.0067442 | 1.8511 | 14.4468 | 0.99826 | 2.3953 | 10.1313 | 7.2273 | 2.9092 | 4.8154 | 11.0963 | 5.9379 | 7.3764 | 4.5808 | 62.6814 | 80.1719 | 62.0755 | 91.0955
6022
6023
6024
6025
6026 | 12.2732 | 25.8086 | 3 | 1.4841 | 4.1196 | -4.2103 | 0.070345 | 0.0071142 | 3.3861 | 295.2944 | 23.9994 | 24.2653 | 0.79905 | 17.7949 | 19.8428 | 1.1221 | 0.083951 | 0.05181 | 2.9103 | 16.8077 | 0.56017 | 8.819 | 10.9065 | 8.8915 | 1.8379 | 3.0415 | 16.6153 | 13.9078 | 13.1258 | 10.8424 | 44.4699 | 52.009 | 35.8354 | 47.0788
6027 | 5.2323 | 14.1509 | 2 | 1.8849 | 5.4338 | -3.1596 | 0.020152 | 0.0064398 | 3.4371 | 294.0772 | 26.1534 | 26.1287 | 0.82071 | 17.3396 | 19.8202 | 1.213 | 0.22647 | 0.079848 | 1.7812 | 12.5312 | 0.72652 | 2.0152 | 11.9757 | 9.5103 | 1.6293 | 3.1284 | 17.6911 | 10.8237 | 12.3159 | 6.5045 | 45.6407 | 68.5252 | 31.7163 | 65.2772
6028
6029 | 1.151 | 4.5227 | 2 | 2.8945 | 7.5438 | -0.25 | 0 | 0.0065135 | 2.3205 | 297.5723 | 45.7361 | 32.8552 | 1.3688 | 12.6937 | 14.4269 | 2 | 0 | 0 |  |  | 0 | 0 | 11.5336 | 7.8848 | 2.5844 | 4.2206 | 12.0569 | 6.277 | 8.2524 | 4.3231 | 53.1253 | 91.029 | 56.5756 | 90.0559
6030 |  |  |  | 1.9225 | 5.5343
6031 | 14.9063 | 28.9262 | 3 | 1.391 | 4.0707 | -5.418 | 0.1455 | 0.0071178 | 3.6165 | 295.0021 | 26.5019 | 27.3653 | 0.80806 | 17.2478 | 19.3438 | 2.0075 | 0.022909 | 0.05 | 4.8571 | 20.7857 | 0.5095 | 11.85 | 10.9308 | 8.9803 | 1.9244 | 3.1677 | 16.185 | 12.8777 | 11.5982 | 9.3267 | 49.2132 | 61.2432 | 39.8124 | 53.2507
6032 | 6.1532 | 16.0064 | 2.4756 | 1.9902 | 5.2243 | -1.3443 | 0.06439 | 0.0070987 | 2.9148 | 295.905 | 23.803 | 24.9282 | 0.82988 | 17.9391 | 19.8854 | 0.83426 | 0.14218 | 0.061341 | 3.1525 | 18.8644 | 2.2113 | 10.1098 | 11.032 | 9.1022 | 1.845 | 3.1313 | 16.6226 | 14.3128 | 13.9923 | 11.8262 | 46.6973 | 53.6431 | 34.505 | 45.1405
6033 | 9.0769 | 19.1066 | 2 | 2.9386 | 8.5905 | 3.6746 | 0.042317 | 0.0071452 | 1.1937 | 291.9377 | 25.8837 | 26.1976 | 0.56947 | 17.0474 | 18.2767 | 1.4887 | 0.091307 | 0.050494 | 4.3462 | 17.8077 | 4.2409 | 6.561 | 11.3551 | 10.1382 | 1.3899 | 2.2741 | 16.3372 | 14.2221 | 13.439 | 11.8889 | 46.1469 | 51.4849 | 32.699 | 42.9975
6034 | 9.008 | 17.9764 | 2.1718 | 2.2894 | 6.2096 | 2.0964 | 0.055317 | 0.0058735 | 4.3699 | 296.459 | 45.7206 | 34.2278 | 1.4208 | 12.468 | 15.0249 | 1.7466 | 0.048199 | 0.11094 | 1.8582 | 13.1992 | 5.749 | 7.5317 | 9.2312 | 7.258 | 2.4834 | 4.5791 | 12.3285 | 5.5209 | 7.6584 | 4.1328 | 54.3075 | 90.4637 | 56.3975 | 95.0092
6035
6036 | 12.8373 | 23.314 | 2.9655 | 2.0305 | 5.1663 | -1.4647 | 0.052931 | 0.0069267 | 2.8261 | 294.9232 | 36.26 | 31.108 | 0.9317 | 14.6067 | 16.4667 | 4.41 | 0.039908 | 0.08431 | 1.6452 | 14.9032 | 0.38741 | 5.2069 | 10.0187 | 7.6588 | 1.8929 | 3.5661 | 14.4825 | 8.8837 | 8.9201 | 5.4522 | 51.6532 | 75.4871 | 46.8705 | 77.0213
6037
6038
6039 | 1.185 | 3.5357 | 2 | 3.1758 | 8.5257 | 0.81821 | 0.017756 | 0.0063522 | 3.0865 | 296.7018 | 46.0811 | 32.5609 | 1.3227 | 12.4448 | 14.4177 | 1.1565 | 0.09103 | 0.046195 | 2.5775 | 18.4225 | 2.7628 | 3.9902 | 11.5504 | 7.8122 | 2.3956 | 4.1301 | 12.5544 | 6.0179 | 8.3895 | 4.067 | 51.034 | 89.3417 | 54.5871 | 91.9501
6040 |  |  |  | 2.4945 | 5.8606
6041
6042 | 1.0942 | 3.6347 | 2 | 2.0254 | 5.5949 | -0.87714 | 0.019107 | 0.0063611 | 1.9646 | 296.948 | 43.713 | 31.0086 | 1.2729 | 13.2086 | 14.7045 | 0.75289 | 0.050691 | 0.025395 | 1.4016 | 12.3543 | 0.55409 | 0.82474 | 7.8782 | 5.5738 | 2.4363 | 3.9098 | 12.828 | 7.2157 | 8.6662 | 4.9147 | 45.1986 | 69.0439 | 54.1592 | 84.0958
6043 |  |  |  | 1.8764 | 5.0145
6044
6045 | 0.85798 | 2.5375 | 2 | 2.3472 | 5.8778 | -0.29917 | 0.0011321 | 0.0061707 | 1.7705 | 297.3903 | 45.5396 | 36.1999 | 1.3335 | 12.9476 | 14.3332 | 1.7369 | 0.086975 | 0.015943 | 1.5 | 12.3448 | 0.10519 | 0.43396 | 10.4853 | 7.9424 | 2.3541 | 4.0056 | 12.7419 | 7.0433 | 9.2631 | 4.7937 | 53.2981 | 85.8589 | 52.9699 | 85.4021
6046
6047 | 4.0171 | 10.3549 | 2 | 2.1047 | 5.3898 | -2.1176 | 0.045146 | 0.0061719 | 2.0681 | 296.5749 | 42.0894 | 33.3812 | 1.2157 | 13.7235 | 15.205 | 6.4213 | 0.29776 | 0.048489 | 4.4861 | 18.7361 | 4.1387 | 7.3786 | 10.9829 | 8.1229 | 2.0574 | 3.8408 | 13.5245 | 7.2585 | 9.4412 | 4.8244 | 47.5376 | 82.4139 | 50.5944 | 84.738
6048 | 7.7359 | 19.0956 | 2.9945 | 2.2119 | 6.7551 | 0.086515 | 0.05294 | 0.0045727 | 4.7542 | 289.799 | 51.6344 | 36.7353 | 1.0832 | 10.3915 | 12.889 | 3.7731 | 0.11069 | 0.059505 | 2.3818 | 14.3333 | 0.91069 | 5.3599 | 13.6731 | 9.6959 | 1.7992 | 3.1291 | 11.0535 | 5.241 | 5.9371 | 3.7609 | 70.7831 | 98.5209 | 62.6773 | 95.6816
6049
6050
6051
6052
6053
6054 | 1.3016 | 3.7554 | 2 | 2.4523 | 6.0742 | 0.66593 | 0.018 | 0.0068317 | 1.4662 | 296.4241 | 36.0292 | 31.4539 | 1.0067 | 14.9937 | 16.2223 | 23.2468 | 0.12544 | 0.034667 | 2.2222 | 18.5556 | 0.14933 | 0.26667 | 10.0082 | 8.7437 | 1.9855 | 3.635 | 14.3426 | 10.0555 | 9.6802 | 6.2295 | 52.2587 | 67.7978 | 45.2756 | 70.9778
6055 | 10.6632 | 22.7554 | 2.0096 | 2.2739 | 7.8134 | -5.5773 | 0.057981 | 0.0062673 | 4.4177 | 293.34 | 29.4295 | 28.2266 | 0.89803 | 15.8468 | 19.1843 | 0.85656 | 0.13952 | 0.026923 | 1.5312 | 15.6562 | 0.8299 | 6.5288 | 15.7335 | 12.4549 | 1.9744 | 3.3527 | 15.9992 | 8.4212 | 10.1593 | 5.9202 | 50.8902 | 87.5937 | 40.3993 | 75.8956
6056 |  |  |  | 2.402 | 6.1303 |  |  | 0.0065258 | 1.4745 | 295.955 | 39.178 | 34.6793 | 1.0574 | 14.217 | 15.5704 | 19.5347 | [6 empty] | 7.3517 | 6.8994 | 2.1509 | 3.7863 | 13.9456 | 8.8939 | 9.5212 | 5.689 | 49.5578 | 74.9524 | 47.9048 | 76.7901
6057
6058 |  |  |  | 1.5609 | 4.7875
6059 | 24.1523 | 51.0736 | 3 | 1.8284 | 5.0711 | -4.5948 | 0.145 | 0.0071399 | 3.4696 | 294.8957 | 23.3085 | 23.661 | 0.75764 | 17.9281 | 20.0004 | 1.9374 | 0.22122 | 0.058224 | 6.4375 | 19.875 | 1.0559 | 16.1818 | 10.8889 | 8.9224 | 1.771 | 2.915 | 16.7029 | 14.1109 | 13.1062 | 11.0751 | 43.6071 | 50.5814 | 35.4572 | 45.9157
6060 | 14.062 | 24.7963 | 2 | 3.0507 | 8.7272 | 4.1391 | 0.053109 | 0.0066536 | 5.109 | 292.5462 | 27.5655 | 25.5045 | 0.78937 | 16.6503 | 19.7151 | 0.54376 | 0.073783 | 0.094 | 1.2143 | 10.5857 | 0.12654 | 8.0522 | 11.873 | 9.0479 | 1.7713 | 3.1229 | 16.3234 | 9.3659 | 10.7911 | 6.9895 | 45.0786 | 67.6888 | 39.1219 | 69.215
6061
6062
6063 | 6.1063 | 14.1546 | 3 | 3.6215 | 7.394 | 0.28136 | 0.09125 | 0.0069085 | 1.9066 | 293.5739 | 33.3037 | 29.7469 | 0.79436 | 15.2721 | 16.7723 | 2.2513 | 0.21617 | 0.041458 | 4.6667 | 20.5455 | 5.8418 | 11.0625 | 7.3582 | 6.8104 | 1.6816 | 3.32 | 14.9392 | 10.791 | 10.1784 | 7.15 | 48.2948 | 58.9131 | 43.6396 | 65.4309
6064
6065 | 0.34887 | 1.0688 | 2 | 2.0409 | 6.2356 | -1.5824 | 0.0052201 | 0.0061114 | 0.8146 | 298.9693 | 45.3546 | 38.0251 | 1.3916 | 13.3565 | 14.0387 | 0.46529 | 0.14961 | 0.013145 | 1.4861 | 11.9306 | 0.019245 | 1.7547 | 8.279 | 7.9151 | 2.4392 | 4.1471 | 11.5174 | 8.4533 | 8.0748 | 5.1575 | 60.6468 | 83.0849 | 58.7241 | 80.1329
6066
6067 | 14.0705 | 39.0332 | 2 | 4.2532 | 11.811 | 0.8051 | 0.048475 | 0.0068518 | 2.7384 | 289.5351 | 18.1591 | 20.5402 | 0.37569 | 19.1409 | 21.431 | 5.4228 | 0.23813 | 0.050824 | 3.0227 | 16.25 | 2.0256 | 5.2542 | 12.4341 | 10.2014 | 1.2165 | 1.7185 | 18.4224 | 14.9574 | 14.6818 | 11.9099 | 41.7456 | 48.2299 | 28.2286 | 41.7129
6068
6069 |  |  |  | 3.0089 | 6.7584 |  |  | 0.0073205 | 1.5442 | 295.1498 | 32.1528 | 28.5771 | 0.82877 | 15.8028 | 17.1635 | 36.5688 | [6 empty] | 6.727 | 5.9919 | 1.8497 | 3.3398 | 14.3288 | 11.9636 | 11.1113 | 8.163 | 47.0957 | 53.2356 | 43.2204 | 59.2588
6070
6071
6072
6073 | 2.8327 | 10.5321 | 2 | 2.9653 | 8.2794 | 1.6309 | 0.010641 | 0.0071921 | 2.6567 | 293.3225 | 21.5847 | 22.618 | 0.61055 | 18.2692 | 20.2059 | 0.28161 | 0 | 0.015385 | 1.3333 | 9.9583 | 0.25974 | 1.2949 | 11.3232 | 9.4791 | 1.5902 | 2.4317 | 17.3097 | 15.1276 | 14.0792 | 12.0845 | 43.6263 | 49.7477 | 31.6879 | 41.7525
6074 | 10.2839 | 20.1024 | 3 | 1.9271 | 5.4484 | -1.7528 | 0.068456 | 0.0069005 | 4.853 | 294.3187 | 26.5824 | 26.4265 | 0.83951 | 16.8365 | 19.1713 | 0.30343 | 0.040098 | 0.077018 | 1.6434 | 13.6853 | 0.58439 | 4.0491 | 11.1929 | 9.3913 | 1.9746 | 3.2173 | 16.0124 | 12.1862 | 10.9026 | 8.9433 | 48.8205 | 60.8 | 40.1366 | 55.0487
6075 |  |  |  | 2.1429 | 5.5394
6076 | 1.4681 | 7.924 | 2 | 1.8596 | 5.6516 | -2.5679 | 0.02 | 0.0065109 | 1.4747 | 295.785 | 40.9778 | 35.5525 | 1.0297 | 13.8768 | 15.0575 | 30.749 | 1 | 0 | 18 | 22 | 4.36 | 5 | 10.1144 | 8.3581 | 2.0575 | 3.5773 | 13.0309 | 8.55 | 8.8706 | 5.4719 | 56.4875 | 76.8248 | 50.9882 | 78.7301
6077 | 8.3852 | 17.2787 | 2 | 2.5309 | 7.1776 | 5.1203 | 0.076512 | 0.0071538 | 2.5787 | 293.6207 | 25.7309 | 28.3492 | 0.69835 | 17.0913 | 18.8909 | 0.57827 | 0.024073 | 0.088837 | 3.0147 | 19.5588 | 11.8043 | 21.2558 | 12.7634 | 11.0291 | 1.5907 | 2.6658 | 16.023 | 14.1727 | 13.1952 | 10.6881 | 56.7875 | 60.0598 | 36.1195 | 46.43
6078
6079 |  |  |  | 2.3755 | 7.46
6080
6081 | 7.3061 | 16.8649 | 2.5781 | 2.1961 | 5.0576 | -1.5135 | 0.10219 | 0.005304 | 2.6437 | 294.6373 | 49.8417 | 35.7 | 1.245 | 11.6257 | 13.3659 | 4.24 | 0.19371 | 0.083281 | 5.4579 | 21.4019 | 7.2125 | 12.9141 | 10.6827 | 7.8208 | 2.0696 | 3.6652 | 11.1829 | 5.866 | 7.1026 | 3.8881 | 55.2507 | 84.47 | 61.9962 | 93.617
6082
6083
6084
6085
6086
6087 | 2.7943 | 9.7259 | 2 | 1.741 | 5.6118 | -2.7082 | 0.010667 | 0.0070883 | 2.6455 | 295.599 | 33.4749 | 29.7524 | 0.92381 | 15.183 | 16.9438 | 23.5944 | 0.40055 | 0.024667 | 7.3333 | 20.1111 | 0.43933 | 1.4667 | 11.0998 | 9.5461 | 1.8939 | 3.4553 | 13.6116 | 11.4726 | 11.2348 | 8.6672 | 55.3212 | 59.7984 | 45.8388 | 58.0881
6088 | 9.3902 | 23.1231 | 3 | 2.2508 | 5.1047 | -0.92501 | 0.074675 | 0.0051947 | 2.7046 | 294.0867 | 49.808 | 35.0845 | 1.2102 | 11.5988 | 13.3593 | 3.0351 | 0.11685 | 0.091169 | 3.5 | 16.4231 | 5.0901 | 14.013 | 10.5014 | 7.7862 | 2.0242 | 3.5504 | 11.1402 | 5.8935 | 7.037 | 3.9187 | 54.164 | 81.9488 | 61.5397 | 93.3032
6089
6090
6091 | 1.9583 | 6.181 | 2 | 1.8553 | 5.0854 | -1.2323 | 0.016914 | 0.0063514 | 2.4128 | 296.1892 | 43.8695 | 31.4091 | 1.2368 | 13.0287 | 14.7114 | 12.8692 | 0.080261 | 0.021358 | 1.7778 | 12.5778 | 1.4495 | 1.7901 | 12.1145 | 8.4142 | 2.1959 | 3.8514 | 13.3343 | 6.8618 | 9.2175 | 4.6886 | 43.297 | 70.3734 | 49.1968 | 86.5429
6092
6093 | 0.64828 | 3.4302 | 2 | 2.7102 | 8.0682 | -2.1118 | 0.0063636 | 0.0061875 | 1.3359 | 298.3038 | 48.4513 | 35.1396 | 1.4385 | 12.4386 | 13.6093 | 0.77386 | 0.18347 | 0.0072727 | 1.4 | 13.6 | 0 | 0.090909 | 9.2329 | 7.3162 | 2.7163 | 4.3212 | 11.7709 | 6.4115 | 8.0862 | 4.153 | 61.66 | 92.5421 | 58.5988 | 89.7958
6094 |  |  |  | 2.3585 | 6.041 |  |  | 0.006832 | 1.4512 | 296.4547 | 36.0721 | 31.52 | 1.0095 | 14.987 | 16.2098 | 38.1322 | [6 empty] | 10.0473 | 8.7677 | 1.9938 | 3.643 | 14.3276 | 10.0533 | 9.6645 | 6.2213 | 52.3965 | 67.9477 | 45.3352 | 71.006
6095 | 13.5005 | 30.18 | 3 | 1.7954 | 4.982 | -0.13835 | 0.0668 | 0.0059464 | 3.4067 | 294.4626 | 44.3262 | 31.5782 | 1.1546 | 12.6317 | 14.6663 | 0.79405 | 0.036455 | 0.13285 | 2.3498 | 17.5813 | 0.66368 | 0.912 | 13.6046 | 9.3318 | 2.0561 | 3.4525 | 12.7725 | 6.4751 | 8.0552 | 4.579 | 47.7543 | 74.5924 | 52.5802 | 87.9356
6096
6097
6098
6099 |  |  |  | 1.9121 | 5.9065
6100
6101
6102
6103 | 3.4738 | 8.5531 | 2 | 1.9869 | 6.4518 | 1.3235 | 0.02098 | 0.0064517 | 1.6068 | 297.3832 | 43.7836 | 32.3704 | 1.3034 | 13.2832 | 14.658 | 12.1537 | 0.06136 | 0.041176 | 1.85 | 12.65 | 0.25588 | 0.4902 | 13.2167 | 9.2692 | 2.4119 | 3.9319 | 12.9896 | 7.5166 | 9.1398 | 5.0917 | 47.4224 | 69.7567 | 53.5646 | 82.3372
6104
6105 |  |  |  | 2.3756 | 7.46
6106
6107 | 5.5012 | 13.6308 | 2.0241 | 2.0924 | 5.3967 | 0.78675 | 0.067982 | 0.0056967 | 3.186 | 294.9805 | 46.3524 | 30.2946 | 1.2162 | 12.3458 | 14.2753 | 0.94542 | 0.1048 | 0.12666 | 2.0905 | 17.9593 | 2.9097 | 4.1807 | 9.6789 | 6.4206 | 2.1218 | 3.6841 | 13.0606 | 6.0689 | 8.2747 | 4.2133 | 46.2934 | 75.5713 | 52.1933 | 91.1403
6108
6109 | 5.0601 | 12.393 | 3 | 1.9512 | 5.223 | 1.6336 | 0.043223 | 0.0057502 | 3.0749 | 295.3875 | 48.0404 | 32.4871 | 1.281 | 11.9976 | 13.8997 | 0.86376 | 0.056463 | 0.08303 | 1.8366 | 15.3497 | 2.3144 | 3.5379 | 9.0373 | 6.2058 | 2.1511 | 3.9677 | 12.8357 | 5.7892 | 8.0881 | 3.9259 | 49.416 | 83.4571 | 53.4806 | 93.618
6110
6111
6112
6113
6114 |  |  |  | 2.5424 | 6.6148
6115 | 2.6319 | 8.5082 | 2 | 3.0702 | 7.1919 | -1.0155 | 0.026667 | 0.0069781 | 1.7804 | 294.2398 | 31.6112 | 27.5916 | 0.79539 | 15.7357 | 17.2459 | 21.589 | 0.55994 | 0.040111 | 5.9178 | 18.7534 | 4.1787 | 6.3778 | 10.0619 | 8.8538 | 1.721 | 3.1781 | 14.9682 | 11.8934 | 10.807 | 8.2687 | 54.688 | 51.2806 | 42.2077 | 58.8987
6116 |  |  |  | 2.412 | 6.036
6117
6118 |  |  |  | 2.597 | 6.4559
6119 | 1.9836 | 5.67 | 2 | 2.232 | 7.1707 | -1.9997 | 0.020551 | 0.0058411 | 1.0941 | 295.8823 | 43.2389 | 34.9038 | 1.1183 | 13.3865 | 14.4864 | 0.21414 | 0.13859 | 0.07189 | 1.4388 | 13.3878 | 0.30798 | 0.64304 | 7.6502 | 7.654 | 1.8506 | 3.5916 | 12.7125 | 8.7841 | 8.3772 | 5.6509 | 54.743 | 71.4238 | 54.0946 | 76.7378
6120 | 9.8492 | 18.4306 | 3 | 1.7535 | 5.7233 | 1.5128 | 0.056938 | 0.0067833 | 4.1499 | 294.7422 | 30.9954 | 30.0802 | 0.91065 | 15.8614 | 18.004 | 0.010667 | 0.031185 | 0.035937 | 1.3333 | 12.9333 | 0.7685 | 3.6313 | 10.9709 | 9.0243 | 2.0728 | 3.3837 | 15.2944 | 10.874 | 10.6119 | 7.9073 | 53.0354 | 71.5755 | 43.3729 | 62.2814
6121
6122 |  |  |  | 2.4296 | 6.0971
6123 | 12.6905 | 26.4148 | 3 | 2.2952 | 6.7948 | -10.7237 | 0.10449 | 0.0072238 | 2.833 | 294.6304 | 30.0337 | 29.4338 | 0.82514 | 15.9892 | 17.8098 | 0.93339 | 0.11678 | 0.20618 | 4.4878 | 18.7317 | 1.554 | 15.2564 | 11.9557 | 10.0267 | 1.7565 | 3.2419 | 14.9899 | 12.0636 | 11.2993 | 8.6337 | 57.0348 | 63.7682 | 41.4768 | 56.8852
6124
6125 | 3.5208 | 13.7005 | 2 | 3.2043 | 8.8926 | 0.18445 | 0.015954 | 0.0063869 | 1.652 | 298.1613 | 45.5657 | 38.568 | 1.3656 | 13.0618 | 14.2823 | 1.1608 | 0.099742 | 0.020218 | 1.8171 | 14.5 | 2.55 | 2.7023 | 8.0014 | 6.4327 | 2.5199 | 4.0939 | 11.4893 | 7.5463 | 8.6101 | 5.0349 | 62.3383 | 82.8259 | 59.2253 | 83.4695
6126 | 13.7193 | 26.5324 | 2 | 2.9897 | 7.3358 | 2.038 | 0.073804 | 0.0068323 | 3.0496 | 292.2151 | 22.6496 | 25.611 | 0.60869 | 17.8857 | 20.0988 | 1.8195 | 0.083183 | 0.089395 | 2.8725 | 17.0539 | 1.0216 | 9.4669 | 13.8065 | 12.0312 | 1.5606 | 2.4524 | 17.0636 | 13.8294 | 12.562 | 10.1527 | 51.743 | 60.6596 | 34.8727 | 47.56
6127 | 3.5933 | 11.033 | 2.0089 | 2.6317 | 6.1927 | 1.8409 | 0.054732 | 0.0069052 | 1.9967 | 292.8406 | 33.152 | 30.8257 | 0.74468 | 15.2157 | 16.7402 | 15.2096 | 0.41007 | 0.048304 | 6.9674 | 21.4457 | 2.9896 | 5.4732 | 8.1633 | 7.5133 | 1.6041 | 3.1428 | 14.813 | 10.6747 | 9.9474 | 6.9849 | 50.6974 | 60.5643 | 44.9572 | 65.7489
6128
6129
6130
6131
6132
6133
6134 | 5.1181 | 12.154 | 2 | 2.6665 | 6.8824 | -2.2651 | 0.031458 | 0.0071618 | 1.8862 | 292.675 | 25.9764 | 28.2085 | 0.57801 | 17.2443 | 18.8458 | 0.65623 | 0.10228 | 0.051111 | 1.5577 | 13.2692 | 0.92035 | 3.5278 | 12.3547 | 10.6031 | 1.4724 | 2.629 | 16.3862 | 13.3479 | 10.9805 | 8.0943 | 58.3962 | 60.9353 | 37.8881 | 56.0504
6135 | 2.2304 | 6.7885 | 2 | 2.9619 | 9.5351 | -2.2921 | 0.064194 | 0.0071583 | 1.3615 | 292.8886 | 29.3237 | 26.5771 | 0.64414 | 16.3953 | 17.4303 | 7.1282 | 0.32388 | 0.019677 | 6.8636 | 21.2273 | 2.9161 | 4.8065 | 7.9926 | 7.6553 | 1.4955 | 2.2334 | 16.406 | 13.0269 | 12.8572 | 9.8923 | 40.8091 | 46.7264 | 36.2047 | 49.0027
6136
6137
6138 | 1.4241 | 4.839 | 2 | 2.1042 | 4.9727 | 0.3934 | 0.0048299 | 0.0063134 | 1.8792 | 296.9094 | 47.3756 | 32.3226 | 1.3195 | 12.3281 | 13.6496 | 1.8474 | 0.18363 | 0.031088 | 2.2 | 18.92 | 1.0384 | 2.932 | 7.7193 | 7.0669 | 2.35 | 3.7427 | 11.7294 | 6.992 | 7.4729 | 4.5574 | 44.8139 | 68.9493 | 60.3071 | 85.9414
6139 | 8.7834 | 20.6774 | 2.7755 | 1.9097 | 4.9621 | 0.46611 | 0.047959 | 0.0069809 | 1.9271 | 295.6003 | 36.0168 | 28.8957 | 0.91126 | 14.7984 | 16.2108 | 1.6599 | 0.11754 | 0.1451 | 1.5122 | 14.1951 | 2.345 | 9.4898 | 7.1605 | 6.9484 | 1.8435 | 3.4538 | 14.067 | 10.0396 | 8.8085 | 6.0847 | 46.3006 | 59.2422 | 48.6484 | 71.1057
6140 | 10.8585 | 21.8616 | 2.1638 | 2.6392 | 8.7537 | 1.246 | 0.035085 | 0.0049966 | 4.5857 | 293.0637 | 47.4561 | 35.9408 | 1.1737 | 11.8428 | 14.3655 | 0.87296 | 0.18056 | 0.10232 | 1.5789 | 8.5789 | 1.3941 | 8.8305 | 12.1929 | 9.0913 | 2.0756 | 3.765 | 13.4361 | 5.3174 | 7.4055 | 3.4839 | 59.242 | 105.6282 | 52.3481 | 97.2543
6141
6142 | 4.7747 | 15.6039 | 2 | 2.2957 | 6.8415 | -0.32011 | 0.023089 | 0.0046598 | 2.2189 | 292.4057 | 38.275 | 29.6198 | 1.0143 | 14.2119 | 16.4478 | 0.64481 | 0.1189 | 0.027808 | 1.7053 | 13.6947 | 7.5578 | 2.5969 | 7.7824 | 7.0078 | 1.8327 | 3.1223 | 13.7262 | 7.3958 | 8.6677 | 5.6757 | 47.4716 | 75.9418 | 51.2401 | 82.4916
6143 | 13.56 | 25.3392 | 3 | 1.9877 | 5.8271 | -0.76345 | 0.085093 | 0.0052399 | 4.2234 | 293.0419 | 46.6601 | 33.0143 | 1.113 | 12.0538 | 14.2829 | 1.5128 | 0.034398 | 0.073981 | 2.6119 | 16.4478 | 0.255 | 1.287 | 9.0644 | 7.0284 | 1.9861 | 3.394 | 12.8352 | 5.9071 | 7.6619 | 4.0575 | 56.6076 | 92.9094 | 53.6342 | 92.4622
6144 | 14.4397 | 27.8615 | 3 | 1.6619 | 4.6977 | -6.6026 | 0.075294 | 0.0067513 | 2.1417 | 296.0987 | 39.4919 | 30.9455 | 1.0336 | 13.9852 | 15.516 | 0.1845 | 0.0083268 | 0.045882 | 1.5 | 15.625 | 1.3524 | 25.3529 | 7.4752 | 6.8425 | 1.9698 | 3.896 | 13.4389 | 8.8658 | 8.1424 | 5.2958 | 47.6446 | 64.6705 | 51.6294 | 77.4948
6145 | 9.0404 | 20.6462 | 2 | 2.3062 | 5.5221 | -0.49478 | 0.047088 | 0.0066624 | 2.7078 | 295.6382 | 30.4616 | 32.2427 | 0.97334 | 16.0713 | 18.1742 | 1.1271 | 0.11311 | 0.073407 | 2.2935 | 16.3804 | 0.40593 | 6.9286 | 13.6526 | 11.6452 | 2.1007 | 3.7656 | 15.0874 | 11.0638 | 10.5187 | 6.7199 | 59.687 | 82.6011 | 42.1553 | 64.6538
6146 |  |  |  | 1.5163 | 4.6332
6147
6148
6149 | 6.3419 | 17.8691 | 2.2083 | 1.6177 | 4.247 | -0.59619 | 0.073333 | 0.0071047 | 1.7306 | 294.2821 | 30.9985 | 24.743 | 0.73264 | 15.9504 | 17.3673 | 16.6622 | 0.31088 | 0.26042 | 6.35 | 20.6 | 1.2833 | 6.2083 | 6.892 | 6.3742 | 1.7317 | 3.1522 | 15.0495 | 11.529 | 9.5063 | 7.0446 | 39.8157 | 50.2958 | 42.9126 | 63.7454
6150
6151
6152
6153 | 14.3921 | 28.687 | 3 | 2.1882 | 5.0282 | 2.0858 | 0.268 | 0.0051128 | 2.7478 | 293.6558 | 49.719 | 34.5889 | 1.1815 | 11.5928 | 13.3673 | 3.7228 | 0.090003 | 0.1608 | 11.8261 | 22 | 16.2748 | 50.48 | 10.339 | 7.7509 | 1.9858 | 3.4555 | 11.1257 | 5.9282 | 7.0027 | 3.956 | 53.2427 | 79.9282 | 60.9622 | 92.944
6154
6155
6156 | 5.0942 | 12.1617 | 2 | 2.6124 | 6.8459 | -1.9875 | 0.03998 | 0.0063301 | 3.1496 | 295.4407 | 37.98 | 43.4838 | 1.1114 | 14.4312 | 16.6352 | 0.91497 | 0.080564 | 0.057262 | 1.5064 | 14.3893 | 0.73992 | 2.1294 | 15.726 | 13.3134 | 2.238 | 3.9187 | 14.1242 | 7.5457 | 8.7467 | 4.7307 | 76.0891 | 121.203 | 47.6474 | 83.0861
6157
6158
6159 | 3.4974 | 8.4608 | 2 | 2.2662 | 6.1777 | -0.18474 | 0.06 | 0.0061179 | 2.4984 | 296.1896 | 48.9447 | 33.7912 | 1.3208 | 11.8879 | 13.5673 | 4.3874 | 0.1751 | 0.055676 | 3.2593 | 15.7037 | 6.2608 | 9.9459 | 8.6956 | 6.4861 | 2.3664 | 4.2128 | 11.9246 | 5.782 | 8.0663 | 3.946 | 55.2777 | 88.0598 | 57.7837 | 93.2202
6160
6161 | 4.9579 | 12.6561 | 2 | 2.1479 | 4.2984 | 0.2989 | 0.02943 | 0.0050398 | 2.2445 | 294.377 | 58.4764 | 38.212 | 1.3481 | 9.7785 | 11.2545 | 0.66875 | 0.10293 | 0.047089 | 2.6442 | 15.9519 | 2.4396 | 2.7025 | 5.4314 | 5.3778 | 2.2345 | 3.7271 | 8.9393 | 5.1644 | 5.099 | 3.1991 | 54.0742 | 81.0522 | 76.5423 | 97.9888
6162
6163
6164
6165 | 7.0092 | 18.8032 | 3 | 1.6511 | 4.2301 | 3.4489 | 0.13857 | 0.0067719 | 3.5129 | 295.8371 | 31.99 | 31.6611 | 0.94594 | 15.8731 | 17.7451 | 1.7157 | 0.10053 | 0.031429 | 7.1538 | 22 | 2.5464 | 21.2143 | 10.7872 | 9.2317 | 1.8773 | 3.5003 | 15.3596 | 10.8829 | 10.0457 | 6.7501 | 55.9556 | 70.4563 | 43.44 | 67.042
6166 | 3.1315 | 10.4449 | 3 | 3.305 | 7.1509 | -6.5974 | 0.041558 | 0.0067032 | 1.7751 | 295.0197 | 36.1169 | 32.6909 | 0.94989 | 14.7977 | 16.2663 | 4.0267 | 0.22194 | 0.041558 | 2.5106 | 16.1702 | 3.3123 | 6.5974 | 7.8858 | 7.1926 | 1.9214 | 3.5589 | 14.5609 | 9.5437 | 9.9014 | 5.9521 | 48.2223 | 70.7537 | 45.6939 | 73.5932
6167
6168 | 2.8488 | 8.1081 | 2 | 3.2214 | 7.907 | -2.985 | 0.011786 | 0.0061134 | 1.4086 | 297.5623 | 49.1201 | 35.0628 | 1.3814 | 12.2262 | 13.4614 | 1.0622 | 0.10336 | 0.029286 | 1.4118 | 17.5882 | 2.1064 | 1.4643 | 9.2817 | 7.5079 | 2.5848 | 4.1663 | 11.6653 | 6.272 | 7.9632 | 4.0594 | 62.9995 | 95.2077 | 59.2565 | 90.7721
6169 |  |  |  | 2.1061 | 6.6062
6170
6171
6172 | 18.1835 | 31.2809 | 2 | 2.3489 | 6.7705 | 8.42 | 0.058 | 0.0070171 | 2.9989 | 289.6596 | 16.2244 | 18.6988 | 0.36266 | 19.8206 | 22.2626 | 22.2217 | 0.17055 | 0.068 | 1.25 | 17.75 | 0.452 | 5.6 | 12.354 | 9.9665 | 1.221 | 1.849 | 19.5067 | 15.6761 | 15.4279 | 11.8106 | 37.8819 | 44.2789 | 25.055 | 39.2733
6173
6174
6175
6176 |  |  |  | 2.8903 | 7.348
6177
6178
6179 | 7.6224 | 24.2915 | 2 | 2.1432 | 6.5448 | -0.70139 | 0.0125 | 0.0038875 | 2.1567 | 290.6824 | 46.8251 | 36.8329 | 1.0174 | 12.3301 | 14.2788 | 2.5255 | 0.14776 | 0.040625 | 1.75 | 14.5833 | 0 | 3.5 | 14.0145 | 10.5799 | 1.8003 | 3.0926 | 11.6574 | 5.6849 | 7.1695 | 4.4611 | 63.7154 | 97.9406 | 60.3 | 92.9753
6180
6181
6182
6183 | 1.3189 | 6.6012 | 2 | 2.3785 | 7.2771 | 0.10919 | 0.0018182 | 0.0045216 | 1.4934 | 292.3823 | 39.9112 | 31.0982 | 1.0197 | 13.9701 | 15.6951 | 1.5949 | 0.28153 | 0.0090909 | 2.2857 | 19.8571 | 0.31455 | 1.4545 | 8.0059 | 7.1841 | 1.8296 | 3.0858 | 13.3658 | 7.4559 | 8.539 | 5.7671 | 49.9434 | 76.2398 | 52.8429 | 82.0343
6184
6185
6186 | 10.0223 | 21.875 | 2 | 2.4642 | 6.6989 | 0.56765 | 0.054502 | 0.0069585 | 2.976 | 289.7732 | 17.149 | 19.668 | 0.36607 | 19.5436 | 21.9486 | 3.8713 | 0.17999 | 0.12396 | 2.5544 | 17.5959 | 1.5375 | 5.4539 | 12.4316 | 10.1324 | 1.2118 | 1.7929 | 19.0514 | 15.3272 | 15.4225 | 11.9601 | 39.6937 | 46.4045 | 25.8569 | 40.6656
6187
6188 | 0.69242 | 2.4365 | 2 | 2.5666 | 7.0773 | 0.3955 | 0.010437 | 0.0062402 | 1.4168 | 298.1628 | 48.247 | 40.8963 | 1.4452 | 12.3983 | 13.6073 | 1.0472 | 0.13308 | 0.020546 | 2.2602 | 17.5772 | 0.96495 | 1.0464 | 9.0116 | 7.5066 | 2.6229 | 4.1862 | 12.049 | 6.8518 | 8.5762 | 4.7892 | 60.5235 | 95.2636 | 57.1951 | 86.3302
6189
6190
6191
6192
6193
6194 |  |  |  | 2.1707 | 6.3027
6195 | 1.5667 | 5.4912 | 2 | 2.6399 | 6.9242 | 0.18956 | 0.019293 | 0.006054 | 2.5327 | 296.4085 | 47.6611 | 33.0493 | 1.3098 | 12.1918 | 13.8977 | 0.56973 | 0.013407 | 0.040085 | 1.4889 | 13.4747 | 0.93715 | 1.6675 | 9.3801 | 6.6359 | 2.3565 | 4.0739 | 12.3215 | 5.964 | 8.3674 | 4.0012 | 52.7883 | 86.81 | 55.9109 | 92.2518
6196
6197 |  |  |  | 2.1749 | 6.0599 |  |  | 0.0071157 | 2.0816 | 295.016 | 26.7816 | 28.063 | 0.76514 | 17.2388 | 18.8099 | 3 | [6 empty] | 10.8352 | 9.3434 | 1.5995 | 2.9294 | 16.2873 | 13.5876 | 13.3846 | 10.6106 | 49.9002 | 57.5901 | 35.5953 | 48.1591
6198 |  |  |  | 1.7258 | 5.1495
6199
6200
6201
6202 |  |  |  | 3.2131 | 9.1737 |  |  | 0.0072561 | 0.77084 | 294.3753 | 31.7246 | 36.173 | 0.71532 | 16.1598 | 16.7952 | 6.8854 | [6 empty] | 13.5978 | 12.3038 | 1.9224 | 2.4964 | 14.0609 | 14.7584 | 9.7814 | 10.6452 | 76.2143 | 67.7249 | 48.4472 | 46.6102
6203
6204 | 1.4397 | 3.7999 | 2 | 2.9532 | 8.0539 | -0.3203 | 0.015 | 0.0060181 | 1.3772 | 297.8803 | 48.4491 | 35.0395 | 1.4156 | 12.3978 | 13.5785 | 0 | 0 | 0.0115 | 1.3333 | 22 | 0.0615 | 0.3 | 9.2822 | 7.383 | 2.6493 | 4.2305 | 11.8343 | 6.4017 | 8.1377 | 4.2607 | 61.4607 | 92.3238 | 58.0964 | 89.4325
6205
6206
6207
6208 | 5.7251 | 18.866 | 2 | 3.174 | 9.2138 | -0.45338 | 0.0010294 | 0.0072592 | 2.4245 | 291.4758 | 19.1903 | 20.1821 | 0.44581 | 18.8948 | 20.7354 | 1.6947 | 0.24488 | 0.011085 | 2.5 | 12.2419 | 0.45985 | 0.63971 | 10.9623 | 9.1428 | 1.3548 | 1.9427 | 18.1473 | 16.1888 | 14.5432 | 13.3655 | 39.1326 | 42.0624 | 29.1549 | 36.5852
6209
6210
6211
6212 | 3.8585 | 11.0173 | 2.3125 | 2.6113 | 7.0546 | -1.3935 | 0.051797 | 0.00698 | 2.9015 | 295.1199 | 33.4492 | 31.1063 | 0.91334 | 15.2211 | 16.9995 | 6.6893 | 0.2385 | 0.043984 | 3.2041 | 18.7245 | 0 | 0 | 11.028 | 9.4951 | 1.8098 | 3.4148 | 14.1824 | 11.139 | 11.4969 | 8.1892 | 55.337 | 66.3433 | 44.148 | 61.6747
6213
6214 | 8.3531 | 20.132 | 3 | 1.4259 | 3.8227 | -3.4937 | 0.062676 | 0.0067821 | 2.4898 | 296.3105 | 35.7668 | 28.6841 | 1.0125 | 14.9134 | 16.5345 | 1.0953 | 0.067593 | 0.061831 | 2.2212 | 17.5096 | 1.7658 | 9.3873 | 7.9264 | 6.8647 | 2.0129 | 3.7341 | 14.1369 | 9.6385 | 8.7223 | 5.5991 | 44.8941 | 61.9576 | 47.6269 | 73.8337
6215
6216 |  |  |  | 2.3279 | 6.2981 |  |  | 0.0072231 | 1.5439 | 293.719 | 31.2437 | 26.0702 | 0.74097 | 15.6906 | 17.097 | 21.3472 | [6 empty] | 9.7223 | 8.5171 | 1.7386 | 2.9739 | 14.2023 | 12.2448 | 11.5643 | 9.2624 | 50.7118 | 48.2159 | 43.3053 | 54.3369
6217 |  |  |  | 4.2873 | 9.5748 |  |  | 0.0067299 | 1.6861 | 297.5063 | 41.6435 | 36.6612 | 1.2017 | 13.8904 | 15.2847 | 1.559 | [6 empty] | 6.5847 | 6.3885 | 2.2896 | 3.9108 | 12.2288 | 8.6501 | 9.38 | 5.7388 | 58.6708 | 75.1529 | 55.3951 | 77.9759
6218 | 2.2631 | 6.626 | 2 | 2.2627 | 5.9689 | -4.1985 | 0.033743 | 0.0067656 | 1.3077 | 294.7365 | 31.3985 | 29.0826 | 0.84497 | 15.8914 | 17.1966 | 0.93294 | 0.14666 | 0.026899 | 2.1404 | 15.3534 | 1.323 | 4.3184 | 10.26 | 9.2793 | 1.6131 | 3.1303 | 15.5084 | 12.0974 | 12.4191 | 9.566 | 48.2262 | 61.3215 | 38.631 | 53.6094
6219 |  |  |  | 1.4998 | 4.3335
6220
6221
6222 | 2.9682 | 10.0767 | 2 | 2.3124 | 7.0271 | 0.029432 | 0.016266 | 0.0061326 | 3.3452 | 297.7425 | 47.6147 | 35.2301 | 1.5489 | 12.1807 | 14.4955 | 1.9695 | 0.10735 | 0.015193 | 2.0844 | 15.5455 | 1.8121 | 3.8755 | 10.1073 | 7.7355 | 2.8068 | 4.7362 | 11.6742 | 5.533 | 7.2681 | 4.24 | 62.5459 | 86.8907 | 59.9603 | 94.0015
6223
6224
6225
6226 | 6.1426 | 19.8351 | 2 | 4.4713 | 9.7207 | -0.54352 | 0.015728 | 0.0069567 | 2.7141 | 289.6661 | 17.6875 | 22.3614 | 0.38126 | 19.2508 | 21.4291 | 1.3062 | 0.03844 | 0.059392 | 1.375 | 8.9 | 0 | 0 | 14.3415 | 12.1321 | 1.2044 | 1.779 | 19.0041 | 15.3797 | 14.588 | 11.2604 | 45.3618 | 51.7909 | 26.6419 | 40.7961
6227 | 3.5962 | 11.8563 | 2 | 2.5189 | 6.4778 | 0.47234 | 0.026455 | 0.0062997 | 2.3177 | 296.5682 | 47.0119 | 32.5575 | 1.3103 | 12.3735 | 14.011 | 0.63398 | 0.07923 | 0.030769 | 1.9569 | 15.2536 | 1.6694 | 2.3545 | 9.1539 | 6.5243 | 2.3757 | 4.2044 | 12.4015 | 6.0345 | 8.4289 | 4.1042 | 53.4207 | 83.9285 | 55.6483 | 91.0196
6228
6229
6230
6231
6232 |  |  |  | 2.3957 | 7.48 |  |  | 0.0065727 | 1.8834 | 298.0489 | 45.448 | 31.6187 | 1.3884 | 12.9054 | 14.4418 | 10 | [6 empty] | 9.5208 | 6.8144 | 2.6502 | 4.2377 | 11.7599 | 6.4863 | 8.3024 | 4.5124 | 51.1023 | 83.1985 | 57.7569 | 88.3736
6233
6234 | 5.1775 | 13.5622 | 2 | 2.1434 | 6.2801 | 0.58056 | 0.056667 | 0.0072912 | 1.1552 | 291.3811 | 24.1618 | 23.752 | 0.50609 | 17.4048 | 18.6055 | 12.6602 | 0.42061 | 0.28889 | 7.5 | 19.875 | 5.5756 | 12.8889 | 10.5955 | 9.4079 | 1.3293 | 1.9281 | 16.5675 | 15.5104 | 13.4609 | 13.6394 | 43.4479 | 43.2904 | 31.7672 | 36.0949
6235
6236 | 23.4646 | 65.5207 | 3 | 1.4964 | 4.1949 | -5.3752 | 0.15759 | 0.0071185 | 3.5514 | 295.0598 | 25.9184 | 26.6277 | 0.80469 | 17.3748 | 19.4581 | 3.7169 | 0.12928 | 0.04549 | 7.0769 | 22.1538 | 0.52345 | 10.2759 | 10.9222 | 8.9552 | 1.9019 | 3.1347 | 16.2862 | 13.1266 | 11.9591 | 9.6869 | 48.0975 | 59.0754 | 38.8865 | 51.7968
6237 | 3.8474 | 9.6358 | 2.4292 | 1.8946 | 4.6071 | -0.099564 | 0.018805 | 0.0065838 | 2.4801 | 295.3722 | 43.271 | 32.4984 | 1.169 | 13.0196 | 14.7159 | 0.84258 | 0.057913 | 0.082721 | 1.5902 | 15.1445 | 1.3071 | 2.4624 | 14.6287 | 10.2801 | 2.0662 | 3.6896 | 12.9148 | 6.8568 | 8.5183 | 4.6315 | 46.8024 | 75.3384 | 50.7174 | 86.6529
6238
6239
6240
6241
6242
6243
6244
6245
6246 |  |  |  | 2.7844 | 7.9996
6247
6248
6249
6250
6251
6252
6253 | 9.7514 | 28.9248 | 2 | 2.0954 | 6.7244 | 0.68139 | 0.096571 | 0.0038839 | 2.3672 | 290.4362 | 45.6863 | 36.0808 | 0.99471 | 12.5501 | 14.5911 | 5.2512 | 0.12541 | 0.021601 | 4.5484 | 22 | 0.058571 | 5.3429 | 14.6119 | 10.9874 | 1.7508 | 3.0383 | 11.9536 | 5.8037 | 7.3861 | 4.5511 | 62.9103 | 99.0733 | 58.6825 | 91.8795
6254
6255 |  |  |  | 3.3547 | 8.0202 |  |  | 0.0072879 | 2.0409 | 292.5211 | 27.3828 | 22.1544 | 0.65016 | 16.4263 | 17.9919 | 28.3156 | [6 empty] | 9.9211 | 8.3946 | 1.598 | 2.722 | 15.3842 | 13.4838 | 12.4898 | 10.3819 | 45.0328 | 42.5263 | 38.0298 | 48.5883
6256
6257
6258
6259
6260 | 5.7206 | 14.3838 | 2.0012 | 1.9402 | 5.347 | -0.41976 | 0.044349 | 0.0060331 | 2.8616 | 295.2793 | 44.1147 | 29.7581 | 1.18 | 12.9556 | 14.7733 | 0.57839 | 0.061913 | 0.090201 | 1.5511 | 14.0826 | 2.3324 | 4.9578 | 10.0301 | 6.7903 | 2.0805 | 3.6471 | 13.4716 | 6.5707 | 8.8417 | 4.5621 | 42.6853 | 69.9393 | 49.2725 | 88.0276
6261 | 0.57495 | 5.9835 | 2 | 3.454 | 7.7675 | 7.1005 | 0 | 0.0074571 | 1.8737 | 291.7171 | 23.9693 | 19.9995 | 0.54543 | 17.3137 | 18.9002 | 37.1272 | 0.875 | 0.06 | 4 | 22 | 7.15 | 5 | 9.6704 | 8.2189 | 1.492 | 2.2954 | 16.4929 | 15.0017 | 12.989 | 11.7012 | 41.6797 | 38.6786 | 34.2016 | 41.7589
6262 | 3.0444 | 8.7582 | 2 | 2.2241 | 4.6129 | -0.43888 | 0.026033 | 0.0054834 | 2.0958 | 295.6664 | 58.7967 | 37.6984 | 1.4698 | 9.7091 | 11.1452 | 0.60718 | 0.026157 | 0.049531 | 1.7026 | 14.7543 | 1.9078 | 2.1315 | 5.369 | 5.2482 | 2.4542 | 4.0316 | 9.0263 | 5.2451 | 5.4319 | 3.3576 | 52.5101 | 78.6035 | 75.2273 | 97.2162
6263
6264 | 1.9346 | 5.9643 | 2.5565 | 2.4164 | 7.4074 | -2.3935 | 0.020484 | 0.0068553 | 1.6009 | 296.273 | 34.7682 | 29.2585 | 0.98031 | 15.2656 | 16.531 | 1.8873 | 0.13584 | 0.045968 | 1.7794 | 14.3088 | 0.97694 | 4.3387 | 8.0034 | 7.6467 | 1.8662 | 3.5327 | 14.583 | 10.6324 | 10.1467 | 6.6617 | 46.9466 | 60.0426 | 44.9301 | 67.748
6265
6266
6267 |  |  |  | 2.0909 | 6.2932 |  |  | 0.0071742 | 2.1129 | 296.0521 | 30.6699 | 29.2593 | 0.90812 | 16.129 | 17.6537 | 43 | [6 empty] | 10.5449 | 9.1789 | 1.8691 | 3.4021 | 14.6179 | 12.5823 | 12.2744 | 9.2557 | 53.0911 | 59.0583 | 41.8219 | 53.7105
6268
6269
6270 | 2.6712 | 8.9227 | 2 | 3.7525 | 7.7751 | -0.2617 | 0.0021739 | 0.0072655 | 1.7829 | 295.9575 | 35.4822 | 30.4793 | 0.95385 | 14.9887 | 16.4626 | 1.0764 | 0.26115 | 0.028043 | 1.3478 | 11.6522 | 0.7213 | 0.28261 | 6.2855 | 5.9927 | 1.902 | 3.5272 | 14.0416 | 9.8711 | 10.812 | 6.3417 | 47.2358 | 63.2477 | 45.3352 | 70.2449
6271
6272
6273 | 12.3479 | 25.478 | 3 | 2.1082 | 5.1368 | 0.49521 | 0.068 | 0.0059204 | 3.638 | 293.9423 | 45.077 | 30.5255 | 1.1429 | 12.4417 | 14.5173 | 1.1825 | 0.02478 | 0.076659 | 2.3529 | 17.8333 | 0.29578 | 3.4707 | 12.1391 | 8.1604 | 2.0476 | 3.505 | 12.6746 | 6.3171 | 7.9015 | 4.3871 | 46.9019 | 72.3181 | 53.1534 | 89.5156
6274
6275
6276
6277
6278
6279 |  |  |  | 1.9787 | 5.4675 |  |  | 0.0068555 | 1.7891 | 297.6645 | 40.3253 | 29.9047 | 1.2714 | 14.2633 | 15.6921 | 1.064 | [6 empty] | 9.2488 | 6.5911 | 2.4087 | 4.2233 | 13.9269 | 7.1277 | 9.891 | 4.8791 | 48.6631 | 72.615 | 49.0277 | 83.0225
6280 |  |  |  | 3.3998 | 8.0765
6281
6282 | 6.8895 | 16.5617 | 3 | 1.9647 | 5.2648 | -2.7408 | 0.04743 | 0.0071623 | 3.1311 | 294.7258 | 22.9254 | 23.5889 | 0.74819 | 17.9634 | 20.0182 | 0.54598 | 0.16082 | 0.046028 | 2.3769 | 15.5923 | 1.0329 | 6.514 | 11.1819 | 9.2602 | 1.7153 | 2.8841 | 16.894 | 14.4891 | 13.8821 | 11.4337 | 44.4517 | 52.049 | 33.5057 | 44.8414
6283 | 12.2681 | 28.2027 | 3 | 1.7836 | 4.3628 | -5.8707 | 0.17 | 0.0069791 | 3.4242 | 296.3651 | 31.1024 | 30.3986 | 0.95066 | 16.1799 | 18.0336 | 3.8357 | 0.18106 | 0.036667 | 6.6667 | 22 | 2.72 | 32.6667 | 10.1353 | 8.7589 | 1.8903 | 3.5448 | 15.7188 | 11.3086 | 10.6274 | 7.1778 | 53.5052 | 66.8437 | 41.431 | 64.3389
6284
6285
6286
6287
6288
6289 |  |  |  | 2.5291 | 6.8998 |  |  | 0.0060124 | 2.5323 | 296.1005 | 36.8159 | 33.7537 | 1.1392 | 14.7806 | 16.7186 | 1.8177 | [6 empty] | 10.9505 | 8.6754 | 2.2096 | 3.7657 | 14.2059 | 8.3545 | 9.6138 | 5.3326 | 58.0093 | 83.4574 | 47.0849 | 78.2494
6290
6291
6292 | 6.1478 | 14.5316 | 2 | 2.4027 | 6.1689 | -2.7325 | 0.056114 | 0.0066298 | 2.8079 | 296.9606 | 34.5983 | 34.4225 | 1.1112 | 15.1844 | 17.0829 | 0.55945 | 0.058995 | 0.056425 | 1.3659 | 14.2073 | 1.6283 | 3.3938 | 11.7005 | 10.1473 | 2.3348 | 3.8433 | 14.4059 | 9.8496 | 9.2705 | 6.0093 | 61.5149 | 84.1496 | 46.3789 | 70.7167
6293 | 4.0115 | 14.3145 | 2.2876 | 2.1406 | 5.1207 | 0.86713 | 0.034837 | 0.0054625 | 2.5066 | 295.1101 | 48.7592 | 35.9726 | 1.2472 | 11.9142 | 13.6039 | 10.2712 | 0.46919 | 0.052787 | 5.6846 | 21.0231 | 4.2264 | 5.902 | 10.4366 | 7.6915 | 2.0553 | 3.6689 | 11.5508 | 6.0832 | 7.4565 | 4.0965 | 54.9122 | 85.702 | 58.4167 | 91.8051
6294
6295 | 11.086 | 32.4099 | 2 | 2.4584 | 6.9039 | -0.075316 | 0.018205 | 0.0046676 | 2.0116 | 292.4232 | 37.8377 | 29.2613 | 1.0055 | 14.2723 | 16.3789 | 0.62243 | 0.21635 | 0.040307 | 2.1154 | 16.4231 | 13.6 | 3.2564 | 7.8255 | 7.0955 | 1.8004 | 3.0469 | 13.7601 | 7.7567 | 8.6929 | 5.9202 | 47.7103 | 74.2377 | 51.0785 | 80.3508
6296
6297 | 3.1178 | 8.2776 | 2.9621 | 3.2884 | 8.4719 | -2.9923 | 0.020293 | 0.0066013 | 1.069 | 296.7655 | 48.0091 | 41.9481 | 1.1777 | 12.1891 | 13.0429 | 0.19353 | 0.077801 | 0.053614 | 1.4739 | 14.4819 | 0.60682 | 1.7453 | 10.0432 | 9.3423 | 2.1531 | 3.6015 | 9.9984 | 8.7543 | 6.2681 | 5.821 | 74.0976 | 79.6843 | 68.0499 | 75.9361
6298
6299 | 4.7838 | 14.0622 | 2.3958 | 3.015 | 8.4653 | 3.1901 | 0.011771 | 0.0062834 | 3.3203 | 296.358 | 48.3936 | 35.7257 | 1.3845 | 11.8051 | 13.8629 | 3.543 | 0.24661 | 0.086042 | 2.5517 | 15.3793 | 2.1648 | 2.3229 | 12.7187 | 8.9141 | 2.5109 | 4.4313 | 12.1736 | 5.5483 | 7.9192 | 3.714 | 59.1179 | 105.9568 | 56.147 | 95.7031
6300
6301
6302
6303
6304 | 6.1734 | 15.6435 | 2.597 | 2.1979 | 5.104 | -0.51495 | 0.11448 | 0.0053382 | 2.6141 | 294.7395 | 49.6077 | 35.7589 | 1.2454 | 11.6881 | 13.4173 | 7.4348 | 0.28603 | 0.11084 | 6.3833 | 21.4667 | 14.5651 | 14.1343 | 10.6295 | 7.7929 | 2.0665 | 3.666 | 11.2624 | 5.9129 | 7.1791 | 3.9331 | 55.1776 | 84.7362 | 61.2225 | 93.2254
6305
6306 | 3.1666 | 8.8643 | 2 | 3.0836 | 7.7924 | -0.92847 | 0.020542 | 0.005997 | 2.7845 | 295.4511 | 38.8744 | 35.4358 | 1.1254 | 14.2166 | 16.2574 | 0.58554 | 0.10782 | 0.038867 | 1.459 | 14.1148 | 0.98427 | 1.6339 | 11.2961 | 8.9168 | 2.1655 | 3.785 | 14.0881 | 7.6578 | 8.901 | 4.8122 | 60.7077 | 90.197 | 47.7975 | 82.5508
6307
6308
6309
6310
6311 | 0.97245 | 2.3367 | 2 | 3.3695 | 8.3072 | -0.038477 | 0.0081818 | 0.0063336 | 1.3353 | 298.2216 | 44.8705 | 35.828 | 1.3724 | 13.248 | 14.4479 | 0.38387 | 0.05568 | 0.0047273 | 1.2308 | 13.2308 | 0.208 | 0.27273 | 9.9249 | 8.3428 | 2.5894 | 4.109 | 12.6362 | 7.2561 | 9.1012 | 4.6711 | 64.3202 | 94.117 | 54.1953 | 84.0716
6312
6313
6314
6315 | 1.8718 | 5.9394 | 2 | 2.71 | 7.4076 | -0.99866 | 0.0097608 | 0.0070771 | 1.2714 | 294.1019 | 30.3442 | 27.4008 | 0.76294 | 16.0619 | 17.0484 | 2.4711 | 0.11754 | 0.017943 | 1.5941 | 14.802 | 0.13455 | 0.17703 | 8.336 | 8.6971 | 1.6916 | 2.6657 | 15.6021 | 14.2629 | 12.1981 | 10.62 | 46.2208 | 48.9767 | 38.985 | 45.8059
6316
6317 | 9.0109 | 18.5259 | 2 | 2.0373 | 5.8318 | 4.3277 | 0.23909 | 0.0055447 | 3.4926 | 294.7416 | 45.6763 | 32.2068 | 1.1744 | 12.5741 | 14.5932 | 3.6996 | 0.081866 | 0.014545 | 8.8182 | 22 | 9.6309 | 10.3636 | 8.5367 | 6.6068 | 2.0218 | 3.6271 | 13.4803 | 5.901 | 8.7169 | 4.0263 | 50.9569 | 90.9998 | 50.7728 | 92.099
6318 | 9.2855 | 25.2585 | 2 | 1.8438 | 5.2248 | -4.008 | 0.039852 | 0.0064434 | 2.2352 | 294.3882 | 41.7441 | 36.0576 | 0.98332 | 13.3668 | 14.9217 | 2.6436 | 0.34704 | 0.075078 | 2.1316 | 13.4342 | 1.4393 | 5.4444 | 10.3106 | 8.7314 | 1.8633 | 3.5415 | 13.2519 | 8.0184 | 8.7173 | 5.2159 | 57.5242 | 79.9172 | 50.5189 | 81.8491
6319
6320 | 10.7735 | 23.611 | 3 | 1.376 | 3.6177 | 5.257 | 0.1895 | 0.0071402 | 3.0352 | 297.3212 | 29.719 | 28.4045 | 0.98165 | 16.6102 | 18.364 | 7.0639 | 0.096945 | 0.0205 | 9.2941 | 22 | 3.6965 | 22.1 | 9.2374 | 8.1277 | 1.9425 | 3.6026 | 15.9998 | 12.2426 | 11.3629 | 7.8935 | 49.5204 | 59.974 | 39.8466 | 60.2832
6321
6322
6323 | 7.4222 | 16.1609 | 2 | 2.0751 | 6.2659 | -2.3148 | 0.052821 | 0.0073192 | 1.2033 | 291.5928 | 24.2449 | 23.9037 | 0.52268 | 17.3811 | 18.6464 | 9.5829 | 0.25575 | 0.063077 | 3.25 | 12.75 | 12.8249 | 11.641 | 10.8755 | 9.6623 | 1.3647 | 2.064 | 16.5355 | 15.33 | 13.5219 | 13.3411 | 43.8494 | 44.7996 | 31.9589 | 37.4195
6324
6325
6326 | 17.2166 | 33.0558 | 3 | 1.3791 | 3.8478 | 12.25 | 0.01 | 0.0070792 | 3.3444 | 295.6735 | 24.6695 | 25.0485 | 0.8393 | 17.6791 | 19.707 | 1.4416 | 0 | 0.09 |  |  | 0 | 10 | 10.9245 | 8.8599 | 1.9199 | 3.1517 | 16.3917 | 13.7136 | 13.1855 | 10.7618 | 45.9398 | 53.9029 | 36.2353 | 48.001
6327
6328
6329
6330
6331 | 11.2027 | 41.428 | 2.2581 | 2.4169 | 7.4501 | 1.087 | 0.02 | 0.0069562 | 1.5227 | 296.724 | 33.9194 | 28.9719 | 0.99635 | 15.5015 | 16.7503 | 13.305 | 0.44201 | 0.020611 | 2.5789 | 14.7895 | 0.44516 | 2.8065 | 8.117 | 7.7951 | 1.9442 | 3.5934 | 14.6859 | 11.0048 | 10.4053 | 6.8487 | 46.9133 | 59.1541 | 44.4525 | 65.9417
6332
6333 | 14.4227 | 34.5394 | 2 | 3.5955 | 8.8723 | 1.126 | 0.059444 | 0.0071683 | 2.9685 | 291.9315 | 21.55 | 23.7615 | 0.5338 | 18.2378 | 20.2648 | 1.3761 | 0.09055 | 0.043325 | 2.0083 | 14.275 | 0 | 0.020202 | 11.9957 | 10.3673 | 1.5099 | 2.2543 | 17.5545 | 14.8252 | 12.6636 | 11.2741 | 47.159 | 52.6234 | 33.4298 | 43.2017
6334
6335 | 3.4201 | 8.5702 | 2 | 2.4791 | 6.0516 | -4.876 | 0.023333 | 0.0068728 | 2.0451 | 295.8921 | 35.7478 | 29.472 | 0.97866 | 14.9215 | 16.3422 | 0 | 0 | 0.035 | 2 | 22 | 0 | 0 | 7.0428 | 7.1009 | 1.8415 | 3.6064 | 14.3129 | 10.3418 | 9.4875 | 6.3774 | 46.405 | 60.1548 | 47.0057 | 69.1272
6336 | 1.7617 | 5.8137 | 2 | 2.0758 | 7.5104 | -0.61601 | 0.011236 | 0.0058781 | 2.4256 | 298.226 | 47.6166 | 37.2278 | 1.5673 | 12.3455 | 14.4042 | 3.0284 | 0.20621 | 0.0096629 | 2.0392 | 15.0196 | 12.2465 | 4.6292 | 12.0823 | 9.1221 | 2.8941 | 4.8294 | 11.3525 | 5.7806 | 7.3871 | 4.496 | 70.4629 | 94.5433 | 61.0865 | 92.6624
6337
6338 | 2.7284 | 8.3944 | 2 | 1.5037 | 4.6628 | -0.35937 | 0.051808 | 0.0064227 | 1.4745 | 295.645 | 43.0491 | 36.6583 | 1.0501 | 13.3696 | 14.561 | 9.1814 | 0.23366 | 0.027401 | 3.0323 | 17.5124 | 1.9854 | 8.7797 | 10.032 | 8.2211 | 2.0524 | 3.6037 | 12.5213 | 8.0747 | 8.6818 | 5.2372 | 57.8158 | 79.225 | 53.222 | 81.4736
6339
6340
6341
6342 |  |  |  | 2.2219 | 6.209 |  |  | 0.0068876 | 1.4878 | 296.4633 | 34.9715 | 30.2448 | 0.99226 | 15.2379 | 16.4698 | 16.564 | [6 empty] | 9.1868 | 8.3666 | 2.0019 | 3.6445 | 14.4394 | 10.474 | 10.0284 | 6.489 | 49.9098 | 63.6915 | 44.9024 | 68.5671
6343
6344
6345
6346
6347
6348
6349
6350 |  |  |  | 1.9768 | 5.1839
6351 | 7.1926 | 14.6948 | 2.7773 | 2.7531 | 8.0313 | 1.5671 | 0.059514 | 0.0057519 | 3.6591 | 295.9032 | 47.8122 | 34.0471 | 1.3248 | 11.9636 | 14.0352 | 0.6585 | 0.031849 | 0.048016 | 1.626 | 13.8092 | 2.3682 | 7.3968 | 11.6013 | 7.9357 | 2.2766 | 3.9945 | 12.3831 | 5.7477 | 8.157 | 3.9862 | 54.174 | 93.2634 | 55.0049 | 93.4468
6352 | 3.3843 | 7.4276 | 2 | 1.7364 | 5.3071 | -0.13189 | 0.002 | 0.0066782 | 1.6464 | 297.2747 | 43.4249 | 30.282 | 1.27 | 13.2987 | 14.679 | 20.2812 | 0.1439 | 0.01 | 2.4 | 8.4 | 1.35 | 3 | 9.5076 | 6.6337 | 2.4292 | 3.949 | 12.4879 | 7.4088 | 8.7466 | 5.161 | 47.6769 | 62.2784 | 55.4716 | 81.4706
6353
6354
6355 | 9.5584 | 24.7372 | 2 | 2.0524 | 5.992 | -0.055096 | 0.068947 | 0.0039976 | 2.5864 | 290.5451 | 45.0784 | 35.6768 | 0.99446 | 12.5759 | 14.6711 | 1.5538 | 0.07356 | 0.035263 | 5.5862 | 17.7586 | 0 | 4.1053 | 15.1243 | 11.3923 | 1.7477 | 3.0441 | 12.1108 | 6.0194 | 7.4543 | 4.7208 | 62.917 | 100.7205 | 57.8732 | 90.4414
6356 | 8.5358 | 17.2592 | 2.7983 | 2.2819 | 6.9121 | -1.3356 | 0.047059 | 0.006455 | 3.0358 | 295.3687 | 40.0892 | 32.2584 | 1.1113 | 14.0831 | 16.0241 | 0.79173 | 0.085818 | 0.028683 | 1.6627 | 14.8735 | 3.4916 | 6.6639 | 10.3817 | 7.5167 | 2.1652 | 3.6863 | 14.2519 | 7.125 | 7.9095 | 4.5044 | 50.6013 | 80.8103 | 49.0059 | 85.44
6357 | 3.1925 | 10.4759 | 2 | 2.645 | 7.2947 | -0.82244 | 0.026465 | 0.0060485 | 2.3201 | 296.3184 | 43.9585 | 32.6818 | 1.2596 | 13.2495 | 14.8796 | 0.87046 | 0.10021 | 0.030455 | 1.6898 | 15.0972 | 2.6648 | 1.9949 | 9.6355 | 6.9689 | 2.3526 | 4.1501 | 13.0979 | 6.9197 | 7.8022 | 4.2523 | 54.8576 | 79.2264 | 53.0873 | 86.7105
6358
6359
6360
6361
6362 | 6.3792 | 16.9717 | 2 | 3.1553 | 6.9227 | -8.3068 | 0.015 | 0.0072701 | 1.5979 | 294.8494 | 32.7997 | 28.7485 | 0.82413 | 15.5297 | 16.9094 | 20.306 | 0.11042 | 0.0225 | 8 | 22 | 0 | 0.5 | 6.9139 | 6.1869 | 1.8377 | 3.3052 | 14.0982 | 11.7605 | 10.722 | 8.0805 | 48.1923 | 52.7839 | 43.9899 | 59.7664
6363
6364
6365
6366
6367 | 13.8408 | 30.433 | 3 | 2.5221 | 6.4173 | 4.6856 | 0.14593 | 0.0055513 | 3.4266 | 291.7785 | 44.176 | 33.0364 | 0.98496 | 12.6093 | 14.5769 | 5.9296 | 0.12047 | 0.034815 | 4.48 | 21.36 | 0 | 0 | 14.6912 | 10.5581 | 1.8359 | 2.9301 | 12.4024 | 6.4582 | 7.4 | 4.3741 | 51.4775 | 75.9487 | 55.0005 | 88.2242
6368
6369
6370
6371 | 3.7878 | 10.7719 | 2.1144 | 2.5139 | 6.532 | -3.3827 | 0.018007 | 0.0059579 | 2.7054 | 295.6212 | 40.3411 | 34.3422 | 1.1673 | 13.8814 | 15.9234 | 0.81767 | 0.20509 | 0.058672 | 1.4823 | 14.5957 | 2.1586 | 2.5166 | 10.8456 | 8.0985 | 2.1933 | 3.883 | 14.0397 | 7.1807 | 8.1918 | 4.5234 | 58.2234 | 85.5399 | 48.6596 | 85.3822
6372 | 1.127 | 3.8541 | 2 | 2.0213 | 4.5573 | -0.68677 | 0.0087639 | 0.0059469 | 1.6403 | 297.7426 | 55.8062 | 35.2354 | 1.5565 | 10.5037 | 11.7532 | 0.66878 | 0.022221 | 0.034591 | 1.7504 | 15.5434 | 0.85058 | 1.3169 | 5.7152 | 4.9772 | 2.7213 | 4.3047 | 9.9117 | 5.8556 | 6.5606 | 3.7862 | 47.7498 | 70.6169 | 69.1002 | 93.4205
6373
6374 | 0.34127 | 1.4321 | 2 | 2.2811 | 7.6504 | -4 | 0 | 0.0072983 | 1.1499 | 296.1181 | 34.2692 | 30.0337 | 0.92285 | 15.0964 | 16.031 | 35.1105 | 0.60868 | 0 |  |  | 0 | 1 | 8.5872 | 8.7756 | 1.8697 | 3.299 | 14.3653 | 12.7113 | 11.229 | 9.5253 | 50.1421 | 55.3461 | 44.8174 | 53.1059
6375 |  |  |  | 2.2448 | 5.8722 |  |  | 0.0071457 | 1.8297 | 293.1627 | 31.9954 | 27.2516 | 0.71995 | 15.349 | 16.8468 | 28.76 | [6 empty] | 7.3412 | 6.7188 | 1.5747 | 3.1072 | 14.8065 | 11.3513 | 10.3189 | 7.5445 | 46.5174 | 51.2371 | 42.868 | 61.553
6376 | 9.7401 | 28.7112 | 2.2931 | 2.6303 | 6.0515 | -5.3142 | 0.051552 | 0.0042663 | 2.9376 | 290.6071 | 50.3968 | 36.6274 | 0.99317 | 11.1168 | 13.0374 | 0.91398 | 0.17004 | 0.055351 | 5.8824 | 19.6471 | 1.4069 | 13.431 | 13.1891 | 11.3273 | 1.6635 | 2.6483 | 10.4997 | 6.1673 | 5.9297 | 4.5452 | 68.7557 | 90.5809 | 66.5544 | 89.7185
6377 |  |  |  | 2.2348 | 5.8828
6378
6379
6380
6381 | 8.8088 | 18.8526 | 2.8667 | 1.7648 | 5.7304 | 0.4765 | 0.142 | 0.0070895 | 2.6448 | 295.5957 | 33.4643 | 29.744 | 0.92325 | 15.186 | 16.9468 | 25.0563 | 0.32401 | 0.045333 | 7.1333 | 22 | 2.2233 | 15.4 | 11.094 | 9.5417 | 1.8928 | 3.4537 | 13.6138 | 11.4756 | 11.2374 | 8.6697 | 55.3043 | 59.7722 | 45.8263 | 58.071
6382
6383
6384
6385 | 5.6851 | 13.3664 | 2 | 1.7149 | 5.0401 | 1.0839 | 0.056494 | 0.0057339 | 3.1235 | 295.7608 | 48.8507 | 33.889 | 1.3089 | 11.8768 | 13.7485 | 2.5263 | 0.15037 | 0.027143 | 3.0167 | 18.95 | 4.7706 | 8.3636 | 8.1878 | 6.4167 | 2.2481 | 4.0795 | 12.6879 | 5.5629 | 8.3864 | 3.8221 | 54.0767 | 91.171 | 54.2741 | 94.5628
6386
6387 | 0.68782 | 3.0225 | 2 | 2.0131 | 4.8974 | 17.15 | 0 | 0.0063603 | 1.8201 | 295.2526 | 42.5897 | 36.3071 | 1.0344 | 13.3742 | 14.7237 | 24.7848 | 0.085588 | 0.035 | 1.5 |  | 0 | 0 | 10.3019 | 8.5573 | 1.977 | 3.5948 | 12.6398 | 7.9502 | 8.6253 | 5.0469 | 58.6503 | 80.6506 | 52.9468 | 82.4107
6388 | 1.2633 | 3.9261 | 2 | 2.4618 | 6.3455 | -1.7241 | 0.00066667 | 0.0067888 | 1.5984 | 296.214 | 38.7958 | 32.0302 | 1.0646 | 14.3141 | 15.7101 | 10.3842 | 0.18042 | 0.0046667 | 3 | 11.2222 | 2.0667 | 1.6 | 6.9535 | 5.9555 | 2.118 | 3.7158 | 13.9977 | 8.8914 | 9.6958 | 5.6662 | 45.1004 | 69.9249 | 47.487 | 76.8381
6389 |  |  |  | 3.4854 | 7.8672
6390
6391
6392
6393 | 9.3678 | 20.8836 | 2.9538 | 2.0357 | 5.7267 | -1.2539 | 0.047385 | 0.0071603 | 2.6967 | 295.0718 | 28.0515 | 25.6133 | 0.79291 | 16.7199 | 18.4365 | 0.88944 | 0.081021 | 0.040154 | 2.4894 | 15.1064 | 1.9292 | 11.9385 | 8.7392 | 7.8617 | 1.7272 | 3.1783 | 16.2393 | 12.8417 | 11.2709 | 8.6321 | 45.3328 | 51.2511 | 37.3969 | 55.4318
6394 | 4.034 | 11.8328 | 2.0294 | 2.051 | 4.9613 | -0.46756 | 0.022941 | 0.0068946 | 2.8173 | 295.1092 | 36.7597 | 31.3519 | 0.95486 | 14.5143 | 16.3643 | 10.9665 | 0.37298 | 0.019118 | 3.0926 | 16.7407 | 2.335 | 4.6471 | 9.8842 | 7.5504 | 1.9318 | 3.5985 | 14.3482 | 8.8454 | 8.9197 | 5.4994 | 51.5807 | 75.3442 | 47.0891 | 77.1256
6395
6396
6397
6398
6399
6400
6401 |  |  |  | 2.613 | 9.0241 |  |  | 0.0058304 | 2.0194 | 298.1972 | 48.5099 | 35.3628 | 1.5647 | 12.1477 | 13.9928 | 1 | [6 empty] | 11.3029 | 8.125 | 2.9002 | 4.7698 | 11.1276 | 6.0165 | 7.3461 | 4.6435 | 66.4671 | 83.6977 | 61.9338 | 90.7479
6402 | 7.5791 | 16.9971 | 3 | 2.4862 | 6.9588 | -0.2963 | 0.051092 | 0.0061337 | 3.7889 | 295.0021 | 44.8689 | 37.3072 | 1.238 | 12.8374 | 15.0141 | 0.59874 | 0.074952 | 0.082773 | 1.8319 | 15.7143 | 2.4339 | 5.2983 | 10.3725 | 8.1225 | 2.3061 | 4.2223 | 13.2535 | 5.7917 | 6.9385 | 3.7261 | 58.4474 | 96.6552 | 53.4092 | 94.085
6403 | 10.7638 | 20.3301 | 2 | 2.0059 | 5.3947 | -2.2046 | 0.057717 | 0.0062033 | 5.0909 | 292.5166 | 30.4621 | 34.0335 | 0.81447 | 16.0957 | 19.0638 | 1.6655 | 0.15715 | 0.066438 | 1.5921 | 13.7105 | 0.072466 | 5.3881 | 15.1923 | 12.4679 | 1.6507 | 3.2026 | 16.7372 | 8.6078 | 10.0844 | 5.0844 | 60.1087 | 100.5015 | 37.0775 | 77.0591
6404
6405 |  |  |  | 2.5577 | 7.6649 |  |  | 0.0065067 | 2.1788 | 297.9402 | 45.4693 | 32.2015 | 1.389 | 12.8239 | 14.4938 | 19 | [6 empty] | 10.7297 | 7.4146 | 2.6337 | 4.2638 | 11.9445 | 6.3658 | 8.3431 | 4.4048 | 50.8506 | 85.8133 | 56.842 | 89.2789
6406 | 5.4919 | 11.1368 | 2 | 2.4068 | 6.7213 | -0.3124 | 0.036036 | 0.0061943 | 2.8241 | 295.0225 | 41.1879 | 44.3717 | 1.1318 | 13.6848 | 15.7774 | 1.1152 | 0.12696 | 0.055676 | 2.2805 | 16.0122 | 1.2417 | 3.3964 | 14.5555 | 12.2439 | 2.3035 | 4.0281 | 13.4131 | 6.7866 | 7.5726 | 4.0349 | 77.5074 | 121.3089 | 51.8449 | 88.0996
6407
6409 | 1.3598 | 3.6908 | 2.1319 | 2.579 | 7.4667 | -0.8046 | 0.011978 | 0.0064567 | 2.4462 | 297.4894 | 46.987 | 34.3132 | 1.3984 | 12.3527 | 14.1214 | 1.1004 | 0.074005 | 0.019615 | 1.593 | 14.314 | 2.2137 | 1.7418 | 12.0113 | 8.3021 | 2.6211 | 4.3268 | 12.0644 | 6.0366 | 8.1644 | 4.1176 | 55.8481 | 97.4042 | 56.6842 | 92.0745
6410 | 8.5369 | 19.3224 | 2.9868 | 2.6456 | 6.7999 | -0.56714 | 0.086842 | 0.0067572 | 2.1322 | 296.6385 | 35.249 | 31.3778 | 1.0562 | 15.153 | 16.8153 | 2.0758 | 0.15903 | 0.10342 | 2.7931 | 19.9655 | 1.9832 | 9.1842 | 10.4197 | 9.2423 | 2.15 | 3.9486 | 14.6123 | 10.0141 | 9.8992 | 6.341 | 59.2199 | 66.33 | 45.5818 | 71.2163
6411
6412
6413 | 8.9795 | 20.6454 | 2 | 3.0532 | 8.1767 | -0.50269 | 0.0311 | 0.0071255 | 2.4634 | 290.4059 | 17.9052 | 22.1284 | 0.39351 | 19.2563 | 21.233 | 10.8864 | 0.30832 | 0.035971 | 2.4074 | 12.1111 | 1.2078 | 4.61 | 13.6374 | 11.9556 | 1.2641 | 1.6983 | 18.7891 | 16.2528 | 14.8355 | 12.9865 | 45.0731 | 49.1887 | 28.0426 | 36.4051
6414
6415
6416
6417 | 2.0668 | 7.1186 | 2 | 2.1704 | 5.763 | -1.1493 | 0.031 | 0.0060909 | 2.8519 | 297.0617 | 37.5587 | 33.2797 | 1.24 | 14.497 | 16.6366 | 0.55588 | 0.13846 | 0.0296 | 1.76 | 16.16 | 2.8118 | 3.72 | 11.5211 | 8.7603 | 2.4718 | 4.1235 | 13.8729 | 8.0764 | 8.9777 | 5.226 | 60.4982 | 85.755 | 48.51 | 79.5867
6418
6420
6421
6422 | 8.0732 | 16.8249 | 2 | 1.9825 | 5.8515 | 1.0918 | 0.084625 | 0.0055369 | 3.5636 | 294.5198 | 45.3121 | 32.0476 | 1.154 | 12.6306 | 14.6686 | 2.511 | 0.1215 | 0.069625 | 3.2063 | 18.2222 | 7.3848 | 8.3625 | 8.5626 | 6.6612 | 1.9903 | 3.5637 | 13.5566 | 5.9814 | 8.6839 | 4.0608 | 51.1529 | 90.7831 | 50.4419 | 91.704
6423 | 8.4764 | 18.8566 | 2 | 1.9279 | 5.5231 | -1.9238 | 0.04874 | 0.0059579 | 3.2801 | 294.9007 | 38.7647 | 32.2472 | 1.1174 | 14.192 | 16.5601 | 0.3631 | 0.11328 | 0.068211 | 1.8933 | 15.0393 | 1.2308 | 3.4712 | 11.2823 | 8.3393 | 2.1508 | 3.8746 | 14.2618 | 7.2437 | 8.0373 | 4.6082 | 57.2684 | 85.5611 | 47.7388 | 84.7942
6424
6425 | 2.6031 | 7.1729 | 3 | 2.2971 | 7.331 | -0.12832 | 0.019304 | 0.0059155 | 3.0359 | 298.0709 | 49.4942 | 33.9165 | 1.6221 | 11.6779 | 13.8799 | 5.1196 | 0.21607 | 0.050722 | 2.448 | 16.3741 | 3.2333 | 4.8711 | 9.9388 | 7.0858 | 2.8821 | 4.9553 | 11.3325 | 5.4405 | 7.1004 | 4.1595 | 60.8818 | 78.3813 | 61.5391 | 93.9013
6426 |  |  |  | 3.867 | 8.1524
6427
6428
6429
6430
6431 | 0.58792 | 1.8616 | 2 | 2.6856 | 8.1057 | -2.6847 | 0.0087342 | 0.0064179 | 1.6328 | 298.2902 | 45.8219 | 39.2524 | 1.3763 | 13.018 | 14.2324 | 0.57959 | 0.061453 | 0.023544 | 1.4211 | 13.1053 | 0.19772 | 0.87342 | 8.0516 | 6.5202 | 2.5382 | 4.1363 | 11.3456 | 7.5298 | 8.5454 | 5.0322 | 63.6339 | 82.864 | 59.9203 | 83.3097
6432 | 1.4098 | 4.3004 | 2 | 3.2807 | 9.9546 | 0.12105 | 0.0078182 | 0.0061048 | 1.6555 | 298.208 | 49.4577 | 41.7037 | 1.5511 | 12.1186 | 13.6712 | 2.2871 | 0.24657 | 0.010364 | 3.3913 | 19.5072 | 1.2375 | 1.4182 | 14.5929 | 10.729 | 2.9778 | 4.6686 | 10.8453 | 6.0468 | 7.162 | 4.6267 | 83.0923 | 105.4969 | 63.6163 | 90.5203
6433 | 2.5417 | 6.6006 | 2 | 2.3652 | 6.009 | 1.5744 | 0.017745 | 0.0069304 | 1.3093 | 295.1469 | 29.8379 | 28.3787 | 0.84113 | 16.2661 | 17.566 | 2.6145 | 0.068536 | 0.01098 | 2.875 | 13.5 | 0.73029 | 1.2255 | 10.6395 | 9.6304 | 1.6114 | 3.1167 | 15.5426 | 12.7268 | 12.5689 | 10.0669 | 46.4815 | 59.0766 | 38.0978 | 50.2564
6434
6435
6436 |  |  |  | 2.1451 | 5.3137 |  |  | 0.0070407 | 1.7088 | 293.4276 | 31.8165 | 31.0433 | 0.73081 | 15.7675 | 17.2254 | 43.5346 | [6 empty] | 8.5793 | 7.7352 | 1.5693 | 3.1624 | 15.2415 | 11.0549 | 10.1461 | 6.7624 | 51.8639 | 64.3528 | 44.4365 | 66.0088
6437
6438
6439
6440 | 2.8096 | 11.2628 | 2 | 3.2626 | 7.1137 | -8.5124 | 0.02 | 0.0072365 | 1.5934 | 295.0462 | 33.3967 | 29.3124 | 0.85031 | 15.4157 | 16.797 | 13.3039 | 0.58723 | 0.028333 | 3 | 17.75 | 0.71 | 4.5 | 6.8605 | 6.1502 | 1.8938 | 3.388 | 13.9856 | 11.5624 | 10.6301 | 7.9455 | 48.8952 | 54.2041 | 44.6229 | 60.8316
6441 | 4.756 | 13.9702 | 2 | 2.9804 | 10.1779 | 12.2385 | 0.028235 | 0.0044593 | 2.9158 | 287.0853 | 40.2435 | 29.2335 | 0.69302 | 13.039 | 15.266 | 3.7941 | 0.2627 | 0.022059 | 4.2692 | 18.7692 | 0 | 1.5 | 10.7149 | 8.4106 | 1.1714 | 1.9661 | 12.2827 | 7.3031 | 7.476 | 5.5868 | 53.9618 | 76.7178 | 55.8607 | 81.3735
6442 | 5.4241 | 14.1761 | 2 | 1.8873 | 5.4255 | -0.61201 | 0.021263 | 0.0046871 | 2.5288 | 293.8996 | 53.8651 | 36.2096 | 1.2404 | 10.6994 | 12.3503 | 0.62032 | 0.02146 | 0.056957 | 1.9191 | 13.8471 | 0 | 0.018634 | 9.8381 | 8.7554 | 1.9931 | 3.3485 | 10.2041 | 5.8701 | 6.4549 | 3.9109 | 54.7955 | 78.2711 | 68.3118 | 93.1327
6443 |  |  |  | 1.7392 | 4.8759
6444 | 1.0698 | 5.1751 | 2 | 1.9433 | 5.2778 | -2.1858 | 0.0057143 | 0.0063448 | 2.407 | 296.1804 | 43.9266 | 31.371 | 1.2368 | 13.0138 | 14.6956 | 11.9037 | 0.27055 | 0.028571 | 1.4 | 18.6 | 0 | 0 | 12.0041 | 8.3339 | 2.196 | 3.8506 | 13.326 | 6.8502 | 9.2226 | 4.6809 | 43.2479 | 70.2422 | 49.1786 | 86.6124
6445
6446 | 1.2775 | 3.8363 | 2 | 2.2242 | 7.5348 | -0.85375 | 0.0039216 | 0.0072753 | 1.0262 | 295.7553 | 32.7227 | 29.3931 | 0.8793 | 15.5189 | 16.4126 | 9.3619 | 0.26529 | 0.011176 | 1.9714 | 14.8571 | 0.40569 | 1.8431 | 9.0114 | 8.788 | 1.8378 | 3.1854 | 14.8847 | 13.2465 | 11.5563 | 9.9511 | 48.9547 | 53.6281 | 42.3633 | 50.5766
6447 | 10.3672 | 21.8924 | 3 | 1.5511 | 3.8902 | -4.4282 | 0.076604 | 0.0071179 | 2.9247 | 296.5714 | 31.8164 | 27.5646 | 0.96723 | 15.8359 | 17.5687 | 2.3637 | 0.045157 | 0.082893 | 2.3229 | 17.1771 | 1.6098 | 14.3711 | 8.8627 | 7.7538 | 1.9248 | 3.6814 | 15.3829 | 10.8977 | 9.8421 | 6.7023 | 45.8584 | 59.9232 | 42.3091 | 66.7951
6448 | 0.86487 | 2.8346 | 2 | 2.0633 | 5.6402 | 3.7155 | 0.0145 | 0.0068379 | 1.8476 | 297.6534 | 40.6723 | 30.022 | 1.2757 | 14.1684 | 15.6164 | 3.434 | 0.11959 | 0.024 | 1.9 | 15.7 | 0.40275 | 1.4 | 9.2867 | 6.5894 | 2.401 | 4.2191 | 13.94 | 7.0439 | 9.8877 | 4.8146 | 48.7482 | 72.8887 | 48.9763 | 83.5093
6449
6450
6451
6452
6453 | 5.2644 | 14.7178 | 2 | 4.0041 | 9.0194 | 2.2078 | 0.0172 | 0.0069265 | 2.6059 | 289.5148 | 17.892 | 22.8 | 0.37228 | 19.2458 | 21.3676 | 0.82703 | 0.13929 | 0.0258 | 3.3333 | 17.1429 | 0.6876 | 1.86 | 14.3133 | 12.1426 | 1.2162 | 1.8328 | 19.3082 | 15.2656 | 14.5065 | 10.5624 | 46.1938 | 53.0627 | 25.8549 | 42.5572
6454
6455
6456
6457 | 3.765 | 11.549 | 2.8974 | 3.4765 | 7.9065 | 6.5916 | 0.065641 | 0.0071648 | 2.52 | 293.8159 | 30.1975 | 26.5702 | 0.74782 | 15.7877 | 17.5957 | 21.079 | 0.57105 | 0.031538 | 9.5152 | 20.0303 | 3.0062 | 8.7436 | 10.9657 | 9.3224 | 1.6136 | 2.9486 | 14.855 | 12.4159 | 11.8278 | 9.0655 | 51.5682 | 53.4812 | 40.7212 | 53.756
6458
6459
6460 |  |  |  | 2.9954 | 8.0081 |  |  | 0.003713 | 5.0726 | 287.0416 | 46.3995 | 31.4738 | 0.8007 | 11.1161 | 14.0778 | 4.36 | [6 empty] | 11.8285 | 9.1935 | 1.2629 | 2.1229 | 11.4468 | 6.4678 | 6.628 | 4.8203 | 62.8483 | 85.034 | 61.2822 | 87.4129
6461
6462 | 8.5699 | 19.6248 | 2 | 2.1926 | 6.1486 | -0.042708 | 0.14792 | 0.0056852 | 3.7634 | 294.828 | 45.3123 | 32.2756 | 1.1899 | 12.4888 | 14.5923 | 8.3196 | 0.24374 | 0.052083 | 7.9474 | 22 | 3 | 6.25 | 8.844 | 6.9621 | 2.0654 | 3.6314 | 13.3277 | 6.1046 | 8.5138 | 4.1232 | 53.2097 | 92.3102 | 51.1047 | 91.2854
6463
6464
6465 |  |  |  | 2.9744 | 7.2145
6466 |  |  |  | 4.3081 | 9.2903
6467
6468
6469
6470
6471
6472
6473
6474 | 4.3786 | 13.3165 | 2 | 2.427 | 8.7031 | -0.35 | 0 | 0.0074727 | 0.95534 | 292.6727 | 27.4617 | 25.5218 | 0.59467 | 16.8618 | 17.7005 | 23.7186 | 0.10191 | 0.02 | 1 | 22 | 0 | 0 | 8.1963 | 8.3052 | 1.5734 | 2.0266 | 16.134 | 15.3929 | 12.7179 | 11.4573 | 43.1785 | 44.2745 | 37.0277 | 41.1287
6475 | 2.0632 | 6.1064 | 2 | 2.3942 | 6.4809 | -0.62989 | 0.051667 | 0.0068272 | 1.8368 | 297.2813 | 41.21 | 30.08 | 1.244 | 13.9068 | 15.3305 | 2.7772 | 0.087549 | 0.0225 | 2.4545 | 17.3636 | 4.3433 | 9.5833 | 8.9339 | 6.4732 | 2.3458 | 4.1112 | 13.5603 | 7.0896 | 9.6436 | 4.7942 | 49.5506 | 71.3239 | 50.2228 | 82.9188
6476 | 16.767 | 41.2476 | 2 | 2.0062 | 6.5013 | -0.39387 | 0.059275 | 0.0060508 | 4.7632 | 294.8354 | 34.7694 | 28.1663 | 1.1164 | 14.6587 | 18.0153 | 0.76704 | 0.18306 | 0.06087 | 1.875 | 12.1827 | 1.4129 | 5.7246 | 14.1119 | 11.1657 | 2.3099 | 4.0506 | 13.9066 | 6.9443 | 8.4829 | 4.4944 | 53.312 | 82.7379 | 49.2207 | 85.7826
6477
6478 | 0.87177 | 2.6941 | 2 | 2.8599 | 8.1608 | -2.992 | 0.0052055 | 0.0064781 | 1.2671 | 298.1291 | 44.9472 | 34.1885 | 1.3679 | 13.2686 | 14.4278 | 0.33835 | 0.10157 | 0.0045205 | 2.3333 | 11.8667 | 0.4337 | 0.64384 | 10.336 | 8.3982 | 2.6317 | 4.2239 | 12.6085 | 6.9991 | 8.8528 | 4.6591 | 64.8819 | 96.519 | 54.248 | 85.6494
6479
6480 |  |  |  | 2.1519 | 6.3676 |  |  | 0.0072825 | 1.0502 | 291.2038 | 23.9783 | 23.5198 | 0.50142 | 17.4947 | 18.6505 | 36 | [6 empty] | 10.4882 | 9.3733 | 1.3292 | 1.9379 | 16.5404 | 15.4858 | 13.5877 | 13.6064 | 43.1004 | 43.5711 | 31.4403 | 36.2663
6481
6482
6483 | 1.6434 | 5.9173 | 2.0449 | 2.8682 | 7.6658 | 0.46853 | 0.026534 | 0.0062221 | 1.1938 | 297.326 | 38.3467 | 32.5553 | 1.1674 | 14.5582 | 15.4682 | 5.5537 | 0.21 | 0.028529 | 3.3165 | 19.8797 | 1.5957 | 6.1297 | 8.1485 | 8.1218 | 1.9246 | 3.5274 | 13.8359 | 10.3674 | 10.5567 | 7.3864 | 46.6017 | 62.5397 | 47.5202 | 65.4401
6484
6485 | 7.9694 | 21.2263 | 2 | 1.805 | 5.0788 | -1.2431 | 0.059419 | 0.0057427 | 3.0291 | 295.7846 | 49.0074 | 33.93 | 1.3115 | 11.847 | 13.6894 | 4.9812 | 0.27487 | 0.06285 | 2.6916 | 16.7009 | 6.0641 | 8.8839 | 8.2228 | 6.4162 | 2.2655 | 4.0853 | 12.5605 | 5.5785 | 8.3403 | 3.8351 | 54.3732 | 90.8773 | 54.8441 | 94.4361
6486
6487
6488
6489 | 1.0679 | 3.4337 | 2.0187 | 1.9609 | 5.9239 | -0.9736 | 0.001028 | 0.006054 | 2.7248 | 297.004 | 40.6088 | 30.5068 | 1.2544 | 14.0068 | 15.8599 | 2.3794 | 0.16022 | 0.0035514 | 1.9574 | 11.9787 | 1.1893 | 1.0748 | 9.8484 | 7.1118 | 2.4064 | 4.0177 | 13.7196 | 7.6788 | 8.1518 | 4.7389 | 51.6407 | 74.214 | 50.2216 | 81.962
6490 | 3.3255 | 8.5291 | 2 | 2.439 | 6.2255 | 1.0996 | 0.046552 | 0.0059339 | 2.7398 | 296.0778 | 48.9427 | 33.6686 | 1.3188 | 11.8771 | 13.6336 | 0.97417 | 0.05308 | 0.046379 | 2.0952 | 17.369 | 2.5905 | 6.181 | 8.6976 | 6.4307 | 2.3396 | 4.1538 | 12.3081 | 5.6711 | 8.2504 | 3.8561 | 54.0796 | 89.1158 | 56.0286 | 93.9833
6491
6492
6493 | 1.0246 | 3.119 | 2 | 3.0354 | 8.311 | -1.7978 | 0.0027143 | 0.0070406 | 0.90811 | 297.0264 | 36.1005 | 35.6461 | 0.99834 | 14.9901 | 15.7312 | 0.53114 | 0.18894 | 0.011524 | 1.383 | 9.6879 | 0.14538 | 0.27619 | 12.0174 | 11.0705 | 2.1362 | 3.1244 | 12.8737 | 12.1276 | 7.5768 | 7.3287 | 68.9713 | 69.049 | 56.3542 | 60.7662
6494
6495
6496
6497
6498
6499
6500 |  |  |  | 2.4393 | 7.5891
6501 |  |  |  | 1.7828 | 5.2555
6502
6503 | 1.7825 | 5.4311 | 2 | 4.1703 | 10.7162 | -2.2252 | 0.0080481 | 0.0069317 | 1.0467 | 296.2939 | 36.6982 | 39.467 | 0.95673 | 14.8863 | 15.6482 | 2.9014 | 0.12963 | 0.0065497 | 1.6286 | 13.0095 | 0.62682 | 1.131 | 13.9315 | 12.4257 | 2.0823 | 2.9142 | 13.063 | 13.0684 | 9.336 | 9.495 | 80.965 | 76.2573 | 52.6464 | 53.2274
6504
6505
6506 | 3.6317 | 10.48 | 3 | 1.4683 | 3.9015 | -2.9836 | 0.03413 | 0.0071407 | 3.0495 | 297.2908 | 29.7873 | 28.3846 | 0.98138 | 16.5805 | 18.3373 | 4.8574 | 0.2587 | 0.024783 | 2.45 | 13.45 | 2.1398 | 6.0217 | 9.2581 | 8.1381 | 1.9446 | 3.6059 | 15.9832 | 12.1746 | 11.298 | 7.8378 | 49.3916 | 60.0959 | 39.9152 | 60.5702
6507
6508 | 3.9764 | 9.6164 | 2 | 2.1999 | 6.2107 | -1.6301 | 0.11759 | 0.0068811 | 1.4383 | 295.9956 | 35.9549 | 31.1692 | 0.97213 | 14.9374 | 16.2888 | 19.1082 | 0.44745 | 0.043448 | 8.5185 | 22 | 2.4848 | 10 | 9.9947 | 8.8978 | 2.0644 | 3.6248 | 13.6377 | 10.6634 | 10.2595 | 7.223 | 57.7775 | 60.2239 | 47.0963 | 66.0721
6509 | 2.8288 | 9.8845 | 2 | 2.3779 | 6.5 | -2.1575 | 0.0066667 | 0.0068804 | 1.4653 | 295.9422 | 35.7384 | 31.0184 | 0.9669 | 14.9745 | 16.3458 | 18.5276 | 0.83607 | 0 | 13 | 13.5 | 3.1833 | 3.6667 | 10.0242 | 8.9221 | 2.0439 | 3.6229 | 13.7898 | 10.6592 | 10.2166 | 7.1837 | 57.9775 | 60.2083 | 46.7867 | 66.2105
6510
6511
6512
6513
6514 |  |  |  | 1.7164 | 5.1191
6515
6516
6517 | 2.1617 | 6.6753 | 3 | 2.0368 | 6.8098 | -0.26466 | 0.004555 | 0.0058141 | 3.5472 | 297.7933 | 49.7068 | 34.5618 | 1.6172 | 11.6269 | 13.9346 | 3.3617 | 0.20856 | 0.01 | 2.5 | 15.3462 | 0.51408 | 1.7749 | 9.9759 | 7.0985 | 2.8465 | 5.0128 | 11.226 | 5.3464 | 7.0606 | 4.0643 | 61.067 | 82.0642 | 62.2974 | 95.7405
6518
6519 | 4.7133 | 12.2452 | 2 | 2.6109 | 6.6284 | -0.39829 | 0.03116 | 0.0065821 | 3.2848 | 294.9149 | 35.8361 | 40.8933 | 0.99371 | 14.8609 | 16.9876 | 0.57465 | 0.12655 | 0.07673 | 1.4541 | 13.1304 | 0.54805 | 1.7986 | 15.3257 | 13.3106 | 2.1005 | 3.6415 | 14.7675 | 8.5568 | 8.8254 | 5.0379 | 73.2822 | 111.7851 | 45.2721 | 77.42
6520 | 6.2033 | 14.458 | 2.8333 | 2.418 | 6.018 | -6.8602 | 0.075238 | 0.0070137 | 1.9743 | 292.7325 | 33.5022 | 29.6917 | 0.72401 | 15.0517 | 16.5802 | 19.9855 | 0.25741 | 0.03881 | 6.7059 | 20 | 2.9505 | 10.2619 | 7.6014 | 7.0143 | 1.5629 | 3.151 | 14.7091 | 10.6335 | 9.9662 | 7.0064 | 49.6089 | 57.686 | 44.893 | 65.7945
6521 | 3.6912 | 13.3841 | 3 | 2.0325 | 6.5518 | -1.1447 | 0.0018321 | 0.0059144 | 3.1427 | 298.2445 | 49.8936 | 34.442 | 1.652 | 11.6004 | 13.8279 | 6.1229 | 0.20811 | 0.0025954 | 2.1719 | 13.5312 | 0.5313 | 1.1832 | 9.9483 | 7.1024 | 2.9338 | 5.0489 | 11.096 | 5.365 | 6.9991 | 4.0881 | 61.7137 | 79.4075 | 62.7519 | 94.7928
6522
6523 | 5.2561 | 12.9911 | 3 | 3.4318 | 7.5477 | -9.2175 | 0.041295 | 0.0065698 | 1.9982 | 294.1769 | 39.5948 | 33.4598 | 0.94724 | 13.8259 | 15.3877 | 0.34937 | 0.10364 | 0.21043 | 1.8205 | 15.6923 | 1.5273 | 9.5899 | 8.151 | 7.0511 | 1.8398 | 3.555 | 13.8978 | 8.4549 | 9.202 | 5.3353 | 48.529 | 71.6643 | 48.845 | 79.5094
6524 | 0.3442 | 1.9421 | 2 | 2.5821 | 7.9735 | -3.7336 | 0 | 0.0059244 | 0.87813 | 298.9889 | 45.7137 | 37.84 | 1.4048 | 13.2873 | 14.0538 | 0 | 0.43436 | 0.0019048 | 2.3333 | 16.5 | 0.085238 | 0.095238 | 8.395 | 7.381 | 2.4348 | 4.0941 | 11.765 | 8.2562 | 8.2068 | 5.0204 | 54.3119 | 76.7774 | 57.0024 | 81.056
6525 | 15.578 | 65.2227 | 2 | 3.55 | 8.5926 | -1.349 | 0.064615 | 0.0061548 | 1.9944 | 296.2015 | 43.5719 | 36.2631 | 1.2282 | 13.3081 | 14.957 | 3.5045 | 0.65443 | 0.023077 | 7.7692 | 19.4615 | 6.6608 | 6.7692 | 9.6654 | 7.7329 | 2.3381 | 4.1023 | 12.7489 | 6.8502 | 7.7501 | 4.139 | 59.8308 | 87.0563 | 54.1528 | 87.3901
6526 | 5.657 | 13.9992 | 2 | 2.0326 | 5.2281 | -0.72404 | 0.080473 | 0.007124 | 2.1053 | 294.0825 | 29.9355 | 28.4918 | 0.74945 | 16.2243 | 17.9555 | 1.6292 | 0.17877 | 0.081243 | 5.0472 | 19.1575 | 1.9491 | 11.1893 | 11.0793 | 9.6564 | 1.5829 | 3.4326 | 15.5073 | 11.0181 | 9.403 | 6.1894 | 59.4908 | 67.0443 | 44.0076 | 68.1747
6527
6528
6529
6530 |  |  |  | 2.3655 | 7.029
6531
6532 | 1.3648 | 4.6724 | 2.7041 | 2.0733 | 5.0949 | -0.18707 | 0.011886 | 0.0060379 | 1.9118 | 296.9948 | 49.0113 | 32.3518 | 1.3691 | 12.0122 | 13.3613 | 0.78821 | 0.030913 | 0.059398 | 1.5808 | 15.2879 | 0.60481 | 2.026 | 8.3366 | 7.1355 | 2.3758 | 3.8452 | 11.5834 | 6.5165 | 7.7136 | 4.4103 | 44.3387 | 68.1578 | 60.3067 | 88.6639
6533 | 1.383 | 4.4339 | 2 | 2.0707 | 5.7418 | 0.38449 | 0.015151 | 0.0060658 | 2.3892 | 295.7854 | 43.166 | 30.2232 | 1.1925 | 13.2761 | 14.9439 | 0.93823 | 0.14446 | 0.036054 | 1.5951 | 14.1043 | 1.8807 | 2.4247 | 8.4055 | 5.9242 | 2.1795 | 3.6585 | 13.6048 | 6.9173 | 9.2473 | 4.7865 | 41.8522 | 69.0374 | 48.673 | 85.5893
6534 |  |  |  | 2.2912 | 5.7822
6535 | 0.86723 | 3.0256 | 2 | 2.1698 | 5.6987 | 0.58408 | 0.0076923 | 0.0062542 | 1.5581 | 297.6703 | 46.0668 | 36.0797 | 1.3639 | 12.927 | 14.2731 | 1.4759 | 0.13237 | 0.017564 | 2.2488 | 18.5991 | 0.66554 | 1.3846 | 11.256 | 8.699 | 2.4479 | 4.056 | 12.6599 | 7.0673 | 9.2112 | 4.8299 | 55.2675 | 82.7631 | 54.4862 | 85.1412
6536
6537
6538 | 2.4117 | 8.2647 | 2 | 1.8169 | 5.282 | 0.22894 | 0.024111 | 0.0046715 | 2.5475 | 293.9092 | 57.2319 | 39.0505 | 1.2832 | 9.9199 | 11.542 | 0.6196 | 0.002809 | 0.020444 | 2.3396 | 14.9434 | 0.72267 | 1.4111 | 10.6885 | 9.3462 | 2.0618 | 3.391 | 9.2023 | 5.4523 | 5.7595 | 3.642 | 62.5686 | 82.8492 | 73.2634 | 95.7026
6539
6540
6541
6542
6543 |  |  |  | 2.0302 | 5.538
6544
6545
6546 | 2.4855 | 5.5393 | 2 | 2.3438 | 6.7527 | -0.48599 | 0.0045455 | 0.0069263 | 1.54 | 296.4586 | 37.7295 | 32.2081 | 1.0128 | 14.5631 | 15.8523 | 0.47327 | 0.24171 | 0.0084848 | 1.8889 | 16.6111 | 0.16848 | 0.81818 | 7.8271 | 7.8932 | 1.9781 | 3.6479 | 13.6928 | 9.6632 | 8.949 | 5.8751 | 52.5344 | 68.6625 | 48.8355 | 72.8493
6547
6548 |  |  |  | 3.2756 | 7.5653 |  |  | 0.0067778 | 1.2932 | 296.3985 | 38.5152 | 32.3464 | 1.0735 | 14.418 | 15.662 | 17.81 | [6 empty] | 7.7001 | 6.6058 | 2.1312 | 3.7639 | 13.7395 | 9.329 | 9.9471 | 6.0071 | 47.8456 | 66.5744 | 47.6988 | 74.3059
6549 |  |  |  | 2.822 | 6.479
6550 | 3.8877 | 9.4618 | 2.9481 | 2.457 | 6.4726 | 2.3831 | 0.018658 | 0.0069433 | 3.0074 | 295.1777 | 35.0856 | 30.0426 | 0.94433 | 15.0311 | 16.8457 | 0.81679 | 0.19106 | 0.019134 | 1.7105 | 14.2105 | 0.36593 | 1.5714 | 8.6133 | 6.7664 | 1.8823 | 3.5153 | 14.7447 | 9.3977 | 9.4006 | 6.004 | 46.5383 | 68.6797 | 44.8341 | 73.5322
6551
6552
6553
6554 |  |  |  | 2.4284 | 6.6366
6555
6556
6557
6558
6559
6560
6561
6562
6563
6564
6565
6566 | 7.877 | 18.942 | 2 | 2.1202 | 5.924 | 1.3862 | 0.044488 | 0.0072822 | 4.3392 | 293.7976 | 21.6922 | 21.7254 | 0.74577 | 18.4957 | 21.399 | 3.8334 | 0.18351 | 0.054567 | 1.8933 | 13.8649 | 1.0225 | 5.6378 | 12.3551 | 8.8997 | 1.8364 | 3.1697 | 16.8589 | 11.6757 | 12.1962 | 8.9398 | 42.5029 | 52.7794 | 36.3578 | 56.7614
6567
6568
6569 |  |  |  | 2.1208 | 5.3509
6570
6571
6572 | 1.5585 | 4.6535 | 2 | 2.4103 | 5.6368 | -3.8333 | 0.0066667 | 0.0067158 | 1.3523 | 296.0822 | 39.066 | 33.7196 | 1.013 | 14.2294 | 15.421 | 22.8289 | 0.13741 | 0.021111 | 1.2 | 8.6 | 0.15111 | 0.88889 | 10.3667 | 8.6733 | 1.9952 | 3.6027 | 13.4088 | 9.218 | 9.0364 | 5.6413 | 56.228 | 72.8045 | 49.3685 | 75.5921
6573
6574
6575
6576
6577
6578
6579
6580
6581
6582 |  |  |  | 2.1766 | 5.428
6583 | 1.2166 | 4.2511 | 2 | 2.0398 | 5.1467 | -0.32209 | 0.0080258 | 0.0059468 | 1.3024 | 298.5591 | 51.7914 | 36.0331 | 1.5344 | 11.5767 | 12.7034 | 0.54704 | 0.055422 | 0.014592 | 1.64 | 14.35 | 0.37888 | 0.83691 | 6.9652 | 6.5251 | 2.803 | 4.1808 | 10.7168 | 6.4523 | 7.3589 | 4.2876 | 50.6649 | 76.0613 | 64.685 | 88.7184
6584
6585 | 9.4161 | 21.4059 | 2.8667 | 1.4649 | 3.9095 | -2.0312 | 0.070815 | 0.0071825 | 2.0049 | 294.7281 | 30.7298 | 24.5964 | 0.76906 | 16.0079 | 17.5277 | 3.0587 | 0.098968 | 0.058889 | 2.24 | 15.61 | 1.9544 | 12.6519 | 7.1357 | 6.4518 | 1.7577 | 3.2237 | 15.1609 | 11.5538 | 9.4931 | 7.072 | 40.3412 | 50.844 | 42.8759 | 63.5737
6586
6587
6588
6589
6590
6591 | 6.1968 | 18.2443 | 2 | 2.5981 | 7.8396 | -1.7394 | 0.022593 | 0.0071882 | 1.0655 | 291.8295 | 24.2314 | 24.7261 | 0.54152 | 17.5098 | 18.6682 | 2.1982 | 0.2015 | 0.048969 | 2.1778 | 13.7111 | 4.1363 | 4.4074 | 11.2784 | 10.0519 | 1.3889 | 2.1653 | 16.4559 | 15.138 | 13.6361 | 12.7699 | 44.6306 | 47.2712 | 31.8139 | 38.9798
6592 |  |  |  | 2.3549 | 8.3482 |  |  | 0.0074725 | 0.95372 | 292.6637 | 27.4642 | 25.5193 | 0.59424 | 16.8604 | 17.6982 | 39.0788 | [6 empty] | 8.1965 | 8.3019 | 1.5736 | 2.0214 | 16.128 | 15.3994 | 12.7145 | 11.4632 | 43.1752 | 44.2493 | 37.0472 | 41.1003
6593
6594
6595 | 3.0996 | 9.5564 | 2.0872 | 2.6457 | 8.854 | 0.45139 | 0.015414 | 0.0061606 | 2.3703 | 297.0978 | 46.1141 | 38.0947 | 1.4516 | 12.3426 | 14.5466 | 0.89222 | 0.11066 | 0.029336 | 1.6022 | 14.7323 | 4.2254 | 3.0962 | 15.1731 | 11.4388 | 2.6477 | 4.6062 | 12.4044 | 5.9992 | 7.8106 | 4.3996 | 71.6279 | 105.7415 | 55.8196 | 91.9772
6596
6597
6598 | 4.8552 | 11.9987 | 2.9423 | 2.2886 | 6.4474 | -1.3666 | 0.034038 | 0.0071898 | 2.7158 | 294.1771 | 22.2238 | 23.2368 | 0.67694 | 18.1464 | 20.1015 | 0.42332 | 0.097134 | 0.030192 | 1.4722 | 13.7778 | 0.59853 | 4.6282 | 11.3397 | 9.4744 | 1.6532 | 2.6607 | 17.0963 | 14.8741 | 14.1129 | 11.7739 | 44.3802 | 51.3358 | 32.5375 | 43.1588
6599
6600 | 10.1256 | 20.5149 | 2 | 2.2743 | 6.4349 | 0.97683 | 0.054976 | 0.0065274 | 3.9271 | 294.9486 | 32.0004 | 28.773 | 1.0465 | 15.5357 | 18.339 | 0.60411 | 0.049879 | 0.080718 | 1.5333 | 13.3867 | 0.26512 | 6.2536 | 12.8173 | 9.0731 | 2.0344 | 4.0622 | 15.0304 | 8.3658 | 10.4791 | 6.2246 | 50.554 | 76.9551 | 42.3674 | 76.6849
6601 | 13.6707 | 49.5622 | 2 | 2.2167 | 7.0498 | -16.0048 | 0.025294 | 0.0046306 | 3.4563 | 292.2692 | 51.2177 | 34.423 | 1.1577 | 10.7379 | 12.9276 | 1.7215 | 0.11648 | 0.037059 | 3.1 | 16.7 | 0.24 | 2 | 11.8066 | 8.8059 | 1.91 | 3.0781 | 10.7754 | 5.5503 | 6.679 | 4.1861 | 62.3258 | 82.8922 | 62.6062 | 92.9354
6602 | 3.6934 | 9.3015 | 2 | 2.1739 | 7.9614 | 1.2215 | 0.010179 | 0.00594 | 2.7034 | 298.2441 | 48.4433 | 33.3304 | 1.6078 | 11.9846 | 14.114 | 1.7266 | 0.14479 | 0.017768 | 1.8 | 15.4833 | 2.1454 | 2.625 | 9.7678 | 6.9609 | 2.9474 | 4.9673 | 11.2981 | 5.6739 | 7.216 | 4.3377 | 60.3749 | 78.034 | 61.3861 | 92.339
6603
6604
6605 | 1.0318 | 4.665 | 2 | 1.7652 | 5.4303 | -0.83194 | 0.019286 | 0.0066768 | 1.5899 | 297.2647 | 43.3521 | 30.4727 | 1.2647 | 13.324 | 14.6647 | 8.0481 | 0.027091 | 0.045 | 2 | 10.6667 | 0.080357 | 0.46429 | 9.1699 | 6.4185 | 2.4133 | 3.9327 | 12.3833 | 7.4428 | 8.818 | 5.237 | 47.7032 | 62.6376 | 55.6275 | 81.0566
6606 | 5.8378 | 14.5024 | 2 | 2.2712 | 6.366 | 0.36224 | 0.093827 | 0.0057009 | 3.7503 | 294.8857 | 45.2683 | 32.2443 | 1.1923 | 12.5007 | 14.601 | 2.6736 | 0.1878 | 0.087407 | 5.087 | 20.5217 | 6.6021 | 9.0864 | 8.8474 | 6.9565 | 2.0656 | 3.6369 | 13.3401 | 6.1155 | 8.5393 | 4.1297 | 53.0489 | 92.2288 | 51.0175 | 91.2229
6607 | 10.458 | 21.2198 | 2 | 1.9924 | 5.2685 | -3.5346 | 0.083598 | 0.0071145 | 2.0205 | 294.5729 | 28.8633 | 28.6238 | 0.77004 | 16.5014 | 18.1834 | 0.48491 | 0.054834 | 0.15589 | 2.4919 | 15.6048 | 1.1055 | 7.2336 | 11.5981 | 10.0168 | 1.6989 | 3.4196 | 15.5461 | 11.8838 | 9.7169 | 6.8525 | 59.6442 | 65.5037 | 42.2884 | 63.8631
6608
6609 | 2.0256 | 6.6973 | 2 | 2.5746 | 6.0396 | -2.4542 | 0.013889 | 0.0073903 | 1.3161 | 293.3158 | 24.1939 | 24.049 | 0.60218 | 17.6947 | 18.9807 | 4.4203 | 0.18995 | 0.016667 | 2.3757 | 14.5414 | 1.6663 | 3.2424 | 10.3316 | 9.347 | 1.4322 | 2.5429 | 16.7112 | 15.2237 | 14.119 | 12.8387 | 41.7843 | 45.387 | 31.9853 | 39.6442
6610 | 4.3302 | 13.4176 | 2 | 2.6333 | 7.4256 | 0.02511 | 0.015556 | 0.0065879 | 2.1223 | 297.6483 | 45.7127 | 32.6528 | 1.3695 | 12.8214 | 14.4359 | 0.83629 | 0.050067 | 0.025556 | 1.5455 | 14.2727 | 2.2076 | 3.0794 | 8.3815 | 6.6834 | 2.6042 | 4.2718 | 12.0345 | 6.2837 | 8.2471 | 4.2222 | 51.4171 | 90.969 | 57.1353 | 90.3274
6611 | 14.0591 | 26.9884 | 3 | 3.1715 | 8.091 | 5.706 | 0.10432 | 0.0066553 | 2.5718 | 294.3713 | 37.2074 | 31.7902 | 0.93242 | 14.3912 | 16.2211 | 0.62833 | 0.16085 | 0.076 | 3.1094 | 15.375 | 1.0364 | 11.6737 | 10.6186 | 9.4248 | 1.8467 | 3.6703 | 14.5983 | 8.7606 | 9.4286 | 5.6646 | 59.2956 | 70.7733 | 46.5895 | 77.1136
6612
6613 | 10.951 | 24.2884 | 3 | 1.8941 | 4.6271 | 0.86122 | 0.10439 | 0.0069778 | 3.464 | 296.382 | 31.1103 | 30.4922 | 0.95232 | 16.1874 | 18.0467 | 1.9956 | 0.061442 | 0.048106 | 3.8519 | 19 | 2.2919 | 17.5682 | 10.123 | 8.7544 | 1.8902 | 3.542 | 15.7345 | 11.3334 | 10.6793 | 7.2255 | 53.7443 | 66.9352 | 41.388 | 64.1674
6614
6615
6616 | 1.9936 | 6.3206 | 2 | 2.4822 | 8.6574 | 0.37891 | 0.0082065 | 0.0059056 | 1.9091 | 298.269 | 49.2055 | 33.9241 | 1.577 | 12.0869 | 13.8339 | 0.72703 | 0.062089 | 0.0043297 | 1.6049 | 14.7323 | 1.0216 | 2.7192 | 8.8604 | 6.2547 | 2.9208 | 4.8407 | 11.0105 | 5.9327 | 7.3678 | 4.556 | 59.3167 | 76.0386 | 62.8143 | 91.314
6617 | 7.0466 | 17.9994 | 2.4502 | 2.7085 | 7.3821 | -2.0234 | 0.029913 | 0.0064162 | 4.1551 | 293.2037 | 30.8354 | 29.4204 | 0.85903 | 16.2008 | 18.8703 | 0.49317 | 0.047329 | 0.082035 | 1.6935 | 12.6774 | 0.4619 | 2.8571 | 11.9863 | 9.4453 | 1.6435 | 3.2382 | 16.8788 | 8.3976 | 10.8852 | 5.4794 | 47.7176 | 83.1471 | 35.6549 | 76.8611
6618
6619
6620 | 4.0215 | 12.9139 | 2.069 | 2.3356 | 6.9746 | -2.2266 | 0.026207 | 0.0072208 | 2.4485 | 293.5592 | 25.1913 | 27.2384 | 0.67685 | 17.274 | 19.0088 | 2.7997 | 0.24118 | 0.05 | 3.3125 | 18.6875 | 0.97931 | 11.2069 | 12.5288 | 10.6451 | 1.5855 | 2.6427 | 16.1525 | 14.4292 | 13.1115 | 10.8918 | 54.5805 | 56.853 | 35.9452 | 45.136
6621
6622 | 16.1781 | 49.9846 | 3 | 1.4087 | 3.9888 | 2.5224 | 0.16444 | 0.0070697 | 3.3675 | 295.6569 | 24.8831 | 25.2692 | 0.84287 | 17.6238 | 19.6561 | 1.5314 | 0.10896 | 0.10444 | 11.2857 | 22.4286 | 0.98778 | 10.8889 | 10.9252 | 8.8608 | 1.9287 | 3.1644 | 16.3504 | 13.6311 | 13.0986 | 10.6667 | 46.2911 | 54.602 | 36.5062 | 48.4469
6623 | 11.173 | 25.4916 | 2 | 2.2452 | 6.8192 | -5.7358 | 0.070273 | 0.0046933 | 3.7241 | 290.6489 | 47.144 | 30.6302 | 0.98456 | 11.5151 | 13.8587 | 1.1076 | 0.16059 | 0.091182 | 3.5821 | 18.0597 | 1.6966 | 4.4818 | 9.0506 | 6.7863 | 1.6294 | 2.6772 | 11.719 | 5.9884 | 7.0828 | 4.5507 | 49.6293 | 73.7335 | 58.34 | 90.1934
6624
6625
6626 | 0.74506 | 2.8671 | 2 | 2.5931 | 6.4558 | 0.65333 | 0.0057895 | 0.006222 | 2.2877 | 296.9502 | 46.3329 | 33.064 | 1.3199 | 12.578 | 14.1754 | 11.2036 | 0.095127 | 0.013392 | 1.5545 | 13.0818 | 0.97977 | 0.95322 | 7.643 | 5.7788 | 2.4145 | 4.1519 | 12.8224 | 6.5545 | 8.6041 | 4.3531 | 49.9949 | 79.9188 | 54.4637 | 88.8486
6627
6628
6629
6630
6631
6632 | 2.1405 | 6.483 | 2.494 | 3.1171 | 9.6199 | 0.46596 | 0.010988 | 0.0055548 | 4.6201 | 294.762 | 43.7384 | 34.062 | 1.2525 | 12.6647 | 15.4258 | 1.1021 | 0.028153 | 0.012814 | 1.7151 | 12.9826 | 4.1495 | 2.1916 | 9.0182 | 8.0625 | 2.2495 | 4.0544 | 13.4021 | 5.9058 | 7.6216 | 4.3013 | 55.5338 | 96.5679 | 51.4318 | 92.7163
6633 | 0.67474 | 1.4826 | 2 | 2.8551 | 8.037 | 1.5844 | 0 | 0.0056585 | 0.68259 | 298.5633 | 63.6109 | 44.298 | 1.6754 | 9.535 | 10.2289 | 0 | 0.01 | 0 | 1.3333 | 16.3333 | 0 | 0 | 5.5825 | 5.0904 | 3.0226 | 4.2915 | 7.5197 | 5.2013 | 4.5132 | 3.1304 | 62.6792 | 85.6728 | 84.4742 | 99.3554
6634
6635
6636
6637
6638
6639
6640
6641
6642 | 4.842 | 15.5444 | 2 | 2.8769 | 7.3264 | -0.43648 | 0.022243 | 0.0069217 | 1.8127 | 296.7053 | 39.875 | 33.3342 | 1.1126 | 13.9472 | 15.4091 | 2.7127 | 0.072729 | 0.043808 | 1.5 | 13.4324 | 0.985 | 4.1168 | 6.3961 | 6.1008 | 2.1409 | 3.8342 | 13.0139 | 8.7137 | 9.7572 | 5.5189 | 51.1308 | 70.8525 | 50.5845 | 77.0292
6643
6644 | 4.4779 | 12.4188 | 2 | 3.6808 | 7.3424 | 2.7268 | 0.12435 | 0.006793 | 1.9855 | 293.4485 | 32.4065 | 29.1385 | 0.79761 | 15.4767 | 16.983 | 21.0093 | 0.45913 | 0.038261 | 10.2 | 20.45 | 7.6657 | 21.2609 | 7.6904 | 7.1453 | 1.688 | 3.3118 | 15.2805 | 10.8087 | 10.2117 | 7.1349 | 44.5295 | 60.7601 | 42.1878 | 65.3563
6645
6646
6648
6649 | 20.3782 | 57.6506 | 3 | 2.0631 | 5.7864 | -5.9881 | 0.182 | 0.0071467 | 3.4957 | 294.7791 | 23.1117 | 23.494 | 0.74581 | 17.966 | 20.0457 | 4.0187 | 0.39201 | 0.088344 | 10.1176 | 22.0588 | 1.073 | 19.15 | 10.8837 | 8.9307 | 1.7523 | 2.8784 | 16.7234 | 14.169 | 13.102 | 11.1463 | 43.3818 | 50.1915 | 35.3501 | 45.5772
6650 | 1.6172 | 5.7588 | 2 | 2.0173 | 5.5303 | -0.10121 | 0.012119 | 0.006616 | 1.7008 | 297.1894 | 43.4317 | 31.3156 | 1.2637 | 13.3243 | 14.6772 | 0.59612 | 0.086868 | 0.016391 | 1.2593 | 12.7185 | 0.4594 | 0.87417 | 7.571 | 5.4147 | 2.4409 | 3.9383 | 12.4494 | 7.4129 | 8.7132 | 5.1406 | 46.1577 | 67.7044 | 55.4783 | 82.3295
6651
6652
6653
6654
6655
6656 | 8.2113 | 28.508 | 2 | 4.1311 | 8.9214 | -3.2961 | 0.035 | 0.0073081 | 2.3751 | 292.2946 | 25.5603 | 22.4844 | 0.59631 | 16.838 | 18.5708 | 39.8256 | 0.53081 | 0.02 | 2.7778 | 16.7778 | 9.299 | 7.2 | 10.2707 | 8.7485 | 1.4235 | 2.4086 | 15.8148 | 14.3808 | 12.6883 | 10.5274 | 46.1534 | 43.2477 | 35.8719 | 45.1504
6657
6658
6659
6660
6661
6662 | 3.3992 | 9.2367 | 2 | 2.522 | 6.7125 | -0.58054 | 0.0059621 | 0.0071299 | 2.4735 | 294.9834 | 25.2667 | 27.2783 | 0.7633 | 17.5117 | 19.2939 | 0.85864 | 0.11263 | 0.013252 | 1.5532 | 14.6099 | 0.0061247 | 0.0054201 | 11.4444 | 10.0747 | 1.6129 | 2.8874 | 16.3433 | 14.1211 | 13.7086 | 11.3701 | 51.9044 | 58.421 | 34.9335 | 45.9357
6663 |  |  |  | 2.4211 | 7.5736 |  |  | 0.0066121 | 1.8641 | 298.0319 | 45.2096 | 31.8797 | 1.3848 | 12.9859 | 14.5035 | 1 | [6 empty] | 9.2429 | 6.6859 | 2.6408 | 4.2537 | 11.9611 | 6.478 | 8.4001 | 4.4692 | 50.6205 | 85.055 | 57.0389 | 88.4291
6664 | 11.7041 | 32.3415 | 2 | 1.8573 | 5.2632 | -0.33385 | 0.054311 | 0.0058657 | 3.6788 | 294.9575 | 36.4121 | 32.9607 | 1.1513 | 14.5209 | 17.5542 | 2.9332 | 0.22043 | 0.12072 | 3.2126 | 16.9528 | 1.6799 | 8.018 | 15.25 | 12.0287 | 2.3317 | 4.0215 | 13.5665 | 6.5705 | 8.7167 | 4.3003 | 61.6611 | 99.6476 | 50.0491 | 88.7037
6665 | 5.6941 | 15.216 | 2.4211 | 1.8535 | 5.1564 | 1.711 | 0.041579 | 0.005336 | 4.0714 | 293.235 | 46.3657 | 32.925 | 1.119 | 12.17 | 14.3308 | 15.9481 | 0.21663 | 0.026316 | 2.1429 | 17.3571 | 2.2821 | 7.3158 | 8.8877 | 6.9745 | 2.006 | 3.4364 | 12.895 | 5.957 | 7.8786 | 4.0816 | 56.1155 | 92.4344 | 53.215 | 92.0686
6666
6667
6668
6669 |  |  |  | 2.6073 | 6.2858 |  |  | 0.0068355 | 1.1825 | 296.3811 | 38.6407 | 31.958 | 1.0667 | 14.4237 | 15.6094 | 38.3939 | [6 empty] | 7.4961 | 6.3709 | 2.1421 | 3.7755 | 13.847 | 9.2665 | 9.9912 | 5.9958 | 46.1502 | 66.5248 | 47.2847 | 74.6001
6670 | 3.4495 | 12.2322 | 2 | 2.4963 | 6.1533 | -2.3187 | 0.019375 | 0.0066251 | 2.8256 | 297.2599 | 37.546 | 37.9149 | 1.1869 | 14.4588 | 16.4027 | 10.1366 | 0.2391 | 0.031094 | 1.7907 | 15.0698 | 1.5127 | 4.0156 | 12.2737 | 10.7438 | 2.5176 | 4.071 | 13.5088 | 8.9802 | 8.4433 | 5.1581 | 70.0342 | 95.0628 | 50.6247 | 76.3756
6671
6672
6673
6674 | 7.8659 | 20.7592 | 2 | 2.0471 | 5.7485 | -3.6179 | 0.034912 | 0.0070467 | 4.5783 | 293.8579 | 23.5834 | 22.9175 | 0.80082 | 17.9264 | 20.902 | 1.8028 | 0.20299 | 0.055789 | 1.4878 | 14.5122 | 0.33991 | 3.5175 | 12.6049 | 9.0969 | 1.8714 | 3.2933 | 16.5368 | 10.6492 | 11.5582 | 8.0436 | 44.0275 | 59.2991 | 37.5801 | 62.1192
6675 | 4.0383 | 11.7669 | 2.4 | 3.2232 | 8.7005 | 11.1112 | 0.014667 | 0.0074483 | 1.9693 | 291.3164 | 23.7681 | 21.2181 | 0.49933 | 17.4208 | 19.1029 | 5.6845 | 0.36624 | 0.064667 | 11.5455 | 22.0909 | 2.1393 | 1.4667 | 10.586 | 9.1076 | 1.4377 | 2.4914 | 16.8964 | 14.3379 | 11.9349 | 9.717 | 46.2602 | 41.258 | 34.679 | 47.3969
6676
6677 | 1.2788 | 3.9745 | 2 | 2.3421 | 6.6545 | 0.4304 | 0.0056522 | 0.0072008 | 2.2429 | 296.4022 | 32.8545 | 29.4297 | 0.96463 | 15.7496 | 17.3409 | 0.79778 | 0.17341 | 0.01587 | 2.0769 | 14.5385 | 0.069565 | 0.26087 | 7.1763 | 6.0848 | 1.8611 | 3.5204 | 14.8607 | 11.2385 | 11.7727 | 7.6279 | 46.3987 | 57.962 | 41.5996 | 63.1433
6678
6679 | 1.0041 | 3.3436 | 2.1712 | 2.8997 | 7.2696 | -0.89213 | 0.0061505 | 0.0060556 | 1.5457 | 298.7369 | 42.8236 | 36.4036 | 1.3644 | 13.7494 | 14.7732 | 0.59234 | 0.11816 | 0.012269 | 1.4414 | 14.3491 | 0.25263 | 0.23555 | 7.8175 | 8.3282 | 2.2784 | 4.0284 | 11.9584 | 8.9098 | 8.1544 | 5.6375 | 54.5209 | 73.8297 | 56.973 | 76.5896
6680 |  |  |  | 3.2844 | 6.861 |  |  | 0.0068507 | 1.8075 | 295.9681 | 35.7248 | 32.669 | 1.011 | 14.9631 | 16.4015 | 39.4198 | [6 empty] | 7.3922 | 6.9708 | 2.1082 | 3.7135 | 14.1319 | 10.106 | 10.4525 | 6.6855 | 51.1746 | 66.4755 | 46.059 | 69.0209
6681
6682
6683
6684
6685 | 19.0981 | 52.7917 | 2 | 3.1149 | 8.0442 | -7.7795 | 0.04925 | 0.0060446 | 2.0447 | 296.3897 | 42.096 | 33.5748 | 1.2242 | 13.7042 | 15.2839 | 1.8896 | 0.32278 | 0.1025 | 4.3333 | 17.6296 | 7.9543 | 8.5 | 9.7257 | 7.2971 | 2.3222 | 4.0514 | 13.1643 | 7.3083 | 8.2257 | 4.532 | 55.3813 | 80.6575 | 52.0595 | 84.3015
6686
6687 | 1.0435 | 5.2349 | 2 | 2.2179 | 5.825 | -0.57773 | 0.014737 | 0.0070226 | 1.7401 | 296.9334 | 37.1361 | 31.8381 | 1.0585 | 14.8473 | 16.2436 | 11.3751 | 0.40601 | 0.0063158 | 3.7 | 10.2 | 0.35211 | 2.9474 | 6.9614 | 5.8525 | 2.0456 | 3.7265 | 14.4256 | 9.251 | 10.6292 | 5.7257 | 46.0526 | 70.0017 | 44.6425 | 75.268
6688
6689
6690 | [7 empty] | 0.007456 | 1.5438 | 293.0896 | 31.466 | 26.5675 | 0.66099 | 15.4188 | 16.8016 | 63 | [6 empty] | 7.4718 | 6.8811 | 1.5656 | 2.823 | 14.4113 | 12.1082 | 10.379 | 8.3924 | 47.3582 | 46.5001 | 42.8666 | 56.6011
6691
6692 | 0.46136 | 1.4045 | 2 | 2.3114 | 7.6581 | 0.44477 | 0 | 0.0057282 | 0.89355 | 298.8277 | 46.6543 | 37.7035 | 1.4039 | 13.0432 | 13.8276 | 0.50065 | 0.16402 | 0.00125 | 2 | 16.3333 | 0 | 0.0625 | 8.0565 | 7.1521 | 2.4428 | 4.1199 | 11.5941 | 8.081 | 8.0131 | 4.9081 | 55.0196 | 76.5029 | 57.5899 | 82.0144
6693
6694 | 2.7866 | 9.0601 | 2 | 1.9324 | 5.7725 | 0.51809 | 0.028 | 0.0062227 | 2.6784 | 296.7869 | 38.4456 | 41.0822 | 1.2099 | 14.332 | 16.3592 | 14.0829 | 0.065208 | 0.088 | 1.5 | 22 | 0.824 | 1.6 | 14.1959 | 11.7922 | 2.4126 | 4.0326 | 13.1752 | 7.8635 | 9.0984 | 5.1191 | 76.3531 | 108.5985 | 51.2751 | 80.9205
6695
6696 | 9.9951 | 21.142 | 2 | 2.5247 | 7.4519 | -0.40563 | 0.064986 | 0.0044729 | 5.0985 | 290.4582 | 45.8622 | 33.6461 | 0.99446 | 12.1733 | 14.833 | 0.76987 | 0.11451 | 0.051521 | 3.3939 | 17.4727 | 0.12527 | 5.5211 | 11.3492 | 8.3608 | 1.7378 | 3.2147 | 13.7165 | 5.3039 | 7.233 | 3.7191 | 53.9468 | 96.0035 | 51.4461 | 96.5526
6697
6698
6699 | 2.6058 | 7.3807 | 2 | 2.4206 | 6.2154 | 0.2333 | 0.032278 | 0.0064538 | 2.2173 | 296.9217 | 45.6395 | 31.5091 | 1.3081 | 12.6572 | 14.2039 | 4.2721 | 0.11353 | 0.024444 | 2.5455 | 17.6364 | 3.8109 | 5.5778 | 8.9434 | 6.5598 | 2.4065 | 4.2439 | 12.3675 | 6.2712 | 8.5818 | 4.2551 | 53.1158 | 77.0122 | 55.2679 | 88.1314
6700 | 2.8516 | 10.2924 | 2 | 2.149 | 5.8053 | 2.7416 | 0.021053 | 0.0064494 | 3.4537 | 294.0041 | 25.5462 | 25.6496 | 0.81136 | 17.4961 | 19.969 | 14.432 | 0.23703 | 0.053158 | 2.8 | 14.1333 | 1.13 | 2.4737 | 11.9154 | 9.4846 | 1.6198 | 3.1294 | 17.8084 | 11.1066 | 12.6066 | 6.8098 | 44.7533 | 66.4292 | 31.1106 | 63.4453
6701 | 7.1826 | 15.2094 | 2.0962 | 1.915 | 5.1682 | -1.2585 | 0.057766 | 0.0057039 | 3.0458 | 295.4018 | 48.5027 | 33.8171 | 1.2861 | 11.894 | 13.8326 | 0.8732 | 0.055275 | 0.051168 | 1.7184 | 16.5 | 3.8979 | 7.268 | 8.0659 | 6.3766 | 2.1229 | 3.9528 | 12.6251 | 5.7087 | 8.065 | 3.7841 | 54.4912 | 90.5046 | 54.3182 | 94.2648
6702
6703 | 14.5406 | 29.2289 | 3 | 2.4434 | 6.6004 | 1.426 | 0.11136 | 0.0049642 | 3.9013 | 290.7743 | 45.9139 | 35.55 | 0.95313 | 12.0153 | 14.1688 | 4.6302 | 0.15566 | 0.14068 | 4.0476 | 21.2381 | 1.4884 | 12.8182 | 15.8674 | 12.0234 | 1.7241 | 2.6756 | 11.5841 | 6.3457 | 6.4679 | 4.4472 | 62.584 | 89.2228 | 59.9481 | 88.1098
6704
6705 |  |  |  | 1.8758 | 5.1292 |  |  | 0.0070137 | 1.9743 | 292.7325 | 33.5022 | 29.6917 | 0.72401 | 15.0517 | 16.5802 | 37 | [6 empty] | 7.6014 | 7.0143 | 1.5629 | 3.151 | 14.7091 | 10.6335 | 9.9662 | 7.0064 | 49.6089 | 57.686 | 44.893 | 65.7945
6706 | 17.8823 | 31.6982 | 2 | 2.4898 | 7.0318 | 1.8808 | 0.073621 | 0.0069569 | 3.0937 | 290.0671 | 17.2146 | 19.5933 | 0.39062 | 19.5126 | 21.9681 | 3.5532 | 0.072637 | 0.12086 | 2.5641 | 18.5128 | 0.68 | 5.5 | 12.3322 | 10.0479 | 1.246 | 1.9002 | 19.0636 | 15.3051 | 15.3768 | 11.8079 | 39.4037 | 46.3421 | 25.8934 | 40.7982
6707
6708
6709 |  |  |  | 2.6611 | 6.7285
6710 | 4.2101 | 12.3435 | 2 | 2.5808 | 7.7132 | -3.7475 | 0.01 | 0.0073212 | 1.0314 | 291.3753 | 26.4197 | 25.7559 | 0.50207 | 16.8586 | 18.0161 | 8.3829 | 0.42191 | 0.185 | 3 | 15 | 3.81 | 2.5 | 11.1069 | 9.792 | 1.356 | 1.9611 | 15.6614 | 14.4464 | 12.9285 | 12.5403 | 46.4172 | 49.1575 | 34.8853 | 41.4958
6711
6712
6713 | 1.1682 | 4.1862 | 2 | 2.6142 | 7.928 | -2.553 | 0.0033094 | 0.007009 | 1.3505 | 296.5356 | 36.3773 | 31.9196 | 0.99364 | 14.7305 | 15.7207 | 3.9281 | 0.10662 | 0.0092086 | 1.5455 | 11.6909 | 0.65165 | 0.72662 | 8.2714 | 8.7531 | 1.8655 | 3.3711 | 14.224 | 11.7171 | 10.7728 | 8.7103 | 51.8231 | 58.4716 | 46.3827 | 57.3213
6714 |  |  |  | 2.2857 | 6.2696
6715
6716
6717 | 2.6887 | 12.0927 | 2 | 2.8313 | 7.6193 | -2.5 | 0 | 0.0073293 | 1.7268 | 291.5269 | 23.8198 | 22.157 | 0.48807 | 17.6023 | 19.1754 | 30.9832 | 0.31782 | 0 | 4 | 22 | 0 | 0 | 10.994 | 9.6113 | 1.3893 | 2.2995 | 16.8014 | 14.2246 | 11.7257 | 9.2579 | 48.3295 | 43.2964 | 35.265 | 49.1864
6718 | 1.3457 | 3.8202 | 2 | 2.7235 | 7.8567 | -3.0394 | 0.011159 | 0.0066963 | 2.1779 | 297.5537 | 44.9647 | 35.152 | 1.3762 | 12.9356 | 14.7121 | 3.3534 | 0.076255 | 0.0088406 | 1.4337 | 13.8916 | 6.2233 | 2.0676 | 10.7896 | 8.3484 | 2.6991 | 4.3841 | 12.2708 | 6.2926 | 7.9581 | 4.2114 | 59.7594 | 102.1625 | 56.0237 | 90.9183
6719 | 4.625 | 13.8576 | 2.8065 | 2.7713 | 7.6053 | -3.5635 | 0.062097 | 0.0071488 | 2.8955 | 294.5526 | 31.8879 | 30.1335 | 0.8452 | 15.4947 | 17.3363 | 2.33 | 0.27486 | 0.042742 | 4.4884 | 17.907 | 1.3708 | 6.5968 | 11.7031 | 9.8619 | 1.7688 | 3.3511 | 14.5524 | 11.068 | 10.8808 | 7.9075 | 57.2821 | 66.562 | 43.2547 | 61.806
6720
6721 | 7.2536 | 16.4034 | 2.5333 | 1.4474 | 4.6072 | -2.1789 | 0.051524 | 0.0069875 | 3.0044 | 295.9706 | 26.6248 | 27.3456 | 0.88407 | 17.3011 | 19.2299 | 0.77057 | 0.21882 | 0.074 | 2.1404 | 14.9474 | 2.4134 | 9.9619 | 10.9013 | 8.8349 | 2.0473 | 3.3159 | 16.0046 | 13.0647 | 12.5617 | 9.9525 | 49.4796 | 59.5756 | 38.4501 | 51.7189
6722 | 3.7884 | 10.1706 | 2 | 1.9881 | 6.5689 | 1.5142 | 0.03913 | 0.0070378 | 2.3174 | 295.5296 | 33.6283 | 30.6932 | 0.91705 | 15.2423 | 16.7996 | 30.2445 | 0.2388 | 0.058696 | 2.6154 | 6.1538 | 2.7683 | 7.6087 | 10.869 | 9.4399 | 1.8429 | 3.3341 | 13.8876 | 11.6338 | 11.5368 | 8.5755 | 54.5228 | 61.441 | 44.799 | 58.3857
6723 | 7.6744 | 18.7912 | 2.8132 | 1.4446 | 3.8632 | 0.33974 | 0.058242 | 0.0071272 | 2.1204 | 295.2685 | 31.4437 | 25.22 | 0.82658 | 15.8645 | 17.4244 | 4.2892 | 0.12702 | 0.057326 | 2.6281 | 17.8191 | 2.0733 | 11.7253 | 7.295 | 6.5371 | 1.8215 | 3.3557 | 15.048 | 11.2576 | 9.4105 | 6.8693 | 41.1722 | 52.6173 | 43.5433 | 65.0441
6724
6725 | 12.7052 | 29.4119 | 3 | 2.535 | 7.0529 | -1.6349 | 0.070792 | 0.0049642 | 3.9013 | 290.7743 | 45.9139 | 35.55 | 0.95313 | 12.0153 | 14.1688 | 3.0616 | 0.17181 | 0.07396 | 4.5179 | 19.1607 | 1.0476 | 8.495 | 15.8674 | 12.0234 | 1.7241 | 2.6756 | 11.5841 | 6.3457 | 6.4679 | 4.4472 | 62.584 | 89.2228 | 59.9481 | 88.1098
6726
6727
6728
6729
6730
6731 | 6.133 | 16.2302 | 2 | 1.7368 | 4.5501 | 3.7297 | 0.064597 | 0.0064957 | 2.9099 | 296.0039 | 44.8383 | 32.801 | 1.2624 | 12.5892 | 14.4043 | 0.88461 | 0.0044325 | 0.049919 | 4.0109 | 20.8913 | 4.879 | 9.1855 | 13.4605 | 9.3584 | 2.2089 | 3.8743 | 12.8847 | 6.7543 | 8.42 | 4.658 | 45.6808 | 73.3919 | 51.4335 | 87.098
6732 | 1.5984 | 5.6906 | 2 | 2.9266 | 7.6449 | 1.5388 | 0.012764 | 0.0056574 | 1.3729 | 295.8104 | 53.5502 | 41.8354 | 1.3207 | 11.1101 | 12.3525 | 0 | 0.034646 | 0.035366 | 1.4583 | 9.9583 | 0.038699 | 0.15447 | 7.4616 | 7.2836 | 2.2158 | 4.1176 | 10.6163 | 6.2062 | 7.3253 | 4.1421 | 63.0396 | 86.3689 | 63.4244 | 91.9119
6733 | 5.0155 | 11.1338 | 2.619 | 2.0188 | 5.0636 | -2.6453 | 0.030159 | 0.0065788 | 2.6681 | 296.9008 | 37.9715 | 31.8334 | 1.1252 | 14.4799 | 16.2977 | 1.5189 | 0.24214 | 0.022381 | 1.2903 | 13.2581 | 2.5952 | 3.254 | 10.6382 | 7.788 | 2.1815 | 4.0049 | 14.5829 | 8.1691 | 8.5771 | 4.8293 | 50.7062 | 80.5278 | 47.8244 | 80.5361
6734
6735 | 11.694 | 26.4866 | 3 | 2.4684 | 6.3509 | -3.0427 | 0.068077 | 0.0054921 | 3.4873 | 291.375 | 43.8826 | 33.2222 | 0.95578 | 12.6367 | 14.6322 | 3.3248 | 0.21651 | 0.12731 | 3.0526 | 16.9474 | 0.078462 | 0.61538 | 14.9907 | 10.8025 | 1.7737 | 2.8434 | 12.4219 | 6.4937 | 7.3989 | 4.4384 | 52.2226 | 76.7982 | 55.007 | 87.7258
6736 |  |  |  | 2.2666 | 6.2078 |  |  | 0.0072231 | 1.5439 | 293.719 | 31.2437 | 26.0702 | 0.74097 | 15.6906 | 17.097 | 29.4101 | [6 empty] | 9.7223 | 8.5171 | 1.7386 | 2.9739 | 14.2023 | 12.2448 | 11.5643 | 9.2624 | 50.7118 | 48.2159 | 43.3053 | 54.3369
6737 | 2.0137 | 6.0229 | 2 | 1.9686 | 5.5415 | 0.4096 | 0.013824 | 0.0061086 | 2.9547 | 296.9557 | 37.1832 | 32.3646 | 1.2308 | 14.5722 | 16.7695 | 0.57232 | 0.17915 | 0.032941 | 1.1111 | 13.5 | 2.945 | 3.0294 | 11.392 | 8.5793 | 2.4608 | 4.1319 | 14.0562 | 8.07 | 9.0403 | 5.2212 | 58.9125 | 84.0696 | 47.7237 | 79.7377
6738
6739
6740
6741 | 6.705 | 14.4779 | 3 | 2.5803 | 7.8777 | 2.5711 | 0.045806 | 0.0058347 | 3.8647 | 295.7406 | 47.605 | 35.5114 | 1.3329 | 11.8915 | 14.1228 | 0.67023 | 0.031985 | 0.060731 | 1.6211 | 14.2312 | 1.2795 | 2.6061 | 14.0022 | 9.4229 | 2.3597 | 4.1672 | 12.4158 | 5.6306 | 8.0745 | 3.8965 | 58.0119 | 104.2718 | 54.9746 | 94.4108
6742
6743
6744
6745 |  |  |  | 2.5265 | 6.123 |  |  | 0.0064217 | 2.0743 | 297.102 | 45.6874 | 33.3032 | 1.3002 | 12.8076 | 14.3089 | 21.4854 | [6 empty] | 7.6276 | 5.708 | 2.414 | 4.1193 | 12.8083 | 6.761 | 8.6993 | 4.4672 | 51.8017 | 77.6498 | 55.0867 | 87.2388
6746 |  |  |  | 2.1191 | 5.3239
6747 | 8.5297 | 20.9962 | 3 | 2.478 | 6.8856 | 1.2432 | 0.13185 | 0.0064008 | 5.2001 | 294.242 | 38.8542 | 35.7334 | 0.99967 | 13.9359 | 16.0627 | 0.70607 | 0.058737 | 0.021111 | 4.6 | 19.9 | 1.9596 | 23.0741 | 10.6291 | 9.1721 | 1.8145 | 3.5318 | 14.1254 | 8.3046 | 9.3248 | 5.9453 | 57.64 | 83.4226 | 47.562 | 77.093
6748
6749
6750
6751
6752
6753
6754 | 2.2989 | 6.1491 | 2.9118 | 2.5287 | 6.7284 | 0.64443 | 0.020441 | 0.0060699 | 2.4452 | 296.6642 | 46.8477 | 32.9666 | 1.317 | 12.4225 | 14.0813 | 10.1224 | 0.026413 | 0.027353 | 1.9341 | 16.4725 | 0.85353 | 2.0147 | 7.7287 | 5.9215 | 2.3713 | 4.1253 | 12.8549 | 6.3633 | 8.5752 | 4.26 | 49.6066 | 82.0471 | 53.909 | 90.0725
6755
6756
6757 | 13.852 | 28.7677 | 2 | 2.2584 | 6.2549 | -1.4417 | 0.064109 | 0.0072488 | 3.9099 | 294.1137 | 23.3678 | 21.2747 | 0.79132 | 17.9995 | 20.8585 | 1.1694 | 0.16087 | 0.10005 | 1.9508 | 13.623 | 0.004703 | 0.88119 | 11.4877 | 8.2224 | 1.862 | 3.2934 | 16.9385 | 11.1739 | 12.3711 | 8.2654 | 38.2917 | 53.3912 | 35.4002 | 60.4739
6758
6759
6760
6761 | 1.4209 | 4.9133 | 2 | 3.2499 | 8.2375 | -1.3783 | 0.01375 | 0.0064159 | 1.6972 | 298.2797 | 44.9139 | 39.9155 | 1.367 | 13.1369 | 14.4529 | 4.0041 | 0.21231 | 0.013654 | 2.25 | 16.8289 | 2.6769 | 3.0865 | 8.0745 | 6.8888 | 2.4901 | 4.1754 | 11.8849 | 7.552 | 8.993 | 5.088 | 63.2934 | 85.0178 | 57.2982 | 83.0138
6762
6763 | 2.7766 | 9.3624 | 2.7917 | 2.3093 | 5.8612 | -0.79415 | 0.066667 | 0.0070137 | 1.9743 | 292.7325 | 33.5022 | 29.6917 | 0.72401 | 15.0517 | 16.5802 | 28.044 | 0.59395 | 0.0079167 | 11.7143 | 21.2381 | 2.1242 | 6.4583 | 7.6014 | 7.0143 | 1.5629 | 3.151 | 14.7091 | 10.6335 | 9.9662 | 7.0064 | 49.6089 | 57.686 | 44.893 | 65.7945
6764 | 2.1735 | 6.1448 | 2 | 4.208 | 9.2049 | 3.8625 | 0.014286 | 0.0073113 | 2.3669 | 292.2977 | 25.5759 | 22.4893 | 0.59616 | 16.8342 | 18.564 | 1.9378 | 0.12555 | 0.017143 | 1.3333 | 5 | 2.9695 | 3.3333 | 10.2626 | 8.7431 | 1.4235 | 2.4075 | 15.8063 | 14.3784 | 12.6846 | 10.5278 | 46.1588 | 43.2419 | 35.8979 | 45.1511
6765
6766
6767 |  |  |  | 2.4293 | 7.59
6768 | 14.2404 | 52.7304 | 2 | 3.0521 | 8.7807 | 0.095806 | 0.045667 | 0.0072247 | 1.0899 | 291.768 | 25.0805 | 25.6809 | 0.53953 | 17.2626 | 18.4403 | 2.0453 | 0.32922 | 0.0014493 | 5.8333 | 20.5833 | 4.37 | 8.5333 | 11.3557 | 10.125 | 1.3824 | 2.1794 | 16.5074 | 14.6352 | 13.5395 | 12.2135 | 45.7908 | 49.5381 | 31.8229 | 41.1902
6769
6770
6771 | 10.6142 | 21.2444 | 3 | 1.6502 | 4.3929 | -0.52696 | 0.054675 | 0.0062359 | 3.0684 | 295.1368 | 45.1688 | 30.7418 | 1.2074 | 12.5078 | 14.3895 | 1.1496 | 0.057816 | 0.05858 | 1.8224 | 14.5327 | 1.3359 | 6.1598 | 11.9506 | 8.1358 | 2.083 | 3.7483 | 12.8622 | 6.432 | 8.303 | 4.4652 | 45.0895 | 71.0386 | 51.9689 | 88.846
6772
6773
6774
6775
6776
6777 | 1.9589 | 6.619 | 2 | 2.3029 | 7.1738 | 0.12052 | 0.026842 | 0.0062822 | 1.1668 | 297.495 | 38.3454 | 32.7654 | 1.1817 | 14.5989 | 15.4985 | 8.1551 | 0.20919 | 0.037368 | 4.75 | 20.9375 | 0.12526 | 0.78947 | 8.0029 | 8.3274 | 1.941 | 3.5948 | 13.7382 | 10.2346 | 10.4382 | 7.3139 | 46.1548 | 62.6911 | 47.8867 | 66.0346
6778
6779
6780
6781
6782
6783
6784 | 1.6376 | 6.183 | 2 | 2.5962 | 6.0908 | 0.5038 | 0.01597 | 0.0074057 | 1.1026 | 293.2556 | 25.8796 | 24.1505 | 0.61452 | 17.2314 | 18.3479 | 4.7539 | 0.28452 | 0.023134 | 1.7586 | 14.4138 | 0.56507 | 2.9552 | 9.3284 | 8.6763 | 1.6164 | 2.3376 | 16.289 | 15.2048 | 13.0694 | 12.9188 | 44.0639 | 43.3013 | 34.2685 | 39.5204
6785 | 2.322 | 6.1466 | 2 | 1.959 | 4.6919 | -0.791 | 0.010573 | 0.0057678 | 1.6348 | 297.3242 | 55.0108 | 36.9889 | 1.4953 | 10.6883 | 11.9409 | 1.1772 | 0.036312 | 0.054444 | 1.7303 | 14.4943 | 0.52509 | 1.6918 | 6.1609 | 5.7241 | 2.6247 | 4.1188 | 9.9376 | 5.827 | 6.423 | 3.8979 | 50.8299 | 76.8508 | 69.675 | 93.2161
6786 |  |  |  | 2.2633 | 7.426 |  |  | 0.0072982 | 1.1698 | 296.177 | 34.5359 | 30.1641 | 0.93025 | 15.0261 | 15.9672 | 32.5161 | [6 empty] | 8.5246 | 8.7733 | 1.875 | 3.3175 | 14.2797 | 12.6192 | 11.1704 | 9.4507 | 50.3592 | 55.6425 | 45.2247 | 53.5362
6787 | 11.4862 | 20.2045 | 2.9778 | 2.7124 | 7.8766 | 1.5882 | 0.082704 | 0.0051517 | 4.1493 | 294.321 | 49.9097 | 37.6416 | 1.3027 | 11.3155 | 13.7268 | 0.63195 | 0.035211 | 0.06213 | 2.0153 | 16.2469 | 3.3256 | 6.6407 | 12.2067 | 9.1471 | 2.3072 | 4.0937 | 12.7166 | 5.1355 | 7.1035 | 3.2992 | 63.9999 | 109.1709 | 55.7755 | 98.9644
6788
6789
6790
6791
6792 |  |  |  | 1.9787 | 5.4675 |  |  | 0.0068555 | 1.7891 | 297.6645 | 40.3253 | 29.9047 | 1.2714 | 14.2633 | 15.6921 | 10.7926 | [6 empty] | 9.2488 | 6.5911 | 2.4087 | 4.2233 | 13.9269 | 7.1277 | 9.891 | 4.8791 | 48.6631 | 72.615 | 49.0277 | 83.0225
6793 |  |  |  | 2.0206 | 5.172
6794
6795
6796
6797 | 11.3413 | 24.2971 | 3 | 2.1231 | 5.6637 | 0.57713 | 0.099184 | 0.0068988 | 3.7011 | 296.0913 | 32.1621 | 31.2045 | 0.95881 | 15.8816 | 17.7773 | 1.4172 | 0.086132 | 0.038061 | 3 | 18.5205 | 0.13255 | 14.2041 | 10.1921 | 8.8113 | 1.8801 | 3.5406 | 15.515 | 10.922 | 10.4957 | 7.052 | 54.2747 | 69.1746 | 42.2287 | 65.9228
6798 |  |  |  | 2.2787 | 5.9882
6799 | 1.7156 | 6.0123 | 2 | 2.7256 | 8.0174 | -1.6802 | 0.013333 | 0.0069239 | 0.86177 | 297.5857 | 36.3587 | 34.3066 | 1.0398 | 15.084 | 15.7646 | 11.3926 | 0.10486 | 0.015714 | 1.8667 | 11.8 | 0.97524 | 3.381 | 12.4067 | 10.702 | 2.1075 | 3.3176 | 13.0012 | 12.0199 | 7.4687 | 8.0125 | 65.9407 | 68.7738 | 55.6984 | 59.6836
6800
6801 | 4.7275 | 13.8713 | 2 | 1.6533 | 5.4579 | -4.3387 | 0.034706 | 0.0043096 | 3.0551 | 291.6938 | 43.8902 | 36.3521 | 1.0328 | 12.6869 | 14.819 | 7.99 | 0.30187 | 0.061176 | 3 | 20.5455 | 2.7518 | 5.7059 | 13.3647 | 10.5309 | 1.8664 | 3.1649 | 12.855 | 6.5326 | 7.7527 | 5.1371 | 61.4919 | 96.2847 | 55.1838 | 87.7509
6802
6803
6804 | 8.1817 | 17.8043 | 2.369 | 1.6619 | 4.8448 | -0.72761 | 0.049519 | 0.0059112 | 4.3606 | 296.4602 | 46.7554 | 34.8751 | 1.4293 | 12.1527 | 14.712 | 2.0252 | 0.046667 | 0.12647 | 2.2243 | 15.0093 | 4.7882 | 4.9679 | 8.9871 | 7.1564 | 2.5485 | 4.6775 | 12.0533 | 5.4377 | 7.4034 | 3.9208 | 55.781 | 91.8372 | 57.9574 | 95.7724
6805 | 7.7612 | 17.6236 | 2 | 1.9552 | 5.9092 | 0.2385 | 0.057186 | 0.0072856 | 1.3243 | 291.921 | 23.8734 | 23.7048 | 0.55146 | 17.4929 | 18.8315 | 3.8934 | 0.10531 | 0.037605 | 2.4153 | 15.0508 | 7.559 | 10.8024 | 11.0332 | 9.8402 | 1.3867 | 2.2166 | 16.4667 | 15.3405 | 13.8101 | 13.3051 | 43.3783 | 45.3693 | 32.0899 | 37.799
6806 | 5.8815 | 14.9977 | 2 | 1.8911 | 5.7823 | -0.0075035 | 0.046316 | 0.0072973 | 1.2783 | 292.1097 | 23.7576 | 23.6676 | 0.55378 | 17.5958 | 18.8853 | 13.1659 | 0.2533 | 0.020789 | 5.069 | 21.0345 | 3.5916 | 8.0526 | 10.9726 | 9.8367 | 1.3751 | 2.2481 | 16.4524 | 15.3454 | 13.9696 | 13.3327 | 42.5926 | 45.2397 | 32.1373 | 37.6831
6807 | 7.0011 | 18.3737 | 2.7105 | 1.8942 | 5.0948 | -1.8175 | 0.057632 | 0.0070988 | 2.9157 | 295.9026 | 23.8018 | 24.9257 | 0.82975 | 17.9389 | 19.8856 | 0.098126 | 0.012444 | 0.031316 | 2.9259 | 18.9259 | 2.4997 | 7.1842 | 11.0321 | 9.1023 | 1.8448 | 3.1309 | 16.6231 | 14.3128 | 13.9916 | 11.8248 | 46.6927 | 53.6407 | 34.5038 | 45.1418
6808
6809 | 11.6549 | 21.8621 | 3 | 1.5732 | 4.4477 | -2.1284 | 0.103 | 0.0071218 | 3.6596 | 294.9799 | 24.1953 | 24.8474 | 0.78086 | 17.7392 | 19.8408 | 0.29521 | 0.026211 | 0.045333 | 3.8421 | 20.2105 | 0.693 | 8.8667 | 10.9344 | 9.0002 | 1.8299 | 3.0185 | 16.5866 | 13.6492 | 12.5479 | 10.4339 | 45.1571 | 53.7383 | 36.7522 | 48.2809
6810
6811
6812 | 2.2434 | 5.7141 | 2 | 2.8782 | 7.4903 | -1.3592 | 0.0018378 | 0.0054798 | 1.9361 | 295.348 | 48.1682 | 32.2262 | 1.3328 | 12.0529 | 13.9403 | 0.87341 | 0.15425 | 0.006973 | 1.25 | 12.1 | 0.40173 | 0.51892 | 8.8351 | 6.2203 | 2.4981 | 4.2423 | 11.0479 | 6.2357 | 7.2618 | 4.4308 | 56.7734 | 74.769 | 62.2964 | 90.8366
6813 |  |  |  | 2.0786 | 5.7173
6814 | 5.6889 | 13.0498 | 2 | 2.4467 | 6.4623 | -1.134 | 0.0045404 | 0.0071299 | 2.4023 | 295.0861 | 25.3555 | 27.4533 | 0.76589 | 17.555 | 19.3329 | 1.0567 | 0.11002 | 0.0051253 | 1.7908 | 14.8497 | 0.30953 | 0.73538 | 11.2029 | 9.7547 | 1.6412 | 2.8987 | 16.36 | 14.0717 | 13.7634 | 11.4341 | 51.6328 | 58.7704 | 35.1123 | 46.4132
6815 | 2.2908 | 6.4708 | 2 | 2.0219 | 5.4321 | 0.54689 | 0.0075 | 0.0070351 | 2.3054 | 295.5973 | 27.223 | 28.3988 | 0.82927 | 17.1774 | 18.8865 | 9.5677 | 0.21161 | 0.00125 | 4.25 | 22 | 0.32 | 0.5 | 10.8256 | 9.0623 | 1.7598 | 3.1777 | 16.1669 | 13.4143 | 13.1108 | 10.0591 | 50.5923 | 60.6399 | 36.7245 | 50.7987
6816 | 1.1605 | 6.163 | 2 | 1.43 | 4.6712 | -2.4475 | 1.819e-14 | 0.0064185 | 1.4752 | 295.6404 | 43.1241 | 36.7044 | 1.051 | 13.3529 | 14.5445 | 35.4 | 0.90114 | 0 | 5 | 22 | 1.43 | 7 | 10.0269 | 8.2138 | 2.0528 | 3.6051 | 12.5054 | 8.0547 | 8.6761 | 5.2291 | 57.8199 | 79.3315 | 53.2904 | 81.5845
6817
6818
6819 |  |  |  | 2.2026 | 6.4973 |  |  | 0.0072825 | 1.0506 | 291.2045 | 23.979 | 23.5207 | 0.50144 | 17.4943 | 18.6503 | 34.3876 | [6 empty] | 10.4886 | 9.3734 | 1.3292 | 1.9379 | 16.5405 | 15.4859 | 13.5873 | 13.6065 | 43.1016 | 43.5701 | 31.4415 | 36.2657
6820
6821
6822 |  |  |  | 2.7957 | 6.9343
6823 |  |  |  | 2.5974 | 6.458
6824 |  |  |  | 3.1488 | 8.2163 |  |  | 0.0063875 | 1.3148 | 298.2373 | 44.1619 | 34.9222 | 1.359 | 13.4445 | 14.6315 | 0 | [6 empty] | 10.0098 | 8.4329 | 2.5945 | 4.068 | 12.854 | 7.4044 | 9.248 | 4.7867 | 61.8809 | 95.7205 | 53.0548 | 83.6842
6825 | 1.8772 | 6.2255 | 2 | 2.2394 | 5.8047 | -0.38319 | 0.0059204 | 0.0062432 | 1.8185 | 297.2963 | 45.8035 | 36.2132 | 1.3314 | 12.8679 | 14.2731 | 0.90735 | 0.074713 | 0.02204 | 1.5 | 12.5233 | 0.21254 | 0.89055 | 10.5213 | 7.9681 | 2.3692 | 4.0003 | 12.6378 | 6.9756 | 9.202 | 4.7286 | 53.4318 | 85.9463 | 53.39 | 85.933
6826
6827
6828 |  |  |  | 2.305 | 7.9156
6829
6830
6831 | 6.6455 | 14.373 | 3 | 2.6875 | 7.4974 | 1.0586 | 0.035433 | 0.0057532 | 4.0159 | 295.3178 | 48.7092 | 36.9037 | 1.3373 | 11.5855 | 13.8531 | 0.88714 | 0.023671 | 0.064185 | 1.6805 | 14.2678 | 1.8224 | 5.4869 | 14.0442 | 9.8118 | 2.3736 | 4.2345 | 12.2256 | 5.4085 | 7.9261 | 3.7201 | 61.6011 | 112.2168 | 55.6279 | 96.0121
6832
6833
6834 |  |  |  | 3.1653 | 6.8914 |  |  | 0.0065063 | 1.7798 | 295.2335 | 37.8851 | 34.4731 | 1.0115 | 14.3676 | 15.823 | 16 | [6 empty] | 7.8359 | 7.3542 | 2.0119 | 3.6581 | 14.1115 | 9.2408 | 9.7652 | 6.0548 | 50.3419 | 73.6838 | 46.4792 | 74.6148
6835 | 5.712 | 13.6053 | 2 | 2.0842 | 6.4427 | -7.4737 | 0.015957 | 0.0051054 | 3.1774 | 293.9045 | 44.9393 | 31.8067 | 1.2027 | 12.7421 | 15.0576 | 0.50039 | 0.14493 | 0.040739 | 1.6721 | 14.9426 | 4.6505 | 2.6 | 9.5808 | 6.7758 | 2.2673 | 3.9628 | 11.9574 | 5.984 | 7.4398 | 4.2084 | 54.654 | 77.4004 | 58.2507 | 92.4026
6836 | 15.8364 | 30.2382 | 3 | 2.7658 | 7.9269 | -1.0423 | 0.1019 | 0.0053377 | 3.6428 | 290.5892 | 43.4859 | 32.9385 | 0.90881 | 12.6898 | 14.7279 | 3.6377 | 0.14729 | 0.1719 | 5.4444 | 21.5556 | 0 | 0.02381 | 14.9904 | 10.8979 | 1.7059 | 2.7 | 12.4266 | 6.5394 | 7.2324 | 4.4324 | 52.7086 | 77.5748 | 55.1833 | 87.4
6837
6838
6839 | 8.9698 | 19.8996 | 2.5922 | 1.7294 | 5.4093 | -2.105 | 0.053475 | 0.0068207 | 3.2357 | 296.578 | 32.7191 | 31.7485 | 1.0466 | 15.6415 | 17.5807 | 0.56466 | 0.070822 | 0.073121 | 1.7557 | 16.032 | 1.2882 | 5.3369 | 11.0072 | 9.0451 | 2.326 | 3.7177 | 14.6556 | 10.6395 | 10.4534 | 7.6039 | 56.6634 | 73.3607 | 45.5596 | 64.1487
6840 | 6.7064 | 17.0034 | 2 | 2.9405 | 7.5529 | 5.4467 | 0.02843 | 0.0064374 | 1.6998 | 293.1175 | 39.6255 | 36.2616 | 0.81718 | 13.6124 | 14.9684 | 0.69742 | 0.1173 | 0.022581 | 1.75 | 13.33 | 1.2919 | 5.4012 | 11.5569 | 10.8531 | 1.8108 | 2.8584 | 12.8988 | 9.8791 | 8.8555 | 7.273 | 68.4626 | 81.6696 | 51.8032 | 67.23
6841
6842
6843
6844
6845 | 5.2408 | 12.9605 | 3 | 2.5983 | 5.7804 | 6.3461 | 0.026 | 0.0072944 | 1.6908 | 294.1474 | 32.5295 | 28.3841 | 0.76664 | 15.4652 | 16.8943 | 29.8023 | 0.64528 | 0.11 | 8.6 | 22 | 0.998 | 2.4 | 7.2775 | 6.5867 | 1.74 | 3.2255 | 14.399 | 11.8429 | 10.6182 | 8.212 | 48.7329 | 51.0797 | 43.0883 | 58.8817
6846 |  |  |  | 2.488 | 6.1403
6847
6848
6849 | 2.9701 | 7.9594 | 2 | 2.1367 | 6.0894 | -1.3426 | 0.038374 | 0.005607 | 2.931 | 296.1014 | 48.845 | 33.654 | 1.321 | 11.9108 | 13.7335 | 2.1549 | 0.026026 | 0.068293 | 1.8212 | 13.9073 | 2.1798 | 3.6789 | 8.4303 | 6.4145 | 2.2996 | 4.0363 | 12.3354 | 5.6104 | 8.2683 | 3.8855 | 53.5915 | 90.768 | 55.7402 | 94.3616
6850 |  |  |  | 3.0874 | 8.1571
6851 | 2.7962 | 8.9305 | 2 | 2.5655 | 7.0308 | 1.1841 | 0.030465 | 0.0060121 | 2.5636 | 296.0342 | 37.0359 | 33.7629 | 1.1385 | 14.7176 | 16.6668 | 1.0817 | 0.13829 | 0.044767 | 1.92 | 15.64 | 1.6765 | 3.6279 | 10.9519 | 8.6289 | 2.2002 | 3.7657 | 14.2169 | 8.2767 | 9.5316 | 5.2792 | 57.9486 | 83.5995 | 47.0501 | 78.7187
6852
6853
6854
6855
6856 | 1.5964 | 5.2894 | 2 | 1.7556 | 4.8183 | -8.6477 | 0.0033962 | 0.0062889 | 2.3856 | 296.8743 | 43.7248 | 33.1147 | 1.2883 | 13.0931 | 14.7644 | 0.63462 | 0.1095 | 0.051321 | 2.1667 | 7.8333 | 0.41604 | 2.8491 | 14.0837 | 9.8692 | 2.3024 | 3.9268 | 13.2001 | 7.0912 | 9.0357 | 4.8266 | 45.3916 | 73.9966 | 50.7901 | 85.3502
6857 | 12.8516 | 26.6917 | 3 | 2.1552 | 5.4244 | 2.8763 | 0.080619 | 0.0059699 | 3.5773 | 294.0407 | 44.9145 | 30.3223 | 1.144 | 12.4904 | 14.5515 | 1.0565 | 0.00072513 | 0.058454 | 2.1857 | 17.9929 | 0 | 0.015464 | 12.0116 | 8.0695 | 2.0471 | 3.5161 | 12.7396 | 6.3454 | 7.9709 | 4.39 | 46.4547 | 71.8806 | 52.8144 | 89.4149
6858
6859 |  |  |  | 2.8502 | 6.461
6860
6861
6862 | 3.0099 | 7.0298 | 2.4693 | 1.8869 | 5.3476 | -0.38812 | 0.051285 | 0.0058422 | 2.7625 | 295.7916 | 46.0993 | 31.9347 | 1.2545 | 12.5344 | 14.355 | 2.0425 | 0.096061 | 0.06933 | 1.8288 | 15.1441 | 2.449 | 4.6872 | 7.5422 | 5.6763 | 2.1982 | 3.8954 | 13.1437 | 6.1726 | 8.7784 | 4.2488 | 46.8436 | 80.0519 | 51.114 | 90.5084
6863
6864
6865 | 9.8545 | 20.7213 | 2.9268 | 2.012 | 5.7241 | -0.018187 | 0.090244 | 0.0054324 | 3.901 | 293.8508 | 45.6145 | 32.1454 | 1.1302 | 12.4 | 14.5298 | 4.5205 | 0.17928 | 0.061951 | 4.3371 | 18.0112 | 5.222 | 9.7642 | 8.6289 | 6.775 | 1.9795 | 3.4629 | 13.2873 | 6.049 | 8.2281 | 4.105 | 53.8621 | 90.8355 | 51.4313 | 91.4744
6866
6867 | 10.5532 | 21.7224 | 2 | 1.7792 | 4.5653 | -0.71092 | 0.070049 | 0.0071063 | 2.1647 | 294.8444 | 30.9313 | 29.7408 | 0.82671 | 16.0264 | 17.7488 | 0.35883 | 0.10264 | 0.18267 | 1.8202 | 12.9888 | 0.62934 | 7.1529 | 11.1716 | 9.6826 | 1.7333 | 3.5699 | 15.3589 | 10.9952 | 9.4001 | 6.3384 | 59.3732 | 68.5363 | 44.0552 | 68.1373
6868
6869
6870
6871
6872
6873
6874 | 10.0462 | 21.7045 | 3 | 1.6925 | 4.2675 | 1.1812 | 0.066805 | 0.006087 | 3.164 | 294.6536 | 43.7984 | 31.2553 | 1.1478 | 12.7981 | 14.7587 | 1.4362 | 0.040189 | 0.085021 | 1.9467 | 16.2381 | 4.0077 | 3.556 | 13.4726 | 9.2588 | 2.0448 | 3.4745 | 13.0188 | 6.5724 | 8.3335 | 4.6289 | 46.4482 | 73.5494 | 51.2531 | 87.4838
6875
6876 | 6.0758 | 14.4826 | 2 | 2.1717 | 6.6261 | 1.4502 | 0.076429 | 0.0073871 | 1.1657 | 291.6053 | 24.699 | 24.303 | 0.51932 | 17.2469 | 18.5327 | 4.7822 | 0.32767 | 0.14143 | 5.7273 | 19.4026 | 1.4594 | 1.6837 | 11.109 | 9.8401 | 1.3909 | 2.1068 | 16.5552 | 15.0859 | 13.341 | 12.9862 | 44.7877 | 46.2393 | 32.1323 | 38.798
6877
6878
6879
6880 | 14.0296 | 25.8452 | 2 | 2.7821 | 7.0961 | 1.2718 | 0.059286 | 0.0068184 | 3.0772 | 290.6836 | 18.5115 | 20.5135 | 0.46264 | 19.0214 | 21.4443 | 0.7132 | 0.098394 | 0.13044 | 2.097 | 15.5373 | 2.9937 | 11.0385 | 12.0093 | 9.9427 | 1.357 | 2.0308 | 18.3613 | 14.9872 | 14.5951 | 11.7081 | 40.8357 | 47.0734 | 28.4536 | 41.445
6881
6882
6883
6884
6885
6886
6887 | 8.8391 | 18.0089 | 2.5325 | 1.416 | 4.2978 | -3.2076 | 0.058537 | 0.007062 | 3.1937 | 295.7982 | 24.943 | 25.3706 | 0.84863 | 17.64 | 19.6257 | 1.8185 | 0.20101 | 0.060407 | 1.8718 | 14.9295 | 3.0343 | 8.0976 | 10.9167 | 8.846 | 1.9458 | 3.1887 | 16.3258 | 13.6605 | 13.1598 | 10.7319 | 46.5443 | 54.5613 | 36.4419 | 48.3458
6888
6889 | 7.5218 | 16.2414 | 3 | 1.7928 | 5.8131 | -4.3921 | 0.14056 | 0.0070735 | 2.7251 | 295.5865 | 33.447 | 29.6893 | 0.92744 | 15.1802 | 16.9727 | 24.8659 | 0.29192 | 0.015556 | 11.1667 | 22 | 0.83444 | 7.4444 | 11.1145 | 9.5513 | 1.8968 | 3.4688 | 13.6079 | 11.4153 | 11.2231 | 8.6453 | 55.4133 | 59.9135 | 45.8629 | 58.2955
6890
6891 |  |  |  | 2.1047 | 5.2976
6892 | 8.676 | 20.4961 | 2.9832 | 1.7564 | 5.0949 | 1.6534 | 0.067263 | 0.0062612 | 3.0339 | 295.0949 | 45.8753 | 31.8778 | 1.2172 | 12.2947 | 14.192 | 1.3115 | 0.047466 | 0.091117 | 2.6757 | 19.1284 | 4.373 | 10.3911 | 12.721 | 8.7275 | 2.129 | 3.7216 | 12.5154 | 6.3809 | 8.0267 | 4.392 | 47.3218 | 73.0058 | 53.6289 | 89.3811
6893
6894
6895 |  |  |  | 2.5956 | 6.4805
6896 | 9.0276 | 19.0008 | 2 | 2.3138 | 7.3775 | 0.1412 | 0.042743 | 0.005787 | 4.989 | 293.1224 | 33.1572 | 29.4027 | 0.96927 | 15.0108 | 18.2799 | 0.61116 | 0.022303 | 0.0836 | 1.3836 | 11.0548 | 0.94069 | 5.0571 | 13.1043 | 9.521 | 1.7631 | 3.487 | 15.997 | 7.7243 | 9.0993 | 4.6426 | 51.6575 | 82.4234 | 40.3616 | 81.6774
6897
6898 | 3.6959 | 9.3598 | 2 | 2.3197 | 6.8847 | 0.058696 | 0.0125 | 0.0073028 | 1.1483 | 291.399 | 24.337 | 23.9132 | 0.50682 | 17.3593 | 18.5653 | 12.8806 | 0.65559 | 0.13917 | 3.75 | 7 | 2.86 | 2.75 | 10.671 | 9.4685 | 1.3365 | 1.9456 | 16.5204 | 15.413 | 13.4176 | 13.518 | 43.7409 | 43.8798 | 31.963 | 36.6384
6899
6900
6901
6902 | 1.1643 | 4.5959 | 2.3303 | 2.2928 | 6.2768 | -1.5227 | 0.01178 | 0.0061454 | 1.5021 | 298.0944 | 44.8035 | 37.8591 | 1.3137 | 13.1456 | 14.1724 | 0.29432 | 0.14118 | 0.040349 | 1.5388 | 14.1068 | 0.81053 | 2.8826 | 8.195 | 8.437 | 2.1117 | 3.7628 | 11.2795 | 8.7636 | 7.6108 | 5.5923 | 58.6767 | 75.356 | 59.5285 | 76.4486
6903
6904 | 9.9807 | 20.2108 | 2.8987 | 1.6109 | 4.4549 | 0.086986 | 0.067342 | 0.0066443 | 2.4794 | 297.0386 | 38.9508 | 32.5371 | 1.1382 | 14.272 | 15.9446 | 4.1049 | 0.15853 | 0.060886 | 3.1404 | 18.1053 | 4.0344 | 12.3165 | 10.316 | 7.7575 | 2.2474 | 3.8199 | 13.9935 | 8.3963 | 8.9001 | 5.2082 | 53.7583 | 79.8722 | 48.2426 | 79.0362
6905
6906
6907 |  |  |  | 2.2945 | 5.7417
6908
6909 | 5.7417 | 16.0764 | 2.0116 | 3.4567 | 7.4007 | 1.8248 | 0.11558 | 0.0069376 | 1.8286 | 294.3468 | 31.4365 | 28.2046 | 0.82796 | 15.8721 | 17.3301 | 8.6119 | 0.28079 | 0.038488 | 5.8205 | 20.5256 | 6.5117 | 16.7093 | 7.2591 | 6.8285 | 1.8281 | 3.4286 | 15.6343 | 11.1214 | 10.388 | 7.1841 | 42.3083 | 59.3149 | 40.9951 | 63.8148
6910 | 0.92143 | 3.529 | 2 | 2.3769 | 6.8109 | -1.533 | 0.010185 | 0.0058893 | 0.97956 | 298.3872 | 44.0431 | 37.2576 | 1.3325 | 13.5754 | 14.3108 | 1.7282 | 0.09674 | 0.0044444 | 2.0882 | 15 | 2.0865 | 3.9074 | 8.5368 | 8.1629 | 2.2536 | 3.9452 | 12.0583 | 8.8982 | 8.5125 | 5.5874 | 59.9068 | 80.9191 | 57.4193 | 77.247
6911 | 0.38708 | 1.0611 | 2 | 2.0039 | 6.7056 | -1.2723 | 0.0029032 | 0.0064525 | 0.70887 | 299.3378 | 42.9663 | 36.1587 | 1.3821 | 13.9919 | 14.6478 | 0.29345 | 0.15637 | 0.017903 | 1.2308 | 13.3846 | 0 | 0 | 7.961 | 7.1394 | 2.5832 | 4.1087 | 12.4816 | 8.8242 | 8.5855 | 5.4537 | 52.7228 | 75.3779 | 56.2352 | 77.8302
6912
6913 | 9.2727 | 21.8121 | 3 | 2.1646 | 6.2628 | -11.2045 | 0.061039 | 0.0046945 | 4.694 | 292.5143 | 46.323 | 35.3318 | 1.0878 | 11.9357 | 14.4474 | 2.712 | 0.2494 | 0.064935 | 7.2154 | 20.4308 | 1.4088 | 10.0649 | 14.4705 | 10.5657 | 1.9399 | 3.338 | 12.6859 | 5.9258 | 7.3349 | 4.326 | 62.6364 | 95.2643 | 55.1001 | 91.5897
6914 | 7.0123 | 15.8463 | 2 | 2.0021 | 6.1592 | -0.45298 | 0.050893 | 0.0072965 | 1.3092 | 291.8752 | 23.9731 | 23.7746 | 0.54774 | 17.4593 | 18.7948 | 5.7163 | 0.20243 | 0.0975 | 2.7949 | 15.5897 | 8.5838 | 8.3036 | 11.0458 | 9.841 | 1.3879 | 2.2027 | 16.4776 | 15.3112 | 13.7483 | 13.2669 | 43.5827 | 45.4779 | 32.092 | 37.921
6915
6916
6917 | 2.1333 | 7.9892 | 2 | 3.4182 | 8.7493 | 2.8461 | 0.019167 | 0.0037895 | 5.084 | 286.1244 | 45.0518 | 30.848 | 0.74688 | 11.3767 | 14.3348 | 7.8244 | 0.47847 | 0.013355 | 2.1053 | 10.3684 | 0.11917 | 2.2083 | 11.2872 | 8.8942 | 1.1917 | 2.0179 | 11.7629 | 6.7082 | 6.7992 | 4.9493 | 59.2003 | 79.0515 | 59.4989 | 85.2142
6918 | 3.3463 | 10.8842 | 2 | 2.6205 | 7.0017 | -0.51853 | 0.029091 | 0.003713 | 5.0726 | 287.0416 | 46.3995 | 31.4738 | 0.8007 | 11.1161 | 14.0778 | 2.8678 | 0.18695 | 0.01 | 2.0769 | 12.8462 | 0 | 1.1515 | 11.8285 | 9.1935 | 1.2629 | 2.1229 | 11.4468 | 6.4678 | 6.628 | 4.8203 | 62.8483 | 85.034 | 61.2822 | 87.4129
6919
6920 | 12.4564 | 33.3252 | 2 | 2.5797 | 8.1576 | -1.4884 | 0.038784 | 0.0056455 | 4.482 | 292.3968 | 35.3841 | 27.6287 | 0.9505 | 14.5784 | 17.601 | 0.88804 | 0.17204 | 0.076436 | 2.0598 | 14.0837 | 0.72855 | 5.5275 | 11.677 | 8.0151 | 1.6783 | 3.3556 | 15.1835 | 7.2528 | 8.756 | 4.4591 | 50.4674 | 76.4487 | 43.3768 | 84.6943
6921 | 13.0196 | 21.0729 | 3 | 1.7374 | 4.8885 | 0.669 | 0.07016 | 0.0053305 | 3.9385 | 293.9289 | 51.7024 | 34.1806 | 1.3019 | 10.7989 | 12.9894 | 0.79158 | 0.02081 | 0.04016 | 1.5965 | 11.5614 | 2.7558 | 5.616 | 9.3444 | 6.7971 | 2.1513 | 3.8238 | 11.6935 | 5.1565 | 6.398 | 3.5321 | 58.5754 | 88.4757 | 59.2007 | 97.7551
6922
6923 | 4.8419 | 12.6784 | 2.0455 | 2.5228 | 6.7713 | 1.3866 | 0.065682 | 0.0073392 | 2.3445 | 294.16 | 28.993 | 25.5345 | 0.73754 | 16.1482 | 17.8702 | 21.2984 | 0.43684 | 0.032955 | 5.5641 | 18.9231 | 6.2386 | 17.1818 | 10.4604 | 8.9924 | 1.6234 | 2.9264 | 14.5719 | 12.9829 | 12.1787 | 9.4935 | 49.9195 | 50.1709 | 40.8953 | 50.8292
6924
6925
6926
6927
6928 | 4.3864 | 11.5432 | 2 | 2.345 | 5.2899 | 0.29893 | 0.056706 | 0.0059897 | 2.1757 | 296.0169 | 44.1182 | 34.6593 | 1.2155 | 13.187 | 14.7178 | 2.0525 | 0.16473 | 0.077765 | 4.2632 | 20.5965 | 3.1306 | 6.0471 | 10.9524 | 8.0678 | 2.0238 | 3.7672 | 12.9134 | 6.7525 | 8.7819 | 4.5588 | 50.2423 | 85.0777 | 53.7004 | 87.7084
6929 | 1.9805 | 7.1265 | 2 | 2.512 | 6.5812 | -0.083449 | 0.018075 | 0.0071053 | 2.8257 | 294.5363 | 32.8069 | 30.528 | 0.83176 | 15.5122 | 17.3542 | 0.76527 | 0.062399 | 0.030481 | 1.4938 | 14.2963 | 0.55283 | 1.2674 | 9.9593 | 8.4116 | 1.6352 | 3.1684 | 15.3713 | 10.5544 | 10.4905 | 7.2522 | 52.8765 | 69.7303 | 41.5066 | 66.2013
6930
6931
6932
6933
6934 | 2.2135 | 6.8152 | 2.5686 | 2.3083 | 5.2006 | -4.9754 | 0.010196 | 0.0058011 | 2.1378 | 296.5753 | 49.6872 | 32.0921 | 1.3462 | 11.8265 | 13.2459 | 2.3075 | 0.17575 | 0.04049 | 1.6863 | 15.3333 | 1.2215 | 3.0588 | 8.1587 | 6.9916 | 2.2856 | 3.7777 | 11.6141 | 6.4202 | 7.7108 | 4.3985 | 43.4006 | 67.8071 | 60.2637 | 89.315
6935
6936 | 3.6005 | 9.8789 | 2 | 2.0756 | 5.9369 | 1.0495 | 0.0525 | 0.0068811 | 1.4383 | 295.9956 | 35.9549 | 31.1692 | 0.97213 | 14.9374 | 16.2888 | 24.0384 | 0.40707 | 0.032 | 5.382 | 21.5843 | 3.4083 | 6.2 | 9.9947 | 8.8978 | 2.0644 | 3.6248 | 13.6377 | 10.6634 | 10.2595 | 7.223 | 57.7775 | 60.2239 | 47.0963 | 66.0721
6937
6938 |  |  |  | 2.1354 | 5.3533
6939
6940
6941 | 2.5893 | 7.8984 | 2 | 2.156 | 5.922 | 2.4643 | 0.0054444 | 0.0055609 | 3.3937 | 295.7307 | 40.9845 | 35.6373 | 1.2511 | 13.5283 | 16.0143 | 0.34604 | 0.0534 | 0.068889 | 1.5833 | 12.0833 | 0.1905 | 0.094444 | 12.3484 | 9.1372 | 2.2474 | 4.0733 | 13.493 | 6.674 | 8.6408 | 4.351 | 64.0202 | 97.2935 | 49.989 | 88.6383
6942
6943
6944
6945
6946 |  |  |  | 2.3157 | 6.2153
6947 | 15.4849 | 28.5119 | 2 | 2.2745 | 9.5067 | 3.8413 | 0.056563 | 0.0064343 | 4.4159 | 291.2615 | 23.4769 | 23.8215 | 0.62822 | 16.9743 | 20.3405 | 0.62397 | 0.056156 | 0.11894 | 1.6232 | 12.25 | 0.078625 | 5.9375 | 13.9056 | 11.1425 | 1.4754 | 2.3799 | 17.8986 | 11.2439 | 12.1214 | 8.2426 | 46.3144 | 67.9554 | 31.8635 | 58.5615
6948
6949 | 2.5243 | 7.4487 | 2 | 2.5349 | 6.3164 | 1.4854 | 0.028369 | 0.0063932 | 2.1758 | 296.7844 | 46.9391 | 33.1764 | 1.3133 | 12.4742 | 14.0566 | 1.2199 | 0.047661 | 0.031015 | 2.0887 | 15.9718 | 0.63748 | 1.28 | 9.0305 | 6.5361 | 2.4076 | 4.2413 | 12.3179 | 6.1107 | 8.4525 | 4.1536 | 56.4499 | 83.0178 | 56.5369 | 90.2815
6950
6951
6952
6953
6954 | 9.5856 | 20.6859 | 2 | 2.062 | 6.4373 | 10.9167 | 0.053333 | 0.0073633 | 1.2052 | 291.6814 | 24.5032 | 24.1617 | 0.52723 | 17.3041 | 18.6044 | 6.263 | 0.125 | 0.04 | 4.6667 | 22 | 1.9067 | 1.6667 | 11.0963 | 9.8442 | 1.3907 | 2.1348 | 16.5349 | 15.1445 | 13.4519 | 13.0578 | 44.468 | 46.0539 | 32.1214 | 38.579
6955
6956
6957
6958
6959 |  |  |  | 3.0456 | 6.8573
6960
6961
6962
6963
6964
6965 | 0.67893 | 1.8619 | 2 | 3.2445 | 8.2826 | -3.7321 | 0.0089333 | 0.0060323 | 0.81433 | 297.396 | 45.2931 | 35.302 | 1.1976 | 13.2033 | 13.9415 | 0.30703 | 0.1905 | 0.043333 | 1.4348 | 15.0435 | 0.0090667 | 0.30667 | 6.7734 | 6.5637 | 2.1261 | 3.5206 | 12.0653 | 8.4304 | 8.256 | 5.1926 | 53.2885 | 71.2537 | 55.3965 | 79.2945
6966 | 2.0988 | 5.6932 | 2 | 2.9736 | 7.4001 | 1.9661 | 0.0052174 | 0.0066011 | 1.5574 | 297.3637 | 42.8784 | 38.5048 | 1.2201 | 13.4135 | 14.734 | 18.9362 | 0.055155 | 0.0095652 | 2.3 | 16.2 | 0.25739 | 0.52174 | 7.8289 | 7.2536 | 2.2668 | 3.953 | 11.8413 | 8.0716 | 9.055 | 5.3827 | 62.2353 | 78.4396 | 56.2245 | 79.4637
6967
6968 | 1.6097 | 5.8896 | 2.6853 | 2.4852 | 6.0802 | -0.044908 | 0.015948 | 0.0062846 | 2.2103 | 297.1042 | 46.0453 | 33.0968 | 1.3229 | 12.66 | 14.2317 | 4.909 | 0.13862 | 0.020293 | 1.5254 | 13.8475 | 0.80905 | 1.3922 | 7.5725 | 5.6902 | 2.4377 | 4.1652 | 12.8152 | 6.6506 | 8.629 | 4.4042 | 50.0256 | 78.7709 | 54.6719 | 88.2018
6969
6970
6971 | 8.938 | 21.3139 | 3 | 1.6387 | 4.6998 | 1.2411 | 0.067889 | 0.0065151 | 3.1191 | 294.9864 | 43.15 | 34.172 | 1.0635 | 12.9723 | 14.7293 | 0.41482 | 0.047149 | 0.16839 | 2.0078 | 16.3047 | 1.3646 | 9.4556 | 8.6094 | 7.3073 | 2.0223 | 3.8509 | 12.3139 | 7.7155 | 7.4807 | 4.4638 | 53.1978 | 73.9196 | 55.5389 | 84.4342
6972 | 2.1805 | 8.2102 | 2 | 4.0133 | 8.0344 | 0.19676 | 0.011818 | 0.0069862 | 1.5358 | 296.0346 | 36.6587 | 32.0038 | 1.0046 | 14.8087 | 16.1525 | 3.5064 | 0.13577 | 0.0079924 | 1.5 | 9.8 | 1.1059 | 2.1162 | 6.2867 | 6.1205 | 2.0808 | 3.6869 | 13.3612 | 10.3082 | 10.4265 | 7.0909 | 50.634 | 63.5877 | 48.4041 | 67.4649
6973 | 0.49099 | 2.7337 | 2 | 2.7295 | 6.7273 | -2.8229 | 0 | 0.0062884 | 2.2372 | 296.9311 | 46.127 | 33.4653 | 1.3028 | 12.752 | 14.3026 | 15.9136 | 0.32812 | 0.0125 | 1.5 | 8 | 0 | 0.75 | 7.886 | 5.964 | 2.3744 | 4.1219 | 12.8972 | 6.6097 | 8.7402 | 4.4151 | 53.5483 | 80.3175 | 55.0565 | 88.4516
6974
6975 | 3.0389 | 7.3478 | 2.638 | 2.9566 | 8.8422 | 0.87049 | 0.023742 | 0.0065107 | 1.1055 | 297.5961 | 48.4774 | 42.0302 | 1.2477 | 12.165 | 12.9247 | 0.57663 | 0.046935 | 0.070123 | 1.6275 | 11.451 | 0.54356 | 2.1779 | 12.4579 | 10.6655 | 2.2541 | 3.6707 | 10.1211 | 9.3451 | 6.4295 | 6.4369 | 80.3918 | 82.6477 | 68.0308 | 72.6297
6976
6977
6978
6979
6980 | 2.7594 | 8.2366 | 2 | 2.3792 | 6.445 | -0.086184 | 0.032363 | 0.0066797 | 1.9994 | 297.1435 | 42.7772 | 30.6355 | 1.2644 | 13.4866 | 14.9539 | 2.2619 | 0.13496 | 0.051169 | 2.2349 | 14.7181 | 6.2619 | 7.8187 | 8.7986 | 6.5068 | 2.3454 | 4.1529 | 13.2738 | 6.7801 | 9.3516 | 4.5753 | 50.5486 | 73.7853 | 51.4264 | 84.9601
6981 | 0.44317 | 1.5175 | 2 | 1.9902 | 6.5502 | 1.4737 | 0.0010526 | 0.006465 | 1.5969 | 297.3899 | 43.8852 | 32.4793 | 1.3036 | 13.277 | 14.6472 | 7.345 | 0.085848 | 0.037368 | 2.6667 | 15.0833 | 0.10737 | 3.1053 | 13.1009 | 9.1833 | 2.4128 | 3.9362 | 12.9722 | 7.5014 | 9.1447 | 5.0902 | 47.9942 | 69.5552 | 53.7694 | 82.3057
6982 | 2.2181 | 6.6888 | 2 | 2.5257 | 6.8072 | -0.45999 | 0.024314 | 0.0071172 | 2.3979 | 295.8778 | 30.4001 | 29.4254 | 0.91021 | 16.1689 | 17.8127 | 5.6644 | 0.18937 | 0.088637 | 1.3448 | 12.1724 | 0.84833 | 2.5 | 10.3647 | 9.0151 | 1.7624 | 3.3973 | 14.7468 | 12.4429 | 12.3084 | 9.325 | 53.1139 | 60.7783 | 41.205 | 54.6413
6983 | 9.4865 | 31.7886 | 2 | 2.0166 | 6.3157 | -1.765 | 0.03386 | 0.0039884 | 2.2007 | 289.65 | 46.6952 | 36.5459 | 0.94555 | 12.2131 | 14.174 | 2.0452 | 0.1615 | 0.023431 | 3.5405 | 15.1081 | 0.060702 | 2.6316 | 13.6586 | 10.3242 | 1.6723 | 2.9342 | 11.9878 | 5.7728 | 7.2664 | 4.4912 | 61.5221 | 96.234 | 58.6144 | 92.3637
6984
6985
6986
6987 | 8.7027 | 26.5683 | 2 | 3.0939 | 7.7075 | -6.5964 | 0.031637 | 0.0058813 | 2.8671 | 294.9202 | 40.4406 | 38.3441 | 1.1178 | 13.7896 | 15.8492 | 0.90426 | 0.22874 | 0.047508 | 2.3462 | 16.8681 | 1.6063 | 4.3655 | 11.7155 | 9.6842 | 2.149 | 3.7988 | 13.5578 | 7.287 | 8.7984 | 4.6567 | 65.6589 | 98.4776 | 49.7074 | 84.5888
6988
6989 | 3.3053 | 8.1349 | 2.1253 | 2.8923 | 7.9279 | 0.73547 | 0.043464 | 0.0057549 | 4.0228 | 295.3205 | 47.2783 | 33.1952 | 1.2713 | 12.0317 | 14.2058 | 0.8646 | 0.020804 | 0.034103 | 1.8172 | 15.0224 | 1.588 | 3.1892 | 11.1371 | 7.7033 | 2.172 | 3.8643 | 12.7185 | 5.7424 | 8.1564 | 3.8683 | 54.0114 | 92.1276 | 53.6402 | 93.8036
6990 |  |  |  | 1.9232 | 4.8137 |  |  | 0.0066157 | 1.2934 | 296.0696 | 40.5865 | 34.8724 | 1.0292 | 13.9055 | 15.0582 | 44.24 | [6 empty] | 10.2392 | 8.5023 | 2.0296 | 3.5961 | 12.9556 | 8.8966 | 8.9347 | 5.5747 | 57.7105 | 74.7709 | 51.3484 | 77.1075
6991 | 11.1731 | 23.7208 | 3 | 1.8634 | 4.5269 | -8.457 | 0.15875 | 0.0066259 | 4.3817 | 295.1177 | 35.4198 | 33.4744 | 0.9755 | 14.9164 | 16.9184 | 3.7299 | 0.1189 | 0.07125 | 5.625 | 19.875 | 0.935 | 16.25 | 10.5376 | 9.0782 | 1.848 | 3.5296 | 14.7856 | 9.6092 | 9.7965 | 6.4179 | 56.1367 | 76.4022 | 45.138 | 71.7583
6992
6993
6994
6995
6996 | 2.4202 | 9.9412 | 2 | 2.5701 | 7.5091 | -1.4294 | 0.027273 | 0.0062603 | 1.1295 | 297.385 | 38.321 | 32.5406 | 1.167 | 14.5848 | 15.4701 | 15.6348 | 0.2783 | 0.027273 | 7.2222 | 22 | 0.061818 | 0.18182 | 8.1681 | 8.0829 | 1.9292 | 3.539 | 13.8344 | 10.3626 | 10.4993 | 7.3388 | 46.6542 | 62.8864 | 47.579 | 65.6261
6997 | 9.2606 | 21.9528 | 2.4894 | 2.1614 | 6.6924 | -5.9996 | 0.065532 | 0.0063537 | 2.6352 | 293.4772 | 42.6578 | 36.8238 | 0.95627 | 13.0761 | 14.7631 | 0.15006 | 0.091144 | 0.1283 | 1.8214 | 12.375 | 0.50745 | 10.617 | 10.4025 | 8.8035 | 1.8013 | 3.4894 | 13.0414 | 7.5754 | 8.4594 | 4.9228 | 57.9754 | 82.968 | 51.3125 | 84.2832
6998 |  |  |  | 1.7823 | 4.8455
6999 | 12.8747 | 24.272 | 3 | 2.4891 | 8.7236 | 0.61978 | 0.052611 | 0.0061963 | 4.5129 | 292.8938 | 30.1147 | 30.157 | 0.87303 | 15.7659 | 19.1037 | 0.89137 | 0.093272 | 0.047389 | 1.6349 | 12.0317 | 0.82955 | 7.3057 | 16.1916 | 12.8201 | 1.8682 | 3.2902 | 16.3385 | 8.0822 | 10.0047 | 5.3937 | 52.1694 | 95.3006 | 39.1231 | 78.4407
7000
7001 | 6.6717 | 16.5944 | 3 | 2.2551 | 5.7913 | -4.1792 | 0.073333 | 0.0070137 | 1.9743 | 292.7325 | 33.5022 | 29.6917 | 0.72401 | 15.0517 | 16.5802 | 26.0755 | 0.33901 | 0.023333 | 17 | 22 | 0.47667 | 13 | 7.6014 | 7.0143 | 1.5629 | 3.151 | 14.7091 | 10.6335 | 9.9662 | 7.0064 | 49.6089 | 57.686 | 44.893 | 65.7945
7002
7003
7004
7005 | 15.6037 | 84.4529 | 2 | 2.8801 | 7.7156 | -2.825 | 0 | 0.003713 | 5.0726 | 287.0416 | 46.3995 | 31.4738 | 0.8007 | 11.1161 | 14.0778 | 4.1956 | 0.38588 | 0 | 7 | 5 | 0 | 0 | 11.8285 | 9.1935 | 1.2629 | 2.1229 | 11.4468 | 6.4678 | 6.628 | 4.8203 | 62.8483 | 85.034 | 61.2822 | 87.4129
7006
7007 | 2.7739 | 8.7296 | 2 | 4.4008 | 9.7495 | -0.87373 | 0.015 | 0.0067464 | 1.7257 | 297.3555 | 41.3191 | 36.0678 | 1.1891 | 13.8985 | 15.3078 | 7.9738 | 0.13133 | 0.083333 | 2.5 | 13.5 | 1.125 | 2.6667 | 6.5309 | 6.3488 | 2.2604 | 3.8732 | 12.2949 | 8.6769 | 9.427 | 5.7642 | 57.5978 | 74.1574 | 54.8446 | 77.5473
7008
7009 | 0.61973 | 1.7359 | 2 | 2.0632 | 6.4729 | 0.65486 | 0.0030645 | 0.0056023 | 0.87025 | 299.2674 | 48.7766 | 40.1535 | 1.5007 | 12.7074 | 13.4926 | 0.24627 | 0.16789 | 0.038065 | 1.7627 | 16.3559 | 0 | 0 | 8.0461 | 7.0283 | 2.642 | 4.2945 | 11.3845 | 7.2078 | 7.7812 | 4.4456 | 55.4852 | 82.1395 | 60.8395 | 86.9402
7010
7011
7012
7013 | 8.933 | 19.2951 | 3 | 2.2091 | 6.6774 | 1.103 | 0.050306 | 0.0065765 | 2.9283 | 295.2491 | 37.9627 | 31.8761 | 1.0319 | 14.3667 | 16.1994 | 0.61927 | 0.32118 | 0.054923 | 1.6333 | 14.0429 | 2.0157 | 5.0678 | 10.3898 | 7.7127 | 2.0058 | 3.6665 | 14.4991 | 8.28 | 8.866 | 5.2151 | 50.7818 | 79.4497 | 46.5096 | 79.6618
7014
7015
7016 | 2.4064 | 8.9193 | 2 | 1.5069 | 4.1228 | -1.0067 | 0.053571 | 0.0064696 | 2.4037 | 294.7813 | 41.0112 | 35.4918 | 0.99812 | 13.5839 | 15.0804 | 19.442 | 0.55374 | 0.017857 | 5.5 | 22.9167 | 1.3029 | 8.9286 | 10.1993 | 8.4997 | 1.9044 | 3.5034 | 13.2533 | 8.255 | 8.7241 | 5.3998 | 56.6926 | 78.3756 | 50.4404 | 80.0003
7017
7018
7019
7020
7021
7022
7023 |  |  |  | 2.3379 | 7.7006 |  |  | 0.0074683 | 0.95283 | 293.6055 | 29.8302 | 30.5874 | 0.64375 | 16.4078 | 17.2302 | 2.8672 | [6 empty] | 10.6778 | 10.1059 | 1.7925 | 2.397 | 14.3427 | 13.6795 | 10.3222 | 9.7682 | 58.7691 | 57.0318 | 45.8078 | 49.9745
7024
7025
7026
7027 | 0.59835 | 1.9653 | 2 | 1.9908 | 4.8899 | -0.28187 | 0.0028125 | 0.0060098 | 1.458 | 298.2872 | 54.2648 | 35.315 | 1.5634 | 10.9652 | 12.1315 | 0.65298 | 0.043244 | 0.0094444 | 1.705 | 13.7194 | 0 | 0.13889 | 6.0452 | 4.9791 | 2.8229 | 4.3357 | 10.2169 | 6.1144 | 7.061 | 3.8879 | 47.1982 | 69.1536 | 67.1204 | 92.1058
7028 | 14.9245 | 30.0976 | 2 | 2.4855 | 9.0665 | 2.2029 | 0.04 | 0.0063652 | 4.9164 | 291.1413 | 25.8609 | 26.4213 | 0.66096 | 16.3141 | 19.7992 | 0.4071 | 0.028664 | 0.14644 | 2.125 | 14.5625 | 0.0080508 | 17.9153 | 13.7495 | 11.373 | 1.5018 | 2.5495 | 17.7523 | 10.165 | 10.9237 | 7.0197 | 49.5722 | 77.9331 | 33.9674 | 65.0466
7029
7030
7031
7032
7033 | 5.1364 | 13.2384 | 2 | 2.1441 | 6.3232 | -0.044796 | 0.06 | 0.0072912 | 1.1552 | 291.3811 | 24.1618 | 23.752 | 0.50609 | 17.4048 | 18.6055 | 18.597 | 0.47427 | 0.105 | 16.25 | 22 | 3.7775 | 8 | 10.5955 | 9.4079 | 1.3293 | 1.9281 | 16.5675 | 15.5104 | 13.4609 | 13.6394 | 43.4479 | 43.2904 | 31.7672 | 36.0949
7034
7035
7036
7037 | 3.114 | 9.4472 | 3 | 3.0856 | 6.8224 | -4.597 | 0.029751 | 0.0067097 | 1.8325 | 294.4923 | 35.642 | 32.6074 | 0.90485 | 14.833 | 16.3198 | 2.1635 | 0.1343 | 0.061743 | 2.218 | 15.9549 | 0.66195 | 5.0871 | 8.0926 | 7.4022 | 1.8526 | 3.4757 | 14.6387 | 9.6282 | 9.7172 | 5.9003 | 48.3665 | 70.6937 | 46.0931 | 73.3716
7038
7039
7040
7041
7042 | 6.762 | 12.2724 | 2 | 1.5821 | 4.8154 | 5.1906 | 0.1 | 0.0069392 | 2.8114 | 296.1337 | 30.9471 | 31.0912 | 0.93978 | 16.3153 | 18.2131 | 13.8081 | 0.12989 | 0.254 | 1 | 26 | 0 | 0 | 10.9428 | 8.6797 | 2.1086 | 3.525 | 15.456 | 11.3527 | 11.219 | 7.9547 | 54.8665 | 70.7249 | 42.4876 | 61.8012
7043 |  |  |  | 1.9344 | 5.1645
7044
7045 | 3.8025 | 10.4093 | 2.2664 | 3.296 | 7.7213 | -5.2342 | 0.022734 | 0.0071642 | 2.1313 | 292.5233 | 27.3143 | 24.2046 | 0.62482 | 16.6466 | 18.3353 | 1.9284 | 0.13272 | 0.072907 | 1.6694 | 13.7661 | 3.6516 | 3.9446 | 10.6034 | 9.2642 | 1.4832 | 2.8409 | 16.0822 | 12.6358 | 10.9885 | 8.3539 | 51.0763 | 48.1337 | 38.2779 | 55.7826
7046 |  |  |  | 2.4331 | 6.2141
7047
7048 |  |  |  | 3.6633 | 7.53
7049
7050 | 1.5947 | 4.5665 | 2.6735 | 2.5115 | 6.7305 | 1.0261 | 0.035714 | 0.0064239 | 2.0569 | 297.0026 | 44.934 | 32.8138 | 1.2817 | 13.077 | 14.5728 | 3.124 | 0.11889 | 0.053878 | 1.8108 | 14.7568 | 1.738 | 4.5102 | 8.0744 | 6.1406 | 2.3444 | 4.0841 | 13.0046 | 6.7071 | 8.9996 | 4.5267 | 53.1716 | 79.7519 | 53.972 | 87.264
7051
7052 | 2.0052 | 7.6471 | 2 | 2.3896 | 5.1709 | -3.8872 | 0.0094118 | 0.0059069 | 2.0012 | 296.8831 | 49.208 | 31.7392 | 1.3592 | 11.983 | 13.3543 | 14.8396 | 0.42253 | 0.028235 | 3.8462 | 22.0769 | 1.4559 | 2.9412 | 7.8639 | 6.7713 | 2.318 | 3.8295 | 11.8183 | 6.458 | 7.9445 | 4.4598 | 42.1343 | 67.3384 | 59.1187 | 89.0256
7053 |  |  |  | 2.2669 | 5.5915
7054
7055 | 14.6471 | 31.6117 | 2 | 1.5627 | 6.0541 | 1.6669 | 0.059677 | 0.0070585 | 3.3913 | 290.0849 | 16.7142 | 20.4773 | 0.39821 | 19.2462 | 22.2399 | 6.1006 | 0.22893 | 0.2652 | 3.8605 | 19.7907 | 0.11242 | 5.7742 | 12.8548 | 11.0021 | 1.2068 | 1.7427 | 19.318 | 15.0106 | 15.2915 | 11.7374 | 45.1218 | 56.3361 | 24.6296 | 41.0516
7056
7057 | 0.9786 | 3.3233 | 2.2652 | 2.6256 | 7.3323 | 0.20723 | 0.0053154 | 0.0062003 | 1.6494 | 297.6979 | 49.091 | 40.1909 | 1.3546 | 12.2331 | 13.3029 | 0.43586 | 0.081996 | 0.021297 | 1.3765 | 12.251 | 0.79188 | 1.0327 | 7.8932 | 7.888 | 2.2786 | 3.9065 | 10.1495 | 7.5531 | 6.6209 | 4.5618 | 61.4769 | 79.4893 | 65.9602 | 84.1923
7058 | 12.4858 | 27.7749 | 2.4706 | 2.5898 | 7.8738 | 2.5172 | 0.05958 | 0.0054669 | 4.0829 | 295.0793 | 47.8587 | 34.5733 | 1.2747 | 11.8598 | 14.0587 | 0.44271 | 0.042026 | 0.056723 | 1.5714 | 10.8571 | 0.61723 | 4.7311 | 11.8879 | 8.149 | 2.1958 | 3.8387 | 12.5593 | 5.676 | 7.8807 | 3.9019 | 56.5233 | 95.5025 | 54.2652 | 93.9683
7059
7060 | 11.8548 | 25.9887 | 2 | 2.2673 | 7.3907 | 4.1619 | 0.042407 | 0.0068311 | 3.7557 | 291.8542 | 22.7498 | 23.7939 | 0.60144 | 17.4207 | 20.3782 | 1.0166 | 0.088378 | 0.07963 | 1.8361 | 15.6066 | 0.46509 | 11.787 | 12.6967 | 10.5356 | 1.5709 | 2.2829 | 17.3678 | 12.6056 | 13.1281 | 9.2379 | 48.6303 | 63.0342 | 31.8397 | 52.6287
7061
7062
7063
7064 | 13.9014 | 29.5311 | 2 | 3.009 | 8.5591 | -0.43858 | 0.045385 | 0.0064181 | 1.6272 | 298.292 | 45.9001 | 39.0266 | 1.3768 | 13.0176 | 14.2204 | 2.1365 | 0.11743 | 0.0061538 | 2.5 | 18.9 | 3.9854 | 3.3846 | 8.0013 | 6.4402 | 2.544 | 4.1244 | 11.316 | 7.5279 | 8.4986 | 5.0235 | 63.7762 | 83.1133 | 60.1984 | 83.5866
7065
7066
7067
7068 | 2.0092 | 7.1718 | 2 | 1.8898 | 5.1458 | -1.0707 | 0.01625 | 0.0063448 | 2.407 | 296.1804 | 43.9266 | 31.371 | 1.2368 | 13.0138 | 14.6956 | 6.6577 | 0.2214 | 0.039375 | 2.0833 | 9.0833 | 1.8431 | 3.8125 | 12.0041 | 8.3339 | 2.196 | 3.8506 | 13.326 | 6.8502 | 9.2226 | 4.6809 | 43.2479 | 70.2422 | 49.1786 | 86.6124
7069 | 6.3742 | 16.7156 | 2 | 1.8771 | 5.6209 | -5.3103 | 0.073333 | 0.0073012 | 1.2631 | 292.1718 | 23.7194 | 23.6553 | 0.55454 | 17.6296 | 18.9031 | 12.0661 | 0.26506 | 0.046667 | 3.8 | 19.2 | 11.4333 | 22.8333 | 10.9527 | 9.8356 | 1.3713 | 2.2585 | 16.4477 | 15.3471 | 14.0221 | 13.3418 | 42.334 | 45.197 | 32.1528 | 37.645
7070
7071
7072 | 3.108 | 11.9714 | 2 | 1.6975 | 5.4939 | 0.0096333 | 0.010091 | 0.0066516 | 1.5759 | 297.3871 | 43.5077 | 30.1041 | 1.2856 | 13.2912 | 14.6424 | 2.4056 | 0.34108 | 0.031115 | 1.6757 | 10.6216 | 1.5788 | 2.8091 | 10.3552 | 7.2315 | 2.4099 | 3.9391 | 12.5498 | 7.432 | 8.9394 | 5.1976 | 47.4964 | 61.6358 | 54.8589 | 81.3033
7073
7074 |  |  |  | 1.6394 | 5.4736 |  |  | 0.0061974 | 2.4948 | 297.0911 | 40.1223 | 43.6911 | 1.2391 | 13.9699 | 15.9328 | 7.6707 | [6 empty] | 14.7148 | 12.2762 | 2.507 | 4.1265 | 12.6695 | 7.5328 | 8.493 | 4.7569 | 82.0618 | 115.7897 | 54.0018 | 83.1989
7075 | 1.4054 | 3.9951 | 2.6189 | 2.8749 | 8.0596 | -2.0958 | 0.0074919 | 0.0069213 | 1.0016 | 297.1715 | 40.056 | 36.0528 | 1.0716 | 14.006 | 14.8188 | 0.58981 | 0.15958 | 0.013702 | 1.5581 | 12.5698 | 0.21404 | 0.3355 | 9.9624 | 9.4558 | 2.1006 | 3.4824 | 11.2278 | 10.1622 | 7.0184 | 6.5602 | 69.3888 | 70.99 | 62.7492 | 69.5324
7076
7077
7078 | 2.7681 | 8.0713 | 2 | 2.4024 | 6.1125 | 0.2901 | 0.03518 | 0.005901 | 2.4467 | 296.5272 | 45.7803 | 32.5766 | 1.3003 | 12.7637 | 14.4337 | 0.71845 | 0.025619 | 0.057569 | 1.7604 | 16.784 | 2.7504 | 3.7429 | 8.2946 | 6.476 | 2.3159 | 4.1218 | 13.3185 | 6.2979 | 8.9092 | 4.2039 | 50.7242 | 86.3093 | 51.8289 | 90.3165
7079
7080 | 3.359 | 10.812 | 2.5556 | 3.145 | 6.8658 | -4.1853 | 0.035556 | 0.0068502 | 1.7161 | 294.1957 | 33.4594 | 30.7787 | 0.82765 | 15.3583 | 16.8313 | 3.7796 | 0.252 | 0.043333 | 3.25 | 17.75 | 0.52611 | 5.3333 | 8.4254 | 7.4583 | 1.7349 | 3.3406 | 15.0751 | 10.149 | 9.9791 | 6.0228 | 47.2276 | 68.2048 | 44.6305 | 70.9341
7081
7082
7083
7084
7085 | 5.2867 | 12.4912 | 2 | 2.6408 | 6.6331 | -2.1058 | 0.042069 | 0.0070227 | 2.179 | 294.0306 | 32.9784 | 29.7532 | 0.80486 | 15.4194 | 17.1583 | 0.79053 | 0.14972 | 0.097241 | 1.8 | 15.2 | 1.4047 | 6.3621 | 10.9009 | 9.5508 | 1.6082 | 3.4707 | 15.1387 | 9.7857 | 9.3804 | 5.7215 | 56.0175 | 71.122 | 44.5464 | 73.5142
7086 |  |  |  | 1.9157 | 5.5307
7087 | 2.8126 | 7.8033 | 2 | 1.9372 | 6.8269 | -0.48851 | 0.016857 | 0.0059117 | 2.8677 | 298.1189 | 47.2295 | 34.0637 | 1.5824 | 12.3138 | 14.5028 | 5.3257 | 0.21971 | 0.016429 | 1.9231 | 13.5 | 12.4147 | 3.7 | 10.4813 | 7.8249 | 2.8799 | 4.8273 | 11.7765 | 5.6278 | 7.3668 | 4.3776 | 61.2195 | 81.5471 | 59.1648 | 92.3596
7088 |  |  |  | 3.75 | 8.6329 |  |  | 0.0062838 | 0.69148 | 296.017 | 41.2475 | 33.8173 | 1.003 | 13.9093 | 14.6478 | 1 | [6 empty] | 7.7642 | 7.6583 | 1.9844 | 2.9827 | 12.5239 | 9.6868 | 8.4972 | 6.1219 | 56.6087 | 67.5856 | 53.348 | 71.4916
7089
7090 |  |  |  | 2.1151 | 5.356
7091 | 12.4435 | 24.6857 | 2 | 2.1335 | 6 | -2.3296 | 0.059343 | 0.0063687 | 5.1813 | 292.6745 | 28.4343 | 30.8333 | 0.78761 | 16.5285 | 19.5506 | 1.0358 | 0.23644 | 0.098737 | 2.1236 | 13.4045 | 0.26995 | 6.0303 | 14.0004 | 11.5496 | 1.6644 | 3.191 | 16.8981 | 9.2225 | 10.8945 | 6.1898 | 53.7664 | 87.376 | 35.9213 | 72.4053
7092 | 1.898 | 5.6146 | 2 | 2.2723 | 6.7315 | -4.0857 | 0.018387 | 0.0061702 | 1.1284 | 296.1373 | 38.5284 | 32.016 | 1.0544 | 14.3932 | 15.5157 | 0.50189 | 0.27074 | 0.06718 | 1.6508 | 12.5079 | 0.2529 | 1.0161 | 7.6618 | 7.7556 | 1.8751 | 3.6547 | 13.5435 | 10.0306 | 9.3203 | 6.2438 | 52.3806 | 65.3291 | 48.9409 | 70.6552
7093
7094 |  |  |  | 1.8926 | 4.7084
7095
7096
7097
7098 | 8.0809 | 24.8628 | 2.1875 | 1.7093 | 5.1561 | -1.5458 | 0.047656 | 0.0057639 | 3.7887 | 295.3261 | 36.6289 | 33.1957 | 1.1962 | 14.3824 | 17.4734 | 5.6252 | 0.42661 | 0.059062 | 5.15 | 20.0833 | 0.13844 | 1.6875 | 15.4393 | 12.2024 | 2.4115 | 4.1815 | 13.6048 | 6.5365 | 8.8624 | 4.3191 | 62.137 | 101.6918 | 49.7873 | 89.0447
7099 | 9.1662 | 21.7025 | 2 | 2.3517 | 6.8839 | 0.45213 | 0.048182 | 0.005693 | 4.5661 | 291.8783 | 35.4755 | 28.0912 | 0.91524 | 14.5305 | 17.664 | 0.51833 | 0.086067 | 0.0825 | 2.92 | 15.2 | 0.59727 | 5.9091 | 11.6161 | 7.938 | 1.6477 | 3.3145 | 15.4528 | 7.0714 | 8.0541 | 4.1527 | 49.8588 | 78.3925 | 43.4762 | 86.1884
7100 | 3.3877 | 10.3785 | 3 | 3.4922 | 7.4483 | -3.9534 | 0.030045 | 0.0064964 | 1.8763 | 294.4996 | 38.7247 | 35.1365 | 0.97016 | 14.0543 | 15.5378 | 1.3175 | 0.12683 | 0.055446 | 2.0381 | 15.3524 | 0.49295 | 3.2411 | 8.0649 | 7.5172 | 1.9291 | 3.6023 | 14.0358 | 8.8766 | 9.4126 | 5.6781 | 50.9963 | 75.4455 | 48.101 | 76.9426
7101 |  |  |  | 3.5088 | 7.9571 |  |  | 0.0074518 | 1.8908 | 291.6941 | 23.887 | 19.9455 | 0.54397 | 17.332 | 18.9265 | 25.9145 | [6 empty] | 9.6787 | 8.2241 | 1.4894 | 2.2936 | 16.5386 | 15.0217 | 12.9974 | 11.6979 | 41.6392 | 38.5795 | 34.0333 | 41.7163
7102
7103
7104
7105
7106
7107
7108
7109
7110
7111 | 0.61437 | 3.3789 | 2 | 2.6659 | 6.5037 | -1.3575 | 0 | 0.0063217 | 2.1964 | 296.9738 | 46.0171 | 33.4248 | 1.3021 | 12.7659 | 14.3042 | 19.9467 | 0.098325 | 0 |  |  | 0 | 0 | 7.8214 | 5.9 | 2.3843 | 4.1212 | 12.875 | 6.6475 | 8.73 | 4.4282 | 53.1116 | 79.6506 | 55.064 | 88.1484
7112
7113
7114 | 0.70526 | 2.7141 | 2 | 1.9274 | 5.9541 | -0.039552 | 0.011706 | 0.0064773 | 1.3977 | 297.7542 | 43.0409 | 31.3196 | 1.3075 | 13.5275 | 14.8021 | 0.78672 | 0.046858 | 0.037346 | 1.7246 | 13.1692 | 0.72009 | 1.5403 | 11.4567 | 8.1622 | 2.4316 | 3.886 | 12.9187 | 7.6793 | 9.5552 | 5.2949 | 46.9898 | 65.9705 | 53.0945 | 79.5812
7115 | 9.8013 | 21.8529 | 2.7675 | 1.7515 | 4.7867 | -2.5557 | 0.061919 | 0.0068447 | 2.0842 | 295.8536 | 37.7817 | 29.779 | 0.97839 | 14.3824 | 15.8774 | 1.925 | 0.077838 | 0.054576 | 1.8544 | 16.2785 | 1.1676 | 7.679 | 7.3532 | 6.7964 | 1.9458 | 3.7351 | 13.7049 | 9.4378 | 8.4052 | 5.6496 | 46.5317 | 61.8695 | 50.1392 | 74.5432
7116 | 0.64491 | 2.4016 | 2 | 2.8829 | 8.1583 | -2.117 | 0.0047826 | 0.0069589 | 0.90403 | 297.1399 | 36.563 | 34.8383 | 1.0094 | 14.9261 | 15.6517 | 0.11357 | 0.15595 | 0.041522 | 1.6486 | 12.1081 | 0.0036957 | 0.032609 | 11.6179 | 10.4165 | 2.1281 | 3.0901 | 12.8158 | 12.001 | 7.3981 | 7.3933 | 66.8666 | 66.6805 | 56.6955 | 60.8211
7117
7118
7119
7120 |  |  |  | 2.9349 | 7.4391
7121
7122
7123
7124 | 0.67994 | 2.2946 | 2 | 3.2568 | 8.8361 | -0.23413 | 0.004375 | 0.0064353 | 1.5584 | 298.3332 | 45.2862 | 35.0809 | 1.3783 | 13.079 | 14.3203 | 0 | 0.033372 | 0.010312 | 1.1429 | 14.7143 | 0.35437 | 0.34375 | 8.1296 | 6.2443 | 2.5951 | 4.0769 | 11.977 | 7.3362 | 8.6583 | 4.7933 | 53.902 | 80.5363 | 56.6312 | 84.9147
7125
7126 | 2.2411 | 6.5309 | 2 | 1.9384 | 5.3469 | -1.7077 | 0.022929 | 0.0063154 | 2.4184 | 296.0457 | 44.0251 | 31.1913 | 1.2286 | 12.9882 | 14.672 | 8.0207 | 0.056157 | 0.0295 | 1.8333 | 14.6833 | 1.5206 | 3 | 11.6475 | 8.0651 | 2.181 | 3.8173 | 13.2949 | 6.8135 | 9.1818 | 4.6673 | 43.2072 | 69.9813 | 49.3056 | 86.7913
7127
7128 | 5.6556 | 11.8924 | 2.3529 | 2.1547 | 5.8832 | 0.65666 | 0.030735 | 0.0067254 | 2.8016 | 295.7247 | 38.0164 | 35.5015 | 1.0479 | 14.2467 | 16.1724 | 0.83206 | 0.15816 | 0.033088 | 1.5833 | 13.5833 | 0.42868 | 1.6176 | 11.2804 | 9.4197 | 2.1893 | 3.8288 | 14.0818 | 8.4583 | 8.084 | 4.9353 | 60.6968 | 90.4616 | 49.3957 | 78.4104
7129 | 10.4313 | 23.4519 | 3 | 2.2714 | 6.8534 | -9.2013 | 0.071171 | 0.0063576 | 1.8162 | 292.7467 | 35.0691 | 33.9481 | 0.7661 | 14.6698 | 16.1654 | 0.539 | 0.073324 | 0.25063 | 2.7051 | 17.2051 | 0.59171 | 5.5135 | 11.7352 | 10.7002 | 1.5456 | 2.8078 | 14.7113 | 10.5651 | 11.6613 | 8.4488 | 55.7933 | 76.7753 | 41.6843 | 61.3635
7130
7131 | 2.1814 | 7.1101 | 2 | 2.2256 | 6.1148 | 0.12245 | 0.029412 | 0.0059044 | 2.5199 | 296.2215 | 48.9216 | 33.8463 | 1.335 | 11.93 | 13.6088 | 20.6872 | 0.21401 | 0.018824 | 3.6 | 13.3 | 1.7771 | 1.7647 | 8.4733 | 6.4571 | 2.3894 | 4.2023 | 12.0338 | 5.7788 | 8.1397 | 3.9943 | 54.8907 | 88.1636 | 57.2892 | 93.0783
7132
7133 | 2.5249 | 7.3247 | 3 | 2.4634 | 6.6469 | -1.0288 | 2.2737e-15 | 0.0059582 | 2.509 | 296.5993 | 47.0131 | 33.0021 | 1.3225 | 12.374 | 14.0739 | 19.3147 | 0.4577 | 0.025 | 3 | 8 | 0 | 0 | 7.6336 | 5.8823 | 2.3624 | 4.1141 | 12.9067 | 6.2904 | 8.6158 | 4.2446 | 49.3752 | 82.315 | 53.553 | 90.3757
7134
7135
7136
7137
7138
7139 | 6.2017 | 14.7758 | 3 | 2.954 | 7.5219 | 2.03 | 0.076863 | 0.0070547 | 2.848 | 294.5728 | 31.8721 | 28.0563 | 0.84502 | 15.4358 | 17.3155 | 3.3599 | 0.22993 | 0.030784 | 4.7681 | 20.1014 | 3.0258 | 13.0098 | 11.1146 | 9.4711 | 1.7569 | 3.2398 | 14.2403 | 11.7218 | 11.4636 | 8.7355 | 53.7515 | 57.5711 | 43.377 | 56.9443
7140 | 1.3733 | 4.7021 | 2 | 2.9488 | 7.4562 | -2.1579 | 0.0098039 | 0.007044 | 1.5314 | 296.1609 | 32.7897 | 28.2269 | 0.92498 | 15.7564 | 17.0188 | 0.27537 | 0.051573 | 0.026667 | 1.3158 | 10.6316 | 0.64118 | 1.2745 | 7.3853 | 7.5094 | 1.7932 | 3.4147 | 14.9168 | 11.377 | 10.4855 | 7.0636 | 46.0094 | 57.3281 | 43.4289 | 64.2088
7141
7142
7143
7144
7145
7146
7147 |  |  |  | 2.138 | 5.3066
7148 | 12.8576 | 23.9364 | 2.8315 | 2.1282 | 6.4672 | -1.9625 | 0.072802 | 0.0067599 | 4.1247 | 295.13 | 32.7882 | 31.9174 | 0.97037 | 15.4387 | 17.5533 | 0.095944 | 0.037321 | 0.060549 | 1.3839 | 14.0804 | 0.65136 | 5.5861 | 11.1612 | 9.2944 | 2.1617 | 3.5573 | 14.9437 | 10.1755 | 10.0693 | 7.1761 | 56.5367 | 76.698 | 44.9452 | 66.0707
7149
7150
7151 | 3.5826 | 11.5877 | 2 | 2.1378 | 5.3194 | -0.40392 | 0.035625 | 0.0071449 | 1.6928 | 293.0698 | 31.6305 | 30.4528 | 0.69955 | 15.6867 | 17.1216 | 24.8899 | 0.79201 | 0.03875 | 7.8667 | 17.4667 | 8.6212 | 5.375 | 8.4462 | 7.6764 | 1.5736 | 3.1134 | 15.0337 | 11.4882 | 10.1151 | 7.3441 | 51.9017 | 58.1249 | 44.482 | 62.1921
7152
7153 | 0.97172 | 3.2862 | 2 | 2.0842 | 5.9633 | 0.33112 | 0.012121 | 0.0064121 | 1.9011 | 297.062 | 44.1504 | 32.5459 | 1.2984 | 13.1339 | 14.6402 | 1.1115 | 0.021317 | 0.032992 | 1.6786 | 15.6339 | 0.42367 | 0.76894 | 13.2558 | 9.2804 | 2.3554 | 3.9489 | 13.1009 | 7.2227 | 9.1185 | 4.9534 | 47.0022 | 70.1335 | 52.4961 | 84.3996
7154
7155 | 14.3105 | 33.2352 | 2 | 2.4093 | 6.5817 | -0.19491 | 0.057582 | 0.0071478 | 4.0401 | 294.4917 | 25.3982 | 23.2278 | 0.85919 | 17.5013 | 20.3791 | 0.8869 | 0.12072 | 0.13619 | 2.1209 | 14.6923 | 0.057951 | 0.46721 | 11.8097 | 8.3751 | 1.9448 | 3.5194 | 16.3713 | 10.2418 | 11.56 | 7.6976 | 43.7295 | 58.037 | 38.4937 | 64.9073
7156
7157
7158
7159
7160
7161 | 0.90691 | 4.9161 | 2 | 2.098 | 7.2769 | -0.15455 | 0.001875 | 0.0071739 | 1.0274 | 296.1049 | 34.912 | 31.0787 | 0.92131 | 15.0407 | 15.9089 | 21.8685 | 0.50271 | 0.005 | 3.6154 | 14.5385 | 1.63 | 2.125 | 8.9557 | 8.7418 | 1.8599 | 3.323 | 14.2117 | 12.3854 | 10.9621 | 9.1579 | 50.4491 | 56.4217 | 45.0915 | 54.6288
7162 | 3.4303 | 8.3267 | 2 | 2.2333 | 6.1608 | -0.52936 | 0.045714 | 0.0067564 | 1.9191 | 297.4096 | 41.9218 | 30.4589 | 1.2737 | 13.7937 | 15.2331 | 16.858 | 0.061776 | 0.017143 | 2.4737 | 18.4211 | 5.4521 | 6.9643 | 9.1769 | 6.6323 | 2.3845 | 4.2102 | 13.4896 | 6.8589 | 9.5439 | 4.665 | 50.3873 | 73.9001 | 50.6531 | 84.4647
7163
7164
7165
7166
7167
7168
7169
7171 |  |  |  | 2.6834 | 6.1073
7172
7173 | 7.9687 | 19.1085 | 2 | 2.1423 | 5.8977 | -0.33291 | 0.061382 | 0.0062061 | 5.2085 | 293.2987 | 30.3795 | 31.5181 | 0.87743 | 16.203 | 19.0681 | 1.1187 | 0.12688 | 0.092154 | 3.0968 | 18.6371 | 2.5852 | 6.1992 | 13.8725 | 10.7955 | 1.6841 | 3.2349 | 16.7817 | 8.6387 | 10.5214 | 5.4258 | 54.0182 | 91.4604 | 36.5461 | 76.1065
7174 | 10.9236 | 23.1113 | 2 | 2.5149 | 7.7989 | -3.892 | 0.04012 | 0.0068102 | 3.7708 | 291.1541 | 20.6498 | 23.2088 | 0.55632 | 17.9531 | 20.9868 | 0.51203 | 0.096522 | 0.075181 | 1.4211 | 11.7368 | 0.010301 | 1.488 | 13.3973 | 11.5878 | 1.4996 | 2.1573 | 18.242 | 13.2884 | 13.7598 | 10.1198 | 48.3565 | 63.3732 | 29.3976 | 48.5948
7175 | 7.6445 | 16.6776 | 2.9206 | 2.6475 | 7.7127 | -1.7482 | 0.088413 | 0.004536 | 6.2266 | 288.8195 | 47.3594 | 37.2484 | 0.96194 | 11.3628 | 14.15 | 0.8818 | 0.086954 | 0.041429 | 2.5957 | 18.0213 | 0.065079 | 6.9048 | 13.5132 | 10.5188 | 1.6294 | 2.9879 | 12.6366 | 5.3258 | 6.8992 | 3.8503 | 66.0697 | 114.6064 | 55.2832 | 95.4685
7176
7177
7178
7179
7180 | 1.3821 | 7.2181 | 2 | 2.1347 | 5.8758 | -0.28397 | 0.025 | 0.0064496 | 3.4541 | 294.0025 | 25.5334 | 25.6395 | 0.81117 | 17.4994 | 19.9721 | 22.0354 | 0.55552 | 0 | 2 | 22 | 0 | 0 | 11.9141 | 9.4841 | 1.6196 | 3.1295 | 17.8108 | 11.1125 | 12.6127 | 6.8162 | 44.7346 | 66.3851 | 31.0978 | 63.4068
7181 | 1.4088 | 4.2858 | 2 | 3.5174 | 9.2523 | -1.6484 | 0.0042409 | 0.0071969 | 0.95116 | 296.963 | 36.5315 | 40.337 | 0.97983 | 14.99 | 15.6911 | 0.43618 | 0.25808 | 0.013407 | 1.2988 | 11.9695 | 0.053911 | 0.20957 | 14.1273 | 12.7525 | 2.1543 | 3.0763 | 12.7689 | 12.7624 | 8.3202 | 8.4468 | 81.1427 | 78.5651 | 55.768 | 56.7563
7182
7183 | 4.3048 | 16.281 | 2 | 3.168 | 8.4113 | -4.0334 | 0.048696 | 0.0062628 | 2.998 | 295.4419 | 43.204 | 36.6144 | 1.1843 | 13.2777 | 15.35 | 3.3908 | 0.49576 | 0.033043 | 5.25 | 22.1 | 1.0752 | 2.5652 | 9.5709 | 7.928 | 2.2614 | 4.0883 | 13.2696 | 6.323 | 7.4415 | 3.756 | 57.6372 | 92.1571 | 52.4981 | 91.0069
7184
7185 |  |  |  | 2.6071 | 7.1827
7186
7187
7188
7189
7190
7191 | 8.9749 | 19.9578 | 2 | 2.3205 | 6.5106 | -0.30613 | 0.049192 | 0.0067776 | 5.0538 | 293.3283 | 24.8536 | 26.3101 | 0.7748 | 17.465 | 20.5178 | 1.5148 | 0.18228 | 0.09596 | 1.7426 | 13.5221 | 0.56822 | 8.0909 | 13.0832 | 10.5159 | 1.7073 | 3.1253 | 17.2811 | 10.4353 | 11.9507 | 7.5458 | 47.5989 | 72.5114 | 34.5165 | 64.5495
7192 | 13.2608 | 27.8749 | 3 | 2.1569 | 5.1866 | -4.098 | 0.0685 | 0.0057922 | 3.7907 | 293.6872 | 45.4744 | 31.0139 | 1.1394 | 12.3221 | 14.4352 | 1.4188 | 0.010383 | 0.11975 | 2.2857 | 19.5714 | 0 | 0.025 | 12.4464 | 8.3786 | 2.0482 | 3.476 | 12.514 | 6.2449 | 7.726 | 4.3781 | 48.0154 | 73.4502 | 53.9923 | 89.78
7193
7194
7195
7196 |  |  |  | 1.8097 | 4.9592
7197
7198
7199
7200
7201
7202 | 6.2892 | 13.3397 | 3 | 2.0886 | 5.8385 | 0.39099 | 0.073667 | 0.0056632 | 3.9922 | 295.5976 | 46.2784 | 33.9954 | 1.2751 | 12.2375 | 14.4294 | 0.86336 | 0.00052083 | 0.090083 | 1.68 | 14.9733 | 6.3169 | 6.9167 | 9.3461 | 7.5742 | 2.1875 | 3.8437 | 13.1106 | 5.9818 | 8.0504 | 4.1199 | 56.9011 | 98.6961 | 52.4471 | 91.878
7203 | 0.65879 | 2.3331 | 2 | 1.9232 | 5.8854 | 0.59375 | 0.013899 | 0.0064636 | 1.4169 | 297.7496 | 43.1976 | 31.3439 | 1.3096 | 13.4874 | 14.7683 | 0.9088 | 0.055286 | 0.024371 | 1.9805 | 15.5992 | 1.6721 | 1.3428 | 11.4247 | 8.122 | 2.4305 | 3.888 | 12.8607 | 7.6658 | 9.5455 | 5.3057 | 47.3113 | 66.0792 | 53.3244 | 79.7463
7204
7205
7206 | 21.8809 | 60.7129 | 3 | 1.5322 | 4.5496 | -7.5994 | 0.17 | 0.0070283 | 3.4985 | 295.4793 | 25.8366 | 26.2323 | 0.85182 | 17.3632 | 19.4229 | 1.5222 | 0.20287 | 6.8212e-15 | 3.3333 | 16.3333 | 0.9025 | 9.5 | 10.9243 | 8.873 | 1.9549 | 3.2041 | 16.1883 | 13.2476 | 12.6307 | 10.1902 | 47.7714 | 57.7952 | 37.8236 | 50.552
7207
7208
7209 | 2.8466 | 7.8785 | 2 | 2.401 | 7.4237 | -0.28264 | 0.018113 | 0.0065788 | 1.9967 | 297.5439 | 45.8724 | 32.7844 | 1.3489 | 12.8142 | 14.3756 | 0.74964 | 0.047645 | 0.044289 | 1.7955 | 15.881 | 1.8972 | 3.2083 | 8.5378 | 6.5971 | 2.5798 | 4.1641 | 11.9241 | 6.3546 | 8.2371 | 4.2497 | 53.4309 | 89.0128 | 57.8367 | 89.7684
7210 | 2.7045 | 8.2458 | 2 | 3.4234 | 6.963 | -2.4845 | 0.047647 | 0.0067098 | 1.9416 | 294.8836 | 33.3422 | 31.0336 | 0.90932 | 15.5286 | 17.0012 | 10.229 | 0.24958 | 0.031176 | 5 | 18.3571 | 2.6194 | 3.7647 | 7.8003 | 7.308 | 1.9507 | 3.4925 | 14.9471 | 10.5085 | 10.5885 | 6.856 | 46.0919 | 66.5687 | 42.1602 | 67.4899
7211 | 8.06 | 20.4275 | 3 | 1.3599 | 3.6611 | -1.03 | 0.11161 | 0.0071402 | 3.0352 | 297.3212 | 29.719 | 28.4045 | 0.98165 | 16.6102 | 18.364 | 6.3732 | 0.36469 | 0.033871 | 5.9032 | 20.0323 | 4.2352 | 24.0323 | 9.2374 | 8.1277 | 1.9425 | 3.6026 | 15.9998 | 12.2426 | 11.3629 | 7.8935 | 49.5204 | 59.974 | 39.8466 | 60.2832
7212 |  |  |  | 2.1524 | 7.5003 |  |  | 0.0058887 | 2.5879 | 298.2094 | 47.5473 | 34.7132 | 1.5813 | 12.332 | 14.4579 | 38.7067 | [6 empty] | 10.765 | 7.9649 | 2.8928 | 4.876 | 11.6017 | 5.6919 | 7.422 | 4.4119 | 63.3592 | 84.3962 | 60.1008 | 93.0924
7213
7214
7215 | 5.6562 | 13.9237 | 3 | 2.7407 | 7.1472 | 0.15323 | 0.099412 | 0.0068069 | 1.9947 | 296.7568 | 34.6147 | 31.4341 | 1.0432 | 15.3162 | 16.9176 | 4.5254 | 0.29072 | 0.089706 | 5.8966 | 21.4138 | 1.9868 | 13.1471 | 10.3834 | 9.1754 | 2.1187 | 3.8754 | 14.6357 | 10.1513 | 9.9494 | 6.3147 | 58.5857 | 66.8192 | 45.3584 | 70.6752
7216
7217 |  |  |  | 2.2512 | 6.2146
7218
7219
7220
7221 | 8.1525 | 23.1235 | 2 | 2.9207 | 7.8984 | -1.699 | 0.043037 | 0.0060729 | 2.0302 | 296.4992 | 41.318 | 32.0068 | 1.2156 | 13.9071 | 15.4499 | 0.73767 | 0.16173 | 0.048593 | 3.2692 | 15.5769 | 4.0821 | 3.763 | 9.5781 | 7.0581 | 2.3201 | 4.038 | 13.4287 | 7.5807 | 8.3026 | 4.6059 | 53.272 | 75.9464 | 51.176 | 82.5501
7222
7223 | 2.4697 | 7.7133 | 2 | 2.0902 | 6.135 | -2.8795 | 0.039114 | 0.0072679 | 2.0548 | 295.4457 | 29.0514 | 28.1719 | 0.82957 | 16.6061 | 18.1056 | 6.5387 | 0.20786 | 0.06028 | 3.0179 | 18.6429 | 1.4865 | 4.1139 | 9.7725 | 8.567 | 1.7335 | 3.2585 | 15.329 | 13.198 | 12.7527 | 9.4312 | 49.5288 | 55.3793 | 38.95 | 52.4535
7224
7225
7226 |  |  |  | 2.6198 | 7.7993 |  |  | 0.0067078 | 1.9092 | 297.7409 | 44.13 | 34.9686 | 1.3602 | 13.2151 | 14.8875 | 2.8451 | [6 empty] | 10.7336 | 8.3641 | 2.7143 | 4.2806 | 12.1825 | 6.5093 | 8.0488 | 4.4125 | 59.5111 | 101.3689 | 56.3575 | 89.4001
7227
7228
7229 | 1.8853 | 6.3159 | 2.68 | 2.296 | 6.0684 | 0.72656 | 0.0096 | 0.0060334 | 2.4682 | 297.0068 | 47.0477 | 33.2065 | 1.3523 | 12.3702 | 14.0767 | 17.4881 | 0.53195 | 0.004 | 5.25 | 17.625 | 5.9916 | 3.2 | 7.4006 | 5.6604 | 2.4529 | 4.2028 | 12.7762 | 6.3321 | 8.5166 | 4.235 | 48.7047 | 81.2146 | 54.2554 | 90.2995
7230 |  |  |  | 3.0269 | 7.0023 |  |  | 0.0067379 | 1.6336 | 296.2879 | 37.7357 | 32.9129 | 1.0685 | 14.5501 | 15.9697 | 34.2558 | [6 empty] | 7.5292 | 6.7154 | 2.1233 | 3.8034 | 14.0173 | 9.2537 | 9.9992 | 6.0149 | 48.4974 | 70.8425 | 46.5185 | 74.6652
7231 |  |  |  | 3.2536 | 7.2832
7232
7233
7234
7235 | 2.7679 | 6.9714 | 2.76 | 2.1938 | 5.8979 | -1.8687 | 0.0312 | 0.006769 | 2.8409 | 296.4898 | 38.4052 | 37.9031 | 1.1251 | 14.2618 | 16.2274 | 2.2633 | 0.26811 | 0.0364 | 1.625 | 16.75 | 2.0964 | 2.56 | 12.0105 | 10.4631 | 2.4217 | 3.9555 | 13.6794 | 8.3661 | 8.0431 | 4.6907 | 68.2511 | 96.7767 | 50.5858 | 79.87
7236
7237
7238
7239
7240 | 2.4561 | 6.9902 | 3 | 4.1797 | 9.5438 | -9.0162 | 0.038434 | 0.0059571 | 1.7871 | 295.407 | 47.9093 | 38.7081 | 1.1919 | 12.0605 | 13.5076 | 0.066453 | 0.11606 | 0.061205 | 1.4211 | 15.7368 | 1.1037 | 3.4096 | 6.8439 | 6.2394 | 2.2922 | 3.9291 | 12.036 | 7.1815 | 8.2714 | 4.745 | 54.471 | 80.951 | 57.2305 | 86.2245
7241 | 0.36776 | 1.197 | 2 | 2.1798 | 7.4607 | 0.10678 | 0 | 0.0072535 | 1.0216 | 295.8319 | 33.2076 | 29.7685 | 0.88799 | 15.4141 | 16.2996 | 19.1404 | 0.46511 | 0 | 1.25 | 10.25 | 0 | 0 | 9.0052 | 8.7768 | 1.8421 | 3.2167 | 14.7323 | 13.0512 | 11.4226 | 9.7694 | 49.2597 | 54.2596 | 42.9606 | 51.5008
7242
7243
7244
7245
7246
7247 | 5.0549 | 19.2396 | 2 | 2.6679 | 7.1029 | -1.79 | 0.025714 | 0.0064995 | 2.6086 | 297.2246 | 45.6765 | 32.4326 | 1.3447 | 12.6277 | 14.471 | 1.6467 | 0.13335 | 0.089617 | 1.475 | 13.45 | 2.1616 | 3.3367 | 11.7806 | 7.8758 | 2.5182 | 4.2031 | 12.3276 | 6.1716 | 8.2904 | 4.2227 | 51.5923 | 88.5019 | 55.4876 | 90.6209
7248
7249
7250
7251 | 2.6726 | 7.9488 | 2.1538 | 2.9837 | 6.6011 | 0.50886 | 0.024923 | 0.0068836 | 1.6939 | 294.1327 | 33.5425 | 31.1821 | 0.81849 | 15.3463 | 16.809 | 12.2363 | 0.31519 | 0.046308 | 3.1277 | 18.3404 | 3.3845 | 4.0154 | 8.4657 | 7.5151 | 1.723 | 3.3176 | 15.0292 | 10.213 | 9.968 | 6.0745 | 48.4543 | 68.4768 | 44.9492 | 70.6559
7252
7253 | 0.80075 | 2.8214 | 2 | 2.8184 | 7.595 | -1.5862 | 0.0038117 | 0.0057847 | 0.93451 | 297.0319 | 47.6597 | 37.1562 | 1.2884 | 12.6299 | 13.5752 | 0.25418 | 0.10582 | 0.014277 | 1.2431 | 13.0596 | 0.04783 | 0.17681 | 7.0659 | 7.0234 | 2.1867 | 3.7525 | 11.7342 | 7.4181 | 7.6523 | 4.546 | 54.1663 | 74.3443 | 58.9568 | 85.1839
7254
7255
7256 | 3.0883 | 8.5982 | 2.6192 | 3.1025 | 8.0889 | -2.1668 | 0.025282 | 0.0061259 | 1.7066 | 296.0531 | 40.1204 | 33.4618 | 1.0848 | 13.8326 | 14.9321 | 1.6014 | 0.12011 | 0.020064 | 1.8028 | 15.6378 | 1.0174 | 3.9423 | 8.2326 | 8.256 | 1.7906 | 3.2338 | 13.3703 | 10.4074 | 10.6011 | 7.6378 | 49.4942 | 62.0644 | 48.4857 | 64.3072
7257 | 1.539 | 4.4697 | 2 | 2.9722 | 7.4338 | -1.9484 | 0.010632 | 0.0065443 | 1.0384 | 294.7636 | 36.0237 | 30.5997 | 0.8745 | 14.758 | 15.8022 | 1.0043 | 0.12701 | 0.010211 | 1.6629 | 15.2472 | 0.43121 | 1.2684 | 8.9868 | 8.4766 | 1.7723 | 2.9579 | 13.8315 | 11.4659 | 10.4931 | 8.6808 | 52.3185 | 61.3611 | 45.7346 | 59.1653
7258
7259
7260
7261
7262
7263 | 0.99367 | 3.4895 | 2 | 1.8072 | 5.4464 | -0.20814 | 0.017259 | 0.0066784 | 1.609 | 297.1477 | 43.3599 | 31.2939 | 1.2496 | 13.3501 | 14.6613 | 0.64584 | 0.091454 | 0.022682 | 1.2394 | 12.662 | 0.3488 | 1.0904 | 7.6541 | 5.4447 | 2.4199 | 3.91 | 12.3293 | 7.4625 | 8.7297 | 5.2332 | 46.499 | 66.5099 | 55.8011 | 81.5468
7264 |  |  |  | 2.8673 | 7.0466
7265 | 1.2461 | 4.0277 | 2 | 2.8683 | 7.9832 | -0.38938 | 0.0086957 | 0.0063449 | 1.6282 | 298.4569 | 45.5398 | 40.3292 | 1.3991 | 12.9378 | 14.2238 | 11.49 | 0.098974 | 0.0069565 | 1.6429 | 12.2857 | 0.30174 | 0.56522 | 8.2951 | 7.0726 | 2.5674 | 4.3068 | 11.4214 | 7.4989 | 8.7028 | 5.0852 | 62.9746 | 82.8536 | 58.8445 | 82.1914
7266
7267 | 4.1749 | 8.6693 | 3 | 1.9205 | 5.7451 | 3.3306 | 0.072 | 0.0070225 | 2.2881 | 296.5143 | 33.663 | 30.1552 | 1.001 | 15.5173 | 17.1668 | 8.1768 | 0.32595 | 0.04 | 1.8889 | 15.3333 | 3.4007 | 5.8667 | 8.2897 | 6.8543 | 1.9303 | 3.603 | 14.9092 | 10.5487 | 10.9576 | 7.014 | 48.973 | 63.4101 | 42.7566 | 66.7934
7268 |  |  |  | 1.7744 | 5.1657 |  |  | 0.006914 | 2.653 | 295.3074 | 32.4183 | 30.5595 | 0.89866 | 15.6998 | 17.5272 | 35.9469 | [6 empty] | 10.4274 | 8.383 | 1.8853 | 3.4349 | 15.5389 | 10.4739 | 10.4472 | 6.8529 | 54.8825 | 72.1061 | 42.1837 | 68.2309
7269 |  |  |  | 2.8489 | 7.7626
7270
7271
7272
7273 |  |  |  | 1.6971 | 4.7094
7274 |  |  |  | 1.8357 | 6.1206
7275
7276 | 2.6224 | 7.6721 | 2 | 2.5581 | 6.9714 | 0.49842 | 0.026471 | 0.0060607 | 2.2048 | 296.5124 | 37.9887 | 37.754 | 1.1834 | 14.6189 | 16.3965 | 2.2558 | 0.1839 | 0.042941 | 2.1 | 14.4 | 2.6721 | 3.2059 | 11.5794 | 9.9978 | 2.3791 | 4.0096 | 13.6099 | 8.0915 | 9.4955 | 5.0998 | 65.9412 | 94.0414 | 49.8183 | 79.9589
7277
7278
7279
7280
7281
7282 | 3.1154 | 7.8766 | 2.9697 | 2.305 | 5.8597 | -0.42624 | 0.025859 | 0.0060795 | 2.4298 | 297.101 | 47.0341 | 33.2619 | 1.3578 | 12.3795 | 14.0723 | 2.4239 | 0.03245 | 0.026364 | 1.8871 | 14.7258 | 1.6189 | 3.5152 | 7.409 | 5.6443 | 2.4744 | 4.2337 | 12.7481 | 6.3608 | 8.4937 | 4.2405 | 48.7378 | 81.0339 | 54.5054 | 90.1992
7283 | 15.3803 | 26.7462 | 2 | 2.5826 | 6.5579 | 4.0983 | 0.060229 | 0.0064412 | 3.1279 | 294.4375 | 29.9831 | 30.5375 | 0.90784 | 16.0843 | 18.3412 | 0.35035 | 0.067367 | 0.078326 | 1.546 | 13.2699 | 0.087179 | 6.5757 | 13.0527 | 11.1837 | 1.911 | 3.5663 | 15.3996 | 10.8288 | 10.7963 | 6.8957 | 55.3396 | 78.5262 | 40.7082 | 64.3651
7284
7285
7286
7287 |  |  |  | 2.2538 | 6.22
7288 | 12.5449 | 25.9492 | 2.9756 | 1.4809 | 3.741 | 3.848 | 0.12317 | 0.0071468 | 2.855 | 296.6749 | 30.6792 | 26.6131 | 0.95154 | 16.1221 | 17.8449 | 24.3884 | 0.16476 | 0.043902 | 4.0571 | 19.5429 | 0.75805 | 14.7805 | 8.7138 | 7.6713 | 1.8906 | 3.6347 | 15.6523 | 11.3917 | 10.1817 | 7.0363 | 44.7063 | 57.33 | 41.0424 | 64.349
7289 | 3.9097 | 10.5232 | 2.4756 | 3.7308 | 7.5629 | -1.7406 | 0.06061 | 0.0068801 | 1.8678 | 293.9645 | 33.1813 | 29.719 | 0.82367 | 15.3798 | 16.8656 | 4.1724 | 0.22887 | 0.039872 | 4.3673 | 16.102 | 3.9826 | 10.1951 | 7.227 | 6.7021 | 1.737 | 3.3937 | 15.0448 | 10.873 | 10.2721 | 7.2095 | 47.7197 | 59.2497 | 43.1049 | 65.1868
7290
7291
7292 | 1.3143 | 4.3803 | 2 | 4.5977 | 9.5232 | -0.91648 | 0.019231 | 0.0069562 | 1.8746 | 296.3614 | 38.6986 | 33.1273 | 1.0637 | 14.2844 | 15.7519 | 1.1258 | 0.1261 | 0.022154 | 1.4444 | 13.5 | 6.4546 | 4.4308 | 6.2293 | 6.1104 | 2.0316 | 3.5602 | 13.0055 | 9.2263 | 10.0292 | 6.1754 | 52.025 | 68.1867 | 50.4568 | 73.648
7293
7294
7295 | 6.6841 | 16.838 | 2.1549 | 1.8562 | 4.8501 | 0.97184 | 0.055775 | 0.0058796 | 2.8142 | 294.7686 | 46.4808 | 33.5894 | 1.2032 | 12.3127 | 14.0687 | 2.1666 | 0.081323 | 0.052324 | 2.8056 | 16.8611 | 4.7944 | 6.3521 | 13.4665 | 9.5715 | 2.1451 | 3.5137 | 12.0112 | 6.3792 | 7.5786 | 4.3193 | 50.1926 | 75.8106 | 57.4865 | 89.5883
7296
7297 | 1.9041 | 9.6748 | 2 | 2.0378 | 6.0498 | 0.0225 | 0 | 0.0046367 | 2.0953 | 292.6632 | 37.7907 | 29.2909 | 1.026 | 14.5136 | 16.5125 | 17.865 | 0.87709 | 0 | 9 | 22.5 | 0 | 1.5 | 7.7824 | 6.8058 | 1.9089 | 3.3434 | 13.8625 | 7.6483 | 9.0307 | 5.7045 | 47.3551 | 73.6218 | 50.0012 | 81.3397
7298 | 17.9241 | 28.5834 | 2 | 2.9654 | 7.416 | 6.6912 | 0.079853 | 0.0066929 | 3.4938 | 292.7545 | 26.6967 | 29.2553 | 0.70286 | 16.8327 | 19.23 | 0.35997 | 0.040733 | 0.18743 | 1.3125 | 14.2609 | 0.038529 | 4.1618 | 13.9246 | 12.0211 | 1.6536 | 2.9586 | 16.7523 | 11.7032 | 11.1372 | 7.5218 | 56.2312 | 75.6863 | 37.1036 | 60.2127
7299
7300 | 1.4886 | 4.7858 | 2 | 2.5851 | 6.1376 | -0.40403 | 0.017099 | 0.0064122 | 1.7433 | 295.7679 | 43.2995 | 36.1181 | 1.098 | 13.1999 | 14.549 | 0 | 0.050664 | 0.029542 | 1.2059 | 13.4412 | 0.02855 | 0.39695 | 8.1152 | 8.0369 | 2.1088 | 3.8266 | 12.3932 | 8.2743 | 8.0524 | 5.1152 | 58.3183 | 78.271 | 55.0276 | 80.2692
7301
7302 | 9.2474 | 22.0698 | 3 | 2.5044 | 6.9153 | 1.1023 | 0.092842 | 0.006516 | 4.9748 | 294.2671 | 38.8006 | 35.63 | 0.99036 | 13.9571 | 16.0523 | 0.6755 | 0.046262 | 0.057053 | 2.8356 | 19.8356 | 1.6897 | 25.8 | 10.5687 | 9.145 | 1.7823 | 3.5371 | 14.3022 | 8.327 | 9.2813 | 5.8728 | 57.3934 | 83.3076 | 47.149 | 77.0449
7303
7304
7305 | 0.97496 | 2.855 | 2 | 2.8582 | 8.2853 | -0.79464 | 0.0005 | 0.0070593 | 0.87651 | 297.4538 | 35.4462 | 36.9173 | 1.0286 | 15.1862 | 15.9128 | 0.50379 | 0.30906 | 0.00325 | 1.2727 | 8.1818 | 0 | 0 | 12.9535 | 12.198 | 2.1695 | 3.2642 | 13.2272 | 12.4675 | 7.7754 | 7.5037 | 72.1502 | 72.4463 | 55.3989 | 59.4051
7306 |  |  |  | 1.7329 | 5.7537 |  |  | 0.0042839 | 2.9174 | 292.1604 | 43.9193 | 36.3008 | 1.068 | 12.7296 | 14.8116 | 22.5907 | [6 empty] | 13.2084 | 10.465 | 1.9369 | 3.2597 | 12.6838 | 6.5124 | 7.6755 | 5.1722 | 61.4172 | 94.0572 | 56.0857 | 87.8306
7307 |  |  |  | 2.045 | 5.5872 |  |  | 0.0072748 | 1.7472 | 292.822 | 31.7377 | 29.3805 | 0.67094 | 15.5698 | 17.0198 | 22.8953 | [6 empty] | 7.9392 | 7.3366 | 1.5502 | 2.964 | 14.8655 | 11.5005 | 10.163 | 7.5527 | 49.8525 | 54.004 | 44.1324 | 61.0348
7308
7309 | 2.0279 | 8.1037 | 2 | 2.2731 | 6.0621 | -2.3638 | 0.02 | 0.0071099 | 2.0546 | 295.4452 | 27.9069 | 28.2729 | 0.82323 | 16.9226 | 18.4749 | 6.9124 | 0.12856 | 0.037031 | 1.8 | 16.6571 | 0 | 0.015625 | 10.4212 | 9.0574 | 1.6229 | 3.1313 | 15.8536 | 13.0913 | 13.1027 | 10.3472 | 50.0547 | 57.403 | 37.0752 | 49.6789
7310 |  |  |  | 2.1925 | 7.0512 |  |  | 0.0062695 | 1.1891 | 297.5055 | 38.2908 | 32.7342 | 1.1852 | 14.6014 | 15.5116 | 16 | [6 empty] | 8.002 | 8.3549 | 1.9445 | 3.5973 | 13.7466 | 10.2598 | 10.4758 | 7.3739 | 46.0697 | 62.415 | 47.7933 | 65.8021
7311
7312
7313 | 0.71956 | 2.1175 | 2 | 3.4418 | 8.103 | -0.54515 | 0 | 0.0065096 | 1.5297 | 297.8149 | 43.6915 | 39.3955 | 1.2986 | 13.1842 | 14.4837 | 6.7175 | 0.18905 | 0 | 1.25 | 11.5 | 0 | 0 | 8.4033 | 7.6295 | 2.3785 | 4.1537 | 11.6283 | 7.8962 | 8.9589 | 5.2971 | 62.3246 | 80.8454 | 57.0172 | 79.7875
7314
7315
7316
7317
7318
7319 | 2.9131 | 7.8347 | 2 | 4.5364 | 9.9573 | -1.5485 | 0.051348 | 0.0067348 | 1.9658 | 297.1756 | 42.4697 | 36.1959 | 1.2203 | 13.4711 | 14.9654 | 3.9806 | 0.12662 | 0.029157 | 3.1639 | 19.7521 | 0.92067 | 6.1685 | 6.4743 | 6.3232 | 2.2782 | 3.9891 | 12.3377 | 8.2106 | 9.1849 | 5.295 | 56.7396 | 76.3141 | 54.8353 | 80.1742
7320
7321
7322 |  |  |  | 2.1805 | 5.7224
7323
7324 | 3.361 | 12.3002 | 2.2833 | 2.4262 | 7.1032 | 0.2216 | 0.037667 | 0.0063447 | 2.3745 | 295.8862 | 42.3183 | 35.1368 | 1.1443 | 13.4688 | 15.1019 | 0.56368 | 0.15729 | 0.030833 | 1.3 | 19.5 | 0.67267 | 0.78333 | 10.0713 | 7.931 | 2.181 | 3.7223 | 13.2147 | 7.4055 | 8.3044 | 4.5562 | 60.3564 | 93.1915 | 52.138 | 85.236
7325
7326 | 0.8245 | 2.502 | 2 | 2.8703 | 8.1482 | 1.0455 | 0.0025 | 0.0071679 | 1.2655 | 296.0703 | 34.0771 | 30.1136 | 0.92458 | 15.2439 | 16.2081 | 2.328 | 0.1376 | 0.00625 | 3 | 16.3333 | 0 | 0 | 8.2541 | 8.7414 | 1.8289 | 3.2877 | 14.7597 | 12.5182 | 11.3018 | 9.3753 | 49.3424 | 54.8961 | 43.4327 | 53.4059
7327
7328 | 5.8274 | 18.5207 | 2 | 2.8337 | 7.5624 | -1.4639 | 0.055686 | 0.0037144 | 5.0728 | 287.0252 | 46.3753 | 31.4626 | 0.79974 | 11.1208 | 14.0824 | 3.6769 | 0.25567 | 0.021961 | 5.5333 | 19.1333 | 0 | 5.4706 | 11.8188 | 9.1882 | 1.2616 | 2.121 | 11.4524 | 6.4721 | 6.6311 | 4.8226 | 62.7829 | 84.9266 | 61.2502 | 87.3735
7329 | 4.121 | 13.5705 | 2.0046 | 2.2517 | 6.3577 | 0.065394 | 0.035367 | 0.0059082 | 3.493 | 296.8312 | 47.3881 | 34.474 | 1.37 | 12.1098 | 14.1037 | 0.74813 | 0.14393 | 0.05297 | 1.8583 | 16.424 | 2.4235 | 2.9128 | 9.0402 | 7.3156 | 2.358 | 4.1054 | 12.7501 | 5.911 | 8.3303 | 4.0644 | 55.628 | 98.1872 | 53.4552 | 92.6373
7330 | 2.8988 | 8.1743 | 3 | 3.8019 | 7.834 | 1.3862 | 0.025556 | 0.0066514 | 1.7979 | 295.3794 | 35.6292 | 32.9533 | 0.97917 | 14.9695 | 16.3985 | 14.4827 | 0.080408 | 0.051111 | 1 | 5 | 4.6044 | 7.6667 | 7.8414 | 7.3687 | 2.0217 | 3.6463 | 14.3527 | 9.9201 | 10.3077 | 6.4909 | 48.9393 | 70.1874 | 44.5344 | 70.8091
7331
7332 | 5.4278 | 12.9279 | 2 | 2.2793 | 6.8373 | -0.3125 | 0 | 0.0066993 | 3.6197 | 291.4038 | 24.5557 | 24.9389 | 0.60198 | 16.8089 | 19.8828 | 2.5613 | 0 | 0.13 | 3 | 22 | 0.095 | 0.5 | 12.6308 | 11.0299 | 1.5351 | 2.459 | 17.4459 | 11.0458 | 10.7632 | 6.8558 | 49.5481 | 74.3281 | 34.1538 | 63.1182
7333
7334
7335 | 6.0629 | 14.6552 | 2.9848 | 2.4592 | 5.8911 | -0.55512 | 0.049848 | 0.0067924 | 2.908 | 295.5727 | 34.2448 | 30.3764 | 0.97133 | 15.1377 | 16.9868 | 0.54633 | 0.080803 | 0.040606 | 2.3962 | 18.7925 | 2.8306 | 5.9848 | 9.8249 | 7.7951 | 1.9575 | 3.5747 | 15.0596 | 9.707 | 9.981 | 6.3893 | 50.071 | 72.6184 | 42.9853 | 71.927
7336 | 1.6324 | 5.7219 | 2 | 2.2793 | 5.7276 | -0.12005 | 0.008067 | 0.0062481 | 2.0433 | 297.33 | 45.9505 | 34.2634 | 1.3579 | 12.7496 | 14.2731 | 0.9687 | 0.058711 | 0.026518 | 1.5 | 12.9744 | 0.2843 | 1.3015 | 11.8642 | 8.7366 | 2.3914 | 4.1037 | 12.4273 | 6.77 | 8.9088 | 4.636 | 50.2603 | 81.6502 | 54.2431 | 87.4079
7337
7338 |  |  |  | 2.9837 | 6.5476
7339 | 4.0061 | 10.4535 | 2.1658 | 2.1037 | 5.0886 | -0.073109 | 0.041399 | 0.0054335 | 2.5009 | 295.1459 | 49.1311 | 35.9659 | 1.2545 | 11.8255 | 13.5145 | 1.6678 | 0.11274 | 0.093575 | 2.3307 | 17.5906 | 2.9686 | 6.5492 | 10.293 | 7.6344 | 2.0677 | 3.6697 | 11.4798 | 6.0518 | 7.3954 | 4.0735 | 54.7933 | 85.1566 | 59.0242 | 91.996
7340 |  |  |  | 2.1817 | 8.1463 |  |  | 0.0058269 | 2.3022 | 298.3655 | 48.7101 | 35.3643 | 1.6079 | 12.0703 | 14.068 | 15 | [6 empty] | 10.9964 | 7.9949 | 2.9505 | 5.0175 | 10.8158 | 5.7039 | 7.2403 | 4.4082 | 66.2253 | 84.6256 | 63.1951 | 92.8225
7341 |  |  |  | 3.5474 | 7.9023
7342
7343
7344 |  |  |  | 2.3451 | 7.4176
7345 | 1.6287 | 5.1405 | 2 | 2.1652 | 5.2451 | -0.42601 | 0.010886 | 0.0056182 | 1.6243 | 297.7043 | 56.5289 | 37.0889 | 1.5505 | 10.3899 | 11.6259 | 1.9872 | 0.10832 | 0.061392 | 2.0517 | 14.6897 | 0 | 0.037975 | 6.6939 | 6.1462 | 2.6747 | 4.1957 | 9.6573 | 5.723 | 6.2144 | 3.9121 | 51.5065 | 73.0563 | 71.133 | 93.3971
7346
7347
7348 | 12.8916 | 31.7403 | 2 | 1.9716 | 5.2927 | -1.4638 | 0.034754 | 0.0042874 | 2.6904 | 290.5367 | 45.6454 | 36.2784 | 0.99868 | 12.3289 | 14.4251 | 0.9647 | 0.13033 | 0.075247 | 1.7143 | 9 | 0 | 0.95082 | 15.0409 | 11.4955 | 1.7762 | 3.1166 | 12.1896 | 5.9824 | 7.3676 | 4.6536 | 65.084 | 104.1365 | 57.6478 | 90.7339
7349 | 12.0405 | 35.7494 | 2 | 2.8561 | 8.7361 | 5.4948 | 0.031667 | 0.006978 | 2.8296 | 289.3776 | 16.6962 | 19.4262 | 0.33337 | 19.7035 | 22.042 | 11.2994 | 0.16534 | 0 | 2.3333 | 22.1667 | 0.165 | 5 | 12.5667 | 10.2156 | 1.1615 | 1.662 | 19.1966 | 15.483 | 15.562 | 12.2423 | 39.4792 | 45.883 | 25.2549 | 39.8573
7350 | 0.6033 | 2.3243 | 2 | 1.9334 | 6.2288 | -0.58359 | 0.016667 | 0.0060544 | 0.82285 | 298.9567 | 45.8677 | 38.4991 | 1.3983 | 13.2427 | 13.9169 | 0.51007 | 0.062068 | 0.039231 | 1.381 | 13.9048 | 0.29128 | 1.7949 | 8.4007 | 8.0214 | 2.4348 | 4.1841 | 11.3092 | 8.4086 | 7.8983 | 5.1225 | 62.0665 | 84.059 | 59.8861 | 80.4967
7351 |  |  |  | 3.4886 | 7.2847
7352 |  |  |  | 1.7435 | 4.8912
7353
7354
7355
7356
7357 | 2.0633 | 11.1902 | 2 | 2.0357 | 6.5613 | -0.89447 | 0.020263 | 0.0058974 | 0.79563 | 299.3196 | 44.8136 | 38.2041 | 1.4447 | 13.5355 | 14.2333 | 1.0338 | 0.1331 | 0.059064 | 1.7 | 14.3 | 0 | 0 | 8.4824 | 8.0946 | 2.5312 | 4.2325 | 12.3159 | 8.3792 | 8.9853 | 5.4057 | 58.4234 | 82.8284 | 55.7222 | 79.712
7358 | 9.1213 | 20.5717 | 2.8389 | 2.0128 | 5.1 | -2.1865 | 0.06443 | 0.0070975 | 3.2142 | 294.5735 | 32.3113 | 30.451 | 0.82203 | 15.5685 | 17.4056 | 0.65381 | 0.040957 | 0.059799 | 1.641 | 13.1026 | 1.0028 | 11.9732 | 10.1592 | 8.9271 | 1.6558 | 3.1889 | 15.9708 | 10.7818 | 10.3534 | 7.2504 | 51.8267 | 66.4691 | 41.2796 | 63.7405
7359 | 7.0218 | 15.2874 | 2.1319 | 1.6723 | 4.3968 | 0.52672 | 0.052426 | 0.006212 | 2.9187 | 295.0618 | 43.9295 | 31.5187 | 1.1751 | 12.839 | 14.7041 | 0.2598 | 0.0020629 | 0.063915 | 1.359 | 13.2821 | 1.824 | 2.1447 | 13.328 | 9.1899 | 2.0812 | 3.5863 | 13.0851 | 6.6211 | 8.484 | 4.6438 | 45.4422 | 72.9438 | 50.5248 | 87.4401
7360 | 2.4677 | 5.9422 | 2.4502 | 2.6208 | 7.4243 | 0.13883 | 0.007855 | 0.0059063 | 1.9868 | 296.8416 | 46.0958 | 33.9418 | 1.3394 | 12.8649 | 14.4246 | 0.84555 | 0.13322 | 0.014684 | 1.2923 | 11.8923 | 1.0263 | 0.57402 | 9.1046 | 6.6656 | 2.5425 | 4.3796 | 12.5783 | 6.552 | 7.6929 | 4.148 | 57.7241 | 79.2273 | 55.6633 | 88.7747
7361
7362
7363 | 7.5486 | 18.2002 | 2 | 2.7332 | 8.6466 | -0.89907 | 0.046197 | 0.0038799 | 3.4239 | 288.4534 | 51.3314 | 37.9971 | 0.93305 | 10.6091 | 12.8338 | 0.83306 | 0.0051109 | 0.035915 | 3.7458 | 19.5593 | 0.028732 | 12.8592 | 13.7737 | 11.4828 | 1.6038 | 2.471 | 10.3918 | 5.6726 | 6.0937 | 4.2745 | 75.416 | 98.7747 | 66.0395 | 92.3517
7364 | 0.94792 | 4.6255 | 2 | 2.2705 | 6.0614 | -0.96706 | 0.0041489 | 0.006365 | 1.4823 | 297.7259 | 45.2032 | 35.2172 | 1.3522 | 13.1105 | 14.4041 | 4.6458 | 0.15117 | 0.042447 | 1.9394 | 11.3333 | 0.19628 | 0.53191 | 10.972 | 8.4399 | 2.4546 | 4.0746 | 12.7067 | 7.1509 | 9.1893 | 4.8707 | 52.1729 | 82.5424 | 53.6699 | 84.7174
7365
7366 | 3.3633 | 12.3601 | 2 | 1.9989 | 5.5376 | -1.9483 | 0.0125 | 0.0053997 | 4.0166 | 293.5762 | 46.2025 | 32.8417 | 1.1362 | 12.2232 | 14.3768 | 34.8579 | 0.51767 | 0.045 | 2.8333 | 10.5 | 2.1325 | 2.375 | 8.8667 | 6.9945 | 2.0289 | 3.4859 | 12.9783 | 5.9678 | 7.9929 | 4.0741 | 55.7823 | 92.7253 | 52.8817 | 92.029
7367 | 9.4278 | 22.2495 | 3 | 2.224 | 5.3806 | 0.4897 | 0.066679 | 0.0050575 | 2.7786 | 293.5144 | 50.3728 | 34.1796 | 1.1803 | 11.4287 | 13.2127 | 2.3067 | 0.07243 | 0.15985 | 2.9719 | 17.8652 | 3.7472 | 14.9811 | 10.1333 | 7.7954 | 1.9736 | 3.3938 | 10.9516 | 5.8353 | 6.8412 | 3.9244 | 52.7995 | 77.1355 | 62.7135 | 93.2151
7368
7369
7370
7371
7372
7373 | 1.0369 | 3.6931 | 2 | 3.2485 | 8.4662 | -1.1674 | 0.0066502 | 0.0071107 | 0.8719 | 297.6291 | 36.8184 | 35.6006 | 1.0391 | 14.8756 | 15.5782 | 1.1587 | 0.16371 | 0.02298 | 1.7625 | 12.6062 | 0.79998 | 1.4064 | 12.4875 | 10.9899 | 2.1458 | 3.2161 | 12.4207 | 11.9555 | 7.1827 | 7.2873 | 70.8687 | 69.8434 | 58.2675 | 61.5703
7374
7375
7376
7377
7378
7379
7380
7381 | 2.5438 | 7.4407 | 2 | 2.2711 | 6.3367 | -1.1489 | 0.019737 | 0.0055906 | 3.0049 | 295.6643 | 42.3318 | 34.3585 | 1.2741 | 13.3402 | 15.6708 | 0.48191 | 0.078957 | 0.089211 | 1.1538 | 11.5385 | 0 | 0 | 11.7624 | 8.247 | 2.3143 | 4.1114 | 13.2658 | 6.3894 | 8.2476 | 4.2116 | 59.8621 | 89.1061 | 51.7796 | 90.4417
7382
7383
7384 | 11.4942 | 27.3993 | 2 | 2.6303 | 6.9097 | 1.6766 | 0.045183 | 0.0072934 | 3.9645 | 294.4386 | 23.7335 | 21.5775 | 0.82571 | 17.9245 | 20.7697 | 2.4834 | 0.12933 | 0.1103 | 3.2069 | 16.1149 | 0.020732 | 0.40244 | 11.6834 | 8.3263 | 1.9196 | 3.4445 | 16.7062 | 10.8555 | 12.0725 | 8.163 | 40.3732 | 52.8611 | 36.6652 | 61.0851
7385 | 19.2805 | 35.3545 | 3 | 2.0959 | 5.3895 | -1.6624 | 0.22867 | 0.0071632 | 3.6066 | 294.238 | 23.5658 | 23.52 | 0.74639 | 17.7191 | 19.8545 | 0.4978 | 0.27209 | 0.053333 | 9.6429 | 22 | 0.304 | 13.7333 | 10.9357 | 8.9097 | 1.7253 | 2.8877 | 16.8115 | 13.8905 | 13.1572 | 10.7652 | 44.1118 | 52.3952 | 34.9379 | 47.0874
7386 | 1.078 | 3.1742 | 2 | 2.9389 | 8.9961 | 0.11576 | 0.0058407 | 0.0059099 | 1.8802 | 298.421 | 49.923 | 38.1673 | 1.6089 | 11.8092 | 13.5512 | 1.7795 | 0.1312 | 0.030044 | 1.6022 | 15.1505 | 0.46929 | 1.5619 | 13.0422 | 9.516 | 3.0466 | 4.852 | 10.575 | 5.8888 | 6.9042 | 4.5325 | 74.038 | 91.3007 | 64.3494 | 90.6524
7387
7388 | 1.7052 | 5.5922 | 2 | 2.9538 | 7.2795 | -2.3534 | 0.014043 | 0.0066546 | 1.6688 | 295.8887 | 40.2998 | 32.8965 | 1.0736 | 13.8987 | 15.322 | 0.87246 | 0.12754 | 0.032979 | 1.9231 | 16.1154 | 3.9615 | 4.3617 | 6.8309 | 5.8622 | 2.1425 | 3.6996 | 13.7393 | 8.5752 | 9.3564 | 5.3987 | 45.5248 | 72.0152 | 48.9273 | 78.6783
7389 | 7.5772 | 17.4954 | 2 | 1.5193 | 5.0742 | -4.3382 | 0.056564 | 0.0043681 | 2.662 | 292.7303 | 45.0101 | 37.1846 | 1.1111 | 12.6139 | 14.6157 | 1.0839 | 0.13103 | 0.048513 | 2.1277 | 15.6117 | 1.8289 | 5.9179 | 13.1487 | 10.3674 | 1.9713 | 3.4032 | 12.4005 | 6.2832 | 7.5516 | 4.9372 | 61.3198 | 95.6592 | 57.2501 | 89.4452
7390
7391 | 0.66084 | 3.4907 | 2 | 1.9971 | 5.9504 | -6.5448 | 0 | 0.0067023 | 0.98393 | 296.4052 | 34.5803 | 28.9547 | 0.98141 | 15.4267 | 16.4563 | 0.53908 | 0 | 0.005 | 1 | 22 | 0 | 0 | 7.4378 | 7.5102 | 1.8995 | 3.5243 | 14.3902 | 11.0031 | 10.1782 | 6.8401 | 46.7309 | 57.5515 | 44.6484 | 66.1614
7392
7393
7394
7395
7396 | 8.8794 | 18.7276 | 3 | 2.2144 | 5.0571 | -5.1853 | 0.14278 | 0.0052933 | 2.6529 | 294.6054 | 49.9147 | 35.6816 | 1.2448 | 11.6063 | 13.3498 | 4.1498 | 0.1876 | 0.13562 | 6.2188 | 22 | 10.215 | 12.3889 | 10.6993 | 7.8296 | 2.0705 | 3.665 | 11.1581 | 5.8513 | 7.0787 | 3.874 | 55.2736 | 84.3869 | 62.2375 | 93.7391
7397 | 11.8932 | 29.0413 | 3 | 1.5124 | 4.6253 | -3.6726 | 0.10927 | 0.0070264 | 3.4503 | 295.5241 | 25.8544 | 26.2651 | 0.85369 | 17.3689 | 19.4159 | 1.7923 | 0.28133 | 0.064878 | 5.5 | 20.4333 | 3.8051 | 14.5366 | 10.9222 | 8.8693 | 1.9605 | 3.211 | 16.1804 | 13.2526 | 12.6459 | 10.1996 | 47.8331 | 57.7767 | 37.8091 | 50.5348
7398 |  |  |  | 4.0755 | 11.7165 |  |  | 0.0042041 | 3.527 | 285.871 | 43.0927 | 30.0228 | 0.69977 | 12.1054 | 14.5124 | 0 | [6 empty] | 10.0631 | 7.8436 | 1.1503 | 1.925 | 12.2702 | 6.8358 | 7.1423 | 5.4365 | 54.4743 | 76.3152 | 57.1377 | 83.5566
7399
7400 | 7.3569 | 14.5882 | 2 | 2.8266 | 7.1226 | 1.289 | 0.025952 | 0.005879 | 2.7548 | 295.4636 | 41.3013 | 34.7955 | 1.1824 | 13.6278 | 15.6986 | 0.46848 | 0.068986 | 0.08881 | 1.6087 | 14.6087 | 0.60095 | 2.2619 | 10.9877 | 8.1467 | 2.2042 | 3.8965 | 13.9395 | 6.9054 | 7.9572 | 4.4321 | 58.8808 | 87.4753 | 49.2279 | 86.8887
7401
7402
7403
7404
7405
7406 | 3.0568 | 9.7271 | 2 | 2.2542 | 6.5361 | -4.0181 | 0.03875 | 0.0071066 | 2.185 | 296.0601 | 31.6325 | 29.8378 | 0.93742 | 15.8023 | 17.386 | 23.3156 | 0.48793 | 0.028125 | 3.3333 | 16.3333 | 0 | 0 | 10.7749 | 9.3196 | 1.904 | 3.4892 | 14.3552 | 12.3002 | 11.9341 | 8.873 | 54.0991 | 60.9172 | 43.0193 | 56.0579
7407
7408
7409 | 8.6028 | 18.919 | 2.7219 | 3.3346 | 7.9496 | 4.6935 | 0.062384 | 0.0068985 | 2.407 | 293.7478 | 33.5647 | 28.9493 | 0.81405 | 15.1866 | 16.9493 | 0.63523 | 0.1373 | 0.051854 | 3.0549 | 16.3956 | 2.6248 | 7.0596 | 10.5551 | 9.3406 | 1.6719 | 3.4043 | 15.1242 | 9.9555 | 9.931 | 6.4906 | 57.1849 | 63.1516 | 43.8333 | 70.1206
7410
7411
7412
7413
7414
7415 | 2.7054 | 9.1829 | 2 | 2.2825 | 5.7702 | -0.46743 | 0.019746 | 0.006737 | 1.6236 | 296.5317 | 39.6902 | 33.8684 | 1.0674 | 14.1184 | 15.4027 | 3.1489 | 0.10562 | 0.033644 | 1.6 | 15.15 | 0.27839 | 1.3051 | 8.5506 | 8.2789 | 2.1092 | 3.7662 | 13.3384 | 9.2145 | 8.6852 | 5.6146 | 55.371 | 72.4831 | 51.0726 | 74.8843
7416
7417 | 7.4305 | 16.3949 | 2 | 2.1763 | 6.9374 | -4.3225 | 0.068 | 0.0073993 | 1.1491 | 291.5768 | 24.7893 | 24.3707 | 0.51616 | 17.2202 | 18.5016 | 13.7084 | 0.21552 | 0.044 | 1.6 | 14 | 5.09 | 9 | 11.1235 | 9.846 | 1.3922 | 2.0981 | 16.5658 | 15.0545 | 13.2918 | 12.9448 | 44.946 | 46.3648 | 32.1373 | 38.9343
7418 | 27.1459 | 69.0311 | 2 | 3.5183 | 8.3019 | -2.4095 | 0.01 | 0.0060748 | 2.0486 | 296.6133 | 40.5842 | 34.9745 | 1.2148 | 14.0387 | 15.7421 | 3.6923 | 0.68975 | 0.055924 | 5.8 | 18.6 | 4.515 | 6.3333 | 9.7655 | 7.9638 | 2.3618 | 3.9993 | 13.1576 | 7.5194 | 8.3736 | 4.5963 | 57.7685 | 83.8402 | 52.2624 | 83.2525
7419 | 3.9328 | 11.6451 | 2 | 2.4909 | 6.5154 | -1.9716 | 0.021629 | 0.0066905 | 3.1677 | 296.3369 | 35.5637 | 37.7147 | 1.0896 | 14.9122 | 16.9468 | 2.0072 | 0.13208 | 0.061294 | 1.2958 | 11.9718 | 0.35075 | 0.94463 | 13.1651 | 11.6039 | 2.3333 | 3.7893 | 13.9714 | 9.2914 | 9.1002 | 5.5032 | 70.1875 | 97.4421 | 48.27 | 74.2521
7420
7421
7422
7423
7424 |  |  |  | 1.921 | 6.323 |  |  | 0.0070378 | 2.3174 | 295.5296 | 33.6283 | 30.6932 | 0.91705 | 15.2423 | 16.7996 | 30.54 | [6 empty] | 10.869 | 9.4399 | 1.8429 | 3.3341 | 13.8876 | 11.6338 | 11.5368 | 8.5755 | 54.5228 | 61.441 | 44.799 | 58.3857
7425
7426
7427
7428 | 13.4554 | 26.3041 | 2 | 2.3248 | 6.805 | -0.90272 | 0.051804 | 0.0070106 | 3.16 | 290.2189 | 17.6509 | 19.9617 | 0.41417 | 19.4599 | 21.9409 | 0.71512 | 0.10645 | 0.071255 | 1.7414 | 16.5172 | 0.23537 | 4.7176 | 12.528 | 9.9214 | 1.2823 | 2.078 | 19.3555 | 14.8979 | 14.7848 | 10.6569 | 40.0711 | 48.7296 | 26.4605 | 43.7768
7429
7430
7431
7432 | 7.6722 | 19.3861 | 2 | 1.9034 | 5.8563 | 2.4938 | 0.10538 | 0.0062094 | 2.5889 | 296.456 | 40.2235 | 43.2058 | 1.1949 | 13.9175 | 15.9307 | 2.8287 | 0.57505 | 0.090769 | 9 | 22 | 0.99077 | 7.6923 | 14.4473 | 12.0553 | 2.4314 | 4.0737 | 13.0055 | 7.397 | 8.1613 | 4.5331 | 79.4768 | 115.4498 | 52.8837 | 84.2463
7433
7434
7435
7436 |  |  |  | 2.1198 | 5.3309
7437
7438
7439
7440
7441 | 0.4882 | 1.8546 | 2 | 1.9919 | 4.6856 | -2.8251 | 0 | 0.0057933 | 0.99821 | 299.1447 | 60.7311 | 40.7229 | 1.7206 | 9.732 | 10.6917 | 0.01 | 0.14648 | 0.001 | 1.5 | 10 | 0 | 0.4 | 6.1003 | 5.6519 | 3.2003 | 4.4253 | 8.8404 | 5.406 | 6.2783 | 3.6381 | 57.1102 | 81.2034 | 74.325 | 96.1436
7442 |  |  |  | 3.277 | 7.9
7443 |  |  |  | 2.9427 | 7.1647
7444 | 13.4463 | 25.3549 | 2 | 2.5476 | 6.947 | 4.5519 | 0.046667 | 0.0067696 | 3.0643 | 292.9504 | 22.7145 | 23.8186 | 0.67264 | 17.8714 | 20.2206 | 0.3845 | 0.0489 | 0.078155 | 1.586 | 13.8654 | 0.1764 | 6.7589 | 12.201 | 10.252 | 1.6064 | 2.8069 | 17.0989 | 13.5384 | 13.3934 | 9.7676 | 46.8928 | 56.0013 | 33.145 | 49.3726
7445
7446
7447 | 1.6124 | 6.7799 | 2 | 2.074 | 6.6189 | 2.497 | 0.0072222 | 0.0060198 | 0.82431 | 299.2891 | 45.3254 | 38.026 | 1.4355 | 13.4413 | 14.185 | 0.16036 | 0.091417 | 0.074286 | 1.2381 | 12.7143 | 0 | 0 | 8.2085 | 7.3368 | 2.5673 | 4.1857 | 12.2199 | 7.9896 | 8.4939 | 4.9725 | 54.6535 | 79.9615 | 57.0789 | 82.2174
7448 | 1.9656 | 5.3466 | 2 | 2.0206 | 4.9036 | 0.25695 | 0.0066667 | 0.0060239 | 1.6509 | 297.7207 | 51.1647 | 34.7946 | 1.4707 | 11.594 | 12.8603 | 0.56881 | 0.038358 | 0.024258 | 1.3238 | 11.8829 | 0.1486 | 0.74098 | 8.1057 | 7.255 | 2.6059 | 4.1175 | 11.0011 | 6.3521 | 7.188 | 4.2656 | 48.2894 | 73.2016 | 63.4734 | 89.427
7449 | 2.4353 | 7.1158 | 2 | 2.5566 | 6.1526 | -0.85123 | 0.0033702 | 0.0058285 | 1.8933 | 296.9265 | 50.4508 | 31.9361 | 1.3865 | 11.7256 | 13.0538 | 0.91736 | 0.088671 | 0.02116 | 1.738 | 15.7761 | 0.36534 | 1.1252 | 6.9109 | 6.0524 | 2.3169 | 3.936 | 11.5569 | 6.3611 | 7.9791 | 4.4067 | 43.314 | 70.5663 | 59.9234 | 89.8494
7450
7451
7452
7453
7454 | 15.2765 | 36.2592 | 2 | 2.8457 | 8.5624 | 0.65724 | 0.064615 | 0.0069723 | 2.8506 | 289.4332 | 16.8271 | 19.522 | 0.33772 | 19.66 | 22.0087 | 7.5367 | 0.096895 | 0.042797 | 2.1034 | 17.3103 | 0.31487 | 6.6923 | 12.5463 | 10.208 | 1.1692 | 1.6781 | 19.1505 | 15.4383 | 15.5337 | 12.1818 | 39.6075 | 46.0555 | 25.4278 | 40.0965
7455
7456
7457 | 4.1879 | 10.83 | 2 | 1.9 | 5.2853 | -1.2379 | 0.034901 | 0.0056401 | 2.8919 | 295.6851 | 48.4941 | 34.2549 | 1.3033 | 11.9946 | 13.8489 | 1.6623 | 0.09119 | 0.045563 | 2.5755 | 16.8585 | 1.262 | 3.2053 | 7.9527 | 6.4722 | 2.1929 | 4.0029 | 12.7774 | 5.6876 | 8.3143 | 3.8607 | 54.5918 | 92.041 | 53.7621 | 94.0169
7458
7459
7460
7461 | 5.6257 | 15.2149 | 2 | 2.5479 | 6.0179 | 1.6845 | 0.043333 | 0.0073878 | 1.3851 | 293.2551 | 27.0557 | 22.7845 | 0.60288 | 16.8972 | 18.1746 | 2.1533 | 0.14702 | 0.10583 | 2 | 22 | 4.5283 | 3.4167 | 7.36 | 7.2604 | 1.5343 | 2.5413 | 15.9902 | 13.8042 | 11.2175 | 9.9537 | 40.1031 | 41.4552 | 37.8914 | 50.1693
7462
7463
7464
7465
7466
7467
7468
7469 | 1.349 | 6.7233 | 2 | 2.3112 | 6.8665 | -0.15264 | 0.0063333 | 0.0045659 | 1.4927 | 292.2684 | 39.9745 | 31.2182 | 1.0097 | 13.9879 | 15.6993 | 5.0158 | 0.40297 | 0.011667 | 7.3462 | 20.9231 | 2.145 | 3.5333 | 7.9344 | 7.1631 | 1.8134 | 3.0835 | 13.2776 | 7.4819 | 8.4611 | 5.7339 | 50.3533 | 76.3685 | 53.292 | 81.8031
7470 | 3.2715 | 9.4048 | 2 | 2.664 | 5.8281 | -0.27816 | 0.0052555 | 0.0055098 | 2.2421 | 296.1472 | 51.8382 | 32.8255 | 1.3588 | 11.3315 | 12.7575 | 2.1078 | 0.091141 | 0.043723 | 1.8305 | 15.4407 | 0.49774 | 1.3942 | 7.5742 | 6.5566 | 2.2525 | 3.8024 | 11.2062 | 6.2068 | 7.5495 | 4.2995 | 44.9182 | 70.3561 | 61.9694 | 90.5903
7471
7472
7473 | 1.2432 | 4.1449 | 2 | 2.2303 | 6.0345 | 1.4123 | 0.015556 | 0.0069804 | 2.2441 | 297.1782 | 35.1497 | 31.2993 | 1.0779 | 15.342 | 16.8694 | 11.1027 | 0.12508 | 0.032222 | 1.4 | 9.4 | 1.1244 | 2.0556 | 7.0803 | 5.8102 | 2.0491 | 3.7891 | 14.4676 | 10.42 | 11.2175 | 6.9503 | 49.0744 | 63.1769 | 44.1231 | 68.0038
7474
7475
7476
7477 | 10.5284 | 25.5198 | 2 | 4.8628 | 10.3332 | 3.143 | 0.033784 | 0.0069929 | 2.7588 | 289.7903 | 17.6323 | 21.7084 | 0.38324 | 19.2379 | 21.4369 | 1.2506 | 0.092957 | 0.042716 | 1.4545 | 12.7273 | 0.16676 | 0.71171 | 14.1488 | 12.067 | 1.2219 | 1.7799 | 19.0407 | 15.4475 | 14.246 | 11.2716 | 44.494 | 50.697 | 27.1649 | 40.1752
7478
7479 | 0.89796 | 3.1343 | 2 | 4.1159 | 8.7616 | -13.5957 | 0.0042857 | 0.0066498 | 1.3921 | 296.4993 | 41.1945 | 35.9135 | 1.1231 | 13.7124 | 15.0122 | 28.0875 | 0.23754 | 0.02 | 2 | 11.8 | 0 | 0.14286 | 7.4099 | 6.944 | 2.1804 | 3.764 | 12.3027 | 8.7132 | 9.5957 | 5.9799 | 57.9421 | 69.7599 | 53.8315 | 75.5256
7480 | 3.7487 | 10.2286 | 2 | 2.2471 | 6.3094 | -2.4182 | 0.047213 | 0.0068064 | 2.4521 | 296.5928 | 33.9892 | 31.6179 | 1.0367 | 15.504 | 17.1748 | 0.89751 | 0.073706 | 0.048033 | 1.8824 | 14.6176 | 0.048197 | 0.081967 | 8.8232 | 7.4045 | 1.9751 | 3.5999 | 14.6059 | 11.1315 | 11.2485 | 7.7196 | 52.4865 | 64.3638 | 44.1679 | 63.3618
7481
7482 | 3.2328 | 11.1634 | 2.493 | 1.7601 | 4.2445 | 0.41876 | 0.052535 | 0.0060525 | 1.9429 | 297.3348 | 51.0979 | 33.8923 | 1.4564 | 11.4114 | 12.7867 | 14.966 | 0.24605 | 0.050704 | 3.2909 | 20.1455 | 1.7932 | 4.5915 | 8.9532 | 7.8022 | 2.4616 | 4.0741 | 10.8122 | 6.2728 | 6.8632 | 4.32 | 50.3252 | 70.602 | 64.6712 | 89.2138
7483 | 5.5403 | 15.4724 | 2.2857 | 1.7088 | 5.1447 | -3.0145 | 0.024286 | 0.0043218 | 2.7619 | 292.9705 | 45.7968 | 37.5341 | 1.13 | 12.3363 | 14.3713 | 18.8103 | 0.072699 | 0.0085714 | 2.6667 | 22 | 0.20143 | 0.71429 | 12.9809 | 10.4922 | 2.0383 | 3.4103 | 12.0617 | 6.3093 | 7.2538 | 4.9639 | 63.037 | 94.5508 | 59.1409 | 89.1792
7484 | 18.3406 | 53.6447 | 3 | 1.7531 | 4.831 | -1.7153 | 0.14574 | 0.0071234 | 3.4102 | 295.1655 | 23.775 | 24.0534 | 0.78559 | 17.8371 | 19.8926 | 1.8703 | 0.27059 | 0.064576 | 6.2821 | 21.6667 | 0.19809 | 7.8936 | 10.9007 | 8.9017 | 1.8148 | 3.0014 | 16.6548 | 13.9736 | 13.1162 | 10.9065 | 44.1396 | 51.505 | 35.7099 | 46.7174
7485
7486 | 4.5415 | 12.6052 | 2 | 1.9927 | 5.5774 | -27.55 | 0.065 | 0.0066807 | 2.1061 | 295.5198 | 38.1396 | 34.4198 | 0.9898 | 14.3835 | 15.9922 | 4.2655 | 0.087081 | 0.225 | 2 | 13.5 | 0.17 | 11.5 | 10.3659 | 8.9841 | 1.9405 | 3.6301 | 14.1085 | 8.9889 | 9.1958 | 5.6468 | 61.1989 | 73.7767 | 48.6764 | 76.718
7487 |  |  |  | 2.8406 | 6.51
7488
7489
7490 | 3.9196 | 13.2371 | 2 | 1.9956 | 5.7064 | -0.44447 | 0.0038235 | 0.0061745 | 1.7378 | 297.6269 | 47.7606 | 37.0118 | 1.4059 | 12.4648 | 13.8402 | 0.78108 | 0.070084 | 0.010788 | 1.7941 | 11.1765 | 0.22831 | 0.38971 | 10.848 | 8.2356 | 2.5279 | 4.2151 | 11.9702 | 6.6285 | 8.6474 | 4.6044 | 55.8976 | 86.5957 | 56.1753 | 87.8651
7491
7492
7493
7494
7495
7496
7497
7498 |  |  |  | 1.7289 | 4.7602
7499
7500
7501 | 11.7664 | 22.2207 | 2 | 2.2239 | 6.4694 | 8.622 | 0.057679 | 0.0055779 | 4.8445 | 295.8016 | 43.8962 | 34.5817 | 1.3447 | 12.682 | 15.4682 | 0.24067 | 0.0067712 | 0.10804 | 1.6667 | 10.6667 | 3.6141 | 3.2321 | 9.2156 | 8.4697 | 2.4122 | 4.3129 | 13.1125 | 5.8728 | 7.7293 | 4.3832 | 56.3085 | 97.7543 | 53.0588 | 92.6931
7502
7503
7504
7505 | 8.0308 | 16.4667 | 3 | 2.2194 | 6.4982 | -1.2508 | 0.054595 | 0.0064947 | 2.9108 | 295.6067 | 39.4387 | 32.7811 | 1.0783 | 13.9821 | 15.7777 | 1.1531 | 0.22272 | 0.041871 | 1.3905 | 14.6381 | 1.6607 | 5.4788 | 9.9683 | 7.455 | 2.0938 | 3.7175 | 13.9158 | 8.2542 | 8.8973 | 5.3846 | 51.7527 | 77.8345 | 48.099 | 79.4854
7506 | 4.7159 | 14.3199 | 3 | 2.9338 | 6.6435 | -1.9137 | 0.03 | 0.0070133 | 1.9743 | 292.734 | 33.5 | 29.6906 | 0.72417 | 15.0526 | 16.581 | 2.2151 | 0.19746 | 0.053448 | 2.1429 | 8.6429 | 1.5483 | 3.4138 | 7.6016 | 7.0146 | 1.5632 | 3.1514 | 14.7103 | 10.6339 | 9.9667 | 7.0066 | 49.5984 | 57.6923 | 44.8874 | 65.7936
7507 | 1.903 | 5.5343 | 2 | 2.4148 | 8.3463 | 0.1301 | 0.0065493 | 0.0059759 | 2.4416 | 298.1265 | 48.4322 | 33.3152 | 1.5951 | 11.9912 | 14.0715 | 0.92221 | 0.1129 | 0.0034507 | 2.0291 | 17.5437 | 1.8771 | 1.9718 | 9.7899 | 6.9617 | 2.9178 | 4.9342 | 11.2137 | 5.7217 | 7.2264 | 4.3918 | 60.3315 | 77.7273 | 61.4398 | 91.8993
7508 | 4.1678 | 12.6546 | 2.7481 | 1.9983 | 5.3722 | -1.2772 | 0.038963 | 0.0064181 | 2.2494 | 294.5799 | 43.1288 | 36.9954 | 1.008 | 13.1826 | 14.6371 | 4.8002 | 0.36437 | 0.03812 | 3.4886 | 15.1364 | 1.8187 | 7.6222 | 10.1669 | 8.4123 | 1.9642 | 3.6279 | 12.7658 | 7.5686 | 8.2728 | 4.7834 | 57.6744 | 82.3272 | 52.9938 | 84.4805
7509
7510
7511
7512
7513
7514
7515
7516
7517
7518
7519 | 7.0475 | 15.3157 | 2 | 1.9977 | 5.2479 | 1.0653 | 0.094648 | 0.0057458 | 3.091 | 295.7724 | 48.8778 | 33.8316 | 1.3087 | 11.8694 | 13.7307 | 1.6271 | 0.054936 | 0.07169 | 2.8276 | 19.3448 | 8.8042 | 10.1831 | 8.2389 | 6.4124 | 2.2566 | 4.0836 | 12.6384 | 5.5776 | 8.369 | 3.8263 | 54.0658 | 90.8298 | 54.5146 | 94.483
7520
7521 |  |  |  | 1.291 | 4.3012
7522 | 11.4446 | 21.8842 | 2 | 1.9562 | 5.7865 | -0.18594 | 0.056071 | 0.0050871 | 5.4992 | 294.6255 | 42.9959 | 33.093 | 1.2574 | 12.8054 | 15.6838 | 0.49069 | 0.042795 | 0.06 | 1.6296 | 10.5926 | 1.2645 | 2.6905 | 8.8625 | 7.8532 | 2.2497 | 3.9361 | 13.2995 | 5.9715 | 8.0596 | 4.5597 | 53.2838 | 91.4819 | 52.4854 | 91.8546
7523
7524
7525 |  |  |  | 3.3107 | 7.2312 |  |  | 0.0066607 | 1.6444 | 295.9869 | 37.0641 | 33.2444 | 1.0345 | 14.7151 | 16.1306 | 26.874 | [6 empty] | 7.5559 | 6.9542 | 2.0629 | 3.7524 | 14.3939 | 9.4106 | 10.1596 | 6.0633 | 48.2771 | 72.01 | 45.2104 | 73.8045
7526 |  |  |  | 1.938 | 5.206 |  |  | 0.0070137 | 1.9743 | 292.7325 | 33.5022 | 29.6917 | 0.72401 | 15.0517 | 16.5802 | 39 | [6 empty] | 7.6014 | 7.0143 | 1.5629 | 3.151 | 14.7091 | 10.6335 | 9.9662 | 7.0064 | 49.6089 | 57.686 | 44.893 | 65.7945
7527
7528 | 2.7261 | 7.2757 | 2.948 | 2.9367 | 7.9896 | 1.077 | 0.02536 | 0.0061532 | 3.6731 | 295.9461 | 48.2689 | 35.7904 | 1.3649 | 11.7566 | 13.923 | 0.90367 | 0.02002 | 0.0342 | 1.4959 | 13.2927 | 1.254 | 3.092 | 13.4428 | 9.2635 | 2.4616 | 4.3752 | 12.1729 | 5.5004 | 7.9326 | 3.7248 | 59.1521 | 107.0105 | 55.9456 | 95.6722
7529
7530
7531 | 1.1832 | 5.8821 | 2 | 2.1384 | 5.3114 | -1.3463 | 0.007 | 0.0072906 | 1.5698 | 293.0814 | 31.5915 | 30.5967 | 0.67604 | 15.6936 | 17.0909 | 55.8503 | 0.92007 | 0.031 | 14.2222 | 18.4444 | 1.409 | 8.6 | 8.5451 | 7.7516 | 1.5581 | 3.0328 | 14.9302 | 11.7139 | 10.1473 | 7.5205 | 52.7039 | 56.5943 | 44.6818 | 60.7672
7532 | 13.0517 | 27.7844 | 2 | 2.8186 | 6.8051 | -0.84437 | 0.056522 | 0.0069183 | 3.9327 | 293.3807 | 26.2725 | 23.0566 | 0.78003 | 17.0981 | 20.0042 | 0.6763 | 0.14848 | 0.12454 | 1.7439 | 16.0122 | 0.2646 | 2.6957 | 11.2973 | 8.1134 | 1.8091 | 3.1687 | 16.3929 | 9.9829 | 11.1358 | 7.0316 | 39.2372 | 60.1759 | 37.4254 | 66.7768
7533 | 2.8834 | 8.5152 | 2 | 1.7054 | 4.8267 | 0.89398 | 0.02 | 0.0069336 | 2.5505 | 295.5967 | 30.2214 | 28.0847 | 0.89419 | 16.1818 | 17.9975 | 2.5821 | 0.18733 | 0.044516 | 1.2941 | 13 | 1.7087 | 2.9032 | 10.8875 | 8.6539 | 1.9599 | 3.4379 | 15.6773 | 11.1663 | 11.2687 | 7.6639 | 47.0839 | 69.5429 | 39.8149 | 63.3955
7534
7535
7536
7537
7538
7539 | 3.8454 | 9.1307 | 3 | 2.1303 | 6.3749 | 1.2887 | 0.045956 | 0.0068458 | 2.8515 | 295.6551 | 36.3268 | 31.0333 | 0.99318 | 14.6784 | 16.4298 | 0.59547 | 0.13895 | 0.03108 | 1.6075 | 15.7581 | 0.93066 | 3.4792 | 7.862 | 6.3707 | 1.8844 | 3.5438 | 14.2456 | 9.5659 | 10 | 6.2782 | 49.7167 | 64.9484 | 45.8822 | 71.8914
7540
7541
7542
7543
7544
7545 | 3.3501 | 8.6426 | 2 | 2.2863 | 8.0914 | 0.052095 | 0.016364 | 0.0059464 | 2.6948 | 298.2339 | 48.5054 | 33.1429 | 1.6088 | 11.9549 | 14.085 | 1.4642 | 0.057959 | 0.010519 | 2.7647 | 18.6667 | 3.2439 | 3.974 | 9.637 | 6.8507 | 2.9455 | 4.9657 | 11.3072 | 5.6667 | 7.2025 | 4.3235 | 59.8209 | 77.2626 | 61.3324 | 92.3111
7546 | 5.0214 | 13.7281 | 2 | 2.4823 | 6.3691 | 3.7658 | 0.023511 | 0.0066411 | 3.4801 | 295.5573 | 34.124 | 34.8984 | 1.0144 | 15.1679 | 17.2213 | 0.40248 | 0.16766 | 0.047616 | 1.297 | 11.2317 | 0.74171 | 2.4437 | 12.1958 | 10.734 | 2.1876 | 3.5976 | 14.5032 | 9.7656 | 9.5408 | 6.4146 | 63.2143 | 86.8339 | 46.0001 | 69.797
7547
7548
7549 |  |  |  | 2.2267 | 6.1491
7550
7551
7552 | 10.9194 | 21.3053 | 3 | 1.9552 | 5.7619 | -3.0012 | 0.06934 | 0.0067754 | 2.7941 | 295.1585 | 36.7854 | 32.2188 | 0.98624 | 14.5701 | 16.4134 | 0.69351 | 0.077222 | 0.10228 | 2.1023 | 14.4716 | 1.6592 | 6.8944 | 10.7958 | 8.1375 | 1.952 | 3.8251 | 14.7106 | 8.299 | 8.9603 | 4.9035 | 52.4051 | 83.3174 | 46.59 | 81.0889
7553 | 1.2968 | 5.5026 | 2 | 2.5352 | 7.7619 | 0.74486 | 0.011379 | 0.0073258 | 0.9418 | 295.0509 | 32.2318 | 31.2874 | 0.77694 | 15.7743 | 16.5783 | 12.5425 | 0.26373 | 0.015172 | 1.6429 | 13.5 | 0.8531 | 0.75862 | 10.7877 | 10.2217 | 1.9283 | 2.8433 | 13.2741 | 12.5302 | 8.7795 | 8.4983 | 62.9246 | 61.0659 | 52.0064 | 56.702
7554 | 13.5956 | 25.2323 | 2 | 1.6665 | 4.4475 | -3.1383 | 0.083211 | 0.007063 | 2.3377 | 295.1821 | 32.7774 | 31.2684 | 0.88707 | 15.6216 | 17.369 | 0.14291 | 0.0019182 | 0.27128 | 2.1429 | 14.1571 | 0.56541 | 8.8899 | 11.0697 | 9.5566 | 1.8113 | 3.6335 | 15.1553 | 10.3552 | 9.2529 | 6.055 | 58.8001 | 71.8244 | 44.9827 | 70.8367
7555
7556 |  |  |  | 1.59 | 4.3366 |  |  | 0.0072564 | 1.8521 | 293.9927 | 29.7438 | 23.7605 | 0.6912 | 16.2071 | 17.6734 | 22.22 | [6 empty] | 6.9338 | 6.3487 | 1.6709 | 3.0436 | 15.3201 | 11.9667 | 9.6197 | 7.3602 | 39.2541 | 48.4436 | 41.9191 | 61.5118
7558
7559
7560
7561
7562
7563 | 3.6711 | 9.1104 | 2.3721 | 2.9653 | 7.5019 | -2.427 | 0.017674 | 0.0060414 | 2.4327 | 296.0723 | 43.9359 | 34.1101 | 1.2499 | 13.2162 | 14.9044 | 0.52804 | 0.16923 | 0.031163 | 1.3462 | 11.8077 | 4.7926 | 3.6877 | 9.7919 | 7.2421 | 2.318 | 4.1467 | 13.175 | 6.7909 | 7.8014 | 4.2082 | 55.505 | 83.4599 | 52.5562 | 87.5599
7564 |  |  |  | 2.1167 | 5.3545
7565
7566
7567
7568
7569
7570
7571
7572
7573
7574
7575 | 5.5447 | 12.3581 | 2 | 2.0418 | 7.2262 | 2.1359 | 0.031333 | 0.0075601 | 0.90268 | 294.0217 | 29.8989 | 30.5448 | 0.67208 | 16.3787 | 17.1528 | 18.2868 | 0.13672 | 0.013333 | 1.9 | 11.8 | 9.1567 | 9.4667 | 10.3407 | 9.7941 | 1.784 | 2.4762 | 14.5673 | 14.1473 | 11.0113 | 10.4031 | 57.2515 | 55.7086 | 44.2403 | 46.9665
7576 | 3.358 | 9.5699 | 2 | 2.5771 | 7.2514 | -0.55453 | 0.039605 | 0.006091 | 3.5558 | 297.5807 | 48.623 | 35.2552 | 1.5738 | 11.8666 | 14.2422 | 5.608 | 0.3431 | 0.011184 | 1.9138 | 14.9655 | 3.277 | 5.1579 | 9.9625 | 7.4888 | 2.8281 | 4.7863 | 11.4093 | 5.3752 | 7.0766 | 4.1088 | 62.6569 | 84.6325 | 61.619 | 95.2323
7577
7578 | 3.8932 | 10.3622 | 2 | 2.818 | 6.7563 | -1.0363 | 0.037125 | 0.0062874 | 3.0448 | 295.8328 | 37.967 | 45.3901 | 1.136 | 14.4991 | 16.6465 | 0.6572 | 0.089593 | 0.054312 | 1.2516 | 14.2129 | 1.2704 | 2.052 | 16.5431 | 14.2076 | 2.2752 | 3.9458 | 14.065 | 7.732 | 9.0447 | 4.7542 | 79.9565 | 127.197 | 48.102 | 82.2979
7579 |  |  |  | 2.1662 | 5.8388 |  |  | 0.0071047 | 1.7306 | 294.2821 | 30.9985 | 24.743 | 0.73264 | 15.9504 | 17.3673 | 15.4533 | [6 empty] | 6.892 | 6.3742 | 1.7317 | 3.1522 | 15.0495 | 11.529 | 9.5063 | 7.0446 | 39.8157 | 50.2958 | 42.9126 | 63.7454
7580 | 3.8473 | 11.2728 | 2.9524 | 1.4551 | 3.7207 | -0.98553 | 0.050476 | 0.0071419 | 2.9896 | 297.1576 | 29.9621 | 27.9509 | 0.97402 | 16.4866 | 18.2325 | 14.1543 | 0.38361 | 0.051905 | 3.1429 | 19.8571 | 1.4119 | 6.9524 | 9.1048 | 8.0121 | 1.9294 | 3.6107 | 15.9118 | 12.0271 | 11.0638 | 7.6765 | 48.3013 | 59.3045 | 40.1494 | 61.3128
7581
7582 |  |  |  | 2.5244 | 6.1991 |  |  | 0.0068387 | 1.1765 | 296.3802 | 38.6475 | 31.9367 | 1.0663 | 14.424 | 15.6065 | 40.478 | [6 empty] | 7.485 | 6.3581 | 2.1427 | 3.7762 | 13.8528 | 9.2631 | 9.9937 | 5.9952 | 46.0575 | 66.522 | 47.2621 | 74.6162
7583 | 4.4731 | 10.7373 | 2 | 2.125 | 5.6283 | -0.055946 | 0.034103 | 0.0057528 | 2.7836 | 295.8054 | 46.5395 | 32.1507 | 1.2604 | 12.4811 | 14.2973 | 18.4166 | 0.13255 | 0.028462 | 3 | 17.8966 | 4.2164 | 6.2821 | 7.7624 | 5.8871 | 2.1633 | 3.8984 | 13.1877 | 6.0442 | 8.7498 | 4.1471 | 48.2774 | 82.6103 | 51.074 | 91.4076
7584
7585 | 3.8667 | 10.7545 | 2 | 1.6019 | 4.1392 | -1.7587 | 0.05193 | 0.0066026 | 1.8184 | 295.7327 | 39.4364 | 34.5273 | 1.0159 | 14.0397 | 15.4021 | 7.8838 | 0.27833 | 0.080877 | 2.74 | 17.48 | 1.9681 | 8.6667 | 10.196 | 8.5432 | 1.9758 | 3.6011 | 13.4575 | 8.9662 | 8.9596 | 5.7133 | 56.4092 | 74.4558 | 49.555 | 76.6977
7586
7587 | 1.1944 | 3.1962 | 2 | 2.2789 | 5.8148 | 1.8625 | 0 | 0.0069692 | 1.8841 | 296.8257 | 37.1048 | 31.2107 | 1.0677 | 14.7874 | 16.2366 | 0.3892 | 0.041209 | 0 |  |  | 0 | 0 | 7.4902 | 6.037 | 2.0562 | 3.7768 | 14.557 | 9.123 | 10.3297 | 5.599 | 46.0877 | 71.3687 | 44.6161 | 75.9848
7588 | 1.9812 | 6.6184 | 2 | 2.1202 | 5.6081 | 0.0062998 | 0.0025 | 0.0045551 | 1.7147 | 292.6217 | 40.5847 | 31.5955 | 1.0512 | 13.8078 | 15.5814 | 0.48068 | 0.052443 | 0.0076471 | 1.3846 | 15 | 0.18088 | 0.75 | 8.0138 | 7.1927 | 1.952 | 3.2497 | 13.3506 | 7.1966 | 8.3051 | 5.5797 | 49.5187 | 77.1996 | 52.9983 | 83.6024
7589 | 2.5859 | 7.1905 | 2 | 2.9388 | 7.8653 | -2.528 | 0.040815 | 0.0064151 | 1.3955 | 295.2162 | 37.4352 | 31.2816 | 0.95106 | 14.5472 | 15.8098 | 0.23707 | 0.13089 | 0.097746 | 1.7292 | 14.7292 | 0.81197 | 2.5132 | 7.7923 | 7.8495 | 1.7008 | 3.4203 | 13.9834 | 10.3781 | 9.9141 | 6.6758 | 50.8299 | 64.2415 | 46.6117 | 68.6368
7590 |  |  |  | 2.012 | 6.3272
7591
7592 |  |  |  | 1.4102 | 4.5723
7593
7594 | 10.87 | 21.801 | 2 | 2.1752 | 5.6165 | -5.7173 | 0.058308 | 0.0064891 | 3.8143 | 293.6581 | 29.5505 | 28.4097 | 0.85836 | 16.5382 | 19.1304 | 0.41804 | 0.12217 | 0.062556 | 1.5619 | 12.9333 | 1.6164 | 8.8496 | 11.904 | 9.3834 | 1.6764 | 3.2875 | 17.1789 | 9.0369 | 10.7268 | 5.4512 | 47.8842 | 78.2531 | 34.8455 | 74.5936
7595
7596 |  |  |  | 2.2964 | 8.304 |  |  | 0.0058159 | 2.2573 | 298.2568 | 48.4269 | 34.8381 | 1.594 | 12.079 | 14.0757 | 43.1433 | [6 empty] | 11.1116 | 8.0097 | 2.9241 | 4.9378 | 11.025 | 5.7865 | 7.3266 | 4.497 | 65.3491 | 83.2326 | 62.0314 | 91.9254
7597
7598 | 9.8709 | 24.2946 | 2 | 2.2853 | 6.1827 | -6.0342 | 0.046397 | 0.0047088 | 2.1171 | 292.8279 | 42.7176 | 32.0121 | 1.0981 | 13.1638 | 15.3095 | 0.57337 | 0.12872 | 0.070648 | 2.2727 | 11.4091 | 1.8529 | 3.7059 | 8.1895 | 7.0639 | 1.9932 | 3.4706 | 12.6571 | 6.4409 | 8.0682 | 4.9561 | 52.4231 | 81.9713 | 55.1063 | 88.5101
7599
7600
7601
7602
7603
7604
7605 | 3.6424 | 11.25 | 2 | 2.1609 | 5.9639 | -1.2879 | 0.0074051 | 0.0062761 | 1.5833 | 297.7174 | 46.3693 | 36.1939 | 1.377 | 12.8177 | 14.144 | 2.1757 | 0.069253 | 0.034657 | 1.5217 | 13.1594 | 0.43196 | 0.73418 | 10.6655 | 8.1342 | 2.4944 | 4.1247 | 12.4354 | 6.9456 | 8.8365 | 4.7681 | 54.3628 | 84.4296 | 55.2477 | 85.8357
7606
7607
7608
7609
7610
7611
7612
7613 | 2.8547 | 7.3011 | 2.5424 | 2.7691 | 6.3284 | -1.7955 | 0.011186 | 0.0066961 | 2.0368 | 293.8513 | 33.9456 | 31.6823 | 0.83879 | 15.2197 | 16.7387 | 8.9536 | 0.11074 | 0.02339 | 2.85 | 13.5 | 0.12153 | 0.67797 | 8.2019 | 7.6434 | 1.8234 | 3.3538 | 15.092 | 10.104 | 9.7718 | 6.3919 | 47.1355 | 68.4198 | 44.1477 | 69.8941
7614 | 2.7842 | 7.8333 | 2 | 2.4165 | 5.4144 | -0.52049 | 0.013566 | 0.0058349 | 1.9927 | 296.8693 | 49.9827 | 31.992 | 1.3699 | 11.8224 | 13.1826 | 2.2755 | 0.064741 | 0.061395 | 1.9149 | 16.3404 | 0.46876 | 1.2171 | 7.6166 | 6.5851 | 2.3257 | 3.8542 | 11.6566 | 6.3639 | 7.8982 | 4.4051 | 42.6051 | 68.5904 | 59.772 | 89.7157
7615
7616
7617 | 9.3183 | 23.4473 | 2.2866 | 2.1122 | 5.5813 | -0.093842 | 0.059146 | 0.0064611 | 3.5872 | 293.5291 | 27.3413 | 26.9151 | 0.81169 | 17.0661 | 19.585 | 1.9463 | 0.089629 | 0.078963 | 3.1441 | 18.0339 | 1.3565 | 6.878 | 11.9189 | 9.4622 | 1.5976 | 3.1514 | 17.6781 | 10.0489 | 11.85 | 6.1936 | 45.3757 | 72.5884 | 32.1099 | 68.5756
7618 |  |  |  | 3.0429 | 8.3263 |  |  | 0.0073719 | 1.743 | 291.4234 | 23.3004 | 21.5444 | 0.4814 | 17.7219 | 19.3041 | 22.1315 | [6 empty] | 10.8436 | 9.4285 | 1.3793 | 2.3209 | 16.9988 | 14.5435 | 11.9557 | 9.6843 | 46.9415 | 41.796 | 34.5938 | 47.4598
7619
7620 |  |  |  | 3.1208 | 8.216
7621 |  |  |  | 2.7398 | 8.8565 |  |  | 0.0058624 | 1.7146 | 298.7722 | 50.5544 | 40.5395 | 1.6408 | 11.6994 | 13.3558 | 23.28 | [6 empty] | 14.9443 | 10.9725 | 3.1443 | 4.868 | 10.476 | 5.8404 | 6.8289 | 4.4616 | 81.6785 | 98.3497 | 65.0325 | 90.9789
7622
7623 | 2.5398 | 8.701 | 2.48 | 2.545 | 7.5489 | -2.7255 | 0.0268 | 0.0069441 | 1.5238 | 296.6341 | 33.7828 | 28.7818 | 0.98656 | 15.5314 | 16.7792 | 10.6716 | 0.087815 | 0.0424 | 2 | 18.5333 | 1.3116 | 2.72 | 8.0772 | 7.7429 | 1.9169 | 3.5608 | 14.7602 | 11.0286 | 10.44 | 6.8747 | 46.4677 | 58.7259 | 44.1114 | 65.7736
7624 |  |  |  | 1.7005 | 5.0284 |  |  | 0.0069594 | 2.6577 | 295.096 | 30.0925 | 29.4484 | 0.85621 | 16.2585 | 18.0994 | 7.3 | [6 empty] | 10.6412 | 8.8223 | 1.7872 | 3.2641 | 15.8704 | 11.5834 | 11.5194 | 7.8492 | 53.1247 | 68.2573 | 39.6653 | 61.9193
7625 | 1.3145 | 4.6478 | 2 | 2.2262 | 7.2366 | -1.2341 | 0.012824 | 0.0069156 | 1.4056 | 293.7183 | 31.8199 | 29.5314 | 0.72817 | 16.0178 | 17.0515 | 0.43183 | 0.10206 | 0.021412 | 1.5556 | 14.7407 | 0.51694 | 1.3412 | 8.2974 | 7.9582 | 1.5128 | 2.4442 | 16.1144 | 12.1946 | 12.8 | 9.1751 | 45.0015 | 53.0951 | 37.6737 | 54.0325
7626
7627
7628 | 2.7899 | 8.4105 | 2 | 2.3799 | 5.8511 | -3.9893 | 0.030599 | 0.0070896 | 1.2819 | 294.4921 | 27.3127 | 26.2952 | 0.74902 | 16.9372 | 18.2153 | 4.2639 | 0.22251 | 0.020276 | 2.4225 | 15.2254 | 2.4279 | 5.7788 | 10.3342 | 9.3365 | 1.5599 | 2.9015 | 15.9615 | 13.918 | 13.37 | 11.376 | 44.1301 | 51.5076 | 35.6187 | 45.203
7629 | 6.395 | 16.2389 | 2 | 2.4702 | 7.3518 | -0.28005 | 0.010674 | 0.0065208 | 1.9248 | 297.3907 | 45.979 | 33.0127 | 1.3248 | 12.8458 | 14.3577 | 1.484 | 0.30609 | 0.029438 | 1.4074 | 11.3704 | 2.9556 | 2.7416 | 8.804 | 6.5739 | 2.5488 | 4.0596 | 11.8437 | 6.4728 | 8.2558 | 4.3193 | 56.3487 | 85.9905 | 58.646 | 88.8824
7630 | 14.3374 | 27.1794 | 2 | 2.5318 | 6.5871 | 0.6155 | 0.077292 | 0.0069384 | 2.9746 | 290.0418 | 17.8045 | 20.1396 | 0.39354 | 19.2992 | 21.7193 | 1.124 | 0.099269 | 0.11625 | 2.0882 | 17.5 | 2.3965 | 7.3958 | 12.3384 | 10.118 | 1.2658 | 1.8649 | 18.6977 | 15.1458 | 15.0928 | 11.8143 | 40.6863 | 47.255 | 27.2776 | 41.4208
7631
7632
7633
7634
7635
7636
7637
7638 | 0.99713 | 3.0169 | 2 | 2.2044 | 6.6111 | -1.2961 | 0.010762 | 0.0056931 | 0.97493 | 299.1409 | 44.2622 | 37.3985 | 1.4405 | 13.6647 | 14.476 | 0.26761 | 0.13389 | 0.024 | 1.6 | 12.9556 | 0 | 0.066667 | 8.1201 | 7.5515 | 2.5494 | 4.1144 | 12.5677 | 8.1452 | 9.1538 | 5.4706 | 53.5309 | 78.4142 | 55.1641 | 79.9922
7639 | 15.0398 | 28.1958 | 3 | 2.2123 | 5.8428 | -9.0794 | 0.082714 | 0.0071554 | 3.5961 | 294.3566 | 23.3372 | 23.218 | 0.74973 | 17.8097 | 19.9305 | 0.17922 | 0.061215 | 0.066429 | 2.41 | 16.41 | 0.71436 | 12.4786 | 10.8698 | 8.8153 | 1.7334 | 2.8895 | 16.7837 | 14.0826 | 13.2293 | 10.997 | 43.4009 | 50.9021 | 35.0646 | 46.1532
7640 | 8.5076 | 19.3543 | 2 | 2.3387 | 6.5138 | -0.1813 | 0.047218 | 0.00625 | 5.3478 | 293.0482 | 30.3007 | 30.7899 | 0.86339 | 16.1944 | 19.0805 | 0.92424 | 0.10544 | 0.088159 | 1.7456 | 15.3509 | 0.71144 | 6.1736 | 13.449 | 10.4578 | 1.658 | 3.2125 | 16.6963 | 8.6328 | 10.4913 | 5.6228 | 52.2739 | 88.8944 | 36.4958 | 75.4026
7641
7642
7643 | 5.3178 | 15.1064 | 3 | 1.7232 | 4.8809 | -1.575 | 0.050519 | 0.0061158 | 2.1511 | 296.4837 | 50.2408 | 33.5344 | 1.3706 | 11.5356 | 12.9709 | 0.86975 | 0.0048454 | 0.09987 | 1.6863 | 12.9796 | 4.5651 | 5 | 8.7883 | 7.7105 | 2.3181 | 3.864 | 10.9371 | 6.4011 | 6.9283 | 4.3379 | 49.3648 | 69.6738 | 63.7696 | 88.6697
7644
7645 | 1.6897 | 4.9803 | 2 | 1.9407 | 6.0194 | 2.3497 | 0.0088889 | 0.006415 | 2.5467 | 296.7149 | 38.7766 | 42.8129 | 1.1675 | 14.2881 | 16.2592 | 1.0917 | 0.14525 | 0.022222 | 1.5833 | 14.9167 | 0.56 | 0.72222 | 14.5407 | 12.4731 | 2.4075 | 3.9674 | 13.6245 | 8.012 | 8.2553 | 4.6205 | 77.8194 | 113.5979 | 50.5471 | 80.882
7646
7647
7648
7649
7650 |  |  |  | 3.3515 | 6.8814 |  |  | 0.0067158 | 1.9358 | 294.9301 | 33.4442 | 31.1037 | 0.91367 | 15.5044 | 16.9755 | 12.3048 | [6 empty] | 7.7828 | 7.2936 | 1.9574 | 3.502 | 14.9122 | 10.4913 | 10.5827 | 6.8487 | 46.3096 | 66.5647 | 42.3271 | 67.5554
7651
7652
7653
7654
7655
7656 | 1.1071 | 3.593 | 2 | 2.741 | 6.8188 | -2.3821 | 0.0024296 | 0.0067088 | 1.5807 | 295.9513 | 40.1327 | 32.6015 | 1.0704 | 13.9616 | 15.3491 | 4.9863 | 0.14013 | 0.012007 | 2.1486 | 15.0743 | 0.8357 | 1.8451 | 6.8639 | 5.8033 | 2.1383 | 3.6884 | 13.7857 | 8.63 | 9.4115 | 5.4236 | 45.1848 | 71.4119 | 48.717 | 78.4174
7657 |  |  |  | 3.3793 | 6.929 |  |  | 0.0067098 | 1.9416 | 294.8836 | 33.3422 | 31.0336 | 0.90932 | 15.5286 | 17.0012 | 12 | [6 empty] | 7.8003 | 7.308 | 1.9507 | 3.4925 | 14.9471 | 10.5085 | 10.5885 | 6.856 | 46.0919 | 66.5687 | 42.1602 | 67.4899
7658
7659 | 5.1933 | 13.1827 | 2.8537 | 1.9569 | 5.6623 | -1.0071 | 0.040288 | 0.0065595 | 2.5189 | 296.2441 | 40.8572 | 33.7665 | 1.1255 | 13.8057 | 15.4879 | 0.23058 | 0.24534 | 0.043212 | 1.5279 | 14.533 | 1.9278 | 3.8873 | 10.1083 | 7.8641 | 2.1869 | 3.7769 | 13.5975 | 7.6954 | 8.6241 | 4.7744 | 56.8428 | 87.3212 | 50.0058 | 83.6341
7660 | 8.399 | 19.3003 | 3 | 1.511 | 4.0506 | -3.6845 | 0.068673 | 0.0069178 | 2.5038 | 296.2089 | 33.9624 | 27.5847 | 0.97041 | 15.3197 | 16.9591 | 1.5204 | 0.048477 | 0.044796 | 2 | 15.8615 | 1.8512 | 10.2449 | 7.9261 | 6.926 | 1.9583 | 3.652 | 14.5452 | 10.2797 | 9.0764 | 6.1507 | 44.2277 | 59.0206 | 45.6272 | 70.2453
7661
7662 | 5.836 | 15.805 | 2.9289 | 1.6702 | 4.2221 | -0.85071 | 0.030995 | 0.0058347 | 2.5261 | 294.8982 | 52.0403 | 35.0836 | 1.2769 | 11.061 | 12.5374 | 0.97191 | 0.030171 | 0.16891 | 1.8333 | 15.5833 | 2.9846 | 4.9479 | 9.0764 | 7.8442 | 2.1094 | 3.5641 | 10.5035 | 6.2678 | 6.5519 | 4.2713 | 52.5992 | 71.195 | 65.5034 | 89.242
7663
7664
7665
7666
7667 |  |  |  | 2.522 | 6.2927
7668 |  |  |  | 2.7835 | 6.9297 |  |  | 0.0067141 | 1.5008 | 296.2949 | 37.9311 | 32.7441 | 1.074 | 14.5011 | 15.859 | 45.8333 | [6 empty] | 7.6635 | 6.6646 | 2.1093 | 3.8025 | 13.8873 | 9.324 | 10.0295 | 6.034 | 48.9439 | 68.8121 | 47.0036 | 74.272
7669
7670 | 1.0031 | 3.2125 | 2 | 2.2759 | 6.1214 | -1.0675 | 0.017612 | 0.0068062 | 1.9523 | 297.6337 | 41.2934 | 30.2319 | 1.2833 | 13.9984 | 15.4807 | 1.5018 | 0.075791 | 0.033731 | 2.0278 | 15.8889 | 5.0509 | 3.2985 | 9.3546 | 6.5864 | 2.3872 | 4.2114 | 13.9635 | 6.8938 | 9.8818 | 4.6992 | 48.9004 | 73.3789 | 48.8843 | 84.3808
7671
7672
7673
7674
7675
7676 | 3.9478 | 11.6475 | 2.1161 | 1.5634 | 4.4307 | -1.0701 | 0.078393 | 0.0064589 | 2.443 | 294.731 | 41.0716 | 35.534 | 0.99762 | 13.5629 | 15.0725 | 17.0944 | 0.36898 | 0.058214 | 3.8614 | 19.8812 | 3.1449 | 11.4821 | 10.2018 | 8.5023 | 1.8999 | 3.5014 | 13.2562 | 8.2149 | 8.7136 | 5.3795 | 56.682 | 78.5991 | 50.4448 | 80.1969
7677
7678
7679 | 10.268 | 20.6404 | 3 | 1.7027 | 5.0701 | 0.90849 | 0.066387 | 0.0055395 | 3.5295 | 295.0792 | 50.6774 | 34.4845 | 1.3409 | 11.2072 | 13.246 | 1.311 | 0.080536 | 0.069916 | 2.125 | 15.4125 | 3.5556 | 9.1681 | 8.3503 | 6.3742 | 2.2164 | 3.9947 | 12.1645 | 5.4042 | 7.3001 | 3.6959 | 56.8298 | 90.6286 | 56.7952 | 96.02
7680 | 13.0931 | 26.3169 | 3 | 1.5103 | 4.807 | -6.9679 | 0.10104 | 0.0071749 | 3.9314 | 295.3029 | 24.7344 | 25.698 | 0.82644 | 17.6103 | 19.7582 | 0.53078 | 0.079146 | 0.051667 | 3.4839 | 17.7419 | 0.44521 | 5.6042 | 11.0189 | 9.131 | 1.9802 | 3.1953 | 16.3146 | 13.3723 | 11.948 | 10.0549 | 46.961 | 55.9356 | 38.5033 | 49.6697
7681
7682
7683 | 5.5716 | 13.0792 | 3 | 1.7841 | 5.3787 | -1.2408 | 0.020677 | 0.0068221 | 2.8242 | 294.8532 | 35.3172 | 31.4645 | 0.93934 | 14.7862 | 16.6621 | 1.0377 | 0.060155 | 0.034271 | 1.7101 | 13.0797 | 1.4073 | 5.401 | 10.8388 | 8.5448 | 1.8684 | 3.6715 | 14.9375 | 8.7908 | 9.5265 | 5.3502 | 52.6696 | 82.5434 | 45.0789 | 78.0518
7684 | 3.3842 | 9.2976 | 2 | 2.1556 | 6.1053 | -1.5773 | 0.11364 | 0.0068811 | 1.4383 | 295.9956 | 35.9549 | 31.1692 | 0.97213 | 14.9374 | 16.2888 | 21.3328 | 0.31262 | 0.14409 | 7.4762 | 20.9524 | 1.8886 | 17.2727 | 9.9947 | 8.8978 | 2.0644 | 3.6248 | 13.6377 | 10.6634 | 10.2595 | 7.223 | 57.7775 | 60.2239 | 47.0963 | 66.0721
7685 |  |  |  | 2.254 | 7.6335 |  |  | 0.0072807 | 1.0555 | 295.8412 | 33.0887 | 29.5447 | 0.88961 | 15.4189 | 16.3223 | 35.2134 | [6 empty] | 8.911 | 8.7851 | 1.8453 | 3.2123 | 14.7618 | 13.1198 | 11.4788 | 9.8503 | 49.2358 | 54.0348 | 42.9441 | 51.1752
7686
7687
7688
7689
7690
7691
7692 | 18.7109 | 55.0327 | 2 | 2.0061 | 5.7692 | -4.786 | 0.122 | 0.0068811 | 1.4383 | 295.9956 | 35.9549 | 31.1692 | 0.97213 | 14.9374 | 16.2888 | 28.8712 | 0.50372 | 0.048443 | 10.2143 | 22 | 2.11 | 9.5333 | 9.9947 | 8.8978 | 2.0644 | 3.6248 | 13.6377 | 10.6634 | 10.2595 | 7.223 | 57.7775 | 60.2239 | 47.0963 | 66.0721
7693
7694
7695
7696
7697
7698 | 0.69546 | 2.7321 | 2 | 2.8829 | 7.2771 | -1.1861 | 0.0125 | 0.0068254 | 1.1111 | 296.583 | 39.5185 | 31.0363 | 1.0936 | 14.2269 | 15.3752 | 1.2874 | 0.043167 | 0.0325 | 1.3333 | 11.6667 | 0.9575 | 0.5 | 6.8219 | 5.3683 | 2.1772 | 3.697 | 13.9057 | 8.9947 | 9.8288 | 5.6529 | 42.6487 | 67.4249 | 47.779 | 76.3743
7699 | 5.6359 | 13.7439 | 2 | 2.0343 | 6.2213 | -3.2694 | 0.053235 | 0.0072647 | 1.3259 | 291.9503 | 23.9653 | 23.8179 | 0.55548 | 17.4715 | 18.8115 | 12.7822 | 0.23849 | 0.015294 | 2.8333 | 18.1 | 6.4024 | 11.5882 | 11.0518 | 9.8579 | 1.3899 | 2.2256 | 16.427 | 15.2908 | 13.7687 | 13.24 | 43.5367 | 45.6721 | 32.246 | 38.0413
7700 | 3.8677 | 11.2317 | 2.6761 | 3.9252 | 8.9115 | -1.647 | 0.01169 | 0.0067078 | 1.5492 | 292.5395 | 31.0627 | 32.7724 | 0.68589 | 15.7547 | 17.1384 | 0.53356 | 0.074167 | 0.066901 | 1.8163 | 12.6327 | 0.45725 | 2.2817 | 11.925 | 10.9094 | 1.5399 | 2.6438 | 15.5359 | 12.2715 | 12.2235 | 9.7584 | 56.3108 | 69.5468 | 38.2629 | 52.5391
7701
7702 | 6.2023 | 16.8156 | 2 | 1.7153 | 4.6707 | -0.54127 | 0.049895 | 0.0064853 | 3.0644 | 295.3854 | 45.386 | 31.5676 | 1.2313 | 12.4643 | 14.3316 | 3.4942 | 0.23782 | 0.053895 | 4.2778 | 19.2222 | 2.6757 | 6.0316 | 12.0545 | 8.2818 | 2.1186 | 3.8901 | 12.8987 | 6.4153 | 8.3169 | 4.3929 | 44.6899 | 72.0105 | 51.7591 | 89.2815
7703
7704
7705
7706
7708 | 9.1169 | 22.0946 | 3 | 1.8788 | 5.1348 | -3.6597 | 0.077705 | 0.0063235 | 1.8364 | 295.369 | 33.9431 | 32.1993 | 0.98652 | 15.2316 | 16.6855 | 0 | 0.0021207 | 0.047213 | 3.1212 | 19.4848 | 4.5615 | 12.6066 | 10.993 | 10.0226 | 1.7219 | 3.3254 | 14.6302 | 10.8104 | 11.5995 | 8.7204 | 50.2136 | 75.1901 | 43.0056 | 60.3148
7709 | 1.5799 | 7.0024 | 2 | 2.9204 | 6.3619 | -3.9719 | 0.016667 | 0.0066797 | 2.0481 | 293.8937 | 34.3471 | 32.0495 | 0.84757 | 15.1281 | 16.6517 | 14.5231 | 0.29623 | 0.016667 | 6.3333 | 16.3333 | 1.45 | 0.83333 | 8.2045 | 7.6521 | 1.8436 | 3.3707 | 15.0102 | 9.9424 | 9.7006 | 6.2608 | 47.454 | 69.42 | 44.5345 | 70.8481
7710 | 5.6587 | 12.6168 | 3 | 2.355 | 6.3817 | -11.125 | 0.02 | 0.0066938 | 2.5624 | 295.623 | 35.2747 | 31.321 | 0.99822 | 14.9959 | 16.796 | 4 | 0.073383 | 0 |  |  | 0 | 0 | 10.5449 | 9.332 | 1.9966 | 3.7776 | 14.729 | 9.4119 | 9.7065 | 5.9524 | 58.4999 | 68.4184 | 45.1083 | 73.5588
7711
7712 | 0.73117 | 2.8048 | 2 | 3.1449 | 7.6395 | -6.0962 | 0.0025 | 0.0073716 | 1.4671 | 295.8408 | 31.7103 | 28.4038 | 0.87388 | 16.0493 | 17.3992 | 29.2107 | 0.32085 | 0 | 6.7 | 15.6 | 1.8665 | 1.05 | 6.2886 | 5.7836 | 1.9306 | 3.4636 | 14.439 | 12.1071 | 11.6807 | 8.2495 | 46.0387 | 55.0938 | 42.9162 | 58.932
7713 | 7.5033 | 16.6796 | 2.9872 | 2.6098 | 7.2889 | -4.0801 | 0.056282 | 0.0070844 | 3.0614 | 294.2781 | 32.5436 | 29.8394 | 0.83944 | 15.2794 | 17.1851 | 0.17388 | 0.10177 | 0.17308 | 1.6974 | 13.2763 | 0.79192 | 6.8718 | 11.4697 | 9.7364 | 1.7265 | 3.3453 | 14.4292 | 10.4635 | 10.872 | 7.5389 | 55.7455 | 68.3083 | 43.5352 | 64.6305
7714
7715 | 1.1872 | 4.1926 | 2.4497 | 2.9476 | 7.0876 | -3.2216 | 0.017047 | 0.0064559 | 1.4183 | 295.8171 | 41.3374 | 36.3355 | 1.0736 | 13.7198 | 15.0389 | 5.9759 | 0.18364 | 0.033154 | 2.5862 | 17.2931 | 0.80477 | 2.8255 | 7.2093 | 6.7726 | 2.1492 | 3.8307 | 13.1646 | 8.5483 | 9.3313 | 5.5686 | 54.7534 | 74.4497 | 51.4048 | 77.8582
7716
7717
7718
7719 | 10.7309 | 22.3709 | 3 | 2.2616 | 6.0352 | 0.40625 | 0.10288 | 0.0050814 | 2.8816 | 293.5196 | 49.5349 | 34.5779 | 1.1931 | 11.6522 | 13.438 | 1.5921 | 0.031303 | 0.15212 | 3.9091 | 20.9091 | 6.4731 | 16.7885 | 11.0135 | 7.9887 | 1.984 | 3.4939 | 11.232 | 5.7981 | 7.1199 | 4.0164 | 53.061 | 80.8551 | 61.5255 | 93.8789
7720
7721
7722 | 2.1762 | 6.7262 | 2 | 3.3102 | 7.8729 | -2.316 | 0.033678 | 0.0067367 | 1.7954 | 297.726 | 42.0026 | 36.6724 | 1.2655 | 13.7185 | 15.1354 | 0.59326 | 0.16296 | 0.063398 | 1.57 | 14.1954 | 0.67529 | 1.4268 | 7.0357 | 6.5365 | 2.3238 | 4.051 | 12.6492 | 8.0869 | 9.3618 | 5.1499 | 56.5633 | 78.733 | 53.3207 | 80.8708
7723
7724 | 7.9692 | 17.7286 | 2 | 1.9031 | 5.5962 | -1.0411 | 0.042807 | 0.0051781 | 5.107 | 295.1644 | 42.0805 | 32.4766 | 1.2737 | 13.1787 | 16.0276 | 1.0389 | 0.057459 | 0.058246 | 2.5818 | 14.2909 | 8.9441 | 5.4211 | 9.0046 | 7.7184 | 2.3559 | 4.0582 | 13.2113 | 6.105 | 7.9551 | 4.573 | 52.8309 | 88.1015 | 53.3472 | 91.1137
7725 | 14.7331 | 25.7288 | 3 | 2.3911 | 7.1522 | -1.782 | 0.071989 | 0.0050552 | 4.8259 | 292.9678 | 47.0061 | 34.1509 | 1.1343 | 11.8284 | 14.3319 | 0.47965 | 0.034971 | 0.045801 | 1.6275 | 12 | 1.3393 | 4.6464 | 10.9228 | 8.105 | 1.9941 | 3.4245 | 12.6817 | 5.6751 | 7.1678 | 3.965 | 59.1931 | 96.326 | 54.2191 | 93.4947
7726 | 1.9412 | 9.3338 | 2 | 2.2642 | 5.5129 | -1.6911 | 0.01 | 0.0073747 | 1.7196 | 292.7163 | 31.2097 | 29.6178 | 0.65025 | 15.6604 | 17.1218 | 38.8821 | 0.90668 | 0.01 | 10 | 22 | 1.2767 | 1 | 8.3267 | 7.5872 | 1.5593 | 3.0127 | 14.9445 | 11.5806 | 10.075 | 7.3976 | 50.5419 | 54.5309 | 44.1673 | 61.0866
7727
7728
7729
7730 |  |  |  | 1.7163 | 4.0967 |  |  | 0.0060519 | 1.9434 | 297.3331 | 51.1042 | 33.8995 | 1.4563 | 11.41 | 12.7854 | 20.1531 | [6 empty] | 8.9555 | 7.8037 | 2.4613 | 4.0739 | 10.8113 | 6.2716 | 6.8625 | 4.3195 | 50.3371 | 70.6153 | 64.6727 | 89.2204
7731
7732 |  |  |  | 2.4271 | 8.7175
7733 | 1.5449 | 4.1819 | 2 | 2.7416 | 7.4998 | 0.41202 | 0.014453 | 0.0065257 | 2.2972 | 297.6583 | 45.7953 | 32.2169 | 1.3862 | 12.7648 | 14.4471 | 0.68156 | 0.10826 | 0.046766 | 1.6618 | 14.3575 | 1.4953 | 1.8184 | 9.4548 | 6.8166 | 2.6258 | 4.3321 | 12.1108 | 6.1927 | 8.3011 | 4.2285 | 50.7115 | 87.3146 | 56.7175 | 90.6331
7734
7735 | 4.3194 | 12.7254 | 2 | 4.0817 | 8.8368 | -3.5789 | 0.035 | 0.0073081 | 2.3751 | 292.2946 | 25.5603 | 22.4844 | 0.59631 | 16.838 | 18.5708 | 33.9894 | 0.53098 | 0.067727 | 9.25 | 21.1 | 1.9777 | 3.3636 | 10.2707 | 8.7485 | 1.4235 | 2.4086 | 15.8148 | 14.3808 | 12.6883 | 10.5274 | 46.1534 | 43.2477 | 35.8719 | 45.1504
7736
7737
7738
7739 | 0.68742 | 1.8136 | 2 | 2.9141 | 9.7858 | 1.056 | 0.011111 | 0.006349 | 1.4664 | 298.153 | 48.6861 | 40.0438 | 1.5076 | 12.3623 | 13.7199 | 0.91809 | 0.023027 | 0.01 | 1.65 | 10.95 | 0.020833 | 0.083333 | 13.5973 | 10.1951 | 2.9409 | 4.653 | 11.0385 | 6.1658 | 7.3637 | 4.5756 | 76.9648 | 108.1557 | 62.2278 | 90.5567
7740 | 0.76992 | 2.8046 | 2 | 3.3479 | 8.5154 | -0.42032 | 0.0041844 | 0.0069642 | 0.97312 | 297.7129 | 39.0249 | 35.7679 | 1.0875 | 14.3448 | 15.0969 | 0.83814 | 0.2037 | 0.013688 | 2.0652 | 12.0217 | 0.16014 | 0.80851 | 11.3993 | 10.0954 | 2.1562 | 3.2532 | 12.2259 | 11.2258 | 7.1589 | 7.1298 | 67.6032 | 68.8447 | 58.885 | 63.9735
7741
7742 | 16.1453 | 30.9015 | 3 | 1.9784 | 4.9826 | 0.98521 | 0.094348 | 0.0058971 | 3.4844 | 294.2791 | 44.7397 | 31.0063 | 1.1546 | 12.5298 | 14.5716 | 2.7439 | 0.060259 | 0.043043 | 3.45 | 21.15 | 0 | 0 | 12.8894 | 8.7602 | 2.0576 | 3.4725 | 12.7463 | 6.4213 | 8.0525 | 4.5376 | 47.0015 | 72.8582 | 52.7752 | 88.3962
7743
7744 |  |  |  | 3.0459 | 6.9388
7745 | 1.1166 | 3.6203 | 2 | 2.837 | 7.0734 | -8.0786 | 0.012268 | 0.0059713 | 1.2238 | 296.6305 | 45.328 | 34.4898 | 1.1692 | 13.067 | 14.075 | 0.36524 | 0.19938 | 0.016654 | 1.4125 | 14.7125 | 0 | 0 | 6.3211 | 6.1214 | 1.9763 | 3.5223 | 12.1264 | 7.945 | 7.798 | 4.7772 | 51.3982 | 71.3403 | 56.556 | 82.3121
7746 | 4.3339 | 12.39 | 2 | 2.1636 | 5.5388 | 0.95212 | 0.035806 | 0.0056773 | 3.1215 | 295.0925 | 46.1886 | 30.2199 | 1.2157 | 12.4073 | 14.3145 | 1.0196 | 0.16567 | 0.069194 | 2.0533 | 17.3333 | 2.424 | 3.3387 | 9.6356 | 6.396 | 2.1374 | 3.656 | 13.0674 | 6.1239 | 8.3257 | 4.2678 | 46.1118 | 74.9953 | 52.0714 | 90.698
7747
7748
7749
7750 | 0.83221 | 3.0356 | 2.1333 | 2.6045 | 6.4452 | -0.77746 | 0.012667 | 0.0063759 | 2.1299 | 297.0427 | 45.8337 | 33.3559 | 1.301 | 12.7903 | 14.3085 | 8.0312 | 0.17924 | 0.016 | 3.1667 | 12.6667 | 2.1753 | 1.9333 | 7.7193 | 5.7991 | 2.3999 | 4.1199 | 12.84 | 6.7085 | 8.7153 | 4.4497 | 52.4138 | 78.5849 | 55.0697 | 87.6566
7751
7752 | 1.0367 | 3.0353 | 2 | 2.3934 | 6.549 | 0.46127 | 0.0022222 | 0.0065821 | 1.7471 | 296.1938 | 39.1816 | 33.0541 | 1.0834 | 14.1905 | 15.6558 | 14.6817 | 0.089428 | 0.027778 | 1.5556 | 16.3333 | 0.051111 | 0.055556 | 7.007 | 6.2486 | 2.1396 | 3.7818 | 13.9005 | 8.8487 | 9.5881 | 5.6789 | 46.9396 | 71.8677 | 47.8764 | 76.9578
7753 | 9.6494 | 21.5166 | 3 | 1.8689 | 4.7038 | 5.0776 | 0.067282 | 0.0067185 | 3.0061 | 294.8409 | 40.4245 | 33.6942 | 1.0077 | 13.6789 | 15.4093 | 1.4954 | 0.11293 | 0.11311 | 2.1833 | 16.2667 | 1.6254 | 12.0194 | 9.286 | 7.8622 | 1.9518 | 3.738 | 13.2193 | 8.0799 | 8.0682 | 4.8487 | 52.72 | 74.4537 | 51.4933 | 81.7965
7754 |  |  |  | 2.1242 | 6.2746 |  |  | 0.0071742 | 2.1129 | 296.0521 | 30.6699 | 29.2593 | 0.90812 | 16.129 | 17.6537 | 45 | [6 empty] | 10.5449 | 9.1789 | 1.8691 | 3.4021 | 14.6179 | 12.5823 | 12.2744 | 9.2557 | 53.0911 | 59.0583 | 41.8219 | 53.7105
7755 | 10.4344 | 31.5069 | 2.6 | 2.1514 | 6.1004 | -0.68064 | 0.014286 | 0.0055617 | 4.234 | 297.0605 | 49.1704 | 34.0279 | 1.562 | 11.7024 | 14.0949 | 1.0411 | 0.17587 | 0.035412 | 1.8095 | 12.0476 | 0.89354 | 1.8229 | 10.0221 | 7.0923 | 2.7788 | 5.0207 | 11.4072 | 5.2991 | 7.0811 | 3.9822 | 57.9471 | 83.6196 | 61.44 | 96.7027
7756
7757
7758 | 6.1838 | 18.0902 | 2 | 1.9513 | 4.9432 | 0.090776 | 0.054286 | 0.0060102 | 2.9808 | 294.286 | 45.6987 | 32.9932 | 1.1508 | 12.437 | 14.2331 | 1.203 | 0.075213 | 0.046071 | 2.9747 | 18.1519 | 7.8402 | 8.5179 | 13.7732 | 9.7413 | 2.0768 | 3.4391 | 12.0942 | 6.4604 | 7.5782 | 4.3057 | 49.4714 | 75.4544 | 57.2971 | 89.3908
7759 | 5.8368 | 22.3789 | 2 | 4.2224 | 10.4151 | -2.5453 | 0.0085149 | 0.0075748 | 1.6776 | 291.4375 | 24.2638 | 21.2269 | 0.49875 | 17.1822 | 18.6774 | 3.324 | 0.28346 | 0.01477 | 3.0877 | 16.2807 | 2.3999 | 1.901 | 10.1409 | 8.5994 | 1.3363 | 2.0728 | 16.4411 | 15.1621 | 12.58 | 11.2509 | 45.6776 | 40.3294 | 34.424 | 41.4331
7760
7761
7762
7763
7764
7765 | 3.3735 | 9.7713 | 2.0083 | 2.4425 | 6.5213 | 0.43202 | 0.053 | 0.0067674 | 2.6888 | 296.0911 | 34.1945 | 30.375 | 1.0046 | 15.2847 | 17.0228 | 0.7862 | 0.27599 | 0.03475 | 2.3165 | 17.1519 | 5.4861 | 7.9583 | 9.2344 | 7.4399 | 1.9667 | 3.5729 | 14.9458 | 10.1405 | 10.4886 | 6.9086 | 49.8068 | 66.4531 | 42.7351 | 68.0601
7766
7767 | 7.7542 | 18.5231 | 3 | 1.6647 | 4.0737 | -0.69263 | 0.059268 | 0.0071344 | 3.3117 | 296.73 | 30.989 | 28.2456 | 0.97487 | 16.0733 | 17.8862 | 1.7546 | 0.063205 | 0.017927 | 1.75 | 11.125 | 0.21146 | 1.561 | 9.6608 | 8.3556 | 1.9732 | 3.6534 | 15.6954 | 11.0191 | 10.2112 | 6.8985 | 47.7022 | 62.6116 | 41.1376 | 65.4446
7768
7769 | 9.8511 | 23.4893 | 2 | 1.9402 | 5.5382 | 0.20152 | 0.079744 | 0.0053371 | 4.0692 | 293.2385 | 46.3608 | 32.9245 | 1.1191 | 12.1718 | 14.3318 | 9.8948 | 0.11087 | 0.042051 | 2.6765 | 18.5588 | 0.041538 | 0.051282 | 8.887 | 6.9748 | 2.0064 | 3.4371 | 12.8962 | 5.9579 | 7.8821 | 4.0822 | 56.1082 | 92.4345 | 53.2075 | 92.0621
7770 | 14.6655 | 25.4275 | 3 | 1.5 | 4.5082 | 2.9068 | 0.0675 | 0.007043 | 3.4521 | 295.5423 | 25.4988 | 25.891 | 0.84865 | 17.4555 | 19.5056 | 1.5531 | 0.075974 | 0.0865 | 2.1818 | 20.4545 | 0.8045 | 4.6 | 10.9246 | 8.8687 | 1.9456 | 3.19 | 16.2457 | 13.3835 | 12.7965 | 10.3591 | 47.2469 | 56.6637 | 37.3567 | 49.8061
7771
7772 |  |  |  | 3.6176 | 8.1414
7773 |  |  |  | 3.5843 | 7.9801 |  |  | 0.007452 | 1.8881 | 291.6954 | 23.8706 | 19.9376 | 0.54389 | 17.3378 | 18.9309 | 24.8067 | [6 empty] | 9.673 | 8.2201 | 1.4889 | 2.2895 | 16.5385 | 15.0369 | 13.0089 | 11.725 | 41.594 | 38.5615 | 34.0292 | 41.6287
7774 | 8.7245 | 19.6012 | 2.8125 | 1.8616 | 5.2453 | -0.20958 | 0.086313 | 0.0053861 | 3.984 | 293.6714 | 46.1069 | 32.4485 | 1.1343 | 12.2484 | 14.3975 | 3.2749 | 0.1227 | 0.060875 | 3.7815 | 16.8559 | 2.4663 | 8.4812 | 8.6857 | 6.8114 | 2.0024 | 3.4704 | 13.0764 | 5.9933 | 8.0478 | 4.0893 | 54.9615 | 91.3271 | 52.3132 | 91.8041
7775
7776 | 1.1377 | 2.9285 | 2 | 2.3318 | 6.135 | -2.7714 | 0.00060345 | 0.0068401 | 1.2396 | 296.6099 | 39.0633 | 31.9627 | 1.0903 | 14.3585 | 15.5579 | 10.526 | 0.1917 | 0.0033621 | 1.6111 | 13.0926 | 0.33543 | 0.87069 | 6.9901 | 5.8918 | 2.2195 | 3.8102 | 13.7345 | 9.044 | 9.8159 | 5.851 | 45.2836 | 68.2592 | 48.2083 | 75.7727
7777
7778 |  |  |  | 2.4362 | 6.4909 |  |  | 0.0066875 | 2.5964 | 295.5495 | 35.3139 | 31.312 | 0.99507 | 14.9761 | 16.7883 | 2.95 | [6 empty] | 10.5554 | 9.342 | 1.9882 | 3.7709 | 14.7352 | 9.3657 | 9.6908 | 5.929 | 58.4839 | 68.5286 | 45.0923 | 73.743
7779
7780 | 3.385 | 9.5204 | 2.0469 | 2.3147 | 6.2928 | 0.035087 | 0.067969 | 0.0068105 | 2.4487 | 296.5785 | 33.9865 | 31.544 | 1.0342 | 15.4992 | 17.1695 | 2.6932 | 0.19767 | 0.060312 | 2.25 | 14.5192 | 5.1695 | 9.2031 | 8.837 | 7.3943 | 1.9735 | 3.5965 | 14.6251 | 11.0858 | 11.2081 | 7.6703 | 52.3317 | 64.4332 | 44.095 | 63.6255
7781 | 0.25616 | 0.63746 | 2 | 2.3936 | 5.5905 | -0.31437 | 0.0026437 | 0.0064206 | 0.60719 | 299.8767 | 62.6195 | 46.3123 | 1.8052 | 9.6399 | 10.2852 | 0.26533 | 0.089561 | 0 | 1.2121 | 10.9697 | 0 | 0.14943 | 7.1552 | 6.6073 | 3.3133 | 4.5923 | 8.0299 | 5.2449 | 5.5654 | 3.4394 | 66.5401 | 92.079 | 79.982 | 97.8687
7782
7783
7784
7785
7786 |  |  |  | 3.4294 | 7.8607
7787 | 15.2323 | 26.6831 | 2 | 2.1062 | 6.0672 | -3.6447 | 0.058993 | 0.006418 | 4.9616 | 292.6428 | 28.3268 | 32.0265 | 0.76785 | 16.5246 | 19.4933 | 0.86798 | 0.073918 | 0.10856 | 1.4722 | 14.0833 | 0.03223 | 6.3453 | 14.5402 | 12.5755 | 1.6877 | 3.2332 | 17.1341 | 9.4797 | 10.9024 | 5.6841 | 57.7297 | 92.9553 | 34.837 | 72.1345
7788 | 7.6994 | 17.3282 | 2 | 2.0048 | 5.1213 | -1.1584 | 0.1025 | 0.0071265 | 2.1112 | 294.0943 | 29.9836 | 28.5155 | 0.75113 | 16.2123 | 17.9458 | 2.78 | 0.30197 | 0.09 | 4.625 | 22 | 1.19 | 22.75 | 11.0675 | 9.6475 | 1.5812 | 3.4403 | 15.5055 | 10.9874 | 9.3959 | 6.1716 | 59.4767 | 67.1758 | 44.0491 | 68.3193
7789
7790
7791
7792
7793
7794
7795 | 16.757 | 40.8471 | 2 | 2.9353 | 7.1372 | -1.6122 | 0.056484 | 0.006904 | 3.7209 | 291.965 | 23.6298 | 21.9939 | 0.62174 | 17.5941 | 20.4592 | 1.2885 | 0.15025 | 0.065385 | 2.6667 | 10.3333 | 0.079121 | 6.7363 | 10.7433 | 8.1066 | 1.5315 | 2.6822 | 17.0502 | 11.7107 | 12.3152 | 7.7705 | 40.3899 | 54.6073 | 34.3849 | 59.386
7796 | 14.0422 | 27.4071 | 3 | 3.2342 | 8.1844 | 6 | 0.081818 | 0.0066321 | 2.5403 | 294.6434 | 37.1406 | 31.8425 | 0.95062 | 14.4138 | 16.2289 | 0.094986 | 0.11528 | 0.081818 | 4.5556 | 20.1111 | 0.77727 | 10.8182 | 10.5729 | 9.3952 | 1.8914 | 3.7125 | 14.5836 | 8.8736 | 9.4552 | 5.7638 | 60.3903 | 69.7132 | 46.7946 | 76.3397
7797
7798
7799
7800
7801
7802 | 6.4345 | 15.4286 | 2.3694 | 2.0883 | 5.1843 | -0.3862 | 0.0397 | 0.0048113 | 2.4819 | 295.1181 | 52.8835 | 38.376 | 1.3276 | 11.0618 | 12.6488 | 0.78726 | 0.010034 | 0.13762 | 1.6339 | 14.0109 | 0.84928 | 1.8138 | 8.3095 | 6.9241 | 2.1014 | 3.7294 | 11.0801 | 6.0014 | 7.235 | 4.1618 | 56.4352 | 87.2882 | 62.2664 | 91.8546
7803
7804
7805
7806 | 4.2492 | 11.9114 | 2 | 2.1256 | 6.2368 | -0.22051 | 0.096364 | 0.0072912 | 1.1552 | 291.3811 | 24.1618 | 23.752 | 0.50609 | 17.4048 | 18.6055 | 13.1032 | 0.4583 | 0.043939 | 9.4545 | 22 | 3.9418 | 11.7273 | 10.5955 | 9.4079 | 1.3293 | 1.9281 | 16.5675 | 15.5104 | 13.4609 | 13.6394 | 43.4479 | 43.2904 | 31.7672 | 36.0949
7807
7808
7809
7810
7811 | 5.1459 | 12.9411 | 2 | 1.8205 | 5.4505 | -2.8556 | 0.03976 | 0.0041143 | 2.5699 | 292.0023 | 47.3288 | 38.7346 | 1.1016 | 12.0079 | 14.0319 | 0.55991 | 0.1107 | 0.043263 | 1.9097 | 17.1032 | 3.132 | 4.3772 | 11.7804 | 10.2613 | 1.9455 | 3.3173 | 11.7757 | 6.0359 | 7.0418 | 4.7169 | 61.217 | 91.0721 | 60.3399 | 91.0194
7812 | 4.7659 | 11.7276 | 3 | 2.3557 | 6.3055 | -2.0344 | 0.046667 | 0.0066027 | 2.3436 | 295.2129 | 39.0775 | 31.4693 | 0.99169 | 14.0366 | 15.5057 | 0.33085 | 0.11729 | 0.05883 | 1.8462 | 12 | 1.3521 | 7.4269 | 7.8659 | 7.3667 | 1.8204 | 3.5453 | 13.5082 | 9.1164 | 8.8161 | 5.7566 | 49.8786 | 65.803 | 50.0557 | 75.725
7813
7814
7815
7816
7817 | 1.4916 | 4.4348 | 2 | 2.0508 | 7.5864 | -0.35554 | 0.0075806 | 0.005889 | 2.3968 | 298.1988 | 47.7752 | 38.058 | 1.5662 | 12.2952 | 14.3542 | 1.247 | 0.085087 | 0.0033871 | 1.9111 | 12.9333 | 2.2123 | 4.1613 | 12.5177 | 9.5076 | 2.8972 | 4.8021 | 11.3399 | 5.7769 | 7.344 | 4.4929 | 72.6418 | 98.1717 | 61.1636 | 92.699
7818
7819
7820 | 1.0217 | 3.8957 | 2 | 3.271 | 7.7735 | -0.56475 | 0.0086452 | 0.0066571 | 1.2528 | 296.1474 | 40.5465 | 32.3553 | 1.0819 | 13.9555 | 15.1947 | 2.4814 | 0.16198 | 0.027419 | 2.4429 | 17.4857 | 0.39252 | 1.4 | 7.2781 | 6.1088 | 2.1707 | 3.8419 | 13.6796 | 8.5607 | 9.3676 | 5.5109 | 45.0737 | 68.4749 | 48.7253 | 78.243
7821
7822 | 9.4939 | 16.7571 | 2 | 2.1664 | 5.9179 | -1.8354 | 0.071667 | 0.0070749 | 2.762 | 295.3034 | 24.4978 | 25.9774 | 0.80221 | 17.7212 | 19.6399 | 0.39911 | 0.024581 | 0.071667 | 1.5 | 13.5 | 2.7717 | 2.1667 | 11.1678 | 9.3229 | 1.6819 | 3.0108 | 16.6666 | 14.1965 | 14.0027 | 11.5636 | 47.6261 | 56.2021 | 34.0233 | 46.1334
7823
7824 | 2.3367 | 7.4086 | 3 | 3.5996 | 7.6343 | -3.3585 | 0.015 | 0.0066342 | 1.7558 | 295.5247 | 36.2994 | 33.5159 | 0.99964 | 14.8056 | 16.2219 | 9.9859 | 0.034584 | 0.0425 | 1.5 | 22 | 0.23 | 1 | 7.8534 | 7.3865 | 2.0425 | 3.6914 | 14.1785 | 9.7477 | 10.2254 | 6.3839 | 49.7737 | 71.248 | 45.2303 | 71.7818
7825
7826 | 9.225 | 20.1516 | 2 | 2.8484 | 8.582 | -0.76437 | 0.062667 | 0.0038773 | 3.588 | 288.2123 | 52.002 | 37.1727 | 0.92371 | 10.4016 | 12.6645 | 1.0506 | 0.011148 | 0.041333 | 6.2222 | 18.4444 | 0 | 11.2667 | 13.4854 | 10.9255 | 1.5774 | 2.4513 | 10.2132 | 5.5711 | 6.035 | 4.0977 | 73.9882 | 95.0828 | 66.7067 | 93.0408
7827 |  |  |  | 2.446 | 6.1163 |  |  | 0.006839 | 1.1759 | 296.3801 | 38.6482 | 31.9346 | 1.0663 | 14.424 | 15.6063 | 41 | [6 empty] | 7.4839 | 6.3568 | 2.1428 | 3.7762 | 13.8534 | 9.2627 | 9.9939 | 5.9951 | 46.0483 | 66.5218 | 47.2598 | 74.6178
7828 | 2.0282 | 8.0703 | 2 | 2.4302 | 5.7504 | 0.25227 | 0.062222 | 0.0070266 | 1.9427 | 292.7172 | 32.9274 | 30.6923 | 0.7183 | 15.24 | 16.7557 | 38.7818 | 0.74881 | 0.036667 | 15.6471 | 22 | 0.51556 | 2.3333 | 8.191 | 7.5195 | 1.5837 | 3.0955 | 14.749 | 10.8208 | 9.9429 | 7.0554 | 51.1694 | 58.9435 | 45.1185 | 64.8899
7829 | 1.8527 | 4.0454 | 2 | 3.1816 | 7.12 | 4.1253 | 0.00054545 | 0.0055929 | 0.93992 | 298.5663 | 55.1287 | 44.6132 | 1.5232 | 11.1233 | 11.8892 | 0 | 0.007711 | 0.014182 | 2.3333 | 10.6667 | 0.11509 | 0.30909 | 8.2009 | 7.1453 | 2.4466 | 4.0242 | 8.9737 | 6.7579 | 6.2959 | 4.307 | 67.9234 | 83.2246 | 73.1774 | 88.0994
7830 | 4.5526 | 14.258 | 2 | 1.8962 | 6.541 | -1.8152 | 0.029899 | 0.005784 | 4.2967 | 293.4441 | 33.051 | 27.3426 | 0.98223 | 15.1052 | 18.167 | 1.4711 | 0.15848 | 0.053737 | 2.9211 | 18.4474 | 2.5524 | 7.2424 | 12.0643 | 8.3678 | 1.7728 | 3.443 | 15.4798 | 8.1292 | 8.6762 | 4.7084 | 50.8656 | 74.8494 | 42.2723 | 79.891
7831
7832 |  |  |  | 2.0929 | 6.2256
7833 |  |  |  | 2.3251 | 5.8356
7834 | 2.3329 | 7.5218 | 2 | 2.0403 | 5.6542 | -6.5158 | 0.0029412 | 0.0050454 | 3.0877 | 294.411 | 46.0527 | 31.9263 | 1.2638 | 12.4222 | 14.7328 | 0.56394 | 0.3642 | 0.038235 | 1.4167 | 10.6667 | 1.3265 | 1.7647 | 9.4348 | 6.68 | 2.345 | 4.0872 | 11.7008 | 5.9067 | 7.3927 | 4.2683 | 55.67 | 76.7889 | 59.4789 | 92.7152
7835
7836
7837
7838
7839
7840
7841 | 1.8881 | 6.0103 | 2 | 2.7404 | 6.8247 | -1.1141 | 0.04459 | 0.0060762 | 2.1854 | 296.4504 | 38.7301 | 38.2424 | 1.1882 | 14.448 | 16.1793 | 5.0296 | 0.14874 | 0.048689 | 1.9211 | 14.9474 | 2.9895 | 4.1639 | 11.6019 | 10.0356 | 2.3933 | 4.0184 | 13.6501 | 8.0452 | 9.3831 | 4.9394 | 65.8775 | 95.649 | 49.7853 | 80.6032
7842
7843
7844 | 2.9483 | 9.4687 | 2 | 2.9249 | 7.6903 | -3.3748 | 0.0095021 | 0.0071589 | 2.4491 | 294.1042 | 25.6595 | 28.3801 | 0.71997 | 17.2143 | 19.0373 | 0.40001 | 0.15411 | 0.022707 | 1.625 | 12.8125 | 0.90568 | 1.1452 | 12.4754 | 11.0361 | 1.599 | 2.7826 | 16.277 | 13.9778 | 12.9111 | 10.1443 | 56.6151 | 62.8583 | 35.1567 | 48.8178
7845
7846
7847
7848 | 4.4849 | 13.7892 | 2 | 2.8411 | 7.0926 | -4.7712 | 0.011852 | 0.0070229 | 2.872 | 295.4774 | 31.6522 | 30.4564 | 0.91803 | 15.6852 | 17.5321 | 0.40707 | 0.016948 | 0.026667 | 2.0909 | 13.5455 | 0 | 0 | 10.8466 | 9.3399 | 1.7713 | 3.4203 | 14.2218 | 11.8758 | 11.8155 | 8.6931 | 55.9299 | 64.7833 | 43.4458 | 58.5496
7849
7850 | 6.94 | 17.4879 | 2 | 1.7239 | 4.4435 | -0.15949 | 0.049 | 0.0061896 | 2.9665 | 294.9169 | 43.5092 | 31.3909 | 1.1559 | 12.9233 | 14.8143 | 1.2381 | 0.058974 | 0.0876 | 3.359 | 17.1538 | 6.1756 | 4.8 | 13.5281 | 9.3331 | 2.0551 | 3.5261 | 13.1637 | 6.6431 | 8.5057 | 4.6697 | 45.6001 | 73.3474 | 50.2482 | 87.1738
7851
7852 | 1.0943 | 3.6651 | 2 | 2.4904 | 8.4762 | -1.3619 | 0.0030721 | 0.00618 | 1.2615 | 298.2137 | 45.4201 | 33.3688 | 1.4337 | 13.2736 | 14.4765 | 0.95015 | 0.07027 | 0.002069 | 1.3803 | 13.169 | 0.57906 | 0.2884 | 8.5962 | 7.2414 | 2.7467 | 4.6738 | 12.9498 | 6.6933 | 8.708 | 4.6266 | 57.911 | 88.0026 | 53.9993 | 87.7563
7853 | 6.0832 | 24.9891 | 2.618 | 3.5383 | 7.1465 | -1.5049 | 0.028876 | 0.00704 | 1.7719 | 294.3244 | 33.4619 | 29.0104 | 0.83326 | 15.2211 | 16.6838 | 2.2813 | 0.22125 | 0.044968 | 1.5312 | 12.4375 | 1.9096 | 3.5393 | 7.0905 | 6.4545 | 1.7681 | 3.4015 | 14.5485 | 11.1143 | 10.3361 | 7.5176 | 48.3575 | 55.789 | 43.6083 | 63.1831
7854 |  |  |  | 3.6083 | 7.3212 |  |  | 0.0068065 | 1.971 | 293.5324 | 32.3122 | 29.0481 | 0.80042 | 15.5145 | 17.0163 | 10.285 | [6 empty] | 7.6507 | 7.1164 | 1.7012 | 3.3226 | 15.3148 | 10.8382 | 10.2283 | 7.1394 | 44.3096 | 60.6271 | 42.0719 | 65.2104
7855
7856
7857 | 2.8665 | 7.786 | 2 | 3.3982 | 8.198 | -0.33182 | 0.026207 | 0.0067008 | 1.9312 | 296.5614 | 39.5021 | 33.2626 | 1.1223 | 14.1069 | 15.5777 | 0.7342 | 0.10238 | 0.035134 | 1.5714 | 15.2095 | 0.89318 | 2.2567 | 6.4597 | 6.1976 | 2.1147 | 3.8311 | 13.5362 | 8.5623 | 9.9481 | 5.3866 | 48.2844 | 73.9814 | 48.3597 | 78.6137
7858 | 6.4984 | 15.9298 | 2 | 2.0029 | 6.3812 | 11.3605 | 0.165 | 0.007088 | 2.646 | 295.5983 | 33.4761 | 29.7558 | 0.92385 | 15.1828 | 16.9437 | 14.7113 | 0.41652 | 0.0125 | 11.25 | 22 | 4.055 | 13.75 | 11.1006 | 9.5465 | 1.8939 | 3.4553 | 13.6122 | 11.4718 | 11.2345 | 8.6662 | 55.324 | 59.8089 | 45.8391 | 58.0931
7859
7860
7861
7862
7863
7864
7865
7866 |  |  |  | 2.6895 | 7.023 |  |  | 0.0073805 | 2.2467 | 293.6724 | 28.2518 | 24.6283 | 0.69122 | 16.2614 | 17.9478 | 14 | [6 empty] | 10.4073 | 8.9238 | 1.5476 | 2.7805 | 14.7993 | 13.3116 | 12.3875 | 9.6738 | 48.7059 | 47.986 | 39.8005 | 49.4741
7867
7868
7869
7870
7871
7872
7873 | 12.0864 | 24.3959 | 3 | 1.9697 | 5.08 | -1.5535 | 0.14316 | 0.0071491 | 3.5679 | 294.2699 | 23.5137 | 23.8609 | 0.74677 | 17.7253 | 19.8729 | 0.46187 | 0.16639 | 0.091579 | 6.6429 | 19.5714 | 2.1426 | 12.7895 | 11.0523 | 9.0938 | 1.7103 | 2.8875 | 16.8368 | 13.9563 | 13.2634 | 10.8421 | 44.9058 | 53.4565 | 34.4093 | 47.0507
7874
7875
7876
7877
7878
7879
7880
7881 | 4.5947 | 12.1161 | 2 | 2.0303 | 4.5841 | -0.85086 | 0.019806 | 0.0052453 | 2.0838 | 295.8659 | 53.3641 | 36.6173 | 1.3562 | 10.9643 | 12.4134 | 0.93575 | 0.01429 | 0.093107 | 1.6129 | 15.4194 | 0.92854 | 1.5825 | 7.9085 | 6.875 | 2.1093 | 3.7565 | 10.8655 | 6.1132 | 7.3077 | 4.2274 | 53.1926 | 80.8802 | 63.2813 | 91.429
7882
7883
7884 | 1.776 | 3.8216 | 2 | 2.2516 | 7.1121 | -5.625 | 0.02 | 0.0072438 | 2.1232 | 293.8301 | 24.8487 | 27.1026 | 0.67025 | 17.4417 | 19.0852 | 15.5889 | 0.0625 | 0.09 | 5 | 5 | 0.19 | 1 | 12.4887 | 10.7146 | 1.5947 | 2.6127 | 16.2902 | 14.5797 | 13.4206 | 11.0598 | 53.9564 | 56.8267 | 35.3069 | 44.4046
7885
7886
7887
7888
7889
7890 | 4.0858 | 10.6283 | 2 | 2.9011 | 7.4996 | 0.16039 | 0.01371 | 0.0064021 | 2.7177 | 297.0003 | 45.7309 | 32.2846 | 1.3346 | 12.6775 | 14.4838 | 0.42341 | 0.042834 | 0.045694 | 1.5423 | 13.3873 | 2.6361 | 2.5689 | 9.1839 | 6.7798 | 2.4648 | 4.2701 | 12.5965 | 6.1198 | 8.4344 | 4.1096 | 50.5105 | 90.0317 | 54.7068 | 91.3106
7891
7892
7893
7894
7895
7896 |  |  |  | 2.011 | 5.5792 |  |  | 0.0055015 | 3.931 | 294.1255 | 45.945 | 32.7069 | 1.164 | 12.3067 | 14.4501 | 38.3093 | [6 empty] | 8.8336 | 7.0266 | 2.0657 | 3.5654 | 13.1119 | 5.9839 | 8.1732 | 4.0609 | 55.2523 | 93.1982 | 52.3517 | 91.9752
7897 |  |  |  | 2.1206 | 5.3511
7898
7899 |  |  |  | 2.776 | 6.2918 |  |  | 0.0069644 | 1.6095 | 293.8557 | 34.0896 | 31.8009 | 0.78827 | 15.2139 | 16.65 | 12.9417 | [6 empty] | 8.6676 | 7.6217 | 1.6783 | 3.2546 | 14.7943 | 10.2234 | 9.8036 | 6.0745 | 50.9825 | 68.9534 | 46.3206 | 70.8323
7900 | 9.1631 | 19.9588 | 2.9239 | 2.1968 | 6.3984 | 0.071937 | 0.069022 | 0.0048588 | 3.4805 | 291.8165 | 43.7263 | 30.4094 | 1.0485 | 12.5036 | 15.1884 | 1.0919 | 0.021383 | 0.079891 | 1.9655 | 14.0862 | 0.78163 | 8.8478 | 9.8674 | 7.3139 | 1.8174 | 3.3949 | 13.5856 | 6.1244 | 7.4146 | 4.2829 | 51.6116 | 78.9628 | 51.0533 | 91.1362
7901
7902 | 5.8591 | 12.1207 | 2 | 2.1239 | 5.865 | -0.019132 | 0.046463 | 0.0057603 | 2.9458 | 296.5759 | 39.7157 | 33.1422 | 1.2849 | 13.969 | 16.2805 | 0.76363 | 0.11077 | 0.14293 | 1.4222 | 12.1778 | 0 | 0 | 11.932 | 8.4106 | 2.3224 | 4.1058 | 13.8193 | 7.0569 | 9.0997 | 4.6647 | 58.576 | 87.3553 | 49.1747 | 86.1865
7903
7904
7905 |  |  |  | 2.0583 | 6.6106 |  |  | 0.0070378 | 2.3174 | 295.5296 | 33.6283 | 30.6932 | 0.91705 | 15.2423 | 16.7996 | 26.1617 | [6 empty] | 10.869 | 9.4399 | 1.8429 | 3.3341 | 13.8876 | 11.6338 | 11.5368 | 8.5755 | 54.5228 | 61.441 | 44.799 | 58.3857
7906
7907
7908 |  |  |  | 4.2734 | 9.1983 |  |  | 0.0073168 | 2.3527 | 292.303 | 25.6027 | 22.4978 | 0.59591 | 16.8277 | 18.5524 | 2.2432 | [6 empty] | 10.2487 | 8.7337 | 1.4234 | 2.4055 | 15.7917 | 14.3743 | 12.6782 | 10.5285 | 46.1682 | 43.2318 | 35.9427 | 45.1523
7909 | 1.4515 | 4.329 | 2 | 2.047 | 5.6379 | -1.3334 | 0.0039735 | 0.0062136 | 1.8259 | 297.3401 | 45.4885 | 35.7689 | 1.3316 | 12.9545 | 14.3762 | 0.69892 | 0.007397 | 0.018477 | 1.8462 | 14.6154 | 0.68298 | 1.8278 | 10.7777 | 8.122 | 2.3421 | 4.0482 | 12.7014 | 6.967 | 9.1931 | 4.7127 | 52.6687 | 85.2681 | 53.3169 | 86.1036
7910 | 6.1748 | 15.8755 | 2 | 2.0599 | 5.7493 | -1.762 | 0.06125 | 0.0055317 | 3.7417 | 294.0458 | 44.5117 | 31.7213 | 1.1117 | 12.7429 | 14.8283 | 23.6938 | 0.29222 | 0.10542 | 2.9474 | 15.1053 | 4.0592 | 12.6667 | 8.6515 | 6.8106 | 1.9284 | 3.4314 | 13.7014 | 6.1656 | 8.593 | 4.1394 | 51.7929 | 90.4586 | 49.7813 | 90.8282
7911
7912 | 0.70119 | 2.4407 | 2 | 2.686 | 7.9895 | 1.6229 | 0 | 0.0060248 | 1.427 | 297.4293 | 47.9513 | 34.8769 | 1.3785 | 12.4867 | 13.6632 | 0 | 0.033473 | 0.0083333 | 1 | 17.3333 | 0 | 0 | 9.2778 | 7.3085 | 2.5511 | 4.1478 | 12.2278 | 6.4298 | 8.3857 | 4.3453 | 60.0221 | 91.45 | 55.9975 | 89.1323
7913
7914
7915
7916 | 3.8477 | 13.2122 | 2 | 2.0036 | 5.9952 | -0.16902 | 0.027705 | 0.0045534 | 1.936 | 292.9972 | 37.4691 | 29.2956 | 1.0481 | 14.6347 | 16.539 | 8.6975 | 0.29229 | 0.045574 | 5.4722 | 18.8333 | 1.3126 | 3.6557 | 7.7443 | 6.8285 | 1.9553 | 3.394 | 13.8123 | 8.0212 | 9.0931 | 5.9052 | 47.7123 | 72.227 | 50.3026 | 79.3446
7917 |  |  |  | 2.8097 | 8.3793 |  |  | 0.0069745 | 0.85891 | 297.5381 | 35.9801 | 34.4185 | 1.0271 | 15.1689 | 15.8486 | 23.925 | [6 empty] | 12.5524 | 10.8387 | 2.0997 | 3.2709 | 13.0543 | 12.1328 | 7.471 | 8.1057 | 66.5114 | 69.3996 | 55.4928 | 59.1719
7918
7919
7920 | 0.66859 | 2.4687 | 2 | 2.8286 | 6.7904 | -5.9685 | 0.001 | 0.0067783 | 1.3389 | 296.4367 | 39.8131 | 31.8715 | 1.0945 | 14.1125 | 15.3844 | 3.2896 | 0.16544 | 0.0028182 | 1.4444 | 12.6939 | 0.58882 | 0.63636 | 6.8396 | 5.6292 | 2.179 | 3.746 | 13.7192 | 8.7821 | 9.6128 | 5.6361 | 44.4592 | 69.007 | 48.6083 | 77.3852
7922
7923
7924 |  |  |  | 3.2712 | 6.8562 |  |  | 0.0068507 | 1.8075 | 295.9681 | 35.7248 | 32.669 | 1.011 | 14.9631 | 16.4015 | 32.4522 | [6 empty] | 7.3922 | 6.9708 | 2.1082 | 3.7135 | 14.1319 | 10.106 | 10.4525 | 6.6855 | 51.1746 | 66.4755 | 46.059 | 69.0209
7925
7926
7927 | 3.5791 | 9.5266 | 2 | 2.09 | 5.4191 | -1.3318 | 0.037593 | 0.0061896 | 2.0464 | 296.7238 | 42.2124 | 33.4456 | 1.2304 | 13.6986 | 15.1772 | 3.8859 | 0.20016 | 0.050556 | 3.027 | 18.4865 | 3.9415 | 6.5185 | 10.9865 | 8.138 | 2.0943 | 3.8743 | 13.5223 | 7.2916 | 9.5043 | 4.8576 | 47.8112 | 82.3046 | 50.3818 | 84.4682
7928
7929
7930 |  |  |  | 2.906 | 8.3797
7931
7932
7933 | 0.90874 | 2.7012 | 2 | 2.4722 | 6.4429 | 2.9812 | 0.018772 | 0.0062433 | 1.4347 | 298.8401 | 49.9344 | 41.6969 | 1.5468 | 12.0171 | 13.2194 | 1.1353 | 0.17173 | 0.012456 | 2.075 | 17.35 | 0.14211 | 1.2807 | 8.4796 | 7.2046 | 2.8151 | 4.352 | 11.5826 | 6.7073 | 8.3846 | 4.7493 | 61.3523 | 95.7222 | 59.0646 | 87.2895
7934 | 0.5308 | 1.5063 | 2 | 2.7757 | 6.3771 | -0.084311 | 0 | 0.0053101 | 0.76476 | 298.4798 | 66.4003 | 45.9648 | 1.7361 | 8.9089 | 9.667 | 0.37933 | 0.0081073 | 0.0020482 | 2.1667 | 13.5 | 0.18217 | 0.27711 | 5.8541 | 5.3232 | 3.047 | 4.3215 | 7.2381 | 4.946 | 4.6184 | 3.0863 | 64.4885 | 86.758 | 85.2913 | 100.2539
7935 |  |  |  | 2.0781 | 5.8761
7936 | 8.1464 | 19.0899 | 2 | 2.4732 | 6.7105 | -1.6248 | 0.0382 | 0.0068771 | 3.4903 | 290.4997 | 20.3954 | 21.9163 | 0.4835 | 17.9524 | 20.976 | 4.9237 | 0.14814 | 0.1956 | 1.8529 | 14.0588 | 1.4062 | 5.54 | 12.8945 | 11.359 | 1.4139 | 2.0818 | 18.8273 | 12.8021 | 12.8735 | 8.4028 | 44.9274 | 63.9659 | 28.3157 | 53.6594
7937
7938 | 0.41316 | 1.1089 | 2 | 2.1279 | 6.431 | -3.9508 | 0 | 0.0058893 | 0.97956 | 298.3872 | 44.0431 | 37.2576 | 1.3325 | 13.5754 | 14.3108 | 1.753 | 0.10057 | 0.0057143 | 1.6667 | 16.3333 | 0 | 0 | 8.5368 | 8.1629 | 2.2536 | 3.9452 | 12.0583 | 8.8982 | 8.5125 | 5.5874 | 59.9068 | 80.9191 | 57.4193 | 77.247
7939
7940
7941 | 5.5733 | 13.1113 | 2 | 2.4087 | 6.7287 | 5.0186 | 0.092188 | 0.0070617 | 2.3411 | 295.9029 | 32.24 | 30.2482 | 0.94367 | 15.5988 | 17.2407 | 9.4625 | 0.14241 | 0.03875 | 3.6071 | 20.8929 | 0.02875 | 0.03125 | 10.8989 | 9.3973 | 1.9003 | 3.5105 | 14.248 | 12.0059 | 11.7475 | 8.6217 | 54.6668 | 62.5686 | 43.5848 | 57.8517
7942 |  |  |  | 2.8843 | 6.3833
7943 | 13.935 | 27.7516 | 3 | 1.874 | 5.354 | -8.0086 | 0.13282 | 0.0072214 | 3.7717 | 294.2194 | 22.8112 | 23.4078 | 0.70948 | 18.0031 | 20.1589 | 1.0941 | 0.15418 | 0.19821 | 4.0968 | 19.9333 | 0.24115 | 3.9103 | 10.8851 | 8.9696 | 1.736 | 2.7775 | 16.7979 | 14.2327 | 12.7514 | 11.015 | 43.3639 | 50.234 | 35.8601 | 45.4933
7945 |  |  |  | 3.2469 | 8.2175 |  |  | 0.0063875 | 1.3148 | 298.2373 | 44.1619 | 34.9222 | 1.359 | 13.4445 | 14.6315 | 1 | [6 empty] | 10.0098 | 8.4329 | 2.5945 | 4.068 | 12.854 | 7.4044 | 9.248 | 4.7867 | 61.8809 | 95.7205 | 53.0548 | 83.6842
7946
7947 |  |  |  | 3.8249 | 8.4449
7948 | 1.6878 | 4.8746 | 2 | 2.275 | 6.0376 | 1.4448 | 0.014194 | 0.0062379 | 2.355 | 296.4615 | 47.114 | 33.0466 | 1.297 | 12.3656 | 14.0063 | 6.7659 | 0.13908 | 0.022581 | 2.8824 | 18 | 0.54935 | 0.77419 | 8.6639 | 6.5152 | 2.3612 | 4.172 | 12.2937 | 6.0861 | 8.3423 | 4.1127 | 53.2422 | 86.3535 | 56.1261 | 91.4295
7949 | 11.8134 | 20.8532 | 3 | 2.1016 | 5.603 | -1.2575 | 0.080937 | 0.0067423 | 3.1201 | 293.9569 | 40.0755 | 33.9905 | 0.94423 | 13.654 | 15.4286 | 0.89379 | 0.017079 | 0.16594 | 2 | 15.0256 | 1.1666 | 15.2188 | 9.7059 | 8.2112 | 1.8388 | 3.5801 | 13.2341 | 8.0073 | 8.1343 | 4.8509 | 54.1016 | 76.6287 | 51.1462 | 81.7711
7950
7951
7952
7953
7954 | 10.7715 | 29.0145 | 2 | 1.9951 | 6.0789 | -0.67144 | 0.058312 | 0.0040973 | 2.5897 | 290.0988 | 45.3864 | 35.6734 | 0.97645 | 12.4067 | 14.48 | 1.2052 | 0.15306 | 0.035642 | 3.137 | 13.2466 | 0 | 3.6104 | 14.2714 | 10.8305 | 1.7377 | 3.0578 | 12.243 | 6.0379 | 7.4398 | 4.6986 | 61.7371 | 98.8573 | 57.4575 | 90.3947
7955 | 3.1677 | 9.194 | 2 | 2.2121 | 5.2212 | -0.2099 | 0.027196 | 0.0060119 | 2.1594 | 296.109 | 43.8216 | 34.6477 | 1.2163 | 13.2649 | 14.791 | 9.0325 | 0.12572 | 0.070688 | 2.395 | 16.6218 | 2.7764 | 3.9524 | 10.8934 | 8.0428 | 2.0302 | 3.7762 | 13.0077 | 6.8358 | 8.8832 | 4.5948 | 50.1242 | 85.1904 | 53.2211 | 87.2261
7956
7957
7958 |  |  |  | 2.0794 | 6.2969 |  |  | 0.0069361 | 1.4672 | 296.857 | 35.3413 | 30.5168 | 1.0314 | 15.1689 | 16.3967 | 0.77835 | [6 empty] | 8.753 | 8.2407 | 2.0907 | 3.7531 | 14.2424 | 10.5346 | 9.9638 | 6.4594 | 49.9186 | 63.9963 | 46.2781 | 68.4156
7959
7960 | 4.5702 | 11.4727 | 2 | 1.889 | 4.7341 | -1.0118 | 0.040514 | 0.0063963 | 2.8267 | 295.5899 | 44.3974 | 31.2422 | 1.2173 | 12.806 | 14.6145 | 1.0494 | 0.030712 | 0.044673 | 1.55 | 14.4917 | 2.2528 | 3.4626 | 11.9424 | 8.2284 | 2.1314 | 3.8406 | 13.2132 | 6.5683 | 8.6934 | 4.4916 | 43.346 | 71.2509 | 50.1893 | 88.2782
7961 | 10.9092 | 21.3272 | 2 | 2.8918 | 7.3705 | 3.4004 | 0.047668 | 0.007096 | 3.9345 | 292.9324 | 24.4987 | 25.4112 | 0.67486 | 17.3614 | 19.5985 | 0.39509 | 0.036677 | 0.11356 | 2.0217 | 14.1594 | 0.11945 | 4.516 | 11.6294 | 9.9969 | 1.6876 | 2.7439 | 16.7177 | 13.098 | 11.3401 | 9.5408 | 49.0047 | 58.0897 | 37.2394 | 50.904
7962
7963 | 5.2635 | 15.8788 | 2.0115 | 2.5091 | 5.787 | -2.0585 | 0.021379 | 0.0064765 | 3.4467 | 293.9108 | 31.0286 | 30.1491 | 0.89648 | 16.1446 | 18.5688 | 1.2284 | 0.13983 | 0.04978 | 1.7451 | 14.1961 | 0.51609 | 1.5517 | 11.9518 | 9.5575 | 1.8348 | 3.4896 | 16.4532 | 9.0273 | 9.7825 | 5.3732 | 50.8586 | 81.2477 | 37.9503 | 74.5899
7964
7965 | 3.338 | 11.1104 | 2.2 | 3.5399 | 8.2972 | -0.17 | 0.008 | 0.0074486 | 1.9235 | 291.6784 | 24.0848 | 20.0408 | 0.54502 | 17.2615 | 18.8732 | 14.4505 | 0.60024 | 0.152 | 3 | 14.5 | 8.86 | 4.4 | 9.7476 | 8.2717 | 1.4946 | 2.343 | 16.5398 | 14.8374 | 12.8588 | 11.3712 | 42.1854 | 38.7971 | 34.0829 | 42.7726
7966
7967 | 6.897 | 16.356 | 2.3755 | 2.5298 | 6.664 | -0.57574 | 0.037568 | 0.0070421 | 4.4669 | 293.4853 | 26.4771 | 26.4005 | 0.7604 | 16.7959 | 19.1183 | 0.23087 | 0.14171 | 0.063815 | 1.2349 | 11.6284 | 0 | 0 | 11.5386 | 9.8965 | 1.8164 | 3.0533 | 16.2672 | 11.9663 | 10.6704 | 8.5812 | 49.8665 | 62.2469 | 39.2353 | 56.0944
7968
7969
7970 | 0.89887 | 3.0173 | 2 | 1.9001 | 5.0444 | -1.0516 | 0 | 0.0066554 | 1.3276 | 295.2662 | 42.8456 | 35.6795 | 1.0156 | 13.254 | 14.5225 | 31.3142 | 0.31751 | 0.0075 | 2.5 | 22 | 9.868e-13 | 1.4779e-12 | 10.1925 | 8.5475 | 2.0609 | 3.6794 | 12.368 | 8.0662 | 7.648 | 4.5505 | 58.8958 | 76.4363 | 55.2728 | 82.5527
7971
7972
7973
7974 |  |  |  | 2.1801 | 6.7659 |  |  | 0.0069283 | 3.5374 | 291.4758 | 22.2886 | 23.5894 | 0.55605 | 17.5988 | 20.5232 | 28.8367 | [6 empty] | 12.3817 | 10.2004 | 1.4725 | 2.2014 | 17.6162 | 12.8597 | 13.3812 | 9.0358 | 48.8182 | 62.1469 | 31.2711 | 52.7876
7975 | 3.1758 | 8.9508 | 2 | 1.9394 | 5.6488 | -2.9667 | 0.036622 | 0.0061907 | 2.4448 | 295.8406 | 44.1657 | 30.784 | 1.2164 | 12.9602 | 14.6484 | 3.2546 | 0.16378 | 0.049054 | 1.7021 | 14.0426 | 4.9947 | 5.7432 | 10.8015 | 7.4413 | 2.1692 | 3.7425 | 13.2674 | 6.7755 | 9.0819 | 4.6597 | 43.1062 | 69.418 | 49.553 | 86.918
7976
7977
7978 | 3.8176 | 9.4488 | 2 | 3.3245 | 8.0496 | -2.0366 | 0.01 | 0.0064699 | 1.6191 | 298.5093 | 44.6031 | 39.8117 | 1.3891 | 13.1379 | 14.4555 | 29.7786 | 0.025279 | 0 | 1 | 5 | 7.1333 | 6 | 8.022 | 7.1241 | 2.5734 | 4.3079 | 11.6338 | 7.6782 | 8.8461 | 5.1402 | 63.1111 | 81.6257 | 57.7424 | 81.3112
7979 | 15.4098 | 28.6014 | 2 | 3.4605 | 8.0412 | 1.635 | 0.06475 | 0.006897 | 2.642 | 290.1093 | 19.0535 | 23.3433 | 0.43058 | 18.9453 | 21.0461 | 3.7698 | 0.14561 | 0.057 | 2.25 | 20.25 | 0.52675 | 7.25 | 13.8112 | 12.0068 | 1.3153 | 1.863 | 18.3917 | 15.4071 | 13.8666 | 11.6914 | 47.392 | 53.2789 | 30.0001 | 40.3436
7980 |  |  |  | 1.8363 | 6.3872 |  |  | 0.0075638 | 0.90554 | 294.0541 | 29.9501 | 30.8098 | 0.67341 | 16.3928 | 17.169 | 41.052 | [6 empty] | 10.3109 | 9.77 | 1.7797 | 2.4902 | 14.5563 | 14.1487 | 10.9887 | 10.3751 | 57.7573 | 56.2782 | 44.3873 | 47.1258
7981
7982
7983 | 2.1369 | 6.6335 | 2 | 2.9917 | 8.2481 | -2.2663 | 0.019253 | 0.0071823 | 1.1765 | 295.8752 | 33.3234 | 29.519 | 0.91062 | 15.3517 | 16.3 | 2.8605 | 0.18397 | 0.01954 | 2.2396 | 15.3438 | 1.7909 | 3.7471 | 8.5346 | 8.7599 | 1.8289 | 3.3093 | 14.6875 | 13.1914 | 11.4684 | 9.8154 | 49.2433 | 54.0359 | 43.185 | 51.078
7984
7985
7986
7987 | 1.627 | 5.4092 | 2.6867 | 4.2096 | 9.2419 | -0.10631 | 0.0061392 | 0.0064653 | 1.6333 | 295.4597 | 44.5226 | 34.5314 | 1.1322 | 12.9392 | 14.3339 | 0.58531 | 0.071326 | 0.024462 | 1.5827 | 13.5354 | 0.42199 | 0.76266 | 6.8056 | 5.3809 | 2.2231 | 3.801 | 12.7746 | 7.5106 | 8.8267 | 4.9494 | 47.2303 | 76.8904 | 53.6181 | 83.9443
7988
7989 | 3.8833 | 14.6144 | 2 | 3.7423 | 9.4142 | -3.8284 | 0.0092233 | 0.0062496 | 1.8277 | 297.3065 | 43.6043 | 35.6552 | 1.2834 | 13.3289 | 14.6764 | 0.90968 | 0.16178 | 0.041845 | 1.4146 | 12.2927 | 1.7762 | 2.3786 | 8.1537 | 6.4713 | 2.3533 | 3.9145 | 12.6334 | 7.5699 | 9.1778 | 4.9378 | 54.1146 | 82.0418 | 53.3775 | 83.3794
7990
7991
7992 | 8.0502 | 17.3962 | 3 | 1.5413 | 3.8677 | 3.6546 | 0.072857 | 0.0070825 | 2.8704 | 296.5331 | 32.1331 | 27.5348 | 0.97169 | 15.7574 | 17.4804 | 1.58 | 0.11585 | 0.035238 | 3 | 16.3571 | 2.9352 | 15.619 | 8.7006 | 7.6122 | 1.9269 | 3.6803 | 15.2284 | 10.8393 | 9.7345 | 6.6641 | 45.6324 | 59.4947 | 42.7642 | 67.133
7993 |  |  |  | 1.3351 | 4.3723
7994
7995
7996
7997 |  |  |  | 2.4446 | 7.2788
7998
7999 | 2.854 | 13.2807 | 2 | 2.6484 | 7.7682 | -2.2615 | 0.025287 | 0.006483 | 1.6539 | 297.5543 | 43.2191 | 35.6523 | 1.279 | 13.4668 | 14.7516 | 3.2256 | 0.21146 | 0.023779 | 2.2683 | 13.9024 | 2.0496 | 2.3949 | 9.4341 | 7.4346 | 2.3675 | 3.9551 | 13.0182 | 7.5024 | 9.2166 | 4.9098 | 56.3332 | 88.0586 | 51.3485 | 83.0454
8000
8001
8002
8003
8004 | 1.581 | 4.6632 | 2.1028 | 2.7299 | 7.6405 | 0.33571 | 0.0099065 | 0.0064559 | 3.0872 | 297.1977 | 47.4897 | 35.2434 | 1.4265 | 12.1558 | 14.1476 | 0.88715 | 0.021285 | 0.026262 | 1.75 | 14.6458 | 0.6329 | 0.68224 | 10.974 | 8.1522 | 2.5828 | 4.5024 | 12.5981 | 5.6628 | 8.0553 | 3.8411 | 57.3223 | 103.6959 | 54.5718 | 94.7832
8005
8006
8007 | 14.5579 | 27.9014 | 3 | 2.4647 | 6.7633 | 3.8756 | 0.11471 | 0.0049642 | 3.9013 | 290.7743 | 45.9139 | 35.55 | 0.95313 | 12.0153 | 14.1688 | 3.4189 | 0.19959 | 0.031765 | 4.375 | 22 | 1.08 | 7.9412 | 15.8674 | 12.0234 | 1.7241 | 2.6756 | 11.5841 | 6.3457 | 6.4679 | 4.4472 | 62.584 | 89.2228 | 59.9481 | 88.1098
8008
8009 | 0.72882 | 2.9376 | 2 | 2.3553 | 7.6622 | -3.1237 | 0.0042534 | 0.0067919 | 1.3624 | 294.3396 | 32.4725 | 29.045 | 0.79254 | 15.8181 | 16.8432 | 1.7162 | 0.13985 | 0.011448 | 2.1316 | 13.9342 | 0.31575 | 0.81448 | 8.5224 | 8.2225 | 1.5586 | 2.6298 | 15.9014 | 11.9067 | 12.4641 | 8.8965 | 44.2553 | 54.9457 | 38.1739 | 55.7833
8010
8011 | 2.9146 | 8.5598 | 2.7143 | 2.2463 | 5.8109 | -3.2098 | 0.035714 | 0.0066719 | 2.9438 | 296.3355 | 38.6546 | 38.5237 | 1.1333 | 14.1823 | 16.1695 | 17.1366 | 0.24542 | 0.021429 | 3.6667 | 19.5 | 5.3029 | 7.4286 | 12.2499 | 10.6982 | 2.4269 | 3.9521 | 13.567 | 8.3259 | 7.8567 | 4.6357 | 70.2288 | 98.6453 | 51.0995 | 80.323
8012
8013
8014 | 13.4293 | 31.805 | 2 | 2.9437 | 7.8899 | -2.5315 | 0.048174 | 0.004972 | 4.2215 | 292.9707 | 42.5767 | 32.1308 | 1.1132 | 12.9652 | 15.6688 | 0.68831 | 0.16626 | 0.077844 | 1.7674 | 9.186 | 0.73344 | 1.5685 | 8.6172 | 7.3256 | 2.0315 | 3.6 | 13.2336 | 6.122 | 7.8434 | 4.5807 | 52.3231 | 85.3592 | 52.6934 | 90.9722
8015
8016
8017
8018 | 3.1722 | 8.6219 | 2 | 2.439 | 6.4663 | -0.035526 | 0.019483 | 0.007114 | 2.3438 | 295.0754 | 26.0696 | 27.7406 | 0.76942 | 17.3955 | 19.1054 | 4.7329 | 0.35215 | 0.015 | 3.2292 | 19.1458 | 0.42776 | 2.8103 | 10.9647 | 9.484 | 1.6166 | 2.9329 | 16.3061 | 13.883 | 13.5134 | 10.99 | 50.7244 | 58.212 | 35.4656 | 47.2984
8019 | 1.3936 | 3.5263 | 2 | 4.0073 | 11.2505 | 0.40056 | 0 | 0.0067787 | 0.94973 | 297.6905 | 44.0711 | 34.289 | 1.2606 | 13.3542 | 14.3843 | 0.70554 | 0.01421 | 0 | 1.125 | 11.25 | 0 | 0 | 7.1809 | 5.2833 | 2.3559 | 3.9333 | 12.0948 | 8.317 | 9.2384 | 5.7428 | 50.5122 | 72.3816 | 55.8255 | 78.8147
8020
8021 | 4.2204 | 10.9823 | 2 | 2.1332 | 5.1233 | -1.0878 | 0.02 | 0.005102 | 2.2857 | 295.6876 | 51.6384 | 37.8878 | 1.3352 | 11.4121 | 12.8989 | 0.83425 | 0.16095 | 0.073113 | 1.7059 | 13 | 1.654 | 2.2264 | 8.0736 | 6.8118 | 2.0835 | 3.7954 | 11.3946 | 6.2007 | 7.5587 | 4.307 | 54.666 | 86.4823 | 60.7662 | 90.6393
8022
8023 |  |  |  | 2.6887 | 7.5442 |  |  | 0.0060599 | 2.6567 | 295.8781 | 43.4678 | 36.5107 | 1.2287 | 13.2555 | 15.2946 | 11.3612 | [6 empty] | 9.6911 | 7.7306 | 2.3568 | 4.1959 | 13.0434 | 6.3871 | 7.3648 | 3.8276 | 58.7016 | 89.4796 | 53.1 | 90.6236
8024
8025
8026
8027 | 7.3202 | 15.972 | 3 | 1.8783 | 6.0209 | -1.1294 | 0.098961 | 0.0070251 | 2.9644 | 295.5622 | 33.4103 | 29.539 | 0.94038 | 15.1595 | 17.046 | 17.0928 | 0.38847 | 0.032078 | 5.697 | 20.7273 | 2.2013 | 9.026 | 11.1774 | 9.5816 | 1.9094 | 3.5148 | 13.5879 | 11.2317 | 11.1778 | 8.5703 | 55.7521 | 60.3606 | 45.9859 | 58.9858
8028 | 12.7981 | 27.4676 | 2 | 2.5261 | 7.0475 | -0.91284 | 0.062703 | 0.0068803 | 3.4761 | 290.4244 | 20.2409 | 21.9606 | 0.4772 | 17.995 | 21.0172 | 6.7723 | 0.10345 | 0.27946 | 2.0182 | 14.9636 | 1.8278 | 14.0946 | 12.9625 | 11.4832 | 1.4065 | 2.0668 | 18.8883 | 12.8632 | 12.9195 | 8.4525 | 45.3227 | 64.2716 | 28.2012 | 53.3544
8029
8030
8031 | 14.0649 | 24.9455 | 3 | 2.3024 | 6.3829 | 0.59058 | 0.063047 | 0.0052331 | 4.4132 | 294.0326 | 45.5053 | 33.6088 | 1.1562 | 12.3502 | 14.7423 | 0.5806 | 0.016603 | 0.056406 | 1.4902 | 13.6667 | 0.50062 | 4.0547 | 10.0923 | 7.7742 | 2.0364 | 3.494 | 13.1775 | 5.91 | 7.8812 | 4.1077 | 55.9893 | 97.645 | 51.6405 | 91.8907
8032
8033
8034 | 1.1177 | 2.3683 | 2 | 2.4009 | 7.5363 | 0.051615 | 0.0074 | 0.0057212 | 0.86009 | 298.061 | 46.5469 | 37.2274 | 1.3053 | 12.9942 | 13.7654 | 0 | 0.11991 | 0.005 | 1.2308 | 16.7692 | 0.0816 | 0.7 | 7.7928 | 7.0688 | 2.3237 | 3.8086 | 11.578 | 8.2461 | 8.0812 | 4.9896 | 55.2217 | 74.8617 | 57.251 | 81.0355
8035
8036
8037
8038
8039
8040 |  |  |  | 2.7624 | 6.6827
8041
8042
8043
8044
8045
8046
8047
8048
8049 | 1.8869 | 7.0584 | 2 | 3.2776 | 6.8103 | 8.0168 | 0.046667 | 0.0068507 | 1.8075 | 295.9681 | 35.7248 | 32.669 | 1.011 | 14.9631 | 16.4015 | 27.822 | 0.37862 | 0.018333 | 3.6 | 22 | 2.6533 | 3.6667 | 7.3922 | 6.9708 | 2.1082 | 3.7135 | 14.1319 | 10.106 | 10.4525 | 6.6855 | 51.1746 | 66.4755 | 46.059 | 69.0209
8050 | 2.9397 | 6.559 | 2 | 2.379 | 7.8525 | -1.5837 | 0.0069355 | 0.0074859 | 1.011 | 293.0063 | 27.356 | 25.4539 | 0.61276 | 16.8811 | 17.757 | 14.5174 | 0.33991 | 0.035323 | 2.4167 | 14.2083 | 1.1305 | 2.7581 | 8.1755 | 8.5166 | 1.5901 | 2.2201 | 16.2701 | 15.2774 | 12.6967 | 11.3066 | 43.9994 | 45.1152 | 36.6644 | 41.7168
8051
8052
8053
8054
8055
8056
8057
8058 | 3.9551 | 11.2446 | 2 | 2.3722 | 5.6826 | -8.4294 | 0.042917 | 0.0069891 | 1.2758 | 293.8513 | 27.8751 | 27.996 | 0.71503 | 16.7394 | 18.0264 | 6.4545 | 0.11972 | 0.042833 | 2.4286 | 14.0714 | 2.2095 | 7.9417 | 11.1523 | 10.1031 | 1.443 | 2.7956 | 15.5592 | 13.4717 | 13.1669 | 11.3447 | 46.5462 | 56.5365 | 37.1766 | 46.6547
8059 |  |  |  | 3.2829 | 6.8855 |  |  | 0.0068541 | 1.8164 | 295.8542 | 35.4392 | 32.3761 | 0.99894 | 15.0243 | 16.4662 | 24.8325 | [6 empty] | 7.3966 | 6.9733 | 2.0955 | 3.693 | 14.2307 | 10.155 | 10.4419 | 6.7003 | 50.401 | 66.229 | 45.7138 | 68.8181
8060 |  |  |  | 2.7504 | 7.2932
8061
8062
8063
8064
8065
8067
8068
8069
8070 | 2.4096 | 7.5621 | 2 | 2.8747 | 9.2035 | 0.4758 | 0.0065052 | 0.0058819 | 1.8458 | 298.4813 | 49.7981 | 38.9278 | 1.6094 | 11.8262 | 13.5733 | 1.6663 | 0.10741 | 0.012768 | 1.5231 | 12.8438 | 0.23803 | 0.71972 | 14.1057 | 10.3052 | 3.0521 | 4.8214 | 10.6129 | 5.8927 | 6.9285 | 4.5176 | 77.5981 | 93.996 | 64.1349 | 90.6567
8071
8072
8073
8074
8075
8076
8077
8078
8079
8080
8081
8082 | 3.0146 | 9.7846 | 2 | 2.2041 | 7.1227 | -1.7499 | 0.0031481 | 0.0070161 | 1.1014 | 296.2613 | 36.3775 | 32.252 | 0.94451 | 14.7479 | 15.6356 | 0.99648 | 0.30004 | 0.0081481 | 1.9 | 5 | 0.8863 | 1.8333 | 9.4079 | 9.018 | 1.9276 | 3.3909 | 12.9595 | 11.3955 | 9.1751 | 8.1621 | 57.8123 | 61.9726 | 52.4442 | 60.5563
8083
8084
8085
8086
8087 | 2.4899 | 7.216 | 3 | 2.1445 | 6.5197 | 5.4811 | 0.018876 | 0.0061161 | 3.23 | 292.8302 | 46.039 | 37.5246 | 0.99686 | 12.3197 | 14.0516 | 0.21819 | 0.048693 | 0.010337 | 1.8857 | 12.3143 | 0.79798 | 2.236 | 9.6406 | 7.9805 | 1.8983 | 3.5751 | 12.0243 | 6.7697 | 7.499 | 4.2008 | 58.16 | 82.9996 | 56.1853 | 88.9452
8088
8089 | 6.2002 | 25.4208 | 2 | 3.843 | 10.5017 | 1.14 | 0.034103 | 0.0068731 | 2.7746 | 289.6388 | 18.1556 | 20.3403 | 0.37838 | 19.1295 | 21.4402 | 6.1673 | 0.35219 | 0.12399 | 4.4194 | 20.9032 | 0.40949 | 3.6154 | 12.3836 | 10.1621 | 1.2291 | 1.7555 | 18.468 | 14.9971 | 14.7382 | 11.8621 | 41.5712 | 48.0206 | 28.0603 | 41.7352
8090 | 3.1429 | 9.653 | 2 | 2.5895 | 8.4741 | 4.8739 | 0.0074525 | 0.0058736 | 1.6355 | 296.1412 | 47.7126 | 35.3614 | 1.3612 | 12.5141 | 13.9524 | 0.66089 | 0.072198 | 0.011787 | 1.4156 | 10.1688 | 0.21593 | 0.30798 | 9.7857 | 7.5545 | 2.5951 | 4.469 | 12.4058 | 6.0366 | 7.5092 | 4.2028 | 62.3702 | 91.9924 | 56.4234 | 91.8455
8091
8092
8093
8094
8095 | 12.3848 | 23.0996 | 3 | 1.5448 | 4.1356 | -4.4549 | 0.094286 | 0.0061809 | 3.0317 | 294.7622 | 43.3589 | 31.4209 | 1.1404 | 12.9226 | 14.8472 | 0.93259 | 0.0049955 | 0.075 | 3.3889 | 19.6389 | 14.0262 | 13.619 | 13.7512 | 9.4951 | 2.0342 | 3.4748 | 13.1358 | 6.6373 | 8.4406 | 4.6586 | 46.3246 | 74.0682 | 50.5638 | 87.1575
8096
8097 |  |  |  | 2.5804 | 6.2744
8098
8099
8100
8101 | 3.8321 | 11.1401 | 2 | 2.3378 | 6.7077 | 1.7223 | 0.032222 | 0.0064516 | 2.2636 | 294.0758 | 41.4695 | 35.6779 | 0.96346 | 13.3987 | 14.9805 | 0.51628 | 0.24848 | 0.059444 | 1.7241 | 12.7069 | 0.89119 | 5.5714 | 10.2987 | 8.7652 | 1.8329 | 3.4894 | 13.2813 | 8.0305 | 8.7621 | 5.2364 | 57.3332 | 79.3169 | 50.2083 | 81.7011
8102
8103
8104
8105 | 10.0228 | 30.027 | 3 | 1.482 | 3.9014 | -1.3604 | 0.049203 | 0.0055773 | 2.4971 | 295.0104 | 51.9153 | 35.8347 | 1.267 | 11.1473 | 12.6406 | 1.5284 | 0.13138 | 0.19488 | 3.2817 | 16 | 0.43022 | 1.1667 | 9.8756 | 8.3467 | 2.0872 | 3.5001 | 10.5381 | 6.1917 | 6.4931 | 4.2124 | 54.9031 | 74.0386 | 65.6029 | 89.7713
8106 | 6.2939 | 14.0631 | 3 | 2.4001 | 6.856 | 1.23 | 0.06578 | 0.0055875 | 3.8744 | 295.7478 | 48.4819 | 36.8575 | 1.3645 | 11.7809 | 14.0571 | 0.44654 | 0.0023868 | 0.11225 | 1.6566 | 15.4747 | 2.7747 | 4.1329 | 12.0546 | 9.031 | 2.4859 | 4.3531 | 13.0402 | 5.3437 | 7.7676 | 3.4686 | 59.9012 | 111.5674 | 53.4042 | 97.5093
8107
8108
8109
8110
8111
8112
8113
8114 | 10.8516 | 22.4089 | 2 | 2.2518 | 6.0297 | 1.7863 | 0.044396 | 0.0070385 | 3.235 | 294.2675 | 25.7346 | 28.365 | 0.77904 | 17.2288 | 19.3227 | 0.20038 | 0.059522 | 0.11052 | 1.5426 | 11.2553 | 0.04794 | 1.5 | 12.8736 | 11.2965 | 1.8652 | 2.9262 | 16.1437 | 12.8905 | 11.5822 | 9.6766 | 56.3683 | 64.641 | 39.2558 | 51.5099
8115
8116 | 4.1802 | 10.7265 | 2 | 2.4363 | 6.6209 | -1.0695 | 0.006537 | 0.0071326 | 2.4141 | 295.0606 | 25.3446 | 27.4638 | 0.76365 | 17.5537 | 19.335 | 1.3585 | 0.13322 | 0.010467 | 2.0604 | 16.5436 | 1.9995e-15 | 7.0778e-15 | 11.2109 | 9.7761 | 1.6334 | 2.8939 | 16.3578 | 14.089 | 13.745 | 11.4371 | 51.7218 | 58.7903 | 35.1096 | 46.3207
8117 | 7.2968 | 21.0794 | 2.35 | 2.235 | 6.6115 | -5.2228 | 0.0235 | 0.0060305 | 3.9789 | 294.6591 | 35.4892 | 31.2181 | 1.0783 | 14.6821 | 17.8145 | 9.7234 | 0.25726 | 0.055 | 3.2105 | 17.6842 | 0.5925 | 4.8 | 15.2273 | 12.0606 | 2.3277 | 4.0353 | 13.533 | 6.8663 | 8.6321 | 4.4483 | 59.7768 | 94.7849 | 50.2546 | 86.7377
8118
8119 | 7.3649 | 15.2802 | 2 | 2.4802 | 6.5223 | -3.875 | 0.03 | 0.0072231 | 1.5439 | 293.719 | 31.2437 | 26.0702 | 0.74097 | 15.6906 | 17.097 | 19.715 | 0 | 0.07 |  |  | 0 | 0 | 9.7223 | 8.5171 | 1.7386 | 2.9739 | 14.2023 | 12.2448 | 11.5643 | 9.2624 | 50.7118 | 48.2159 | 43.3053 | 54.3369
8120
8121 | 0.90022 | 3.2667 | 2.2167 | 3.2871 | 8.4699 | 0.88889 | 0.0043333 | 0.0067904 | 1.0761 | 298.4362 | 45.0726 | 38.6957 | 1.2519 | 12.9858 | 13.7865 | 0.087115 | 0.14195 | 0.017917 | 1.9556 | 14.5778 | 0.053833 | 0.24167 | 10.6488 | 9.3936 | 2.2583 | 3.6212 | 10.9435 | 9.476 | 6.6239 | 6.3301 | 69.3601 | 74.1238 | 64.0975 | 72.0437
8122
8123
8124
8125
8126
8127 | 7.8719 | 19.9988 | 3 | 1.4663 | 3.8473 | -2.5791 | 0.13778 | 0.0068346 | 3.4851 | 296.7577 | 32.4866 | 30.6027 | 1.0358 | 15.7494 | 17.5995 | 5.218 | 0.30655 | 0.048889 | 7.75 | 19.5 | 0.11333 | 5.5556 | 9.6665 | 8.469 | 1.9439 | 3.6291 | 15.2021 | 11.0784 | 10.7109 | 7.4244 | 51.7402 | 65.9013 | 42.9801 | 64.1796
8128
8129 | 0.45773 | 1.3049 | 2 | 2.0172 | 6.4048 | 4.2312 | 0.0071429 | 0.0058874 | 0.79049 | 299.323 | 44.9132 | 38.2962 | 1.4469 | 13.5114 | 14.206 | 1.6749 | 0.05672 | 0.0042857 | 2.4286 | 9.7143 | 0 | 0 | 8.5158 | 8.131 | 2.5279 | 4.2421 | 12.3023 | 8.3676 | 8.9965 | 5.406 | 58.6891 | 83.1418 | 55.7276 | 79.7625
8130 | 3.0713 | 8.7099 | 2 | 2.1645 | 7.9384 | -0.18924 | 0.023226 | 0.0058425 | 2.4144 | 298.4065 | 48.4836 | 34.318 | 1.6152 | 12.0594 | 14.0849 | 9.9315 | 0.37182 | 0.051613 | 5 | 19.8571 | 8.8403 | 5.7097 | 10.4583 | 7.5421 | 2.9734 | 5.0221 | 10.9881 | 5.715 | 7.2349 | 4.4014 | 63.0895 | 80.8239 | 62.1831 | 92.2369
8131
8132
8133
8134 | 8.4473 | 19.4214 | 3 | 2.2459 | 6.2941 | 1.7967 | 0.088846 | 0.0067547 | 4.4396 | 294.4859 | 38.2933 | 35.1127 | 0.97697 | 14.1106 | 16.1293 | 0.89597 | 0.055259 | 0.053269 | 2.875 | 18.9487 | 1.4217 | 22.0192 | 10.398 | 9.0525 | 1.732 | 3.5546 | 14.6913 | 8.5459 | 9.2863 | 5.8356 | 56.5622 | 81.9449 | 46.1184 | 76.0919
8136
8137 | 8.6892 | 17.3191 | 2 | 2.1036 | 6.1986 | -10.2502 | 0.096792 | 0.0063759 | 2.3567 | 293.8369 | 42.6767 | 36.7886 | 0.9682 | 13.1122 | 14.7274 | 0.095894 | 0.061316 | 0.051509 | 2.2857 | 17.75 | 4.5908 | 11.8302 | 10.3692 | 8.7859 | 1.8191 | 3.5184 | 13.1481 | 7.6495 | 8.5641 | 4.9871 | 57.8604 | 82.3699 | 51.0514 | 83.9673
8138
8139 | 6.9893 | 16.7437 | 3 | 2.3251 | 6.2688 | 1.9534 | 0.054171 | 0.0071639 | 3.3274 | 293.4985 | 22.8481 | 23.4412 | 0.67197 | 17.8583 | 19.9535 | 0.20611 | 0.15303 | 0.04837 | 1.6932 | 16.5909 | 0.30983 | 3.1943 | 11.1718 | 9.2779 | 1.6318 | 2.6457 | 17.0557 | 14.2239 | 13.361 | 11.1163 | 44.6791 | 52.7966 | 33.4524 | 45.6913
8140
8141
8142 |  |  |  | 1.7168 | 4.9823
8143
8144
8145
8146
8147
8148
8149
8150
8151
8152 | 10.2254 | 20.4536 | 3 | 1.9898 | 5.9928 | -8.874 | 0.087059 | 0.0062706 | 2.9177 | 293.8692 | 44.8445 | 35.2828 | 1.038 | 12.5941 | 14.2506 | 0 | 0.029521 | 0.068431 | 3.6875 | 16.9062 | 1.2749 | 11.9216 | 8.5512 | 7.5564 | 1.8841 | 3.7558 | 12.3056 | 7.2777 | 7.8985 | 4.6578 | 54.6743 | 75.9767 | 55.0938 | 86.2305
8153
8154
8155
8156
8157 | 0.75228 | 1.5505 | 2 | 1.8522 | 6.3045 | 7.6677 | 0 | 0.00755 | 0.91379 | 294.1207 | 30.0975 | 30.8393 | 0.6804 | 16.3592 | 17.142 | 38.1429 | 0.6617 | 0 | 6 | 22 | 0 | 0 | 10.2744 | 9.7388 | 1.7829 | 2.5193 | 14.5357 | 14.0711 | 10.9537 | 10.309 | 57.6949 | 56.4263 | 44.5393 | 47.5252
8158 | 5.4982 | 13.6746 | 2 | 2.1104 | 5.7273 | 4.482 | 0.03395 | 0.0068737 | 2.4006 | 294.3112 | 35.9312 | 32.6679 | 0.88578 | 14.7887 | 16.5432 | 0.78857 | 0.11766 | 0.094328 | 1.4639 | 12.0206 | 1.3802 | 6.0756 | 10.7492 | 9.2904 | 1.7682 | 3.5199 | 14.5555 | 9.2829 | 9.065 | 5.5956 | 57.7971 | 74.7748 | 46.7041 | 75.9665
8159 |  |  |  | 3.0259 | 7.6561
8160
8161
8162
8163
8164
8165 | 4.6016 | 13.7988 | 2 | 2.0981 | 5.9333 | 1.4127 | 0.025714 | 0.0055349 | 3.9029 | 294.3055 | 45.8606 | 32.6628 | 1.1732 | 12.3341 | 14.4741 | 23.4621 | 0.24902 | 0.065714 | 3.6667 | 19.1667 | 3.0514 | 4.5714 | 8.8228 | 7.0372 | 2.0777 | 3.5914 | 13.1557 | 5.9892 | 8.2324 | 4.0566 | 55.0785 | 93.3532 | 52.178 | 91.9576
8166
8167 |  |  |  | 2.1389 | 5.833
8168 | 9.91 | 20.6458 | 2.7758 | 2.1925 | 5.7159 | 3.6048 | 0.071637 | 0.0067888 | 3.029 | 293.6735 | 38.3049 | 34.374 | 0.88612 | 14.1304 | 15.9701 | 0.41512 | 0.040368 | 0.17192 | 1.65 | 14.0667 | 0.63253 | 10.5694 | 10.7973 | 9.1956 | 1.7626 | 3.4747 | 13.7504 | 8.3608 | 8.3881 | 4.8992 | 55.8236 | 80.4988 | 48.9329 | 80.435
8169 | 2.3707 | 6.6267 | 2 | 2.3123 | 6.1937 | -1.1033 | 0.013968 | 0.0071133 | 2.194 | 295.0516 | 26.4932 | 27.9238 | 0.76816 | 17.3026 | 18.932 | 5.3661 | 0.26938 | 0.01873 | 2 | 15.303 | 0.59714 | 1.6349 | 10.8862 | 9.3937 | 1.6095 | 2.9349 | 16.2944 | 13.7086 | 13.4382 | 10.7594 | 50.2125 | 57.8462 | 35.5517 | 47.8368
8170
8171
8172 |  |  |  | 3.1603 | 7.5082 |  |  | 0.0065096 | 1.5297 | 297.8149 | 43.6915 | 39.3955 | 1.2986 | 13.1842 | 14.4837 | 37 | [6 empty] | 8.4033 | 7.6295 | 2.3785 | 4.1537 | 11.6283 | 7.8962 | 8.9589 | 5.2971 | 62.3246 | 80.8454 | 57.0172 | 79.7875
8173
8174
8175
8176
8177
8178
8179
8180
8181
8182 | 3.1056 | 8.21 | 2.6471 | 2.6504 | 6.7811 | -1.2572 | 0.047647 | 0.0062984 | 2.2202 | 296.9369 | 46.0319 | 33.4146 | 1.301 | 12.7794 | 14.3253 | 4.1175 | 0.22696 | 0.040588 | 3.9375 | 17.625 | 3.8924 | 7.1176 | 7.9024 | 5.9819 | 2.3718 | 4.1184 | 12.9045 | 6.6157 | 8.7611 | 4.4235 | 53.558 | 80.3348 | 54.9764 | 88.3687
8183
8184
8185 |  |  |  | 1.7768 | 4.8392 |  |  | 0.0064615 | 1.5607 | 294.3376 | 45.1411 | 36.7433 | 1.0181 | 12.5916 | 13.999 | 32.0733 | [6 empty] | 9.956 | 8.3601 | 1.9863 | 3.7017 | 11.7923 | 7.3682 | 7.3366 | 4.2004 | 59.8984 | 79.8218 | 57.2692 | 86.4739
8186
8187
8188
8189 | 1.2076 | 4.3143 | 2 | 2.7598 | 7.6767 | 0.12761 | 0.0038113 | 0.0045282 | 1.4157 | 290.8861 | 42.9659 | 31.8671 | 0.96598 | 12.9885 | 14.7812 | 0.74929 | 0.069802 | 0.0043019 | 1.3488 | 13.6977 | 0.085132 | 0.70566 | 8.6765 | 7.6548 | 1.7511 | 3.0211 | 12.8994 | 6.6331 | 7.9127 | 5.1496 | 50.4053 | 81.0336 | 55.2422 | 86.6721
8190
8191
8192 | 5.7039 | 12.4073 | 2 | 2.8595 | 8.6442 | 0.7436 | 0.037273 | 0.0073455 | 1.0464 | 291.4273 | 26.281 | 25.6489 | 0.50524 | 16.8836 | 18.0679 | 7.4177 | 0.34776 | 0.03 | 4.5 | 15.25 | 12.0782 | 14.1818 | 11.1764 | 9.855 | 1.3689 | 2.0011 | 15.7825 | 14.4698 | 12.9557 | 12.506 | 46.4108 | 49.1747 | 34.5639 | 41.514
8193 |  |  |  | 2.1526 | 6.0268
8194
8195
8196
8197 | 15.9685 | 45.3858 | 2 | 2.6891 | 7.5717 | 0.23489 | 0.039722 | 0.0068123 | 3.5765 | 290.9126 | 22.973 | 22.087 | 0.5516 | 17.5218 | 20.4806 | 1.1578 | 0.24872 | 0.075278 | 1.6667 | 11.8 | 0.70361 | 11.1111 | 11.7518 | 9.3169 | 1.4567 | 2.4491 | 17.6756 | 11.5202 | 11.8085 | 7.1016 | 42.126 | 60.732 | 31.6063 | 61.028
8198
8199 | 1.2775 | 3.3992 | 2 | 2.4694 | 8.608 | 0.38778 | 0.0063366 | 0.0058381 | 2.0687 | 298.0683 | 48.2826 | 36.4825 | 1.5483 | 12.2186 | 14.1273 | 3.7377 | 0.15816 | 0.00059406 | 2.3108 | 16.2973 | 0.57604 | 2.2277 | 12.1484 | 8.7831 | 2.8685 | 4.7684 | 11.1553 | 6.0179 | 7.3746 | 4.6546 | 70.6843 | 88.5655 | 62.1428 | 91.3272
8200 |  |  |  | 2.7387 | 9.6954 |  |  | 0.0060805 | 5.8136 | 290.476 | 27.7544 | 28.2545 | 0.6934 | 15.7593 | 19.4579 | 0.82833 | [6 empty] | 14.008 | 11.8415 | 1.502 | 2.6879 | 17.624 | 9.1162 | 9.8154 | 5.96 | 50.262 | 88.5126 | 36.0647 | 71.8354
8201 | 1.2196 | 3.6976 | 2 | 2.7401 | 8.2418 | -0.27017 | 0.010667 | 0.0064633 | 1.5809 | 298.4754 | 45.2588 | 36.2492 | 1.3869 | 13.0987 | 14.3212 | 0.088045 | 0 | 0.037333 | 1.4286 | 10.1429 | 0.536 | 1.8667 | 7.9966 | 6.2531 | 2.6112 | 4.1243 | 11.5435 | 7.4817 | 8.5151 | 4.9238 | 56.2074 | 80.9122 | 58.4604 | 84.1237
8202
8203 | 4.4001 | 19.6551 | 2 | 2.9197 | 7.8206 | -3.5054 | 0.015 | 0.003713 | 5.0726 | 287.0416 | 46.3995 | 31.4738 | 0.8007 | 11.1161 | 14.0778 | 3.9567 | 0.27127 | 0.029 | 5.25 | 9.25 | 0 | 2.1 | 11.8285 | 9.1935 | 1.2629 | 2.1229 | 11.4468 | 6.4678 | 6.628 | 4.8203 | 62.8483 | 85.034 | 61.2822 | 87.4129
8204
8205 | 1.1172 | 4.1983 | 2 | 2.6003 | 8.9478 | -1.4236 | 0.0021429 | 0.0063007 | 1.2084 | 298.1865 | 44.5287 | 34.9665 | 1.4083 | 13.4943 | 14.6617 | 2.0566 | 0.16146 | 0.0035714 | 1.4615 | 15.4615 | 0.04881 | 0.047619 | 10.0576 | 7.979 | 2.7793 | 4.5947 | 12.9633 | 6.8295 | 8.7154 | 4.7838 | 60.3566 | 88.8937 | 53.7749 | 86.7457
8206 | 5.454 | 21.2255 | 2.9027 | 3.5443 | 8.871 | -1.8545 | 0.0085841 | 0.0065857 | 1.5253 | 292.4202 | 32.885 | 32.3887 | 0.69054 | 15.2035 | 16.5866 | 0.95906 | 0.22278 | 0.0067739 | 2 | 12.6071 | 0.40496 | 0.75221 | 11.732 | 10.6537 | 1.4913 | 2.5998 | 14.9678 | 11.449 | 12.1855 | 9.1441 | 54.2204 | 69.3879 | 39.7386 | 56.2736
8207 | 5.1058 | 14.6789 | 2 | 2.7995 | 8.2296 | -2.1475 | 0.017252 | 0.0072818 | 2.051 | 292.2758 | 22.5874 | 26.0191 | 0.54049 | 17.8744 | 19.5272 | 1.092 | 0.088132 | 0.014876 | 1.5963 | 11.8624 | 3.2563 | 5.6805 | 13.1485 | 11.6065 | 1.4049 | 2.1767 | 17.2874 | 15.577 | 13.4564 | 11.673 | 53.8697 | 55.4713 | 31.2349 | 41.3248
8208
8209
8210
8211
8212
8213
8214 | 0.51992 | 1.4473 | 2 | 2.6017 | 5.8228 | -0.81787 | 0.00058282 | 0.0057086 | 0.71312 | 298.8476 | 63.3518 | 45.8923 | 1.709 | 9.4799 | 10.1894 | 0.60221 | 0.043698 | 0.005092 | 1.2083 | 12.8333 | 0.14491 | 0.25153 | 6.8973 | 6.2843 | 3.0506 | 4.3118 | 7.8547 | 5.1702 | 5.3615 | 3.3437 | 65.6846 | 89.6201 | 81.23 | 98.4107
8215 |  |  |  | 2.8164 | 6.7379 |  |  | 0.0068015 | 1.0836 | 296.803 | 39.6332 | 32.1244 | 1.1134 | 14.2684 | 15.4022 | 9 | [6 empty] | 7.2676 | 6.1078 | 2.2612 | 3.9198 | 13.6536 | 8.9421 | 9.7713 | 5.817 | 45.5327 | 67.8063 | 48.352 | 75.8976
8216
8217
8218
8219
8220
8221
8222
8223 | 4.5086 | 11.2673 | 2 | 1.5989 | 4.909 | -3.2717 | 0.062 | 0.0064176 | 1.5039 | 295.5961 | 43.0427 | 36.6614 | 1.0486 | 13.3665 | 14.5663 | 5.9539 | 0.2236 | 0.03575 | 1.9062 | 13.5625 | 1.8675 | 8.675 | 10.0337 | 8.2241 | 2.0499 | 3.6021 | 12.5348 | 8.0614 | 8.6733 | 5.2289 | 57.7582 | 79.2956 | 53.1779 | 81.5353
8224
8225
8226
8227 |  |  |  | 2.4772 | 6.1215
8228
8229
8230
8231 | 1.9712 | 5.5036 | 2 | 2.0785 | 4.9932 | 1.3632 | 0.0023214 | 0.0063147 | 1.8501 | 296.9934 | 47.4019 | 32.4345 | 1.3269 | 12.3369 | 13.6496 | 0.99598 | 0.089407 | 0.032321 | 2.1176 | 15 | 0.35786 | 1.4286 | 7.7212 | 7.0708 | 2.3651 | 3.7573 | 11.7149 | 6.976 | 7.4818 | 4.546 | 44.933 | 69.2727 | 60.3668 | 86.0132
8232
8233 |  |  |  | 3.1896 | 7.772
8234
8235
8236
8237 |  |  |  | 2.5387 | 8.5008
8238 | 2.1926 | 5.27 | 2 | 2.1619 | 5.2508 | 2.396 | 0 | 0.0060068 | 1.3018 | 298.2178 | 51.1446 | 35.9975 | 1.491 | 11.7161 | 12.847 | 0.94531 | 0.027029 | 0.0125 |  |  | 0 | 0 | 7.217 | 6.7407 | 2.7238 | 4.0953 | 10.8453 | 6.5087 | 7.3712 | 4.2768 | 50.7288 | 76.6784 | 64.1224 | 88.6077
8239
8240
8241
8242 | 1.785 | 4.8478 | 2.588 | 2.585 | 7.298 | 4.2004 | 0.01568 | 0.0065015 | 3.0678 | 296.9023 | 47.1836 | 35.2492 | 1.4035 | 12.1944 | 14.2162 | 1.0639 | 0.13932 | 0.02344 | 1.6042 | 12.9896 | 1.7423 | 1.436 | 10.9029 | 8.214 | 2.5945 | 4.5138 | 12.7189 | 5.665 | 7.9985 | 3.7563 | 57.8595 | 104.9725 | 54.2164 | 94.9934
8243
8244 | 1.0894 | 3.5248 | 2 | 2.706 | 8.1429 | -0.13666 | 0.01 | 0.0064181 | 1.6272 | 298.292 | 45.9001 | 39.0266 | 1.3768 | 13.0176 | 14.2204 | 1.1873 | 0 | 0.0016667 | 1 | 10.6667 | 0.47667 | 0.5 | 8.0013 | 6.4402 | 2.544 | 4.1244 | 11.316 | 7.5279 | 8.4986 | 5.0235 | 63.7762 | 83.1133 | 60.1984 | 83.5866
8245 | 2.6963 | 7.9607 | 2 | 2.026 | 4.871 | 0.91842 | 0.012805 | 0.0057606 | 1.6427 | 297.5696 | 55.6455 | 36.6994 | 1.5298 | 10.539 | 11.7634 | 0.61617 | 0.081285 | 0.10659 | 1.6452 | 13.6333 | 0.24146 | 1.2073 | 6.76 | 6.2239 | 2.6787 | 4.1675 | 9.9181 | 5.9974 | 6.4795 | 4.1789 | 50.7648 | 71.4663 | 69.3189 | 91.0473
8246
8247
8248 | [7 empty] | 0.0072764 | 2.4933 | 294.9013 | 30.1199 | 26.9123 | 0.80795 | 15.976 | 17.7523 | 22 | [6 empty] | 10.5411 | 9.0966 | 1.7385 | 3.1482 | 14.2262 | 12.4833 | 11.8611 | 9.2195 | 51.7645 | 53.4925 | 42.5598 | 52.8893
8249 |  |  |  | 2.7289 | 8.8178
8250
8251
8252
8253
8254 |  |  |  | 2.3105 | 5.7833 |  |  | 0.0070603 | 2.4628 | 295.5737 | 25.1017 | 26.4212 | 0.81103 | 17.6358 | 19.4288 | 1 | [6 empty] | 11.076 | 9.2525 | 1.715 | 3.0536 | 16.5601 | 14.1056 | 13.9006 | 11.5097 | 47.8514 | 55.9538 | 34.5456 | 46.3929
8255
8256
8257
8259
8260
8262
8263
8264
8265 | 14.4259 | 28.3317 | 3 | 3.2745 | 8.6859 | -4.0644 | 0.15393 | 0.0061417 | 3.7019 | 293.9528 | 44.3009 | 35.6725 | 1.1696 | 12.9503 | 15.1298 | 0.9932 | 0.10792 | 0.028929 | 6.72 | 22 | 2.6968 | 11.1786 | 10.46 | 7.8365 | 2.2547 | 4.0031 | 13.2056 | 5.6745 | 6.6275 | 3.7505 | 57.7979 | 92.968 | 54.2306 | 94.6595
8266
8267
8268
8269
8270
8271 | 2.0188 | 8.4243 | 2 | 2.2559 | 7.341 | 0.28607 | 0.025385 | 0.0065284 | 1.6649 | 297.9503 | 41.6756 | 34.3253 | 1.2936 | 13.8742 | 15.179 | 3.2495 | 0.12643 | 0.030769 | 1.6207 | 7.3448 | 0.93692 | 0.59615 | 8.9053 | 7.0171 | 2.4173 | 4.0641 | 13.4098 | 7.744 | 9.6325 | 4.9925 | 52.4946 | 83.5308 | 49.8072 | 81.5854
8272 | 1.805 | 4.6625 | 2 | 2.9174 | 9.091 | -1.9852 | 0 | 0.0065542 | 1.3623 | 297.9336 | 49.7564 | 38.8835 | 1.5104 | 12.1907 | 13.4933 | 1 | 0 | 0.0028571 | 1.3333 | 13.5 | 0 | 0 | 11.6952 | 8.8584 | 3.0197 | 4.926 | 10.5942 | 6.0246 | 7.0193 | 4.2968 | 73.7427 | 100.5334 | 64.6377 | 91.2732
8273 | 7.1261 | 18.472 | 2 | 2.0239 | 4.3328 | 0.66246 | 0.022419 | 0.0047515 | 2.1788 | 293.0683 | 57.2404 | 37.0419 | 1.2232 | 10.0173 | 11.4785 | 0.33418 | 0.031076 | 0.06874 | 1.4375 | 11.375 | 0.6629 | 1.129 | 5.4717 | 5.3572 | 2.0378 | 3.4087 | 8.9096 | 5.3622 | 5.0648 | 3.2929 | 53.4234 | 79.4555 | 76.907 | 96.8876
8274
8275
8276
8277
8278 | 11.1177 | 23.4267 | 3 | 1.6194 | 4.0475 | -0.50474 | 0.11469 | 0.0071495 | 3.3035 | 296.7491 | 31.0012 | 28.0309 | 0.97658 | 16.0526 | 17.8624 | 0.98725 | 0.059542 | 0.041837 | 4.8571 | 20.0571 | 2.3735 | 22.8163 | 9.6264 | 8.3229 | 1.9814 | 3.6646 | 15.6871 | 10.9652 | 10.1441 | 6.8471 | 47.1005 | 62.2629 | 41.1351 | 65.6724
8279 |  |  |  | 1.5108 | 3.9805
8280
8281
8282
8283 |  |  |  | 2.8831 | 7.6812 |  |  | 0.0073455 | 1.7781 | 291.6422 | 24.0733 | 22.0343 | 0.5051 | 17.5017 | 19.1026 | 27.2142 | [6 empty] | 10.8396 | 9.4274 | 1.3983 | 2.4393 | 16.7639 | 14.1712 | 11.5806 | 9.3101 | 48.0343 | 42.6544 | 35.5385 | 49.2153
8284 | 13.6369 | 25.1102 | 2 | 3.0105 | 7.7449 | -1.4433 | 0.058522 | 0.007182 | 4.1229 | 294.3727 | 23.2014 | 21.1822 | 0.82482 | 17.9359 | 20.7895 | 0.47701 | 0.063887 | 0.095217 | 1.6418 | 13.791 | 0.009087 | 0.46957 | 11.4449 | 8.2359 | 1.9112 | 3.3583 | 16.6761 | 11.3689 | 12.2689 | 8.623 | 39.6533 | 50.4794 | 36.7884 | 58.3084
8285
8286
8287
8288 |  |  |  | 2.3157 | 6.2153
8289 | 11.6732 | 20.6404 | 2 | 1.9114 | 5.5429 | -0.69662 | 0.07148 | 0.0056772 | 4.858 | 296.1497 | 45.6512 | 34.7253 | 1.4111 | 12.4189 | 15.0828 | 0.40797 | 0.043668 | 0.13179 | 1.6392 | 13.4124 | 8.633 | 7.1071 | 8.9443 | 7.6132 | 2.4998 | 4.5883 | 12.5832 | 5.5001 | 7.6413 | 4.0792 | 54.4145 | 95.4464 | 55.4259 | 95.1957
8290 |  |  |  | 3.3033 | 10.2494 |  |  | 0.0039507 | 3.2712 | 288.9533 | 51.6381 | 39.2732 | 0.96053 | 10.6263 | 12.8166 | 0 | [6 empty] | 13.8165 | 11.7781 | 1.6651 | 2.5481 | 10.3288 | 5.6005 | 5.9359 | 4.2177 | 77.7407 | 103.2408 | 66.8786 | 93.0654
8291 | 0.83953 | 2.7765 | 2 | 1.8027 | 5.8898 | -0.26997 | 0.011639 | 0.0066779 | 1.5089 | 297.303 | 43.7087 | 30.938 | 1.2648 | 13.3257 | 14.6315 | 0.74515 | 0.25105 | 0.020328 | 2.2308 | 15.0256 | 1.3877 | 2.4098 | 9.7283 | 6.8192 | 2.3793 | 3.9039 | 12.3656 | 7.4822 | 8.9399 | 5.2638 | 48.1834 | 61.9211 | 55.6282 | 80.8204
8292
8293 | 3.6205 | 11.9705 | 2.0882 | 2.6756 | 7.5582 | 2.964 | 0.0032353 | 0.0062523 | 3.1522 | 296.7046 | 47.0764 | 34.1101 | 1.3683 | 12.1503 | 14.1534 | 0.87361 | 0.022909 | 0.023112 | 1.3333 | 5 | 0.61682 | 1 | 12.7375 | 8.5441 | 2.4862 | 4.2581 | 12.2699 | 5.8452 | 8.2173 | 4.0677 | 54.6038 | 96.2135 | 55.4926 | 92.7666
8294 |  |  |  | 3.6927 | 7.595 |  |  | 0.0067098 | 1.9416 | 294.8836 | 33.3422 | 31.0336 | 0.90932 | 15.5286 | 17.0012 | 14 | [6 empty] | 7.8003 | 7.308 | 1.9507 | 3.4925 | 14.9471 | 10.5085 | 10.5885 | 6.856 | 46.0919 | 66.5687 | 42.1602 | 67.4899
8295 |  |  |  | 2.0985 | 5.2343
8296 | 0.7546 | 2.5781 | 2 | 1.9804 | 4.9401 | 1.0754 | 0.0044444 | 0.0066196 | 1.2946 | 296.0704 | 40.5355 | 34.8325 | 1.0286 | 13.9162 | 15.0699 | 23.2002 | 0.069601 | 0.012593 | 2.5 | 8 | 0.26222 | 0.55556 | 10.2431 | 8.5077 | 2.0286 | 3.5964 | 12.9705 | 8.908 | 8.9372 | 5.577 | 57.663 | 74.6976 | 51.2845 | 77.0535
8297 | 1.7516 | 8.3771 | 2 | 2.8685 | 7.9429 | -0.748 | 0.01 | 0.0070745 | 0.88346 | 297.9607 | 36.917 | 33.6126 | 1.0704 | 14.9342 | 15.6279 | 2.2714 | 0.35371 | 0.016 | 3.2 | 12.6 | 1.248 | 3.6 | 11.7156 | 10.1572 | 2.142 | 3.3394 | 12.7471 | 11.8175 | 7.3653 | 7.6606 | 64.4596 | 65.5915 | 56.7658 | 60.871
8298
8299
8300 |  |  |  | 2.3603 | 5.606
8301
8302 | 4.2116 | 18.66 | 3 | 2.058 | 5.8016 | 0.059167 | 0.033333 | 0.0071469 | 3.4946 | 294.7824 | 23.1126 | 23.4962 | 0.74591 | 17.9663 | 20.0456 | 3.1603 | 0.72692 | 0.065591 | 19.3333 | 22 | 1.95 | 10 | 10.8839 | 8.9311 | 1.7526 | 2.8787 | 16.7231 | 14.1686 | 13.102 | 11.1459 | 43.3836 | 50.1935 | 35.3511 | 45.579
8303
8304
8305 | 20.5573 | 69.8798 | 2 | 2.1168 | 6.0934 | -4.2204 | 0.005 | 0.0062889 | 1.4922 | 297.7999 | 45.8779 | 35.8077 | 1.3742 | 12.9608 | 14.2533 | 4.2116 | 0.45844 | 0.036847 | 3.3333 | 10.6667 | 3.6262 | 2.125 | 10.7047 | 8.1877 | 2.5058 | 4.1122 | 12.5214 | 7.0467 | 8.8832 | 4.8633 | 53.67 | 83.2526 | 55.2945 | 85.0522
8306
8307
8308 |  |  |  | 2.4335 | 6.8392
8309
8310 | 2.455 | 7.5423 | 2.1569 | 2.5088 | 6.5404 | 0.14503 | 0.010245 | 0.0058063 | 2.491 | 296.2303 | 46.588 | 35.1629 | 1.3916 | 12.1559 | 14.4066 | 0.84387 | 0.080668 | 0.017941 | 1.7143 | 11.9524 | 0 | 0 | 13.2977 | 9.7324 | 2.4783 | 4.4205 | 12.7969 | 5.7772 | 7.584 | 4.0958 | 63.9878 | 93.4118 | 54.2766 | 93.3247
8312
8313 | 10.8707 | 21.7123 | 3 | 1.4505 | 4.0497 | -2.7195 | 0.125 | 0.0069261 | 3.0406 | 295.2321 | 34.1265 | 31.8809 | 0.91891 | 15.1756 | 16.9726 | 0.904 | 0.02105 | 0.107 | 3.1538 | 18.0769 | 0.613 | 16.45 | 11.0131 | 9.3525 | 1.8829 | 3.5723 | 14.6202 | 9.714 | 8.993 | 5.6438 | 54.5621 | 73.9296 | 45.8792 | 73.2146
8314
8315 | 1.0298 | 3.8209 | 2 | 3.2181 | 7.6155 | 0.15097 | 0.0085938 | 0.0066475 | 1.6306 | 295.7593 | 41.0104 | 33.0796 | 1.0766 | 13.7391 | 15.1445 | 0.102 | 0.10377 | 0.010625 | 2.0392 | 17 | 0.67766 | 2.1875 | 6.8111 | 5.7472 | 2.1484 | 3.7056 | 13.6234 | 8.4006 | 9.2481 | 5.2768 | 45.509 | 72.7365 | 49.5917 | 79.6373
8316
8317
8318
8319
8320
8322
8323 | 3.8504 | 12.5725 | 2 | 1.8645 | 5.4603 | -2.2663 | 0.0375 | 0.0068811 | 1.4383 | 295.9956 | 35.9549 | 31.1692 | 0.97213 | 14.9374 | 16.2888 | 39.1048 | 0.84143 | 0.00875 | 10 | 19.5714 | 2.9375 | 4 | 9.9947 | 8.8978 | 2.0644 | 3.6248 | 13.6377 | 10.6634 | 10.2595 | 7.223 | 57.7775 | 60.2239 | 47.0963 | 66.0721
8324
8325 | 7.5505 | 21.5062 | 2 | 2.52 | 7.1929 | -5.2719 | 0.045385 | 0.006966 | 5.3377 | 292.2499 | 21.1812 | 23.8988 | 0.63707 | 18.2925 | 21.376 | 0.81077 | 0.10872 | 0.11615 | 1.6667 | 15.4444 | 0.38385 | 6.2692 | 14.2139 | 11.217 | 1.7962 | 2.6079 | 16.9041 | 12.1521 | 11.5746 | 9.2035 | 50.3599 | 63.1453 | 35.9394 | 54.5146
8326
8327 |  |  |  | 3.0858 | 7.2803 |  |  | 0.0069781 | 1.7804 | 294.2397 | 31.6111 | 27.5916 | 0.79539 | 15.7357 | 17.2459 | 26.28 | [6 empty] | 10.0619 | 8.8538 | 1.721 | 3.1781 | 14.9683 | 11.8934 | 10.807 | 8.2687 | 54.688 | 51.2805 | 42.2076 | 58.8987
8328
8329
8330 | 6.7245 | 13.834 | 3 | 1.2321 | 4.1316 | -4.5413 | 0.016667 | 0.0069497 | 2.5495 | 295.1623 | 32.4787 | 29.415 | 0.88218 | 15.4631 | 17.2609 | 19.1818 | 0.4637 | 0.05 | 2.3333 | 17.3333 | 1.8233 | 5 | 10.7354 | 8.6447 | 1.8704 | 3.4516 | 15.2641 | 10.0864 | 10.4703 | 6.5926 | 50.4771 | 74.8524 | 42.2482 | 69.9098
8331 | 4.6003 | 11.2341 | 2.2028 | 2.3366 | 6.9 | -2.151 | 0.023632 | 0.0072178 | 2.6786 | 294.6126 | 29.8369 | 29.3633 | 0.8088 | 16.0691 | 17.8773 | 0.42135 | 0.064057 | 0.042123 | 1.6782 | 13.7126 | 0.35222 | 1.934 | 11.676 | 9.892 | 1.7135 | 3.2181 | 15.0763 | 12.1204 | 11.4893 | 8.5012 | 56.1425 | 63.0732 | 40.7859 | 57.2066
8332
8333 | 0.29426 | 0.82274 | 2 | 2.4692 | 6.3536 | 3.475 | 0 | 0.0067675 | 1.5951 | 296.5701 | 37.9042 | 32.9229 | 1.0868 | 14.5507 | 15.9563 | 22.7051 | 0 | 0 | 9 | 8 | 0 | 0 | 7.46 | 6.6408 | 2.1683 | 3.8527 | 13.9725 | 9.2192 | 10.0139 | 6.0015 | 48.3247 | 71.1461 | 46.6555 | 74.8147
8334 | 10.1134 | 18.7766 | 2.9389 | 1.7197 | 4.8268 | 0.91934 | 0.060344 | 0.0052236 | 4.0634 | 293.593 | 51.7451 | 34.7912 | 1.2849 | 10.7195 | 12.9385 | 0.88135 | 0.039065 | 0.065573 | 2.0734 | 14.7248 | 1.6146 | 5.4084 | 10.3902 | 7.4788 | 2.0745 | 3.7353 | 11.5005 | 5.172 | 6.3294 | 3.614 | 60.9613 | 89.8812 | 59.9323 | 97.3531
8335 | 6.4315 | 16.1679 | 2 | 1.9817 | 5.5854 | 1.9048 | 0.12833 | 0.0054934 | 3.9378 | 294.0815 | 45.9657 | 32.7178 | 1.1618 | 12.3 | 14.4442 | 11.3054 | 0.25791 | 0.0058333 | 5.25 | 22 | 0 | 0 | 8.8363 | 7.0241 | 2.0627 | 3.559 | 13.1012 | 5.9826 | 8.1588 | 4.062 | 55.2948 | 93.1603 | 52.3942 | 91.9795
8336
8337
8338
8339 | 5.7418 | 16.1483 | 2.4129 | 2.0588 | 7.0122 | -1.8658 | 0.027548 | 0.0057374 | 5.0216 | 293.095 | 34.4809 | 29.8445 | 0.97918 | 14.6564 | 17.9071 | 0.87356 | 0.076784 | 0.076774 | 1.1967 | 10.6667 | 0.12948 | 2.3032 | 12.7789 | 9.2138 | 1.8404 | 3.5224 | 15.3769 | 7.4716 | 8.7195 | 4.5186 | 52.5822 | 82.5891 | 42.3752 | 83.1108
8340
8341 |  |  |  | 1.8618 | 6.0641
8342 |  |  |  | 2.3461 | 6.9336 |  |  | 0.0073169 | 1.1162 | 291.4091 | 24.9531 | 24.4637 | 0.50638 | 17.2084 | 18.4081 | 8.3529 | [6 empty] | 10.8335 | 9.593 | 1.3471 | 1.9641 | 16.288 | 15.1131 | 13.2711 | 13.195 | 44.591 | 45.5665 | 32.7843 | 38.1915
8343 | 11.7297 | 22.1148 | 3 | 3.2889 | 10.8689 | 3.9071 | 0.056481 | 0.0055925 | 5.8615 | 291.7175 | 33.7817 | 33.1961 | 0.92156 | 14.6922 | 18.3041 | 0.48873 | 0.036509 | 0.14889 | 2.1579 | 12.3684 | 0.23019 | 5.6296 | 16.2845 | 12.8424 | 1.8142 | 3.4911 | 16.0606 | 6.8883 | 8.5394 | 4.2833 | 55.6229 | 105.1898 | 41.1241 | 86.3309
8344
8345
8346
8347
8348
8349
8350
8351 |  |  |  | 2.3182 | 5.9324 |  |  | 0.0074325 | 1.5654 | 293.0951 | 31.5061 | 26.6193 | 0.66545 | 15.4135 | 16.805 | 48.4837 | [6 empty] | 7.4619 | 6.8688 | 1.5663 | 2.8445 | 14.4412 | 12.0509 | 10.3745 | 8.3282 | 47.2945 | 46.8587 | 42.8667 | 56.976
8352
8353
8354
8355
8356
8357 |  |  |  | 3.6733 | 8.9639
8358
8359
8360 | 3.8228 | 10.3617 | 3 | 2.07 | 6.9741 | 1.3643 | 0.0050331 | 0.0055197 | 4.4138 | 296.5435 | 48.4576 | 33.5937 | 1.5095 | 11.8011 | 14.266 | 1.6159 | 0.16261 | 0.0059603 | 2 | 11.1458 | 0.10609 | 0.62914 | 9.9438 | 7.076 | 2.6984 | 4.7682 | 11.6331 | 5.3835 | 7.1307 | 4.023 | 57.2951 | 81.7482 | 60.2779 | 95.901
8361
8362
8363 | 3.1014 | 9.0256 | 2 | 2.1378 | 5.4082 | -0.8351 | 0.034277 | 0.0060311 | 2.1759 | 296.4989 | 44.6748 | 33.8709 | 1.2666 | 13.0898 | 14.6363 | 1.947 | 0.11174 | 0.071928 | 2.4141 | 16.8283 | 5.7802 | 5.0422 | 11.534 | 8.4512 | 2.1558 | 3.9054 | 12.9148 | 6.6603 | 8.8573 | 4.5464 | 49.0274 | 82.7498 | 53.3592 | 88.1746
8364 | 1.5961 | 6.2473 | 2 | 2.4974 | 6.747 | -1.8319 | 0.013333 | 0.0072148 | 2.2334 | 296.6237 | 32.953 | 29.5153 | 0.98304 | 15.7705 | 17.3482 | 0.58522 | 0.125 | 0.018333 | 2.5 | 14 | 1.355 | 2.8333 | 6.9293 | 5.8856 | 1.9068 | 3.5879 | 14.8495 | 11.1731 | 11.8073 | 7.632 | 46.0631 | 58.4154 | 41.5805 | 63.2516
8365 | 11.7018 | 24.442 | 2 | 2.4568 | 7.1647 | -0.99663 | 0.054504 | 0.006514 | 3.9909 | 291.5503 | 27.769 | 25.6974 | 0.68762 | 16.4404 | 19.4625 | 0.96256 | 0.14777 | 0.12393 | 2.2541 | 16.1885 | 0.015661 | 6.0124 | 12.0301 | 9.2642 | 1.651 | 2.8613 | 16.4104 | 9.5853 | 9.8271 | 5.6646 | 46.1031 | 70.2462 | 37.2787 | 71.3601
8366 | 12.6699 | 32.5014 | 3 | 1.3919 | 3.8605 | -2.7597 | 0.051 | 0.0071032 | 3.3924 | 295.3654 | 24.3228 | 24.64 | 0.80987 | 17.7286 | 19.775 | 1.5482 | 0.15393 | 0.05 | 1.2 | 11.8 | 0.285 | 9 | 10.9117 | 8.8877 | 1.8631 | 3.076 | 16.533 | 13.7959 | 13.0519 | 10.7338 | 45.1116 | 53.0379 | 36.1723 | 47.6793
8367 |  |  |  | 3.2358 | 7.6466
8368
8369
8370 | 3.1867 | 8.9142 | 2.7985 | 2.2732 | 5.958 | 0.66439 | 0.032612 | 0.0060512 | 2.4551 | 297.0329 | 47.0751 | 33.2506 | 1.3542 | 12.3683 | 14.07 | 8.8462 | 0.06258 | 0.025299 | 2.2584 | 15.7045 | 2.054 | 4.2537 | 7.4149 | 5.6604 | 2.4605 | 4.2152 | 12.7607 | 6.3322 | 8.5 | 4.2308 | 48.7766 | 81.2327 | 54.3837 | 90.3166
8371
8372
8373 | 8.0188 | 18.6141 | 3 | 1.457 | 3.6082 | 3.0457 | 0.086364 | 0.007167 | 2.6988 | 295.7807 | 29.2566 | 26.5043 | 0.84602 | 16.5399 | 18.2597 | 15.8182 | 0.14462 | 0.061818 | 1.7 | 14.4 | 1.3545 | 12.3636 | 8.3888 | 7.541 | 1.8179 | 3.3844 | 15.9982 | 12.3063 | 10.6352 | 7.866 | 46.7883 | 54.198 | 39.7898 | 59.8213
8374
8375 | 0.26926 | 0.82492 | 2 | 3.0201 | 6.6744 | -4.9375 | 0 | 0.0064663 | 1.3675 | 296.0899 | 40.9729 | 36.148 | 1.0878 | 13.9447 | 15.2416 | 35.6622 | 0.10191 | 0.005 |  |  | 0 | 0 | 7.0211 | 6.5769 | 2.132 | 3.7401 | 12.9557 | 8.5423 | 9.7258 | 5.8088 | 55.695 | 74.794 | 52.1103 | 77.1498
8376
8377 |  |  |  | 2.5367 | 7.1693
8378
8379
8380
8381
8382
8383 | 1.9699 | 5.8447 | 2 | 3.3144 | 6.993 | -2.6226 | 0.014038 | 0.0067203 | 1.2842 | 295.5399 | 39.1434 | 32.1817 | 1.0062 | 14.1307 | 15.4206 | 10.7635 | 0.28164 | 0.0096154 | 1.9167 | 10.125 | 0.47827 | 3.7692 | 8.3438 | 7.0475 | 2.0445 | 3.6928 | 13.8844 | 9.0188 | 9.1995 | 5.7261 | 47.4505 | 66.9302 | 48.5441 | 75.9755
8384
8385 | 10.9112 | 26.7418 | 2 | 3.1286 | 7.603 | 0.44579 | 0.059 | 0.0069019 | 3.5235 | 291.7534 | 22.9755 | 21.0277 | 0.59967 | 17.6942 | 20.5119 | 2.4608 | 0.23443 | 0.071 | 1.8889 | 14.8889 | 0.019 | 0.7 | 10.861 | 8.2635 | 1.5189 | 2.6466 | 17.0942 | 11.864 | 12.3937 | 7.6846 | 38.015 | 52.3961 | 33.046 | 58.4523
8386
8387
8388
8389 |  |  |  | 1.5557 | 4.96
8390
8391
8392 | 0.48411 | 1.2375 | 2 | 3.8323 | 8.4571 | -0.16316 | 0 | 0.0065776 | 0.63749 | 296.1058 | 41.2383 | 34.6561 | 0.98932 | 13.9322 | 14.6463 | 0.25974 | 0.15986 | 0.00073171 | 1.1111 | 14.4444 | 0.093171 | 0.21951 | 8.2228 | 8.0726 | 1.9588 | 3.0287 | 12.4455 | 9.3674 | 8.0806 | 5.6864 | 58.1601 | 70.4539 | 54.9 | 73.9867
8393
8394 |  |  |  | 2.1536 | 8.0922
8395
8396
8397 | 6.4551 | 14.7802 | 2.0631 | 2.2177 | 6.3272 | 1.6727 | 0.047476 | 0.0064334 | 2.3718 | 293.8549 | 41.8818 | 36.1955 | 0.95837 | 13.3018 | 14.9234 | 1.0523 | 0.10622 | 0.087573 | 1.5672 | 11.9403 | 1.3608 | 8.5 | 10.3745 | 8.8061 | 1.8156 | 3.5107 | 13.2252 | 7.8231 | 8.6115 | 5.0459 | 57.3514 | 81.2098 | 50.5402 | 83.0487
8398
8399
8400
8401
8402
8403
8404 | 19.1297 | 36.1537 | 3 | 1.5015 | 4.471 | -4.6625 | 0.11 | 0.0070478 | 3.4369 | 295.5629 | 25.3881 | 25.7793 | 0.84761 | 17.4858 | 19.5326 | 1.4786 | 0.012841 | 0 | 2 | 22 | 0 | 0 | 10.9247 | 8.8673 | 1.9426 | 3.1854 | 16.2645 | 13.428 | 12.8508 | 10.4144 | 47.0751 | 56.2932 | 37.2039 | 49.5618
8405
8406
8407
8408 |  |  |  | 2.6828 | 6.7437
8410
8411
8412
8413
8414
8415 | 10.5053 | 19.6362 | 2.9954 | 1.8546 | 5.6535 | 1.0764 | 0.060876 | 0.0053413 | 4.2464 | 294.5315 | 46.5438 | 33.7703 | 1.2188 | 12.0931 | 14.414 | 1.0146 | 0.059349 | 0.089585 | 1.451 | 13.6667 | 1.8352 | 5.4332 | 10.0076 | 7.5961 | 2.094 | 3.6564 | 13.0157 | 5.8746 | 7.646 | 4.0807 | 57.484 | 96.5766 | 53.0542 | 92.5006
8416
8417 | 9.8514 | 21.2486 | 3 | 1.6595 | 4.0899 | 0.18097 | 0.10857 | 0.0067592 | 3.5511 | 295.844 | 31.9646 | 31.8349 | 0.94711 | 15.8899 | 17.7674 | 1.3835 | 0.070936 | 0.098571 | 5 | 22 | 0.14571 | 9.8571 | 10.8249 | 9.2645 | 1.877 | 3.4922 | 15.3731 | 10.9254 | 10.0853 | 6.7973 | 56.4753 | 70.6769 | 43.475 | 66.8528
8418 | 2.7984 | 8.1003 | 2 | 2.7039 | 8.1119 | -0.68118 | 0.032769 | 0.0055458 | 1.0432 | 299.012 | 43.5305 | 37.1736 | 1.4418 | 13.732 | 14.5492 | 0.52123 | 0.076245 | 0.079996 | 1.3766 | 11.6688 | 1.1349 | 1.6751 | 8.9231 | 8.5458 | 2.4755 | 4.2171 | 12.9026 | 8.4569 | 9.857 | 5.8798 | 57.1928 | 81.8346 | 52.8582 | 77.1803
8419 | 0.52024 | 2.9066 | 2 | 2.2606 | 5.2336 | 0.975 | 0 | 0.0060149 | 1.9557 | 296.9003 | 49.1933 | 31.624 | 1.3567 | 11.9601 | 13.3262 | 5.1636 | 0.91807 | 0 | 10 | 23 | 1.125 | 2 | 8.0389 | 6.8897 | 2.3599 | 3.8217 | 11.5479 | 6.5319 | 7.7128 | 4.3993 | 43.1375 | 66.8058 | 60.4193 | 88.5818
8420
8421
8422
8423 |  |  |  | 2.6448 | 6.2164 |  |  | 0.0067507 | 1.4591 | 294.8197 | 40.1928 | 34.438 | 0.95057 | 13.8555 | 15.15 | 11.618 | [6 empty] | 10.6154 | 8.9886 | 1.9276 | 3.605 | 12.9932 | 8.4793 | 8.1886 | 4.8157 | 58.469 | 76.9122 | 52.2395 | 80.4531
8424
8425 |  |  |  | 3.1357 | 6.5708 |  |  | 0.0067219 | 1.9438 | 294.8106 | 33.0814 | 30.7918 | 0.89969 | 15.5848 | 17.0587 | 15.6276 | [6 empty] | 7.7944 | 7.2993 | 1.9345 | 3.4742 | 15.0393 | 10.5984 | 10.6046 | 6.915 | 45.7733 | 65.9674 | 41.8869 | 66.9746
8426
8427 | 13.7571 | 28.9802 | 2.3158 | 2.8246 | 6.7355 | -7.4302 | 0.060526 | 0.004253 | 2.936 | 290.5605 | 50.4059 | 36.6277 | 0.99039 | 11.1117 | 13.0329 | 1.0227 | 0 | 0.10632 | 2 | 16.6667 | 0 | 3.8947 | 13.1884 | 11.3299 | 1.6585 | 2.6389 | 10.4887 | 6.172 | 5.9211 | 4.5477 | 68.8341 | 90.5752 | 66.6015 | 89.6842
8428
8429 | 11.4272 | 22.7788 | 2 | 2.6307 | 6.8549 | 1.163 | 0.048012 | 0.0069145 | 2.9979 | 290.1603 | 17.9328 | 20.1652 | 0.40717 | 19.2408 | 21.6658 | 1.5273 | 0.13784 | 0.091053 | 2.1619 | 16.5524 | 2.4904 | 7.1871 | 12.2706 | 10.08 | 1.2822 | 1.9006 | 18.6423 | 15.1249 | 15.0033 | 11.7823 | 40.6882 | 47.2049 | 27.4521 | 41.4296
8430
8431
8432 |  |  |  | 1.6639 | 5.045
8433
8434
8435
8436 | 4.1908 | 16.1405 | 2 | 3.271 | 6.7816 | -4.9625 | 0.045 | 0.0068507 | 1.8075 | 295.9681 | 35.7248 | 32.669 | 1.011 | 14.9631 | 16.4015 | 13.32 | 0.33427 | 0.03 | 4.5 | 22 | 0 | 1 | 7.3922 | 6.9708 | 2.1082 | 3.7135 | 14.1319 | 10.106 | 10.4525 | 6.6855 | 51.1746 | 66.4755 | 46.059 | 69.0209
8437
8438
8439
8440
8441 | 3.097 | 8.8182 | 3 | 2.7692 | 8.1946 | -5.6536 | 0.034378 | 0.006415 | 1.3325 | 297.7715 | 43.5466 | 37.3275 | 1.2256 | 13.2375 | 14.2133 | 0.39834 | 0.055754 | 0.059005 | 1.4925 | 13.194 | 4.3141 | 6.199 | 8.9263 | 8.6528 | 2.1268 | 4.1009 | 11.1237 | 9.3324 | 7.4076 | 6.2709 | 63.7946 | 73.5339 | 61.7358 | 72.8104
8442
8443 | 2.1316 | 6.3395 | 2 | 2.7471 | 6.1549 | 0.019079 | 0.004 | 0.0074168 | 1.2033 | 292.5178 | 23.9775 | 22.7972 | 0.55242 | 17.6546 | 18.8648 | 10.7439 | 0.33078 | 0.011143 | 1.4 | 7.2667 | 0.038857 | 0.11429 | 9.5555 | 8.7926 | 1.4691 | 2.1838 | 16.7248 | 15.7574 | 13.5246 | 13.5787 | 41.6557 | 41.2391 | 31.8862 | 36.9086
8444
8445
8446
8447 | 4.8463 | 12.0321 | 3 | 2.8156 | 6.5429 | -6.8791 | 0.039061 | 0.0067947 | 1.8424 | 293.9294 | 34.5118 | 32.1757 | 0.83546 | 15.0298 | 16.5247 | 2.026 | 0.083973 | 0.080327 | 1.7981 | 13.7624 | 0.75988 | 7.5469 | 8.4734 | 7.7584 | 1.7603 | 3.388 | 14.6922 | 9.8432 | 9.5707 | 5.8091 | 48.8585 | 71.0067 | 46.2007 | 72.5646
8448
8449 | 1.9591 | 10.529 | 2 | 2.5994 | 7.0613 | 1.4793 | 0.027692 | 0.0060501 | 2.3598 | 296.2569 | 37.1673 | 36.1245 | 1.1545 | 14.7709 | 16.6246 | 2.624 | 0.058984 | 0.058846 | 1.1 | 11.8 | 0.66654 | 1.2692 | 11.2593 | 9.5647 | 2.297 | 3.8985 | 13.932 | 8.2445 | 9.7894 | 5.2402 | 62.0607 | 90.2395 | 48.2625 | 79.0193
8450
8451
8452
8453
8454
8455 | 3.7233 | 14.2588 | 2 | 3.0414 | 7.3685 | -3.7989 | 0.016593 | 0.0070662 | 2.7587 | 295.0739 | 31.0266 | 30.3865 | 0.87422 | 15.8263 | 17.6408 | 0.67347 | 0.1063 | 0.039292 | 1.6316 | 13.6491 | 0.067212 | 0.24336 | 11.2984 | 9.684 | 1.7424 | 3.3226 | 14.5818 | 11.9475 | 11.7978 | 8.6689 | 56.1922 | 64.7624 | 42.3306 | 58.0817
8456
8457
8458
8459 | 1.7176 | 5.8981 | 2 | 2.6673 | 5.7042 | -1.8077 | 0.013167 | 0.0055711 | 2.2053 | 296.2495 | 51.3906 | 32.6775 | 1.3569 | 11.4432 | 12.8595 | 2.6568 | 0.23817 | 0.035 | 2.3488 | 17.6977 | 0.5595 | 2.7667 | 7.6514 | 6.6149 | 2.2608 | 3.8018 | 11.3191 | 6.2497 | 7.6188 | 4.3251 | 44.3953 | 69.794 | 61.4471 | 90.3401
8460
8461
8462
8463
8464 |  |  |  | 2.1979 | 5.3493
8465
8466
8467
8468
8469 |  |  |  | 1.8243 | 4.922 |  |  | 0.0064611 | 1.5611 | 294.3356 | 45.1459 | 36.7455 | 1.0181 | 12.5902 | 13.9979 | 33 | [6 empty] | 9.9555 | 8.3597 | 1.9862 | 3.7018 | 11.7911 | 7.3667 | 7.336 | 4.1997 | 59.9005 | 79.829 | 57.2734 | 86.4822
8470
8471 | 5.8526 | 13.665 | 2 | 2.0406 | 5.8061 | -2.7033 | 0.039049 | 0.0060535 | 3.6576 | 295.1827 | 34.2787 | 32.5043 | 1.0761 | 15.2559 | 17.8009 | 0.56037 | 0.13707 | 0.066413 | 1.2523 | 12.5045 | 1.2016 | 3.9348 | 12.5454 | 9.686 | 1.9785 | 3.7783 | 15.5899 | 8.0382 | 9.7854 | 4.9294 | 56.8221 | 90.6389 | 41.2749 | 80.4292
8472
8473
8474
8475 | 0.53656 | 2.0048 | 2 | 2.0278 | 4.8245 | -1.7061 | 0.0024314 | 0.0060657 | 1.5146 | 298.0734 | 58.524 | 36.7474 | 1.6365 | 9.9391 | 11.138 | 0.44196 | 0.00031965 | 0.015412 | 1.6381 | 13.1524 | 0.9842 | 0.74118 | 5.6303 | 4.9986 | 2.9247 | 4.448 | 9.267 | 5.6124 | 6.2823 | 3.607 | 50.7619 | 72.4127 | 72.2557 | 94.778
8476
8477 |  |  |  | 2.5231 | 7.595 |  |  | 0.0060772 | 1.9593 | 296.5976 | 40.6995 | 31.5311 | 1.2096 | 14.0709 | 15.5979 | 20.3 | [6 empty] | 9.5088 | 7.0138 | 2.3282 | 4.0235 | 13.4631 | 7.7519 | 8.4024 | 4.6887 | 52.8016 | 74.0119 | 51.0295 | 81.3914
8478
8479 | 2.2339 | 6.1485 | 2 | 3.5363 | 7.9396 | -0.98722 | 0.0047727 | 0.0068398 | 1.3847 | 292.6512 | 29.5214 | 31.313 | 0.66526 | 16.0813 | 17.3814 | 0.95082 | 0.060214 | 0.0076705 | 1.2833 | 8.4667 | 0.24426 | 0.875 | 12.0235 | 11.0392 | 1.6107 | 2.5365 | 15.5575 | 13.2181 | 11.6181 | 10.5416 | 56.972 | 65.8591 | 39.1961 | 48.4474
8480 |  |  |  | 2.4288 | 6.266 |  |  | 0.0060636 | 2.4462 | 297.0491 | 47.1003 | 33.2856 | 1.3554 | 12.3659 | 14.0643 | 26 | [6 empty] | 7.427 | 5.6616 | 2.4657 | 4.224 | 12.749 | 6.3303 | 8.4869 | 4.2266 | 48.8379 | 81.2618 | 54.4793 | 90.339
8481 |  |  |  | 2.5413 | 5.9759
8482
8483
8484
8485
8487 | 10.4032 | 22.7122 | 2 | 3.0175 | 7.1696 | -5.4875 | 0.053556 | 0.0064178 | 1.8974 | 293.244 | 37.0328 | 36.537 | 0.80148 | 14.2133 | 15.7268 | 0.75597 | 0.18375 | 0.15378 | 2.7818 | 14.9091 | 2.6902 | 10.4556 | 11.9094 | 10.9709 | 1.6969 | 2.8905 | 14.3087 | 10.3625 | 10.1374 | 8.0607 | 65.7514 | 84.5832 | 46.7681 | 63.2367
8488
8489
8491
8492
8493 |  |  |  | 1.9504 | 6.2352 |  |  | 0.0065481 | 1.3264 | 297.8511 | 42.7772 | 31.4794 | 1.3 | 13.6518 | 14.9056 | 0.12063 | [6 empty] | 10.5575 | 7.5598 | 2.413 | 3.8586 | 12.8696 | 7.7662 | 9.8254 | 5.4369 | 48.9382 | 67.9367 | 52.93 | 79.1432
8494
8495 | 12.0462 | 26.1103 | 3 | 2.6865 | 8.7512 | 1.5895 | 0.048478 | 0.0049547 | 4.5134 | 294.8445 | 49.0025 | 37.832 | 1.32 | 11.6046 | 14.037 | 0.90313 | 0.083643 | 0.055217 | 2.7419 | 14.9677 | 1.5213 | 7.413 | 12.7819 | 9.6373 | 2.3524 | 4.1616 | 13.1311 | 5.1779 | 7.627 | 3.3515 | 62.8412 | 117.5543 | 53.612 | 98.653
8496
8497
8498
8499
8500
8501
8502
8503 |  |  |  | 1.8152 | 5.3099 |  |  | 0.0069046 | 2.652 | 295.3508 | 32.8965 | 30.788 | 0.90739 | 15.5849 | 17.4095 | 38.0427 | [6 empty] | 10.3835 | 8.2927 | 1.9055 | 3.4701 | 15.4707 | 10.2458 | 10.2267 | 6.6481 | 55.244 | 72.8976 | 42.7016 | 69.5289
8504
8505
8506 | 2.0499 | 6.0265 | 2 | 1.9964 | 5.4399 | -0.83204 | 0.021622 | 0.006145 | 1.9257 | 297.0777 | 42.5403 | 34.0538 | 1.2634 | 13.6273 | 15.0675 | 4.731 | 0.068349 | 0.094865 | 2.05 | 13.9 | 1.1446 | 3.1622 | 10.7796 | 8.0584 | 2.1635 | 3.9255 | 13.599 | 7.4925 | 9.7955 | 4.9865 | 48.666 | 82.4928 | 49.5334 | 82.9639
8507
8508
8509
8510
8511
8512
8513
8514
8515 | 2.8032 | 10.9113 | 2 | 3.3622 | 8.7978 | -2.6434 | 0.014545 | 0.0037983 | 4.7419 | 286.2871 | 44.9633 | 31.1148 | 0.74724 | 11.5008 | 14.3312 | 3.3734 | 0.30268 | 0.025818 | 3.7222 | 16.8333 | 0 | 2.6364 | 11.1647 | 8.8162 | 1.202 | 2.0261 | 11.8161 | 6.785 | 6.9157 | 5.0721 | 58.1917 | 77.9906 | 59.0343 | 84.6826
8516 |  |  |  | 2.4369 | 6.1052 |  |  | 0.006839 | 1.1759 | 296.3801 | 38.6482 | 31.9346 | 1.0663 | 14.424 | 15.6063 | 41 | [6 empty] | 7.4839 | 6.3568 | 2.1428 | 3.7762 | 13.8534 | 9.2627 | 9.9939 | 5.9951 | 46.0483 | 66.5218 | 47.2598 | 74.6178
8517 |  |  |  | 2.9181 | 8.3543
8518
8519 | 2.1479 | 6.6759 | 2 | 2.584 | 6.6469 | -0.2441 | 0.019568 | 0.005936 | 1.6311 | 293.1756 | 48.6621 | 39.1801 | 1.0627 | 11.8646 | 13.2554 | 0.60023 | 0.084704 | 0.044004 | 1.5988 | 12.3642 | 0.68049 | 1.391 | 10.1783 | 8.6237 | 1.906 | 3.8025 | 11.4174 | 6.4858 | 7.1013 | 3.7976 | 62.6256 | 86.1481 | 59.3235 | 90.9835
8520 | 4.3278 | 17.4629 | 2.7183 | 2.6893 | 8.5782 | -0.82591 | 0.014507 | 0.0073631 | 1.0306 | 295.4709 | 31.354 | 28.8297 | 0.83357 | 15.8605 | 16.7694 | 4.3603 | 0.17902 | 0.051948 | 2.8889 | 11.7222 | 0.88106 | 2.5493 | 9.5328 | 9.0789 | 1.8171 | 2.9448 | 15.1752 | 13.8163 | 11.8791 | 10.348 | 49.9663 | 52.7407 | 40.8625 | 47.6835
8521
8522
8523
8524
8525
8526
8527
8528 | 9.9913 | 21.3909 | 3 | 1.8329 | 4.6232 | -4.05 | 0.06 | 0.0069508 | 3.088 | 294.9351 | 36.8894 | 35.4156 | 0.95138 | 14.598 | 16.4063 | 1.0458 | 0.051877 | 0.051944 | 2.2 | 16.4 | 0.36833 | 8.4444 | 11.3114 | 9.6739 | 1.8494 | 3.6646 | 14.4174 | 8.9257 | 8.9265 | 5.4179 | 60.5578 | 82.5548 | 47.0694 | 77.31
8529
8531
8532
8533
8534
8535 |  |  |  | 2.5847 | 6.1994 |  |  | 0.0066267 | 1.6277 | 295.9825 | 37.926 | 33.2234 | 1.0056 | 14.5227 | 15.8092 | 2 | [6 empty] | 10.5533 | 8.8982 | 1.9391 | 3.5854 | 13.8419 | 9.2798 | 9.3632 | 5.6597 | 54.4924 | 73.4247 | 47.1937 | 75.3619
8536 | 5.2795 | 15.6698 | 2 | 2.1619 | 5.8326 | -6.2671 | 0.13179 | 0.0071487 | 1.8569 | 292.7788 | 32.5901 | 29.5308 | 0.69658 | 15.3195 | 16.8074 | 20.4498 | 0.64041 | 0.042143 | 11.75 | 21.2917 | 2.5757 | 17.0357 | 7.776 | 7.1809 | 1.5564 | 3.0544 | 14.79 | 11.0817 | 10.0679 | 7.2888 | 49.7348 | 55.7826 | 44.4998 | 63.334
8537 | 20.3945 | 51.5243 | 3 | 2.4692 | 6.9228 | -2.4528 | 0.12667 | 0.005025 | 3.7886 | 290.8889 | 45.8599 | 35.0849 | 0.96014 | 12.0502 | 14.1631 | 4.6951 | 0.080401 | 0.057333 | 4.8571 | 22 | 2.04 | 16.5333 | 15.5103 | 11.6923 | 1.7333 | 2.7057 | 11.6942 | 6.352 | 6.6749 | 4.4694 | 61.0519 | 86.5087 | 59.2904 | 88.1226
8538
8539
8540
8541
8542
8543
8544 | 4.4043 | 12.2239 | 2 | 2.1271 | 6.6857 | -1.5069 | 0.018889 | 0.0070462 | 2.4308 | 295.0313 | 33.9911 | 30.4285 | 0.88295 | 15.0829 | 16.7275 | 25.8666 | 0.40954 | 0.038889 | 5.6667 | 18.8333 | 0 | 2.1111 | 10.9853 | 9.4939 | 1.7948 | 3.2711 | 13.658 | 11.3704 | 11.2869 | 8.4022 | 54.705 | 61.4683 | 45.7906 | 59.4732
8545
8546
8547 | 11.8429 | 22.9237 | 3 | 1.536 | 4.1158 | -0.98505 | 0.067288 | 0.0061908 | 3.0024 | 294.8023 | 43.1495 | 31.488 | 1.1379 | 12.9743 | 14.886 | 0.78812 | 0.0013973 | 0.082881 | 2.6154 | 18.0769 | 13.5259 | 13.5424 | 13.8691 | 9.5897 | 2.0267 | 3.4639 | 13.1587 | 6.7072 | 8.4869 | 4.7093 | 46.2719 | 74.0104 | 50.3206 | 86.7331
8548
8549
8551
8552
8553
8554
8555
8556
8557 |  |  |  | 3.117 | 8.5978
8558
8559
8560
8561
8562
8563
8564 |  |  |  | 3.1193 | 6.919
8565
8566
8567
8568
8569
8570
8571 | 5.6103 | 17.7904 | 3 | 1.5366 | 3.8848 | -8.44 | 0.1275 | 0.0067186 | 3.6559 | 296.5438 | 33.5371 | 31.4371 | 1.0564 | 15.4227 | 17.3093 | 7.0951 | 0.3164 | 0.055 | 6.5 | 22 | 0.765 | 16.25 | 9.8294 | 8.5986 | 1.9444 | 3.6391 | 14.8993 | 10.6365 | 10.4634 | 7.2463 | 52.5827 | 68.151 | 44.1694 | 65.6586
8572
8573
8574 | 6.8833 | 16.2036 | 2 | 1.914 | 6.047 | -6.5434 | 0.04124 | 0.0043496 | 2.8353 | 291.4419 | 46.5352 | 37.8636 | 1.0534 | 12.1022 | 14.1888 | 0.93604 | 0.30871 | 0.043884 | 3.5 | 15.0417 | 4.0307 | 6.4959 | 12.8988 | 10.2587 | 1.8418 | 3.2443 | 12.2447 | 5.988 | 7.4008 | 4.6671 | 60.564 | 97.062 | 57.6553 | 91.3213
8575 | 6.1497 | 13.9061 | 2.2353 | 2.2238 | 5.8079 | -0.98127 | 0.044118 | 0.006264 | 2.8171 | 296.2478 | 41.1794 | 32.754 | 1.1919 | 13.8518 | 15.7379 | 1.383 | 0.071482 | 0.062941 | 3.1429 | 19.5714 | 7.4347 | 9.2941 | 10.306 | 7.441 | 2.3313 | 3.8435 | 13.9943 | 7.152 | 7.9481 | 4.5244 | 51.9639 | 80.5059 | 50.0283 | 85.3001
8576
8577
8578
8579 |  |  |  | 3.0001 | 6.7167
8580
8581
8582
8583
8584 |  |  |  | 3.5171 | 7.9152
8585
8586 |  |  |  | 1.7922 | 4.669
8587 |  |  |  | 2.2735 | 6.1864 |  |  | 0.0061179 | 2.4984 | 296.1896 | 48.9447 | 33.7912 | 1.3208 | 11.8879 | 13.5673 | 24.3864 | [6 empty] | 8.6956 | 6.4861 | 2.3664 | 4.2128 | 11.9246 | 5.782 | 8.0663 | 3.946 | 55.2777 | 88.0598 | 57.7837 | 93.2202
8588 | 2.5833 | 7.1915 | 2 | 2.533 | 7.471 | -0.20453 | 0.026 | 0.0060214 | 2.9964 | 296.3687 | 47.0289 | 33.0801 | 1.3043 | 12.2121 | 14.1029 | 7.3492 | 0.1591 | 0.09 |  |  | 0 | 0 | 8.9064 | 6.7766 | 2.2823 | 4.0068 | 12.7728 | 5.9913 | 8.6191 | 4.0039 | 52.8045 | 92.4997 | 53.2838 | 92.3863
8589 |  |  |  | 2.4564 | 7.5392 |  |  | 0.0067078 | 1.9088 | 297.7406 | 44.127 | 34.9662 | 1.36 | 13.2159 | 14.8881 | 14 | [6 empty] | 10.732 | 8.3631 | 2.7142 | 4.2801 | 12.1828 | 6.5099 | 8.0494 | 4.4131 | 59.5035 | 101.3625 | 56.3557 | 89.3956
8590
8591
8592
8594
8595
8596
8597
8598
8599
8600
8601
8602
8603
8604
8605 | 0.5564 | 1.6285 | 2 | 3.118 | 8.8992 | -0.031288 | 0 | 0.0073348 | 0.878 | 295.8895 | 32.8136 | 36.1931 | 0.84213 | 15.8654 | 16.5903 | 0.4013 | 0.39102 | 0.004375 | 1.7143 | 12.8571 | 0.06375 | 0.25 | 12.9959 | 12.3122 | 2.0055 | 2.9233 | 13.9002 | 13.5665 | 8.7329 | 8.5396 | 71.1329 | 69.7254 | 51.6032 | 53.9642
8606
8607
8608
8609
8610
8611
8612
8613 | 3.5841 | 12.2456 | 2 | 3.0714 | 7.8756 | -9.9721 | 0.040435 | 0.0071772 | 2.1689 | 293.4978 | 27.3962 | 27.9782 | 0.65257 | 16.8365 | 18.4272 | 6.6252 | 0.32281 | 0.033574 | 3.4615 | 14.4615 | 1.2348 | 8.7826 | 11.0111 | 9.584 | 1.5581 | 2.7038 | 16.5803 | 13.0738 | 11.1274 | 8.6169 | 51.6877 | 57.3625 | 38.1294 | 53.8322
8614
8615
8616
8617 | 6.572 | 18.4293 | 2 | 2.4759 | 6.1706 | -10.2762 | 0.0875 | 0.0071575 | 2.2747 | 293.6137 | 27.6258 | 27.7508 | 0.6672 | 16.74 | 18.3751 | 0 | 0 | 0.0225 | 4.5 | 9.25 | 0.34 | 6 | 10.9073 | 9.5052 | 1.5677 | 2.772 | 16.6149 | 12.8074 | 10.9775 | 8.3823 | 51.24 | 57.7988 | 38.4044 | 55.0861
8618 |  |  |  | 3.512 | 7.7093
8619
8620 |  |  |  | 1.8553 | 4.7872 |  |  | 0.0066157 | 1.2934 | 296.0696 | 40.5865 | 34.8724 | 1.0292 | 13.9055 | 15.0582 | 43.32 | [6 empty] | 10.2392 | 8.5023 | 2.0296 | 3.5961 | 12.9556 | 8.8966 | 8.9347 | 5.5747 | 57.7105 | 74.7709 | 51.3484 | 77.1075
8621
8622
8623
8624 | 11.7608 | 29.2955 | 3 | 2.4746 | 7.6864 | -6.3285 | 0.049867 | 0.0068253 | 3.3334 | 294.934 | 33.9485 | 29.8033 | 0.9391 | 14.9402 | 16.9053 | 1.2808 | 0.05869 | 0.021106 | 1.9677 | 11.7742 | 0.52133 | 4.1467 | 11.3713 | 9.6721 | 1.8814 | 3.5259 | 13.6797 | 10.8247 | 10.9783 | 8.1776 | 56.0029 | 64.0397 | 46.1767 | 61.7302
8625
8626 |  |  |  | 2.4345 | 6.0867
8627
8628 |  |  |  | 1.963 | 5.5724
8629
8630
8631
8632
8633 |  |  |  | 2.4596 | 6.2693
8634
8636 | 9.4538 | 26.0593 | 2.2631 | 2.6581 | 6.8555 | -7.5054 | 0.028954 | 0.0047089 | 3.596 | 292.1585 | 46.7399 | 38.2356 | 1.1005 | 11.9824 | 14.2626 | 0.73577 | 0.17141 | 0.057939 | 2.1338 | 14.5669 | 0.61577 | 1.9511 | 14.7514 | 11.6569 | 1.9424 | 3.3995 | 12.6319 | 5.6558 | 7.5164 | 4.3106 | 67.5789 | 114.8324 | 54.732 | 93.262
8637
8639
8640
8641 |  |  |  | 2.8011 | 6.9425
8642 | 2.366 | 8.5471 | 2 | 1.776 | 4.6834 | -2.4338 | 0.043134 | 0.0070643 | 1.6547 | 295.3931 | 32.2703 | 25.727 | 0.82955 | 15.707 | 17.0655 | 4.9711 | 0.12045 | 0.05699 | 1.7143 | 16.3673 | 3.7218 | 9.6119 | 6.8328 | 6.4543 | 1.9053 | 3.3306 | 14.6809 | 11.2929 | 9.4435 | 6.8717 | 41.434 | 52.0842 | 44.4298 | 64.9048
8643
8644 | 1.4359 | 5.3446 | 2 | 2.1752 | 6.2964 | -5.5894 | 0.0089362 | 0.0057123 | 0.94421 | 299.0642 | 45.2591 | 38.6248 | 1.4313 | 13.3782 | 14.1392 | 0.58586 | 0.18558 | 0.044043 | 1.7576 | 13.7576 | 0.051915 | 1.4894 | 8.8802 | 8.5131 | 2.4589 | 4.2126 | 11.7756 | 8.3416 | 8.2585 | 5.1379 | 63.9137 | 88.0186 | 57.7359 | 80.707
8645 | 9.1888 | 21.2122 | 2 | 2.3903 | 5.8531 | -2.6899 | 0.044016 | 0.0053009 | 2.6329 | 291.7035 | 40.1011 | 28.6952 | 0.95425 | 13.6748 | 15.9461 | 0.47963 | 0.10053 | 0.11472 | 1.7973 | 15.8169 | 1.0638 | 4.6142 | 9.975 | 7.0171 | 1.7837 | 3.3277 | 13.3186 | 7.0535 | 8.1506 | 4.5623 | 52.1885 | 73.0998 | 51.3163 | 86.0862
8646
8647
8649
8650
8651 |  |  |  | 2.325 | 7.4221
8652
8653
8654 | 0.25333 | 0.60588 | 2 | 2.3183 | 5.5787 | -4.6624 | 0 | 0.0064927 | 0.60274 | 299.9008 | 62.3223 | 46.3425 | 1.805 | 9.6955 | 10.3389 | 0.89447 | 0.088897 | 0 | 1 | 8 | 0 | 0 | 7.2504 | 6.7056 | 3.3204 | 4.5961 | 8.094 | 5.2509 | 5.6171 | 3.4659 | 66.7422 | 92.6896 | 79.5354 | 97.7338
8655
8656
8657
8658
8659 | 13.0877 | 29.09 | 3 | 2.1977 | 5.0373 | 0.070809 | 0.19 | 0.0051357 | 2.7355 | 293.7765 | 49.7443 | 34.7274 | 1.1895 | 11.5944 | 13.3649 | 3.8267 | 0.082029 | 0.17533 | 10.1379 | 22 | 9.582 | 32.2571 | 10.383 | 7.7603 | 1.9965 | 3.4819 | 11.1295 | 5.9187 | 7.0121 | 3.9455 | 53.5004 | 80.4908 | 61.1224 | 93.0425
8660 |  |  |  | 2.9463 | 7.321
8661 | 5.3896 | 13.7201 | 2 | 1.8598 | 4.7856 | 1.951 | 0.039462 | 0.0060018 | 2.7143 | 295.1186 | 46.7099 | 33.7191 | 1.2238 | 12.2876 | 14.0117 | 0.94638 | 0.033747 | 0.046385 | 1.7746 | 14.1127 | 2.7874 | 3.7923 | 13.31 | 9.4342 | 2.1545 | 3.5911 | 11.9562 | 6.3966 | 7.6345 | 4.3179 | 49.8502 | 76.2588 | 57.6969 | 89.7787
8662
8663
8664
8665
8666 | 8.0748 | 19.3766 | 3 | 3.3388 | 9.6406 | 0.2125 | 0.016316 | 0.0061709 | 3.6525 | 294.2966 | 43.8093 | 34.6637 | 1.1858 | 13.1211 | 15.2644 | 0.80737 | 0.05421 | 0.18649 | 4.34 | 19.34 | 2.5089 | 5.9123 | 10.344 | 7.6596 | 2.2439 | 4.0591 | 13.3937 | 5.7753 | 6.8515 | 3.8832 | 55.8145 | 90.2048 | 52.9835 | 93.8648
8667
8668
8669 | 2.098 | 7.16 | 2.0574 | 2.8311 | 6.7352 | 0.79506 | 0.0096172 | 0.0069969 | 2.7188 | 294.8462 | 32.9408 | 30.6176 | 0.86785 | 15.5176 | 17.3091 | 0.34787 | 0.04147 | 0.033541 | 1.4143 | 12.3571 | 1.3128 | 3.0239 | 9.8598 | 8.3054 | 1.6952 | 3.2499 | 15.3053 | 10.5948 | 10.7866 | 7.3636 | 52.3697 | 68.9192 | 41.3769 | 65.7585
8670 |  |  |  | 2.6755 | 8.9692 |  |  | 0.005485 | 5.958 | 290.8708 | 33.1565 | 32.9646 | 0.87011 | 14.5586 | 18.2244 | 1 | [6 empty] | 16.0178 | 12.666 | 1.7949 | 3.2243 | 16.0721 | 7.2917 | 8.9193 | 4.7857 | 56.0377 | 102.7546 | 40.418 | 83.4196
8671
8672
8673
8674 | 5.0644 | 12.2233 | 2 | 1.6995 | 5.3913 | -3.25 | 0.02 | 0.0062057 | 3.05 | 296.729 | 36.3635 | 31.5313 | 1.199 | 14.7903 | 17.0484 | 0.6382 | 0.64239 | 0 | 2 | 5 | 5.12 | 17 | 11.3525 | 8.5129 | 2.4127 | 4.0977 | 14.4068 | 8.1778 | 9.0097 | 5.2082 | 57.1679 | 82.3566 | 46.3488 | 79.43
8675 |  |  |  | 3.2407 | 6.9964
8676
8677
8678
8679
8680
8681
8682
8683
8684
8685 | 1.5966 | 5.1168 | 2 | 3.3122 | 6.9655 | -0.92558 | 0.004186 | 0.0068899 | 1.4194 | 294.7947 | 37.7658 | 31.4249 | 0.91397 | 14.3307 | 15.7104 | 0.16833 | 0.053614 | 0.013488 | 1.3077 | 12.8462 | 1.6033 | 0.51163 | 8.6451 | 7.2872 | 1.8855 | 3.5245 | 14.1223 | 9.1756 | 9.1855 | 5.636 | 48.3913 | 67.4164 | 48.6183 | 75.8017
8686 |  |  |  | 2.8846 | 6.6059
8687
8688 |  |  |  | 2.4528 | 6.0859
8689 |  |  |  | 3.5228 | 7.4244 |  |  | 0.00694 | 1.8267 | 294.3625 | 31.3791 | 28.1543 | 0.82823 | 15.8889 | 17.3457 | 9.883 | [6 empty] | 7.2581 | 6.8309 | 1.8315 | 3.4302 | 15.6538 | 11.1303 | 10.3924 | 7.1836 | 42.134 | 59.3102 | 40.9257 | 63.7661
8690
8691
8692
8693
8694 | 4.6878 | 11.5103 | 2 | 2.2741 | 4.4416 | -1.6307 | 0.022 | 0.0050547 | 2.2439 | 294.4347 | 58.5223 | 38.2484 | 1.3536 | 9.7698 | 11.2456 | 0.98613 | 0.091358 | 0.017333 | 2.6111 | 17.2778 | 2.924 | 2.5667 | 5.4311 | 5.378 | 2.2437 | 3.7413 | 8.9398 | 5.158 | 5.103 | 3.1973 | 54.0865 | 81.0869 | 76.5249 | 98.0228
8695 | 3.599 | 8.9465 | 2 | 2.5419 | 7.296 | -1.4366 | 0.021429 | 0.0065622 | 2.1217 | 297.5324 | 46.1086 | 32.7111 | 1.3631 | 12.6925 | 14.324 | 0.13209 | 0.078683 | 0.042245 | 2.0968 | 17.0645 | 1.7761 | 3.2245 | 8.5004 | 6.6446 | 2.5944 | 4.227 | 11.9185 | 6.2407 | 8.161 | 4.1691 | 52.0416 | 90.9197 | 57.6782 | 90.7132
8696 | 4.9103 | 12.2801 | 3 | 2.0787 | 5.8509 | -7.4489 | 0.13 | 0.0070225 | 2.2881 | 296.5143 | 33.663 | 30.1552 | 1.001 | 15.5173 | 17.1668 | 10.9386 | 0.24748 | 0.05 | 11.5 | 22 | 1.56 | 4 | 8.2897 | 6.8543 | 1.9303 | 3.603 | 14.9092 | 10.5487 | 10.9576 | 7.014 | 48.973 | 63.4101 | 42.7566 | 66.7934
8697
8698
8699
8700 | 2.33 | 6.4665 | 2 | 2.8095 | 8.6382 | -1.3676 | 0.011306 | 0.005896 | 2.3739 | 296.6781 | 45.9829 | 36.3537 | 1.4066 | 12.3921 | 14.5801 | 0.50201 | 0.016165 | 0.022387 | 1.4792 | 10.375 | 0.011486 | 0.031532 | 14.5967 | 10.7439 | 2.5357 | 4.4573 | 12.7109 | 5.9871 | 7.8373 | 4.2778 | 67.306 | 97.0121 | 54.6098 | 91.9161
8701
8702 | 0.29038 | 1.1513 | 2 | 3.4957 | 8.313 | -0.95216 | 0 | 0.0054522 | 0.73626 | 298.2697 | 56.0049 | 39.1312 | 1.5205 | 11.1352 | 11.7932 | 0.90586 | 0.21999 | 0 | 1 | 11.8 | 0 | 0 | 5.3345 | 4.668 | 2.61 | 3.9319 | 9.6022 | 6.2077 | 6.6262 | 4.279 | 51.8308 | 73.2227 | 69.454 | 91.1341
8703
8704 |  |  |  | 2.6907 | 7.9782 |  |  | 0.0071774 | 2.2654 | 294.1149 | 22.9196 | 25.7572 | 0.65679 | 18.0734 | 19.8377 | 2.6321 | [6 empty] | 11.8524 | 10.4859 | 1.5394 | 2.5447 | 17.0635 | 14.9679 | 14.5626 | 12.2924 | 49.9079 | 56.1233 | 32.0291 | 42.1286
8705
8706
8707
8708
8709 | 17.6246 | 30.7013 | 3 | 1.6594 | 4.0929 | 8.0914 | 0.174 | 0.0071497 | 3.3068 | 296.7421 | 31.0168 | 28.0263 | 0.97652 | 16.0458 | 17.8563 | 0.988 | 0.044275 | 0.142 | 6.2 | 18.6 | 1.428 | 46.8 | 9.6312 | 8.3253 | 1.9818 | 3.6654 | 15.6833 | 10.9496 | 10.1292 | 6.8343 | 47.071 | 62.2908 | 41.1508 | 65.7381
8710 | 3.6219 | 9.6276 | 3 | 2.521 | 7.4558 | -0.80416 | 0.014643 | 0.0061107 | 4.2795 | 293.4388 | 43.7945 | 37.0877 | 1.1267 | 12.965 | 15.2267 | 0.52632 | 0.06367 | 0.0225 | 2.0952 | 9.5714 | 0.11786 | 1.4464 | 10.7873 | 8.5376 | 2.24 | 3.9059 | 13.2334 | 5.7782 | 6.4841 | 3.6656 | 59.9136 | 97.2634 | 54.2645 | 94.0065
8711 | 2.5816 | 7.4246 | 3 | 3.6044 | 7.6424 | 9.2442 | 0.067 | 0.0066342 | 1.7558 | 295.5247 | 36.2994 | 33.5159 | 0.99964 | 14.8056 | 16.2219 | 14.0994 | 0.072078 | 0.03 | 2.1667 | 18.4444 | 0.788 | 5.6 | 7.8534 | 7.3865 | 2.0425 | 3.6914 | 14.1785 | 9.7477 | 10.2254 | 6.3839 | 49.7737 | 71.248 | 45.2303 | 71.7818
8712
8713
8714
8715 | 5.3239 | 21.79 | 2 | 2.5547 | 8.2069 | -0.99406 | 0.00625 | 0.0064864 | 1.657 | 297.5483 | 42.9417 | 35.4652 | 1.275 | 13.5257 | 14.8123 | 2.2308 | 0.20185 | 0.0025 | 2.2 | 8.4 | 6.905 | 3.625 | 9.2902 | 7.3292 | 2.3574 | 3.9484 | 13.0801 | 7.5774 | 9.3091 | 4.9642 | 55.337 | 86.7789 | 51.0121 | 82.6093
8716 | 0.23614 | 0.86816 | 2 | 2.115 | 5.3208 | 0.6631 | 0.00031746 | 0.0063842 | 0.54619 | 299.9622 | 61.0132 | 47.7644 | 1.7816 | 10.0585 | 10.6547 | 1.3116 | 0.088991 | 0.00015873 | 1.2381 | 11.5238 | 0 | 0.55556 | 8.2197 | 7.6494 | 3.33 | 4.5218 | 8.3075 | 5.1628 | 5.7726 | 3.5312 | 71.4846 | 97.3594 | 77.8968 | 97.6144
8717 | 8.0998 | 19.069 | 2 | 3.8991 | 12.4159 | -1.1746 | 0.070769 | 0.0042736 | 3.3605 | 286.2018 | 42.3166 | 29.8078 | 0.69793 | 12.3597 | 14.7177 | 3.4842 | 0.26932 | 0.15615 | 4.75 | 20.5833 | 0 | 4.0769 | 10.2407 | 7.998 | 1.1561 | 1.9362 | 12.2736 | 6.9631 | 7.2332 | 5.4775 | 54.3347 | 76.4248 | 56.7899 | 82.9619
8718 | 3.0453 | 8.7229 | 3 | 1.5864 | 4.1962 | 5.7925 | 0.025 | 0.005859 | 2.329 | 295.9182 | 50.9971 | 34.8349 | 1.3168 | 11.3835 | 12.8566 | 0.7351 | 0.13246 | 0.045 | 2 | 5 | 2.04 | 1.5 | 9.5581 | 8.1562 | 2.1803 | 3.6742 | 10.8581 | 6.2698 | 6.7753 | 4.2424 | 51.8615 | 72.2554 | 63.927 | 89.4043
8719 | 9.2756 | 17.811 | 2.9057 | 2.2726 | 6.6081 | 0.0010383 | 0.051934 | 0.006708 | 3.0447 | 295.2443 | 38.0748 | 31.444 | 1.0422 | 14.4876 | 16.4267 | 0.80424 | 0.15243 | 0.044292 | 2.1207 | 14.5405 | 3.4484 | 8.0943 | 10.5433 | 7.6942 | 2.0405 | 3.6992 | 14.5547 | 7.5787 | 8.1005 | 4.6212 | 49.6158 | 81.2923 | 47.8542 | 83.294
8720
8721
8722
8723 | 12.9002 | 37.8177 | 2.589 | 1.5391 | 4.7292 | -0.047777 | 0.042123 | 0.0057988 | 3.8305 | 295.4382 | 36.6313 | 32.7603 | 1.2 | 14.384 | 17.4839 | 1.7129 | 0.20991 | 0.038356 | 2.7234 | 14.6064 | 1.1773 | 6.3493 | 15.2758 | 12.0809 | 2.4458 | 4.2432 | 13.4667 | 6.5771 | 8.7878 | 4.3793 | 61.7633 | 99.8559 | 50.4953 | 88.7642
8724
8725
8726
8727 | 0.31185 | 0.80385 | 2 | 2.069 | 8.0275 | -1.919 | 0.00020408 | 0.006658 | 0.60326 | 299.2058 | 43.5909 | 36.0096 | 1.3658 | 13.8533 | 14.4477 | 2.9725 | 0.40874 | 0.002449 | 1.2727 | 10.5455 | 0 | 0.16327 | 7.6003 | 6.7212 | 2.5962 | 4.1655 | 12.1373 | 8.6345 | 8.3287 | 5.297 | 52.411 | 74.5919 | 57.0629 | 78.8139
8728
8729
8730
8731
8732 | 2.7267 | 9.4615 | 3 | 2.5825 | 6.4928 | -0.19353 | 0.02 | 0.0066036 | 1.3883 | 296.3897 | 39.5103 | 35.841 | 1.0882 | 14.2355 | 15.5388 | 22.9394 | 0.22892 | 0.011 | 3 | 19.875 | 3.002 | 5.1 | 7.3003 | 6.8743 | 2.1793 | 3.8365 | 13.4119 | 9.1544 | 9.917 | 6.095 | 55.1542 | 73.2346 | 49.6556 | 74.5038
8733
8734
8735 | 1.0412 | 2.876 | 2 | 2.011 | 4.5082 | 0.79389 | 0.001 | 0.0061484 | 1.422 | 298.5202 | 55.8849 | 35.9212 | 1.6163 | 10.59 | 11.7355 | 1.1389 | 0.0099654 | 0.0073 | 1.6282 | 15.4615 | 0 | 0.66 | 5.9685 | 4.9516 | 2.909 | 4.4502 | 9.8823 | 5.9174 | 6.744 | 3.8099 | 49.1035 | 70.1421 | 68.9496 | 93.1157
8736 |  |  |  | 1.9192 | 5.2268
8737 | 0.48708 | 1.6672 | 2 | 2.5296 | 6.9615 | -1.338 | 0.0031818 | 0.0063253 | 0.80377 | 298.2287 | 43.047 | 32.0826 | 1.3051 | 13.9455 | 14.6772 | 0.57689 | 0.12039 | 0.011818 | 1.3667 | 14.1 | 0.28545 | 0.79091 | 5.5658 | 4.8546 | 2.3062 | 3.9413 | 12.9709 | 8.0058 | 9.1031 | 5.0797 | 40.2645 | 68.8499 | 51.6596 | 81.3532
8738 | 4.3332 | 9.7244 | 2 | 1.9526 | 5.4039 | 1.552 | 0.049783 | 0.006829 | 1.5105 | 295.6486 | 30.8307 | 30.364 | 0.90473 | 16.1404 | 17.4956 | 0.35992 | 0.029491 | 0.033913 | 1.6786 | 14.1429 | 1.677 | 6.6304 | 10.6233 | 9.6457 | 1.6955 | 3.1693 | 15.5581 | 12.1536 | 12.038 | 9.3558 | 50.3203 | 69.2751 | 40.2002 | 54.8909
8739
8740
8741 | 14.1646 | 30.0873 | 3 | 2.1947 | 5.2706 | 1.916 | 0.089423 | 0.0057455 | 3.8014 | 293.6147 | 45.3863 | 30.8621 | 1.1348 | 12.341 | 14.4672 | 1.2398 | 0.04418 | 0.086731 | 2.5405 | 15.1081 | 0.039231 | 0.42308 | 12.3533 | 8.3114 | 2.0349 | 3.4575 | 12.5402 | 6.2292 | 7.7247 | 4.367 | 47.9394 | 74.0897 | 53.8747 | 89.8524
8742
8743 |  |  |  | 2.7102 | 6.0595 |  |  | 0.0074171 | 1.2061 | 292.4939 | 23.9226 | 22.759 | 0.55043 | 17.6669 | 18.8799 | 10.9935 | [6 empty] | 9.56 | 8.7946 | 1.4645 | 2.1789 | 16.7383 | 15.7734 | 13.5375 | 13.5965 | 41.5849 | 41.1766 | 31.8175 | 36.8344
8744
8745 | 14.3829 | 30.2153 | 2 | 3.1752 | 7.3568 | -0.96244 | 0.066863 | 0.0069308 | 3.9497 | 292.636 | 24.3394 | 21.777 | 0.69243 | 17.4529 | 20.3553 | 0.48767 | 0.049329 | 0.079216 | 1.7556 | 13.6444 | 0.2699 | 8.1373 | 10.7447 | 7.9086 | 1.6439 | 2.8634 | 16.685 | 11.1104 | 11.9333 | 7.7679 | 38.2046 | 53.6801 | 36.1693 | 60.9937
8746
8747 |  |  |  | 2.1084 | 8.0281
8748
8749
8750
8751 |  |  |  | 2.5602 | 6.0781
8752
8753 | 10.872 | 41.4841 | 3 | 2.2313 | 5.0654 | -1.9813 | 0.06 | 0.0052662 | 2.6671 | 294.4628 | 49.8854 | 35.5174 | 1.2353 | 11.6042 | 13.3524 | 1.8407 | 0.16128 | 0.052556 | 5.5714 | 14.5714 | 9.614 | 13.9 | 10.6449 | 7.8176 | 2.0578 | 3.6335 | 11.1532 | 5.8629 | 7.0673 | 3.8863 | 54.9684 | 83.7164 | 62.0456 | 93.6192
8754
8755
8756 | 3.4355 | 10.8232 | 2 | 3.0652 | 8.4275 | 1.5725 | 0.0375 | 0.0061148 | 2.002 | 296.3697 | 43.4475 | 34.003 | 1.2397 | 13.4201 | 15.0074 | 8.0767 | 0.46705 | 0.02375 | 3.3333 | 19.6667 | 4.4313 | 5.5 | 9.4725 | 7.0949 | 2.3508 | 4.1506 | 13.0215 | 6.8936 | 7.9705 | 4.2245 | 56.2017 | 81.3435 | 53.1448 | 86.6709
8757
8758
8759
8760
8761
8762 | 0.42786 | 1.3918 | 2 | 3.0747 | 9.8441 | 0.375 | 0.01 | 0.0062565 | 1.4833 | 298.1731 | 48.5439 | 40.463 | 1.5107 | 12.3626 | 13.7713 | 1.0733 | 0.3125 | 0.02 |  |  | 0.75 | 3 | 14.188 | 10.5687 | 2.9337 | 4.5858 | 11.052 | 6.1925 | 7.3993 | 4.6627 | 78.2047 | 109.4755 | 61.988 | 90.4819
8763 | 8.4289 | 19.3962 | 2 | 1.7844 | 5.5042 | -2.4555 | 0.066 | 0.0041908 | 2.6991 | 292.7031 | 44.5158 | 36.4104 | 1.1123 | 12.7621 | 14.8353 | 3.5293 | 0.07954 | 0.086667 | 2.3333 | 18.5 | 2.444 | 6.5333 | 12.4871 | 10.1044 | 2.0403 | 3.3513 | 12.2233 | 6.409 | 7.1414 | 4.968 | 59.3408 | 88.4671 | 58.4359 | 88.7374
8764
8765
8766 | 1.2778 | 4.091 | 2 | 3.2236 | 7.6514 | -1.9734 | 0.0085185 | 0.0067284 | 1.2648 | 295.5148 | 39.0593 | 32.1366 | 1.0017 | 14.1383 | 15.4197 | 1.9197 | 0.15368 | 0.01537 | 1.5938 | 12.9688 | 2.6022 | 4.0556 | 8.4338 | 7.1152 | 2.038 | 3.6819 | 13.8923 | 9.0573 | 9.2145 | 5.7633 | 47.6395 | 66.964 | 48.5233 | 75.7098
8767
8768
8769 | 1.0132 | 2.6528 | 2 | 3.2576 | 9.8233 | 0.014141 | 0.0058654 | 0.0062351 | 1.5514 | 298.1169 | 48.7293 | 40.4619 | 1.5197 | 12.2973 | 13.7585 | 0.65691 | 0.1174 | 0.0094231 | 1.6216 | 11.027 | 0.20913 | 0.84615 | 14.2428 | 10.55 | 2.9421 | 4.6139 | 10.9838 | 6.1256 | 7.3171 | 4.6402 | 77.9291 | 108.6872 | 62.3286 | 90.8603
8770
8771 | 1.1041 | 5.2526 | 2 | 2.9351 | 6.532 | -4.1238 | 0.005 | 0.0068949 | 1.7183 | 294.1063 | 34.1049 | 31.953 | 0.82386 | 15.2142 | 16.6783 | 10.9962 | 0.5227 | 0 | 6 | 13.5 | 0 | 0 | 8.4175 | 7.5433 | 1.7334 | 3.3121 | 14.8982 | 10.138 | 9.8906 | 6.0698 | 49.8177 | 69.2077 | 45.6018 | 71.0888
8772
8773
8774
8775 |  |  |  | 3.2372 | 8.8114 |  |  | 0.0070905 | 0.83165 | 297.0796 | 35.5469 | 35.3475 | 0.9712 | 15.2227 | 15.8879 | 9.7469 | [6 empty] | 13.0303 | 11.4116 | 2.0868 | 3.1033 | 12.7944 | 12.3534 | 7.3197 | 7.6524 | 70.5129 | 71.0661 | 56.7482 | 59.4913
8776 | 1.3848 | 5.2069 | 2 | 3.2136 | 8.3173 | 0.33773 | 0 | 0.0072465 | 1.8268 | 293.0569 | 26.1023 | 26.9252 | 0.60307 | 17.1809 | 18.6444 | 1.6682 | 0.16151 | 0.001 | 1.2 | 14.2 | 0 | 0.8 | 10.8243 | 9.4172 | 1.5021 | 2.469 | 16.5402 | 14.0312 | 11.9131 | 9.6454 | 49.2602 | 52.194 | 36.0785 | 48.5926
8777 | 1.9776 | 7.4916 | 3 | 3.0305 | 7.2824 | 0.175 | 0 | 0.0068762 | 1.6312 | 295.6146 | 34.4086 | 30.0923 | 0.93476 | 15.2027 | 16.6961 | 4.9367 | 0 | 0.005 | 2 | 22 | 0 | 4.5 | 10.2054 | 9.0711 | 1.9181 | 3.6112 | 14.7238 | 10.6338 | 9.9533 | 6.9417 | 59.2063 | 60.1127 | 44.885 | 67.0605
8778
8779 |  |  |  | 2.7325 | 6.0947 |  |  | 0.0074171 | 1.2061 | 292.4939 | 23.9226 | 22.759 | 0.55043 | 17.6669 | 18.8799 | 11 | [6 empty] | 9.56 | 8.7946 | 1.4645 | 2.1789 | 16.7383 | 15.7734 | 13.5375 | 13.5965 | 41.5849 | 41.1766 | 31.8175 | 36.8344
8780
8781 | 1.1368 | 3.4811 | 2 | 2.2949 | 5.6342 | -0.61741 | 0.0089041 | 0.0057276 | 1.9231 | 296.6333 | 49.8469 | 39.3886 | 1.3615 | 11.8398 | 13.2512 | 0.69705 | 0.069751 | 0.026073 | 1.6585 | 13.5122 | 0.14795 | 0.63927 | 8.4188 | 6.946 | 2.2172 | 3.9534 | 11.8483 | 6.3282 | 8.1878 | 4.3517 | 56.7736 | 93.3833 | 58.1793 | 89.9122
8782 |  |  |  | 2.681 | 6.8443
8783 | 2.6107 | 7.2691 | 2 | 2.5858 | 6.7185 | -0.83577 | 0.0098503 | 0.0062744 | 2.3083 | 296.729 | 44.7199 | 33.6025 | 1.3046 | 12.8751 | 14.5088 | 0.30666 | 0.02091 | 0.026078 | 1.2313 | 13.9592 | 0.38811 | 1.0838 | 13.4725 | 9.7208 | 2.241 | 3.9236 | 12.9479 | 6.9784 | 9.5676 | 4.8328 | 44.9308 | 78.731 | 50.6621 | 85.9785
8784 | 2.0307 | 6.164 | 2 | 2.3788 | 6.0359 | -0.90922 | 0.046667 | 0.0060048 | 2.6895 | 296.0966 | 48.7584 | 33.5324 | 1.3162 | 11.9176 | 13.6614 | 6.9535 | 0.18123 | 0.0525 | 3 | 19.875 | 3.1983 | 3.9167 | 8.7748 | 6.4447 | 2.3469 | 4.1673 | 12.2779 | 5.7131 | 8.2391 | 3.8772 | 54.041 | 88.6306 | 56.1665 | 93.7097
8785
8786
8787
8788
8789
8790
8791 | 0.87966 | 3.5513 | 2 | 1.7009 | 5.3852 | -0.72524 | 0.0027273 | 0.0066742 | 1.6295 | 297.2938 | 43.3901 | 30.1662 | 1.2717 | 13.3091 | 14.6823 | 3.2604 | 0.40116 | 0.0090909 | 1.5714 | 7.4286 | 0.16364 | 2.8182 | 9.7318 | 6.7905 | 2.4198 | 3.941 | 12.5119 | 7.4223 | 8.8008 | 5.1738 | 47.5939 | 61.9148 | 55.2798 | 81.3726
8792
8793
8794
8795
8796
8797 |  |  |  | 2.1259 | 6.2252 |  |  | 0.0069225 | 1.4568 | 296.8155 | 35.5377 | 30.6928 | 1.0313 | 15.1213 | 16.3439 | 1.4933 | [6 empty] | 8.8502 | 8.2904 | 2.0997 | 3.7611 | 14.2071 | 10.4542 | 9.8979 | 6.3981 | 50.1935 | 64.6705 | 46.3993 | 68.8057
8798
8799 | 5.3289 | 14.2431 | 2.3418 | 2.4238 | 6.5079 | 0.70698 | 0.050127 | 0.0068436 | 2.422 | 296.4572 | 33.9656 | 30.927 | 1.0137 | 15.4573 | 17.1245 | 1.0493 | 0.21434 | 0.064304 | 2.1897 | 14.4655 | 2.2309 | 7.2278 | 8.9539 | 7.3109 | 1.9606 | 3.5684 | 14.7859 | 10.7029 | 10.8698 | 7.2587 | 51.038 | 65.0195 | 43.4843 | 65.8308
8800
8801 |  |  |  | 2.2169 | 5.7307 |  |  | 0.005993 | 2.6707 | 295.9185 | 49.0035 | 33.529 | 1.3139 | 11.8403 | 13.5659 | 10.0217 | [6 empty] | 8.7084 | 6.4548 | 2.341 | 4.1634 | 12.0551 | 5.7358 | 8.1336 | 3.9397 | 54.9662 | 88.2734 | 57.1169 | 93.3233
8802 | 3.3869 | 8.3284 | 2 | 2.3286 | 6.4714 | -8.8415 | 0.0064286 | 0.0049321 | 3.0413 | 293.6265 | 46.2391 | 31.5005 | 1.2181 | 12.3573 | 14.6594 | 0.57199 | 0.1754 | 0.01625 | 2.5 | 14.5 | 0.098393 | 1.0179 | 9.3274 | 6.6049 | 2.2748 | 4.0007 | 11.7975 | 5.8394 | 7.3289 | 4.1342 | 55.3113 | 76.3745 | 59.042 | 93.221
8803
8804
8805 | 3.1353 | 10.555 | 2 | 1.7876 | 5.3151 | -0.71245 | 0.018416 | 0.0066215 | 1.7168 | 297.2445 | 43.5923 | 30.5607 | 1.28 | 13.2592 | 14.6735 | 1.9895 | 0.10341 | 0.02099 | 1.7111 | 11.0444 | 1.0193 | 2.7822 | 9.9961 | 6.9539 | 2.4331 | 3.9684 | 12.6804 | 7.374 | 8.7569 | 5.0812 | 47.9781 | 62.8035 | 54.981 | 82.1077
8806
8807
8808
8809
8810 |  |  |  | 2.8694 | 7.6573 |  |  | 0.0073455 | 1.7781 | 291.6422 | 24.0733 | 22.0343 | 0.5051 | 17.5017 | 19.1026 | 43.6273 | [6 empty] | 10.8396 | 9.4274 | 1.3983 | 2.4393 | 16.7639 | 14.1712 | 11.5806 | 9.3101 | 48.0343 | 42.6544 | 35.5385 | 49.2153
8811
8812
8813
8814
8815 |  |  |  | 1.716 | 4.8797 |  |  | 0.0069519 | 2.5231 | 295.5834 | 29.8576 | 27.8444 | 0.8867 | 16.2819 | 18.0885 | 9.58 | [6 empty] | 10.8761 | 8.6621 | 1.9589 | 3.419 | 15.7342 | 11.3257 | 11.378 | 7.8066 | 46.6748 | 68.6568 | 39.5011 | 62.5532
8816
8817
8818
8819 | 0.70817 | 3.6038 | 2 | 2.4355 | 8.7609 | -0.3875 | 0 | 0.0074725 | 0.95372 | 292.6637 | 27.4642 | 25.5193 | 0.59424 | 16.8604 | 17.6982 | 33.585 | 0.82207 | 0.12 | 1 | 20 | 0 | 14 | 8.1965 | 8.3019 | 1.5736 | 2.0214 | 16.128 | 15.3994 | 12.7145 | 11.4632 | 43.1752 | 44.2493 | 37.0472 | 41.1003
8820
8821 | 9.0342 | 16.3779 | 3 | 1.7637 | 5.3081 | 0.2645 | 0.054375 | 0.0055092 | 3.8091 | 294.525 | 50.8333 | 34.2141 | 1.3238 | 11.0797 | 13.2034 | 3.1222 | 0.22034 | 0.03125 | 1.9375 | 11.1875 | 3.6338 | 13.4062 | 8.5369 | 6.3938 | 2.1933 | 3.9543 | 12.1301 | 5.3001 | 7.0298 | 3.6466 | 56.9126 | 89.7964 | 57.0639 | 96.7568
8822
8823
8824 | 0.78694 | 2.4535 | 2 | 3.2448 | 7.0645 | 0.78354 | 0.0034694 | 0.006753 | 1.2534 | 295.7747 | 39.3858 | 32.1617 | 1.0258 | 14.1413 | 15.4097 | 4.3555 | 0.12166 | 0.016327 | 1 | 5 | 0.38122 | 0.53061 | 8.0208 | 6.7708 | 2.0926 | 3.7614 | 13.959 | 8.8981 | 9.3361 | 5.6414 | 46.2401 | 67.3626 | 48.0546 | 76.7125
8825 | 5.6702 | 13.7205 | 2 | 3.7343 | 11.4052 | 12.4358 | 0.044 | 0.0042917 | 3.3173 | 286.2876 | 42.1153 | 29.752 | 0.69746 | 12.4257 | 14.7709 | 0.51213 | 0.086034 | 0.006 | 2.6 | 5 | 0.572 | 1 | 10.2867 | 8.0381 | 1.1575 | 1.9391 | 12.2745 | 6.9961 | 7.2568 | 5.4881 | 54.2985 | 76.4533 | 56.6997 | 82.8077
8826
8827
8828
8829 | 1.1352 | 3.5141 | 2 | 2.5933 | 6.3668 | -0.62138 | 0.004 | 0.0068121 | 1.1096 | 296.6836 | 39.3551 | 32.0708 | 1.1001 | 14.3124 | 15.4598 | 13.9825 | 0.12572 | 0.046 | 1.2 | 13.6 | 3.064 | 1.8 | 7.3286 | 6.1781 | 2.2278 | 3.8792 | 13.71 | 9.0327 | 9.8341 | 5.8673 | 45.6783 | 67.4436 | 48.0436 | 75.5363
8830
8832
8833
8834
8835
8836
8837
8838
8839
8840
8841 | 1.6752 | 5.0395 | 2 | 2.7475 | 6.1795 | -1.7473 | 0.0021951 | 0.0059514 | 1.8121 | 297.1703 | 50.6938 | 33.4618 | 1.4056 | 11.6557 | 12.9952 | 1 | 0.023352 | 0.022439 | 1.75 | 15 | 0 | 1.122 | 6.9873 | 6.0963 | 2.2978 | 4.0208 | 11.4881 | 6.2928 | 7.8355 | 4.2929 | 45.593 | 75.54 | 60.6128 | 90.5398
8842
8843
8844
8845 |  |  |  | 1.7526 | 4.97
8846 |  |  |  | 2.397 | 5.9926
8847 |  |  |  | 3.8032 | 11.2321 |  |  | 0.0069312 | 2.8544 | 289.6291 | 17.6577 | 20.2059 | 0.35958 | 19.3575 | 21.7233 | 1.9272 | [6 empty] | 12.4715 | 10.22 | 1.2129 | 1.7378 | 18.7261 | 15.1354 | 15.1185 | 11.9474 | 40.924 | 47.5129 | 27.1633 | 41.4252
8848
8849 | 1.1495 | 4.9391 | 2.3333 | 2.8372 | 7.6366 | -3.705 | 0.034167 | 0.0070501 | 1.5486 | 297.1156 | 34.5985 | 29.9756 | 1.0391 | 15.3268 | 16.6007 | 14.5543 | 0.25644 | 0.05 | 1.6 | 15.2 | 1.06 | 4.75 | 7.9238 | 7.9547 | 2.0086 | 3.6899 | 14.24 | 10.967 | 10.4271 | 6.7988 | 49.2802 | 61.4242 | 46.1837 | 66.3174
8850
8852
8853
8854
8855
8856
8857
8858
8859
8860
8861
8862 | 8.0153 | 20.908 | 2.8235 | 1.437 | 3.9406 | -0.014024 | 0.10471 | 0.0069016 | 3.3388 | 296.4405 | 31.8687 | 29.8538 | 0.99292 | 15.8759 | 17.703 | 9.711 | 0.2227 | 0.024118 | 5.6667 | 22 | 1.3053 | 14.7059 | 9.5337 | 8.3951 | 1.8852 | 3.5362 | 15.433 | 11.2891 | 10.8254 | 7.6001 | 50.6397 | 63.8716 | 41.8394 | 62.9036
8863
8866
8867
8868
8869 | 1.0373 | 3.3809 | 2 | 2.1192 | 5.8741 | 0.013445 | 0.014923 | 0.0061875 | 2.169 | 296.43 | 43.3433 | 30.3772 | 1.2397 | 13.2733 | 14.8573 | 2.5603 | 0.041654 | 0.021692 | 2.6364 | 9.7273 | 0.97908 | 1.5385 | 8.5903 | 6.0437 | 2.3254 | 3.7717 | 13.2799 | 7.0909 | 8.948 | 4.8904 | 43.642 | 67.9757 | 51.609 | 84.4768
8870
8871
8872
8873
8874 | 0.89234 | 2.9474 | 2 | 2.0985 | 6.6764 | -0.81338 | 0.02 | 0.005686 | 0.93701 | 299.2266 | 44.9578 | 37.7565 | 1.4607 | 13.4986 | 14.296 | 0.90722 | 0.13013 | 0.077368 | 2.3929 | 10.1786 | 0 | 0.026316 | 8.1106 | 7.5436 | 2.5764 | 4.1767 | 12.4369 | 7.9771 | 9.1819 | 5.4766 | 53.4321 | 78.261 | 55.4747 | 80.5742
8875
8876
8877
8878
8879
8880 | 2.2633 | 5.8789 | 2 | 2.1812 | 5.427 | 0.21348 | 0.0046421 | 0.0059411 | 1.247 | 297.939 | 51.4627 | 35.5264 | 1.4688 | 11.651 | 12.7563 | 0.63793 | 0.071218 | 0.013189 | 1.3352 | 16.0559 | 0.097614 | 0.52061 | 7.5119 | 6.846 | 2.6318 | 4.066 | 10.9415 | 6.496 | 7.6242 | 4.4123 | 49.8575 | 74.8174 | 62.9564 | 88.2152
8881
8882
8883
8884 | 4.5329 | 14.0364 | 2.7778 | 3.3605 | 9.1435 | 0.16847 | 0.010476 | 0.0074509 | 1.7252 | 290.856 | 21.4811 | 18.9188 | 0.45237 | 18.072 | 19.5981 | 4.027 | 0.11407 | 0.053598 | 1.5 | 11.1429 | 16.9302 | 6.2698 | 10.2567 | 8.7029 | 1.3864 | 2.0493 | 17.4654 | 15.8275 | 13.2278 | 11.654 | 40.9293 | 36.7013 | 31.5465 | 39.3857
8885 | 10.2489 | 21.4098 | 2 | 2.2342 | 5.5184 | -5.1673 | 0.044329 | 0.0052723 | 2.4065 | 292.799 | 44.0284 | 30.513 | 1.0702 | 12.8814 | 14.9747 | 0.75628 | 0.16342 | 0.052439 | 1.7031 | 11.8906 | 2.0663 | 3.7073 | 9.6294 | 6.7657 | 2.0302 | 3.6007 | 12.0642 | 6.5662 | 7.5167 | 4.3122 | 55.8365 | 74.0187 | 57.1322 | 89.1327
8886 |  |  |  | 1.6238 | 4.7155
8887
8888 | 0.82358 | 3.3944 | 2 | 3.1234 | 7.6529 | -4.1043 | 0.014545 | 0.0065988 | 1.5933 | 297.908 | 43.4139 | 39.0201 | 1.2947 | 13.3123 | 14.6414 | 10.2066 | 0.0055972 | 0.0027273 | 1.25 | 18.5 | 0.49091 | 0.81818 | 7.9231 | 7.3385 | 2.4069 | 4.1401 | 11.6964 | 7.9313 | 8.9335 | 5.2859 | 63.0039 | 80.0844 | 57.0438 | 80.066
8889 |  |  |  | 2.3157 | 6.2153
8890
8891 | 9.6892 | 22.0786 | 3 | 1.5366 | 4.1325 | -5.979 | 0.093426 | 0.0067974 | 3.1933 | 294.9741 | 35.9706 | 33.2989 | 0.93613 | 14.7609 | 16.5912 | 0.32627 | 0.024513 | 0.063519 | 3.617 | 14.4043 | 1.2824 | 14.2778 | 10.801 | 9.163 | 1.8622 | 3.55 | 14.187 | 9.3393 | 8.8649 | 5.5022 | 56.2051 | 76.7923 | 47.4896 | 75.2851
8892 | 5.1551 | 12.4027 | 2.0342 | 2.1844 | 6.4898 | -0.29866 | 0.05411 | 0.0058401 | 3.5445 | 296.1743 | 45.6801 | 32.8602 | 1.2866 | 12.5103 | 14.5744 | 0.90736 | 0.057368 | 0.080274 | 2.3883 | 17.3786 | 4.2812 | 6.8151 | 9.1409 | 7.0914 | 2.2015 | 3.8723 | 13.3323 | 6.089 | 8.5838 | 4.1009 | 52.2907 | 93.816 | 50.965 | 91.7331
8893
8894
8895
8896
8897
8898
8899
8900
8901
8902 | 0.33759 | 1.4395 | 2 | 2.1206 | 5.3417 | -1.2657 | 0.0033333 | 0.0063505 | 0.56495 | 299.965 | 61.5691 | 47.5983 | 1.7915 | 9.9209 | 10.5275 | 0.65455 | 0.2114 | 0.0042857 | 1.08 | 9.84 | 0 | 0.095238 | 8.0267 | 7.4529 | 3.3288 | 4.5334 | 8.2513 | 5.1537 | 5.7327 | 3.5109 | 70.6013 | 96.3136 | 78.3709 | 97.7514
8903 | 9.4335 | 18.7399 | 3 | 2.2941 | 6.8475 | 0.80357 | 0.063302 | 0.0061086 | 2.4165 | 293.3138 | 37.9886 | 36.7936 | 0.87451 | 14.0421 | 15.7313 | 0.33549 | 0.018752 | 0.28491 | 1.6279 | 13.3023 | 0.92821 | 3.6981 | 11.7857 | 10.8116 | 1.598 | 3.1242 | 14.372 | 9.2564 | 11.1503 | 7.4621 | 59.3147 | 88.4894 | 44.4859 | 68.5771
8904 | 1.9242 | 5.2994 | 2 | 2.5078 | 7.0333 | 1.3438 | 0.0055224 | 0.0046305 | 1.4407 | 292.45 | 42.6979 | 32.6381 | 1.0488 | 13.3095 | 14.9699 | 1.2843 | 0.12916 | 0.010821 | 1.9111 | 11.2222 | 0.89119 | 0.93284 | 7.8626 | 7.0639 | 1.8662 | 3.197 | 12.7948 | 6.9151 | 8.2337 | 5.4054 | 52.3809 | 80.5448 | 55.132 | 85.3991
8905
8906
8907
8908 | 12.2073 | 21.8657 | 2 | 2.8025 | 8.3383 | 3.9145 | 0.055183 | 0.0066886 | 5.3699 | 292.5818 | 24.3496 | 23.4546 | 0.73519 | 17.3626 | 20.3437 | 0.8947 | 0.10689 | 0.19497 | 1.4886 | 12.7045 | 0.25812 | 9.377 | 12.3445 | 9.5667 | 1.7541 | 2.8134 | 16.3598 | 10.7984 | 11.0584 | 8.1364 | 45.7071 | 59.0521 | 38.1558 | 60.4538
8909 | 1.5474 | 4.0617 | 2 | 2.6735 | 7.7834 | -1.1345 | 0.025333 | 0.0065067 | 2.1788 | 297.9402 | 45.4693 | 32.2015 | 1.389 | 12.8239 | 14.4938 | 5.1046 | 0.2852 | 0.010667 | 3 | 16.9 | 5.5347 | 4.8 | 10.7297 | 7.4146 | 2.6337 | 4.2638 | 11.9445 | 6.3658 | 8.3431 | 4.4048 | 50.8506 | 85.8133 | 56.842 | 89.2789
8910 | 2.5383 | 6.3218 | 2 | 2.3325 | 6.1215 | -0.60251 | 0.0025641 | 0.0070796 | 2.4563 | 295.3034 | 26.0828 | 27.5571 | 0.79476 | 17.3997 | 19.1419 | 2.2307 | 0.1766 | 0.0061538 | 1.85 | 13.45 | 0.25949 | 0.17949 | 10.9282 | 9.3435 | 1.6773 | 3.0141 | 16.3019 | 13.9013 | 13.5434 | 10.8898 | 50.1827 | 58.1477 | 35.6121 | 47.8103
8911
8912
8913
8914
8915 | 1.465 | 3.4019 | 2 | 2.5731 | 7.3258 | -3.0632 | 0.00075949 | 0.0057986 | 0.98905 | 298.3762 | 49.9921 | 40.7396 | 1.4275 | 12.3305 | 13.1957 | 0.088416 | 0.15994 | 0.001519 | 1.9 | 10.1 | 0 | 0 | 8.1705 | 7.0807 | 2.4817 | 4.2243 | 11.104 | 6.7831 | 7.1215 | 3.9979 | 56.9356 | 84.4738 | 61.9379 | 89.2679
8916
8917
8918
8919
8920 | 0.52765 | 2.3802 | 2 | 3.0172 | 8.5489 | 0.60543 | 0 | 0.0067889 | 0.9599 | 297.8556 | 43.2953 | 35.1779 | 1.2565 | 13.68 | 14.7171 | 2 | 0.64136 | 0.003 | 3.75 | 11.5 | 0 | 0 | 6.9821 | 5.2836 | 2.3458 | 3.9235 | 12.3486 | 8.5854 | 9.4189 | 5.85 | 52.1285 | 71.686 | 55.4143 | 77.6927
8921 | 1.4641 | 4.6223 | 2 | 2.5511 | 7.8608 | -0.05803 | 0.0076531 | 0.0058705 | 1.5739 | 297.3935 | 46.4155 | 31.6328 | 1.3989 | 12.9158 | 14.2895 | 0.99243 | 0.18453 | 0.0033673 | 1.5479 | 14.1644 | 0.87985 | 0.82143 | 8.0531 | 6.5059 | 2.5563 | 4.5228 | 12.9834 | 6.461 | 8.1057 | 4.4519 | 57.4399 | 83.2183 | 54.0358 | 89.1467
8922
8923 | 10.719 | 20.8197 | 2 | 2.1813 | 5.9128 | -0.96363 | 0.050196 | 0.005963 | 3.4471 | 295.1212 | 35.9737 | 31.967 | 1.1565 | 14.7027 | 17.6264 | 0.31405 | 0.098613 | 0.14868 | 1.4286 | 12.5286 | 0.89186 | 7.902 | 14.6315 | 11.4724 | 2.2873 | 4.0221 | 13.8858 | 6.6971 | 9.0128 | 4.3799 | 59.2394 | 94.6938 | 48.8095 | 87.5703
8924
8925
8926
8927
8928
8929
8930 | 3.2939 | 7.3482 | 2 | 2.4105 | 5.9467 | 0.86422 | 0.0038967 | 0.0054586 | 1.9348 | 296.3713 | 53.8104 | 38.3456 | 1.4009 | 10.9204 | 12.3087 | 0.22465 | 0.061083 | 0.033192 | 1.2353 | 12.9412 | 0.25352 | 0.50704 | 7.6761 | 6.5707 | 2.2298 | 3.9401 | 10.8442 | 5.9853 | 7.3829 | 4.1467 | 55.5781 | 86.0039 | 63.2257 | 92.1615
8931
8932 | 1.0609 | 3.0325 | 2 | 2.3705 | 7.387 | -1.4878 | 0.0042857 | 0.0066134 | 1.8105 | 297.5 | 46.0474 | 33.7377 | 1.323 | 12.9778 | 14.448 | 0.62626 | 0.28309 | 0.0071429 | 7.5 | 9.25 | 0.042857 | 2.5714 | 8.5506 | 6.4921 | 2.557 | 4.0884 | 11.8997 | 6.5347 | 8.2891 | 4.3636 | 58.14 | 86.7803 | 58.9395 | 88.6256
8933
8934
8935 | 2.812 | 9.6528 | 2 | 3.3666 | 8.7037 | -0.36508 | 0.013333 | 0.0037907 | 5.0386 | 286.146 | 45.04 | 30.8834 | 0.74693 | 11.3932 | 14.3343 | 2.7724 | 0.068965 | 0.049091 | 2.125 | 9.8125 | 0.12879 | 3.5152 | 11.271 | 8.8839 | 1.1931 | 2.019 | 11.7699 | 6.7184 | 6.8147 | 4.9656 | 59.0665 | 78.9107 | 59.4373 | 85.1437
8936
8937
8938
8939
8940
8941
8942
8943 | 4.3566 | 17.6844 | 2 | 1.8047 | 5.3628 | 1.7172 | 0.023333 | 0.0066122 | 1.6391 | 297.3388 | 43.965 | 30.7973 | 1.3018 | 13.1763 | 14.5644 | 0.83636 | 0.075666 | 0.0088966 | 1.5 | 11.6667 | 0.252 | 0.69333 | 11.1709 | 7.7677 | 2.4363 | 4.0064 | 12.7416 | 7.3433 | 8.8658 | 5.0529 | 47.9729 | 62.4814 | 54.5373 | 82.3449
8944
8945
8946 | 1.831 | 6.7443 | 2 | 2.3742 | 8.4639 | 0.3 | 0 | 0.0058051 | 2.1764 | 298.2212 | 48.4025 | 35.5777 | 1.581 | 12.1364 | 14.092 | 32.8623 | 0.1875 | 0 | 3 | 20 | 0 | 0 | 11.5687 | 8.3597 | 2.9088 | 4.893 | 11.0446 | 5.8444 | 7.3663 | 4.5449 | 67.6232 | 85.663 | 62.0941 | 91.8674
8948 | 2.2882 | 5.8025 | 2 | 2.4146 | 6.1327 | 1.9102 | 0.012857 | 0.0068933 | 1.4675 | 296.5438 | 35.4501 | 30.6978 | 1.0046 | 15.126 | 16.3478 | 16.1188 | 0.27864 | 0.065714 | 2.25 | 18.5 | 0.58286 | 4.1429 | 9.3531 | 8.4638 | 2.0255 | 3.6846 | 14.3486 | 10.3248 | 9.8945 | 6.388 | 50.6897 | 64.9233 | 45.2934 | 69.3951
8949 | 5.0907 | 12.5114 | 2 | 2.173 | 5.5123 | -16.275 | 0.07 | 0.0066131 | 1.3383 | 295.0187 | 42.8635 | 34.8461 | 1.0153 | 13.2058 | 14.5169 | 2.191 | 0.28125 | 0.34 | 1 | 5 | 4.7 | 12.5 | 9.3425 | 7.7954 | 2.0772 | 3.7567 | 12.8409 | 7.9334 | 7.9888 | 4.775 | 54.0574 | 75.3648 | 53.5543 | 82.9881
8950
8951
8952 | 1.1291 | 14.9386 | 2 | 3.5811 | 7.6169 | 5.0531 | 6.8212e-15 | 0.0072809 | 1.4503 | 296.1958 | 33.6152 | 29.8304 | 0.93605 | 15.6297 | 16.9628 | 2.0229 | 0.091615 | 0 | 5.6667 | 16.6667 | 0.34 | 0.75 | 6.1185 | 5.8734 | 2.0019 | 3.563 | 13.9427 | 11.3728 | 11.2396 | 7.8089 | 48.1804 | 59.6619 | 45.5209 | 62.3389
8953
8954
8955
8956
8957
8958
8960
8961
8962
8963
8964
8965
8966
8967 | 8.089 | 19.1571 | 3 | 2.7602 | 7.5086 | 4.0816 | 0.095111 | 0.006978 | 2.7966 | 295.376 | 33.8615 | 30.8747 | 0.9364 | 15.1338 | 16.9248 | 1.0799 | 0.10342 | 0.035778 | 3.9706 | 18.7059 | 3.0269 | 13 | 11.3699 | 9.6754 | 1.9013 | 3.4571 | 13.8169 | 11.2222 | 11.1556 | 8.3266 | 56.2496 | 63.2253 | 45.9267 | 59.733
8968
8969
8970 | 2.1269 | 8.044 | 2 | 4.3509 | 9.4738 | 4.6198 | 0.019706 | 0.0074903 | 1.9119 | 292.468 | 26.4394 | 22.7614 | 0.58785 | 16.6232 | 18.1883 | 9.6398 | 0.29722 | 0.028824 | 3.6818 | 16 | 8.9421 | 4.8235 | 9.8155 | 8.4403 | 1.4211 | 2.3446 | 15.3339 | 14.2471 | 12.4796 | 10.5501 | 46.4596 | 42.9161 | 37.3412 | 45.1889
8971 | 8.0037 | 17.9981 | 2 | 3.0242 | 7.1269 | -0.69981 | 0.031061 | 0.0069326 | 2.8362 | 290.4466 | 19.7239 | 23.9495 | 0.44428 | 18.7038 | 20.9158 | 0.86648 | 0.10487 | 0.067121 | 1.84 | 14.6 | 0.18212 | 1.6061 | 14.1814 | 12.0885 | 1.3333 | 2.0922 | 18.7708 | 14.4628 | 13.6354 | 9.6834 | 47.8615 | 57.2004 | 28.2145 | 46.7514
8972
8973
8974 | 20.6011 | 64.8801 | 3 | 1.6415 | 4.3505 | -6.3371 | 0.15937 | 0.0071414 | 3.4751 | 294.8709 | 23.2657 | 23.625 | 0.75508 | 17.9364 | 20.0103 | 7.665 | 0.25169 | 0.034727 | 10.6154 | 22.0769 | 0.91312 | 11.5 | 10.8878 | 8.9243 | 1.767 | 2.9071 | 16.7073 | 14.1235 | 13.1053 | 11.0906 | 43.5582 | 50.4965 | 35.434 | 45.842
8975
8976
8977
8978
8979 |  |  |  | 2.4335 | 5.9019 |  |  | 0.0064217 | 2.0743 | 297.102 | 45.6874 | 33.3032 | 1.3002 | 12.8076 | 14.3089 | 31 | [6 empty] | 7.6276 | 5.708 | 2.414 | 4.1193 | 12.8083 | 6.761 | 8.6993 | 4.4672 | 51.8017 | 77.6498 | 55.0867 | 87.2388
8980 | 11.1267 | 56.9064 | 2 | 2.7546 | 7.7264 | -3.6094 | 0.009375 | 0.0072517 | 2.1331 | 293.2148 | 23.9172 | 27.3298 | 0.61294 | 17.6266 | 19.3415 | 1.8819 | 0.58328 | 0.051131 | 3.5556 | 16.5556 | 4.2656 | 2.5625 | 12.8675 | 11.4322 | 1.4987 | 2.4283 | 16.8291 | 14.8605 | 13.2083 | 10.8307 | 55.9799 | 60.0705 | 32.9329 | 45.0577
8981
8982 | 0.91463 | 4.2882 | 2 | 2.7229 | 7.2489 | -0.31925 | 0.0043902 | 0.0060388 | 2.4022 | 296.2559 | 37.0461 | 35.2701 | 1.1544 | 14.7835 | 16.666 | 1.895 | 0.12569 | 0.012317 | 1.6667 | 10.3 | 1.0689 | 0.89024 | 10.9797 | 9.2149 | 2.2834 | 3.8651 | 13.9819 | 8.2637 | 9.8329 | 5.2818 | 60.1155 | 87.7271 | 48.0165 | 78.8663
8983
8984
8985
8986 | 14.2245 | 30.3809 | 2 | 3.1732 | 7.8974 | 7.45 | 0.06 | 0.0066685 | 4.2295 | 293.2207 | 32.8775 | 33.6715 | 0.85868 | 15.2631 | 17.8098 | 0.0988 | 0.3125 | 0.15 | 1 | 2 | 0 | 1 | 13.7552 | 11.9914 | 1.8479 | 3.4827 | 15.4778 | 8.8279 | 9.7433 | 6.1807 | 60.6628 | 92.2169 | 42.7049 | 73.062
8987 | 1.5634 | 6.7775 | 3 | 1.4381 | 3.5738 | 2.4777 | 0.01 | 0.0071708 | 2.6427 | 295.6053 | 29.1585 | 26.5058 | 0.82629 | 16.5756 | 18.2895 | 11.7854 | 0.6467 | 0.073333 | 4.3333 | 17.3333 | 0.11333 | 8 | 8.2572 | 7.456 | 1.8143 | 3.3552 | 15.9994 | 12.3965 | 10.5933 | 7.9099 | 47.1938 | 53.6952 | 39.9353 | 59.5528
8988 | 4.4665 | 10.6155 | 3 | 2.0156 | 5.4245 | 1.4732 | 0.038523 | 0.0062625 | 2.7419 | 293.631 | 44.5997 | 37.3991 | 1.0007 | 12.7203 | 14.323 | 0.22164 | 0.050524 | 0.041705 | 1.7662 | 12.9481 | 0.79153 | 4.6193 | 9.9942 | 8.2461 | 1.9173 | 3.5927 | 12.4774 | 7.1171 | 7.9563 | 4.5117 | 57.9236 | 83.4885 | 54.3223 | 86.8242
8989
8990 | 1.9282 | 4.9781 | 2 | 3.3595 | 8.9722 | 1.4514 | 0.0020463 | 0.0072317 | 0.97288 | 296.6314 | 34.5856 | 37.7703 | 0.93928 | 15.4305 | 16.1931 | 0.7195 | 0.043843 | 0.0072587 | 1.4194 | 10 | 0.12838 | 0.75676 | 13.2339 | 12.3583 | 2.1244 | 3.0635 | 13.488 | 13.2469 | 8.6314 | 8.4627 | 74.623 | 71.5808 | 52.9388 | 55.1358
8991
8992 |  |  |  | 1.771 | 5.715 |  |  | 0.0072764 | 2.4933 | 294.9013 | 30.1199 | 26.9123 | 0.80795 | 15.976 | 17.7523 | 52 | [6 empty] | 10.5411 | 9.0966 | 1.7385 | 3.1482 | 14.2262 | 12.4833 | 11.8611 | 9.2195 | 51.7645 | 53.4925 | 42.5598 | 52.8893
8993 | 1.7101 | 6.3038 | 2 | 2.5363 | 7.0805 | 0.1455 | 0.0078378 | 0.005887 | 2.4358 | 296.6816 | 46.7381 | 35.7737 | 1.426 | 12.148 | 14.371 | 0.99034 | 0.0029406 | 0.013919 | 1.5116 | 13.3488 | 0.058784 | 0.040541 | 13.7605 | 10.0942 | 2.5649 | 4.4969 | 12.4849 | 5.8425 | 7.6123 | 4.1725 | 66.0653 | 95.0851 | 55.5797 | 92.8513
8994
8995 | 17.7182 | 38.9723 | 2 | 2.3916 | 6.9214 | -1.7337 | 0.087143 | 0.0051562 | 5.1013 | 295.1715 | 43.2337 | 33.5296 | 1.2997 | 12.832 | 15.625 | 0.99641 | 0.056934 | 0.037143 | 3.2727 | 15.7273 | 0.40286 | 3.5714 | 8.8944 | 8.0477 | 2.3615 | 4.0763 | 12.9148 | 6.0267 | 7.9708 | 4.5997 | 54.4968 | 92.4715 | 54.229 | 91.5693
8996
8997
8998 |  |  |  | 2.0003 | 6.5243 |  |  | 0.0070378 | 2.3174 | 295.5296 | 33.6283 | 30.6932 | 0.91705 | 15.2423 | 16.7996 | 24.1048 | [6 empty] | 10.869 | 9.4399 | 1.8429 | 3.3341 | 13.8876 | 11.6338 | 11.5368 | 8.5755 | 54.5228 | 61.441 | 44.799 | 58.3857
8999
9000 | 1.2713 | 3.9048 | 2 | 2.5608 | 6.936 | -3.7326 | 0.010448 | 0.0058893 | 0.97957 | 298.3872 | 44.0431 | 37.2576 | 1.3325 | 13.5754 | 14.3108 | 0.66823 | 0.07205 | 0.0086567 | 1.7778 | 15.5778 | 0.79343 | 3.2239 | 8.5368 | 8.1629 | 2.2536 | 3.9452 | 12.0583 | 8.8982 | 8.5125 | 5.5874 | 59.9069 | 80.9192 | 57.4193 | 77.247
9001 | 2.0259 | 5.9744 | 2 | 2.447 | 5.1673 | 5.2527 | 0 | 0.0059125 | 1.9946 | 296.8973 | 49.1861 | 31.7223 | 1.3597 | 11.99 | 13.3591 | 16.3712 | 0.11148 | 0.02 | 19 | 8 | 0 | 0 | 7.8517 | 6.7621 | 2.3198 | 3.8318 | 11.8257 | 6.4603 | 7.9535 | 4.4622 | 42.0836 | 67.3132 | 59.0757 | 89.0092
9002
9003 |  |  |  | 2.1739 | 6.3347
9004
9005 | 1.7638 | 6.3785 | 2 | 2.0704 | 6.1912 | -4.4962 | 0.00064516 | 0.00516 | 2.8371 | 295.5124 | 47.7988 | 32.668 | 1.3651 | 12.07 | 14.2933 | 1.3815 | 0.26506 | 0.0080645 | 1.6923 | 10.2308 | 0.35548 | 0.32258 | 9.5692 | 6.7489 | 2.5348 | 4.4016 | 11.3056 | 5.7435 | 7.1072 | 4.0927 | 57.8791 | 78.2904 | 61.6746 | 93.9851
9006
9007
9008
9009 | 10.989 | 24.186 | 2 | 3.7824 | 8.966 | 2.4327 | 0.031944 | 0.0068719 | 2.7591 | 290.9664 | 20.2625 | 24.6857 | 0.48066 | 18.627 | 20.7349 | 8.2406 | 0.14952 | 0.075889 | 2.9333 | 15.4 | 1.1825 | 5.4167 | 13.8012 | 12.0333 | 1.3605 | 2.0233 | 17.9225 | 15.0996 | 13.7118 | 11.3547 | 49.4541 | 55.6207 | 31.3215 | 42.1429
9010
9011
9012
9013 | 1.8948 | 6.3174 | 2 | 2.1096 | 7.12 | 2.9344 | 0.015556 | 0.0058476 | 3.5518 | 296.3444 | 47.5128 | 34.1798 | 1.3331 | 12.0736 | 14.1092 | 0.86379 | 0 | 0.016111 | 3.4167 | 17.5833 | 0.97111 | 1.7222 | 9.0424 | 7.2 | 2.3295 | 3.9902 | 12.5917 | 5.8781 | 8.1293 | 3.9766 | 55.9345 | 96.7582 | 54.4446 | 92.9896
9014
9015
9016
9017
9018 | 8.2576 | 18.6053 | 3 | 1.571 | 4.209 | -0.027488 | 0.052794 | 0.0065504 | 3.2099 | 295.3897 | 46.6785 | 32.5025 | 1.2604 | 12.0369 | 13.9124 | 2.2371 | 0.028294 | 0.045441 | 2 | 16.22 | 5.1724 | 7.3824 | 12.5053 | 8.608 | 2.131 | 3.9132 | 12.4541 | 6.3633 | 7.9274 | 4.3778 | 47.8778 | 73.1238 | 53.7957 | 89.644
9019
9020 | 8.6056 | 17.6015 | 2 | 2.3324 | 6.5667 | -4.2499 | 0.026643 | 0.0048164 | 3.5593 | 293.3148 | 47.5139 | 32.5431 | 1.2276 | 11.9659 | 14.2859 | 0.51983 | 0.10479 | 0.036 | 2.8333 | 10.6667 | 0.58764 | 3.2429 | 9.7548 | 6.8712 | 2.2638 | 4.036 | 11.6376 | 5.7321 | 7.278 | 4.0951 | 56.9916 | 78.6167 | 59.8512 | 93.7823
9021
9022
9023
9024
9025
9026
9027 | 6.814 | 15.2253 | 2 | 2.4915 | 6.4931 | -4.2573 | 0.034271 | 0.0052754 | 2.1704 | 294.0288 | 46.432 | 31.4991 | 1.1981 | 12.3883 | 14.4036 | 0.46443 | 0.098912 | 0.068281 | 2.3143 | 13.7429 | 0.60703 | 0.68229 | 9.2337 | 6.4752 | 2.3063 | 3.8843 | 11.4562 | 6.3901 | 7.3295 | 4.3671 | 56.4067 | 74.1769 | 60.266 | 90.0084
9028
9029
9030
9031 |  |  |  | 2.1087 | 6.1369
9032
9033
9034 | 9.7105 | 20.5874 | 3 | 2.6238 | 8.7577 | 2.2022 | 0.07 | 0.005273 | 2.7966 | 293.8446 | 45.6856 | 34.6468 | 1.2159 | 12.2127 | 14.6246 | 1.7637 | 0.037972 | 0.025556 | 4.5 | 13.1667 | 5.0133 | 12.2222 | 12.864 | 9.5635 | 2.1421 | 3.9564 | 13.1143 | 5.8973 | 7.5062 | 4.1059 | 62.2807 | 92.6845 | 52.7843 | 92.6868
9035 | 6.4072 | 91.5126 | 2 | 2.1344 | 5.7651 | -5.875 | 0 | 0.0068089 | 1.9434 | 297.6354 | 41.2409 | 30.2142 | 1.2827 | 14.0128 | 15.4922 | 11.742 | 0 | 0 | 1 | 22 | 0 | 0 | 9.3488 | 6.5866 | 2.3884 | 4.2121 | 13.9615 | 6.9065 | 9.8823 | 4.709 | 48.8875 | 73.3374 | 48.8921 | 84.3071
9036
9037
9038
9039
9040 | 11.6376 | 23.2021 | 2 | 2.2189 | 6.6005 | -2.3433 | 0.055159 | 0.0063254 | 5.5123 | 291.9737 | 30.2556 | 31.0003 | 0.77656 | 16.1873 | 19.1874 | 0.9106 | 0.10131 | 0.089236 | 1.5448 | 15.3881 | 0.1692 | 8.6401 | 13.522 | 10.6616 | 1.5304 | 3.2172 | 16.9607 | 8.2346 | 10.0535 | 5.3147 | 51.3635 | 90.1353 | 35.6539 | 77.1266
9041 |  |  |  | 2.3006 | 5.8029
9042 |  |  |  | 2.1267 | 5.0134 |  |  | 0.0069344 | 2.8005 | 294.9987 | 35.2555 | 30.5547 | 0.9213 | 14.8397 | 16.6924 | 24.541 | [6 empty] | 10.0825 | 7.7604 | 1.8773 | 3.5464 | 14.7377 | 9.14 | 9.1718 | 5.6358 | 50.9923 | 74.4802 | 45.6919 | 75.5567
9043
9044 | 6.9425 | 18.9798 | 2 | 1.8365 | 5.3273 | -3.3816 | 0.038824 | 0.0069355 | 2.8083 | 296.125 | 30.9954 | 31.0524 | 0.94015 | 16.2934 | 18.1905 | 1.5596 | 0.20994 | 0.057031 | 1.4286 | 14.0476 | 2.4156 | 5.5588 | 10.9427 | 8.6775 | 2.1051 | 3.5264 | 15.4518 | 11.3192 | 11.1974 | 7.9191 | 54.7185 | 70.8473 | 42.4715 | 61.9969
9045 |  |  |  | 2.0988 | 5.2578
9046 | 11.0529 | 21.4969 | 2 | 2.1151 | 5.9981 | 3.5548 | 0.048571 | 0.0051743 | 5.3356 | 294.6349 | 42.8945 | 33.2074 | 1.2535 | 12.8528 | 15.6999 | 0.27754 | 0.020031 | 0.069429 | 1.6667 | 10.6667 | 0.32229 | 0.8 | 8.9748 | 8.0254 | 2.2776 | 3.9776 | 13.1104 | 6.0488 | 7.9856 | 4.5816 | 53.8139 | 91.7964 | 53.4126 | 91.4515
9047 | 0.37595 | 1.0745 | 2 | 3.2142 | 7.5177 | -9.5672 | 0.00066667 | 0.0060181 | 0.9389 | 296.3927 | 43.4175 | 34.014 | 1.0896 | 13.5103 | 14.3227 | 0 | 0.39799 | 0.002 | 1.3333 | 17.3333 | 0 | 0 | 6.5954 | 6.6392 | 1.9498 | 3.2361 | 12.3119 | 8.841 | 8.3124 | 5.4107 | 53.0542 | 67.9342 | 54.2903 | 76.7872
9048
9049
9050
9051 | 9.9329 | 22.2249 | 2.2231 | 2.8588 | 8.3375 | -0.075328 | 0.048765 | 0.0045287 | 3.7407 | 290.3159 | 49.5201 | 36.9715 | 0.99858 | 11.1481 | 13.326 | 1.4101 | 0.069229 | 0.078486 | 2.3333 | 12.873 | 0.17785 | 6.2231 | 14.8367 | 11.5707 | 1.7317 | 2.7306 | 10.8918 | 5.8639 | 6.3152 | 4.2495 | 68.5913 | 93.8781 | 63.4354 | 91.1157
9052
9053
9054
9055 | 0.52893 | 1.8567 | 2 | 2.9591 | 8.408 | -1.0166 | 0 | 0.0067889 | 0.9599 | 297.8556 | 43.2953 | 35.1779 | 1.2565 | 13.68 | 14.7171 | 2 | 0.25982 | 0.0011111 | 1.4 | 13.6 | 0.42889 | 1.8889 | 6.9821 | 5.2836 | 2.3458 | 3.9235 | 12.3486 | 8.5854 | 9.4189 | 5.85 | 52.1285 | 71.686 | 55.4143 | 77.6927
9056 | 0.58725 | 3.2283 | 2 | 2.085 | 5.4712 | 1.5331 | 0.0075 | 0.0066941 | 1.2905 | 295.0894 | 43.6133 | 35.572 | 1.018 | 13.0278 | 14.2989 | 0.47797 | 0.22217 | 0.009375 | 1.375 | 11.375 | 0.7025 | 1.1875 | 9.5663 | 7.9896 | 2.0869 | 3.7156 | 12.3362 | 7.9957 | 7.6992 | 4.7015 | 57.0981 | 75.5713 | 55.6686 | 82.7399
9057 | 3.1495 | 8.9658 | 2 | 2.0198 | 5.7735 | 0.20408 | 0.076667 | 0.0058077 | 2.5542 | 296.1703 | 49.1446 | 33.9364 | 1.3415 | 11.8766 | 13.5639 | 15.0633 | 0.44027 | 0.012727 | 6.5667 | 21.4333 | 1.4421 | 6.4848 | 8.4031 | 6.444 | 2.3966 | 4.1927 | 11.9974 | 5.7412 | 8.1178 | 4.0033 | 55.0079 | 88.3724 | 57.4259 | 93.2112
9058 | 2.1506 | 7.5693 | 2 | 2.2684 | 7.0678 | -1.567 | 0.01 | 0.0060983 | 2.0037 | 296.4966 | 41.8516 | 31.4961 | 1.2218 | 13.8146 | 15.3709 | 17.313 | 0.77856 | 0.004 | 3.8 | 11.4 | 2.83 | 1.8 | 9.3805 | 6.846 | 2.3419 | 4.0934 | 13.419 | 7.3192 | 8.2116 | 4.4528 | 52.9443 | 74.0391 | 51.6192 | 83.9229
9059
9060
9061 | 8.2672 | 18.8227 | 2 | 4.1837 | 13.0727 | -3.2509 | 0.043 | 0.00422 | 3.4891 | 285.9463 | 42.9162 | 29.9739 | 0.69936 | 12.1633 | 14.5591 | 3.1239 | 0.12086 | 0.14 | 4.2 | 18.6 | 0 | 6.1 | 10.1035 | 7.8787 | 1.1516 | 1.9276 | 12.271 | 6.8648 | 7.163 | 5.4458 | 54.4425 | 76.3401 | 57.0586 | 83.4213
9062
9063
9064
9065
9066
9067
9068 | 9.061 | 19.9518 | 2.9231 | 1.4797 | 3.7498 | -1.56 | 0.045288 | 0.0054928 | 2.3644 | 296.091 | 52.8615 | 36.6323 | 1.3581 | 11.0389 | 12.4804 | 1.043 | 0.024048 | 0.11747 | 1.6129 | 9.9355 | 0 | 0 | 9.6948 | 8.2292 | 2.1929 | 3.6866 | 10.2776 | 6.0887 | 6.326 | 4.1573 | 55.7134 | 74.6802 | 67.3937 | 90.2137
9069
9070
9071
9072
9073
9074
9075
9076
9077
9078 |  |  |  | 2.5458 | 6.6296 |  |  | 0.0066036 | 1.3883 | 296.3897 | 39.5103 | 35.841 | 1.0882 | 14.2355 | 15.5388 | 5.7092 | [6 empty] | 7.3003 | 6.8743 | 2.1793 | 3.8365 | 13.4119 | 9.1544 | 9.917 | 6.095 | 55.1542 | 73.2346 | 49.6556 | 74.5038
9080
9081
9082 | 11.8843 | 21.4284 | 3 | 1.9742 | 5.5539 | -13.3136 | 0.032571 | 0.0066787 | 2.7049 | 295.6879 | 37.1561 | 32.6109 | 1.0326 | 14.5298 | 16.3311 | 0.418 | 0.088866 | 0.051429 | 1.6842 | 12.1579 | 1.3911 | 10.4286 | 10.9003 | 8.1497 | 2.0202 | 3.9296 | 14.7575 | 8.2635 | 8.9831 | 4.8603 | 52.2349 | 84.2817 | 46.4797 | 81.3364
9083 | 3.7748 | 10.9723 | 2 | 2.6984 | 7.2654 | -4.0181 | 0.034173 | 0.007183 | 1.9631 | 292.5177 | 27.1006 | 24.7547 | 0.60248 | 16.758 | 18.4203 | 1.6755 | 0.14272 | 0.06554 | 1.6935 | 14.4918 | 4.0543 | 3.0432 | 10.9919 | 9.6858 | 1.4838 | 2.7199 | 15.9716 | 12.6923 | 10.568 | 7.9523 | 53.378 | 50.288 | 39.2347 | 56.7938
9084 | 1.476 | 4.9976 | 2 | 2.7139 | 6.8639 | -0.67489 | 0.014286 | 0.0060762 | 2.1854 | 296.4504 | 38.7301 | 38.2424 | 1.1882 | 14.448 | 16.1793 | 6.9443 | 0.13314 | 0.026786 | 1.5789 | 10.4211 | 2.7686 | 3.5 | 11.6019 | 10.0356 | 2.3933 | 4.0184 | 13.6501 | 8.0452 | 9.3831 | 4.9394 | 65.8775 | 95.649 | 49.7853 | 80.6032
9085 | 7.884 | 25.9556 | 2.3905 | 1.781 | 4.5267 | -1.6644 | 0.0088757 | 0.0057474 | 1.3475 | 298.5883 | 54.7705 | 36.2031 | 1.5614 | 10.8557 | 11.9656 | 0.57126 | 0.14313 | 0.0435 | 1.2941 | 11.0392 | 0.27426 | 1.0592 | 7.3053 | 6.6029 | 2.7273 | 4.1504 | 9.9628 | 6.2682 | 6.4558 | 4.2151 | 51.7621 | 69.5815 | 69.4826 | 89.4304
9086
9087
9088
9089
9090
9091
9092 | 1.5389 | 14.1599 | 3 | 1.7476 | 4.4184 | -2.8425 | 0 | 0.0068835 | 3.5264 | 296.4524 | 31.9758 | 30.8224 | 0.99091 | 15.9134 | 17.7817 | 6.9734 | 0.88767 | 0 | 7 | 8 | 0 | 4.5475e-13 | 10.0142 | 8.6965 | 1.9108 | 3.5782 | 15.4306 | 11.0876 | 10.6038 | 7.2384 | 53.3045 | 67.3163 | 42.3983 | 64.6594
9093
9094
9095 | 2.5455 | 7.1361 | 2 | 2.7337 | 7.064 | 0.19568 | 0.028679 | 0.0059863 | 2.6051 | 296.3118 | 47.8026 | 33.0893 | 1.3018 | 12.1283 | 13.8714 | 0.61852 | 0.00059939 | 0.065943 | 1.6 | 13.5 | 2.3414 | 3.0283 | 9.2536 | 6.6326 | 2.3358 | 4.0209 | 12.3103 | 5.949 | 8.3468 | 3.9499 | 53.1018 | 88.6122 | 55.9095 | 92.738
9096 | 2.1825 | 7.4621 | 2 | 2.0238 | 5.0679 | 0.33107 | 0.0064706 | 0.0062323 | 1.8226 | 297.5126 | 48.8108 | 32.9852 | 1.4241 | 12.0566 | 13.3883 | 0.16254 | 0.019073 | 0.035894 | 1.4355 | 11.3065 | 0.50741 | 1.0941 | 8.0596 | 7.2517 | 2.5286 | 4.044 | 11.4529 | 6.6585 | 7.2864 | 4.3996 | 45.9664 | 70.6263 | 61.5949 | 87.7614
9097 | 0.79197 | 3.0044 | 2 | 1.9157 | 4.3423 | -2.8297 | 0.0055882 | 0.0056269 | 1.3823 | 298.5141 | 61.2754 | 39.4871 | 1.7315 | 9.4707 | 10.622 | 0.51065 | 0.054818 | 0.0089412 | 1.3871 | 13.3226 | 0.18553 | 1.2 | 5.6796 | 5.3457 | 3.0693 | 4.5943 | 8.851 | 5.1778 | 5.9889 | 3.4508 | 54.5382 | 78.6005 | 74.7065 | 97.5095
9099
9100
9101 |  |  |  | 1.5462 | 4.6802 |  |  | 0.0069519 | 2.5231 | 295.5834 | 29.8576 | 27.8444 | 0.8867 | 16.2819 | 18.0885 | 21 | [6 empty] | 10.8761 | 8.6621 | 1.9589 | 3.419 | 15.7342 | 11.3257 | 11.378 | 7.8066 | 46.6748 | 68.6568 | 39.5011 | 62.5532
9102
9103
9104 | 6.6517 | 14.2316 | 2 | 1.9744 | 6.0882 | -10.8971 | 0.04 | 0.0072849 | 1.3273 | 291.9089 | 23.8809 | 23.7072 | 0.55131 | 17.4864 | 18.828 | 10.7183 | 0.11201 | 0.09 | 2 | 5.5 | 6.6567 | 15.3333 | 11.037 | 9.8405 | 1.3874 | 2.2146 | 16.4676 | 15.3402 | 13.7999 | 13.3034 | 43.4286 | 45.3776 | 32.0869 | 37.8065
9105 | 3.2922 | 7.3425 | 2 | 2.2777 | 4.9131 | -4.011 | 0.0095679 | 0.0057706 | 1.8044 | 296.5663 | 56.1686 | 35.7041 | 1.4792 | 10.3133 | 11.6458 | 0.88417 | 0.078124 | 0.023704 | 2.3611 | 15.2778 | 0.022222 | 0.59877 | 6.0865 | 5.4994 | 2.5403 | 4.2165 | 9.2611 | 5.6065 | 5.6418 | 3.5463 | 51.4984 | 76.6585 | 73.656 | 95.5174
9106
9107 | 10.1239 | 17.2665 | 3 | 2.5744 | 7.6357 | 5.9664 | 0.040364 | 0.0068456 | 3.3273 | 293.9499 | 38.007 | 31.1788 | 0.9682 | 14.5259 | 16.5545 | 0.13623 | 0.024789 | 0.0081818 | 2 | 10.2308 | 0.066364 | 0.70909 | 10.4994 | 7.6415 | 1.9094 | 3.4622 | 14.5742 | 7.1653 | 7.7566 | 4.4474 | 48.6801 | 81.9081 | 47.7938 | 85.3551
9108 | 5.4488 | 12.0801 | 2.7527 | 2.451 | 7.2837 | 1.6548 | 0.044731 | 0.0056366 | 3.8723 | 295.5412 | 48.0213 | 34.8355 | 1.3076 | 11.849 | 14.0293 | 0.79955 | 0.017964 | 0.043333 | 1.9796 | 11.5918 | 1.8006 | 4.0108 | 12.4184 | 8.3843 | 2.2587 | 3.9689 | 12.5519 | 5.5748 | 7.8899 | 3.8214 | 56.5658 | 96.759 | 54.5166 | 94.6583
9109
9110
9111
9112
9113 | 8.9959 | 17.264 | 2 | 2.7371 | 7.0944 | -9.126 | 0.063333 | 0.0067037 | 2.4035 | 295.023 | 36.2938 | 31.7411 | 0.9576 | 14.6416 | 16.3661 | 3.9869 | 0.12192 | 0.42889 | 1.4286 | 10.8571 | 3.3911 | 13.5556 | 10.5245 | 9.2235 | 1.8906 | 3.6094 | 14.6517 | 9.0307 | 9.3849 | 5.7379 | 55.2812 | 73.042 | 45.8336 | 76.3492
9114 | 4.129 | 10.0914 | 2.3778 | 2.3218 | 5.3236 | -2.3237 | 0.042 | 0.0060154 | 2.1656 | 296.0752 | 43.8967 | 34.4797 | 1.2152 | 13.247 | 14.773 | 1.9193 | 0.13621 | 0.146 | 2.8136 | 17.1186 | 1.9661 | 6.2222 | 10.9719 | 8.0832 | 2.0273 | 3.7765 | 12.9798 | 6.8008 | 8.849 | 4.5844 | 49.8708 | 84.7162 | 53.3775 | 87.4315
9115 | 7.5168 | 15.9054 | 2.835 | 2.6251 | 7.1896 | 0.70916 | 0.038058 | 0.0073286 | 2.7062 | 293.3997 | 27.9266 | 27.6528 | 0.70519 | 16.3978 | 18.2015 | 0.41363 | 0.042956 | 0.09466 | 2.0769 | 14.2308 | 3.1283 | 8.2233 | 12.2217 | 10.1272 | 1.64 | 2.8706 | 15.6234 | 12.783 | 11.5341 | 9.1886 | 55.3356 | 58.7674 | 39.1912 | 52.7272
9116
9117
9118 | 5.4682 | 13.5438 | 2 | 2.722 | 7.2752 | -1.9439 | 0.08 | 0.003713 | 5.0726 | 287.0416 | 46.3995 | 31.4738 | 0.8007 | 11.1161 | 14.0778 | 2.5363 | 0.22602 | 0.001 | 6 | 22 | 0.286 | 8.1 | 11.8285 | 9.1935 | 1.2629 | 2.1229 | 11.4468 | 6.4678 | 6.628 | 4.8203 | 62.8483 | 85.034 | 61.2822 | 87.4129
9119
9120
9121
9122 | 1.3244 | 5.2728 | 2 | 2.1267 | 7.8038 | 0.074773 | 0.011538 | 0.0058726 | 2.5234 | 298.4223 | 48.4552 | 34.1802 | 1.6163 | 12.0686 | 14.1331 | 13.7205 | 0.63341 | 0.01 | 3 | 14.7895 | 4.8869 | 3.3846 | 10.2467 | 7.3695 | 2.9761 | 5.0059 | 11.148 | 5.7038 | 7.2387 | 4.3809 | 62.4043 | 80.5405 | 61.8689 | 92.462
9123
9124
9125
9126
9127
9128
9129 | 6.1715 | 19.0509 | 2.9872 | 2.3946 | 6.203 | 2.6601 | 0.030962 | 0.0048191 | 2.922 | 292.6032 | 50.146 | 35.9633 | 1.1213 | 11.2904 | 13.158 | 0.62955 | 0.018267 | 0.10276 | 2.9474 | 12.1053 | 0.28769 | 1.6218 | 12.8542 | 10.8243 | 1.8827 | 3.0588 | 10.8516 | 5.9885 | 6.4402 | 4.5041 | 64.147 | 87.2048 | 64.6597 | 90.7668
9130
9131
9132
9133 | 2.9658 | 10.3383 | 3 | 1.8655 | 6.0793 | 1.8925 | 0.083333 | 0.0069952 | 3.1156 | 295.5447 | 33.3796 | 29.4379 | 0.94823 | 15.1484 | 17.0944 | 22.9427 | 0.65393 | 4.5475e-15 | 15 | 22 | 4.72 | 9.3333 | 11.2142 | 9.5984 | 1.9168 | 3.543 | 13.5767 | 11.1174 | 11.1508 | 8.5244 | 55.9565 | 60.6272 | 46.0557 | 59.4115
9134
9135
9136 | 1.9474 | 9.1074 | 2 | 3.2565 | 7.1973 | -5.0604 | 0.0067778 | 0.0066351 | 1.2696 | 295.3578 | 40.3578 | 32.7959 | 1.0126 | 13.8626 | 15.1495 | 12.2159 | 0.29838 | 0.027578 | 1.7083 | 10.7917 | 0.62978 | 1.9889 | 8.2784 | 6.9868 | 2.079 | 3.7627 | 13.7254 | 8.6254 | 8.8757 | 5.4235 | 47.5743 | 68.4068 | 49.6603 | 78.3348
9137
9138 | 6.8964 | 20.2693 | 3 | 1.6412 | 4.8507 | 9.512 | 0.025 | 0.0057565 | 3.7853 | 295.3746 | 36.6571 | 33.291 | 1.2011 | 14.3673 | 17.4529 | 4.3861 | 0.35519 | 0.03 | 5.75 | 9.25 | 1.4125 | 4 | 15.4747 | 12.2318 | 2.4201 | 4.1919 | 13.5781 | 6.5486 | 8.8862 | 4.3377 | 62.3474 | 101.9491 | 49.8444 | 88.9717
9139 |  |  |  | 2.184 | 5.9184 |  |  | 0.0062797 | 1.5345 | 297.7857 | 46.1287 | 35.9982 | 1.379 | 12.8932 | 14.2049 | 2.92 | [6 empty] | 10.6884 | 8.1609 | 2.5066 | 4.1322 | 12.479 | 6.9972 | 8.8212 | 4.8152 | 54.1614 | 83.7872 | 55.4954 | 85.4163
9140
9141 |  |  |  | 2.3232 | 6.1948 |  |  | 0.0064583 | 2.2146 | 296.9301 | 45.5704 | 31.4714 | 1.3075 | 12.6761 | 14.2215 | 3.8921 | [6 empty] | 8.9498 | 6.561 | 2.4061 | 4.2431 | 12.3841 | 6.2805 | 8.5962 | 4.2619 | 53.0057 | 76.911 | 55.1847 | 88.065
9142 | 11.2869 | 32.1188 | 2 | 4.2205 | 10.8058 | -1.1155 | 0.029817 | 0.0071524 | 2.4962 | 290.7881 | 18.7341 | 22.5103 | 0.4211 | 19.0509 | 20.9959 | 1.2699 | 0.19538 | 0.044118 | 2.1489 | 10.8298 | 2.1844 | 5.2018 | 13.2299 | 11.577 | 1.3176 | 1.8144 | 18.4405 | 15.9791 | 14.2426 | 12.7418 | 46.048 | 49.9243 | 29.5178 | 37.7153
9143
9145
9146
9147 | 11.841 | 23.4269 | 2 | 2.0977 | 4.753 | 0.3799 | 0.0678 | 0.0041942 | 2.274 | 291.0384 | 57.4178 | 38.7819 | 1.0787 | 9.9484 | 11.4253 | 0.59005 | 0.012706 | 0.2442 | 1.4286 | 12.2857 | 0.0408 | 0.42 | 5.7694 | 5.6169 | 1.8033 | 2.99 | 8.6727 | 5.3911 | 4.9238 | 3.3192 | 57.0487 | 83.9127 | 78.7434 | 96.4653
9148
9149 |  |  |  | 2.1889 | 6.2439 |  |  | 0.0067141 | 1.5008 | 296.2949 | 37.9311 | 32.7441 | 1.074 | 14.5011 | 15.859 | 38 | [6 empty] | 7.6635 | 6.6646 | 2.1093 | 3.8025 | 13.8873 | 9.324 | 10.0295 | 6.034 | 48.9439 | 68.8121 | 47.0036 | 74.272
9150
9151 |  |  |  | 2.5139 | 7.5303
9152 |  |  |  | 2.8897 | 8.2723 |  |  | 0.0072258 | 0.80477 | 294.7377 | 32.5711 | 35.7112 | 0.75383 | 15.8458 | 16.5217 | 16.3088 | [6 empty] | 13.394 | 12.3439 | 1.99 | 2.6017 | 13.5246 | 14.0635 | 9.0686 | 9.4684 | 74.4856 | 66.5905 | 51.2033 | 49.7708
9153 | 10.9067 | 21.634 | 3 | 1.4145 | 4.4052 | 5.6174 | 0.062809 | 0.0071722 | 3.9326 | 295.3274 | 24.7904 | 25.7614 | 0.82909 | 17.5992 | 19.7463 | 0.050134 | 0.042435 | 0.048876 | 1.5946 | 15.1081 | 0.55461 | 5.191 | 11.0215 | 9.1336 | 1.9847 | 3.2047 | 16.3056 | 13.3474 | 11.9306 | 10.0265 | 47.0454 | 56.0947 | 38.5582 | 49.7925
9154
9155
9156
9157 | 9.2747 | 18.9688 | 2.968 | 2.2501 | 6.0299 | -5.013 | 0.05624 | 0.0068301 | 2.9964 | 294.6739 | 38.3184 | 32.2029 | 0.96173 | 14.169 | 16.0511 | 0.63471 | 0.085971 | 0.05304 | 2.6885 | 19.4918 | 0.63112 | 4.752 | 9.7704 | 7.3785 | 1.943 | 3.5915 | 14.119 | 8.2573 | 8.5101 | 5.1964 | 51.5613 | 77.3966 | 48.5043 | 79.9765
9158 | 12.0777 | 26.5922 | 2.0962 | 2.159 | 6.3857 | -0.067107 | 0.064808 | 0.0049445 | 3.3688 | 291.7341 | 41.6957 | 28.5848 | 1.0095 | 13.0778 | 15.747 | 0.99665 | 0.049122 | 0.068269 | 2.04 | 11.12 | 0.054231 | 4.8654 | 9.0746 | 6.6844 | 1.7852 | 3.3113 | 14.0073 | 6.4189 | 7.624 | 4.4912 | 47.6457 | 74.3069 | 49.1656 | 89.2452
9160
9161 | 11.5704 | 29.1826 | 3 | 1.9767 | 6.1098 | -0.80705 | 0.026829 | 0.0047351 | 4.5629 | 291.194 | 51.3929 | 35.9294 | 1.1278 | 10.6235 | 13.0274 | 0.78118 | 0.12799 | 0.1094 | 2.6667 | 8.8 | 0.039512 | 1.1707 | 12.5611 | 8.9358 | 1.9066 | 3.2728 | 11.3772 | 5.3177 | 6.1705 | 3.7617 | 66.815 | 94.9573 | 61.1839 | 95.6087
9162 |  |  |  | 1.7099 | 5.2662
9163 | 2.3353 | 5.8577 | 3 | 3.1426 | 9.6143 | 0.33904 | 0.022632 | 0.0054288 | 4.7973 | 294.0666 | 43.4728 | 33.8226 | 1.1996 | 12.7012 | 15.5033 | 1.2099 | 0 | 0.0042105 | 2.25 | 18 | 0.29684 | 0.52632 | 8.9864 | 7.9962 | 2.1461 | 3.9289 | 13.4669 | 5.8889 | 7.5417 | 4.2372 | 54.9402 | 96.0334 | 50.9721 | 92.8853
9164
9165
9166
9167
9168 |  |  |  | 1.8786 | 6.5119
9169
9170
9172
9173 |  |  |  | 2.706 | 7.1897 |  |  | 0.0071908 | 2.03 | 296.1982 | 29.6406 | 28.7848 | 0.91143 | 16.4522 | 17.9511 | 2.58 | [6 empty] | 10.2209 | 8.918 | 1.7965 | 3.41 | 15.0005 | 12.8258 | 12.5373 | 9.6713 | 51.8158 | 58.2612 | 40.1547 | 52.141
9174 |  |  |  | 1.9502 | 5.9343
9175
9176 | 12.0974 | 21.2251 | 3 | 2.3158 | 6.8022 | -0.53462 | 0.084444 | 0.0050336 | 4.4542 | 294.751 | 49.1865 | 37.3714 | 1.3243 | 11.5233 | 13.9519 | 1.5673 | 0.019356 | 0.032222 | 2.4167 | 16.3333 | 2.7417 | 5.0556 | 12.2414 | 9.1781 | 2.367 | 4.1496 | 13.0092 | 5.2238 | 7.4417 | 3.4309 | 61.782 | 112.0565 | 54.0688 | 98.1348
9177 | 1.4218 | 4.5557 | 2 | 2.1577 | 5.4335 | -1.798 | 0.0088889 | 0.0070241 | 1.5714 | 297.0565 | 37.0338 | 32.0612 | 1.0499 | 14.7806 | 16.0368 | 3.3891 | 0.2803 | 0.013333 | 3.1 | 19.6 | 0.54444 | 3.0556 | 8.3272 | 8.1779 | 2.0617 | 3.7479 | 14.0734 | 10.0149 | 9.3853 | 6.1397 | 52.0717 | 67.5187 | 47.5191 | 70.5328
9178
9179
9180
9182 | 5.2529 | 11.7444 | 2 | 3.3972 | 8.5406 | -1.3825 | 0.067 | 0.0071323 | 2.348 | 293.1254 | 27.5514 | 28.7168 | 0.63975 | 16.6758 | 18.2862 | 2.1519 | 0.13241 | 0.0067756 | 1.7083 | 14.2083 | 0.1724 | 2.7 | 12.1685 | 10.5079 | 1.5585 | 2.6555 | 16.1431 | 12.526 | 10.3 | 7.6986 | 55.3273 | 60.531 | 39.4357 | 57.5578
9183
9184
9185
9186
9187
9188
9189 |  |  |  | 2.7349 | 6.914
9190
9191 | 1.9605 | 5.6186 | 3 | 3.118 | 8.1226 | 1.0039 | 0.023364 | 0.0061959 | 1.7357 | 294.9462 | 48.2145 | 39.5519 | 1.1205 | 11.9598 | 13.4311 | 1.0718 | 0.063743 | 0.043925 | 2.0294 | 8.9118 | 2.0284 | 2.4206 | 7.0469 | 6.5971 | 2.1089 | 3.9845 | 11.6861 | 6.9424 | 7.5248 | 4.2294 | 57.5578 | 84.1775 | 59.2667 | 88.4773
9192
9193
9194
9195 | 10.3831 | 20.4584 | 3 | 2.8055 | 6.4545 | 5.4597 | 0.054091 | 0.0068826 | 2.0335 | 292.7212 | 33.6231 | 31.1317 | 0.74644 | 15.0712 | 16.6088 | 5.8108 | 0.037187 | 0.057727 | 1.9 | 13.5 | 2.6705 | 16.1818 | 8.1367 | 7.4925 | 1.5939 | 3.1307 | 14.6725 | 10.5117 | 9.8899 | 6.9153 | 51.4274 | 60.7723 | 45.5023 | 66.4465
9196
9198 |  |  |  | 3.2782 | 6.8171
9199
9200 | 14.6557 | 34.2546 | 3 | 2.9245 | 8.1363 | -1.3531 | 0.042931 | 0.0048056 | 5.3586 | 290.9283 | 47.5936 | 38.8118 | 1.0646 | 11.516 | 14.1133 | 0.60454 | 0.073937 | 0.055784 | 1.8 | 7.8 | 0.097241 | 1.0517 | 14.3487 | 11.3677 | 1.8354 | 3.3349 | 12.8903 | 5.3965 | 7.2226 | 3.8532 | 67.2128 | 121.04 | 53.6674 | 95.2449
9201
9202
9203
9204
9205
9206
9207
9208 | 1.2869 | 6.2656 | 2 | 3.1215 | 7.4854 | 3.3016 | 0.0084286 | 0.0073336 | 1.4797 | 295.861 | 32.5238 | 29.0076 | 0.88995 | 15.8377 | 17.1851 | 30.4215 | 0.18993 | 0 | 3 | 13.4706 | 2.73 | 2.4857 | 6.3162 | 5.845 | 1.9491 | 3.5041 | 14.2055 | 11.8421 | 11.4225 | 8.085 | 47.1549 | 56.2586 | 44.0271 | 60.1181
9209 | 1.3773 | 4.7855 | 2 | 3.1166 | 8.469 | -1.0938 | 0.04 | 0.0064294 | 2.6996 | 297.1754 | 46.2397 | 32.6397 | 1.3564 | 12.4908 | 14.34 | 2.7728 | 0 | 0.01 | 2 | 13.5 | 0 | 0 | 11.2878 | 7.685 | 2.5227 | 4.2159 | 12.1215 | 6.092 | 8.2379 | 4.1672 | 51.5418 | 88.5854 | 56.4734 | 91.3291
9210
9211
9212
9213 |  |  |  | 2.1746 | 5.6579 |  |  | 0.0058925 | 2.7213 | 295.8111 | 49.2612 | 33.694 | 1.3122 | 11.7774 | 13.5225 | 10.2158 | [6 empty] | 8.5358 | 6.4324 | 2.3276 | 4.1286 | 12.0865 | 5.6947 | 8.1491 | 3.914 | 55.176 | 88.8209 | 56.9618 | 93.6207
9214
9215 |  |  |  | 2.019 | 5.4818 |  |  | 0.0073204 | 1.7076 | 292.8376 | 31.4295 | 29.3261 | 0.66167 | 15.6603 | 17.0966 | 21.255 | [6 empty] | 7.9983 | 7.3929 | 1.548 | 2.9313 | 14.8928 | 11.6519 | 10.1974 | 7.6482 | 49.895 | 53.3609 | 43.9996 | 60.2034
9216
9217
9219
9220
9221
9222 | 1.3059 | 4.9706 | 2 | 2.4573 | 6.0041 | -4.007 | 2.2737e-15 | 0.007325 | 1.3067 | 293.7386 | 25.0076 | 24.9541 | 0.64368 | 17.5274 | 18.8169 | 2.6864 | 0.59747 | 2.2737e-15 | 8 | 6.5 | 0.17 | 0.5 | 10.4467 | 9.4307 | 1.4439 | 2.6826 | 16.4615 | 14.8429 | 14.0562 | 12.3758 | 42.4211 | 47.5376 | 33.2904 | 41.2961
9223
9224 | 2.9774 | 10.592 | 2 | 1.9882 | 5.812 | 0.48182 | 0.039744 | 0.0064232 | 3.4448 | 293.8008 | 26.7988 | 26.7194 | 0.81148 | 17.1817 | 19.6528 | 1.3624 | 0.20095 | 0.057308 | 2.5385 | 18.4038 | 2.9959 | 4.1538 | 12.0124 | 9.5778 | 1.6275 | 3.1552 | 17.6562 | 10.5467 | 11.5489 | 6.1601 | 46.5496 | 71.5102 | 32.3341 | 67.3365
9225 |  |  |  | 2.8501 | 8.6867 |  |  | 0.0073843 | 1.1202 | 291.535 | 25.2098 | 24.7311 | 0.5131 | 17.1253 | 18.3795 | 9.6748 | [6 empty] | 11.1393 | 9.8492 | 1.3857 | 2.0711 | 16.3455 | 14.8893 | 13.197 | 12.8203 | 45.3603 | 47.1599 | 32.8202 | 39.6642
9226
9227 |  |  |  | 1.7488 | 4.9631
9228
9229
9230
9231
9232
9233
9234
9235
9236
9238 |  |  |  | 1.9347 | 5.9409
9239 | 10.4291 | 21.8478 | 2.3132 | 2.2056 | 7.0908 | -1.0361 | 0.045824 | 0.0062275 | 4.6911 | 293.3391 | 31.2586 | 28.4688 | 0.91274 | 15.686 | 18.8728 | 0.66425 | 0.035344 | 0.10275 | 1.4203 | 11.1884 | 0.31236 | 6.2747 | 12.977 | 9.6038 | 1.8416 | 3.4341 | 15.8969 | 8.1867 | 9.5191 | 4.9842 | 50.0559 | 80.4526 | 39.8155 | 78.4399
9240
9241
9242
9243 | 8.7756 | 21.4904 | 3 | 2.8208 | 7.3568 | 2.4998 | 0.044189 | 0.0070971 | 3.1383 | 294.338 | 30.7687 | 28.2095 | 0.8434 | 15.7163 | 17.6337 | 0.23111 | 0.024332 | 0.097085 | 1.5 | 7.2083 | 0.70986 | 5.4459 | 11.8036 | 9.8822 | 1.8234 | 3.3728 | 14.9645 | 11.33 | 10.7898 | 8.0855 | 54.3212 | 63.4393 | 42.4346 | 60.2082
9244
9245 | 3.8557 | 8.2864 | 2.0488 | 1.8692 | 5.0192 | -0.0087487 | 0.029268 | 0.0068269 | 1.5116 | 295.6467 | 30.8491 | 30.377 | 0.90509 | 16.1356 | 17.491 | 0.68751 | 0.035045 | 0.035122 | 1.2308 | 14.3846 | 0.26537 | 1.2439 | 10.6244 | 9.647 | 1.6955 | 3.1692 | 15.556 | 12.1446 | 12.0354 | 9.3504 | 50.3245 | 69.3257 | 40.214 | 54.93
9246
9247 | 7.8726 | 17.0935 | 3 | 2.5657 | 8.1889 | -5.4037 | 0.051304 | 0.0054477 | 4.0111 | 295.5863 | 48.4715 | 37.1204 | 1.3563 | 11.7762 | 14.0856 | 0.40213 | 0.0094377 | 0.045652 | 1.6364 | 11.2727 | 0.33152 | 0.65217 | 12.3093 | 9.2354 | 2.465 | 4.3109 | 13.0923 | 5.336 | 7.7712 | 3.4718 | 60.4603 | 113.1843 | 53.2969 | 97.5461
9248
9249
9250 |  |  |  | 3.4624 | 7.4423 |  |  | 0.0066342 | 1.7558 | 295.5247 | 36.2994 | 33.5159 | 0.99964 | 14.8056 | 16.2219 | 4 | [6 empty] | 7.8534 | 7.3865 | 2.0425 | 3.6914 | 14.1785 | 9.7477 | 10.2254 | 6.3839 | 49.7737 | 71.248 | 45.2303 | 71.7818
9251
9252
9253 |  |  |  | 2.5187 | 6.8418
9254 | 0.39986 | 1.2198 | 2 | 2.8342 | 8.1894 | -2.3005 | 0.00044776 | 0.0053253 | 0.72972 | 297.3116 | 57.7013 | 43.0014 | 1.4807 | 10.6219 | 11.3501 | 0.5169 | 0.071766 | 0.006791 | 1.08 | 14.6 | 0.2309 | 0.19403 | 6.9201 | 6.6156 | 2.4762 | 4.1415 | 9.7908 | 5.9416 | 6.6668 | 3.9228 | 62.0379 | 88.3973 | 68.6105 | 93.2451
9255
9256
9257
9258
9259
9260
9261
9262 | 1.2708 | 3.8023 | 2 | 1.6912 | 6.1692 | 1.0575 | 0.005 | 0.0059087 | 2.8305 | 298.5165 | 49.221 | 34.3614 | 1.6608 | 11.8119 | 13.9597 | 18.2948 | 0.19295 | 0 |  |  | 1.15 | 1.8 | 10.1675 | 7.4181 | 3.0118 | 5.01 | 11.2599 | 5.4329 | 7.0413 | 4.1805 | 61.3788 | 79.0224 | 61.6508 | 93.5177
9264
9265
9266 | 8.3481 | 22.5806 | 3 | 2.0764 | 5.3731 | 6.1676 | 0.056 | 0.0069801 | 1.9513 | 295.5902 | 36.1407 | 28.9471 | 0.91251 | 14.7588 | 16.1807 | 0.96699 | 0.061196 | 0.1346 | 2.125 | 17.75 | 1.122 | 5.98 | 7.1218 | 6.9281 | 1.8468 | 3.4568 | 14.0224 | 10.0197 | 8.7765 | 6.0719 | 46.3723 | 59.2546 | 48.8149 | 71.2205
9267
9268
9269
9270
9271
9273
9275 | 1.2712 | 4.4508 | 2 | 2.223 | 7.2785 | -8.9 | 0.04 | 0.0065132 | 1.6853 | 297.8355 | 41.489 | 34.2239 | 1.2826 | 13.9086 | 15.2213 | 7.6544 | 0.1875 | 0 | 18 | 5 | 0 | 0 | 8.8409 | 6.9751 | 2.4012 | 4.0384 | 13.4408 | 7.7916 | 9.6798 | 5.0159 | 52.2494 | 83.0178 | 49.6534 | 81.3706
9276
9277
9278 |  |  |  | 4.2765 | 9.1872
9279
9280 | 0.99501 | 2.6776 | 2 | 2.5106 | 9.1824 | -0.21311 | 0.0021711 | 0.0059498 | 2.0701 | 297.8782 | 47.9119 | 39.6559 | 1.5229 | 12.189 | 14.1543 | 0.20926 | 0.012443 | 0.0041447 | 1.5 | 12.5667 | 0.3623 | 0.25 | 15.7311 | 11.6244 | 2.8517 | 4.7012 | 11.5358 | 6.0121 | 7.3754 | 4.4906 | 81.3489 | 100.7306 | 60.4732 | 91.0725
9281
9282 |  |  |  | 2.338 | 7.4502 |  |  | 0.0073017 | 1.1681 | 296.1717 | 34.4976 | 30.1283 | 0.92928 | 15.034 | 15.9747 | 13.2752 | [6 empty] | 8.5246 | 8.7737 | 1.8744 | 3.3158 | 14.2886 | 12.6322 | 11.1806 | 9.4624 | 50.3174 | 55.5998 | 45.1798 | 53.4793
9283 | 1.1046 | 3.0071 | 2 | 2.6136 | 7.6784 | 1.5224 | 0.013462 | 0.0065164 | 2.1534 | 297.9377 | 45.402 | 32.0823 | 1.3872 | 12.8488 | 14.5099 | 4.4272 | 0.037298 | 0.072692 | 1.6429 | 11.1429 | 1.5669 | 3.5385 | 10.5591 | 7.3318 | 2.6332 | 4.2602 | 11.9466 | 6.3785 | 8.3479 | 4.4109 | 50.6904 | 85.4194 | 56.8636 | 89.1768
9284
9285
9286
9287
9288
9289 | 9.6949 | 20.2565 | 3 | 1.7073 | 5.1167 | 1.8125 | 0.074211 | 0.0062834 | 3.5819 | 293.7017 | 44.6956 | 34.4568 | 1.0337 | 12.5358 | 14.3379 | 0.43141 | 0.064359 | 0.11105 | 1.7963 | 15.7037 | 0.74547 | 5.6842 | 8.1125 | 7.2295 | 1.8729 | 3.7615 | 12.2397 | 7.2984 | 7.5641 | 4.5116 | 52.8656 | 73.7299 | 55.8355 | 86.1597
9291
9292 |  |  |  | 3.3139 | 7.7329
9293
9295
9296
9301
9302 | 5.9037 | 17.4269 | 2 | 2.0388 | 4.7235 | -0.049516 | 0.013889 | 0.0047342 | 2.0104 | 292.7079 | 54.3439 | 34.6146 | 1.1541 | 10.5921 | 12.0414 | 0.86258 | 0.024628 | 0.086476 | 1.1538 | 8.0909 | 0.53214 | 1.3492 | 6.1965 | 5.6433 | 1.8624 | 3.2286 | 9.3647 | 5.7873 | 5.2041 | 3.5921 | 52.0499 | 76.0268 | 74.1525 | 94.4841
9303
9304
9305
9306
9308
9309 |  |  |  | 2.9063 | 8.3362
9310
9311
9312
9314
9315
9316
9317
9318
9319 | 6.267 | 21.0281 | 2 | 2.4676 | 7.0637 | -3.8469 | 0.013125 | 0.0072075 | 2.7419 | 292.4512 | 20.4407 | 20.6855 | 0.53014 | 18.5498 | 20.4803 | 0.88758 | 0.13653 | 0.036094 | 2.7143 | 13.7143 | 0.89563 | 3.9844 | 10.7649 | 8.8772 | 1.4879 | 2.1626 | 17.4344 | 15.5015 | 13.9012 | 12.6958 | 39.7092 | 43.0871 | 32.0823 | 39.3165
9320 | 13.3362 | 25.8472 | 3 | 1.6449 | 4.6312 | -0.40622 | 0.096842 | 0.0066443 | 2.4794 | 297.0386 | 38.9508 | 32.5371 | 1.1382 | 14.272 | 15.9446 | 2.4939 | 0.045394 | 0.11211 | 3.3889 | 20.1111 | 9.0311 | 18 | 10.316 | 7.7575 | 2.2474 | 3.8199 | 13.9935 | 8.3963 | 8.9001 | 5.2082 | 53.7583 | 79.8722 | 48.2426 | 79.0362
9321 | 19.3475 | 34.8797 | 2.9545 | 1.6313 | 4.9479 | -11.6702 | 0.045909 | 0.0058499 | 3.8245 | 295.2394 | 36.5903 | 32.2295 | 1.1708 | 14.4029 | 17.5099 | 0.89085 | 0.034137 | 0.045909 | 1 | 8.4 | 0 | 3.6818 | 15.0844 | 11.9358 | 2.4231 | 4.1954 | 13.4388 | 6.5718 | 8.6243 | 4.3349 | 60.9624 | 97.7013 | 50.8417 | 88.7351
9322 | 7.1345 | 16.3655 | 2 | 1.7872 | 4.8719 | 5.4767 | 0.095625 | 0.0056866 | 3.415 | 295.9925 | 48.7665 | 34.1478 | 1.3456 | 11.8559 | 13.8291 | 0.96609 | 0.025615 | 0.041875 | 2.2143 | 18.4286 | 4.74 | 7.125 | 7.9766 | 6.4566 | 2.2776 | 4.1287 | 12.6845 | 5.5326 | 8.0659 | 3.7948 | 55.063 | 93.1069 | 54.0618 | 95.1292
9323 | 14.3165 | 24.1849 | 2 | 2.9193 | 7.9434 | 7.6979 | 0.064112 | 0.0067936 | 5.3959 | 292.6889 | 24.8562 | 24.0146 | 0.75048 | 17.3472 | 20.3832 | 0.64566 | 0.063594 | 0.21729 | 1.4 | 11.3143 | 0.029533 | 9.8505 | 11.7565 | 9.0325 | 1.7335 | 2.8387 | 16.3376 | 10.4132 | 11.066 | 7.8716 | 46.3602 | 59.7463 | 38.9124 | 62.4538
9324
9325
9326
9328 |  |  |  | 2.759 | 6.0937
9329
9330
9331
9332
9333
9334
9335
9336
9338 | 4.6938 | 14.1903 | 3 | 1.6816 | 4.103 | -0.5656 | 0.046571 | 0.0059528 | 2.2397 | 296.3173 | 50.7934 | 34.4803 | 1.3468 | 11.4446 | 12.8989 | 1.7871 | 0.020042 | 0.072286 | 2 | 16.1154 | 1.9757 | 4.3714 | 9.3892 | 8.0573 | 2.2375 | 3.7684 | 10.9179 | 6.2878 | 6.8415 | 4.2529 | 50.9374 | 71.6059 | 63.6954 | 89.3075
9339
9340 | 3.0376 | 7.9766 | 2 | 1.7442 | 5.0253 | -0.76239 | 0.033333 | 0.0068585 | 2.7304 | 295.7871 | 31.9241 | 29.8436 | 0.93694 | 15.7966 | 17.6715 | 1.0792 | 0.15601 | 0.066667 | 1 | 23 | 0 | 0 | 10.949 | 8.626 | 2.0011 | 3.5389 | 15.384 | 10.5467 | 10.7993 | 7.1403 | 50.7467 | 73.5434 | 41.797 | 66.516
9342
9343 | 8.4338 | 32.0556 | 2 | 1.6188 | 4.852 | -2.434 | 0.035556 | 0.0069392 | 2.8114 | 296.1337 | 30.9471 | 31.0912 | 0.93978 | 16.3153 | 18.2131 | 8.2213 | 0.21013 | 0.061111 | 2.6667 | 14.1333 | 4.6889 | 4.8333 | 10.9428 | 8.6797 | 2.1086 | 3.525 | 15.456 | 11.3527 | 11.219 | 7.9547 | 54.8665 | 70.7249 | 42.4876 | 61.8012
9345 |  |  |  | 3.2758 | 7.33
9347 | 0.36053 | 1.2375 | 2 | 3.0157 | 8.9529 | 0.065931 | 0.0026316 | 0.0070665 | 1.3133 | 296.4043 | 35.6259 | 31.2162 | 0.97276 | 14.8675 | 15.8474 | 7.5432 | 0.21623 | 0.0055263 | 1.3889 | 5 | 0 | 0 | 8.2739 | 8.758 | 1.8542 | 3.3469 | 14.3868 | 12.0063 | 10.9582 | 8.9597 | 50.6247 | 56.6928 | 45.3446 | 55.7165
9348
9349
9350
9351
9352
9353
9355
9356 |  |  |  | 2.6118 | 7.4219
9357
9358
9359
9360 | 2.7592 | 10.0944 | 2 | 1.5846 | 4.8055 | -0.2915 | 0.014 | 0.0069392 | 2.8114 | 296.1337 | 30.9471 | 31.0912 | 0.93978 | 16.3153 | 18.2131 | 18.7571 | 0.66899 | 0.022 | 5 | 22 | 2.016 | 3.4 | 10.9428 | 8.6797 | 2.1086 | 3.525 | 15.456 | 11.3527 | 11.219 | 7.9547 | 54.8665 | 70.7249 | 42.4876 | 61.8012
9361
9362
9363 |  |  |  | 1.8286 | 5.6937
9364
9365
9366 |  |  |  | 2.8859 | 6.5352
9367
9368 | 3.9213 | 11.2709 | 2 | 2.435 | 5.7125 | -1.2653 | 0.046667 | 0.0070201 | 1.5917 | 293.7836 | 32.8997 | 31.9193 | 0.76149 | 15.5152 | 16.9362 | 27.0937 | 0.21295 | 0.076667 | 3.5 | 22 | 0.19 | 3.6667 | 8.7446 | 7.8236 | 1.6381 | 3.2215 | 15.0361 | 10.6495 | 10.0267 | 6.3314 | 51.9412 | 68.8712 | 45.2718 | 68.5466
9369 | 19.1254 | 38.4387 | 3 | 1.8217 | 5.0877 | 2.2581 | 0.11125 | 0.0071544 | 3.5225 | 294.7257 | 23.0823 | 23.4873 | 0.74224 | 17.97 | 20.057 | 0.18922 | 0.048735 | 0.061771 | 3.6 | 15.2 | 2.0391 | 15.4375 | 10.884 | 8.935 | 1.751 | 2.8686 | 16.7307 | 14.1751 | 13.0668 | 11.1327 | 43.3816 | 50.1976 | 35.4023 | 45.5704
9370 |  |  |  | 3.1989 | 7.1029 |  |  | 0.0065222 | 1.5256 | 295.9489 | 41.6738 | 35.9555 | 1.0952 | 13.5457 | 14.8997 | 18.3895 | [6 empty] | 7.2376 | 6.7826 | 2.122 | 3.6992 | 12.6129 | 8.4758 | 9.5025 | 5.7428 | 56.5748 | 71.3659 | 53.1722 | 77.4
9371
9372
9373
9374 | 0.687 | 1.7866 | 2 | 3.9422 | 10.234 | 4.6974 | 0.0027451 | 0.0061254 | 1.3322 | 297.6478 | 47.8831 | 35.318 | 1.385 | 12.4458 | 13.6011 | 0 | 0 | 0.0035294 | 2.1429 | 17.1429 | 0 | 0.23529 | 8.9328 | 6.9339 | 2.5348 | 4.0882 | 12.0733 | 6.7263 | 8.5653 | 4.4418 | 58.4488 | 88.4636 | 56.3569 | 88.231
9376 | 6.2067 | 16.0202 | 3 | 2.2207 | 6.6249 | -0.63786 | 0.14714 | 0.0069952 | 3.1156 | 295.5447 | 33.3796 | 29.4379 | 0.94823 | 15.1484 | 17.0944 | 21.5897 | 0.42712 | 0.032857 | 10.8571 | 22 | 5.1686 | 13.5714 | 11.2142 | 9.5984 | 1.9168 | 3.543 | 13.5767 | 11.1174 | 11.1508 | 8.5244 | 55.9565 | 60.6272 | 46.0557 | 59.4115
9377
9378
9379 | 0.64847 | 2.478 | 2 | 2.2264 | 6.375 | 0.3286 | 0.00071429 | 0.0063523 | 1.0966 | 297.5069 | 38.8826 | 33.0982 | 1.1681 | 14.586 | 15.4426 | 1.2189 | 0.11505 | 0.0057143 | 2.3 | 19.8 | 0 | 2.5 | 8.0426 | 8.0045 | 1.9559 | 3.6028 | 13.5913 | 9.8916 | 10.1015 | 6.7068 | 47.5486 | 66.4413 | 49.3496 | 68.9375
9380 | 4.6233 | 12.44 | 2 | 2.1779 | 6.0376 | -0.36388 | 0 | 0.0038899 | 2.3482 | 290.1337 | 45.7767 | 36.1169 | 0.97681 | 12.5232 | 14.567 | 1.5866 | 0.29939 | 0.012727 | 2.625 | 6.875 | 0 | 0.63636 | 14.5199 | 10.9325 | 1.7274 | 3.0047 | 11.9392 | 5.7772 | 7.38 | 4.531 | 62.8697 | 98.5673 | 58.7048 | 92.1178
9381
9382
9383 | 4.8773 | 11.7465 | 3 | 2.5327 | 7.3574 | 2.7094 | 0.017778 | 0.0063504 | 4.0768 | 294.2407 | 43.4672 | 37.802 | 1.1515 | 13.0775 | 15.3031 | 0.52357 | 0.03336 | 0.011111 | 1.4286 | 6.7143 | 0.50365 | 0.31746 | 10.9388 | 8.9047 | 2.3074 | 4.0276 | 13.3246 | 5.9196 | 6.4657 | 3.6193 | 60.7378 | 100.1538 | 54.1819 | 93.4613
9384
9385 | 3.5551 | 9.7242 | 2.7073 | 2.9988 | 7.8331 | 0.80669 | 0.023577 | 0.0069997 | 3.0717 | 294.6185 | 34.349 | 31.3965 | 0.88502 | 14.9477 | 16.8007 | 2.9075 | 0.072517 | 0.043984 | 1.7647 | 9.9118 | 0.53878 | 2.6829 | 11.1586 | 9.5815 | 1.7766 | 3.368 | 13.932 | 10.5237 | 11.104 | 7.8167 | 56.2535 | 68.0814 | 45.4073 | 64.3537
9386 | 0.91386 | 2.7956 | 2 | 2.3007 | 6.9874 | -0.60082 | 0.0069231 | 0.0065663 | 2.0011 | 297.8251 | 45.4554 | 32.9675 | 1.3715 | 12.8457 | 14.4487 | 2.2354 | 0.33221 | 0.016923 | 2.1429 | 7.4286 | 2.8008 | 1.9231 | 11.0412 | 7.7676 | 2.6255 | 4.1903 | 12.1741 | 6.4107 | 8.3531 | 4.4018 | 53.5903 | 91.8678 | 56.0952 | 89.4602
9387
9389
9392 |  |  |  | 2.4405 | 5.6038
9393 | 0.9715 | 4.933 | 2 | 3.1557 | 7.1039 | -3.1242 | 0 | 0.0064006 | 1.3918 | 295.74 | 42.0364 | 36.6138 | 1.0784 | 13.5789 | 14.888 | 9.7 | 0.49819 | 0.004 | 2.5 | 15 | 0 | 0 | 7.1038 | 6.6611 | 2.1378 | 3.8062 | 12.95 | 8.3095 | 9.2924 | 5.4777 | 55.4404 | 74.8141 | 52.3797 | 78.7433
9394 | 7.643 | 22.945 | 2 | 3.1922 | 8.5289 | -1.5739 | 0.025 | 0.0074118 | 2.2335 | 292.0716 | 24.9956 | 24.9692 | 0.56818 | 17.1045 | 18.7706 | 1.1056 | 0.095225 | 0.015 | 1.3684 | 8.6842 | 0.33409 | 1.8182 | 12.1231 | 9.9971 | 1.4552 | 2.3812 | 16.5252 | 14.2571 | 12.1234 | 10.3159 | 51.8856 | 51.1762 | 35.5973 | 46.0376
9395
9396
9397
9399
9400 | 0.27815 | 0.69215 | 2 | 2.245 | 5.3268 | 1.3374 | 0 | 0.0062614 | 0.61327 | 299.8008 | 62.3661 | 47.212 | 1.7877 | 9.7067 | 10.3525 | 0.92531 | 0.059306 | 0 | 3.4444 | 12.6667 | 0 | 0 | 7.7405 | 7.1471 | 3.261 | 4.5048 | 8.1548 | 5.1347 | 5.6671 | 3.449 | 68.7697 | 94.2198 | 79.0463 | 98.1541
9402 |  |  |  | 1.6365 | 4.7548 |  |  | 0.0068364 | 2.7081 | 295.6919 | 32.1927 | 29.5006 | 0.93616 | 15.654 | 17.5226 | 1.3801 | [6 empty] | 10.9507 | 8.6113 | 1.9716 | 3.5427 | 15.3642 | 10.3251 | 10.6839 | 6.9164 | 49.6144 | 74.3181 | 41.6072 | 67.8119
9404
9405
9406
9407 |  |  |  | 2.2078 | 6.413 |  |  | 0.0058182 | 2.7196 | 296.2398 | 49.0247 | 33.842 | 1.3267 | 11.8822 | 13.6218 | 4.6208 | [6 empty] | 8.7252 | 6.418 | 2.334 | 4.1191 | 12.3968 | 5.6692 | 8.3349 | 3.8776 | 53.6564 | 89.481 | 55.6039 | 93.9971
9408 |  |  |  | 2.1153 | 6.7002 |  |  | 0.007381 | 1.1776 | 291.6299 | 24.644 | 24.2645 | 0.52178 | 17.2628 | 18.5538 | 16.99 | [6 empty] | 11.1097 | 9.8451 | 1.3914 | 2.1167 | 16.5501 | 15.1002 | 13.3731 | 13.0022 | 44.7032 | 46.2069 | 32.1292 | 38.7538
9409
9410 | 2.7547 | 9.9099 | 2 | 1.995 | 4.8659 | -3.35 | 0.005 | 0.0069159 | 2.8397 | 294.932 | 37.3428 | 31.6818 | 0.94851 | 14.3638 | 16.2257 | 8.5018 | 0.58559 | 0.005 | 1 | 22 | 0 | 0 | 9.9027 | 7.5217 | 1.9208 | 3.5922 | 14.204 | 8.6459 | 8.694 | 5.306 | 52.2114 | 76.2451 | 48.03 | 78.3411
9411
9412 | 2.4735 | 7.3425 | 3 | 2.3351 | 6.0651 | -4.7226 | 0.04 | 0.0059493 | 2.5295 | 296.8887 | 46.9015 | 32.9861 | 1.3437 | 12.382 | 14.1113 | 18.3117 | 0.32577 | 0.065 | 4.3 | 16.1 | 3.106 | 3.6 | 7.3277 | 5.6573 | 2.4169 | 4.1435 | 12.8521 | 6.3367 | 8.5995 | 4.2585 | 48.3358 | 81.0861 | 53.6321 | 90.1901
9413
9414
9415
9416 |  |  |  | 2.4726 | 6.46
9417
9418 | 2.5625 | 7.5592 | 2.4 | 2.4542 | 7.539 | 2.1873 | 0.038 | 0.0070378 | 2.3174 | 295.5296 | 33.6283 | 30.6932 | 0.91705 | 15.2423 | 16.7996 | 5.1489 | 0.52735 | 0.004 | 4.6 | 22 | 0.324 | 2.8 | 10.869 | 9.4399 | 1.8429 | 3.3341 | 13.8876 | 11.6338 | 11.5368 | 8.5755 | 54.5228 | 61.441 | 44.799 | 58.3857
9419 | 7.1244 | 18.9814 | 2 | 3.0966 | 7.9079 | -1.2911 | 0.015185 | 0.0070385 | 2.4865 | 289.9062 | 17.4329 | 21.9943 | 0.37489 | 19.3721 | 21.3758 | 13.852 | 0.3286 | 0.062593 | 2.3571 | 6.4286 | 0.37944 | 2.8148 | 13.7451 | 12.0105 | 1.2487 | 1.6606 | 18.9854 | 16.2714 | 14.8977 | 12.8716 | 45.2145 | 49.1612 | 27.3026 | 36.2652
9420
9421 | 10.5108 | 20.8779 | 3 | 2.9178 | 9.1729 | 0.017184 | 0.051855 | 0.004734 | 4.9674 | 291.0178 | 48.7432 | 35.5394 | 1.0801 | 11.1896 | 13.7457 | 0.3337 | 0.0035046 | 0.056694 | 1.35 | 7.8 | 0.23516 | 3.9516 | 13.3933 | 9.6942 | 1.8589 | 3.3057 | 12.1916 | 5.4475 | 6.9729 | 4.0111 | 63.4566 | 95.8934 | 56.8043 | 94.3599
9422
9423
9424
9425
9426
9427
9428
9429
9430
9431
9432 |  |  |  | 2.4381 | 5.9062
9433
9434 | 21.1439 | 62.6112 | 2 | 2.2914 | 6.0633 | 5.4101 | 6.4964e-16 | 0.006806 | 1.9529 | 297.6336 | 41.2967 | 30.233 | 1.2834 | 13.9975 | 15.48 | 4.4737 | 0.36082 | 0.0099668 | 3.75 | 12.5 | 0.24143 | 0.28571 | 9.3549 | 6.5863 | 2.3871 | 4.2114 | 13.9636 | 6.893 | 9.8817 | 4.6986 | 48.9012 | 73.3815 | 48.8838 | 84.3853
9435
9437
9438
9439 | 0.9809 | 2.3999 | 3 | 3.9846 | 9.6361 | 1.9381 | 0 | 0.0060406 | 1.7379 | 294.9194 | 48.3222 | 39.8534 | 1.1332 | 11.9777 | 13.4399 | 0.38444 | 0.09289 | 0.0022222 | 2.125 | 4.75 | 0 | 0 | 7.0453 | 6.5978 | 2.1187 | 3.9721 | 11.7713 | 6.9325 | 7.7128 | 4.33 | 58.0079 | 83.8804 | 58.8058 | 88.0709
9442
9444
9445
9446 | 4.8862 | 11.9286 | 2.125 | 1.6182 | 4.6392 | -8.9481 | 0.04125 | 0.0066596 | 2.5079 | 296.7598 | 39.4135 | 32.7628 | 1.1266 | 14.1641 | 15.847 | 1.903 | 0.19449 | 0.02875 | 2.5714 | 16 | 3.6212 | 11.875 | 10.2761 | 7.823 | 2.2243 | 3.7961 | 13.886 | 8.166 | 8.8085 | 5.0622 | 54.7088 | 82.1244 | 48.7891 | 80.552
9447
9448
9449 |  |  |  | 2.288 | 6.3688
9450 |  |  |  | 2.4839 | 6.0192 |  |  | 0.0064217 | 2.0743 | 297.102 | 45.6874 | 33.3032 | 1.3002 | 12.8076 | 14.3089 | 26.2408 | [6 empty] | 7.6276 | 5.708 | 2.414 | 4.1193 | 12.8083 | 6.761 | 8.6993 | 4.4672 | 51.8017 | 77.6498 | 55.0867 | 87.2388
9451
9454
9455
9456
9458 |  |  |  | 2.2132 | 6.5084
9462
9463 |  |  |  | 2.6212 | 7.5315
9464
9465
9466 | 12.0859 | 24.0233 | 2 | 2.9478 | 7.1919 | -2.4265 | 0.052969 | 0.0069179 | 3.0978 | 291.4845 | 21.9347 | 25.4231 | 0.53091 | 18.0676 | 20.3753 | 0.55638 | 0.18305 | 0.031406 | 1.3158 | 13.2632 | 0.02375 | 2.7188 | 14.0469 | 12.0418 | 1.465 | 2.3966 | 18.1144 | 13.5271 | 12.6573 | 8.7322 | 50.1045 | 62.4715 | 31.092 | 51.5788
9467 |  |  |  | 4.7718 | 10.6699
9468
9469 | 0.65813 | 2.0959 | 2 | 4.3901 | 9.5691 | -6.6054 | 0.0030252 | 0.0064864 | 1.4554 | 296.3701 | 42.2682 | 37.1591 | 1.1388 | 13.5753 | 14.8717 | 1.1773 | 0.14185 | 0.0055462 | 1.84 | 11.44 | 0.27824 | 0.65546 | 7.2701 | 6.8165 | 2.1866 | 3.7705 | 12.4753 | 8.5556 | 9.5556 | 5.774 | 58.2904 | 71.8655 | 54.0026 | 77.2925
9470 | 9.6096 | 22.1911 | 3 | 2.5795 | 7.8807 | 0.93438 | 0.045 | 0.0052405 | 2.9943 | 293.4296 | 45.7039 | 33.7149 | 1.1893 | 12.1734 | 14.6689 | 0.41063 | 0.011663 | 0.058548 | 2.2174 | 13.1304 | 0.88903 | 3.5323 | 12.1957 | 8.9736 | 2.0996 | 3.8522 | 13.1245 | 5.8013 | 7.3615 | 4.0514 | 59.7784 | 89.2277 | 52.9233 | 93.2262
9471
9473
9474
9475
9477 | 7.2615 | 17.8715 | 2 | 1.8837 | 5.4176 | 1.3742 | 0.03875 | 0.0033563 | 2.4235 | 288.0097 | 56.3776 | 37.2459 | 0.88414 | 10.1657 | 11.6665 | 0.45833 | 0.0061453 | 0.08875 | 1.8182 | 14.2727 | 0 | 5.9375 | 5.8582 | 5.5866 | 1.4887 | 2.3616 | 8.7427 | 5.6463 | 5.0978 | 3.6275 | 56.1529 | 77.8874 | 78.0532 | 94.6735
9479
9481 | 8.6794 | 18.5308 | 2 | 1.7199 | 4.7462 | -1.8482 | 0.048198 | 0.0042088 | 2.5719 | 290.8066 | 46.2116 | 36.8001 | 1.0165 | 12.251 | 14.2779 | 0.66576 | 0.13277 | 0.028372 | 1.8966 | 13.3103 | 0.12297 | 1.686 | 13.0062 | 10.0443 | 1.84 | 3.1788 | 12.1394 | 6.0088 | 7.1621 | 4.6115 | 60.1307 | 94.1441 | 58.3753 | 91.2165
9483
9485
9486
9487 | 11.2901 | 23.4794 | 2 | 2.5682 | 6.8737 | 2.01 | 0.042846 | 0.005236 | 5.3278 | 295.0455 | 44.6897 | 34.3538 | 1.306 | 12.4104 | 15.2606 | 0.20764 | 0.0068482 | 0.077886 | 1.6154 | 5 | 0.36683 | 1.7724 | 8.8223 | 8.066 | 2.3335 | 4.1265 | 12.7499 | 5.7659 | 7.6662 | 4.3031 | 56.1579 | 95.4843 | 54.8008 | 93.4773
9488 | 1.0049 | 4.6728 | 2 | 2.5138 | 6.0982 | -5.0179 | 0.0042857 | 0.0064217 | 2.0743 | 297.102 | 45.6874 | 33.3032 | 1.3002 | 12.8076 | 14.3089 | 13.2126 | 0.15198 | 0.018571 | 3.6667 | 12.6667 | 1.83 | 1.7143 | 7.6276 | 5.708 | 2.414 | 4.1193 | 12.8083 | 6.761 | 8.6993 | 4.4672 | 51.8017 | 77.6498 | 55.0867 | 87.2388
9489
9490 | 1.7455 | 6.7779 | 3 | 2.5678 | 7.3364 | -0.875 | 0.015 | 0.0061753 | 1.163 | 298.8456 | 50.9911 | 38.9411 | 1.4159 | 11.7297 | 12.5079 | 0.47 | 0.013374 | 0.0425 | 1 | 11.6667 | 0 | 0 | 11.2221 | 9.4817 | 2.3491 | 3.839 | 9.8835 | 8.2711 | 6.6342 | 5.9043 | 75.2822 | 74.7026 | 67.7806 | 77.4003
9491
9493 | 14.6149 | 29.6969 | 3 | 2.5679 | 7.3044 | 0.54739 | 0.069935 | 0.0067854 | 3.204 | 294.9828 | 39.678 | 31.3103 | 1.0717 | 14.2604 | 16.2243 | 0.19068 | 0.036621 | 0.031308 | 1.2222 | 12.9778 | 0.31497 | 0.90323 | 10.2669 | 7.4507 | 2.0757 | 3.6541 | 14.5151 | 6.8031 | 7.9408 | 4.4602 | 48.5444 | 80.7299 | 47.4607 | 87.2399
9495 | 6.9474 | 26.0959 | 2 | 2.2146 | 6.0833 | -0.51842 | 0.020933 | 0.0039347 | 2.4103 | 289.8198 | 45.6341 | 36.0262 | 0.95123 | 12.5372 | 14.6253 | 1.7024 | 0.26036 | 0.034386 | 1.3333 | 14.8333 | 0 | 0.84 | 14.9568 | 11.2211 | 1.6722 | 2.9294 | 11.9741 | 5.7892 | 7.337 | 4.5065 | 63.3047 | 99.2535 | 58.4308 | 91.9929
9496 |  |  |  | 2.4273 | 5.59
9497
9498 | 10.8278 | 34.164 | 3 | 2.5036 | 7.3045 | -3.0004 | 0.018525 | 0.0067377 | 3.3969 | 294.6044 | 34.3026 | 30.1948 | 0.93289 | 14.8341 | 16.7865 | 0.82789 | 0.18041 | 0.035921 | 1.6 | 10.7333 | 1.2759 | 7.0328 | 11.4728 | 9.7203 | 1.8615 | 3.5052 | 13.7661 | 10.6927 | 10.8926 | 7.9751 | 56.0709 | 66.1257 | 46.2189 | 62.9388
9499
9500
9501
9502 | 0.34603 | 1.0796 | 2 | 3.0386 | 9.8107 | -0.3 | 0 | 0.0062565 | 1.4833 | 298.1731 | 48.5439 | 40.463 | 1.5107 | 12.3626 | 13.7713 | 1 | 0.31522 | 0 | 5.5 | 13.5 | 0 | 0 | 14.188 | 10.5687 | 2.9337 | 4.5858 | 11.052 | 6.1925 | 7.3993 | 4.6627 | 78.2047 | 109.4755 | 61.988 | 90.4819
9503
9504
9505
9506 |  |  |  | 2.1311 | 5.7897
9507
9508
9511 | 11.8864 | 26.6811 | 2.475 | 1.9733 | 5.656 | 6.1054 | 0.05075 | 0.0057531 | 3.7148 | 294.1917 | 45.3353 | 31.7064 | 1.1695 | 12.3515 | 14.4695 | 0.70476 | 0.0072886 | 0.10726 | 2.25 | 9.5 | 0.028125 | 0.6125 | 13.3201 | 9.0789 | 2.0623 | 3.4467 | 12.4236 | 6.2963 | 7.73 | 4.4698 | 49.0776 | 75.6992 | 54.3366 | 89.0391
9513
9514
9515 |  |  |  | 2.113 | 6.2438 |  |  | 0.0071742 | 2.1129 | 296.0521 | 30.6699 | 29.2593 | 0.90812 | 16.129 | 17.6537 | 44.3825 | [6 empty] | 10.5449 | 9.1789 | 1.8691 | 3.4021 | 14.6179 | 12.5823 | 12.2744 | 9.2557 | 53.0911 | 59.0583 | 41.8219 | 53.7105
9516 |  |  |  | 2.6067 | 6.5041
9517
9518
9519 | 1.5707 | 3.7848 | 2 | 2.4988 | 6.6395 | -0.42168 | 0.00125 | 0.0071849 | 2.3795 | 295.145 | 26.3401 | 27.568 | 0.78391 | 17.2225 | 18.9719 | 1.0833 | 0.091346 | 0.00375 | 3.4 | 12.2 | 0 | 0 | 11.1994 | 9.7955 | 1.5904 | 2.9758 | 15.8331 | 13.784 | 13.1331 | 10.916 | 52.075 | 58.4195 | 36.8866 | 47.3545
9520
9522 | 1.9935 | 7.2613 | 2 | 3.3015 | 7.273 | -1.9106 | 0.012836 | 0.007195 | 1.5212 | 295.6313 | 34.8364 | 30.6977 | 0.92236 | 15.1942 | 16.5508 | 7.8969 | 0.29369 | 0.018419 | 1.8611 | 12.0278 | 1.6366 | 2.5373 | 6.5131 | 6.0358 | 1.971 | 3.606 | 13.7866 | 11.0904 | 10.5994 | 7.5297 | 49.4286 | 58.6912 | 46.3163 | 63.7462
9523
9524
9525
9526
9527 |  |  |  | 3.4219 | 10.0513
9528
9529
9530
9531
9532
9534
9535 | 2.247 | 8.4355 | 2 | 2.2413 | 6.3019 | -1.3026 | 0.0066667 | 0.0062231 | 2.9949 | 296.8123 | 41.2675 | 31.8657 | 1.2479 | 13.8749 | 15.7911 | 6.2994 | 0.17693 | 0 | 3 | 5 | 2.18 | 3 | 10.0842 | 7.2754 | 2.3961 | 4.0416 | 13.9698 | 7.2083 | 8.0741 | 4.5569 | 50.73 | 78.3728 | 49.6291 | 84.9385
9536
9538 |  |  |  | 2.9835 | 7.5552
9539 | 11.247 | 23.8054 | 3 | 2.9165 | 7.4608 | -3.8882 | 0.15 | 0.0062703 | 3.8017 | 294.7352 | 43.4773 | 35.2824 | 1.1951 | 13.2208 | 15.4187 | 0.97542 | 0.062423 | 0.15091 | 5.4 | 20.3 | 9.4509 | 19.9091 | 10.2858 | 7.7353 | 2.2406 | 4.1411 | 13.5165 | 5.7709 | 6.8417 | 3.7978 | 56.0485 | 92.795 | 52.7008 | 94.3085
9540
9541 | 7.1769 | 25.1209 | 2 | 2.2317 | 6.8531 | 0.63483 | 0.016981 | 0.0071867 | 2.4749 | 294.985 | 28.1378 | 28.687 | 0.82167 | 16.5887 | 18.3163 | 0.14075 | 0.056431 | 0.08247 | 1.5312 | 9.7812 | 0.18047 | 0.9717 | 11.942 | 10.0916 | 1.7748 | 3.1843 | 15.3071 | 13.3966 | 12.1248 | 9.5379 | 55.6285 | 60.3381 | 39.7608 | 50.918
9542 |  |  |  | 3.0344 | 9.0957 |  |  | 0.0071654 | 0.90589 | 294.4579 | 31.9898 | 33.7147 | 0.75135 | 15.8359 | 16.5984 | 0 | [6 empty] | 12.3816 | 11.8512 | 1.9128 | 2.679 | 13.828 | 13.5813 | 8.6849 | 8.6818 | 68.3127 | 64.8261 | 51.6175 | 53.2207
9543
9544 | 1.6661 | 5.4673 | 2 | 2.1557 | 5.2563 | -2.1182 | 0.0055556 | 0.0060268 | 2.1568 | 296.108 | 43.7491 | 34.5493 | 1.2146 | 13.285 | 14.8088 | 2.542 | 0.04146 | 0.028889 | 2.75 | 10 | 0 | 0.66667 | 10.9193 | 8.0572 | 2.0271 | 3.7763 | 13.0227 | 6.8309 | 8.8935 | 4.5999 | 49.9028 | 84.9977 | 53.1756 | 87.2462
9545
9546 | 2.3098 | 5.3952 | 2 | 2.1592 | 5.8457 | -3.114 | 0.00066667 | 0.0062666 | 1.7121 | 297.5436 | 47.1239 | 36.7764 | 1.3744 | 12.5895 | 13.954 | 0.33571 | 0.31968 | 0.0053333 | 1.7143 | 8.2857 | 0.266 | 0.46667 | 10.6069 | 8.0658 | 2.4668 | 4.1107 | 12.2924 | 6.7903 | 8.8576 | 4.6309 | 55.027 | 86.2422 | 54.6322 | 87.0761
9547
9548
9549
9550
9551
9553 |  |  |  | 2.2105 | 6.0489 |  |  | 0.0067993 | 1.9426 | 297.2967 | 34.839 | 31.2935 | 1.0917 | 15.3469 | 16.9436 | 5.48 | [6 empty] | 10.3573 | 9.1881 | 2.2398 | 4.0374 | 14.5911 | 10.3979 | 10.0386 | 6.5542 | 59.1434 | 65.1261 | 45.4396 | 69.5787
9554
9555
9556
9557
9558
9559
9560 |  |  |  | 2.0924 | 5.5758
9562 |  |  |  | 2.2735 | 5.9922 |  |  | 0.0068316 | 1.0537 | 296.9104 | 39.3533 | 31.843 | 1.117 | 14.3464 | 15.4516 | 23 | [6 empty] | 6.9008 | 5.7788 | 2.2966 | 3.9056 | 13.6533 | 9.087 | 9.8184 | 5.8877 | 44.9482 | 67.5726 | 48.4717 | 75.4767
9563
9564
9565
9566 |  |  |  | 2.6944 | 6.8398
9567
9568
9569
9571
9573 | 8.7563 | 21.3431 | 3 | 2.3546 | 6.5228 | 0.94507 | 0.085455 | 0.006758 | 4.4989 | 294.3292 | 38.6531 | 35.3907 | 0.97081 | 14.0115 | 16.0401 | 0.4904 | 0.055615 | 0.06 | 4.375 | 18.125 | 0.34 | 15.9091 | 10.4409 | 9.0867 | 1.7157 | 3.5481 | 14.6767 | 8.3876 | 9.1972 | 5.7284 | 56.8634 | 82.9917 | 46.2626 | 76.8846
9575
9576
9577 |  |  |  | 3.5573 | 7.9232 |  |  | 0.007452 | 1.8881 | 291.6954 | 23.8706 | 19.9376 | 0.54389 | 17.3378 | 18.9309 | 26.72 | [6 empty] | 9.673 | 8.2201 | 1.4889 | 2.2895 | 16.5385 | 15.0369 | 13.0089 | 11.725 | 41.594 | 38.5615 | 34.0292 | 41.6287
9578 | 0.296 | 0.94115 | 2 | 2.1874 | 5.292 | -0.6375 | 0 | 0.0063695 | 0.60417 | 299.7954 | 61.0547 | 47.4855 | 1.7642 | 9.9921 | 10.6443 | 1 | 0.098661 | 0 | 1 | 8 | 0 | 0 | 8.1758 | 7.5906 | 3.2582 | 4.4839 | 8.3507 | 5.1855 | 5.7917 | 3.5129 | 70.2548 | 96.0656 | 77.6418 | 97.5371
9579 |  |  |  | 2.0985 | 6.5696
9580
9581
9582
9583
9584
9585 | 2.1251 | 8.0875 | 2 | 2.6228 | 6.2351 | -1.4999 | 0.02 | 0.0069412 | 1.996 | 292.7226 | 33.3307 | 30.9468 | 0.73504 | 15.1429 | 16.6714 | 18.4645 | 0.51782 | 0.022857 | 3.7273 | 18.7273 | 1.2486 | 3.5714 | 8.1593 | 7.5039 | 1.59 | 3.1168 | 14.7069 | 10.6405 | 9.9127 | 6.9736 | 51.3048 | 60.0292 | 45.3337 | 65.801
9586
9587
9590
9591
9592 | 3.9394 | 12.1016 | 2 | 2.0492 | 5.287 | 3.8941 | 0.0092308 | 0.0071039 | 3.1937 | 294.5512 | 26.7009 | 28.5836 | 0.79888 | 16.927 | 19.0237 | 0.45259 | 0.058945 | 0.017692 | 3 | 9.375 | 0.014615 | 1.6154 | 13.2168 | 11.6575 | 1.9279 | 3.0674 | 15.9963 | 12.0005 | 10.8672 | 8.7344 | 56.8302 | 68.2957 | 39.9383 | 55.4168
9593 | 4.1826 | 10.3004 | 3 | 2.3923 | 6.9911 | -3.5078 | 0.035385 | 0.0062559 | 3.2251 | 296.957 | 48.5415 | 36.0693 | 1.4305 | 11.8672 | 13.8818 | 1.1407 | 0.017228 | 0.027692 | 4.125 | 17.75 | 7.35 | 6.8462 | 11.3841 | 8.3925 | 2.5618 | 4.5083 | 12.4253 | 5.509 | 7.9647 | 3.7534 | 58.7861 | 106.0023 | 55.3163 | 95.8228
9594 | 1.5261 | 5.5558 | 2 | 3.1222 | 8.9406 | -0.875 | 0 | 0.0063977 | 2.819 | 297.008 | 46.5767 | 33.4635 | 1.3649 | 12.3333 | 14.2355 | 4.7467 | 0.9375 | 0.12 | 2 | 26 | 0 | 0 | 12.2744 | 8.1467 | 2.496 | 4.242 | 12.1063 | 6.0238 | 8.2383 | 4.2133 | 52.3271 | 91.138 | 56.2568 | 91.5304
9597
9598
9599 | 1.4368 | 4.4838 | 2 | 4.8741 | 11.9016 | 0.623 | 0.0071852 | 0.0042119 | 0.59137 | 294.6237 | 71.0611 | 53.1511 | 1.4693 | 8.0895 | 8.657 | 0.48266 | 0.10395 | 0.041556 | 1.6 | 5 | 0.66733 | 1.3111 | 7.5078 | 6.6679 | 2.3778 | 3.9207 | 6.503 | 4.5636 | 4.0596 | 2.7764 | 86.5983 | 101.5075 | 90.2641 | 103.0085
9600
9601
9603 | 7.402 | 17.1548 | 2 | 3.0203 | 9.2014 | 9.9231 | 0.020423 | 0.0065615 | 4.8541 | 291.8039 | 25.9166 | 25.4128 | 0.69941 | 16.7048 | 19.9331 | 0.41925 | 0.10198 | 0.042465 | 1.8529 | 8.5 | 0.02007 | 4.1549 | 12.6099 | 10.1386 | 1.6557 | 2.68 | 16.9457 | 10.5277 | 11.7882 | 7.8958 | 48.0616 | 69.2865 | 35.1407 | 62.7267
9604
9605
9606 |  |  |  | 3.4165 | 8.3753
9608
9609
9610
9612
9613
9614
9616 | 8.3037 | 14.4044 | 2 | 3.2659 | 10.8857 | -0.43149 | 0.03 | 0.0069078 | 4.6478 | 291.2704 | 23.2808 | 23.8542 | 0.60168 | 17.5363 | 20.7737 | 0.040714 | 0.024595 | 0.13286 | 1.3333 | 5 | 0 | 0.071429 | 13.2148 | 10.7615 | 1.5688 | 2.4432 | 17.6951 | 10.8963 | 12.0369 | 8.2932 | 46.1329 | 66.4809 | 32.8071 | 58.6948
9617 | 2.6426 | 11.0868 | 2 | 1.7194 | 5.4213 | -1.375 | 0 | 0.0062057 | 3.05 | 296.729 | 36.3635 | 31.5313 | 1.199 | 14.7903 | 17.0484 | 0.7492 | 0.74954 | 0 | 8 | 5 | 2.56 | 7 | 11.3525 | 8.5129 | 2.4127 | 4.0977 | 14.4068 | 8.1778 | 9.0097 | 5.2082 | 57.1679 | 82.3566 | 46.3488 | 79.43
9618
9619
9620 |  |  |  | 2.2582 | 6.6771 |  |  | 0.0072188 | 2.5943 | 293.5082 | 25.5362 | 27.3847 | 0.68643 | 17.1482 | 18.9251 | 2.5422 | [6 empty] | 12.5203 | 10.5755 | 1.5904 | 2.6832 | 16.0162 | 14.3009 | 12.886 | 10.7326 | 55.0106 | 57.0808 | 36.5555 | 45.7931
9621
9623 | 9.3082 | 26.4482 | 3 | 1.85 | 4.7557 | -7.9994 | 0.22 | 0.0069699 | 3.4563 | 296.4123 | 31.1597 | 30.4893 | 0.95735 | 16.1699 | 18.0279 | 6.5474 | 0.21395 | 0.02 | 14.75 | 22.75 | 1.395 | 30.75 | 10.1027 | 8.7422 | 1.8938 | 3.5473 | 15.7067 | 11.3273 | 10.6814 | 7.2394 | 53.6448 | 66.8328 | 41.4726 | 64.1146
9624
9625 | 0.89367 | 2.1648 | 3 | 2.828 | 7.7486 | 11.622 | 0 | 0.0061003 | 3.3185 | 293.5562 | 44.0239 | 35.8949 | 1.1119 | 13.0009 | 15.0446 | 0.14 | 0.17594 | 0 | 16 | 8 | 0 | 0 | 10.566 | 7.9374 | 2.1173 | 3.7666 | 13.3159 | 5.8759 | 6.9263 | 3.8948 | 57.012 | 93.0403 | 53.2983 | 93.1191
9627
9630
9631
9633
9634 |  |  |  | 2.0625 | 5.6698
9637 |  |  |  | 1.9353 | 5.2667
9638
9639 | 1.6811 | 5.2336 | 2 | 2.3509 | 6.51 | -3.2532 | 0.025 | 0.0057609 | 2.8209 | 296.1374 | 49.1872 | 33.9061 | 1.3282 | 11.8427 | 13.6135 | 1.7902 | 0.02915 | 0.025 | 1.5 | 11.375 | 3.4561 | 5.6111 | 8.5624 | 6.4014 | 2.327 | 4.1248 | 12.4117 | 5.5985 | 8.2979 | 3.8399 | 53.8609 | 90.1458 | 55.5719 | 94.4358
9640 | 8.2844 | 18.7487 | 3 | 1.5273 | 3.8723 | -2.7633 | 0.08 | 0.0067122 | 3.6654 | 296.5319 | 33.5953 | 31.4832 | 1.0575 | 15.4046 | 17.2932 | 5.4275 | 0.32782 | 0.02 | 1 | 5 | 0 | 3 | 9.8384 | 8.6058 | 1.9445 | 3.6397 | 14.8826 | 10.612 | 10.4497 | 7.2364 | 52.6293 | 68.2755 | 44.2352 | 65.7404
9641
9642
9643
9644
9645
9648 | 1.564 | 6.5043 | 2 | 2.669 | 6.1688 | 0.023272 | 0 | 0.0074091 | 1.1254 | 293.1855 | 25.5168 | 23.8687 | 0.60829 | 17.3074 | 18.4412 | 6.0774 | 0.30518 | 0.0033333 | 1 | 10.6667 | 0 | 0 | 9.4279 | 8.7364 | 1.5989 | 2.3228 | 16.3475 | 15.3065 | 13.1644 | 13.0814 | 43.6424 | 42.9917 | 33.8132 | 38.9882
9649 |  |  |  | 2.0141 | 6.7402 |  |  | 0.0072043 | 2.0358 | 295.0971 | 30.0252 | 28.505 | 0.81402 | 16.3082 | 17.7925 | 35 | [6 empty] | 10.04 | 8.7797 | 1.7627 | 3.2631 | 14.9525 | 12.8245 | 12.6005 | 9.1629 | 50.6118 | 55.5321 | 40.4928 | 53.6118
9650
9651
9652 |  |  |  | 2.938 | 8.3235 |  |  | 0.0058188 | 4.053 | 295.3578 | 49.47 | 37.3231 | 1.3563 | 11.466 | 13.7013 | 20.2 | [6 empty] | 12.6356 | 9.2422 | 2.4273 | 4.3747 | 12.4821 | 5.208 | 7.7484 | 3.4639 | 61.9637 | 113.5392 | 55.1631 | 98.2123
9654 | 9.794 | 15.0726 | 2 | 2.5059 | 7.4969 | -1.6866 | 0.036154 | 0.0056391 | 3.8908 | 295.533 | 48.0031 | 34.8106 | 1.3065 | 11.8538 | 14.0371 | 0.15609 | 0 | 0.019231 | 3 | 13.5 | 0 | 0 | 12.4079 | 8.3764 | 2.257 | 3.966 | 12.5552 | 5.574 | 7.8845 | 3.8173 | 56.5259 | 96.6788 | 54.5039 | 94.6683
9655 |  |  |  | 2.0582 | 5.726 |  |  | 0.0055349 | 3.9029 | 294.3055 | 45.8606 | 32.6628 | 1.1732 | 12.3341 | 14.4741 | 36.0669 | [6 empty] | 8.8228 | 7.0372 | 2.0777 | 3.5914 | 13.1557 | 5.9892 | 8.2324 | 4.0566 | 55.0785 | 93.3532 | 52.178 | 91.9576
9656 |  |  |  | 4.5965 | 10.0784
9657
9658 |  |  |  | 3.224 | 9.1973
9659
9661
9662 | 2.2309 | 5.8302 | 2 | 2.2437 | 7.4758 | 10.1155 | 0.0002439 | 0.0049525 | 0.78777 | 296.3165 | 65.6136 | 48.7068 | 1.5366 | 9.0339 | 9.8075 | 0.40772 | 0.0044688 | 0.01122 | 1 | 17.75 | 0 | 0 | 7.3434 | 6.8617 | 2.7498 | 3.9267 | 7.2388 | 4.9818 | 4.3012 | 3.0375 | 74.8685 | 98.4723 | 85.9798 | 100.3748
9664 | 14.3349 | 22.7786 | 2 | 3.7586 | 10.0924 | 5.3677 | 0.07597 | 0.007085 | 5.3593 | 292.0155 | 22.4248 | 22.238 | 0.66888 | 17.7942 | 20.9228 | 1.2148 | 0.074619 | 0.10672 | 1.7778 | 12.4444 | 3.224e-16 | 0.029851 | 11.7119 | 8.991 | 1.5971 | 2.734 | 17.0752 | 11.3918 | 11.4411 | 8.4371 | 43.4118 | 54.2855 | 35.7329 | 57.6901
9665
9667
9668
9669
9670
9671
9673
9674
9675
9677
9678
9679
9680
9681 | 0.32406 | 0.97876 | 2 | 1.9968 | 6.2933 | -4.8 | 0 | 0.0058786 | 0.78594 | 299.326 | 45.0014 | 38.3776 | 1.4488 | 13.4902 | 14.1818 | 1.6442 | 0.15446 | 0 | 2 | 5 | 0 | 0 | 8.5454 | 8.1632 | 2.5251 | 4.2506 | 12.2903 | 8.3574 | 9.0064 | 5.4064 | 58.924 | 83.4189 | 55.7323 | 79.8072
9682 | 1.0317 | 3.8264 | 2 | 3.3523 | 7.8725 | -1.4489 | 0.00625 | 0.0065096 | 1.5297 | 297.8149 | 43.6915 | 39.3955 | 1.2986 | 13.1842 | 14.4837 | 18.7196 | 0.28621 | 0.00375 | 1.5 | 19.5 | 1.48 | 2.125 | 8.4033 | 7.6295 | 2.3785 | 4.1537 | 11.6283 | 7.8962 | 8.9589 | 5.2971 | 62.3246 | 80.8454 | 57.0172 | 79.7875
9684
9685 |  |  |  | 2.0911 | 7.2338 |  |  | 0.0071863 | 1.0074 | 296.0684 | 34.7042 | 30.9272 | 0.91478 | 15.0903 | 15.9508 | 16.5642 | [6 empty] | 8.986 | 8.7421 | 1.8553 | 3.3133 | 14.2619 | 12.4486 | 11.0101 | 9.2088 | 50.2009 | 56.2086 | 44.8043 | 54.3537
9686
9689
9690
9691
9692
9693
9695
9696
9697
9699 | 2.212 | 6.4666 | 2 | 2.2661 | 6.1276 | -3.3341 | 0.023636 | 0.0061223 | 2.4931 | 296.1995 | 48.8775 | 33.764 | 1.32 | 11.9054 | 13.5834 | 6.2928 | 0.013408 | 0.055455 | 1.5 | 13.5 | 3.6236 | 5.4545 | 8.6945 | 6.4872 | 2.3662 | 4.2113 | 11.9381 | 5.7932 | 8.0764 | 3.9521 | 55.2028 | 87.9979 | 57.7228 | 93.1547
9701
9702 |  |  |  | 2.3111 | 7.6578
9703
9705
9706
9707 | 4.5866 | 10.9283 | 2 | 1.7998 | 5.5682 | -2.8165 | 0.024615 | 0.0067061 | 2.7374 | 296.0956 | 35.7798 | 33.125 | 1.0303 | 14.832 | 16.7161 | 1.8916 | 0.24362 | 0.033077 | 1.5 | 11.875 | 0.55077 | 3.1538 | 11.0709 | 9.0735 | 2.16 | 3.729 | 14.7838 | 9.2212 | 8.8148 | 5.6743 | 54.6984 | 82.9585 | 46.4018 | 73.4485
9708
9709
9710
9711
9716
9718
9719
9720 |  |  |  | 3.0965 | 7.1921
9723
9724
9725
9726
9727 | 40.3076 | 91.2326 | 3 | 1.6792 | 4.4526 | -0.62406 | 0.086667 | 0.0071469 | 3.4946 | 294.7824 | 23.1126 | 23.4962 | 0.74591 | 17.9663 | 20.0456 | 4.2497 | 0.2668 | 0.20089 | 3 | 22 | 1.14 | 14 | 10.8839 | 8.9311 | 1.7526 | 2.8787 | 16.7231 | 14.1686 | 13.102 | 11.1459 | 43.3836 | 50.1935 | 35.3511 | 45.579
9728
9729
9730 | 0.77174 | 2.6766 | 2 | 2.6311 | 7.1255 | 1.6488 | 0.006 | 0.0060111 | 2.4978 | 296.1606 | 36.5027 | 33.7649 | 1.1379 | 14.8664 | 16.7909 | 0.3228 | 0.12242 | 0.0044 | 3.3333 | 5 | 0.1648 | 0.2 | 10.9761 | 8.7622 | 2.2185 | 3.7599 | 14.1903 | 8.4679 | 9.7307 | 5.4112 | 58.2011 | 83.4195 | 47.1197 | 77.5521
9732
9733
9734
9737
9738
9740
9741
9742 | 1.2495 | 7.3099 | 2 | 2.6972 | 6.8684 | -2.9286 | 0.0085714 | 0.0070822 | 2.2214 | 296.071 | 31.9251 | 30.1174 | 0.9499 | 15.6933 | 17.3118 | 9.7634 | 0.25016 | 0.0014286 | 2 | 5 | 0.60714 | 1.8571 | 10.8985 | 9.3909 | 1.9176 | 3.5335 | 14.2745 | 12.1927 | 11.798 | 8.7161 | 54.6877 | 61.8811 | 43.4373 | 57.0427
9743
9745
9746
9749
9751
9752 | 10.3669 | 25.0112 | 3 | 1.7587 | 4.7523 | 2.5403 | 0.078571 | 0.0068596 | 2.3912 | 295.6902 | 39.0994 | 30.9901 | 0.98995 | 14.0284 | 15.5736 | 0.27834 | 0.0716 | 0.11643 | 2.375 | 17.75 | 0.80786 | 10.8571 | 7.5831 | 7.0385 | 1.9253 | 3.737 | 13.3713 | 8.9851 | 7.9981 | 5.29 | 49.0063 | 64.8346 | 52.2606 | 76.9477
9754
9755
9756 | 3.3251 | 9.6913 | 2 | 1.8625 | 5.8044 | 8.5152 | 0.063636 | 0.00714 | 2.1094 | 294.8329 | 30.9065 | 28.2818 | 0.81154 | 15.95 | 17.4609 | 25.0586 | 0.39658 | 0.020909 | 4.25 | 22 | 0 | 0.45455 | 10.2079 | 8.8862 | 1.7539 | 3.1813 | 14.4252 | 12.5376 | 12.1675 | 9.2147 | 51.3061 | 54.5207 | 42.227 | 53.5665
9757
9758 | 6.6706 | 11.1547 | 3 | 1.9677 | 5.4755 | -1.2023 | 0.033333 | 0.0067177 | 2.6365 | 296.701 | 38.7855 | 32.2901 | 1.1238 | 14.3625 | 16.1319 | 1.5132 | 0.06023 | 0.0275 | 1 | 5 | 0 | 0 | 10.6886 | 7.905 | 2.2069 | 3.7721 | 14.3096 | 7.8815 | 8.5454 | 4.7764 | 52.3728 | 83.2179 | 48.1498 | 81.95
9761
9762
9763
9764
9765
9766
9768
9769
9773 | 5.2746 | 16.8646 | 2 | 3.0175 | 10.3444 | 5.3812 | 0.04 | 0.0044593 | 2.9158 | 287.0853 | 40.2435 | 29.2335 | 0.69302 | 13.039 | 15.266 | 3.8848 | 0.29238 | 0.19 | 5 | 5 | 0 | 0.5 | 10.7149 | 8.4106 | 1.1714 | 1.9661 | 12.2827 | 7.3031 | 7.476 | 5.5868 | 53.9618 | 76.7178 | 55.8607 | 81.3735
9774 | 0.67808 | 2.4915 | 2 | 3.1448 | 7.6484 | -6 | 0 | 0.0074282 | 1.4688 | 295.425 | 30.323 | 27.3399 | 0.81621 | 16.3555 | 17.7113 | 38.7994 | 0.25 | 0 |  |  | 0 | 4 | 6.451 | 5.7431 | 1.8412 | 3.3191 | 14.8811 | 12.5685 | 11.9282 | 8.5128 | 44.1537 | 51.915 | 40.8077 | 56.8472
9775 |  |  |  | 2.126 | 6.8017
9776 | 0.4937 | 1.2541 | 2 | 2.3032 | 6.2037 | 0.4452 | 0 | 0.0066903 | 1.616 | 296.4583 | 38.3035 | 33.2705 | 1.0859 | 14.4513 | 15.8673 | 18.208 | 0.020678 | 0 | 1.5714 | 8 | 0 | 0 | 7.3649 | 6.6298 | 2.1671 | 3.8449 | 13.9426 | 9.0836 | 9.9043 | 5.8994 | 48.497 | 72.1527 | 47.0607 | 75.5269
9778
9780
9781
9782
9783
9785
9786
9787
9789
9793
9794 | 1.8568 | 6.3469 | 2 | 2.6883 | 6.8718 | -0.75938 | 0.0175 | 0.0060762 | 2.1854 | 296.4504 | 38.7301 | 38.2424 | 1.1882 | 14.448 | 16.1793 | 1.9079 | 0.15198 | 0.005 | 1 | 22 | 0 | 1.1369e-13 | 11.6019 | 10.0356 | 2.3933 | 4.0184 | 13.6501 | 8.0452 | 9.3831 | 4.9394 | 65.8775 | 95.649 | 49.7853 | 80.6032
9795
9796
9798
9799
9800 | [7 empty] | 0.0068555 | 1.7891 | 297.6645 | 40.3253 | 29.9047 | 1.2714 | 14.2633 | 15.6921 | 6 | [6 empty] | 9.2488 | 6.5911 | 2.4087 | 4.2233 | 13.9269 | 7.1277 | 9.891 | 4.8791 | 48.6631 | 72.615 | 49.0277 | 83.0225
9802
9803 |  |  |  | 3.293 | 7.1135 |  |  | 0.0066867 | 1.2423 | 295.5594 | 39.714 | 32.4092 | 1.014 | 14.023 | 15.2947 | 29.2798 | [6 empty] | 8.257 | 6.9723 | 2.0795 | 3.7493 | 13.8365 | 8.8421 | 9.0064 | 5.5708 | 47.2065 | 67.3268 | 49.1512 | 77.0533
9804 |  |  |  | 2.9494 | 6.2924
9805
9806
9807
9809 |  |  |  | 2.5858 | 9.1223 |  |  | 0.0058889 | 2.0594 | 297.9579 | 48.2127 | 37.5396 | 1.5322 | 12.1981 | 14.0329 | 3.73 | [6 empty] | 13.3653 | 9.722 | 2.8641 | 4.6864 | 11.1996 | 6.0803 | 7.2976 | 4.6659 | 73.5974 | 91.2181 | 61.456 | 90.4116
9810
9812
9813 |  |  |  | 3.0604 | 7.3517
9814
9815
9816 |  |  |  | 2.1045 | 5.2975
9817
9818
9819 |  |  |  | 2.1299 | 6.8349
9820
9822
9823
9824
9826
9827
9828 |  |  |  | 2.4073 | 6.1913
9830
9831
9832
9833 | 1.4521 | 6.9049 | 2 | 2.1109 | 5.3604 | -6.0013 | 0.015 | 0.0071265 | 2.1112 | 294.0943 | 29.9836 | 28.5155 | 0.75113 | 16.2123 | 17.9458 | 1.6381 | 0.28263 | 0.115 | 4 | 13.5 | 0.965 | 0.5 | 11.0675 | 9.6475 | 1.5812 | 3.4403 | 15.5055 | 10.9874 | 9.3959 | 6.1716 | 59.4767 | 67.1758 | 44.0491 | 68.3193
9836
9837 | 0.64319 | 1.5967 | 2 | 3.1449 | 6.868 | 0.7125 | 0.01 | 0.0068502 | 1.7161 | 294.1957 | 33.4594 | 30.7787 | 0.82765 | 15.3583 | 16.8313 | 6.0952 | 0.48282 | 0.02 | 2 | 8 | 0 | 9.0949e-13 | 8.4254 | 7.4583 | 1.7349 | 3.3406 | 15.0751 | 10.149 | 9.9791 | 6.0228 | 47.2276 | 68.2048 | 44.6305 | 70.9341
9839
9841 | 4.1125 | 14.3014 | 2 | 1.7661 | 5.4104 | -0.19766 | 0.021818 | 0.0035216 | 2.1521 | 289.1725 | 42.4944 | 34.6045 | 0.89512 | 13.1507 | 15.1326 | 0.87732 | 0.15044 | 0.016364 | 1.8889 | 12.5556 | 0 | 5.5455 | 13.5795 | 10.9408 | 1.5027 | 2.7346 | 13.0333 | 6.5877 | 8.2736 | 5.29 | 58.6987 | 88.0009 | 54.0863 | 87.6002
9842 |  |  |  | 2.847 | 9.592 |  |  | 0.005075 | 0.52269 | 298.319 | 65.7404 | 48.6128 | 1.6841 | 9.1862 | 9.7073 | 3.72 | [6 empty] | 8.699 | 7.1376 | 2.9004 | 4.3076 | 7.2763 | 4.9593 | 4.6881 | 3.2032 | 77.0728 | 99.3477 | 85.3789 | 99.7723
9843
9845
9846 |  |  |  | 2.6158 | 6.1368
9847
9848
9849 | 3.0755 | 8.1944 | 2 | 2.2028 | 6.076 | 14.375 | 0.01 | 0.0058077 | 2.5542 | 296.1703 | 49.1446 | 33.9364 | 1.3415 | 11.8766 | 13.5639 | 22.8165 | 0.012527 | 0 | 1 | 22 | 0 | 0 | 8.4031 | 6.444 | 2.3966 | 4.1927 | 11.9974 | 5.7412 | 8.1178 | 4.0033 | 55.0079 | 88.3724 | 57.4259 | 93.2112
9850
9855
9856
9859
9862
9863 | 8.8909 | 18.8208 | 2 | 2.0096 | 5.7944 | -2.4056 | 0.055 | 0.0051654 | 5.1101 | 295.4632 | 41.3907 | 32.2848 | 1.2943 | 13.3949 | 16.2366 | 1 | 0.024581 | 0.12 | 4 | 5 | 29.31 | 1.5 | 9.0241 | 7.8157 | 2.393 | 4.1094 | 13.3859 | 6.2086 | 8.1515 | 4.6696 | 52.1763 | 88.2325 | 52.728 | 90.5105
9864 | 9.6358 | 15.5075 | 3 | 2.5534 | 7.2438 | 0.71743 | 0.019167 | 0.0062661 | 2.8463 | 295.4967 | 44.5383 | 35.4528 | 1.2254 | 13.0606 | 14.985 | 0.032406 | 0.010857 | 0.23417 | 1.2727 | 6.6364 | 0 | 0 | 10.4161 | 7.6486 | 2.3353 | 4.0708 | 13.2351 | 6.0669 | 7.1282 | 3.9397 | 56.3134 | 90.3598 | 53.5161 | 92.1262
9866 |  |  |  | 3.8247 | 7.8777 |  |  | 0.0066342 | 1.7558 | 295.5247 | 36.2994 | 33.5159 | 0.99964 | 14.8056 | 16.2219 | 18.6565 | [6 empty] | 7.8534 | 7.3865 | 2.0425 | 3.6914 | 14.1785 | 9.7477 | 10.2254 | 6.3839 | 49.7737 | 71.248 | 45.2303 | 71.7818
9867 | 1.9099 | 4.7827 | 2 | 2.3241 | 5.9266 | 4.396 | 0.00012048 | 0.0058214 | 1.6661 | 297.2938 | 52.4913 | 37.1705 | 1.4412 | 11.2974 | 12.5568 | 1.2128 | 0.07196 | 0.0093976 | 2.1111 | 14.2222 | 0.3512 | 0.21687 | 7.3832 | 6.3327 | 2.3742 | 4.0699 | 11.1141 | 6.2291 | 7.819 | 4.3872 | 52.7535 | 82.9189 | 61.5433 | 90.5365
9869
9871
9872
9875
9876
9877
9878
9879
9880
9881
9884
9885
9886
9887
9888 |  |  |  | 2.1005 | 5.2669
9890 |  |  |  | 2.2922 | 6.2413
9891
9893
9897
9899 | 2.5899 | 15.1409 | 2 | 2.0751 | 5.8237 | 6.5128 | 0.15 | 0.0055215 | 3.7757 | 294.0524 | 44.7551 | 31.8908 | 1.1199 | 12.6675 | 14.7644 | 20.4116 | 0.84798 | 2.7285e-14 | 27 | 22 | 0 | 19 | 8.6714 | 6.8511 | 1.9514 | 3.4504 | 13.6049 | 6.1356 | 8.5149 | 4.1251 | 52.4417 | 90.9612 | 50.2313 | 91.0167
9900
9901
9903 | 2.9289 | 9.8542 | 2 | 1.4003 | 4.4924 | -13.4857 | 0.0325 | 0.0046758 | 2.5433 | 294.047 | 57.4538 | 39.2343 | 1.2986 | 9.8883 | 11.5068 | 1.9974 | 0.27168 | 0.0575 | 1 | 5 | 5.61 | 2.75 | 10.685 | 9.3494 | 2.0925 | 3.435 | 9.1767 | 5.4096 | 5.7266 | 3.5999 | 62.534 | 83.2495 | 73.4634 | 96.0207
9904 | 0.50155 | 3.8424 | 2 | 3.3981 | 8.8636 | -6.625 | 0 | 0.007125 | 0.89417 | 297.2039 | 37.6691 | 37.5288 | 1.0135 | 14.5977 | 15.3213 | 1.6862 | 0.375 | 0.05 | 1 | 22 | 0 | 0 | 13.0387 | 11.5875 | 2.1402 | 3.1579 | 11.9039 | 11.6249 | 7.0036 | 6.9335 | 76.5835 | 73.5496 | 60.8125 | 63.4076
9905 | 0.53021 | 1.1005 | 2 | 2.6439 | 6.1367 | 2.9647 | 0 | 0.0063578 | 1.4881 | 294.3151 | 44.3919 | 35.2679 | 1.0245 | 12.8043 | 14.1844 | 0.3872 | 0.21059 | 0 | 1 | 13.5 | 0 | 0 | 8.8301 | 7.4263 | 1.9797 | 3.8031 | 12.4422 | 7.385 | 7.7368 | 4.4257 | 52.8938 | 76.0937 | 54.7504 | 86.1154
9908
9909 |  |  |  | 2.4823 | 6.5253
9911
9912
9913 |  |  |  | 1.984 | 5.3894
9914
9920
9921
9924
9926 | 3.5797 | 65.2557 | 2 | 2.4991 | 6.7718 | 2.125 | 0 | 0.0066356 | 1.9324 | 297.0905 | 43.3668 | 31.9047 | 1.2577 | 13.4388 | 14.8781 | 1.335 | 0 | 0.23 |  |  | 0 | 0 | 8.2597 | 6.203 | 2.316 | 4.0559 | 13.2043 | 6.9116 | 9.3325 | 4.6966 | 50.9207 | 76.2551 | 52.2665 | 85.1824
9931
9932
9933 | 0.2008 | 0.83986 | 2 | 2.2578 | 5.9381 | -1.2333 | 0 | 0.0062667 | 1.7111 | 297.545 | 47.1182 | 36.772 | 1.3745 | 12.5912 | 13.9554 | 1.8806 | 0.30805 | 0 | 2 | 6 | 0 | 0.33333 | 10.6074 | 8.0663 | 2.467 | 4.1108 | 12.2934 | 6.7915 | 8.8574 | 4.632 | 55.0221 | 86.2282 | 54.6371 | 87.0666
9937 | 0.48836 | 1.1199 | 2 | 2.0018 | 6.3179 | -2.9732 | 0.05 | 0.0058786 | 0.78594 | 299.326 | 45.0014 | 38.3776 | 1.4488 | 13.4902 | 14.1818 | 1.2798 | 0.085146 | 0.04125 | 8 | 5 | 0 | 0 | 8.5454 | 8.1632 | 2.5251 | 4.2506 | 12.2903 | 8.3574 | 9.0064 | 5.4064 | 58.924 | 83.4189 | 55.7323 | 79.8072
9940
9942
9943
9946 | 3.2529 | 9.7614 | 2.7857 | 3.3095 | 6.9599 | -11.4402 | 0.015 | 0.0068789 | 1.9812 | 293.17 | 32.8328 | 29.3537 | 0.76898 | 15.3114 | 16.8263 | 7.8014 | 0.43004 | 0.033929 | 1.2 | 8.4 | 1.5032 | 7.4286 | 7.6558 | 7.0943 | 1.6393 | 3.2492 | 15.0582 | 10.7405 | 10.1162 | 7.0849 | 46.5055 | 59.5642 | 43.2402 | 65.5268
9951
9953
9955 |  |  |  | 2.8939 | 7.3249
9956
9957
9958
9959
9960
9961
9963 | 0.35165 | 1.1921 | 2 | 2.9188 | 8.5578 | -0.62334 | 0 | 0.0070665 | 1.3133 | 296.4043 | 35.6259 | 31.2162 | 0.97276 | 14.8675 | 15.8474 | 10.5655 | 0.33735 | 0.0025 | 1.5 | 5 | 0 | 0 | 8.2739 | 8.758 | 1.8542 | 3.3469 | 14.3868 | 12.0063 | 10.9582 | 8.9597 | 50.6247 | 56.6928 | 45.3446 | 55.7165
9964
9966
9970 |  |  |  | 3.9486 | 8.8623
9972
9974
9975
9976 | 2.4641 | 8.0535 | 2 | 2.397 | 7.1796 | -0.96811 | 0 | 0.0072303 | 2.4073 | 294.8552 | 26.934 | 28.384 | 0.78825 | 16.9069 | 18.6406 | 0.64298 | 0 | 0.015 | 3 | 22 | 0 | 2 | 12.2077 | 10.3929 | 1.7656 | 3.064 | 15.5398 | 13.8093 | 12.6596 | 10.1886 | 55.8953 | 59.8546 | 38.6895 | 48.3586
9978 | 0.2898 | 1.0897 | 2 | 2.458 | 6.1414 | -4.025 | 0 | 0.0061663 | 2.3271 | 297.1077 | 46.3411 | 32.9049 | 1.3425 | 12.5342 | 14.1661 | 17.2196 | 0.8125 | 4.5475e-15 | 5 | 8 | 5.38 | 5 | 7.5265 | 5.6748 | 2.4585 | 4.2052 | 12.8231 | 6.5592 | 8.569 | 4.3518 | 48.4495 | 79.7192 | 54.3015 | 89.0165
9981
9982 |  |  |  | 2.1636 | 5.4045
9983 |  |  |  | 2.6341 | 6.1887 |  |  | 0.0067507 | 1.4591 | 294.8197 | 40.1928 | 34.438 | 0.95057 | 13.8555 | 15.15 | 11.9557 | [6 empty] | 10.6154 | 8.9886 | 1.9276 | 3.605 | 12.9932 | 8.4793 | 8.1886 | 4.8157 | 58.469 | 76.9122 | 52.2395 | 80.4531
9984 | 10.8455 | 26.4335 | 3 | 2.5069 | 5.5039 | -3.095 | 0 | 0.0043265 | 2.9449 | 290.8186 | 50.3555 | 36.6259 | 1.0058 | 11.1402 | 13.0577 | 1.8828 | 0.30216 | 0.05 | 5 | 6 | 0 | 3 | 13.1924 | 11.3155 | 1.6859 | 2.6912 | 10.5492 | 6.1458 | 5.9689 | 4.534 | 68.4003 | 90.6069 | 66.3411 | 89.8744
9985
9987 | 0.36187 | 1.3828 | 2 | 2.8667 | 8.3564 | 1.4362 | 0 | 0.0070665 | 1.3133 | 296.4043 | 35.6259 | 31.2162 | 0.97276 | 14.8675 | 15.8474 | 6.8183 | 0.26249 | 0 | 12 | 5 | 0 | 0 | 8.2739 | 8.758 | 1.8542 | 3.3469 | 14.3868 | 12.0063 | 10.9582 | 8.9597 | 50.6247 | 56.6928 | 45.3446 | 55.7165
9988
9990 | 1.4693 | 4.4622 | 2 | 2.7512 | 6.1806 | 1.9071 | 0.045 | 0.0074171 | 1.2061 | 292.4939 | 23.9226 | 22.759 | 0.55043 | 17.6669 | 18.8799 | 14.9704 | 0.41047 | 0.005 | 3.5 | 5 | 0 | 0 | 9.56 | 8.7946 | 1.4645 | 2.1789 | 16.7383 | 15.7734 | 13.5375 | 13.5965 | 41.5849 | 41.1766 | 31.8175 | 36.8344
9994
9996
9997
9998 |  |  |  | 3.4159 | 7.2634
10005
10006
10007
10008 |  |  |  | 2.4087 | 8.8175
10010
10011
10012
10015 | 4.1657 | 14.6747 | 2 | 2.1079 | 5.0628 | -5.3925 | 0 | 0.0052892 | 2.5388 | 295.0626 | 50.613 | 35.8407 | 1.2746 | 11.4603 | 13.1668 | 2.9496 | 0.63047 | 0 | 8 | 6 | 9 | 15 | 9.982 | 7.5231 | 2.1086 | 3.6705 | 11.1336 | 5.8771 | 7.0827 | 3.9263 | 54.5896 | 83.1256 | 62.1566 | 93.2504
10016
10021
10023
10024
10027
10029
10031
10033
10035
10037
10048
10054
10056
10064
10068 |  |  |  | 2.6754 | 8.9772 |  |  | 0.005485 | 5.958 | 290.8708 | 33.1565 | 32.9646 | 0.87011 | 14.5586 | 18.2244 | 1 | [6 empty] | 16.0178 | 12.666 | 1.7949 | 3.2243 | 16.0721 | 7.2917 | 8.9193 | 4.7857 | 56.0377 | 102.7546 | 40.418 | 83.4196
10071 | 0.72917 | 6.5964 | 3 | 2.4265 | 7.6525 | 11.635 | 0 | 0.0064407 | 4.0148 | 294.1627 | 43.1278 | 37.6303 | 1.1353 | 13.1568 | 15.3722 | 0.2268 | 0.32012 | 9.0949e-15 | 8 | 20 | 0 | 0 | 11.004 | 8.962 | 2.3092 | 4.0074 | 13.3052 | 5.9617 | 6.3687 | 3.5972 | 60.8094 | 99.7988 | 54.3339 | 93.2379
10072
10073
10075 |  |  |  | 1.7006 | 5.411
10079
10080 |  |  |  | 2.8628 | 7.607
10082
10083
10085
10086
10091
10092
10093 |  |  |  | 2.6217 | 6.6491 |  |  | 0.0066089 | 1.5816 | 297.209 | 42.6944 | 38.1636 | 1.1971 | 13.449 | 14.7845 | 40.5601 | [6 empty] | 7.6551 | 7.1414 | 2.2234 | 3.8974 | 11.8887 | 8.1341 | 9.0954 | 5.4268 | 61.5859 | 77.3752 | 55.966 | 79.2412
10095 | 11.7529 | 18.1794 | 3 | 3.156 | 8.7053 | 11.1585 | 0.02 | 0.0061003 | 3.3185 | 293.5562 | 44.0239 | 35.8949 | 1.1119 | 13.0009 | 15.0446 | 0.9324 | 0.10889 | 0.23 | 1 | 8 | 0 | 0 | 10.566 | 7.9374 | 2.1173 | 3.7666 | 13.3159 | 5.8759 | 6.9263 | 3.8948 | 57.012 | 93.0403 | 53.2983 | 93.1191
10096
10097
10099 |  |  |  | 2.0549 | 5.8361 |  |  | 0.0066416 | 2.7471 | 296.578 | 35.3142 | 33.3041 | 1.0747 | 14.9373 | 16.8215 | 7.21 | [6 empty] | 11.1913 | 9.2878 | 2.2633 | 3.8086 | 14.5085 | 9.6726 | 9.1366 | 6.1173 | 56.9798 | 82.1141 | 46.1337 | 71.2613
10101 |  |  |  | 4.6869 | 11.2375
10107 | 0.55334 | 2.9551 | 2 | 2.0961 | 6.1082 | -3.2835 | 0 | 0.005589 | 3.9585 | 294.615 | 46.346 | 33.4768 | 1.2035 | 12.1852 | 14.3712 | 2.0804 | 0.18605 | 0 | 10 | 22 | 1.62 | 1 | 9.0193 | 7.2788 | 2.1249 | 3.6471 | 12.9849 | 5.9509 | 8.0007 | 4.0824 | 56.3248 | 96.3637 | 52.9241 | 92.2519
10108
10110
10113
10121
10126
10127 |  |  |  | 1.9878 | 6.2591 |  |  | 0.0069952 | 3.1156 | 295.5447 | 33.3796 | 29.4379 | 0.94823 | 15.1484 | 17.0944 | 28.106 | [6 empty] | 11.2142 | 9.5984 | 1.9168 | 3.543 | 13.5767 | 11.1174 | 11.1508 | 8.5244 | 55.9565 | 60.6272 | 46.0557 | 59.4115
10129
10135
10138
10141
10142
10149
10150
10153
10157
10158 | 1.1866 | 5.9288 | 3 | 3.6246 | 9.0875 | -3.1 | 0.005 | 0.007087 | 1.1926 | 294.7119 | 32.154 | 29.1761 | 0.80742 | 15.6008 | 16.5635 | 8.699 | 0.72301 | 0 | 1 | 26 | 0 | 0 | 9.1278 | 8.8678 | 1.7339 | 2.8272 | 15.1771 | 13.7097 | 11.7805 | 10.1924 | 48.7963 | 52.5286 | 40.819 | 47.7756