## Cover + Data Sources
Tab Color Scheme
Gray tab describes data sources; further description available in accompanying documentation
Light Orange tabs are where the user inputs values
Blue tabs contain LSE-specific data provided by the CPUC that the user should either input into the "Managed Retail Sales Forecast" or "BTM PV Forecast" rows on the Demand Inputs tab, or use as a point of comparison when assessing CO2 emissions in the Results tab
Yellow tabs are read-only tabs that contain inputs and calculations
Green tab contains results
Cell Color Scheme
Yellow cells are inputs that can be changed by the user. Users should only input data into the Supply Inputs and Demand Inputs tabs, unless they represent an ESP in which case they should also input data into the ESP GHG Benchmarks tab
Orange cells contain drop-down menus that allow the user to input custom values
Blue cells are input data that should NOT be changed by the user
Grey cells are intermediate calculations that should NOT be changed by the user
Green cells are final outputs
Notes:
Input values in yellow cells on the Supply Inputs and Demand Inputs tabs are placeholders that represent the entire CAISO system. Users should replace all inputs with values specific to their resources and demand.
The years 2024, 2026, 2030, and 2035 are simulated within this tool. Any intermediate years should be interpolated outside of this tool.
Hourly renewable, demand, and dispatch profiles are based on 2009 weather conditions and are in standard time throughout the year. If possible, users should synchronize custom shapes with 2009 weather.
The SERVM model demand profiles for all future years with the convention that the first day of the year is a Monday.
All emissions factors and total emissions values are in metric tonnes (as opposed to Imperial system units)
Data Sources
1. Hourly Profiles: Solar and Wind
Variable renewable profiles are gathered from the SERVM model maintained by the CPUC Energy Division's Energy Resource Modeling group
2. Demand Modifier Shapes
Baseline demand, energy efficiency, electric vehicle, buildling electrification, behind the meter photovoltatic, and behind the meter storage profiles are based on SERVM hourly profiles for the year 2009
The default Commerical and Industrial (C&I) demand shape is from the CEC's California Commercial End-Use Survey (https://www.energy.ca.gov/data-reports/surveys/california-commercial-end-use-survey).
3. Emissions Factors: CO2, SO2, NOx, PM2.5
System Power emissions factors on the Emissions Profiles tab are based on SERVM hourly weighted-average emissions from CAISO dispatchable gas resources and unspecified imports. The resource portfolio simulated in SERVM is the 2021 Preferred System Plan Portfolio as updated by IRP staff with more recent inputs ("2021 PSP Portfolio with updates")
Criteria pollutant emissions factor data was compiled from a combination of CAISO dispatch data, scientific literature, and EPA and CARB criteria pollutant data.
The Asset Controlling Supplier CO2 emissions factor is consistent with recent ACS emissions factors reported by CARB https://ww2.arb.ca.gov/mrr-acs
4. Resource Dispatch
The following dispatch profiles are based on SERVM model dispatch: Combined Heat and Power (CHP), Coal, Large Hydro, Nuclear, Geothermal, Biomass, Biogas, and Hybrid or Paired Solar and Battery
The small hydro dispatch profile is based on historical CAISO data
The Shed Demand Response (DR) dispatch profile is created by setting a target capacity factor based on average Shed DR dispatch over 22 years of SERVM simulations, and then allocating dispatch in each CSP year to the hours with the most dispatchable gas generation in SERVM. A 0.8 hourly capacity factor is set based on observed 2020 Shed DR dispatch (http://www.caiso.com/Documents/ReportonDemandResponseIssuesandPerformance-Feb252021.pdf)
5. Battery Storage and Pumped Storage Dispatch
The storage charge/discharge tables on the Resource Profiles tab are based on SERVM modeled charge/discharge patterns of 4-hour batteries and pumped hydro storage resources
6. Hydro Specified Imports Dispatch
The hydro dispatch tables on the Hydro Specified Imports Profile tab are based on dispatch patterns of the NW_Hydro_for_CAISO resource in the 2021 PSP Portfolio with updates RESOLVE model runs
7. LSE Demand Forecasts, BTM PV Forecasts, and GHG Benchmarks
Assigned to LSEs per Administrative Law Judge's Ruling Finalizing Load Forecasts and Greenhouse Gas Emissions Benchmarks for 2022 Integrated Resource Plan Filings, June 15, 2022. Available here:
https://docs.cpuc.ca.gov/SearchRes.aspx?docformat=ALL&docid=485625915
8. IEPR CAISO Load Modifiers
CEC 2021 IEPR: CAISO Peak and Energy Forecasts: CED 2021 Mid Baseline / AAEE Scenario 3 / AAFS Scenario 3
9. Commercial and Industrial fraction of baseline consumption
CEC 2021 IEPR CED Forecast: Form 1.1 for PG&E, SCE, SDG&E for the Mid Demand Case. Available here:
https://efiling.energy.ca.gov/Lists/DocketLog.aspx?docketnumber=21-IEPR-03

## Demand Calcs
Demand Calculations - Result is Demand Profile (at generator bus-bar)
|  |  | Baseline Demand, non-C&I |  |  |  | Baseline Demand, C&I |  |  |  | Energy Efficiency |  |  |  | Electric Vehicles |  |  |  | Building Electrification |  |  |  | BTM PV |  |  |  | BTM Storage |  |  |  | Demand (at generator bus-bar)
Total (GWh/yr) |  |  | 16971.9921 | 17287.1229 | 17903.2197 | 18900.0799 | 16019.7525 | 16435.0474 | 17370.0044 | 19109.4207 | -449.7699 | -781.9715 | -1389.2836 | -2108.4329 | 1150.3241 | 1643.8638 | 2589.0882 | 4115.8306 | 130.375 | 237.3413 | 476.2423 | 821.0465 | -4576.4699 | -5252.7328 | -6717.2303 | -8635.7004 | 8.9132 | 14.2951 | 25.4994 | 39.1933 | 29255.1172 | 29582.9664 | 30257.5402 | 32241.4377
Hourly values in MW
Month | Day | Hour | 2024 | 2026 | 2030 | 2035 | 2024 | 2026 | 2030 | 2035 | 2024 | 2026 | 2030 | 2035 | 2024 | 2026 | 2030 | 2035 | 2024 | 2026 | 2030 | 2035 | 2024 | 2026 | 2030 | 2035 | 2024 | 2026 | 2030 | 2035 | 2024 | 2026 | 2030 | 2035
1 | 1 | 1 | 1823.5328 | 1860.9998 | 1933.814 | 2067.2768 | 1061.1434 | 1088.6524 | 1150.5836 | 1265.802 | -33.7072 | -55.242 | -99.4661 | -161.0557 | 305.2585 | 408.854 | 598.8098 | 882.818 | 13.5056 | 21.6709 | 42.7715 | 84.2298 | -0.0029378 | -0.0033719 | -0.0043111 | -0.005539 | 6.412 | 10.4978 | 18.9639 | 29.0649 | 3176.1422 | 3335.4295 | 3645.4725 | 4168.1302
1 | 1 | 2 | 1731.7851 | 1767.7261 | 1835.9121 | 1964.0084 | 1037.1119 | 1063.9979 | 1124.5266 | 1237.1357 | -32.3654 | -49.7613 | -86.956 | -144.8352 | 219.7695 | 294.7386 | 439.8785 | 656.106 | 9.7231 | 14.8674 | 29.8185 | 63.7049 | -0.0029378 | -0.0033719 | -0.0043111 | -0.005539 | 5.2908 | 8.6035 | 15.2255 | 23.0974 | 2971.3121 | 3100.1689 | 3358.401 | 3799.2116
1 | 1 | 3 | 1665.11 | 1700.1252 | 1765.422 | 1888.6902 | 1030.19 | 1056.8965 | 1117.0213 | 1228.8788 | -31.2377 | -48.8218 | -83.8285 | -137.6683 | 135.686 | 188.4013 | 291.2025 | 443.314 | 8.7445 | 14.1715 | 29.036 | 56.8295 | -0.0029378 | -0.0033719 | -0.0043111 | -0.005539 | 3.9416 | 6.735 | 11.962 | 17.9026 | 2812.4314 | 2917.5044 | 3130.8111 | 3497.9411
1 | 1 | 4 | 1622.6946 | 1656.9377 | 1720.0019 | 1839.9392 | 1044.7712 | 1071.8558 | 1132.8315 | 1246.2722 | -31.2377 | -49.7613 | -86.956 | -135.3569 | 81.7906 | 118.005 | 194.4279 | 310.1709 | 8.7445 | 15.9749 | 32.5532 | 56.6262 | -0.0029378 | -0.0033719 | -0.0043111 | -0.005539 | 2.0224 | 3.4501 | 6.4945 | 9.5778 | 2728.7827 | 2816.4588 | 2999.3487 | 3327.2239
1 | 1 | 5 | 1618.0249 | 1652.3889 | 1713.568 | 1833.0113 | 1085.6097 | 1113.7529 | 1177.1121 | 1294.987 | -31.8933 | -53.415 | -94.8131 | -149.5744 | 50.197 | 75.6321 | 136.0389 | 234.41 | 12.4551 | 21.3865 | 42.0621 | 75.0624 | -0.0029378 | -0.0033719 | -0.0043111 | -0.005539 | 0.92569 | 1.6858 | 3.0686 | 4.5432 | 2735.3161 | 2811.4279 | 2977.0323 | 3292.434
1 | 1 | 6 | 1687.631 | 1722.4305 | 1786.0565 | 1907.8099 | 1166.0494 | 1196.278 | 1264.3319 | 1390.9409 | -34.7278 | -65.1507 | -119.8333 | -184.7514 | 43.5971 | 68.6637 | 127.963 | 227.6958 | 20.3392 | 33.1791 | 64.0638 | 115.1374 | -0.0029378 | -0.0033719 | -0.0043111 | -0.005539 | 1.0614 | 2.1204 | 4.1998 | 6.569 | 2883.9475 | 2957.5176 | 3126.7773 | 3463.3961
1 | 1 | 7 | 1879.7076 | 1917.766 | 1990.2506 | 2121.8621 | 1239.0813 | 1271.2031 | 1343.5193 | 1478.0581 | -39.8175 | -83.4196 | -157.1585 | -239.3097 | 68.7999 | 107.0082 | 184.7638 | 324.5821 | 32.5418 | 52.5076 | 98.1845 | 174.5216 | -0.0029378 | -0.0033719 | -0.0043111 | -0.005539 | 0.14116 | 0.53891 | 1.0405 | 1.6945 | 3180.4514 | 3265.6009 | 3460.5958 | 3861.4031
1 | 1 | 8 | 2068.767 | 2110.4602 | 2194.2103 | 2338.4449 | 1236.7632 | 1268.825 | 1341.0059 | 1475.293 | -43.3075 | -96.0948 | -183.7808 | -265.4332 | 117.5911 | 178.7507 | 293.7196 | 507.8316 | 36.0855 | 62.7987 | 117.3892 | 193.0595 | -113.7356 | -129.8407 | -165.6849 | -216.4043 | -0.53207 | -0.74743 | -1.0594 | -2.5173 | 3301.6316 | 3394.1518 | 3595.7998 | 4030.2741
1 | 1 | 9 | 2192.0182 | 2234.346 | 2323.1219 | 2473.5267 | 1319.0214 | 1353.2156 | 1430.1974 | 1573.416 | -47.239 | -102.6281 | -194.9703 | -272.9084 | 170.1097 | 254.1348 | 416.2753 | 715.5428 | 32.9476 | 62.2409 | 116.4822 | 180.3848 | -321.6593 | -369.1104 | -475.401 | -626.128 | 3.6865 | 5.8386 | 11.1299 | 19.1097 | 3348.8852 | 3438.0375 | 3626.8355 | 4062.9437
1 | 1 | 10 | 2284.3284 | 2328.1537 | 2420.4742 | 2573.7478 | 1408.5086 | 1445.0227 | 1527.2272 | 1680.1623 | -49.1294 | -101.8538 | -190.2407 | -250.3704 | 191.0961 | 284.2885 | 464.1221 | 798.5 | 22.3316 | 49.2027 | 93.3623 | 129.054 | -507.6901 | -582.6928 | -750.401 | -988.0694 | 6.9495 | 11.4687 | 22.5264 | 36.8229 | 3356.3946 | 3433.5896 | 3587.0705 | 3979.8473
1 | 1 | 11 | 2358.0639 | 2402.8774 | 2497.8114 | 2654.5392 | 1474.5755 | 1512.8023 | 1598.8625 | 1758.9712 | -50.8056 | -102.7412 | -188.9202 | -241.2003 | 181.5952 | 273.4309 | 451.1466 | 780.6918 | 16.2377 | 41.8415 | 80.2739 | 102.5268 | -783.3065 | -898.9041 | -1155.3037 | -1510.4832 | 6.8083 | 10.9474 | 20.2277 | 34.2471 | 3203.1686 | 3240.2541 | 3304.0983 | 3579.2926
1 | 1 | 12 | 2323.9955 | 2368.0825 | 2461.5629 | 2613.7972 | 1518.7527 | 1558.1247 | 1646.7633 | 1811.6687 | -51.4612 | -102.8543 | -185.9976 | -236.7696 | 165.4945 | 247.414 | 415.7348 | 719.4215 | 11.7155 | 33.0519 | 64.9735 | 79.1644 | -867.9742 | -995.888 | -1279.0459 | -1670.1672 | 5.0112 | 8.2366 | 15.2282 | 24.9297 | 3105.5339 | 3116.1674 | 3139.2193 | 3342.0446
1 | 1 | 13 | 2258.633 | 2302.0147 | 2391.7227 | 2539.3112 | 1546.1535 | 1586.2359 | 1676.4736 | 1844.3542 | -53.1374 | -104.7943 | -188.0096 | -242.2417 | 157.3991 | 238.5629 | 397.0659 | 691.0113 | 11.1074 | 31.1388 | 61.4564 | 77.8472 | -873.6741 | -1002.5038 | -1286.5535 | -1677.2243 | 0.82796 | 1.442 | 3.1809 | 5.1419 | 3047.3094 | 3052.0962 | 3055.3365 | 3238.1997
1 | 1 | 14 | 2204.9 | 2247.0516 | 2333.9634 | 2478.8748 | 1538.1386 | 1578.0132 | 1667.7833 | 1834.7935 | -53.7624 | -103.0805 | -184.8055 | -240.5469 | 150.7992 | 227.1689 | 380.3229 | 653.1307 | 9.2454 | 25.5634 | 50.9781 | 68.134 | -792.7687 | -910.0073 | -1168.9856 | -1524.9447 | -0.24703 | -0.66077 | -0.47356 | -0.82426 | 3056.305 | 3064.0485 | 3078.783 | 3268.6172
1 | 1 | 15 | 2097.7125 | 2138.2161 | 2218.5799 | 2357.4116 | 1532.0969 | 1571.8149 | 1661.2323 | 1827.5866 | -53.2904 | -101.9757 | -178.5504 | -233.8047 | 138.217 | 210.8283 | 352.4795 | 603.043 | 7.3249 | 20.4361 | 41.9917 | 58.9667 | -586.6669 | -673.9676 | -867.4617 | -1134.7521 | 0.14116 | 0.62556 | 1.1122 | 1.6443 | 3135.5352 | 3165.9777 | 3229.3835 | 3480.0955
1 | 1 | 16 | 2050.9897 | 2091.4039 | 2170.6168 | 2306.3145 | 1508.239 | 1547.3385 | 1635.3635 | 1799.1273 | -52.0863 | -95.7729 | -167.5658 | -225.9048 | 129.205 | 194.8591 | 326.4448 | 551.8741 | 5.9555 | 14.6129 | 30.5929 | 51.2183 | -443.6754 | -510.3512 | -657.989 | -858.0771 | -0.5375 | -0.72983 | -1.4112 | -1.9646 | 3198.09 | 3241.3604 | 3336.052 | 3622.5876
1 | 1 | 17 | 2095.0155 | 2137.8553 | 2220.7943 | 2361.4619 | 1456.2948 | 1494.0477 | 1579.0411 | 1737.1648 | -50.8821 | -95.6598 | -169.2444 | -233.9171 | 66.9285 | 97.8373 | 158.7988 | 253.3673 | 10.7016 | 21.6898 | 43.8058 | 73.2635 | -117.7789 | -135.2805 | -173.4006 | -223.8806 | -1.2107 | -1.981 | -3.5314 | -6.3462 | 3459.0687 | 3518.5088 | 3656.2636 | 3961.1136
1 | 1 | 18 | 2313.5254 | 2359.511 | 2454.2524 | 2606.4973 | 1550.2001 | 1590.3874 | 1680.8613 | 1849.1812 | -52.4052 | -101.9669 | -185.9976 | -259.3076 | 75.024 | 108.1584 | 170.98 | 270.043 | 19.7664 | 40.0381 | 78.8335 | 121.7344 | -0.0029378 | -0.0033719 | -0.0043111 | -0.005539 | -5.584 | -9.4011 | -19.1371 | -31.4485 | 3900.5237 | 3986.7235 | 4179.7882 | 4556.6943
1 | 1 | 19 | 2510.5017 | 2560.657 | 2664.2857 | 2832.8533 | 1524.119 | 1563.6301 | 1652.5819 | 1818.07 | -51.094 | -105.5076 | -195.1752 | -270.056 | 92.0125 | 130.9464 | 197.9785 | 304.0353 | 26.1141 | 53.2035 | 102.8604 | 152.947 | -0.0029378 | -0.0033719 | -0.0043111 | -0.005539 | -7.2073 | -12.4165 | -24.0838 | -39.7844 | 4094.443 | 4190.5096 | 4398.4433 | 4798.0596
1 | 1 | 20 | 2516.9515 | 2567.9323 | 2671.0008 | 2843.1245 | 1468.6772 | 1506.7511 | 1592.4672 | 1751.9354 | -49.8592 | -101.8538 | -190.2407 | -272.4837 | 98.6123 | 137.9149 | 207.4397 | 312.3732 | 29.8817 | 55.0259 | 106.4398 | 172.2938 | -0.0029378 | -0.0033719 | -0.0043111 | -0.005539 | -8.5239 | -14.4327 | -27.7504 | -44.9792 | 4055.7366 | 4151.3343 | 4359.3521 | 4762.2584
1 | 1 | 21 | 2511.2236 | 2562.2942 | 2664.6213 | 2839.3986 | 1390.3976 | 1426.4422 | 1507.5896 | 1658.5583 | -47.711 | -94.5462 | -174.6031 | -253.5272 | 108.1132 | 149.9949 | 227.7809 | 331.2434 | 27.0777 | 46.6844 | 91.2748 | 157.3274 | -0.0029378 | -0.0033719 | -0.0043111 | -0.005539 | -6.488 | -10.575 | -19.6621 | -31.3678 | 3982.6102 | 4080.291 | 4296.9971 | 4701.6271
1 | 1 | 22 | 2436.569 | 2486.0221 | 2585.9907 | 2755.7655 | 1295.3937 | 1328.9754 | 1404.5781 | 1545.2313 | -44.3281 | -87.0734 | -158.684 | -232.1428 | 193.119 | 271.1768 | 414.974 | 611.3809 | 23.1432 | 41.5572 | 80.2739 | 136.5993 | -0.0029378 | -0.0033719 | -0.0043111 | -0.005539 | -2.7472 | -4.2747 | -8.4929 | -13.8467 | 3901.1466 | 4036.3799 | 4318.6355 | 4802.9819
1 | 1 | 23 | 2216.7268 | 2261.5996 | 2351.6082 | 2508.0598 | 1201.052 | 1232.1879 | 1302.2847 | 1432.6942 | -40.838 | -76.1121 | -138.5984 | -203.708 | 212.1208 | 292.7682 | 440.1305 | 643.1086 | 19.3606 | 36.6776 | 71.4852 | 115.0998 | -0.0029378 | -0.0033719 | -0.0043111 | -0.005539 | 0.67051 | 0.96543 | 1.6169 | 1.4773 | 3609.0897 | 3748.0834 | 4028.5227 | 4496.7262
1 | 1 | 24 | 2011.9837 | 2053.0243 | 2133.4661 | 2278.2887 | 1117.9378 | 1146.9191 | 1212.165 | 1333.5501 | -36.3274 | -64.3764 | -116.7057 | -175.2732 | 317.1293 | 425.2719 | 617.8148 | 889.823 | 15.6649 | 28.6205 | 56.3201 | 94.2701 | -0.0029378 | -0.0033719 | -0.0043111 | -0.005539 | 3.3797 | 5.3539 | 9.3277 | 14.1238 | 3429.7651 | 3594.8099 | 3912.3837 | 4434.777
1 | 2 | 1 | 1906.2029 | 1945.6614 | 2019.4682 | 2157.7132 | 1120.978 | 1150.0382 | 1215.4615 | 1337.1767 | -32.3654 | -57.0688 | -99.5427 | -151.5775 | 305.2585 | 408.854 | 598.8098 | 882.818 | 12.0493 | 21.6709 | 42.7715 | 75.0624 | -0.0029378 | -0.0033719 | -0.0043111 | -0.005539 | 6.412 | 10.4978 | 18.9639 | 29.0649 | 3318.5324 | 3479.6501 | 3795.928 | 4330.2523
1 | 2 | 2 | 1811.7384 | 1849.6541 | 1919.0166 | 2052.0488 | 1089.541 | 1117.7862 | 1181.3748 | 1299.6766 | -30.6892 | -52.4755 | -88.8396 | -134.9322 | 219.7695 | 294.7386 | 439.8785 | 656.106 | 8.5057 | 15.8477 | 31.8952 | 56.6262 | -0.0029378 | -0.0033719 | -0.0043111 | -0.005539 | 5.2908 | 8.6035 | 15.2255 | 23.0974 | 3104.1533 | 3234.1512 | 3498.5468 | 3952.6171
1 | 2 | 3 | 1739.5627 | 1776.0299 | 1842.2434 | 1970.2209 | 1084.1686 | 1112.2745 | 1175.5496 | 1293.268 | -30.1101 | -50.6487 | -85.7121 | -132.6209 | 135.686 | 188.4013 | 291.2025 | 443.314 | 8.3754 | 15.5633 | 30.4656 | 54.436 | -0.0029378 | -0.0033719 | -0.0043111 | -0.005539 | 3.9416 | 6.735 | 12.1569 | 17.9026 | 2941.6213 | 3048.3521 | 3265.9017 | 3646.5151
1 | 2 | 4 | 1677.5701 | 1712.6175 | 1775.9766 | 1898.7022 | 1110.433 | 1139.2198 | 1204.0278 | 1324.598 | -30.1101 | -50.6487 | -87.2375 | -134.9322 | 81.7906 | 118.005 | 194.4279 | 310.1709 | 8.9115 | 16.2592 | 31.7707 | 56.6262 | -0.0029378 | -0.0033719 | -0.0043111 | -0.005539 | 2.0224 | 3.4501 | 6.4945 | 9.5778 | 2850.6146 | 2938.8997 | 3125.4556 | 3464.7374
1 | 2 | 5 | 1658.2843 | 1692.3381 | 1754.979 | 1871.7096 | 1204.9728 | 1236.2104 | 1306.536 | 1437.3713 | -31.2377 | -56.1293 | -97.9406 | -151.5775 | 50.197 | 75.6321 | 136.0389 | 234.41 | 12.861 | 22.9246 | 44.0765 | 77.2526 | -0.0029378 | -0.0033719 | -0.0043111 | -0.005539 | 0.92569 | 1.6858 | 3.0686 | 4.5432 | 2896 | 2972.6583 | 3146.7542 | 3473.7036
1 | 2 | 6 | 1695.071 | 1728.6944 | 1791.7713 | 1903.4584 | 1393.6974 | 1429.8276 | 1511.1676 | 1662.4945 | -35.1998 | -66.2033 | -125.8834 | -191.9183 | 43.5971 | 68.6637 | 127.963 | 227.6958 | 22.7374 | 39.3232 | 73.5727 | 125.2793 | -0.0029378 | -0.0033719 | -0.0043111 | -0.005539 | 1.0614 | 2.1204 | 4.1998 | 6.569 | 3120.9616 | 3202.4226 | 3382.7867 | 3733.5732
1 | 2 | 7 | 1753.7009 | 1786.817 | 1849.0628 | 1953.5346 | 1696.6982 | 1740.6833 | 1839.7073 | 2023.9339 | -40.3966 | -83.5849 | -168.1431 | -251.2158 | 68.7999 | 107.0082 | 184.7638 | 324.5821 | 36.3244 | 62.2409 | 115.9596 | 194.3766 | -0.0029378 | -0.0033719 | -0.0043111 | -0.005539 | 0.14116 | 0.53891 | 1.0405 | 1.6945 | 3515.2651 | 3613.7001 | 3822.3865 | 4246.9005
1 | 2 | 8 | 1697.8963 | 1728.0356 | 1783.7314 | 1877.3065 | 1958.023 | 2008.7827 | 2123.0583 | 2335.6594 | -44.3587 | -92.7715 | -194.7653 | -284.0814 | 117.5911 | 178.7507 | 293.7196 | 507.8316 | 42.1794 | 71.8361 | 133.7348 | 224.0688 | -40.4484 | -45.8676 | -57.8318 | -74.8797 | -0.53207 | -0.74743 | -1.0594 | -2.5173 | 3730.3506 | 3848.0186 | 4080.5875 | 4583.3878
1 | 2 | 9 | 1617.4678 | 1644.2863 | 1692.6341 | 1770.409 | 2212.542 | 2269.8998 | 2399.0299 | 2639.2665 | -47.0554 | -95.3205 | -197.8929 | -286.3928 | 170.1097 | 254.1348 | 416.2753 | 715.5428 | 37.1211 | 63.779 | 117.9117 | 199.062 | -219.5453 | -252.4707 | -325.3368 | -423.8695 | 3.6865 | 5.8386 | 12.575 | 19.1097 | 3774.3265 | 3890.1473 | 4115.1963 | 4633.1276
1 | 2 | 10 | 1609.8446 | 1635.8134 | 1682.6886 | 1755.0613 | 2343.3941 | 2404.144 | 2540.911 | 2795.3555 | -48.8387 | -92.1103 | -187.3947 | -263.8548 | 191.0961 | 284.2885 | 464.1221 | 798.5 | 27.2447 | 46.9688 | 88.4779 | 150.5911 | -340.4811 | -390.3417 | -499.4218 | -647.5661 | 6.9495 | 11.4687 | 26.4664 | 36.8229 | 3789.2091 | 3900.2313 | 4115.8494 | 4624.9099
1 | 2 | 11 | 1616.627 | 1642.3367 | 1689.5319 | 1759.2789 | 2418.1904 | 2480.8794 | 2622.0117 | 2884.5775 | -49.3872 | -90.2313 | -179.8192 | -247.9427 | 181.5952 | 273.4309 | 451.1466 | 780.6918 | 19.1937 | 33.7478 | 64.5755 | 112.9096 | -463.493 | -530.1754 | -675.7094 | -873.0287 | 6.8083 | 10.9474 | 26.5868 | 34.2471 | 3729.5344 | 3820.9354 | 3998.324 | 4450.7337
1 | 2 | 12 | 1580.6348 | 1605.514 | 1650.4195 | 1717.2545 | 2455.2656 | 2518.9157 | 2662.2118 | 2928.8032 | -50.6985 | -89.6223 | -177.1781 | -243.5118 | 165.4945 | 247.414 | 415.7348 | 719.4215 | 14.7814 | 26.5328 | 52.2696 | 91.9406 | -498.8016 | -570.9015 | -728.1321 | -943.1729 | 5.0112 | 8.2366 | 15.7749 | 24.9297 | 3671.6875 | 3746.0893 | 3891.1004 | 4295.6648
1 | 2 | 13 | 1532.2524 | 1556.0734 | 1598.8864 | 1661.1027 | 2480.1139 | 2544.4082 | 2689.1545 | 2958.444 | -51.4306 | -88.9611 | -175.8576 | -237.5026 | 157.3991 | 238.5629 | 397.0659 | 691.0113 | 11.2377 | 20.8477 | 41.9782 | 75.4537 | -679.1881 | -777.0539 | -988.2071 | -1268.7617 | 0.82796 | 1.442 | 6.7123 | 5.1419 | 3451.2123 | 3495.3192 | 3569.7326 | 3884.8892
1 | 2 | 14 | 1476.6601 | 1499.4844 | 1540.1638 | 1598.4362 | 2472.1061 | 2536.1928 | 2680.4718 | 2948.8918 | -52.0863 | -89.2395 | -174.2556 | -235.4995 | 150.7992 | 227.1689 | 380.3229 | 653.1307 | 9.4123 | 18.2021 | 37.0315 | 67.1594 | -518.7649 | -594.1339 | -756.7951 | -973.2808 | -0.24703 | -0.66077 | 1.9646 | -0.82426 | 3537.8795 | 3597.0141 | 3708.9038 | 4058.0135
1 | 2 | 15 | 1382.2851 | 1403.5182 | 1441.2466 | 1492.2602 | 2451.3418 | 2514.8902 | 2657.9573 | 2924.1227 | -51.0657 | -87.4126 | -171.128 | -228.7572 | 138.217 | 210.8283 | 352.4795 | 603.043 | 7.6588 | 15.3088 | 32.2824 | 58.8651 | -473.6441 | -541.3316 | -686.4126 | -876.1145 | 0.14116 | 0.62556 | 2.0485 | 1.6443 | 3454.9339 | 3516.427 | 3628.4737 | 3975.0636
1 | 2 | 16 | 1360.8239 | 1382.0706 | 1419.9577 | 1473.0545 | 2374.516 | 2436.0728 | 2574.6561 | 2832.4798 | -50.4101 | -84.533 | -167.719 | -221.7067 | 129.205 | 194.8591 | 326.4448 | 551.8741 | 7.4918 | 14.6129 | 31.4999 | 55.8019 | -208.6019 | -238.3832 | -302.9385 | -389.3047 | -0.5375 | -0.72983 | -0.66974 | -1.9646 | 3612.4873 | 3703.9693 | 3881.2313 | 4300.2342
1 | 2 | 17 | 1490.6552 | 1515.9589 | 1562.5289 | 1631.212 | 2230.3393 | 2288.1584 | 2418.3272 | 2660.4962 | -49.2059 | -85.029 | -166.1935 | -224.8635 | 66.9285 | 97.8373 | 158.7988 | 253.3673 | 9.2454 | 17.6335 | 36.5089 | 65.515 | -68.1901 | -78.7308 | -102.1749 | -133.934 | -1.2107 | -1.981 | -2.7899 | -6.3462 | 3678.5616 | 3753.8474 | 3905.0055 | 4245.4468
1 | 2 | 18 | 1881.003 | 1914.5791 | 1980.6466 | 2080.3049 | 2174.8954 | 2231.2772 | 2358.2101 | 2594.3591 | -51.2776 | -90.3965 | -175.3711 | -243.2034 | 75.024 | 108.1584 | 170.98 | 270.043 | 15.6649 | 28.6205 | 57.1432 | 99.9941 | -0.0029378 | -0.0033719 | -0.0043111 | -0.005539 | -5.584 | -9.4011 | -18.2008 | -31.4485 | 4089.7228 | 4182.8343 | 4373.4037 | 4770.0435
1 | 2 | 19 | 2223.2937 | 2264.9773 | 2350.57 | 2481.6619 | 1978.9702 | 2030.2729 | 2145.7711 | 2360.6466 | -52.3287 | -95.5989 | -182.9467 | -265.7415 | 92.0125 | 130.9464 | 197.9785 | 304.0353 | 22.5704 | 40.8612 | 78.4355 | 137.0058 | -0.0029378 | -0.0033719 | -0.0043111 | -0.005539 | -7.2073 | -12.4165 | -23.1475 | -39.7844 | 4257.3078 | 4359.0391 | 4566.6566 | 4977.8182
1 | 2 | 20 | 2330.3942 | 2375.1354 | 2468.6196 | 2612.5241 | 1798.4505 | 1845.0734 | 1950.0359 | 2145.3108 | -51.6731 | -96.3731 | -181.1397 | -272.4837 | 98.6123 | 137.9149 | 207.4397 | 312.3732 | 26.7588 | 48.0763 | 91.5239 | 158.9495 | -0.0029378 | -0.0033719 | -0.0043111 | -0.005539 | -8.5239 | -14.4327 | -27.5556 | -44.9792 | 4194.0158 | 4295.3907 | 4508.9196 | 4911.689
1 | 2 | 21 | 2390.0452 | 2436.7072 | 2534.0974 | 2687.4091 | 1641.3168 | 1683.8662 | 1779.658 | 1957.8713 | -50.0734 | -93.772 | -173.3592 | -263.0054 | 108.1132 | 149.9949 | 227.7809 | 331.2434 | 26.353 | 46.6844 | 90.0943 | 155.1372 | -0.0029378 | -0.0033719 | -0.0043111 | -0.005539 | -6.488 | -10.575 | -19.838 | -31.3678 | 4109.2638 | 4212.9024 | 4438.4291 | 4837.2822
1 | 2 | 22 | 2346.9325 | 2393.3201 | 2487.5851 | 2645.0026 | 1464.6731 | 1502.6432 | 1588.1255 | 1747.159 | -46.5834 | -85.577 | -157.4401 | -239.3097 | 193.119 | 271.1768 | 414.974 | 611.3809 | 23.1432 | 41.5572 | 79.0935 | 138.1197 | -0.0029378 | -0.0033719 | -0.0043111 | -0.005539 | -2.7472 | -4.2747 | -8.2981 | -13.8467 | 3978.5342 | 4118.8422 | 4404.0356 | 4888.5002
1 | 2 | 23 | 2172.6518 | 2216.1082 | 2302.0568 | 2452.9223 | 1303.5257 | 1337.3182 | 1413.3956 | 1554.9317 | -41.4171 | -76.1121 | -137.0729 | -210.4502 | 212.1208 | 292.7682 | 440.1305 | 643.1086 | 20.3392 | 36.3933 | 69.3977 | 119.5818 | -0.0029378 | -0.0033719 | -0.0043111 | -0.005539 | 0.67051 | 0.96543 | 1.2461 | 1.4773 | 3667.888 | 3807.4379 | 4089.1496 | 4561.566
1 | 2 | 24 | 2006.857 | 2047.7837 | 2126.9015 | 2270.1586 | 1172.3892 | 1202.7821 | 1271.206 | 1398.5033 | -35.7789 | -64.3764 | -115.1803 | -177.2762 | 317.1293 | 425.2719 | 617.8148 | 889.823 | 15.8319 | 28.3362 | 55.1396 | 95.6889 | -0.0029378 | -0.0033719 | -0.0043111 | -0.005539 | 3.3797 | 5.3539 | 9.5226 | 14.1238 | 3479.8053 | 3645.1479 | 3965.3999 | 4491.0159
1 | 3 | 1 | 1869.3512 | 1908.2268 | 1980.5716 | 2117.0113 | 1120.978 | 1150.0382 | 1215.4615 | 1337.1767 | -32.5795 | -57.0688 | -101.3497 | -156.3166 | 305.2585 | 408.854 | 598.8098 | 882.818 | 12.861 | 23.6205 | 45.5061 | 79.6461 | -0.0029378 | -0.0033719 | -0.0043111 | -0.005539 | 6.412 | 10.4978 | 18.9639 | 29.0649 | 3282.2781 | 3444.1651 | 3757.959 | 4289.395
1 | 3 | 2 | 1772.6855 | 1809.7532 | 1878.3395 | 2008.39 | 1089.541 | 1117.7862 | 1181.3748 | 1299.6766 | -30.6892 | -52.6408 | -90.3651 | -135.3569 | 219.7695 | 294.7386 | 439.8785 | 656.106 | 8.9115 | 15.8477 | 32.6777 | 57.7025 | -0.0029378 | -0.0033719 | -0.0043111 | -0.005539 | 5.2908 | 8.6035 | 15.2255 | 23.0974 | 3065.5062 | 3194.085 | 3457.1266 | 3909.6099
1 | 3 | 3 | 1711.1224 | 1746.9405 | 1812.4044 | 1938.4386 | 1084.1686 | 1112.2745 | 1175.5496 | 1293.268 | -30.2172 | -50.8139 | -87.2375 | -130.6178 | 135.686 | 188.4013 | 291.2025 | 443.314 | 7.5638 | 14.4558 | 29.9431 | 53.1188 | -0.0029378 | -0.0033719 | -0.0043111 | -0.005539 | 3.9416 | 6.735 | 12.1569 | 17.9026 | 2912.2623 | 3017.9898 | 3234.0146 | 3615.4187
1 | 3 | 4 | 1659.9336 | 1694.8037 | 1757.9138 | 1879.2348 | 1110.433 | 1139.2198 | 1204.0278 | 1324.598 | -30.2172 | -50.9792 | -88.8396 | -133.0455 | 81.7906 | 118.005 | 194.4279 | 310.1709 | 8.5057 | 15.8477 | 31.8952 | 55.5123 | -0.0029378 | -0.0033719 | -0.0043111 | -0.005539 | 2.0224 | 3.4501 | 6.4945 | 9.5778 | 2832.4652 | 2920.3438 | 3105.9154 | 3446.0428
1 | 3 | 5 | 1650.2676 | 1684.3819 | 1746.9768 | 1863.3045 | 1204.9728 | 1236.2104 | 1306.536 | 1437.3713 | -31.3448 | -55.4072 | -98.2221 | -147.263 | 50.197 | 75.6321 | 136.0389 | 234.41 | 12.0493 | 21.8171 | 42.2489 | 73.7453 | -0.0029378 | -0.0033719 | -0.0043111 | -0.005539 | 0.92569 | 1.6858 | 3.0686 | 4.5432 | 2887.0646 | 2964.3167 | 3136.6427 | 3466.1057
1 | 3 | 6 | 1688.5415 | 1722.4686 | 1785.3123 | 1896.5168 | 1393.6974 | 1429.8276 | 1511.1676 | 1662.4945 | -36.4345 | -68.1955 | -124.5628 | -192.343 | 43.5971 | 68.6637 | 127.963 | 227.6958 | 21.5199 | 37.3736 | 70.9626 | 120.7973 | -0.0029378 | -0.0033719 | -0.0043111 | -0.005539 | 1.0614 | 2.1204 | 4.1998 | 6.569 | 3111.98 | 3192.255 | 3375.0382 | 3721.7249
1 | 3 | 7 | 1727.5009 | 1759.6584 | 1821.7686 | 1923.9578 | 1696.6982 | 1740.6833 | 1839.7073 | 2023.9339 | -43.3075 | -85.577 | -165.2971 | -255.955 | 68.7999 | 107.0082 | 184.7638 | 324.5821 | 34.2954 | 58.936 | 110.0923 | 184.8668 | -0.0029378 | -0.0033719 | -0.0043111 | -0.005539 | 0.14116 | 0.53891 | 1.0405 | 1.6945 | 3484.1251 | 3581.2444 | 3792.071 | 4203.0746
1 | 3 | 8 | 1685.814 | 1715.9068 | 1772.0036 | 1863.776 | 1958.023 | 2008.7827 | 2123.0583 | 2335.6594 | -48.7622 | -99.1395 | -193.2399 | -298.2989 | 117.5911 | 178.7507 | 293.7196 | 507.8316 | 41.0705 | 70.4443 | 131.1247 | 218.3713 | -87.6915 | -99.8983 | -126.8275 | -164.5176 | -0.53207 | -0.74743 | -1.0594 | -2.5173 | 3665.5129 | 3774.0993 | 3998.7795 | 4460.3044
1 | 3 | 9 | 1614.682 | 1641.5145 | 1690.5692 | 1767.8891 | 2212.542 | 2269.8998 | 2399.0299 | 2639.2665 | -51.6731 | -102.7933 | -199.9814 | -305.7741 | 170.1097 | 254.1348 | 416.2753 | 715.5428 | 38.2665 | 65.8857 | 122.983 | 205.595 | -316.2079 | -363.5407 | -465.2572 | -594.5809 | 3.6865 | 5.8386 | 12.575 | 19.1097 | 3671.4057 | 3770.9393 | 3976.1937 | 4447.0481
1 | 3 | 10 | 1607.6138 | 1633.4129 | 1680.2584 | 1752.8437 | 2343.3941 | 2404.144 | 2540.911 | 2795.3555 | -53.4564 | -101.2448 | -193.9313 | -292.2896 | 191.0961 | 284.2885 | 464.1221 | 798.5 | 30.3825 | 52.3804 | 98.9561 | 165.52 | -711.4792 | -817.8101 | -1045.6164 | -1333.3649 | 6.9495 | 11.4687 | 26.4664 | 36.8229 | 3414.5003 | 3466.6396 | 3571.1663 | 3923.3875
1 | 3 | 11 | 1590.3016 | 1615.5495 | 1661.9385 | 1729.4325 | 2418.1904 | 2480.8794 | 2622.0117 | 2884.5775 | -55.2397 | -99.6963 | -187.8812 | -278.8052 | 181.5952 | 273.4309 | 451.1466 | 780.6918 | 22.2596 | 39.3422 | 75.5763 | 128.6099 | -1066.3436 | -1227.303 | -1577.7941 | -2037.2738 | 6.8083 | 10.9474 | 26.5868 | 34.2471 | 3097.5718 | 3093.15 | 3071.5846 | 3241.4798
1 | 3 | 12 | 1563.4672 | 1587.7285 | 1632.6884 | 1696.8055 | 2455.2656 | 2518.9157 | 2662.2118 | 2928.8032 | -55.8953 | -98.922 | -182.1126 | -270.06 | 165.4945 | 247.414 | 415.7348 | 719.4215 | 16.5566 | 29.747 | 59.2308 | 102.0826 | -1366.9556 | -1570.1637 | -2009.7775 | -2582.2815 | 5.0112 | 8.2366 | 15.7749 | 24.9297 | 2782.9443 | 2722.9561 | 2593.7504 | 2619.7011
1 | 3 | 13 | 1507.0532 | 1530.2496 | 1572.936 | 1631.7912 | 2480.1139 | 2544.4082 | 2689.1545 | 2958.444 | -57.0995 | -97.3735 | -176.0625 | -259.3116 | 157.3991 | 238.5629 | 397.0659 | 691.0113 | 11.4047 | 21.2782 | 43.2832 | 75.5553 | -1193.3405 | -1372.7033 | -1762.4647 | -2273.9321 | 0.82796 | 1.442 | 6.7123 | 5.1419 | 2906.3589 | 2865.8642 | 2770.6247 | 2828.7001
1 | 3 | 14 | 1472.3143 | 1494.8651 | 1536.8993 | 1593.2861 | 2472.1061 | 2536.1928 | 2680.4718 | 2948.8918 | -57.7551 | -96.7644 | -174.742 | -257.7332 | 150.7992 | 227.1689 | 380.3229 | 653.1307 | 9.0065 | 16.8103 | 35.5396 | 62.779 | -912.7878 | -1050.2394 | -1346.4071 | -1724.9141 | -0.24703 | -0.66077 | 1.9646 | -0.82426 | 3133.4363 | 3127.3725 | 3114.049 | 3274.616
1 | 3 | 15 | 1387.031 | 1408.1833 | 1446.8025 | 1497.2687 | 2451.3418 | 2514.8902 | 2657.9573 | 2924.1227 | -56.7345 | -94.9375 | -170.294 | -248.6796 | 138.217 | 210.8283 | 352.4795 | 603.043 | 6.6802 | 13.2211 | 29.2878 | 52.0912 | -659.1211 | -759.7164 | -975.7745 | -1247.2017 | 0.14116 | 0.62556 | 2.0485 | 1.6443 | 3267.5554 | 3293.0945 | 3342.5071 | 3582.2886
1 | 3 | 16 | 1355.9918 | 1377.2549 | 1415.007 | 1467.9657 | 2374.516 | 2436.0728 | 2574.6561 | 2832.4798 | -55.0584 | -93.1106 | -168.2054 | -241.2044 | 129.205 | 194.8591 | 326.4448 | 551.8741 | 7.086 | 13.917 | 30.0703 | 53.4084 | -462.4597 | -533.2832 | -686.0729 | -880.8077 | -0.5375 | -0.72983 | -0.66974 | -1.9646 | 3348.7432 | 3394.9801 | 3491.2301 | 3781.7513
1 | 3 | 17 | 1494.2385 | 1519.682 | 1565.6425 | 1635.8665 | 2230.3393 | 2288.1584 | 2418.3272 | 2660.4962 | -54.4027 | -93.6066 | -168.282 | -249.525 | 66.9285 | 97.8373 | 158.7988 | 253.3673 | 10.4628 | 19.4558 | 40.5486 | 71.0733 | -112.6722 | -130.0561 | -167.4055 | -214.5447 | -1.2107 | -1.981 | -2.7899 | -6.3462 | 3633.6834 | 3699.4899 | 3844.8397 | 4150.3875
1 | 3 | 18 | 1866.8987 | 1900.5262 | 1965.3753 | 2064.7718 | 2174.8954 | 2231.2772 | 2358.2101 | 2594.3591 | -55.3468 | -98.8089 | -180.5872 | -272.063 | 75.024 | 108.1584 | 170.98 | 270.043 | 19.3606 | 34.5899 | 67.497 | 117.1132 | -0.0029378 | -0.0033719 | -0.0043111 | -0.005539 | -5.584 | -9.4011 | -18.2008 | -31.4485 | 4075.245 | 4166.3384 | 4363.2701 | 4742.7699
1 | 3 | 19 | 2221.824 | 2263.3465 | 2347.8028 | 2480.468 | 1978.9702 | 2030.2729 | 2145.7711 | 2360.6466 | -54.6911 | -102.1843 | -189.2017 | -287.1258 | 92.0125 | 130.9464 | 197.9785 | 304.0353 | 26.8389 | 47.2531 | 91.5239 | 156.4168 | -0.0029378 | -0.0033719 | -0.0043111 | -0.005539 | -7.2073 | -12.4165 | -23.1475 | -39.7844 | 4257.7441 | 4357.2147 | 4570.7227 | 4974.6509
1 | 3 | 20 | 2346.7334 | 2391.8215 | 2484.7104 | 2632.2747 | 1798.4505 | 1845.0734 | 1950.0359 | 2145.3108 | -52.3287 | -100.1922 | -184.5487 | -282.3867 | 98.6123 | 137.9149 | 207.4397 | 312.3732 | 29.2737 | 51.6844 | 98.2982 | 169.0914 | -0.0029378 | -0.0033719 | -0.0043111 | -0.005539 | -8.5239 | -14.4327 | -27.5556 | -44.9792 | 4212.2143 | 4311.8661 | 4528.3757 | 4931.6785
1 | 3 | 21 | 2422.5565 | 2469.9531 | 2568.1889 | 2725.4141 | 1641.3168 | 1683.8662 | 1779.658 | 1957.8713 | -50.0734 | -93.772 | -170.4366 | -263.0054 | 108.1132 | 149.9949 | 227.7809 | 331.2434 | 25.3025 | 45.1464 | 86.0546 | 149.338 | -0.0029378 | -0.0033719 | -0.0043111 | -0.005539 | -6.488 | -10.575 | -19.838 | -31.3678 | 4140.7247 | 4244.6102 | 4471.4035 | 4869.4881
1 | 3 | 22 | 2418.3444 | 2466.2221 | 2564.1289 | 2727.4084 | 1464.6731 | 1502.6432 | 1588.1255 | 1747.159 | -46.6905 | -84.6375 | -151.6715 | -232.5675 | 193.119 | 271.1768 | 414.974 | 611.3809 | 20.1722 | 36.3933 | 70.8895 | 124.1279 | -0.0029378 | -0.0033719 | -0.0043111 | -0.005539 | -2.7472 | -4.2747 | -8.2981 | -13.8467 | 4046.8682 | 4187.5198 | 4478.1441 | 4963.6563
1 | 3 | 23 | 2244.3993 | 2289.3344 | 2379.2772 | 2535.5187 | 1303.5257 | 1337.3182 | 1413.3956 | 1554.9317 | -41.5242 | -75.503 | -135.7524 | -208.4471 | 212.1208 | 292.7682 | 440.1305 | 643.1086 | 18.6576 | 33.4635 | 64.8354 | 113.7826 | -0.0029378 | -0.0033719 | -0.0043111 | -0.005539 | 0.67051 | 0.96543 | 1.2461 | 1.4773 | 3737.8468 | 3878.3433 | 4163.1283 | 4640.3663
1 | 3 | 24 | 2064.0488 | 2106.5439 | 2188.5972 | 2336.4541 | 1172.3892 | 1202.7821 | 1271.206 | 1398.5033 | -36.4345 | -65.316 | -115.4618 | -177.7009 | 317.1293 | 425.2719 | 617.8148 | 889.823 | 15.8319 | 28.6205 | 54.3572 | 96.7652 | -0.0029378 | -0.0033719 | -0.0043111 | -0.005539 | 3.3797 | 5.3539 | 9.5226 | 14.1238 | 3536.3415 | 3703.2529 | 4026.0316 | 4557.9629
1 | 4 | 1 | 1957.6442 | 1998.5587 | 2076.4997 | 2218.7319 | 1096.956 | 1125.3934 | 1189.4147 | 1308.5216 | -33.0516 | -58.0084 | -102.6702 | -158.3197 | 305.2585 | 408.854 | 598.8098 | 882.818 | 13.5056 | 24.3164 | 47.7182 | 82.7093 | -0.0029378 | -0.0033719 | -0.0043111 | -0.005539 | 6.412 | 10.6021 | 18.9639 | 29.0649 | 3346.7217 | 3509.7129 | 3828.7319 | 4363.5205
1 | 4 | 2 | 1877.8436 | 1917.049 | 1991.1149 | 2129.2805 | 1067.3559 | 1095.0259 | 1157.3198 | 1273.2127 | -30.6892 | -52.5277 | -91.9671 | -142.0992 | 219.7695 | 294.7386 | 439.8785 | 656.106 | 10.1289 | 18.4567 | 36.7174 | 64.5779 | -0.0029378 | -0.0033719 | -0.0043111 | -0.005539 | 5.2908 | 8.6035 | 15.2255 | 23.0974 | 3149.6966 | 3281.3426 | 3548.2847 | 4004.1697
1 | 4 | 3 | 1803.7081 | 1841.4406 | 1912.2044 | 2045.2834 | 1062.2715 | 1089.8097 | 1151.8068 | 1267.1477 | -30.2172 | -49.7613 | -87.2375 | -132.6209 | 135.686 | 188.4013 | 291.2025 | 443.314 | 8.2084 | 14.8674 | 31.2481 | 54.436 | -0.0029378 | -0.0033719 | -0.0043111 | -0.005539 | 3.9416 | 6.8392 | 12.1569 | 17.9026 | 2983.5956 | 3091.5937 | 3311.3769 | 3695.4573
1 | 4 | 4 | 1760.2247 | 1797.0768 | 1865.5586 | 1994.3855 | 1090.9312 | 1119.2124 | 1182.8822 | 1301.3349 | -30.1101 | -49.9265 | -87.5191 | -132.6209 | 81.7906 | 118.005 | 194.4279 | 310.1709 | 8.9115 | 15.8477 | 32.6777 | 56.6262 | -0.0029378 | -0.0033719 | -0.0043111 | -0.005539 | 2.0224 | 3.5543 | 6.4945 | 9.5778 | 2913.7674 | 3003.7664 | 3194.5175 | 3539.469
1 | 4 | 5 | 1762.3308 | 1798.8831 | 1866.5952 | 1992.0066 | 1188.148 | 1218.9495 | 1288.2931 | 1417.3015 | -31.8168 | -55.4072 | -98.2221 | -151.5775 | 50.197 | 75.6321 | 136.0389 | 234.41 | 12.694 | 22.9246 | 44.2011 | 77.2526 | -0.0029378 | -0.0033719 | -0.0043111 | -0.005539 | 0.92569 | 1.79 | 3.0686 | 4.5432 | 2982.4757 | 3062.7687 | 3239.9704 | 3573.9309
1 | 4 | 6 | 1785.9101 | 1821.6756 | 1888.5714 | 2007.8888 | 1380.366 | 1416.1505 | 1496.7124 | 1646.5919 | -36.3274 | -67.1428 | -124.5628 | -193.9214 | 43.5971 | 68.6637 | 127.963 | 227.6958 | 22.7374 | 39.3232 | 75.0646 | 126.5965 | -0.0029378 | -0.0033719 | -0.0043111 | -0.005539 | 1.0614 | 2.3289 | 4.1998 | 6.569 | 3197.3417 | 3280.9957 | 3467.9441 | 3821.4151
1 | 4 | 7 | 1863.7148 | 1898.7347 | 1966.5649 | 2080.2034 | 1673.2069 | 1716.583 | 1814.236 | 1995.9119 | -43.5653 | -86.3513 | -165.2971 | -257.958 | 68.7999 | 107.0082 | 184.7638 | 324.5821 | 35.3458 | 60.5648 | 113.225 | 190.7677 | -0.0029378 | -0.0033719 | -0.0043111 | -0.005539 | 0.14116 | 0.53891 | 1.0405 | 1.6945 | 3597.6404 | 3697.0749 | 3914.5286 | 4335.196
1 | 4 | 8 | 1807.6961 | 1840.0062 | 1902.5911 | 2002.6702 | 1937.7485 | 1987.9825 | 2101.0749 | 2311.4746 | -48.7622 | -99.1917 | -190.3173 | -293.5597 | 117.5911 | 178.7507 | 293.7196 | 507.8316 | 40.2589 | 68.9428 | 128.39 | 215.9778 | -107.8242 | -122.9299 | -156.1745 | -202.5734 | -0.53207 | -0.74743 | -1.0594 | -2.5173 | 3746.1762 | 3852.8133 | 4078.2244 | 4539.3037
1 | 4 | 9 | 1774.9762 | 1804.8605 | 1862.8806 | 1950.6903 | 2191.6029 | 2248.4179 | 2376.3259 | 2614.289 | -52.1451 | -103.7329 | -196.8539 | -301.035 | 170.1097 | 254.1348 | 416.2753 | 715.5428 | 36.0855 | 62.3872 | 116.6067 | 195.3513 | -418.506 | -481.9803 | -622.5661 | -813.7295 | 3.6865 | 6.3599 | 12.575 | 19.1097 | 3705.8098 | 3790.4471 | 3965.2435 | 4380.2186
1 | 4 | 10 | 1776.3413 | 1805.3165 | 1862.2587 | 1945.979 | 2321.7771 | 2381.9666 | 2517.472 | 2769.5693 | -53.8213 | -102.1843 | -189.2017 | -280.3836 | 191.0961 | 284.2885 | 464.1221 | 798.5 | 25.4694 | 44.7348 | 85.2207 | 142.6017 | -880.5517 | -1012.4212 | -1303.1143 | -1695.2371 | 6.9495 | 13.0326 | 26.4664 | 36.8229 | 3387.2604 | 3414.7335 | 3463.2238 | 3717.8521
1 | 4 | 11 | 1744.7843 | 1772.7825 | 1827.5732 | 1906.26 | 2399.7381 | 2461.9488 | 2602.0041 | 2862.5664 | -55.0255 | -102.2974 | -183.4332 | -266.4745 | 181.5952 | 273.4309 | 451.1466 | 780.6918 | 17.941 | 32.3559 | 63.1459 | 107.8818 | -1305.1347 | -1499.9899 | -1926.3506 | -2493.2547 | 6.8083 | 13.6582 | 26.5868 | 34.2471 | 2990.7069 | 2951.8889 | 2860.673 | 2931.9179
1 | 4 | 12 | 1686.3988 | 1712.7054 | 1764.3603 | 1838.1656 | 2442.838 | 2506.1659 | 2648.7367 | 2913.9788 | -56.3367 | -102.5236 | -180.997 | -260.0406 | 165.4945 | 247.414 | 415.7348 | 719.4215 | 12.6221 | 23.4932 | 47.3229 | 81.3545 | -1428.4862 | -1642.1941 | -2110.1 | -2732.4258 | 5.0112 | 8.4451 | 15.7749 | 24.9297 | 2827.5416 | 2753.5059 | 2600.8325 | 2585.3836
1 | 4 | 13 | 1579.7444 | 1603.7558 | 1649.9532 | 1715.0539 | 2486.9929 | 2551.4655 | 2696.6133 | 2966.6497 | -57.4338 | -103.5762 | -179.6765 | -257.6129 | 157.3991 | 238.5629 | 397.0659 | 691.0113 | 10.4628 | 20.1518 | 41.0712 | 71.743 | -1429.0301 | -1642.9377 | -2111.0623 | -2732.1634 | 0.82796 | 3.2145 | 6.7123 | 5.1419 | 2748.9632 | 2670.6365 | 2500.677 | 2459.8235
1 | 4 | 14 | 1496.9349 | 1520.0845 | 1562.3682 | 1621.2512 | 2488.0391 | 2552.5389 | 2697.7477 | 2967.8977 | -57.9823 | -103.6893 | -179.8815 | -257.4964 | 150.7992 | 227.1689 | 380.3229 | 653.1307 | 9.0065 | 17.2219 | 37.0315 | 64.9692 | -1237.6737 | -1420.6594 | -1819.6883 | -2349.4911 | -0.24703 | 0.69462 | 1.9646 | -0.82426 | 2848.8767 | 2793.36 | 2679.865 | 2699.437
1 | 4 | 15 | 1390.4249 | 1411.4522 | 1449.0323 | 1500.8263 | 2476.2777 | 2540.4726 | 2684.995 | 2953.8679 | -57.7681 | -101.8625 | -178.2794 | -255.0687 | 138.217 | 210.8283 | 352.4795 | 603.043 | 7.4918 | 15.0245 | 32.0225 | 58.8651 | -1020.2381 | -1171.941 | -1502.8763 | -1941.4026 | 0.14116 | 0.83409 | 2.0485 | 1.6443 | 2934.5464 | 2904.8082 | 2839.422 | 2921.7755
1 | 4 | 16 | 1388.3964 | 1410.1615 | 1448.9852 | 1504.5049 | 2393.1375 | 2455.177 | 2594.8471 | 2854.6927 | -56.0919 | -98.983 | -172.101 | -247.5934 | 129.205 | 194.8591 | 326.4448 | 551.8741 | 7.086 | 13.917 | 30.0703 | 53.4084 | -681.991 | -782.5246 | -1000.3744 | -1286.6152 | -0.5375 | -0.31278 | -0.66974 | -1.9646 | 3179.2045 | 3192.2943 | 3227.2023 | 3428.3069
1 | 4 | 17 | 1547.3953 | 1573.9673 | 1623.1235 | 1697.3205 | 2221.9161 | 2279.5169 | 2409.1941 | 2650.4486 | -54.9949 | -97.9825 | -171.6145 | -249.7129 | 66.9285 | 97.8373 | 158.7988 | 253.3673 | 10.2958 | 19.4558 | 41.0712 | 70.87 | -154.8144 | -177.7686 | -227.4689 | -292.7435 | -1.2107 | -1.5639 | -2.7899 | -6.3462 | 3635.5158 | 3693.4624 | 3830.3142 | 4123.2036
1 | 4 | 18 | 1926.7394 | 1962.0408 | 2030.9262 | 2133.8049 | 2158.8643 | 2214.8305 | 2340.8278 | 2575.2361 | -56.2602 | -100.4705 | -178.9851 | -266.0498 | 75.024 | 108.1584 | 170.98 | 270.043 | 16.7955 | 30.5701 | 61.9654 | 106.7679 | -0.0029378 | -0.0033719 | -0.0043111 | -0.005539 | -5.584 | -9.0883 | -18.2008 | -31.4485 | 4115.576 | 4206.0377 | 4407.5092 | 4788.348
1 | 4 | 19 | 2297.2192 | 2341.1884 | 2430.0622 | 2567.5139 | 1965.6798 | 2016.6379 | 2131.3604 | 2344.7929 | -54.949 | -102.0191 | -186.0742 | -281.962 | 92.0125 | 130.9464 | 197.9785 | 304.0353 | 24.7298 | 44.1662 | 86.0546 | 148.2617 | -0.0029378 | -0.0033719 | -0.0043111 | -0.005539 | -7.2073 | -11.9995 | -23.1475 | -39.7844 | 4317.482 | 4418.917 | 4636.2297 | 5042.8519
1 | 4 | 20 | 2442.1142 | 2490.0881 | 2587.9297 | 2741.5851 | 1792.04 | 1838.4967 | 1943.0851 | 2137.6639 | -52.6936 | -100.0269 | -183.9857 | -283.9651 | 98.6123 | 137.9149 | 207.4397 | 312.3732 | 28.7009 | 50.7218 | 97.6511 | 167.8118 | -0.0029378 | -0.0033719 | -0.0043111 | -0.005539 | -8.5239 | -14.1199 | -27.5556 | -44.9792 | 4300.2469 | 4403.0713 | 4624.5601 | 5030.4841
1 | 4 | 21 | 2533.3066 | 2583.4635 | 2686.5433 | 2852.597 | 1632.1703 | 1674.4826 | 1769.7405 | 1946.9607 | -50.5454 | -94.5462 | -174.6031 | -265.0085 | 108.1132 | 149.9949 | 227.7809 | 331.2434 | 26.7588 | 47.3804 | 92.1818 | 157.3274 | -0.0029378 | -0.0033719 | -0.0043111 | -0.005539 | -6.488 | -10.6793 | -19.838 | -31.3678 | 4243.3125 | 4350.0925 | 4581.8012 | 4991.7466
1 | 4 | 22 | 2532.8066 | 2583.1437 | 2686.6713 | 2858.2884 | 1456.2424 | 1493.994 | 1578.9843 | 1737.1023 | -47.0554 | -87.2387 | -158.9655 | -241.3128 | 193.119 | 271.1768 | 414.974 | 611.3809 | 22.9762 | 41.2728 | 79.8759 | 137.9164 | -0.0029378 | -0.0033719 | -0.0043111 | -0.005539 | -2.7472 | -4.379 | -8.2981 | -13.8467 | 4155.3388 | 4297.9663 | 4593.2376 | 5089.5229
1 | 4 | 23 | 2370.0848 | 2417.6535 | 2513.8445 | 2678.0308 | 1295.1915 | 1328.768 | 1404.3589 | 1544.9901 | -42.4377 | -75.2247 | -137.0729 | -210.4502 | 212.1208 | 292.7682 | 440.1305 | 643.1086 | 19.0634 | 33.875 | 66.1405 | 115.0998 | -0.0029378 | -0.0033719 | -0.0043111 | -0.005539 | 0.67051 | 0.96543 | 1.2461 | 1.4773 | 3854.6905 | 3998.8021 | 4288.6433 | 4772.2509
1 | 4 | 24 | 2191.6115 | 2236.7451 | 2325.2558 | 2480.9571 | 1164.0841 | 1194.2617 | 1262.2008 | 1388.5965 | -36.7994 | -66.0902 | -119.9098 | -184.0184 | 317.1293 | 425.2719 | 617.8148 | 889.823 | 17.4402 | 30.9817 | 60.0241 | 103.4374 | -0.0029378 | -0.0033719 | -0.0043111 | -0.005539 | 3.3797 | 5.4581 | 9.5226 | 14.1238 | 3656.8424 | 3826.625 | 4154.9039 | 4692.9138
1 | 5 | 1 | 2063.4531 | 2106.1126 | 2189.0858 | 2338.9321 | 1088.8493 | 1117.0766 | 1180.6249 | 1298.8515 | -32.8374 | -56.9036 | -100.7866 | -151.5775 | 305.2585 | 408.854 | 598.8098 | 882.818 | 11.2377 | 20.5633 | 41.8022 | 71.3518 | -0.0029378 | -0.0033719 | -0.0043111 | -0.005539 | 6.412 | 10.6021 | 18.9639 | 29.0649 | 3442.3704 | 3606.3017 | 3928.4957 | 4469.4353
1 | 5 | 2 | 1950.3049 | 1991.0446 | 2068.843 | 2211.4835 | 1060.3577 | 1087.8463 | 1149.7317 | 1264.8648 | -30.6892 | -52.3103 | -90.0835 | -132.6209 | 219.7695 | 294.7386 | 439.8785 | 656.106 | 7.9696 | 15.4361 | 32.2932 | 54.436 | -0.0029378 | -0.0033719 | -0.0043111 | -0.005539 | 5.2908 | 8.6035 | 15.2255 | 23.0974 | 3213.0004 | 3345.3555 | 3615.8842 | 4077.3612
1 | 5 | 3 | 1876.1987 | 1915.5605 | 1990.0179 | 2127.7547 | 1051.3199 | 1078.5742 | 1139.9322 | 1254.0839 | -29.5615 | -50.6487 | -90.0835 | -130.1931 | 135.686 | 188.4013 | 291.2025 | 443.314 | 7.9696 | 15.1517 | 32.2932 | 54.436 | -0.0029378 | -0.0033719 | -0.0043111 | -0.005539 | 3.9416 | 6.8392 | 12.1569 | 17.9026 | 3045.5513 | 3153.875 | 3375.5148 | 3767.2926
1 | 5 | 4 | 1816.0708 | 1854.0126 | 1925.2154 | 2057.8106 | 1078.306 | 1106.26 | 1169.1929 | 1286.2748 | -29.5615 | -52.3103 | -90.0835 | -132.6209 | 81.7906 | 118.005 | 194.4279 | 310.1709 | 8.9115 | 16.2592 | 33.5983 | 56.6262 | -0.0029378 | -0.0033719 | -0.0043111 | -0.005539 | 2.0224 | 3.5543 | 6.4945 | 9.5778 | 2957.5368 | 3045.7775 | 3238.8411 | 3587.834
1 | 5 | 5 | 1787.0121 | 1824.0671 | 1893.1262 | 2020.0727 | 1180.4511 | 1211.0531 | 1279.9474 | 1408.1202 | -30.6892 | -55.9641 | -99.1845 | -146.8383 | 50.197 | 75.6321 | 136.0389 | 234.41 | 11.4766 | 21.3865 | 41.8022 | 70.4788 | -0.0029378 | -0.0033719 | -0.0043111 | -0.005539 | 0.92569 | 1.79 | 3.0686 | 4.5432 | 2999.3704 | 3077.9614 | 3254.7945 | 3590.781
1 | 5 | 6 | 1824.9644 | 1861.4486 | 1930.3189 | 2052.8643 | 1369.193 | 1404.6878 | 1484.5977 | 1633.264 | -35.6718 | -67.6997 | -122.9608 | -184.4431 | 43.5971 | 68.6637 | 127.963 | 227.6958 | 19.7664 | 34.8553 | 66.4139 | 111.63 | -0.0029378 | -0.0033719 | -0.0043111 | -0.005539 | 1.0614 | 2.3289 | 4.1998 | 6.569 | 3222.9076 | 3304.2813 | 3490.5282 | 3847.5744
1 | 5 | 7 | 1914.9118 | 1951.5154 | 2021.9699 | 2139.0333 | 1660.9726 | 1704.0316 | 1800.9705 | 1981.3181 | -42.5448 | -85.2465 | -161.8115 | -248.055 | 68.7999 | 107.0082 | 184.7638 | 324.5821 | 32.3749 | 56.1334 | 105.4814 | 174.7249 | -0.0029378 | -0.0033719 | -0.0043111 | -0.005539 | 0.14116 | 0.53891 | 1.0405 | 1.6945 | 3634.6527 | 3733.9776 | 3952.4103 | 4373.2922
1 | 5 | 8 | 1849.0777 | 1882.7922 | 1947.61 | 2050.7201 | 1920.386 | 1970.17 | 2082.249 | 2290.7635 | -48.6551 | -97.9217 | -186.6267 | -288.8206 | 117.5911 | 178.7507 | 293.7196 | 507.8316 | 38.0996 | 66.0129 | 123.2565 | 204.417 | -72.9605 | -83.0991 | -105.8063 | -138.4196 | -0.53207 | -0.74743 | -1.0594 | -2.5173 | 3803.0068 | 3915.9577 | 4153.3427 | 4623.9747
1 | 5 | 9 | 1777.7841 | 1807.8356 | 1866.2185 | 1955.2597 | 2164.4931 | 2220.6053 | 2346.9311 | 2581.9506 | -52.6936 | -102.6281 | -193.3682 | -296.2958 | 170.1097 | 254.1348 | 416.2753 | 715.5428 | 34.7012 | 60.0435 | 112.9651 | 187.2603 | -303.1814 | -347.0514 | -443.9404 | -579.3346 | 3.6865 | 6.3599 | 12.575 | 19.1097 | 3794.8995 | 3899.2996 | 4117.6563 | 4583.4926
1 | 5 | 10 | 1717.5566 | 1746.0053 | 1800.1931 | 1878.5894 | 2313.5346 | 2373.5105 | 2508.5348 | 2759.7372 | -55.0255 | -101.0796 | -185.7927 | -285.1227 | 191.0961 | 284.2885 | 464.1221 | 798.5 | 25.0636 | 44.3232 | 84.8362 | 142.6017 | -645.0699 | -737.2054 | -940.0795 | -1220.0638 | 6.9495 | 13.0326 | 26.4664 | 36.8229 | 3554.1051 | 3622.8751 | 3758.2805 | 4111.0647
1 | 5 | 11 | 1675.0403 | 1702.2395 | 1753.5422 | 1826.4318 | 2392.186 | 2454.2009 | 2593.8155 | 2853.5578 | -56.8088 | -101.9669 | -185.9976 | -281.1166 | 181.5952 | 273.4309 | 451.1466 | 780.6918 | 20.3392 | 36.962 | 71.7478 | 119.4426 | -736.6506 | -843.4765 | -1078.597 | -1400.4121 | 6.8083 | 13.6582 | 26.5868 | 34.2471 | 3482.5096 | 3535.048 | 3632.2443 | 3932.8424
1 | 5 | 12 | 1617.9897 | 1643.972 | 1692.2623 | 1759.1603 | 2444.8786 | 2508.2595 | 2650.9494 | 2916.413 | -58.4849 | -102.9674 | -183.075 | -279.4218 | 165.4945 | 247.414 | 415.7348 | 719.4215 | 17.1294 | 31.1388 | 61.4564 | 105.1458 | -883.7701 | -1012.6662 | -1294.3515 | -1673.8028 | 5.0112 | 8.4451 | 15.7749 | 24.9297 | 3308.2484 | 3323.5958 | 3358.7511 | 3571.8457
1 | 5 | 13 | 1522.8756 | 1547.2563 | 1590.7612 | 1649.8922 | 2475.5521 | 2539.7281 | 2684.2081 | 2953.0023 | -58.6685 | -102.1932 | -181.9594 | -277.4188 | 157.3991 | 238.5629 | 397.0659 | 691.0113 | 14.5425 | 26.9552 | 53.7128 | 92.3695 | -735.3348 | -841.8143 | -1075.8659 | -1394.1059 | 0.82796 | 3.2145 | 6.7123 | 5.1419 | 3377.194 | 3411.7096 | 3474.635 | 3719.8925
1 | 5 | 14 | 1445.5282 | 1468.1799 | 1508.3491 | 1562.1886 | 2483.8382 | 2548.229 | 2693.1927 | 2962.8865 | -59.2171 | -100.4794 | -177.5114 | -263.9343 | 150.7992 | 227.1689 | 380.3229 | 653.1307 | 10.057 | 19.7402 | 40.6867 | 69.4512 | -723.6915 | -828.9448 | -1058.2954 | -1364.2183 | -0.24703 | 0.69462 | 1.9646 | -0.82426 | 3307.0669 | 3334.5885 | 3388.7091 | 3618.6802
1 | 5 | 15 | 1330.1638 | 1350.5797 | 1385.52 | 1432.4537 | 2471.6805 | 2535.7562 | 2680.0103 | 2948.3841 | -58.1965 | -98.6525 | -172.7819 | -256.4591 | 138.217 | 210.8283 | 352.4795 | 603.043 | 8.3034 | 16.7006 | 35.1551 | 60.2839 | -545.9778 | -626.5167 | -804.8861 | -1048.4518 | 0.14116 | 0.83409 | 2.0485 | 1.6443 | 3344.3316 | 3389.5297 | 3477.5454 | 3740.8981
1 | 5 | 16 | 1335.4933 | 1356.4128 | 1392.8024 | 1444.312 | 2386.1922 | 2448.0517 | 2587.3164 | 2846.4079 | -56.5203 | -94.9987 | -166.6034 | -251.7199 | 129.205 | 194.8591 | 326.4448 | 551.8741 | 8.8395 | 16.8103 | 35.4151 | 61.7027 | -248.115 | -283.2087 | -359.2647 | -460.9446 | -0.5375 | -0.31278 | -0.66974 | -1.9646 | 3554.5572 | 3637.6138 | 3815.4409 | 4189.6676
1 | 5 | 17 | 1479.0136 | 1503.7427 | 1549.1945 | 1619.5933 | 2215.8872 | 2273.3317 | 2402.657 | 2643.2569 | -55.3162 | -95.6598 | -169.2444 | -255.7261 | 66.9285 | 97.8373 | 158.7988 | 253.3673 | 12.4551 | 23.0816 | 46.4159 | 81.3545 | -91.7975 | -104.9027 | -133.138 | -170.5769 | -1.2107 | -1.5639 | -2.7899 | -6.3462 | 3625.96 | 3695.8669 | 3851.8938 | 4164.9228
1 | 5 | 18 | 1847.2238 | 1879.3711 | 1944.0493 | 2043.2782 | 2149.2667 | 2204.9841 | 2330.4213 | 2563.7875 | -55.8953 | -99.2005 | -176.6151 | -267.3239 | 75.024 | 108.1584 | 170.98 | 270.043 | 18.0129 | 33.3362 | 66.4031 | 113.6434 | -0.0029378 | -0.0033719 | -0.0043111 | -0.005539 | -5.584 | -9.0883 | -18.2008 | -31.4485 | 4028.0452 | 4117.5577 | 4317.0335 | 4691.9741
1 | 5 | 19 | 2174.7929 | 2214.8118 | 2297.5663 | 2427.9413 | 1956.8174 | 2007.5458 | 2121.7511 | 2334.2213 | -54.4769 | -98.9221 | -179.2561 | -270.9054 | 92.0125 | 130.9464 | 197.9785 | 304.0353 | 21.9258 | 39.6075 | 78.709 | 133.2951 | -0.0029378 | -0.0033719 | -0.0043111 | -0.005539 | -7.2073 | -11.9995 | -23.1475 | -39.7844 | 4183.8614 | 4281.9866 | 4493.5969 | 4888.7977
1 | 5 | 20 | 2298.63 | 2342.2349 | 2432.597 | 2578.2454 | 1780.4105 | 1826.5657 | 1930.4754 | 2123.7914 | -52.2216 | -95.4336 | -173.0011 | -261.0024 | 98.6123 | 137.9149 | 207.4397 | 312.3732 | 22.4035 | 40.3034 | 80.014 | 134.714 | -0.0029378 | -0.0033719 | -0.0043111 | -0.005539 | -8.5239 | -14.1199 | -27.5556 | -44.9792 | 4139.3078 | 4237.4621 | 4449.9652 | 4843.1368
1 | 5 | 21 | 2378.1736 | 2424.6135 | 2519.842 | 2675.3231 | 1627.3238 | 1669.5104 | 1764.4855 | 1941.1795 | -50.0734 | -91.4493 | -163.6185 | -246.7849 | 108.1132 | 149.9949 | 227.7809 | 331.2434 | 20.8169 | 37.7851 | 74.5447 | 127.7369 | -0.0029378 | -0.0033719 | -0.0043111 | -0.005539 | -6.488 | -10.6793 | -19.838 | -31.3678 | 4077.8631 | 4179.772 | 4403.1924 | 4797.3247
1 | 5 | 22 | 2397.5062 | 2445.2805 | 2542.1357 | 2703.494 | 1452.9919 | 1490.6591 | 1575.4598 | 1733.2249 | -46.5834 | -84.307 | -151.1084 | -227.4037 | 193.119 | 271.1768 | 414.974 | 611.3809 | 18.4187 | 33.7478 | 67.1856 | 114.9606 | -0.0029378 | -0.0033719 | -0.0043111 | -0.005539 | -2.7472 | -4.379 | -8.2981 | -13.8467 | 4012.7024 | 4152.1749 | 4440.3443 | 4921.8044
1 | 5 | 23 | 2287.1832 | 2333.1913 | 2425.5185 | 2583.6071 | 1296.4525 | 1330.0616 | 1405.7262 | 1546.4943 | -41.5242 | -75.9468 | -135.4709 | -204.1326 | 212.1208 | 292.7682 | 440.1305 | 643.1086 | 17.846 | 32.2463 | 64.3264 | 109.199 | -0.0029378 | -0.0033719 | -0.0043111 | -0.005539 | 0.67051 | 0.96543 | 1.2461 | 1.4773 | 3772.7459 | 3913.2827 | 4201.4726 | 4679.748
1 | 5 | 24 | 2100.9529 | 2143.9725 | 2227.8801 | 2377.5664 | 1164.603 | 1194.7941 | 1262.7635 | 1389.2155 | -36.9065 | -66.0381 | -116.7057 | -172.9618 | 315.325 | 420.8463 | 605.6335 | 862.545 | 14.0417 | 26.1022 | 51.3734 | 87.4962 | -0.0029378 | -0.0033719 | -0.0043111 | -0.005539 | 3.3797 | 5.4581 | 9.5226 | 14.1238 | 3561.3929 | 3725.1318 | 4040.4631 | 4557.9796
1 | 6 | 1 | 1992.5514 | 2033.6727 | 2112.974 | 2258.7891 | 1074.4638 | 1102.3181 | 1165.0267 | 1281.6915 | -32.8374 | -59.6179 | -107.2466 | -158.628 | 273.6648 | 365.1348 | 528.7801 | 766.9915 | 12.861 | 23.9048 | 47.2092 | 79.5445 | -0.0029378 | -0.0033719 | -0.0043111 | -0.005539 | 6.412 | 10.6021 | 18.9639 | 29.0649 | 3327.1126 | 3476.0112 | 3765.703 | 4257.4478
1 | 6 | 2 | 1877.1308 | 1916.1666 | 1990.2861 | 2128.9524 | 1047.6168 | 1074.7751 | 1135.9169 | 1249.6666 | -31.2377 | -55.1898 | -96.3385 | -142.0992 | 232.9691 | 310.0217 | 450.928 | 648.9004 | 9.7231 | 18.4567 | 37.638 | 63.5017 | -0.0029378 | -0.0033719 | -0.0043111 | -0.005539 | 5.2908 | 8.6035 | 15.2255 | 23.0974 | 3141.49 | 3272.8305 | 3533.6516 | 3972.0137
1 | 6 | 3 | 1788.6815 | 1826.0672 | 1896.2564 | 2028.8411 | 1036.3295 | 1063.1953 | 1123.6783 | 1236.2024 | -30.1101 | -53.3629 | -91.8905 | -135.3569 | 157.3799 | 214.9547 | 315.2273 | 464.5185 | 9.0784 | 17.2395 | 34.9033 | 58.8164 | -0.0029378 | -0.0033719 | -0.0043111 | -0.005539 | 3.9416 | 6.8392 | 12.1569 | 17.9026 | 2965.298 | 3074.9296 | 3290.3274 | 3670.9186
1 | 6 | 4 | 1699.5323 | 1735.5035 | 1801.205 | 1927.0092 | 1052.9298 | 1080.2259 | 1141.6778 | 1256.0044 | -30.1101 | -53.3629 | -91.8905 | -134.9322 | 103.0857 | 142.1393 | 217.6586 | 327.4874 | 8.9115 | 16.5436 | 34.3808 | 56.6262 | -0.0029378 | -0.0033719 | -0.0043111 | -0.005539 | 2.0224 | 3.5543 | 6.4945 | 9.5778 | 2836.3687 | 2924.6004 | 3109.5218 | 3441.7672
1 | 6 | 5 | 1639.5909 | 1674.2143 | 1736.8308 | 1856.1451 | 1105.3611 | 1134.0164 | 1198.5283 | 1318.5478 | -30.7657 | -55.1898 | -95.018 | -140.0961 | 67.0954 | 96.4137 | 153.576 | 236.6745 | 10.5347 | 19.4369 | 38.943 | 65.6918 | -0.0029378 | -0.0033719 | -0.0043111 | -0.005539 | 0.92569 | 1.79 | 3.0686 | 4.5432 | 2792.7391 | 2870.6781 | 3035.9244 | 3341.5008
1 | 6 | 6 | 1613.5478 | 1646.8441 | 1707.0282 | 1820.9086 | 1201.8233 | 1232.9793 | 1303.121 | 1433.6144 | -32.9139 | -58.8436 | -104.4006 | -159.0526 | 42.5004 | 62.8919 | 105.1888 | 175.4041 | 12.861 | 23.6205 | 46.6866 | 77.2526 | -0.0029378 | -0.0033719 | -0.0043111 | -0.005539 | 1.0614 | 2.3289 | 4.1998 | 6.569 | 2838.877 | 2909.8178 | 3061.8195 | 3354.6905
1 | 6 | 7 | 1719.4923 | 1753.9625 | 1817.7434 | 1934.007 | 1329.3974 | 1363.8606 | 1441.4479 | 1585.7932 | -36.4039 | -68.1433 | -123.1657 | -187.4875 | 30.7963 | 45.7261 | 81.958 | 138.6559 | 17.6071 | 31.6776 | 61.6649 | 102.4628 | -0.0029378 | -0.0033719 | -0.0043111 | -0.005539 | 0.14116 | 0.53891 | 1.0405 | 1.6945 | 3061.0274 | 3127.6191 | 3280.6846 | 3575.1202
1 | 6 | 8 | 1841.9466 | 1878.764 | 1947.5352 | 2071.1462 | 1390.0446 | 1426.08 | 1507.2068 | 1658.1371 | -40.4731 | -77.443 | -145.3399 | -221.0862 | 31.1951 | 48.1452 | 80.0322 | 139.7882 | 23.7159 | 41.8415 | 80.1494 | 133.5736 | -23.3565 | -26.5802 | -33.6553 | -43.4445 | -0.53207 | -0.74743 | -1.0594 | -2.5173 | 3222.5405 | 3290.0599 | 3434.869 | 3735.5971
1 | 6 | 9 | 1892.3563 | 1928.7976 | 1998.8683 | 2119.7791 | 1542.3503 | 1582.3341 | 1672.3499 | 1839.8175 | -45.0908 | -88.4044 | -165.707 | -256.6879 | 42.5004 | 65.311 | 102.2152 | 172.0867 | 29.404 | 51.2905 | 97.142 | 163.469 | -315.7429 | -362.9928 | -466.5637 | -605.912 | 3.6865 | 6.3599 | 12.575 | 19.1097 | 3149.4637 | 3182.6959 | 3250.8797 | 3451.6621
1 | 6 | 10 | 1891.4721 | 1927.4417 | 1996.6123 | 2112.6822 | 1664.3752 | 1707.5224 | 1804.6599 | 1985.3769 | -47.8946 | -93.8851 | -177.1781 | -274.0661 | 60.0967 | 85.0197 | 137.6271 | 223.8869 | 31.1941 | 54.4681 | 103.1339 | 173.5093 | -641.9353 | -738.3394 | -949.2553 | -1230.657 | 6.9495 | 13.0326 | 26.4664 | 36.8229 | 2964.2577 | 2955.2599 | 2942.0662 | 3027.5551
1 | 6 | 11 | 1895.5039 | 1931.3936 | 2000.7891 | 2114.1704 | 1735.7511 | 1780.7486 | 1882.0518 | 2070.5187 | -49.785 | -95.8772 | -178.7036 | -276.8022 | 73.2963 | 106.611 | 169.2714 | 279.5754 | 27.6505 | 48.2333 | 92.6556 | 157.2257 | -941.0374 | -1081.8439 | -1389.5739 | -1799.2804 | 6.8083 | 13.6582 | 26.5868 | 34.2471 | 2748.1876 | 2702.9236 | 2603.0772 | 2579.6548
1 | 6 | 12 | 1854.6253 | 1889.4263 | 1956.554 | 2066.505 | 1769.8038 | 1815.6841 | 1918.9747 | 2111.1391 | -51.4612 | -94.1634 | -172.935 | -261.3147 | 87.9916 | 128.7388 | 207.4033 | 336.396 | 19.9334 | 35.7082 | 70.0583 | 119.3409 | -1148.6917 | -1321.5149 | -1700.2131 | -2205.8303 | 5.0112 | 8.4451 | 15.7749 | 24.9297 | 2537.2124 | 2462.3242 | 2295.617 | 2191.1657
1 | 6 | 13 | 1778.1968 | 1811.4755 | 1874.7554 | 1979.1564 | 1785.1729 | 1831.4516 | 1935.6392 | 2129.4723 | -52.6654 | -94.4418 | -170.294 | -257.3085 | 100.7924 | 145.9046 | 233.354 | 374.2766 | 15.9988 | 29.1891 | 59.0575 | 101.3335 | -1235.8254 | -1423.4282 | -1835.3909 | -2382.9816 | 0.82796 | 3.2145 | 6.7123 | 5.1419 | 2392.4982 | 2303.3653 | 2103.8334 | 1949.0904
1 | 6 | 14 | 1736.1767 | 1768.9845 | 1830.4437 | 1933.2794 | 1763.2305 | 1808.9404 | 1911.8474 | 2103.298 | -52.9561 | -94.5549 | -169.1784 | -253.3023 | 103.6935 | 149.7938 | 243.9469 | 388.6876 | 14.0064 | 26.2593 | 52.8057 | 90.849 | -1040.0822 | -1197.7917 | -1543.363 | -2000.6331 | -0.24703 | 0.69462 | 1.9646 | -0.82426 | 2523.8219 | 2462.3259 | 2328.4669 | 2261.3543
1 | 6 | 15 | 1675.6872 | 1707.3164 | 1766.5891 | 1866.0275 | 1729.9055 | 1774.7514 | 1875.7135 | 2063.5457 | -51.9355 | -93.9459 | -169.4599 | -256.0384 | 104.2112 | 150.0671 | 238.3374 | 374.698 | 14.5425 | 26.9552 | 55.0178 | 93.0392 | -865.1982 | -997.0471 | -1286.8604 | -1673.0115 | 0.14116 | 0.83409 | 2.0485 | 1.6443 | 2607.3539 | 2568.9313 | 2481.3859 | 2469.9049
1 | 6 | 16 | 1646.036 | 1677.6626 | 1735.7705 | 1836.5735 | 1668.3313 | 1711.581 | 1808.9494 | 1990.0959 | -50.5172 | -90.0137 | -164.5254 | -248.5632 | 98.0102 | 142.1651 | 223.9767 | 349.6844 | 14.9483 | 27.6511 | 55.0178 | 94.3564 | -523.6297 | -603.8888 | -780.223 | -1014.4987 | -0.5375 | -0.31278 | -0.66974 | -1.9646 | 2852.6415 | 2864.8445 | 2878.2963 | 3005.6839
1 | 6 | 17 | 1719.1662 | 1752.3278 | 1815.5919 | 1925.2563 | 1600.0265 | 1641.5055 | 1734.8874 | 1908.6175 | -49.8615 | -91.5623 | -166.68 | -254.1477 | 51.1557 | 71.7069 | 109.2449 | 170.6729 | 18.8829 | 34.0321 | 66.8011 | 113.3385 | -142.6845 | -164.7242 | -213.0053 | -276.9892 | -1.2107 | -1.5639 | -2.7899 | -6.3462 | 3195.4745 | 3241.7219 | 3344.0502 | 3580.402
1 | 6 | 18 | 1972.4351 | 2010.5422 | 2085.7063 | 2211.1457 | 1668.6214 | 1711.8786 | 1809.264 | 1990.442 | -51.3847 | -96.7646 | -178.7036 | -272.063 | 54.0568 | 75.596 | 115.7326 | 171.8052 | 25.4694 | 45.0191 | 87.3109 | 149.1347 | -0.0029378 | -0.0033719 | -0.0043111 | -0.005539 | -5.584 | -9.0883 | -18.2008 | -31.4485 | 3663.6111 | 3737.1798 | 3901.1051 | 4219.0105
1 | 6 | 19 | 2168.0867 | 2210.4459 | 2295.6286 | 2436.7436 | 1632.3499 | 1674.6669 | 1769.9353 | 1947.175 | -51.7496 | -98.1479 | -181.0631 | -277.9558 | 53.0501 | 75.596 | 115.7326 | 171.8052 | 28.2951 | 50.183 | 96.8821 | 164.2028 | -0.0029378 | -0.0033719 | -0.0043111 | -0.005539 | -7.2073 | -11.9995 | -23.1475 | -39.7844 | 3822.8219 | 3900.741 | 4073.9638 | 4402.1807
1 | 6 | 20 | 2201.1358 | 2244.5226 | 2332.0155 | 2477.4599 | 1566.4204 | 1607.0281 | 1698.4488 | 1868.5299 | -49.3872 | -93.5546 | -171.6805 | -261.0024 | 59.2511 | 82.5645 | 125.1939 | 185.725 | 25.3025 | 45.0191 | 88.0934 | 150.3502 | -0.0029378 | -0.0033719 | -0.0043111 | -0.005539 | -8.5239 | -14.1199 | -27.5556 | -44.9792 | 3794.1957 | 3871.4564 | 4044.511 | 4376.0778
1 | 6 | 21 | 2223.1125 | 2267.4252 | 2357.082 | 2505.6776 | 1479.8764 | 1518.2406 | 1604.6102 | 1765.2944 | -47.7875 | -86.247 | -154.4409 | -234.8789 | 82.8394 | 113.6672 | 167.8876 | 238.096 | 18.2518 | 33.7478 | 67.5836 | 114.7573 | -0.0029378 | -0.0033719 | -0.0043111 | -0.005539 | -6.488 | -10.6793 | -19.838 | -31.3678 | 3749.8016 | 3836.1511 | 4022.8802 | 4357.5731
1 | 6 | 22 | 2233.9687 | 2278.8524 | 2368.491 | 2520.8422 | 1370.453 | 1405.9805 | 1485.9639 | 1634.767 | -44.8766 | -78.9394 | -140.3288 | -209.1801 | 133.5116 | 187.3543 | 282.9569 | 413.7106 | 13.3387 | 25.2966 | 52.5431 | 89.5472 | -0.0029378 | -0.0033719 | -0.0043111 | -0.005539 | -2.7472 | -4.379 | -8.2981 | -13.8467 | 3703.6453 | 3814.162 | 4041.3237 | 4435.8345
1 | 6 | 23 | 2108.5635 | 2151.1277 | 2234.964 | 2382.1895 | 1251.8334 | 1284.2858 | 1357.3463 | 1493.2697 | -40.838 | -72.4061 | -127.6137 | -192.2266 | 144.8168 | 201.9772 | 305.14 | 444.8769 | 13.3387 | 24.885 | 51.1135 | 88.3692 | -0.0029378 | -0.0033719 | -0.0043111 | -0.005539 | 0.67051 | 0.96543 | 1.2461 | 1.4773 | 3478.382 | 3590.8317 | 3822.1919 | 4217.9504
1 | 6 | 24 | 1944.9212 | 1984.6185 | 2061.1643 | 2200.4361 | 1151.1863 | 1181.0296 | 1248.216 | 1373.2112 | -36.3274 | -65.0985 | -115.1037 | -172.8454 | 167.1185 | 227.9941 | 340.5519 | 506.1472 | 13.3387 | 24.6007 | 49.1614 | 85.1028 | -0.0029378 | -0.0033719 | -0.0043111 | -0.005539 | 3.3797 | 5.4581 | 9.5226 | 14.1238 | 3243.6141 | 3358.5991 | 3593.5082 | 4006.1701
1 | 7 | 1 | 1863.4883 | 1902.2745 | 1975.6827 | 2112.331 | 1061.1434 | 1088.6524 | 1150.5836 | 1265.802 | -33.6001 | -57.9562 | -103.9141 | -159.0526 | 273.6648 | 365.1348 | 528.7801 | 766.9915 | 12.861 | 23.6205 | 46.6866 | 80.4175 | -0.0029378 | -0.0033719 | -0.0043111 | -0.005539 | 6.412 | 10.6021 | 18.9639 | 29.0649 | 3183.9664 | 3332.3247 | 3616.7786 | 4095.5487
1 | 7 | 2 | 1755.0363 | 1792.0752 | 1860.5982 | 1990.4052 | 1037.1119 | 1063.9979 | 1124.5266 | 1237.1357 | -31.8933 | -54.1372 | -93.211 | -144.8352 | 232.9691 | 310.0217 | 450.928 | 648.9004 | 10.2958 | 18.4567 | 37.1154 | 66.7681 | -0.0029378 | -0.0033719 | -0.0043111 | -0.005539 | 5.2908 | 8.6035 | 15.2255 | 23.0974 | 3008.8077 | 3139.0145 | 3395.1784 | 3821.4659
1 | 7 | 3 | 1669.9488 | 1705.28 | 1769.7797 | 1893.847 | 1030.19 | 1056.8965 | 1117.0213 | 1228.8788 | -30.7657 | -50.6487 | -90.0835 | -135.3569 | 157.3799 | 214.9547 | 315.2273 | 464.5185 | 8.9115 | 16.2592 | 32.9512 | 57.4992 | -0.0029378 | -0.0033719 | -0.0043111 | -0.005539 | 3.9416 | 6.8392 | 12.1569 | 17.9026 | 2839.6032 | 2949.5777 | 3157.0484 | 3527.2836
1 | 7 | 4 | 1591.1425 | 1624.8866 | 1685.6557 | 1803.595 | 1044.7712 | 1071.8558 | 1132.8315 | 1246.2722 | -30.2172 | -50.6487 | -88.763 | -133.3538 | 103.0857 | 142.1393 | 217.6586 | 327.4874 | 8.9115 | 16.2592 | 32.4286 | 57.4992 | -0.0029378 | -0.0033719 | -0.0043111 | -0.005539 | 2.0224 | 3.5543 | 6.4945 | 9.5778 | 2719.7131 | 2808.0432 | 2986.3016 | 3311.0723
1 | 7 | 5 | 1516.1478 | 1548.281 | 1605.1297 | 1716.758 | 1085.6097 | 1113.7529 | 1177.1121 | 1294.987 | -30.7657 | -51.536 | -90.0835 | -138.093 | 67.0954 | 96.4137 | 153.576 | 236.6745 | 9.0784 | 16.6708 | 33.8582 | 59.8927 | -0.0029378 | -0.0033719 | -0.0043111 | -0.005539 | 0.92569 | 1.79 | 3.0686 | 4.5432 | 2648.0884 | 2725.3691 | 2882.6568 | 3174.7568
1 | 7 | 6 | 1474.1939 | 1504.8468 | 1559.044 | 1664.5405 | 1166.0494 | 1196.278 | 1264.3319 | 1390.9409 | -32.6561 | -54.3024 | -96.3385 | -147.5713 | 42.5004 | 62.8919 | 105.1888 | 175.4041 | 10.5347 | 18.8682 | 37.8979 | 66.7681 | -0.0029378 | -0.0033719 | -0.0043111 | -0.005539 | 1.0614 | 2.3289 | 4.1998 | 6.569 | 2661.6808 | 2730.9081 | 2874.3194 | 3156.6458
1 | 7 | 7 | 1581.4089 | 1613.8774 | 1672.2371 | 1781.9934 | 1239.0813 | 1271.2031 | 1343.5193 | 1478.0581 | -35.9319 | -62.4974 | -113.7831 | -176.0062 | 30.7963 | 45.7261 | 81.958 | 138.6559 | 15.0203 | 26.5138 | 52.1559 | 89.6864 | -0.0029378 | -0.0033719 | -0.0043111 | -0.005539 | 0.14116 | 0.53891 | 1.0405 | 1.6945 | 2830.513 | 2895.3585 | 3037.1234 | 3314.0766
1 | 7 | 8 | 1759.3936 | 1795.5852 | 1862.7478 | 1985.3357 | 1236.7632 | 1268.825 | 1341.0059 | 1475.293 | -38.4014 | -70.9097 | -131.0228 | -204.8657 | 31.1951 | 48.1452 | 80.0322 | 139.7882 | 21.5199 | 37.5008 | 71.2361 | 121.9753 | -72.1029 | -82.9286 | -107.4289 | -142.9272 | -0.53207 | -0.74743 | -1.0594 | -2.5173 | 2937.8356 | 2995.4704 | 3115.5109 | 3372.0819
1 | 7 | 9 | 1872.016 | 1909.2569 | 1981.3105 | 2109.1019 | 1319.0214 | 1353.2156 | 1430.1974 | 1573.416 | -41.8915 | -81.0968 | -153.197 | -240.4674 | 42.5004 | 65.311 | 102.2152 | 172.0867 | 29.0348 | 50.3102 | 94.4805 | 162.1519 | -364.489 | -418.786 | -539.0908 | -705.7435 | 3.6865 | 6.3599 | 12.575 | 19.1097 | 2859.8786 | 2884.5709 | 2928.4908 | 3089.6552
1 | 7 | 10 | 1905.7981 | 1943.5818 | 2015.7877 | 2142.9812 | 1408.5086 | 1445.0227 | 1527.2272 | 1680.1623 | -44.7259 | -87.3518 | -168.8346 | -264.5878 | 60.0967 | 85.0197 | 137.6271 | 223.8869 | 32.7088 | 56.4177 | 106.7864 | 181.3595 | -620.4107 | -712.8729 | -917.4392 | -1199.3791 | 6.9495 | 13.0326 | 26.4664 | 36.8229 | 2748.9251 | 2742.8498 | 2727.6211 | 2801.246
1 | 7 | 11 | 1936.9378 | 1974.8375 | 2048.0969 | 2175.4049 | 1474.5755 | 1512.8023 | 1598.8625 | 1758.9712 | -47.4226 | -91.1708 | -173.7691 | -272.063 | 73.2963 | 106.611 | 169.2714 | 279.5754 | 31.1941 | 54.1838 | 101.9642 | 175.357 | -836.1023 | -960.5667 | -1235.1036 | -1610.1784 | 6.8083 | 13.6582 | 26.5868 | 34.2471 | 2639.2872 | 2610.3552 | 2535.9091 | 2541.3142
1 | 7 | 12 | 1922.3527 | 1959.4279 | 2031.8412 | 2157.2682 | 1518.7527 | 1558.1247 | 1646.7633 | 1811.6687 | -49.313 | -92.3365 | -173.974 | -270.7929 | 87.9916 | 128.7388 | 207.4033 | 336.396 | 27.1727 | 47.2531 | 90.3055 | 155.2611 | -1009.5956 | -1158.1615 | -1484.5991 | -1928.5533 | 5.0112 | 8.4451 | 15.7749 | 24.9297 | 2502.3723 | 2451.4917 | 2333.515 | 2286.1774
1 | 7 | 13 | 1868.4258 | 1904.6278 | 1974.4781 | 2095.1039 | 1546.1535 | 1586.2359 | 1676.4736 | 1844.3542 | -50.6243 | -93.2239 | -173.14 | -269.5228 | 100.7924 | 145.9046 | 233.354 | 374.2766 | 23.477 | 42.1258 | 81.1945 | 139.2183 | -1060.4926 | -1217.1636 | -1561.9449 | -2029.5555 | 0.82796 | 3.2145 | 6.7123 | 5.1419 | 2428.5599 | 2371.721 | 2237.1277 | 2159.0165
1 | 7 | 14 | 1830.7802 | 1866.0804 | 1934.2802 | 2053.0254 | 1538.1386 | 1578.0132 | 1667.7833 | 1834.7935 | -51.7213 | -93.5023 | -171.8194 | -265.5167 | 103.6935 | 149.7938 | 243.9469 | 388.6876 | 20.84 | 37.2463 | 73.5754 | 127.315 | -1080.6795 | -1242.2993 | -1597.7931 | -2075.4544 | -0.24703 | 0.69462 | 1.9646 | -0.82426 | 2360.8044 | 2296.0268 | 2151.9378 | 2062.0262
1 | 7 | 15 | 1767.1961 | 1801.6077 | 1866.9682 | 1981.2205 | 1532.0969 | 1571.8149 | 1661.2323 | 1827.5866 | -51.2493 | -90.9011 | -164.5254 | -254.0354 | 104.2112 | 150.0671 | 238.3374 | 374.698 | 17.0574 | 30.7272 | 61.3318 | 107.6632 | -865.0282 | -994.4159 | -1278.7858 | -1660.1668 | 0.14116 | 0.83409 | 2.0485 | 1.6443 | 2504.4253 | 2469.7341 | 2386.6071 | 2378.6105
1 | 7 | 16 | 1728.2596 | 1762.3912 | 1826.3052 | 1938.8265 | 1508.239 | 1547.3385 | 1635.3635 | 1799.1273 | -49.5731 | -87.2994 | -157.7839 | -241.3963 | 98.0102 | 142.1651 | 223.9767 | 349.6844 | 14.5425 | 26.3865 | 53.0657 | 93.0392 | -533.1547 | -612.9758 | -788.1983 | -1022.543 | -0.5375 | -0.31278 | -0.66974 | -1.9646 | 2765.7861 | 2777.6933 | 2792.0591 | 2914.7736
1 | 7 | 17 | 1816.421 | 1853.0062 | 1922.407 | 2043.831 | 1456.2948 | 1494.0477 | 1579.0411 | 1737.1648 | -48.7339 | -86.8559 | -157.2974 | -242.2417 | 51.1557 | 71.7069 | 109.2449 | 170.6729 | 15.593 | 28.2089 | 56.7073 | 98.2703 | -160.9584 | -185.4199 | -238.8242 | -309.2885 | -1.2107 | -1.5639 | -2.7899 | -6.3462 | 3128.5616 | 3173.13 | 3268.4888 | 3492.0627
1 | 7 | 18 | 2059.2302 | 2099.786 | 2180.6954 | 2316.4557 | 1550.2001 | 1590.3874 | 1680.8613 | 1849.1812 | -51.2776 | -93.8851 | -170.6415 | -260.157 | 54.0568 | 75.596 | 115.7326 | 171.8052 | 21.7955 | 38.9116 | 76.7568 | 131.7747 | -0.0029378 | -0.0033719 | -0.0043111 | -0.005539 | -5.584 | -9.0883 | -18.2008 | -31.4485 | 3628.418 | 3701.7043 | 3865.1995 | 4177.6058
1 | 7 | 19 | 2252.0574 | 2296.9129 | 2387.4845 | 2538.8215 | 1524.119 | 1563.6301 | 1652.5819 | 1818.07 | -51.7496 | -95.4336 | -176.1286 | -268.4776 | 53.0501 | 75.596 | 115.7326 | 171.8052 | 25.3025 | 45.1464 | 87.5708 | 151.5282 | -0.0029378 | -0.0033719 | -0.0043111 | -0.005539 | -7.2073 | -11.9995 | -23.1475 | -39.7844 | 3795.5691 | 3873.849 | 4044.0895 | 4371.9573
1 | 7 | 20 | 2278.5954 | 2324.3418 | 2416.6402 | 2571.4068 | 1468.6772 | 1506.7511 | 1592.4672 | 1751.9354 | -50.622 | -94.2157 | -173.0011 | -265.7415 | 59.2511 | 82.5645 | 125.1939 | 185.725 | 26.5199 | 46.5382 | 91.088 | 158.2003 | -0.0029378 | -0.0033719 | -0.0043111 | -0.005539 | -8.5239 | -14.1199 | -27.5556 | -44.9792 | 3773.8948 | 3851.8566 | 4024.8282 | 4356.5413
1 | 7 | 21 | 2264.6892 | 2310.4299 | 2402.1169 | 2558.4346 | 1390.3976 | 1426.4422 | 1507.5896 | 1658.5583 | -48.2596 | -89.7877 | -163.337 | -251.5241 | 82.8394 | 113.6672 | 167.8876 | 238.096 | 24.1937 | 42.949 | 82.884 | 144.4494 | -0.0029378 | -0.0033719 | -0.0043111 | -0.005539 | -6.488 | -10.6793 | -19.838 | -31.3678 | 3707.3694 | 3793.0179 | 3977.2988 | 4316.6407
1 | 7 | 22 | 2218.1071 | 2263.2742 | 2352.6324 | 2507.0575 | 1295.3937 | 1328.9754 | 1404.5781 | 1545.2313 | -44.9837 | -82.3149 | -149.2248 | -227.4037 | 133.5116 | 187.3543 | 282.9569 | 413.7106 | 20.1722 | 36.2471 | 71.3607 | 123.8229 | -0.0029378 | -0.0033719 | -0.0043111 | -0.005539 | -2.7472 | -4.379 | -8.2981 | -13.8467 | 3619.4508 | 3729.1538 | 3954.0009 | 4348.5664
1 | 7 | 23 | 2025.3473 | 2066.7531 | 2147.1454 | 2290.1321 | 1201.052 | 1232.1879 | 1302.2847 | 1432.6942 | -40.838 | -73.1804 | -131.7803 | -203.708 | 144.8168 | 201.9772 | 305.14 | 444.8769 | 18.0129 | 31.962 | 63.1567 | 108.9957 | -0.0029378 | -0.0033719 | -0.0043111 | -0.005539 | 0.67051 | 0.96543 | 1.2461 | 1.4773 | 3349.0585 | 3460.6618 | 3687.1883 | 4074.4627
1 | 7 | 24 | 1855.6401 | 1893.9425 | 1966.9713 | 2100.7798 | 1117.9378 | 1146.9191 | 1212.165 | 1333.5501 | -36.2203 | -64.0459 | -114.8221 | -174.8485 | 170.4185 | 232.4196 | 352.7332 | 532.2931 | 15.0203 | 26.5138 | 52.1559 | 91.7749 | -0.0029378 | -0.0033719 | -0.0043111 | -0.005539 | 3.3797 | 5.4581 | 9.5226 | 14.1238 | 3126.173 | 3241.2039 | 3478.7215 | 3897.6677
1 | 8 | 1 | 1735.5983 | 1771.8304 | 1838.7253 | 1964.5149 | 1100.3177 | 1128.8423 | 1193.0599 | 1312.5318 | -31.2683 | -55.4072 | -98.2221 | -149.2661 | 305.2585 | 408.854 | 598.8098 | 882.818 | 11.8824 | 21.3865 | 42.2489 | 72.8722 | -0.0029378 | -0.0033719 | -0.0043111 | -0.005539 | 6.412 | 10.6021 | 18.9639 | 29.0649 | 3128.1976 | 3286.1048 | 3593.5814 | 4112.5302
1 | 8 | 2 | 1655.2283 | 1689.9272 | 1753.2776 | 1874.515 | 1075.1775 | 1103.0503 | 1165.8006 | 1282.5428 | -29.6686 | -49.7613 | -85.7121 | -127.8817 | 219.7695 | 294.7386 | 439.8785 | 656.106 | 7.5638 | 14.1715 | 29.1606 | 51.3728 | -0.0029378 | -0.0033719 | -0.0043111 | -0.005539 | 5.4211 | 8.6035 | 15.2255 | 23.4287 | 2933.4886 | 3060.7265 | 3317.6265 | 3760.0781
1 | 8 | 3 | 1609.1628 | 1643.1952 | 1704.4185 | 1822.7338 | 1065.4979 | 1093.1198 | 1155.3052 | 1270.9964 | -28.541 | -48.0996 | -82.5846 | -125.5703 | 135.686 | 188.4013 | 291.2025 | 443.314 | 7.5638 | 14.1715 | 28.638 | 49.954 | -0.0029378 | -0.0033719 | -0.0043111 | -0.005539 | 4.0719 | 6.8392 | 12.1569 | 18.2339 | 2793.4385 | 2897.6241 | 3109.1323 | 3479.6562
1 | 8 | 4 | 1581.6381 | 1615.0396 | 1674.5912 | 1790.6344 | 1089.2723 | 1117.5105 | 1181.0835 | 1299.3561 | -29.1201 | -49.9265 | -85.7121 | -130.3095 | 81.7906 | 118.005 | 194.4279 | 310.1709 | 8.5057 | 15.5633 | 31.3727 | 54.436 | -0.0029378 | -0.0033719 | -0.0043111 | -0.005539 | 2.2179 | 3.5543 | 6.4945 | 9.9092 | 2734.3015 | 2819.743 | 3002.2534 | 3334.1916
1 | 8 | 5 | 1582.3226 | 1615.1499 | 1674.0806 | 1786.24 | 1190.5241 | 1221.3871 | 1290.8694 | 1420.1359 | -30.7963 | -54.3546 | -95.0946 | -144.5269 | 50.197 | 75.6321 | 136.0389 | 234.41 | 11.7155 | 20.6906 | 40.9439 | 69.6058 | -0.0029378 | -0.0033719 | -0.0043111 | -0.005539 | 1.056 | 1.79 | 3.0686 | 4.5432 | 2805.0159 | 2880.2919 | 3049.9025 | 3370.4023
1 | 8 | 6 | 1627.4764 | 1659.8262 | 1718.7461 | 1826.9609 | 1384.6074 | 1420.5018 | 1501.3113 | 1651.6513 | -35.7789 | -65.316 | -118.5893 | -182.1318 | 43.5971 | 68.6637 | 127.963 | 227.6958 | 18.7879 | 32.8948 | 62.7587 | 106.1734 | -0.0029378 | -0.0033719 | -0.0043111 | -0.005539 | 1.1917 | 2.3289 | 4.1998 | 6.569 | 3039.8787 | 3118.8961 | 3296.3852 | 3636.9131
1 | 8 | 7 | 1694.3855 | 1726.0734 | 1785.3449 | 1886.693 | 1677.6532 | 1721.1446 | 1819.0571 | 2001.2158 | -43.231 | -82.8628 | -157.4401 | -243.7406 | 68.7999 | 107.0082 | 184.7638 | 324.5821 | 30.0487 | 52.2233 | 98.309 | 164.7862 | -0.0029378 | -0.0033719 | -0.0043111 | -0.005539 | 0.27146 | 0.53891 | 1.0405 | 1.6945 | 3427.9249 | 3524.1223 | 3731.0708 | 4135.2255
1 | 8 | 8 | 1664.5611 | 1694.2611 | 1749.8743 | 1839.6763 | 1948.5023 | 1999.0152 | 2112.7351 | 2324.3025 | -49.4484 | -97.1996 | -184.0623 | -286.5092 | 117.5911 | 178.7507 | 293.7196 | 507.8316 | 36.1574 | 62.5144 | 116.8666 | 194.6816 | -107.2696 | -122.4569 | -156.2095 | -203.8294 | -0.53207 | -0.74743 | -1.0594 | -2.5173 | 3609.562 | 3714.1375 | 3931.8644 | 4373.6359
1 | 8 | 9 | 1585.9593 | 1612.179 | 1661.0074 | 1734.9233 | 2202.1228 | 2259.2105 | 2387.7325 | 2626.8378 | -52.7242 | -103.7329 | -196.5723 | -305.4657 | 170.1097 | 254.1348 | 416.2753 | 715.5428 | 36.1574 | 62.1028 | 116.0842 | 194.6816 | -422.1137 | -484.5786 | -622.8407 | -812.0819 | 3.5073 | 6.3599 | 12.575 | 21.123 | 3523.0188 | 3605.6756 | 3774.2614 | 4175.5609
1 | 8 | 10 | 1579.0231 | 1604.0337 | 1650.8911 | 1718.6232 | 2344.0765 | 2404.8442 | 2541.651 | 2796.1696 | -54.949 | -102.9586 | -190.8038 | -294.2927 | 191.0961 | 284.2885 | 464.1221 | 798.5 | 28.2951 | 48.9184 | 92.7044 | 155.5813 | -686.345 | -787.8596 | -1012.2837 | -1320.3778 | 7.6335 | 13.0326 | 26.4664 | 43.5618 | 3408.8305 | 3464.2992 | 3572.7475 | 3897.7653
1 | 8 | 11 | 1573.1525 | 1597.4517 | 1642.9679 | 1706.7597 | 2438.8488 | 2502.0733 | 2644.4112 | 2909.2202 | -56.8393 | -103.2369 | -189.4833 | -290.2866 | 181.5952 | 273.4309 | 451.1466 | 780.6918 | 23.8462 | 41.8415 | 79.616 | 133.7393 | -982.2367 | -1130.3692 | -1457.7634 | -1900.8206 | 8.1602 | 13.6582 | 26.5868 | 43.7233 | 3186.5269 | 3194.8493 | 3197.4818 | 3383.0272
1 | 8 | 12 | 1510.2257 | 1532.7826 | 1574.7408 | 1631.988 | 2502.9395 | 2567.8255 | 2713.904 | 2985.6718 | -58.0435 | -103.1848 | -186.5607 | -283.8527 | 165.4945 | 247.414 | 415.7348 | 719.4215 | 18.549 | 33.0519 | 64.5755 | 109.4023 | -1097.865 | -1262.8851 | -1627.5977 | -2121.6512 | 5.0166 | 8.4451 | 15.7749 | 25.8013 | 3046.3168 | 3023.4492 | 2970.5715 | 3066.781
1 | 8 | 13 | 1423.1867 | 1444.1998 | 1481.315 | 1531.0257 | 2553.7855 | 2619.9896 | 2769.0356 | 3046.3243 | -59.0641 | -104.2374 | -187.0471 | -286.164 | 157.3991 | 238.5629 | 397.0659 | 691.0113 | 17.3682 | 30.8545 | 61.0584 | 104.2728 | -1041.5533 | -1198.1116 | -1543.7689 | -2012.2335 | 1.7727 | 3.2145 | 6.7123 | 11.218 | 3052.8947 | 3034.4722 | 2984.3712 | 3085.4545
1 | 8 | 14 | 1341.1224 | 1360.2592 | 1393.8032 | 1437.4619 | 2567.5618 | 2634.1231 | 2783.9731 | 3062.7576 | -59.7197 | -103.4632 | -184.1246 | -279.4218 | 150.7992 | 227.1689 | 380.3229 | 653.1307 | 13.9698 | 25.279 | 51.3626 | 88.23 | -936.5076 | -1077.4717 | -1388.826 | -1811.3976 | 0.5565 | 0.69462 | 1.9646 | 3.5087 | 3077.7823 | 3066.59 | 3038.4757 | 3154.2694
1 | 8 | 15 | 1258.0418 | 1275.8384 | 1305.7448 | 1344.2103 | 2543.6571 | 2609.5986 | 2758.0535 | 3034.2424 | -59.1406 | -100.6967 | -177.8695 | -267.9405 | 138.217 | 210.8283 | 352.4795 | 603.043 | 10.8686 | 20.5633 | 41.8536 | 73.0602 | -720.1174 | -828.0633 | -1066.2387 | -1390.0349 | 0.40719 | 0.83409 | 2.0485 | 2.8473 | 3171.9336 | 3188.9028 | 3216.0716 | 3399.4278
1 | 8 | 16 | 1253.0661 | 1271.904 | 1303.2233 | 1345.6144 | 2455.8487 | 2519.514 | 2662.8441 | 2929.4989 | -56.9924 | -96.1556 | -166.68 | -250.987 | 129.205 | 194.8591 | 326.4448 | 551.8741 | 7.3249 | 14.3286 | 30.8528 | 54.0559 | -722.7756 | -829.8526 | -1061.3844 | -1363.3673 | -0.26603 | -0.31278 | -0.66974 | -0.7616 | 3065.4107 | 3074.2848 | 3094.6309 | 3265.9274
1 | 8 | 17 | 1424.196 | 1447.8768 | 1490.2686 | 1552.4967 | 2288.1392 | 2347.4568 | 2480.9989 | 2729.4438 | -55.7882 | -96.9298 | -169.6026 | -255.4178 | 66.9285 | 97.8373 | 158.7988 | 253.3673 | 11.4766 | 21.4055 | 44.0657 | 76.1011 | -137.0401 | -158.1143 | -204.5182 | -266.6883 | -0.93926 | -1.5639 | -2.7899 | -4.5418 | 3596.9727 | 3657.9683 | 3797.2213 | 4084.7611
1 | 8 | 18 | 1820.015 | 1852.2119 | 1915.1354 | 2009.2828 | 2204.1399 | 2261.2799 | 2389.9195 | 2629.2439 | -56.9464 | -103.2369 | -187.8812 | -285.5474 | 75.024 | 108.1584 | 170.98 | 270.043 | 22.3316 | 39.7537 | 77.7884 | 132.5238 | -0.0029378 | -0.0033719 | -0.0043111 | -0.005539 | -5.3125 | -9.0883 | -18.2008 | -29.9142 | 4059.2486 | 4149.0754 | 4347.7371 | 4725.6264
1 | 8 | 19 | 2171.4144 | 2212.0411 | 2294.5208 | 2422.1174 | 1985.6888 | 2037.1656 | 2153.0559 | 2368.6609 | -56.2908 | -106.6124 | -197.0588 | -303.3463 | 92.0125 | 130.9464 | 197.9785 | 304.0353 | 30.0487 | 53.3498 | 102.3379 | 172.9037 | -0.0029378 | -0.0033719 | -0.0043111 | -0.005539 | -6.9413 | -11.9995 | -23.1475 | -38.2501 | 4215.9293 | 4314.8877 | 4527.6824 | 4926.1154
1 | 8 | 20 | 2281.28 | 2324.9729 | 2414.0413 | 2556.0695 | 1803.8386 | 1850.6012 | 1955.8782 | 2151.7381 | -53.3799 | -102.7933 | -190.5222 | -291.5566 | 98.6123 | 137.9149 | 207.4397 | 312.3732 | 31.2661 | 54.7416 | 105.9173 | 179.5759 | -0.0029378 | -0.0033719 | -0.0043111 | -0.005539 | -8.2633 | -14.1199 | -27.5556 | -44.0463 | 4153.3509 | 4251.314 | 4465.1944 | 4864.1481
1 | 8 | 21 | 2323.2426 | 2368.5159 | 2460.636 | 2610.6291 | 1641.0572 | 1683.5999 | 1779.3765 | 1957.5617 | -51.1246 | -95.4858 | -174.8846 | -265.8579 | 108.1132 | 149.9949 | 227.7809 | 331.2434 | 26.353 | 46.6844 | 90.8768 | 154.5691 | -0.0029378 | -0.0033719 | -0.0043111 | -0.005539 | -6.4934 | -10.6793 | -19.838 | -31.0364 | 4041.1451 | 4142.6267 | 4363.9432 | 4757.1034
1 | 8 | 22 | 2302.5077 | 2348.1068 | 2439.921 | 2593.5494 | 1467.3305 | 1505.3694 | 1591.0069 | 1750.3288 | -46.614 | -86.3513 | -158.9655 | -241.7375 | 193.119 | 271.1768 | 414.974 | 611.3809 | 22.9762 | 41.2728 | 79.8759 | 136.0312 | -0.0029378 | -0.0033719 | -0.0043111 | -0.005539 | -2.5518 | -4.379 | -8.2981 | -13.5153 | 3936.7648 | 4075.1922 | 4358.5099 | 4836.0319
1 | 8 | 23 | 2139.819 | 2182.8039 | 2267.6967 | 2414.4229 | 1304.9034 | 1338.7316 | 1414.8894 | 1556.5751 | -40.9757 | -75.5552 | -138.6749 | -212.878 | 212.1208 | 292.7682 | 440.1305 | 643.1086 | 20.578 | 36.3933 | 70.8895 | 121.2039 | -0.0029378 | -0.0033719 | -0.0043111 | -0.005539 | 0.80082 | 0.96543 | 1.2461 | 1.8086 | 3637.2435 | 3776.1039 | 4056.1731 | 4524.2356
1 | 8 | 24 | 1975.9316 | 2016.5456 | 2094.2041 | 2234.5137 | 1172.2446 | 1202.6338 | 1271.0492 | 1398.3309 | -35.7789 | -64.2633 | -115.4618 | -174.9649 | 317.1293 | 425.2719 | 617.8148 | 889.823 | 15.8319 | 28.3362 | 55.9221 | 95.8922 | -0.0029378 | -0.0033719 | -0.0043111 | -0.005539 | 3.244 | 5.4581 | 9.5226 | 14.1238 | 3448.5996 | 3613.9789 | 3933.0467 | 4457.7132
1 | 9 | 1 | 1875.4344 | 1914.5534 | 1989.4697 | 2124.3345 | 1089.4289 | 1117.6712 | 1181.2533 | 1299.5429 | -31.2683 | -56.1815 | -99.1845 | -149.2661 | 305.2585 | 408.854 | 598.8098 | 882.818 | 11.8824 | 21.3865 | 41.8022 | 72.8722 | -0.0029378 | -0.0033719 | -0.0043111 | -0.005539 | 6.412 | 10.6021 | 18.9639 | 29.0649 | 3257.145 | 3416.8823 | 3731.11 | 4259.361
1 | 9 | 2 | 1786.1198 | 1823.5503 | 1894.2057 | 2024.1847 | 1061.9054 | 1089.4342 | 1151.4099 | 1266.7111 | -30.0335 | -51.5882 | -86.956 | -132.6209 | 219.7695 | 294.7386 | 439.8785 | 656.106 | 8.5057 | 15.5633 | 30.8636 | 54.436 | -0.0029378 | -0.0033719 | -0.0043111 | -0.005539 | 5.4211 | 8.6035 | 15.2255 | 23.4287 | 3051.685 | 3180.2984 | 3444.623 | 3892.2401
1 | 9 | 3 | 1719.744 | 1755.6887 | 1823.6342 | 1949.2267 | 1053.6887 | 1081.0044 | 1142.5006 | 1256.9096 | -29.5615 | -49.7613 | -85.354 | -129.8848 | 135.686 | 188.4013 | 291.2025 | 443.314 | 8.2084 | 15.1517 | 30.0812 | 52.1442 | -0.0029378 | -0.0033719 | -0.0043111 | -0.005539 | 4.0719 | 6.8392 | 11.962 | 18.2339 | 2891.8346 | 2997.3208 | 3214.0223 | 3589.938
1 | 9 | 4 | 1673.8773 | 1708.9332 | 1774.043 | 1896.1096 | 1079.0321 | 1107.0048 | 1169.9801 | 1287.1408 | -29.5615 | -49.7613 | -85.354 | -132.1962 | 81.7906 | 118.005 | 194.4279 | 310.1709 | 8.7445 | 15.5633 | 31.6461 | 54.436 | -0.0029378 | -0.0033719 | -0.0043111 | -0.005539 | 2.2179 | 3.5543 | 6.4945 | 9.9092 | 2816.0979 | 2903.2961 | 3091.2334 | 3425.5648
1 | 9 | 5 | 1662.9024 | 1697.5241 | 1760.2472 | 1878.9269 | 1179.4366 | 1210.0123 | 1278.8474 | 1406.9101 | -30.6892 | -55.242 | -96.057 | -148.8414 | 50.197 | 75.6321 | 136.0389 | 234.41 | 12.694 | 22.9246 | 43.1072 | 75.0624 | -0.0029378 | -0.0033719 | -0.0043111 | -0.005539 | 1.056 | 1.79 | 3.0686 | 4.5432 | 2875.5939 | 2952.6378 | 3125.2481 | 3451.0057
1 | 9 | 6 | 1695.0117 | 1729.0105 | 1791.1485 | 1904.9236 | 1372.6433 | 1408.2276 | 1488.3389 | 1637.3798 | -35.7789 | -67.9171 | -122.9608 | -195.9245 | 43.5971 | 68.6637 | 127.963 | 227.6958 | 22.5704 | 39.0389 | 73.1883 | 124.4063 | -0.0029378 | -0.0033719 | -0.0043111 | -0.005539 | 1.1917 | 2.3289 | 4.1998 | 6.569 | 3099.2325 | 3179.3491 | 3361.8733 | 3705.0445
1 | 9 | 7 | 1743.5641 | 1776.4849 | 1837.7036 | 1943.8977 | 1671.4046 | 1714.734 | 1812.2817 | 1993.762 | -43.231 | -87.1256 | -166.5411 | -262.3888 | 68.7999 | 107.0082 | 184.7638 | 324.5821 | 36.1574 | 62.1028 | 115.0526 | 193.5036 | -0.0029378 | -0.0033719 | -0.0043111 | -0.005539 | 0.27146 | 0.53891 | 1.0405 | 1.6945 | 3476.9636 | 3573.7399 | 3784.2968 | 4195.0455
1 | 9 | 8 | 1682.5393 | 1712.5621 | 1770.2001 | 1860.218 | 1943.3609 | 1993.7404 | 2107.1603 | 2318.1694 | -49.7062 | -100.8533 | -193.1633 | -307.0441 | 117.5911 | 178.7507 | 293.7196 | 507.8316 | 42.1794 | 71.8361 | 133.3503 | 223.1958 | -79.3419 | -90.8344 | -116.9008 | -155.2181 | -0.53207 | -0.74743 | -1.0594 | -2.5173 | 3656.0905 | 3764.4542 | 3993.3068 | 4444.6351
1 | 9 | 9 | 1600.4025 | 1626.9364 | 1677.6222 | 1751.1156 | 2201.4755 | 2258.5464 | 2387.0306 | 2626.0656 | -52.6171 | -103.5676 | -198.0978 | -309.7802 | 170.1097 | 254.1348 | 416.2753 | 715.5428 | 37.1211 | 63.4947 | 118.3098 | 197.7448 | -367.0359 | -422.6909 | -545.9896 | -713.5216 | 3.5073 | 6.3599 | 11.9715 | 21.123 | 3592.9631 | 3683.2137 | 3867.1219 | 4288.29
1 | 9 | 10 | 1569.172 | 1594.2344 | 1640.8291 | 1706.6674 | 2369.7104 | 2431.1426 | 2569.4455 | 2826.7474 | -54.2933 | -101.8538 | -189.2017 | -289.1289 | 191.0961 | 284.2885 | 464.1221 | 798.5 | 27.2447 | 46.9688 | 88.8759 | 148.6042 | -835.0594 | -961.754 | -1242.003 | -1621.2075 | 7.6335 | 13.0326 | 27.7356 | 43.5618 | 3275.5041 | 3306.059 | 3359.8034 | 3613.7445
1 | 9 | 11 | 1521.1764 | 1544.5238 | 1586.3762 | 1646.8336 | 2475.9204 | 2540.106 | 2684.6075 | 2953.4416 | -55.9695 | -99.4179 | -181.6261 | -275.6445 | 181.5952 | 273.4309 | 451.1466 | 780.6918 | 18.9548 | 33.7478 | 64.9735 | 109.4023 | -1271.9497 | -1463.2412 | -1883.1287 | -2443.3447 | 8.1602 | 13.6582 | 29.2388 | 43.7233 | 2877.8878 | 2842.8074 | 2751.5877 | 2815.1035
1 | 9 | 12 | 1441.5435 | 1462.9716 | 1499.4282 | 1553.01 | 2545.2263 | 2611.2086 | 2759.755 | 3036.1143 | -57.3879 | -99.531 | -178.7036 | -268.9023 | 165.4945 | 247.414 | 415.7348 | 719.4215 | 14.6145 | 26.5328 | 52.6676 | 89.7505 | -1405.736 | -1617.6104 | -2082.8764 | -2703.6395 | 5.0166 | 8.4451 | 17.6664 | 25.8013 | 2708.7715 | 2639.4306 | 2483.672 | 2451.5558
1 | 9 | 13 | 1349.8087 | 1369.2807 | 1399.8265 | 1446.0328 | 2601.1615 | 2668.5938 | 2820.4047 | 3102.8375 | -57.9364 | -99.531 | -175.8576 | -264.8961 | 157.3991 | 238.5629 | 397.0659 | 691.0113 | 11.2377 | 20.7096 | 41.8536 | 72.3905 | -1352.4274 | -1557.3519 | -2007.9051 | -2609.4361 | 1.7727 | 3.2145 | 7.6865 | 11.218 | 2711.0158 | 2643.4785 | 2483.0746 | 2449.1579
1 | 9 | 14 | 1282.7031 | 1300.7675 | 1328.329 | 1369.5821 | 2608.3715 | 2675.9907 | 2828.2225 | 3111.4381 | -58.592 | -99.6441 | -172.7301 | -262.4684 | 150.7992 | 227.1689 | 380.3229 | 653.1307 | 9.4842 | 17.6335 | 36.3221 | 64.1978 | -1228.7546 | -1414.9063 | -1823.6373 | -2367.8998 | 0.5565 | 0.69462 | 1.7698 | 3.5087 | 2764.568 | 2707.7048 | 2578.5988 | 2571.4892
1 | 9 | 15 | 1230.6331 | 1248.0551 | 1273.3681 | 1313.1365 | 2561.6952 | 2628.1044 | 2777.612 | 3055.7595 | -58.4849 | -97.8172 | -168.282 | -257.7292 | 138.217 | 210.8283 | 352.4795 | 603.043 | 7.7307 | 15.0245 | 32.1579 | 57.2207 | -1008.9209 | -1161.7301 | -1497.2888 | -1944.1611 | 0.40719 | 0.83409 | 2.0485 | 2.8473 | 2871.2773 | 2843.299 | 2772.0951 | 2830.1167
1 | 9 | 16 | 1209.0769 | 1226.7721 | 1254.9097 | 1294.0929 | 2476.3281 | 2540.5242 | 2685.0496 | 2953.928 | -56.3367 | -95.8251 | -164.873 | -252.5654 | 129.205 | 194.8591 | 326.4448 | 551.8741 | 7.5638 | 14.7402 | 30.8528 | 56.2461 | -650.8469 | -749.0961 | -964.1954 | -1248.7555 | -0.26603 | -0.31278 | 0.07171 | -0.7616 | 3114.724 | 3131.6617 | 3168.2602 | 3354.0586
1 | 9 | 17 | 1357.9548 | 1380.3469 | 1421.1322 | 1476.105 | 2303.4917 | 2363.2072 | 2497.6453 | 2747.7572 | -55.0255 | -94.0503 | -166.1935 | -250.254 | 66.9285 | 97.8373 | 158.7988 | 253.3673 | 9.2454 | 17.6335 | 36.3221 | 65.515 | -206.7386 | -237.6508 | -304.571 | -391.6184 | -0.93926 | -1.5639 | -1.8536 | -4.5418 | 3474.9171 | 3525.7598 | 3641.2803 | 3896.3304
1 | 9 | 18 | 1747.0315 | 1777.6197 | 1838.7673 | 1924.8804 | 2217.5822 | 2275.0707 | 2404.4949 | 2645.2788 | -55.8188 | -98.6436 | -176.8966 | -264.1631 | 75.024 | 108.1584 | 170.98 | 270.043 | 15.6649 | 28.7667 | 57.4167 | 97.8039 | -0.0029378 | -0.0033719 | -0.0043111 | -0.005539 | -5.3125 | -9.0883 | -19.313 | -29.9142 | 3994.1684 | 4081.8802 | 4275.445 | 4643.9233
1 | 9 | 19 | 2077.4144 | 2115.8631 | 2194.7789 | 2314.0007 | 1998.2017 | 2050.003 | 2166.6235 | 2383.5872 | -55.1631 | -100.1922 | -184.1906 | -277.6476 | 92.0125 | 130.9464 | 197.9785 | 304.0353 | 22.5704 | 40.1653 | 78.709 | 134.8156 | -0.0029378 | -0.0033719 | -0.0043111 | -0.005539 | -6.9413 | -11.9995 | -24.8252 | -38.2501 | 4128.0916 | 4224.7828 | 4429.0697 | 4820.5356
1 | 9 | 20 | 2192.6441 | 2234.9156 | 2318.9829 | 2454.7596 | 1809.996 | 1856.9182 | 1962.5546 | 2159.083 | -52.8007 | -98.3653 | -182.6651 | -277.6476 | 98.6123 | 137.9149 | 207.4397 | 312.3732 | 26.9108 | 47.3804 | 92.3199 | 155.4421 | -0.0029378 | -0.0033719 | -0.0043111 | -0.005539 | -8.2633 | -14.1199 | -28.8626 | -44.0463 | 4067.0962 | 4164.6405 | 4369.765 | 4759.9583
1 | 9 | 21 | 2235.9336 | 2279.8162 | 2366.4644 | 2511.2486 | 1648.3098 | 1691.0404 | 1787.2403 | 1966.213 | -50.5454 | -94.5462 | -173.0011 | -265.4332 | 108.1132 | 149.9949 | 227.7809 | 331.2434 | 26.353 | 46.6844 | 90.3055 | 152.947 | -0.0029378 | -0.0033719 | -0.0043111 | -0.005539 | -6.4934 | -10.6793 | -20.9502 | -31.0364 | 3961.6678 | 4062.3071 | 4277.8356 | 4665.1768
1 | 9 | 22 | 2209.6418 | 2253.5775 | 2340.8566 | 2487.8628 | 1464.667 | 1502.6369 | 1588.1189 | 1747.1517 | -46.0348 | -85.577 | -157.0819 | -241.3128 | 193.119 | 271.1768 | 414.974 | 611.3809 | 22.9762 | 40.8612 | 79.3669 | 134.6124 | -0.0029378 | -0.0033719 | -0.0043111 | -0.005539 | -2.5518 | -4.379 | -9.9758 | -13.5153 | 3841.8145 | 3978.2931 | 4256.2543 | 4726.174
1 | 9 | 23 | 2072.7272 | 2114.3652 | 2196.2826 | 2337.9252 | 1300.625 | 1334.3423 | 1410.2504 | 1551.4716 | -40.8686 | -75.2247 | -136.9963 | -210.8749 | 212.1208 | 292.7682 | 440.1305 | 643.1086 | 20.1722 | 35.6974 | 69.6711 | 117.3916 | -0.0029378 | -0.0033719 | -0.0043111 | -0.005539 | 0.80082 | 0.96543 | 0.13395 | 1.8086 | 3565.5745 | 3702.9105 | 3979.4679 | 4440.8253
1 | 9 | 24 | 1936.7013 | 1976.3524 | 2052.792 | 2189.9639 | 1164.7677 | 1194.9631 | 1262.9421 | 1389.412 | -35.7789 | -64.2633 | -115.1037 | -177.2762 | 317.1293 | 425.2719 | 617.8148 | 889.823 | 15.8319 | 28.3362 | 54.6306 | 93.4987 | -0.0029378 | -0.0033719 | -0.0043111 | -0.005539 | 3.244 | 5.4581 | 7.8448 | 14.1238 | 3401.8924 | 3566.115 | 3880.9164 | 4399.5396
1 | 10 | 1 | 1865.6287 | 1904.6363 | 1978.2627 | 2113.924 | 1083.53 | 1111.6193 | 1174.8571 | 1292.5062 | -32.031 | -57.0688 | -99.4661 | -154.0052 | 305.2585 | 408.854 | 598.8098 | 882.818 | 12.861 | 23.2089 | 45.9042 | 77.4559 | -0.0029378 | -0.0033719 | -0.0043111 | -0.005539 | 6.412 | 10.6021 | 18.9639 | 29.0649 | 3241.6561 | 3401.8483 | 3717.3273 | 4241.7583
1 | 10 | 2 | 1786.5265 | 1823.8592 | 1894.2284 | 2025.1806 | 1056.7555 | 1084.1508 | 1145.826 | 1260.5679 | -30.1406 | -51.7534 | -88.4815 | -135.0486 | 219.7695 | 294.7386 | 439.8785 | 656.106 | 8.9115 | 15.9573 | 32.2932 | 56.8295 | -0.0029378 | -0.0033719 | -0.0043111 | -0.005539 | 5.4211 | 8.6035 | 15.2255 | 23.4287 | 3047.2406 | 3175.5527 | 3438.9658 | 3887.0585
1 | 10 | 3 | 1724.0039 | 1760.2735 | 1827.9137 | 1954.444 | 1047.7206 | 1074.8816 | 1136.0295 | 1249.7904 | -29.6686 | -49.9265 | -85.354 | -128.3064 | 135.686 | 188.4013 | 291.2025 | 443.314 | 7.5638 | 14.8674 | 29.036 | 52.2458 | -0.0029378 | -0.0033719 | -0.0043111 | -0.005539 | 4.0719 | 6.8392 | 11.962 | 18.2339 | 2889.3747 | 2995.3333 | 3210.7855 | 3589.7162
1 | 10 | 4 | 1700.7537 | 1736.771 | 1803.2756 | 1927.4916 | 1071.5945 | 1099.3745 | 1161.9157 | 1278.2689 | -29.6686 | -50.8139 | -85.354 | -132.6209 | 81.7906 | 118.005 | 194.4279 | 310.1709 | 8.7445 | 15.5633 | 30.8636 | 54.6393 | -0.0029378 | -0.0033719 | -0.0043111 | -0.005539 | 2.2179 | 3.5543 | 6.4945 | 9.9092 | 2835.4297 | 2922.4509 | 3111.6191 | 3447.8535
1 | 10 | 5 | 1696.4717 | 1731.7749 | 1797.0108 | 1917.4313 | 1174.3481 | 1204.7918 | 1273.33 | 1400.8401 | -31.2683 | -55.4072 | -96.057 | -149.2661 | 50.197 | 75.6321 | 136.0389 | 234.41 | 12.1213 | 21.9443 | 41.6776 | 71.9992 | -0.0029378 | -0.0033719 | -0.0043111 | -0.005539 | 1.056 | 1.79 | 3.0686 | 4.5432 | 2902.9228 | 2980.5226 | 3155.0647 | 3479.9521
1 | 10 | 6 | 1741.1936 | 1776.0986 | 1841.3555 | 1957.2267 | 1370.9797 | 1406.5208 | 1486.535 | 1635.3953 | -35.886 | -67.3081 | -122.6792 | -191.61 | 43.5971 | 68.6637 | 127.963 | 227.6958 | 21.5199 | 37.5008 | 70.4536 | 119.0513 | -0.0029378 | -0.0033719 | -0.0043111 | -0.005539 | 1.1917 | 2.3289 | 4.1998 | 6.569 | 3142.5931 | 3223.8015 | 3407.8233 | 3754.3225
1 | 10 | 7 | 1790.9795 | 1824.809 | 1889.4995 | 1997.5455 | 1672.2348 | 1715.5857 | 1813.1819 | 1994.7523 | -43.231 | -86.3513 | -163.132 | -257.6497 | 68.7999 | 107.0082 | 184.7638 | 324.5821 | 34.5342 | 59.0633 | 109.521 | 184.438 | -0.0029378 | -0.0033719 | -0.0043111 | -0.005539 | 0.27146 | 0.53891 | 1.0405 | 1.6945 | 3523.586 | 3620.6505 | 3834.8704 | 4245.3572
1 | 10 | 8 | 1743.1192 | 1774.318 | 1834.4115 | 1928.8768 | 1942.5026 | 1992.8599 | 2106.2297 | 2317.1456 | -49.4484 | -100.0791 | -192.8817 | -302.7297 | 117.5911 | 178.7507 | 293.7196 | 507.8316 | 41.3094 | 70.16 | 130.0308 | 218.8154 | -135.1711 | -154.1772 | -196.0304 | -254.1475 | -0.53207 | -0.74743 | -1.0594 | -2.5173 | 3659.3709 | 3761.0849 | 3974.4201 | 4413.275
1 | 10 | 9 | 1656.5698 | 1684.1714 | 1737.2488 | 1815.3468 | 2194.9171 | 2251.818 | 2379.9194 | 2618.2423 | -53.2728 | -105.5598 | -200.9438 | -312.9408 | 170.1097 | 254.1348 | 416.2753 | 715.5428 | 38.5054 | 66.0129 | 122.3495 | 206.1408 | -579.3186 | -663.8977 | -848.8155 | -1096.4208 | 3.5073 | 6.3599 | 11.9715 | 21.123 | 3431.018 | 3493.0396 | 3618.0052 | 3967.034
1 | 10 | 10 | 1590.886 | 1616.3649 | 1662.4993 | 1732.7874 | 2339.9367 | 2400.597 | 2537.1622 | 2791.2313 | -55.1631 | -104.0112 | -195.1752 | -299.4566 | 191.0961 | 284.2885 | 464.1221 | 798.5 | 30.3825 | 52.096 | 98.4471 | 166.0658 | -1093.4468 | -1254.9094 | -1607.0076 | -2074.9612 | 7.6335 | 13.0326 | 27.7356 | 43.5618 | 3011.3249 | 3007.4585 | 2987.7834 | 3157.7286
1 | 10 | 11 | 1552.2461 | 1576.5261 | 1620.2593 | 1684.7745 | 2416.6097 | 2479.2577 | 2620.2977 | 2882.6919 | -56.3673 | -102.2974 | -189.1251 | -287.8588 | 181.5952 | 273.4309 | 451.1466 | 780.6918 | 22.4985 | 39.7537 | 75.3272 | 127.7369 | -1508.6638 | -1730.6981 | -2212.1274 | -2845.0199 | 8.1602 | 13.6582 | 29.2388 | 43.7233 | 2616.0786 | 2549.631 | 2395.0171 | 2386.7397
1 | 10 | 12 | 1514.7461 | 1538.02 | 1579.1423 | 1639.9183 | 2469.5234 | 2533.5431 | 2677.6713 | 2945.8109 | -57.5715 | -101.5231 | -184.882 | -276.8022 | 165.4945 | 247.414 | 415.7348 | 719.4215 | 16.7955 | 29.747 | 59.5042 | 101.2096 | -1673.1009 | -1919.7211 | -2454.3914 | -3156.7331 | 5.0166 | 8.4451 | 17.6664 | 25.8013 | 2440.9037 | 2335.9249 | 2110.4456 | 1998.6261
1 | 10 | 13 | 1439.7791 | 1461.2959 | 1498.8028 | 1552.6945 | 2508.544 | 2573.5753 | 2719.9809 | 2992.3572 | -58.592 | -99.6441 | -180.1524 | -265.6291 | 157.3991 | 238.5629 | 397.0659 | 691.0113 | 11.4047 | 21.4055 | 43.6812 | 75.5553 | -1606.9027 | -1844.7365 | -2360.4816 | -3037.6929 | 1.7727 | 3.2145 | 7.6865 | 11.218 | 2453.4048 | 2353.6735 | 2126.5833 | 2019.5143
1 | 10 | 14 | 1392.0769 | 1412.9809 | 1448.1 | 1498.9236 | 2516.3284 | 2581.5615 | 2728.4213 | 3001.6429 | -58.6685 | -99.7572 | -179.0369 | -263.2013 | 150.7992 | 227.1689 | 380.3229 | 653.1307 | 9.0784 | 17.2219 | 35.9376 | 62.779 | -1449.8221 | -1664.7132 | -2130.7242 | -2742.2745 | 0.5565 | 0.69462 | 1.7698 | 3.5087 | 2560.3487 | 2475.1573 | 2284.7905 | 2214.5092
1 | 10 | 15 | 1323.8439 | 1343.3296 | 1376.8154 | 1422.7592 | 2499.5866 | 2564.3857 | 2710.2685 | 2981.6723 | -58.6685 | -98.0956 | -175.8328 | -256.0344 | 138.217 | 210.8283 | 352.4795 | 603.043 | 6.9191 | 13.2211 | 29.6859 | 51.2183 | -1209.307 | -1388.0034 | -1775.0207 | -2281.7567 | 0.40719 | 0.83409 | 2.0485 | 2.8473 | 2700.9983 | 2646.4998 | 2520.4442 | 2523.7489
1 | 10 | 16 | 1295.0961 | 1315.0887 | 1348.6498 | 1395.8736 | 2412.3598 | 2474.8977 | 2615.6896 | 2877.6224 | -56.8853 | -95.216 | -172.7052 | -248.9839 | 129.205 | 194.8591 | 326.4448 | 551.8741 | 7.086 | 14.3286 | 30.9909 | 53.6117 | -757.156 | -869.3371 | -1112.2361 | -1429.8069 | -0.26603 | -0.31278 | 0.07171 | -0.7616 | 3029.4397 | 3034.3081 | 3036.9055 | 3199.4295
1 | 10 | 17 | 1443.8964 | 1468.1957 | 1512.211 | 1577.3016 | 2240.0187 | 2298.0888 | 2428.8225 | 2672.0425 | -55.7882 | -95.103 | -174.1024 | -253.4148 | 66.9285 | 97.8373 | 158.7988 | 253.3673 | 10.4628 | 19.4558 | 41.4692 | 70.2003 | -213.2967 | -245.2884 | -314.5654 | -404.7 | -0.93926 | -1.5639 | -1.8536 | -4.5418 | 3491.2822 | 3541.6224 | 3650.7801 | 3910.2552
1 | 10 | 18 | 1745.847 | 1776.7278 | 1835.9869 | 1925.3002 | 2173.0982 | 2229.4334 | 2356.2614 | 2592.2153 | -56.4744 | -100.4705 | -184.6005 | -274.0661 | 75.024 | 108.1584 | 170.98 | 270.043 | 19.1937 | 34.5899 | 68.2307 | 115.3671 | -0.0029378 | -0.0033719 | -0.0043111 | -0.005539 | -5.3125 | -9.0883 | -19.313 | -29.9142 | 3951.3729 | 4039.3474 | 4227.5412 | 4598.9398
1 | 10 | 19 | 2042.5029 | 2080.379 | 2155.3614 | 2274.0416 | 1977.3184 | 2028.5782 | 2143.98 | 2358.6762 | -55.2702 | -103.0717 | -190.1641 | -287.5505 | 92.0125 | 130.9464 | 197.9785 | 304.0353 | 26.6719 | 47.115 | 91.0148 | 155.5437 | -0.0029378 | -0.0033719 | -0.0043111 | -0.005539 | -6.9413 | -11.9995 | -24.8252 | -38.2501 | 4076.2911 | 4171.9442 | 4373.3411 | 4766.4907
1 | 10 | 20 | 2176.5245 | 2218.2206 | 2301.3853 | 2435.9063 | 1798.0983 | 1844.7121 | 1949.6541 | 2144.8906 | -52.4358 | -100.1922 | -185.5111 | -282.8114 | 98.6123 | 137.9149 | 207.4397 | 312.3732 | 29.1068 | 51.1158 | 99.0942 | 168.2184 | -0.0029378 | -0.0033719 | -0.0043111 | -0.005539 | -8.2633 | -14.1199 | -28.8626 | -44.0463 | 4041.6397 | 4137.648 | 4343.1952 | 4734.5252
1 | 10 | 21 | 2220.9192 | 2264.2794 | 2351.2476 | 2493.8612 | 1639.8749 | 1682.3869 | 1778.0946 | 1956.1513 | -49.632 | -92.8846 | -171.399 | -259.1157 | 108.1132 | 149.9949 | 227.7809 | 331.2434 | 25.1356 | 44.4505 | 86.2658 | 147.592 | -0.0029378 | -0.0033719 | -0.0043111 | -0.005539 | -6.4934 | -10.6793 | -20.9502 | -31.0364 | 3937.9146 | 4037.5445 | 4251.0353 | 4638.6903
1 | 10 | 22 | 2209.3197 | 2253.0718 | 2340.3958 | 2487.2578 | 1457.5004 | 1495.2845 | 1580.3483 | 1738.6029 | -46.1419 | -83.9154 | -152.3524 | -230.2561 | 193.119 | 271.1768 | 414.974 | 611.3809 | 20.0053 | 35.6974 | 70.3182 | 121.0647 | -0.0029378 | -0.0033719 | -0.0043111 | -0.005539 | -2.5518 | -4.379 | -9.9758 | -13.5153 | 3831.2478 | 3966.9329 | 4243.7038 | 4714.5293
1 | 10 | 23 | 2067.9109 | 2109.466 | 2190.9046 | 2332.717 | 1294.4083 | 1327.9645 | 1403.5097 | 1544.0559 | -40.5037 | -74.6157 | -133.5872 | -206.1357 | 212.1208 | 292.7682 | 440.1305 | 643.1086 | 18.4187 | 32.7675 | 64.3264 | 110.7194 | -0.0029378 | -0.0033719 | -0.0043111 | -0.005539 | 0.80082 | 0.96543 | 0.13395 | 1.8086 | 3553.153 | 3689.3126 | 3965.4136 | 4426.2683
1 | 10 | 24 | 1957.7849 | 1997.8409 | 2075.029 | 2213.8901 | 1163.8168 | 1193.9875 | 1261.9111 | 1388.2777 | -35.886 | -64.5417 | -114.8221 | -177.7009 | 317.1293 | 425.2719 | 617.8148 | 889.823 | 15.8319 | 27.9246 | 54.6306 | 93.702 | -0.0029378 | -0.0033719 | -0.0043111 | -0.005539 | 3.244 | 5.4581 | 7.8448 | 14.1238 | 3421.918 | 3585.9379 | 3902.4038 | 4422.1101
1 | 11 | 1 | 1884.9124 | 1924.5099 | 1998.7953 | 2135.0817 | 1085.0174 | 1113.1454 | 1176.47 | 1294.2806 | -32.503 | -56.8515 | -102.3121 | -158.3197 | 305.2585 | 408.854 | 598.8098 | 882.818 | 13.5056 | 24.1891 | 47.2092 | 82.0396 | -0.0029378 | -0.0033719 | -0.0043111 | -0.005539 | 6.412 | 10.6021 | 18.9639 | 29.0649 | 3262.6 | 3424.4456 | 3737.9318 | 4264.9596
1 | 11 | 2 | 1814.8371 | 1853.101 | 1924.413 | 2056.427 | 1056.6307 | 1084.0227 | 1145.6906 | 1260.419 | -30.1406 | -51.536 | -91.609 | -139.3631 | 219.7695 | 294.7386 | 439.8785 | 656.106 | 10.1289 | 18.0451 | 36.3329 | 63.7049 | -0.0029378 | -0.0033719 | -0.0043111 | -0.005539 | 5.4211 | 8.6035 | 15.2255 | 23.4287 | 3076.6437 | 3206.9715 | 3469.9272 | 3920.717
1 | 11 | 3 | 1748.3871 | 1785.551 | 1853.5964 | 1981.8784 | 1050.0211 | 1077.2418 | 1138.5239 | 1252.5346 | -29.6686 | -49.5439 | -85.354 | -130.3095 | 135.686 | 188.4013 | 291.2025 | 443.314 | 8.2084 | 14.7402 | 30.0812 | 53.563 | -0.0029378 | -0.0033719 | -0.0043111 | -0.005539 | 4.0719 | 6.735 | 11.962 | 18.2339 | 2916.703 | 3023.122 | 3240.0077 | 3619.2089
1 | 11 | 4 | 1706.7455 | 1742.7394 | 1808.6784 | 1933.3004 | 1075.4327 | 1103.3121 | 1166.0773 | 1282.8472 | -29.6686 | -49.7091 | -85.354 | -132.6209 | 81.7906 | 118.005 | 194.4279 | 310.1709 | 8.7445 | 15.4361 | 32.1687 | 55.7532 | -0.0029378 | -0.0033719 | -0.0043111 | -0.005539 | 2.2179 | 3.4501 | 6.4945 | 9.9092 | 2845.2596 | 2933.2301 | 3122.4886 | 3459.3546
1 | 11 | 5 | 1707.356 | 1743.026 | 1808.2215 | 1929.4429 | 1177.525 | 1208.0511 | 1276.7747 | 1404.6297 | -31.2683 | -54.1372 | -96.057 | -149.2661 | 50.197 | 75.6321 | 136.0389 | 234.41 | 12.694 | 22.3668 | 43.6298 | 76.3796 | -0.0029378 | -0.0033719 | -0.0043111 | -0.005539 | 1.056 | 1.6858 | 3.0686 | 4.5432 | 2917.5567 | 2996.6212 | 3171.6721 | 3500.1338
1 | 11 | 6 | 1734.2928 | 1769.1281 | 1833.2905 | 1949.1444 | 1374.7457 | 1410.3845 | 1490.6185 | 1639.8876 | -35.7789 | -66.9254 | -124.4862 | -193.9214 | 43.5971 | 68.6637 | 127.963 | 227.6958 | 22.7374 | 39.6075 | 74.4933 | 125.7235 | -0.0029378 | -0.0033719 | -0.0043111 | -0.005539 | 1.1917 | 2.1204 | 4.1998 | 6.569 | 3140.7829 | 3222.9754 | 3406.0744 | 3755.0934
1 | 11 | 7 | 1811.6759 | 1846.1601 | 1911.3246 | 2020.7573 | 1669.5318 | 1712.8127 | 1810.2511 | 1991.528 | -43.231 | -86.1339 | -164.939 | -257.958 | 68.7999 | 107.0082 | 184.7638 | 324.5821 | 35.3458 | 60.3278 | 112.7782 | 189.8947 | -0.0029378 | -0.0033719 | -0.0043111 | -0.005539 | 0.27146 | 0.53891 | 1.0405 | 1.6945 | 3542.391 | 3640.7104 | 3855.2149 | 4270.493
1 | 11 | 8 | 1743.0327 | 1774.7379 | 1834.1789 | 1928.5422 | 1941.5438 | 1991.8762 | 2105.19 | 2316.0018 | -49.2342 | -99.6964 | -191.2797 | -300.3019 | 117.5911 | 178.7507 | 293.7196 | 507.8316 | 40.2589 | 68.8155 | 128.3413 | 215.1048 | -119.3818 | -136.2269 | -173.405 | -225.2809 | -0.53207 | -0.74743 | -1.0594 | -2.5173 | 3673.2785 | 3777.5096 | 3995.6857 | 4439.3802
1 | 11 | 9 | 1655.7326 | 1684.1069 | 1736.4437 | 1813.9319 | 2196.3794 | 2253.3182 | 2381.5049 | 2619.9867 | -53.2728 | -103.5155 | -196.4958 | -307.7771 | 170.1097 | 254.1348 | 416.2753 | 715.5428 | 36.3244 | 62.5253 | 116.0977 | 195.5546 | -466.915 | -537.2003 | -690.4602 | -893.2109 | 3.5073 | 6.1514 | 11.9715 | 21.123 | 3541.8656 | 3619.5208 | 3775.3372 | 4165.151
1 | 11 | 10 | 1583.3561 | 1609.214 | 1656.3228 | 1722.9409 | 2360.7963 | 2421.9974 | 2559.78 | 2816.114 | -56.1837 | -103.6286 | -188.8436 | -287.5505 | 191.0961 | 284.2885 | 464.1221 | 798.5 | 25.4694 | 44.3232 | 84.7116 | 143.9189 | -867.6916 | -998.5425 | -1286.4322 | -1674.1109 | 7.6335 | 13.971 | 27.7356 | 43.5618 | 3244.4762 | 3271.6229 | 3317.3962 | 3563.3742
1 | 11 | 11 | 1552.771 | 1577.0048 | 1621.5212 | 1682.2939 | 2463.7983 | 2527.6696 | 2671.4637 | 2938.9816 | -57.3879 | -103.7417 | -184.3955 | -281.1166 | 181.5952 | 273.4309 | 451.1466 | 780.6918 | 18.1799 | 31.8347 | 62.7614 | 107.0088 | -1148.3442 | -1320.6055 | -1698.2898 | -2203.9292 | 8.1602 | 15.1178 | 29.2388 | 43.7233 | 3018.7725 | 3000.7106 | 2953.4463 | 3067.6537
1 | 11 | 12 | 1454.8299 | 1476.618 | 1515.8537 | 1568.0799 | 2537.3782 | 2603.157 | 2751.2454 | 3026.7526 | -59.2477 | -103.8548 | -183.28 | -272.6796 | 165.4945 | 247.414 | 415.7348 | 719.4215 | 12.6221 | 23.0816 | 46.9384 | 81.5578 | -1449.189 | -1665.4125 | -2136.4878 | -2759.5718 | 5.0166 | 9.592 | 17.6664 | 25.8013 | 2666.9047 | 2590.5953 | 2427.671 | 2389.3617
1 | 11 | 13 | 1366.9211 | 1386.201 | 1420.6444 | 1464.8491 | 2599.8722 | 2667.2711 | 2819.0068 | 3101.2996 | -60.3447 | -103.9679 | -183.4849 | -271.1012 | 157.3991 | 238.5629 | 397.0659 | 691.0113 | 10.7016 | 19.7402 | 41.4692 | 73.2635 | -1567.4333 | -1799.7104 | -2303.2621 | -2963.8631 | 1.7727 | 3.7358 | 7.6865 | 11.218 | 2508.8887 | 2411.8327 | 2199.1258 | 2106.6772
1 | 11 | 14 | 1334.3844 | 1352.5331 | 1385.127 | 1426.236 | 2629.7646 | 2697.9384 | 2851.4187 | 3136.9572 | -61.1075 | -104.8552 | -185.0104 | -271.4095 | 150.7992 | 227.1689 | 380.3229 | 653.1307 | 9.2454 | 17.5062 | 36.4602 | 64.9692 | -1371.4463 | -1575.3518 | -2017.8599 | -2599.0166 | 0.5565 | 0.4861 | 1.7698 | 3.5087 | 2692.1963 | 2615.4257 | 2452.2283 | 2414.3757
1 | 11 | 15 | 1243.7165 | 1260.7113 | 1289.3327 | 1324.1653 | 2616.6951 | 2684.5301 | 2837.2477 | 3121.367 | -60.8933 | -104.081 | -180.5624 | -266.6704 | 138.217 | 210.8283 | 352.4795 | 603.043 | 7.4918 | 14.8972 | 32.2959 | 58.0937 | -1068.9775 | -1229.3341 | -1577.2136 | -2033.0761 | 0.40719 | 1.0426 | 2.0485 | 2.8473 | 2876.6568 | 2838.5945 | 2755.6283 | 2809.7698
1 | 11 | 16 | 1229.12 | 1246.7628 | 1276.057 | 1313.8171 | 2523.1073 | 2588.5162 | 2735.7717 | 3009.7293 | -59.2171 | -101.3667 | -175.9094 | -257.1921 | 129.205 | 194.8591 | 326.4448 | 551.8741 | 7.086 | 13.5054 | 29.6859 | 53.6117 | -655.4824 | -753.722 | -966.1602 | -1242.7824 | -0.26603 | 0.20852 | 0.07171 | -0.7616 | 3173.5529 | 3188.7633 | 3225.9615 | 3428.2961
1 | 11 | 17 | 1294.7069 | 1315.9406 | 1351.883 | 1403.8226 | 2314.493 | 2374.4938 | 2509.574 | 2760.8804 | -56.9924 | -100.4794 | -177.2299 | -258.4622 | 66.9285 | 97.8373 | 158.7988 | 253.3673 | 10.4628 | 19.7402 | 40.4999 | 71.0733 | -208.3444 | -239.4725 | -306.7225 | -394.1846 | -0.93926 | -1.1469 | -1.8536 | -4.5418 | 3420.3152 | 3466.9131 | 3574.9497 | 3831.9551
1 | 11 | 18 | 1664.513 | 1693.2086 | 1748.0725 | 1830.2494 | 2216.7802 | 2274.2478 | 2403.6253 | 2644.3221 | -57.495 | -102.0279 | -181.7545 | -271.6383 | 75.024 | 108.1584 | 170.98 | 270.043 | 16.7955 | 30.0313 | 60.5494 | 105.9966 | -0.0029378 | -0.0033719 | -0.0043111 | -0.005539 | -5.3125 | -9.7139 | -19.313 | -29.9142 | 3910.3023 | 3993.901 | 4182.1554 | 4549.053
1 | 11 | 19 | 1981.0148 | 2017.2528 | 2089.6783 | 2202.9255 | 2002.3346 | 2054.243 | 2171.1048 | 2388.5172 | -56.1837 | -102.8543 | -188.562 | -282.8114 | 92.0125 | 130.9464 | 197.9785 | 304.0353 | 24.7298 | 43.802 | 85.0988 | 147.592 | -0.0029378 | -0.0033719 | -0.0043111 | -0.005539 | -6.9413 | -12.8336 | -24.8252 | -38.2501 | 4036.9637 | 4130.553 | 4330.4688 | 4722.003
1 | 11 | 20 | 2084.7107 | 2123.6918 | 2203.0392 | 2331.2872 | 1813.3043 | 1860.3123 | 1966.1417 | 2163.0294 | -52.8007 | -99.9748 | -184.1906 | -282.3867 | 98.6123 | 137.9149 | 207.4397 | 312.3732 | 28.534 | 50.4673 | 96.8821 | 165.7233 | -0.0029378 | -0.0033719 | -0.0043111 | -0.005539 | -8.2633 | -15.0582 | -28.8626 | -44.0463 | 3964.0943 | 4057.3498 | 4260.4452 | 4645.9744
1 | 11 | 21 | 2142.3486 | 2183.4239 | 2266.6482 | 2404.2185 | 1644.8405 | 1687.4812 | 1783.4786 | 1962.0745 | -50.5454 | -94.3289 | -174.5265 | -265.4332 | 108.1132 | 149.9949 | 227.7809 | 331.2434 | 26.7588 | 47.2531 | 91.3506 | 156.4543 | -0.0029378 | -0.0033719 | -0.0043111 | -0.005539 | -6.4934 | -11.3049 | -20.9502 | -31.0364 | 3865.0192 | 3962.516 | 4173.7773 | 4557.5156
1 | 11 | 22 | 2116.1716 | 2158.2421 | 2240.8775 | 2381.1261 | 1461.1354 | 1499.0138 | 1584.2896 | 1742.939 | -47.0554 | -85.9687 | -158.6074 | -241.3128 | 193.119 | 271.1768 | 414.974 | 611.3809 | 22.9762 | 40.5878 | 79.107 | 137.2467 | -0.0029378 | -0.0033719 | -0.0043111 | -0.005539 | -2.5518 | -5.3173 | -9.9758 | -13.5153 | 3743.7921 | 3877.7311 | 4150.6606 | 4617.859
1 | 11 | 23 | 1986.5455 | 2026.5946 | 2104.1018 | 2240.2013 | 1293.8381 | 1327.3794 | 1402.8914 | 1543.3757 | -41.4171 | -74.233 | -135.1127 | -208.1388 | 212.1208 | 292.7682 | 440.1305 | 643.1086 | 19.0634 | 33.3362 | 66.154 | 114.2268 | -0.0029378 | -0.0033719 | -0.0043111 | -0.005539 | 0.80082 | 0.33986 | 0.13395 | 1.8086 | 3470.9486 | 3606.1819 | 3878.2947 | 4334.5767
1 | 11 | 24 | 1884.8519 | 1924.197 | 1997.8649 | 2131.4469 | 1158.6669 | 1188.7041 | 1256.3271 | 1382.1346 | -36.2509 | -64.9333 | -117.9497 | -182.0154 | 317.1293 | 425.2719 | 617.8148 | 889.823 | 17.4402 | 30.1585 | 59.1929 | 102.5644 | -0.0029378 | -0.0033719 | -0.0043111 | -0.005539 | 3.244 | 4.8326 | 7.8448 | 14.1238 | 3345.0784 | 3508.2274 | 3821.0905 | 4338.0717
1 | 12 | 1 | 1810.2815 | 1848.1163 | 1919.0837 | 2050.7667 | 1081.7608 | 1109.8043 | 1172.9388 | 1290.3959 | -32.8374 | -55.7988 | -97.864 | -151.1528 | 305.2585 | 408.854 | 598.8098 | 882.818 | 11.2377 | 20.279 | 39.85 | 72.1232 | -0.0029378 | -0.0033719 | -0.0043111 | -0.005539 | 6.412 | 10.6021 | 18.9639 | 29.0649 | 3182.1101 | 3341.8535 | 3651.778 | 4174.0104
1 | 12 | 2 | 1752.9631 | 1789.5521 | 1857.9462 | 1987.1893 | 1054.4101 | 1081.7446 | 1143.2829 | 1257.7702 | -31.1306 | -50.4834 | -86.956 | -136.9353 | 219.7695 | 294.7386 | 439.8785 | 656.106 | 8.3754 | 15.1517 | 30.3411 | 56.0804 | -0.0029378 | -0.0033719 | -0.0043111 | -0.005539 | 5.4211 | 8.6035 | 15.2255 | 23.4287 | 3009.8058 | 3139.3037 | 3399.7139 | 3843.6337
1 | 12 | 3 | 1706.8632 | 1742.8598 | 1809.0467 | 1935.592 | 1042.2905 | 1069.3107 | 1130.1417 | 1243.313 | -30.5821 | -48.8218 | -85.354 | -132.1962 | 135.686 | 188.4013 | 291.2025 | 443.314 | 8.3754 | 14.8674 | 30.3411 | 55.1057 | -0.0029378 | -0.0033719 | -0.0043111 | -0.005539 | 4.0719 | 6.735 | 11.962 | 18.2339 | 2866.7019 | 2973.3491 | 3187.3357 | 3563.3569
1 | 12 | 4 | 1673.6822 | 1708.9 | 1773.3139 | 1896.7071 | 1072.5145 | 1100.3183 | 1162.9132 | 1279.3663 | -30.5821 | -49.7091 | -85.6355 | -134.9322 | 81.7906 | 118.005 | 194.4279 | 310.1709 | 8.9115 | 15.8477 | 31.6461 | 58.2705 | -0.0029378 | -0.0033719 | -0.0043111 | -0.005539 | 2.2179 | 3.4501 | 6.4945 | 9.9092 | 2808.5316 | 2896.8086 | 3083.1558 | 3419.4862
1 | 12 | 5 | 1682.8283 | 1717.4331 | 1781.5242 | 1902.3267 | 1168.8247 | 1199.1252 | 1267.3411 | 1394.2514 | -32.2583 | -53.2498 | -93.211 | -148.8414 | 50.197 | 75.6321 | 136.0389 | 234.41 | 11.8824 | 20.6906 | 40.6325 | 73.4403 | -0.0029378 | -0.0033719 | -0.0043111 | -0.005539 | 1.056 | 1.6858 | 3.0686 | 4.5432 | 2882.5272 | 2961.3137 | 3135.39 | 3460.1247
1 | 12 | 6 | 1718.799 | 1753.35 | 1817.1373 | 1932.4828 | 1364.7951 | 1400.1759 | 1479.8292 | 1628.0179 | -36.2203 | -64.2112 | -119.5517 | -188.7576 | 43.5971 | 68.6637 | 127.963 | 227.6958 | 19.7664 | 34.1594 | 64.4618 | 112.2998 | -0.0029378 | -0.0033719 | -0.0043111 | -0.005539 | 1.1917 | 2.1204 | 4.1998 | 6.569 | 3111.9262 | 3194.2549 | 3374.035 | 3718.3021
1 | 12 | 7 | 1775.4911 | 1808.5353 | 1872.2264 | 1980.6847 | 1661.6066 | 1704.682 | 1801.658 | 1982.0743 | -43.5653 | -83.2544 | -158.684 | -252.7942 | 68.7999 | 107.0082 | 184.7638 | 324.5821 | 32.5418 | 55.4375 | 102.7467 | 175.3946 | -0.0029378 | -0.0033719 | -0.0043111 | -0.005539 | 0.27146 | 0.53891 | 1.0405 | 1.6945 | 3495.1427 | 3592.9442 | 3803.747 | 4211.6306
1 | 12 | 8 | 1718.3592 | 1748.6487 | 1806.9945 | 1901.4881 | 1930.2372 | 1980.2765 | 2092.9305 | 2302.5146 | -49.2036 | -96.9822 | -185.3062 | -293.135 | 117.5911 | 178.7507 | 293.7196 | 507.8316 | 38.2665 | 65.1708 | 121.8269 | 205.29 | -138.7642 | -158.1897 | -200.8751 | -259.9097 | -0.53207 | -0.74743 | -1.0594 | -2.5173 | 3615.9541 | 3716.9275 | 3928.2308 | 4361.5623
1 | 12 | 9 | 1591.3954 | 1618.1724 | 1667.2367 | 1741.825 | 2193.2328 | 2250.09 | 2378.0931 | 2616.2332 | -53.0586 | -101.6886 | -193.0867 | -300.6103 | 170.1097 | 254.1348 | 416.2753 | 715.5428 | 34.7012 | 59.3476 | 110.9506 | 189.2472 | -512.4831 | -587.5815 | -752.8319 | -978.2114 | 3.5073 | 6.1514 | 11.9715 | 21.123 | 3427.4048 | 3498.6262 | 3638.6087 | 4005.1495
1 | 12 | 10 | 1528.1855 | 1551.9318 | 1596.3014 | 1660.5498 | 2372.614 | 2434.1215 | 2572.5938 | 2830.211 | -55.3904 | -101.9669 | -185.9976 | -284.698 | 191.0961 | 284.2885 | 464.1221 | 798.5 | 25.2306 | 44.0389 | 83.4066 | 143.3731 | -970.402 | -1113.9186 | -1427.0808 | -1845.3702 | 7.6335 | 13.971 | 27.7356 | 43.5618 | 3098.9673 | 3112.4661 | 3131.081 | 3346.1273
1 | 12 | 11 | 1419.5648 | 1440.8966 | 1479.0681 | 1531.3847 | 2498.7068 | 2563.4831 | 2709.3145 | 2980.6228 | -56.5946 | -103.1327 | -186.4841 | -280.6919 | 181.5952 | 273.4309 | 451.1466 | 780.6918 | 20.745 | 36.2661 | 70.3182 | 121.3278 | -1290.1671 | -1481.6999 | -1899.2613 | -2453.9835 | 8.1602 | 15.1178 | 29.2388 | 43.7233 | 2782.0103 | 2744.3619 | 2653.3408 | 2723.075
1 | 12 | 12 | 1434.296 | 1455.1943 | 1493.0807 | 1542.3415 | 2589.8374 | 2656.9761 | 2808.1262 | 3089.3294 | -58.1636 | -103.5762 | -186.9706 | -281.0002 | 165.4945 | 247.414 | 415.7348 | 719.4215 | 17.3682 | 31.1388 | 61.3318 | 105.0442 | -1501.7197 | -1724.8879 | -2210.5322 | -2852.228 | 5.0166 | 9.592 | 17.6664 | 25.8013 | 2652.1295 | 2571.8511 | 2398.4371 | 2348.7096
1 | 12 | 13 | 1389.3179 | 1408.7251 | 1443.8059 | 1487.4575 | 2657.4012 | 2726.2915 | 2881.3848 | 3169.924 | -58.4544 | -104.6289 | -186.1365 | -276.5694 | 157.3991 | 238.5629 | 397.0659 | 691.0113 | 14.7814 | 26.6709 | 53.7128 | 93.0392 | -1572.5411 | -1805.4131 | -2310.6122 | -2974.6068 | 1.7727 | 3.7358 | 7.6865 | 11.218 | 2589.6768 | 2493.9441 | 2286.9072 | 2201.4738
1 | 12 | 14 | 1415.1496 | 1435.3331 | 1471.6781 | 1516.0364 | 2682.5727 | 2752.1156 | 2908.6779 | 3199.9503 | -59.0029 | -102.0277 | -180.163 | -267.3994 | 150.7992 | 227.1689 | 380.3229 | 653.1307 | 10.4628 | 19.0443 | 39.9773 | 71.0956 | -1451.141 | -1664.4259 | -2126.0051 | -2732.1258 | 0.5565 | 0.4861 | 1.7698 | 3.5087 | 2749.3969 | 2667.6943 | 2496.2578 | 2444.1964
1 | 12 | 15 | 1341.6609 | 1360.7736 | 1393.9504 | 1433.5901 | 2671.5594 | 2740.8168 | 2896.7363 | 3186.8129 | -58.3167 | -99.4266 | -173.908 | -258.3458 | 138.217 | 210.8283 | 352.4795 | 603.043 | 8.7093 | 16.1144 | 34.6326 | 63.2455 | -1201.6646 | -1379.389 | -1764.4249 | -2268.8504 | 0.40719 | 1.0426 | 2.0485 | 2.8473 | 2900.5725 | 2850.7601 | 2741.5144 | 2762.3425
1 | 12 | 16 | 1317.1722 | 1336.5509 | 1369.7054 | 1410.7721 | 2582.4633 | 2649.4109 | 2800.1306 | 3080.5331 | -56.0919 | -96.547 | -169.255 | -250.8705 | 129.205 | 194.8591 | 326.4448 | 551.8741 | 8.8395 | 16.526 | 35.4151 | 62.3724 | -761.553 | -874.4234 | -1118.9224 | -1438.8645 | -0.26603 | 0.20852 | 0.07171 | -0.7616 | 3219.7691 | 3226.585 | 3243.5902 | 3415.0551
1 | 12 | 17 | 1445.7339 | 1469.6096 | 1511.7965 | 1570.8391 | 2360.5977 | 2421.7936 | 2559.5646 | 2815.8771 | -54.5229 | -95.3813 | -168.7685 | -252.5654 | 66.9285 | 97.8373 | 158.7988 | 253.3673 | 12.6221 | 22.7973 | 46.4159 | 82.1259 | -235.5225 | -270.7666 | -346.998 | -446.1001 | -0.93926 | -1.1469 | -1.8536 | -4.5418 | 3594.8976 | 3644.743 | 3758.9557 | 4019.002
1 | 12 | 18 | 1479.8925 | 1505.6387 | 1551.2449 | 1617.9782 | 2249.9848 | 2308.3133 | 2439.6286 | 2683.9308 | -55.574 | -98.5915 | -177.1015 | -266.0498 | 75.024 | 108.1584 | 170.98 | 270.043 | 18.4187 | 32.5306 | 64.9735 | 114.3131 | -0.0029378 | -0.0033719 | -0.0043111 | -0.005539 | -5.3125 | -9.7139 | -19.313 | -29.9142 | 3762.4305 | 3846.3323 | 4030.4082 | 4390.2955
1 | 12 | 19 | 1856.5919 | 1891.0797 | 1957.4371 | 2059.5147 | 2018.9842 | 2071.3242 | 2189.1577 | 2408.3779 | -54.3698 | -97.3736 | -176.6151 | -270.4807 | 92.0125 | 130.9464 | 197.9785 | 304.0353 | 22.0927 | 38.6273 | 75.9743 | 133.9649 | -0.0029378 | -0.0033719 | -0.0043111 | -0.005539 | -6.9413 | -12.8336 | -24.8252 | -38.2501 | 3928.3671 | 4021.7671 | 4219.103 | 4597.1565
1 | 12 | 20 | 1995.6833 | 2034.1659 | 2109.2565 | 2228.7056 | 1819.8315 | 1867.0087 | 1973.2191 | 2170.8155 | -52.1145 | -92.6672 | -168.553 | -260.5777 | 98.6123 | 137.9149 | 207.4397 | 312.3732 | 22.5704 | 39.3232 | 76.7568 | 136.1551 | -0.0029378 | -0.0033719 | -0.0043111 | -0.005539 | -8.2633 | -15.0582 | -28.8626 | -44.0463 | 3876.3168 | 3970.6839 | 4169.2522 | 4543.4198
1 | 12 | 21 | 2040.4138 | 2080.1312 | 2158.5608 | 2287.5417 | 1655.8799 | 1698.8068 | 1795.4485 | 1975.2431 | -49.7521 | -88.8482 | -160.4144 | -248.3633 | 108.1132 | 149.9949 | 227.7809 | 331.2434 | 20.8169 | 36.6776 | 72.5303 | 128.3049 | -0.0029378 | -0.0033719 | -0.0043111 | -0.005539 | -6.4934 | -11.3049 | -20.9502 | -31.0364 | 3768.9753 | 3865.4542 | 4072.9517 | 4442.9279
1 | 12 | 22 | 2036.797 | 2076.8964 | 2155.6444 | 2290.1802 | 1471.2426 | 1509.383 | 1595.2487 | 1754.9955 | -47.4968 | -81.7058 | -146.3789 | -229.4067 | 193.119 | 271.1768 | 414.974 | 611.3809 | 18.6576 | 32.9422 | 65.6314 | 116.8458 | -0.0029378 | -0.0033719 | -0.0043111 | -0.005539 | -2.5518 | -5.3173 | -9.9758 | -13.5153 | 3669.7647 | 3803.3719 | 4075.1395 | 4530.4748
1 | 12 | 23 | 1929.0601 | 1967.5173 | 2042.1694 | 2174.4517 | 1309.7677 | 1343.722 | 1420.1637 | 1562.3776 | -41.9657 | -73.3457 | -133.5872 | -205.711 | 212.1208 | 292.7682 | 440.1305 | 643.1086 | 18.0129 | 31.962 | 62.3743 | 109.8687 | -0.0029378 | -0.0033719 | -0.0043111 | -0.005539 | 0.80082 | 0.33986 | 0.13395 | 1.8086 | 3427.7937 | 3562.9604 | 3831.3803 | 4285.8987
1 | 12 | 24 | 1834.7253 | 1872.7303 | 1943.8851 | 2074.0629 | 1170.4047 | 1200.7462 | 1269.0542 | 1396.1361 | -37.348 | -63.1064 | -111.6946 | -176.8515 | 315.325 | 420.8463 | 605.6335 | 862.545 | 14.2087 | 25.4063 | 50.0684 | 88.2676 | -0.0029378 | -0.0033719 | -0.0043111 | -0.005539 | 3.244 | 4.8326 | 7.8448 | 14.1238 | 3300.5568 | 3461.4519 | 3764.7872 | 4258.2783
1 | 13 | 1 | 1784.9634 | 1822.9518 | 1892.8943 | 2022.6044 | 1070.1234 | 1097.8652 | 1160.3206 | 1276.514 | -34.4065 | -57.9562 | -102.5936 | -161.0557 | 273.6648 | 365.1348 | 528.7801 | 766.9915 | 12.861 | 23.2089 | 45.3816 | 81.1888 | -0.0029378 | -0.0033719 | -0.0043111 | -0.005539 | 6.412 | 10.6021 | 18.9639 | 29.0649 | 3113.6152 | 3261.8032 | 3543.7425 | 4015.3023
1 | 13 | 2 | 1702.5162 | 1738.5617 | 1804.719 | 1930.2282 | 1043.2548 | 1070.3001 | 1131.1873 | 1244.4634 | -32.2583 | -52.3103 | -91.8905 | -144.4106 | 232.9691 | 310.0217 | 450.928 | 648.9004 | 9.962 | 17.7607 | 35.8104 | 65.146 | -0.0029378 | -0.0033719 | -0.0043111 | -0.005539 | 5.4211 | 8.6035 | 15.2255 | 23.4287 | 2961.862 | 3092.9341 | 3345.9753 | 3767.7506
1 | 13 | 3 | 1643.4613 | 1678.6178 | 1742.0854 | 1863.5749 | 1033.7549 | 1060.5539 | 1120.8867 | 1233.1312 | -31.6791 | -50.6487 | -88.763 | -139.6714 | 157.3799 | 214.9547 | 315.2273 | 464.5185 | 9.3173 | 16.2592 | 33.0757 | 60.4607 | -0.0029378 | -0.0033719 | -0.0043111 | -0.005539 | 4.0719 | 6.735 | 11.962 | 18.2339 | 2816.3033 | 2926.4685 | 3134.4698 | 3500.2424
1 | 13 | 4 | 1589.1871 | 1623.2837 | 1684.0947 | 1801.5239 | 1047.8392 | 1075.0033 | 1136.1581 | 1249.932 | -30.6586 | -49.8744 | -88.4815 | -137.6683 | 103.0857 | 142.1393 | 217.6586 | 327.4874 | 9.0784 | 16.2592 | 33.0757 | 59.5877 | -0.0029378 | -0.0033719 | -0.0043111 | -0.005539 | 2.2179 | 3.4501 | 6.4945 | 9.9092 | 2720.7468 | 2810.258 | 2988.9959 | 3310.7664
1 | 13 | 5 | 1563.601 | 1596.6753 | 1655.6563 | 1770.3877 | 1098.6528 | 1127.1342 | 1191.2546 | 1310.5457 | -31.7862 | -51.536 | -91.8905 | -144.4106 | 67.0954 | 96.4137 | 153.576 | 236.6745 | 10.7016 | 18.8682 | 37.8979 | 67.3362 | -0.0029378 | -0.0033719 | -0.0043111 | -0.005539 | 1.056 | 1.6858 | 3.0686 | 4.5432 | 2709.3176 | 2789.2378 | 2949.5586 | 3245.0712
1 | 13 | 6 | 1552.5185 | 1584.7857 | 1642.34 | 1751.9869 | 1198.87 | 1229.9494 | 1299.9188 | 1430.0914 | -33.4624 | -56.1293 | -101.2731 | -159.0526 | 42.5004 | 62.8919 | 105.1888 | 175.4041 | 13.0998 | 22.9246 | 44.859 | 80.1126 | -0.0029378 | -0.0033719 | -0.0043111 | -0.005539 | 1.1917 | 2.1204 | 4.1998 | 6.569 | 2774.715 | 2846.5393 | 2995.2289 | 3285.1058
1 | 13 | 7 | 1636.4045 | 1669.5353 | 1729.6872 | 1840.3619 | 1322.6514 | 1356.9397 | 1434.1333 | 1577.7461 | -37.4245 | -66.1512 | -120.0382 | -189.4906 | 30.7963 | 45.7261 | 81.958 | 138.6559 | 18.0129 | 30.9817 | 59.8373 | 103.1325 | -0.0029378 | -0.0033719 | -0.0043111 | -0.005539 | 0.27146 | 0.53891 | 1.0405 | 1.6945 | 2970.7092 | 3037.5672 | 3186.6138 | 3472.0947
1 | 13 | 8 | 1775.4992 | 1811.3806 | 1877.7073 | 1996.0194 | 1387.5613 | 1423.5324 | 1504.5143 | 1655.175 | -41.0216 | -76.3904 | -143.5329 | -223.0893 | 31.1951 | 48.1452 | 80.0322 | 139.7882 | 23.7159 | 41.4109 | 78.1972 | 135.218 | -138.7642 | -158.1897 | -200.8751 | -259.9097 | -0.53207 | -0.74743 | -1.0594 | -2.5173 | 3037.6537 | 3089.1415 | 3194.9836 | 3440.6843
1 | 13 | 9 | 1795.3472 | 1830.4206 | 1895.8544 | 2009.3335 | 1547.4402 | 1587.5559 | 1677.8688 | 1845.8891 | -45.5322 | -86.5775 | -164.105 | -256.6879 | 42.5004 | 65.311 | 102.2152 | 172.0867 | 29.404 | 50.5945 | 95.9724 | 163.5929 | -595.2833 | -683.4613 | -876.8466 | -1136.9868 | 3.5073 | 6.1514 | 11.9715 | 21.123 | 2777.3836 | 2769.9947 | 2742.9308 | 2818.3505
1 | 13 | 10 | 1793.4462 | 1826.975 | 1891.0648 | 1999.6716 | 1690.4369 | 1734.2597 | 1832.9182 | 2016.465 | -48.3361 | -93.8851 | -176.8966 | -273.6414 | 60.0967 | 85.0197 | 137.6271 | 223.8869 | 31.1941 | 53.7722 | 101.9642 | 172.9636 | -1002.476 | -1151.5434 | -1477.2261 | -1910.7937 | 7.6335 | 13.971 | 27.7356 | 43.5618 | 2531.9954 | 2468.569 | 2337.1873 | 2272.1137
1 | 13 | 11 | 1804.4717 | 1837.8662 | 1901.5383 | 2007.3837 | 1791.5939 | 1838.039 | 1942.6014 | 2137.1317 | -50.6985 | -95.103 | -177.383 | -276.3775 | 73.2963 | 106.611 | 169.2714 | 279.5754 | 27.6505 | 47.949 | 91.6105 | 156.4766 | -1348.8364 | -1549.1675 | -1984.8671 | -2560.0362 | 8.1602 | 15.1178 | 29.2388 | 43.7233 | 2305.6377 | 2201.3126 | 1972.0102 | 1787.8771
1 | 13 | 12 | 1803.5154 | 1836.4991 | 1899.3866 | 2003.0668 | 1847.0895 | 1894.9733 | 2002.7745 | 2203.3305 | -51.9026 | -93.3891 | -171.6145 | -262.7766 | 87.9916 | 128.7388 | 207.4033 | 336.396 | 20.1003 | 35.0123 | 69.0132 | 120.782 | -1571.5164 | -1804.1924 | -2308.7505 | -2971.2112 | 5.0166 | 9.592 | 17.6664 | 25.8013 | 2140.2944 | 2007.234 | 1715.879 | 1455.3889
1 | 13 | 13 | 1827.2033 | 1860.8192 | 1925.1607 | 2028.3585 | 1868.9328 | 1917.3828 | 2026.4589 | 2229.3866 | -52.5583 | -93.6675 | -168.9735 | -258.7705 | 100.7924 | 145.9046 | 233.354 | 374.2766 | 16.1658 | 28.4932 | 57.7524 | 102.1049 | -1584.6565 | -1819.3608 | -2328.1051 | -2995.3653 | 1.7727 | 3.7358 | 7.6865 | 11.218 | 2177.6522 | 2043.3073 | 1753.334 | 1491.2087
1 | 13 | 14 | 1807.4043 | 1840.2552 | 1904.2437 | 2007.1806 | 1852.4216 | 1900.4437 | 2008.5561 | 2209.6911 | -53.2139 | -92.1711 | -166.1275 | -255.189 | 103.6935 | 149.7938 | 243.9469 | 388.6876 | 14.0064 | 25.279 | 50.9781 | 92.9376 | -1511.1286 | -1734.1907 | -2217.2196 | -2849.8093 | 0.5565 | 0.4861 | 1.7698 | 3.5087 | 2213.7399 | 2089.8959 | 1826.1476 | 1597.0072
1 | 13 | 15 | 1818.0168 | 1851.8069 | 1916.4822 | 2022.1111 | 1819.8727 | 1867.051 | 1973.2638 | 2170.8646 | -52.7419 | -92.1711 | -166.409 | -257.1921 | 104.2112 | 150.0671 | 238.3374 | 374.698 | 14.7814 | 26.2593 | 53.7128 | 95.1278 | -1219.1002 | -1399.3059 | -1789.4317 | -2299.6323 | 0.40719 | 1.0426 | 2.0485 | 2.8473 | 2485.4471 | 2404.7499 | 2228.004 | 2108.8244
1 | 13 | 16 | 1826.8023 | 1861.1262 | 1926.7772 | 2034.7025 | 1765.9588 | 1811.7394 | 1914.8056 | 2106.5525 | -50.9586 | -89.4569 | -161.756 | -250.1416 | 98.0102 | 142.1651 | 223.9767 | 349.6844 | 14.9483 | 26.9552 | 53.7128 | 94.2548 | -778.4248 | -893.856 | -1143.7549 | -1470.2217 | -0.26603 | 0.20852 | 0.07171 | -0.7616 | 2876.0702 | 2858.8815 | 2813.833 | 2864.0693
1 | 13 | 17 | 1840.531 | 1875.8652 | 1944.2043 | 2058.1647 | 1661.3536 | 1704.4224 | 1801.3836 | 1981.7725 | -50.2265 | -91.0054 | -167.243 | -255.7261 | 51.1557 | 71.7069 | 109.2449 | 170.6729 | 18.8829 | 33.3362 | 65.4961 | 113.9065 | -248.1859 | -285.2109 | -365.2478 | -469.3567 | -0.93926 | -1.1469 | -1.8536 | -4.5418 | 3272.5716 | 3307.9676 | 3385.9845 | 3594.8921
1 | 13 | 18 | 1813.3718 | 1848.64 | 1915.2015 | 2025.8541 | 1723.1296 | 1767.7999 | 1868.3665 | 2055.463 | -51.8261 | -95.2682 | -175.8576 | -273.9497 | 54.0568 | 75.596 | 115.7326 | 171.8052 | 25.6364 | 44.7348 | 86.7883 | 148.3856 | -0.0029378 | -0.0033719 | -0.0043111 | -0.005539 | -5.3125 | -9.7139 | -19.313 | -29.9142 | 3559.053 | 3631.7853 | 3790.9141 | 4097.6384
1 | 13 | 19 | 1947.1714 | 1985.3658 | 2059.3257 | 2181.4424 | 1671.1525 | 1714.4754 | 1812.0084 | 1993.4613 | -51.6425 | -96.4862 | -180.0241 | -277.5312 | 53.0501 | 75.596 | 115.7326 | 171.8052 | 28.2951 | 49.0565 | 94.4074 | 163.5554 | -0.0029378 | -0.0033719 | -0.0043111 | -0.005539 | -6.9413 | -12.8336 | -24.8252 | -38.2501 | 3641.0824 | 3715.1705 | 3876.6206 | 4194.4775
1 | 13 | 20 | 1988.7783 | 2028.2954 | 2104.9175 | 2233.1652 | 1588.9854 | 1630.1781 | 1722.9157 | 1895.4469 | -49.8286 | -92.6672 | -168.8346 | -262.8891 | 59.2511 | 82.5645 | 125.1939 | 185.725 | 25.3025 | 44.7348 | 86.1412 | 149.7028 | -0.0029378 | -0.0033719 | -0.0043111 | -0.005539 | -8.2633 | -15.0582 | -28.8626 | -44.0463 | 3604.2223 | 3678.044 | 3841.4668 | 4157.0988
1 | 13 | 21 | 1997.5102 | 2037.2207 | 2114.8868 | 2247.6431 | 1493.844 | 1532.5703 | 1619.7551 | 1781.9559 | -48.701 | -84.5854 | -153.1204 | -234.4542 | 82.8394 | 113.6672 | 167.8876 | 238.096 | 18.4187 | 32.6579 | 65.756 | 115.5286 | -0.0029378 | -0.0033719 | -0.0043111 | -0.005539 | -6.4934 | -11.3049 | -20.9502 | -31.0364 | 3537.415 | 3620.2224 | 3794.2107 | 4117.7275
1 | 13 | 22 | 1959.9907 | 1999.1658 | 2075.0872 | 2207.5344 | 1376.2727 | 1411.9511 | 1492.2741 | 1641.7091 | -45.2109 | -77.2778 | -137.4828 | -208.7554 | 133.5116 | 187.3543 | 282.9569 | 413.7106 | 13.3387 | 24.6007 | 50.7155 | 90.3185 | -0.0029378 | -0.0033719 | -0.0043111 | -0.005539 | -2.5518 | -5.3173 | -9.9758 | -13.5153 | 3435.348 | 3540.4734 | 3753.5709 | 4130.9963
1 | 13 | 23 | 1864.4833 | 1902.5777 | 1974.2784 | 2103.881 | 1250.3262 | 1282.7396 | 1355.7121 | 1491.4718 | -41.2795 | -70.7445 | -126.2932 | -191.8019 | 144.8168 | 201.9772 | 305.14 | 444.8769 | 13.5056 | 24.6007 | 50.0684 | 87.8234 | -0.0029378 | -0.0033719 | -0.0043111 | -0.005539 | 0.80082 | 0.33986 | 0.13395 | 1.8086 | 3232.6504 | 3341.4872 | 3559.0353 | 3938.0543
1 | 13 | 24 | 1753.1766 | 1789.9169 | 1857.3856 | 1982.4763 | 1144.8348 | 1174.5134 | 1241.3291 | 1365.6346 | -36.7689 | -63.2717 | -113.5016 | -174.8485 | 167.1185 | 227.9941 | 340.5519 | 506.1472 | 13.5056 | 24.3164 | 48.6388 | 85.7725 | -0.0029378 | -0.0033719 | -0.0043111 | -0.005539 | 3.244 | 4.8326 | 7.8448 | 14.1238 | 3045.1077 | 3158.2983 | 3382.2443 | 3779.3005
1 | 14 | 1 | 1719.073 | 1755.2111 | 1822.0595 | 1948.6244 | 1050.0543 | 1077.2758 | 1138.5599 | 1252.5742 | -32.7303 | -57.9562 | -104.4006 | -156.3166 | 273.6648 | 365.1348 | 528.7801 | 766.9915 | 12.861 | 23.6205 | 46.0287 | 79.2395 | -0.0029378 | -0.0033719 | -0.0043111 | -0.005539 | 6.412 | 10.6021 | 18.9639 | 29.0649 | 3029.3319 | 3173.8848 | 3449.9871 | 3920.1723
1 | 14 | 2 | 1645.4723 | 1680.5089 | 1743.9684 | 1866.3868 | 1025.0272 | 1051.5999 | 1111.4233 | 1222.7202 | -31.1306 | -53.5282 | -93.416 | -141.6745 | 232.9691 | 310.0217 | 450.928 | 648.9004 | 10.1289 | 18.741 | 37.24 | 65.3869 | -0.0029378 | -0.0033719 | -0.0043111 | -0.005539 | 5.4211 | 8.6035 | 15.2255 | 23.4287 | 2887.8851 | 3015.9436 | 3265.3649 | 3685.143
1 | 14 | 3 | 1584.7498 | 1618.8725 | 1679.4538 | 1797.767 | 1016.6143 | 1042.9689 | 1102.3014 | 1212.6848 | -30.003 | -50.7617 | -88.763 | -134.9322 | 157.3799 | 214.9547 | 315.2273 | 464.5185 | 8.9115 | 16.2592 | 33.0757 | 56.4229 | -0.0029378 | -0.0033719 | -0.0043111 | -0.005539 | 4.0719 | 6.735 | 11.962 | 18.2339 | 2741.7216 | 2849.0253 | 3053.2529 | 3414.6894
1 | 14 | 4 | 1518.2982 | 1550.8871 | 1608.1768 | 1721.7357 | 1036.1041 | 1062.964 | 1123.4339 | 1235.9335 | -30.003 | -49.8744 | -87.4425 | -132.1962 | 103.0857 | 142.1393 | 217.6586 | 327.4874 | 8.7445 | 16.2592 | 33.0757 | 56.4229 | -0.0029378 | -0.0033719 | -0.0043111 | -0.005539 | 2.2179 | 3.4501 | 6.4945 | 9.9092 | 2638.4445 | 2725.8219 | 2901.3927 | 3219.287
1 | 14 | 5 | 1470.7763 | 1502.1176 | 1556.7921 | 1666.0963 | 1075.7562 | 1103.644 | 1166.4281 | 1283.2332 | -30.003 | -50.7617 | -89.0445 | -134.9322 | 67.0954 | 96.4137 | 153.576 | 236.6745 | 9.1503 | 16.2592 | 33.5983 | 57.7401 | -0.0029378 | -0.0033719 | -0.0043111 | -0.005539 | 1.056 | 1.6858 | 3.0686 | 4.5432 | 2593.8283 | 2669.3552 | 2824.4143 | 3113.3494
1 | 14 | 6 | 1444.209 | 1474.7856 | 1527.3609 | 1631.4224 | 1153.165 | 1183.0596 | 1250.3615 | 1375.5716 | -31.1306 | -54.5808 | -96.825 | -146.4136 | 42.5004 | 62.8919 | 105.1888 | 175.4041 | 10.3678 | 19.1526 | 38.545 | 65.3869 | -0.0029378 | -0.0033719 | -0.0043111 | -0.005539 | 1.1917 | 2.1204 | 4.1998 | 6.569 | 2620.3003 | 2687.4259 | 2828.8266 | 3107.9348
1 | 14 | 7 | 1536.8086 | 1568.4077 | 1624.8703 | 1732.3514 | 1227.1404 | 1258.9527 | 1330.5719 | 1463.8142 | -34.6207 | -61.8884 | -112.7441 | -172.8454 | 30.7963 | 45.7261 | 81.958 | 138.6559 | 15.2591 | 26.5138 | 52.1559 | 88.3052 | -0.0029378 | -0.0033719 | -0.0043111 | -0.005539 | 0.27146 | 0.53891 | 1.0405 | 1.6945 | 2775.6523 | 2838.2474 | 2977.8482 | 3251.9702
1 | 14 | 8 | 1722.4122 | 1757.8203 | 1823.5893 | 1944.3865 | 1224.8995 | 1256.6537 | 1328.1422 | 1461.1412 | -37.4245 | -70.3007 | -131.5093 | -201.7049 | 31.1951 | 48.1452 | 80.0322 | 139.7882 | 21.3897 | 37.3736 | 71.8832 | 120.4924 | -98.1441 | -111.9595 | -142.7609 | -186.7408 | -0.53207 | -0.74743 | -1.0594 | -2.5173 | 2863.7959 | 2916.9851 | 3028.3174 | 3274.8452
1 | 14 | 9 | 1824.0691 | 1860.987 | 1930.0591 | 2054.7965 | 1314.8188 | 1348.9041 | 1425.6405 | 1568.4029 | -41.0216 | -80.4878 | -152.158 | -237.7313 | 42.5004 | 65.311 | 102.2152 | 172.0867 | 28.8679 | 50.183 | 95.1899 | 159.3519 | -566.5905 | -649.6207 | -831.7082 | -1076.5619 | 3.5073 | 6.1514 | 11.9715 | 21.123 | 2606.1513 | 2601.4279 | 2581.21 | 2661.4678
1 | 14 | 10 | 1853.8313 | 1890.572 | 1960.3505 | 2083.676 | 1414.4229 | 1451.0903 | 1533.6399 | 1687.2172 | -43.8561 | -87.0732 | -168.0771 | -261.4271 | 60.0967 | 85.0197 | 137.6271 | 223.8869 | 32.5418 | 56.0061 | 106.1285 | 179.9783 | -970.7518 | -1113.9327 | -1426.9503 | -1845.5288 | 7.6335 | 13.971 | 27.7356 | 43.5618 | 2353.9184 | 2295.6531 | 2170.4541 | 2111.3643
1 | 14 | 11 | 1873.1723 | 1909.5984 | 1980.5529 | 2101.8952 | 1495.0042 | 1533.7606 | 1621.0131 | 1783.3399 | -46.6599 | -91.7797 | -173.2931 | -268.4776 | 73.2963 | 106.611 | 169.2714 | 279.5754 | 31.1941 | 53.7722 | 102.6113 | 171.8873 | -1361.8938 | -1564.1546 | -2005.7069 | -2592.4716 | 8.1602 | 15.1178 | 29.2388 | 43.7233 | 2072.2735 | 1962.9258 | 1723.6874 | 1519.4719
1 | 14 | 12 | 1897.1394 | 1934.0167 | 2005.4845 | 2126.0202 | 1549.4986 | 1589.6676 | 1680.1007 | 1848.3444 | -48.3361 | -92.9975 | -174.0612 | -267.2075 | 87.9916 | 128.7388 | 207.4033 | 336.396 | 27.0058 | 46.8415 | 90.828 | 153.2101 | -1661.4767 | -1906.3946 | -2437.4766 | -3135.5815 | 5.0166 | 9.592 | 17.6664 | 25.8013 | 1856.8393 | 1709.4645 | 1389.945 | 1086.9831
1 | 14 | 13 | 1951.813 | 1988.9605 | 2062.7519 | 2186.2502 | 1579.102 | 1620.0385 | 1712.1992 | 1883.6573 | -49.7544 | -93.6064 | -173.3037 | -263.2013 | 100.7924 | 145.9046 | 233.354 | 374.2766 | 23.477 | 41.7142 | 80.5366 | 138.142 | -1667.6537 | -1913.6488 | -2447.0834 | -3147.5893 | 1.7727 | 3.7358 | 7.6865 | 11.218 | 1939.5489 | 1793.0985 | 1476.1411 | 1182.7535
1 | 14 | 14 | 1974.2722 | 2012.3062 | 2086.9053 | 2211.1563 | 1580.185 | 1621.1496 | 1713.3735 | 1884.9492 | -50.4101 | -93.7716 | -172.2647 | -263.5097 | 103.6935 | 149.7938 | 243.9469 | 388.6876 | 20.9119 | 36.962 | 72.7929 | 125.264 | -1443.5129 | -1655.9574 | -2117.173 | -2725.0161 | 0.5565 | 0.4861 | 1.7698 | 3.5087 | 2185.6961 | 2070.9686 | 1829.3508 | 1625.0401
1 | 14 | 15 | 1932.2559 | 1969.3693 | 2041.928 | 2163.0466 | 1583.1402 | 1624.1815 | 1716.5779 | 1888.4744 | -50.4101 | -91.3357 | -165.2522 | -252.453 | 104.2112 | 150.0671 | 238.3374 | 374.698 | 17.1294 | 30.7272 | 61.3318 | 105.7139 | -1103.9852 | -1267.9042 | -1625.1076 | -2098.0591 | 0.40719 | 1.0426 | 2.0485 | 2.8473 | 2482.7487 | 2416.1477 | 2269.8638 | 2184.2682
1 | 14 | 16 | 1868.6691 | 1904.9107 | 1974.3741 | 2092.587 | 1556.9027 | 1597.2637 | 1688.1288 | 1857.1765 | -49.2824 | -88.6214 | -158.9972 | -240.2386 | 98.0102 | 142.1651 | 223.9767 | 349.6844 | 14.3756 | 25.9749 | 53.1902 | 92.5087 | -757.0289 | -868.9411 | -1111.692 | -1430.4887 | -0.26603 | 0.20852 | 0.07171 | -0.7616 | 2731.3802 | 2712.9604 | 2669.0525 | 2720.4677
1 | 14 | 17 | 1887.3834 | 1925.0848 | 1996.3201 | 2120.3477 | 1478.5582 | 1516.8883 | 1603.181 | 1763.7221 | -48.4432 | -88.1779 | -159.5497 | -236.7696 | 51.1557 | 71.7069 | 109.2449 | 170.6729 | 15.4261 | 28.2089 | 56.8941 | 98.5112 | -247.6266 | -284.4362 | -364.3175 | -469.2072 | -0.93926 | -1.1469 | -1.8536 | -4.5418 | 3135.5144 | 3168.1279 | 3239.9193 | 3442.7354
1 | 14 | 18 | 1925.7538 | 1963.928 | 2037.521 | 2162.6817 | 1564.7719 | 1605.3369 | 1696.6613 | 1866.5634 | -50.622 | -93.9371 | -171.0102 | -259.3076 | 54.0568 | 75.596 | 115.7326 | 171.8052 | 21.7955 | 38.9116 | 75.9743 | 130.6984 | -0.0029378 | -0.0033719 | -0.0043111 | -0.005539 | -5.3125 | -9.7139 | -19.313 | -29.9142 | 3510.4405 | 3580.1182 | 3735.5617 | 4042.5214
1 | 14 | 19 | 2096.2864 | 2138.0087 | 2220.1648 | 2359.4321 | 1527.3559 | 1566.951 | 1656.0917 | 1821.9312 | -51.094 | -95.3204 | -177.4597 | -270.056 | 53.0501 | 75.596 | 115.7326 | 171.8052 | 25.3025 | 44.7348 | 88.2179 | 150.147 | -0.0029378 | -0.0033719 | -0.0043111 | -0.005539 | -6.9413 | -12.8336 | -24.8252 | -38.2501 | 3643.9567 | 3717.1332 | 3877.9179 | 4195.0039
1 | 14 | 20 | 2118.4051 | 2160.7283 | 2244.6864 | 2387.91 | 1469.9913 | 1508.0992 | 1593.892 | 1753.5029 | -49.7521 | -94.6594 | -173.7691 | -265.3168 | 59.2511 | 82.5645 | 125.1939 | 185.725 | 26.353 | 46.9688 | 91.7973 | 154.7306 | -0.0029378 | -0.0033719 | -0.0043111 | -0.005539 | -8.2633 | -15.0582 | -28.8626 | -44.0463 | 3615.9821 | 3688.6398 | 3852.9336 | 4172.4998
1 | 14 | 21 | 2095.3153 | 2137.5364 | 2220.5905 | 2364.5718 | 1388.2634 | 1424.2526 | 1505.2755 | 1656.0124 | -47.4968 | -89.1787 | -164.105 | -250.6748 | 82.8394 | 113.6672 | 167.8876 | 238.096 | 24.1937 | 42.5374 | 83.5311 | 142.2968 | -0.0029378 | -0.0033719 | -0.0043111 | -0.005539 | -6.4934 | -11.3049 | -20.9502 | -31.0364 | 3536.6185 | 3617.5066 | 3792.2253 | 4119.2602
1 | 14 | 22 | 2008.875 | 2049.5385 | 2128.6525 | 2267.7732 | 1290.9597 | 1324.4264 | 1399.7704 | 1539.9421 | -45.0273 | -81.8711 | -148.7489 | -226.979 | 133.5116 | 187.3543 | 282.9569 | 413.7106 | 20.1722 | 35.9817 | 71.2253 | 121.6703 | -0.0029378 | -0.0033719 | -0.0043111 | -0.005539 | -2.5518 | -5.3173 | -9.9758 | -13.5153 | 3405.9364 | 3510.1091 | 3723.8761 | 4102.5963
1 | 14 | 23 | 1850.6535 | 1888.397 | 1960.3106 | 2090.8438 | 1196.9107 | 1227.9393 | 1297.7943 | 1427.7543 | -39.9682 | -72.7366 | -131.0228 | -200.5472 | 144.8168 | 201.9772 | 305.14 | 444.8769 | 17.846 | 31.5504 | 62.3743 | 107.8177 | -0.0029378 | -0.0033719 | -0.0043111 | -0.005539 | 0.80082 | 0.33986 | 0.13395 | 1.8086 | 3171.0566 | 3277.4637 | 3494.726 | 3872.5485
1 | 14 | 24 | 1729.9884 | 1765.8052 | 1833.0792 | 1957.8223 | 1110.629 | 1139.4209 | 1204.2403 | 1324.8318 | -35.3505 | -63.4369 | -113.7831 | -174.4238 | 170.4185 | 232.4196 | 352.7332 | 532.2931 | 14.6145 | 26.1022 | 51.3734 | 88.4068 | -0.0029378 | -0.0033719 | -0.0043111 | -0.005539 | 3.244 | 4.8326 | 7.8448 | 14.1238 | 2993.5409 | 3105.1402 | 3335.4835 | 3743.0485
1 | 15 | 1 | 1646.1934 | 1680.8299 | 1743.4913 | 1863.3226 | 1096.0036 | 1124.4164 | 1188.3822 | 1307.3857 | -31.6026 | -55.9641 | -100.7866 | -151.1528 | 305.2585 | 408.854 | 598.8098 | 882.818 | 13.6359 | 23.9048 | 47.2092 | 80.1126 | -0.0029378 | -0.0033719 | -0.0043111 | -0.005539 | 6.412 | 10.6021 | 18.9639 | 29.0649 | 3035.8979 | 3192.6397 | 3496.0655 | 4011.5454
1 | 15 | 2 | 1595.1573 | 1628.7489 | 1689.1675 | 1806.5876 | 1067.37 | 1095.0404 | 1157.335 | 1273.2295 | -29.2402 | -50.4834 | -88.4815 | -132.1962 | 219.7695 | 294.7386 | 439.8785 | 656.106 | 9.4842 | 17.0648 | 34.3808 | 59.5877 | -0.0029378 | -0.0033719 | -0.0043111 | -0.005539 | 5.2908 | 8.6035 | 15.2255 | 23.0974 | 2867.8287 | 2993.7095 | 3247.5015 | 3686.4064
1 | 15 | 3 | 1550.5855 | 1583.5397 | 1642.28 | 1757.1094 | 1058.8331 | 1086.2822 | 1148.0786 | 1263.0462 | -28.7682 | -48.6565 | -83.8285 | -127.457 | 135.686 | 188.4013 | 291.2025 | 443.314 | 8.5057 | 15.5633 | 31.6461 | 54.0294 | -0.0029378 | -0.0033719 | -0.0043111 | -0.005539 | 3.9416 | 6.735 | 11.962 | 17.9026 | 2728.7807 | 2831.8617 | 3041.3365 | 3407.939
1 | 15 | 4 | 1517.8917 | 1550.4192 | 1607.1764 | 1719.0958 | 1084.2901 | 1112.3992 | 1175.6813 | 1293.413 | -28.7682 | -48.6565 | -83.8285 | -127.457 | 81.7906 | 118.005 | 194.4279 | 310.1709 | 8.5057 | 15.1517 | 30.8636 | 52.7123 | -0.0029378 | -0.0033719 | -0.0043111 | -0.005539 | 2.0224 | 3.4501 | 6.4945 | 9.5778 | 2665.7294 | 2750.7654 | 2930.811 | 3257.5072
1 | 15 | 5 | 1486.9384 | 1518.1473 | 1572.5893 | 1678.9214 | 1181.3438 | 1211.9688 | 1280.9153 | 1409.185 | -30.003 | -53.0845 | -94.5316 | -141.6745 | 50.197 | 75.6321 | 136.0389 | 234.41 | 12.2882 | 21.6709 | 42.5847 | 72.2624 | -0.0029378 | -0.0033719 | -0.0043111 | -0.005539 | 0.92569 | 1.6858 | 3.0686 | 4.5432 | 2701.6871 | 2776.0169 | 2940.661 | 3257.6419
1 | 15 | 6 | 1448.0263 | 1477.2487 | 1527.6835 | 1623.3789 | 1378.8546 | 1414.5999 | 1495.0737 | 1644.789 | -33.7508 | -64.0459 | -116.4242 | -181.5907 | 43.5971 | 68.6637 | 127.963 | 227.6958 | 20.3392 | 34.8553 | 65.7668 | 111.2235 | -0.0029378 | -0.0033719 | -0.0043111 | -0.005539 | 1.0614 | 2.1204 | 4.1998 | 6.569 | 2858.1249 | 2933.4387 | 3104.2583 | 3432.06
1 | 15 | 7 | 1401.2625 | 1427.2586 | 1472.5269 | 1553.5773 | 1673.8946 | 1717.2885 | 1814.9817 | 1996.7323 | -40.0447 | -80.488 | -153.9544 | -240.4634 | 68.7999 | 107.0082 | 184.7638 | 324.5821 | 32.303 | 55.3102 | 102.6222 | 171.9248 | -0.0029378 | -0.0033719 | -0.0043111 | -0.005539 | 0.14116 | 0.53891 | 1.0405 | 1.6945 | 3136.3536 | 3226.9131 | 3421.9762 | 3808.042
1 | 15 | 8 | 1314.6925 | 1337.4048 | 1375.7857 | 1440.1049 | 1955.026 | 2005.7079 | 2119.8086 | 2332.0843 | -45.1344 | -91.6146 | -174.6031 | -274.4868 | 117.5911 | 178.7507 | 293.7196 | 507.8316 | 36.0855 | 61.545 | 114.0833 | 191.1324 | -114.6722 | -130.7234 | -166.2924 | -216.4106 | -0.53207 | -0.74743 | -1.0594 | -2.5173 | 3263.0564 | 3360.3231 | 3561.4423 | 3977.7385
1 | 15 | 9 | 1257.0975 | 1276.8831 | 1309.7735 | 1360.398 | 2202.5079 | 2259.6055 | 2388.15 | 2627.2971 | -49.8286 | -96.4862 | -182.6651 | -284.698 | 170.1097 | 254.1348 | 416.2753 | 715.5428 | 32.9476 | 56.4177 | 106.0039 | 177.5848 | -574.9263 | -661.6504 | -852.2574 | -1108.4453 | 3.5127 | 6.1514 | 11.9715 | 19.7363 | 3041.4205 | 3095.0559 | 3197.2516 | 3507.4155
1 | 15 | 10 | 1249.7005 | 1268.5584 | 1299.4676 | 1344.7848 | 2334.5401 | 2395.0605 | 2531.3107 | 2784.7938 | -52.8467 | -95.103 | -175.5761 | -266.8992 | 191.0961 | 284.2885 | 464.1221 | 798.5 | 22.0927 | 38.9116 | 75.3272 | 127.2286 | -1068.3925 | -1226.7611 | -1572.7478 | -2033.4107 | 8.171 | 13.971 | 27.7356 | 44.9736 | 2684.3612 | 2678.9259 | 2649.6392 | 2799.9709
1 | 15 | 11 | 1312.1085 | 1331.8486 | 1365.1657 | 1412.4678 | 2401.0336 | 2463.2778 | 2603.4087 | 2864.1117 | -54.63 | -96.1556 | -172.935 | -260.89 | 181.5952 | 273.4309 | 451.1466 | 780.6918 | 16.3897 | 29.3164 | 57.4898 | 98.5112 | -1397.1328 | -1604.0508 | -2054.96 | -2652.2696 | 8.9529 | 15.1178 | 29.2388 | 48.1175 | 2468.3171 | 2412.7851 | 2278.5545 | 2290.7405
1 | 15 | 12 | 1350.2769 | 1370.5723 | 1405.8121 | 1454.6712 | 2433.5376 | 2496.6245 | 2638.6524 | 2902.8847 | -56.6274 | -96.5992 | -169.05 | -254.9971 | 165.4945 | 247.414 | 415.7348 | 719.4215 | 11.2377 | 21.2593 | 44.4637 | 77.4406 | -1658.0496 | -1902.6838 | -2433.2045 | -3130.3748 | 5.8093 | 9.592 | 17.6664 | 29.2626 | 2251.679 | 2146.179 | 1920.0749 | 1798.3087
1 | 15 | 13 | 1383.4161 | 1404.0583 | 1440.2466 | 1489.4452 | 2474.3538 | 2538.4987 | 2682.9088 | 2951.5729 | -57.4973 | -97.9823 | -172.9456 | -260.4692 | 157.3991 | 238.5629 | 397.0659 | 691.0113 | 11.2377 | 20.8477 | 43.6812 | 76.1234 | -1670.5246 | -1917.1514 | -2451.7804 | -3153.6276 | 2.0333 | 3.7358 | 7.6865 | 13.2062 | 2300.4181 | 2190.5696 | 1946.8631 | 1807.2622
1 | 15 | 14 | 1404.8234 | 1425.8146 | 1463.047 | 1512.751 | 2484.0972 | 2548.4947 | 2693.4735 | 2963.1955 | -58.0458 | -97.208 | -171.625 | -258.8908 | 150.7992 | 227.1689 | 380.3229 | 653.1307 | 9.2454 | 17.2219 | 37.3672 | 65.6389 | -1524.3144 | -1749.5735 | -2237.7624 | -2878.0856 | 0.29589 | 0.4861 | 1.7698 | 3.7788 | 2466.9009 | 2372.4046 | 2166.5928 | 2061.5184
1 | 15 | 15 | 1372.0116 | 1392.5544 | 1428.5014 | 1476.6988 | 2459.336 | 2523.0916 | 2666.6253 | 2933.6587 | -57.5738 | -96.4337 | -167.177 | -252.1487 | 138.217 | 210.8283 | 352.4795 | 603.043 | 7.086 | 14.3286 | 31.1154 | 56.4716 | -1227.7464 | -1409.2041 | -1802.2527 | -2317.2258 | 0.40719 | 1.0426 | 2.0485 | 3.4488 | 2691.7376 | 2636.2077 | 2511.3403 | 2503.9464
1 | 15 | 16 | 1353.0776 | 1373.9114 | 1410.061 | 1460.1586 | 2380.0086 | 2441.7077 | 2580.6116 | 2839.0317 | -55.7905 | -93.389 | -162.2425 | -244.6734 | 129.205 | 194.8591 | 326.4448 | 551.8741 | 5.8686 | 12.0946 | 27.8582 | 48.7231 | -794.06 | -911.6915 | -1166.5082 | -1500.2286 | -0.1303 | 0.20852 | 0.07171 | 0.44137 | 3018.179 | 3017.7009 | 3016.2966 | 3155.3268
1 | 15 | 17 | 1421.7215 | 1445.5335 | 1487.652 | 1550.0779 | 2210.9277 | 2268.2436 | 2397.2794 | 2637.3408 | -54.9513 | -94.7723 | -166.204 | -250.2579 | 66.9285 | 97.8373 | 158.7988 | 253.3673 | 10.4628 | 19.4558 | 40.9466 | 70.7684 | -265.9923 | -305.7167 | -391.7059 | -503.8791 | -0.67323 | -1.1469 | -1.8536 | -3.0074 | 3388.4237 | 3429.4343 | 3524.9132 | 3754.4098
1 | 15 | 18 | 1579.0077 | 1606.6173 | 1658.1225 | 1736.4172 | 2142.112 | 2197.644 | 2322.6636 | 2555.253 | -55.3162 | -98.922 | -179.2666 | -274.3744 | 75.024 | 108.1584 | 170.98 | 270.043 | 19.7664 | 35.1396 | 69.5357 | 118.6935 | -0.0029378 | -0.0033719 | -0.0043111 | -0.005539 | -5.584 | -9.7139 | -19.313 | -31.7187 | 3755.007 | 3838.9201 | 4022.7179 | 4374.3081
1 | 15 | 19 | 1822.9094 | 1856.5661 | 1921.6969 | 2024.7409 | 1954.544 | 2005.2135 | 2119.2861 | 2331.5094 | -53.8978 | -100.14 | -184.4722 | -280.3836 | 92.0125 | 130.9464 | 197.9785 | 304.0353 | 25.8752 | 45.4307 | 88.0934 | 151.02 | -0.0029378 | -0.0033719 | -0.0043111 | -0.005539 | -7.3431 | -12.8336 | -24.8252 | -40.656 | 3834.0973 | 3925.1798 | 4117.7531 | 4490.2603
1 | 15 | 20 | 1948.3974 | 1985.6789 | 2058.6045 | 2177.2093 | 1778.5231 | 1824.6294 | 1928.4289 | 2121.54 | -50.4078 | -97.2605 | -181.0631 | -279.5343 | 98.6123 | 137.9149 | 207.4397 | 312.3732 | 29.404 | 51.5748 | 99.0942 | 168.3799 | -0.0029378 | -0.0033719 | -0.0043111 | -0.005539 | -8.6651 | -15.0582 | -28.8626 | -45.8508 | 3795.8609 | 3887.4758 | 4083.6373 | 4454.1117
1 | 15 | 21 | 1981.6762 | 2020.6063 | 2096.149 | 2222.205 | 1630.5884 | 1672.8597 | 1768.0253 | 1945.0738 | -48.1525 | -91.6146 | -168.553 | -260.5777 | 108.1132 | 149.9949 | 227.7809 | 331.2434 | 26.8389 | 47.2531 | 90.828 | 154.7306 | -0.0029378 | -0.0033719 | -0.0043111 | -0.005539 | -6.8952 | -11.3049 | -20.9502 | -33.4424 | 3692.1661 | 3787.7911 | 3993.2757 | 4359.2271
1 | 15 | 22 | 1952.4168 | 1991.0562 | 2065.8439 | 2194.7999 | 1454.9473 | 1492.6653 | 1577.58 | 1735.5575 | -44.6624 | -83.5327 | -152.9154 | -232.5675 | 193.119 | 271.1768 | 414.974 | 611.3809 | 22.9043 | 40.3034 | 78.5844 | 134.0025 | -0.0029378 | -0.0033719 | -0.0043111 | -0.005539 | -3.1544 | -5.3173 | -9.9758 | -16.8542 | 3575.5677 | 3706.3483 | 3974.0868 | 4426.3135
1 | 15 | 23 | 1830.9011 | 1867.5644 | 1937.6798 | 2063.0069 | 1298.394 | 1332.0534 | 1407.8313 | 1548.8102 | -39.4962 | -72.5714 | -133.8688 | -203.708 | 212.1208 | 292.7682 | 440.1305 | 643.1086 | 19.3606 | 33.7478 | 65.6314 | 113.3761 | -0.0029378 | -0.0033719 | -0.0043111 | -0.005539 | 0.26332 | 0.33986 | 0.13395 | -0.92869 | 3321.5407 | 3453.8989 | 3717.534 | 4163.6596
1 | 15 | 24 | 1749.3985 | 1785.6036 | 1852.5519 | 1976.9448 | 1167.5425 | 1197.8098 | 1265.9508 | 1392.722 | -34.4065 | -62.3843 | -111.9761 | -170.1093 | 317.1293 | 425.2719 | 617.8148 | 889.823 | 15.4261 | 27.0824 | 53.3256 | 91.7749 | -0.0029378 | -0.0033719 | -0.0043111 | -0.005539 | 2.9725 | 4.8326 | 7.8448 | 11.7178 | 3218.0595 | 3378.2126 | 3685.5074 | 4192.8677
1 | 16 | 1 | 1759.975 | 1796.747 | 1864.0599 | 1992.8841 | 1092.8541 | 1121.1851 | 1184.9671 | 1303.6286 | -31.1306 | -55.0767 | -99.4661 | -148.725 | 305.2585 | 408.854 | 598.8098 | 882.818 | 11.8824 | 21.2593 | 42.3248 | 72.1232 | -0.0029378 | -0.0033719 | -0.0043111 | -0.005539 | 6.412 | 10.6021 | 18.9639 | 29.0649 | 3145.2484 | 3303.5674 | 3609.6552 | 4131.7883
1 | 16 | 2 | 1699.8953 | 1735.7831 | 1801.0158 | 1926.225 | 1061.5063 | 1089.0247 | 1150.9772 | 1266.235 | -28.9824 | -50.4834 | -88.763 | -129.7684 | 219.7695 | 294.7386 | 439.8785 | 656.106 | 8.5057 | 15.4361 | 32.2932 | 53.7885 | -0.0029378 | -0.0033719 | -0.0043111 | -0.005539 | 5.2908 | 8.6035 | 15.2255 | 23.0974 | 2965.9822 | 3093.0993 | 3350.623 | 3795.6779
1 | 16 | 3 | 1646.0244 | 1680.8535 | 1743.8083 | 1865.5404 | 1057.0538 | 1084.4568 | 1146.1494 | 1260.9237 | -28.7682 | -48.6565 | -86.956 | -125.454 | 135.686 | 188.4013 | 291.2025 | 443.314 | 7.9696 | 15.1517 | 30.8636 | 52.7123 | -0.0029378 | -0.0033719 | -0.0043111 | -0.005539 | 3.9416 | 6.735 | 11.962 | 17.9026 | 2821.9042 | 2926.9385 | 3137.0255 | 3514.9334
1 | 16 | 4 | 1641.2951 | 1676.065 | 1738.895 | 1858.8514 | 1081.4497 | 1109.4851 | 1172.6015 | 1290.0247 | -28.7682 | -48.8218 | -87.2375 | -129.7684 | 81.7906 | 118.005 | 194.4279 | 310.1709 | 8.5057 | 15.8477 | 32.2932 | 55.1057 | -0.0029378 | -0.0033719 | -0.0043111 | -0.005539 | 2.0224 | 3.4501 | 6.4945 | 9.5778 | 2786.2923 | 2874.0278 | 3057.4703 | 3393.9566
1 | 16 | 5 | 1644.4771 | 1678.5539 | 1741.6101 | 1857.3266 | 1181.7154 | 1212.3501 | 1281.3183 | 1409.6283 | -30.003 | -54.1372 | -97.9406 | -146.4136 | 50.197 | 75.6321 | 136.0389 | 234.41 | 12.4551 | 22.513 | 44.5991 | 73.4403 | -0.0029378 | -0.0033719 | -0.0043111 | -0.005539 | 0.92569 | 1.6858 | 3.0686 | 4.5432 | 2859.7644 | 2936.5944 | 3108.6901 | 3432.9293
1 | 16 | 6 | 1701.1257 | 1735.0348 | 1799.0985 | 1910.8975 | 1377.4774 | 1413.187 | 1493.5804 | 1643.1462 | -35.0927 | -66.0381 | -127.4088 | -191.069 | 43.5971 | 68.6637 | 127.963 | 227.6958 | 22.0927 | 38.9116 | 74.8778 | 123.6572 | -0.0029378 | -0.0033719 | -0.0043111 | -0.005539 | 1.0614 | 2.1204 | 4.1998 | 6.569 | 3110.2587 | 3191.8761 | 3372.3063 | 3720.8913
1 | 16 | 7 | 1743.8576 | 1776.7666 | 1839.6031 | 1943.1386 | 1677.6445 | 1721.1357 | 1819.0476 | 2001.2054 | -42.9862 | -87.0734 | -169.6686 | -262.2725 | 68.7999 | 107.0082 | 184.7638 | 324.5821 | 36.0855 | 61.8294 | 116.4822 | 191.4374 | -0.0029378 | -0.0033719 | -0.0043111 | -0.005539 | 0.14116 | 0.53891 | 1.0405 | 1.6945 | 3483.5396 | 3580.2019 | 3791.2643 | 4199.7799
1 | 16 | 8 | 1687.9984 | 1718.0609 | 1773.8058 | 1865.5094 | 1958.3536 | 2009.1218 | 2123.4168 | 2336.0538 | -49.2036 | -99.7486 | -196.0093 | -304.6164 | 117.5911 | 178.7507 | 293.7196 | 507.8316 | 42.1794 | 71.7089 | 134.2573 | 222.5483 | -129.0915 | -147.2343 | -187.3412 | -243.4064 | -0.53207 | -0.74743 | -0.86458 | -2.5173 | 3627.2953 | 3729.912 | 3940.9844 | 4381.403
1 | 16 | 9 | 1578.0283 | 1604.1837 | 1652.3466 | 1725.1079 | 2210.947 | 2268.2634 | 2397.3004 | 2637.3639 | -53.0586 | -104.2897 | -199.1368 | -307.7771 | 170.1097 | 254.1348 | 416.2753 | 715.5428 | 36.8822 | 63.3674 | 119.2168 | 196.9957 | -564.8516 | -649.5451 | -835.8935 | -1086.8331 | 3.5127 | 6.1514 | 15.7356 | 19.7363 | 3381.5698 | 3442.2659 | 3565.8445 | 3900.1363
1 | 16 | 10 | 1516.6837 | 1540.6324 | 1584.126 | 1647.4631 | 2347.9538 | 2408.822 | 2545.855 | 2800.7946 | -54.8419 | -102.7412 | -190.2407 | -291.865 | 191.0961 | 284.2885 | 464.1221 | 798.5 | 27.0058 | 46.5572 | 89.523 | 150.0453 | -1061.8471 | -1219.5382 | -1563.2485 | -2019.269 | 8.171 | 13.971 | 32.5361 | 44.9736 | 2974.2214 | 2971.9916 | 2962.673 | 3130.6427
1 | 16 | 11 | 1470.6687 | 1493.4352 | 1535.791 | 1591.9815 | 2415.6317 | 2478.2544 | 2619.2373 | 2881.5254 | -56.518 | -101.0796 | -182.8701 | -278.3805 | 181.5952 | 273.4309 | 451.1466 | 780.6918 | 18.716 | 33.3362 | 66.2786 | 109.9703 | -1494.3142 | -1714.5498 | -2192.1245 | -2819.9591 | 8.9529 | 15.1178 | 33.1219 | 48.1175 | 2544.7323 | 2477.9451 | 2330.5808 | 2313.9469
1 | 16 | 12 | 1485.3548 | 1508.0031 | 1551.2257 | 1607.1366 | 2447.5316 | 2510.9812 | 2653.8259 | 2919.5776 | -57.2808 | -99.531 | -180.0241 | -271.6383 | 165.4945 | 247.414 | 415.7348 | 719.4215 | 14.6145 | 26.3865 | 52.6676 | 90.3185 | -1656.2498 | -1900.6003 | -2430.2887 | -3125.788 | 5.8093 | 9.592 | 15.2282 | 29.2626 | 2405.2741 | 2302.2455 | 2078.3695 | 1968.2905
1 | 16 | 13 | 1551.5341 | 1575.068 | 1621.8543 | 1680.0787 | 2468.5256 | 2532.5195 | 2676.5894 | 2944.6206 | -57.9364 | -99.531 | -177.1781 | -264.8961 | 157.3991 | 238.5629 | 397.0659 | 691.0113 | 11.2377 | 20.5633 | 42.3762 | 72.0856 | -1662.3156 | -1907.7773 | -2439.6535 | -3137.122 | 2.0333 | 3.7358 | 5.0535 | 13.2062 | 2470.4777 | 2363.1412 | 2126.1077 | 1998.9844
1 | 16 | 14 | 1604.5796 | 1629.2495 | 1678.7528 | 1740.0276 | 2459.4823 | 2523.2417 | 2666.7839 | 2933.8332 | -57.9364 | -98.7567 | -176.1391 | -260.157 | 150.7992 | 227.1689 | 380.3229 | 653.1307 | 9.4842 | 17.6335 | 37.6271 | 63.8929 | -1516.7269 | -1740.9213 | -2226.5852 | -2862.8581 | 0.29589 | 0.4861 | 0.87134 | 3.7788 | 2649.9779 | 2558.1016 | 2361.6337 | 2271.6481
1 | 16 | 15 | 1589.0353 | 1613.69 | 1663.5567 | 1724.0974 | 2430.1084 | 2493.1063 | 2634.9342 | 2898.7941 | -57.3573 | -96.9298 | -173.2931 | -253.4148 | 138.217 | 210.8283 | 352.4795 | 603.043 | 7.5638 | 14.7402 | 32.9403 | 56.0428 | -1224.8697 | -1405.9942 | -1798.1132 | -2311.0056 | 0.40719 | 1.0426 | 0.93629 | 3.4488 | 2883.1046 | 2830.4834 | 2713.4407 | 2721.0057
1 | 16 | 16 | 1508.5165 | 1532.7595 | 1577.3567 | 1639.4479 | 2352.2925 | 2413.2731 | 2550.5594 | 2805.9701 | -56.1225 | -94.9377 | -170.4472 | -248.2509 | 129.205 | 194.8591 | 326.4448 | 551.8741 | 7.5638 | 14.7402 | 32.9403 | 55.1698 | -760.0425 | -873.0826 | -1117.8337 | -1437.6049 | -0.1303 | 0.20852 | -0.28007 | 0.44137 | 3181.2824 | 3187.8201 | 3198.7404 | 3367.0473
1 | 16 | 17 | 1562.3867 | 1589.1521 | 1636.2103 | 1712.7596 | 2201.861 | 2258.9419 | 2387.4486 | 2626.5255 | -55.574 | -94.7725 | -170.1656 | -250.254 | 66.9285 | 97.8373 | 158.7988 | 253.3673 | 9.4842 | 17.6335 | 38.4096 | 65.2101 | -261.8303 | -300.969 | -385.7516 | -496.2178 | -0.67323 | -1.1469 | -1.1122 | -3.0074 | 3522.5828 | 3566.6764 | 3663.8379 | 3908.3832
1 | 16 | 18 | 1726.1597 | 1757.1353 | 1813.1116 | 1905.1785 | 2145.5582 | 2201.1795 | 2326.4002 | 2559.3638 | -56.2602 | -99.3658 | -180.0241 | -266.4745 | 75.024 | 108.1584 | 170.98 | 270.043 | 15.6649 | 28.6205 | 58.8463 | 98.2703 | -0.0029378 | -0.0033719 | -0.0043111 | -0.005539 | -5.584 | -9.7139 | -19.8786 | -31.7187 | 3900.5597 | 3986.0107 | 4169.4311 | 4534.6569
1 | 16 | 19 | 2009.1293 | 2046.6606 | 2118.3948 | 2237.7424 | 1959.193 | 2009.983 | 2124.3269 | 2337.0551 | -55.4975 | -101.0796 | -187.3181 | -279.959 | 92.0125 | 130.9464 | 197.9785 | 304.0353 | 22.3316 | 39.8918 | 80.1386 | 133.9649 | -0.0029378 | -0.0033719 | -0.0043111 | -0.005539 | -7.3431 | -12.8336 | -25.1959 | -40.656 | 4019.8228 | 4113.5654 | 4308.3204 | 4692.1771
1 | 16 | 20 | 2108.3558 | 2148.8779 | 2228.3476 | 2359.245 | 1788.2851 | 1834.6445 | 1939.0137 | 2133.1848 | -53.2422 | -99.0874 | -185.5111 | -277.2229 | 98.6123 | 137.9149 | 207.4397 | 312.3732 | 26.6868 | 47.2531 | 93.7495 | 156.7815 | -0.0029378 | -0.0033719 | -0.0043111 | -0.005539 | -8.6651 | -15.0582 | -29.6041 | -45.8508 | 3960.0298 | 4054.5413 | 4253.431 | 4638.5052
1 | 16 | 21 | 2131.1413 | 2172.8357 | 2256.0663 | 2392.0414 | 1630.7139 | 1672.9884 | 1768.1613 | 1945.2234 | -50.4078 | -94.381 | -176.1286 | -265.3168 | 108.1132 | 149.9949 | 227.7809 | 331.2434 | 26.1141 | 46.1266 | 91.7973 | 153.4134 | -0.0029378 | -0.0033719 | -0.0043111 | -0.005539 | -6.8952 | -11.3049 | -22.0623 | -33.4424 | 3838.7766 | 3936.2563 | 4145.6107 | 4523.1569
1 | 16 | 22 | 2080.1352 | 2121.3738 | 2202.4782 | 2340.2964 | 1455.3936 | 1493.1231 | 1578.0639 | 1736.0898 | -46.3692 | -86.1339 | -159.9279 | -238.8851 | 193.119 | 271.1768 | 414.974 | 611.3809 | 22.7374 | 40.3034 | 80.7965 | 135.0788 | -0.0029378 | -0.0033719 | -0.0043111 | -0.005539 | -3.1544 | -5.3173 | -11.088 | -16.8542 | 3701.8587 | 3834.5226 | 4105.2923 | 4567.1011
1 | 16 | 23 | 1952.0882 | 1991.4058 | 2067.41 | 2201.0612 | 1295.8932 | 1329.4878 | 1405.1197 | 1545.8271 | -40.7309 | -75.1725 | -138.3168 | -208.0224 | 212.1208 | 292.7682 | 440.1305 | 643.1086 | 20.1003 | 35.4239 | 71.1007 | 117.9597 | -0.0029378 | -0.0033719 | -0.0043111 | -0.005539 | 0.26332 | 0.33986 | -0.97823 | -0.92869 | 3439.732 | 3574.2498 | 3844.4616 | 4299
1 | 16 | 24 | 1845.0989 | 1882.976 | 1954.4174 | 2085.7795 | 1165.4385 | 1195.6512 | 1263.6694 | 1390.2121 | -35.0927 | -64.0459 | -116.4242 | -174.8485 | 317.1293 | 425.2719 | 617.8148 | 889.823 | 15.8319 | 27.9246 | 56.0602 | 92.7496 | -0.0029378 | -0.0033719 | -0.0043111 | -0.005539 | 2.9725 | 4.8326 | 7.1034 | 11.7178 | 3311.3754 | 3472.6069 | 3782.6367 | 4295.428
1 | 17 | 1 | 1785.7777 | 1823.2053 | 1892.3482 | 2022.6972 | 1087.2123 | 1115.3971 | 1178.8498 | 1296.8988 | -31.6026 | -55.9641 | -103.6326 | -151.1528 | 305.2585 | 408.854 | 598.8098 | 882.818 | 12.861 | 23.2089 | 47.2092 | 77.9224 | -0.0029378 | -0.0033719 | -0.0043111 | -0.005539 | 6.412 | 10.6021 | 18.9639 | 29.0649 | 3165.9158 | 3325.3 | 3632.5441 | 4158.2429
1 | 17 | 2 | 1718.5118 | 1754.5703 | 1821.1825 | 1947.3753 | 1062.256 | 1089.7938 | 1151.79 | 1267.1292 | -29.5309 | -50.4834 | -89.802 | -130.1931 | 219.7695 | 294.7386 | 439.8785 | 656.106 | 8.6726 | 15.8477 | 33.5983 | 55.1057 | -0.0029378 | -0.0033719 | -0.0043111 | -0.005539 | 5.2908 | 8.6035 | 15.2255 | 23.0974 | 2984.9668 | 3113.0671 | 3371.8685 | 3818.6149
1 | 17 | 3 | 1681.877 | 1717.4243 | 1782.0765 | 1906.6415 | 1053.9401 | 1081.2624 | 1142.7733 | 1257.2095 | -28.7682 | -48.6565 | -86.956 | -125.0293 | 135.686 | 188.4013 | 291.2025 | 443.314 | 7.5638 | 14.4558 | 30.8636 | 50.5221 | -0.0029378 | -0.0033719 | -0.0043111 | -0.005539 | 3.9416 | 6.735 | 11.962 | 17.9026 | 2854.2374 | 2959.619 | 3171.9176 | 3550.5549
1 | 17 | 4 | 1654.0895 | 1689.1007 | 1751.7645 | 1873.7571 | 1082.4242 | 1110.4848 | 1173.6581 | 1291.1872 | -28.7682 | -49.7091 | -86.956 | -129.7684 | 81.7906 | 118.005 | 194.4279 | 310.1709 | 8.5057 | 15.1517 | 32.9512 | 52.7123 | -0.0029378 | -0.0033719 | -0.0043111 | -0.005539 | 2.0224 | 3.4501 | 6.4945 | 9.5778 | 2800.0611 | 2886.4799 | 3072.3359 | 3407.6313
1 | 17 | 5 | 1660.4345 | 1694.8468 | 1757.3649 | 1876.3025 | 1182.9526 | 1213.6194 | 1282.6598 | 1411.1042 | -30.475 | -53.9719 | -97.6591 | -143.9859 | 50.197 | 75.6321 | 136.0389 | 234.41 | 11.8824 | 20.9749 | 43.8897 | 70.9452 | -0.0029378 | -0.0033719 | -0.0043111 | -0.005539 | 0.92569 | 1.6858 | 3.0686 | 4.5432 | 2875.9142 | 2952.7837 | 3125.3585 | 3453.3136
1 | 17 | 6 | 1711.8605 | 1745.8985 | 1809.0323 | 1923.498 | 1378.5676 | 1414.3055 | 1494.7625 | 1644.4466 | -34.8785 | -66.0381 | -124.2813 | -188.3329 | 43.5971 | 68.6637 | 127.963 | 227.6958 | 21.2811 | 37.0892 | 72.5412 | 117.9973 | -0.0029378 | -0.0033719 | -0.0043111 | -0.005539 | 1.0614 | 2.1204 | 4.1998 | 6.569 | 3121.4863 | 3202.0358 | 3384.2131 | 3731.8683
1 | 17 | 7 | 1754.6081 | 1787.7244 | 1850.241 | 1956.3795 | 1676.6297 | 1720.0945 | 1817.9473 | 1999.9948 | -42.3306 | -85.0813 | -166.2595 | -252.7942 | 68.7999 | 107.0082 | 184.7638 | 324.5821 | 34.2954 | 58.6517 | 110.8261 | 182.1684 | -0.0029378 | -0.0033719 | -0.0043111 | -0.005539 | 0.14116 | 0.53891 | 1.0405 | 1.6945 | 3492.1407 | 3588.9331 | 3798.5547 | 4212.0196
1 | 17 | 8 | 1703.9927 | 1734.5954 | 1791.4748 | 1883.7652 | 1950.8853 | 2001.4599 | 2115.319 | 2327.1451 | -48.548 | -99.5833 | -194.2023 | -299.8773 | 117.5911 | 178.7507 | 293.7196 | 507.8316 | 41.0705 | 69.923 | 131.3358 | 217.8631 | -114.7138 | -130.7462 | -165.9793 | -214.6551 | -0.53207 | -0.74743 | -0.86458 | -2.5173 | 3649.7457 | 3753.6522 | 3970.803 | 4419.5552
1 | 17 | 9 | 1595.1098 | 1621.5955 | 1670.1032 | 1744.7375 | 2209.2429 | 2266.5151 | 2395.4527 | 2635.3311 | -52.5865 | -104.2897 | -202.2643 | -312.0915 | 170.1097 | 254.1348 | 416.2753 | 715.5428 | 38.5054 | 66.2973 | 123.779 | 204.9851 | -586.2919 | -672.2784 | -859.8112 | -1109.6714 | 3.5127 | 6.1514 | 15.7356 | 19.7363 | 3377.6021 | 3438.126 | 3559.2703 | 3898.57
1 | 17 | 10 | 1531.1528 | 1555.3207 | 1601.2845 | 1663.8906 | 2349.6703 | 2410.583 | 2547.7162 | 2802.8422 | -54.9184 | -104.4028 | -198.0212 | -301.3433 | 191.0961 | 284.2885 | 464.1221 | 798.5 | 30.3825 | 52.3804 | 99.8767 | 165.1134 | -1090.9203 | -1251.7464 | -1601.3031 | -2062.8602 | 8.171 | 13.971 | 32.5361 | 44.9736 | 2964.6341 | 2960.3942 | 2946.2112 | 3111.1163
1 | 17 | 11 | 1538.5303 | 1562.3544 | 1607.7111 | 1668.122 | 2424.8373 | 2487.6986 | 2629.2188 | 2892.5064 | -56.5946 | -102.8543 | -193.5732 | -287.4341 | 181.5952 | 273.4309 | 451.1466 | 780.6918 | 22.4985 | 39.6075 | 76.6323 | 128.1017 | -1446.4383 | -1660.1055 | -2124.1956 | -2735.7234 | 8.9529 | 15.1178 | 33.1219 | 48.1175 | 2673.3813 | 2615.2495 | 2480.0619 | 2494.3818
1 | 17 | 12 | 1531.451 | 1554.7819 | 1599.5149 | 1657.7749 | 2466.7503 | 2530.6982 | 2674.6646 | 2942.503 | -58.3778 | -102.9674 | -187.8046 | -281.0002 | 165.4945 | 247.414 | 415.7348 | 719.4215 | 16.9624 | 30.1585 | 60.0268 | 101.676 | -1642.0427 | -1884.3307 | -2409.5345 | -3098.8679 | 5.8093 | 9.592 | 15.2282 | 29.2626 | 2486.0471 | 2385.3465 | 2167.8302 | 2070.7699
1 | 17 | 13 | 1532.4556 | 1555.7927 | 1600.0974 | 1657.4524 | 2493.3037 | 2557.94 | 2703.456 | 2974.1776 | -59.4749 | -102.3062 | -183.3566 | -271.8302 | 157.3991 | 238.5629 | 397.0659 | 691.0113 | 11.4047 | 21.6898 | 44.9863 | 75.1488 | -1655.5394 | -1899.8415 | -2429.1405 | -3123.0283 | 2.0333 | 3.7358 | 5.0535 | 13.2062 | 2481.5821 | 2375.5734 | 2138.1621 | 2016.1378
1 | 17 | 14 | 1527.792 | 1551.179 | 1595.6274 | 1651.2462 | 2502.9368 | 2567.8228 | 2713.9011 | 2985.6687 | -60.572 | -102.2541 | -183.843 | -269.7108 | 150.7992 | 227.1689 | 380.3229 | 653.1307 | 9.2454 | 17.2219 | 37.3672 | 63.3471 | -1527.8339 | -1753.3324 | -2241.6048 | -2881.0026 | 0.29589 | 0.4861 | 0.87134 | 3.7788 | 2602.6635 | 2508.2922 | 2302.6421 | 2206.458
1 | 17 | 15 | 1521.5009 | 1544.6514 | 1588.5887 | 1645.1431 | 2481.2874 | 2545.6121 | 2690.4269 | 2959.8438 | -60.6485 | -101.3146 | -179.6765 | -264.8553 | 138.217 | 210.8283 | 352.4795 | 603.043 | 6.8472 | 13.3592 | 31.2508 | 52.6593 | -1234.7331 | -1417.1611 | -1812.0303 | -2328.5086 | 0.40719 | 1.0426 | 0.93629 | 3.4488 | 2852.878 | 2797.0179 | 2671.9754 | 2670.7741
1 | 17 | 16 | 1422.6599 | 1444.6483 | 1484.6046 | 1539.0441 | 2400.4163 | 2462.6445 | 2602.7394 | 2863.3754 | -58.8652 | -98.6003 | -177.8695 | -260.5408 | 129.205 | 194.8591 | 326.4448 | 551.8741 | 7.253 | 14.2013 | 33.4629 | 54.1798 | -785.245 | -902.1799 | -1155.3625 | -1485.93 | -0.1303 | 0.20852 | -0.28007 | 0.44137 | 3115.2937 | 3115.7816 | 3113.7396 | 3262.4439
1 | 17 | 17 | 1544.3191 | 1570.4839 | 1618.1549 | 1690.2338 | 2226.9497 | 2284.681 | 2414.6519 | 2656.4529 | -57.2961 | -98.4872 | -177.6646 | -262.2356 | 66.9285 | 97.8373 | 158.7988 | 253.3673 | 10.6297 | 19.7402 | 43.0341 | 71.5398 | -278.012 | -319.4678 | -409.1066 | -525.6815 | -0.67323 | -1.1469 | -1.1122 | -3.0074 | 3512.8457 | 3553.6404 | 3646.7565 | 3880.6693
1 | 17 | 18 | 1727.2003 | 1757.9378 | 1814.8687 | 1904.3346 | 2158.6745 | 2214.6358 | 2340.622 | 2575.0098 | -57.1431 | -102.08 | -189.1251 | -280.5756 | 75.024 | 108.1584 | 170.98 | 270.043 | 19.1218 | 34.3164 | 70.4428 | 116.4017 | -0.0029378 | -0.0033719 | -0.0043111 | -0.005539 | -5.584 | -9.7139 | -19.8786 | -31.7187 | 3917.2905 | 4003.2512 | 4187.9055 | 4553.4893
1 | 17 | 19 | 2003.3135 | 2040.4122 | 2114.4549 | 2229.7679 | 1969.1067 | 2020.1537 | 2135.0762 | 2348.8808 | -55.9389 | -103.6286 | -193.2917 | -291.7486 | 92.0125 | 130.9464 | 197.9785 | 304.0353 | 26.6868 | 47.2531 | 93.6249 | 154.3881 | -0.0029378 | -0.0033719 | -0.0043111 | -0.005539 | -7.3431 | -12.8336 | -25.1959 | -40.656 | 4027.8346 | 4122.2999 | 4322.6426 | 4704.6619
1 | 17 | 20 | 2117.8854 | 2158.3371 | 2239.7425 | 2369.6695 | 1790.5226 | 1836.9399 | 1941.4398 | 2135.8538 | -52.6631 | -99.9748 | -188.3571 | -284.2734 | 98.6123 | 137.9149 | 207.4397 | 312.3732 | 29.0348 | 50.8789 | 100.3992 | 167.0627 | -0.0029378 | -0.0033719 | -0.0043111 | -0.005539 | -8.6651 | -15.0582 | -29.6041 | -45.8508 | 3974.724 | 4069.0344 | 4271.0558 | 4654.8295
1 | 17 | 21 | 2154.0329 | 2196.128 | 2280.2028 | 2418.0885 | 1632.1768 | 1674.4892 | 1769.7475 | 1946.9684 | -49.7521 | -93.2762 | -172.7195 | -260.5777 | 108.1132 | 149.9949 | 227.7809 | 331.2434 | 25.3025 | 44.7348 | 88.0934 | 146.5379 | -0.0029378 | -0.0033719 | -0.0043111 | -0.005539 | -6.8952 | -11.3049 | -22.0623 | -33.4424 | 3862.9751 | 3960.7624 | 4171.0384 | 4548.8126
1 | 17 | 22 | 2115.6513 | 2157.5131 | 2240.2593 | 2380.8734 | 1454.1563 | 1491.8537 | 1576.7223 | 1734.6138 | -45.683 | -83.3675 | -153.9544 | -231.7181 | 193.119 | 271.1768 | 414.974 | 611.3809 | 20.1722 | 35.9817 | 72.5303 | 121.2262 | -0.0029378 | -0.0033719 | -0.0043111 | -0.005539 | -3.1544 | -5.3173 | -11.088 | -16.8542 | 3734.2585 | 3867.8372 | 4139.4391 | 4599.5164
1 | 17 | 23 | 1988.8086 | 2028.5801 | 2106.0917 | 2242.6228 | 1294.1534 | 1327.7029 | 1403.2333 | 1543.7518 | -40.0447 | -74.233 | -138.0353 | -203.2833 | 212.1208 | 292.7682 | 440.1305 | 643.1086 | 18.4187 | 32.9422 | 66.154 | 109.6654 | -0.0029378 | -0.0033719 | -0.0043111 | -0.005539 | 0.26332 | 0.33986 | -0.97823 | -0.92869 | 3473.7172 | 3608.0969 | 3876.5917 | 4334.9311
1 | 17 | 24 | 1876.033 | 1914.5604 | 1987.9637 | 2120.9069 | 1163.0039 | 1193.1536 | 1261.0297 | 1387.308 | -34.8785 | -63.8807 | -116.1427 | -174.4238 | 317.1293 | 425.2719 | 617.8148 | 889.823 | 15.593 | 27.9246 | 55.9357 | 92.648 | -0.0029378 | -0.0033719 | -0.0043111 | -0.005539 | 2.9725 | 4.8326 | 7.1034 | 11.7178 | 3339.8504 | 3501.859 | 3813.7002 | 4327.9744
1 | 18 | 1 | 1812.6982 | 1850.6121 | 1921.4085 | 2053.3015 | 1086.2871 | 1114.4479 | 1177.8466 | 1295.7951 | -32.1512 | -57.791 | -102.3121 | -153.4641 | 305.2585 | 408.854 | 598.8098 | 882.818 | 13.3971 | 24.1891 | 47.8563 | 80.9856 | -0.0029378 | -0.0033719 | -0.0043111 | -0.005539 | 6.412 | 10.6021 | 18.9639 | 29.0649 | 3191.8987 | 3350.9109 | 3662.5688 | 4188.4954
1 | 18 | 2 | 1749.1695 | 1786.0123 | 1853.9904 | 1982.255 | 1057.9155 | 1085.3408 | 1147.0837 | 1261.9516 | -30.003 | -52.3103 | -91.609 | -134.5075 | 219.7695 | 294.7386 | 439.8785 | 656.106 | 9.89 | 18.3294 | 36.8555 | 62.7526 | -0.0029378 | -0.0033719 | -0.0043111 | -0.005539 | 5.2908 | 8.6035 | 15.2255 | 23.0974 | 3012.0295 | 3140.711 | 3401.4203 | 3851.6494
1 | 18 | 3 | 1687.6734 | 1723.784 | 1788.9825 | 1912.8643 | 1053.3638 | 1080.6711 | 1142.1483 | 1256.522 | -28.7682 | -49.7091 | -85.354 | -127.7653 | 135.686 | 188.4013 | 291.2025 | 443.314 | 7.7307 | 15.1517 | 31.3862 | 52.7123 | -0.0029378 | -0.0033719 | -0.0043111 | -0.005539 | 3.9416 | 6.735 | 11.962 | 17.9026 | 2859.6244 | 2965.0306 | 3180.3233 | 3555.5443
1 | 18 | 4 | 1668.1701 | 1703.6247 | 1767.8603 | 1889.5754 | 1076.4788 | 1104.3853 | 1167.2116 | 1284.0951 | -28.7682 | -50.4834 | -86.956 | -127.7653 | 81.7906 | 118.005 | 194.4279 | 310.1709 | 8.6726 | 15.8477 | 32.1687 | 54.9024 | -0.0029378 | -0.0033719 | -0.0043111 | -0.005539 | 2.0224 | 3.4501 | 6.4945 | 9.5778 | 2808.3633 | 2894.826 | 3081.2028 | 3420.5508
1 | 18 | 5 | 1669.7557 | 1704.9462 | 1768.2215 | 1886.4988 | 1180.5973 | 1211.2031 | 1280.106 | 1408.2946 | -30.5515 | -54.1372 | -96.3385 | -144.4106 | 50.197 | 75.6321 | 136.0389 | 234.41 | 12.4551 | 22.6511 | 44.4123 | 74.2117 | -0.0029378 | -0.0033719 | -0.0043111 | -0.005539 | 0.92569 | 1.6858 | 3.0686 | 4.5432 | 2883.3764 | 2961.9777 | 3135.5045 | 3463.5421
1 | 18 | 6 | 1719.8137 | 1754.4653 | 1818.2853 | 1932.5219 | 1374.2529 | 1409.8789 | 1490.0841 | 1639.2998 | -34.8785 | -67.6997 | -125.8068 | -191.069 | 43.5971 | 68.6637 | 127.963 | 227.6958 | 22.4985 | 39.6075 | 74.4933 | 125.7458 | -0.0029378 | -0.0033719 | -0.0043111 | -0.005539 | 1.0614 | 2.1204 | 4.1998 | 6.569 | 3126.3423 | 3207.0327 | 3389.2144 | 3740.7578
1 | 18 | 7 | 1762.8665 | 1796.2773 | 1859.0741 | 1965.1404 | 1675.4868 | 1718.922 | 1816.708 | 1998.6315 | -42.8791 | -87.0734 | -166.2595 | -257.5333 | 68.7999 | 107.0082 | 184.7638 | 324.5821 | 35.5128 | 60.8491 | 113.5607 | 188.9423 | -0.0029378 | -0.0033719 | -0.0043111 | -0.005539 | 0.14116 | 0.53891 | 1.0405 | 1.6945 | 3499.925 | 3596.5187 | 3808.8832 | 4221.4519
1 | 18 | 8 | 1709.8886 | 1740.412 | 1798.0006 | 1890.391 | 1948.2467 | 1998.7529 | 2112.4579 | 2323.9975 | -49.0965 | -99.5833 | -191.2797 | -300.1856 | 117.5911 | 178.7507 | 293.7196 | 507.8316 | 40.2589 | 69.2271 | 129.1238 | 214.0508 | -120.2882 | -137.1569 | -174.3204 | -225.6747 | -0.53207 | -0.64317 | -0.86458 | -2.5173 | 3646.0686 | 3749.7594 | 3966.8373 | 4407.8933
1 | 18 | 9 | 1608.8104 | 1636.3135 | 1686.2912 | 1760.6444 | 2204.6259 | 2261.7785 | 2390.4465 | 2629.8236 | -53.1351 | -104.2897 | -197.8163 | -307.6607 | 170.1097 | 254.1348 | 416.2753 | 715.5428 | 36.2525 | 62.5253 | 116.8802 | 194.5006 | -597.4451 | -687.0119 | -883.2974 | -1146.0825 | 3.5127 | 7.611 | 15.7356 | 19.7363 | 3372.731 | 3431.0615 | 3544.5152 | 3866.5045
1 | 18 | 10 | 1545.445 | 1569.8162 | 1615.0642 | 1680.1435 | 2353.8727 | 2414.8943 | 2552.2728 | 2807.8551 | -55.9389 | -102.7412 | -188.6387 | -291.7486 | 191.0961 | 284.2885 | 464.1221 | 798.5 | 25.6364 | 44.3232 | 85.3587 | 142.9665 | -1119.7098 | -1284.9313 | -1643.6905 | -2116.9434 | 8.171 | 16.0562 | 32.5361 | 44.9736 | 2948.5724 | 2941.7058 | 2917.0248 | 3065.7466
1 | 18 | 11 | 1557.8567 | 1582.193 | 1627.1025 | 1689.181 | 2437.9832 | 2501.1853 | 2643.4727 | 2908.1877 | -58.1636 | -103.6286 | -185.7161 | -282.5786 | 181.5952 | 273.4309 | 451.1466 | 780.6918 | 18.1799 | 32.119 | 64.0665 | 106.1581 | -1496.4179 | -1716.8899 | -2195.0399 | -2823.8131 | 8.9529 | 16.8903 | 33.1219 | 48.1175 | 2649.9863 | 2585.3 | 2438.1542 | 2425.9444
1 | 18 | 12 | 1504.7629 | 1527.9825 | 1570.3232 | 1627.9538 | 2478.3642 | 2542.6132 | 2687.2573 | 2956.3568 | -59.9469 | -102.8543 | -181.5496 | -276.1447 | 165.4945 | 247.414 | 415.7348 | 719.4215 | 12.6221 | 23.3659 | 47.7209 | 80.5038 | -1664.7951 | -1910.3138 | -2442.5533 | -3141.5929 | 5.8093 | 8.3409 | 15.2282 | 29.2626 | 2442.311 | 2336.5483 | 2112.1616 | 1995.7608
1 | 18 | 13 | 1569.4626 | 1593.7332 | 1638.473 | 1698.047 | 2510.1073 | 2575.1791 | 2721.6759 | 2994.222 | -61.1511 | -104.0722 | -181.8311 | -276.453 | 157.3991 | 238.5629 | 397.0659 | 691.0113 | 10.6297 | 20.1518 | 41.4692 | 72.2095 | -1607.9263 | -1846.22 | -2362.9362 | -3041.0767 | 2.0333 | 2.3804 | 5.0535 | 13.2062 | 2580.5546 | 2479.7152 | 2258.9702 | 2151.1664
1 | 18 | 14 | 1526.7243 | 1550.024 | 1593.1978 | 1650.3598 | 2510.1326 | 2575.2051 | 2721.7033 | 2994.2522 | -62.2482 | -103.2979 | -182.3176 | -276.7613 | 150.7992 | 227.1689 | 380.3229 | 653.1307 | 9.0065 | 17.9178 | 37.2426 | 64.1185 | -1473.1391 | -1691.5008 | -2164.8285 | -2785.5745 | 0.29589 | 0.27758 | 0.87134 | 3.7788 | 2661.5712 | 2575.7946 | 2386.1919 | 2303.3041
1 | 18 | 15 | 1512.1776 | 1535.3976 | 1577.745 | 1633.8496 | 2490.4491 | 2555.0113 | 2700.3608 | 2970.7724 | -62.2482 | -102.5236 | -179.4716 | -272.0222 | 138.217 | 210.8283 | 352.4795 | 603.043 | 7.6588 | 15.4361 | 33.203 | 57.243 | -1160.4368 | -1334.0387 | -1710.4205 | -2202.9634 | 0.40719 | 0.5213 | 0.93629 | 3.4488 | 2926.2246 | 2880.6321 | 2774.8325 | 2793.3712
1 | 18 | 16 | 1464.1558 | 1487.1043 | 1528.4405 | 1585.7282 | 2399.4013 | 2461.6032 | 2601.6389 | 2862.1646 | -60.6791 | -99.8093 | -173.2166 | -264.9716 | 129.205 | 194.8591 | 326.4448 | 551.8741 | 6.8472 | 14.3286 | 31.2508 | 52.6593 | -769.6233 | -884.565 | -1133.6655 | -1459.3278 | -0.1303 | -0.10426 | -0.28007 | 0.44137 | 3169.1766 | 3173.4166 | 3180.6129 | 3328.5682
1 | 18 | 17 | 1521.7639 | 1546.9394 | 1593.709 | 1663.1673 | 2227.2304 | 2284.969 | 2414.9563 | 2656.7878 | -59.0029 | -99.6441 | -174.5371 | -266.9747 | 66.9285 | 97.8373 | 158.7988 | 253.3673 | 10.4628 | 20.1518 | 41.4692 | 70.8923 | -272.0268 | -312.7755 | -400.8322 | -515.1279 | -0.67323 | -0.72983 | -1.1122 | -3.0074 | 3494.6826 | 3536.748 | 3632.4518 | 3859.1047
1 | 18 | 18 | 1709.7613 | 1739.3566 | 1797.1178 | 1884.9077 | 2160.0626 | 2216.0599 | 2342.1271 | 2576.6655 | -57.9058 | -102.08 | -183.075 | -273.8333 | 75.024 | 108.1584 | 170.98 | 270.043 | 16.5566 | 30.7272 | 61.979 | 104.3967 | -0.0029378 | -0.0033719 | -0.0043111 | -0.005539 | -5.584 | -9.8181 | -19.8786 | -31.7187 | 3897.9117 | 3982.4006 | 4169.246 | 4530.4554
1 | 18 | 19 | 1974.136 | 2009.8968 | 2082.1418 | 2196.7696 | 1966.6499 | 2017.6332 | 2132.4123 | 2345.9501 | -55.4669 | -103.6286 | -188.8436 | -285.0064 | 92.0125 | 130.9464 | 197.9785 | 304.0353 | 24.6578 | 44.3232 | 86.5284 | 146.0938 | -0.0029378 | -0.0033719 | -0.0043111 | -0.005539 | -7.3431 | -13.0421 | -25.1959 | -40.656 | 3994.6433 | 4086.1256 | 4285.0171 | 4667.1808
1 | 18 | 20 | 2087.0703 | 2126.2269 | 2205.6931 | 2334.615 | 1789.6845 | 1836.0801 | 1940.5311 | 2134.8541 | -53.2116 | -101.6364 | -187.0366 | -284.2734 | 98.6123 | 137.9149 | 207.4397 | 312.3732 | 28.4621 | 50.8789 | 98.1872 | 165.6439 | -0.0029378 | -0.0033719 | -0.0043111 | -0.005539 | -8.6651 | -15.0582 | -29.6041 | -45.8508 | 3941.9495 | 4034.4027 | 4235.206 | 4617.3564
1 | 18 | 21 | 2114.1779 | 2155.1003 | 2237.2032 | 2372.8704 | 1632.6691 | 1674.9943 | 1770.2814 | 1947.5557 | -50.3007 | -95.9905 | -175.847 | -265.3168 | 108.1132 | 149.9949 | 227.7809 | 331.2434 | 26.6868 | 47.949 | 92.6556 | 155.1594 | -0.0029378 | -0.0033719 | -0.0043111 | -0.005539 | -6.8952 | -11.7219 | -22.0623 | -33.4424 | 3824.4482 | 3920.3227 | 4130.0074 | 4508.0643
1 | 18 | 22 | 2072.2569 | 2113.4837 | 2194.1496 | 2331.6104 | 1453.6845 | 1491.3697 | 1576.2107 | 1734.051 | -46.9177 | -87.6303 | -159.9279 | -239.1934 | 193.119 | 271.1768 | 414.974 | 611.3809 | 22.9043 | 41.2837 | 80.412 | 135.7485 | -0.0029378 | -0.0033719 | -0.0043111 | -0.005539 | -3.1544 | -5.7343 | -11.088 | -16.8542 | 3691.8897 | 3823.9458 | 4094.7261 | 4556.7378
1 | 18 | 23 | 1955.9776 | 1995.4327 | 2071.5378 | 2205.8692 | 1294.8732 | 1328.4414 | 1404.0138 | 1544.6104 | -40.5933 | -75.8947 | -138.0353 | -205.5947 | 212.1208 | 292.7682 | 440.1305 | 643.1086 | 18.716 | 34.0321 | 67.4591 | 111.8556 | -0.0029378 | -0.0033719 | -0.0043111 | -0.005539 | 0.26332 | -0.077181 | -0.97823 | -0.92869 | 3441.3547 | 3574.6992 | 3844.1234 | 4298.915
1 | 18 | 24 | 1860.131 | 1898.5223 | 1970.568 | 2103.296 | 1164.093 | 1194.2709 | 1262.2106 | 1388.6072 | -35.427 | -66.7602 | -120.7957 | -179.1629 | 317.1293 | 425.2719 | 617.8148 | 889.823 | 16.9624 | 30.8545 | 60.6225 | 100.3964 | -0.0029378 | -0.0033719 | -0.0043111 | -0.005539 | 2.9725 | 4.624 | 7.1034 | 11.7178 | 3325.8584 | 3486.78 | 3797.5192 | 4314.672
1 | 19 | 1 | 1786.731 | 1823.7819 | 1893.0599 | 2023.8861 | 1088.4616 | 1116.6788 | 1180.2044 | 1298.389 | -31.6026 | -56.7383 | -99.1845 | -146.4136 | 305.2585 | 408.854 | 598.8098 | 882.818 | 11.2377 | 20.5633 | 41.0197 | 68.755 | -0.0029378 | -0.0033719 | -0.0043111 | -0.005539 | 6.412 | 10.6021 | 18.9639 | 29.0649 | 3166.4951 | 3323.7384 | 3632.8689 | 4156.4939
1 | 19 | 2 | 1716.3355 | 1752.1648 | 1818.6351 | 1944.9538 | 1062.7133 | 1090.263 | 1152.2859 | 1267.6748 | -30.003 | -52.3103 | -90.0835 | -129.7684 | 219.7695 | 294.7386 | 439.8785 | 656.106 | 7.9696 | 15.4361 | 31.5107 | 52.7123 | -0.0029378 | -0.0033719 | -0.0043111 | -0.005539 | 5.2908 | 8.6035 | 15.2255 | 23.0974 | 2982.0728 | 3108.8924 | 3367.448 | 3814.7702
1 | 19 | 3 | 1675.3357 | 1710.4369 | 1775.1803 | 1898.9458 | 1055.1887 | 1082.5433 | 1144.127 | 1258.6989 | -28.7682 | -50.6487 | -86.956 | -127.457 | 135.686 | 188.4013 | 291.2025 | 443.314 | 7.9696 | 15.1517 | 31.3862 | 51.8392 | -0.0029378 | -0.0033719 | -0.0043111 | -0.005539 | 3.9416 | 6.735 | 11.962 | 17.9026 | 2849.3504 | 2952.6163 | 3166.8978 | 3543.2379
1 | 19 | 4 | 1650.6845 | 1685.275 | 1748.4892 | 1869.676 | 1081.0145 | 1109.0386 | 1172.1296 | 1289.5056 | -28.7682 | -50.6487 | -88.4815 | -129.7684 | 81.7906 | 118.005 | 194.4279 | 310.1709 | 8.9115 | 15.8477 | 33.5983 | 55.1057 | -0.0029378 | -0.0033719 | -0.0043111 | -0.005539 | 2.0224 | 3.4501 | 6.4945 | 9.5778 | 2795.6523 | 2880.9644 | 3066.6537 | 3404.2621
1 | 19 | 5 | 1650.9966 | 1685.2723 | 1747.9774 | 1865.3097 | 1180.4052 | 1211.0059 | 1279.8976 | 1408.0654 | -30.475 | -54.3024 | -96.3385 | -141.6745 | 50.197 | 75.6321 | 136.0389 | 234.41 | 11.4766 | 20.9749 | 41.8022 | 70.0722 | -0.0029378 | -0.0033719 | -0.0043111 | -0.005539 | 0.92569 | 1.6858 | 3.0686 | 4.5432 | 2863.5231 | 2940.2652 | 3112.4419 | 3440.7204
1 | 19 | 6 | 1685.4272 | 1718.8734 | 1781.1142 | 1893.5123 | 1381.332 | 1417.1416 | 1497.7599 | 1647.7442 | -35.0927 | -66.0381 | -119.8333 | -182.0154 | 43.5971 | 68.6637 | 127.963 | 227.6958 | 19.5276 | 34.4437 | 66.4139 | 109.0333 | -0.0029378 | -0.0033719 | -0.0043111 | -0.005539 | 1.0614 | 2.1204 | 4.1998 | 6.569 | 3095.8497 | 3175.2013 | 3357.6132 | 3702.5337
1 | 19 | 7 | 1733.453 | 1765.8679 | 1827.4441 | 1931.8766 | 1673.5299 | 1716.9144 | 1814.5862 | 1996.2972 | -41.8586 | -84.4723 | -158.9655 | -246.052 | 68.7999 | 107.0082 | 184.7638 | 324.5821 | 32.136 | 55.7218 | 104.6989 | 172.1281 | -0.0029378 | -0.0033719 | -0.0043111 | -0.005539 | 0.14116 | 0.53891 | 1.0405 | 1.6945 | 3466.1986 | 3561.5756 | 3773.5636 | 4180.5209
1 | 19 | 8 | 1673.9792 | 1703.6904 | 1759.2704 | 1849.8203 | 1950.0175 | 2000.5696 | 2114.378 | 2326.1099 | -48.4409 | -98.0348 | -188.4337 | -290.7073 | 117.5911 | 178.7507 | 293.7196 | 507.8316 | 38.0996 | 65.6013 | 122.474 | 201.8203 | -93.0867 | -105.9476 | -133.8743 | -171.5429 | -0.53207 | -0.64317 | -0.86458 | -2.5173 | 3637.6278 | 3743.9865 | 3966.6694 | 4420.8144
1 | 19 | 9 | 1588.3241 | 1614.5391 | 1663.7258 | 1738.3297 | 2195.3881 | 2252.3011 | 2380.43 | 2618.8041 | -52.3724 | -103.5155 | -196.2142 | -298.1825 | 170.1097 | 254.1348 | 416.2753 | 715.5428 | 34.7012 | 59.6319 | 112.1826 | 185.8791 | -508.1132 | -583.9379 | -747.1853 | -957.493 | 3.5127 | 7.611 | 15.7356 | 19.7363 | 3431.5502 | 3500.7646 | 3644.9498 | 4022.6164
1 | 19 | 10 | 1522.5484 | 1546.4821 | 1591.9774 | 1654.9389 | 2343.5332 | 2404.2868 | 2541.0619 | 2795.5215 | -54.9184 | -103.6286 | -190.4457 | -287.4341 | 191.0961 | 284.2885 | 464.1221 | 798.5 | 25.0636 | 44.3232 | 84.8362 | 140.7763 | -920.3519 | -1057.7406 | -1353.3004 | -1733.1269 | 8.171 | 16.0562 | 32.5361 | 44.9736 | 3115.142 | 3134.0676 | 3170.7876 | 3414.1493
1 | 19 | 11 | 1486.5031 | 1508.8846 | 1552.4319 | 1609.932 | 2431.7967 | 2494.8385 | 2636.7648 | 2900.808 | -57.3573 | -105.5686 | -190.9321 | -285.7394 | 181.5952 | 273.4309 | 451.1466 | 780.6918 | 20.3392 | 36.962 | 71.7478 | 119.036 | -1104.0995 | -1268.2386 | -1619.855 | -2067.8644 | 8.9529 | 16.8903 | 33.1219 | 48.1175 | 2967.7303 | 2957.1991 | 2934.4259 | 3104.9816
1 | 19 | 12 | 1507.1085 | 1529.2657 | 1574.2435 | 1631.3757 | 2467.4132 | 2531.3783 | 2675.3833 | 2943.2937 | -59.11 | -105.8469 | -189.6116 | -284.4693 | 165.4945 | 247.414 | 415.7348 | 719.4215 | 17.3682 | 31.4231 | 61.979 | 103.8662 | -1298.9436 | -1491.1711 | -1903.5357 | -2431.0878 | 5.8093 | 8.3409 | 15.2282 | 29.2626 | 2805.1402 | 2750.8039 | 2649.4215 | 2711.6627
1 | 19 | 13 | 1487.3662 | 1508.5669 | 1552.7782 | 1606.4864 | 2503.0233 | 2567.9115 | 2713.9948 | 2985.7717 | -59.8727 | -106.0122 | -186.9706 | -282.8909 | 157.3991 | 238.5629 | 397.0659 | 691.0113 | 14.7814 | 26.9552 | 54.2353 | 92.0646 | -1334.4849 | -1531.9726 | -1955.727 | -2498.7443 | 2.0333 | 2.3804 | 5.0535 | 13.2062 | 2770.2455 | 2706.392 | 2580.4301 | 2606.9052
1 | 19 | 14 | 1510.7317 | 1532.5361 | 1577.6918 | 1633.0674 | 2503.2808 | 2568.1757 | 2714.2741 | 2986.079 | -59.8727 | -103.411 | -180.7155 | -271.4095 | 150.7992 | 227.1689 | 380.3229 | 653.1307 | 10.2958 | 19.3286 | 40.6867 | 69.3496 | -1496.9717 | -1717.8478 | -2195.1287 | -2817.1701 | 0.29589 | 0.27758 | 0.87134 | 3.7788 | 2618.559 | 2526.228 | 2338.0025 | 2256.8259
1 | 19 | 15 | 1476.7074 | 1497.8586 | 1540.945 | 1595.4214 | 2479.922 | 2544.2113 | 2688.9464 | 2958.215 | -58.8522 | -100.5315 | -176.2675 | -262.3559 | 138.217 | 210.8283 | 352.4795 | 603.043 | 8.6726 | 16.1144 | 35.1551 | 60.1823 | -1211.9392 | -1392.3237 | -1782.975 | -2293.3773 | 0.40719 | 0.5213 | 0.93629 | 3.4488 | 2833.1348 | 2776.6787 | 2659.2198 | 2664.5773
1 | 19 | 16 | 1434.8316 | 1456.9926 | 1497.2516 | 1552.979 | 2395.6093 | 2457.7129 | 2597.5272 | 2857.6412 | -56.704 | -98.8698 | -171.6145 | -255.3054 | 129.205 | 194.8591 | 326.4448 | 551.8741 | 8.8395 | 16.8103 | 35.9376 | 61.4994 | -759.4559 | -872.3606 | -1115.8951 | -1431.5308 | -0.1303 | -0.10426 | -0.28007 | 0.44137 | 3152.1953 | 3155.0402 | 3169.3716 | 3337.5989
1 | 19 | 17 | 1499.9787 | 1526.0654 | 1570.1389 | 1638.3769 | 2219.8626 | 2277.4101 | 2406.9674 | 2647.9989 | -55.3927 | -97.9825 | -174.2556 | -256.5755 | 66.9285 | 97.8373 | 158.7988 | 253.3673 | 12.4551 | 23.3659 | 48.2435 | 79.8341 | -268.347 | -308.2404 | -394.0585 | -504.3737 | -0.67323 | -0.72983 | -1.1122 | -3.0074 | 3474.812 | 3517.7261 | 3614.7225 | 3855.6205
1 | 19 | 18 | 1686.2351 | 1716.6982 | 1770.7168 | 1857.2458 | 2149.698 | 2205.4267 | 2330.889 | 2564.3021 | -55.102 | -102.08 | -181.5496 | -269.2106 | 75.024 | 108.1584 | 170.98 | 270.043 | 18.0129 | 33.3362 | 67.4482 | 110.945 | -0.0029378 | -0.0033719 | -0.0043111 | -0.005539 | -5.584 | -9.8181 | -19.8786 | -31.7187 | 3868.2811 | 3951.7179 | 4138.6016 | 4501.6011
1 | 19 | 19 | 1904.4384 | 1940.3964 | 2008.0957 | 2117.4443 | 1957.8362 | 2008.591 | 2122.8558 | 2335.4366 | -53.7907 | -101.0274 | -182.8701 | -268.0529 | 92.0125 | 130.9464 | 197.9785 | 304.0353 | 21.6285 | 39.8918 | 79.2315 | 130.6984 | -0.0029378 | -0.0033719 | -0.0043111 | -0.005539 | -7.3431 | -13.0421 | -25.1959 | -40.656 | 3914.7789 | 4005.7529 | 4200.0911 | 4578.9001
1 | 19 | 20 | 2012.237 | 2051.3231 | 2126.2853 | 2249.6036 | 1782.2332 | 1828.4357 | 1932.4518 | 2125.9657 | -50.4078 | -96.321 | -173.206 | -258.1499 | 98.6123 | 137.9149 | 207.4397 | 312.3732 | 21.9258 | 40.3034 | 80.014 | 132.8886 | -0.0029378 | -0.0033719 | -0.0043111 | -0.005539 | -8.6651 | -15.0582 | -29.6041 | -45.8508 | 3855.9324 | 3946.5946 | 4143.3764 | 4516.8248
1 | 19 | 21 | 2057.145 | 2098.0149 | 2176.5623 | 2308.1315 | 1626.0278 | 1668.1808 | 1763.0802 | 1939.6335 | -48.1525 | -91.7277 | -163.8234 | -241.6211 | 108.1132 | 149.9949 | 227.7809 | 331.2434 | 20.578 | 37.3736 | 75.0673 | 123.7213 | -0.0029378 | -0.0033719 | -0.0043111 | -0.005539 | -6.8952 | -11.7219 | -22.0623 | -33.4424 | 3756.8135 | 3850.1112 | 4056.6006 | 4427.6606
1 | 19 | 22 | 2053.5128 | 2094.2622 | 2174.1379 | 2310.2431 | 1451.2977 | 1488.921 | 1573.6228 | 1731.2039 | -45.2109 | -84.4201 | -151.3134 | -222.6646 | 193.119 | 271.1768 | 414.974 | 611.3809 | 18.4187 | 33.7478 | 68.1062 | 112.1605 | -0.0029378 | -0.0033719 | -0.0043111 | -0.005539 | -3.1544 | -5.7343 | -11.088 | -16.8542 | 3667.98 | 3797.95 | 4068.4351 | 4525.4641
1 | 19 | 23 | 1966.147 | 2005.5362 | 2082.2688 | 2217.2036 | 1296.025 | 1329.623 | 1405.2626 | 1545.9843 | -40.0447 | -76.0599 | -135.3943 | -200.8555 | 212.1208 | 292.7682 | 440.1305 | 643.1086 | 17.846 | 32.2463 | 64.849 | 106.5006 | -0.0029378 | -0.0033719 | -0.0043111 | -0.005539 | 0.26332 | -0.077181 | -0.97823 | -0.92869 | 3452.3544 | 3584.0332 | 3856.1341 | 4311.0074
1 | 19 | 24 | 1858.3723 | 1896.5475 | 1968.4887 | 2101.3356 | 1163.9024 | 1194.0753 | 1262.0039 | 1388.3798 | -35.6412 | -65.0985 | -115.1037 | -169.6847 | 315.325 | 420.8463 | 605.6335 | 862.545 | 14.0417 | 25.6906 | 51.1135 | 86.2167 | -0.0029378 | -0.0033719 | -0.0043111 | -0.005539 | 2.9725 | 4.624 | 7.1034 | 11.7178 | 3318.9699 | 3476.6819 | 3779.235 | 4280.5047
1 | 20 | 1 | 1788.3198 | 1825.8377 | 1895.7291 | 2026.8211 | 1072.4465 | 1100.2485 | 1162.8394 | 1279.2851 | -32.2583 | -59.0089 | -104.4006 | -155.8919 | 273.6648 | 365.1348 | 528.7801 | 766.9915 | 12.861 | 23.4932 | 46.5513 | 77.9224 | -0.0029378 | -0.0033719 | -0.0043111 | -0.005539 | 6.412 | 10.6021 | 18.9639 | 29.0649 | 3121.4428 | 3266.3041 | 3548.4589 | 4024.1875
1 | 20 | 2 | 1706.9215 | 1742.8652 | 1808.9744 | 1935.137 | 1048.6646 | 1075.8501 | 1137.053 | 1250.9165 | -31.1306 | -54.4155 | -93.6975 | -139.6714 | 232.9691 | 310.0217 | 450.928 | 648.9004 | 9.7231 | 17.6335 | 36.98 | 61.0065 | -0.0029378 | -0.0033719 | -0.0043111 | -0.005539 | 5.2908 | 8.6035 | 15.2255 | 23.0974 | 2972.4356 | 3100.5551 | 3355.4591 | 3779.3808
1 | 20 | 3 | 1648.2624 | 1683.2496 | 1746.6753 | 1868.8027 | 1040.5417 | 1067.5166 | 1128.2455 | 1241.227 | -29.5309 | -51.7013 | -90.57 | -134.5075 | 157.3799 | 214.9547 | 315.2273 | 464.5185 | 8.9115 | 16.6532 | 34.2454 | 58.7147 | -0.0029378 | -0.0033719 | -0.0043111 | -0.005539 | 3.9416 | 6.735 | 11.962 | 17.9026 | 2829.5033 | 2937.4045 | 3145.7813 | 3516.6525
1 | 20 | 4 | 1591.1848 | 1624.7393 | 1685.3419 | 1803.6555 | 1053.1133 | 1080.4141 | 1141.8767 | 1256.2232 | -28.9824 | -50.7617 | -90.57 | -130.1931 | 103.0857 | 142.1393 | 217.6586 | 327.4874 | 8.9115 | 16.132 | 32.8158 | 56.4229 | -0.0029378 | -0.0033719 | -0.0043111 | -0.005539 | 2.0224 | 3.4501 | 6.4945 | 9.5778 | 2729.3323 | 2816.1097 | 2993.6132 | 3323.1681
1 | 20 | 5 | 1552.9235 | 1585.5731 | 1643.9722 | 1757.5055 | 1107.835 | 1136.5544 | 1201.2107 | 1321.4989 | -30.003 | -52.7539 | -93.6975 | -139.6714 | 67.0954 | 96.4137 | 153.576 | 236.6745 | 10.5347 | 19.0253 | 38.2851 | 64.5139 | -0.0029378 | -0.0033719 | -0.0043111 | -0.005539 | 0.92569 | 1.6858 | 3.0686 | 4.5432 | 2709.3084 | 2786.495 | 2946.4109 | 3245.059
1 | 20 | 6 | 1539.0332 | 1570.8328 | 1627.6809 | 1736.2803 | 1205.7328 | 1236.9902 | 1307.36 | 1438.2779 | -31.7862 | -58.0693 | -103.0801 | -153.8888 | 42.5004 | 62.8919 | 105.1888 | 175.4041 | 12.861 | 23.2089 | 45.2462 | 76.9477 | -0.0029378 | -0.0033719 | -0.0043111 | -0.005539 | 1.0614 | 2.1204 | 4.1998 | 6.569 | 2769.3996 | 2837.9715 | 2986.5913 | 3279.5846
1 | 20 | 7 | 1616.4534 | 1648.8127 | 1708.2241 | 1817.3841 | 1334.0577 | 1368.6417 | 1446.501 | 1591.3523 | -36.2968 | -67.369 | -121.8452 | -184.7514 | 30.7963 | 45.7261 | 81.958 | 138.6559 | 17.6071 | 30.8545 | 60.2867 | 101.2848 | -0.0029378 | -0.0033719 | -0.0043111 | -0.005539 | 0.14116 | 0.53891 | 1.0405 | 1.6945 | 2962.756 | 3027.2015 | 3176.1609 | 3465.6146
1 | 20 | 8 | 1751.5505 | 1786.3582 | 1851.8071 | 1968.5824 | 1399.7147 | 1436.0008 | 1517.692 | 1669.6723 | -40.366 | -78.4957 | -144.3009 | -220.6615 | 31.1951 | 48.1452 | 80.0322 | 139.7882 | 23.7159 | 41.4299 | 79.3669 | 132.0532 | -103.5017 | -117.4785 | -147.4353 | -187.07 | -0.53207 | -0.64317 | -0.86458 | -2.5173 | 3061.7765 | 3115.3167 | 3236.2974 | 3499.8472
1 | 20 | 9 | 1805.7808 | 1840.7716 | 1907.1476 | 2022.0442 | 1538.4669 | 1578.35 | 1668.1391 | 1835.1851 | -44.4046 | -87.9606 | -166.4751 | -256.2632 | 42.5004 | 65.311 | 102.2152 | 172.0867 | 29.404 | 51.1632 | 97.142 | 161.7453 | -516.3686 | -591.3013 | -752.1754 | -959.2031 | 3.5127 | 7.611 | 15.7356 | 19.7363 | 2858.8916 | 2863.9449 | 2871.7292 | 2995.3311
1 | 20 | 10 | 1816.5536 | 1850.7246 | 1916.2066 | 2027.5906 | 1656.2494 | 1699.1859 | 1795.8492 | 1975.6839 | -47.7875 | -95.2682 | -178.9851 | -273.6414 | 60.0967 | 85.0197 | 137.6271 | 223.8869 | 31.1941 | 54.6143 | 103.2584 | 171.8873 | -1004.3878 | -1151.4177 | -1467.2806 | -1874.951 | 8.171 | 16.0562 | 32.5361 | 44.9736 | 2520.0896 | 2458.9147 | 2339.2117 | 2295.4298
1 | 20 | 11 | 1822.4486 | 1856.4728 | 1921.1879 | 2031.4405 | 1723.4611 | 1768.1399 | 1868.7259 | 2055.8584 | -49.6779 | -97.0951 | -180.7921 | -274.3744 | 73.2963 | 106.611 | 169.2714 | 279.5754 | 27.4116 | 48.6449 | 92.8425 | 154.5273 | -1353.6862 | -1553.526 | -1985.7624 | -2551.3385 | 8.9529 | 16.8903 | 33.1219 | 48.1175 | 2252.2064 | 2146.1379 | 1918.595 | 1743.8062
1 | 20 | 12 | 1898.8738 | 1934.1676 | 2002.317 | 2116.3703 | 1750.1092 | 1795.4789 | 1897.6201 | 2087.6461 | -50.8821 | -95.3813 | -174.742 | -260.89 | 87.9916 | 128.7388 | 207.4033 | 336.396 | 19.6945 | 35.5701 | 69.6603 | 117.7188 | -1595.8359 | -1832.448 | -2345.361 | -3017.8595 | 5.8093 | 8.3409 | 15.2282 | 29.2626 | 2115.7604 | 1974.467 | 1672.1259 | 1408.6443
1 | 20 | 13 | 1934.5148 | 1970.446 | 2039.5703 | 2156.9989 | 1746.7047 | 1791.9862 | 1893.9287 | 2083.5849 | -52.0863 | -94.607 | -170.294 | -254.8807 | 100.7924 | 145.9046 | 233.354 | 374.2766 | 15.9988 | 29.1891 | 58.7218 | 99.0417 | -1520.7914 | -1747.0029 | -2236.4776 | -2874.7582 | 2.0333 | 2.3804 | 5.0535 | 13.2062 | 2227.1663 | 2098.2964 | 1823.8566 | 1597.4694
1 | 20 | 14 | 1956.147 | 1992.6656 | 2063.8024 | 2183.3127 | 1717.6324 | 1762.1602 | 1862.4059 | 2048.9056 | -52.1934 | -93.6675 | -167.1664 | -250.5662 | 103.6935 | 149.7938 | 243.9469 | 388.6876 | 13.8395 | 25.6906 | 51.8852 | 88.3539 | -1321.8836 | -1520.9003 | -1952.2611 | -2515.4769 | 0.29589 | 0.27758 | 0.87134 | 3.7788 | 2417.5313 | 2316.0199 | 2103.4843 | 1946.9955
1 | 20 | 15 | 1897.1647 | 1933.0147 | 2002.2856 | 2118.5172 | 1679.8229 | 1723.3706 | 1821.4097 | 2003.8039 | -51.6448 | -92.6149 | -167.1664 | -250.9909 | 104.2112 | 150.0671 | 238.3374 | 374.698 | 14.5425 | 26.6709 | 54.4952 | 92.0646 | -1089.2297 | -1252.3313 | -1605.4772 | -2066.1113 | 0.40719 | 0.5213 | 0.93629 | 3.4488 | 2555.2741 | 2488.6984 | 2344.8207 | 2275.4304
1 | 20 | 16 | 1850.773 | 1886.164 | 1953.9627 | 2067.8779 | 1633.1842 | 1675.5228 | 1770.8399 | 1948.1702 | -49.9686 | -91.5623 | -165.3594 | -245.9435 | 98.0102 | 142.1651 | 223.9767 | 349.6844 | 14.7814 | 27.3668 | 54.4952 | 93.3817 | -589.1585 | -678.328 | -870.8962 | -1119.0798 | -0.1303 | -0.10426 | -0.28007 | 0.44137 | 2957.4914 | 2961.2241 | 2966.7388 | 3094.5324
1 | 20 | 17 | 1831.6101 | 1867.3489 | 1935.2417 | 2051.2568 | 1559.8649 | 1600.3027 | 1691.3407 | 1860.71 | -49.313 | -92.5018 | -169.8075 | -254.2641 | 51.1557 | 71.7069 | 109.2449 | 170.6729 | 18.716 | 34.0321 | 66.9257 | 113.0335 | -210.1038 | -242.5358 | -313.126 | -404.9765 | -0.67323 | -0.72983 | -1.1122 | -3.0074 | 3201.2565 | 3237.6231 | 3318.7073 | 3533.4251
1 | 20 | 18 | 1891.0737 | 1927.9444 | 1999.0204 | 2118.7225 | 1642.8467 | 1685.4357 | 1781.3168 | 1959.6962 | -50.8056 | -97.0951 | -180.5106 | -270.06 | 54.0568 | 75.596 | 115.7326 | 171.8052 | 25.4694 | 45.0191 | 87.958 | 146.5379 | -0.0029378 | -0.0033719 | -0.0043111 | -0.005539 | -5.584 | -9.8181 | -19.8786 | -31.7187 | 3557.0541 | 3627.0787 | 3783.6343 | 4094.9777
1 | 20 | 19 | 2015.7844 | 2055.3205 | 2133.1924 | 2262.8981 | 1617.8765 | 1659.8182 | 1754.242 | 1929.9101 | -50.622 | -97.7041 | -181.5496 | -273.6414 | 53.0501 | 75.596 | 115.7326 | 171.8052 | 27.8893 | 49.7714 | 97.0067 | 160.2889 | -0.0029378 | -0.0033719 | -0.0043111 | -0.005539 | -7.3431 | -13.0421 | -25.1959 | -40.656 | 3656.6323 | 3729.7566 | 3893.4238 | 4210.5994
1 | 20 | 20 | 2026.3499 | 2066.3623 | 2145.1822 | 2278.0458 | 1556.0734 | 1596.4129 | 1687.2297 | 1856.1873 | -48.8081 | -93.8851 | -170.6415 | -258.5746 | 59.2511 | 82.5645 | 125.1939 | 185.725 | 24.8967 | 45.0191 | 87.4355 | 146.5379 | -0.0029378 | -0.0033719 | -0.0043111 | -0.005539 | -8.6651 | -15.0582 | -29.6041 | -45.8508 | 3609.095 | 3681.4122 | 3844.7913 | 4162.065
1 | 20 | 21 | 2023.1234 | 2063.6428 | 2142.8769 | 2277.9278 | 1472.9672 | 1511.1523 | 1597.1187 | 1757.0527 | -47.0248 | -85.8032 | -154.9274 | -230.1398 | 82.8394 | 113.6672 | 167.8876 | 238.096 | 18.2518 | 33.3362 | 66.9257 | 112.2622 | -0.0029378 | -0.0033719 | -0.0043111 | -0.005539 | -6.8952 | -11.7219 | -22.0623 | -33.4424 | 3543.2589 | 3624.2699 | 3797.8149 | 4121.751
1 | 20 | 22 | 1982.6774 | 2022.6407 | 2099.922 | 2234.8381 | 1363.3889 | 1398.7333 | 1478.3044 | 1626.3405 | -44.1904 | -79.383 | -139.2898 | -204.441 | 133.5116 | 187.3543 | 282.9569 | 413.7106 | 13.3387 | 24.9947 | 51.8852 | 87.0521 | -0.0029378 | -0.0033719 | -0.0043111 | -0.005539 | -3.1544 | -5.7343 | -11.088 | -16.8542 | 3445.5689 | 3548.6023 | 3762.6865 | 4140.6405
1 | 20 | 23 | 1868.3722 | 1906.5425 | 1978.5625 | 2109.1492 | 1246.1141 | 1278.4182 | 1351.1449 | 1486.4473 | -40.2589 | -71.9624 | -128.1002 | -189.7988 | 144.8168 | 201.9772 | 305.14 | 444.8769 | 13.3387 | 24.885 | 50.4556 | 85.9758 | -0.0029378 | -0.0033719 | -0.0043111 | -0.005539 | 0.26332 | -0.077181 | -0.97823 | -0.92869 | 3232.6432 | 3339.7801 | 3556.2202 | 3935.7161
1 | 20 | 24 | 1744.8962 | 1781.1049 | 1847.9597 | 1973.3581 | 1148.077 | 1177.8396 | 1244.8446 | 1369.5021 | -35.6412 | -64.4895 | -115.5901 | -172.4207 | 167.1185 | 227.9941 | 340.5519 | 506.1472 | 13.3387 | 24.1891 | 49.8085 | 83.4807 | -0.0029378 | -0.0033719 | -0.0043111 | -0.005539 | 2.9725 | 4.624 | 7.1034 | 11.7178 | 3040.7587 | 3151.2589 | 3374.6736 | 3771.7797
1 | 21 | 1 | 1695.2201 | 1730.639 | 1796.0856 | 1921.736 | 1055.5244 | 1082.8878 | 1144.4911 | 1259.0994 | -32.9139 | -58.1215 | -103.1567 | -156.6249 | 273.6648 | 365.1348 | 528.7801 | 766.9915 | 12.861 | 23.2089 | 46.0287 | 79.4428 | -0.0029378 | -0.0033719 | -0.0043111 | -0.005539 | 6.412 | 10.6021 | 18.9639 | 29.0649 | 3010.7655 | 3154.3478 | 3431.1883 | 3899.7041
1 | 21 | 2 | 1619.5096 | 1653.4744 | 1715.6697 | 1836.282 | 1033.3238 | 1060.1116 | 1120.4192 | 1232.617 | -30.6586 | -53.6934 | -93.979 | -142.4075 | 232.9691 | 310.0217 | 450.928 | 648.9004 | 10.1289 | 18.4567 | 37.24 | 64.273 | -0.0029378 | -0.0033719 | -0.0043111 | -0.005539 | 5.2908 | 8.6035 | 15.2255 | 23.0974 | 2870.5608 | 2996.9711 | 3245.499 | 3662.7567
1 | 21 | 3 | 1555.4351 | 1588.4858 | 1647.7108 | 1764.0667 | 1028.4866 | 1055.149 | 1115.1743 | 1226.8468 | -29.638 | -50.0396 | -89.0445 | -132.9292 | 157.3799 | 214.9547 | 315.2273 | 464.5185 | 8.9115 | 15.8477 | 33.2003 | 57.3976 | -0.0029378 | -0.0033719 | -0.0043111 | -0.005539 | 3.9416 | 6.735 | 11.962 | 17.9026 | 2724.5137 | 2831.1291 | 3034.2259 | 3397.7975
1 | 21 | 4 | 1495.0247 | 1526.7323 | 1582.9671 | 1694.5514 | 1046.8872 | 1074.0266 | 1135.1258 | 1248.7963 | -29.638 | -50.0396 | -87.724 | -132.9292 | 103.0857 | 142.1393 | 217.6586 | 327.4874 | 8.9115 | 15.8477 | 32.2932 | 56.5245 | -0.0029378 | -0.0033719 | -0.0043111 | -0.005539 | 2.0224 | 3.4501 | 6.4945 | 9.5778 | 2626.2904 | 2712.1529 | 2886.8109 | 3204.0028
1 | 21 | 5 | 1449.3143 | 1480.0556 | 1533.6339 | 1640.5978 | 1090.3816 | 1118.6486 | 1182.2862 | 1300.6793 | -29.638 | -51.0922 | -89.0445 | -132.9292 | 67.0954 | 96.4137 | 153.576 | 236.6745 | 9.3173 | 16.3689 | 33.2003 | 57.3976 | -0.0029378 | -0.0033719 | -0.0043111 | -0.005539 | 0.92569 | 1.6858 | 3.0686 | 4.5432 | 2587.3932 | 2662.077 | 2816.7163 | 3106.9576
1 | 21 | 6 | 1421.9825 | 1451.5787 | 1503.3877 | 1605.5816 | 1164.8328 | 1195.0298 | 1263.0126 | 1389.4896 | -31.3142 | -53.8587 | -95.5811 | -144.8352 | 42.5004 | 62.8919 | 105.1888 | 175.4041 | 10.5347 | 18.741 | 37.24 | 65.6918 | -0.0029378 | -0.0033719 | -0.0043111 | -0.005539 | 1.0614 | 2.1204 | 4.1998 | 6.569 | 2609.5946 | 2676.4997 | 2817.4434 | 3097.8953
1 | 21 | 7 | 1504.1322 | 1534.6992 | 1589.6652 | 1694.6372 | 1242.0079 | 1274.2056 | 1346.6926 | 1481.5492 | -34.8043 | -62.0536 | -111.5002 | -171.267 | 30.7963 | 45.7261 | 81.958 | 138.6559 | 15.0203 | 26.5138 | 51.498 | 88.6101 | -0.0029378 | -0.0033719 | -0.0043111 | -0.005539 | 0.14116 | 0.53891 | 1.0405 | 1.6945 | 2757.2907 | 2819.6266 | 2959.3498 | 3233.8743
1 | 21 | 8 | 1699.671 | 1733.8587 | 1798.8012 | 1918.1869 | 1236.1068 | 1268.1515 | 1340.2941 | 1474.5099 | -37.2738 | -70.466 | -130.2653 | -200.1265 | 31.1951 | 48.1452 | 80.0322 | 139.7882 | 21.3897 | 37.3736 | 71.4852 | 121.6703 | -19.9685 | -22.6904 | -28.6792 | -37.0132 | -0.53207 | -0.64317 | -0.86458 | -2.5173 | 2930.5881 | 2993.7294 | 3130.8036 | 3414.4983
1 | 21 | 9 | 1827.1504 | 1863.4176 | 1933.4427 | 2058.4989 | 1309.2009 | 1343.1405 | 1419.5491 | 1561.7015 | -40.6567 | -81.4273 | -152.4395 | -240.4674 | 42.5004 | 65.311 | 102.2152 | 172.0867 | 29.0348 | 50.183 | 95.3145 | 160.5298 | -127.9115 | -146.2832 | -185.6418 | -237.6919 | 3.5127 | 7.611 | 15.7356 | 19.7363 | 3042.831 | 3101.9526 | 3228.1757 | 3494.3937
1 | 21 | 10 | 1875.4828 | 1912.184 | 1982.5434 | 2107.8964 | 1411.0786 | 1447.6593 | 1530.0138 | 1683.228 | -43.5982 | -88.0128 | -168.0771 | -260.2734 | 60.0967 | 85.0197 | 137.6271 | 223.8869 | 32.5418 | 56.4177 | 107.0355 | 178.8644 | -290.8229 | -333.4942 | -425.0718 | -543.6487 | 8.171 | 16.0562 | 32.5361 | 44.9736 | 3052.9499 | 3095.83 | 3196.607 | 3434.9272
1 | 21 | 11 | 1936.6266 | 1974.4556 | 2046.2584 | 2173.9919 | 1481.8189 | 1520.2335 | 1606.7165 | 1767.6117 | -46.6163 | -91.6144 | -174.3321 | -270.4846 | 73.2963 | 106.611 | 169.2714 | 279.5754 | 30.9553 | 54.33 | 102.7359 | 173.0652 | -414.0944 | -473.1598 | -600.2778 | -769.4313 | 8.9529 | 16.8903 | 33.1219 | 48.1175 | 3070.9394 | 3107.7462 | 3183.4942 | 3402.4457
1 | 21 | 12 | 1905.1274 | 1942.0652 | 2011.7799 | 2136.6024 | 1527.3969 | 1566.993 | 1656.1361 | 1821.98 | -48.3995 | -92.667 | -174.5371 | -269.3309 | 87.9916 | 128.7388 | 207.4033 | 336.396 | 27.0058 | 47.2531 | 91.0148 | 153.4134 | -1232.869 | -1417.6196 | -1823.392 | -2368.1514 | 5.8093 | 8.3409 | 15.2282 | 29.2626 | 2272.0624 | 2183.1043 | 1983.6333 | 1840.1722
1 | 21 | 13 | 1939.1501 | 1976.7499 | 2047.7954 | 2173.4572 | 1545.707 | 1585.7778 | 1675.9895 | 1843.8216 | -50.2899 | -93.7196 | -172.1776 | -266.1741 | 100.7924 | 145.9046 | 233.354 | 374.2766 | 23.477 | 41.7142 | 81.3191 | 137.0281 | -606.7194 | -693.9914 | -884.4199 | -1141.7206 | 2.0333 | 2.3804 | 5.0535 | 13.2062 | 2954.1505 | 2964.8159 | 2986.914 | 3133.8949
1 | 21 | 14 | 1879.5652 | 1916.2733 | 1984.3318 | 2106.6901 | 1543.1831 | 1583.1884 | 1673.2528 | 1840.8108 | -50.9456 | -93.1106 | -170.8571 | -262.5927 | 103.6935 | 149.7938 | 243.9469 | 388.6876 | 20.6731 | 37.2463 | 73.7622 | 124.2518 | -605.7742 | -694.0057 | -883.8943 | -1131.1837 | 0.29589 | 0.27758 | 0.87134 | 3.7788 | 2890.6909 | 2899.6631 | 2921.4137 | 3070.4428
1 | 21 | 15 | 1762.1555 | 1796.6363 | 1860.1176 | 1974.8239 | 1539.5934 | 1579.5057 | 1669.3607 | 1836.5289 | -50.5806 | -92.1711 | -166.409 | -253.539 | 104.2112 | 150.0671 | 238.3374 | 374.698 | 16.9624 | 30.7272 | 61.979 | 105.0442 | -400.6593 | -457.4866 | -579.4583 | -738.8366 | 0.40719 | 0.5213 | 0.93629 | 3.4488 | 2972.0898 | 3007.7999 | 3084.8637 | 3302.1682
1 | 21 | 16 | 1785.2224 | 1820.2233 | 1886.1702 | 2001.0679 | 1521.5391 | 1560.9834 | 1649.7846 | 1814.9925 | -49.4836 | -88.5173 | -160.4355 | -241.7494 | 98.0102 | 142.1651 | 223.9767 | 349.6844 | 14.3756 | 26.6709 | 54.4952 | 91.2932 | -265.0946 | -302.4447 | -382.5812 | -487.165 | -0.1303 | -0.10426 | -0.28007 | 0.44137 | 3104.4389 | 3158.9763 | 3271.13 | 3528.565
1 | 21 | 17 | 1808.075 | 1844.4637 | 1914.4356 | 2033.7056 | 1451.6371 | 1489.2693 | 1573.9908 | 1731.6088 | -48.7208 | -89.1264 | -161.4745 | -240.5917 | 51.1557 | 71.7069 | 109.2449 | 170.6729 | 15.4261 | 28.9048 | 57.4167 | 97.2957 | -93.9614 | -107.4052 | -136.3741 | -173.8419 | -0.67323 | -0.72983 | -1.1122 | -3.0074 | 3182.9384 | 3237.0833 | 3356.1272 | 3615.842
1 | 21 | 18 | 1994.0981 | 2033.7123 | 2112.2558 | 2241.7055 | 1539.2242 | 1579.1269 | 1668.9603 | 1836.0884 | -51.234 | -93.4413 | -171.6911 | -262.2804 | 54.0568 | 75.596 | 115.7326 | 171.8052 | 21.5566 | 38.9116 | 76.8814 | 130.3559 | -0.0029378 | -0.0033719 | -0.0043111 | -0.005539 | -5.584 | -9.8181 | -19.8786 | -31.7187 | 3552.1147 | 3624.084 | 3782.256 | 4085.9504
1 | 21 | 19 | 2129.5016 | 2172.0857 | 2257.0815 | 2397.9456 | 1509.5599 | 1548.6936 | 1636.7957 | 1800.7029 | -51.3847 | -94.9899 | -175.3711 | -269.7516 | 53.0501 | 75.596 | 115.7326 | 171.8052 | 25.3025 | 44.7348 | 87.6954 | 150.0077 | -0.0029378 | -0.0033719 | -0.0043111 | -0.005539 | -7.3431 | -13.0421 | -25.1959 | -40.656 | 3658.6834 | 3733.0748 | 3896.7338 | 4210.0482
1 | 21 | 20 | 2151.3437 | 2194.6983 | 2281.2862 | 2425.4598 | 1458.5176 | 1496.3281 | 1581.4513 | 1739.8163 | -49.6014 | -93.772 | -171.9621 | -264.1631 | 59.2511 | 82.5645 | 125.1939 | 185.725 | 26.5199 | 46.9688 | 91.2748 | 155.9085 | -0.0029378 | -0.0033719 | -0.0043111 | -0.005539 | -8.6651 | -15.0582 | -29.6041 | -45.8508 | 3637.363 | 3711.7261 | 3877.6357 | 4196.8902
1 | 21 | 21 | 2123.6623 | 2166.9899 | 2252.0004 | 2397.1544 | 1380.6228 | 1416.414 | 1496.9909 | 1646.8982 | -47.7875 | -89.1787 | -164.105 | -249.521 | 82.8394 | 113.6672 | 167.8876 | 238.096 | 23.9548 | 42.5374 | 83.6557 | 142.1576 | -0.0029378 | -0.0033719 | -0.0043111 | -0.005539 | -6.8952 | -11.7219 | -22.0623 | -33.4424 | 3556.3937 | 3638.7045 | 3814.3629 | 4141.3372
1 | 21 | 22 | 2029.7598 | 2071.0685 | 2151.2511 | 2292.0214 | 1288.4993 | 1321.9023 | 1397.1027 | 1537.0073 | -44.8766 | -81.8711 | -148.4674 | -225.8253 | 133.5116 | 187.3543 | 282.9569 | 413.7106 | 20.1722 | 35.9817 | 71.2253 | 121.5311 | -0.0029378 | -0.0033719 | -0.0043111 | -0.005539 | -3.1544 | -5.7343 | -11.088 | -16.8542 | 3423.9091 | 3528.698 | 3742.9763 | 4121.5854
1 | 21 | 23 | 1862.0651 | 1900.1044 | 1972.403 | 2104.249 | 1193.2976 | 1224.2325 | 1293.8767 | 1423.4443 | -39.7869 | -72.7366 | -131.3043 | -199.7018 | 144.8168 | 201.9772 | 305.14 | 444.8769 | 17.7741 | 31.5504 | 63.0214 | 106.6022 | -0.0029378 | -0.0033719 | -0.0043111 | -0.005539 | 0.26332 | -0.077181 | -0.97823 | -0.92869 | 3178.427 | 3285.0473 | 3502.1542 | 3878.5363
1 | 21 | 24 | 1716.6773 | 1752.1695 | 1818.1113 | 1942.6726 | 1112.1542 | 1140.9856 | 1205.894 | 1326.6511 | -35.2763 | -63.6022 | -114.0647 | -170.8423 | 170.4185 | 232.4196 | 352.7332 | 532.2931 | 14.6145 | 26.1022 | 51.498 | 88.166 | -0.0029378 | -0.0033719 | -0.0043111 | -0.005539 | 2.9725 | 4.624 | 7.1034 | 11.7178 | 2981.5577 | 3092.6955 | 3321.2708 | 3730.6527
1 | 22 | 1 | 1621.2509 | 1655.4052 | 1717.014 | 1835.9476 | 1075.1308 | 1103.0024 | 1165.75 | 1282.4872 | -31.2377 | -54.3024 | -96.6201 | -146.8383 | 305.2585 | 408.854 | 598.8098 | 882.818 | 11.8824 | 21.2593 | 41.8022 | 73.4403 | -0.0029378 | -0.0033719 | -0.0043111 | -0.005539 | 6.412 | 10.6021 | 18.9639 | 29.0649 | 2988.6939 | 3144.8172 | 3445.7156 | 3956.9142
1 | 22 | 2 | 1568.823 | 1602.2207 | 1661.5485 | 1777.5662 | 1050.3756 | 1077.6054 | 1138.9083 | 1252.9575 | -28.9824 | -48.987 | -84.11 | -125.454 | 219.7695 | 294.7386 | 439.8785 | 656.106 | 7.5638 | 14.4558 | 29.5586 | 50.7253 | -0.0029378 | -0.0033719 | -0.0043111 | -0.005539 | 5.2908 | 8.6035 | 15.2255 | 23.0974 | 2822.8374 | 2948.6337 | 3201.0051 | 3634.9928
1 | 22 | 3 | 1543.8968 | 1576.6881 | 1635.0979 | 1749.925 | 1042.5319 | 1069.5584 | 1130.4035 | 1243.601 | -28.5104 | -48.0475 | -82.508 | -123.4509 | 135.686 | 188.4013 | 291.2025 | 443.314 | 7.3249 | 13.6137 | 29.036 | 50.5221 | -0.0029378 | -0.0033719 | -0.0043111 | -0.005539 | 3.9416 | 6.735 | 11.962 | 17.9026 | 2704.8679 | 2806.9457 | 3015.1897 | 3381.8082
1 | 22 | 4 | 1544.081 | 1576.9199 | 1635.1458 | 1749.5207 | 1063.1714 | 1090.733 | 1152.7826 | 1268.2212 | -28.9824 | -48.987 | -84.11 | -125.8786 | 81.7906 | 118.005 | 194.4279 | 310.1709 | 8.5057 | 15.8477 | 31.7707 | 55.2074 | -0.0029378 | -0.0033719 | -0.0043111 | -0.005539 | 2.0224 | 3.4501 | 6.4945 | 9.5778 | 2670.5857 | 2755.9653 | 2936.5072 | 3266.8138
1 | 22 | 5 | 1582.609 | 1615.8917 | 1675.2676 | 1789.2858 | 1145.628 | 1175.3272 | 1242.1892 | 1366.5808 | -30.1101 | -52.6408 | -93.4926 | -142.0992 | 50.197 | 75.6321 | 136.0389 | 234.41 | 11.7155 | 20.9749 | 41.2796 | 70.2755 | -0.0029378 | -0.0033719 | -0.0043111 | -0.005539 | 0.92569 | 1.6858 | 3.0686 | 4.5432 | 2760.9621 | 2836.8676 | 3004.347 | 3322.9906
1 | 22 | 6 | 1678.5464 | 1712.6757 | 1775.079 | 1889.6887 | 1304.045 | 1337.851 | 1413.9587 | 1555.5512 | -34.0721 | -62.7148 | -115.3852 | -177.7009 | 43.5971 | 68.6637 | 127.963 | 227.6958 | 18.7879 | 33.0695 | 63.1567 | 106.9448 | -0.0029378 | -0.0033719 | -0.0043111 | -0.005539 | 1.0614 | 2.1204 | 4.1998 | 6.569 | 3011.9628 | 3091.6622 | 3268.9677 | 3608.743
1 | 22 | 7 | 1825.8765 | 1861.4621 | 1929.0615 | 2046.4874 | 1504.7155 | 1543.7236 | 1631.543 | 1794.9242 | -39.8175 | -79.1568 | -149.8645 | -232.2592 | 68.7999 | 107.0082 | 184.7638 | 324.5821 | 30.2156 | 52.5076 | 98.707 | 165.5576 | -0.0029378 | -0.0033719 | -0.0043111 | -0.005539 | 0.14116 | 0.53891 | 1.0405 | 1.6945 | 3389.9283 | 3486.0803 | 3695.247 | 4100.9811
1 | 22 | 8 | 1929.983 | 1966.598 | 2037.8008 | 2156.8672 | 1656.8777 | 1699.8305 | 1796.5304 | 1976.4333 | -45.3792 | -91.832 | -174.6797 | -272.6001 | 117.5911 | 178.7507 | 293.7196 | 507.8316 | 36.3244 | 62.6525 | 116.4822 | 195.2497 | -46.7385 | -53.2304 | -67.3616 | -86.4292 | -0.40177 | -0.64317 | -0.86458 | -2.186 | 3648.2567 | 3762.1261 | 4001.6271 | 4475.1666
1 | 22 | 9 | 1916.0815 | 1950.975 | 2019.1885 | 2129.8863 | 1844.0292 | 1891.8336 | 1999.4563 | 2199.68 | -49.2036 | -97.1474 | -185.5877 | -291.132 | 170.1097 | 254.1348 | 416.2753 | 715.5428 | 36.0855 | 61.8294 | 115.6997 | 193.9325 | -178.9507 | -204.2414 | -258.4246 | -329.4975 | 4.452 | 7.611 | 15.7356 | 25.9349 | 3742.6036 | 3864.995 | 4122.3431 | 4644.347
1 | 22 | 10 | 1904.8388 | 1938.6925 | 2004.8643 | 2109.5895 | 1967.6497 | 2018.6589 | 2133.4964 | 2347.1427 | -50.8798 | -96.3731 | -181.1397 | -277.6476 | 191.0961 | 284.2885 | 464.1221 | 798.5 | 28.0563 | 48.7911 | 92.5798 | 156.0478 | -457.6655 | -522.1085 | -661.5059 | -846.4979 | 9.2026 | 16.0562 | 32.5361 | 53.6646 | 3592.2982 | 3688.0055 | 3884.9531 | 4340.799
1 | 22 | 11 | 1936.408 | 1970.6651 | 2037.7922 | 2142.5682 | 2032.4249 | 2085.1133 | 2203.7313 | 2424.4109 | -52.1145 | -97.2605 | -178.2171 | -273.2167 | 181.5952 | 273.4309 | 451.1466 | 780.6918 | 23.6073 | 41.4299 | 79.4915 | 134.2058 | -567.0032 | -647.0943 | -821.8084 | -1058.0161 | 10.0387 | 16.8903 | 33.1219 | 54.4025 | 3564.9565 | 3643.1746 | 3805.2579 | 4205.0464
1 | 22 | 12 | 1911.438 | 1944.8916 | 2010.6339 | 2112.4131 | 2070.6599 | 2124.3396 | 2245.189 | 2470.0202 | -52.6631 | -95.5467 | -173.4875 | -266.0498 | 165.4945 | 247.414 | 415.7348 | 719.4215 | 18.1799 | 32.6403 | 63.6685 | 109.9703 | -419.718 | -481.4413 | -618.1934 | -806.4493 | 5.1415 | 8.3409 | 15.2282 | 24.9297 | 3698.5327 | 3780.6383 | 3958.7735 | 4364.2556
1 | 22 | 13 | 1837.9032 | 1869.6537 | 1931.6112 | 2026.7522 | 2106.7395 | 2161.3545 | 2284.3096 | 2513.0583 | -53.2116 | -95.5467 | -173.4875 | -261.7353 | 157.3991 | 238.5629 | 397.0659 | 691.0113 | 16.9624 | 30.4429 | 60.8093 | 103.0949 | -443.9631 | -505.8613 | -639.114 | -813.4713 | 1.3655 | 2.3804 | 5.0535 | 8.8121 | 3623.195 | 3700.9863 | 3866.248 | 4267.5221
1 | 22 | 14 | 1777.9367 | 1808.6953 | 1867.9592 | 1959.2904 | 2115.8282 | 2170.6787 | 2294.1643 | 2523.8998 | -53.2116 | -93.7198 | -167.2325 | -252.2571 | 150.7992 | 227.1689 | 380.3229 | 653.1307 | 13.6359 | 24.9947 | 49.933 | 85.7349 | -537.9688 | -614.477 | -781.4718 | -1007.4431 | 0.27961 | 0.27758 | 0.87134 | 1.4341 | 3467.2992 | 3523.6183 | 3644.5464 | 3963.7897
1 | 22 | 15 | 1686.9324 | 1716.0399 | 1770.9528 | 1856.207 | 2119.6376 | 2174.587 | 2298.2949 | 2528.444 | -52.6631 | -90.066 | -160.9775 | -242.7788 | 138.217 | 210.8283 | 352.4795 | 603.043 | 10.9405 | 20.279 | 41.2065 | 71.1109 | -307.0658 | -351.737 | -449.8206 | -583.3749 | 0.13573 | 0.5213 | 0.93629 | 1.0429 | 3596.1343 | 3680.4524 | 3853.0719 | 4233.694
1 | 22 | 16 | 1617.0571 | 1645.4075 | 1697.728 | 1780.0508 | 2081.6857 | 2135.6511 | 2257.1441 | 2483.1724 | -51.4283 | -88.2392 | -153.4019 | -228.5614 | 129.205 | 194.8591 | 326.4448 | 551.8741 | 7.3968 | 14.4558 | 31.1127 | 54.1951 | -164.198 | -188.5316 | -241.7761 | -313.4783 | -0.13573 | -0.10426 | -0.28007 | -0.43023 | 3619.5826 | 3713.4985 | 3916.9715 | 4326.8225
1 | 22 | 17 | 1705.544 | 1736.7228 | 1795.9558 | 1889.9223 | 1963.2807 | 2014.1766 | 2128.7591 | 2341.9311 | -51.6425 | -90.066 | -159.6569 | -238.0396 | 66.9285 | 97.8373 | 158.7988 | 253.3673 | 11.7155 | 21.8171 | 43.9412 | 77.215 | -28.8109 | -32.9066 | -41.6634 | -53.0922 | -0.5375 | -0.72983 | -1.1122 | -1.8045 | 3666.4777 | 3746.8514 | 3925.0224 | 4269.4995
1 | 22 | 18 | 1965.1341 | 2001.5912 | 2073.7733 | 2186.6652 | 1956.1268 | 2006.8372 | 2121.0022 | 2333.3974 | -53.4258 | -98.4784 | -180.0241 | -273.2167 | 75.024 | 108.1584 | 170.98 | 270.043 | 22.3316 | 39.8918 | 78.709 | 133.0919 | -0.0029378 | -0.0033719 | -0.0043111 | -0.005539 | -5.7197 | -9.8181 | -19.8786 | -32.05 | 3959.4679 | 4048.1789 | 4244.5575 | 4617.9252
1 | 22 | 19 | 2179.2447 | 2220.8408 | 2304.8035 | 2438.1237 | 1820.7523 | 1867.9534 | 1974.2175 | 2171.9139 | -54.4769 | -102.9064 | -192.0477 | -291.865 | 92.0125 | 130.9464 | 197.9785 | 304.0353 | 30.2156 | 53.0763 | 102.7359 | 174.3448 | -0.0029378 | -0.0033719 | -0.0043111 | -0.005539 | -7.4788 | -13.0421 | -25.1959 | -41.5889 | 4060.2665 | 4156.865 | 4362.4874 | 4754.9582
1 | 22 | 20 | 2229.9249 | 2273.4507 | 2361.1456 | 2503.0898 | 1682.7049 | 1726.3273 | 1824.5346 | 2007.2418 | -52.8007 | -101.8538 | -188.9202 | -289.1289 | 98.6123 | 137.9149 | 207.4397 | 312.3732 | 31.433 | 55.0259 | 105.9931 | 180.2456 | -0.0029378 | -0.0033719 | -0.0043111 | -0.005539 | -8.8008 | -15.0582 | -29.6041 | -47.3852 | 3981.0706 | 4075.8033 | 4280.5844 | 4666.4308
1 | 22 | 21 | 2209.0006 | 2252.4595 | 2339.8407 | 2484.6239 | 1557.0616 | 1597.4268 | 1688.3012 | 1857.3661 | -50.8798 | -94.5462 | -173.2826 | -265.3168 | 108.1132 | 149.9949 | 227.7809 | 331.2434 | 26.353 | 46.9688 | 91.0148 | 155.9085 | -0.0029378 | -0.0033719 | -0.0043111 | -0.005539 | -7.1666 | -11.7219 | -22.0623 | -34.6453 | 3842.479 | 3940.5784 | 4151.5883 | 4529.1744
1 | 22 | 22 | 2127.2328 | 2169.6532 | 2253.4727 | 2396.692 | 1399.5546 | 1435.8366 | 1517.5185 | 1669.4814 | -46.4763 | -86.2992 | -157.3635 | -238.8851 | 193.119 | 271.1768 | 414.974 | 611.3809 | 23.1432 | 40.9993 | 80.7965 | 137.4723 | -0.0029378 | -0.0033719 | -0.0043111 | -0.005539 | -3.4259 | -5.7343 | -11.088 | -18.0571 | 3693.1445 | 3825.6291 | 4098.3058 | 4558.0787
1 | 22 | 23 | 1962.9017 | 2002.4516 | 2078.8923 | 2215.0882 | 1262.463 | 1295.191 | 1368.8718 | 1505.9494 | -40.838 | -75.1725 | -138.5984 | -210.4502 | 212.1208 | 292.7682 | 440.1305 | 643.1086 | 20.3392 | 36.6776 | 71.1007 | 120.3532 | -0.0029378 | -0.0033719 | -0.0043111 | -0.005539 | 0.12759 | -0.077181 | -0.97823 | -2.7331 | 3417.1113 | 3551.8353 | 3819.4144 | 4271.3105
1 | 22 | 24 | 1830.2529 | 1868.0359 | 1939.0452 | 2069.7416 | 1150.3771 | 1180.1994 | 1247.3386 | 1372.2459 | -35.1998 | -64.2112 | -116.4242 | -174.8485 | 317.1293 | 425.2719 | 617.8148 | 889.823 | 15.9988 | 28.6205 | 55.5376 | 95.1431 | -0.0029378 | -0.0033719 | -0.0043111 | -0.005539 | 2.8368 | 4.624 | 7.1034 | 10.5149 | 3281.3922 | 3442.5371 | 3750.411 | 4262.6145
1 | 23 | 1 | 1724.9317 | 1761.057 | 1827.6571 | 1952.5275 | 1099.5069 | 1128.0104 | 1192.1807 | 1311.5645 | -32.2583 | -56.1293 | -99.4661 | -151.1528 | 305.2585 | 408.854 | 598.8098 | 882.818 | 12.0493 | 21.2593 | 42.3248 | 74.3133 | -0.0029378 | -0.0033719 | -0.0043111 | -0.005539 | 6.412 | 10.6021 | 18.9639 | 29.0649 | 3115.8972 | 3273.65 | 3580.4658 | 4099.1299
1 | 23 | 2 | 1668.005 | 1702.7732 | 1766.654 | 1888.8762 | 1075.1499 | 1103.022 | 1165.7707 | 1282.5099 | -30.1101 | -50.6487 | -88.763 | -132.1962 | 219.7695 | 294.7386 | 439.8785 | 656.106 | 8.5057 | 15.8477 | 32.2932 | 56.0804 | -0.0029378 | -0.0033719 | -0.0043111 | -0.005539 | 5.2908 | 8.6035 | 15.2255 | 23.0974 | 2946.6079 | 3074.333 | 3331.0547 | 3774.4682
1 | 23 | 3 | 1618.2345 | 1652.4195 | 1713.7572 | 1833.0236 | 1069.1619 | 1096.8788 | 1159.278 | 1275.3671 | -28.9824 | -50.6487 | -86.956 | -130.1931 | 135.686 | 188.4013 | 291.2025 | 443.314 | 8.1365 | 15.1517 | 30.8636 | 53.7885 | -0.0029378 | -0.0033719 | -0.0043111 | -0.005539 | 3.9416 | 6.735 | 11.962 | 17.9026 | 2806.1752 | 2908.9343 | 3120.1031 | 3493.1971
1 | 23 | 4 | 1598.0876 | 1631.673 | 1691.7739 | 1809.116 | 1094.6946 | 1123.0734 | 1186.9628 | 1305.8241 | -29.4544 | -50.6487 | -87.2375 | -130.1931 | 81.7906 | 118.005 | 194.4279 | 310.1709 | 8.6726 | 15.8477 | 32.2932 | 55.2074 | -0.0029378 | -0.0033719 | -0.0043111 | -0.005539 | 2.0224 | 3.4501 | 6.4945 | 9.5778 | 2755.8104 | 2841.3972 | 3024.7105 | 3359.6976
1 | 23 | 5 | 1609.2744 | 1642.7594 | 1702.2449 | 1817.0716 | 1196.1348 | 1227.1433 | 1296.953 | 1426.8287 | -31.2377 | -55.242 | -97.9406 | -148.8414 | 50.197 | 75.6321 | 136.0389 | 234.41 | 12.694 | 22.9246 | 44.5991 | 77.0493 | -0.0029378 | -0.0033719 | -0.0043111 | -0.005539 | 0.92569 | 1.6858 | 3.0686 | 4.5432 | 2837.9852 | 2914.8998 | 3084.9596 | 3411.0559
1 | 23 | 6 | 1664.9066 | 1698.1046 | 1758.7066 | 1869.4359 | 1394.0097 | 1430.1479 | 1511.5061 | 1662.867 | -36.2203 | -68.8045 | -127.4088 | -193.9214 | 43.5971 | 68.6637 | 127.963 | 227.6958 | 22.7374 | 39.3232 | 74.8778 | 125.1777 | -0.0029378 | -0.0033719 | -0.0043111 | -0.005539 | 1.0614 | 2.1204 | 4.1998 | 6.569 | 3090.089 | 3169.5519 | 3349.8401 | 3697.8184
1 | 23 | 7 | 1699.057 | 1730.9476 | 1790.154 | 1891.724 | 1697.7889 | 1741.8022 | 1840.8899 | 2025.2349 | -44.0374 | -88.013 | -169.6686 | -264.7002 | 68.7999 | 107.0082 | 184.7638 | 324.5821 | 36.3244 | 62.2409 | 116.4822 | 195.148 | -0.0029378 | -0.0033719 | -0.0043111 | -0.005539 | 0.14116 | 0.53891 | 1.0405 | 1.6945 | 3458.0711 | 3554.5216 | 3763.6574 | 4173.6777
1 | 23 | 8 | 1642.0805 | 1670.9355 | 1724.9733 | 1811.3565 | 1985.6302 | 2037.1055 | 2152.9923 | 2368.591 | -50.1476 | -101.5755 | -196.0093 | -309.3555 | 117.5911 | 178.7507 | 293.7196 | 507.8316 | 42.1794 | 72.1204 | 134.2573 | 224.8401 | -5.7205 | -6.6721 | -8.8516 | -11.8005 | -0.40177 | -0.64317 | -0.86458 | -2.186 | 3731.2112 | 3850.0214 | 4100.2171 | 4589.2773
1 | 23 | 9 | 1530.9976 | 1556.1857 | 1601.8932 | 1671.1591 | 2225.1768 | 2282.8622 | 2412.7296 | 2654.3381 | -54.0791 | -105.064 | -199.1368 | -311.6668 | 170.1097 | 254.1348 | 416.2753 | 715.5428 | 37.288 | 63.779 | 119.2168 | 198.4145 | -71.9023 | -82.293 | -104.9359 | -135.5533 | 4.452 | 7.611 | 15.7356 | 25.9349 | 3842.0427 | 3977.2157 | 4261.7778 | 4818.1693
1 | 23 | 10 | 1512.417 | 1536.0553 | 1580.297 | 1642.0292 | 2353.9825 | 2415.0069 | 2552.3919 | 2807.986 | -55.8624 | -103.5155 | -190.2407 | -293.4434 | 191.0961 | 284.2885 | 464.1221 | 798.5 | 27.0058 | 47.2531 | 89.523 | 150.147 | -148.8148 | -171.3696 | -220.3664 | -284.5485 | 9.2026 | 16.0562 | 32.5361 | 53.6646 | 3889.0268 | 4023.7749 | 4308.2629 | 4874.3348
1 | 23 | 11 | 1534.5935 | 1558.5034 | 1602.4035 | 1664.6338 | 2420.4975 | 2483.2463 | 2624.5132 | 2887.3295 | -57.0666 | -101.8017 | -182.8701 | -277.9558 | 181.5952 | 273.4309 | 451.1466 | 780.6918 | 19.1218 | 34.0321 | 66.2786 | 112.2622 | -406.414 | -465.3607 | -594.5066 | -769.2616 | 10.0387 | 16.8903 | 33.1219 | 54.4025 | 3702.3661 | 3798.9406 | 4000.087 | 4452.1024
1 | 23 | 12 | 1513.4989 | 1536.6568 | 1578.9297 | 1638.9821 | 2453.4884 | 2517.0925 | 2660.2849 | 2926.6833 | -57.8293 | -101.1926 | -180.0241 | -271.2136 | 165.4945 | 247.414 | 415.7348 | 719.4215 | 14.7814 | 26.5328 | 52.6676 | 90.4202 | -436.1275 | -498.1147 | -633.3533 | -815.0315 | 5.1415 | 8.3409 | 15.2282 | 24.9297 | 3658.448 | 3736.7295 | 3909.4678 | 4314.1916
1 | 23 | 13 | 1474.0735 | 1496.5216 | 1536.4567 | 1593.9277 | 2465.6886 | 2529.6089 | 2673.5133 | 2941.2365 | -58.957 | -101.1926 | -177.1781 | -267.3239 | 157.3991 | 238.5629 | 397.0659 | 691.0113 | 11.2377 | 20.8477 | 42.3762 | 74.3774 | -307.7128 | -353.0266 | -449.881 | -576.4185 | 1.3655 | 2.3804 | 5.0535 | 8.8121 | 3743.0946 | 3833.7022 | 4027.4065 | 4465.6225
1 | 23 | 14 | 1431.4275 | 1453.2512 | 1491.311 | 1546.9167 | 2449.1409 | 2512.6323 | 2655.5709 | 2921.4974 | -60.0846 | -100.7489 | -176.1391 | -267.7486 | 150.7992 | 227.1689 | 380.3229 | 653.1307 | 9.4842 | 17.6335 | 37.6271 | 65.2101 | -378.9822 | -434.972 | -557.0369 | -718.2055 | 0.27961 | 0.27758 | 0.87134 | 1.4341 | 3602.0647 | 3675.2425 | 3832.5271 | 4202.2348
1 | 23 | 15 | 1376.8243 | 1398.1985 | 1434.3152 | 1487.2524 | 2413.882 | 2476.4593 | 2617.3402 | 2879.4382 | -59.1712 | -99.8615 | -173.2931 | -261.431 | 138.217 | 210.8283 | 352.4795 | 603.043 | 7.8026 | 15.4361 | 32.9403 | 57.36 | -164.6642 | -188.3626 | -239.3498 | -306.5868 | 0.13573 | 0.5213 | 0.93629 | 1.0429 | 3713.0264 | 3813.2194 | 4025.3685 | 4460.1185
1 | 23 | 16 | 1346.3471 | 1367.4897 | 1404.3759 | 1457.6349 | 2333.6748 | 2394.1728 | 2530.3725 | 2783.7617 | -58.0435 | -98.0346 | -170.4472 | -256.6919 | 129.205 | 194.8591 | 326.4448 | 551.8741 | 7.8026 | 15.1517 | 32.9403 | 57.36 | -214.5057 | -244.2293 | -307.235 | -388.0266 | -0.13573 | -0.10426 | -0.28007 | -0.43023 | 3544.3447 | 3629.3053 | 3816.1714 | 4205.4819
1 | 23 | 17 | 1462.0837 | 1486.9645 | 1533.096 | 1599.8083 | 2191.2936 | 2248.1005 | 2375.9905 | 2613.92 | -56.9159 | -97.0951 | -170.1656 | -256.2672 | 66.9285 | 97.8373 | 158.7988 | 253.3673 | 9.4842 | 18.0451 | 38.4096 | 67.6035 | -117.1337 | -134.711 | -172.9543 | -221.9991 | -0.5375 | -0.72983 | -1.1122 | -1.8045 | 3555.2029 | 3618.4115 | 3762.0628 | 4054.6284
1 | 23 | 18 | 1783.968 | 1815.7291 | 1877.9294 | 1969.9157 | 2141.7962 | 2197.32 | 2322.3212 | 2554.8763 | -57.9364 | -101.1926 | -180.0241 | -271.6383 | 75.024 | 108.1584 | 170.98 | 270.043 | 15.8319 | 28.9048 | 58.8463 | 100.7654 | -0.0029378 | -0.0033719 | -0.0043111 | -0.005539 | -5.7197 | -9.8181 | -19.8786 | -32.05 | 3952.961 | 4039.0982 | 4230.1699 | 4591.9065
1 | 23 | 19 | 2042.4962 | 2080.5696 | 2157.8756 | 2275.0178 | 1951.6059 | 2002.1992 | 2116.1003 | 2328.0047 | -56.7322 | -102.7412 | -187.3181 | -282.2703 | 92.0125 | 130.9464 | 197.9785 | 304.0353 | 22.5704 | 41.1456 | 80.1386 | 137.333 | -0.0029378 | -0.0033719 | -0.0043111 | -0.005539 | -7.4788 | -13.0421 | -25.1959 | -41.5889 | 4044.471 | 4139.0742 | 4339.5746 | 4720.5261
1 | 23 | 20 | 2122.5027 | 2163.0554 | 2245.8697 | 2375.0684 | 1782.3731 | 1828.5792 | 1932.6034 | 2126.1326 | -54.3698 | -100.7491 | -185.5111 | -281.962 | 98.6123 | 137.9149 | 207.4397 | 312.3732 | 26.9257 | 47.949 | 93.7495 | 159.0734 | -0.0029378 | -0.0033719 | -0.0043111 | -0.005539 | -8.8008 | -15.0582 | -29.6041 | -47.3852 | 3967.2402 | 4061.6879 | 4264.5428 | 4643.2948
1 | 23 | 21 | 2134.4427 | 2176.3255 | 2259.9125 | 2395.9989 | 1630.1215 | 1672.3807 | 1767.5191 | 1944.5168 | -51.3518 | -96.2079 | -176.1286 | -267.3199 | 108.1132 | 149.9949 | 227.7809 | 331.2434 | 26.5199 | 46.9688 | 91.7973 | 155.9085 | -0.0029378 | -0.0033719 | -0.0043111 | -0.005539 | -7.1666 | -11.7219 | -22.0623 | -34.6453 | 3840.676 | 3937.7367 | 4148.8146 | 4525.6969
1 | 23 | 22 | 2070.0444 | 2110.9643 | 2191.1449 | 2328.4747 | 1458.8 | 1496.6179 | 1581.7574 | 1740.1532 | -47.4968 | -86.9082 | -159.9279 | -243.1995 | 193.119 | 271.1768 | 414.974 | 611.3809 | 23.1432 | 40.9993 | 80.7965 | 137.3706 | -0.0029378 | -0.0033719 | -0.0043111 | -0.005539 | -3.4259 | -5.7343 | -11.088 | -18.0571 | 3694.181 | 3827.1124 | 4097.6526 | 4556.1172
1 | 23 | 23 | 1928.407 | 1967.1392 | 2041.1305 | 2173.4264 | 1305.454 | 1339.2965 | 1415.4864 | 1557.2319 | -41.7515 | -75.9468 | -138.3168 | -210.0255 | 212.1208 | 292.7682 | 440.1305 | 643.1086 | 20.3392 | 36.1198 | 71.1007 | 120.1499 | -0.0029378 | -0.0033719 | -0.0043111 | -0.005539 | 0.12759 | -0.077181 | -0.97823 | -2.7331 | 3424.6941 | 3559.2964 | 3828.5487 | 4281.1526
1 | 23 | 24 | 1817.2224 | 1854.416 | 1924.8937 | 2053.3589 | 1174.978 | 1205.4381 | 1274.013 | 1401.5915 | -36.1132 | -64.9855 | -116.4242 | -176.8515 | 317.1293 | 425.2719 | 617.8148 | 889.823 | 15.9988 | 28.6205 | 56.0602 | 96.257 | -0.0029378 | -0.0033719 | -0.0043111 | -0.005539 | 2.8368 | 4.624 | 7.1034 | 10.5149 | 3292.0492 | 3453.3817 | 3763.4566 | 4274.6882
1 | 24 | 1 | 1747.8452 | 1784.4677 | 1851.9043 | 1979.0028 | 1096.0606 | 1124.4748 | 1188.4439 | 1307.4536 | -32.6232 | -57.6779 | -103.6326 | -155.4672 | 305.2585 | 408.854 | 598.8098 | 882.818 | 13.0998 | 23.9048 | 47.2092 | 80.1126 | -0.0029378 | -0.0033719 | -0.0043111 | -0.005539 | 6.412 | 10.6021 | 18.9639 | 29.0649 | 3136.0499 | 3294.6222 | 3601.6942 | 4122.9791
1 | 24 | 2 | 1689.048 | 1724.6043 | 1789.3856 | 1913.6438 | 1068.4995 | 1096.1992 | 1158.5598 | 1274.5769 | -30.475 | -52.3103 | -89.802 | -136.5106 | 219.7695 | 294.7386 | 439.8785 | 656.106 | 8.9115 | 16.2592 | 33.5983 | 57.3976 | -0.0029378 | -0.0033719 | -0.0043111 | -0.005539 | 5.2908 | 8.6035 | 15.2255 | 23.0974 | 2961.0414 | 3088.0912 | 3346.8414 | 3788.3055
1 | 24 | 3 | 1641.3508 | 1676.0398 | 1738.7223 | 1859.8138 | 1063.0745 | 1090.6336 | 1152.6775 | 1268.1056 | -30.003 | -50.4834 | -86.956 | -129.7684 | 135.686 | 188.4013 | 291.2025 | 443.314 | 7.8026 | 15.1517 | 30.8636 | 52.7123 | -0.0029378 | -0.0033719 | -0.0043111 | -0.005539 | 3.9416 | 6.735 | 11.962 | 17.9026 | 2821.8496 | 2926.4746 | 3138.4677 | 3512.0742
1 | 24 | 4 | 1618.3781 | 1652.3757 | 1713.883 | 1832.5412 | 1091.5731 | 1119.8709 | 1183.5782 | 1302.1006 | -30.003 | -50.6487 | -86.956 | -132.1962 | 81.7906 | 118.005 | 194.4279 | 310.1709 | 8.7445 | 16.2592 | 32.9512 | 57.2959 | -0.0029378 | -0.0033719 | -0.0043111 | -0.005539 | 2.0224 | 3.4501 | 6.4945 | 9.5778 | 2772.5028 | 2859.309 | 3044.3745 | 3379.4847
1 | 24 | 5 | 1633.2543 | 1666.9394 | 1728.2578 | 1844.0806 | 1193.7762 | 1224.7235 | 1294.3956 | 1424.0152 | -31.6026 | -55.0767 | -97.6591 | -148.4167 | 50.197 | 75.6321 | 136.0389 | 234.41 | 12.2882 | 22.0824 | 43.8897 | 74.6559 | -0.0029378 | -0.0033719 | -0.0043111 | -0.005539 | 0.92569 | 1.6858 | 3.0686 | 4.5432 | 2858.8357 | 2935.9832 | 3107.9873 | 3433.2825
1 | 24 | 6 | 1679.3297 | 1712.9426 | 1774.567 | 1886.134 | 1391.1853 | 1427.2503 | 1508.4437 | 1659.4979 | -36.2203 | -67.6997 | -124.2813 | -193.4967 | 43.5971 | 68.6637 | 127.963 | 227.6958 | 21.9258 | 37.7851 | 72.5412 | 121.8096 | -0.0029378 | -0.0033719 | -0.0043111 | -0.005539 | 1.0614 | 2.1204 | 4.1998 | 6.569 | 3100.876 | 3181.0591 | 3363.429 | 3708.204
1 | 24 | 7 | 1717.442 | 1749.8794 | 1810.2364 | 1913.6192 | 1686.7012 | 1730.4271 | 1828.8676 | 2012.0088 | -44.0374 | -87.8477 | -166.2595 | -259.5364 | 68.7999 | 107.0082 | 184.7638 | 324.5821 | 34.5342 | 59.7592 | 110.8261 | 185.7774 | -0.0029378 | -0.0033719 | -0.0043111 | -0.005539 | 0.14116 | 0.53891 | 1.0405 | 1.6945 | 3463.5782 | 3559.7617 | 3769.4705 | 4178.14
1 | 24 | 8 | 1676.077 | 1705.9063 | 1761.6637 | 1852.0925 | 1958.3827 | 2009.1517 | 2123.4483 | 2336.0885 | -50.1476 | -101.4102 | -194.2023 | -304.6164 | 117.5911 | 178.7507 | 293.7196 | 507.8316 | 41.4763 | 71.0305 | 131.3358 | 220.1549 | -82.3949 | -94.1899 | -121.0254 | -160.2567 | -0.40177 | -0.64317 | -0.86458 | -2.186 | 3660.5829 | 3768.596 | 3994.0752 | 4449.1084
1 | 24 | 9 | 1555.1386 | 1580.5035 | 1627.5289 | 1699.2072 | 2208.7736 | 2266.0337 | 2394.9438 | 2634.7713 | -54.0791 | -106.7257 | -202.2643 | -316.4062 | 170.1097 | 254.1348 | 416.2753 | 715.5428 | 38.6724 | 66.2973 | 123.779 | 207.3786 | -219.5551 | -250.2 | -317.5877 | -410.0628 | 4.452 | 7.611 | 15.7356 | 25.9349 | 3703.5121 | 3817.6546 | 4058.4108 | 4556.3658
1 | 24 | 10 | 1516.976 | 1540.8087 | 1584.2259 | 1647.7024 | 2356.5956 | 2417.6878 | 2555.2252 | 2811.1031 | -56.4109 | -106.2298 | -198.0212 | -305.6576 | 191.0961 | 284.2885 | 464.1221 | 798.5 | 30.5495 | 52.792 | 99.8767 | 168.2783 | -486.4518 | -555.335 | -703.4292 | -896.4859 | 9.2026 | 16.0562 | 32.5361 | 53.6646 | 3561.557 | 3650.0682 | 3834.5355 | 4277.1048
1 | 24 | 11 | 1508.2628 | 1531.5604 | 1573.5043 | 1633.8368 | 2440.3566 | 2503.6203 | 2646.0462 | 2911.0189 | -58.0871 | -105.4555 | -193.5732 | -294.1763 | 181.5952 | 273.4309 | 451.1466 | 780.6918 | 22.6654 | 39.8918 | 76.6323 | 130.3935 | -843.5359 | -962.5541 | -1216.5467 | -1543.4479 | 10.0387 | 16.8903 | 33.1219 | 54.4025 | 3261.2958 | 3297.3841 | 3370.3315 | 3672.7192
1 | 24 | 12 | 1474.4867 | 1496.7608 | 1537.1044 | 1593.0988 | 2487.1485 | 2551.6252 | 2696.782 | 2966.8353 | -59.9775 | -104.6812 | -187.8046 | -285.4311 | 165.4945 | 247.414 | 415.7348 | 719.4215 | 16.9624 | 30.4429 | 60.0268 | 102.549 | -799.9893 | -915.3775 | -1165.3965 | -1494.7884 | 5.1415 | 8.3409 | 15.2282 | 24.9297 | 3289.2669 | 3314.5249 | 3371.6752 | 3626.6148
1 | 24 | 13 | 1411.8606 | 1432.8767 | 1470.0596 | 1520.691 | 2520.9773 | 2586.331 | 2733.4622 | 3007.1886 | -60.6331 | -104.7943 | -183.3566 | -276.6857 | 157.3991 | 238.5629 | 397.0659 | 691.0113 | 11.6435 | 21.9741 | 44.9863 | 77.4406 | -818.2691 | -933.7689 | -1182.389 | -1506.0537 | 1.3655 | 2.3804 | 5.0535 | 8.8121 | 3224.3437 | 3243.5619 | 3284.882 | 3522.404
1 | 24 | 14 | 1368.7572 | 1388.9293 | 1424.2161 | 1472.5039 | 2516.2312 | 2581.4618 | 2728.316 | 3001.5271 | -62.3093 | -104.3505 | -183.843 | -277.4188 | 150.7992 | 227.1689 | 380.3229 | 653.1307 | 9.4842 | 17.9178 | 37.3672 | 66.8545 | -799.5837 | -912.4703 | -1154.298 | -1467.1098 | 0.27961 | 0.27758 | 0.87134 | 1.4341 | 3183.6583 | 3198.9345 | 3232.9524 | 3450.9217
1 | 24 | 15 | 1300.1668 | 1319.3925 | 1352.2064 | 1396.0404 | 2492.9657 | 2557.5932 | 2703.0895 | 2973.7745 | -61.8373 | -103.411 | -179.6765 | -270.6765 | 138.217 | 210.8283 | 352.4795 | 603.043 | 7.3249 | 14.3286 | 31.2508 | 55.497 | -489.3409 | -559.8966 | -712.5944 | -916.0811 | 0.13573 | 0.5213 | 0.93629 | 1.0429 | 3387.6319 | 3439.3562 | 3547.6916 | 3842.6401
1 | 24 | 16 | 1272.0751 | 1291.4346 | 1324.2569 | 1369.503 | 2407.8094 | 2470.2293 | 2610.7557 | 2872.1944 | -60.2682 | -101.6363 | -177.8695 | -266.0538 | 129.205 | 194.8591 | 326.4448 | 551.8741 | 7.7307 | 15.4361 | 33.4629 | 59.0043 | -504.0961 | -575.2648 | -729.4451 | -934.1596 | -0.13573 | -0.10426 | -0.28007 | -0.43023 | 3252.3201 | 3294.9537 | 3387.3256 | 3651.9321
1 | 24 | 17 | 1418.3603 | 1442.1359 | 1484.4855 | 1547.7337 | 2233.1283 | 2291.0197 | 2421.3513 | 2663.8232 | -59.0641 | -100.5836 | -177.6646 | -267.6322 | 66.9285 | 97.8373 | 158.7988 | 253.3673 | 11.1074 | 20.8477 | 43.0341 | 75.1488 | -167.3159 | -191.3578 | -243.4399 | -313.2906 | -0.5375 | -0.72983 | -1.1122 | -1.8045 | 3502.6072 | 3559.1694 | 3685.4531 | 3957.3457
1 | 24 | 18 | 1753.6364 | 1784.7224 | 1845.0303 | 1934.1447 | 2160.6679 | 2216.6809 | 2342.7834 | 2577.3876 | -58.4084 | -104.8465 | -189.1251 | -285.4311 | 75.024 | 108.1584 | 170.98 | 270.043 | 19.7664 | 35.4239 | 70.4428 | 121.0869 | -0.0029378 | -0.0033719 | -0.0043111 | -0.005539 | -5.7197 | -9.8181 | -19.8786 | -32.05 | 3944.9636 | 4030.3178 | 4220.2286 | 4585.1756
1 | 24 | 19 | 2035.9895 | 2074.0625 | 2149.9765 | 2267.2563 | 1967.5963 | 2018.6042 | 2133.4385 | 2347.0791 | -57.5386 | -106.2298 | -193.2917 | -295.7548 | 92.0125 | 130.9464 | 197.9785 | 304.0353 | 27.0926 | 47.949 | 93.6249 | 158.9717 | -0.0029378 | -0.0033719 | -0.0043111 | -0.005539 | -7.4788 | -13.0421 | -25.1959 | -41.5889 | 4057.6706 | 4152.2869 | 4356.5265 | 4739.9932
1 | 24 | 20 | 2117.3404 | 2157.8899 | 2239.567 | 2368.8027 | 1791.7559 | 1838.2053 | 1942.7771 | 2137.325 | -54.2627 | -102.5759 | -188.3571 | -286.7011 | 98.6123 | 137.9149 | 207.4397 | 312.3732 | 29.2737 | 51.9864 | 100.3992 | 170.3292 | -0.0029378 | -0.0033719 | -0.0043111 | -0.005539 | -8.8008 | -15.0582 | -29.6041 | -47.3852 | 3973.9158 | 4068.3589 | 4272.2176 | 4654.7383
1 | 24 | 21 | 2142.0827 | 2183.9946 | 2267.56 | 2404.372 | 1634.3321 | 1676.7004 | 1772.0846 | 1949.5395 | -50.7727 | -95.1031 | -172.7195 | -264.8921 | 108.1132 | 149.9949 | 227.7809 | 331.2434 | 25.4694 | 45.4307 | 88.0934 | 151.02 | -0.0029378 | -0.0033719 | -0.0043111 | -0.005539 | -7.1666 | -11.7219 | -22.0623 | -34.6453 | 3852.0552 | 3949.2923 | 4160.7326 | 4536.6319
1 | 24 | 22 | 2103.5902 | 2145.1781 | 2227.2589 | 2366.7494 | 1454.6537 | 1492.3641 | 1577.2617 | 1735.2072 | -47.3897 | -85.8034 | -153.9544 | -233.7212 | 193.119 | 271.1768 | 414.974 | 611.3809 | 20.3392 | 36.6776 | 72.5303 | 124.391 | -0.0029378 | -0.0033719 | -0.0043111 | -0.005539 | -3.4259 | -5.7343 | -11.088 | -18.0571 | 3720.8836 | 3853.8555 | 4126.9781 | 4585.9446
1 | 24 | 23 | 1976.211 | 2015.8119 | 2092.334 | 2228.3646 | 1295.0796 | 1328.6531 | 1404.2375 | 1544.8566 | -41.7515 | -75.7816 | -138.0353 | -207.5978 | 212.1208 | 292.7682 | 440.1305 | 643.1086 | 18.5857 | 33.7478 | 66.154 | 114.2491 | -0.0029378 | -0.0033719 | -0.0043111 | -0.005539 | 0.12759 | -0.077181 | -0.97823 | -2.7331 | 3460.3702 | 3595.1189 | 3863.8383 | 4320.2424
1 | 24 | 24 | 1860.4207 | 1898.8248 | 1970.7256 | 2103.4986 | 1163.2578 | 1193.414 | 1261.3049 | 1387.6108 | -36.5852 | -65.7076 | -116.1427 | -176.4269 | 317.1293 | 425.2719 | 617.8148 | 889.823 | 15.8319 | 28.2089 | 55.9357 | 95.8128 | -0.0029378 | -0.0033719 | -0.0043111 | -0.005539 | 2.8368 | 4.624 | 7.1034 | 10.5149 | 3322.8883 | 3484.6327 | 3796.7373 | 4310.8278
1 | 25 | 1 | 1791.5623 | 1828.6491 | 1897.0026 | 2029.1809 | 1083.7502 | 1111.8452 | 1175.0959 | 1292.7689 | -32.1512 | -57.791 | -102.3121 | -155.4672 | 305.2585 | 408.854 | 598.8098 | 882.818 | 13.564 | 24.1891 | 47.8563 | 82.0619 | -0.0029378 | -0.0033719 | -0.0043111 | -0.005539 | 6.412 | 10.6021 | 18.9639 | 29.0649 | 3168.3928 | 3326.3452 | 3635.4121 | 4160.4218
1 | 25 | 2 | 1718.5319 | 1754.3447 | 1819.3542 | 1947.4767 | 1059.1078 | 1086.5641 | 1148.3765 | 1263.3739 | -30.475 | -52.3103 | -91.609 | -139.2467 | 219.7695 | 294.7386 | 439.8785 | 656.106 | 9.89 | 18.3294 | 36.8555 | 63.6256 | -0.0029378 | -0.0033719 | -0.0043111 | -0.005539 | 5.2908 | 8.6035 | 15.2255 | 23.0974 | 2982.1122 | 3110.2666 | 3368.0769 | 3814.4272
1 | 25 | 3 | 1667.694 | 1702.6883 | 1765.6742 | 1890.5212 | 1051.617 | 1078.879 | 1140.2543 | 1254.4383 | -29.3167 | -49.7091 | -85.354 | -129.7684 | 135.686 | 188.4013 | 291.2025 | 443.314 | 7.7307 | 15.1517 | 31.3862 | 53.5853 | -0.0029378 | -0.0033719 | -0.0043111 | -0.005539 | 3.9416 | 6.735 | 11.962 | 17.9026 | 2837.3496 | 2942.1428 | 3155.121 | 3529.9874
1 | 25 | 4 | 1640.2112 | 1674.3302 | 1736.401 | 1858.1009 | 1080.6408 | 1108.6553 | 1171.7244 | 1289.0599 | -29.5309 | -50.4834 | -86.956 | -129.7684 | 81.7906 | 118.005 | 194.4279 | 310.1709 | 8.6726 | 15.8477 | 32.1687 | 55.9787 | -0.0029378 | -0.0033719 | -0.0043111 | -0.005539 | 2.0224 | 3.4501 | 6.4945 | 9.5778 | 2783.8038 | 2869.8015 | 3054.2563 | 3393.1143
1 | 25 | 5 | 1651.7389 | 1685.5799 | 1747.5835 | 1866.5706 | 1177.6409 | 1208.1699 | 1276.9003 | 1404.7679 | -31.1306 | -54.1372 | -96.3385 | -146.4136 | 50.197 | 75.6321 | 136.0389 | 234.41 | 12.4551 | 22.6511 | 44.4123 | 75.6305 | -0.0029378 | -0.0033719 | -0.0043111 | -0.005539 | 0.92569 | 1.6858 | 3.0686 | 4.5432 | 2861.824 | 2939.5783 | 3111.6608 | 3439.503
1 | 25 | 6 | 1687.4383 | 1721.0918 | 1782.8844 | 1896.2656 | 1379.6025 | 1415.3672 | 1495.8846 | 1645.6811 | -36.1132 | -67.6997 | -125.8068 | -191.4936 | 43.5971 | 68.6637 | 127.963 | 227.6958 | 22.7374 | 39.6075 | 74.4933 | 125.8474 | -0.0029378 | -0.0033719 | -0.0043111 | -0.005539 | 1.0614 | 2.1204 | 4.1998 | 6.569 | 3098.3205 | 3179.1475 | 3359.614 | 3710.5598
1 | 25 | 7 | 1725.756 | 1758.2475 | 1818.9879 | 1923.2097 | 1679.2776 | 1722.8111 | 1820.8184 | 2003.1535 | -43.4582 | -87.0734 | -166.2595 | -257.5333 | 68.7999 | 107.0082 | 184.7638 | 324.5821 | 35.3458 | 60.8491 | 113.5607 | 190.2594 | -0.0029378 | -0.0033719 | -0.0043111 | -0.005539 | 0.14116 | 0.53891 | 1.0405 | 1.6945 | 3465.8594 | 3562.378 | 3772.9074 | 4185.3603
1 | 25 | 8 | 1670.7848 | 1700.6568 | 1756.3906 | 1846.0835 | 1956.6389 | 2007.3627 | 2121.5575 | 2334.0083 | -49.5685 | -99.5833 | -191.2797 | -297.8742 | 117.5911 | 178.7507 | 293.7196 | 507.8316 | 40.2589 | 69.2271 | 129.1238 | 216.3426 | -112.1204 | -127.4529 | -160.3248 | -203.8455 | -0.40177 | -0.64317 | -0.86458 | -2.186 | 3623.183 | 3728.318 | 3948.3224 | 4400.3604
1 | 25 | 9 | 1570.6278 | 1595.6353 | 1643.0545 | 1717.2321 | 2210.4211 | 2267.7239 | 2396.7302 | 2636.7366 | -53.6071 | -104.2897 | -197.8163 | -309.6637 | 170.1097 | 254.1348 | 416.2753 | 715.5428 | 36.2525 | 62.5253 | 116.8802 | 196.021 | -393.4805 | -448.3287 | -565.0391 | -716.0554 | 4.452 | 7.611 | 15.7356 | 25.9349 | 3544.7754 | 3635.0119 | 3825.8204 | 4265.7483
1 | 25 | 10 | 1531.4511 | 1555.5059 | 1599.0246 | 1663.9827 | 2364.4179 | 2425.7129 | 2563.7068 | 2820.4341 | -56.4109 | -102.7412 | -188.6387 | -291.4403 | 191.0961 | 284.2885 | 464.1221 | 798.5 | 25.6364 | 44.3232 | 85.3587 | 143.9412 | -825.3613 | -945.0538 | -1202.6144 | -1537.9657 | 9.2026 | 16.0562 | 32.5361 | 53.6646 | 3240.0318 | 3278.0916 | 3353.4952 | 3651.1165
1 | 25 | 11 | 1523.451 | 1546.6952 | 1588.7552 | 1650.5052 | 2448.3375 | 2511.808 | 2654.6997 | 2920.5389 | -58.0871 | -103.6286 | -185.7161 | -282.695 | 181.5952 | 273.4309 | 451.1466 | 780.6918 | 18.1799 | 32.119 | 64.0665 | 108.3482 | -812.0362 | -929.3772 | -1182.3592 | -1512.0202 | 10.0387 | 16.8903 | 33.1219 | 54.4025 | 3311.4789 | 3347.9375 | 3423.7146 | 3719.7715
1 | 25 | 12 | 1472.3115 | 1494.0582 | 1533.3814 | 1589.497 | 2506.3109 | 2571.2843 | 2717.5596 | 2989.6935 | -59.9775 | -102.8543 | -181.5496 | -273.9497 | 165.4945 | 247.414 | 415.7348 | 719.4215 | 12.6221 | 23.3659 | 47.7209 | 82.8973 | -1039.6893 | -1193.6602 | -1527.5866 | -1962.9994 | 5.1415 | 8.3409 | 15.2282 | 24.9297 | 3062.2137 | 3047.9489 | 3020.4888 | 3169.4898
1 | 25 | 13 | 1392.326 | 1412.4479 | 1447.7665 | 1496.8425 | 2546.4365 | 2612.4502 | 2761.0672 | 3037.558 | -61.1051 | -104.0722 | -181.8311 | -274.3744 | 157.3991 | 238.5629 | 397.0659 | 691.0113 | 10.7016 | 20.1518 | 41.4692 | 73.73 | -1298.4135 | -1491.1683 | -1913.931 | -2482.0728 | 1.3655 | 2.3804 | 5.0535 | 8.8121 | 2748.7101 | 2690.7526 | 2556.6602 | 2551.5066
1 | 25 | 14 | 1327.4777 | 1346.8327 | 1379.1648 | 1422.5499 | 2559.3468 | 2625.6951 | 2775.0657 | 3052.9582 | -61.7608 | -103.2979 | -182.3176 | -272.796 | 150.7992 | 227.1689 | 380.3229 | 653.1307 | 9.2454 | 17.9178 | 37.2426 | 65.5373 | -846.295 | -971.5792 | -1248.497 | -1624.8363 | 0.27961 | 0.27758 | 0.87134 | 1.4341 | 3139.0929 | 3143.0149 | 3141.8527 | 3297.9779
1 | 25 | 15 | 1249.9854 | 1268.1842 | 1297.2186 | 1336.4607 | 2536.1596 | 2601.9068 | 2749.9241 | 3025.299 | -61.2888 | -102.5236 | -179.4716 | -266.0538 | 138.217 | 210.8283 | 352.4795 | 603.043 | 7.7307 | 15.4361 | 33.203 | 58.6618 | -911.7126 | -1048.8931 | -1348.2528 | -1742.9339 | 0.13573 | 0.5213 | 0.93629 | 1.0429 | 2959.2271 | 2945.4599 | 2906.0371 | 3015.5197
1 | 25 | 16 | 1219.0979 | 1237.2478 | 1266.9844 | 1306.7646 | 2451.0618 | 2514.6029 | 2657.6537 | 2923.7887 | -59.6126 | -99.8093 | -173.2166 | -261.3147 | 129.205 | 194.8591 | 326.4448 | 551.8741 | 7.3249 | 14.3286 | 31.2508 | 55.2937 | -616.4893 | -707.9756 | -904.6537 | -1159.2467 | -0.13573 | -0.10426 | -0.28007 | -0.43023 | 3130.4519 | 3153.1493 | 3204.1834 | 3416.7294
1 | 25 | 17 | 1377.6097 | 1400.5277 | 1441.6557 | 1499.8407 | 2266.0925 | 2324.8386 | 2457.094 | 2703.1451 | -58.4849 | -99.6441 | -174.5371 | -263.3178 | 66.9285 | 97.8373 | 158.7988 | 253.3673 | 10.7016 | 20.1518 | 41.4692 | 73.73 | -251.2755 | -288.8149 | -370.4115 | -477.0882 | -0.5375 | -0.72983 | -1.1122 | -1.8045 | 3411.0345 | 3454.1665 | 3552.9569 | 3787.8726
1 | 25 | 18 | 1749.6769 | 1780.5992 | 1841.3489 | 1928.9418 | 2183.0762 | 2239.6701 | 2367.0805 | 2604.1177 | -58.3778 | -102.08 | -183.075 | -273.9497 | 75.024 | 108.1584 | 170.98 | 270.043 | 16.7955 | 30.7272 | 61.979 | 106.7902 | -0.0029378 | -0.0033719 | -0.0043111 | -0.005539 | -5.7197 | -9.8181 | -19.8786 | -32.05 | 3960.472 | 4047.2534 | 4238.4304 | 4603.8875
1 | 25 | 19 | 2066.0319 | 2105.1898 | 2183.3119 | 2300.7732 | 1979.561 | 2030.879 | 2146.4116 | 2361.3513 | -57.0666 | -103.6286 | -188.8436 | -287.0094 | 92.0125 | 130.9464 | 197.9785 | 304.0353 | 24.8967 | 44.3232 | 86.5284 | 148.3856 | -0.0029378 | -0.0033719 | -0.0043111 | -0.005539 | -7.4788 | -13.0421 | -25.1959 | -41.5889 | 4097.9538 | 4194.6644 | 4400.1866 | 4785.9415
1 | 25 | 20 | 2176.7399 | 2219.1568 | 2304.5362 | 2436.5777 | 1799.0522 | 1845.6907 | 1950.6883 | 2146.0284 | -53.6836 | -101.6364 | -187.0366 | -284.2734 | 98.6123 | 137.9149 | 207.4397 | 312.3732 | 28.8679 | 50.8789 | 98.1872 | 167.9357 | -0.0029378 | -0.0033719 | -0.0043111 | -0.005539 | -8.8008 | -15.0582 | -29.6041 | -47.3852 | 4040.7849 | 4136.9431 | 4344.2064 | 4731.251
1 | 25 | 21 | 2226.1275 | 2269.9723 | 2358.2868 | 2500.3282 | 1637.9549 | 1680.4172 | 1776.0127 | 1953.861 | -51.3212 | -95.9905 | -175.847 | -269.6313 | 108.1132 | 149.9949 | 227.7809 | 331.2434 | 26.6868 | 47.949 | 92.6556 | 157.3496 | -0.0029378 | -0.0033719 | -0.0043111 | -0.005539 | -7.1666 | -11.7219 | -22.0623 | -34.6453 | 3940.3917 | 4040.6177 | 4256.8224 | 4638.5
1 | 25 | 22 | 2221.1028 | 2265.0527 | 2352.7057 | 2501.081 | 1454.9087 | 1492.6256 | 1577.5381 | 1735.5113 | -47.9383 | -87.6303 | -159.9279 | -241.1965 | 193.119 | 271.1768 | 414.974 | 611.3809 | 23.1432 | 41.2837 | 80.412 | 138.142 | -0.0029378 | -0.0033719 | -0.0043111 | -0.005539 | -3.4259 | -5.7343 | -11.088 | -18.0571 | 3840.9066 | 3976.7708 | 4254.6096 | 4726.856
1 | 25 | 23 | 2079.7757 | 2121.2635 | 2202.6791 | 2346.8533 | 1294.1961 | 1327.7468 | 1403.2796 | 1543.8028 | -42.3 | -75.8947 | -138.0353 | -207.5978 | 212.1208 | 292.7682 | 440.1305 | 643.1086 | 19.1218 | 34.0321 | 67.4591 | 115.1221 | -0.0029378 | -0.0033719 | -0.0043111 | -0.005539 | 0.12759 | -0.077181 | -0.97823 | -2.7331 | 3563.0391 | 3699.8354 | 3974.5305 | 4438.5503
1 | 25 | 24 | 1934.3426 | 1973.9521 | 2049.6414 | 2188.0334 | 1162.1852 | 1192.3136 | 1260.1419 | 1386.3314 | -36.6618 | -66.7602 | -120.7957 | -183.4774 | 317.1293 | 425.2719 | 617.8148 | 889.823 | 17.3682 | 30.8545 | 60.6225 | 104.8785 | -0.0029378 | -0.0033719 | -0.0043111 | -0.005539 | 2.8368 | 4.624 | 7.1034 | 10.5149 | 3397.1975 | 3560.2524 | 3874.5239 | 4396.0982
1 | 26 | 1 | 1843.8621 | 1881.2985 | 1953.9978 | 2088.8807 | 1087.6291 | 1115.8247 | 1179.3017 | 1297.3959 | -33.2788 | -56.7383 | -99.1845 | -150.7281 | 305.2585 | 408.854 | 598.8098 | 882.818 | 11.2377 | 20.5633 | 40.4972 | 72.0215 | -0.0029378 | -0.0033719 | -0.0043111 | -0.005539 | 6.412 | 10.6021 | 20.3941 | 29.0649 | 3221.1177 | 3380.4009 | 3693.8117 | 4219.4475
1 | 26 | 2 | 1758.746 | 1794.5703 | 1863.338 | 1993.6442 | 1060.6328 | 1088.1286 | 1150.03 | 1265.193 | -31.1306 | -52.3103 | -89.802 | -134.5075 | 219.7695 | 294.7386 | 439.8785 | 656.106 | 7.9696 | 15.4361 | 32.2932 | 56.0804 | -0.0029378 | -0.0033719 | -0.0043111 | -0.005539 | 5.2908 | 8.6035 | 17.3254 | 23.0974 | 3021.2751 | 3149.1634 | 3413.0588 | 3859.6078
1 | 26 | 3 | 1708.6417 | 1743.9411 | 1809.9043 | 1937.1425 | 1052.1577 | 1079.4338 | 1140.8406 | 1255.0834 | -30.003 | -50.6487 | -86.956 | -129.7684 | 135.686 | 188.4013 | 291.2025 | 443.314 | 7.9696 | 15.1517 | 31.6461 | 53.7885 | -0.0029378 | -0.0033719 | -0.0043111 | -0.005539 | 3.9416 | 6.735 | 12.8266 | 17.9026 | 2878.3907 | 2983.0109 | 3199.4599 | 3577.457
1 | 26 | 4 | 1672.1347 | 1706.8038 | 1770.9124 | 1894.4134 | 1077.295 | 1105.2227 | 1168.0966 | 1285.0688 | -30.003 | -50.6487 | -86.956 | -130.1931 | 81.7906 | 118.005 | 194.4279 | 310.1709 | 8.6726 | 15.8477 | 32.2932 | 57.3976 | -0.0029378 | -0.0033719 | -0.0043111 | -0.005539 | 2.0224 | 3.4501 | 6.4945 | 9.5778 | 2811.9095 | 2898.6773 | 3085.2644 | 3426.4298
1 | 26 | 5 | 1669.4403 | 1703.9094 | 1767.0364 | 1886.5995 | 1177.1382 | 1207.6542 | 1276.3552 | 1404.1683 | -31.1306 | -54.3024 | -97.6591 | -144.4106 | 50.197 | 75.6321 | 136.0389 | 234.41 | 11.4766 | 20.9749 | 45.9042 | 72.0215 | -0.0029378 | -0.0033719 | -0.0043111 | -0.005539 | 0.92569 | 1.6858 | 3.6342 | 4.5432 | 2878.0441 | 2955.5507 | 3131.3055 | 3457.3264
1 | 26 | 6 | 1696.7023 | 1730.4641 | 1793.1111 | 1907.2071 | 1370.3398 | 1405.8644 | 1485.8412 | 1634.632 | -35.7483 | -66.0381 | -121.4353 | -184.3267 | 43.5971 | 68.6637 | 127.963 | 227.6958 | 19.5276 | 34.4437 | 69.9311 | 112.2998 | -0.0029378 | -0.0033719 | -0.0043111 | -0.005539 | 1.0614 | 2.1204 | 3.3352 | 6.569 | 3095.477 | 3175.5148 | 3358.7419 | 3704.0715
1 | 26 | 7 | 1739.8606 | 1772.5517 | 1833.2922 | 1939.919 | 1666.636 | 1709.8418 | 1807.1112 | 1988.0737 | -42.9862 | -84.4723 | -160.286 | -250.3664 | 68.7999 | 107.0082 | 184.7638 | 324.5821 | 32.136 | 55.7218 | 104.1763 | 175.3946 | -0.0029378 | -0.0033719 | -0.0043111 | -0.005539 | 0.14116 | 0.53891 | -0.19483 | 1.6945 | 3464.5846 | 3561.1867 | 3768.8583 | 4179.2919
1 | 26 | 8 | 1678.1866 | 1708.3316 | 1763.0981 | 1855.0437 | 1945.1958 | 1995.6229 | 2109.1499 | 2320.3582 | -49.7521 | -98.0348 | -183.7808 | -291.132 | 117.5911 | 178.7507 | 296.6932 | 507.8316 | 38.0996 | 65.6013 | 116.4822 | 205.29 | -89.7762 | -102.7692 | -131.5596 | -171.4522 | -0.40177 | -0.64317 | 0.10959 | -2.186 | 3639.143 | 3746.8595 | 3970.1927 | 4423.7535
1 | 26 | 9 | 1608.494 | 1634.3186 | 1682.9289 | 1761.0428 | 2198.0059 | 2254.9869 | 2383.2686 | 2621.9269 | -54.2627 | -103.5155 | -189.9592 | -302.9216 | 170.1097 | 254.1348 | 416.2753 | 715.5428 | 34.7012 | 59.6319 | 104.6989 | 187.93 | -501.2165 | -577.6304 | -746.0873 | -972.3423 | 4.452 | 7.611 | 15.2079 | 25.9349 | 3460.2836 | 3529.5374 | 3666.333 | 4037.1135
1 | 26 | 10 | 1554.065 | 1576.9609 | 1621.2497 | 1690.6898 | 2358.9878 | 2420.1421 | 2557.8191 | 2813.9568 | -56.5946 | -103.6286 | -184.1906 | -291.7486 | 191.0961 | 284.2885 | 464.1221 | 798.5 | 25.2306 | 44.3232 | 76.6323 | 144.0428 | -1010.9539 | -1162.3945 | -1493.8504 | -1934.4503 | 9.2026 | 16.0562 | 25.2365 | 53.6646 | 3071.0337 | 3075.7478 | 3067.0187 | 3274.655
1 | 26 | 11 | 1511.5405 | 1532.5274 | 1575.2292 | 1637.1767 | 2462.1918 | 2526.0215 | 2669.7218 | 2937.0653 | -58.8499 | -105.5686 | -178.422 | -289.7455 | 181.5952 | 273.4309 | 451.1466 | 780.6918 | 20.745 | 36.962 | 55.4023 | 122.2008 | -1287.6529 | -1481.3088 | -1905.0496 | -2467.9804 | 10.0387 | 16.8903 | 26.1972 | 54.4025 | 2839.6085 | 2798.9546 | 2694.2255 | 2773.8112
1 | 26 | 12 | 1444.289 | 1463.035 | 1502.9807 | 1557.4046 | 2529.8273 | 2595.4103 | 2743.058 | 3017.7454 | -60.1611 | -105.8469 | -175.781 | -288.0507 | 165.4945 | 247.414 | 415.7348 | 719.4215 | 17.3682 | 31.4231 | 44.4637 | 107.2344 | -1520.1474 | -1747.3641 | -2242.9532 | -2899.6519 | 5.1415 | 8.3409 | 12.6142 | 24.9297 | 2581.812 | 2492.4122 | 2300.1173 | 2239.0329
1 | 26 | 13 | 1342.2662 | 1359.0112 | 1393.1118 | 1438.8337 | 2582.6951 | 2649.6487 | 2800.3819 | 3080.8096 | -60.8168 | -106.0122 | -176.0625 | -283.7363 | 157.3991 | 238.5629 | 397.0659 | 691.0113 | 14.7814 | 26.9552 | 36.8446 | 93.0392 | -1533.5834 | -1763.3899 | -2264.6644 | -2926.3903 | 1.3655 | 2.3804 | 4.7207 | 8.8121 | 2504.1072 | 2407.1563 | 2191.398 | 2102.3793
1 | 26 | 14 | 1276.4482 | 1292.2131 | 1322.432 | 1363.8636 | 2592.0945 | 2659.2918 | 2810.5736 | 3092.0219 | -60.8168 | -103.411 | -173.2166 | -272.2549 | 150.7992 | 227.1689 | 380.3229 | 653.1307 | 10.057 | 19.3286 | 31.3754 | 70.2226 | -1381.3668 | -1583.8809 | -2022.5619 | -2594.9389 | 0.27961 | 0.27758 | 0.83346 | 1.4341 | 2587.495 | 2510.9881 | 2349.7589 | 2313.479
1 | 26 | 15 | 1183.7909 | 1198.8015 | 1225.2577 | 1259.8866 | 2571.4109 | 2638.072 | 2788.1466 | 3067.349 | -59.6891 | -100.5315 | -168.487 | -263.2013 | 138.217 | 210.8283 | 352.4795 | 603.043 | 8.4337 | 16.1144 | 27.2111 | 61.0553 | -1292.9126 | -1482.2289 | -1892.2972 | -2428.4292 | 0.13573 | 0.5213 | 1.9443 | 1.0429 | 2549.3866 | 2481.577 | 2334.2551 | 2300.7463
1 | 26 | 16 | 1162.4008 | 1179.3343 | 1205.2706 | 1241.632 | 2471.6292 | 2535.7035 | 2679.9546 | 2948.3228 | -58.5615 | -98.8698 | -168.487 | -258.4622 | 129.205 | 194.8591 | 326.4448 | 551.8741 | 9.0065 | 16.8103 | 31.3754 | 62.4741 | -840.2883 | -964.6583 | -1232.3177 | -1578.0716 | -0.13573 | -0.10426 | 0.07171 | -0.43023 | 2873.256 | 2863.0748 | 2842.3124 | 2967.339
1 | 26 | 17 | 1315.0033 | 1338.0832 | 1373.8061 | 1426.9272 | 2296.6807 | 2356.2197 | 2490.2603 | 2739.6327 | -56.8853 | -97.9825 | -169.8075 | -262.4684 | 66.9285 | 97.8373 | 158.7988 | 253.3673 | 12.6221 | 23.3659 | 43.6812 | 82.9989 | -327.1758 | -375.716 | -480.1727 | -614.7603 | -0.5375 | -0.72983 | -3.3163 | -1.8045 | 3306.636 | 3341.0778 | 3413.2501 | 3623.893
1 | 26 | 18 | 1701.1532 | 1733.1394 | 1789.0783 | 1872.5913 | 2204.5497 | 2261.7003 | 2390.3639 | 2629.7328 | -57.4644 | -102.08 | -177.1015 | -273.9497 | 75.024 | 108.1584 | 170.98 | 270.043 | 18.4187 | 33.3362 | 62.7614 | 115.1861 | -0.0029378 | -0.0033719 | -0.0043111 | -0.005539 | -5.7197 | -9.8181 | -19.8069 | -32.05 | 3935.9586 | 4024.4329 | 4216.271 | 4581.548
1 | 26 | 19 | 2039.6465 | 2079.6811 | 2155.3986 | 2270.816 | 1985.3841 | 2036.853 | 2152.7255 | 2368.2975 | -55.574 | -101.0274 | -173.4875 | -275.5281 | 92.0125 | 130.9464 | 197.9785 | 304.0353 | 22.0927 | 39.8918 | 71.7478 | 134.8379 | -0.0029378 | -0.0033719 | -0.0043111 | -0.005539 | -7.4788 | -13.0421 | -23.6941 | -41.5889 | 4076.0799 | 4173.2995 | 4380.6645 | 4760.8641
1 | 26 | 20 | 2147.9665 | 2191.074 | 2274.3505 | 2404.3031 | 1800.8698 | 1847.5554 | 1952.6591 | 2148.1966 | -53.3187 | -96.321 | -168.553 | -263.3137 | 98.6123 | 137.9149 | 207.4397 | 312.3732 | 22.3316 | 40.3034 | 75.3272 | 137.0281 | -0.0029378 | -0.0033719 | -0.0043111 | -0.005539 | -8.8008 | -15.0582 | -27.8939 | -47.3852 | 4007.6577 | 4105.4651 | 4313.3254 | 4691.1965
1 | 26 | 21 | 2215.286 | 2259.6536 | 2347.4414 | 2488.1736 | 1644.2081 | 1686.8325 | 1782.793 | 1961.3202 | -50.4078 | -91.7277 | -158.6074 | -248.6716 | 108.1132 | 149.9949 | 227.7809 | 331.2434 | 20.8169 | 37.3736 | 68.4906 | 127.8608 | -0.0029378 | -0.0033719 | -0.0043111 | -0.005539 | -7.1666 | -11.7219 | -22.2572 | -34.6453 | 3930.847 | 4030.4015 | 4245.6371 | 4625.2755
1 | 26 | 22 | 2262.7868 | 2307.4562 | 2397.0637 | 2548.7086 | 1464.4583 | 1502.4228 | 1587.8926 | 1746.9027 | -47.5734 | -84.4201 | -146.0973 | -229.7151 | 193.119 | 271.1768 | 414.974 | 611.3809 | 18.4187 | 33.7478 | 61.5918 | 116.4017 | -0.0029378 | -0.0033719 | -0.0043111 | -0.005539 | -3.4259 | -5.7343 | -11.2828 | -18.0571 | 3887.7807 | 4024.6457 | 4304.1376 | 4775.6161
1 | 26 | 23 | 2139.779 | 2182.1993 | 2266.7468 | 2414.8696 | 1305.6291 | 1339.4761 | 1415.6762 | 1557.4407 | -42.4071 | -76.0599 | -130.4597 | -205.5947 | 212.1208 | 292.7682 | 440.1305 | 643.1086 | 18.0129 | 32.2463 | 57.4898 | 110.7417 | -0.0029378 | -0.0033719 | -0.0043111 | -0.005539 | 0.12759 | -0.077181 | 0.13395 | -2.7331 | 3633.2594 | 3770.5495 | 4049.7133 | 4517.8273
1 | 26 | 24 | 1999.9634 | 2040.5567 | 2119.5532 | 2262.3167 | 1169.6939 | 1200.017 | 1268.2836 | 1395.2883 | -37.2409 | -65.0985 | -111.9761 | -174.4238 | 315.325 | 420.8463 | 605.6335 | 862.545 | 14.2087 | 25.6906 | 47.8563 | 89.039 | -0.0029378 | -0.0033719 | -0.0043111 | -0.005539 | 2.8368 | 4.624 | 8.7094 | 10.5149 | 3464.7841 | 3626.6328 | 3938.0555 | 4445.2745
1 | 27 | 1 | 1908.3402 | 1948.2198 | 2022.7769 | 2163.4272 | 1073.746 | 1101.5817 | 1164.2485 | 1280.8352 | -34.1486 | -59.0089 | -101.2731 | -158.628 | 273.6648 | 365.1348 | 527.986 | 766.9915 | 12.6221 | 23.4932 | 43.2941 | 79.9733 | -0.0029378 | -0.0033719 | -0.0043111 | -0.005539 | 6.412 | 10.6021 | 20.3941 | 29.0649 | 3240.6335 | 3390.0194 | 3677.422 | 4161.6586
1 | 27 | 2 | 1808.7571 | 1846.7582 | 1916.7228 | 2051.5357 | 1046.5237 | 1073.6537 | 1134.7318 | 1248.3628 | -31.7862 | -54.4155 | -93.416 | -142.4075 | 232.9691 | 310.0217 | 450.928 | 648.9004 | 9.4842 | 17.6335 | 35.0279 | 63.9305 | -0.0029378 | -0.0033719 | -0.0043111 | -0.005539 | 5.2908 | 8.6035 | 17.3254 | 23.0974 | 3071.2358 | 3202.2518 | 3461.3155 | 3893.4137
1 | 27 | 3 | 1718.4005 | 1754.8346 | 1820.691 | 1949.4924 | 1037.4199 | 1064.3139 | 1124.8606 | 1237.5031 | -30.6586 | -51.7013 | -88.763 | -135.2406 | 157.3799 | 214.9547 | 315.2273 | 464.5185 | 9.0784 | 16.6532 | 32.2932 | 59.2452 | -0.0029378 | -0.0033719 | -0.0043111 | -0.005539 | 3.9416 | 6.735 | 12.8266 | 17.9026 | 2895.5589 | 3005.7868 | 3217.1314 | 3593.4157
1 | 27 | 4 | 1659.2492 | 1694.1693 | 1757.4833 | 1881.2981 | 1052.6337 | 1079.9221 | 1141.3567 | 1255.6511 | -30.1866 | -50.7617 | -87.4425 | -132.9292 | 103.0857 | 142.1393 | 217.6586 | 327.4874 | 9.0784 | 16.132 | 32.2932 | 58.3722 | -0.0029378 | -0.0033719 | -0.0043111 | -0.005539 | 2.0224 | 3.4501 | 6.4945 | 9.5778 | 2795.8799 | 2885.0476 | 3067.8396 | 3399.452
1 | 27 | 5 | 1599.1496 | 1632.8933 | 1693.3191 | 1810.7118 | 1103.1122 | 1131.7092 | 1196.0899 | 1315.8653 | -30.8422 | -52.7539 | -91.8905 | -140.4044 | 67.0954 | 96.4137 | 153.576 | 236.6745 | 10.2958 | 19.0253 | 36.3329 | 66.1207 | -0.0029378 | -0.0033719 | -0.0043111 | -0.005539 | 0.92569 | 1.6858 | 3.6342 | 4.5432 | 2749.7336 | 2828.97 | 2991.0574 | 3293.5055
1 | 27 | 6 | 1588.2083 | 1621.2044 | 1679.7579 | 1792.3428 | 1208.2318 | 1239.5539 | 1310.0697 | 1441.2588 | -32.9904 | -58.0693 | -101.2731 | -156.6249 | 42.5004 | 62.8919 | 105.1888 | 175.4041 | 12.861 | 23.2089 | 44.0765 | 78.9987 | -0.0029378 | -0.0033719 | -0.0043111 | -0.005539 | 1.0614 | 2.1204 | 3.3352 | 6.569 | 2819.8695 | 2890.9068 | 3041.1507 | 3337.943
1 | 27 | 7 | 1693.0816 | 1727.0046 | 1788.6409 | 1904.6511 | 1330.3179 | 1364.805 | 1442.446 | 1586.8913 | -37.501 | -67.369 | -120.3197 | -185.4844 | 30.7963 | 45.7261 | 81.958 | 138.6559 | 17.6071 | 30.8545 | 58.2723 | 102.0186 | -0.0029378 | -0.0033719 | -0.0043111 | -0.005539 | 0.14116 | 0.53891 | -0.19483 | 1.6945 | 3034.4402 | 3101.5566 | 3250.7984 | 3548.4214
1 | 27 | 8 | 1825.2278 | 1861.4587 | 1929.2507 | 2052.5641 | 1395.6739 | 1431.8553 | 1513.3106 | 1664.8522 | -41.6773 | -78.4957 | -144.0959 | -223.8222 | 31.1951 | 48.1452 | 80.0322 | 139.7882 | 23.7159 | 41.4299 | 80.1494 | 134.2058 | -144.6611 | -165.1275 | -209.7057 | -270.0076 | -0.40177 | -0.64317 | 0.10959 | -2.186 | 3089.0726 | 3138.6226 | 3249.0508 | 3495.3945
1 | 27 | 9 | 1914.4888 | 1951.4492 | 2020.698 | 2145.7102 | 1543.6994 | 1583.7181 | 1673.8127 | 1841.4267 | -46.295 | -87.9606 | -164.668 | -259.424 | 42.5004 | 65.311 | 102.2152 | 172.0867 | 29.404 | 51.1632 | 97.142 | 163.8979 | -551.9843 | -634.3214 | -811.9977 | -1042.1967 | 4.452 | 7.611 | 15.2079 | 25.9349 | 2936.2653 | 2936.9705 | 2932.4101 | 3047.4357
1 | 27 | 10 | 1885.2829 | 1920.8337 | 1987.4341 | 2106.032 | 1667.4338 | 1710.6602 | 1807.9762 | 1989.0253 | -48.7645 | -95.2682 | -177.1781 | -276.8022 | 60.0967 | 85.0197 | 137.6271 | 223.8869 | 31.1941 | 54.6143 | 102.6113 | 174.0398 | -1101.8126 | -1264.2242 | -1616.5113 | -2077.9875 | 9.2026 | 16.0562 | 25.2365 | 53.6646 | 2502.633 | 2427.6917 | 2267.1959 | 2191.8589
1 | 27 | 11 | 1898.8151 | 1934.4072 | 2002.1599 | 2118.5222 | 1730.407 | 1775.2659 | 1876.2573 | 2064.1439 | -51.4612 | -97.0951 | -177.6646 | -279.5382 | 73.2963 | 106.611 | 169.2714 | 279.5754 | 27.6505 | 48.6449 | 89.523 | 158.0987 | -1507.5991 | -1730.8193 | -2216.2431 | -2855.2208 | 10.0387 | 16.8903 | 26.1972 | 54.4025 | 2181.1473 | 2053.905 | 1769.501 | 1539.9837
1 | 27 | 12 | 1872.6182 | 1907.6883 | 1974.4024 | 2088.3068 | 1751.4471 | 1796.8515 | 1899.0708 | 2089.242 | -52.5889 | -95.3813 | -172.1776 | -265.6291 | 87.9916 | 128.7388 | 207.4033 | 336.396 | 19.9334 | 35.5701 | 70.9653 | 120.2139 | -1699.107 | -1950.5423 | -2496.3353 | -3214.0192 | 5.1415 | 8.3409 | 12.6142 | 24.9297 | 1985.436 | 1831.2661 | 1495.9431 | 1179.4401
1 | 27 | 13 | 1810.9871 | 1845.0092 | 1908.7143 | 2018.5258 | 1751.1028 | 1796.4983 | 1898.6975 | 2088.8313 | -53.1374 | -94.607 | -169.5365 | -258.8869 | 100.7924 | 145.9046 | 233.354 | 374.2766 | 15.9988 | 29.1891 | 56.4474 | 101.3335 | -1742.2622 | -1999.8502 | -2558.5178 | -3292.8468 | 1.3655 | 2.3804 | 4.7207 | 8.8121 | 1884.8471 | 1724.5244 | 1373.8794 | 1040.0455
1 | 27 | 14 | 1791.4294 | 1825.3841 | 1888.1037 | 1998.8099 | 1713.5495 | 1757.9714 | 1857.9789 | 2044.0352 | -53.1374 | -93.6675 | -166.8955 | -251.7199 | 103.6935 | 149.7938 | 243.9469 | 388.6876 | 13.6726 | 25.6906 | 46.6785 | 91.2932 | -1589.4876 | -1824.6247 | -2334.9437 | -3005.8141 | 0.27961 | 0.27758 | 0.83346 | 1.4341 | 1979.9996 | 1840.8253 | 1535.7023 | 1266.726
1 | 27 | 15 | 1748.2276 | 1781.6129 | 1843.3494 | 1952.5489 | 1670.6504 | 1713.9602 | 1811.464 | 1992.8623 | -52.5583 | -92.6149 | -164.2545 | -256.0344 | 104.2112 | 150.0671 | 238.3374 | 374.698 | 14.7814 | 26.6709 | 41.9917 | 93.4834 | -1313.5527 | -1508.28 | -1930.6006 | -2484.9421 | 0.13573 | 0.5213 | 1.9443 | 1.0429 | 2171.8953 | 2071.9375 | 1842.2318 | 1673.6589
1 | 27 | 16 | 1702.5234 | 1735.4459 | 1796.0331 | 1903.4892 | 1624.4233 | 1666.5347 | 1761.3406 | 1937.7196 | -50.8821 | -91.5623 | -162.729 | -249.4086 | 98.0102 | 142.1651 | 223.9767 | 349.6844 | 15.0203 | 27.3668 | 45.2489 | 94.8006 | -877.2963 | -1007.2982 | -1289.0341 | -1658.3187 | -0.13573 | -0.10426 | 0.07171 | -0.43023 | 2511.663 | 2472.5477 | 2374.9079 | 2377.5363
1 | 27 | 17 | 1760.1599 | 1794.8712 | 1860.7612 | 1973.8265 | 1566.1887 | 1606.7905 | 1698.1976 | 1868.2535 | -50.8821 | -92.5018 | -168.216 | -256.1508 | 51.1557 | 71.7069 | 109.2449 | 170.6729 | 19.1218 | 34.0321 | 61.8544 | 115.5286 | -339.5085 | -390.213 | -500.1534 | -643.8275 | -0.5375 | -0.72983 | -3.3163 | -1.8045 | 3005.698 | 3023.956 | 3058.3724 | 3226.4989
1 | 27 | 18 | 1986.8888 | 2025.8789 | 2102.1195 | 2228.6544 | 1652.0433 | 1694.8708 | 1791.2886 | 1970.6666 | -51.9332 | -97.0951 | -176.3441 | -274.3744 | 54.0568 | 75.596 | 115.7326 | 171.8052 | 25.6364 | 45.0191 | 81.9662 | 148.6905 | -0.0029378 | -0.0033719 | -0.0043111 | -0.005539 | -5.7197 | -9.8181 | -19.8069 | -32.05 | 3660.9694 | 3734.4483 | 3894.9516 | 4213.3868
1 | 27 | 19 | 2161.6907 | 2204.3542 | 2290.663 | 2429.8556 | 1628.3448 | 1670.5579 | 1765.5926 | 1942.3975 | -51.9332 | -97.7041 | -175.5761 | -276.3775 | 53.0501 | 75.596 | 115.7326 | 171.8052 | 28.0563 | 49.7714 | 90.2324 | 164.6317 | -0.0029378 | -0.0033719 | -0.0043111 | -0.005539 | -7.4788 | -13.0421 | -23.6941 | -41.5889 | 3811.7269 | 3889.53 | 4062.9461 | 4390.718
1 | 27 | 20 | 2199.3638 | 2243.0121 | 2332.4017 | 2475.2408 | 1566.2755 | 1606.8795 | 1698.2916 | 1868.357 | -49.6779 | -93.8851 | -167.2325 | -261.7353 | 59.2511 | 82.5645 | 125.1939 | 185.725 | 25.2306 | 45.0191 | 82.7487 | 150.0077 | -0.0029378 | -0.0033719 | -0.0043111 | -0.005539 | -8.8008 | -15.0582 | -27.8939 | -47.3852 | 3791.6392 | 3868.5285 | 4043.5052 | 4370.2045
1 | 27 | 21 | 2236.2612 | 2281.0426 | 2372.5559 | 2521.2859 | 1481.8288 | 1520.2437 | 1606.7273 | 1767.6235 | -48.3361 | -85.8032 | -156.2479 | -233.3005 | 82.8394 | 113.6672 | 167.8876 | 238.096 | 18.4187 | 33.3362 | 71.7478 | 115.3894 | -0.0029378 | -0.0033719 | -0.0043111 | -0.005539 | -7.1666 | -11.7219 | -22.2572 | -34.6453 | 3763.8426 | 3850.7611 | 4040.4092 | 4374.4434
1 | 27 | 22 | 2275.8386 | 2321.6282 | 2413.1046 | 2569.3465 | 1373.3114 | 1408.9131 | 1489.0633 | 1638.1767 | -45.0602 | -79.383 | -143.7378 | -207.1771 | 133.5116 | 187.3543 | 282.9569 | 413.7106 | 13.3387 | 24.9947 | 63.0214 | 89.976 | -0.0029378 | -0.0033719 | -0.0043111 | -0.005539 | -3.4259 | -5.7343 | -11.2828 | -18.0571 | 3747.5113 | 3857.7695 | 4093.1212 | 4485.9701
1 | 27 | 23 | 2100.4547 | 2142.861 | 2225.7161 | 2372.7255 | 1260.9404 | 1293.629 | 1367.2209 | 1504.1332 | -41.0216 | -71.9624 | -129.4207 | -190.2235 | 144.8168 | 201.9772 | 305.14 | 444.8769 | 13.2668 | 24.885 | 58.7949 | 89.0014 | -0.0029378 | -0.0033719 | -0.0043111 | -0.005539 | 0.12759 | -0.077181 | 0.13395 | -2.7331 | 3478.5817 | 3591.3093 | 3827.5808 | 4217.7747
1 | 27 | 24 | 1932.5935 | 1972.5903 | 2047.7403 | 2186.3842 | 1165.792 | 1196.0139 | 1264.0527 | 1390.6338 | -36.876 | -64.4895 | -113.7831 | -173.2701 | 167.1185 | 227.9941 | 340.5519 | 506.1472 | 13.2668 | 24.1891 | 50.5909 | 85.5316 | -0.0029378 | -0.0033719 | -0.0043111 | -0.005539 | 2.8368 | 4.624 | 8.7094 | 10.5149 | 3244.7287 | 3360.9186 | 3597.8578 | 4005.9361
1 | 28 | 1 | 1866.9804 | 1906.2933 | 1980.0752 | 2116.1344 | 1073.7373 | 1101.5727 | 1164.239 | 1280.8248 | -32.5795 | -57.182 | -103.0801 | -157.0496 | 273.6648 | 365.1348 | 527.986 | 766.9915 | 12.861 | 23.2089 | 46.0287 | 78.2273 | -0.0029378 | -0.0033719 | -0.0043111 | -0.005539 | 6.412 | 11.4538 | 20.3941 | 29.0649 | 3201.0729 | 3350.4782 | 3635.6386 | 4114.1878
1 | 28 | 2 | 1763.9274 | 1801.1489 | 1869.7682 | 1999.8489 | 1052.6911 | 1079.981 | 1141.419 | 1255.7196 | -31.2377 | -53.5282 | -93.6975 | -140.5208 | 232.9691 | 310.0217 | 450.928 | 648.9004 | 10.1289 | 18.741 | 37.7625 | 64.5779 | -0.0029378 | -0.0033719 | -0.0043111 | -0.005539 | 5.2908 | 9.4376 | 17.3254 | 23.0974 | 3033.7668 | 3165.7988 | 3423.5012 | 3851.6179
1 | 28 | 3 | 1688.1423 | 1723.9051 | 1789.2404 | 1914.1222 | 1046.8073 | 1073.9447 | 1135.0392 | 1248.701 | -29.7451 | -50.927 | -89.0445 | -133.3538 | 157.3799 | 214.9547 | 315.2273 | 464.5185 | 8.6726 | 16.5436 | 33.5983 | 56.6262 | -0.0029378 | -0.0033719 | -0.0043111 | -0.005539 | 3.9416 | 7.152 | 12.8266 | 17.9026 | 2875.1957 | 2985.5697 | 3196.883 | 3568.5111
1 | 28 | 4 | 1606.2954 | 1640.028 | 1701.4739 | 1820.4627 | 1062.135 | 1089.6697 | 1151.6588 | 1266.9848 | -29.7451 | -49.8744 | -87.724 | -131.0425 | 103.0857 | 142.1393 | 217.6586 | 327.4874 | 8.5057 | 15.8477 | 32.2932 | 55.309 | -0.0029378 | -0.0033719 | -0.0043111 | -0.005539 | 2.0224 | 3.6586 | 6.4945 | 9.5778 | 2752.296 | 2841.4654 | 3021.8506 | 3348.7738
1 | 28 | 5 | 1527.6846 | 1559.9062 | 1617.122 | 1728.9302 | 1109.8644 | 1138.6365 | 1203.4112 | 1323.9197 | -29.7451 | -50.927 | -90.57 | -133.3538 | 67.0954 | 96.4137 | 153.576 | 236.6745 | 8.9115 | 17.7607 | 35.8104 | 57.4992 | -0.0029378 | -0.0033719 | -0.0043111 | -0.005539 | 0.92569 | 1.9119 | 3.6342 | 4.5432 | 2684.7335 | 2763.6987 | 2922.9795 | 3218.2074
1 | 28 | 6 | 1495.7371 | 1526.8414 | 1581.8717 | 1688.297 | 1185.1716 | 1215.8959 | 1285.0658 | 1413.7511 | -31.4213 | -55.5203 | -99.9525 | -143.2568 | 42.5004 | 62.8919 | 105.1888 | 175.4041 | 10.1289 | 22.0824 | 44.0765 | 64.5779 | -0.0029378 | -0.0033719 | -0.0043111 | -0.005539 | 1.0614 | 1.6858 | 3.3352 | 6.569 | 2703.1751 | 2773.8738 | 2919.5811 | 3205.3368
1 | 28 | 7 | 1598.614 | 1630.5585 | 1689.3767 | 1800.5118 | 1263.2542 | 1296.0027 | 1369.7297 | 1506.8932 | -34.3628 | -63.7153 | -117.4737 | -171.6917 | 30.7963 | 45.7261 | 81.958 | 138.6559 | 14.7814 | 31.266 | 60.3598 | 87.3946 | -0.0029378 | -0.0033719 | -0.0043111 | -0.005539 | 0.14116 | -0.10426 | -0.19483 | 1.6945 | 2873.2213 | 2939.7304 | 3083.7514 | 3363.4528
1 | 28 | 8 | 1786.6642 | 1822.667 | 1890.826 | 2015.7651 | 1256.3696 | 1288.9396 | 1362.2648 | 1498.6808 | -37.3809 | -72.1276 | -136.2389 | -200.5512 | 31.1951 | 48.1452 | 80.0322 | 139.7882 | 21.1508 | 42.5374 | 80.9319 | 120.899 | -158.2128 | -180.8481 | -230.5644 | -298.7046 | -0.40177 | 0.10426 | 0.10959 | -2.186 | 2899.3843 | 2949.4178 | 3047.3613 | 3273.6913
1 | 28 | 9 | 1912.5335 | 1949.8636 | 2023.1612 | 2154.86 | 1333.7115 | 1368.2865 | 1446.1256 | 1590.9393 | -41.3429 | -81.4273 | -153.6834 | -238.156 | 42.5004 | 65.311 | 102.2152 | 172.0867 | 29.0348 | 50.183 | 95.1899 | 160.733 | -592.2023 | -679.3735 | -869.7391 | -1124.1412 | 4.452 | 7.611 | 15.2079 | 25.9349 | 2688.6869 | 2680.4543 | 2658.4772 | 2742.2567
1 | 28 | 10 | 1955.3629 | 1993.2616 | 2067.9727 | 2199.8533 | 1403.4781 | 1439.8617 | 1521.7726 | 1674.1615 | -43.5982 | -86.1337 | -163.3475 | -260.2734 | 60.0967 | 85.0197 | 137.6271 | 223.8869 | 32.5418 | 51.5748 | 97.2666 | 180.3848 | -1116.7772 | -1281.9432 | -1642.32 | -2121.2838 | 9.2026 | 12.6156 | 25.2365 | 53.6646 | 2300.3068 | 2214.2564 | 2044.2081 | 1950.394
1 | 28 | 11 | 1986.0913 | 2024.9806 | 2100.9097 | 2232.7243 | 1453.8623 | 1491.5521 | 1576.4036 | 1734.2632 | -46.8741 | -86.1337 | -158.8995 | -267.7486 | 73.2963 | 106.611 | 169.2714 | 279.5754 | 31.1941 | 41.4299 | 80.014 | 174.484 | -1505.6058 | -1727.9494 | -2210.0823 | -2843.7191 | 10.0387 | 13.5539 | 26.1972 | 54.4025 | 2002.0029 | 1864.0445 | 1583.814 | 1363.9816
1 | 28 | 12 | 1968.8737 | 2008.0386 | 2083.1185 | 2211.4195 | 1485.9036 | 1524.4241 | 1611.1455 | 1772.4841 | -48.6574 | -86.4121 | -157.579 | -268.0569 | 87.9916 | 128.7388 | 207.4033 | 336.396 | 27.0058 | 32.6403 | 64.9735 | 153.5151 | -1692.4472 | -1942.4071 | -2484.0172 | -3194.4566 | 5.1415 | 6.5508 | 12.6142 | 24.9297 | 1833.8116 | 1671.5734 | 1337.6588 | 1036.2309
1 | 28 | 13 | 1924.9933 | 1963.3078 | 2036.1191 | 2161.7306 | 1485.903 | 1524.4235 | 1611.1449 | 1772.4834 | -49.9686 | -86.4121 | -154.9379 | -264.0507 | 100.7924 | 145.9046 | 233.354 | 374.2766 | 23.477 | 25.9749 | 52.7922 | 138.3453 | -1721.099 | -1975.5179 | -2526.5675 | -3248.5365 | 1.3655 | 2.3804 | 4.7207 | 8.8121 | 1765.4636 | 1600.0613 | 1256.6254 | 943.0608
1 | 28 | 14 | 1905.226 | 1943.2544 | 2015.4167 | 2140.5352 | 1470.1873 | 1508.3003 | 1594.1045 | 1753.7366 | -50.5172 | -85.8031 | -155.2195 | -262.0477 | 103.6935 | 149.7938 | 243.9469 | 388.6876 | 20.9119 | 25.279 | 51.3626 | 125.5689 | -1583.6881 | -1818.074 | -2325.6202 | -2989.8635 | 0.27961 | 0.38184 | 0.83346 | 1.4341 | 1866.093 | 1723.1323 | 1424.8245 | 1158.0514
1 | 28 | 15 | 1832.5397 | 1869.0935 | 1938.232 | 2058.7284 | 1463.4664 | 1501.4052 | 1586.8172 | 1745.7196 | -50.6243 | -85.6378 | -153.6174 | -253.3023 | 104.2112 | 150.0671 | 238.3374 | 374.698 | 17.1294 | 24.9947 | 50.4556 | 105.9172 | -1335.4553 | -1532.8945 | -1960.2212 | -2518.8406 | 0.13573 | 0.93835 | 1.9443 | 1.0429 | 2031.4029 | 1927.9666 | 1701.948 | 1513.9631
1 | 28 | 16 | 1787.5598 | 1822.5548 | 1889.714 | 2009.2428 | 1449.3254 | 1486.8976 | 1571.4842 | 1728.8512 | -50.0451 | -85.4726 | -151.8104 | -243.8241 | 98.0102 | 142.1651 | 223.9767 | 349.6844 | 14.5425 | 24.9947 | 49.933 | 94.3564 | -896.161 | -1028.9018 | -1316.0937 | -1690.8993 | -0.13573 | -0.017602 | 0.07171 | -0.43023 | 2403.0961 | 2362.2203 | 2267.2756 | 2246.9812
1 | 28 | 17 | 1852.7156 | 1888.9472 | 1960.4049 | 2087.3625 | 1418.7608 | 1455.5407 | 1538.3435 | 1692.3918 | -49.8615 | -86.2468 | -155.9769 | -243.0911 | 51.1557 | 71.7069 | 109.2449 | 170.6729 | 15.593 | 27.9246 | 55.9248 | 100.3589 | -356.8859 | -410.0274 | -524.8034 | -673.7068 | -0.5375 | -1.6858 | -3.3163 | -1.8045 | 2930.9402 | 2946.1593 | 2979.8216 | 3132.1838
1 | 28 | 18 | 2055.8751 | 2095.169 | 2175.5864 | 2313.731 | 1529.819 | 1569.4779 | 1658.7624 | 1824.8693 | -50.9127 | -92.3365 | -166.68 | -260.5816 | 54.0568 | 75.596 | 115.7326 | 171.8052 | 21.5566 | 36.962 | 73.2397 | 131.7747 | -0.0029378 | -0.0033719 | -0.0043111 | -0.005539 | -5.7197 | -10.227 | -19.8069 | -32.05 | 3604.6721 | 3674.638 | 3836.8299 | 4149.543
1 | 28 | 19 | 2228.7949 | 2272.8665 | 2362.4447 | 2512.3143 | 1516.0071 | 1555.308 | 1643.7863 | 1808.3936 | -50.7291 | -95.712 | -175.5761 | -268.9023 | 53.0501 | 75.596 | 115.7326 | 171.8052 | 25.3025 | 45.4307 | 89.0004 | 149.1347 | -0.0029378 | -0.0033719 | -0.0043111 | -0.005539 | -7.4788 | -12.1037 | -23.6941 | -41.5889 | 3764.9438 | 3841.3821 | 4011.6896 | 4331.1511
1 | 28 | 20 | 2258.307 | 2303.9416 | 2395.2143 | 2547.6509 | 1468.5096 | 1506.5792 | 1592.2855 | 1751.7355 | -49.6014 | -94.6594 | -175.0896 | -263.7384 | 59.2511 | 82.5645 | 125.1939 | 185.725 | 26.353 | 49.2027 | 95.3145 | 155.1372 | -0.0029378 | -0.0033719 | -0.0043111 | -0.005539 | -8.8008 | -14.7455 | -27.8939 | -47.3852 | 3754.0156 | 3832.8798 | 4005.0203 | 4329.1194
1 | 28 | 21 | 2244.9974 | 2290.7773 | 2381.7859 | 2535.5104 | 1394.6649 | 1430.8201 | 1512.2166 | 1663.6486 | -48.2596 | -90.066 | -165.4255 | -249.521 | 82.8394 | 113.6672 | 167.8876 | 238.096 | 23.9548 | 45.1464 | 87.6954 | 142.2592 | -0.0029378 | -0.0033719 | -0.0043111 | -0.005539 | -7.1666 | -11.8262 | -22.2572 | -34.6453 | 3691.0273 | 3778.5154 | 3961.8985 | 4295.3423
1 | 28 | 22 | 2174.9221 | 2218.8932 | 2306.2448 | 2457.7391 | 1301.114 | 1334.844 | 1410.7806 | 1552.0549 | -44.9837 | -81.8711 | -148.4674 | -225.4006 | 133.5116 | 187.3543 | 282.9569 | 413.7106 | 20.1722 | 37.3736 | 72.5303 | 121.6328 | -0.0029378 | -0.0033719 | -0.0043111 | -0.005539 | -3.4259 | -5.8562 | -11.2828 | -18.0571 | 3581.3075 | 3690.7344 | 3912.7581 | 4301.6741
1 | 28 | 23 | 1979.2245 | 2019.6612 | 2097.4484 | 2237.3111 | 1212.3814 | 1243.8111 | 1314.569 | 1446.2088 | -40.366 | -72.7366 | -132.5483 | -201.7049 | 144.8168 | 201.9772 | 305.14 | 444.8769 | 17.7741 | 31.5504 | 62.2389 | 106.8055 | -0.0029378 | -0.0033719 | -0.0043111 | -0.005539 | 0.12759 | 0.65265 | 0.13395 | -2.7331 | 3313.9554 | 3424.9125 | 3646.9776 | 4030.7587
1 | 28 | 24 | 1838.1772 | 1876.2564 | 1947.8492 | 2080.2633 | 1132.8398 | 1162.2074 | 1228.3231 | 1351.3262 | -35.7483 | -63.4369 | -113.7831 | -173.2701 | 170.4185 | 232.4196 | 352.7332 | 532.2931 | 14.6145 | 26.1022 | 52.0205 | 88.2676 | -0.0029378 | -0.0033719 | -0.0043111 | -0.005539 | 2.8368 | 5.2496 | 8.7094 | 10.5149 | 3123.1354 | 3238.795 | 3475.848 | 3889.3894
1 | 29 | 1 | 1688.3639 | 1724.2872 | 1788.6939 | 1909.0992 | 1129.5465 | 1158.8288 | 1224.7522 | 1347.3978 | -31.2377 | -55.0767 | -96.3385 | -146.8383 | 305.2585 | 408.854 | 598.8098 | 882.818 | 11.8824 | 19.4369 | 39.0676 | 73.4403 | -0.0029378 | -0.0033719 | -0.0043111 | -0.005539 | 6.412 | 11.4538 | 20.3941 | 29.0649 | 3110.2227 | 3267.7806 | 3575.3747 | 4094.9764
1 | 29 | 2 | 1630.3853 | 1665.363 | 1727.2459 | 1844.6713 | 1098.7866 | 1127.2714 | 1191.3997 | 1310.7053 | -28.9824 | -50.6487 | -87.2375 | -125.454 | 219.7695 | 294.7386 | 439.8785 | 656.106 | 7.5638 | 15.5633 | 31.7707 | 50.7253 | -0.0029378 | -0.0033719 | -0.0043111 | -0.005539 | 5.2908 | 9.4376 | 17.3254 | 23.0974 | 2932.8106 | 3061.7219 | 3320.3783 | 3759.8458
1 | 29 | 3 | 1588.0604 | 1621.6714 | 1681.5544 | 1797.1429 | 1093.1904 | 1121.5302 | 1185.3318 | 1304.0298 | -28.5104 | -48.987 | -84.11 | -123.4509 | 135.686 | 188.4013 | 291.2025 | 443.314 | 7.3249 | 14.4558 | 30.3411 | 50.5221 | -0.0029378 | -0.0033719 | -0.0043111 | -0.005539 | 3.9416 | 7.152 | 12.8266 | 17.9026 | 2799.69 | 2904.2204 | 3117.1421 | 3489.4549
1 | 29 | 4 | 1566.2464 | 1599.6295 | 1658.3089 | 1771.4537 | 1117.1935 | 1146.1555 | 1211.358 | 1332.6623 | -28.9824 | -48.987 | -87.2375 | -125.8786 | 81.7906 | 118.005 | 194.4279 | 310.1709 | 8.5057 | 16.2592 | 33.0757 | 55.2074 | -0.0029378 | -0.0033719 | -0.0043111 | -0.005539 | 2.0224 | 3.6586 | 6.4945 | 9.5778 | 2746.7732 | 2834.7176 | 3016.4232 | 3353.1879
1 | 29 | 5 | 1579.3575 | 1612.9348 | 1671.672 | 1781.3544 | 1219.6907 | 1251.3098 | 1322.4943 | 1454.9277 | -30.1101 | -55.242 | -98.2221 | -142.0992 | 50.197 | 75.6321 | 136.0389 | 234.41 | 11.7155 | 24.3164 | 48.1162 | 70.2755 | -0.0029378 | -0.0033719 | -0.0043111 | -0.005539 | 0.92569 | 1.9119 | 3.6342 | 4.5432 | 2831.7732 | 2910.8597 | 3083.7292 | 3403.4061
1 | 29 | 6 | 1637.0873 | 1670.5586 | 1729.9413 | 1836.2101 | 1414.6678 | 1451.3415 | 1533.9055 | 1687.5093 | -34.0721 | -67.1428 | -124.5628 | -177.7009 | 43.5971 | 68.6637 | 127.963 | 227.6958 | 18.7879 | 39.3232 | 75.4003 | 106.9448 | -0.0029378 | -0.0033719 | -0.0043111 | -0.005539 | 1.0614 | 1.6858 | 3.3352 | 6.569 | 3081.1264 | 3164.4266 | 3345.9782 | 3687.2226
1 | 29 | 7 | 1729.1054 | 1761.247 | 1822.0445 | 1924.8395 | 1709.3892 | 1753.7033 | 1853.468 | 2039.0726 | -39.8175 | -86.3513 | -163.6951 | -232.2592 | 68.7999 | 107.0082 | 184.7638 | 324.5821 | 30.2156 | 59.3476 | 110.9506 | 165.5576 | -0.0029378 | -0.0033719 | -0.0043111 | -0.005539 | 0.14116 | -0.10426 | -0.19483 | 1.6945 | 3497.831 | 3594.8472 | 3807.3327 | 4223.4816
1 | 29 | 8 | 1663.2178 | 1691.4219 | 1746.2187 | 1835.6061 | 1988.6319 | 2040.185 | 2156.247 | 2372.1716 | -45.3792 | -98.2522 | -188.5103 | -272.6001 | 117.5911 | 178.7507 | 296.6932 | 507.8316 | 36.3244 | 65.317 | 121.9514 | 195.2497 | -187.3959 | -214.1632 | -272.6732 | -351.9579 | -0.40177 | 0.10426 | 0.10959 | -2.186 | 3572.5883 | 3663.3636 | 3860.0365 | 4284.115
1 | 29 | 9 | 1569.7747 | 1594.0446 | 1641.2465 | 1713.6992 | 2245.1461 | 2303.3491 | 2434.382 | 2678.1588 | -49.2036 | -104.455 | -194.9703 | -291.132 | 170.1097 | 254.1348 | 416.2753 | 715.5428 | 36.0855 | 57.2599 | 107.6934 | 193.9325 | -701.8501 | -805.4246 | -1031.5902 | -1333.4764 | 4.452 | 7.611 | 15.2079 | 25.9349 | 3274.5143 | 3306.5198 | 3388.2446 | 3702.6599
1 | 29 | 10 | 1531.121 | 1554.1664 | 1598.27 | 1663.3656 | 2360.6635 | 2421.8612 | 2559.6361 | 2815.9557 | -50.8798 | -104.8986 | -191.2903 | -277.6476 | 191.0961 | 284.2885 | 464.1221 | 798.5 | 28.0563 | 43.7546 | 83.7911 | 156.0478 | -1204.1553 | -1381.8985 | -1767.677 | -2276.0594 | 9.2026 | 12.6156 | 25.2365 | 53.6646 | 2865.1044 | 2829.8892 | 2772.0885 | 2933.8266
1 | 29 | 11 | 1536.9688 | 1560.6589 | 1604.4887 | 1666.6284 | 2416.6376 | 2479.2864 | 2620.328 | 2882.7253 | -52.1145 | -104.4027 | -187.0471 | -273.2167 | 181.5952 | 273.4309 | 451.1466 | 780.6918 | 23.6073 | 30.5701 | 60.4113 | 134.2058 | -1547.5285 | -1776.2559 | -2272.6096 | -2925.785 | 10.0387 | 13.5539 | 26.1972 | 54.4025 | 2569.2046 | 2476.8416 | 2302.915 | 2319.652
1 | 29 | 12 | 1558.8702 | 1584.668 | 1630.0586 | 1691.6572 | 2424.3203 | 2487.1682 | 2628.6582 | 2891.8897 | -52.6631 | -105.5684 | -186.2131 | -266.0498 | 165.4945 | 247.414 | 415.7348 | 719.4215 | 18.1799 | 23.4932 | 47.3229 | 109.9703 | -1775.0056 | -2036.8619 | -2604.5583 | -3350.0115 | 5.1415 | 6.5508 | 12.6142 | 24.9297 | 2344.3377 | 2206.8639 | 1943.6173 | 1821.807
1 | 29 | 13 | 1518.7834 | 1543.9942 | 1587.3803 | 1646.1889 | 2434.4 | 2497.5093 | 2639.5876 | 2903.9134 | -53.2116 | -105.0725 | -182.2516 | -261.7353 | 157.3991 | 238.5629 | 397.0659 | 691.0113 | 16.9624 | 15.0245 | 33.3275 | 103.0949 | -1796.0096 | -2061.0614 | -2635.4839 | -3389.089 | 1.3655 | 2.3804 | 4.7207 | 8.8121 | 2279.6892 | 2131.3374 | 1844.3466 | 1702.1962
1 | 29 | 14 | 1473.222 | 1497.4061 | 1539.3282 | 1596.5451 | 2413.5567 | 2476.1256 | 2616.9874 | 2879.0501 | -53.2116 | -105.5161 | -183.3011 | -252.2571 | 150.7992 | 227.1689 | 380.3229 | 653.1307 | 13.6359 | 13.7707 | 30.2084 | 85.7349 | -1656.9214 | -1901.6161 | -2431.9138 | -3127.3695 | 0.27961 | 0.38184 | 0.83346 | 1.4341 | 2341.3604 | 2207.7209 | 1952.4654 | 1836.2683
1 | 29 | 15 | 1436.0876 | 1460.4204 | 1501.292 | 1556.5426 | 2380.2005 | 2441.9046 | 2580.8197 | 2839.2606 | -52.6631 | -106.734 | -185.3896 | -242.7788 | 138.217 | 210.8283 | 352.4795 | 603.043 | 10.9405 | 13.3592 | 29.4259 | 71.1109 | -1372.2281 | -1575.1153 | -2014.6013 | -2590.139 | 0.13573 | 0.93835 | 1.9443 | 1.0429 | 2540.6902 | 2445.6016 | 2265.9704 | 2238.0822
1 | 29 | 16 | 1401.7423 | 1425.0342 | 1465.4462 | 1523.2886 | 2308.7298 | 2368.5811 | 2503.325 | 2754.0056 | -51.4283 | -106.0118 | -185.6711 | -228.5614 | 129.205 | 194.8591 | 326.4448 | 551.8741 | 7.3968 | 17.7905 | 37.5053 | 54.1951 | -927.4918 | -1064.8734 | -1362.3385 | -1751.2832 | -0.13573 | -0.017602 | 0.07171 | -0.43023 | 2868.0181 | 2835.3622 | 2784.7833 | 2903.0886
1 | 29 | 17 | 1464.6455 | 1490.0021 | 1535.7078 | 1605.5245 | 2173.0702 | 2229.4047 | 2356.2311 | 2592.1819 | -51.6425 | -105.5682 | -189.3512 | -238.0396 | 66.9285 | 97.8373 | 158.7988 | 253.3673 | 11.7155 | 27.2395 | 55.0178 | 77.215 | -376.5686 | -432.6981 | -554.0297 | -711.7554 | -0.5375 | -1.6858 | -3.3163 | -1.8045 | 3287.6111 | 3304.5315 | 3359.0584 | 3576.6893
1 | 29 | 18 | 1797.9029 | 1828.5268 | 1890.5659 | 1987.0121 | 2132.3634 | 2187.6426 | 2312.0932 | 2543.6241 | -53.4258 | -107.6127 | -194.1468 | -273.2167 | 75.024 | 108.1584 | 170.98 | 270.043 | 22.3316 | 39.8918 | 78.709 | 133.0919 | -0.0029378 | -0.0033719 | -0.0043111 | -0.005539 | -5.7197 | -10.227 | -19.8069 | -32.05 | 3968.4733 | 4046.3766 | 4238.3902 | 4628.4989
1 | 29 | 19 | 2049.3881 | 2086.9354 | 2163.2155 | 2283.7583 | 1945.397 | 1995.8294 | 2109.3681 | 2320.5983 | -54.4769 | -105.9512 | -194.4178 | -291.865 | 92.0125 | 130.9464 | 197.9785 | 304.0353 | 30.2156 | 48.3606 | 94.0094 | 174.3448 | -0.0029378 | -0.0033719 | -0.0043111 | -0.005539 | -7.4788 | -12.1037 | -23.6941 | -41.5889 | 4055.0545 | 4144.0135 | 4346.4553 | 4749.2773
1 | 29 | 20 | 2119.1147 | 2160.2131 | 2241.5027 | 2371.5506 | 1782.194 | 1828.3954 | 1932.4092 | 2125.9189 | -52.8007 | -101.8538 | -187.3947 | -289.1289 | 98.6123 | 137.9149 | 207.4397 | 312.3732 | 31.433 | 51.0061 | 99.4787 | 180.2456 | -0.0029378 | -0.0033719 | -0.0043111 | -0.005539 | -8.8008 | -14.7455 | -27.8939 | -47.3852 | 3969.7495 | 4060.9269 | 4265.5374 | 4653.5687
1 | 29 | 21 | 2165.6368 | 2209.6089 | 2294.5305 | 2431.4987 | 1636.8906 | 1679.3252 | 1774.8586 | 1952.5914 | -50.8798 | -94.5462 | -173.2826 | -265.3168 | 108.1132 | 152.0014 | 227.7809 | 331.2434 | 26.353 | 45.1464 | 88.4779 | 155.9085 | -0.0029378 | -0.0033719 | -0.0043111 | -0.005539 | -7.1666 | -11.8262 | -22.2572 | -34.6453 | 3878.9441 | 3979.7061 | 4190.1039 | 4571.2744
1 | 29 | 22 | 2118.531 | 2160.3502 | 2242.9504 | 2383.21 | 1472.8951 | 1511.0783 | 1597.0406 | 1756.9667 | -46.4763 | -87.2387 | -157.3635 | -238.8851 | 193.119 | 271.1768 | 414.974 | 611.3809 | 23.1432 | 39.3232 | 76.2343 | 137.4723 | -0.0029378 | -0.0033719 | -0.0043111 | -0.005539 | -3.4259 | -5.8562 | -11.2828 | -18.0571 | 3757.7832 | 3888.8303 | 4162.5486 | 4632.0822
1 | 29 | 23 | 1966.0257 | 2005.7252 | 2081.839 | 2215.0463 | 1322.8246 | 1357.1174 | 1434.3211 | 1577.9527 | -40.838 | -74.2852 | -133.6639 | -210.4502 | 212.1208 | 292.7682 | 440.1305 | 643.1086 | 20.3392 | 30.9817 | 61.0692 | 120.3532 | -0.0029378 | -0.0033719 | -0.0043111 | -0.005539 | 0.12759 | 0.65265 | 0.13395 | -2.7331 | 3480.5969 | 3612.9566 | 3883.8256 | 4343.2719
1 | 29 | 24 | 1847.1812 | 1885.4991 | 1957.1294 | 2086.1697 | 1192.9442 | 1223.87 | 1293.4935 | 1423.0227 | -35.1998 | -64.0981 | -114.6172 | -174.8485 | 317.1293 | 425.2719 | 617.8148 | 889.823 | 15.9988 | 26.1022 | 51.498 | 95.1431 | -0.0029378 | -0.0033719 | -0.0043111 | -0.005539 | 2.8368 | 5.2496 | 8.7094 | 10.5149 | 3340.8876 | 3501.8913 | 3814.0236 | 4329.8193
1 | 30 | 1 | 1780.661 | 1817.1726 | 1885.9349 | 2014.8016 | 1116.7818 | 1145.7332 | 1210.9117 | 1332.1713 | -32.2583 | -57.0688 | -101.0681 | -151.1528 | 305.2585 | 408.854 | 598.8098 | 882.818 | 12.0493 | 22.513 | 44.7237 | 74.3133 | -0.0029378 | -0.0033719 | -0.0043111 | -0.005539 | 6.412 | 11.4538 | 20.3941 | 29.0649 | 3188.9014 | 3348.6544 | 3659.7016 | 4182.0108
1 | 30 | 2 | 1695.483 | 1730.7119 | 1795.6443 | 1919.4063 | 1092.83 | 1121.1604 | 1184.941 | 1303.5999 | -30.1101 | -51.5882 | -90.3651 | -132.1962 | 219.7695 | 294.7386 | 439.8785 | 656.106 | 8.5057 | 16.3689 | 33.7228 | 56.0804 | -0.0029378 | -0.0033719 | -0.0043111 | -0.005539 | 5.2908 | 9.4376 | 17.3254 | 23.0974 | 2991.7659 | 3120.8259 | 3381.1426 | 3826.0882
1 | 30 | 3 | 1641.9891 | 1675.7778 | 1737.8627 | 1858.4268 | 1093.6529 | 1122.0047 | 1185.8333 | 1304.5815 | -28.9824 | -49.7613 | -87.2375 | -130.1931 | 135.686 | 188.4013 | 291.2025 | 443.314 | 8.1365 | 15.8477 | 32.4178 | 53.7885 | -0.0029378 | -0.0033719 | -0.0043111 | -0.005539 | 3.9416 | 7.152 | 12.8266 | 17.9026 | 2854.4208 | 2959.4189 | 3172.9011 | 3547.8148
1 | 30 | 4 | 1617.3275 | 1651.1974 | 1712.0846 | 1829.378 | 1121.5692 | 1150.6446 | 1216.1025 | 1337.8819 | -29.4544 | -50.6487 | -87.2375 | -130.1931 | 81.7906 | 118.005 | 194.4279 | 310.1709 | 8.6726 | 17.0648 | 34.5053 | 55.2074 | -0.0029378 | -0.0033719 | -0.0043111 | -0.005539 | 2.0224 | 3.6586 | 6.4945 | 9.5778 | 2801.9249 | 2889.9185 | 3076.373 | 3412.0174
1 | 30 | 5 | 1616.1232 | 1650.2067 | 1710.6135 | 1823.1833 | 1222.3294 | 1254.017 | 1325.3555 | 1458.0754 | -31.2377 | -55.4072 | -99.7476 | -148.8414 | 50.197 | 75.6321 | 136.0389 | 234.41 | 12.694 | 25.4063 | 49.5458 | 77.0493 | -0.0029378 | -0.0033719 | -0.0043111 | -0.005539 | 0.92569 | 1.9119 | 3.6342 | 4.5432 | 2871.0286 | 2951.7634 | 3125.4359 | 3448.4143
1 | 30 | 6 | 1670.7709 | 1704.9003 | 1765.6914 | 1874.4791 | 1418.7855 | 1455.566 | 1538.3703 | 1692.4213 | -36.2203 | -68.8045 | -129.0109 | -193.9214 | 43.5971 | 68.6637 | 127.963 | 227.6958 | 22.7374 | 43.343 | 82.3615 | 125.1777 | -0.0029378 | -0.0033719 | -0.0043111 | -0.005539 | 1.0614 | 1.6858 | 3.3352 | 6.569 | 3120.7291 | 3205.3509 | 3388.7061 | 3732.416
1 | 30 | 7 | 1717.3683 | 1749.115 | 1809.2198 | 1911.3657 | 1717.6158 | 1762.1432 | 1862.388 | 2048.8858 | -44.0374 | -88.013 | -169.9501 | -264.7002 | 68.7999 | 107.0082 | 184.7638 | 324.5821 | 36.3244 | 65.317 | 121.9514 | 195.148 | -0.0029378 | -0.0033719 | -0.0043111 | -0.005539 | 0.14116 | -0.10426 | -0.19483 | 1.6945 | 3496.2093 | 3595.4628 | 3808.1737 | 4216.9703
1 | 30 | 8 | 1659.7131 | 1687.7411 | 1741.9942 | 1831.0603 | 1996.5295 | 2048.2874 | 2164.8103 | 2381.5925 | -50.1476 | -99.9138 | -193.1633 | -309.3555 | 117.5911 | 178.7507 | 296.6932 | 507.8316 | 42.1794 | 68.9428 | 128.7258 | 224.8401 | -199.4293 | -227.999 | -290.5419 | -375.4561 | -0.40177 | 0.10426 | 0.10959 | -2.186 | 3566.0344 | 3655.9134 | 3848.6279 | 4258.327
1 | 30 | 9 | 1538.0989 | 1561.2646 | 1606.833 | 1677.7445 | 2252.1966 | 2310.5824 | 2442.0268 | 2686.5692 | -54.0791 | -104.455 | -195.2518 | -311.6668 | 170.1097 | 254.1348 | 416.2753 | 715.5428 | 37.288 | 59.3476 | 111.1374 | 198.4145 | -685.4442 | -786.8401 | -1008.697 | -1305.7166 | 4.452 | 7.611 | 15.2079 | 25.9349 | 3262.6219 | 3301.6454 | 3387.5317 | 3686.8224
1 | 30 | 10 | 1512.3336 | 1533.6452 | 1576.638 | 1642.3206 | 2365.5205 | 2426.844 | 2564.9023 | 2821.7493 | -55.8624 | -102.1322 | -184.7537 | -293.4434 | 191.0961 | 284.2885 | 464.1221 | 798.5 | 27.0058 | 37.9314 | 73.4996 | 150.147 | -1082.8082 | -1244.1626 | -1597.0379 | -2067.3783 | 9.2026 | 12.6156 | 25.2365 | 53.6646 | 2966.488 | 2949.0299 | 2922.607 | 3105.5597
1 | 30 | 11 | 1530.4607 | 1553.058 | 1596.3603 | 1659.3941 | 2420.0568 | 2482.7942 | 2624.0354 | 2886.8039 | -57.0666 | -101.6363 | -182.3176 | -277.9558 | 181.5952 | 273.4309 | 451.1466 | 780.6918 | 19.1218 | 27.9246 | 54.8797 | 112.2622 | -1492.0349 | -1713.1841 | -2194.6414 | -2831.4388 | 10.0387 | 13.5539 | 26.1972 | 54.4025 | 2612.1717 | 2535.9412 | 2375.6602 | 2384.1598
1 | 30 | 12 | 1516.6 | 1539.388 | 1582.433 | 1643.1911 | 2439.1443 | 2502.3765 | 2644.7317 | 2909.5727 | -57.8293 | -102.9672 | -178.6375 | -271.2136 | 165.4945 | 247.414 | 415.7348 | 719.4215 | 14.7814 | 19.1715 | 39.7661 | 90.4202 | -1752.0184 | -2010.3253 | -2570.1774 | -3305.2287 | 5.1415 | 6.5508 | 12.6142 | 24.9297 | 2331.314 | 2201.6083 | 1946.4648 | 1811.0928
1 | 30 | 13 | 1507.4476 | 1531.0069 | 1573.715 | 1632.8436 | 2442.5553 | 2505.876 | 2648.4302 | 2913.6416 | -58.957 | -104.1851 | -182.5331 | -267.3239 | 157.3991 | 238.5629 | 397.0659 | 691.0113 | 11.2377 | 17.9178 | 37.554 | 74.3774 | -1767.5668 | -2028.4685 | -2593.7809 | -3335.1012 | 1.3655 | 2.3804 | 4.7207 | 8.8121 | 2293.4814 | 2163.0903 | 1885.1718 | 1718.2608
1 | 30 | 14 | 1481.1975 | 1505.1706 | 1547.1703 | 1604.241 | 2423.6851 | 2486.5166 | 2627.9695 | 2891.132 | -60.0846 | -104.4634 | -181.4941 | -267.7486 | 150.7992 | 227.1689 | 380.3229 | 653.1307 | 9.4842 | 15.3088 | 32.545 | 65.2101 | -1632.3342 | -1873.4412 | -2395.7183 | -3080.0957 | 0.27961 | 0.38184 | 0.83346 | 1.4341 | 2373.0268 | 2256.6419 | 2011.6288 | 1867.3035
1 | 30 | 15 | 1443.2683 | 1467.1217 | 1507.9185 | 1562.945 | 2396.7978 | 2458.9322 | 2598.8159 | 2859.059 | -59.1712 | -103.6892 | -181.2126 | -261.431 | 138.217 | 210.8283 | 352.4795 | 603.043 | 7.8026 | 13.5054 | 30.333 | 57.36 | -1347.3438 | -1546.5079 | -1977.7211 | -2541.9441 | 0.13573 | 0.93835 | 1.9443 | 1.0429 | 2579.7064 | 2501.1287 | 2332.5575 | 2280.0746
1 | 30 | 16 | 1408.895 | 1431.8104 | 1472.0565 | 1529.5362 | 2322.8696 | 2383.0875 | 2518.6566 | 2770.8726 | -58.0435 | -102.4713 | -178.085 | -256.6919 | 129.205 | 194.8591 | 326.4448 | 551.8741 | 7.8026 | 14.8972 | 32.4205 | 57.36 | -915.9299 | -1051.5428 | -1344.9661 | -1728.192 | -0.13573 | -0.017602 | 0.07171 | -0.43023 | 2894.6632 | 2870.6225 | 2826.5989 | 2924.3286
1 | 30 | 17 | 1449.1887 | 1474.0034 | 1518.8006 | 1586.827 | 2181.9679 | 2238.5331 | 2365.8788 | 2602.7957 | -56.9159 | -101.4187 | -180.163 | -256.2672 | 66.9285 | 97.8373 | 158.7988 | 253.3673 | 9.4842 | 21.132 | 43.4213 | 67.6035 | -369.988 | -425.2341 | -544.761 | -700.2763 | -0.5375 | -1.6858 | -3.3163 | -1.8045 | 3280.128 | 3303.1672 | 3358.6592 | 3552.2456
1 | 30 | 18 | 1769.4942 | 1800.1693 | 1860.7625 | 1954.1436 | 2137.3552 | 2192.7638 | 2317.5057 | 2549.5786 | -57.9364 | -104.5158 | -187.2521 | -271.6383 | 75.024 | 108.1584 | 170.98 | 270.043 | 15.8319 | 33.3362 | 66.2677 | 100.7654 | -0.0029378 | -0.0033719 | -0.0043111 | -0.005539 | -5.7197 | -10.227 | -19.8069 | -32.05 | 3934.0461 | 4019.6816 | 4208.4527 | 4570.8368
1 | 30 | 19 | 2038.0647 | 2075.6222 | 2151.4385 | 2270.7565 | 1948.9368 | 1999.4609 | 2113.2062 | 2324.8207 | -56.7322 | -103.9591 | -189.4066 | -282.2703 | 92.0125 | 130.9464 | 197.9785 | 304.0353 | 22.5704 | 43.343 | 85.6078 | 137.333 | -0.0029378 | -0.0033719 | -0.0043111 | -0.005539 | -7.4788 | -12.1037 | -23.6941 | -41.5889 | 4037.3704 | 4133.3063 | 4335.126 | 4713.0808
1 | 30 | 20 | 2135.4538 | 2176.998 | 2259.4213 | 2390.4517 | 1783.5601 | 1829.7969 | 1933.8904 | 2127.5484 | -54.3698 | -101.0796 | -184.4722 | -281.962 | 98.6123 | 137.9149 | 207.4397 | 312.3732 | 26.9257 | 48.5068 | 94.6565 | 159.0734 | -0.0029378 | -0.0033719 | -0.0043111 | -0.005539 | -8.8008 | -14.7455 | -27.8939 | -47.3852 | 3981.3782 | 4077.3883 | 4283.0377 | 4660.094
1 | 30 | 21 | 2159.456 | 2203.4166 | 2287.8177 | 2424.2567 | 1634.8486 | 1677.2303 | 1772.6445 | 1950.1555 | -51.3518 | -95.4336 | -173.5641 | -267.3199 | 108.1132 | 152.0014 | 227.7809 | 331.2434 | 26.5199 | 46.6844 | 90.4923 | 155.9085 | -0.0029378 | -0.0033719 | -0.0043111 | -0.005539 | -7.1666 | -11.8262 | -22.2572 | -34.6453 | 3870.4163 | 3972.0696 | 4182.9098 | 4559.5934
1 | 30 | 22 | 2099.5746 | 2140.9045 | 2222.6767 | 2361.9308 | 1468.0264 | 1506.0834 | 1591.7615 | 1751.159 | -47.4968 | -87.2387 | -160.491 | -243.1995 | 193.119 | 271.1768 | 414.974 | 611.3809 | 23.1432 | 41.8415 | 80.921 | 137.3706 | -0.0029378 | -0.0033719 | -0.0043111 | -0.005539 | -3.4259 | -5.8562 | -11.2828 | -18.0571 | 3732.9375 | 3866.908 | 4138.555 | 4600.5792
1 | 30 | 23 | 1980.4044 | 2020.3256 | 2097.3398 | 2232.4838 | 1314.1226 | 1348.1898 | 1424.8857 | 1567.5724 | -41.7515 | -76.2773 | -138.5984 | -210.0255 | 212.1208 | 292.7682 | 440.1305 | 643.1086 | 20.3392 | 36.6776 | 71.2253 | 120.1499 | -0.0029378 | -0.0033719 | -0.0043111 | -0.005539 | 0.12759 | 0.65265 | 0.13395 | -2.7331 | 3485.3602 | 3622.3332 | 3895.1125 | 4350.5506
1 | 30 | 24 | 1866.6586 | 1905.1564 | 1977.6752 | 2109.7983 | 1184.2734 | 1214.9744 | 1284.0918 | 1412.6796 | -36.1132 | -65.1507 | -116.7057 | -176.8515 | 317.1293 | 425.2719 | 617.8148 | 889.823 | 15.9988 | 29.3164 | 58.2723 | 96.257 | -0.0029378 | -0.0033719 | -0.0043111 | -0.005539 | 2.8368 | 5.2496 | 8.7094 | 10.5149 | 3350.7807 | 3514.8145 | 3829.8535 | 4342.2157
1 | 31 | 1 | 1804.148 | 1841.7779 | 1911.9143 | 2042.3139 | 1109.6098 | 1138.3752 | 1203.1351 | 1323.6159 | -32.6232 | -56.1293 | -99.4661 | -155.4672 | 305.2585 | 408.854 | 598.8098 | 882.818 | 13.0998 | 20.9749 | 41.8022 | 80.1126 | -0.0029378 | -0.0033719 | -0.0043111 | -0.005539 | 6.412 | 11.4538 | 20.3941 | 29.0649 | 3205.9019 | 3365.3031 | 3676.5851 | 4202.4525
1 | 31 | 2 | 1714.5485 | 1749.9132 | 1815.9914 | 1941.535 | 1090.0295 | 1118.2873 | 1181.9045 | 1300.2593 | -30.475 | -50.6487 | -87.2375 | -136.5106 | 219.7695 | 294.7386 | 439.8785 | 656.106 | 8.9115 | 15.1517 | 30.9882 | 57.3976 | -0.0029378 | -0.0033719 | -0.0043111 | -0.005539 | 5.2908 | 9.4376 | 17.3254 | 23.0974 | 3008.0719 | 3136.8765 | 3398.8461 | 3841.879
1 | 31 | 3 | 1670.028 | 1704.656 | 1768.7035 | 1891.2174 | 1085.4557 | 1113.595 | 1176.9452 | 1294.8034 | -30.003 | -48.987 | -85.6355 | -129.7684 | 135.686 | 188.4013 | 291.2025 | 443.314 | 7.8026 | 14.4558 | 29.6831 | 52.7123 | -0.0029378 | -0.0033719 | -0.0043111 | -0.005539 | 3.9416 | 7.152 | 12.8266 | 17.9026 | 2872.9081 | 2979.2698 | 3193.7211 | 3570.1757
1 | 31 | 4 | 1636.878 | 1670.6502 | 1732.9853 | 1852.1796 | 1114.6519 | 1143.548 | 1208.6022 | 1329.6305 | -30.003 | -48.987 | -86.956 | -132.1962 | 81.7906 | 118.005 | 194.4279 | 310.1709 | 8.7445 | 15.8477 | 32.2932 | 57.2959 | -0.0029378 | -0.0033719 | -0.0043111 | -0.005539 | 2.0224 | 3.6586 | 6.4945 | 9.5778 | 2814.0816 | 2902.7192 | 3087.8429 | 3426.653
1 | 31 | 5 | 1637.3589 | 1670.8372 | 1732.1066 | 1847.9518 | 1212.8594 | 1244.3015 | 1315.0873 | 1446.779 | -31.6026 | -54.3024 | -96.6201 | -148.4167 | 50.197 | 75.6321 | 136.0389 | 234.41 | 12.2882 | 22.513 | 43.2941 | 74.6559 | -0.0029378 | -0.0033719 | -0.0043111 | -0.005539 | 0.92569 | 1.9119 | 3.6342 | 4.5432 | 2882.0236 | 2960.89 | 3133.5367 | 3459.9175
1 | 31 | 6 | 1684.6368 | 1717.9799 | 1779.6985 | 1890.888 | 1410.6059 | 1447.1743 | 1529.5012 | 1682.664 | -36.2203 | -66.9776 | -124.2813 | -193.4967 | 43.5971 | 68.6637 | 127.963 | 227.6958 | 21.9258 | 38.6273 | 72.7902 | 121.8096 | -0.0029378 | -0.0033719 | -0.0043111 | -0.005539 | 1.0614 | 1.6858 | 3.3352 | 6.569 | 3125.6037 | 3207.15 | 3389.0025 | 3736.1241
1 | 31 | 7 | 1725.8469 | 1757.7049 | 1818.2377 | 1921.3146 | 1710.363 | 1754.7024 | 1854.5239 | 2040.2342 | -44.0374 | -86.3513 | -166.5411 | -259.5364 | 68.7999 | 107.0082 | 184.7638 | 324.5821 | 34.5342 | 60.8491 | 113.8721 | 185.7774 | -0.0029378 | -0.0033719 | -0.0043111 | -0.005539 | 0.14116 | -0.10426 | -0.19483 | 1.6945 | 3495.645 | 3593.8056 | 3804.6572 | 4214.0609
1 | 31 | 8 | 1686.0179 | 1715.8914 | 1771.7528 | 1861.4553 | 1983.4965 | 2034.9165 | 2150.6789 | 2366.0459 | -50.1476 | -98.9743 | -190.0358 | -304.6164 | 117.5911 | 178.7507 | 296.6932 | 507.8316 | 41.4763 | 66.2973 | 123.381 | 220.1549 | -190.8523 | -218.2757 | -278.3755 | -360.0655 | -0.40177 | 0.10426 | 0.10959 | -2.186 | 3587.1801 | 3678.7102 | 3874.2043 | 4288.6197
1 | 31 | 9 | 1566.358 | 1590.8492 | 1637.8839 | 1710.5156 | 2233.595 | 2291.4985 | 2421.8573 | 2664.3798 | -54.0791 | -103.5155 | -193.3682 | -316.4062 | 170.1097 | 254.1348 | 416.2753 | 715.5428 | 38.6724 | 55.7218 | 104.8234 | 207.3786 | -556.8525 | -637.7465 | -814.0957 | -1051.6763 | 4.452 | 7.611 | 15.2079 | 25.9349 | 3402.2555 | 3458.5534 | 3588.584 | 3955.6693
1 | 31 | 10 | 1534.1707 | 1556.0732 | 1600.0665 | 1667.2501 | 2359.3597 | 2420.5236 | 2558.2224 | 2814.4004 | -56.4109 | -101.1926 | -183.1516 | -305.6576 | 191.0961 | 284.2885 | 464.1221 | 798.5 | 30.5495 | 36.3933 | 69.9202 | 168.2783 | -945.1963 | -1084.4581 | -1388.2309 | -1795.6682 | 9.2026 | 12.6156 | 25.2365 | 53.6646 | 3122.7714 | 3124.2434 | 3146.1852 | 3400.7675
1 | 31 | 11 | 1515.3202 | 1535.8282 | 1578.0783 | 1642.6365 | 2428.1465 | 2491.0936 | 2632.8069 | 2896.4538 | -58.0871 | -102.1932 | -181.7545 | -294.1763 | 181.5952 | 273.4309 | 451.1466 | 780.6918 | 22.6654 | 26.3865 | 52.6676 | 130.3935 | -1326.9782 | -1522.1806 | -1946.74 | -2511.4535 | 10.0387 | 13.5539 | 26.1972 | 54.4025 | 2772.7007 | 2715.9193 | 2612.4021 | 2698.9483
1 | 31 | 12 | 1477.3118 | 1496.6449 | 1536.8971 | 1597.9128 | 2457.8512 | 2521.5684 | 2665.0154 | 2931.8876 | -59.9775 | -102.4715 | -177.7929 | -285.4311 | 165.4945 | 247.414 | 415.7348 | 719.4215 | 16.9624 | 18.7599 | 39.6416 | 102.549 | -1748.0057 | -2005.8999 | -2564.6364 | -3297.3141 | 5.1415 | 6.5508 | 12.6142 | 24.9297 | 2314.7783 | 2182.5667 | 1927.4737 | 1793.9554
1 | 31 | 13 | 1445.2075 | 1463.1903 | 1501.6411 | 1560.6526 | 2478.1346 | 2542.3776 | 2687.0083 | 2956.0829 | -60.6331 | -103.4719 | -179.8049 | -276.6857 | 157.3991 | 238.5629 | 397.0659 | 691.0113 | 11.6435 | 16.0047 | 33.8501 | 77.4406 | -1768.0771 | -2029.1861 | -2594.677 | -3335.4212 | 1.3655 | 2.3804 | 4.7207 | 8.8121 | 2265.04 | 2129.8578 | 1849.8043 | 1681.8925
1 | 31 | 14 | 1427.9308 | 1445.4034 | 1483.3504 | 1542.3633 | 2467.8035 | 2531.7787 | 2675.8065 | 2943.7593 | -62.3093 | -103.7503 | -181.5353 | -277.4188 | 150.7992 | 227.1689 | 380.3229 | 653.1307 | 9.4842 | 12.6632 | 28.1209 | 66.8545 | -1582.2473 | -1816.6996 | -2324.5858 | -2989.8492 | 0.27961 | 0.38184 | 0.83346 | 1.4341 | 2411.7408 | 2296.9461 | 2062.313 | 1940.2739
1 | 31 | 15 | 1359.6242 | 1377.3184 | 1412.8267 | 1466.2524 | 2448.0976 | 2511.5619 | 2654.4396 | 2920.2527 | -61.8373 | -103.8634 | -180.2148 | -270.6765 | 138.217 | 210.8283 | 352.4795 | 603.043 | 7.3249 | 11.8401 | 26.6913 | 55.497 | -1366.1558 | -1568.2235 | -2005.6997 | -2577.9451 | 0.13573 | 0.93835 | 1.9443 | 1.0429 | 2525.4063 | 2440.4001 | 2262.4669 | 2197.4663
1 | 31 | 16 | 1329.024 | 1348.645 | 1384.333 | 1436.9452 | 2366.7982 | 2428.1549 | 2566.2878 | 2823.2735 | -60.2682 | -102.0365 | -178.4078 | -266.0538 | 129.205 | 194.8591 | 326.4448 | 551.8741 | 7.7307 | 12.9476 | 28.9034 | 59.0043 | -920.5481 | -1056.8317 | -1351.8636 | -1737.9087 | -0.13573 | -0.017602 | 0.07171 | -0.43023 | 2851.8059 | 2825.7208 | 2775.7694 | 2866.7044
1 | 31 | 17 | 1443.7231 | 1468.6993 | 1512.6231 | 1578.0367 | 2210.2173 | 2267.5148 | 2396.5092 | 2636.4934 | -59.0641 | -101.8103 | -179.8049 | -267.6322 | 66.9285 | 97.8373 | 158.7988 | 253.3673 | 11.1074 | 20.7204 | 42.6388 | 75.1488 | -384.8191 | -442.1757 | -566.3042 | -728.0776 | -0.5375 | -1.6858 | -3.3163 | -1.8045 | 3287.5557 | 3309.0999 | 3361.1446 | 3545.532
1 | 31 | 18 | 1756.8293 | 1787.866 | 1847.9971 | 1938.926 | 2143.5741 | 2199.144 | 2324.2489 | 2556.997 | -58.4084 | -104.6289 | -188.7776 | -285.4311 | 75.024 | 108.1584 | 170.98 | 270.043 | 19.7664 | 34.0321 | 67.5728 | 121.0869 | -0.0029378 | -0.0033719 | -0.0043111 | -0.005539 | -5.7197 | -10.227 | -19.8069 | -32.05 | 3931.0627 | 4014.3412 | 4202.21 | 4569.5663
1 | 31 | 19 | 2046.7322 | 2085.1098 | 2161.4316 | 2280.188 | 1955.2478 | 2005.9356 | 2120.0492 | 2332.349 | -57.5386 | -105.0117 | -191.2137 | -295.7548 | 92.0125 | 130.9464 | 197.9785 | 304.0353 | 27.0926 | 45.8613 | 89.7098 | 158.9717 | -0.0029378 | -0.0033719 | -0.0043111 | -0.005539 | -7.4788 | -12.1037 | -23.6941 | -41.5889 | 4056.0648 | 4150.7342 | 4354.2571 | 4738.1948
1 | 31 | 20 | 2147.4687 | 2188.9775 | 2271.8892 | 2403.8749 | 1783.4617 | 1829.696 | 1933.7838 | 2127.4311 | -54.2627 | -101.0796 | -184.4722 | -286.7011 | 98.6123 | 137.9149 | 207.4397 | 312.3732 | 29.2737 | 49.487 | 95.9616 | 170.3292 | -0.0029378 | -0.0033719 | -0.0043111 | -0.005539 | -8.8008 | -14.7455 | -27.8939 | -47.3852 | 3995.7499 | 4090.247 | 4296.704 | 4679.9166
1 | 31 | 21 | 2184.5014 | 2227.7231 | 2313.5642 | 2452.8625 | 1631.101 | 1673.3856 | 1768.5811 | 1945.6852 | -50.7727 | -93.772 | -171.9621 | -264.8921 | 108.1132 | 152.0014 | 227.7809 | 331.2434 | 25.4694 | 44.0389 | 86.2658 | 151.02 | -0.0029378 | -0.0033719 | -0.0043111 | -0.005539 | -7.1666 | -11.8262 | -22.2572 | -34.6453 | 3891.2428 | 3991.5474 | 4201.9685 | 4581.2681
1 | 31 | 22 | 2136.7568 | 2178.5343 | 2262.1372 | 2404.4692 | 1460.0901 | 1497.9414 | 1583.1563 | 1741.6921 | -47.3897 | -83.698 | -152.9154 | -233.7212 | 193.119 | 271.1768 | 414.974 | 611.3809 | 20.3392 | 34.1594 | 67.7082 | 124.391 | -0.0029378 | -0.0033719 | -0.0043111 | -0.005539 | -3.4259 | -5.8562 | -11.2828 | -18.0571 | 3759.4865 | 3892.2543 | 4163.773 | 4630.1493
1 | 31 | 23 | 2016.4189 | 2056.3185 | 2134.8741 | 2273.6077 | 1301.7001 | 1335.4453 | 1411.4161 | 1552.754 | -41.7515 | -73.5109 | -131.0228 | -207.5978 | 212.1208 | 292.7682 | 440.1305 | 643.1086 | 18.5857 | 30.0123 | 58.9817 | 114.2491 | -0.0029378 | -0.0033719 | -0.0043111 | -0.005539 | 0.12759 | 0.65265 | 0.13395 | -2.7331 | 3507.1987 | 3641.6828 | 3914.5092 | 4373.383
1 | 31 | 24 | 1878.6679 | 1916.9254 | 1990.1345 | 2123.7114 | 1171.8154 | 1202.1935 | 1270.5839 | 1397.819 | -36.5852 | -64.2112 | -111.9761 | -176.4269 | 317.1293 | 425.2719 | 617.8148 | 889.823 | 15.8319 | 24.7104 | 49.2859 | 95.8128 | -0.0029378 | -0.0033719 | -0.0043111 | -0.005539 | 2.8368 | 5.2496 | 8.7094 | 10.5149 | 3349.6932 | 3510.1362 | 3824.548 | 4341.2487
2 | 1 | 1 | 1825.9747 | 1863.9279 | 1935.2832 | 2067.9935 | 1094.1536 | 1122.5183 | 1186.3762 | 1305.1788 | -32.6232 | -56.5731 | -98.903 | -145.9889 | 304.8597 | 408.854 | 598.8098 | 882.818 | 11.2377 | 20.279 | 40.3726 | 71.1485 | -0.0029378 | -0.0033719 | -0.0043111 | -0.005539 | 6.944 | 11.4538 | 20.3941 | 30.6494 | 3210.5436 | 3370.4566 | 3682.3285 | 4211.7937
2 | 1 | 2 | 1742.1757 | 1778.6671 | 1846.0402 | 1973.9959 | 1070.097 | 1097.8382 | 1160.292 | 1276.4825 | -30.2608 | -50.4834 | -86.6745 | -131.7715 | 219.7695 | 294.7386 | 439.8785 | 656.106 | 7.9696 | 15.1517 | 31.6461 | 55.1057 | -0.0029378 | -0.0033719 | -0.0043111 | -0.005539 | 5.8229 | 9.4376 | 17.3254 | 25.7859 | 3015.571 | 3145.3465 | 3408.5034 | 3855.699
2 | 1 | 3 | 1695.8773 | 1731.6091 | 1797.03 | 1921.4691 | 1066.2477 | 1093.889 | 1156.1182 | 1271.8908 | -29.2402 | -49.4308 | -85.354 | -127.0323 | 135.686 | 188.4013 | 291.2025 | 443.314 | 7.9696 | 15.1517 | 30.8636 | 52.7123 | -0.0029378 | -0.0033719 | -0.0043111 | -0.005539 | 4.4601 | 7.152 | 12.8266 | 19.487 | 2880.9975 | 2986.7691 | 3202.6827 | 3581.8353
2 | 1 | 4 | 1674.481 | 1709.5672 | 1773.8042 | 1895.9155 | 1096.019 | 1124.4322 | 1188.3989 | 1307.404 | -29.2402 | -50.3182 | -86.6745 | -129.7684 | 81.7906 | 118.005 | 194.4279 | 310.1709 | 8.9115 | 16.2592 | 33.0757 | 57.2959 | -0.0029378 | -0.0033719 | -0.0043111 | -0.005539 | 2.4839 | 3.6586 | 6.4945 | 10.5107 | 2834.4428 | 2921.6007 | 3109.5225 | 3451.5231
2 | 1 | 5 | 1697.8364 | 1732.832 | 1797.1699 | 1917.6783 | 1197.2719 | 1228.3098 | 1298.1859 | 1428.1851 | -30.475 | -53.9719 | -96.057 | -145.9889 | 50.197 | 75.6321 | 136.0389 | 234.41 | 12.0493 | 21.6709 | 43.1072 | 73.3387 | -0.0029378 | -0.0033719 | -0.0043111 | -0.005539 | 1.1917 | 1.9119 | 3.6342 | 5.476 | 2928.0684 | 3006.3814 | 3182.0748 | 3513.0936
2 | 1 | 6 | 1759.7647 | 1794.9162 | 1860.3707 | 1977.3017 | 1393.9698 | 1430.107 | 1511.4629 | 1662.8194 | -35.5647 | -66.8123 | -122.6792 | -188.3329 | 43.5971 | 68.6637 | 127.963 | 227.6958 | 21.6869 | 37.7851 | 71.2361 | 120.3908 | -0.0029378 | -0.0033719 | -0.0043111 | -0.005539 | 1.1917 | 1.6858 | 3.3352 | 5.1447 | 3184.6426 | 3266.3421 | 3451.6843 | 3805.0139
2 | 1 | 7 | 1807.4204 | 1841.4511 | 1906.3072 | 2015.1695 | 1694.0089 | 1737.9242 | 1836.7913 | 2020.7258 | -42.8026 | -84.1939 | -160.0045 | -250.0581 | 68.7999 | 107.0082 | 184.7638 | 324.5821 | 32.9476 | 56.4177 | 105.4814 | 177.5848 | -0.0029378 | -0.0033719 | -0.0043111 | -0.005539 | -0.2606 | -0.10426 | -0.19483 | -0.33137 | 3560.1107 | 3658.4998 | 3873.1399 | 4287.6672
2 | 1 | 8 | 1765.8968 | 1797.1757 | 1857.6781 | 1953.801 | 1962.263 | 2013.1326 | 2127.6556 | 2340.7171 | -49.5685 | -97.7564 | -186.6267 | -290.7073 | 117.5911 | 178.7507 | 296.6932 | 507.8316 | 37.1211 | 63.779 | 119.0923 | 199.5284 | -174.4329 | -199.7429 | -255.3281 | -331.202 | -0.0054293 | 0.10426 | 0.10959 | 0.23252 | 3658.865 | 3755.4429 | 3959.274 | 4380.2014
2 | 1 | 9 | 1682.98 | 1711.2419 | 1764.1731 | 1844.4607 | 2213.968 | 2271.3628 | 2400.5761 | 2640.9675 | -54.2627 | -102.7412 | -190.2407 | -296.1794 | 170.1097 | 254.1348 | 416.2753 | 715.5428 | 30.7883 | 53.4879 | 100.5346 | 169.4938 | -673.7718 | -774.6234 | -995.1772 | -1289.1071 | 4.2403 | 7.611 | 15.2079 | 25.2847 | 3374.0518 | 3420.4738 | 3511.3491 | 3810.463
2 | 1 | 10 | 1629.5162 | 1655.3531 | 1704.2417 | 1774.7831 | 2360.2334 | 2421.4199 | 2559.1697 | 2815.4426 | -57.0666 | -101.1926 | -182.8701 | -275.9528 | 191.0961 | 284.2885 | 464.1221 | 798.5 | 19.3606 | 34.4437 | 67.061 | 113.4777 | -1132.7088 | -1301.3454 | -1669.0299 | -2156.5927 | 7.3349 | 12.6156 | 25.2365 | 41.5861 | 3017.7659 | 3005.5827 | 2967.9311 | 3111.2439
2 | 1 | 11 | 1606.1606 | 1631.1946 | 1677.9068 | 1744.0449 | 2434.7457 | 2497.8639 | 2639.9623 | 2904.3257 | -59.0335 | -101.3058 | -178.9085 | -269.5189 | 181.5952 | 273.4309 | 451.1466 | 779.5596 | 11.2377 | 21.2593 | 43.0341 | 75.5929 | -1533.9242 | -1760.8087 | -2252.945 | -2899.7229 | 8.2959 | 13.5539 | 26.1972 | 42.9005 | 2649.0775 | 2575.188 | 2406.3935 | 2377.1818
2 | 1 | 12 | 1585.8916 | 1610.1735 | 1655.9864 | 1719.6916 | 2468.4993 | 2532.4925 | 2676.561 | 2944.5893 | -61.2582 | -102.4715 | -177.7929 | -263.5097 | 165.4945 | 247.414 | 415.7348 | 719.4215 | 6.9191 | 14.0442 | 29.9458 | 54.624 | -1707.0627 | -1959.8519 | -2508.1722 | -3228.3849 | 3.8168 | 6.5508 | 12.6142 | 20.4979 | 2462.3004 | 2348.3517 | 2104.877 | 1966.9296
2 | 1 | 13 | 1512.6319 | 1535.5865 | 1577.675 | 1635.7515 | 2493.2211 | 2557.8552 | 2703.3665 | 2974.0791 | -62.6766 | -103.8024 | -178.561 | -268.9818 | 157.3991 | 238.5629 | 397.0659 | 691.0113 | 5.7166 | 12.0946 | 27.7337 | 49.4945 | -1732.6703 | -1989.3918 | -2546.0959 | -3276.5945 | 1.3546 | 2.3804 | 4.7207 | 8.6645 | 2374.9765 | 2253.2854 | 1985.9048 | 1813.4246
2 | 1 | 14 | 1448.8719 | 1470.7008 | 1509.9429 | 1563.5147 | 2491.2688 | 2555.8523 | 2701.2496 | 2971.7502 | -63.3322 | -104.8551 | -182.1749 | -274.4539 | 150.7992 | 227.1689 | 380.3229 | 657.0191 | 6.2744 | 12.6632 | 28.2563 | 50.3675 | -1661.0205 | -1906.5323 | -2438.5076 | -3135.599 | 0.024432 | 0.38184 | 0.83346 | 1.8031 | 2372.8861 | 2255.3797 | 1999.9225 | 1834.4016
2 | 1 | 15 | 1383.7357 | 1404.5287 | 1441.4963 | 1491.9142 | 2462.8127 | 2526.6585 | 2670.395 | 2937.8059 | -62.8602 | -105.0203 | -182.4565 | -272.8755 | 139.6224 | 210.8283 | 352.4795 | 603.043 | 5.8835 | 12.3789 | 27.4738 | 50.2659 | -1372.153 | -1575.2679 | -2015.4199 | -2591.9991 | 0.40719 | 0.93835 | 1.9443 | 2.8473 | 2557.4484 | 2475.0445 | 2295.9126 | 2221.0017
2 | 1 | 16 | 1339.1687 | 1359.9888 | 1396.0724 | 1447.1947 | 2386.3251 | 2448.1881 | 2587.4606 | 2846.5665 | -61.2911 | -103.1934 | -179.329 | -270.5641 | 129.205 | 194.8591 | 326.4448 | 551.8741 | 7.4918 | 14.6129 | 31.7734 | 56.1667 | -940.0159 | -1079.3432 | -1381.0884 | -1775.5591 | 0.0054293 | -0.017602 | 0.07171 | -0.050124 | 2860.8891 | 2835.0946 | 2781.4055 | 2855.6286
2 | 1 | 17 | 1405.538 | 1429.1568 | 1471.2758 | 1534.4174 | 2222.8772 | 2280.5029 | 2410.2361 | 2651.5949 | -58.8522 | -102.0277 | -178.6375 | -271.8342 | 66.9285 | 97.8373 | 158.7988 | 253.3673 | 11.1074 | 21.132 | 43.5567 | 75.9201 | -400.1919 | -459.7851 | -588.7393 | -756.6945 | -1.056 | -1.6858 | -3.3163 | -5.4148 | 3246.3511 | 3265.1304 | 3313.1744 | 3481.3564
2 | 1 | 18 | 1579.012 | 1606.2869 | 1657.8175 | 1735.7773 | 2152.0832 | 2207.8736 | 2333.4751 | 2567.1472 | -59.1406 | -103.2979 | -185.1636 | -279.4218 | 75.024 | 108.1584 | 170.98 | 268.9108 | 17.4402 | 31.5504 | 63.5439 | 109.5262 | -0.0029378 | -0.0033719 | -0.0043111 | -0.005539 | -6.0129 | -10.227 | -19.8069 | -32.3703 | 3758.4029 | 3840.341 | 4020.8419 | 4369.5638
2 | 1 | 19 | 1972.8321 | 2009.4286 | 2081.9885 | 2195.3822 | 1961.3341 | 2012.1796 | 2126.6484 | 2339.609 | -57.0666 | -103.6286 | -187.3181 | -282.695 | 92.0125 | 130.9464 | 197.9785 | 304.0353 | 23.1432 | 41.6953 | 82.1016 | 140.5355 | -0.0029378 | -0.0033719 | -0.0043111 | -0.005539 | -7.2128 | -12.1037 | -23.6941 | -38.7903 | 3985.0395 | 4078.5142 | 4277.7005 | 4658.0712
2 | 1 | 20 | 2089.1269 | 2129.1758 | 2208.8744 | 2337.1905 | 1784.6198 | 1830.8841 | 1935.0395 | 2128.8126 | -53.7907 | -98.9221 | -180.7815 | -274.7951 | 98.6123 | 137.9149 | 207.4397 | 312.3732 | 25.3025 | 45.1464 | 88.0934 | 151.02 | -0.0029378 | -0.0033719 | -0.0043111 | -0.005539 | -8.6705 | -14.7455 | -27.8939 | -45.6907 | 3935.1973 | 4029.4503 | 4230.7673 | 4608.9049
2 | 1 | 21 | 2115.2943 | 2156.518 | 2238.5497 | 2373.6305 | 1632.8741 | 1675.2046 | 1770.5037 | 1947.8003 | -50.7727 | -93.4415 | -171.399 | -260.5777 | 108.1132 | 152.0014 | 227.7809 | 331.2434 | 24.7298 | 43.9292 | 86.1412 | 146.4363 | -0.0029378 | -0.0033719 | -0.0043111 | -0.005539 | -7.0363 | -11.8262 | -22.2572 | -35.1368 | 3823.1995 | 3922.3822 | 4129.3151 | 4503.3904
2 | 1 | 22 | 2074.2797 | 2115.1154 | 2195.7515 | 2333.1545 | 1456.809 | 1494.5752 | 1579.5986 | 1737.7782 | -46.9177 | -85.9687 | -157.0819 | -238.4604 | 193.119 | 271.1768 | 414.974 | 611.3809 | 22.0927 | 39.6075 | 76.6323 | 132.5837 | -0.0029378 | -0.0033719 | -0.0043111 | -0.005539 | -3.5562 | -5.8562 | -11.2828 | -18.5486 | 3695.8236 | 3828.6467 | 4098.5873 | 4557.8826
2 | 1 | 23 | 1978.0684 | 2017.634 | 2094.2082 | 2229.4526 | 1301.0732 | 1334.8021 | 1410.7363 | 1552.0062 | -41.5373 | -75.0073 | -138.0353 | -207.5978 | 212.1208 | 292.7682 | 440.1305 | 643.1086 | 19.3606 | 34.4437 | 66.9365 | 115.5662 | -0.0029378 | -0.0033719 | -0.0043111 | -0.005539 | 0.65151 | 0.65265 | 0.13395 | -0.43719 | 3469.7343 | 3605.29 | 3874.1059 | 4332.0931
2 | 1 | 24 | 1894.0726 | 1932.8555 | 2006.8435 | 2141.2559 | 1169.4913 | 1199.8091 | 1268.0638 | 1395.0466 | -35.899 | -63.8807 | -116.1427 | -174.4238 | 317.1293 | 425.2719 | 617.8148 | 888.6908 | 15.0203 | 27.0824 | 54.1081 | 92.5463 | -0.0029378 | -0.0033719 | -0.0043111 | -0.005539 | 3.2386 | 5.2496 | 8.7094 | 12.8108 | 3363.0501 | 3526.3844 | 3839.3926 | 4355.9211
2 | 2 | 1 | 1833.5077 | 1871.7318 | 1943.6667 | 2075.9193 | 1098.5816 | 1127.0612 | 1191.1775 | 1310.4609 | -32.7303 | -56.7383 | -99.4661 | -148.725 | 304.8597 | 408.854 | 598.8098 | 882.818 | 11.2377 | 20.279 | 41.0197 | 71.1485 | -0.0029378 | -0.0033719 | -0.0043111 | -0.005539 | 6.944 | 11.4538 | 20.3941 | 30.6494 | 3222.3976 | 3382.6381 | 3695.5974 | 4222.2655
2 | 2 | 2 | 1758.8687 | 1795.5636 | 1863.6986 | 1992.1552 | 1070.9597 | 1098.7232 | 1161.2274 | 1277.5116 | -30.475 | -51.4229 | -88.763 | -132.1962 | 219.7695 | 294.7386 | 439.8785 | 656.106 | 8.5057 | 15.8477 | 32.8158 | 55.2074 | -0.0029378 | -0.0033719 | -0.0043111 | -0.005539 | 5.8229 | 9.4376 | 17.3254 | 25.7859 | 3033.4485 | 3162.8843 | 3426.1783 | 3874.5643
2 | 2 | 3 | 1713.2055 | 1749.3066 | 1815.0755 | 1941.0347 | 1062.947 | 1090.5028 | 1152.5393 | 1267.9535 | -29.4544 | -49.596 | -85.917 | -129.7684 | 135.686 | 188.4013 | 291.2025 | 443.314 | 8.5057 | 15.1517 | 31.5107 | 55.1057 | -0.0029378 | -0.0033719 | -0.0043111 | -0.005539 | 4.4601 | 7.152 | 12.8266 | 19.487 | 2895.3469 | 3000.9151 | 3217.2333 | 3597.1211
2 | 2 | 4 | 1693.7459 | 1729.2546 | 1793.8731 | 1917.7022 | 1093.3546 | 1121.6987 | 1185.5099 | 1304.2257 | -28.9824 | -50.6487 | -87.2375 | -130.1931 | 81.7906 | 118.005 | 194.4279 | 310.1709 | 8.6726 | 15.8477 | 32.8158 | 55.1057 | -0.0029378 | -0.0033719 | -0.0043111 | -0.005539 | 2.4839 | 3.6586 | 6.4945 | 10.5107 | 2851.0623 | 2937.8126 | 3125.8793 | 3467.5167
2 | 2 | 5 | 1693.6599 | 1728.5535 | 1792.7138 | 1912.9898 | 1191.8246 | 1222.7214 | 1292.2796 | 1421.6873 | -30.5821 | -54.3024 | -98.1455 | -146.8383 | 50.197 | 75.6321 | 136.0389 | 234.41 | 12.861 | 23.2089 | 46.0287 | 77.9224 | -0.0029378 | -0.0033719 | -0.0043111 | -0.005539 | 1.1917 | 1.9119 | 3.6342 | 5.476 | 2919.1491 | 2997.722 | 3172.5454 | 3505.6416
2 | 2 | 6 | 1758.8953 | 1794.1159 | 1859.4157 | 1976.8369 | 1385.2477 | 1421.1588 | 1502.0056 | 1652.4151 | -35.0927 | -66.0381 | -121.6403 | -186.7545 | 43.5971 | 68.6637 | 127.963 | 227.6958 | 21.2811 | 36.6776 | 70.5782 | 118.2006 | -0.0029378 | -0.0033719 | -0.0043111 | -0.005539 | 1.1917 | 1.6858 | 3.53 | 5.1447 | 3175.1173 | 3256.2603 | 3441.8479 | 3793.533
2 | 2 | 7 | 1787.4029 | 1820.9185 | 1885.2172 | 1992.6259 | 1681.3965 | 1724.9849 | 1823.1158 | 2005.681 | -42.4377 | -84.1939 | -158.9655 | -248.055 | 68.7999 | 107.0082 | 184.7638 | 324.5821 | 32.5418 | 55.7218 | 104.6989 | 174.5216 | -0.0029378 | -0.0033719 | -0.0043111 | -0.005539 | -0.2606 | -0.10426 | -0.19483 | -0.33137 | 3527.44 | 3624.3319 | 3838.631 | 4249.0186
2 | 2 | 8 | 1755.6718 | 1786.8538 | 1846.0931 | 1942.1711 | 1941.1406 | 1991.4626 | 2104.7529 | 2315.5209 | -48.548 | -96.9822 | -185.3062 | -286.3928 | 117.5911 | 178.7507 | 296.6932 | 507.8316 | 36.3244 | 62.2409 | 117.0048 | 195.148 | -177.845 | -203.5824 | -260.0491 | -337.0522 | -0.0054293 | 0.10426 | 0.49926 | 0.23252 | 3624.3295 | 3718.8478 | 3919.6879 | 4337.4591
2 | 2 | 9 | 1656.3681 | 1683.854 | 1735.8522 | 1814.4132 | 2204.6631 | 2261.8167 | 2390.4869 | 2629.868 | -53.0586 | -101.6886 | -191.8427 | -293.4434 | 170.1097 | 254.1348 | 416.2753 | 715.5428 | 32.136 | 55.7218 | 105.346 | 175.5979 | -683.5005 | -784.3121 | -1004.2828 | -1297.4244 | 4.2403 | 7.611 | 16.7477 | 25.2847 | 3330.9583 | 3377.1376 | 3468.5825 | 3769.8389
2 | 2 | 10 | 1606.6067 | 1632.187 | 1680.0548 | 1750.0473 | 2348.5355 | 2409.4188 | 2546.4858 | 2801.4885 | -55.2833 | -100.9143 | -185.7927 | -279.959 | 191.0961 | 284.2885 | 464.1221 | 798.5 | 22.9043 | 39.8918 | 78.0619 | 130.3935 | -1126.7427 | -1295.1684 | -1662.7602 | -2150.8897 | 7.3349 | 12.6156 | 28.473 | 41.5861 | 2994.4515 | 2982.3189 | 2948.6446 | 3091.1667
2 | 2 | 11 | 1628.997 | 1654.6255 | 1703.3881 | 1772.1536 | 2415.5425 | 2478.1628 | 2619.1405 | 2881.4189 | -57.0666 | -100.2531 | -181.3446 | -269.2106 | 181.5952 | 273.4309 | 451.1466 | 779.5596 | 15.4261 | 27.513 | 55.4023 | 94.8006 | -1527.5557 | -1753.392 | -2243.4526 | -2888.351 | 8.2959 | 13.5539 | 28.0508 | 42.9005 | 2665.2344 | 2593.641 | 2432.3312 | 2413.2714
2 | 2 | 12 | 1583.6841 | 1608.398 | 1655.4324 | 1719.8427 | 2444.1485 | 2507.5104 | 2650.1576 | 2915.542 | -58.3778 | -99.6441 | -178.7036 | -267.2075 | 165.4945 | 247.414 | 415.7348 | 719.4215 | 11.6435 | 21.6898 | 45.1108 | 77.4406 | -1697.7228 | -1948.9399 | -2493.7547 | -3209.4759 | 3.8168 | 6.5508 | 13.2988 | 20.4979 | 2452.6867 | 2342.979 | 2107.2762 | 1976.0612
2 | 2 | 13 | 1597.9561 | 1622.8995 | 1670.1224 | 1734.7034 | 2460.5961 | 2524.3844 | 2667.9916 | 2935.1618 | -59.1406 | -99.6441 | -175.8576 | -265.2044 | 157.3991 | 238.5629 | 397.0659 | 691.0113 | 9.2454 | 17.6335 | 36.8446 | 64.7659 | -1716.632 | -1970.7205 | -2521.5807 | -3244.7003 | 1.3546 | 2.3804 | 4.2742 | 8.6645 | 2450.7786 | 2335.4961 | 2078.8605 | 1924.4021
2 | 2 | 14 | 1610.8952 | 1636.1686 | 1683.809 | 1749.3905 | 2449.0984 | 2512.5887 | 2655.5248 | 2921.4467 | -59.1406 | -98.8698 | -174.2556 | -258.8869 | 150.7992 | 227.1689 | 380.3229 | 657.0191 | 7.3249 | 14.3286 | 31.3754 | 55.5986 | -1646.1673 | -1889.0673 | -2415.1172 | -3104.4076 | 0.024432 | 0.38184 | -0.083887 | 1.8031 | 2512.8343 | 2402.6995 | 2161.5754 | 2021.9634
2 | 2 | 15 | 1559.1675 | 1583.7755 | 1629.184 | 1692.4674 | 2425.7136 | 2488.5976 | 2630.169 | 2893.5517 | -59.0335 | -98.0956 | -170.8465 | -253.723 | 139.6224 | 210.8283 | 352.4795 | 603.043 | 5.8686 | 12.0946 | 26.0306 | 48.7231 | -1366.0319 | -1567.7844 | -2004.5791 | -2576.3613 | 0.40719 | 0.93835 | 1.1839 | 2.8473 | 2705.714 | 2630.3543 | 2463.6215 | 2410.5482
2 | 2 | 16 | 1478.6027 | 1502.1903 | 1544.0136 | 1605.6056 | 2344.9841 | 2405.7753 | 2542.635 | 2797.2521 | -56.8853 | -96.2687 | -169.526 | -253.723 | 129.205 | 194.8591 | 326.4448 | 551.8741 | 7.4918 | 15.0245 | 31.3754 | 56.9158 | -940.1801 | -1079.4153 | -1380.8368 | -1774.8956 | 0.0054293 | -0.017602 | -0.29902 | -0.050124 | 2963.2237 | 2942.1476 | 2893.807 | 2982.979
2 | 2 | 17 | 1366.5442 | 1389.4263 | 1428.8263 | 1489.8064 | 2199.9831 | 2257.0153 | 2385.4124 | 2624.2854 | -55.6505 | -95.216 | -170.8465 | -255.7261 | 66.9285 | 97.8373 | 158.7988 | 253.3673 | 11.2377 | 20.8477 | 42.3762 | 75.1488 | -404.0696 | -464.0705 | -593.703 | -762.3334 | -1.056 | -1.6858 | -2.9455 | -5.4148 | 3183.9174 | 3204.1543 | 3247.9186 | 3419.1335
2 | 2 | 18 | 1456.5934 | 1482.5624 | 1528.3037 | 1602.9185 | 2079.8178 | 2133.7349 | 2255.1188 | 2480.9443 | -55.574 | -98.5915 | -178.7036 | -268.7859 | 75.024 | 108.1584 | 170.98 | 268.9108 | 17.6071 | 31.5504 | 63.4085 | 108.6532 | -0.0029378 | -0.0033719 | -0.0043111 | -0.005539 | -6.0129 | -10.227 | -19.4361 | -32.3703 | 3567.4524 | 3647.1842 | 3819.667 | 4160.2651
2 | 2 | 19 | 1886.3467 | 1921.2538 | 1988.5722 | 2097.7121 | 1950.268 | 2000.8266 | 2114.6496 | 2326.4087 | -53.8978 | -97.3736 | -176.6151 | -263.7384 | 92.0125 | 130.9464 | 197.9785 | 304.0353 | 20.0053 | 35.9817 | 72.4572 | 122.5058 | -0.0029378 | -0.0033719 | -0.0043111 | -0.005539 | -7.2128 | -12.1037 | -24.0648 | -38.7903 | 3887.519 | 3979.5279 | 4172.9734 | 4548.1277
2 | 2 | 20 | 1979.1839 | 2017.3041 | 2091.165 | 2213.1398 | 1777.5334 | 1823.614 | 1927.3558 | 2120.3594 | -51.4283 | -93.4415 | -170.36 | -253.8355 | 98.6123 | 137.9149 | 207.4397 | 312.3732 | 21.2227 | 37.7851 | 75.9743 | 128.3049 | -0.0029378 | -0.0033719 | -0.0043111 | -0.005539 | -8.6705 | -14.7455 | -27.8939 | -45.6907 | 3816.4505 | 3908.4279 | 4103.6767 | 4474.6457
2 | 2 | 21 | 2010.5029 | 2049.7905 | 2126.5221 | 2255.2943 | 1627.9726 | 1670.176 | 1765.189 | 1941.9534 | -49.173 | -87.1865 | -160.6959 | -239.1934 | 108.1132 | 152.0014 | 227.7809 | 331.2434 | 18.8965 | 34.1594 | 69.1377 | 116.8458 | -0.0029378 | -0.0033719 | -0.0043111 | -0.005539 | -7.0363 | -11.8262 | -21.8865 | -35.1368 | 3709.2729 | 3807.1113 | 4006.0431 | 4371.0012
2 | 2 | 22 | 1989.7782 | 2029.1085 | 2105.4919 | 2237.43 | 1458.5841 | 1496.3963 | 1581.5233 | 1739.8956 | -45.683 | -81.5406 | -148.1859 | -220.2368 | 193.119 | 271.1768 | 414.974 | 611.3809 | 16.7955 | 30.5701 | 62.2389 | 105.2851 | -0.0029378 | -0.0033719 | -0.0043111 | -0.005539 | -3.5562 | -5.8562 | -10.9121 | -18.5486 | 3609.0348 | 3739.8516 | 4005.1258 | 4455.2006
2 | 2 | 23 | 1916.8738 | 1955.4851 | 2028.9401 | 2160.0128 | 1309.0742 | 1343.0105 | 1419.4117 | 1561.5503 | -40.7309 | -73.3457 | -132.2667 | -196.5411 | 212.1208 | 292.7682 | 440.1305 | 643.1086 | 15.8319 | 28.6205 | 58.0124 | 98.3079 | -0.0029378 | -0.0033719 | -0.0043111 | -0.005539 | 0.65151 | 0.65265 | 0.13395 | -0.43719 | 3413.8184 | 3547.188 | 3814.3576 | 4265.9958
2 | 2 | 24 | 1830.5197 | 1868.0301 | 1938.3719 | 2068.6295 | 1178.3148 | 1208.8614 | 1277.6311 | 1405.5719 | -36.2203 | -64.0459 | -115.1037 | -170.1093 | 315.325 | 420.8463 | 605.6335 | 862.545 | 13.0998 | 23.9048 | 49.2859 | 83.5823 | -0.0029378 | -0.0033719 | -0.0043111 | -0.005539 | 3.2386 | 5.2496 | 9.0801 | 12.8108 | 3304.2747 | 3462.8429 | 3764.8946 | 4263.0246
2 | 3 | 1 | 1800.1425 | 1837.8213 | 1908.5005 | 2038.9272 | 1083.6837 | 1111.777 | 1175.0238 | 1292.6896 | -32.9139 | -57.9562 | -102.5936 | -153.8888 | 273.6648 | 365.1348 | 527.986 | 766.9915 | 12.0493 | 21.2593 | 43.2941 | 74.415 | -0.0029378 | -0.0033719 | -0.0043111 | -0.005539 | 6.944 | 11.4538 | 20.3941 | 30.6494 | 3143.5676 | 3289.4866 | 3572.6004 | 4049.7782
2 | 3 | 2 | 1716.4764 | 1752.6564 | 1819.1616 | 1945.0844 | 1059.2531 | 1086.7131 | 1148.534 | 1263.5472 | -31.2377 | -53.3629 | -93.416 | -137.6683 | 232.9691 | 310.0217 | 450.928 | 648.9004 | 9.4842 | 17.3491 | 35.0279 | 60.5624 | -0.0029378 | -0.0033719 | -0.0043111 | -0.005539 | 5.8229 | 9.4376 | 17.3254 | 25.7859 | 2992.7651 | 3122.8117 | 3377.5566 | 3806.2064
2 | 3 | 3 | 1653.6633 | 1688.5169 | 1752.1748 | 1874.1927 | 1050.4589 | 1077.6909 | 1138.9986 | 1253.0569 | -29.638 | -51.536 | -88.763 | -132.9292 | 157.3799 | 214.9547 | 315.2273 | 464.5185 | 8.6726 | 15.8477 | 33.0757 | 56.0804 | -0.0029378 | -0.0033719 | -0.0043111 | -0.005539 | 4.4601 | 7.152 | 12.8266 | 19.487 | 2844.9939 | 2952.6228 | 3163.5357 | 3534.4008
2 | 3 | 4 | 1604.3475 | 1638.4434 | 1699.4237 | 1817.5902 | 1070.813 | 1098.5727 | 1161.0683 | 1277.3366 | -29.638 | -50.7617 | -87.4425 | -132.9292 | 103.0857 | 142.1393 | 217.6586 | 327.4874 | 8.5057 | 15.8477 | 32.2932 | 55.2074 | -0.0029378 | -0.0033719 | -0.0043111 | -0.005539 | 2.4839 | 3.6586 | 6.4945 | 10.5107 | 2759.5948 | 2847.8965 | 3029.4915 | 3355.1976
2 | 3 | 5 | 1589.4134 | 1622.7185 | 1682.7887 | 1798.0984 | 1118.7785 | 1147.7816 | 1213.0766 | 1334.553 | -30.1866 | -52.5886 | -91.8905 | -137.6683 | 67.0954 | 96.4137 | 153.576 | 236.6745 | 9.89 | 18.0451 | 37.1154 | 62.0828 | -0.0029378 | -0.0033719 | -0.0043111 | -0.005539 | 1.1917 | 1.9119 | 3.6342 | 5.476 | 2756.1794 | 2834.2787 | 2998.2961 | 3299.2109
2 | 3 | 6 | 1586.5716 | 1619.2503 | 1677.9917 | 1789.2225 | 1222.8547 | 1254.5559 | 1325.925 | 1458.702 | -32.4419 | -57.182 | -101.2731 | -152.3104 | 42.5004 | 62.8919 | 105.1888 | 175.4041 | 12.4551 | 22.513 | 44.0765 | 75.7322 | -0.0029378 | -0.0033719 | -0.0043111 | -0.005539 | 1.1917 | 1.6858 | 3.53 | 5.1447 | 2833.1287 | 2903.7114 | 3055.4347 | 3351.8894
2 | 3 | 7 | 1664.1321 | 1697.4603 | 1758.809 | 1870.5893 | 1344.0774 | 1378.9212 | 1457.3652 | 1603.3045 | -36.4039 | -66.3164 | -120.3197 | -185.0597 | 30.7963 | 45.7261 | 81.958 | 138.6559 | 17.2013 | 30.5701 | 58.2723 | 98.7521 | -0.0029378 | -0.0033719 | -0.0043111 | -0.005539 | -0.2606 | -0.10426 | -0.19483 | -0.33137 | 3019.5396 | 3086.2537 | 3235.8857 | 3525.9051
2 | 3 | 8 | 1832.2762 | 1868.6308 | 1937.9866 | 2059.8639 | 1393.9345 | 1430.0707 | 1511.4246 | 1662.7773 | -41.0216 | -77.6083 | -142.4939 | -223.0893 | 31.1951 | 48.1452 | 80.0322 | 139.7882 | 24.0851 | 41.8415 | 80.1494 | 135.3197 | -209.6531 | -239.5538 | -304.643 | -392.3042 | -0.0054293 | 0.10426 | 0.49926 | 0.23252 | 3030.8107 | 3071.6303 | 3162.9551 | 3382.5881
2 | 3 | 9 | 1870.0498 | 1906.0287 | 1975.1513 | 2093.922 | 1546.6216 | 1586.7161 | 1676.9812 | 1844.9125 | -45.1673 | -87.7954 | -165.9886 | -259.424 | 42.5004 | 65.311 | 102.2152 | 172.0867 | 29.5709 | 51.6844 | 97.9245 | 163.7962 | -679.7707 | -779.9139 | -998.2972 | -1289.4226 | 4.2403 | 7.611 | 16.7477 | 25.2847 | 2768.0449 | 2749.6419 | 2704.7341 | 2751.1555
2 | 3 | 10 | 1873.0543 | 1908.0972 | 1975.9062 | 2090.614 | 1677.2227 | 1720.703 | 1818.5903 | 2000.7023 | -48.4432 | -94.2156 | -177.1781 | -276.3775 | 60.0967 | 85.0197 | 137.6271 | 223.8869 | 30.9553 | 53.9184 | 102.6113 | 172.9636 | -1154.7704 | -1326.2039 | -1699.7744 | -2195.018 | 7.3349 | 12.6156 | 28.473 | 41.5861 | 2445.4504 | 2359.9343 | 2186.2554 | 2058.3573
2 | 3 | 11 | 1905.6657 | 1941.1074 | 2009.5134 | 2124.674 | 1747.1915 | 1792.4856 | 1894.4565 | 2084.1657 | -50.3336 | -95.2682 | -177.383 | -274.7991 | 73.2963 | 106.611 | 169.2714 | 279.5754 | 26.6 | 46.1456 | 89.0004 | 151.02 | -1563.9914 | -1795.0418 | -2296.0064 | -2954.117 | 8.2959 | 13.5539 | 28.0508 | 42.9005 | 2146.7246 | 2009.5935 | 1716.9031 | 1453.4194
2 | 3 | 12 | 1877.6792 | 1912.6665 | 1979.8307 | 2092.7865 | 1768.3415 | 1814.1839 | 1917.3892 | 2109.3948 | -52.1168 | -94.7723 | -172.935 | -264.0507 | 87.9916 | 128.7388 | 207.4033 | 336.396 | 20.3392 | 36.5504 | 71.2253 | 120.8837 | -1733.4373 | -1989.8309 | -2545.6505 | -3275.205 | 3.8168 | 6.5508 | 13.2988 | 20.4979 | 1972.6142 | 1814.0872 | 1470.5618 | 1140.7031
2 | 3 | 13 | 1901.3081 | 1936.6695 | 2004.2906 | 2119.1245 | 1763.9022 | 1809.6295 | 1912.5757 | 2104.0993 | -53.4281 | -93.998 | -168.6919 | -258.0414 | 100.7924 | 145.9046 | 233.354 | 373.1443 | 15.3541 | 28.0816 | 56.7073 | 97.6229 | -1746.2841 | -2004.9352 | -2565.5437 | -3300.8705 | 1.3546 | 2.3804 | 4.2742 | 8.6645 | 1982.9993 | 1823.7325 | 1476.9662 | 1143.7435
2 | 3 | 14 | 1940.2497 | 1976.6382 | 2046.1233 | 2164.8766 | 1732.7065 | 1777.6251 | 1878.7506 | 2066.887 | -53.6117 | -93.3368 | -163.9623 | -251.724 | 103.6935 | 149.7938 | 243.9469 | 388.6876 | 12.3832 | 22.67 | 46.4159 | 81.5801 | -1617.8566 | -1857.528 | -2376.9266 | -3057.8296 | 0.024432 | 0.38184 | -0.083887 | 1.8031 | 2117.5891 | 1976.2441 | 1674.264 | 1394.2808
2 | 3 | 15 | 1931.7039 | 1968.1847 | 2038.2244 | 2156.8965 | 1700.5048 | 1744.5886 | 1843.8347 | 2028.4747 | -53.6117 | -91.6752 | -159.5143 | -247.7178 | 104.2112 | 150.0671 | 238.3374 | 374.698 | 10.6297 | 20.0245 | 41.4692 | 73.2858 | -1340.7799 | -1539.5655 | -1970.1189 | -2533.8191 | 0.40719 | 0.93835 | 1.1839 | 2.8473 | 2353.0652 | 2252.5626 | 2033.4164 | 1854.6654
2 | 3 | 16 | 1817.6133 | 1852.3298 | 1918.3822 | 2030.4563 | 1660.6523 | 1703.7029 | 1800.6232 | 1980.9359 | -52.5912 | -91.6752 | -159.7958 | -250.1456 | 98.0102 | 142.1651 | 223.9767 | 349.6844 | 11.7385 | 22.1122 | 44.2038 | 79.1866 | -894.8331 | -1027.9235 | -1316.3965 | -1694.3044 | 0.0054293 | -0.017602 | -0.29902 | -0.050124 | 2640.5956 | 2600.6938 | 2510.6945 | 2495.7632
2 | 3 | 17 | 1703.483 | 1737.3064 | 1800.2894 | 1908.6419 | 1575.1749 | 1616.0097 | 1707.9412 | 1878.9729 | -51.9355 | -93.2237 | -167.3714 | -258.4661 | 51.1557 | 71.7069 | 109.2449 | 170.6729 | 17.2963 | 31.0115 | 61.3318 | 105.7139 | -403.1139 | -463.0972 | -593.006 | -762.6338 | -1.056 | -1.6858 | -2.9455 | -5.4148 | 2891.0045 | 2898.0277 | 2915.4844 | 3037.4869
2 | 3 | 18 | 1693.7742 | 1727.4024 | 1790.4597 | 1898.9866 | 1595.565 | 1636.9283 | 1730.0499 | 1903.2955 | -52.1168 | -95.5465 | -176.0625 | -270.3682 | 54.0568 | 75.596 | 115.7326 | 171.8052 | 23.477 | 41.7142 | 81.8416 | 139.2183 | -0.0029378 | -0.0033719 | -0.0043111 | -0.005539 | -6.0129 | -10.227 | -19.4361 | -32.3703 | 3308.7404 | 3375.864 | 3522.5808 | 3810.5615
2 | 3 | 19 | 1964.061 | 2002.6745 | 2078.3409 | 2204.1678 | 1619.8805 | 1661.8742 | 1756.4149 | 1932.3007 | -51.2776 | -95.712 | -176.8966 | -269.2106 | 53.0501 | 75.596 | 115.7326 | 171.8052 | 26.1141 | 46.5572 | 90.3055 | 154.3881 | -0.0029378 | -0.0033719 | -0.0043111 | -0.005539 | -7.2128 | -12.1037 | -24.0648 | -38.7903 | 3604.6124 | 3678.8828 | 3839.8282 | 4154.6553
2 | 3 | 20 | 1985.0192 | 2024.4547 | 2101.3105 | 2231.4971 | 1556.5434 | 1596.8951 | 1687.7393 | 1856.748 | -48.9152 | -91.8929 | -167.2325 | -254.2602 | 59.2511 | 82.5645 | 125.1939 | 185.725 | 23.7159 | 42.5374 | 83.5311 | 140.7388 | -0.0029378 | -0.0033719 | -0.0043111 | -0.005539 | -8.6705 | -14.7455 | -27.8939 | -45.6907 | 3566.9409 | 3639.8099 | 3802.6441 | 4114.7524
2 | 3 | 21 | 1972.404 | 2011.9019 | 2088.6277 | 2220.5105 | 1473.6103 | 1511.812 | 1597.816 | 1757.8198 | -47.6804 | -86.4122 | -156.2479 | -237.6149 | 82.8394 | 113.6672 | 167.8876 | 238.096 | 20.1722 | 35.9817 | 72.5303 | 123.8229 | -0.0029378 | -0.0033719 | -0.0043111 | -0.005539 | -7.0363 | -11.8262 | -21.8865 | -35.1368 | 3494.3062 | 3575.1211 | 3748.723 | 4067.4919
2 | 3 | 22 | 1919.9587 | 1958.4316 | 2032.5276 | 2163.267 | 1361.5404 | 1396.8368 | 1476.3001 | 1624.1354 | -44.4046 | -80.1573 | -145.0583 | -218.6584 | 133.5116 | 187.3543 | 282.9569 | 413.7106 | 17.4402 | 31.5504 | 63.0214 | 108.6532 | -0.0029378 | -0.0033719 | -0.0043111 | -0.005539 | -3.5562 | -5.8562 | -10.9121 | -18.5486 | 3384.4871 | 3488.1562 | 3698.8312 | 4072.5536
2 | 3 | 23 | 1829.38 | 1866.5713 | 1936.7849 | 2063.685 | 1249.9546 | 1282.3583 | 1355.3091 | 1491.0285 | -40.2589 | -72.7366 | -130.7413 | -196.9658 | 144.8168 | 201.9772 | 305.14 | 444.8769 | 16.5566 | 29.6007 | 59.5773 | 100.7014 | -0.0029378 | -0.0033719 | -0.0043111 | -0.005539 | 0.65151 | 0.65265 | 0.13395 | -0.43719 | 3201.0976 | 3308.4202 | 3526.1997 | 3902.8833
2 | 3 | 24 | 1736.2258 | 1772.0822 | 1838.8085 | 1963.1128 | 1149.3355 | 1179.1308 | 1246.2092 | 1371.0034 | -36.2968 | -64.4895 | -115.1037 | -172.8454 | 167.1185 | 227.9941 | 340.5519 | 506.1472 | 14.0417 | 25.4063 | 50.5909 | 86.8488 | -0.0029378 | -0.0033719 | -0.0043111 | -0.005539 | 3.2386 | 5.2496 | 9.0801 | 12.8108 | 3033.6603 | 3145.3701 | 3370.1327 | 3767.0721
2 | 4 | 1 | 1739.4519 | 1775.4792 | 1842.9303 | 1971.552 | 1055.3568 | 1082.7158 | 1144.3094 | 1258.8995 | -32.9139 | -57.9562 | -104.4006 | -157.0496 | 273.6648 | 365.1348 | 527.986 | 766.9915 | 12.861 | 23.2089 | 45.9042 | 79.1003 | -0.0029378 | -0.0033719 | -0.0043111 | -0.005539 | 6.944 | 11.4538 | 20.3941 | 30.6494 | 3055.3617 | 3200.0329 | 3477.1189 | 3950.1375
2 | 4 | 2 | 1645.2473 | 1679.7059 | 1742.7655 | 1865.2167 | 1037.8303 | 1064.7349 | 1125.3056 | 1237.9926 | -30.7657 | -53.3629 | -93.416 | -142.4075 | 232.9691 | 310.0217 | 450.928 | 648.9004 | 10.2958 | 18.741 | 37.7625 | 65.2477 | -0.0029378 | -0.0033719 | -0.0043111 | -0.005539 | 5.8229 | 9.4376 | 17.3254 | 25.7859 | 2901.3968 | 3029.2749 | 3280.6667 | 3700.7303
2 | 4 | 3 | 1593.2879 | 1626.8283 | 1687.5485 | 1806.6158 | 1029.4523 | 1056.1397 | 1116.2214 | 1227.9988 | -29.638 | -50.7617 | -87.4425 | -133.3538 | 157.3799 | 214.9547 | 315.2273 | 464.5185 | 9.0784 | 16.5436 | 33.5983 | 57.4992 | -0.0029378 | -0.0033719 | -0.0043111 | -0.005539 | 4.4601 | 7.152 | 12.8266 | 19.487 | 2764.0177 | 2870.8531 | 3077.9753 | 3442.7599
2 | 4 | 4 | 1534.706 | 1567.0323 | 1625.0606 | 1739.5537 | 1047.4294 | 1074.5829 | 1135.7137 | 1249.4431 | -29.638 | -49.1001 | -87.4425 | -130.9261 | 103.0857 | 142.1393 | 217.6586 | 327.4874 | 8.5057 | 15.4361 | 31.3862 | 55.2074 | -0.0029378 | -0.0033719 | -0.0043111 | -0.005539 | 2.4839 | 3.6586 | 6.4945 | 10.5107 | 2666.5697 | 2753.7456 | 2928.8669 | 3251.2706
2 | 4 | 5 | 1492.83 | 1524.1712 | 1579.8748 | 1690.2347 | 1089.273 | 1117.5113 | 1181.0843 | 1299.357 | -29.638 | -50.7617 | -89.2495 | -136.0899 | 67.0954 | 96.4137 | 153.576 | 236.6745 | 9.7231 | 17.6335 | 35.0279 | 62.0828 | -0.0029378 | -0.0033719 | -0.0043111 | -0.005539 | 1.1917 | 1.9119 | 3.6342 | 5.476 | 2630.4723 | 2706.8764 | 2863.9433 | 3157.7295
2 | 4 | 6 | 1480.6449 | 1511.392 | 1565.5524 | 1671.7417 | 1170.4938 | 1200.8376 | 1269.1509 | 1396.2425 | -31.4213 | -54.5808 | -96.825 | -152.3104 | 42.5004 | 62.8919 | 105.1888 | 175.4041 | 12.2882 | 21.9552 | 43.1072 | 74.7575 | -0.0029378 | -0.0033719 | -0.0043111 | -0.005539 | 1.1917 | 1.79 | 3.53 | 5.1447 | 2675.6948 | 2744.2826 | 2889.7 | 3170.9745
2 | 4 | 7 | 1560.0882 | 1591.5345 | 1648.7139 | 1757.3938 | 1244.3012 | 1276.5584 | 1349.1793 | 1484.2848 | -34.8043 | -63.7153 | -115.8717 | -178.4339 | 30.7963 | 45.7261 | 81.958 | 138.6559 | 17.6071 | 30.8545 | 59.5773 | 102.2595 | -0.0029378 | -0.0033719 | -0.0043111 | -0.005539 | -0.2606 | -0.10426 | -0.19483 | -0.33137 | 2817.7251 | 2880.8505 | 3023.3577 | 3303.8231
2 | 4 | 8 | 1777.5175 | 1813.8371 | 1881.8967 | 2007.14 | 1222.6133 | 1254.3083 | 1325.6634 | 1458.4141 | -37.7458 | -71.1881 | -134.9183 | -212.0326 | 31.1951 | 48.1452 | 80.0322 | 139.7882 | 24.4909 | 42.5374 | 80.6719 | 136.6368 | -173.5923 | -198.573 | -253.522 | -328.6619 | -0.0054293 | 0.20852 | 0.49926 | 0.23252 | 2844.4734 | 2889.2754 | 2980.3231 | 3201.5171
2 | 4 | 9 | 1883.7439 | 1920.936 | 1992.9358 | 2122.9357 | 1312.4207 | 1346.4438 | 1423.0403 | 1565.5422 | -41.1287 | -80.4878 | -153.6834 | -240.4674 | 42.5004 | 65.311 | 102.2152 | 172.0867 | 28.8679 | 50.183 | 95.1899 | 160.5298 | -634.0513 | -725.115 | -921.751 | -1179.5352 | 4.2403 | 8.4451 | 16.7477 | 25.2847 | 2596.5931 | 2585.7161 | 2554.6944 | 2626.3764
2 | 4 | 10 | 1923.5608 | 1960.3994 | 2033.24 | 2163.0818 | 1415.1678 | 1451.8545 | 1534.4476 | 1688.1057 | -44.1468 | -85.9685 | -163.3475 | -252.6817 | 60.0967 | 85.0197 | 137.6271 | 223.8869 | 29.404 | 51.5748 | 98.4471 | 163.8979 | -1089.8698 | -1248.9978 | -1594.4624 | -2053.1173 | 7.3349 | 14.5965 | 28.473 | 41.5861 | 2301.5476 | 2228.4786 | 2074.4248 | 1974.7593
2 | 4 | 11 | 1960.2609 | 1996.9803 | 2070.9243 | 2201.1331 | 1488.5365 | 1527.1252 | 1614.0003 | 1775.6248 | -46.295 | -86.8559 | -161.7455 | -245.9396 | 73.2963 | 106.611 | 169.2714 | 279.5754 | 23.3101 | 41.8415 | 80.6719 | 135.2821 | -1414.1009 | -1621.625 | -2072.1321 | -2668.1054 | 8.2959 | 14.7008 | 28.0508 | 42.9005 | 2093.3039 | 1978.7779 | 1729.0412 | 1520.4709
2 | 4 | 12 | 1926.1994 | 1961.2244 | 2033.2206 | 2160.9331 | 1533.6767 | 1573.4356 | 1662.9452 | 1829.471 | -47.7133 | -87.1342 | -159.1044 | -239.9304 | 87.9916 | 128.7388 | 207.4033 | 336.396 | 18.1799 | 33.3362 | 65.4961 | 111.1483 | -1398.2024 | -1602.7819 | -2047.4764 | -2639.4816 | 3.8168 | 6.7594 | 13.2988 | 20.4979 | 2123.9487 | 2013.5783 | 1775.7832 | 1579.0344
2 | 4 | 13 | 1890.8856 | 1924.9848 | 1995.1314 | 2120.3169 | 1553.9203 | 1594.204 | 1684.8951 | 1853.6189 | -48.841 | -88.0216 | -156.4634 | -233.6127 | 100.7924 | 145.9046 | 233.354 | 373.1443 | 14.2087 | 26.6709 | 53.1902 | 91.4965 | -1442.9488 | -1656.5691 | -2122.4383 | -2743.0315 | 1.3546 | 1.9634 | 4.2742 | 8.6645 | 2069.3718 | 1949.1371 | 1691.9433 | 1470.5969
2 | 4 | 14 | 1875.4554 | 1909.2732 | 1978.8285 | 2103.1098 | 1549.1734 | 1589.3341 | 1679.7481 | 1847.9566 | -48.841 | -89.0742 | -157.9889 | -233.6127 | 103.6935 | 149.7938 | 243.9469 | 388.6876 | 13.8029 | 25.9749 | 52.2832 | 89.103 | -1408.1971 | -1615.4475 | -2067.1462 | -2667.8657 | 0.024432 | -0.45225 | -0.083887 | 1.8031 | 2085.1115 | 1969.4021 | 1729.5878 | 1529.1816
2 | 4 | 15 | 1844.7641 | 1878.6636 | 1947.0203 | 2068.2745 | 1547.274 | 1587.3854 | 1677.6886 | 1845.6907 | -48.2619 | -88.4652 | -158.2704 | -233.1881 | 104.2112 | 150.0671 | 238.3374 | 374.698 | 13.6726 | 25.5634 | 51.7606 | 88.1284 | -1207.2455 | -1384.4486 | -1769.3084 | -2278.6655 | 0.40719 | 0.62556 | 1.1839 | 2.8473 | 2254.8216 | 2169.3913 | 1988.4121 | 1867.7853
2 | 4 | 16 | 1791.6601 | 1826.44 | 1892.978 | 2009.1026 | 1534.2412 | 1574.0148 | 1663.5573 | 1830.1444 | -48.0477 | -87.5778 | -158.2704 | -230.7603 | 98.0102 | 142.1651 | 223.9767 | 349.6844 | 13.6726 | 25.279 | 50.9781 | 86.6079 | -769.913 | -882.4547 | -1126.542 | -1449.9563 | 0.0054293 | -0.43465 | -0.29902 | -0.050124 | 2619.6289 | 2597.4317 | 2546.3787 | 2594.7727
2 | 4 | 17 | 1773.8436 | 1810.531 | 1878.0464 | 1994.2425 | 1466.171 | 1504.1799 | 1589.7496 | 1748.9457 | -48.0477 | -88.3521 | -159.5909 | -234.7665 | 51.1557 | 71.7069 | 109.2449 | 170.6729 | 15.4261 | 28.4932 | 57.2299 | 97.2957 | -245.7466 | -282.5526 | -363.4409 | -472.1023 | -1.056 | -1.6858 | -2.9455 | -5.4148 | 3011.7461 | 3042.3205 | 3108.2935 | 3298.8733
2 | 4 | 18 | 1887.3532 | 1926.1973 | 1998.9257 | 2122.5758 | 1491.9101 | 1530.5863 | 1617.6583 | 1779.6491 | -50.3336 | -93.3891 | -169.8075 | -253.4148 | 54.0568 | 75.596 | 115.7326 | 171.8052 | 20.3392 | 36.962 | 73.7622 | 125.0009 | -0.0029378 | -0.0033719 | -0.0043111 | -0.005539 | -6.0129 | -10.227 | -19.4361 | -32.3703 | 3397.3099 | 3465.722 | 3616.8309 | 3913.2403
2 | 4 | 19 | 2073.4833 | 2115.9547 | 2197.7625 | 2334.1076 | 1516.1242 | 1555.4281 | 1643.9133 | 1808.5333 | -51.2776 | -96.7646 | -178.422 | -266.4745 | 53.0501 | 75.596 | 115.7326 | 171.8052 | 25.4694 | 45.715 | 89.523 | 151.3249 | -0.0029378 | -0.0033719 | -0.0043111 | -0.005539 | -7.2128 | -12.3123 | -24.0648 | -38.7903 | 3609.6337 | 3683.6136 | 3844.4402 | 4160.5006
2 | 4 | 20 | 2099.2958 | 2141.9757 | 2225.7118 | 2366.4917 | 1462.3643 | 1500.2746 | 1585.6222 | 1744.4049 | -49.6014 | -94.6594 | -176.6151 | -268.4776 | 59.2511 | 82.5645 | 125.1939 | 185.725 | 27.6505 | 49.3408 | 95.837 | 161.8093 | -0.0029378 | -0.0033719 | -0.0043111 | -0.005539 | -8.6705 | -14.5369 | -27.8939 | -45.6907 | 3590.2869 | 3664.9559 | 3827.8516 | 4144.2572
2 | 4 | 21 | 2061.8916 | 2104.1063 | 2186.2102 | 2326.9364 | 1382.4846 | 1418.324 | 1499.0096 | 1649.1191 | -48.2596 | -90.8403 | -166.951 | -253.8355 | 82.8394 | 113.6672 | 167.8876 | 238.096 | 25.4694 | 45.4307 | 88.8759 | 150.3502 | -0.0029378 | -0.0033719 | -0.0043111 | -0.005539 | -7.0363 | -11.8262 | -21.8865 | -35.1368 | 3497.3862 | 3578.8583 | 3753.1416 | 4075.5238
2 | 4 | 22 | 1952.9922 | 1992.5805 | 2069.0166 | 2204.8968 | 1288.3924 | 1321.7926 | 1396.9867 | 1536.8797 | -44.8766 | -82.5932 | -149.9929 | -225.4006 | 133.5116 | 187.3543 | 282.9569 | 413.7106 | 20.578 | 37.3736 | 73.8354 | 126.0131 | -0.0029378 | -0.0033719 | -0.0043111 | -0.005539 | -3.5562 | -5.6477 | -10.9121 | -18.5486 | 3347.0385 | 3450.8567 | 3661.8864 | 4037.5454
2 | 4 | 23 | 1809.271 | 1846.0542 | 1915.7574 | 2044.2722 | 1193.4557 | 1224.3948 | 1294.0481 | 1423.6329 | -39.7869 | -73.624 | -132.5483 | -199.2771 | 144.8168 | 201.9772 | 305.14 | 444.8769 | 17.6071 | 31.5504 | 62.8968 | 106.6022 | -0.0029378 | -0.0033719 | -0.0043111 | -0.005539 | 0.65151 | 0.75691 | 0.13395 | -0.43719 | 3126.0123 | 3231.1061 | 3445.4237 | 3819.6644
2 | 4 | 24 | 1699.0867 | 1734.1991 | 1799.4405 | 1923.3329 | 1111.9319 | 1140.7575 | 1205.6529 | 1326.3859 | -35.2763 | -63.4369 | -113.7831 | -170.8423 | 170.4185 | 232.4196 | 352.7332 | 532.2931 | 14.3756 | 26.3865 | 51.896 | 88.2676 | -0.0029378 | -0.0033719 | -0.0043111 | -0.005539 | 3.2386 | 5.2496 | 9.0801 | 12.8108 | 2963.772 | 3075.5721 | 3305.0153 | 3712.2424
2 | 5 | 1 | 1616.1767 | 1650.2736 | 1711.3741 | 1828.4128 | 1099.6263 | 1128.133 | 1192.3102 | 1311.707 | -31.7097 | -54.1372 | -96.057 | -144.4106 | 304.8597 | 408.854 | 598.8098 | 882.818 | 10.7016 | 19.4369 | 39.0676 | 66.7681 | -0.0029378 | -0.0033719 | -0.0043111 | -0.005539 | 6.944 | 11.4538 | 20.3941 | 30.6494 | 3006.5957 | 3164.0107 | 3465.8944 | 3975.9393
2 | 5 | 2 | 1563.4269 | 1596.1437 | 1654.9189 | 1770.5131 | 1067.6951 | 1095.3739 | 1157.6876 | 1273.6173 | -29.5615 | -50.4834 | -86.956 | -130.1931 | 219.7695 | 294.7386 | 439.8785 | 656.106 | 8.3754 | 15.4361 | 31.3862 | 55.2074 | -0.0029378 | -0.0033719 | -0.0043111 | -0.005539 | 5.8229 | 9.4376 | 17.3254 | 25.7859 | 2835.5253 | 2960.6431 | 3214.2363 | 3651.0311
2 | 5 | 3 | 1544.4739 | 1577.1016 | 1634.8712 | 1749.4978 | 1062.3084 | 1089.8476 | 1151.8468 | 1267.1917 | -28.9824 | -48.6565 | -83.8285 | -125.454 | 135.686 | 188.4013 | 291.2025 | 443.314 | 7.5638 | 14.4558 | 29.5586 | 52.0425 | -0.0029378 | -0.0033719 | -0.0043111 | -0.005539 | 4.4601 | 7.152 | 12.8266 | 19.487 | 2725.5068 | 2828.2985 | 3036.473 | 3406.0736
2 | 5 | 4 | 1557.1675 | 1589.6086 | 1647.8791 | 1763.3213 | 1085.3443 | 1113.4807 | 1176.8244 | 1294.6705 | -29.0895 | -49.7091 | -85.354 | -127.8817 | 81.7906 | 118.005 | 194.4279 | 310.1709 | 8.9115 | 15.8477 | 32.9512 | 56.5245 | -0.0029378 | -0.0033719 | -0.0043111 | -0.005539 | 2.4839 | 3.6586 | 6.4945 | 10.5107 | 2706.6053 | 2790.8881 | 2973.2189 | 3307.3107
2 | 5 | 5 | 1595.434 | 1627.6133 | 1687.1758 | 1801.9674 | 1185.0737 | 1215.7955 | 1284.9597 | 1413.6344 | -30.6892 | -54.9115 | -99.1845 | -149.2661 | 50.197 | 75.6321 | 136.0389 | 234.41 | 13.8029 | 24.6007 | 47.9917 | 81.7347 | -0.0029378 | -0.0033719 | -0.0043111 | -0.005539 | 1.1917 | 1.9119 | 3.6342 | 5.476 | 2815.0072 | 2890.6387 | 3060.6114 | 3387.9508
2 | 5 | 6 | 1666.1113 | 1698.619 | 1759.4845 | 1871.9621 | 1379.7501 | 1415.5187 | 1496.0447 | 1645.8572 | -35.7789 | -67.6997 | -125.8068 | -191.9183 | 43.5971 | 68.6637 | 127.963 | 227.6958 | 22.7374 | 40.0191 | 75.2758 | 126.4949 | -0.0029378 | -0.0033719 | -0.0043111 | -0.005539 | 1.1917 | 1.79 | 3.53 | 5.1447 | 3077.6058 | 3156.9074 | 3336.4869 | 3685.2308
2 | 5 | 7 | 1716.2352 | 1748.424 | 1809.0238 | 1912.3509 | 1674.9151 | 1718.3355 | 1816.0881 | 1997.9495 | -43.0168 | -85.8556 | -163.132 | -257.958 | 68.7999 | 107.0082 | 184.7638 | 324.5821 | 34.2954 | 59.3476 | 110.8261 | 186.0824 | -0.0029378 | -0.0033719 | -0.0043111 | -0.005539 | -0.2606 | -0.10426 | -0.19483 | -0.33137 | 3450.9652 | 3547.1521 | 3757.3706 | 4162.67
2 | 5 | 8 | 1702.3892 | 1732.9866 | 1790.3059 | 1882.6528 | 1941.5637 | 1991.8966 | 2105.2117 | 2316.0256 | -49.7827 | -96.9822 | -186.6267 | -293.5597 | 117.5911 | 178.7507 | 296.6932 | 507.8316 | 38.0996 | 65.1708 | 121.8269 | 204.417 | -118.2325 | -135.149 | -173.033 | -227.2058 | -0.0054293 | 0.20852 | 0.49926 | 0.23252 | 3631.6229 | 3736.8821 | 3954.8772 | 4390.3941
2 | 5 | 9 | 1624.3046 | 1651.0976 | 1701.2133 | 1777.6483 | 2208.5194 | 2265.7729 | 2394.6682 | 2634.468 | -54.2933 | -100.6359 | -191.5612 | -301.035 | 170.1097 | 254.1348 | 416.2753 | 715.5428 | 33.1865 | 57.1136 | 106.7864 | 180.1815 | -287.1197 | -329.4616 | -424.5862 | -559.6914 | 4.2403 | 8.4451 | 16.7477 | 25.2847 | 3698.9475 | 3806.4665 | 4019.5434 | 4472.3991
2 | 5 | 10 | 1607.231 | 1631.0135 | 1678.3839 | 1749.3301 | 2367.7905 | 2429.173 | 2567.3637 | 2824.4572 | -56.8393 | -100.9143 | -185.7927 | -295.0257 | 191.0961 | 284.2885 | 464.1221 | 798.5 | 25.0636 | 43.2333 | 82.884 | 141.4238 | -647.0096 | -742.1229 | -954.1379 | -1248.0622 | 7.3349 | 14.5965 | 28.473 | 41.5861 | 3494.6673 | 3559.2675 | 3681.2961 | 4012.2092
2 | 5 | 11 | 1605.5294 | 1628.4847 | 1675.185 | 1743.0263 | 2453.4956 | 2517.0999 | 2660.2926 | 2926.6919 | -59.7197 | -101.1926 | -180.0241 | -284.2774 | 181.5952 | 273.4309 | 451.1466 | 779.5596 | 17.0344 | 30.1585 | 59.5042 | 103.2982 | -769.9564 | -882.5951 | -1128.4814 | -1458.5197 | 8.2959 | 14.7008 | 28.0508 | 42.9005 | 3436.2744 | 3480.0869 | 3565.6737 | 3852.6793
2 | 5 | 12 | 1557.7409 | 1578.4255 | 1622.2583 | 1686.3056 | 2517.071 | 2582.3233 | 2729.2265 | 3002.5288 | -61.6866 | -101.3058 | -177.383 | -281.0042 | 165.4945 | 247.414 | 415.7348 | 719.4215 | 12.6221 | 22.7973 | 45.8933 | 82.2275 | -884.3337 | -1011.2833 | -1290.6059 | -1671.3276 | 3.8168 | 6.7594 | 13.2988 | 20.4979 | 3310.725 | 3325.1304 | 3358.4228 | 3558.6494
2 | 5 | 13 | 1464.3403 | 1482.635 | 1521.5122 | 1577.9739 | 2561.9713 | 2628.3877 | 2777.9114 | 3056.0889 | -62.3422 | -100.5315 | -174.4605 | -274.995 | 157.3991 | 238.5629 | 397.0659 | 691.0113 | 7.7307 | 14.7402 | 31.3754 | 58.9667 | -1028.9678 | -1178.3688 | -1505.9991 | -1946.474 | 1.3546 | 1.9634 | 4.2742 | 8.6645 | 3101.486 | 3087.3887 | 3051.6795 | 3171.2364
2 | 5 | 14 | 1388.4296 | 1404.5081 | 1439.775 | 1491.9266 | 2571.6376 | 2638.3046 | 2788.3925 | 3067.6195 | -63.6535 | -100.5315 | -174.4605 | -276.1527 | 150.7992 | 227.1689 | 380.3229 | 657.0191 | 6.8472 | 12.7905 | 28.6407 | 55.0528 | -905.866 | -1037.4041 | -1321.8278 | -1692.2621 | 0.024432 | -0.45225 | -0.083887 | 1.8031 | 3148.2185 | 3144.3842 | 3140.7589 | 3305.0063
2 | 5 | 15 | 1305.7176 | 1321.4906 | 1353.5183 | 1399.7426 | 2553.3818 | 2619.5755 | 2768.5979 | 3045.8428 | -63.9442 | -100.5315 | -174.4605 | -277.3102 | 139.6224 | 210.8283 | 352.4795 | 603.043 | 6.6083 | 12.5062 | 27.7337 | 53.5323 | -1348.2459 | -1548.2241 | -1981.8577 | -2549.2294 | 0.40719 | 0.62556 | 1.1839 | 2.8473 | 2593.5473 | 2516.2706 | 2347.1951 | 2278.4684
2 | 5 | 16 | 1254.7529 | 1271.2439 | 1302.0656 | 1346.9676 | 2476.551 | 2540.753 | 2685.2913 | 2954.1939 | -62.3751 | -100.5315 | -177.588 | -282.8989 | 129.205 | 194.8591 | 326.4448 | 551.8741 | 9.4123 | 17.2219 | 36.1975 | 66.4103 | -299.332 | -341.7203 | -431.6157 | -545.269 | 0.0054293 | -0.43465 | -0.29902 | -0.050124 | 3508.2196 | 3581.3915 | 3740.4965 | 4091.2279
2 | 5 | 17 | 1355.0108 | 1375.9444 | 1414.5464 | 1473.1902 | 2290.995 | 2350.3866 | 2484.0954 | 2732.8505 | -60.4082 | -102.2453 | -182.036 | -288.175 | 66.9285 | 97.8373 | 158.7988 | 253.3673 | 14.9483 | 26.6709 | 53.9727 | 94.3564 | -106.2569 | -121.6203 | -154.4704 | -196.6244 | -1.056 | -1.6858 | -2.9455 | -5.4148 | 3560.1616 | 3625.2878 | 3771.9614 | 4063.5502
2 | 5 | 18 | 1655.3751 | 1684.25 | 1739.5609 | 1824.5937 | 2131.1687 | 2186.4169 | 2310.7978 | 2542.199 | -59.5689 | -105.0117 | -190.9321 | -297.341 | 75.024 | 108.1584 | 170.98 | 268.9108 | 22.3316 | 39.6075 | 77.8019 | 133.9649 | -0.0029378 | -0.0033719 | -0.0043111 | -0.005539 | -6.0129 | -10.227 | -19.4361 | -32.3703 | 3818.3145 | 3903.1908 | 4088.7681 | 4439.9516
2 | 5 | 19 | 1993.8669 | 2030.2288 | 2103.8167 | 2218.7888 | 1980.7142 | 2032.0621 | 2147.662 | 2362.7269 | -56.9464 | -104.5681 | -192.0477 | -295.0257 | 92.0125 | 130.9464 | 197.9785 | 304.0353 | 27.0777 | 47.949 | 93.6249 | 159.8224 | -0.0029378 | -0.0033719 | -0.0043111 | -0.005539 | -7.2128 | -12.3123 | -24.0648 | -38.7903 | 4029.5091 | 4124.3026 | 4326.9654 | 4711.5519
2 | 5 | 20 | 2089.8971 | 2128.4987 | 2208.1169 | 2338.4264 | 1797.1874 | 1843.7776 | 1948.6664 | 2143.804 | -53.9284 | -100.7491 | -185.5111 | -287.1258 | 98.6123 | 137.9149 | 207.4397 | 312.3732 | 28.9398 | 50.8789 | 98.5717 | 168.7865 | -0.0029378 | -0.0033719 | -0.0043111 | -0.005539 | -8.6705 | -14.5369 | -27.8939 | -45.6907 | 3952.0347 | 4045.7806 | 4249.3854 | 4630.568
2 | 5 | 21 | 2093.5242 | 2132.3498 | 2213.4029 | 2350.1223 | 1637.5466 | 1679.9983 | 1775.57 | 1953.374 | -51.566 | -93.4415 | -172.7195 | -263.4301 | 108.1132 | 152.0014 | 227.7809 | 331.2434 | 25.3025 | 44.7348 | 87.5708 | 150.4519 | -0.0029378 | -0.0033719 | -0.0043111 | -0.005539 | -7.0363 | -11.8262 | -21.8865 | -35.1368 | 3805.8813 | 3903.8132 | 4109.7144 | 4486.6191
2 | 5 | 22 | 2031.7444 | 2071.6799 | 2150.0792 | 2285.321 | 1457.1931 | 1494.9692 | 1580.015 | 1738.2363 | -47.0554 | -85.9687 | -155.7614 | -239.3097 | 193.119 | 271.1768 | 414.974 | 611.3809 | 21.7955 | 38.7654 | 76.6323 | 132.0156 | -0.0029378 | -0.0033719 | -0.0043111 | -0.005539 | -3.5562 | -5.6477 | -10.9121 | -18.5486 | 3653.2374 | 3784.9716 | 4055.0227 | 4509.0899
2 | 5 | 23 | 1913.8205 | 1951.5474 | 2025.157 | 2157.3473 | 1296.5534 | 1330.1652 | 1405.8356 | 1546.6147 | -41.31 | -73.3457 | -132.0618 | -201.3966 | 212.1208 | 292.7682 | 440.1305 | 643.1086 | 17.4402 | 30.8545 | 60.8093 | 105.7292 | -0.0029378 | -0.0033719 | -0.0043111 | -0.005539 | 0.65151 | 0.75691 | 0.13395 | -0.43719 | 3399.2735 | 3532.7431 | 3800.0003 | 4250.9605
2 | 5 | 24 | 1824.887 | 1861.4199 | 1931.9595 | 2063.6251 | 1161.6891 | 1191.8047 | 1259.6041 | 1385.7397 | -36.1438 | -63.2717 | -111.9761 | -172.1124 | 317.1293 | 425.2719 | 617.8148 | 888.6908 | 14.4475 | 25.6906 | 50.5909 | 88.7118 | -0.0029378 | -0.0033719 | -0.0043111 | -0.005539 | 3.2386 | 5.2496 | 9.0801 | 12.8108 | 3285.2448 | 3446.1616 | 3757.069 | 4267.4602
2 | 6 | 1 | 1779.8005 | 1817.1085 | 1886.303 | 2015.9465 | 1079.5189 | 1107.5043 | 1170.508 | 1287.7216 | -32.3654 | -55.9641 | -99.4661 | -151.5775 | 304.8597 | 408.854 | 598.8098 | 882.818 | 12.4551 | 21.9552 | 43.8166 | 76.0371 | -0.0029378 | -0.0033719 | -0.0043111 | -0.005539 | 6.944 | 11.4538 | 20.3941 | 30.6494 | 3151.21 | 3310.9083 | 3620.3611 | 4141.5896
2 | 6 | 2 | 1707.3193 | 1742.6422 | 1808.4542 | 1935.029 | 1051.6938 | 1078.9579 | 1140.3376 | 1254.53 | -30.5821 | -50.6487 | -88.763 | -132.6209 | 219.7695 | 294.7386 | 439.8785 | 656.106 | 8.9115 | 15.8477 | 32.8158 | 57.7025 | -0.0029378 | -0.0033719 | -0.0043111 | -0.005539 | 5.8229 | 9.4376 | 17.3254 | 25.7859 | 2962.932 | 3090.9719 | 3350.0443 | 3796.5269
2 | 6 | 3 | 1665.6936 | 1700.6664 | 1764.6362 | 1888.0704 | 1044.7937 | 1071.8789 | 1132.8559 | 1246.2991 | -29.5615 | -49.7091 | -85.6355 | -130.1931 | 135.686 | 188.4013 | 291.2025 | 443.314 | 8.5057 | 15.4361 | 31.3862 | 55.309 | -0.0029378 | -0.0033719 | -0.0043111 | -0.005539 | 4.4601 | 7.152 | 12.8266 | 19.487 | 2829.5746 | 2933.8223 | 3147.2677 | 3522.2809
2 | 6 | 4 | 1649.4904 | 1683.3929 | 1746.1325 | 1868.6548 | 1072.3868 | 1100.1873 | 1162.7747 | 1279.2139 | -29.5615 | -49.7091 | -86.956 | -132.6209 | 81.7906 | 118.005 | 194.4279 | 310.1709 | 9.4842 | 16.5436 | 33.5983 | 59.8927 | -0.0029378 | -0.0033719 | -0.0043111 | -0.005539 | 2.4839 | 3.6586 | 6.4945 | 10.5107 | 2786.0714 | 2872.0749 | 3056.4676 | 3395.8166
2 | 6 | 5 | 1678.5815 | 1712.2759 | 1775.9929 | 1897.5975 | 1167.3489 | 1197.6112 | 1265.7409 | 1392.491 | -30.6892 | -55.0767 | -99.4661 | -151.5775 | 50.197 | 75.6321 | 136.0389 | 234.41 | 14.3756 | 25.4063 | 48.6388 | 84.0265 | -0.0029378 | -0.0033719 | -0.0043111 | -0.005539 | 1.1917 | 1.9119 | 3.6342 | 5.476 | 2881.0026 | 2957.7573 | 3130.5753 | 3462.418
2 | 6 | 6 | 1736.4774 | 1769.8661 | 1834.278 | 1952.6379 | 1368.0509 | 1403.5161 | 1483.3594 | 1631.9016 | -35.7789 | -67.865 | -127.4088 | -198.6605 | 43.5971 | 68.6637 | 127.963 | 227.6958 | 25.0636 | 43.2333 | 81.4545 | 136.6368 | -0.0029378 | -0.0033719 | -0.0043111 | -0.005539 | 1.1917 | 1.79 | 3.53 | 5.1447 | 3138.599 | 3219.2009 | 3403.1716 | 3755.3508
2 | 6 | 7 | 1763.5682 | 1795.8511 | 1858.6609 | 1966.7196 | 1667.6224 | 1710.8538 | 1808.1808 | 1989.2504 | -43.7795 | -87.8477 | -169.3871 | -265.1249 | 68.7999 | 107.0082 | 184.7638 | 324.5821 | 38.0996 | 64.7592 | 121.0444 | 202.1252 | -0.0029378 | -0.0033719 | -0.0043111 | -0.005539 | -0.2606 | -0.10426 | -0.19483 | -0.33137 | 3494.0471 | 3590.5169 | 3803.0637 | 4217.2155
2 | 6 | 8 | 1739.7885 | 1770.1737 | 1829.2342 | 1925.6359 | 1928.7182 | 1978.7182 | 2091.2835 | 2300.7027 | -49.7827 | -97.9217 | -189.7542 | -300.3019 | 117.5911 | 178.7507 | 296.6932 | 507.8316 | 40.2589 | 68.5312 | 127.8187 | 215.7745 | -46.2271 | -53.4477 | -70.1037 | -95.0158 | -0.0054293 | 0.20852 | 0.49926 | 0.23252 | 3730.3416 | 3845.013 | 4085.671 | 4554.8595
2 | 6 | 9 | 1625.3199 | 1652.001 | 1702.3126 | 1779.2451 | 2202.3716 | 2259.4657 | 2388.0022 | 2627.1345 | -53.8213 | -101.6886 | -191.5612 | -305.3494 | 170.1097 | 254.1348 | 416.2753 | 715.5428 | 34.2954 | 58.5244 | 109.3856 | 186.184 | -262.657 | -301.669 | -385.2184 | -493.9008 | 4.2403 | 8.4451 | 16.7477 | 25.2847 | 3719.8585 | 3829.2135 | 4055.9438 | 4534.1409
2 | 6 | 10 | 1581.2027 | 1606.4559 | 1652.9662 | 1719.4327 | 2372.3822 | 2433.8837 | 2572.3425 | 2829.9345 | -56.2602 | -99.0874 | -181.0631 | -283.1197 | 191.0961 | 284.2885 | 464.1221 | 798.5 | 21.6869 | 37.3736 | 72.5303 | 125.1401 | -546.2171 | -625.242 | -795.9556 | -1021.0202 | 7.3349 | 14.5965 | 28.473 | 41.5861 | 3571.2255 | 3652.2687 | 3813.4153 | 4210.4535
2 | 6 | 11 | 1565.7393 | 1590.7395 | 1635.9103 | 1697.5093 | 2461.9168 | 2525.7394 | 2669.4236 | 2936.7373 | -58.592 | -99.2005 | -178.1405 | -275.1074 | 181.5952 | 273.4309 | 451.1466 | 779.5596 | 15.2591 | 27.2287 | 53.9727 | 94.2325 | -772.9811 | -885.994 | -1130.4303 | -1452.2549 | 8.2959 | 14.7008 | 28.0508 | 42.9005 | 3401.2333 | 3446.6447 | 3529.9332 | 3823.5768
2 | 6 | 12 | 1511.6302 | 1536.1045 | 1578.8206 | 1633.7133 | 2519.1768 | 2584.4838 | 2731.5099 | 3005.0408 | -60.5589 | -99.3136 | -173.6925 | -269.0981 | 165.4945 | 247.414 | 415.7348 | 719.4215 | 10.1289 | 17.9178 | 37.6271 | 69.5529 | -640.5251 | -732.6238 | -930.4299 | -1186.5916 | 3.8168 | 6.7594 | 13.2988 | 20.4979 | 3509.1631 | 3560.742 | 3672.8688 | 3992.5366
2 | 6 | 13 | 1437.4275 | 1459.9837 | 1498.5504 | 1547.0515 | 2563.2202 | 2629.669 | 2779.2656 | 3057.5787 | -61.8702 | -101.8627 | -177.0249 | -274.995 | 157.3991 | 238.5629 | 397.0659 | 691.0113 | 9.2454 | 16.9376 | 35.5396 | 65.8422 | -615.71 | -705.1771 | -900.1291 | -1159.8009 | 1.3546 | 1.9634 | 4.2742 | 8.6645 | 3491.0666 | 3540.0767 | 3637.5416 | 3935.3523
2 | 6 | 14 | 1377.4998 | 1396.903 | 1432.2222 | 1479.341 | 2567.8394 | 2634.4079 | 2784.2741 | 3063.0887 | -62.5258 | -102.9152 | -178.2689 | -273.4166 | 150.7992 | 227.1689 | 380.3229 | 657.0191 | 7.6588 | 14.3286 | 31.3754 | 58.9667 | -576.045 | -663.944 | -858.4914 | -1120.331 | 0.024432 | -0.45225 | -0.083887 | 1.8031 | 3465.2508 | 3505.4968 | 3591.3504 | 3866.471
2 | 6 | 15 | 1305.9148 | 1323.8059 | 1356.2281 | 1399.7847 | 2546.41 | 2612.423 | 2761.0385 | 3037.5263 | -62.0538 | -101.9757 | -175.4229 | -270.9888 | 139.6224 | 210.8283 | 352.4795 | 603.043 | 6.8472 | 12.7905 | 28.6407 | 52.9643 | -340.2742 | -392.6051 | -508.0439 | -663.0263 | 0.40719 | 0.62556 | 1.1839 | 2.8473 | 3596.8736 | 3665.8924 | 3816.104 | 4162.1505
2 | 6 | 16 | 1239.4239 | 1256.2778 | 1286.5278 | 1329.2989 | 2472.3589 | 2536.4522 | 2680.7459 | 2949.1933 | -60.2705 | -100.3141 | -175.1414 | -268.2527 | 129.205 | 194.8591 | 326.4448 | 551.8741 | 7.6588 | 14.7402 | 31.3754 | 57.5479 | -441.661 | -507.1712 | -648.1305 | -830.4101 | 0.0054293 | -0.43465 | -0.29902 | -0.050124 | 3346.7206 | 3394.4093 | 3501.523 | 3789.2012
2 | 6 | 17 | 1341.857 | 1361.8667 | 1399.5606 | 1458.0984 | 2291.4913 | 2350.8958 | 2484.6335 | 2733.4424 | -59.0664 | -99.4267 | -176.7434 | -271.8342 | 66.9285 | 97.8373 | 158.7988 | 253.3673 | 11.4047 | 20.8477 | 43.0341 | 77.1997 | -230.2096 | -264.3377 | -338.1017 | -435.4852 | -1.056 | -1.6858 | -2.9455 | -5.4148 | 3421.3496 | 3465.9972 | 3568.2364 | 3809.3736
2 | 6 | 18 | 1657.2157 | 1685.9615 | 1740.9561 | 1826.1162 | 2136.5001 | 2191.8866 | 2316.5786 | 2548.5587 | -58.7756 | -102.08 | -183.075 | -282.1579 | 75.024 | 108.1584 | 170.98 | 268.9108 | 18.1799 | 32.6403 | 64.9735 | 114.5164 | -0.0029378 | -0.0033719 | -0.0043111 | -0.005539 | -6.0129 | -10.227 | -19.4361 | -32.3703 | 3822.1281 | 3906.3364 | 4090.9728 | 4443.5684
2 | 6 | 19 | 2014.8782 | 2052.3622 | 2126.6935 | 2242.3822 | 1982.8988 | 2034.3033 | 2150.0308 | 2365.3329 | -56.9159 | -101.9669 | -187.3181 | -287.4341 | 92.0125 | 130.9464 | 197.9785 | 304.0353 | 24.1937 | 42.8217 | 84.0537 | 145.6273 | -0.0029378 | -0.0033719 | -0.0043111 | -0.005539 | -7.2128 | -12.3123 | -24.0648 | -38.7903 | 4049.8516 | 4146.1512 | 4347.3692 | 4731.1477
2 | 6 | 20 | 2102.0659 | 2141.9308 | 2222.4252 | 2351.9558 | 1801.1907 | 1847.8846 | 1953.0071 | 2148.5794 | -54.0049 | -99.0874 | -184.1906 | -280.3836 | 98.6123 | 137.9149 | 207.4397 | 312.3732 | 27.4835 | 47.949 | 93.1024 | 160.6955 | -0.0029378 | -0.0033719 | -0.0043111 | -0.005539 | -8.6705 | -14.5369 | -27.8939 | -45.6907 | 3966.674 | 4062.0517 | 4263.8856 | 4647.524
2 | 6 | 21 | 2115.6614 | 2155.603 | 2237.7163 | 2375.0718 | 1639.407 | 1681.9068 | 1777.5872 | 1955.5931 | -51.094 | -94.4941 | -173.0011 | -265.7415 | 108.1132 | 152.0014 | 227.7809 | 331.2434 | 26.353 | 46.1266 | 89.523 | 153.82 | -0.0029378 | -0.0033719 | -0.0043111 | -0.005539 | -7.0363 | -11.8262 | -21.8865 | -35.1368 | 3831.4013 | 3929.3142 | 4137.7155 | 4514.8445
2 | 6 | 22 | 2067.6144 | 2108.2655 | 2188.5677 | 2326.1644 | 1458.0468 | 1495.8451 | 1580.9407 | 1739.2547 | -47.6039 | -86.1339 | -157.0819 | -242.0458 | 193.119 | 271.1768 | 414.974 | 611.3809 | 23.549 | 40.9993 | 80.6719 | 138.9927 | -0.0029378 | -0.0033719 | -0.0043111 | -0.005539 | -3.5562 | -5.6477 | -10.9121 | -18.5486 | 3691.1662 | 3824.5018 | 4097.156 | 4555.1927
2 | 6 | 23 | 1950.3817 | 1988.7908 | 2064.229 | 2199.146 | 1294.9298 | 1328.4994 | 1404.0751 | 1544.6779 | -41.4171 | -75.1725 | -138.3168 | -210.8749 | 212.1208 | 292.7682 | 440.1305 | 643.1086 | 20.578 | 36.2661 | 71.1007 | 122.8483 | -0.0029378 | -0.0033719 | -0.0043111 | -0.005539 | 0.65151 | 0.75691 | 0.13395 | -0.43719 | 3437.2417 | 3571.9056 | 3841.3482 | 4298.4633
2 | 6 | 24 | 1857.7991 | 1895.1766 | 1967.2357 | 2101.3025 | 1158.8973 | 1188.9404 | 1256.5769 | 1382.4093 | -36.3274 | -64.2112 | -116.4242 | -177.2762 | 317.1293 | 425.2719 | 617.8148 | 888.6908 | 16.5566 | 29.3164 | 57.3653 | 98.9554 | -0.0029378 | -0.0033719 | -0.0043111 | -0.005539 | 3.2386 | 5.2496 | 9.0801 | 12.8108 | 3317.2905 | 3479.7404 | 3791.6442 | 4306.887
2 | 7 | 1 | 1807.0856 | 1844.4728 | 1914.9527 | 2047.2381 | 1081.9297 | 1109.9776 | 1173.122 | 1290.5973 | -31.7097 | -55.9641 | -99.1845 | -149.1497 | 304.8597 | 408.854 | 598.8098 | 882.818 | 11.6435 | 20.9749 | 41.8022 | 71.2501 | -0.0029378 | -0.0033719 | -0.0043111 | -0.005539 | 6.944 | 11.4538 | 20.3941 | 30.6494 | 3180.7499 | 3339.7656 | 3649.8919 | 4173.3978
2 | 7 | 2 | 1736 | 1772.2364 | 1839.5871 | 1967.5814 | 1051.3632 | 1078.6187 | 1139.9791 | 1254.1356 | -30.1101 | -50.6487 | -86.956 | -132.1962 | 219.7695 | 294.7386 | 439.8785 | 656.106 | 8.1365 | 15.1517 | 30.9882 | 53.8902 | -0.0029378 | -0.0033719 | -0.0043111 | -0.005539 | 5.8229 | 9.4376 | 17.3254 | 25.7859 | 2990.9791 | 3119.531 | 3380.7981 | 3825.2974
2 | 7 | 3 | 1686.4897 | 1721.4368 | 1786.4345 | 1911.7796 | 1049.7195 | 1076.9324 | 1138.1969 | 1252.1749 | -28.9824 | -48.8218 | -85.6355 | -127.457 | 135.686 | 188.4013 | 291.2025 | 443.314 | 7.7307 | 14.7402 | 29.5586 | 53.0172 | -0.0029378 | -0.0033719 | -0.0043111 | -0.005539 | 4.4601 | 7.152 | 12.8266 | 19.487 | 2855.1006 | 2959.8376 | 3172.5793 | 3552.3102
2 | 7 | 4 | 1674.7312 | 1710.2128 | 1774.447 | 1897.8494 | 1071.2271 | 1098.9975 | 1161.5172 | 1277.8305 | -29.0895 | -48.8218 | -86.956 | -130.1931 | 81.7906 | 118.005 | 194.4279 | 310.1709 | 8.6726 | 15.8477 | 32.2932 | 55.2074 | -0.0029378 | -0.0033719 | -0.0043111 | -0.005539 | 2.4839 | 3.6586 | 6.4945 | 10.5107 | 2809.8129 | 2897.8964 | 3082.2196 | 3421.3702
2 | 7 | 5 | 1693.1854 | 1728.9581 | 1793.6603 | 1913.923 | 1171.8579 | 1202.2371 | 1270.6299 | 1397.8697 | -30.6892 | -54.1372 | -96.3385 | -146.8383 | 50.197 | 75.6321 | 136.0389 | 234.41 | 12.4551 | 22.513 | 43.8897 | 73.542 | -0.0029378 | -0.0033719 | -0.0043111 | -0.005539 | 1.1917 | 1.9119 | 3.6342 | 5.476 | 2898.1951 | 2977.1117 | 3151.5102 | 3478.3768
2 | 7 | 6 | 1750.1328 | 1785.9508 | 1851.4112 | 1968.1665 | 1370.3737 | 1405.8992 | 1485.878 | 1634.6724 | -35.1998 | -66.0381 | -122.9608 | -191.4936 | 43.5971 | 68.6637 | 127.963 | 227.6958 | 22.0927 | 38.6273 | 72.6657 | 122.9875 | -0.0029378 | -0.0033719 | -0.0043111 | -0.005539 | 1.1917 | 1.79 | 3.53 | 5.1447 | 3152.1853 | 3234.8895 | 3418.4828 | 3767.1677
2 | 7 | 7 | 1777.6412 | 1811.3253 | 1874.9372 | 1983.7111 | 1668.0444 | 1711.2866 | 1808.6383 | 1989.7537 | -43.0168 | -86.0208 | -164.7341 | -259.9611 | 68.7999 | 107.0082 | 184.7638 | 324.5821 | 35.5128 | 61.2607 | 113.7475 | 190.7677 | -0.0029378 | -0.0033719 | -0.0043111 | -0.005539 | -0.2606 | -0.10426 | -0.19483 | -0.33137 | 3506.718 | 3604.7524 | 3817.1536 | 4228.5165
2 | 7 | 8 | 1747.9419 | 1778.1329 | 1837.6074 | 1935.8158 | 1931.2178 | 1981.2825 | 2093.9937 | 2303.6844 | -49.7827 | -97.9217 | -186.9082 | -293.5597 | 117.5911 | 178.7507 | 296.6932 | 507.8316 | 38.5054 | 66.2973 | 123.779 | 206.7088 | -134.9323 | -154.0691 | -195.5034 | -250.9328 | -0.0054293 | 0.20852 | 0.49926 | 0.23252 | 3650.5358 | 3752.6811 | 3970.1611 | 4409.7806
2 | 7 | 9 | 1656.1005 | 1683.2905 | 1735.1514 | 1814.5944 | 2200.5944 | 2257.6425 | 2386.0752 | 2625.0146 | -53.7142 | -101.8538 | -190.5222 | -298.6072 | 170.1097 | 254.1348 | 416.2753 | 715.5428 | 32.5418 | 55.7218 | 104.6989 | 175.6995 | -294.8129 | -336.7611 | -425.9497 | -539.0457 | 4.2403 | 8.4451 | 16.7477 | 25.2847 | 3715.0596 | 3820.6198 | 4042.4765 | 4518.4832
2 | 7 | 10 | 1625.302 | 1651.4803 | 1700.2134 | 1769.478 | 2369.2218 | 2430.6413 | 2568.9156 | 2826.1645 | -56.5946 | -101.1926 | -182.8701 | -280.6919 | 191.0961 | 284.2885 | 464.1221 | 798.5 | 20.578 | 35.9817 | 69.7957 | 118.2646 | -670.756 | -767.269 | -972.3161 | -1231.1595 | 7.3349 | 14.5965 | 28.473 | 41.5861 | 3486.1823 | 3548.5267 | 3676.3336 | 4042.1418
2 | 7 | 11 | 1598.5211 | 1625.4343 | 1672.2205 | 1733.8231 | 2461.7688 | 2525.5876 | 2669.2632 | 2936.5607 | -59.0335 | -101.3058 | -180.5106 | -274.258 | 181.5952 | 273.4309 | 451.1466 | 779.5596 | 14.6145 | 25.9749 | 52.1451 | 90.4202 | -956.9313 | -1092.9684 | -1380.6475 | -1743.1153 | 8.2959 | 14.7008 | 28.0508 | 42.9005 | 3248.8308 | 3270.8543 | 3311.6681 | 3565.8907
2 | 7 | 12 | 1549.8341 | 1577.2282 | 1621.5893 | 1675.9853 | 2509.89 | 2574.9563 | 2721.4404 | 2993.9629 | -60.2376 | -102.5236 | -179.395 | -268.2487 | 165.4945 | 247.414 | 415.7348 | 719.4215 | 9.89 | 18.7599 | 38.3365 | 68.5782 | -1136.5996 | -1303.1789 | -1657.956 | -2107.5641 | 3.8168 | 6.7594 | 13.2988 | 20.4979 | 3042.0882 | 3019.4151 | 2973.0488 | 3102.6329
2 | 7 | 13 | 1463.1772 | 1489.3972 | 1529.4987 | 1575.6309 | 2543.1419 | 2609.0702 | 2757.4949 | 3033.628 | -61.4418 | -104.4636 | -181.202 | -270.8685 | 157.3991 | 238.5629 | 397.0659 | 691.0113 | 8.0646 | 15.0245 | 32.805 | 59.8398 | -1123.0868 | -1288.0286 | -1645.3217 | -2112.6464 | 1.3546 | 1.9634 | 4.2742 | 8.6645 | 2988.6088 | 2961.5258 | 2894.6149 | 2985.2595
2 | 7 | 14 | 1389.1802 | 1414.1353 | 1450.7293 | 1491.3903 | 2557.1505 | 2623.4419 | 2772.6842 | 3050.3383 | -62.281 | -105.5162 | -181.407 | -271.1768 | 150.7992 | 227.1689 | 380.3229 | 657.0191 | 6.2025 | 11.9673 | 27.0758 | 51.5455 | -1032.4514 | -1191.9676 | -1539.404 | -1992.8088 | 0.024432 | -0.45225 | -0.083887 | 1.8031 | 3008.6244 | 2978.7772 | 2909.9173 | 2988.1107
2 | 7 | 15 | 1313.376 | 1336.0901 | 1369.6766 | 1407.6975 | 2532.8571 | 2598.5188 | 2746.3433 | 3021.3596 | -62.6154 | -105.4641 | -182.9324 | -271.4849 | 139.6224 | 210.8283 | 352.4795 | 603.043 | 5.6447 | 11.2714 | 25.6462 | 47.7332 | -1004.1547 | -1156.5071 | -1485.3608 | -1907.8998 | 0.40719 | 0.62556 | 1.1839 | 2.8473 | 2925.1374 | 2895.363 | 2827.0362 | 2903.2958
2 | 7 | 16 | 1263.2476 | 1283.7061 | 1315.7782 | 1357.0825 | 2451.1217 | 2514.6644 | 2657.7186 | 2923.8601 | -61.0463 | -103.6372 | -181.1254 | -267.1706 | 129.205 | 194.8591 | 326.4448 | 551.8741 | 6.6083 | 12.3789 | 28.2563 | 51.3422 | -494.1712 | -569.8015 | -731.8941 | -935.1141 | 0.0054293 | -0.43465 | -0.29902 | -0.050124 | 3294.9705 | 3331.7352 | 3414.8793 | 3681.8241
2 | 7 | 17 | 1366.6387 | 1388.854 | 1428.4546 | 1487.0484 | 2276.4103 | 2335.4238 | 2468.2813 | 2715.4528 | -59.3701 | -102.4715 | -180.9205 | -271.2932 | 66.9285 | 97.8373 | 158.7988 | 253.3673 | 11.0355 | 20.4361 | 42.7742 | 74.3621 | -284.8122 | -327.8696 | -422.0275 | -545.4519 | -1.056 | -1.6858 | -2.9455 | -5.4148 | 3375.7747 | 3410.5242 | 3492.4156 | 3708.0707
2 | 7 | 18 | 1672.4363 | 1701.3944 | 1757.4536 | 1843.9784 | 2128.1121 | 2183.2811 | 2307.4836 | 2538.5529 | -59.3242 | -105.1248 | -188.2911 | -284.4693 | 75.024 | 108.1584 | 170.98 | 268.9108 | 18.7526 | 34.0321 | 66.9257 | 116.2624 | -1.1822 | -1.3661 | -1.7371 | -2.1752 | -6.0129 | -10.227 | -19.4361 | -32.3703 | 3827.8057 | 3910.1481 | 4093.3785 | 4448.6898
2 | 7 | 19 | 2028.1714 | 2065.2414 | 2140.1927 | 2257.6433 | 1985.7414 | 2037.2196 | 2153.113 | 2368.7237 | -56.9159 | -104.8465 | -192.2527 | -290.5949 | 92.0125 | 130.9464 | 197.9785 | 304.0353 | 25.8752 | 45.715 | 89.523 | 152.5028 | -0.0029378 | -0.0033719 | -0.0043111 | -0.005539 | -7.2128 | -12.3123 | -24.0648 | -38.7903 | 4067.6689 | 4161.9604 | 4364.4853 | 4753.5145
2 | 7 | 20 | 2144.0473 | 2185.2653 | 2267.9909 | 2399.2939 | 1799.7588 | 1846.4157 | 1951.4546 | 2146.8714 | -54.0049 | -100.9143 | -187.3181 | -285.1227 | 98.6123 | 137.9149 | 207.4397 | 312.3732 | 28.1282 | 49.487 | 95.837 | 162.8856 | -0.0029378 | -0.0033719 | -0.0043111 | -0.005539 | -8.6705 | -14.5369 | -27.8939 | -45.6907 | 4007.8683 | 4103.6283 | 4307.5059 | 4690.6051
2 | 7 | 21 | 2172.5982 | 2216.1023 | 2301.4859 | 2438.9219 | 1641.3554 | 1683.9058 | 1779.6998 | 1957.9173 | -50.622 | -94.4941 | -171.6805 | -261.0024 | 108.1132 | 152.0014 | 227.7809 | 331.2434 | 24.7298 | 43.9292 | 85.3587 | 146.8428 | -0.0029378 | -0.0033719 | -0.0043111 | -0.005539 | -7.0363 | -11.8262 | -21.8865 | -35.1368 | 3889.1353 | 3989.615 | 4200.754 | 4578.7807
2 | 7 | 22 | 2156.4168 | 2199.0979 | 2283.6781 | 2426.6644 | 1457.8308 | 1495.6235 | 1580.7065 | 1738.997 | -47.1319 | -83.5327 | -151.3134 | -230.1398 | 193.119 | 271.1768 | 414.974 | 611.3809 | 19.0634 | 33.7478 | 67.061 | 116.9474 | -0.0029378 | -0.0033719 | -0.0043111 | -0.005539 | -3.5562 | -5.6477 | -10.9121 | -18.5486 | 3775.739 | 3910.4621 | 4184.1898 | 4645.2958
2 | 7 | 23 | 2034.5888 | 2075.7569 | 2155.3797 | 2294.0718 | 1292.9843 | 1326.5036 | 1401.9657 | 1542.3573 | -40.838 | -73.3457 | -130.7413 | -198.9688 | 212.1208 | 292.7682 | 440.1305 | 643.1086 | 16.4046 | 29.3164 | 58.7949 | 100.803 | -0.0029378 | -0.0033719 | -0.0043111 | -0.005539 | 0.65151 | 0.75691 | 0.13395 | -0.43719 | 3515.9091 | 3651.753 | 3925.6591 | 4380.9291
2 | 7 | 24 | 1928.433 | 1968.4661 | 2044.4016 | 2180.472 | 1162.0988 | 1192.2249 | 1260.0482 | 1386.2283 | -36.2203 | -63.2717 | -111.9761 | -170.1093 | 317.1293 | 425.2719 | 617.8148 | 888.6908 | 13.8029 | 24.1891 | 49.2859 | 85.1028 | -0.0029378 | -0.0033719 | -0.0043111 | -0.005539 | 3.2386 | 5.2496 | 9.0801 | 12.8108 | 3388.4793 | 3552.1266 | 3868.6502 | 4383.1898
2 | 8 | 1 | 1876.7604 | 1915.8132 | 1989.6082 | 2125.8448 | 1082.177 | 1110.2313 | 1173.3901 | 1290.8923 | -31.7862 | -55.355 | -98.1455 | -147.1466 | 304.8597 | 408.854 | 598.8098 | 882.818 | 10.9989 | 19.8674 | 40.2372 | 68.6158 | -0.0029378 | -0.0033719 | -0.0043111 | -0.005539 | 6.944 | 11.4538 | 20.3941 | 30.9807 | 3249.9508 | 3410.8613 | 3724.2896 | 4251.9995
2 | 8 | 2 | 1796.5674 | 1834.223 | 1904.3974 | 2036.031 | 1055.5329 | 1082.8965 | 1144.5003 | 1259.1095 | -29.638 | -49.8744 | -87.4425 | -130.1931 | 219.7695 | 294.7386 | 439.8785 | 656.106 | 7.7307 | 14.7402 | 30.2057 | 52.573 | -0.0029378 | -0.0033719 | -0.0043111 | -0.005539 | 5.8229 | 9.4376 | 17.3254 | 25.7859 | 3055.7824 | 3186.158 | 3448.8605 | 3899.4068
2 | 8 | 3 | 1748.9617 | 1785.7668 | 1853.7615 | 1982.513 | 1044.4675 | 1071.5442 | 1132.5023 | 1245.91 | -28.9824 | -49.1001 | -84.3149 | -128.19 | 135.686 | 188.4013 | 291.2025 | 443.314 | 7.4918 | 14.3286 | 29.4232 | 51.5984 | -0.0029378 | -0.0033719 | -0.0043111 | -0.005539 | 4.3298 | 7.152 | 12.8266 | 19.487 | 2911.9516 | 3018.0895 | 3235.3969 | 3614.6269
2 | 8 | 4 | 1714.8981 | 1751.0864 | 1817.4228 | 1943.1296 | 1073.0713 | 1100.8895 | 1163.5169 | 1280.0304 | -28.9824 | -49.8744 | -85.917 | -128.19 | 81.7906 | 118.005 | 194.4279 | 310.1709 | 8.6726 | 15.4361 | 31.5107 | 54.7632 | -0.0029378 | -0.0033719 | -0.0043111 | -0.005539 | 2.4839 | 3.6586 | 6.4945 | 10.5107 | 2851.9312 | 2939.1979 | 3127.4516 | 3470.4093
2 | 8 | 5 | 1726.008 | 1761.8515 | 1828.0947 | 1951.3292 | 1171.5143 | 1201.8846 | 1270.2574 | 1397.4598 | -30.7657 | -53.5282 | -95.018 | -144.4106 | 50.197 | 75.6321 | 136.0389 | 234.41 | 11.8105 | 21.2593 | 42.5116 | 72.1232 | -0.0029378 | -0.0033719 | -0.0043111 | -0.005539 | 1.1917 | 1.9119 | 3.6342 | 5.476 | 2929.9529 | 3009.0078 | 3185.5144 | 3516.382
2 | 8 | 6 | 1777.9153 | 1813.6456 | 1880.373 | 1999.7887 | 1368.6431 | 1404.1237 | 1484.0015 | 1632.6081 | -34.7278 | -65.429 | -121.6403 | -187.1792 | 43.5971 | 68.6637 | 127.963 | 227.6958 | 21.448 | 36.962 | 70.5782 | 119.2769 | -0.0029378 | -0.0033719 | -0.0043111 | -0.005539 | 1.1917 | 1.79 | 3.53 | 5.476 | 3178.0646 | 3259.7526 | 3444.8011 | 3797.6607
2 | 8 | 7 | 1817.817 | 1852.1975 | 1917.6383 | 2028.2883 | 1666.0944 | 1709.2861 | 1806.524 | 1987.4276 | -42.5448 | -83.7501 | -159.2471 | -250.7911 | 68.7999 | 107.0082 | 184.7638 | 324.5821 | 32.7088 | 56.0061 | 104.8234 | 176.5726 | -0.0029378 | -0.0033719 | -0.0043111 | -0.005539 | -0.2606 | -0.10426 | -0.19483 | -0.33137 | 3542.6118 | 3640.6402 | 3854.3033 | 4265.7426
2 | 8 | 8 | 1782.5339 | 1814.3588 | 1875.5899 | 1973.9799 | 1929.1695 | 1979.1811 | 2091.7728 | 2301.241 | -49.3107 | -97.3127 | -185.5877 | -286.8175 | 117.5911 | 178.7507 | 296.6932 | 507.8316 | 36.6433 | 63.3674 | 118.4343 | 198.4145 | -123.1934 | -141.3122 | -180.834 | -232.795 | 0.12487 | 0.20852 | 0.49926 | 0.89527 | 3693.5586 | 3797.2417 | 4016.5677 | 4462.7497
2 | 8 | 9 | 1713.2699 | 1741.8335 | 1796.644 | 1879.3221 | 2195.8144 | 2252.7385 | 2380.8923 | 2619.3127 | -53.3493 | -101.0796 | -189.2017 | -291.865 | 170.1097 | 254.1348 | 416.2753 | 715.5428 | 30.7883 | 53.0763 | 99.8767 | 168.3799 | -441.9164 | -506.1044 | -644.9931 | -824.8329 | 4.7669 | 8.4451 | 16.7477 | 28.4759 | 3619.4835 | 3703.0443 | 3876.2411 | 4294.3356
2 | 8 | 10 | 1659.8857 | 1686.5604 | 1737.2323 | 1810.2224 | 2358.156 | 2419.2886 | 2556.9171 | 2812.9645 | -56.8088 | -100.4184 | -180.3056 | -276.3775 | 191.0961 | 284.2885 | 464.1221 | 798.5 | 19.1218 | 34.0321 | 66.4031 | 112.2622 | -566.1332 | -651.1022 | -839.1186 | -1094.3576 | 8.5294 | 14.5965 | 28.473 | 47.3058 | 3613.847 | 3687.2456 | 3833.7234 | 4210.5197
2 | 8 | 11 | 1642.0985 | 1668.0298 | 1717.3128 | 1786.2977 | 2443.1428 | 2506.4787 | 2649.0672 | 2914.3424 | -59.1406 | -99.8093 | -176.0625 | -265.6291 | 181.5952 | 273.4309 | 451.1466 | 779.5596 | 11.2377 | 20.8477 | 42.3762 | 73.0602 | -795.7497 | -914.7824 | -1175.82 | -1523.4373 | 9.0994 | 14.7008 | 28.0508 | 46.5094 | 3432.2834 | 3468.896 | 3536.0711 | 3810.7028
2 | 8 | 12 | 1590.4636 | 1615.2312 | 1661.9694 | 1725.9952 | 2487.382 | 2551.8647 | 2697.0352 | 2967.1138 | -61.1381 | -101.9146 | -176.8306 | -264.359 | 165.4945 | 247.414 | 415.7348 | 719.4215 | 6.6802 | 13.6327 | 29.2878 | 53.4084 | -961.7849 | -1106.8789 | -1420.4101 | -1822.1387 | 4.0991 | 6.7594 | 13.2988 | 21.8484 | 3231.1965 | 3226.1083 | 3220.0853 | 3401.2896
2 | 8 | 13 | 1505.742 | 1528.7061 | 1571.19 | 1628.7735 | 2512.2432 | 2577.3704 | 2723.9918 | 2996.7699 | -63.3628 | -104.9072 | -180.4445 | -269.8312 | 157.3991 | 238.5629 | 397.0659 | 691.0113 | 5.3108 | 11.683 | 26.2933 | 48.279 | -932.0152 | -1070.611 | -1369.7217 | -1755.127 | 0.97455 | 1.9634 | 4.2742 | 7.8179 | 3186.2916 | 3182.7675 | 3172.649 | 3347.6935
2 | 8 | 14 | 1432.4981 | 1454.0621 | 1493.2106 | 1545.866 | 2513.9215 | 2579.0922 | 2725.8116 | 2998.7719 | -64.5669 | -107.0125 | -185.584 | -277.3063 | 150.7992 | 227.1689 | 380.3229 | 657.0191 | 5.7166 | 11.9673 | 26.8158 | 49.152 | -820.3314 | -939.9004 | -1199.824 | -1548.6982 | -0.24703 | -0.45225 | -0.083887 | 0.32998 | 3217.79 | 3224.9254 | 3240.669 | 3425.1344
2 | 8 | 15 | 1363.2965 | 1383.8539 | 1420.2932 | 1469.1283 | 2488.8316 | 2553.3519 | 2698.607 | 2968.843 | -64.6434 | -106.2382 | -184.2635 | -277.6146 | 139.6224 | 210.8283 | 352.4795 | 603.043 | 5.4777 | 11.5557 | 26.1687 | 47.7332 | -640.4514 | -732.4035 | -930.6416 | -1188.9616 | 0.27146 | 0.62556 | 1.1839 | 2.2458 | 3292.405 | 3321.5736 | 3383.8272 | 3624.4171
2 | 8 | 16 | 1307.9642 | 1328.1636 | 1362.7029 | 1411.2283 | 2409.7864 | 2472.2575 | 2612.8993 | 2874.5526 | -63.0743 | -105.2987 | -184.2635 | -275.6115 | 129.205 | 194.8591 | 326.4448 | 551.8741 | 7.0141 | 13.7897 | 30.333 | 53.7356 | -453.5085 | -519.2459 | -660.6046 | -842.8862 | -0.1303 | -0.43465 | -0.29902 | -0.65161 | 3337.2566 | 3384.0907 | 3487.2128 | 3772.2413
2 | 8 | 17 | 1382.1764 | 1404.9919 | 1445.7049 | 1506.0374 | 2251.7472 | 2310.1213 | 2441.5395 | 2686.033 | -61.2911 | -104.1329 | -183.777 | -276.8816 | 66.9285 | 97.8373 | 158.7988 | 253.3673 | 10.7966 | 20.3088 | 42.6388 | 74.3621 | -302.9001 | -347.7728 | -445.6152 | -573.9547 | -0.92569 | -1.6858 | -2.9455 | -4.4819 | 3346.5318 | 3379.6678 | 3456.3443 | 3664.4815
2 | 8 | 18 | 1670.3989 | 1700.0682 | 1756.0787 | 1841.9297 | 2122.4548 | 2177.4772 | 2301.3495 | 2531.8045 | -60.5589 | -105.4031 | -188.7776 | -286.8971 | 75.024 | 108.1584 | 170.98 | 268.9108 | 17.1294 | 31.4231 | 62.626 | 109.387 | -0.0029378 | -0.0033719 | -0.0043111 | -0.005539 | -6.1432 | -10.227 | -19.4361 | -31.7688 | 3818.3019 | 3901.4934 | 4082.8163 | 4433.3606
2 | 8 | 19 | 2030.473 | 2068.2497 | 2143.4548 | 2260.5413 | 1980.0639 | 2031.395 | 2146.957 | 2361.9513 | -57.9364 | -103.9069 | -187.8046 | -285.4311 | 92.0125 | 130.9464 | 197.9785 | 304.0353 | 23.1432 | 41.4299 | 80.6611 | 139.5232 | -0.0029378 | -0.0033719 | -0.0043111 | -0.005539 | -7.2128 | -12.3123 | -24.0648 | -38.7903 | 4060.5404 | 4155.7985 | 4357.1777 | 4741.8242
2 | 8 | 20 | 2151.733 | 2193.1605 | 2276.1666 | 2408.854 | 1801.3777 | 1848.0765 | 1953.2099 | 2148.8025 | -53.8978 | -99.9748 | -181.3446 | -277.5312 | 98.6123 | 137.9149 | 207.4397 | 312.3732 | 25.3025 | 44.7348 | 87.4355 | 150.0077 | -0.0029378 | -0.0033719 | -0.0043111 | -0.005539 | -8.5348 | -14.5369 | -27.8939 | -45.6907 | 4014.5899 | 4109.3716 | 4315.0089 | 4696.81
2 | 8 | 21 | 2193.2084 | 2236.1353 | 2322.6148 | 2463.8044 | 1642.6533 | 1685.2374 | 1781.1071 | 1959.4656 | -50.4078 | -94.4941 | -171.6805 | -261.0024 | 108.1132 | 152.0014 | 227.7809 | 331.2434 | 24.4909 | 43.6273 | 85.4833 | 145.3224 | -0.0029378 | -0.0033719 | -0.0043111 | -0.005539 | -7.0363 | -11.8262 | -21.8865 | -34.5353 | 3911.0188 | 4010.6777 | 4223.4148 | 4604.2925
2 | 8 | 22 | 2160.2419 | 2202.9336 | 2287.7952 | 2431.5435 | 1461.0012 | 1498.8761 | 1584.1442 | 1742.7789 | -47.0248 | -85.5249 | -156.0429 | -236.882 | 193.119 | 271.1768 | 414.974 | 611.3809 | 22.0927 | 38.9116 | 75.9743 | 131.5714 | -0.0029378 | -0.0033719 | -0.0043111 | -0.005539 | -3.5562 | -5.6477 | -10.9121 | -17.9471 | 3785.8709 | 3920.7222 | 4195.9283 | 4662.4401
2 | 8 | 23 | 2042.3013 | 2083.3888 | 2163.5814 | 2303.7321 | 1301.3416 | 1335.0775 | 1411.0274 | 1552.3264 | -41.3866 | -75.1725 | -136.9963 | -206.444 | 212.1208 | 292.7682 | 440.1305 | 643.1086 | 19.1218 | 34.0321 | 67.061 | 114.4523 | -0.0029378 | -0.0033719 | -0.0043111 | -0.005539 | 0.52121 | 0.75691 | 0.13395 | -0.16708 | 3534.0172 | 3670.8476 | 3944.9337 | 4407.0028
2 | 8 | 24 | 1928.0613 | 1967.6543 | 2043.6281 | 2180.9267 | 1168.3277 | 1198.6154 | 1266.8022 | 1393.6586 | -35.7483 | -64.3764 | -115.1037 | -172.8454 | 317.1293 | 425.2719 | 617.8148 | 888.6908 | 14.7814 | 27.0824 | 53.3256 | 91.4324 | -0.0029378 | -0.0033719 | -0.0043111 | -0.005539 | 3.2386 | 5.2496 | 9.0801 | 12.8108 | 3395.7871 | 3559.4938 | 3875.5428 | 4394.6683
2 | 9 | 1 | 1860.522 | 1899.2608 | 1971.8185 | 2107.4108 | 1094.4145 | 1122.786 | 1186.6591 | 1305.49 | -32.3654 | -56.1293 | -96.3385 | -149.1497 | 304.8597 | 408.854 | 598.8098 | 882.818 | 11.2377 | 20.5633 | 39.1921 | 70.806 | -0.0029378 | -0.0033719 | -0.0043111 | -0.005539 | 6.944 | 11.4538 | 20.3941 | 30.9807 | 3245.6096 | 3406.7852 | 3720.5307 | 4248.3503
2 | 9 | 2 | 1774.6847 | 1811.8819 | 1880.8823 | 2011.0408 | 1066.1429 | 1093.7815 | 1156.0046 | 1271.7658 | -30.1101 | -51.536 | -86.956 | -134.9322 | 219.7695 | 294.7386 | 439.8785 | 656.106 | 8.6726 | 15.4361 | 30.9882 | 56.182 | -0.0029378 | -0.0033719 | -0.0043111 | -0.005539 | 5.8229 | 9.4376 | 17.3254 | 25.7859 | 3044.9796 | 3173.7363 | 3438.1187 | 3885.9428
2 | 9 | 3 | 1724.2975 | 1760.4884 | 1827.4609 | 1954.2377 | 1057.1182 | 1084.5229 | 1146.2192 | 1261.0006 | -29.638 | -49.8744 | -84.11 | -130.1931 | 135.686 | 188.4013 | 291.2025 | 443.314 | 8.2668 | 15.4361 | 30.3411 | 54.7632 | -0.0029378 | -0.0033719 | -0.0043111 | -0.005539 | 4.3298 | 7.152 | 12.8266 | 19.487 | 2900.0573 | 3006.123 | 3223.936 | 3602.6039
2 | 9 | 4 | 1692.1558 | 1727.5933 | 1793.0521 | 1916.4111 | 1082.3398 | 1110.3983 | 1173.5666 | 1291.0865 | -29.638 | -49.8744 | -85.6355 | -130.1931 | 81.7906 | 118.005 | 194.4279 | 310.1709 | 8.6726 | 15.8477 | 31.7707 | 56.0804 | -0.0029378 | -0.0033719 | -0.0043111 | -0.005539 | 2.4839 | 3.6586 | 6.4945 | 10.5107 | 2837.8017 | 2925.6251 | 3113.672 | 3454.0609
2 | 9 | 5 | 1698.5596 | 1733.7266 | 1798.5225 | 1919.1816 | 1182.5642 | 1213.221 | 1282.2387 | 1410.6409 | -31.2377 | -54.4677 | -96.3385 | -149.1497 | 50.197 | 75.6321 | 136.0389 | 234.41 | 13.0279 | 23.4932 | 45.3816 | 78.9987 | -0.0029378 | -0.0033719 | -0.0043111 | -0.005539 | 1.1917 | 1.9119 | 3.6342 | 5.476 | 2914.2998 | 2993.5138 | 3169.473 | 3499.5519
2 | 9 | 6 | 1746.3016 | 1781.1538 | 1846.4525 | 1962.8253 | 1377.7775 | 1413.4949 | 1493.9058 | 1643.5041 | -35.1998 | -66.2033 | -119.8333 | -187.1792 | 43.5971 | 68.6637 | 127.963 | 227.6958 | 21.2811 | 36.962 | 69.4085 | 119.1752 | -0.0029378 | -0.0033719 | -0.0043111 | -0.005539 | 1.1917 | 1.79 | 3.3352 | 5.476 | 3154.9463 | 3235.8577 | 3421.2274 | 3771.4918
2 | 9 | 7 | 1783.7897 | 1817.3315 | 1880.6241 | 1989.1337 | 1673.0325 | 1716.4041 | 1814.0469 | 1995.7039 | -42.4377 | -83.5849 | -157.1585 | -248.4797 | 68.7999 | 107.0082 | 184.7638 | 324.5821 | 32.5418 | 56.0061 | 103.6537 | 176.4709 | -0.0029378 | -0.0033719 | -0.0043111 | -0.005539 | -0.2606 | -0.10426 | -0.19483 | -0.33137 | 3515.4627 | 3613.0575 | 3825.7309 | 4237.074
2 | 9 | 8 | 1744.671 | 1775.898 | 1836.0525 | 1930.9346 | 1931.1613 | 1981.2246 | 2093.9325 | 2303.617 | -49.2036 | -97.1474 | -180.6532 | -286.3928 | 117.5911 | 178.7507 | 296.6932 | 507.8316 | 36.4913 | 62.6715 | 115.1771 | 196.2243 | -99.8391 | -115.2896 | -150.1921 | -199.4837 | 0.12487 | 0.20852 | 0.48032 | 0.89527 | 3680.9969 | 3786.3163 | 4011.4905 | 4453.6263
2 | 9 | 9 | 1683.0089 | 1711.129 | 1764.6169 | 1845.9663 | 2189.3422 | 2246.0985 | 2373.8746 | 2611.5922 | -53.7142 | -101.8538 | -187.1132 | -298.1825 | 170.1097 | 254.1348 | 416.2753 | 715.5428 | 32.5418 | 56.0061 | 103.3938 | 176.5726 | -443.6587 | -511.273 | -659.771 | -855.7586 | 4.7669 | 8.4451 | 16.3012 | 28.4759 | 3582.3966 | 3662.6869 | 3827.5775 | 4224.2087
2 | 9 | 10 | 1675.5796 | 1702.5967 | 1755.2661 | 1828.3544 | 2349.164 | 2410.0636 | 2547.1673 | 2802.2382 | -56.518 | -102.7412 | -181.3446 | -285.1227 | 191.0961 | 284.2885 | 464.1221 | 798.5 | 22.9043 | 40.3034 | 75.3272 | 132.8886 | -802.1565 | -924.1116 | -1188.4074 | -1528.5551 | 8.5294 | 14.5965 | 29.9369 | 47.3058 | 3388.5988 | 3424.9958 | 3502.0676 | 3795.6092
2 | 9 | 11 | 1650.4325 | 1676.5414 | 1727.3549 | 1796.0821 | 2430.8159 | 2493.8322 | 2635.7013 | 2899.638 | -58.3013 | -101.9669 | -177.1015 | -273.6414 | 181.5952 | 273.4309 | 451.1466 | 779.5596 | 15.4261 | 28.2089 | 54.0972 | 95.0038 | -1126.4825 | -1295.5887 | -1656.5829 | -2108.7813 | 9.0994 | 14.7008 | 27.856 | 46.5094 | 3102.5854 | 3089.1586 | 3062.4716 | 3234.3702
2 | 9 | 12 | 1604.7911 | 1629.5579 | 1677.8775 | 1742.4129 | 2475.1183 | 2539.2831 | 2683.7379 | 2952.4849 | -58.957 | -101.1926 | -177.3065 | -269.2106 | 165.4945 | 247.414 | 415.7348 | 719.4215 | 11.8824 | 22.1014 | 43.1587 | 77.6439 | -1067.5575 | -1229.5834 | -1574.0316 | -2000.1558 | 4.0991 | 6.7594 | 12.809 | 21.8484 | 3134.8709 | 3114.3397 | 3081.9798 | 3244.4453
2 | 9 | 13 | 1505.7863 | 1528.793 | 1572.3578 | 1628.8156 | 2501.6765 | 2566.5298 | 2712.5345 | 2984.1652 | -60.0846 | -100.4184 | -176.2675 | -264.8961 | 157.3991 | 238.5629 | 397.0659 | 691.0113 | 9.2454 | 17.6335 | 36.0622 | 66.2864 | -1096.7045 | -1263.5957 | -1619.7616 | -2062.6926 | 0.97455 | 1.9634 | 3.3947 | 7.8179 | 3018.2926 | 2989.4685 | 2925.386 | 3050.5076
2 | 9 | 14 | 1430.8881 | 1452.3783 | 1492.4099 | 1543.6961 | 2508.222 | 2573.245 | 2719.6317 | 2991.9731 | -60.0846 | -100.4184 | -176.4724 | -259.7323 | 150.7992 | 227.1689 | 380.3229 | 657.0191 | 7.3249 | 14.3286 | 31.1154 | 54.9289 | -1322.7324 | -1520.8931 | -1944.025 | -2473.928 | -0.24703 | -0.45225 | -0.82534 | 0.32998 | 2714.1702 | 2645.357 | 2502.1571 | 2514.2869
2 | 9 | 15 | 1344.9127 | 1365.2369 | 1401.1379 | 1448.2408 | 2477.4159 | 2541.6402 | 2686.229 | 2955.2255 | -59.5055 | -98.5915 | -176.3958 | -254.9931 | 139.6224 | 210.8283 | 352.4795 | 603.043 | 5.7017 | 11.3987 | 27.7337 | 46.533 | -1185.6855 | -1366.1167 | -1757.46 | -2265.8103 | 0.27146 | 0.62556 | 1.2028 | 2.2458 | 2722.7332 | 2665.0214 | 2534.9272 | 2534.4847
2 | 9 | 16 | 1292.2763 | 1312.2933 | 1346.7069 | 1393.2071 | 2394.1417 | 2456.2073 | 2595.936 | 2855.8906 | -57.8293 | -96.7646 | -176.6774 | -252.5654 | 129.205 | 194.8591 | 326.4448 | 551.8741 | 7.3249 | 14.3286 | 32.4205 | 54.7256 | -786.0441 | -904.039 | -1156.7155 | -1475.6077 | -0.1303 | -0.43465 | -0.66974 | -0.65161 | 2978.9442 | 2976.45 | 2967.4455 | 3126.8727
2 | 9 | 17 | 1385.4371 | 1408.6474 | 1449.1126 | 1510.5298 | 2231.4683 | 2289.3168 | 2419.5514 | 2661.8431 | -56.3367 | -96.7646 | -176.4724 | -257.3045 | 66.9285 | 97.8373 | 158.7988 | 253.3673 | 10.9989 | 20.8477 | 44.2038 | 75.2504 | -435.6533 | -501.1654 | -642.8964 | -826.2519 | -0.92569 | -1.6858 | -3.3163 | -4.4819 | 3201.9171 | 3217.0334 | 3248.9816 | 3412.9524
2 | 9 | 18 | 1673.2189 | 1703.3121 | 1759.6608 | 1847.0382 | 2097.7428 | 2152.1245 | 2274.5546 | 2502.3264 | -56.4438 | -100.4184 | -180.434 | -269.2106 | 75.024 | 108.1584 | 170.98 | 268.9108 | 17.3682 | 31.4231 | 62.7614 | 108.5139 | -5.2281 | -6.0867 | -7.974 | -10.3484 | -6.1432 | -10.227 | -19.0654 | -31.7688 | 3795.5388 | 3878.2861 | 4060.4834 | 4415.4615
2 | 9 | 19 | 2039.9257 | 2077.7125 | 2154.2408 | 2272.328 | 1964.2838 | 2015.2058 | 2129.8468 | 2343.1277 | -55.574 | -99.2005 | -175.013 | -266.4745 | 92.0125 | 130.9464 | 197.9785 | 304.0353 | 19.9334 | 36.2661 | 69.9202 | 124.5567 | -0.0029378 | -0.0033719 | -0.0043111 | -0.005539 | -7.2128 | -12.3123 | -24.0648 | -38.7903 | 4053.3656 | 4148.6147 | 4352.9042 | 4738.7774
2 | 9 | 20 | 2165.8296 | 2207.4356 | 2291.2972 | 2425.6158 | 1784.6475 | 1830.9125 | 1935.0695 | 2128.8456 | -52.2981 | -94.6594 | -166.951 | -258.5746 | 98.6123 | 137.9149 | 207.4397 | 312.3732 | 21.1508 | 38.5 | 73.4996 | 130.3559 | -0.0029378 | -0.0033719 | -0.0043111 | -0.005539 | -8.5348 | -14.5369 | -28.2646 | -45.6907 | 4009.4043 | 4105.5634 | 4312.0862 | 4692.9196
2 | 9 | 21 | 2230.2355 | 2273.8924 | 2361.9876 | 2506.0958 | 1629.0661 | 1671.2979 | 1766.3747 | 1943.2578 | -49.9357 | -89.9008 | -155.7614 | -241.9294 | 108.1132 | 152.0014 | 227.7809 | 331.2434 | 18.8245 | 34.4437 | 65.8805 | 118.8968 | -0.0029378 | -0.0033719 | -0.0043111 | -0.005539 | -7.0363 | -11.8262 | -22.2572 | -34.5353 | 3929.2643 | 4029.905 | 4244.0008 | 4623.0235
2 | 9 | 22 | 2252.406 | 2297.0895 | 2386.7141 | 2537.2481 | 1453.0063 | 1490.674 | 1575.4754 | 1733.2421 | -46.5528 | -82.5932 | -143.5329 | -220.6615 | 193.119 | 271.1768 | 414.974 | 611.3809 | 16.7955 | 30.8545 | 60.2867 | 107.336 | -0.0029378 | -0.0033719 | -0.0043111 | -0.005539 | -3.5562 | -5.6477 | -11.4777 | -17.9471 | 3865.215 | 4001.5505 | 4282.4354 | 4750.5928
2 | 9 | 23 | 2155.9159 | 2199.2326 | 2285.1571 | 2433.2752 | 1295.9866 | 1329.5837 | 1405.2211 | 1545.9386 | -41.3866 | -74.3983 | -127.6137 | -196.9658 | 212.1208 | 292.7682 | 440.1305 | 643.1086 | 15.8319 | 28.9048 | 54.8797 | 99.3842 | -0.0029378 | -0.0033719 | -0.0043111 | -0.005539 | 0.52121 | 0.75691 | -0.23678 | -0.16708 | 3638.987 | 3776.8446 | 4057.5336 | 4524.5682
2 | 9 | 24 | 2020.9115 | 2062.1528 | 2142.8825 | 2286.2156 | 1164.5421 | 1194.7316 | 1262.6975 | 1389.1429 | -36.7689 | -65.0985 | -109.1302 | -172.4207 | 315.325 | 420.8463 | 605.6335 | 862.545 | 13.2668 | 24.1891 | 46.5513 | 84.6586 | -0.0029378 | -0.0033719 | -0.0043111 | -0.005539 | 3.2386 | 5.2496 | 8.7094 | 12.8108 | 3480.5122 | 3642.0676 | 3957.3397 | 4462.9466
2 | 10 | 1 | 1957.7147 | 1998.5411 | 2076.2011 | 2219.6191 | 1070.1506 | 1097.8931 | 1160.3501 | 1276.5465 | -33.3859 | -57.9562 | -101.2731 | -153.8888 | 273.6648 | 365.1348 | 527.986 | 766.9915 | 12.0493 | 21.6709 | 42.5116 | 74.415 | -0.0029378 | -0.0033719 | -0.0043111 | -0.005539 | 6.944 | 11.4538 | 20.3941 | 30.9807 | 3287.1347 | 3436.7341 | 3726.1654 | 4214.6584
2 | 10 | 2 | 1849.1071 | 1887.9053 | 1960.7903 | 2096.9587 | 1046.7098 | 1073.8446 | 1134.9335 | 1248.5847 | -31.1306 | -53.3629 | -91.8905 | -139.6714 | 232.9691 | 310.0217 | 450.928 | 648.9004 | 9.4842 | 17.3491 | 34.2454 | 61.8795 | -0.0029378 | -0.0033719 | -0.0043111 | -0.005539 | 5.8229 | 9.4376 | 17.3254 | 25.7859 | 3112.9596 | 3245.1922 | 3506.3277 | 3942.4324
2 | 10 | 3 | 1774.9723 | 1812.3552 | 1881.9754 | 2013.5007 | 1032.2501 | 1059.0101 | 1119.255 | 1231.3362 | -30.1101 | -51.536 | -87.4425 | -132.9292 | 157.3799 | 214.9547 | 315.2273 | 464.5185 | 8.9115 | 16.2592 | 31.5107 | 57.3976 | -0.0029378 | -0.0033719 | -0.0043111 | -0.005539 | 4.3298 | 7.152 | 12.8266 | 19.487 | 2947.7306 | 3058.1919 | 3273.3483 | 3653.3054
2 | 10 | 4 | 1718.5868 | 1754.9043 | 1821.7185 | 1949.0205 | 1049.9573 | 1077.1763 | 1138.4547 | 1252.4585 | -29.638 | -49.8744 | -87.4425 | -132.5045 | 103.0857 | 142.1393 | 217.6586 | 327.4874 | 8.5057 | 15.8477 | 30.9882 | 55.1057 | -0.0029378 | -0.0033719 | -0.0043111 | -0.005539 | 2.4839 | 3.6586 | 6.4945 | 10.5107 | 2852.9783 | 2943.8484 | 3127.8677 | 3462.0728
2 | 10 | 5 | 1668.1194 | 1702.9563 | 1767.2679 | 1889.0335 | 1101.074 | 1129.6181 | 1193.8798 | 1313.4339 | -30.1866 | -51.7013 | -90.57 | -137.6683 | 67.0954 | 96.4137 | 153.576 | 236.6745 | 10.1289 | 18.4567 | 35.0279 | 63.4 | -0.0029378 | -0.0033719 | -0.0043111 | -0.005539 | 1.1917 | 1.9119 | 3.6342 | 5.476 | 2817.4198 | 2897.652 | 3062.8115 | 3370.344
2 | 10 | 6 | 1671.9112 | 1706.4615 | 1769.7701 | 1887.9614 | 1203.2974 | 1234.4916 | 1304.7194 | 1435.3728 | -31.7862 | -57.182 | -99.9525 | -151.8857 | 42.5004 | 62.8919 | 105.1888 | 175.4041 | 12.4551 | 22.513 | 42.5116 | 75.6305 | -0.0029378 | -0.0033719 | -0.0043111 | -0.005539 | 1.1917 | 1.79 | 3.3352 | 5.476 | 2899.5667 | 2970.9627 | 3125.5682 | 3427.9536
2 | 10 | 7 | 1764.6653 | 1799.9849 | 1866.5103 | 1986.3818 | 1324.7645 | 1359.1076 | 1436.4245 | 1580.2668 | -36.4039 | -66.3164 | -118.9992 | -182.7483 | 30.7963 | 45.7261 | 81.958 | 138.6559 | 17.0344 | 30.5701 | 57.4898 | 98.6504 | -0.0029378 | -0.0033719 | -0.0043111 | -0.005539 | -0.2606 | -0.10426 | -0.19483 | -0.33137 | 3100.593 | 3168.9647 | 3323.1843 | 3620.8696
2 | 10 | 8 | 1922.7187 | 1961.0867 | 2034.5217 | 2164.5971 | 1373.4424 | 1409.0474 | 1489.2053 | 1638.3329 | -40.5496 | -77.6083 | -142.4939 | -221.0862 | 31.1951 | 48.1452 | 80.0322 | 139.7882 | 24.0851 | 42.2531 | 78.5844 | 135.3197 | -219.7212 | -251.508 | -321.1787 | -416.2992 | 0.12487 | 0.20852 | 0.48032 | 0.89527 | 3091.2953 | 3131.6246 | 3219.1513 | 3441.5478
2 | 10 | 9 | 1997.8539 | 2036.3954 | 2112.3246 | 2240.6899 | 1536.3413 | 1576.1693 | 1665.8345 | 1832.6496 | -45.1673 | -87.6823 | -164.668 | -259.424 | 42.5004 | 65.311 | 102.2152 | 172.0867 | 29.5709 | 51.5748 | 95.837 | 164.2404 | -764.1945 | -876.8871 | -1122.6508 | -1449.7556 | 4.7669 | 8.4451 | 16.3012 | 28.4759 | 2801.6715 | 2773.3262 | 2705.1936 | 2728.9629
2 | 10 | 10 | 1998.3235 | 2035.8758 | 2110.9404 | 2233.5003 | 1683.1748 | 1726.8093 | 1825.0441 | 2007.8023 | -48.4432 | -94.2156 | -178.9851 | -276.3775 | 60.0967 | 85.0197 | 137.6271 | 223.8869 | 31.1941 | 54.1838 | 101.3063 | 172.0905 | -1308.2106 | -1500.229 | -1917.3699 | -2468.3664 | 8.5294 | 14.5965 | 29.9369 | 47.3058 | 2424.6647 | 2322.0405 | 2108.4997 | 1939.8419
2 | 10 | 11 | 1973.2784 | 2010.0224 | 2083.0472 | 2200.6142 | 1777.1303 | 1823.2005 | 1926.9188 | 2119.8786 | -50.3336 | -95.103 | -177.9461 | -274.3744 | 73.2963 | 106.611 | 169.2714 | 279.5754 | 26.8389 | 46.5572 | 88.2179 | 150.147 | -1671.6381 | -1917.6113 | -2451.1922 | -3153.7187 | 9.0994 | 14.7008 | 27.856 | 46.5094 | 2137.6717 | 1988.3777 | 1666.1729 | 1368.6314
2 | 10 | 12 | 1911.5677 | 1946.7832 | 2016.3343 | 2128.5139 | 1823.2939 | 1870.5609 | 1976.9733 | 2174.9456 | -51.9026 | -95.216 | -175.0235 | -265.2044 | 87.9916 | 128.7388 | 207.4033 | 336.396 | 20.3392 | 36.2661 | 70.1829 | 121.3278 | -1775.1405 | -2036.6005 | -2604.814 | -3353.4255 | 4.0991 | 6.7594 | 12.809 | 21.8484 | 2020.2484 | 1857.2918 | 1503.8653 | 1164.4019
2 | 10 | 13 | 1805.1689 | 1838.1874 | 1903.2284 | 2006.6251 | 1840.717 | 1888.4357 | 1995.865 | 2195.7291 | -52.5583 | -93.5023 | -170.5755 | -256.0344 | 100.7924 | 145.9046 | 233.354 | 373.1443 | 15.4261 | 28.2089 | 56.4474 | 97.194 | -1714.5208 | -1967.118 | -2516.7173 | -3243.7237 | 0.97455 | 1.9634 | 3.3947 | 7.8179 | 1996 | 1842.0797 | 1504.9967 | 1180.7522
2 | 10 | 14 | 1754.7908 | 1787.0058 | 1850.5044 | 1950.7359 | 1818.0963 | 1865.2285 | 1971.3376 | 2168.7455 | -52.6348 | -92.5627 | -167.9345 | -246.8645 | 103.6935 | 149.7938 | 243.9469 | 388.6876 | 12.2163 | 22.3857 | 46.9384 | 80.7071 | -1618.7178 | -1856.5508 | -2373.6954 | -3057.4723 | -0.24703 | -0.45225 | -0.82534 | 0.32998 | 2017.1972 | 1874.848 | 1570.2721 | 1284.8693
2 | 10 | 15 | 1689.8699 | 1721.277 | 1781.4582 | 1879.2685 | 1788.3634 | 1834.7248 | 1939.0986 | 2133.2781 | -52.5277 | -90.1268 | -166.3324 | -242.4336 | 104.2112 | 150.0671 | 238.3374 | 374.698 | 10.4628 | 19.7402 | 42.7742 | 72.4128 | -1291.9529 | -1482.7992 | -1898.5733 | -2449.3776 | 0.27146 | 0.62556 | 1.2028 | 2.2458 | 2248.6981 | 2153.5086 | 1937.9655 | 1770.0921
2 | 10 | 16 | 1631.8588 | 1662.5905 | 1719.7056 | 1816.4637 | 1745.4957 | 1790.7458 | 1892.6177 | 2082.1427 | -51.5071 | -90.1268 | -167.9345 | -242.8583 | 98.0102 | 142.1651 | 223.9767 | 349.6844 | 11.5716 | 21.8279 | 46.2913 | 78.3136 | -772.243 | -884.0113 | -1125.8758 | -1447.4448 | -0.1303 | -0.43465 | -0.66974 | -0.65161 | 2663.0558 | 2642.7565 | 2588.1114 | 2635.6498
2 | 10 | 17 | 1677.7928 | 1710.3479 | 1770.6289 | 1875.8502 | 1655.7911 | 1698.7157 | 1795.3523 | 1975.1372 | -50.9586 | -91.8406 | -172.101 | -254.456 | 51.1557 | 71.7069 | 109.2449 | 170.6729 | 17.1294 | 30.7272 | 63.4194 | 104.8409 | -338.7564 | -388.0954 | -494.4005 | -634.34 | -0.92569 | -1.6858 | -3.3163 | -4.4819 | 3011.2283 | 3029.8759 | 3068.8277 | 3233.2233
2 | 10 | 18 | 1884.4621 | 1921.3867 | 1992.3395 | 2112.8787 | 1643.2777 | 1685.8779 | 1781.7841 | 1960.2103 | -52.0097 | -95.216 | -179.1901 | -269.9436 | 54.0568 | 75.596 | 115.7326 | 171.8052 | 23.477 | 42.1258 | 82.6241 | 139.2183 | -1.2461 | -1.4686 | -1.9266 | -2.4949 | -6.1432 | -10.227 | -19.0654 | -31.7688 | 3545.8746 | 3618.0747 | 3772.2983 | 4079.9052
2 | 10 | 19 | 2142.4875 | 2184.443 | 2268.5606 | 2407.0168 | 1649.4973 | 1692.2588 | 1788.528 | 1967.6295 | -51.1705 | -95.712 | -177.1015 | -271.2136 | 53.0501 | 75.596 | 115.7326 | 171.8052 | 26.1141 | 46.2728 | 89.523 | 153.5151 | -0.0029378 | -0.0033719 | -0.0043111 | -0.005539 | -7.2128 | -12.3123 | -24.0648 | -38.7903 | 3812.7628 | 3890.543 | 4061.1735 | 4389.9571
2 | 10 | 20 | 2179.3708 | 2222.6233 | 2309.1078 | 2452.9558 | 1572.3568 | 1613.1185 | 1704.8856 | 1875.6112 | -48.9152 | -91.8929 | -165.912 | -254.2602 | 59.2511 | 82.5645 | 125.1939 | 185.725 | 23.7159 | 42.5374 | 81.4436 | 142.0559 | -0.0029378 | -0.0033719 | -0.0043111 | -0.005539 | -8.5348 | -14.5369 | -28.2646 | -45.6907 | 3777.2416 | 3854.4104 | 4026.4499 | 4356.3916
2 | 10 | 21 | 2195.9334 | 2239.8764 | 2328.2041 | 2475.3594 | 1480.1361 | 1518.507 | 1604.8918 | 1765.6042 | -47.6804 | -86.4122 | -154.7224 | -237.6149 | 82.8394 | 113.6672 | 167.8876 | 238.096 | 20.1722 | 36.3933 | 70.4428 | 123.7213 | -0.0029378 | -0.0033719 | -0.0043111 | -0.005539 | -7.0363 | -11.8262 | -22.2572 | -34.5353 | 3724.3614 | 3810.2021 | 3994.4424 | 4330.6251
2 | 10 | 22 | 2167.0315 | 2210.478 | 2297.022 | 2445.5297 | 1361.755 | 1397.057 | 1476.5328 | 1624.3914 | -44.8766 | -80.9316 | -143.7378 | -218.6584 | 133.5116 | 187.3543 | 282.9569 | 413.7106 | 17.4402 | 31.5504 | 62.2389 | 109.8687 | -0.0029378 | -0.0033719 | -0.0043111 | -0.005539 | -3.5562 | -5.6477 | -11.4777 | -17.9471 | 3631.3026 | 3739.8571 | 3963.5308 | 4356.8894
2 | 10 | 23 | 2078.9172 | 2121.0651 | 2203.6065 | 2348.8967 | 1240.5072 | 1272.666 | 1345.0654 | 1479.759 | -40.2589 | -72.7366 | -129.4207 | -196.9658 | 144.8168 | 201.9772 | 305.14 | 444.8769 | 16.7955 | 30.0123 | 58.0124 | 102.0186 | -0.0029378 | -0.0033719 | -0.0043111 | -0.005539 | 0.52121 | 0.75691 | -0.23678 | -0.16708 | 3441.2961 | 3553.7375 | 3782.1624 | 4178.4128
2 | 10 | 24 | 1963.2791 | 2003.8768 | 2081.4415 | 2222.1407 | 1137.7238 | 1167.2181 | 1233.6188 | 1357.1522 | -36.7689 | -65.0985 | -113.7831 | -172.8454 | 167.1185 | 227.9941 | 340.5519 | 506.1472 | 14.0417 | 25.4063 | 49.2859 | 88.166 | -0.0029378 | -0.0033719 | -0.0043111 | -0.005539 | 3.2386 | 5.2496 | 8.7094 | 12.8108 | 3248.63 | 3364.6429 | 3599.82 | 4013.5659
2 | 11 | 1 | 1919.4615 | 1959.743 | 2036.0015 | 2177.0687 | 1041.44 | 1068.4382 | 1129.2195 | 1242.2985 | -32.9139 | -58.0693 | -103.0801 | -156.6249 | 273.6648 | 365.1348 | 527.986 | 766.9915 | 12.861 | 23.2089 | 46.5513 | 78.9987 | -0.0029378 | -0.0033719 | -0.0043111 | -0.005539 | 6.944 | 11.4538 | 20.3941 | 30.9807 | 3221.4545 | 3369.906 | 3657.0678 | 4139.7077
2 | 11 | 2 | 1819.4453 | 1857.6169 | 1929.4192 | 2064.6515 | 1017.2183 | 1043.5886 | 1102.9563 | 1213.4053 | -30.6586 | -53.5282 | -93.6975 | -142.4075 | 232.9691 | 310.0217 | 450.928 | 648.9004 | 10.2958 | 18.741 | 37.7625 | 65.2477 | -0.0029378 | -0.0033719 | -0.0043111 | -0.005539 | 5.8229 | 9.4376 | 17.3254 | 25.7859 | 3055.09 | 3185.8744 | 3444.6897 | 3875.5778
2 | 11 | 3 | 1735.2392 | 1771.9453 | 1839.8129 | 1969.2731 | 1012.1457 | 1038.3844 | 1097.4561 | 1207.3543 | -29.5309 | -50.7617 | -87.724 | -132.9292 | 157.3799 | 214.9547 | 315.2273 | 464.5185 | 9.0784 | 16.5436 | 33.5983 | 57.3976 | -0.0029378 | -0.0033719 | -0.0043111 | -0.005539 | 4.3298 | 7.152 | 12.8266 | 19.487 | 2888.6391 | 2998.2149 | 3211.1928 | 3585.0958
2 | 11 | 4 | 1663.9905 | 1699.5536 | 1763.9857 | 1887.8266 | 1025.7566 | 1052.3483 | 1112.2143 | 1223.5904 | -29.0589 | -49.1001 | -87.4425 | -128.19 | 103.0857 | 142.1393 | 217.6586 | 327.4874 | 8.5057 | 15.4361 | 31.5107 | 55.1057 | -0.0029378 | -0.0033719 | -0.0043111 | -0.005539 | 2.4839 | 3.6586 | 6.4945 | 10.5107 | 2774.7605 | 2864.0324 | 3044.417 | 3376.3252
2 | 11 | 5 | 1606.4791 | 1640.6531 | 1702.1112 | 1820.5569 | 1069.1785 | 1096.8958 | 1159.296 | 1275.3869 | -29.0589 | -50.927 | -90.57 | -133.3538 | 67.0954 | 96.4137 | 153.576 | 236.6745 | 9.4842 | 17.6335 | 35.5504 | 61.8795 | -0.0029378 | -0.0033719 | -0.0043111 | -0.005539 | 1.1917 | 1.9119 | 3.6342 | 5.476 | 2724.3671 | 2802.5776 | 2963.5935 | 3266.6144
2 | 11 | 6 | 1602.1676 | 1636.0533 | 1696.3457 | 1811.6133 | 1144.2392 | 1173.9024 | 1240.6833 | 1364.9242 | -31.3142 | -55.355 | -98.4271 | -147.5713 | 42.5004 | 62.8919 | 105.1888 | 175.4041 | 12.0493 | 21.9552 | 43.2941 | 73.4403 | -0.0029378 | -0.0033719 | -0.0043111 | -0.005539 | 1.1917 | 1.6858 | 3.3352 | 5.476 | 2770.8311 | 2841.1301 | 2990.4157 | 3283.2812
2 | 11 | 7 | 1690.8174 | 1725.8039 | 1789.5527 | 1907.8872 | 1217.8739 | 1249.446 | 1320.5244 | 1452.7605 | -34.2252 | -63.7153 | -115.8717 | -176.0062 | 30.7963 | 45.7261 | 81.958 | 138.6559 | 17.6071 | 30.8545 | 59.5773 | 100.8407 | -0.0029378 | -0.0033719 | -0.0043111 | -0.005539 | -0.2606 | -0.10426 | -0.19483 | -0.33137 | 2922.606 | 2988.0075 | 3135.5417 | 3423.8012
2 | 11 | 8 | 1885.9722 | 1924.7917 | 1998.4281 | 2131.6114 | 1202.4648 | 1233.6375 | 1303.8166 | 1434.3796 | -37.0596 | -71.3533 | -134.9183 | -209.6048 | 31.1951 | 48.1452 | 80.0322 | 139.7882 | 24.252 | 42.5374 | 80.6719 | 135.3197 | -187.4094 | -215.2186 | -277.1133 | -362.6569 | 0.12487 | 0.31278 | 0.48032 | 0.89527 | 2919.5401 | 2962.8526 | 3051.3975 | 3269.7324
2 | 11 | 9 | 1986.4445 | 2026.6315 | 2103.856 | 2239.6532 | 1309.862 | 1343.8188 | 1420.2659 | 1562.4901 | -40.6567 | -80.653 | -153.6834 | -238.0396 | 42.5004 | 65.311 | 102.2152 | 172.0867 | 29.0348 | 49.7714 | 94.4074 | 160.5298 | -547.9219 | -628.8145 | -806.3844 | -1043.2317 | 4.7669 | 8.1323 | 16.3012 | 28.4759 | 2784.03 | 2784.1975 | 2776.9779 | 2881.9642
2 | 11 | 10 | 2007.1618 | 2047.8475 | 2125.0735 | 2257.2893 | 1424.6902 | 1461.6238 | 1544.7727 | 1699.4648 | -44.0397 | -86.1337 | -163.6291 | -252.6817 | 60.0967 | 85.0197 | 137.6271 | 223.8869 | 29.5709 | 51.1632 | 97.7892 | 165.1134 | -795.6411 | -911.5802 | -1168.5084 | -1522.2616 | 8.5294 | 15.0136 | 29.9369 | 47.3058 | 2690.3682 | 2662.9538 | 2603.0619 | 2618.1168
2 | 11 | 11 | 2002.4211 | 2042.4138 | 2118.5434 | 2247.0363 | 1517.2428 | 1556.5757 | 1645.1261 | 1809.8676 | -46.8435 | -87.1864 | -162.027 | -248.2509 | 73.2963 | 106.611 | 169.2714 | 279.5754 | 23.477 | 41.4299 | 80.014 | 137.269 | -1115.8191 | -1283.1168 | -1652.6672 | -2154.0893 | 9.0994 | 14.1795 | 27.856 | 46.5094 | 2462.874 | 2390.9067 | 2226.1167 | 2117.9173
2 | 11 | 12 | 1949.088 | 1988.1597 | 2061.2578 | 2183.19 | 1580.1107 | 1621.0734 | 1713.293 | 1884.8606 | -48.0477 | -88.9611 | -160.9114 | -242.2417 | 87.9916 | 128.7388 | 207.4033 | 336.396 | 18.4187 | 32.9246 | 65.4961 | 113.0335 | -1213.6536 | -1387.8845 | -1769.1 | -2284.9499 | 4.0991 | 6.6551 | 12.809 | 21.8484 | 2378.0069 | 2300.7061 | 2130.2478 | 2012.137
2 | 11 | 13 | 1873.7673 | 1911.2712 | 1980.3493 | 2095.516 | 1611.77 | 1653.5534 | 1747.6207 | 1922.6259 | -49.831 | -89.0742 | -159.5143 | -237.8108 | 100.7924 | 145.9046 | 233.354 | 373.1443 | 14.3756 | 26.2593 | 53.8373 | 93.4834 | -1320.4559 | -1510.5934 | -1923.0959 | -2475.6966 | 0.97455 | 1.8591 | 3.3947 | 7.8179 | 2231.3931 | 2139.18 | 1935.9458 | 1779.0801
2 | 11 | 14 | 1829.6087 | 1866.229 | 1933.405 | 2045.7441 | 1613.6467 | 1655.4787 | 1749.6556 | 1924.8645 | -49.831 | -90.1268 | -161.3213 | -238.2355 | 103.6935 | 149.7938 | 243.9469 | 388.6876 | 13.9698 | 25.8477 | 52.9303 | 91.1916 | -1106.5385 | -1266.6695 | -1615.3531 | -2085.8566 | -0.24703 | -0.45225 | -0.82534 | 0.32998 | 2404.3022 | 2340.1006 | 2202.438 | 2126.7257
2 | 11 | 15 | 1748.0916 | 1782.6519 | 1846.0387 | 1953.8541 | 1615.8536 | 1657.7429 | 1752.0486 | 1927.4971 | -49.831 | -90.2399 | -162.8468 | -240.9716 | 104.2112 | 150.0671 | 238.3374 | 374.698 | 13.8395 | 25.8477 | 52.0232 | 89.6711 | -754.3452 | -863.4049 | -1102.6674 | -1431.225 | 0.27146 | 0.5213 | 1.2028 | 2.2458 | 2678.0912 | 2663.186 | 2624.1365 | 2675.7696
2 | 11 | 16 | 1711.6519 | 1745.1869 | 1807.3346 | 1914.9224 | 1597.7917 | 1639.2128 | 1732.4643 | 1905.9517 | -49.9381 | -90.2399 | -161.8078 | -238.6602 | 98.0102 | 142.1651 | 223.9767 | 349.6844 | 13.8395 | 25.8477 | 52.0232 | 88.7981 | -653.7134 | -748.0115 | -952.172 | -1224.8999 | -0.1303 | -0.43465 | -0.66974 | -0.65161 | 2717.5116 | 2713.7264 | 2701.1494 | 2795.145
2 | 11 | 17 | 1751.0439 | 1785.1493 | 1850.3704 | 1965.7663 | 1531.6769 | 1571.384 | 1660.7769 | 1827.0856 | -49.9381 | -91.0142 | -164.4488 | -242.6664 | 51.1557 | 71.7069 | 109.2449 | 170.6729 | 15.593 | 28.7776 | 57.4925 | 98.067 | -263.3447 | -301.1613 | -382.3267 | -489.1141 | -0.92569 | -1.6858 | -3.3163 | -4.4819 | 3035.2611 | 3063.1565 | 3127.7929 | 3325.3295
2 | 11 | 18 | 1975.8402 | 2014.4399 | 2091.1395 | 2222.6457 | 1530.5182 | 1570.1952 | 1659.5205 | 1825.7033 | -51.4612 | -94.4418 | -173.14 | -258.4622 | 54.0568 | 75.596 | 115.7326 | 171.8052 | 20.578 | 37.2463 | 74.2848 | 125.6706 | -2.4254 | -2.8313 | -3.6594 | -4.6646 | -6.1432 | -9.81 | -19.0654 | -31.7688 | 3520.9634 | 3590.3944 | 3744.8126 | 4050.9292
2 | 11 | 19 | 2248.1376 | 2292.2093 | 2382.2973 | 2533.0181 | 1539.1161 | 1579.0161 | 1668.8431 | 1835.9596 | -51.8261 | -96.7646 | -177.1015 | -271.2136 | 53.0501 | 75.596 | 115.7326 | 171.8052 | 25.6364 | 45.715 | 88.7405 | 152.1979 | -0.0029378 | -0.0033719 | -0.0043111 | -0.005539 | -7.2128 | -12.3123 | -24.0648 | -38.7903 | 3806.8983 | 3883.4562 | 4054.4429 | 4382.9713
2 | 11 | 20 | 2314.7527 | 2360.5128 | 2454.5231 | 2611.7803 | 1471.9392 | 1510.0977 | 1596.0041 | 1755.8265 | -50.4078 | -94.6594 | -176.6151 | -268.4776 | 59.2511 | 82.5645 | 125.1939 | 185.725 | 27.6505 | 49.487 | 95.0545 | 162.5807 | -0.0029378 | -0.0033719 | -0.0043111 | -0.005539 | -8.5348 | -14.7455 | -28.2646 | -45.6907 | 3814.648 | 3893.2537 | 4065.8916 | 4401.7386
2 | 11 | 21 | 2321.7131 | 2368.2467 | 2462.78 | 2622.9881 | 1385.2066 | 1421.1166 | 1501.9611 | 1652.3661 | -48.2596 | -90.066 | -167.2325 | -253.8355 | 82.8394 | 113.6672 | 167.8876 | 238.096 | 25.4694 | 45.4307 | 88.2179 | 151.02 | -0.0029378 | -0.0033719 | -0.0043111 | -0.005539 | -7.0363 | -12.0347 | -22.2572 | -34.5353 | 3759.9298 | 3846.3571 | 4031.3526 | 4376.0939
2 | 11 | 22 | 2259.0201 | 2304.8558 | 2396.2393 | 2553.349 | 1285.498 | 1318.8232 | 1393.8484 | 1533.4271 | -45.4251 | -82.7585 | -149.9929 | -227.712 | 133.5116 | 187.3543 | 282.9569 | 413.7106 | 20.8169 | 37.3736 | 73.2397 | 125.9115 | -0.0029378 | -0.0033719 | -0.0043111 | -0.005539 | -3.5562 | -5.9605 | -11.4777 | -17.9471 | 3649.8624 | 3759.6845 | 3984.8095 | 4380.7335
2 | 11 | 23 | 2088.4683 | 2131.3853 | 2214.6731 | 2362.0768 | 1186.3154 | 1217.0693 | 1286.3059 | 1415.1154 | -40.2589 | -73.624 | -132.5483 | -199.2771 | 144.8168 | 201.9772 | 305.14 | 444.8769 | 17.6071 | 31.5504 | 63.0214 | 107.3736 | -0.0029378 | -0.0033719 | -0.0043111 | -0.005539 | 0.52121 | 0.54839 | -0.23678 | -0.16708 | 3397.4669 | 3508.9032 | 3736.3511 | 4129.993
2 | 11 | 24 | 1953.0199 | 1993.9128 | 2071.5086 | 2211.7252 | 1099.2942 | 1127.7922 | 1191.95 | 1311.3108 | -35.1692 | -63.4369 | -113.7831 | -170.8423 | 170.4185 | 232.4196 | 352.7332 | 532.2931 | 14.6145 | 26.3865 | 52.0205 | 88.166 | -0.0029378 | -0.0033719 | -0.0043111 | -0.005539 | 3.2386 | 5.2496 | 8.7094 | 12.8108 | 3205.4134 | 3322.3205 | 3563.1343 | 3985.4581
2 | 12 | 1 | 1824.4883 | 1862.4083 | 1933.656 | 2066.2802 | 1083.221 | 1111.3023 | 1174.5221 | 1292.1376 | -31.1306 | -57.9562 | -101.2731 | -143.9859 | 304.8597 | 408.854 | 598.8098 | 882.818 | 10.7016 | 20.5633 | 41.8022 | 67.4379 | -0.0029378 | -0.0033719 | -0.0043111 | -0.005539 | 6.944 | 11.4538 | 20.3941 | 30.9807 | 3199.081 | 3356.6221 | 3667.9067 | 4195.6631
2 | 12 | 2 | 1735.1914 | 1771.5985 | 1838.6975 | 1966.271 | 1051.6492 | 1078.9121 | 1140.2892 | 1254.4767 | -29.5309 | -52.4755 | -91.8905 | -129.7684 | 219.7695 | 294.7386 | 439.8785 | 656.106 | 8.2668 | 16.6532 | 35.0279 | 55.1057 | -0.0029378 | -0.0033719 | -0.0043111 | -0.005539 | 5.8229 | 9.4376 | 17.3254 | 25.7859 | 2991.1659 | 3118.8611 | 3379.3236 | 3827.9714
2 | 12 | 3 | 1680.8743 | 1716.8271 | 1781.5577 | 1905.4697 | 1044.1309 | 1071.1988 | 1132.1372 | 1245.5084 | -28.7682 | -49.8744 | -85.6355 | -125.0293 | 135.686 | 188.4013 | 291.2025 | 443.314 | 7.7307 | 13.6137 | 28.2536 | 52.7123 | -0.0029378 | -0.0033719 | -0.0043111 | -0.005539 | 4.3298 | 7.152 | 12.8266 | 19.487 | 2843.9806 | 2947.3152 | 3160.3377 | 3541.4565
2 | 12 | 4 | 1667.4802 | 1702.8503 | 1766.8066 | 1888.8524 | 1069.1977 | 1096.9155 | 1159.3168 | 1275.4098 | -28.7682 | -49.8744 | -85.6355 | -129.7684 | 81.7906 | 118.005 | 194.4279 | 310.1709 | 8.9115 | 13.6137 | 29.036 | 57.2959 | -0.0029378 | -0.0033719 | -0.0043111 | -0.005539 | 2.4839 | 3.6586 | 6.4945 | 10.5107 | 2801.0928 | 2885.1654 | 3070.4422 | 3412.4657
2 | 12 | 5 | 1676.6613 | 1711.8316 | 1775.6505 | 1895.1066 | 1165.7976 | 1196.0196 | 1264.0588 | 1390.6405 | -30.475 | -52.4755 | -93.211 | -151.1528 | 50.197 | 75.6321 | 136.0389 | 234.41 | 13.8029 | 17.7607 | 35.8104 | 81.4297 | -0.0029378 | -0.0033719 | -0.0043111 | -0.005539 | 1.1917 | 1.9119 | 3.6342 | 5.476 | 2877.1726 | 2950.6771 | 3121.9774 | 3455.9045
2 | 12 | 6 | 1740.2399 | 1775.0974 | 1840.3467 | 1956.474 | 1364.0339 | 1399.395 | 1479.0038 | 1627.1098 | -35.0927 | -59.7831 | -108.8486 | -191.4936 | 43.5971 | 68.6637 | 127.963 | 227.6958 | 22.7374 | 23.9048 | 46.8112 | 127.1646 | -0.0029378 | -0.0033719 | -0.0043111 | -0.005539 | 1.1917 | 1.6858 | 3.3352 | 5.476 | 3136.7043 | 3208.9601 | 3388.6069 | 3752.4211
2 | 12 | 7 | 1810.0245 | 1843.4565 | 1908.4512 | 2019.475 | 1661.2577 | 1704.324 | 1801.2796 | 1981.658 | -42.9097 | -74.3983 | -136.9963 | -257.1086 | 68.7999 | 107.0082 | 184.7638 | 324.5821 | 34.7012 | 36.6776 | 70.0556 | 185.7774 | -0.0029378 | -0.0033719 | -0.0043111 | -0.005539 | -0.2606 | -0.10426 | -0.19483 | -0.33137 | 3531.61 | 3616.9604 | 3827.3546 | 4254.047
2 | 12 | 8 | 1781.0303 | 1812.8121 | 1873.8695 | 1973.0866 | 1919.4017 | 1969.1602 | 2081.1817 | 2289.5894 | -48.548 | -89.0134 | -167.0276 | -290.399 | 117.5911 | 178.7507 | 296.6932 | 507.8316 | 38.0996 | 52.792 | 99.3541 | 204.1121 | -212.941 | -244.2788 | -312.679 | -404.3544 | 0.12487 | 0.31278 | 0.48032 | 0.89527 | 3594.7587 | 3680.5356 | 3871.8724 | 4280.7616
2 | 12 | 9 | 1703.3123 | 1732.3276 | 1786.8103 | 1868.2598 | 2196.652 | 2253.5978 | 2381.8005 | 2620.3118 | -52.3724 | -103.9591 | -200.1097 | -295.8711 | 170.1097 | 254.1348 | 416.2753 | 715.5428 | 32.9476 | 69.923 | 130.7402 | 179.9783 | -715.8009 | -821.9313 | -1053.1433 | -1360.5482 | 4.7669 | 8.1323 | 16.3012 | 28.4759 | 3339.6153 | 3392.2253 | 3478.6744 | 3756.1493
2 | 12 | 10 | 1662.1963 | 1690.9889 | 1741.9179 | 1811.4189 | 2366.7018 | 2428.056 | 2566.1833 | 2823.1585 | -55.2833 | -112.4845 | -214.7083 | -284.698 | 191.0961 | 284.2885 | 464.1221 | 798.5 | 24.6578 | 73.2469 | 136.732 | 140.7763 | -994.863 | -1141.9265 | -1465.6661 | -1904.9953 | 8.5294 | 15.0136 | 29.9369 | 47.3058 | 3203.0352 | 3237.1828 | 3258.5178 | 3431.4662
2 | 12 | 11 | 1627.7657 | 1655.7014 | 1704.1252 | 1767.2047 | 2475.5714 | 2539.7479 | 2684.2291 | 2953.0253 | -57.0666 | -114.4245 | -215.1948 | -275.9528 | 181.5952 | 273.4309 | 451.1466 | 779.5596 | 16.7955 | 62.2599 | 116.8694 | 100.803 | -1338.5971 | -1531.1653 | -1949.4787 | -2510.7042 | 9.0994 | 14.1795 | 27.856 | 46.5094 | 2915.1636 | 2899.7297 | 2819.5527 | 2860.445
2 | 12 | 12 | 1547.6585 | 1573.422 | 1617.3739 | 1672.3617 | 2550.5582 | 2616.6787 | 2765.5363 | 3042.4746 | -59.5055 | -112.876 | -204.9782 | -269.2106 | 165.4945 | 247.414 | 415.7348 | 719.4215 | 12.2163 | 45.3034 | 87.3109 | 79.8341 | -1485.314 | -1701.7066 | -2172.7028 | -2802.3177 | 4.0991 | 6.6551 | 12.809 | 21.8484 | 2735.2071 | 2674.8907 | 2521.084 | 2464.4121
2 | 12 | 13 | 1439.2608 | 1462.5037 | 1500.7746 | 1546.454 | 2604.5539 | 2672.0742 | 2824.0831 | 3106.8842 | -60.054 | -111.3274 | -197.8891 | -260.4653 | 157.3991 | 238.5629 | 397.0659 | 691.0113 | 7.3249 | 31.0115 | 62.5015 | 56.9158 | -1450.6929 | -1664.1506 | -2130.6957 | -2756.5627 | 0.97455 | 1.8591 | 3.3947 | 7.8179 | 2698.7664 | 2630.5334 | 2459.2351 | 2392.0553
2 | 12 | 14 | 1353.1189 | 1374.8913 | 1408.9769 | 1447.8806 | 2620.115 | 2688.0387 | 2840.9558 | 3125.4465 | -60.7097 | -111.4405 | -196.2871 | -260.7736 | 150.7992 | 227.1689 | 380.3229 | 657.0191 | 6.3464 | 24.7578 | 51.5007 | 50.9133 | -1281.3026 | -1467.2788 | -1874.29 | -2419.9369 | -0.24703 | -0.45225 | -0.82534 | 0.32998 | 2788.1202 | 2735.6851 | 2610.3539 | 2600.879
2 | 12 | 15 | 1265.1569 | 1284.1551 | 1314.3919 | 1349.9898 | 2602.4173 | 2669.8822 | 2821.7664 | 3104.3355 | -60.7097 | -109.892 | -191.839 | -260.7736 | 139.6224 | 210.8283 | 352.4795 | 603.043 | 6.1075 | 19.5939 | 41.9917 | 49.9387 | -1189.638 | -1366.3202 | -1752.6463 | -2266.4477 | 0.27146 | 0.5213 | 1.2028 | 2.2458 | 2763.2279 | 2708.7686 | 2587.347 | 2582.3315
2 | 12 | 16 | 1224.0723 | 1242.7736 | 1272.1926 | 1309.04 | 2521.3521 | 2586.7155 | 2733.8685 | 3007.6356 | -60.1611 | -109.0046 | -194.9666 | -267.5158 | 129.205 | 194.8591 | 326.4448 | 551.8741 | 9.0784 | 24.7578 | 50.9781 | 63.6896 | -873.656 | -1003.4807 | -1286.6861 | -1661.2445 | -0.1303 | -0.43465 | -0.66974 | -0.65161 | 2949.7605 | 2936.186 | 2901.1617 | 3002.8274
2 | 12 | 17 | 1343.3644 | 1365.3702 | 1403.0023 | 1457.4439 | 2335.767 | 2396.3193 | 2532.6411 | 2786.2574 | -58.4849 | -110.3879 | -199.2097 | -276.6857 | 66.9285 | 97.8373 | 158.7988 | 253.3673 | 14.7814 | 36.1388 | 71.3634 | 92.5087 | -336.2098 | -385.1726 | -490.6417 | -630.354 | -0.92569 | -1.6858 | -3.3163 | -4.4819 | 3365.221 | 3398.4192 | 3472.638 | 3678.0557
2 | 12 | 18 | 1688.2192 | 1718.238 | 1775.1096 | 1860.5257 | 2173.6149 | 2229.9636 | 2356.8218 | 2592.8317 | -57.9364 | -111.6581 | -204.4917 | -290.1702 | 75.024 | 108.1584 | 170.98 | 268.9108 | 22.0927 | 49.7714 | 96.0997 | 132.4444 | -1.2461 | -1.4686 | -1.9266 | -2.4949 | -6.1432 | -9.81 | -19.0654 | -31.7688 | 3893.6251 | 3983.1947 | 4173.5274 | 4530.2787
2 | 12 | 19 | 2115.0958 | 2155.533 | 2235.043 | 2357.0071 | 1997.9338 | 2049.7281 | 2166.333 | 2383.2676 | -56.7322 | -107.6128 | -200.1097 | -294.1763 | 92.0125 | 130.9464 | 197.9785 | 304.0353 | 27.0926 | 54.6143 | 105.2106 | 158.9717 | -0.0029378 | -0.0033719 | -0.0043111 | -0.005539 | -7.2128 | -12.3123 | -24.0648 | -38.7903 | 4168.1868 | 4270.8933 | 4480.3862 | 4870.3095
2 | 12 | 20 | 2215.0141 | 2258.4385 | 2344.8221 | 2480.6095 | 1807.6024 | 1854.4626 | 1959.9592 | 2156.2277 | -53.7142 | -100.9143 | -187.0366 | -284.2734 | 98.6123 | 137.9149 | 207.4397 | 312.3732 | 28.8679 | 50.183 | 97.2666 | 167.0627 | -0.0029378 | -0.0033719 | -0.0043111 | -0.005539 | -8.5348 | -14.7455 | -28.2646 | -45.6907 | 4087.8447 | 4185.3358 | 4394.1822 | 4786.3036
2 | 12 | 21 | 2252.0482 | 2296.859 | 2386.1918 | 2530.1801 | 1643.4032 | 1686.0067 | 1781.9202 | 1960.3601 | -50.7727 | -94.4941 | -171.6805 | -260.5777 | 108.1132 | 152.0014 | 227.7809 | 331.2434 | 25.3025 | 45.1464 | 88.2179 | 149.6011 | -0.0029378 | -0.0033719 | -0.0043111 | -0.005539 | -7.0363 | -12.0347 | -22.2572 | -34.5353 | 3971.0551 | 4073.4813 | 4290.1689 | 4676.2662
2 | 12 | 22 | 2218.7738 | 2262.9052 | 2350.956 | 2498.8689 | 1460.0316 | 1497.8814 | 1583.0928 | 1741.6223 | -46.9177 | -85.5249 | -156.0429 | -236.4573 | 193.119 | 271.1768 | 414.974 | 611.3809 | 21.6869 | 39.6075 | 77.2794 | 130.3935 | -0.0029378 | -0.0033719 | -0.0043111 | -0.005539 | -3.5562 | -5.9605 | -11.4777 | -17.9471 | 3843.1345 | 3980.0822 | 4258.7773 | 4727.8556
2 | 12 | 23 | 2078.3149 | 2120.3156 | 2202.123 | 2345.1337 | 1294.7463 | 1328.3112 | 1403.8762 | 1544.4591 | -40.7309 | -75.1725 | -136.9963 | -198.5442 | 212.1208 | 292.7682 | 440.1305 | 643.1086 | 16.9624 | 33.7478 | 67.061 | 105.0818 | -0.0029378 | -0.0033719 | -0.0043111 | -0.005539 | 0.52121 | 0.54839 | -0.23678 | -0.16708 | 3561.9318 | 3700.5153 | 3975.9533 | 4439.0664
2 | 12 | 24 | 1974.811 | 2015.7182 | 2093.8965 | 2234.0354 | 1157.8424 | 1187.8583 | 1255.4331 | 1381.1511 | -36.1132 | -65.2638 | -116.7057 | -170.1093 | 317.1293 | 425.2719 | 617.8148 | 888.6908 | 14.3756 | 27.0824 | 54.1081 | 86.8488 | -0.0029378 | -0.0033719 | -0.0043111 | -0.005539 | 3.2386 | 5.2496 | 8.7094 | 12.8108 | 3431.2808 | 3595.9132 | 3913.2518 | 4433.4219
2 | 13 | 1 | 1910.6328 | 1950.496 | 2026.1003 | 2164.8526 | 1077.6273 | 1105.5636 | 1168.4569 | 1285.4651 | -32.1512 | -56.1293 | -99.4661 | -151.1528 | 304.8597 | 408.854 | 598.8098 | 882.818 | 12.2163 | 21.9552 | 44.0765 | 74.415 | -0.0029378 | -0.0033719 | -0.0043111 | -0.005539 | 6.944 | 11.4538 | 20.3941 | 30.9807 | 3280.1259 | 3442.1899 | 3758.3672 | 4287.3732
2 | 13 | 2 | 1810.3193 | 1848.8216 | 1919.7356 | 2052.3125 | 1047.4806 | 1074.6354 | 1135.7693 | 1249.5041 | -30.003 | -50.6487 | -87.2375 | -134.5075 | 219.7695 | 294.7386 | 439.8785 | 656.106 | 8.6726 | 16.2592 | 33.0757 | 56.0804 | -0.0029378 | -0.0033719 | -0.0043111 | -0.005539 | 5.8229 | 9.4376 | 17.3254 | 25.7859 | 3062.059 | 3193.2404 | 3458.5427 | 3905.2758
2 | 13 | 3 | 1761.7914 | 1799.649 | 1868.1576 | 1997.6174 | 1039.3353 | 1066.279 | 1126.9374 | 1239.7879 | -28.9824 | -48.987 | -85.6355 | -129.7684 | 135.686 | 188.4013 | 291.2025 | 443.314 | 8.2668 | 15.5633 | 31.7707 | 53.7885 | -0.0029378 | -0.0033719 | -0.0043111 | -0.005539 | 4.3298 | 7.152 | 12.8266 | 19.487 | 2920.424 | 3028.0543 | 3245.255 | 3624.2209
2 | 13 | 4 | 1731.3172 | 1768.3579 | 1835.7292 | 1961.6388 | 1065.4328 | 1093.053 | 1155.2346 | 1270.9187 | -28.9824 | -48.987 | -87.2375 | -130.1931 | 81.7906 | 118.005 | 194.4279 | 310.1709 | 9.2454 | 17.0648 | 34.3808 | 58.2705 | -0.0029378 | -0.0033719 | -0.0043111 | -0.005539 | 2.4839 | 3.6586 | 6.4945 | 10.5107 | 2861.2844 | 2951.149 | 3139.0251 | 3481.311
2 | 13 | 5 | 1734.8185 | 1771.2277 | 1837.8476 | 1961.0462 | 1164.9535 | 1195.1537 | 1263.1436 | 1389.6337 | -30.5821 | -55.242 | -99.4661 | -151.1528 | 50.197 | 75.6321 | 136.0389 | 234.41 | 14.3756 | 25.4063 | 49.4213 | 82.506 | -0.0029378 | -0.0033719 | -0.0043111 | -0.005539 | 1.1917 | 1.9119 | 3.6342 | 5.476 | 2934.9513 | 3014.0864 | 3190.6152 | 3521.9136
2 | 13 | 6 | 1792.2948 | 1829.0007 | 1896.2018 | 2015.6773 | 1360.0265 | 1395.2837 | 1474.6586 | 1622.3296 | -35.0927 | -68.0302 | -127.6903 | -198.2358 | 43.5971 | 68.6637 | 127.963 | 227.6958 | 25.0636 | 43.2333 | 81.7144 | 136.4336 | -0.0029378 | -0.0033719 | -0.0043111 | -0.005539 | 1.1917 | 1.6858 | 3.3352 | 5.476 | 3187.0782 | 3269.8336 | 3456.1783 | 3809.3709
2 | 13 | 7 | 1835.6968 | 1871.1145 | 1937.6509 | 2048.6941 | 1662.6018 | 1705.703 | 1802.737 | 1983.2614 | -42.4377 | -87.2387 | -166.8226 | -264.7002 | 68.7999 | 107.0082 | 184.7638 | 324.5821 | 37.8607 | 65.1708 | 120.5219 | 201.8203 | -0.0029378 | -0.0033719 | -0.0043111 | -0.005539 | -0.2606 | -0.10426 | -0.19483 | -0.33137 | 3562.258 | 3661.6501 | 3878.6518 | 4293.3208
2 | 13 | 8 | 1805.4127 | 1838.9591 | 1901.6108 | 2000.6782 | 1919.0802 | 1968.8303 | 2080.8331 | 2289.2058 | -48.548 | -98.0869 | -188.7153 | -297.4495 | 117.5911 | 178.7507 | 296.6932 | 507.8316 | 40.0201 | 68.5312 | 127.4207 | 213.2794 | -81.4926 | -93.714 | -120.9716 | -158.0974 | 0.12487 | 0.31278 | 0.48032 | 0.89527 | 3752.1883 | 3863.5832 | 4097.3514 | 4556.3434
2 | 13 | 9 | 1717.6699 | 1746.6877 | 1801.497 | 1884.6639 | 2198.0799 | 2255.0628 | 2383.3488 | 2622.0152 | -52.3724 | -102.7412 | -193.6497 | -300.1856 | 170.1097 | 254.1348 | 416.2753 | 715.5428 | 34.0565 | 58.6517 | 109.6456 | 183.2447 | -407.7331 | -468.5278 | -603.1471 | -783.896 | 4.7669 | 8.1323 | 16.3012 | 28.4759 | 3664.5775 | 3751.4004 | 3930.271 | 4349.861
2 | 13 | 10 | 1687.3426 | 1713.5425 | 1765.3377 | 1840.0404 | 2382.7544 | 2444.5247 | 2583.5888 | 2842.3071 | -54.8113 | -101.3058 | -183.6381 | -275.2198 | 191.0961 | 284.2885 | 464.1221 | 798.5 | 21.2811 | 37.5198 | 72.5303 | 122.645 | -717.4255 | -825.5234 | -1065.345 | -1387.3549 | 8.5294 | 15.0136 | 29.9369 | 47.3058 | 3518.7668 | 3568.0599 | 3666.5328 | 3988.2236
2 | 13 | 11 | 1648.2532 | 1671.7704 | 1720.2033 | 1790.0185 | 2493.7582 | 2558.4062 | 2703.9488 | 2974.7198 | -56.9595 | -103.5762 | -184.3295 | -268.7859 | 181.5952 | 273.4309 | 451.1466 | 779.5596 | 14.7814 | 27.513 | 53.9727 | 91.7373 | -660.8915 | -757.9224 | -971.4404 | -1260.4615 | 9.0994 | 14.1795 | 27.856 | 46.5094 | 3629.6366 | 3683.8013 | 3801.3575 | 4153.2972
2 | 13 | 12 | 1607.0342 | 1628.3219 | 1673.9646 | 1740.1685 | 2562.9326 | 2629.3739 | 2778.9537 | 3057.2356 | -59.1842 | -104.742 | -183.4955 | -261.619 | 165.4945 | 247.414 | 415.7348 | 719.4215 | 9.4842 | 18.3483 | 38.8591 | 66.0831 | -1193.9485 | -1366.6076 | -1737.7449 | -2217.4548 | 4.0991 | 6.6551 | 12.809 | 21.8484 | 3095.9119 | 3058.7636 | 2999.0808 | 3125.6833
2 | 13 | 13 | 1511.5299 | 1529.7867 | 1570.4231 | 1629.3996 | 2608.8833 | 2676.5158 | 2828.7774 | 3112.0486 | -59.9469 | -107.1777 | -187.391 | -264.3551 | 157.3991 | 238.5629 | 397.0659 | 691.0113 | 9.0784 | 17.0946 | 37.1073 | 61.6011 | -940.897 | -1073.9855 | -1361.4462 | -1739.3845 | 0.97455 | 1.8591 | 3.3947 | 7.8179 | 3287.0212 | 3282.6559 | 3287.9313 | 3498.1389
2 | 13 | 14 | 1390.1114 | 1407.4801 | 1442.5149 | 1490.295 | 2623.338 | 2691.3452 | 2844.4504 | 3129.2911 | -61.6231 | -109.1177 | -189.4795 | -266.2418 | 150.7992 | 227.1689 | 380.3229 | 657.0191 | 7.3249 | 14.8972 | 32.1606 | 54.7256 | -879.2845 | -1003.1254 | -1266.0187 | -1601.4562 | -0.24703 | -0.45225 | -0.82534 | 0.32998 | 3230.4189 | 3228.196 | 3243.1252 | 3463.9628
2 | 13 | 15 | 1301.6592 | 1318.6563 | 1350.277 | 1392.3484 | 2595.9921 | 2663.2904 | 2814.7997 | 3096.6711 | -61.044 | -108.3434 | -188.159 | -264.2387 | 139.6224 | 210.8283 | 352.4795 | 603.043 | 6.5133 | 13.2319 | 29.4259 | 50.0403 | -846.1779 | -968.4318 | -1227.4531 | -1553.3146 | 0.27146 | 0.5213 | 1.2028 | 2.2458 | 3136.8365 | 3129.753 | 3132.5729 | 3326.7954
2 | 13 | 16 | 1267.885 | 1286.8122 | 1318.3331 | 1359.2965 | 2511.0826 | 2576.1797 | 2722.7334 | 2995.3855 | -60.0234 | -107.4039 | -186.5569 | -259.4995 | 129.205 | 194.8591 | 326.4448 | 551.8741 | 7.3249 | 14.7699 | 32.1606 | 54.624 | -393.6622 | -450.2583 | -571.0791 | -727.1061 | -0.1303 | -0.43465 | -0.66974 | -0.65161 | 3461.6816 | 3514.5241 | 3641.3662 | 3973.9228
2 | 13 | 17 | 1376.5681 | 1400.1488 | 1439.7368 | 1495.0552 | 2335.5596 | 2396.1065 | 2532.4162 | 2786.01 | -58.4544 | -106.073 | -187.1094 | -263.9304 | 66.9285 | 97.8373 | 158.7988 | 253.3673 | 11.2377 | 21.0047 | 43.1614 | 74.2757 | -235.5631 | -270.3758 | -344.0254 | -436.2096 | -0.92569 | -1.6858 | -3.3163 | -4.4819 | 3495.3508 | 3536.9628 | 3639.6621 | 3904.0863
2 | 13 | 18 | 1721.2343 | 1752.2133 | 1810.4793 | 1897.5755 | 2175.3002 | 2231.6925 | 2358.649 | 2594.842 | -57.8293 | -106.2905 | -190.5846 | -278.2642 | 75.024 | 108.1584 | 170.98 | 268.9108 | 18.1799 | 32.9246 | 66.0186 | 111.818 | -5.292 | -6.1892 | -8.1635 | -10.6682 | -6.1432 | -9.81 | -19.0654 | -31.7688 | 3920.4738 | 4002.6991 | 4188.3136 | 4552.4452
2 | 13 | 19 | 2175.6115 | 2216.4493 | 2298.8004 | 2425.0209 | 2006.478 | 2058.4938 | 2175.5974 | 2393.4598 | -56.046 | -104.8465 | -189.4066 | -282.695 | 92.0125 | 130.9464 | 197.9785 | 304.0353 | 23.9548 | 42.8217 | 84.1783 | 143.0306 | -0.0029378 | -0.0033719 | -0.0043111 | -0.005539 | -7.2128 | -12.3123 | -24.0648 | -38.7903 | 4234.795 | 4331.5492 | 4543.0788 | 4944.0557
2 | 13 | 20 | 2321.1788 | 2365.942 | 2457.0256 | 2601.3313 | 1816.4626 | 1863.5524 | 1969.5662 | 2166.7968 | -53.2422 | -100.9143 | -184.1906 | -279.5343 | 98.6123 | 137.9149 | 207.4397 | 312.3732 | 27.2447 | 48.0763 | 93.2269 | 158.0987 | -0.0029378 | -0.0033719 | -0.0043111 | -0.005539 | -8.5348 | -14.7455 | -28.2646 | -45.6907 | 4201.7184 | 4299.8224 | 4514.7989 | 4913.3694
2 | 13 | 21 | 2383.7068 | 2430.2105 | 2525.5939 | 2679.3636 | 1649.6193 | 1692.3839 | 1788.6603 | 1967.775 | -50.3007 | -95.4336 | -173.0011 | -265.3168 | 108.1132 | 152.0014 | 227.7809 | 331.2434 | 26.1141 | 46.1266 | 89.7829 | 153.4134 | -0.0029378 | -0.0033719 | -0.0043111 | -0.005539 | -7.0363 | -12.0347 | -22.2572 | -34.5353 | 4110.2134 | 4213.2508 | 4436.5554 | 4831.9378
2 | 13 | 22 | 2370.9944 | 2418.0084 | 2513.2053 | 2671.2476 | 1462.6742 | 1500.5924 | 1585.9581 | 1744.7745 | -46.3692 | -86.2992 | -157.3635 | -241.1965 | 193.119 | 271.1768 | 414.974 | 611.3809 | 23.3101 | 41.5572 | 80.7965 | 137.269 | -0.0029378 | -0.0033719 | -0.0043111 | -0.005539 | -3.5562 | -5.9605 | -11.4777 | -17.9471 | 4000.1695 | 4139.0718 | 4426.0885 | 4905.5228
2 | 13 | 23 | 2237.9847 | 2283.1901 | 2372.5249 | 2525.7434 | 1297.1993 | 1330.8278 | 1406.5359 | 1547.3851 | -40.7309 | -75.9468 | -138.3168 | -210.0255 | 212.1208 | 292.7682 | 440.1305 | 643.1086 | 20.3392 | 36.6776 | 70.5782 | 120.1499 | -0.0029378 | -0.0033719 | -0.0043111 | -0.005539 | 0.52121 | 0.54839 | -0.23678 | -0.16708 | 3727.4313 | 3868.062 | 4151.2116 | 4626.1889
2 | 13 | 24 | 2106.6943 | 2150.5369 | 2234.7706 | 2383.0573 | 1157.9685 | 1187.9876 | 1255.5698 | 1381.3014 | -36.1132 | -64.9855 | -116.4242 | -176.8515 | 317.1293 | 425.2719 | 617.8148 | 888.6908 | 16.5566 | 29.3164 | 57.6252 | 97.3333 | -0.0029378 | -0.0033719 | -0.0043111 | -0.005539 | 3.2386 | 5.2496 | 8.7094 | 12.8108 | 3565.4711 | 3733.3735 | 4058.0612 | 4586.3365
2 | 14 | 1 | 2032.2122 | 2074.5439 | 2155.8858 | 2302.809 | 1073.7764 | 1101.6129 | 1164.2815 | 1280.8715 | -31.7097 | -55.0767 | -97.9406 | -149.1497 | 304.8597 | 408.854 | 598.8098 | 882.818 | 11.4047 | 20.9749 | 41.8022 | 71.2501 | -0.0029378 | -0.0033719 | -0.0043111 | -0.005539 | 6.944 | 11.4538 | 20.3941 | 30.9807 | 3397.4843 | 3562.3594 | 3883.2284 | 4419.5742
2 | 14 | 2 | 1923.9238 | 1963.9702 | 2040.3455 | 2181.3922 | 1044.9095 | 1071.9977 | 1132.9815 | 1246.4372 | -30.003 | -50.6487 | -87.2375 | -132.1962 | 219.7695 | 294.7386 | 439.8785 | 656.106 | 8.2668 | 15.1517 | 31.7707 | 53.7885 | -0.0029378 | -0.0033719 | -0.0043111 | -0.005539 | 5.8229 | 9.4376 | 17.3254 | 25.7859 | 3172.6866 | 3304.6438 | 3575.0598 | 4031.3082
2 | 14 | 3 | 1862.762 | 1901.7994 | 1975.2798 | 2112.0319 | 1037.4438 | 1064.3384 | 1124.8865 | 1237.5316 | -28.9824 | -48.8218 | -84.11 | -127.457 | 135.686 | 188.4013 | 291.2025 | 443.314 | 7.7307 | 14.8674 | 30.3411 | 52.9156 | -0.0029378 | -0.0033719 | -0.0043111 | -0.005539 | 4.3298 | 7.152 | 12.8266 | 19.487 | 3018.9669 | 3127.7335 | 3350.4222 | 3737.8176
2 | 14 | 4 | 1806.0071 | 1843.4988 | 1914.1349 | 2046.7012 | 1064.7076 | 1092.309 | 1154.4483 | 1270.0536 | -28.9824 | -49.7613 | -86.956 | -130.1931 | 81.7906 | 118.005 | 194.4279 | 310.1709 | 8.6726 | 15.8477 | 31.7707 | 55.1057 | -0.0029378 | -0.0033719 | -0.0043111 | -0.005539 | 2.4839 | 3.6586 | 6.4945 | 10.5107 | 2934.6765 | 3023.5544 | 3214.316 | 3562.3435
2 | 14 | 5 | 1799.609 | 1835.7527 | 1905.2755 | 2034.7946 | 1164.8718 | 1195.0698 | 1263.055 | 1389.5361 | -30.5821 | -53.415 | -96.3385 | -146.4136 | 50.197 | 75.6321 | 136.0389 | 234.41 | 12.4551 | 22.513 | 44.0765 | 74.7575 | -0.0029378 | -0.0033719 | -0.0043111 | -0.005539 | 1.1917 | 1.9119 | 3.6342 | 5.476 | 2997.7396 | 3077.4611 | 3255.7372 | 3592.5551
2 | 14 | 6 | 1847.9795 | 1883.8134 | 1953.7272 | 2078.8931 | 1363.6513 | 1399.0025 | 1478.589 | 1626.6535 | -35.0927 | -66.0381 | -121.4353 | -189.1822 | 43.5971 | 68.6637 | 127.963 | 227.6958 | 22.0927 | 38.6273 | 72.6657 | 122.7842 | -0.0029378 | -0.0033719 | -0.0043111 | -0.005539 | 1.1917 | 1.6858 | 3.3352 | 5.476 | 3243.4168 | 3325.7512 | 3514.8405 | 3872.3149
2 | 14 | 7 | 1903.9154 | 1939.9642 | 2009.2733 | 2125.6296 | 1662.3088 | 1705.4024 | 1802.4193 | 1982.9119 | -42.4377 | -86.1861 | -163.6951 | -257.5333 | 68.7999 | 107.0082 | 184.7638 | 324.5821 | 35.7516 | 60.8491 | 113.7475 | 190.4627 | -0.0029378 | -0.0033719 | -0.0043111 | -0.005539 | -0.2606 | -0.10426 | -0.19483 | -0.33137 | 3628.0746 | 3726.9302 | 3946.3096 | 4365.7161
2 | 14 | 8 | 1866.2444 | 1900.2034 | 1965.5028 | 2068.6405 | 1924.9321 | 1974.8339 | 2087.1783 | 2296.1864 | -48.6551 | -97.3127 | -188.4337 | -293.135 | 117.5911 | 178.7507 | 296.6932 | 507.8316 | 38.5054 | 66.2973 | 123.2565 | 206.6072 | -223.546 | -255.4489 | -325.1792 | -420.4129 | 0.12487 | 0.31278 | 0.48032 | 0.89527 | 3675.1968 | 3767.6365 | 3959.4982 | 4366.613
2 | 14 | 9 | 1781.2464 | 1811.6611 | 1869.8634 | 1956.3954 | 2195.5439 | 2252.4611 | 2380.5991 | 2618.9901 | -53.7142 | -102.7412 | -192.0477 | -298.1825 | 170.1097 | 254.1348 | 416.2753 | 715.5428 | 32.5418 | 55.3102 | 104.6989 | 175.5979 | -663.1141 | -758.9797 | -968.3744 | -1251.3491 | 4.7669 | 8.1323 | 16.3012 | 28.4759 | 3467.3805 | 3519.9787 | 3627.3157 | 3945.4705
2 | 14 | 10 | 1736.2245 | 1763.6709 | 1817.5499 | 1896.9707 | 2348.7945 | 2409.6845 | 2546.7666 | 2801.7975 | -56.046 | -101.3058 | -183.3566 | -278.3805 | 191.0961 | 284.2885 | 464.1221 | 798.5 | 20.3392 | 35.9817 | 69.0132 | 118.163 | -1026.0937 | -1176.5282 | -1503.8143 | -1941.0416 | 8.5294 | 15.0136 | 29.9369 | 47.3058 | 3222.8439 | 3230.8051 | 3240.2178 | 3443.3148
2 | 14 | 11 | 1729.496 | 1756.006 | 1809.1627 | 1885.4932 | 2431.2418 | 2494.2691 | 2636.1631 | 2900.146 | -58.4849 | -103.5762 | -182.5225 | -271.9467 | 181.5952 | 273.4309 | 451.1466 | 779.5596 | 14.3756 | 25.9749 | 51.8852 | 89.4455 | -1457.4423 | -1671.5024 | -2137.0619 | -2754.8927 | 9.0994 | 14.1795 | 27.856 | 46.5094 | 2849.8807 | 2788.7818 | 2656.6291 | 2674.3144
2 | 14 | 12 | 1678.3347 | 1703.6304 | 1754.2107 | 1826.2098 | 2470.1712 | 2534.2077 | 2678.3738 | 2946.5836 | -60.8168 | -104.742 | -183.2906 | -267.9405 | 165.4945 | 247.414 | 415.7348 | 719.4215 | 9.6512 | 18.3483 | 38.8591 | 66.2864 | -1671.2408 | -1916.9321 | -2449.662 | -3153.0418 | 4.0991 | 6.6551 | 12.809 | 21.8484 | 2595.6931 | 2488.5815 | 2267.0348 | 2159.3674
2 | 14 | 13 | 1582.6502 | 1605.3916 | 1651.278 | 1716.7176 | 2493.3701 | 2558.008 | 2703.528 | 2974.2568 | -62.128 | -106.8472 | -187.1094 | -272.9879 | 157.3991 | 238.5629 | 397.0659 | 691.0113 | 7.7307 | 15.5931 | 33.0676 | 57.9921 | -1744.7232 | -1999.5099 | -2550.5168 | -3276.1293 | 0.97455 | 1.8591 | 3.3947 | 7.8179 | 2435.2734 | 2313.0576 | 2050.7079 | 1898.6785
2 | 14 | 14 | 1505.0037 | 1526.0819 | 1568.2611 | 1629.6034 | 2489.3045 | 2553.837 | 2699.1197 | 2969.4071 | -63.8042 | -108.1782 | -187.5959 | -273.2962 | 150.7992 | 227.1689 | 380.3229 | 657.0191 | 5.8686 | 12.536 | 28.1209 | 48.279 | -1429.8802 | -1636.2883 | -2084.376 | -2681.577 | -0.24703 | -0.45225 | -0.82534 | 0.32998 | 2657.0446 | 2574.705 | 2403.0273 | 2349.7654
2 | 14 | 15 | 1422.1643 | 1442.0757 | 1481.0705 | 1538.0311 | 2457.5474 | 2521.2566 | 2664.6859 | 2931.5251 | -63.6971 | -109.2308 | -189.6845 | -273.2962 | 139.6224 | 210.8283 | 352.4795 | 603.043 | 5.3108 | 11.8401 | 27.2138 | 45.9871 | -1152.6109 | -1319.0098 | -1681.4525 | -2166.8449 | 0.27146 | 0.5213 | 1.2028 | 2.2458 | 2808.6084 | 2758.2814 | 2655.5156 | 2680.691
2 | 14 | 16 | 1386.2235 | 1406.2066 | 1444.5255 | 1501.8217 | 2383.7655 | 2445.5621 | 2584.6852 | 2843.5132 | -62.4624 | -106.6818 | -185.313 | -268.5571 | 129.205 | 194.8591 | 326.4448 | 551.8741 | 6.2744 | 12.8203 | 28.6434 | 49.4945 | -715.5165 | -819.714 | -1047.9934 | -1356.9475 | -0.1303 | -0.43465 | -0.66974 | -0.65161 | 3127.3593 | 3132.6176 | 3150.3228 | 3320.5473
2 | 14 | 17 | 1466.7114 | 1490.7191 | 1535.4774 | 1604.1471 | 2227.5522 | 2285.2991 | 2415.3052 | 2657.1716 | -60.2376 | -105.5161 | -186.1471 | -274.991 | 66.9285 | 97.8373 | 158.7988 | 253.3673 | 10.8686 | 21.0047 | 42.5143 | 73.8316 | -318.2506 | -365.3222 | -468.5234 | -607.2124 | -0.92569 | -1.6858 | -3.3163 | -4.4819 | 3392.6468 | 3422.3362 | 3494.109 | 3701.8323
2 | 14 | 18 | 1769.0515 | 1800.7189 | 1861.6961 | 1955.4138 | 2109.0841 | 2163.7598 | 2286.8518 | 2515.855 | -59.1406 | -105.7336 | -189.6222 | -286.164 | 75.024 | 108.1584 | 170.98 | 268.9108 | 18.5857 | 33.6205 | 67.4482 | 115.0845 | -4.6704 | -5.446 | -7.1915 | -9.4572 | -6.1432 | -9.81 | -19.0654 | -31.7688 | 3901.7911 | 3985.268 | 4171.097 | 4527.8741
2 | 14 | 19 | 2175.4473 | 2215.9625 | 2298.3155 | 2426.2673 | 1973.1381 | 2024.2896 | 2139.4474 | 2353.6896 | -57.2808 | -104.1243 | -189.6882 | -292.1733 | 92.0125 | 130.9464 | 197.9785 | 304.0353 | 25.8752 | 45.4307 | 89.0004 | 152.1979 | -0.0029378 | -0.0033719 | -0.0043111 | -0.005539 | -7.2128 | -12.3123 | -24.0648 | -38.7903 | 4201.9766 | 4300.1893 | 4510.9845 | 4905.221
2 | 14 | 20 | 2271.2196 | 2313.8831 | 2402.4742 | 2544.8361 | 1799.5038 | 1846.154 | 1951.178 | 2146.5672 | -53.8978 | -99.4179 | -184.4722 | -284.698 | 98.6123 | 137.9149 | 207.4397 | 312.3732 | 27.8893 | 49.2027 | 95.3145 | 162.5807 | -0.0029378 | -0.0033719 | -0.0043111 | -0.005539 | -8.5348 | -14.7455 | -28.2646 | -45.6907 | 4134.7895 | 4232.988 | 4443.6653 | 4835.9628
2 | 14 | 21 | 2318.3876 | 2361.9526 | 2453.9423 | 2605.8246 | 1642.0892 | 1684.6586 | 1780.4954 | 1958.7926 | -50.4078 | -93.6067 | -170.1551 | -261.0024 | 108.1132 | 152.0014 | 227.7809 | 331.2434 | 24.4909 | 43.7546 | 84.9607 | 146.5379 | -0.0029378 | -0.0033719 | -0.0043111 | -0.005539 | -7.0363 | -12.0347 | -22.2572 | -34.5353 | 4035.6338 | 4136.7223 | 4354.7628 | 4746.8552
2 | 14 | 22 | 2290.5891 | 2335.5762 | 2426.6568 | 2579.5904 | 1463.9566 | 1501.9081 | 1587.3487 | 1746.3043 | -47.0248 | -83.5327 | -149.7879 | -229.7151 | 193.119 | 271.1768 | 414.974 | 611.3809 | 18.8245 | 33.7478 | 67.1856 | 116.8458 | -0.0029378 | -0.0033719 | -0.0043111 | -0.005539 | -3.5562 | -5.9605 | -11.4777 | -17.9471 | 3915.9054 | 4052.9123 | 4334.8952 | 4806.4536
2 | 14 | 23 | 2157.8894 | 2200.3333 | 2285.6747 | 2434.282 | 1305.8704 | 1339.7237 | 1415.9379 | 1557.7286 | -40.7309 | -73.3457 | -132.0618 | -198.9688 | 212.1208 | 292.7682 | 440.1305 | 643.1086 | 16.5566 | 29.3164 | 58.2723 | 100.7014 | -0.0029378 | -0.0033719 | -0.0043111 | -0.005539 | 0.52121 | 0.54839 | -0.23678 | -0.16708 | 3652.2247 | 3789.341 | 4067.7125 | 4536.6791
2 | 14 | 24 | 2029.0371 | 2069.7326 | 2149.8197 | 2295.0147 | 1169.2424 | 1199.5538 | 1267.794 | 1394.7497 | -36.1132 | -63.1586 | -113.2967 | -170.1093 | 317.1293 | 425.2719 | 617.8148 | 888.6908 | 13.8029 | 24.6007 | 48.7633 | 83.5823 | -0.0029378 | -0.0033719 | -0.0043111 | -0.005539 | 3.2386 | 5.2496 | 8.7094 | 12.8108 | 3496.3341 | 3661.2467 | 3979.6003 | 4504.7334
2 | 15 | 1 | 1945.7114 | 1986.1796 | 2063.267 | 2203.7672 | 1092.0377 | 1120.3476 | 1184.082 | 1302.6548 | -31.7097 | -55.0767 | -96.3385 | -146.4136 | 304.8597 | 408.854 | 598.8098 | 882.818 | 10.9989 | 19.8674 | 39.9746 | 68.9583 | -0.0029378 | -0.0033719 | -0.0043111 | -0.005539 | 6.944 | 11.4538 | 20.3941 | 30.6494 | 3328.839 | 3491.6224 | 3810.1846 | 4342.4286
2 | 15 | 2 | 1845.7252 | 1884.0052 | 1956.8068 | 2091.576 | 1062.6131 | 1090.1602 | 1152.1772 | 1267.5552 | -29.4544 | -50.6487 | -86.956 | -130.1931 | 219.7695 | 294.7386 | 439.8785 | 656.106 | 7.7307 | 15.1517 | 30.3411 | 52.9156 | -0.0029378 | -0.0033719 | -0.0043111 | -0.005539 | 5.8229 | 9.4376 | 17.3254 | 25.7859 | 3112.2041 | 3242.8413 | 3509.5688 | 3963.74
2 | 15 | 3 | 1789.7919 | 1827.2513 | 1897.3042 | 2028.5341 | 1053.8256 | 1081.1449 | 1142.649 | 1257.0729 | -28.9824 | -48.8218 | -84.11 | -125.454 | 135.686 | 188.4013 | 291.2025 | 443.314 | 7.7307 | 14.4558 | 29.5586 | 52.0425 | -0.0029378 | -0.0033719 | -0.0043111 | -0.005539 | 4.3298 | 7.152 | 12.8266 | 19.487 | 2962.3786 | 3069.5803 | 3289.4266 | 3674.991
2 | 15 | 4 | 1757.7125 | 1794.4435 | 1862.6773 | 1990.8118 | 1078.4688 | 1106.427 | 1169.3694 | 1286.469 | -28.9824 | -48.987 | -85.6355 | -130.1931 | 81.7906 | 118.005 | 194.4279 | 310.1709 | 8.6726 | 15.8477 | 31.7707 | 55.2074 | -0.0029378 | -0.0033719 | -0.0043111 | -0.005539 | 2.3536 | 3.6586 | 6.4945 | 10.5107 | 2900.0128 | 2989.3915 | 3179.1 | 3522.9712
2 | 15 | 5 | 1752.9151 | 1789.1403 | 1856.2742 | 1980.6181 | 1179.6121 | 1210.1923 | 1279.0377 | 1407.1193 | -30.5821 | -53.2498 | -94.8131 | -142.0992 | 50.197 | 75.6321 | 136.0389 | 234.41 | 12.0493 | 21.6709 | 41.8022 | 72.5673 | -0.0029378 | -0.0033719 | -0.0043111 | -0.005539 | 1.0614 | 1.9119 | 3.6342 | 5.476 | 2965.2499 | 3045.2943 | 3221.9697 | 3558.086
2 | 15 | 6 | 1808.5126 | 1844.4863 | 1912.3046 | 2033.3083 | 1376.4776 | 1412.1613 | 1492.4963 | 1641.9536 | -35.0927 | -65.1507 | -121.4353 | -186.7545 | 43.5971 | 68.6637 | 127.963 | 227.6958 | 21.5199 | 37.3736 | 71.3607 | 119.6194 | -0.0029378 | -0.0033719 | -0.0043111 | -0.005539 | 1.0614 | 1.6858 | 3.3352 | 5.1447 | 3216.0731 | 3299.2166 | 3486.0202 | 3840.9617
2 | 15 | 7 | 1866.8254 | 1901.7602 | 1969.4418 | 2082.6468 | 1674.9715 | 1718.3934 | 1816.1493 | 1998.0169 | -42.4377 | -83.5849 | -160.286 | -248.4797 | 68.7999 | 107.0082 | 184.7638 | 324.5821 | 32.9476 | 56.4177 | 105.4814 | 176.9151 | -0.0029378 | -0.0033719 | -0.0043111 | -0.005539 | -0.2606 | -0.10426 | -0.19483 | -0.33137 | 3600.8433 | 3699.8871 | 3915.3511 | 4333.3442
2 | 15 | 8 | 1812.8117 | 1845.4007 | 1908.1178 | 2008.3134 | 1933.1946 | 1983.3106 | 2096.1372 | 2306.0424 | -48.6551 | -95.3205 | -183.7808 | -286.3928 | 117.5911 | 178.7507 | 296.6932 | 507.8316 | 36.8822 | 63.0831 | 117.9117 | 197.4398 | -145.1587 | -165.8024 | -211.1347 | -273.5426 | 0.1303 | 0.31278 | 0.48032 | 0.83401 | 3706.7962 | 3809.735 | 4024.4249 | 4460.5259
2 | 15 | 9 | 1733.9304 | 1762.9434 | 1818.7265 | 1902.8513 | 2196.9664 | 2253.9204 | 2382.1414 | 2620.6868 | -52.5865 | -100.0269 | -187.3947 | -289.1289 | 170.1097 | 254.1348 | 416.2753 | 715.5428 | 30.7883 | 52.792 | 100.1366 | 167.4052 | -465.9307 | -533.3769 | -682.2154 | -887.3238 | 4.452 | 8.1323 | 16.3012 | 27.0279 | 3617.7296 | 3698.5191 | 3863.9708 | 4257.0615
2 | 15 | 10 | 1692.7063 | 1719.7002 | 1771.8615 | 1846.8629 | 2360.7094 | 2421.9082 | 2559.6858 | 2816.0103 | -55.574 | -99.3658 | -180.0241 | -273.6414 | 191.0961 | 284.2885 | 464.1221 | 798.5 | 19.1218 | 33.7478 | 65.756 | 111.2875 | -684.7446 | -782.9093 | -998.9872 | -1298.0632 | 8.676 | 15.0136 | 29.9369 | 49.6505 | 3531.9909 | 3592.3831 | 3712.351 | 4050.6065
2 | 15 | 11 | 1672.7485 | 1699.1133 | 1749.3084 | 1820.0302 | 2447.1891 | 2510.6298 | 2653.4545 | 2919.169 | -58.4849 | -99.6441 | -175.781 | -262.4684 | 181.5952 | 273.4309 | 451.1466 | 779.5596 | 11.2377 | 20.5633 | 41.8536 | 72.0856 | -964.0391 | -1103.6659 | -1409.6065 | -1824.3619 | 8.7085 | 14.1795 | 27.856 | 45.5765 | 3298.955 | 3314.6068 | 3338.2317 | 3549.5905
2 | 15 | 12 | 1613.2726 | 1638.0004 | 1685.0575 | 1749.6627 | 2495.9662 | 2560.6715 | 2706.343 | 2977.3537 | -60.7097 | -101.4189 | -175.7044 | -262.352 | 165.4945 | 247.414 | 415.7348 | 719.4215 | 6.7522 | 13.3483 | 28.6407 | 52.4338 | -957.0372 | -1093.1779 | -1388.3203 | -1786.7568 | 4.338 | 6.6551 | 12.809 | 20.8292 | 3268.0766 | 3271.4925 | 3284.5603 | 3470.5922
2 | 15 | 13 | 1515.6222 | 1538.3912 | 1580.6027 | 1637.2116 | 2529.8535 | 2595.4373 | 2743.0865 | 3017.7767 | -62.2787 | -103.9679 | -177.5114 | -267.3994 | 157.3991 | 238.5629 | 397.0659 | 691.0113 | 5.5497 | 11.3987 | 25.9061 | 46.533 | -1037.7729 | -1187.2991 | -1510.4772 | -1941.7491 | 1.2189 | 1.8591 | 3.3947 | 5.8659 | 3109.5917 | 3094.3821 | 3062.0673 | 3189.2499
2 | 15 | 14 | 1436.2272 | 1457.6363 | 1495.8391 | 1547.4861 | 2533.7871 | 2599.4729 | 2747.3517 | 3022.4689 | -63.9549 | -105.9079 | -183.6899 | -274.45 | 150.7992 | 227.1689 | 380.3229 | 657.0191 | 5.9555 | 12.3789 | 27.7337 | 49.5962 | -920.5104 | -1052.6749 | -1337.2433 | -1711.9798 | -0.38276 | -0.45225 | -0.82534 | -0.2715 | 3141.9209 | 3137.6219 | 3129.4888 | 3289.869
2 | 15 | 15 | 1360.5927 | 1380.9588 | 1416.3427 | 1463.7867 | 2507.0354 | 2572.0276 | 2718.3451 | 2990.5577 | -63.9549 | -105.9079 | -183.6899 | -276.7613 | 139.6224 | 210.8283 | 352.4795 | 603.043 | 5.9555 | 12.0946 | 27.7337 | 49.4945 | -713.9794 | -818.8847 | -1045.6014 | -1345.1805 | 0.27146 | 0.5213 | 1.2028 | 1.9757 | 3235.5431 | 3251.638 | 3286.8125 | 3486.9158
2 | 15 | 16 | 1313.9959 | 1334.1056 | 1368.6536 | 1416.4917 | 2423.7675 | 2486.601 | 2628.0588 | 2891.2302 | -62.2787 | -104.8552 | -183.4849 | -276.453 | 129.205 | 194.8591 | 326.4448 | 551.8741 | 7.5638 | 15.4361 | 32.5559 | 56.8142 | -418.9514 | -480.353 | -613.8498 | -793.9254 | -0.26603 | -0.43465 | -0.66974 | -1.2531 | 3393.036 | 3445.359 | 3557.7086 | 3844.7786
2 | 15 | 17 | 1400.2532 | 1423.5349 | 1465.0536 | 1526.1558 | 2262.1255 | 2320.7687 | 2452.7926 | 2698.413 | -60.6026 | -103.0805 | -181.6779 | -276.1447 | 66.9285 | 97.8373 | 158.7988 | 253.3673 | 11.5852 | 21.6709 | 44.3392 | 76.4659 | -175.2204 | -200.466 | -255.5308 | -330.2741 | -0.92569 | -1.6858 | -3.3163 | -5.0834 | 3504.1437 | 3558.5794 | 3680.4593 | 3942.8998
2 | 15 | 18 | 1702.8192 | 1733.1847 | 1791.1309 | 1879.3739 | 2125.8637 | 2180.9745 | 2305.0457 | 2535.8709 | -58.4849 | -103.7417 | -184.6771 | -280.5756 | 75.024 | 108.1584 | 170.98 | 268.9108 | 17.4402 | 31.5504 | 63.0214 | 108.6532 | -0.0029378 | -0.0033719 | -0.0043111 | -0.005539 | -5.8772 | -9.81 | -19.0654 | -31.1673 | 3856.782 | 3940.3129 | 4126.4312 | 4481.0603
2 | 15 | 19 | 2091.9397 | 2131.2261 | 2209.7217 | 2331.5418 | 1982.9934 | 2034.4004 | 2150.1334 | 2365.4458 | -56.046 | -101.9669 | -184.1906 | -282.2703 | 92.0125 | 130.9464 | 197.9785 | 304.0353 | 22.9762 | 41.1456 | 80.921 | 137.6755 | -0.0029378 | -0.0033719 | -0.0043111 | -0.005539 | -7.2128 | -12.3123 | -24.0648 | -39.3918 | 4126.6601 | 4223.436 | 4430.4948 | 4817.0308
2 | 15 | 20 | 2197.4469 | 2239.6213 | 2325.1284 | 2460.7705 | 1801.847 | 1848.558 | 1953.7187 | 2149.3623 | -53.2422 | -97.2605 | -179.2561 | -274.7951 | 98.6123 | 137.9149 | 207.4397 | 312.3732 | 24.8967 | 44.7348 | 86.2658 | 148.16 | -0.0029378 | -0.0033719 | -0.0043111 | -0.005539 | -8.6705 | -14.7455 | -28.2646 | -45.6907 | 4060.8872 | 4158.8196 | 4365.0276 | 4750.1747
2 | 15 | 21 | 2242.5564 | 2286.5642 | 2375.0037 | 2519.3134 | 1640.9178 | 1683.4569 | 1779.2254 | 1957.3954 | -49.7521 | -91.7798 | -169.8735 | -258.2663 | 108.1132 | 152.0014 | 227.7809 | 331.2434 | 24.3239 | 43.2333 | 84.3136 | 143.4747 | -0.0029378 | -0.0033719 | -0.0043111 | -0.005539 | -7.3024 | -12.0347 | -22.2572 | -35.4682 | 3958.8539 | 4061.4379 | 4274.1886 | 4657.6869
2 | 15 | 22 | 2225.1366 | 2269.1084 | 2357.1316 | 2505.4192 | 1457.3034 | 1495.0824 | 1580.1346 | 1738.3679 | -46.3692 | -84.307 | -154.2359 | -234.1459 | 193.119 | 271.1768 | 414.974 | 611.3809 | 21.9258 | 38.6273 | 75.3272 | 129.6221 | -0.0029378 | -0.0033719 | -0.0043111 | -0.005539 | -3.5562 | -5.9605 | -11.4777 | -18.88 | 3847.5565 | 3983.7241 | 4261.8495 | 4731.7586
2 | 15 | 23 | 2104.6977 | 2147.1059 | 2230.0239 | 2374.6397 | 1293.7741 | 1327.3138 | 1402.822 | 1543.2993 | -40.1824 | -74.2852 | -135.1893 | -205.711 | 212.1208 | 292.7682 | 440.1305 | 643.1086 | 18.9548 | 33.7478 | 66.5385 | 112.6047 | -0.0029378 | -0.0033719 | -0.0043111 | -0.005539 | 0.38548 | 0.54839 | -0.23678 | -0.76857 | 3589.7477 | 3727.1955 | 4004.0845 | 4467.1672
2 | 15 | 24 | 1972.7757 | 2013.0132 | 2091.0771 | 2231.4898 | 1159.3065 | 1189.3603 | 1257.0206 | 1382.8975 | -35.0927 | -63.1586 | -113.2967 | -172.1124 | 317.1293 | 425.2719 | 617.8148 | 888.6908 | 14.7814 | 26.7981 | 52.803 | 89.5848 | -0.0029378 | -0.0033719 | -0.0043111 | -0.005539 | 3.2386 | 5.2496 | 8.7094 | 12.8108 | 3432.1359 | 3596.5312 | 3914.1239 | 4433.3557
2 | 16 | 1 | 1896.145 | 1935.6373 | 2010.7306 | 2148.444 | 1078.5347 | 1106.4946 | 1169.4408 | 1286.5476 | -31.7097 | -55.0767 | -99.4661 | -146.4136 | 304.8597 | 408.854 | 598.8098 | 882.818 | 10.9989 | 19.8674 | 40.4972 | 68.0853 | -0.0029378 | -0.0033719 | -0.0043111 | -0.005539 | 6.944 | 11.4538 | 20.3941 | 30.6494 | 3265.7697 | 3427.227 | 3740.4021 | 4270.1251
2 | 16 | 2 | 1804.6659 | 1842.5264 | 1913.3328 | 2045.7715 | 1051.6926 | 1078.9566 | 1140.3363 | 1254.5285 | -29.4544 | -50.6487 | -88.763 | -130.1931 | 219.7695 | 294.7386 | 439.8785 | 656.106 | 8.2668 | 15.1517 | 32.2932 | 53.0172 | -0.0029378 | -0.0033719 | -0.0043111 | -0.005539 | 5.8229 | 9.4376 | 17.3254 | 25.7859 | 3060.7603 | 3190.1589 | 3454.3989 | 3905.0105
2 | 16 | 3 | 1748.7891 | 1785.5445 | 1853.6623 | 1982.7119 | 1043.5248 | 1070.5771 | 1131.48 | 1244.7854 | -28.4339 | -48.8218 | -86.956 | -127.457 | 135.686 | 188.4013 | 291.2025 | 443.314 | 8.2668 | 15.1517 | 31.7707 | 52.0425 | -0.0029378 | -0.0033719 | -0.0043111 | -0.005539 | 4.3298 | 7.152 | 12.8266 | 19.487 | 2912.1597 | 3018.0015 | 3233.9819 | 3614.8783
2 | 16 | 4 | 1717.1792 | 1753.307 | 1819.7415 | 1945.6698 | 1069.691 | 1097.4216 | 1159.8517 | 1275.9982 | -28.4339 | -48.8218 | -87.2375 | -127.8817 | 81.7906 | 118.005 | 194.4279 | 310.1709 | 8.6726 | 15.8477 | 33.0757 | 54.2327 | -0.0029378 | -0.0033719 | -0.0043111 | -0.005539 | 2.3536 | 3.6586 | 6.4945 | 10.5107 | 2851.2502 | 2939.4148 | 3126.3495 | 3468.695
2 | 16 | 5 | 1713.941 | 1749.3862 | 1814.9188 | 1937.1738 | 1170.1425 | 1200.4772 | 1268.7699 | 1395.8234 | -30.5821 | -53.415 | -97.9406 | -146.8383 | 50.197 | 75.6321 | 136.0389 | 234.41 | 12.861 | 23.2089 | 45.5061 | 77.0493 | -0.0029378 | -0.0033719 | -0.0043111 | -0.005539 | 1.0614 | 1.9119 | 3.6342 | 5.476 | 2917.6178 | 2997.1979 | 3170.923 | 3503.0887
2 | 16 | 6 | 1755.9115 | 1791.0525 | 1856.7294 | 1974.5452 | 1366.656 | 1402.0851 | 1481.8469 | 1630.2377 | -34.0721 | -65.1507 | -122.9608 | -184.4431 | 43.5971 | 68.6637 | 127.963 | 227.6958 | 21.1141 | 36.3933 | 70.0556 | 116.0104 | -0.0029378 | -0.0033719 | -0.0043111 | -0.005539 | 1.0614 | 1.6858 | 3.3352 | 5.1447 | 3154.2652 | 3234.7263 | 3416.9651 | 3769.1851
2 | 16 | 7 | 1795.5218 | 1829.4681 | 1893.9439 | 2003.2515 | 1658.0942 | 1701.0786 | 1797.8495 | 1977.8845 | -41.31 | -82.367 | -160.286 | -248.055 | 68.7999 | 107.0082 | 184.7638 | 324.5821 | 32.3749 | 55.4375 | 104.1763 | 173.6486 | -0.0029378 | -0.0033719 | -0.0043111 | -0.005539 | -0.2606 | -0.10426 | -0.19483 | -0.33137 | 3513.2173 | 3610.5177 | 3820.2483 | 4230.9748
2 | 16 | 8 | 1761.5623 | 1793.1468 | 1853.6686 | 1950.997 | 1916.1938 | 1965.8691 | 2077.7034 | 2285.7627 | -47.5274 | -95.3205 | -182.4602 | -283.6568 | 117.5911 | 178.7507 | 296.6932 | 507.8316 | 36.0855 | 61.9566 | 116.4822 | 192.9578 | -52.3061 | -59.1384 | -73.6403 | -92.7747 | 0.1303 | 0.31278 | 3.365 | 0.83401 | 3731.7295 | 3845.577 | 4091.8118 | 4561.9517
2 | 16 | 9 | 1672.5305 | 1700.4824 | 1753.7556 | 1834.1647 | 2182.6408 | 2239.2234 | 2366.6084 | 2603.5984 | -51.566 | -99.8617 | -190.2407 | -289.1289 | 170.1097 | 254.1348 | 416.2753 | 715.5428 | 32.136 | 55.0259 | 104.8234 | 173.4077 | -118.691 | -135.0386 | -170.2622 | -217.2855 | 4.452 | 8.1323 | 24.3327 | 27.0279 | 3891.6121 | 4022.0986 | 4305.2926 | 4847.3271
2 | 16 | 10 | 1638.8876 | 1665.2177 | 1714.8385 | 1787.3741 | 2341.4281 | 2402.1271 | 2538.7793 | 2793.0103 | -54.3698 | -99.3658 | -184.4722 | -277.9558 | 191.0961 | 284.2885 | 464.1221 | 798.5 | 22.4985 | 39.6075 | 76.7568 | 127.3303 | -225.6058 | -257.5947 | -327.6195 | -422.4456 | 8.676 | 15.0136 | 31.6769 | 49.6505 | 3922.6106 | 4049.2939 | 4314.082 | 4855.4637
2 | 16 | 11 | 1623.7686 | 1649.3989 | 1697.7463 | 1766.5823 | 2427.6722 | 2490.607 | 2632.2926 | 2895.888 | -56.5946 | -98.5915 | -181.5496 | -269.2106 | 181.5952 | 273.4309 | 451.1466 | 779.5596 | 15.0203 | 27.2287 | 54.8797 | 91.7373 | -349.974 | -404.2703 | -524.2695 | -682.2972 | 8.7085 | 14.1795 | 23.5452 | 45.5765 | 3850.1963 | 3951.9831 | 4153.7915 | 4627.836
2 | 16 | 12 | 1585.0899 | 1610.0582 | 1656.1812 | 1721.2271 | 2472.3522 | 2536.4453 | 2680.7386 | 2949.1853 | -58.9264 | -100.5315 | -178.9085 | -267.0911 | 165.4945 | 247.414 | 415.7348 | 719.4215 | 11.4047 | 21.6898 | 43.8058 | 75.2504 | -482.492 | -556.7706 | -719.8427 | -933.6263 | 4.338 | 6.6551 | 7.8949 | 20.8292 | 3697.2609 | 3764.9603 | 3905.6041 | 4285.1962
2 | 16 | 13 | 1504.1385 | 1527.0814 | 1569.4727 | 1627.3464 | 2501.5192 | 2566.3684 | 2712.364 | 2983.9776 | -59.582 | -101.4189 | -179.1135 | -265.5127 | 157.3991 | 238.5629 | 397.0659 | 691.0113 | 9.2454 | 17.2219 | 36.8446 | 63.8929 | -720.6602 | -829.6815 | -1069.0044 | -1384.4755 | 1.2189 | 1.8591 | 1.8739 | 5.8659 | 3393.2787 | 3419.9933 | 3469.5033 | 3722.106
2 | 16 | 14 | 1439.3908 | 1461.3945 | 1501.0086 | 1554.3712 | 2499.0835 | 2563.8695 | 2709.7229 | 2981.0721 | -60.7862 | -101.532 | -179.1135 | -265.821 | 150.7992 | 227.1689 | 380.3229 | 657.0191 | 7.4918 | 14.6129 | 31.3754 | 55.5986 | -647.8242 | -743.8625 | -950.4054 | -1217.5627 | -0.38276 | -0.45225 | 0.073063 | -0.2715 | 3387.7722 | 3421.199 | 3492.984 | 3764.4056
2 | 16 | 15 | 1340.8621 | 1360.9831 | 1396.1861 | 1443.4999 | 2478.9285 | 2543.1921 | 2687.8692 | 2957.0299 | -61.3347 | -101.6451 | -175.986 | -265.7046 | 139.6224 | 210.8283 | 352.4795 | 603.043 | 6.2744 | 12.3789 | 27.3357 | 49.5962 | -562.7087 | -648.4139 | -834.0304 | -1073.5547 | 0.27146 | 0.5213 | 1.5546 | 1.9757 | 3341.9155 | 3377.8447 | 3455.4088 | 3715.8854
2 | 16 | 16 | 1299.9705 | 1319.9304 | 1354.2536 | 1403.1868 | 2379.7281 | 2441.42 | 2580.3075 | 2838.6971 | -59.8421 | -100.7577 | -174.1789 | -266.1293 | 129.205 | 194.8591 | 326.4448 | 551.8741 | 8.0646 | 15.3088 | 32.6804 | 58.6618 | -459.1294 | -527.0668 | -672.2536 | -854.9855 | -0.26603 | -0.43465 | -0.29902 | -1.2531 | 3297.7306 | 3343.2591 | 3446.9547 | 3730.0519
2 | 16 | 17 | 1357.8779 | 1380.5296 | 1419.8667 | 1479.0893 | 2232.7089 | 2290.5895 | 2420.8965 | 2663.3229 | -57.6174 | -99.8704 | -173.974 | -265.821 | 66.9285 | 97.8373 | 158.7988 | 253.3673 | 11.5716 | 21.132 | 44.4637 | 76.0218 | -265.6128 | -305.807 | -392.1409 | -504.3177 | -0.92569 | -1.6858 | -2.0092 | -5.0834 | 3344.9311 | 3382.7252 | 3475.9017 | 3696.5791
2 | 16 | 18 | 1647.2909 | 1676.4459 | 1730.9016 | 1816.7868 | 2105.1762 | 2159.7507 | 2282.6146 | 2511.1935 | -56.4132 | -99.7572 | -178.422 | -271.8302 | 75.024 | 108.1584 | 170.98 | 268.9108 | 17.3682 | 31.1388 | 63.6685 | 107.336 | -5.7634 | -6.6944 | -8.6598 | -11.0749 | -5.8772 | -9.81 | -17.5636 | -31.1673 | 3776.8055 | 3859.2322 | 4043.5193 | 4390.1547
2 | 16 | 19 | 2019.5713 | 2057.3181 | 2131.7193 | 2249.3062 | 1965.0484 | 2015.9902 | 2130.6758 | 2344.0398 | -53.4258 | -96.5993 | -176.6151 | -266.0498 | 92.0125 | 130.9464 | 197.9785 | 304.0353 | 19.7664 | 35.2858 | 71.4121 | 119.4426 | -0.0029378 | -0.0033719 | -0.0043111 | -0.005539 | -7.2128 | -12.3123 | -24.6304 | -39.3918 | 4035.7571 | 4130.6256 | 4330.5359 | 4711.3766
2 | 16 | 20 | 2108.3765 | 2148.6089 | 2229.1973 | 2359.605 | 1788.3964 | 1834.7587 | 1939.1344 | 2133.3176 | -50.4078 | -92.6672 | -168.553 | -253.8355 | 98.6123 | 137.9149 | 207.4397 | 312.3732 | 20.8169 | 37.3736 | 74.1467 | 125.2417 | -0.0029378 | -0.0033719 | -0.0043111 | -0.005539 | -8.6705 | -14.7455 | -28.8302 | -45.6907 | 3957.1209 | 4051.24 | 4252.5308 | 4631.0058
2 | 16 | 21 | 2170.1697 | 2212.5891 | 2297.3369 | 2437.1367 | 1633.7653 | 1676.1189 | 1771.47 | 1948.8634 | -48.1525 | -87.1865 | -157.5684 | -234.8789 | 108.1132 | 152.0014 | 227.7809 | 331.2434 | 18.4187 | 33.4635 | 67.1856 | 113.7826 | -0.0029378 | -0.0033719 | -0.0043111 | -0.005539 | -7.3024 | -12.0347 | -23.1935 | -35.4682 | 3875.0092 | 3974.9483 | 4183.0072 | 4560.6735
2 | 16 | 22 | 2176.9369 | 2219.9024 | 2305.7973 | 2450.9409 | 1455.1425 | 1492.8655 | 1577.7916 | 1735.7902 | -44.8766 | -79.879 | -145.0583 | -215.9223 | 193.119 | 271.1768 | 414.974 | 611.3809 | 16.7955 | 30.1585 | 60.9338 | 103.0949 | -0.0029378 | -0.0033719 | -0.0043111 | -0.005539 | -3.5562 | -5.9605 | -11.8484 | -18.88 | 3793.5582 | 3928.2604 | 4202.5857 | 4666.3991
2 | 16 | 23 | 2073.2836 | 2114.8787 | 2196.3669 | 2338.9882 | 1300.7462 | 1334.4666 | 1410.3817 | 1551.6161 | -39.7104 | -71.684 | -130.7413 | -194.2297 | 212.1208 | 292.7682 | 440.1305 | 643.1086 | 15.4261 | 27.9246 | 56.1848 | 95.2447 | -0.0029378 | -0.0033719 | -0.0043111 | -0.005539 | 0.38548 | 0.54839 | -0.6075 | -0.76857 | 3562.2488 | 3698.8992 | 3971.7108 | 4433.9539
2 | 16 | 24 | 1954.3747 | 1994.2001 | 2071.0566 | 2210.0975 | 1169.3015 | 1199.6144 | 1267.8581 | 1394.8202 | -35.0927 | -62.3843 | -112.2577 | -165.7948 | 315.325 | 420.8463 | 605.6335 | 862.545 | 12.861 | 23.2089 | 47.9809 | 80.5191 | -0.0029378 | -0.0033719 | -0.0043111 | -0.005539 | 3.2386 | 5.2496 | 8.3387 | 12.8108 | 3420.0052 | 3580.7316 | 3888.6058 | 4394.9922
2 | 17 | 1 | 1886.7073 | 1926.0585 | 2001.3207 | 2137.9202 | 1074.8569 | 1102.7214 | 1165.453 | 1282.1604 | -32.9139 | -57.182 | -101.5546 | -151.8857 | 273.6648 | 365.1348 | 527.986 | 766.9915 | 11.6435 | 21.2593 | 42.5116 | 72.2248 | -0.0029378 | -0.0033719 | -0.0043111 | -0.005539 | 6.944 | 11.4538 | 20.3941 | 30.6494 | 3220.8998 | 3369.4425 | 3656.1064 | 4138.0549
2 | 17 | 2 | 1786.4879 | 1824.2143 | 1894.6524 | 2025.6328 | 1048.3329 | 1075.5098 | 1136.6934 | 1250.5208 | -30.6586 | -52.5886 | -92.1721 | -137.6683 | 232.9691 | 310.0217 | 450.928 | 648.9004 | 9.2454 | 16.9376 | 34.2454 | 58.3722 | -0.0029378 | -0.0033719 | -0.0043111 | -0.005539 | 5.8229 | 9.4376 | 17.3254 | 25.7859 | 3052.1966 | 3183.529 | 3441.6682 | 3871.5382
2 | 17 | 3 | 1705.4662 | 1741.8195 | 1808.301 | 1934.3213 | 1039.2688 | 1066.2108 | 1126.8653 | 1239.7086 | -29.638 | -50.7617 | -87.724 | -132.9292 | 157.3799 | 214.9547 | 315.2273 | 464.5185 | 8.6726 | 15.4361 | 32.2932 | 53.8902 | -0.0029378 | -0.0033719 | -0.0043111 | -0.005539 | 4.3298 | 7.152 | 12.8266 | 19.487 | 2885.4764 | 2994.8079 | 3207.7851 | 3578.991
2 | 17 | 4 | 1646.6571 | 1681.8131 | 1745.1707 | 1866.3372 | 1054.8463 | 1082.192 | 1143.7558 | 1258.2904 | -29.0589 | -49.1001 | -87.4425 | -128.19 | 103.0857 | 142.1393 | 217.6586 | 327.4874 | 8.2668 | 15.4361 | 30.9882 | 53.7885 | -0.0029378 | -0.0033719 | -0.0043111 | -0.005539 | 2.3536 | 3.6586 | 6.4945 | 10.5107 | 2786.1476 | 2876.1356 | 3056.621 | 3388.2187
2 | 17 | 5 | 1604.0966 | 1638.0201 | 1698.7715 | 1815.7994 | 1107.0414 | 1135.7403 | 1200.3503 | 1320.5523 | -29.638 | -50.927 | -90.57 | -135.6653 | 67.0954 | 96.4137 | 153.576 | 236.6745 | 9.6512 | 17.6335 | 35.8104 | 60.7657 | -0.0029378 | -0.0033719 | -0.0043111 | -0.005539 | 1.0614 | 1.9119 | 3.6342 | 5.476 | 2759.3049 | 2838.7891 | 3001.568 | 3303.597
2 | 17 | 6 | 1604.0086 | 1637.2763 | 1697.2421 | 1810.1257 | 1209.1532 | 1240.4992 | 1311.0687 | 1442.3579 | -31.3142 | -56.4077 | -100.2341 | -151.8857 | 42.5004 | 62.8919 | 105.1888 | 175.4041 | 12.2163 | 22.1014 | 43.2941 | 73.4403 | -0.0029378 | -0.0033719 | -0.0043111 | -0.005539 | 1.0614 | 1.6858 | 3.3352 | 5.1447 | 2837.6228 | 2908.0435 | 3059.8904 | 3354.5815
2 | 17 | 7 | 1673.0412 | 1706.5987 | 1768.9068 | 1881.8725 | 1329.6666 | 1364.1368 | 1441.7398 | 1586.1143 | -35.9319 | -65.5421 | -120.3197 | -180.7453 | 30.7963 | 45.7261 | 81.958 | 138.6559 | 16.7955 | 29.6007 | 58.2723 | 97.3333 | -0.0029378 | -0.0033719 | -0.0043111 | -0.005539 | -0.2606 | -0.10426 | -0.19483 | -0.33137 | 3014.1042 | 3080.4126 | 3230.3581 | 3522.8938
2 | 17 | 8 | 1839.3618 | 1875.8823 | 1946.4393 | 2069.0818 | 1382.3872 | 1418.2241 | 1498.904 | 1649.0029 | -40.0011 | -75.7814 | -142.7754 | -221.0862 | 31.1951 | 48.1452 | 80.0322 | 139.7882 | 23.8462 | 41.4299 | 79.4915 | 133.1295 | -182.4742 | -209.5035 | -269.2357 | -351.4433 | 0.1303 | 0.31278 | 3.365 | 0.83401 | 3054.4454 | 3098.7094 | 3196.2208 | 3419.3069
2 | 17 | 9 | 1907.606 | 1944.1856 | 2015.4057 | 2137.4686 | 1536.393 | 1576.2224 | 1665.8905 | 1832.7112 | -45.1673 | -86.908 | -164.668 | -255.1095 | 42.5004 | 65.311 | 102.2152 | 172.0867 | 29.332 | 50.8789 | 96.3596 | 161.6061 | -499.2508 | -572.3365 | -731.1799 | -942.9779 | 4.452 | 8.1323 | 24.3327 | 27.0279 | 2975.8653 | 2985.4856 | 3008.3557 | 3132.813
2 | 17 | 10 | 1947.482 | 1984.369 | 2055.5626 | 2176.8902 | 1656.9141 | 1699.8678 | 1796.5699 | 1976.4767 | -48.6574 | -93.4413 | -177.1781 | -276.8022 | 60.0967 | 85.0197 | 137.6271 | 223.8869 | 30.9553 | 53.3606 | 101.8289 | 170.7734 | -899.7318 | -1031.7672 | -1320.767 | -1704.2283 | 8.676 | 15.0136 | 31.6769 | 49.6505 | 2755.7348 | 2712.4221 | 2625.3202 | 2616.6472
2 | 17 | 11 | 1963.3801 | 2000.3521 | 2071.1403 | 2191.9687 | 1726.1686 | 1770.9176 | 1871.6616 | 2059.0881 | -50.3336 | -96.3208 | -177.383 | -274.7991 | 73.2963 | 106.611 | 169.2714 | 279.5754 | 26.6 | 46.1456 | 88.2179 | 148.8298 | -973.9196 | -1114.7774 | -1422.8931 | -1838.3166 | 8.7085 | 14.1795 | 23.5452 | 45.5765 | 2773.9004 | 2727.1076 | 2623.5603 | 2611.9227
2 | 17 | 12 | 1940.4351 | 1976.6999 | 2045.6319 | 2165.3 | 1744.7193 | 1789.9493 | 1891.7759 | 2081.2166 | -52.1168 | -95.5465 | -172.6535 | -268.3652 | 87.9916 | 128.7388 | 207.4033 | 336.396 | 20.1003 | 36.1388 | 70.4428 | 120.8837 | -1054.7802 | -1208.7623 | -1544.8979 | -1993.5764 | 4.338 | 6.6551 | 7.8949 | 20.8292 | 2690.6873 | 2633.873 | 2505.5973 | 2462.684
2 | 17 | 13 | 1885.6972 | 1921.0894 | 1987.5398 | 2103.6419 | 1738.7467 | 1783.8218 | 1885.2999 | 2074.0921 | -53.2139 | -93.998 | -167.9239 | -259.6199 | 100.7924 | 145.9046 | 233.354 | 373.1443 | 15.3541 | 28.0816 | 55.9248 | 96.7498 | -717.5793 | -820.9954 | -1048.4254 | -1360.0502 | 1.2189 | 1.8591 | 1.8739 | 5.8659 | 2971.0161 | 2965.7632 | 2947.6431 | 3033.8239
2 | 17 | 14 | 1851.8738 | 1886.6273 | 1951.9462 | 2067.7016 | 1705.1577 | 1749.3621 | 1848.8798 | 2034.025 | -53.9766 | -93.2237 | -163.1943 | -252.8777 | 103.6935 | 149.7938 | 243.9469 | 388.6876 | 12.3832 | 22.67 | 46.4159 | 81.5801 | -716.6167 | -822.9553 | -1054.3071 | -1359.5075 | -0.38276 | -0.45225 | 0.073063 | -0.2715 | 2902.1322 | 2891.822 | 2873.7605 | 2959.3376
2 | 17 | 15 | 1794.2123 | 1828.3927 | 1891.7156 | 2004.534 | 1671.715 | 1715.0524 | 1812.6183 | 1994.1323 | -53.9766 | -93.0585 | -161.3874 | -250.8746 | 104.2112 | 150.0671 | 238.3374 | 374.698 | 10.8686 | 20.4361 | 41.7291 | 74.603 | -589.2385 | -673.8153 | -859.2818 | -1113.5383 | 0.27146 | 0.5213 | 1.5546 | 1.9757 | 2938.0635 | 2947.5958 | 2965.2859 | 3085.5301
2 | 17 | 16 | 1727.5728 | 1760.7065 | 1823.0609 | 1931.4351 | 1631.5471 | 1673.8432 | 1769.0648 | 1946.2173 | -53.4281 | -93.0585 | -162.9894 | -252.8777 | 98.0102 | 142.1651 | 223.9767 | 349.6844 | 12.2163 | 22.6511 | 46.5513 | 80.5038 | -543.0755 | -622.0618 | -796.3722 | -1033.7221 | -0.26603 | -0.43465 | -0.29902 | -1.2531 | 2872.5767 | 2883.8109 | 2902.993 | 3019.9877
2 | 17 | 17 | 1740.6201 | 1775.0454 | 1840.4829 | 1951.4667 | 1569.2936 | 1609.9759 | 1701.5642 | 1871.9573 | -52.6654 | -94.7723 | -170.8465 | -262.0477 | 51.1557 | 71.7069 | 109.2449 | 170.6729 | 17.7741 | 31.8347 | 62.8968 | 109.2212 | -243.7206 | -279.7152 | -359.0891 | -465.9562 | -0.92569 | -1.6858 | -2.0092 | -5.0834 | 3081.5319 | 3112.3896 | 3182.2441 | 3370.2309
2 | 17 | 18 | 1910.3592 | 1948.0548 | 2021.6795 | 2144.675 | 1588.7598 | 1629.9467 | 1722.6711 | 1895.1778 | -52.0097 | -97.2082 | -178.7036 | -274.6827 | 54.0568 | 75.596 | 115.7326 | 171.8052 | 23.7159 | 42.1258 | 82.7487 | 140.5355 | -8.2082 | -9.5342 | -12.39 | -15.9661 | -5.8772 | -9.81 | -17.5636 | -31.1673 | 3510.7966 | 3579.171 | 3734.1747 | 4030.3774
2 | 17 | 19 | 2127.7428 | 2169.8419 | 2253.1617 | 2391.921 | 1620.2856 | 1662.2898 | 1756.8541 | 1932.7839 | -50.6985 | -94.9377 | -177.1781 | -269.2106 | 53.0501 | 75.596 | 115.7326 | 171.8052 | 26.1141 | 45.8613 | 89.7098 | 152.1979 | -0.0029378 | -0.0033719 | -0.0043111 | -0.005539 | -7.2128 | -12.3123 | -24.6304 | -39.3918 | 3769.2784 | 3846.3356 | 4013.6454 | 4340.1001
2 | 17 | 20 | 2135.4585 | 2178.031 | 2261.5748 | 2403.8008 | 1556.2793 | 1596.6242 | 1687.4529 | 1856.4329 | -48.8081 | -90.2313 | -167.514 | -252.2571 | 59.2511 | 82.5645 | 125.1939 | 185.725 | 23.549 | 41.8415 | 81.9662 | 139.8657 | -0.0029378 | -0.0033719 | -0.0043111 | -0.005539 | -8.6705 | -14.7455 | -28.8302 | -45.6907 | 3717.0563 | 3794.081 | 3959.8392 | 4287.8711
2 | 17 | 21 | 2138.3941 | 2181.0947 | 2265.6451 | 2410.162 | 1471.6936 | 1509.8457 | 1595.7378 | 1755.5335 | -47.2084 | -85.638 | -156.5294 | -235.6119 | 82.8394 | 113.6672 | 167.8876 | 238.096 | 19.9334 | 35.9817 | 70.4428 | 121.5311 | -0.0029378 | -0.0033719 | -0.0043111 | -0.005539 | -7.3024 | -12.0347 | -23.1935 | -35.4682 | 3658.3467 | 3742.9132 | 3919.9861 | 4254.2369
2 | 17 | 22 | 2124.0385 | 2166.7065 | 2250.9345 | 2396.2368 | 1361.1931 | 1396.4805 | 1475.9235 | 1623.7211 | -43.7184 | -80.1573 | -144.0193 | -216.2307 | 133.5116 | 187.3543 | 282.9569 | 413.7106 | 17.2013 | 30.8545 | 62.2389 | 106.3614 | -0.0029378 | -0.0033719 | -0.0043111 | -0.005539 | -3.5562 | -5.9605 | -11.8484 | -18.88 | 3588.667 | 3695.2746 | 3916.1818 | 4304.9137
2 | 17 | 23 | 2017.8486 | 2058.6618 | 2138.1035 | 2278.9005 | 1245.0589 | 1277.3357 | 1350.0008 | 1485.1886 | -39.7869 | -71.7971 | -129.7023 | -194.9627 | 144.8168 | 201.9772 | 305.14 | 444.8769 | 16.3897 | 29.3164 | 58.0124 | 100.7014 | -0.0029378 | -0.0033719 | -0.0043111 | -0.005539 | 0.38548 | 0.54839 | -0.6075 | -0.76857 | 3384.7096 | 3496.039 | 3720.9426 | 4113.9306
2 | 17 | 24 | 1882.4131 | 1921.3839 | 1995.044 | 2129.7114 | 1148.0508 | 1177.8128 | 1244.8162 | 1369.471 | -35.2763 | -63.4369 | -114.0647 | -170.8423 | 167.1185 | 227.9941 | 340.5519 | 506.1472 | 13.8029 | 24.9947 | 49.2859 | 84.6586 | -0.0029378 | -0.0033719 | -0.0043111 | -0.005539 | 3.2386 | 5.2496 | 8.3387 | 12.8108 | 3179.3446 | 3293.9948 | 3523.9677 | 3931.9512
2 | 18 | 1 | 1836.503 | 1875.2126 | 1947.5695 | 2081.9434 | 1055.8908 | 1083.2637 | 1144.8884 | 1259.5364 | -32.9139 | -58.3998 | -103.3616 | -156.6249 | 273.6648 | 365.1348 | 527.986 | 766.9915 | 12.861 | 22.7973 | 45.7688 | 79.1003 | -0.0029378 | -0.0033719 | -0.0043111 | -0.005539 | 6.944 | 11.4538 | 20.3941 | 30.6494 | 3152.9468 | 3299.459 | 3583.2408 | 4061.5905
2 | 18 | 2 | 1733.9999 | 1770.9876 | 1838.5447 | 1966.3655 | 1034.2948 | 1061.1078 | 1121.4721 | 1233.7753 | -30.6586 | -52.9191 | -93.979 | -142.4075 | 232.9691 | 310.0217 | 450.928 | 648.9004 | 10.2958 | 18.6137 | 36.98 | 65.2477 | -0.0029378 | -0.0033719 | -0.0043111 | -0.005539 | 5.8229 | 9.4376 | 17.3254 | 25.7859 | 2986.7211 | 3117.246 | 3371.2669 | 3797.6618
2 | 18 | 3 | 1651.3962 | 1686.9478 | 1750.5211 | 1872.9956 | 1031.0455 | 1057.7742 | 1117.9489 | 1229.8993 | -29.638 | -51.0922 | -89.2495 | -132.9292 | 157.3799 | 214.9547 | 315.2273 | 464.5185 | 9.0784 | 16.2416 | 32.9403 | 58.3722 | -0.0029378 | -0.0033719 | -0.0043111 | -0.005539 | 4.3298 | 7.152 | 12.8266 | 19.487 | 2823.5889 | 2931.9748 | 3140.2105 | 3512.3379
2 | 18 | 4 | 1582.6993 | 1616.5763 | 1676.7461 | 1794.1788 | 1047.5807 | 1074.7381 | 1135.8778 | 1249.6236 | -29.0589 | -50.1527 | -87.724 | -130.9261 | 103.0857 | 142.1393 | 217.6586 | 327.4874 | 8.5057 | 15.4361 | 31.5107 | 55.2074 | -0.0029378 | -0.0033719 | -0.0043111 | -0.005539 | 2.3536 | 3.6586 | 6.4945 | 10.5107 | 2715.1631 | 2802.3923 | 2980.5595 | 3306.0762
2 | 18 | 5 | 1521.3846 | 1553.6564 | 1610.5261 | 1722.2974 | 1097.4045 | 1125.8535 | 1189.9011 | 1309.0567 | -29.638 | -51.0922 | -90.8515 | -135.6653 | 67.0954 | 96.4137 | 153.576 | 236.6745 | 9.4842 | 17.6335 | 35.5504 | 62.0828 | -0.0029378 | -0.0033719 | -0.0043111 | -0.005539 | 1.0614 | 1.9119 | 3.6342 | 5.476 | 2666.7891 | 2744.3733 | 2902.332 | 3199.9166
2 | 18 | 6 | 1517.9525 | 1549.8423 | 1605.9341 | 1714.0905 | 1172.8063 | 1203.21 | 1271.6582 | 1399.0009 | -31.3142 | -55.5203 | -100.2341 | -147.5713 | 42.5004 | 62.8919 | 105.1888 | 175.4041 | 12.0493 | 22.1014 | 43.2941 | 73.4403 | -0.0029378 | -0.0033719 | -0.0043111 | -0.005539 | 1.0614 | 1.6858 | 3.3352 | 5.1447 | 2715.0528 | 2784.2077 | 2929.1719 | 3219.5037
2 | 18 | 7 | 1599.8238 | 1632.4657 | 1691.5805 | 1802.6581 | 1249.4273 | 1281.8173 | 1354.7374 | 1490.3995 | -34.3322 | -63.8805 | -116.1532 | -176.0062 | 30.7963 | 45.7261 | 81.958 | 138.6559 | 17.6071 | 30.8545 | 59.7642 | 100.9423 | -0.0029378 | -0.0033719 | -0.0043111 | -0.005539 | -0.2606 | -0.10426 | -0.19483 | -0.33137 | 2863.0587 | 2926.8754 | 3071.6877 | 3356.3128
2 | 18 | 8 | 1800.8787 | 1837.6057 | 1906.9012 | 2033.3577 | 1235.4815 | 1267.51 | 1339.6161 | 1473.7641 | -37.2738 | -71.5186 | -135.1999 | -209.6048 | 31.1951 | 48.1452 | 80.0322 | 139.7882 | 24.252 | 42.1258 | 80.7965 | 135.3197 | -280.1925 | -320.9649 | -409.9575 | -529.4857 | 0.1303 | 1.7724 | 3.365 | 0.83401 | 2774.4714 | 2804.6756 | 2865.5536 | 3043.9731
2 | 18 | 9 | 1926.5982 | 1965.0819 | 2039.2015 | 2170.9046 | 1327.0789 | 1361.482 | 1438.9339 | 1583.0275 | -40.6567 | -80.653 | -153.965 | -238.4643 | 42.5004 | 65.311 | 102.2152 | 172.0867 | 28.796 | 49.7714 | 94.532 | 159.2126 | -867.6531 | -994.5344 | -1270.1218 | -1635.0776 | 4.452 | 12.3028 | 24.3327 | 27.0279 | 2421.1155 | 2378.7615 | 2275.1286 | 2238.7173
2 | 18 | 10 | 1985.9397 | 2024.5739 | 2100.7648 | 2234.9638 | 1401.836 | 1438.1771 | 1519.9922 | 1672.2028 | -44.1468 | -86.1337 | -163.6291 | -253.1064 | 60.0967 | 85.0197 | 137.6271 | 223.8869 | 29.5709 | 51.2729 | 96.4841 | 163.8979 | -1238.1958 | -1421.2665 | -1819.9237 | -2349.1066 | 8.676 | 16.2647 | 31.6769 | 49.6505 | 2203.7767 | 2107.9081 | 1902.9924 | 1742.3888
2 | 18 | 11 | 2025.1722 | 2064.3109 | 2141.9574 | 2277.0263 | 1456.2915 | 1494.0443 | 1579.0375 | 1737.1608 | -46.9506 | -86.299 | -159.181 | -248.6756 | 73.2963 | 106.611 | 169.2714 | 279.5754 | 23.477 | 41.0183 | 79.3561 | 136.1551 | -1557.0928 | -1785.5876 | -2281.3696 | -2936.5733 | 8.7085 | 12.407 | 23.5452 | 45.5765 | 1982.9021 | 1846.5049 | 1552.6168 | 1290.2452
2 | 18 | 12 | 2007.5712 | 2045.7551 | 2122.1418 | 2255.8504 | 1486.4867 | 1525.0222 | 1611.7777 | 1773.1796 | -48.7339 | -87.0211 | -157.579 | -246.9808 | 87.9916 | 128.7388 | 207.4033 | 336.396 | 18.1799 | 32.6403 | 64.3156 | 112.0213 | -1718.0109 | -1971.7937 | -2523.5584 | -3253.2005 | 4.338 | 4.0486 | 7.8949 | 20.8292 | 1837.8225 | 1677.3901 | 1332.3959 | 998.0952
2 | 18 | 13 | 1962.2937 | 1999.4999 | 2073.9235 | 2204.6973 | 1485.3317 | 1523.8373 | 1610.5254 | 1771.8019 | -49.831 | -86.2468 | -155.9769 | -240.5469 | 100.7924 | 145.9046 | 233.354 | 373.1443 | 14.5425 | 25.9749 | 52.7922 | 93.2425 | -1778.7131 | -2039.6226 | -2604.9728 | -3349.6994 | 1.2189 | 0.71222 | 1.8739 | 5.8659 | 1735.6352 | 1570.0595 | 1211.5193 | 858.5057
2 | 18 | 14 | 1934.7113 | 1972.0682 | 2045.4923 | 2174.2568 | 1468.6277 | 1506.7003 | 1592.4135 | 1751.8763 | -51.0351 | -87.1342 | -155.6954 | -242.8583 | 103.6935 | 149.7938 | 243.9469 | 388.6876 | 14.1734 | 25.279 | 51.3626 | 91.7221 | -1616.4907 | -1853.9982 | -2368.6536 | -3046.2655 | -0.38276 | -0.24373 | 0.073063 | -0.2715 | 1853.2973 | 1712.4652 | 1408.9394 | 1117.1475
2 | 18 | 15 | 1871.7651 | 1908.687 | 1979.3389 | 2103.6472 | 1458.0779 | 1495.8771 | 1580.9745 | 1739.2918 | -50.5631 | -87.1342 | -157.2208 | -245.5944 | 104.2112 | 150.0671 | 238.3374 | 374.698 | 14.1734 | 25.279 | 50.5801 | 91.6204 | -1342.8274 | -1539.9179 | -1966.7817 | -2528.7691 | 0.27146 | 0.5213 | 1.5546 | 1.9757 | 2055.1086 | 1953.3795 | 1726.783 | 1536.8698
2 | 18 | 16 | 1798.1842 | 1833.9989 | 1901.7465 | 2021.2715 | 1447.3239 | 1484.8442 | 1569.314 | 1726.4637 | -50.5631 | -87.9085 | -157.5024 | -245.5944 | 98.0102 | 142.1651 | 223.9767 | 349.6844 | 13.9345 | 25.279 | 51.238 | 89.2269 | -887.511 | -1018.5088 | -1302.4215 | -1676.9146 | -0.26603 | -0.43465 | -0.29902 | -1.2531 | 2419.1127 | 2379.4353 | 2286.0525 | 2262.8845
2 | 18 | 17 | 1810.6337 | 1847.2417 | 1916.7678 | 2038.9932 | 1415.1136 | 1451.7989 | 1534.3888 | 1688.0411 | -50.4866 | -89.7354 | -160.4249 | -248.0222 | 51.1557 | 71.7069 | 109.2449 | 170.6729 | 15.76 | 28.2089 | 56.8941 | 99.9147 | -432.3285 | -496.3298 | -634.9146 | -817.1529 | -0.92569 | -0.95595 | -2.0092 | -5.0834 | 2808.9221 | 2811.9353 | 2819.9469 | 2927.3635
2 | 18 | 18 | 1946.605 | 1985.836 | 2061.6012 | 2191.1874 | 1474.2397 | 1512.4578 | 1598.4985 | 1758.5707 | -51.5377 | -93.2761 | -171.128 | -261.1983 | 54.0568 | 75.596 | 115.7326 | 171.8052 | 20.5061 | 37.3736 | 73.3642 | 127.6199 | -17.8533 | -20.622 | -26.4681 | -33.6005 | -5.8772 | -9.2887 | -17.5636 | -31.1673 | 3420.1394 | 3488.0767 | 3634.0369 | 3923.217
2 | 18 | 19 | 2155.6312 | 2198.9477 | 2284.7662 | 2427.9251 | 1515.0336 | 1554.3092 | 1642.7307 | 1807.2323 | -51.8261 | -96.6515 | -177.1781 | -271.522 | 53.0501 | 75.596 | 115.7326 | 171.8052 | 25.6364 | 45.4307 | 88.4047 | 152.1979 | -0.0029378 | -0.0033719 | -0.0043111 | -0.005539 | -7.2128 | -12.625 | -24.6304 | -39.3918 | 3690.3095 | 3765.0037 | 3929.8214 | 4248.2412
2 | 18 | 20 | 2170.4195 | 2214.2234 | 2301.2376 | 2446.8827 | 1473.7004 | 1511.9045 | 1597.9137 | 1757.9273 | -50.1499 | -94.8246 | -175.3711 | -268.4776 | 59.2511 | 82.5645 | 125.1939 | 185.725 | 27.6505 | 48.7911 | 95.1791 | 162.6823 | -0.0029378 | -0.0033719 | -0.0043111 | -0.005539 | -8.6705 | -15.0582 | -28.8302 | -45.6907 | 3672.1981 | 3747.5973 | 3915.3187 | 4239.0435
2 | 18 | 21 | 2159.9781 | 2203.6197 | 2290.5091 | 2438.063 | 1394.6421 | 1430.7967 | 1512.1919 | 1663.6214 | -47.7875 | -90.3965 | -167.2325 | -253.8355 | 82.8394 | 113.6672 | 167.8876 | 238.096 | 25.4694 | 45.0191 | 88.2179 | 151.2233 | -0.0029378 | -0.0033719 | -0.0043111 | -0.005539 | -7.3024 | -12.3475 | -23.1935 | -35.4682 | 3607.8362 | 3690.3554 | 3868.3762 | 4201.6944
2 | 18 | 22 | 2082.4978 | 2124.5861 | 2207.0944 | 2350.8579 | 1309.0202 | 1342.9552 | 1419.3532 | 1561.4859 | -45.4251 | -82.9237 | -148.7489 | -227.712 | 133.5116 | 187.3543 | 282.9569 | 413.7106 | 20.578 | 36.962 | 73.2397 | 126.0131 | -0.0029378 | -0.0033719 | -0.0043111 | -0.005539 | -3.5562 | -6.3775 | -11.8484 | -18.88 | 3496.6234 | 3602.5529 | 3822.0426 | 4205.47
2 | 18 | 23 | 1928.9834 | 1968.0551 | 2043.3252 | 2178.5682 | 1217.0402 | 1248.5907 | 1319.6205 | 1451.7661 | -40.2589 | -71.9624 | -131.5093 | -199.7018 | 144.8168 | 201.9772 | 305.14 | 444.8769 | 17.7741 | 31.1388 | 62.2389 | 107.4752 | -0.0029378 | -0.0033719 | -0.0043111 | -0.005539 | 0.38548 | -0.077181 | -0.6075 | -0.76857 | 3268.738 | 3377.7188 | 3598.2035 | 3982.2105
2 | 18 | 24 | 1796.1719 | 1833.3883 | 1902.7064 | 2031.6397 | 1137.9354 | 1167.4352 | 1233.8482 | 1357.4046 | -35.2763 | -62.8279 | -112.7441 | -170.8423 | 170.4185 | 232.4196 | 352.7332 | 532.2931 | 14.5425 | 25.9749 | 51.238 | 89.1406 | -0.0029378 | -0.0033719 | -0.0043111 | -0.005539 | 3.2386 | 5.0411 | 8.3387 | 12.8108 | 3087.0276 | 3201.4278 | 3436.116 | 3852.441
2 | 19 | 1 | 1752.0431 | 1788.7823 | 1856.4291 | 1983.1636 | 1096.7392 | 1125.171 | 1189.1797 | 1308.2631 | -33.3859 | -54.3024 | -95.018 | -151.5775 | 304.8597 | 408.854 | 598.8098 | 882.818 | 11.2377 | 19.0253 | 38.2851 | 72.2248 | -0.0029378 | -0.0033719 | -0.0043111 | -0.005539 | 6.944 | 11.4538 | 20.3941 | 30.6494 | 3138.4349 | 3298.9806 | 3608.0755 | 4125.5359
2 | 19 | 2 | 1678.2168 | 1713.5044 | 1777.8972 | 1900.2928 | 1070.8358 | 1098.5961 | 1161.093 | 1277.3638 | -31.1306 | -48.987 | -85.6355 | -136.9353 | 219.7695 | 294.7386 | 439.8785 | 656.106 | 9.0784 | 15.1517 | 30.9882 | 59.8927 | -0.0029378 | -0.0033719 | -0.0043111 | -0.005539 | 5.8229 | 9.4376 | 17.3254 | 25.7859 | 2952.5898 | 3082.4381 | 3341.5425 | 3782.5003
2 | 19 | 3 | 1632.56 | 1666.8605 | 1728.8747 | 1849.1351 | 1062.197 | 1089.7333 | 1151.7261 | 1267.0589 | -30.1101 | -48.0475 | -82.7895 | -128.19 | 135.686 | 188.4013 | 291.2025 | 443.314 | 7.158 | 14.4558 | 29.5586 | 49.2049 | -0.0029378 | -0.0033719 | -0.0043111 | -0.005539 | 4.3298 | 7.152 | 12.8266 | 19.487 | 2811.8178 | 2918.5522 | 3131.3947 | 3500.0043
2 | 19 | 4 | 1596.8071 | 1630.1393 | 1690.5211 | 1807.7326 | 1085.4689 | 1113.6086 | 1176.9595 | 1294.8192 | -30.1101 | -48.987 | -85.6355 | -130.1931 | 81.7906 | 118.005 | 194.4279 | 310.1709 | 7.3249 | 15.8477 | 32.2932 | 50.5221 | -0.0029378 | -0.0033719 | -0.0043111 | -0.005539 | 2.3536 | 3.6586 | 6.4945 | 10.5107 | 2743.6321 | 2832.2688 | 3015.0565 | 3343.5568
2 | 19 | 5 | 1581.9643 | 1614.6411 | 1673.7985 | 1787.4227 | 1162.2144 | 1192.3436 | 1260.1736 | 1386.3662 | -31.1306 | -54.4677 | -96.6201 | -139.6714 | 50.197 | 75.6321 | 136.0389 | 234.41 | 9.7231 | 23.9048 | 47.3337 | 62.0828 | -0.0029378 | -0.0033719 | -0.0043111 | -0.005539 | 1.0614 | 1.9119 | 3.6342 | 5.476 | 2774.0266 | 2853.9625 | 3024.3545 | 3336.0809
2 | 19 | 6 | 1608.9506 | 1641.2782 | 1700.2828 | 1810.0153 | 1309.9155 | 1343.8736 | 1420.3239 | 1562.5538 | -34.6207 | -66.2033 | -122.9608 | -163.3671 | 43.5971 | 68.6637 | 127.963 | 227.6958 | 13.6359 | 39.3232 | 74.6178 | 80.3158 | -0.0029378 | -0.0033719 | -0.0043111 | -0.005539 | 1.0614 | 1.6858 | 3.3352 | 5.1447 | 2942.5369 | 3028.6178 | 3203.5576 | 3522.3528
2 | 19 | 7 | 1677.4558 | 1710.1501 | 1770.5313 | 1877.0671 | 1495.7229 | 1534.4979 | 1621.7925 | 1784.1973 | -40.2589 | -83.5849 | -159.2471 | -208.4471 | 68.7999 | 107.0082 | 184.7638 | 324.5821 | 20.9838 | 58.936 | 110.1681 | 118.3022 | -0.0029378 | -0.0033719 | -0.0043111 | -0.005539 | -0.2606 | -0.10426 | -0.19483 | -0.33137 | 3222.4401 | 3326.8998 | 3527.8095 | 3895.3647
2 | 19 | 8 | 1760.901 | 1794.2332 | 1857.5206 | 1966.6197 | 1606.7919 | 1648.4463 | 1742.2231 | 1916.6877 | -46.0043 | -93.6589 | -180.9347 | -258.691 | 117.5911 | 178.7507 | 296.6932 | 507.8316 | 30.7883 | 64.9054 | 121.169 | 167.3036 | -297.3318 | -340.645 | -435.233 | -562.2736 | 0.1303 | 1.7724 | 3.365 | 0.83401 | 3172.8666 | 3253.8043 | 3404.8032 | 3738.312
2 | 19 | 9 | 1788.4415 | 1820.654 | 1883.1333 | 1987.5925 | 1785.5462 | 1831.8346 | 1936.044 | 2129.9176 | -51.7496 | -99.1395 | -187.3947 | -313.1329 | 170.1097 | 254.1348 | 416.2753 | 715.5428 | 40.5928 | 56.8483 | 106.1285 | 217.7238 | -879.5125 | -1008.267 | -1288.3031 | -1659.6588 | 4.452 | 12.3028 | 24.3327 | 27.0279 | 2857.8801 | 2868.3678 | 2890.2159 | 3105.0129
2 | 19 | 10 | 1827.6412 | 1859.0559 | 1922.3095 | 2027.4325 | 1882.2193 | 1931.0139 | 2040.8654 | 2245.2358 | -56.4438 | -99.2526 | -182.6651 | -337.678 | 191.0961 | 284.2885 | 464.1221 | 798.5 | 42.7521 | 42.9314 | 82.2261 | 229.1829 | -1330.2597 | -1526.2781 | -1952.1767 | -2514.3439 | 8.676 | 16.2647 | 31.6769 | 49.6505 | 2565.6812 | 2508.0236 | 2406.3581 | 2497.9798
2 | 19 | 11 | 1877.7235 | 1909.9393 | 1975.4148 | 2083.1845 | 1931.6661 | 1981.7425 | 2094.4798 | 2304.2191 | -59.2477 | -98.4784 | -176.8966 | -335.9833 | 181.5952 | 273.4309 | 451.1466 | 779.5596 | 35.6797 | 29.747 | 58.3237 | 196.8565 | -1705.2904 | -1956.2236 | -2500.662 | -3217.5834 | 8.7085 | 12.407 | 23.5452 | 45.5765 | 2270.835 | 2152.5646 | 1925.3516 | 1855.8295
2 | 19 | 12 | 1871.0622 | 1902.8581 | 1968.0321 | 2074.3939 | 1954.0657 | 2004.7227 | 2118.7674 | 2330.9388 | -61.6866 | -97.5388 | -173.7691 | -315.7566 | 165.4945 | 247.414 | 415.7348 | 719.4215 | 25.6364 | 22.3857 | 45.1108 | 148.3856 | -1917.1608 | -2199.8207 | -2812.4603 | -3616.554 | 4.338 | 4.0486 | 7.8949 | 20.8292 | 2041.7493 | 1884.0695 | 1569.3107 | 1361.6585
2 | 19 | 13 | 1807.3983 | 1837.6514 | 1899.438 | 2001.3204 | 1966.2119 | 2017.1838 | 2131.9373 | 2345.4276 | -63.5464 | -96.5993 | -169.0395 | -302.5803 | 157.3991 | 238.5629 | 397.0659 | 691.0113 | 17.1294 | 14.3286 | 31.4999 | 108.209 | -1927.4685 | -2211.8615 | -2828.0357 | -3636.0005 | 1.2189 | 0.71222 | 1.8739 | 5.8659 | 1958.3426 | 1799.978 | 1464.7399 | 1213.2534
2 | 19 | 14 | 1761.0217 | 1789.8939 | 1849.5277 | 1949.6706 | 1955.5502 | 2006.2457 | 2120.377 | 2332.7096 | -65.1155 | -96.5993 | -167.719 | -298.5742 | 150.7992 | 227.1689 | 380.3229 | 657.0191 | 13.1948 | 12.0946 | 27.3357 | 89.4302 | -1741.5945 | -1998.3321 | -2555.0542 | -3286.5218 | -0.38276 | -0.24373 | 0.073063 | -0.2715 | 2073.4732 | 1940.2279 | 1654.8632 | 1443.4621
2 | 19 | 15 | 1671.6045 | 1699.7562 | 1755.5365 | 1848.5145 | 1957.72 | 2008.4718 | 2122.7297 | 2335.2979 | -65.2226 | -95.8251 | -166.3984 | -291.8321 | 139.6224 | 210.8283 | 352.4795 | 603.043 | 10.4628 | 11.8103 | 26.0306 | 73.3874 | -1497.5813 | -1718.8721 | -2198.175 | -2825.9057 | 0.27146 | 0.5213 | 1.5546 | 1.9757 | 2216.8773 | 2116.6906 | 1893.7575 | 1744.4808
2 | 19 | 16 | 1593.9018 | 1621.6423 | 1674.5226 | 1762.7782 | 1920.4975 | 1970.2843 | 2082.3699 | 2290.8965 | -63.5464 | -95.9903 | -168.0005 | -294.2599 | 129.205 | 194.8591 | 326.4448 | 551.8741 | 13.1948 | 16.2416 | 34.8925 | 88.3539 | -1019.6116 | -1170.1955 | -1497.1373 | -1926.8177 | -0.26603 | -0.43465 | -0.29902 | -1.2531 | 2573.3752 | 2536.407 | 2452.793 | 2471.572
2 | 19 | 17 | 1596.7265 | 1626.9669 | 1681.8332 | 1771.9575 | 1844.325 | 1892.1372 | 1999.7771 | 2200.0329 | -61.7631 | -97.7041 | -174.0506 | -305.0081 | 66.9285 | 97.8373 | 158.7988 | 253.3673 | 20.1003 | 26.3865 | 52.6676 | 121.7567 | -480.0165 | -551.1031 | -705.3553 | -907.9932 | -0.92569 | -0.95595 | -2.0092 | -5.0834 | 2985.3751 | 2993.5647 | 3011.6617 | 3129.0296
2 | 19 | 18 | 1764.6889 | 1798.4017 | 1862.1156 | 1966.1724 | 1812.447 | 1859.4328 | 1965.2122 | 2162.0067 | -60.0104 | -101.3579 | -184.7537 | -313.0204 | 75.024 | 108.1584 | 170.98 | 268.9108 | 28.2232 | 39.1959 | 76.0989 | 163.1112 | -25.3804 | -29.3324 | -37.7222 | -48.0622 | -5.8772 | -9.2887 | -17.5636 | -31.1673 | 3589.115 | 3665.2098 | 3834.3673 | 4167.9513
2 | 19 | 19 | 2008.8928 | 2047.4844 | 2123.7823 | 2247.96 | 1764.518 | 1810.2612 | 1913.2433 | 2104.8338 | -56.9159 | -102.9064 | -188.9202 | -306.3908 | 92.0125 | 130.9464 | 197.9785 | 304.0353 | 31.1941 | 47.2531 | 92.4445 | 179.5982 | -0.0029378 | -0.0033719 | -0.0043111 | -0.005539 | -7.2128 | -12.625 | -24.6304 | -39.3918 | 3832.4858 | 3920.4103 | 4113.8937 | 4490.6392
2 | 19 | 20 | 2071.2062 | 2112.0247 | 2192.429 | 2324.5438 | 1653.8471 | 1696.7213 | 1793.2444 | 1972.8182 | -53.8978 | -100.1922 | -185.7927 | -284.698 | 98.6123 | 137.9149 | 207.4397 | 312.3732 | 28.2951 | 50.183 | 97.9137 | 165.0758 | -0.0029378 | -0.0033719 | -0.0043111 | -0.005539 | -8.6705 | -15.0582 | -28.8302 | -45.6907 | 3789.3895 | 3881.5901 | 4076.3997 | 4444.4167
2 | 19 | 21 | 2074.6732 | 2115.8701 | 2197.1052 | 2333.267 | 1537.7423 | 1577.6066 | 1667.3535 | 1834.3207 | -50.4078 | -93.772 | -170.1551 | -263.3137 | 108.1132 | 152.0014 | 227.7809 | 331.2434 | 25.4694 | 44.7348 | 86.9129 | 149.9061 | -0.0029378 | -0.0033719 | -0.0043111 | -0.005539 | -7.3024 | -12.3475 | -23.1935 | -35.4682 | 3688.2851 | 3784.0901 | 3985.7996 | 4349.9497
2 | 19 | 22 | 2034.8914 | 2075.1729 | 2154.4498 | 2292.1492 | 1393.1659 | 1429.2822 | 1510.5912 | 1661.8604 | -46.5528 | -84.4723 | -154.2359 | -239.1934 | 193.119 | 271.1768 | 414.974 | 611.3809 | 22.0927 | 38.2157 | 75.4518 | 132.8886 | -0.0029378 | -0.0033719 | -0.0043111 | -0.005539 | -3.5562 | -6.3775 | -11.8484 | -18.88 | 3593.157 | 3722.9944 | 3989.3781 | 4440.2002
2 | 19 | 23 | 1896.5564 | 1934.2276 | 2007.3295 | 2139.0207 | 1264.3245 | 1297.1008 | 1370.8902 | 1508.1699 | -41.3866 | -73.5109 | -131.0228 | -206.444 | 212.1208 | 292.7682 | 440.1305 | 643.1086 | 18.8245 | 30.1585 | 60.2867 | 113.4777 | -0.0029378 | -0.0033719 | -0.0043111 | -0.005539 | 0.38548 | -0.077181 | -0.6075 | -0.76857 | 3350.8223 | 3480.6637 | 3747.0024 | 4196.5588
2 | 19 | 24 | 1808.8052 | 1845.5319 | 1915.398 | 2045.2219 | 1153.4838 | 1183.3867 | 1250.7072 | 1375.9518 | -36.2203 | -62.5495 | -112.2577 | -175.2732 | 317.1293 | 425.2719 | 617.8148 | 888.6908 | 15.4261 | 25.279 | 50.5909 | 92.7496 | -0.0029378 | -0.0033719 | -0.0043111 | -0.005539 | 3.2386 | 5.0411 | 8.3387 | 12.8108 | 3261.8597 | 3421.9576 | 3730.5876 | 4240.1462
2 | 20 | 1 | 1798.6614 | 1836.1923 | 1905.966 | 2035.6029 | 1113.3492 | 1142.2115 | 1207.1897 | 1328.0765 | -31.7097 | -56.1293 | -99.4661 | -151.1528 | 304.8597 | 408.854 | 598.8098 | 882.818 | 12.2882 | 22.1014 | 43.8166 | 74.8592 | -0.0029378 | -0.0033719 | -0.0043111 | -0.005539 | 6.944 | 11.4538 | 20.3941 | 30.6494 | 3204.3898 | 3364.6804 | 3676.7058 | 4200.8477
2 | 20 | 2 | 1724.1854 | 1760.4805 | 1826.8801 | 1952.0048 | 1086.363 | 1114.5258 | 1177.9289 | 1295.8857 | -29.4544 | -50.6487 | -88.763 | -132.1962 | 219.7695 | 294.7386 | 439.8785 | 656.106 | 8.9115 | 16.132 | 32.8158 | 57.3976 | -0.0029378 | -0.0033719 | -0.0043111 | -0.005539 | 5.8229 | 9.4376 | 17.3254 | 25.7859 | 3015.595 | 3144.6625 | 3406.0614 | 3854.9782
2 | 20 | 3 | 1672.9255 | 1708.191 | 1772.2506 | 1894.2696 | 1081.37 | 1109.4034 | 1172.5151 | 1289.9297 | -28.9824 | -49.8744 | -85.6355 | -127.8817 | 135.686 | 188.4013 | 291.2025 | 443.314 | 8.5057 | 15.4361 | 31.5107 | 54.2327 | -0.0029378 | -0.0033719 | -0.0043111 | -0.005539 | 4.3298 | 7.152 | 12.8266 | 19.487 | 2873.8317 | 2978.7061 | 3194.6659 | 3573.3458
2 | 20 | 4 | 1648.7959 | 1683.1395 | 1745.8723 | 1865.9193 | 1107.0516 | 1135.7507 | 1200.3613 | 1320.5644 | -28.9824 | -49.8744 | -87.2375 | -130.1931 | 81.7906 | 118.005 | 194.4279 | 310.1709 | 9.3173 | 16.6532 | 33.7228 | 58.7147 | -0.0029378 | -0.0033719 | -0.0043111 | -0.005539 | 2.3536 | 3.6586 | 6.4945 | 10.5107 | 2820.3236 | 2907.3293 | 3093.637 | 3435.6814
2 | 20 | 5 | 1667.8571 | 1702.0477 | 1765.0788 | 1882.8315 | 1206.5663 | 1237.8452 | 1308.2637 | 1439.2721 | -30.5821 | -55.355 | -99.4661 | -151.5775 | 50.197 | 75.6321 | 136.0389 | 234.41 | 14.2087 | 25.4063 | 48.7633 | 83.9248 | -0.0029378 | -0.0033719 | -0.0043111 | -0.005539 | 1.0614 | 1.9119 | 3.6342 | 5.476 | 2909.3053 | 2987.4848 | 3162.3085 | 3494.3314
2 | 20 | 6 | 1741.9544 | 1776.6707 | 1841.0958 | 1956.6539 | 1400.1235 | 1436.4202 | 1518.1352 | 1670.1599 | -35.1998 | -68.0302 | -129.2158 | -198.6605 | 43.5971 | 68.6637 | 127.963 | 227.6958 | 25.0636 | 43.2333 | 81.4545 | 135.6622 | -0.0029378 | -0.0033719 | -0.0043111 | -0.005539 | 1.0614 | 1.6858 | 3.3352 | 5.1447 | 3176.5973 | 3258.64 | 3442.7635 | 3796.6504
2 | 20 | 7 | 1792.069 | 1825.6095 | 1889.5419 | 1997.2012 | 1698.0122 | 1742.0313 | 1841.132 | 2025.5012 | -42.4377 | -87.2387 | -169.6686 | -262.6971 | 68.7999 | 107.0082 | 184.7638 | 324.5821 | 38.0996 | 64.9054 | 121.169 | 201.9219 | -0.0029378 | -0.0033719 | -0.0043111 | -0.005539 | -0.2606 | -0.10426 | -0.19483 | -0.33137 | 3554.2795 | 3652.2081 | 3866.7388 | 4286.1724
2 | 20 | 8 | 1751.4829 | 1782.8678 | 1842.3438 | 1937.0337 | 1962.2465 | 2013.1157 | 2127.6378 | 2340.6975 | -48.6551 | -98.9743 | -191.5612 | -295.8711 | 117.5911 | 178.7507 | 296.6932 | 507.8316 | 40.0201 | 68.5312 | 127.9433 | 213.4827 | -187.8632 | -215.2145 | -275.3629 | -356.791 | 0.1303 | 1.7724 | 3.365 | 0.83401 | 3634.9526 | 3730.8491 | 3931.0589 | 4347.2174
2 | 20 | 9 | 1635.871 | 1663.0583 | 1713.8601 | 1789.7495 | 2224.2172 | 2281.8777 | 2411.6891 | 2653.1935 | -53.2422 | -103.5155 | -193.3682 | -301.3433 | 170.1097 | 254.1348 | 416.2753 | 715.5428 | 34.0565 | 58.5244 | 109.3856 | 183.6889 | -662.4163 | -759.2019 | -969.8856 | -1250.3157 | 4.452 | 12.3028 | 24.3327 | 27.0279 | 3353.048 | 3407.1806 | 3512.2891 | 3817.5436
2 | 20 | 10 | 1594.8862 | 1620.6985 | 1667.8992 | 1735.0889 | 2365.8573 | 2427.1896 | 2565.2675 | 2822.1511 | -56.3367 | -100.14 | -182.8701 | -283.428 | 191.0961 | 284.2885 | 464.1221 | 798.5 | 21.2811 | 37.5198 | 71.9347 | 122.645 | -1128.1379 | -1293.7242 | -1654.4131 | -2133.6133 | 8.676 | 16.2647 | 31.6769 | 49.6505 | 2997.322 | 2992.0969 | 2963.6172 | 3110.9941
2 | 20 | 11 | 1594.1128 | 1619.8731 | 1666.7663 | 1731.0685 | 2429.5598 | 2492.5436 | 2634.3394 | 2898.1397 | -59.2171 | -100.4184 | -178.7036 | -279.7302 | 181.5952 | 273.4309 | 451.1466 | 779.5596 | 14.7814 | 26.8171 | 53.3148 | 92.6104 | -1483.7187 | -1702.2355 | -2175.9851 | -2800.1218 | 8.7085 | 12.407 | 23.5452 | 45.5765 | 2685.822 | 2622.4178 | 2474.4236 | 2467.1027
2 | 20 | 12 | 1553.6859 | 1578.9829 | 1623.8087 | 1683.7582 | 2457.4397 | 2521.1462 | 2664.5692 | 2931.3967 | -62.3116 | -99.6441 | -172.935 | -276.457 | 165.4945 | 247.414 | 415.7348 | 719.4215 | 9.8181 | 18.064 | 37.0315 | 68.0324 | -1684.3526 | -1932.6785 | -2469.9673 | -3172.4624 | 4.338 | 4.0486 | 7.8949 | 20.8292 | 2444.1119 | 2337.3331 | 2106.1367 | 1974.5186
2 | 20 | 13 | 1504.3811 | 1528.7771 | 1570.9998 | 1626.4959 | 2476.3293 | 2540.5255 | 2685.0509 | 2953.9294 | -64.0949 | -99.8093 | -174.742 | -282.7785 | 157.3991 | 238.5629 | 397.0659 | 691.0113 | 9.0065 | 16.526 | 34.7571 | 64.3218 | -1618.8904 | -1857.5817 | -2374.4157 | -3052.6677 | 1.2189 | 0.71222 | 1.8739 | 5.8659 | 2465.3496 | 2367.7126 | 2140.59 | 2006.178
2 | 20 | 14 | 1451.4915 | 1474.964 | 1515.1271 | 1567.7149 | 2465.6485 | 2529.5678 | 2673.4698 | 2941.1886 | -64.7505 | -99.9225 | -174.742 | -285.5146 | 150.7992 | 227.1689 | 380.3229 | 657.0191 | 7.5868 | 13.917 | 30.5929 | 58.2176 | -1503.4841 | -1725.7024 | -2206.7441 | -2836.1127 | -0.38276 | -0.24373 | 0.073063 | -0.2715 | 2506.9087 | 2419.749 | 2218.0996 | 2102.2415
2 | 20 | 15 | 1390.6433 | 1412.8976 | 1450.3397 | 1501.269 | 2434.9426 | 2498.0659 | 2640.1759 | 2904.5606 | -64.827 | -98.8698 | -171.6145 | -283.9362 | 139.6224 | 210.8283 | 352.4795 | 603.043 | 6.6083 | 12.3789 | 27.8582 | 52.2152 | -1305.251 | -1498.315 | -1916.5909 | -2464.3521 | 0.27146 | 0.5213 | 1.5546 | 1.9757 | 2602.01 | 2537.5072 | 2384.2025 | 2314.7752
2 | 20 | 16 | 1346.518 | 1367.8211 | 1404.5345 | 1457.1295 | 2361.0753 | 2422.2837 | 2560.0825 | 2816.4468 | -63.6994 | -97.9303 | -170.0125 | -281.5084 | 129.205 | 194.8591 | 326.4448 | 551.8741 | 7.5868 | 13.917 | 30.0703 | 56.7988 | -793.0648 | -911.9041 | -1171.6149 | -1517.7 | -0.26603 | -0.43465 | -0.29902 | -1.2531 | 2987.355 | 2988.6118 | 2979.2058 | 3081.7877
2 | 20 | 17 | 1401.6271 | 1425.1713 | 1466.7334 | 1529.7001 | 2223.1159 | 2280.7478 | 2410.4949 | 2651.8797 | -61.3676 | -97.8172 | -172.6535 | -282.3538 | 66.9285 | 97.8373 | 158.7988 | 253.3673 | 11.3327 | 20.1518 | 41.5937 | 75.5776 | -380.4737 | -436.9307 | -559.2379 | -719.0576 | -0.92569 | -0.95595 | -2.0092 | -5.0834 | 3260.2372 | 3288.2041 | 3343.7203 | 3504.0299
2 | 20 | 18 | 1651.0353 | 1680.0308 | 1735.5455 | 1820.4608 | 2105.8396 | 2160.4312 | 2283.3339 | 2511.9848 | -60.5589 | -100.4184 | -181.5496 | -289.633 | 75.024 | 108.1584 | 170.98 | 268.9108 | 18.1799 | 32.6403 | 64.3156 | 112.8943 | -14.6404 | -17.037 | -22.283 | -28.8631 | -5.8772 | -9.2887 | -17.5636 | -31.1673 | 3769.0021 | 3854.5167 | 4032.7788 | 4364.5872
2 | 20 | 19 | 1987.4402 | 2024.81 | 2097.8653 | 2211.8661 | 1969.3144 | 2020.3668 | 2135.3014 | 2349.1285 | -57.3879 | -101.9669 | -185.9976 | -290.1702 | 92.0125 | 130.9464 | 197.9785 | 304.0353 | 23.9548 | 42.9314 | 83.3958 | 143.1322 | -0.0029378 | -0.0033719 | -0.0043111 | -0.005539 | -7.2128 | -12.625 | -24.6304 | -39.3918 | 4008.1183 | 4104.4593 | 4303.9087 | 4678.5946
2 | 20 | 20 | 2088.5427 | 2128.6814 | 2208.3969 | 2336.2092 | 1796.9279 | 1843.5114 | 1948.385 | 2143.4945 | -53.8978 | -99.2526 | -182.6651 | -279.959 | 98.6123 | 137.9149 | 207.4397 | 312.3732 | 27.2447 | 47.949 | 92.4445 | 158.2003 | -0.0029378 | -0.0033719 | -0.0043111 | -0.005539 | -8.6705 | -15.0582 | -28.8302 | -45.6907 | 3948.7563 | 4043.7424 | 4245.1665 | 4624.6221
2 | 20 | 21 | 2112.493 | 2153.9507 | 2236.0698 | 2370.3598 | 1642.6347 | 1685.2183 | 1781.087 | 1959.4434 | -50.8798 | -93.772 | -171.9621 | -265.3168 | 108.1132 | 152.0014 | 227.7809 | 331.2434 | 26.1141 | 45.8613 | 89.7098 | 152.5404 | -0.0029378 | -0.0033719 | -0.0043111 | -0.005539 | -7.3024 | -12.3475 | -23.1935 | -35.4682 | 3831.1699 | 3930.9087 | 4139.4876 | 4512.7965
2 | 20 | 22 | 2066.7034 | 2107.3736 | 2187.5181 | 2324.2611 | 1466.5218 | 1504.5399 | 1590.1301 | 1749.3643 | -46.4763 | -85.5249 | -157.3635 | -241.6211 | 193.119 | 271.1768 | 414.974 | 611.3809 | 23.1432 | 41.4299 | 80.014 | 136.4976 | -0.0029378 | -0.0033719 | -0.0043111 | -0.005539 | -3.5562 | -6.3775 | -11.8484 | -18.88 | 3699.4521 | 3832.6144 | 4103.42 | 4560.9972
2 | 20 | 23 | 1955.4669 | 1994.2673 | 2069.6739 | 2203.5502 | 1310.3719 | 1344.3419 | 1420.8188 | 1563.0983 | -41.203 | -75.1725 | -137.2779 | -210.4502 | 212.1208 | 292.7682 | 440.1305 | 643.1086 | 20.578 | 36.2661 | 70.3182 | 120.3532 | -0.0029378 | -0.0033719 | -0.0043111 | -0.005539 | 0.38548 | -0.077181 | -0.6075 | -0.76857 | 3457.7173 | 3592.3904 | 3863.0518 | 4318.886
2 | 20 | 24 | 1859.1997 | 1896.7387 | 1969.0541 | 2101.5522 | 1179.7052 | 1210.2878 | 1279.1386 | 1407.2304 | -35.5647 | -65.2638 | -116.7057 | -176.8515 | 317.1293 | 425.2719 | 617.8148 | 888.6908 | 16.5566 | 28.9048 | 56.7073 | 97.7774 | -0.0029378 | -0.0033719 | -0.0043111 | -0.005539 | 3.2386 | 5.0411 | 8.3387 | 12.8108 | 3340.2618 | 3500.977 | 3814.3434 | 4331.2045
2 | 21 | 1 | 1810.5266 | 1848.0986 | 1918.5648 | 2050.2251 | 1100.5936 | 1129.1253 | 1193.3589 | 1312.8608 | -31.7097 | -55.355 | -98.1455 | -146.8383 | 304.8597 | 408.854 | 598.8098 | 882.818 | 11.4766 | 20.5633 | 41.0197 | 71.2501 | -0.0029378 | -0.0033719 | -0.0043111 | -0.005539 | 6.944 | 11.4538 | 20.3941 | 30.6494 | 3202.6878 | 3362.7365 | 3673.9975 | 4200.9596
2 | 21 | 2 | 1730.6399 | 1766.4385 | 1833.3316 | 1960.2831 | 1072.8712 | 1100.6843 | 1163.3 | 1279.7918 | -29.4544 | -49.8744 | -88.763 | -132.1962 | 219.7695 | 294.7386 | 439.8785 | 656.106 | 8.3387 | 15.0245 | 30.2057 | 54.3344 | -0.0029378 | -0.0033719 | -0.0043111 | -0.005539 | 5.8229 | 9.4376 | 17.3254 | 25.7859 | 3007.9849 | 3136.4457 | 3395.2739 | 3844.0995
2 | 21 | 3 | 1683.5752 | 1719.2695 | 1783.881 | 1907.4005 | 1065.4787 | 1093.1001 | 1155.2844 | 1270.9735 | -28.9824 | -49.1001 | -85.6355 | -127.457 | 135.686 | 188.4013 | 291.2025 | 443.314 | 7.7307 | 14.7402 | 29.4232 | 52.0425 | -0.0029378 | -0.0033719 | -0.0043111 | -0.005539 | 4.3298 | 7.152 | 12.8266 | 19.487 | 2867.8151 | 2973.5596 | 3186.978 | 3565.755
2 | 21 | 4 | 1667.6569 | 1702.826 | 1766.7922 | 1888.2037 | 1091.7631 | 1120.0659 | 1183.7842 | 1302.3272 | -28.9824 | -49.8744 | -85.917 | -127.8817 | 81.7906 | 118.005 | 194.4279 | 310.1709 | 8.5057 | 15.4361 | 31.5107 | 55.2074 | -0.0029378 | -0.0033719 | -0.0043111 | -0.005539 | 2.3536 | 3.6586 | 6.4945 | 10.5107 | 2823.0845 | 2910.1138 | 3097.0883 | 3438.5327
2 | 21 | 5 | 1684.8135 | 1719.9806 | 1783.9281 | 1902.9445 | 1191.9443 | 1222.8442 | 1292.4094 | 1421.8301 | -30.5821 | -53.6934 | -95.2996 | -146.8383 | 50.197 | 75.6321 | 136.0389 | 234.41 | 12.4551 | 22.1014 | 42.5116 | 74.7575 | -0.0029378 | -0.0033719 | -0.0043111 | -0.005539 | 1.0614 | 1.9119 | 3.6342 | 5.476 | 2909.8864 | 2988.7734 | 3163.2183 | 3492.5743
2 | 21 | 6 | 1746.8775 | 1781.8588 | 1847.0279 | 1963.1513 | 1385.1118 | 1421.0193 | 1501.8582 | 1652.2529 | -35.1998 | -66.2033 | -123.2423 | -189.1822 | 43.5971 | 68.6637 | 127.963 | 227.6958 | 22.0927 | 38.2157 | 72.5303 | 122.7842 | -0.0029378 | -0.0033719 | -0.0043111 | -0.005539 | 1.0614 | 1.6858 | 3.3352 | 5.1447 | 3163.5378 | 3245.2365 | 3429.4681 | 3781.8412
2 | 21 | 7 | 1785.5718 | 1818.8727 | 1882.5568 | 1990.8934 | 1683.0943 | 1726.7267 | 1824.9567 | 2007.7062 | -42.5448 | -85.577 | -165.2206 | -257.958 | 68.7999 | 107.0082 | 184.7638 | 324.5821 | 35.5128 | 60.7218 | 113.4876 | 190.5644 | -0.0029378 | -0.0033719 | -0.0043111 | -0.005539 | -0.2606 | -0.10426 | -0.19483 | -0.33137 | 3530.1704 | 3627.6447 | 3840.3452 | 4255.4511
2 | 21 | 8 | 1744.8227 | 1775.9216 | 1835.4594 | 1930.809 | 1944.7745 | 1995.1907 | 2108.6931 | 2319.8557 | -48.6551 | -97.3127 | -187.3947 | -293.5597 | 117.5911 | 178.7507 | 296.6932 | 507.8316 | 38.5054 | 65.8857 | 123.1211 | 206.6072 | -191.6014 | -218.9327 | -277.7038 | -353.6452 | 0.1303 | 1.7724 | 3.365 | 0.83401 | 3605.5675 | 3701.2758 | 3902.2332 | 4318.7325
2 | 21 | 9 | 1629.6979 | 1656.2377 | 1706.5905 | 1783.5581 | 2219.8222 | 2277.3687 | 2406.9237 | 2647.9508 | -53.2422 | -101.8538 | -190.5222 | -296.6041 | 170.1097 | 254.1348 | 416.2753 | 715.5428 | 32.303 | 55.3102 | 104.0409 | 175.5979 | -633.8454 | -726.5229 | -928.3178 | -1195.2711 | 4.452 | 12.3028 | 24.3327 | 27.0279 | 3369.2973 | 3426.9776 | 3539.3231 | 3857.8023
2 | 21 | 10 | 1588.3165 | 1614.0752 | 1660.858 | 1727.0836 | 2376.5626 | 2438.1725 | 2576.8752 | 2834.9212 | -56.3367 | -100.3053 | -181.3446 | -281.4249 | 191.0961 | 284.2885 | 464.1221 | 798.5 | 20.3392 | 35.5701 | 69.1377 | 118.163 | -976.6788 | -1120.8375 | -1435.1399 | -1849.6922 | 8.676 | 16.2647 | 31.6769 | 49.6505 | 3151.9748 | 3167.2282 | 3186.1855 | 3397.201
2 | 21 | 11 | 1568.577 | 1592.8195 | 1638.1121 | 1700.8512 | 2456.0898 | 2519.7613 | 2663.1055 | 2929.7865 | -59.6891 | -100.4184 | -178.7036 | -277.4188 | 181.5952 | 273.4309 | 451.1466 | 779.5596 | 14.3756 | 25.9749 | 51.3626 | 89.0014 | -1199.6029 | -1376.5892 | -1762.296 | -2271.1533 | 8.7085 | 12.407 | 23.5452 | 45.5765 | 2970.0542 | 2947.3862 | 2886.2724 | 2996.203
2 | 21 | 12 | 1536.1123 | 1559.3356 | 1602.8306 | 1662.2976 | 2501.0733 | 2565.9109 | 2711.8805 | 2983.4457 | -61.656 | -99.6441 | -176.0625 | -276.1487 | 165.4945 | 247.414 | 415.7348 | 719.4215 | 9.8181 | 18.064 | 37.554 | 68.0324 | -1309.925 | -1502.4277 | -1919.1115 | -2464.8092 | 4.338 | 4.0486 | 7.8949 | 20.8292 | 2845.2552 | 2792.7013 | 2680.7207 | 2713.0685
2 | 21 | 13 | 1472.7337 | 1494.8254 | 1534.9956 | 1589.4843 | 2524.7551 | 2590.2066 | 2737.5583 | 3011.6949 | -63.9878 | -100.5315 | -176.0625 | -281.9292 | 157.3991 | 238.5629 | 397.0659 | 691.0113 | 7.8257 | 15.0245 | 32.0225 | 59.7381 | -1283.4163 | -1471.9459 | -1879.9139 | -2415.9799 | 1.2189 | 0.71222 | 1.8739 | 5.8659 | 2816.5283 | 2766.8543 | 2647.5398 | 2659.8854
2 | 21 | 14 | 1399.3153 | 1420.2698 | 1456.6908 | 1505.4084 | 2538.8424 | 2604.6592 | 2752.833 | 3028.4992 | -65.2991 | -101.4189 | -176.2675 | -283.0868 | 150.7992 | 227.1689 | 380.3229 | 657.0191 | 6.2025 | 12.0946 | 26.5532 | 50.025 | -1087.0745 | -1245.928 | -1591.5472 | -2051.2101 | -0.38276 | -0.24373 | 0.073063 | -0.2715 | 2942.4031 | 2916.6019 | 2848.6583 | 2906.3832
2 | 21 | 15 | 1306.3109 | 1325.4784 | 1357.9775 | 1400.9253 | 2526.8378 | 2592.3433 | 2739.8165 | 3014.1793 | -65.0412 | -101.4189 | -175.986 | -284.2445 | 139.6224 | 210.8283 | 352.4795 | 603.043 | 5.8116 | 11.3987 | 25.9061 | 48.6062 | -816.3132 | -935.6286 | -1195.38 | -1541.503 | 0.27146 | 0.5213 | 1.5546 | 1.9757 | 3097.4997 | 3103.5226 | 3106.3683 | 3242.982
2 | 21 | 16 | 1263.8682 | 1283.4046 | 1315.3358 | 1358.3434 | 2437.7426 | 2500.9385 | 2643.2119 | 2907.9007 | -63.8065 | -100.5315 | -174.4605 | -279.6217 | 129.205 | 194.8591 | 326.4448 | 551.8741 | 6.3694 | 12.9178 | 28.1182 | 50.898 | -499.1227 | -571.4338 | -729.7183 | -943.603 | -0.26603 | -0.43465 | -0.29902 | -1.2531 | 3273.99 | 3319.7201 | 3408.6329 | 3644.5383
2 | 21 | 17 | 1327.0329 | 1348.9458 | 1386.2819 | 1441.2213 | 2284.7023 | 2343.9308 | 2477.2723 | 2725.3441 | -60.9262 | -101.3058 | -178.627 | -280.8917 | 66.9285 | 97.8373 | 158.7988 | 253.3673 | 10.9636 | 20.9749 | 43.1587 | 74.2604 | -215.3445 | -246.3346 | -313.3786 | -402.0282 | -0.92569 | -0.95595 | -2.0092 | -5.0834 | 3412.431 | 3463.0926 | 3571.497 | 3806.1898
2 | 21 | 18 | 1614.9705 | 1643.3924 | 1696.4624 | 1777.8853 | 2138.8962 | 2194.3448 | 2319.1767 | 2551.4169 | -59.5384 | -103.1848 | -184.9586 | -288.1711 | 75.024 | 108.1584 | 170.98 | 268.9108 | 18.7526 | 34.1594 | 67.8327 | 115.1861 | -0.78827 | -0.90466 | -1.1538 | -1.4473 | -5.8772 | -9.2887 | -17.5636 | -31.1673 | 3781.4395 | 3866.6769 | 4050.7759 | 4392.6134
2 | 21 | 19 | 1961.1348 | 1997.9023 | 2069.6973 | 2180.8185 | 1991.883 | 2043.5204 | 2159.7722 | 2376.0498 | -56.3673 | -103.9591 | -190.7272 | -290.5949 | 92.0125 | 130.9464 | 197.9785 | 304.0353 | 25.8752 | 45.5769 | 88.4047 | 151.3249 | -0.0029378 | -0.0033719 | -0.0043111 | -0.005539 | -7.2128 | -12.625 | -24.6304 | -39.3918 | 4007.3224 | 4101.3586 | 4300.4908 | 4682.2363
2 | 21 | 20 | 2077.9112 | 2117.8988 | 2197.1008 | 2323.4009 | 1808.6263 | 1855.513 | 1961.0694 | 2157.4491 | -53.3493 | -99.4179 | -184.4722 | -280.3836 | 98.6123 | 137.9149 | 207.4397 | 312.3732 | 27.8893 | 48.7911 | 95.1791 | 161.8093 | -0.0029378 | -0.0033719 | -0.0043111 | -0.005539 | -8.6705 | -15.0582 | -28.8302 | -45.6907 | 3951.0164 | 4045.6384 | 4247.4824 | 4628.9527
2 | 21 | 21 | 2104.2478 | 2145.5687 | 2227.0637 | 2360.8266 | 1647.6913 | 1690.4059 | 1786.5697 | 1965.4752 | -49.8592 | -92.9977 | -170.1551 | -261.0024 | 108.1132 | 152.0014 | 227.7809 | 331.2434 | 24.7298 | 43.6273 | 84.1783 | 145.6649 | -0.0029378 | -0.0033719 | -0.0043111 | -0.005539 | -7.3024 | -12.3475 | -23.1935 | -35.4682 | 3827.6175 | 3926.2547 | 4132.2398 | 4506.734
2 | 21 | 22 | 2057.3548 | 2098.1751 | 2177.9151 | 2313.8564 | 1465.0073 | 1502.986 | 1588.4879 | 1747.5576 | -46.4763 | -83.698 | -149.7879 | -227.4037 | 193.119 | 271.1768 | 414.974 | 611.3809 | 18.6576 | 33.7478 | 66.4031 | 115.9728 | -0.0029378 | -0.0033719 | -0.0043111 | -0.005539 | -3.5562 | -6.3775 | -11.8484 | -18.88 | 3684.1033 | 3816.0069 | 4086.1395 | 4542.4785
2 | 21 | 23 | 1940.1716 | 1979.3289 | 2054.132 | 2186.9384 | 1301.5767 | 1335.3187 | 1411.2823 | 1552.6068 | -40.7309 | -72.7366 | -131.0228 | -198.9688 | 212.1208 | 292.7682 | 440.1305 | 643.1086 | 16.3897 | 29.3164 | 58.1992 | 99.8284 | -0.0029378 | -0.0033719 | -0.0043111 | -0.005539 | 0.38548 | -0.077181 | -0.6075 | -0.76857 | 3429.9105 | 3563.9151 | 3832.1095 | 4282.7393
2 | 21 | 24 | 1853.721 | 1892.1274 | 1964.1674 | 2095.822 | 1164.4046 | 1194.5906 | 1262.5484 | 1388.9789 | -35.6718 | -63.4369 | -112.2577 | -170.1093 | 317.1293 | 425.2719 | 617.8148 | 888.6908 | 13.8029 | 24.9947 | 49.2859 | 85.1028 | -0.0029378 | -0.0033719 | -0.0043111 | -0.005539 | 3.2386 | 5.0411 | 8.3387 | 12.8108 | 3316.6216 | 3478.5854 | 3789.8932 | 4301.2904
2 | 22 | 1 | 1808.3338 | 1846.0793 | 1916.6154 | 2048.7062 | 1083.1036 | 1111.1819 | 1174.3948 | 1291.9977 | -32.2583 | -56.1293 | -99.4661 | -149.1497 | 304.8597 | 408.854 | 598.8098 | 882.818 | 11.2377 | 20.279 | 40.4972 | 69.06 | -0.0029378 | -0.0033719 | -0.0043111 | -0.005539 | 6.944 | 11.4538 | 20.3941 | 30.6494 | 3182.2176 | 3341.7153 | 3651.2409 | 4174.076
2 | 22 | 2 | 1733.3181 | 1769.738 | 1836.8521 | 1964.3459 | 1056.8727 | 1084.271 | 1145.953 | 1260.7077 | -30.1101 | -50.6487 | -88.763 | -132.9292 | 219.7695 | 294.7386 | 439.8785 | 656.106 | 7.9696 | 15.1517 | 30.9882 | 53.8902 | -0.0029378 | -0.0033719 | -0.0043111 | -0.005539 | 5.8229 | 9.4376 | 17.3254 | 25.7859 | 2993.6398 | 3122.6849 | 3382.23 | 3827.9011
2 | 22 | 3 | 1684.5261 | 1720.0944 | 1785.0317 | 1909.5161 | 1049.0777 | 1076.274 | 1137.501 | 1251.4093 | -29.0895 | -49.8744 | -85.917 | -130.1931 | 135.686 | 188.4013 | 291.2025 | 443.314 | 7.9696 | 15.1517 | 30.9882 | 52.9156 | -0.0029378 | -0.0033719 | -0.0043111 | -0.005539 | 4.3298 | 7.152 | 12.8266 | 19.487 | 2852.4968 | 2957.1957 | 3171.6288 | 3546.4434
2 | 22 | 4 | 1664.703 | 1699.9463 | 1763.7863 | 1886.0068 | 1074.094 | 1101.9387 | 1164.6258 | 1281.2504 | -29.0895 | -49.8744 | -87.2375 | -130.6178 | 81.7906 | 118.005 | 194.4279 | 310.1709 | 8.9115 | 16.2592 | 33.0757 | 57.3976 | -0.0029378 | -0.0033719 | -0.0043111 | -0.005539 | 2.3536 | 3.6586 | 6.4945 | 10.5107 | 2802.7602 | 2889.9302 | 3075.1685 | 3414.713
2 | 22 | 5 | 1678.2607 | 1713.1839 | 1776.9318 | 1896.6154 | 1174.3555 | 1204.7994 | 1273.338 | 1400.8489 | -30.6892 | -54.4677 | -96.6201 | -146.8383 | 50.197 | 75.6321 | 136.0389 | 234.41 | 12.0493 | 21.6709 | 42.7715 | 72.5673 | -0.0029378 | -0.0033719 | -0.0043111 | -0.005539 | 1.0614 | 1.9119 | 3.6342 | 5.476 | 2885.2318 | 2962.7271 | 3136.09 | 3463.0738
2 | 22 | 6 | 1733.4228 | 1768.0627 | 1832.5276 | 1948.5104 | 1373.1545 | 1408.7521 | 1488.8931 | 1637.9895 | -35.1998 | -66.2033 | -122.9608 | -191.4936 | 43.5971 | 68.6637 | 127.963 | 227.6958 | 21.6869 | 37.7851 | 71.3607 | 120.594 | -0.0029378 | -0.0033719 | -0.0043111 | -0.005539 | 1.0614 | 1.6858 | 3.3352 | 5.1447 | 3137.72 | 3218.7427 | 3401.1145 | 3748.4352
2 | 22 | 7 | 1756.4589 | 1789.5004 | 1852.05 | 1958.1433 | 1671.3141 | 1714.6411 | 1812.1836 | 1993.6541 | -42.5448 | -84.5244 | -160.5676 | -250.7911 | 68.7999 | 107.0082 | 184.7638 | 324.5821 | 32.9476 | 56.4177 | 105.6059 | 177.0167 | -0.0029378 | -0.0033719 | -0.0043111 | -0.005539 | -0.2606 | -0.10426 | -0.19483 | -0.66275 | 3486.7122 | 3582.9355 | 3793.8366 | 4201.9369
2 | 22 | 8 | 1730.7392 | 1761.8154 | 1820.5175 | 1915.2938 | 1931.9615 | 1982.0455 | 2094.8001 | 2304.5715 | -48.6551 | -97.1474 | -185.3062 | -288.8206 | 117.5911 | 178.7507 | 296.6932 | 507.8316 | 37.1211 | 63.779 | 117.9117 | 198.6178 | -88.1764 | -100.6962 | -127.9076 | -164.3723 | 0.9827 | 1.7724 | 3.365 | 5.6821 | 3681.5641 | 3790.3195 | 4020.0738 | 4478.8038
2 | 22 | 9 | 1624.9721 | 1651.7795 | 1701.939 | 1777.8688 | 2218.195 | 2275.6993 | 2405.1593 | 2646.0097 | -52.5865 | -100.0269 | -187.1132 | -289.1289 | 170.1097 | 254.1348 | 416.2753 | 715.5428 | 30.7883 | 53.0763 | 100.6592 | 168.8241 | -173.1416 | -197.5897 | -251.1252 | -324.4511 | 6.8952 | 12.3028 | 24.3327 | 41.3884 | 3825.2323 | 3949.376 | 4210.1271 | 4736.0538
2 | 22 | 10 | 1580.3049 | 1605.006 | 1651.0844 | 1716.9921 | 2408.4033 | 2470.8386 | 2611.3996 | 2872.9028 | -54.9184 | -98.3131 | -178.2171 | -270.4807 | 191.0961 | 284.2885 | 464.1221 | 798.5 | 19.1218 | 33.7478 | 65.8805 | 111.3892 | -256.7512 | -292.6904 | -368.4487 | -463.4194 | 9.6315 | 16.2647 | 31.6769 | 51.6276 | 3896.888 | 4019.142 | 4277.4978 | 4817.5115
2 | 22 | 11 | 1514.3889 | 1536.9408 | 1578.8476 | 1635.0832 | 2543.3847 | 2609.3192 | 2757.7582 | 3033.9175 | -57.0666 | -97.3736 | -172.167 | -259.3076 | 181.5952 | 273.4309 | 451.1466 | 779.5596 | 11.2377 | 20.5633 | 41.8536 | 73.5044 | -459.1539 | -526.4103 | -673.7118 | -873.9078 | 8.019 | 12.407 | 23.5452 | 38.5063 | 3742.4051 | 3828.8774 | 4007.2724 | 4427.3555
2 | 22 | 12 | 1451.5396 | 1472.6434 | 1510.9754 | 1560.1737 | 2620.9526 | 2688.898 | 2841.864 | 3126.4457 | -59.3984 | -98.4262 | -170.565 | -254.8768 | 165.4945 | 247.414 | 415.7348 | 719.4215 | 6.3464 | 13.3483 | 28.7653 | 51.6624 | -438.8022 | -502.3365 | -639.2022 | -820.6913 | 2.2857 | 4.0486 | 7.8949 | 13.035 | 3748.4182 | 3825.5895 | 3995.4673 | 4395.1702
2 | 22 | 13 | 1316.6558 | 1334.5535 | 1365.8275 | 1402.3995 | 2690.1645 | 2759.9041 | 2916.9095 | 3209.0062 | -60.526 | -100.3662 | -172.372 | -257.1882 | 157.3991 | 238.5629 | 397.0659 | 691.0113 | 5.3827 | 11.1144 | 25.5081 | 45.6599 | -628.7441 | -719.6645 | -915.4332 | -1173.0704 | 0.4262 | 0.71222 | 1.8739 | 3.006 | 3480.758 | 3524.8163 | 3619.3798 | 3920.8244
2 | 22 | 14 | 1223.8888 | 1239.8313 | 1266.1938 | 1295.7109 | 2719.9833 | 2790.496 | 2949.2417 | 3244.5761 | -62.0951 | -102.0279 | -176.7434 | -261.9273 | 150.7992 | 227.1689 | 380.3229 | 657.0191 | 5.5497 | 11.3987 | 26.0306 | 47.8501 | -431.5469 | -493.7812 | -627.5263 | -799.5478 | -0.10587 | -0.24373 | 0.073063 | 0.53883 | 3606.4732 | 3672.8421 | 3817.5924 | 4184.2199
2 | 22 | 15 | 1155.8337 | 1170.6931 | 1194.2314 | 1219.6734 | 2704.1737 | 2774.2766 | 2932.0996 | 3225.7174 | -61.4395 | -101.6974 | -174.9364 | -261.5026 | 139.6224 | 210.8283 | 352.4795 | 603.043 | 5.5497 | 11.1144 | 25.3835 | 45.5583 | -329.5141 | -375.8038 | -474.7404 | -602.2329 | 0.27689 | 0.5213 | 1.5546 | 2.5159 | 3614.5029 | 3689.9323 | 3856.0718 | 4232.7725
2 | 22 | 16 | 1097.068 | 1111.5764 | 1133.7123 | 1158.0264 | 2633.7591 | 2702.0364 | 2855.7499 | 3141.7221 | -59.9469 | -100.0357 | -174.9364 | -260.7696 | 129.205 | 194.8591 | 326.4448 | 551.8741 | 7.158 | 14.0442 | 29.9458 | 53.751 | -233.5289 | -267.0888 | -339.8069 | -435.7642 | -0.1303 | -0.43465 | -0.29902 | -0.98298 | 3573.5838 | 3654.9571 | 3830.8105 | 4207.8567
2 | 22 | 17 | 1192.0133 | 1210.1686 | 1239.5639 | 1279.5027 | 2443.481 | 2506.8257 | 2649.434 | 2914.7458 | -58.6357 | -99.9226 | -176.5384 | -265.9334 | 66.9285 | 97.8373 | 158.7988 | 253.3673 | 11.1074 | 20.5633 | 42.6361 | 74.3774 | -119.4743 | -136.672 | -173.8109 | -221.8356 | -0.65423 | -0.95595 | -2.0092 | -3.2789 | 3534.766 | 3597.8443 | 3738.0743 | 4030.9453
2 | 22 | 18 | 1482.1477 | 1507.1796 | 1552.7065 | 1620.1339 | 2255.194 | 2313.6575 | 2445.2769 | 2690.1447 | -57.8293 | -101.9669 | -182.8701 | -275.5281 | 75.024 | 108.1584 | 170.98 | 268.9108 | 17.0344 | 30.8545 | 62.3634 | 106.7679 | -5.292 | -6.1892 | -8.1635 | -10.6682 | -5.6057 | -9.2887 | -17.5636 | -29.0315 | 3760.673 | 3842.4052 | 4022.7298 | 4370.7296
2 | 22 | 19 | 1841.7627 | 1875.1019 | 1940.3242 | 2040.4322 | 2070.917 | 2124.6033 | 2245.4678 | 2470.3269 | -56.518 | -102.7412 | -184.1906 | -279.959 | 92.0125 | 130.9464 | 197.9785 | 304.0353 | 22.9762 | 41.1456 | 80.921 | 137.7772 | -0.0029378 | -0.0033719 | -0.0043111 | -0.005539 | -7.4788 | -12.625 | -24.6304 | -39.7231 | 3963.6686 | 4056.4277 | 4255.8662 | 4632.8839
2 | 22 | 20 | 1993.6473 | 2031.2651 | 2105.6214 | 2224.271 | 1858.5536 | 1906.7346 | 2015.2049 | 2217.0057 | -53.2422 | -98.0348 | -179.5376 | -272.4837 | 98.6123 | 137.9149 | 207.4397 | 312.3732 | 25.1356 | 44.7348 | 86.3903 | 148.2617 | -0.0029378 | -0.0033719 | -0.0043111 | -0.005539 | -8.8063 | -15.0582 | -28.8302 | -46.8936 | 3913.8974 | 4007.553 | 4206.2843 | 4582.5286
2 | 22 | 21 | 2026.5146 | 2065.7249 | 2143.0372 | 2270.2217 | 1679.4703 | 1723.0087 | 1821.0272 | 2003.3832 | -49.8592 | -93.6067 | -169.8735 | -258.2663 | 108.1132 | 152.0014 | 227.7809 | 331.2434 | 24.4909 | 43.7546 | 84.9607 | 144.4494 | -0.0029378 | -0.0033719 | -0.0043111 | -0.005539 | -7.4381 | -12.3475 | -23.1935 | -36.6712 | 3781.2887 | 3878.532 | 4083.7347 | 4454.3547
2 | 22 | 22 | 1975.7105 | 2014.5725 | 2090.0901 | 2219.6964 | 1484.726 | 1523.2159 | 1609.8686 | 1771.0794 | -46.4763 | -85.2465 | -154.2359 | -236.4573 | 193.119 | 271.1768 | 414.974 | 611.3809 | 21.9258 | 38.9116 | 76.2343 | 129.6221 | -0.0029378 | -0.0033719 | -0.0043111 | -0.005539 | -3.6919 | -6.3775 | -11.8484 | -19.4815 | 3625.3102 | 3756.2494 | 4025.0783 | 4475.8345
2 | 22 | 23 | 1882.9496 | 1920.6412 | 1992.6143 | 2121.0883 | 1310.4076 | 1344.3785 | 1420.8575 | 1563.1408 | -40.838 | -75.1725 | -135.4709 | -205.711 | 212.1208 | 292.7682 | 440.1305 | 643.1086 | 19.3606 | 33.7478 | 66.5385 | 113.4777 | -0.0029378 | -0.0033719 | -0.0043111 | -0.005539 | 0.24975 | -0.077181 | -0.6075 | -1.9715 | 3384.2474 | 3516.2826 | 3784.0581 | 4233.1273
2 | 22 | 24 | 1819.0139 | 1856.2622 | 1926.8519 | 2056.257 | 1167.7199 | 1197.9918 | 1266.1431 | 1392.9335 | -36.2203 | -64.2112 | -115.1037 | -174.8485 | 317.1293 | 425.2719 | 617.8148 | 888.6908 | 15.0203 | 26.7981 | 52.803 | 90.5594 | -0.0029378 | -0.0033719 | -0.0043111 | -0.005539 | 3.1028 | 5.0411 | 8.3387 | 11.6079 | 3285.7629 | 3447.1504 | 3756.8435 | 4265.1945
2 | 23 | 1 | 1781.8598 | 1819.0924 | 1888.6328 | 2018.2834 | 1083.8504 | 1111.9481 | 1175.2046 | 1292.8885 | -32.2583 | -56.1293 | -98.1455 | -149.1497 | 304.8597 | 408.854 | 598.0157 | 882.818 | 11.2377 | 20.279 | 39.4547 | 69.06 | -0.0029378 | -0.0033719 | -0.0043111 | -0.005539 | 6.944 | 11.4538 | 19.796 | 30.6494 | 3156.4904 | 3315.4946 | 3622.954 | 4144.544
2 | 23 | 2 | 1726.824 | 1763.2578 | 1830.8862 | 1957.3471 | 1050.2809 | 1077.5083 | 1138.8056 | 1252.8446 | -30.1101 | -50.6487 | -87.4425 | -132.6209 | 219.7695 | 294.7386 | 439.8785 | 656.106 | 8.5057 | 15.8477 | 31.2508 | 55.2074 | -0.0029378 | -0.0033719 | -0.0043111 | -0.005539 | 5.8229 | 9.4376 | 15.4921 | 25.7859 | 2981.09 | 3110.1379 | 3368.8664 | 3814.6646
2 | 23 | 3 | 1681.0536 | 1716.6667 | 1782.0607 | 1905.7354 | 1043.6445 | 1070.6999 | 1131.6098 | 1244.9282 | -28.9824 | -48.987 | -85.8404 | -130.1931 | 135.686 | 188.4013 | 290.4084 | 443.314 | 8.5057 | 15.5633 | 30.6037 | 54.3344 | -0.0029378 | -0.0033719 | -0.0043111 | -0.005539 | 4.3298 | 7.152 | 8.0288 | 19.487 | 2844.2342 | 2949.4929 | 3156.8668 | 3537.6003
2 | 23 | 4 | 1677.2056 | 1712.577 | 1777.8758 | 1900.5577 | 1065.8981 | 1093.5304 | 1155.7391 | 1271.4738 | -28.9824 | -49.8744 | -87.4425 | -130.1931 | 81.7906 | 118.005 | 193.6338 | 310.1709 | 8.9115 | 16.2592 | 32.0333 | 56.5245 | -0.0029378 | -0.0033719 | -0.0043111 | -0.005539 | 2.3536 | 3.6586 | 3.4394 | 10.5107 | 2807.174 | 2894.1526 | 3075.2746 | 3419.039
2 | 23 | 5 | 1690.7515 | 1725.7568 | 1790.5864 | 1911.0396 | 1168.1032 | 1198.3851 | 1266.5588 | 1393.3908 | -30.6892 | -54.4677 | -98.1455 | -146.8383 | 50.197 | 75.6321 | 136.0389 | 234.41 | 13.0998 | 23.6205 | 45.1217 | 78.5698 | -0.0029378 | -0.0033719 | -0.0043111 | -0.005539 | 1.0614 | 1.9119 | 2.7696 | 5.476 | 2892.5208 | 2970.8353 | 3142.9256 | 3476.0424
2 | 23 | 6 | 1745.858 | 1780.9901 | 1846.7389 | 1963.5819 | 1363.3421 | 1398.6853 | 1478.2537 | 1626.2847 | -35.1998 | -66.0381 | -121.6403 | -187.1792 | 43.5971 | 68.6637 | 127.963 | 227.6958 | 21.2811 | 37.0892 | 68.8886 | 118.3022 | -0.0029378 | -0.0033719 | -0.0043111 | -0.005539 | 1.0614 | 1.6858 | 1.606 | 5.1447 | 3139.9371 | 3221.0727 | 3401.8057 | 3753.8245
2 | 23 | 7 | 1773.5139 | 1806.949 | 1871.304 | 1978.641 | 1658.7355 | 1701.7365 | 1798.5448 | 1978.6495 | -42.4377 | -83.5849 | -157.645 | -248.4797 | 68.7999 | 107.0082 | 183.9697 | 324.5821 | 32.5418 | 55.7218 | 103.1339 | 174.7249 | -0.0029378 | -0.0033719 | -0.0043111 | -0.005539 | -0.2606 | -0.10426 | -0.38967 | -0.66275 | 3490.89 | 3587.723 | 3798.9134 | 4207.4495
2 | 23 | 8 | 1763.937 | 1795.6953 | 1857.1902 | 1954.1238 | 1915.4396 | 1965.0953 | 2076.8857 | 2284.8631 | -48.6551 | -96.2079 | -183.9857 | -286.3928 | 117.5911 | 178.7507 | 295.8991 | 507.8316 | 36.3244 | 62.3872 | 115.4398 | 195.2497 | -171.2298 | -196.0043 | -250.1319 | -322.1639 | 0.9827 | 1.7724 | 4.7762 | 5.6821 | 3614.3899 | 3711.4887 | 3916.0733 | 4339.1936
2 | 23 | 9 | 1653.8007 | 1681.2292 | 1735.6057 | 1811.3304 | 2207.8341 | 2265.0698 | 2393.9251 | 2633.6505 | -52.5865 | -101.8538 | -192.0477 | -293.8681 | 170.1097 | 254.1348 | 415.4812 | 715.5428 | 32.136 | 55.7218 | 103.6564 | 175.6995 | -251.6369 | -287.9875 | -366.7755 | -470.8329 | 6.8952 | 12.3028 | 22.5224 | 41.3884 | 3766.5523 | 3878.617 | 4112.3676 | 4612.9107
2 | 23 | 10 | 1585.2424 | 1609.946 | 1658.9931 | 1722.3375 | 2414.659 | 2477.2565 | 2618.1826 | 2880.365 | -56.046 | -101.9669 | -187.5996 | -284.698 | 191.0961 | 284.2885 | 472.9921 | 798.5 | 22.9043 | 39.8918 | 75.7144 | 129.6221 | -637.7471 | -728.8627 | -928.9745 | -1201.1848 | 9.6315 | 16.2647 | 28.3214 | 51.6276 | 3529.7402 | 3596.8178 | 3737.6295 | 4096.5694
2 | 23 | 11 | 1500.3314 | 1522.7533 | 1565.6533 | 1619.1042 | 2552.3635 | 2618.5308 | 2767.4938 | 3044.6281 | -57.8293 | -101.1926 | -184.6771 | -273.9497 | 181.5952 | 273.4309 | 455.9113 | 779.5596 | 15.4261 | 27.513 | 54.3599 | 94.1308 | -759.4723 | -867.5328 | -1102.4936 | -1414.9912 | 8.019 | 12.407 | 19.2724 | 38.5063 | 3440.4337 | 3485.9096 | 3575.52 | 3886.988
2 | 23 | 12 | 1408.6357 | 1428.67 | 1465.9448 | 1509.7018 | 2655.2753 | 2724.1105 | 2879.0797 | 3167.3881 | -59.5055 | -101.3058 | -183.3566 | -271.9467 | 165.4945 | 247.414 | 420.4995 | 719.4215 | 11.6435 | 21.6898 | 43.4213 | 76.7709 | -777.1097 | -887.3161 | -1124.8723 | -1435.4715 | 2.2857 | 4.0486 | 7.7758 | 13.035 | 3406.7196 | 3437.311 | 3508.4922 | 3778.8991
2 | 23 | 13 | 1276.4142 | 1293.325 | 1323.4154 | 1355.7919 | 2721.4234 | 2791.9734 | 2950.8032 | 3246.2939 | -60.7097 | -102.3584 | -183.6381 | -267.9405 | 157.3991 | 238.5629 | 401.0365 | 691.0113 | 9.2454 | 17.6335 | 36.5847 | 63.8929 | -873.9302 | -1001.9318 | -1284.6521 | -1674.1378 | 0.4262 | 0.71222 | 3.779 | 3.006 | 3230.2684 | 3237.9168 | 3247.3285 | 3417.9178
2 | 23 | 14 | 1245.8983 | 1262.4272 | 1290.1099 | 1319.4672 | 2748.2105 | 2819.4549 | 2979.8481 | 3278.2473 | -61.3653 | -103.2457 | -181.0737 | -267.5158 | 150.7992 | 227.1689 | 381.117 | 657.0191 | 7.3249 | 14.3286 | 31.1154 | 55.5986 | -825.0728 | -944.0877 | -1200.8786 | -1538.8722 | -0.10587 | -0.24373 | 0.07171 | 0.53883 | 3265.689 | 3275.8024 | 3300.3099 | 3504.483
2 | 23 | 15 | 1141.7692 | 1156.2347 | 1178.6989 | 1201.9776 | 2741.5743 | 2812.6467 | 2972.6525 | 3270.3312 | -60.7097 | -101.4189 | -178.2276 | -262.352 | 139.6224 | 210.8283 | 351.6854 | 603.043 | 6.1075 | 12.0946 | 27.8582 | 48.7231 | -840.6814 | -962.1358 | -1224.2087 | -1570.1683 | 0.27689 | 0.5213 | -0.29902 | 2.5159 | 3127.9592 | 3128.7709 | 3128.1597 | 3294.0707
2 | 23 | 16 | 1132.4983 | 1147.3789 | 1170.2399 | 1196.9024 | 2645.8725 | 2714.464 | 2868.8844 | 3156.1718 | -59.582 | -99.592 | -178.5092 | -262.352 | 129.205 | 194.8591 | 324.8566 | 551.8741 | 7.7307 | 15.4361 | 32.6804 | 58.233 | -610.6081 | -700.4972 | -897.8946 | -1164.5971 | -0.1303 | -0.43465 | -0.86458 | -0.98298 | 3244.9862 | 3271.6142 | 3319.3929 | 3535.2492
2 | 23 | 17 | 1157.9264 | 1175.3299 | 1201.7623 | 1239.9804 | 2441.4046 | 2504.6954 | 2647.1825 | 2912.2689 | -57.3573 | -98.5393 | -179.5482 | -262.0437 | 66.9285 | 97.8373 | 158.0047 | 253.3673 | 11.6435 | 21.2593 | 43.6812 | 76.5676 | -302.2804 | -348.1777 | -449.764 | -586.774 | -0.65423 | -0.95595 | -4.1808 | -3.2789 | 3317.6111 | 3351.4488 | 3417.1377 | 3630.0875
2 | 23 | 18 | 1417.1877 | 1440.9959 | 1482.3046 | 1545.5936 | 2256.3654 | 2314.8592 | 2446.5469 | 2691.5419 | -56.3367 | -99.531 | -182.1126 | -269.2106 | 75.024 | 108.1584 | 169.3918 | 268.9108 | 17.6071 | 31.5504 | 62.626 | 108.7548 | -38.7093 | -44.6589 | -57.3649 | -73.0741 | -5.6057 | -9.2887 | -15.971 | -29.0315 | 3665.5324 | 3742.0853 | 3905.4207 | 4243.485
2 | 23 | 19 | 1771.8349 | 1803.6849 | 1864.4087 | 1960.5821 | 2065.7606 | 2119.3132 | 2239.8767 | 2464.1759 | -54.4463 | -97.5388 | -176.8966 | -266.0498 | 92.0125 | 130.9464 | 197.1844 | 304.0353 | 19.7664 | 35.9817 | 70.7054 | 121.7344 | -0.0029378 | -0.0033719 | -0.0043111 | -0.005539 | -7.4788 | -12.625 | -28.0833 | -39.7231 | 3887.4463 | 3979.759 | 4167.1909 | 4544.7491
2 | 23 | 20 | 1912.9221 | 1949.0998 | 2018.7798 | 2132.8304 | 1851.498 | 1899.4961 | 2007.5546 | 2208.5893 | -51.6425 | -92.8325 | -170.0785 | -254.2602 | 98.6123 | 137.9149 | 206.6456 | 312.3732 | 20.9838 | 37.9314 | 74.2848 | 128.5082 | -0.0029378 | -0.0033719 | -0.0043111 | -0.005539 | -8.8063 | -15.0582 | -31.3143 | -46.8936 | 3823.5645 | 3916.548 | 4105.8677 | 4481.1417
2 | 23 | 21 | 1947.5151 | 1985.1933 | 2058.0294 | 2180.438 | 1677.4771 | 1720.9639 | 1818.8661 | 2001.0057 | -48.8081 | -87.3518 | -159.0939 | -239.618 | 108.1132 | 152.0014 | 226.9868 | 331.2434 | 18.6576 | 33.7478 | 67.4482 | 115.6303 | -0.0029378 | -0.0033719 | -0.0043111 | -0.005539 | -7.4381 | -12.3475 | -18.3957 | -36.6712 | 3695.5138 | 3792.2037 | 3993.8366 | 4352.0226
2 | 23 | 22 | 1936.0078 | 1973.9818 | 2048.2435 | 2174.4829 | 1484.5366 | 1523.0216 | 1609.6632 | 1770.8534 | -45.8972 | -81.7058 | -146.8653 | -220.2368 | 193.119 | 271.1768 | 414.974 | 611.3809 | 16.7955 | 30.1585 | 60.5494 | 105.4883 | -0.0029378 | -0.0033719 | -0.0043111 | -0.005539 | -3.6919 | -6.3775 | -7.3496 | -19.4815 | 3580.8669 | 3710.252 | 3979.2108 | 4422.4818
2 | 23 | 23 | 1866.6605 | 1904.0251 | 1976.439 | 2102.2358 | 1314.8313 | 1348.9169 | 1425.6541 | 1568.4178 | -40.366 | -72.7366 | -130.9462 | -196.5411 | 212.1208 | 292.7682 | 436.6164 | 643.1086 | 15.8319 | 28.2089 | 56.4474 | 96.321 | -0.0029378 | -0.0033719 | -0.0043111 | -0.005539 | 0.24975 | -0.077181 | 4.6517 | -1.9715 | 3369.3253 | 3501.1019 | 3768.8581 | 4211.5651
2 | 23 | 24 | 1811.7402 | 1848.729 | 1919.3612 | 2047.5112 | 1172.1471 | 1202.5338 | 1270.9435 | 1398.2146 | -36.2203 | -63.4369 | -112.4626 | -168.1062 | 315.325 | 420.8463 | 604.8394 | 862.545 | 12.861 | 23.9048 | 47.5964 | 81.3921 | -0.0029378 | -0.0033719 | -0.0043111 | -0.005539 | 3.1028 | 5.0411 | 20.4658 | 11.6079 | 3278.9529 | 3437.6147 | 3750.7394 | 4233.159
2 | 24 | 1 | 1795.3321 | 1832.8878 | 1903.2264 | 2034.7336 | 1066.974 | 1094.6341 | 1156.9057 | 1272.7571 | -32.9139 | -57.182 | -101.7596 | -152.3104 | 273.6648 | 365.1348 | 527.986 | 766.9915 | 11.8824 | 21.2593 | 41.7291 | 73.542 | -0.0029378 | -0.0033719 | -0.0043111 | -0.005539 | 6.944 | 11.4538 | 19.796 | 30.6494 | 3121.8805 | 3268.1844 | 3547.8793 | 4026.3576
2 | 24 | 2 | 1724.7772 | 1761.2604 | 1828.6367 | 1956.1765 | 1033.2431 | 1060.0288 | 1120.3317 | 1232.5207 | -30.7657 | -52.7539 | -92.377 | -138.093 | 232.9691 | 310.0217 | 447.1603 | 648.9004 | 9.2454 | 16.9376 | 33.4629 | 59.8927 | -0.0029378 | -0.0033719 | -0.0043111 | -0.005539 | 5.8229 | 9.4376 | 15.4921 | 25.7859 | 2975.2891 | 3104.9289 | 3352.7024 | 3785.1776
2 | 24 | 3 | 1664.2426 | 1699.4697 | 1764.08 | 1888.0402 | 1023.2494 | 1049.7761 | 1109.4957 | 1220.5996 | -29.638 | -50.7617 | -89.2495 | -132.9292 | 157.3799 | 214.9547 | 315.2273 | 464.5185 | 8.6726 | 15.8477 | 31.5107 | 55.2074 | -0.0029378 | -0.0033719 | -0.0043111 | -0.005539 | 4.3298 | 7.152 | 8.0288 | 19.487 | 2828.2334 | 2936.435 | 3139.0888 | 3514.918
2 | 24 | 4 | 1625.8333 | 1660.3311 | 1723.1685 | 1844.0532 | 1036.5714 | 1063.4434 | 1123.9405 | 1236.4909 | -29.638 | -49.8744 | -86.4035 | -130.9261 | 103.0857 | 142.1393 | 217.6586 | 327.4874 | 8.5057 | 15.4361 | 30.7283 | 55.2074 | -0.0029378 | -0.0033719 | -0.0043111 | -0.005539 | 2.3536 | 3.6586 | 3.4394 | 10.5107 | 2746.7087 | 2835.1307 | 3012.5275 | 3342.8179
2 | 24 | 5 | 1607.3033 | 1641.2594 | 1702.8776 | 1821.0246 | 1086.8718 | 1115.0478 | 1178.4806 | 1296.4926 | -29.638 | -51.7013 | -90.57 | -137.6683 | 67.0954 | 96.4137 | 152.7819 | 236.6745 | 9.89 | 18.0451 | 35.5504 | 62.0828 | -0.0029378 | -0.0033719 | -0.0043111 | -0.005539 | 1.0614 | 1.9119 | 2.7696 | 5.476 | 2742.5809 | 2820.9732 | 2981.8859 | 3284.0767
2 | 24 | 6 | 1619.8044 | 1653.5234 | 1714.517 | 1829.4104 | 1190.9152 | 1221.7884 | 1291.2935 | 1420.6024 | -31.8933 | -56.4077 | -100.2341 | -152.3104 | 42.5004 | 62.8919 | 104.3946 | 175.4041 | 12.4551 | 22.1014 | 42.5116 | 73.542 | -0.0029378 | -0.0033719 | -0.0043111 | -0.005539 | 1.0614 | 1.6858 | 1.606 | 5.1447 | 2834.8402 | 2905.5798 | 3054.0844 | 3351.7876
2 | 24 | 7 | 1696.0596 | 1730.1605 | 1793.8873 | 1909.2106 | 1313.4363 | 1347.4858 | 1424.1415 | 1566.7538 | -35.9319 | -65.5421 | -118.9992 | -182.7483 | 30.7963 | 45.7261 | 81.958 | 138.6559 | 16.7955 | 30.1585 | 57.4898 | 98.7521 | -0.0029378 | -0.0033719 | -0.0043111 | -0.005539 | -0.2606 | -0.10426 | -0.38967 | -0.66275 | 3020.8923 | 3087.8812 | 3238.0835 | 3529.9557
2 | 24 | 8 | 1855.0417 | 1892.0304 | 1962.8374 | 2088.2956 | 1367.4577 | 1402.9076 | 1482.7162 | 1631.194 | -40.0011 | -76.834 | -144.5824 | -221.0862 | 31.1951 | 48.1452 | 80.0322 | 139.7882 | 23.8462 | 41.8415 | 78.709 | 134.2058 | -296.874 | -339.7206 | -433.6589 | -560.8825 | 0.9827 | 1.7724 | 4.7762 | 5.6821 | 2941.6483 | 2970.1424 | 3030.8296 | 3217.1971
2 | 24 | 9 | 1883.3169 | 1919.8633 | 1991.0102 | 2110.6984 | 1532.3522 | 1572.0768 | 1661.5091 | 1827.8911 | -45.1673 | -87.7954 | -166.4751 | -257.4209 | 42.5004 | 65.311 | 104.9351 | 172.0867 | 29.332 | 51.2729 | 96.3596 | 161.7077 | -793.6276 | -907.867 | -1154.44 | -1478.9121 | 6.8952 | 12.3028 | 22.5224 | 41.3884 | 2655.6018 | 2625.1643 | 2555.4214 | 2577.4392
2 | 24 | 10 | 1884.114 | 1919.5759 | 1990.7642 | 2103.7933 | 1671.7105 | 1715.0478 | 1812.6134 | 1994.1269 | -48.4432 | -94.0503 | -178.9851 | -276.3775 | 60.0967 | 85.0197 | 136.833 | 223.8869 | 30.9553 | 53.5068 | 101.0464 | 170.875 | -1210.007 | -1385.9628 | -1764.3615 | -2258.3985 | 9.6315 | 16.2647 | 28.3214 | 51.6276 | 2398.0578 | 2309.4017 | 2126.2317 | 2009.5338
2 | 24 | 11 | 1885.0435 | 1920.2071 | 1991.605 | 2100.8156 | 1755.7571 | 1801.2732 | 1903.744 | 2094.3832 | -50.2265 | -95.103 | -177.6646 | -273.9497 | 73.2963 | 106.611 | 168.4772 | 279.5754 | 26.6 | 46.1456 | 87.4355 | 148.8298 | -1488.8277 | -1705.8818 | -2172.6161 | -2781.321 | 8.019 | 12.407 | 19.2724 | 38.5063 | 2209.6617 | 2085.6592 | 1820.2535 | 1606.8396
2 | 24 | 12 | 1853.8941 | 1888.2665 | 1958.9522 | 2063.858 | 1789.1359 | 1835.5174 | 1939.9363 | 2134.1997 | -51.3541 | -94.1634 | -171.6911 | -264.7797 | 87.9916 | 128.7388 | 207.4033 | 336.396 | 20.1003 | 35.8545 | 69.6603 | 120.2139 | -1742.481 | -1999.0342 | -2553.2012 | -3278.8979 | 2.2857 | 4.0486 | 7.7758 | 13.035 | 1959.5726 | 1799.2281 | 1458.8356 | 1124.025
2 | 24 | 13 | 1772.7039 | 1805.3254 | 1872.1568 | 1970.8538 | 1807.6826 | 1854.5448 | 1960.0462 | 2156.3234 | -52.3747 | -93.2239 | -166.68 | -253.2983 | 100.7924 | 145.9046 | 232.5599 | 373.1443 | 15.4261 | 27.7973 | 54.6198 | 95.8769 | -1628.6859 | -1867.1231 | -2379.98 | -3048.5291 | 0.4262 | 0.71222 | 3.779 | 3.006 | 2015.9706 | 1873.9374 | 1576.5016 | 1297.377
2 | 24 | 14 | 1741.111 | 1773.3397 | 1838.2323 | 1936.6312 | 1779.4783 | 1825.6094 | 1929.4647 | 2122.6795 | -52.9232 | -92.2844 | -161.7455 | -248.1345 | 103.6935 | 149.7938 | 243.9469 | 388.6876 | 12.0493 | 22.3857 | 45.1108 | 79.8341 | -1427.5669 | -1637.8405 | -2091.1072 | -2683.868 | -0.10587 | -0.24373 | 0.07171 | 0.53883 | 2155.7362 | 2040.76 | 1803.9738 | 1596.3687
2 | 24 | 15 | 1694.086 | 1725.711 | 1787.3251 | 1885.6273 | 1749.5358 | 1794.8907 | 1896.9984 | 2086.9621 | -53.2881 | -91.2318 | -158.618 | -245.3984 | 104.2112 | 150.0671 | 237.5433 | 374.698 | 10.7016 | 20.5633 | 39.6416 | 74.1741 | -1311.4494 | -1508.2772 | -1934.768 | -2490.6885 | 0.27689 | 0.5213 | -0.29902 | 2.5159 | 2194.074 | 2092.2445 | 1867.8234 | 1687.8906
2 | 24 | 16 | 1625.4281 | 1656.1337 | 1712.8106 | 1809.9539 | 1719.5605 | 1764.1383 | 1864.4966 | 2051.2056 | -52.7396 | -92.006 | -158.618 | -247.4015 | 98.0102 | 142.1651 | 223.1826 | 349.6844 | 12.2882 | 22.6511 | 43.1587 | 80.075 | -930.2053 | -1069.2981 | -1370.8241 | -1764.3864 | -0.1303 | -0.43465 | -0.86458 | -0.98298 | 2472.2118 | 2423.3494 | 2313.3418 | 2278.1479
2 | 24 | 17 | 1632.9092 | 1664.6782 | 1720.0292 | 1824.9157 | 1643.3212 | 1685.9226 | 1781.8313 | 1960.2623 | -52.8467 | -94.7725 | -164.873 | -261.619 | 51.1557 | 71.7069 | 109.2449 | 170.6729 | 17.846 | 31.962 | 60.8093 | 108.7924 | -466.7604 | -535.4763 | -683.4281 | -875.7058 | -0.65423 | -0.95595 | -4.1808 | -3.2789 | 2824.9708 | 2823.0648 | 2819.4329 | 2924.0395
2 | 24 | 18 | 1780.6133 | 1815.4624 | 1879.0847 | 1994.6778 | 1626.049 | 1668.2026 | 1763.1033 | 1939.6588 | -52.4818 | -96.7646 | -174.2556 | -273.9497 | 54.0568 | 75.596 | 114.9385 | 171.8052 | 23.9548 | 42.5374 | 80.6611 | 140.7388 | -38.2201 | -43.9779 | -56.2396 | -71.6141 | -5.6057 | -9.2887 | -15.971 | -29.0315 | 3388.3663 | 3451.7672 | 3591.3214 | 3872.2853
2 | 24 | 19 | 1962.7528 | 2001.2914 | 2074.353 | 2201.7436 | 1639.593 | 1682.0977 | 1777.7889 | 1955.8151 | -51.2776 | -95.8772 | -175.8576 | -271.2136 | 53.0501 | 75.596 | 114.9385 | 171.8052 | 26.1141 | 46.2728 | 88.9273 | 152.4012 | -0.0029378 | -0.0033719 | -0.0043111 | -0.005539 | -7.4788 | -12.625 | -28.0833 | -39.7231 | 3622.7507 | 3696.7524 | 3852.0625 | 4170.8227
2 | 24 | 20 | 1990.1046 | 2029.6008 | 2105.5332 | 2236.1651 | 1566.6561 | 1607.27 | 1698.7043 | 1868.811 | -48.9152 | -91.2839 | -166.1935 | -254.6848 | 59.2511 | 82.5645 | 125.1939 | 185.725 | 23.7159 | 42.1258 | 80.6611 | 140.8404 | -0.0029378 | -0.0033719 | -0.0043111 | -0.005539 | -8.8063 | -15.0582 | -31.3143 | -46.8936 | 3582.0034 | 3655.2155 | 3812.5804 | 4129.9575
2 | 24 | 21 | 1979.4902 | 2019.2505 | 2095.2431 | 2228.145 | 1476.2853 | 1514.5564 | 1600.7165 | 1761.0108 | -47.3155 | -85.8032 | -155.2089 | -235.6119 | 82.8394 | 113.6672 | 167.8876 | 238.096 | 19.9334 | 35.9817 | 69.6603 | 122.5058 | -0.0029378 | -0.0033719 | -0.0043111 | -0.005539 | -7.4381 | -12.3475 | -18.3957 | -36.6712 | 3503.7917 | 3585.3017 | 3759.8986 | 4077.4689
2 | 24 | 22 | 1936.987 | 1975.927 | 2051.4602 | 2182.776 | 1359.0164 | 1394.2475 | 1473.5634 | 1621.1247 | -44.4046 | -80.1573 | -142.6988 | -216.6554 | 133.5116 | 187.3543 | 282.9569 | 413.7106 | 17.2013 | 31.1388 | 61.4564 | 106.463 | -0.0029378 | -0.0033719 | -0.0043111 | -0.005539 | -3.6919 | -6.3775 | -7.3496 | -19.4815 | 3398.6169 | 3502.1293 | 3719.3842 | 4087.932
2 | 24 | 23 | 1847.3601 | 1884.8138 | 1957.3687 | 2084.5323 | 1241.4824 | 1273.6665 | 1346.1228 | 1480.9223 | -39.894 | -71.9624 | -129.9072 | -195.3874 | 144.8168 | 201.9772 | 304.3459 | 444.8769 | 16.5566 | 29.3164 | 57.2299 | 99.4858 | -0.0029378 | -0.0033719 | -0.0043111 | -0.005539 | 0.24975 | -0.077181 | 4.6517 | -1.9715 | 3210.5687 | 3317.731 | 3539.8074 | 3912.4529
2 | 24 | 24 | 1751.9535 | 1788.5039 | 1856.8571 | 1981.4568 | 1139.8314 | 1169.3803 | 1235.904 | 1359.6663 | -35.8554 | -64.4895 | -112.7441 | -171.267 | 167.1185 | 227.9941 | 339.7578 | 506.1472 | 13.8029 | 24.9947 | 49.026 | 84.6586 | -0.0029378 | -0.0033719 | -0.0043111 | -0.005539 | 3.1028 | 5.0411 | 20.4658 | 11.6079 | 3039.9508 | 3151.4212 | 3389.2623 | 3772.2643
2 | 25 | 1 | 1735.2692 | 1771.7173 | 1839.4636 | 1967.7895 | 1044.5717 | 1071.6511 | 1132.6152 | 1246.0343 | -32.6561 | -56.5729 | -103.3616 | -157.0496 | 273.6648 | 364.5984 | 527.986 | 766.9915 | 12.6221 | 22.7973 | 45.2462 | 77.8848 | -0.0029378 | -0.0033719 | -0.0043111 | -0.005539 | 6.944 | 11.0191 | 19.796 | 30.6494 | 3040.4129 | 3185.207 | 3461.7412 | 3932.2943
2 | 25 | 2 | 1661.0898 | 1696.2648 | 1760.8525 | 1884.5995 | 1020.7403 | 1047.2019 | 1106.7751 | 1217.6066 | -30.8728 | -52.9191 | -92.6585 | -140.8291 | 232.9691 | 310.0217 | 447.1603 | 648.9004 | 10.2958 | 18.3294 | 36.98 | 64.1338 | -0.0029378 | -0.0033719 | -0.0043111 | -0.005539 | 5.8229 | 8.6902 | 15.4921 | 25.7859 | 2900.0422 | 3027.5855 | 3274.5972 | 3700.1915
2 | 25 | 3 | 1603.9583 | 1638.0941 | 1700.0615 | 1820.1527 | 1014.8092 | 1041.1171 | 1100.3441 | 1210.5316 | -29.7451 | -49.2654 | -87.724 | -133.3538 | 157.3799 | 214.9547 | 315.2273 | 464.5185 | 8.8395 | 15.5457 | 32.4178 | 57.2583 | -0.0029378 | -0.0033719 | -0.0043111 | -0.005539 | 4.3298 | 4.7188 | 8.0288 | 19.487 | 2759.5687 | 2865.1617 | 3068.3512 | 3438.5888
2 | 25 | 4 | 1550.8988 | 1584.2445 | 1643.287 | 1759.2069 | 1031.7013 | 1058.4471 | 1118.66 | 1230.6816 | -29.166 | -49.1001 | -84.878 | -131.3508 | 103.0857 | 142.1393 | 217.6586 | 327.4874 | 8.2668 | 14.7402 | 30.2057 | 53.8902 | -0.0029378 | -0.0033719 | -0.0043111 | -0.005539 | 2.3536 | 1.8076 | 3.4394 | 10.5107 | 2667.1373 | 2752.2752 | 2928.3684 | 3250.4205
2 | 25 | 5 | 1512.3835 | 1544.7068 | 1601.5821 | 1713.9835 | 1073.3379 | 1101.163 | 1163.806 | 1280.3485 | -29.7451 | -50.1527 | -87.724 | -136.0899 | 67.0954 | 95.8772 | 152.7819 | 236.6745 | 9.4842 | 16.9376 | 34.2454 | 60.7657 | -0.0029378 | -0.0033719 | -0.0043111 | -0.005539 | 1.0614 | 1.5815 | 2.7696 | 5.476 | 2633.6144 | 2710.11 | 2867.4567 | 3161.1526
2 | 25 | 6 | 1497.9267 | 1529.6611 | 1584.9789 | 1693.1636 | 1150.8384 | 1180.6726 | 1247.8388 | 1372.7962 | -31.4213 | -53.9718 | -97.1066 | -150.3074 | 42.5004 | 62.8919 | 104.3946 | 175.4041 | 12.2163 | 21.4055 | 41.989 | 73.542 | -0.0029378 | -0.0033719 | -0.0043111 | -0.005539 | 1.0614 | 0.85169 | 1.606 | 5.1447 | 2673.119 | 2741.5077 | 2883.6965 | 3169.7376
2 | 25 | 7 | 1574.0603 | 1606.0562 | 1664.6251 | 1775.1945 | 1227.8356 | 1259.6659 | 1331.3258 | 1464.6435 | -34.4393 | -61.2794 | -113.0257 | -178.7422 | 30.7963 | 45.7261 | 81.958 | 138.6559 | 17.6071 | 30.1585 | 57.4898 | 101.1456 | -2.2357 | -2.4802 | -2.9926 | -3.6861 | -0.2606 | -0.41704 | -0.38967 | -0.66275 | 2813.3637 | 2877.4301 | 3018.9908 | 3296.5484
2 | 25 | 8 | 1790.2827 | 1826.9657 | 1896.5652 | 2023.5349 | 1203.7336 | 1234.9391 | 1305.1923 | 1435.893 | -37.3809 | -70.5791 | -133.8793 | -210.0295 | 31.1951 | 47.6087 | 80.0322 | 139.7882 | 24.252 | 41.4299 | 78.709 | 135.5229 | -190.843 | -219.219 | -281.3549 | -363.4612 | 0.9827 | 2.2937 | 4.7762 | 5.6821 | 2822.2223 | 2863.439 | 2950.0406 | 3166.9304
2 | 25 | 9 | 1887.2692 | 1926.1652 | 1998.7851 | 2127.4748 | 1306.8397 | 1340.7181 | 1416.9888 | 1558.8848 | -40.8709 | -78.9914 | -151.119 | -238.4643 | 42.5004 | 65.311 | 104.9351 | 172.0867 | 28.629 | 49.0755 | 93.2269 | 159.4159 | -572.797 | -656.3722 | -837.4999 | -1072.3655 | 6.8952 | 11.3644 | 22.5224 | 41.3884 | 2658.4655 | 2657.2705 | 2647.8394 | 2748.4207
2 | 25 | 10 | 1931.9124 | 1972.0795 | 2045.6064 | 2172.4817 | 1415.5172 | 1452.213 | 1534.8265 | 1688.5226 | -44.1468 | -85.2464 | -163.3475 | -253.1064 | 60.0967 | 85.0197 | 136.833 | 223.8869 | 29.1651 | 50.5769 | 95.9616 | 163.9995 | -988.3577 | -1134.1799 | -1451.332 | -1866.1463 | 9.6315 | 14.7008 | 28.3214 | 51.6276 | 2413.8185 | 2355.1636 | 2226.8693 | 2181.2656
2 | 25 | 11 | 1943.8735 | 1983.4507 | 2056.5162 | 2181.7144 | 1497.8368 | 1536.6666 | 1624.0845 | 1786.7188 | -46.4021 | -86.1337 | -160.22 | -246.3642 | 73.2963 | 106.611 | 168.4772 | 279.5754 | 23.3101 | 40.734 | 78.709 | 135.2821 | -1222.5875 | -1402.0291 | -1790.5134 | -2298.1792 | 8.019 | 10.3218 | 19.2724 | 38.5063 | 2277.3462 | 2189.6213 | 1996.326 | 1877.2535
2 | 25 | 12 | 1919.1077 | 1959.058 | 2030.2534 | 2151.1041 | 1548.1169 | 1588.2502 | 1678.6026 | 1846.6963 | -47.9712 | -86.8559 | -157.2974 | -241.5087 | 87.9916 | 128.2024 | 207.4033 | 336.396 | 18.1799 | 32.6403 | 63.793 | 111.1483 | -1478.3126 | -1696.9086 | -2175.2935 | -2815.6655 | 2.2857 | 4.1704 | 7.7758 | 13.035 | 2049.3981 | 1928.5568 | 1655.2372 | 1401.2055
2 | 25 | 13 | 1857.8622 | 1896.0986 | 1964.1754 | 2080.1753 | 1575.8704 | 1616.7232 | 1708.6953 | 1879.8025 | -48.7339 | -86.0816 | -154.1699 | -234.7665 | 100.7924 | 145.9046 | 232.5599 | 373.1443 | 14.2087 | 25.9749 | 52.0097 | 91.4965 | -1528.158 | -1750.4268 | -2232.8724 | -2874.3678 | 0.4262 | 1.7548 | 3.779 | 3.006 | 1972.2681 | 1849.9477 | 1574.1769 | 1318.4904
2 | 25 | 14 | 1819.8097 | 1856.824 | 1922.6739 | 2037.1609 | 1577.6127 | 1618.5106 | 1710.5845 | 1881.8808 | -49.7544 | -85.9163 | -154.0933 | -234.7665 | 103.6935 | 149.7938 | 243.9469 | 388.6876 | 13.6726 | 25.279 | 51.3626 | 89.103 | -1517.5517 | -1738.6868 | -2220.3717 | -2860.3365 | -0.10587 | -0.017602 | 0.07171 | 0.53883 | 1947.3766 | 1825.7867 | 1554.1746 | 1302.2683
2 | 25 | 15 | 1749.3491 | 1783.5563 | 1846.2746 | 1957.3508 | 1585.0175 | 1626.1074 | 1718.6134 | 1890.7138 | -49.7544 | -85.1421 | -154.0933 | -237.0779 | 104.2112 | 150.0671 | 237.5433 | 374.698 | 13.6726 | 24.9947 | 50.4556 | 88.1284 | -1226.1135 | -1404.2226 | -1791.7334 | -2308.5331 | 0.27689 | -0.64317 | -0.29902 | 2.5159 | 2176.6593 | 2094.7177 | 1906.7612 | 1767.796
2 | 25 | 16 | 1692.2114 | 1724.6157 | 1785.6798 | 1893.3834 | 1573.7567 | 1614.5546 | 1706.4034 | 1877.2811 | -49.7544 | -85.1421 | -154.0933 | -237.0779 | 98.0102 | 141.6287 | 223.1826 | 349.6844 | 13.6726 | 24.9947 | 51.238 | 88.1284 | -816.5157 | -935.2087 | -1194.204 | -1541.9478 | -0.1303 | -0.43465 | -0.86458 | -0.98298 | 2511.2504 | 2485.0082 | 2417.342 | 2428.4687
2 | 25 | 17 | 1702.8023 | 1735.4671 | 1798.8588 | 1910.8594 | 1514.6009 | 1553.8653 | 1642.2616 | 1806.7162 | -50.2265 | -86.8559 | -155.6954 | -243.8201 | 51.1557 | 71.1705 | 109.2449 | 170.6729 | 15.4261 | 27.9246 | 56.7073 | 97.2957 | -544.249 | -624.7057 | -799.315 | -1028.351 | -0.65423 | -2.1204 | -4.1808 | -3.2789 | 2688.8553 | 2674.7455 | 2647.8815 | 2710.0942
2 | 25 | 18 | 1872.5624 | 1909.0656 | 1980.9154 | 2104.7538 | 1514.4387 | 1553.6989 | 1642.0857 | 1806.5227 | -51.4612 | -91.4492 | -168.0005 | -258.1539 | 54.0568 | 75.596 | 114.9385 | 171.8052 | 20.578 | 36.6776 | 72.5818 | 125.8739 | -47.0813 | -54.2145 | -69.7228 | -89.7858 | -5.6057 | -8.4546 | -15.971 | -29.0315 | 3357.4877 | 3420.9199 | 3556.8271 | 3831.9845
2 | 25 | 19 | 2075.9692 | 2116.618 | 2198.5239 | 2336.5381 | 1528.9617 | 1568.5984 | 1657.8328 | 1823.8467 | -51.8567 | -94.8246 | -175.5761 | -271.2136 | 53.0501 | 75.596 | 114.9385 | 171.8052 | 25.4694 | 44.7348 | 87.6223 | 151.5282 | -0.0029378 | -0.0033719 | -0.0043111 | -0.005539 | -7.4788 | -14.7455 | -28.0833 | -39.7231 | 3624.112 | 3695.9738 | 3855.2538 | 4172.7758
2 | 25 | 20 | 2106.1163 | 2148.1175 | 2231.9197 | 2374.154 | 1464.0267 | 1501.98 | 1587.4246 | 1746.3879 | -50.1499 | -94.6594 | -173.7691 | -268.9023 | 59.2511 | 82.028 | 125.1939 | 185.725 | 27.6505 | 48.7911 | 93.874 | 161.5685 | -0.0029378 | -0.0033719 | -0.0043111 | -0.005539 | -8.8063 | -16.4312 | -31.3143 | -46.8936 | 3598.0854 | 3669.8227 | 3833.3246 | 4152.0339
2 | 25 | 21 | 2076.7477 | 2118.4385 | 2201.1878 | 2344.1624 | 1379.3295 | 1415.0872 | 1495.5886 | 1645.3555 | -47.8946 | -90.2313 | -164.3865 | -252.2571 | 82.8394 | 113.6672 | 167.8876 | 238.096 | 25.4694 | 44.7348 | 86.9129 | 150.0077 | -0.0029378 | -0.0033719 | -0.0043111 | -0.005539 | -7.4381 | -10.0185 | -18.3957 | -36.6712 | 3509.0504 | 3591.6745 | 3768.7904 | 4088.6878
2 | 25 | 22 | 1981.4645 | 2022.2209 | 2100.2345 | 2237.6031 | 1281.3055 | 1314.522 | 1389.3025 | 1528.426 | -44.5117 | -81.0968 | -148.7489 | -228.1367 | 133.5116 | 186.8178 | 282.9569 | 413.7106 | 20.578 | 36.962 | 72.7171 | 124.7976 | -0.0029378 | -0.0033719 | -0.0043111 | -0.005539 | -3.6919 | -3.6139 | -7.3496 | -19.4815 | 3368.6532 | 3475.8086 | 3689.1083 | 4056.9135
2 | 25 | 23 | 1837.4747 | 1875.7021 | 1947.0491 | 2076.8038 | 1183.3883 | 1214.0663 | 1283.1321 | 1411.6238 | -39.894 | -71.9624 | -131.5093 | -199.7018 | 144.8168 | 201.9772 | 304.3459 | 444.8769 | 17.3682 | 31.1388 | 61.7163 | 106.3614 | -0.0029378 | -0.0033719 | -0.0043111 | -0.005539 | 0.24975 | 2.9816 | 4.6517 | -1.9715 | 3143.4008 | 3253.9002 | 3469.3815 | 3837.987
2 | 25 | 24 | 1730.2179 | 1766.3977 | 1833.5366 | 1959.2455 | 1097.2691 | 1125.7147 | 1189.7543 | 1308.8952 | -35.3834 | -62.8279 | -112.7441 | -171.267 | 170.4185 | 232.4196 | 351.939 | 532.2931 | 14.5425 | 25.6906 | 50.7155 | 87.0521 | -0.0029378 | -0.0033719 | -0.0043111 | -0.005539 | 3.1028 | 11.5581 | 20.4658 | 11.6079 | 2980.1646 | 3098.9494 | 3333.6628 | 3727.8212
2 | 26 | 1 | 1640.1793 | 1675.0283 | 1737.8075 | 1857.0661 | 1084.2439 | 1112.3518 | 1175.6312 | 1293.3579 | -31.2377 | -53.5282 | -95.018 | -144.4106 | 304.8597 | 408.3175 | 598.0157 | 882.818 | 10.4628 | 18.741 | 37.7625 | 65.451 | -0.0029378 | -0.0033719 | -0.0043111 | -0.005539 | 6.944 | 11.0191 | 19.796 | 30.6494 | 3015.4491 | 3171.9262 | 3473.9907 | 3984.9262
2 | 26 | 2 | 1595.0815 | 1629.6031 | 1690.3903 | 1806.8645 | 1056.2378 | 1083.6196 | 1145.2646 | 1259.9503 | -28.9824 | -48.987 | -85.917 | -128.19 | 219.7695 | 294.2021 | 439.8785 | 656.106 | 7.8976 | 14.7402 | 29.6831 | 53.8902 | -0.0029378 | -0.0033719 | -0.0043111 | -0.005539 | 5.8229 | 8.6902 | 15.4921 | 25.7859 | 2855.824 | 2981.8648 | 3234.7873 | 3674.4013
2 | 26 | 3 | 1578.9952 | 1613.6268 | 1673.7179 | 1789.3907 | 1047.5021 | 1074.6574 | 1135.7925 | 1249.5298 | -28.5104 | -47.1601 | -82.7895 | -125.454 | 135.686 | 187.8649 | 290.4084 | 443.314 | 7.5638 | 14.0442 | 28.2536 | 50.7253 | -0.0029378 | -0.0033719 | -0.0043111 | -0.005539 | 4.3298 | 4.7188 | 8.0288 | 19.487 | 2745.5636 | 2847.7488 | 3053.4074 | 3426.9874
2 | 26 | 4 | 1588.0304 | 1622.4034 | 1683.0216 | 1798.9694 | 1069.1286 | 1096.8446 | 1159.2419 | 1275.3273 | -28.5104 | -48.987 | -84.11 | -128.19 | 81.7906 | 117.4686 | 193.6338 | 310.1709 | 8.6726 | 15.4361 | 30.9882 | 55.2074 | -0.0029378 | -0.0033719 | -0.0043111 | -0.005539 | 2.3536 | 1.8076 | 3.4394 | 10.5107 | 2721.4625 | 2804.97 | 2986.2105 | 3321.9902
2 | 26 | 5 | 1616.7231 | 1650.849 | 1711.9688 | 1826.9582 | 1168.0779 | 1198.3591 | 1266.5313 | 1393.3606 | -30.2172 | -53.5803 | -96.6201 | -146.8383 | 50.197 | 75.6321 | 136.0389 | 234.41 | 13.8029 | 23.9048 | 46.8112 | 80.4175 | -0.0029378 | -0.0033719 | -0.0043111 | -0.005539 | 1.0614 | 1.5815 | 2.7696 | 5.476 | 2819.6422 | 2896.7429 | 3067.4954 | 3393.7785
2 | 26 | 6 | 1690.8086 | 1725.5406 | 1788.2482 | 1900.5142 | 1366.0708 | 1401.4848 | 1481.2124 | 1629.5397 | -34.7278 | -66.2033 | -122.9608 | -189.9153 | 43.5971 | 68.6637 | 127.963 | 227.6958 | 22.4985 | 38.9116 | 74.0953 | 125.2793 | -0.0029378 | -0.0033719 | -0.0043111 | -0.005539 | 1.0614 | 0.85169 | 1.606 | 5.1447 | 3089.3058 | 3169.2456 | 3350.1599 | 3698.2529
2 | 26 | 7 | 1732.6563 | 1766.6612 | 1828.7206 | 1931.8727 | 1665.1837 | 1708.3518 | 1805.5366 | 1986.3413 | -40.9451 | -84.5244 | -160.5676 | -248.9044 | 68.7999 | 106.4718 | 183.9697 | 324.5821 | 34.4623 | 58.6517 | 108.8631 | 184.7652 | -8.0394 | -9.1193 | -11.4858 | -14.7253 | -0.2606 | -0.41704 | -0.38967 | -0.66275 | 3451.8572 | 3546.0758 | 3754.6468 | 4163.2689
2 | 26 | 8 | 1739.2235 | 1772.0791 | 1831.9696 | 1926.0764 | 1918.7556 | 1968.4972 | 2080.4811 | 2288.8186 | -46.5069 | -97.3127 | -185.5877 | -284.0814 | 117.5911 | 178.2143 | 295.8991 | 507.8316 | 37.8607 | 64.9054 | 120.6464 | 203.0999 | -274.9778 | -315.2233 | -403.6727 | -524.2051 | 0.9827 | 2.2937 | 4.7762 | 5.6821 | 3492.9289 | 3573.454 | 3744.512 | 4123.222
2 | 26 | 9 | 1652.9682 | 1682.5279 | 1734.8739 | 1811.5287 | 2191.93 | 2248.7534 | 2376.6805 | 2614.6791 | -51.0175 | -102.6281 | -191.8427 | -291.132 | 170.1097 | 253.5984 | 415.4812 | 715.5428 | 32.7088 | 56.1524 | 104.8234 | 176.6742 | -830.6824 | -951.1766 | -1212.592 | -1559.5706 | 6.8952 | 11.3644 | 22.5224 | 41.3884 | 3172.912 | 3198.5918 | 3249.9466 | 3509.1106
2 | 26 | 10 | 1602.1561 | 1629.8753 | 1677.8362 | 1743.7544 | 2362.7527 | 2424.0045 | 2561.9013 | 2818.4477 | -53.2422 | -102.7933 | -189.2017 | -280.3836 | 191.0961 | 285.8978 | 472.9921 | 798.5 | 24.6578 | 42.9314 | 80.921 | 138.7894 | -1081.1043 | -1237.1541 | -1574.8742 | -2022.1862 | 9.6315 | 14.7008 | 28.3214 | 51.6276 | 3055.9477 | 3057.4623 | 3057.8962 | 3248.5493
2 | 26 | 11 | 1566.0149 | 1591.7354 | 1636.5326 | 1697.4121 | 2471.9763 | 2536.0596 | 2680.331 | 2948.7369 | -55.4975 | -101.8538 | -182.6651 | -268.9023 | 181.5952 | 276.113 | 455.9113 | 779.5596 | 16.5566 | 29.747 | 57.6766 | 99.5875 | -1365.9275 | -1564.2146 | -1994.2386 | -2563.829 | 8.019 | 10.3218 | 19.2724 | 38.5063 | 2822.7371 | 2777.9083 | 2672.8202 | 2731.071
2 | 26 | 12 | 1504.7134 | 1528.1138 | 1569.3539 | 1623.6622 | 2552.5631 | 2618.7355 | 2767.7102 | 3044.8661 | -57.0666 | -100.9143 | -179.5376 | -261.7353 | 165.4945 | 250.0961 | 420.4995 | 719.4215 | 12.0493 | 22.3857 | 44.5883 | 79.0627 | -1640.1416 | -1881.4103 | -2406.8076 | -3105.5117 | 2.2857 | 4.1704 | 7.7758 | 13.035 | 2539.8978 | 2441.177 | 2223.5824 | 2112.8004
2 | 26 | 13 | 1390.9937 | 1411.9747 | 1446.9759 | 1490.059 | 2623.0188 | 2691.0178 | 2844.1044 | 3128.9104 | -57.8293 | -98.7569 | -172.7195 | -252.5654 | 157.3991 | 241.245 | 401.0365 | 691.0113 | 7.3249 | 14.0442 | 30.0703 | 54.9289 | -1775.597 | -2037.1679 | -2605.437 | -3356.8024 | 0.4262 | 1.7548 | 3.779 | 3.006 | 2345.7364 | 2224.1118 | 1947.8096 | 1758.5478
2 | 26 | 14 | 1335.9038 | 1355.9728 | 1387.7728 | 1424.7755 | 2655.826 | 2724.6755 | 2879.6768 | 3168.045 | -57.8293 | -98.7569 | -171.1175 | -248.2509 | 150.7992 | 228.2417 | 381.117 | 657.0191 | 6.1075 | 12.0946 | 26.8131 | 48.0534 | -1597.3908 | -1832.0631 | -2337.4909 | -2992.335 | -0.10587 | -0.017602 | 0.07171 | 0.53883 | 2493.3105 | 2390.147 | 2166.8431 | 2057.8458
2 | 26 | 15 | 1275.9869 | 1294.012 | 1323.4546 | 1357.9399 | 2648.6107 | 2717.2731 | 2871.8533 | 3159.4381 | -57.3573 | -97.9826 | -169.7969 | -248.2509 | 139.6224 | 210.2919 | 351.6854 | 603.043 | 5.7017 | 11.8103 | 25.5081 | 46.9771 | -1470.8756 | -1688.8045 | -2161.1627 | -2780.7898 | 0.27689 | -0.64317 | -0.29902 | 2.5159 | 2541.9657 | 2445.957 | 2241.2427 | 2140.8734
2 | 26 | 16 | 1147.2333 | 1163.0985 | 1187.5533 | 1217.0563 | 2589.0186 | 2656.1361 | 2807.2384 | 3088.3527 | -56.3367 | -97.9826 | -171.6805 | -252.9901 | 129.205 | 194.3227 | 324.8566 | 551.8741 | 8.6726 | 16.2416 | 34.3699 | 60.7281 | -1052.2092 | -1208.203 | -1546.0016 | -1986.8159 | -0.1303 | -0.43465 | -0.86458 | -0.98298 | 2765.4533 | 2723.1787 | 2635.4715 | 2677.2222
2 | 26 | 17 | 1238.614 | 1256.4299 | 1288.25 | 1334.1483 | 2411.2379 | 2473.7467 | 2614.4732 | 2876.2841 | -55.574 | -100.0269 | -179.5376 | -264.4714 | 66.9285 | 97.3009 | 158.0047 | 253.3673 | 14.3756 | 26.1022 | 52.1451 | 90.4202 | -494.594 | -568.642 | -729.9327 | -941.8942 | -0.65423 | -2.1204 | -4.1808 | -3.2789 | 3180.3337 | 3182.7903 | 3199.2219 | 3344.5753
2 | 26 | 18 | 1561.0298 | 1586.6118 | 1635.9791 | 1712.7585 | 2206.6152 | 2263.8194 | 2392.6035 | 2632.1967 | -55.7882 | -103.0717 | -188.9202 | -281.1166 | 75.024 | 107.622 | 169.3918 | 268.9108 | 22.0927 | 38.9116 | 75.5763 | 129.5845 | -63.542 | -73.2751 | -94.1841 | -120.5896 | -5.6057 | -8.4546 | -15.971 | -29.0315 | 3739.8258 | 3812.1634 | 3974.4754 | 4312.7128
2 | 26 | 19 | 1931.7493 | 1966.1816 | 2035.5463 | 2145.8821 | 2024.6174 | 2077.1034 | 2195.2657 | 2415.0976 | -55.7117 | -103.6807 | -190.5222 | -287.1258 | 92.0125 | 130.41 | 197.1844 | 304.0353 | 26.8389 | 46.9688 | 91.9219 | 156.9848 | -0.0029378 | -0.0033719 | -0.0043111 | -0.005539 | -7.4788 | -14.7455 | -28.0833 | -39.7231 | 4012.0246 | 4102.2342 | 4301.3084 | 4695.1452
2 | 26 | 20 | 2057.9888 | 2095.9975 | 2173.6588 | 2300.5192 | 1822.084 | 1869.3195 | 1975.6614 | 2173.5023 | -53.3493 | -100.1922 | -184.2672 | -282.3867 | 98.6123 | 137.3785 | 206.6456 | 312.3732 | 28.4621 | 49.8986 | 96.8686 | 166.0505 | -0.0029378 | -0.0033719 | -0.0043111 | -0.005539 | -8.8063 | -16.4312 | -31.3143 | -46.8936 | 3944.9886 | 4035.9673 | 4237.2486 | 4623.1592
2 | 26 | 21 | 2067.8405 | 2106.4531 | 2186.0741 | 2319.2044 | 1655.801 | 1698.7259 | 1795.363 | 1975.149 | -50.0734 | -92.7193 | -170.1551 | -261.0024 | 108.1132 | 151.4649 | 226.9868 | 331.2434 | 25.0636 | 44.4505 | 85.8678 | 147.7159 | -0.0029378 | -0.0033719 | -0.0043111 | -0.005539 | -7.4381 | -10.0185 | -18.3957 | -36.6712 | 3799.3039 | 3898.3532 | 4105.7366 | 4475.6336
2 | 26 | 22 | 2011.2581 | 2051.7203 | 2129.3377 | 2261.1486 | 1470.6178 | 1508.742 | 1594.5713 | 1754.2502 | -46.4763 | -84.4723 | -154.2359 | -234.5706 | 193.119 | 271.1768 | 414.974 | 611.3809 | 21.5566 | 37.9314 | 74.0222 | 128.5082 | -0.0029378 | -0.0033719 | -0.0043111 | -0.005539 | -3.6919 | -3.6139 | -7.3496 | -19.4815 | 3646.3804 | 3781.4809 | 4051.3152 | 4501.2302
2 | 26 | 23 | 1899.1297 | 1938.5978 | 2011.974 | 2139.9271 | 1300.3084 | 1334.0175 | 1409.9071 | 1551.0939 | -40.838 | -72.6235 | -130.7413 | -198.9688 | 212.1208 | 292.2318 | 436.6164 | 643.1086 | 16.7955 | 30.1585 | 58.9817 | 103.0949 | -0.0029378 | -0.0033719 | -0.0043111 | -0.005539 | 0.24975 | 2.9816 | 4.6517 | -1.9715 | 3387.7632 | 3525.3603 | 3791.3853 | 4236.2785
2 | 26 | 24 | 1817.2027 | 1855.8099 | 1926.0847 | 2054.3567 | 1162.3388 | 1192.4712 | 1260.3085 | 1386.5146 | -35.1998 | -62.3843 | -111.9761 | -170.1093 | 317.1293 | 424.7354 | 617.0207 | 888.6908 | 13.9698 | 24.9947 | 48.7633 | 85.9758 | -0.0029378 | -0.0033719 | -0.0043111 | -0.005539 | 3.1028 | 11.5581 | 20.4658 | 11.6079 | 3278.5408 | 3447.1816 | 3760.6625 | 4257.0308
2 | 27 | 1 | 1776.055 | 1813.2981 | 1882.5946 | 2012.3271 | 1076.3618 | 1104.2653 | 1167.0848 | 1283.9556 | -31.7862 | -55.242 | -99.4661 | -151.1528 | 304.8597 | 408.3175 | 598.0157 | 882.818 | 12.2163 | 21.5436 | 42.5116 | 74.415 | -0.0029378 | -0.0033719 | -0.0043111 | -0.005539 | 6.944 | 11.0191 | 19.796 | 30.6494 | 3144.6476 | 3303.1984 | 3610.5324 | 4133.0067
2 | 27 | 2 | 1713.7139 | 1750.2431 | 1816.4613 | 1942.8786 | 1044.8897 | 1071.9773 | 1132.96 | 1246.4136 | -29.638 | -50.6487 | -87.2375 | -134.9322 | 219.7695 | 294.2021 | 439.8785 | 656.106 | 8.8395 | 15.4361 | 31.5107 | 56.182 | -0.0029378 | -0.0033719 | -0.0043111 | -0.005539 | 5.8229 | 8.6902 | 15.4921 | 25.7859 | 2963.3946 | 3089.8968 | 3349.0608 | 3792.4283
2 | 27 | 3 | 1680.3295 | 1716.0022 | 1781.0113 | 1905.7127 | 1034.4228 | 1061.2391 | 1121.6109 | 1233.9279 | -28.9824 | -48.8218 | -84.11 | -130.1931 | 135.686 | 187.8649 | 290.4084 | 443.314 | 8.4337 | 14.7402 | 30.2057 | 53.8902 | -0.0029378 | -0.0033719 | -0.0043111 | -0.005539 | 4.3298 | 4.7188 | 8.0288 | 19.487 | 2834.2165 | 2935.7401 | 3147.1507 | 3526.1332
2 | 27 | 4 | 1670.3874 | 1706.3836 | 1770.8749 | 1893.4149 | 1058.9717 | 1086.4244 | 1148.2289 | 1263.2115 | -28.9824 | -48.987 | -85.917 | -130.1931 | 81.7906 | 117.4686 | 193.6338 | 310.1709 | 9.2454 | 16.2416 | 32.2932 | 58.3722 | -0.0029378 | -0.0033719 | -0.0043111 | -0.005539 | 2.3536 | 1.8076 | 3.4394 | 10.5107 | 2793.7633 | 2879.3355 | 3062.5489 | 3405.4815
2 | 27 | 5 | 1692.1406 | 1727.8293 | 1792.5975 | 1913.5279 | 1156.8222 | 1186.8116 | 1254.3269 | 1379.9341 | -30.1101 | -54.3024 | -97.9406 | -151.5775 | 50.197 | 75.6321 | 136.0389 | 234.41 | 14.3756 | 24.7104 | 48.1162 | 82.6077 | -0.0029378 | -0.0033719 | -0.0043111 | -0.005539 | 1.0614 | 1.5815 | 2.7696 | 5.476 | 2884.4838 | 2962.2591 | 3135.9042 | 3464.3726
2 | 27 | 6 | 1753.5809 | 1789.5055 | 1855.2156 | 1972.8128 | 1356.8545 | 1392.0295 | 1471.2193 | 1618.5458 | -35.1998 | -66.9776 | -127.6903 | -198.6605 | 43.5971 | 68.6637 | 127.963 | 227.6958 | 25.0636 | 42.5374 | 80.9319 | 136.5352 | -0.0029378 | -0.0033719 | -0.0043111 | -0.005539 | 1.0614 | 0.85169 | 1.606 | 5.1447 | 3144.9549 | 3226.6068 | 3409.2411 | 3762.0682
2 | 27 | 7 | 1781.9445 | 1816.4255 | 1880.634 | 1988.7333 | 1655.7769 | 1698.7011 | 1795.3369 | 1975.1202 | -43.0933 | -86.3513 | -166.8226 | -267.0116 | 68.7999 | 106.4718 | 183.9697 | 324.5821 | 38.0277 | 64.4749 | 119.7394 | 201.681 | -3.9074 | -4.4283 | -5.6029 | -7.3078 | -0.2606 | -0.41704 | -0.38967 | -0.66275 | 3497.2877 | 3594.8766 | 3806.8646 | 4215.1345
2 | 27 | 8 | 1756.4879 | 1788.4643 | 1848.7817 | 1946.4669 | 1910.0911 | 1959.6082 | 2071.0863 | 2278.483 | -49.2036 | -97.9217 | -187.1898 | -298.2989 | 117.5911 | 178.2143 | 295.8991 | 507.8316 | 40.0201 | 68.2469 | 126.6383 | 213.1402 | -224.3078 | -256.2071 | -324.6273 | -412.897 | 0.9827 | 2.2937 | 4.7762 | 5.6821 | 3551.6615 | 3642.6986 | 3835.3644 | 4240.408
2 | 27 | 9 | 1633.0746 | 1661.6864 | 1712.9644 | 1788.0915 | 2204.8307 | 2261.9886 | 2390.6686 | 2630.0679 | -53.2422 | -102.6281 | -191.8427 | -302.9216 | 170.1097 | 253.5984 | 415.4812 | 715.5428 | 34.0565 | 58.2401 | 108.8631 | 183.448 | -663.5947 | -760.4499 | -969.5281 | -1243.2224 | 6.8952 | 11.3644 | 22.5224 | 41.3884 | 3332.1298 | 3383.7998 | 3489.1288 | 3812.3946
2 | 27 | 10 | 1558.3348 | 1583.9416 | 1629.3718 | 1691.6368 | 2411.5246 | 2474.0408 | 2614.784 | 2876.6261 | -55.574 | -100.9143 | -182.6651 | -277.9558 | 191.0961 | 285.8978 | 472.9921 | 798.5 | 21.2811 | 36.962 | 71.2253 | 121.5311 | -960.1709 | -1099.2018 | -1397.873 | -1784.9124 | 9.6315 | 14.7008 | 28.3214 | 51.6276 | 3176.1232 | 3195.4268 | 3236.1565 | 3477.0533
2 | 27 | 11 | 1486.2936 | 1507.869 | 1548.2161 | 1602.7276 | 2545.7689 | 2611.7652 | 2760.3433 | 3036.7615 | -57.3573 | -101.1926 | -180.0241 | -269.2106 | 181.5952 | 276.113 | 455.9113 | 779.5596 | 14.7814 | 26.8171 | 52.6676 | 91.4965 | -1638.1497 | -1880.7391 | -2405.3282 | -3087.1999 | 8.019 | 10.3218 | 19.2724 | 38.5063 | 2540.9512 | 2450.9545 | 2251.0584 | 2192.641
2 | 27 | 12 | 1402.5593 | 1422.8174 | 1458.3014 | 1502.8602 | 2635.7983 | 2704.1286 | 2857.961 | 3144.1546 | -58.4849 | -102.2453 | -178.9085 | -262.4684 | 165.4945 | 250.0961 | 420.4995 | 719.4215 | 9.4842 | 17.9178 | 36.8446 | 66.388 | -1828.1663 | -2097.8849 | -2681.449 | -3443.7773 | 2.2857 | 4.1704 | 7.7758 | 13.035 | 2328.9708 | 2199.0001 | 1921.0249 | 1739.6135
2 | 27 | 13 | 1292.4076 | 1310.7256 | 1340.6028 | 1373.9366 | 2703.2612 | 2773.3403 | 2931.1101 | 3224.6288 | -59.1406 | -105.2379 | -183.843 | -260.89 | 157.3991 | 241.245 | 401.0365 | 691.0113 | 8.8395 | 16.8103 | 35.5396 | 61.7027 | -1859.2158 | -2134.2168 | -2728.0855 | -3499.978 | 0.4262 | 1.7548 | 3.779 | 3.006 | 2243.9772 | 2104.4214 | 1800.1394 | 1593.4175
2 | 27 | 14 | 1193.3814 | 1208.425 | 1233.1263 | 1260.2335 | 2732.5203 | 2803.3579 | 2962.8354 | 3259.531 | -59.7962 | -107.0648 | -185.3685 | -260.89 | 150.7992 | 228.2417 | 381.117 | 657.0191 | 7.086 | 14.6129 | 31.1154 | 53.6117 | -1622.9788 | -1863.5242 | -2383.6292 | -3059.3195 | -0.10587 | -0.017602 | 0.07171 | 0.53883 | 2400.906 | 2284.0309 | 2039.268 | 1910.7246
2 | 27 | 15 | 1120.0719 | 1132.7705 | 1154.0778 | 1178.7422 | 2713.6021 | 2783.9493 | 2942.3226 | 3236.9641 | -59.6891 | -106.2905 | -184.048 | -258.0375 | 139.6224 | 210.2919 | 351.6854 | 603.043 | 6.2744 | 13.0748 | 28.3808 | 48.9264 | -1415.4498 | -1625.7136 | -2079.9188 | -2669.2334 | 0.27689 | -0.64317 | -0.29902 | 2.5159 | 2504.7089 | 2407.4392 | 2212.2007 | 2142.9207
2 | 27 | 16 | 1086.5295 | 1099.6603 | 1120.8893 | 1146.5855 | 2620.3917 | 2688.3225 | 2841.2558 | 3125.7765 | -58.0894 | -103.5762 | -181.202 | -253.723 | 129.205 | 194.3227 | 324.8566 | 551.8741 | 7.086 | 14.6129 | 31.1154 | 53.4084 | -915.302 | -1049.8856 | -1338.8578 | -1712.7308 | -0.1303 | -0.43465 | -0.86458 | -0.98298 | 2869.6904 | 2843.0219 | 2797.1928 | 2910.2077
2 | 27 | 17 | 1183.1519 | 1198.9954 | 1227.527 | 1268.8864 | 2441.781 | 2505.0815 | 2647.5906 | 2912.7179 | -56.8853 | -102.3584 | -180.7155 | -260.0406 | 66.9285 | 97.3009 | 158.0047 | 253.3673 | 10.9989 | 20.8477 | 42.7742 | 71.743 | -503.6379 | -578.7681 | -740.8761 | -951.4343 | -0.65423 | -2.1204 | -4.1808 | -3.2789 | 3141.6829 | 3138.9785 | 3150.1241 | 3291.9608
2 | 27 | 18 | 1527.5008 | 1551.9078 | 1599.6809 | 1672.5448 | 2248.8008 | 2307.0986 | 2438.3448 | 2682.5184 | -56.9924 | -103.9069 | -185.9976 | -273.9497 | 75.024 | 107.622 | 169.3918 | 268.9108 | 18.1799 | 32.6403 | 64.9735 | 110.8058 | -52.7921 | -60.7359 | -77.596 | -98.8129 | -5.6057 | -8.4546 | -15.971 | -29.0315 | 3754.1153 | 3826.1712 | 3992.8264 | 4332.9857
2 | 27 | 19 | 1916.3719 | 1950.0829 | 2018.5949 | 2126.69 | 2056.6748 | 2109.9919 | 2230.0251 | 2453.3378 | -55.7882 | -102.7412 | -187.3181 | -282.695 | 92.0125 | 130.41 | 197.1844 | 304.0353 | 23.7159 | 42.5374 | 82.8732 | 142.0183 | -0.0029378 | -0.0033719 | -0.0043111 | -0.005539 | -7.4788 | -14.7455 | -28.0833 | -39.7231 | 4025.5051 | 4115.5322 | 4313.2718 | 4703.6577
2 | 27 | 20 | 2057.9348 | 2096.193 | 2173.8498 | 2298.9085 | 1847.6024 | 1895.4996 | 2003.3307 | 2203.9424 | -52.8773 | -99.8617 | -182.6651 | -279.959 | 98.6123 | 137.3785 | 206.6456 | 312.3732 | 27.2447 | 47.6647 | 91.9219 | 156.9848 | -0.0029378 | -0.0033719 | -0.0043111 | -0.005539 | -8.8063 | -16.4312 | -31.3143 | -46.8936 | 3969.7078 | 4060.4394 | 4261.7643 | 4645.3508
2 | 27 | 21 | 2098.3875 | 2138.8439 | 2219.8585 | 2353.7004 | 1671.7632 | 1715.1019 | 1812.6706 | 1994.1898 | -50.622 | -93.6067 | -173.0011 | -261.0024 | 108.1132 | 151.4649 | 226.9868 | 331.2434 | 26.1141 | 45.4307 | 89.0004 | 152.4012 | -0.0029378 | -0.0033719 | -0.0043111 | -0.005539 | -7.4381 | -10.0185 | -18.3957 | -36.6712 | 3846.315 | 3947.2128 | 4157.1153 | 4533.8557
2 | 27 | 22 | 2063.2736 | 2104.3999 | 2184.4524 | 2320.2249 | 1477.7972 | 1516.1076 | 1602.3559 | 1762.8143 | -46.0043 | -86.1339 | -157.0819 | -239.3097 | 193.119 | 271.1768 | 414.974 | 611.3809 | 23.3101 | 41.1456 | 79.4915 | 136.1551 | -0.0029378 | -0.0033719 | -0.0043111 | -0.005539 | -3.6919 | -3.6139 | -7.3496 | -19.4815 | 3707.8009 | 3843.0787 | 4116.8379 | 4571.7784
2 | 27 | 23 | 1959.5272 | 2000.0637 | 2076.4418 | 2209.1759 | 1303.4314 | 1337.2215 | 1413.2934 | 1554.8193 | -40.366 | -75.1725 | -136.9963 | -208.4471 | 212.1208 | 292.2318 | 436.6164 | 643.1086 | 20.3392 | 35.9817 | 69.7957 | 119.036 | -0.0029378 | -0.0033719 | -0.0043111 | -0.005539 | 0.24975 | 2.9816 | 4.6517 | -1.9715 | 3455.2995 | 3593.3044 | 3863.7984 | 4315.7156
2 | 27 | 24 | 1879.8462 | 1919.0005 | 1992.5876 | 2125.7317 | 1162.1045 | 1192.2308 | 1260.0544 | 1386.2351 | -35.7483 | -64.2112 | -116.4242 | -177.5845 | 317.1293 | 424.7354 | 617.0207 | 888.6908 | 16.5566 | 28.9048 | 56.0602 | 97.4349 | -0.0029378 | -0.0033719 | -0.0043111 | -0.005539 | 3.1028 | 11.5581 | 20.4658 | 11.6079 | 3342.9883 | 3512.215 | 3829.7601 | 4332.1103
2 | 28 | 1 | 1829.3609 | 1868.2762 | 1939.8397 | 2072.4227 | 1077.3663 | 1105.2958 | 1168.1739 | 1285.1538 | -31.7862 | -55.0767 | -96.6201 | -149.1497 | 304.8597 | 408.3175 | 598.0157 | 882.818 | 11.4047 | 20.1518 | 39.7147 | 69.933 | -0.0029378 | -0.0033719 | -0.0043111 | -0.005539 | 6.944 | 11.0191 | 19.796 | 30.6494 | 3198.1464 | 3357.9804 | 3668.9156 | 4191.8217
2 | 28 | 2 | 1759.5042 | 1797.2382 | 1865.9204 | 1994.8883 | 1043.0531 | 1070.0931 | 1130.9686 | 1244.2228 | -29.638 | -50.6487 | -87.2375 | -132.9292 | 219.7695 | 294.2021 | 439.8785 | 656.106 | 8.0279 | 14.7402 | 30.0812 | 53.8902 | -0.0029378 | -0.0033719 | -0.0043111 | -0.005539 | 5.8229 | 8.6902 | 15.4921 | 25.7859 | 3006.5367 | 3134.3118 | 3395.0989 | 3841.9585
2 | 28 | 3 | 1716.7335 | 1756.0907 | 1823.5023 | 1947.2321 | 1032.699 | 1059.4706 | 1119.7418 | 1231.8717 | -28.5104 | -48.8218 | -84.11 | -128.19 | 135.686 | 187.8649 | 290.4084 | 443.314 | 7.7307 | 14.0442 | 28.7761 | 51.5984 | -0.0029378 | -0.0033719 | -0.0043111 | -0.005539 | 4.3298 | 4.7188 | 8.0288 | 19.487 | 2868.6657 | 2973.3641 | 3186.343 | 3565.3076
2 | 28 | 4 | 1698.9795 | 1735.5114 | 1801.3981 | 1925.9186 | 1056.445 | 1083.8322 | 1145.4892 | 1260.1975 | -28.5104 | -48.987 | -84.11 | -128.19 | 81.7906 | 117.4686 | 193.6338 | 310.1709 | 8.4337 | 15.4361 | 30.9882 | 53.8902 | -0.0029378 | -0.0033719 | -0.0043111 | -0.005539 | 2.3536 | 1.8076 | 3.4394 | 10.5107 | 2819.489 | 2905.0655 | 3090.8344 | 3432.4923
2 | 28 | 5 | 1716.5701 | 1752.6343 | 1818.581 | 1941.4331 | 1156.5654 | 1186.5481 | 1254.0484 | 1379.6277 | -30.2172 | -53.415 | -94.8131 | -144.8352 | 50.197 | 75.6321 | 136.0389 | 234.41 | 12.2163 | 22.1014 | 42.5847 | 72.2248 | -0.0029378 | -0.0033719 | -0.0043111 | -0.005539 | 1.0614 | 1.5815 | 2.7696 | 5.476 | 2906.39 | 2985.079 | 3159.2053 | 3488.3308
2 | 28 | 6 | 1773.1271 | 1809.2254 | 1875.8619 | 1995.005 | 1355.5631 | 1390.7046 | 1469.819 | 1617.0054 | -34.7278 | -65.1507 | -121.4353 | -189.9153 | 43.5971 | 68.6637 | 127.963 | 227.6958 | 21.8538 | 38.0695 | 71.8832 | 121.6703 | -0.0029378 | -0.0033719 | -0.0043111 | -0.005539 | 1.0614 | 0.85169 | 1.606 | 5.1447 | 3160.4719 | 3242.3607 | 3425.6936 | 3776.6004
2 | 28 | 7 | 1795.9101 | 1830.5769 | 1895.4357 | 2004.1356 | 1657.3611 | 1700.3264 | 1797.0545 | 1977.0099 | -42.0728 | -84.3591 | -163.4136 | -257.958 | 68.7999 | 106.4718 | 183.9697 | 324.5821 | 35.6797 | 60.8491 | 112.9651 | 189.4505 | -8.0394 | -9.1193 | -11.4858 | -14.7253 | -0.2606 | -0.41704 | -0.38967 | -0.66275 | 3507.3781 | 3604.3286 | 3814.1359 | 4221.8321
2 | 28 | 8 | 1767.6343 | 1800.2022 | 1861.2782 | 1959.1038 | 1908.7369 | 1958.2189 | 2069.618 | 2276.8677 | -48.2901 | -96.9822 | -186.6267 | -291.5566 | 117.5911 | 178.2143 | 295.8991 | 507.8316 | 38.2665 | 65.6013 | 122.474 | 204.0745 | -285.4815 | -326.8946 | -417.3241 | -537.851 | 0.9827 | 2.2937 | 4.7762 | 5.6821 | 3499.4399 | 3580.6538 | 3750.0947 | 4124.152
2 | 28 | 9 | 1656.9991 | 1686.7499 | 1739.1224 | 1816.1705 | 2188.3274 | 2245.0575 | 2372.7743 | 2610.3818 | -52.6936 | -100.8012 | -190.2407 | -296.2958 | 170.1097 | 253.5984 | 415.4812 | 715.5428 | 32.303 | 55.3102 | 103.3938 | 173.0652 | -627.9538 | -719.0464 | -916.9778 | -1180.3397 | 6.8952 | 11.3644 | 22.5224 | 41.3884 | 3373.9871 | 3432.2329 | 3546.0756 | 3879.9131
2 | 28 | 10 | 1581.0564 | 1607.8446 | 1654.7212 | 1719.2478 | 2376.5739 | 2438.184 | 2576.8874 | 2834.9345 | -55.0255 | -100.7491 | -181.3446 | -275.6445 | 191.0961 | 285.8978 | 472.9921 | 798.5 | 20.1003 | 35.5701 | 68.4906 | 116.9474 | -1055.0234 | -1210.0271 | -1548.8199 | -2000.4736 | 9.6315 | 14.7008 | 28.3214 | 51.6276 | 3068.4093 | 3071.421 | 3071.2482 | 3245.1393
2 | 28 | 11 | 1548.8289 | 1573.293 | 1617.4083 | 1676.3541 | 2495.7523 | 2560.4521 | 2706.111 | 2977.0985 | -57.9364 | -101.9669 | -181.5496 | -269.6353 | 181.5952 | 276.113 | 455.9113 | 779.5596 | 14.3756 | 25.6906 | 51.3626 | 88.23 | -1264.6962 | -1447.4578 | -1844.5143 | -2373.7247 | 8.019 | 10.3218 | 19.2724 | 38.5063 | 2925.9385 | 2896.4458 | 2824.0017 | 2916.3885
2 | 28 | 12 | 1482.4846 | 1505.8275 | 1546.1406 | 1597.5322 | 2569.5974 | 2636.2115 | 2786.1803 | 3065.1858 | -59.1406 | -103.7417 | -181.473 | -262.8931 | 165.4945 | 250.0961 | 420.4995 | 719.4215 | 9.4842 | 18.3483 | 38.1497 | 66.388 | -1563.7666 | -1794.5237 | -2297.2157 | -2960.556 | 2.2857 | 4.1704 | 7.7758 | 13.035 | 2606.4393 | 2516.3885 | 2320.0573 | 2238.1135
2 | 28 | 13 | 1405.7866 | 1427.2135 | 1463.304 | 1506.7233 | 2633.1475 | 2701.409 | 2855.0868 | 3140.9926 | -60.1611 | -105.5164 | -183.28 | -265.2044 | 157.3991 | 241.245 | 401.0365 | 691.0113 | 7.7307 | 15.3088 | 32.545 | 57.2207 | -1420.9504 | -1627.9339 | -2076.8627 | -2671.42 | 0.4262 | 1.7548 | 3.779 | 3.006 | 2723.3786 | 2653.4809 | 2495.6085 | 2462.3295
2 | 28 | 14 | 1367.8424 | 1387.4023 | 1421.2433 | 1461.5952 | 2667.0396 | 2736.1797 | 2891.8355 | 3181.4213 | -60.8168 | -106.4038 | -184.8055 | -262.7766 | 150.7992 | 228.2417 | 381.117 | 657.0191 | 5.7017 | 12.3789 | 27.0758 | 46.7363 | -1330.3586 | -1526.2128 | -1951.4107 | -2510.9998 | -0.10587 | -0.017602 | 0.07171 | 0.53883 | 2800.1017 | 2731.5685 | 2585.1271 | 2573.5342
2 | 28 | 15 | 1262.7175 | 1279.4446 | 1308.5314 | 1342.7436 | 2673.5044 | 2742.8121 | 2898.8452 | 3189.1329 | -60.7097 | -107.4564 | -186.3309 | -262.7766 | 139.6224 | 210.2919 | 351.6854 | 603.043 | 5.5497 | 11.9673 | 26.9512 | 45.5583 | -1123.0838 | -1288.9917 | -1650.122 | -2128.59 | 0.27689 | -0.64317 | -0.29902 | 2.5159 | 2897.8774 | 2847.4246 | 2749.2614 | 2791.6271
2 | 28 | 16 | 1218.6774 | 1234.9551 | 1262.7351 | 1297.0685 | 2607.5847 | 2675.1836 | 2827.3694 | 3110.4996 | -60.1611 | -105.6295 | -184.5239 | -262.352 | 129.205 | 194.3227 | 324.8566 | 551.8741 | 6.5852 | 13.0748 | 29.5613 | 51.3575 | -811.2714 | -930.5546 | -1190.2766 | -1534.1716 | -0.1303 | -0.43465 | -0.86458 | -0.98298 | 3090.4896 | 3080.9175 | 3068.8573 | 3213.2931
2 | 28 | 17 | 1261.4027 | 1279.1664 | 1311.3832 | 1358.5422 | 2424.6125 | 2487.468 | 2628.975 | 2892.2382 | -59.0335 | -106.4038 | -187.6514 | -267.2075 | 66.9285 | 97.3009 | 158.0047 | 253.3673 | 11.3463 | 21.132 | 44.0793 | 75.5929 | -363.6214 | -417.5442 | -535.1793 | -690.2463 | -0.65423 | -2.1204 | -4.1808 | -3.2789 | 3340.981 | 3358.9987 | 3415.4307 | 3619.0079
2 | 28 | 18 | 1512.186 | 1536.5074 | 1583.3023 | 1655.4674 | 2232.9447 | 2290.8314 | 2421.1522 | 2663.6042 | -58.0435 | -107.2302 | -191.8945 | -281.1166 | 75.024 | 107.622 | 169.3918 | 268.9108 | 18.8965 | 34.0321 | 68.2307 | 115.8336 | -32.0434 | -36.9485 | -47.6816 | -61.7175 | -5.6057 | -8.4546 | -15.971 | -29.0315 | 3743.3586 | 3816.3596 | 3986.5299 | 4331.9504
2 | 28 | 19 | 1899.3089 | 1932.3873 | 2000.3704 | 2107.5139 | 2044.4999 | 2097.5014 | 2216.8241 | 2438.8148 | -56.2602 | -105.2902 | -194.8171 | -289.4372 | 92.0125 | 130.41 | 197.1844 | 304.0353 | 25.8752 | 45.715 | 88.7405 | 150.211 | -0.0029378 | -0.0033719 | -0.0043111 | -0.005539 | -7.4788 | -14.7455 | -28.0833 | -39.7231 | 3997.9546 | 4085.9747 | 4280.2147 | 4671.409
2 | 28 | 20 | 2046.6939 | 2085.1128 | 2162.2762 | 2286.5934 | 1838.1234 | 1885.7748 | 1993.0527 | 2192.6352 | -52.8773 | -100.7491 | -187.0366 | -280.3836 | 98.6123 | 137.3785 | 206.6456 | 312.3732 | 27.6505 | 48.7911 | 94.532 | 160.6955 | -0.0029378 | -0.0033719 | -0.0043111 | -0.005539 | -8.8063 | -16.4312 | -31.3143 | -46.8936 | 3949.3936 | 4039.8735 | 4238.1513 | 4625.0145
2 | 28 | 21 | 2082.6587 | 2123.1617 | 2203.4988 | 2335.6355 | 1664.1599 | 1707.3015 | 1804.4265 | 1985.1201 | -50.0734 | -93.4415 | -171.399 | -261.0024 | 108.1132 | 151.4649 | 226.9868 | 331.2434 | 24.4909 | 43.2333 | 84.0537 | 144.6527 | -0.0029378 | -0.0033719 | -0.0043111 | -0.005539 | -7.4381 | -10.0185 | -18.3957 | -36.6712 | 3821.9083 | 3921.6981 | 4129.1668 | 4498.9726
2 | 28 | 22 | 2035.7798 | 2076.3906 | 2155.14 | 2289.2376 | 1474.5607 | 1512.7871 | 1598.8465 | 1758.9535 | -46.0043 | -83.3675 | -149.5064 | -227.4037 | 193.119 | 271.1768 | 414.974 | 611.3809 | 18.6576 | 33.7478 | 66.2786 | 114.7573 | -0.0029378 | -0.0033719 | -0.0043111 | -0.005539 | -3.6919 | -3.6139 | -7.3496 | -19.4815 | 3672.418 | 3807.1175 | 4078.3787 | 4527.4386
2 | 28 | 23 | 1918.0185 | 1957.4557 | 2031.5329 | 2161.7658 | 1301.1885 | 1334.9204 | 1410.8613 | 1552.1437 | -40.366 | -72.4061 | -130.4597 | -198.9688 | 212.1208 | 292.2318 | 436.6164 | 643.1086 | 16.5566 | 28.9048 | 57.4898 | 99.4858 | -0.0029378 | -0.0033719 | -0.0043111 | -0.005539 | 0.24975 | 2.9816 | 4.6517 | -1.9715 | 3407.7653 | 3544.0848 | 3810.6881 | 4255.558
2 | 28 | 24 | 1842.2953 | 1880.7344 | 1952.3967 | 2083.2316 | 1159.4669 | 1189.5249 | 1257.1946 | 1383.0889 | -35.7483 | -62.3843 | -111.9761 | -170.534 | 317.1293 | 424.7354 | 617.0207 | 888.6908 | 13.8029 | 24.1891 | 47.9809 | 83.7856 | -0.0029378 | -0.0033719 | -0.0043111 | -0.005539 | 3.1028 | 11.5581 | 20.4658 | 11.6079 | 3300.046 | 3468.3542 | 3783.0781 | 4279.8651
3 | 1 | 1 | 1718.3706 | 1755.0446 | 1821.8763 | 1948.3118 | 1073.3707 | 1101.1967 | 1163.8416 | 1280.3876 | -32.2583 | -55.1898 | -97.864 | -146.7219 | 304.8597 | 408.3175 | 598.0157 | 881.6858 | 11.2377 | 19.7402 | 39.4547 | 67.197 | -0.0029378 | -0.0033719 | -0.0043111 | -0.005539 | 6.944 | 11.0191 | 19.796 | 30.5992 | 3082.5216 | 3240.125 | 3545.1161 | 4061.4539
3 | 1 | 2 | 1668.3734 | 1704.7567 | 1769.1378 | 1893.1655 | 1041.4377 | 1068.4358 | 1129.217 | 1242.2958 | -30.1101 | -49.8744 | -87.161 | -130.1931 | 219.7695 | 294.2021 | 439.8785 | 654.9737 | 7.9696 | 14.3286 | 29.8212 | 52.4714 | -0.0029378 | -0.0033719 | -0.0043111 | -0.005539 | 5.8229 | 8.6902 | 15.4921 | 23.5387 | 2913.26 | 3040.5357 | 3296.3814 | 3736.2465
3 | 1 | 3 | 1650.473 | 1686.3477 | 1750.0613 | 1873.4165 | 1032.0724 | 1058.8278 | 1119.0624 | 1231.1242 | -29.0895 | -48.9349 | -84.3149 | -127.7653 | 135.686 | 187.8649 | 290.4084 | 443.314 | 7.9696 | 14.3286 | 29.2987 | 50.2812 | -0.0029378 | -0.0033719 | -0.0043111 | -0.005539 | 4.3298 | 4.7188 | 8.0288 | 12.5365 | 2801.4384 | 2903.1496 | 3112.5403 | 3482.9016
3 | 1 | 4 | 1670.5935 | 1707.0198 | 1771.6972 | 1895.9344 | 1055.7023 | 1083.0702 | 1144.6839 | 1259.3115 | -29.0895 | -49.8744 | -85.6355 | -128.19 | 81.7906 | 117.4686 | 193.6338 | 310.1709 | 8.9115 | 15.4361 | 32.0333 | 54.7632 | -0.0029378 | -0.0033719 | -0.0043111 | -0.005539 | 2.3536 | 1.8076 | 3.4394 | 5.476 | 2790.259 | 2874.9245 | 3059.8478 | 3397.4605
3 | 1 | 5 | 1708.8509 | 1745.2946 | 1810.7505 | 1933.9669 | 1154.0128 | 1183.9293 | 1251.2807 | 1376.5828 | -30.6892 | -53.3629 | -95.018 | -144.4106 | 50.197 | 75.6321 | 136.0389 | 234.41 | 12.0493 | 21.2593 | 41.5423 | 70.7043 | -0.0029378 | -0.0033719 | -0.0043111 | -0.005539 | 1.0614 | 1.5815 | 2.7696 | 4.2118 | 2895.4793 | 2974.3306 | 3147.3597 | 3475.4598
3 | 1 | 6 | 1804.2076 | 1841.0792 | 1909.4804 | 2031.9594 | 1352.4541 | 1387.515 | 1466.448 | 1613.2968 | -35.1998 | -65.2638 | -121.6403 | -186.7545 | 43.5971 | 68.6637 | 127.963 | 227.6958 | 21.6869 | 36.962 | 70.1937 | 117.8581 | -0.0029378 | -0.0033719 | -0.0043111 | -0.005539 | 1.0614 | 0.85169 | 1.606 | 2.0258 | 3187.8045 | 3269.8044 | 3454.0465 | 3806.0758
3 | 1 | 7 | 1780.7436 | 1815.851 | 1880.3907 | 1990.1036 | 1651.5274 | 1694.3415 | 1790.7292 | 1970.0511 | -42.5448 | -83.4196 | -158.9655 | -248.788 | 68.7999 | 106.4718 | 183.9697 | 323.4499 | 32.9476 | 56.0061 | 104.4389 | 174.9504 | -8.0394 | -9.1193 | -11.4858 | -14.7253 | -0.2606 | -0.41704 | -0.38967 | -0.99412 | 3483.1738 | 3579.7145 | 3788.6875 | 4194.0477
3 | 1 | 8 | 1758.6618 | 1792.0146 | 1852.8194 | 1951.5276 | 1904.6343 | 1954.0099 | 2065.1697 | 2271.9738 | -48.6551 | -96.2079 | -183.9857 | -286.3928 | 117.5911 | 178.2143 | 295.8991 | 506.6993 | 37.1211 | 62.9558 | 117.5273 | 195.6785 | -191.5744 | -217.6587 | -274.7965 | -353.5851 | 0.9827 | 2.2937 | 4.7762 | 7.7079 | 3578.7615 | 3675.6218 | 3877.4095 | 4293.6094
3 | 1 | 9 | 1639.9884 | 1669.2749 | 1721.3547 | 1800.3813 | 2189.7062 | 2246.472 | 2374.2693 | 2612.0264 | -52.5865 | -100.7491 | -188.3571 | -291.0156 | 170.1097 | 253.5984 | 415.4812 | 713.2783 | 30.7883 | 52.6647 | 99.0942 | 166.9611 | -467.1274 | -533.0627 | -678.4935 | -879.1717 | 6.8952 | 11.3644 | 22.5224 | 37.7808 | 3517.7739 | 3599.5627 | 3765.8712 | 4160.2406
3 | 1 | 10 | 1627.376 | 1654.8381 | 1704.1483 | 1775.3341 | 2366.8918 | 2428.2509 | 2566.3893 | 2823.3851 | -54.9184 | -99.6443 | -180.5 | -274.3704 | 191.0961 | 285.8978 | 472.9921 | 804.1612 | 19.1218 | 33.6205 | 65.4961 | 110.8433 | -788.994 | -902.1888 | -1151.6285 | -1499.1312 | 9.6315 | 14.7008 | 28.3214 | 46.4843 | 3370.2048 | 3415.475 | 3505.2186 | 3786.7064
3 | 1 | 11 | 1558.1281 | 1582.9586 | 1628.1941 | 1691.1588 | 2468.5621 | 2532.5569 | 2676.629 | 2944.6642 | -57.0666 | -100.5316 | -176.052 | -267.2035 | 181.5952 | 276.113 | 455.9113 | 788.6176 | 11.2377 | 20.4361 | 41.4692 | 71.6414 | -1042.5807 | -1192.4734 | -1522.3186 | -1976.8943 | 8.019 | 10.3218 | 19.2724 | 31.5585 | 3127.8949 | 3129.3814 | 3123.1054 | 3283.5427
3 | 1 | 12 | 1606.266 | 1632.2155 | 1679.1074 | 1742.7485 | 2526.5231 | 2592.0206 | 2739.4754 | 3013.804 | -59.3984 | -102.1933 | -177.2959 | -264.7758 | 165.4945 | 250.0961 | 420.4995 | 727.3472 | 6.3464 | 13.0748 | 29.1633 | 51.9896 | -1040.7311 | -1191.3149 | -1523.4777 | -1984.7399 | 2.2857 | 4.1704 | 7.7758 | 12.7774 | 3206.7862 | 3198.0692 | 3175.2478 | 3299.151
3 | 1 | 13 | 1505.8897 | 1530.5433 | 1572.3074 | 1627.3394 | 2568.836 | 2635.4303 | 2785.3547 | 3064.2775 | -60.526 | -104.7945 | -181.4624 | -271.0933 | 157.3991 | 241.245 | 401.0365 | 697.8048 | 5.3827 | 11.3987 | 26.4287 | 47.3043 | -1043.2774 | -1194.636 | -1529.2682 | -1995.3631 | 0.4262 | 1.7548 | 3.779 | 6.8976 | 3134.1302 | 3120.9417 | 3078.1756 | 3177.1673
3 | 1 | 14 | 1436.031 | 1458.4867 | 1496.6556 | 1545.4543 | 2583.2312 | 2650.1987 | 2800.9632 | 3081.4491 | -62.0951 | -106.4561 | -184.5899 | -278.1438 | 150.7992 | 228.2417 | 381.117 | 658.1513 | 5.5497 | 12.0946 | 27.7337 | 49.4945 | -1047.4418 | -1197.8473 | -1527.8468 | -1981.5831 | -0.10587 | -0.017602 | 0.07171 | 0.28125 | 3065.9683 | 3044.7008 | 2994.1045 | 3075.1037
3 | 1 | 15 | 1341.7969 | 1361.5166 | 1395.0791 | 1437.5101 | 2579.8937 | 2646.7747 | 2797.3444 | 3077.4679 | -61.4395 | -105.6818 | -182.9879 | -275.716 | 139.6224 | 210.2919 | 351.6854 | 600.7785 | 5.5497 | 11.8103 | 27.2111 | 48.5199 | -913.08 | -1044.8401 | -1333.1908 | -1726.7003 | 0.27689 | -0.64317 | -0.29902 | -0.98298 | 3092.6201 | 3079.2283 | 3054.8423 | 3160.877
3 | 1 | 16 | 1303.2999 | 1322.0895 | 1355.1235 | 1398.0078 | 2501.8274 | 2566.6845 | 2712.6981 | 2984.3452 | -59.9469 | -104.7423 | -182.9879 | -273.4047 | 129.205 | 194.3227 | 324.8566 | 549.6096 | 7.158 | 15.1517 | 32.0333 | 56.6109 | -606.5695 | -694.1424 | -886.6757 | -1151.9268 | -0.1303 | -0.43465 | -0.86458 | -1.2531 | 3274.8435 | 3298.9291 | 3354.1834 | 3561.9888
3 | 1 | 17 | 1330.1972 | 1348.4479 | 1384.7081 | 1436.6388 | 2343.3707 | 2404.12 | 2540.8856 | 2795.3276 | -58.6357 | -103.855 | -183.2694 | -278.1438 | 66.9285 | 97.3009 | 158.0047 | 251.1028 | 11.1074 | 21.6709 | 45.1217 | 78.6561 | -362.718 | -415.9418 | -533.047 | -691.5434 | -0.65423 | -2.1204 | -4.1808 | -5.7461 | 3329.5959 | 3349.6225 | 3408.2229 | 3586.2921
3 | 1 | 18 | 1451.4702 | 1472.9247 | 1516.9706 | 1584.3782 | 2174.1821 | 2230.5455 | 2357.4367 | 2593.5083 | -57.8293 | -104.3507 | -188.2805 | -285.7354 | 75.024 | 107.622 | 169.3918 | 267.7785 | 17.0344 | 32.2463 | 64.0665 | 110.3992 | -24.2917 | -27.8817 | -35.7723 | -46.4989 | -5.6057 | -8.4546 | -15.971 | -25.4601 | 3629.9839 | 3702.6514 | 3867.8417 | 4198.3697
3 | 1 | 19 | 1787.1944 | 1816.8308 | 1879.1898 | 1976.8058 | 2008.4774 | 2060.5451 | 2177.7653 | 2395.8448 | -56.518 | -103.4633 | -188.562 | -286.1601 | 92.0125 | 130.41 | 197.1844 | 302.9031 | 22.9762 | 41.4299 | 81.0591 | 138.1044 | -0.0029378 | -0.0033719 | -0.0043111 | -0.005539 | -7.4788 | -14.7455 | -28.0833 | -44.8567 | 3846.6608 | 3931.0036 | 4118.549 | 4482.6358
3 | 1 | 20 | 1981.8421 | 2017.6643 | 2091.5171 | 2210.5506 | 1812.4328 | 1859.4182 | 1965.1968 | 2161.9898 | -53.2422 | -98.87 | -180.7815 | -277.1065 | 98.6123 | 137.3785 | 206.6456 | 310.1087 | 25.1356 | 44.3232 | 86.5284 | 147.0684 | -0.0029378 | -0.0033719 | -0.0043111 | -0.005539 | -8.8063 | -16.4312 | -31.3143 | -49.7312 | 3855.9714 | 3943.4796 | 4137.7877 | 4502.8741
3 | 1 | 21 | 1818.9624 | 1853.7767 | 1921.9213 | 2037.6896 | 1649.2349 | 1691.9895 | 1788.2434 | 1967.3165 | -49.8592 | -93.5546 | -171.399 | -260.153 | 108.1132 | 151.4649 | 226.9868 | 330.1112 | 24.4909 | 43.106 | 84.5763 | 143.9036 | -0.0029378 | -0.0033719 | -0.0043111 | -0.005539 | -7.4381 | -10.0185 | -18.3957 | -29.8808 | 3543.5011 | 3636.7607 | 3831.9288 | 4188.9815
3 | 1 | 22 | 1740.2093 | 1775.5357 | 1840.7072 | 1957.2928 | 1462.2733 | 1500.1811 | 1585.5235 | 1744.2963 | -46.4763 | -85.1944 | -155.7614 | -236.4573 | 193.119 | 271.1768 | 414.974 | 610.2486 | 21.9258 | 38.7843 | 75.5899 | 129.9493 | -0.0029378 | -0.0033719 | -0.0043111 | -0.005539 | -3.6919 | -3.6139 | -7.3496 | -12.421 | 3367.3562 | 3496.8663 | 3753.6791 | 4192.9033
3 | 1 | 23 | 1702.1706 | 1738.1006 | 1802.3492 | 1920.5498 | 1295.7672 | 1329.3585 | 1404.9831 | 1545.6768 | -40.838 | -74.3983 | -135.3943 | -206.0194 | 212.1208 | 292.2318 | 436.6164 | 641.9764 | 19.3606 | 33.6205 | 66.2786 | 113.0335 | -0.0029378 | -0.0033719 | -0.0043111 | -0.005539 | 0.24975 | 2.9816 | 4.6517 | 6.1931 | 3188.828 | 3321.8914 | 3579.4803 | 4021.4047
3 | 1 | 24 | 1789.9734 | 1828.0275 | 1897.2647 | 2025.1717 | 1159.1354 | 1189.1847 | 1256.8351 | 1382.6934 | -36.2203 | -63.4369 | -113.7831 | -172.8454 | 317.1293 | 424.7354 | 617.0207 | 888.6908 | 15.0203 | 26.2593 | 51.7606 | 90.0136 | -0.0029378 | -0.0033719 | -0.0043111 | -0.005539 | 3.1028 | 11.5581 | 20.4658 | 30.7593 | 3248.138 | 3416.3247 | 3729.5593 | 4244.4779
3 | 2 | 1 | 1709.0457 | 1745.2918 | 1810.7912 | 1936.3995 | 1083.7073 | 1111.8013 | 1175.0494 | 1292.7178 | -31.7862 | -55.355 | -97.864 | -147.1466 | 304.4608 | 408.3175 | 598.0157 | 881.6858 | 10.9989 | 19.7402 | 39.7147 | 68.07 | -0.0029378 | -0.0033719 | -0.0043111 | -0.005539 | 6.9495 | 11.0191 | 19.796 | 30.5992 | 3083.373 | 3240.8115 | 3545.4987 | 4062.3202
3 | 2 | 2 | 1661.778 | 1697.4264 | 1761.0022 | 1884.0118 | 1053.7529 | 1081.0703 | 1142.5702 | 1256.9862 | -30.1866 | -50.7617 | -88.4815 | -132.9292 | 219.3707 | 294.2021 | 439.8785 | 654.9737 | 8.1949 | 15.0245 | 30.2057 | 53.446 | -0.0029378 | -0.0033719 | -0.0043111 | -0.005539 | 5.2637 | 8.6902 | 15.4921 | 23.5387 | 2918.1706 | 3045.6484 | 3300.6629 | 3740.0217
3 | 2 | 3 | 1651.0409 | 1686.4388 | 1748.8603 | 1872.9755 | 1041.3062 | 1068.3009 | 1129.0744 | 1242.1389 | -29.0589 | -49.1001 | -85.6355 | -128.19 | 135.686 | 187.8649 | 290.4084 | 443.314 | 8.0279 | 15.0245 | 30.0812 | 53.3444 | -0.0029378 | -0.0033719 | -0.0043111 | -0.005539 | 2.7554 | 4.7188 | 8.0288 | 12.5365 | 2809.7544 | 2913.2444 | 3120.8133 | 3496.1138
3 | 2 | 4 | 1669.3435 | 1705.0311 | 1769.0896 | 1892.8663 | 1063.5046 | 1091.0749 | 1153.1439 | 1268.6187 | -29.0589 | -49.1001 | -85.6355 | -128.19 | 81.7906 | 117.4686 | 193.6338 | 310.1709 | 8.4337 | 15.4361 | 31.5107 | 54.7632 | -0.0029378 | -0.0033719 | -0.0043111 | -0.005539 | 1.0614 | 1.8076 | 3.4394 | 5.476 | 2795.072 | 2881.7148 | 3065.1777 | 3403.6996
3 | 2 | 5 | 1730.1401 | 1766.106 | 1832.4718 | 1957.0144 | 1163.7868 | 1193.9567 | 1261.8785 | 1388.2418 | -30.6586 | -54.4155 | -96.6201 | -147.1466 | 50.197 | 75.6321 | 136.0389 | 234.41 | 12.789 | 23.0816 | 44.5991 | 77.4782 | -0.0029378 | -0.0033719 | -0.0043111 | -0.005539 | 0.79539 | 1.5815 | 2.7696 | 4.2118 | 2927.0467 | 3005.939 | 3181.1335 | 3514.204
3 | 2 | 6 | 1820.3974 | 1857.0052 | 1926.7949 | 2049.3564 | 1361.1012 | 1396.3862 | 1475.8239 | 1623.6115 | -35.1692 | -65.2638 | -120.1148 | -185.1761 | 43.1983 | 68.6637 | 127.963 | 227.6958 | 21.0422 | 36.2661 | 69.1486 | 116.4392 | -0.0029378 | -0.0033719 | -0.0043111 | -0.005539 | 0.27146 | 0.85169 | 1.606 | 2.0258 | 3210.8384 | 3293.9057 | 3481.2172 | 3833.9472
3 | 2 | 7 | 1911.7108 | 1949.2755 | 2021.1766 | 2144.0556 | 1539.6381 | 1579.5515 | 1669.4091 | 1836.5821 | -41.9657 | -82.6454 | -158.9655 | -248.788 | 68.4011 | 106.4718 | 183.9697 | 323.4499 | 32.303 | 55.5946 | 103.3938 | 172.7603 | -6.3677 | -7.1712 | -8.8754 | -11.1036 | -0.2606 | -0.41704 | -0.38967 | -0.99412 | 3503.459 | 3600.6598 | 3809.7186 | 4215.9622
3 | 2 | 8 | 1781.9444 | 1814.3326 | 1874.5545 | 1976.0708 | 1913.4683 | 1963.0729 | 2074.7482 | 2282.5116 | -48.1525 | -95.4336 | -182.4602 | -286.7011 | 117.1923 | 178.2143 | 295.8991 | 506.6993 | 36.0136 | 61.7021 | 114.9172 | 193.3867 | -160.154 | -182.6302 | -231.9264 | -299.201 | 1.3845 | 2.2937 | 7.9936 | 7.7079 | 3641.6966 | 3741.5517 | 3953.726 | 4380.4741
3 | 2 | 9 | 1672.0991 | 1700.3416 | 1750.2766 | 1833.8825 | 2207.3001 | 2264.522 | 2393.3461 | 2633.0136 | -53.7907 | -102.7412 | -192.0477 | -298.9155 | 169.7109 | 253.5984 | 415.4812 | 713.2783 | 32.0641 | 55.183 | 103.1339 | 173.8366 | -870.9536 | -999.5529 | -1278.931 | -1646.5979 | 6.6508 | 11.3644 | 29.2902 | 37.7808 | 3163.0808 | 3182.7152 | 3220.5493 | 3446.2784
3 | 2 | 10 | 1624.8674 | 1650.7453 | 1697.8607 | 1770.5019 | 2393.3979 | 2455.4442 | 2595.1295 | 2855.0034 | -56.5946 | -102.8543 | -188.0861 | -287.4341 | 191.8938 | 285.8978 | 472.9921 | 804.1612 | 22.4266 | 39.4803 | 75.9743 | 128.6321 | -687.7286 | -785.9383 | -998.9839 | -1279.582 | 8.8226 | 14.7008 | 34.0203 | 46.4843 | 3497.0851 | 3557.4757 | 3688.907 | 4037.7669
3 | 2 | 11 | 1553.5776 | 1577.2385 | 1621.0379 | 1684.3982 | 2507.2175 | 2572.2144 | 2718.5426 | 2990.7749 | -59.5055 | -103.0196 | -185.4451 | -278.6888 | 184.9949 | 276.113 | 455.9113 | 788.6176 | 15.1153 | 27.3857 | 54.6198 | 93.0392 | -655.6807 | -748.5321 | -950.1849 | -1218.3495 | 6.678 | 10.3218 | 13.127 | 31.5585 | 3552.397 | 3611.7219 | 3727.6086 | 4091.3501
3 | 2 | 12 | 1477.8778 | 1499.493 | 1537.2438 | 1594.3652 | 2577.7418 | 2644.567 | 2795.0111 | 3074.9009 | -60.6331 | -104.0722 | -186.9706 | -276.6857 | 167.0898 | 250.0961 | 420.4995 | 727.3472 | 11.5716 | 21.5625 | 43.6812 | 76.9964 | -898.7719 | -1023.1065 | -1289.5348 | -1638.386 | 2.7363 | 4.1704 | 1.9443 | 12.7774 | 3277.6122 | 3292.7104 | 3321.8745 | 3571.3155
3 | 2 | 13 | 1354.0109 | 1372.8178 | 1404.399 | 1450.2784 | 2648.4393 | 2717.0973 | 2871.6675 | 3159.2337 | -61.7608 | -104.2374 | -187.1755 | -277.1104 | 158.9944 | 241.245 | 401.0365 | 697.8048 | 9.2454 | 17.5062 | 36.5847 | 64.3218 | -921.5473 | -1050.5259 | -1327.6569 | -1690.1695 | 1.0859 | 1.7548 | -0.68869 | 6.8976 | 3188.4677 | 3195.6577 | 3198.1666 | 3411.2563
3 | 2 | 14 | 1220.6579 | 1236.8423 | 1264.4541 | 1296.8577 | 2673.9825 | 2743.3027 | 2899.3637 | 3189.7033 | -62.447 | -104.4027 | -188.4194 | -273.2207 | 151.198 | 228.2417 | 381.117 | 658.1513 | 7.3249 | 14.6129 | 31.638 | 56.4716 | -945.7213 | -1080.1534 | -1368.8243 | -1741.145 | -4.5988e-22 | -0.017602 | -1.0594 | 0.28125 | 3044.9951 | 3038.4259 | 3018.2696 | 3187.0994
3 | 2 | 15 | 1103.4583 | 1117.2966 | 1140.467 | 1163.6206 | 2672.2371 | 2741.512 | 2897.4711 | 3187.6212 | -62.0821 | -102.741 | -186.6124 | -268.9062 | 139.2236 | 210.2919 | 351.6854 | 600.7785 | 6.1075 | 12.0946 | 28.1209 | 48.7231 | -788.387 | -902.0405 | -1144.2959 | -1448.6328 | -0.26603 | -0.64317 | -0.66974 | -0.98298 | 3070.2914 | 3075.7703 | 3086.1663 | 3282.2215
3 | 2 | 16 | 1066.3266 | 1080.3147 | 1101.6352 | 1124.8549 | 2602.8739 | 2670.3506 | 2822.2615 | 3104.8802 | -60.8779 | -101.8536 | -186.6124 | -268.598 | 128.8062 | 194.3227 | 324.8566 | 549.6096 | 7.7307 | 15.0245 | 32.9431 | 57.7888 | -693.1141 | -796.0177 | -1017.9342 | -1301.0987 | -0.40177 | -0.43465 | -0.86458 | -1.2531 | 3051.3436 | 3061.7065 | 3076.2852 | 3266.1838
3 | 2 | 17 | 1146.3252 | 1163.2706 | 1188.2637 | 1225.8543 | 2422.6499 | 2485.4545 | 2626.847 | 2889.897 | -58.6226 | -100.9141 | -186.4075 | -270.9093 | 66.5297 | 97.3009 | 158.0047 | 251.1028 | 11.4047 | 21.5436 | 44.7264 | 76.1234 | -338.8187 | -389.509 | -498.7349 | -637.1013 | -1.3275 | -2.1204 | -3.0686 | -5.7461 | 3248.1406 | 3275.0259 | 3329.6308 | 3529.2207
3 | 2 | 18 | 1417.5919 | 1441.5752 | 1483.0306 | 1549.5011 | 2151.8196 | 2207.6033 | 2333.1894 | 2566.8328 | -57.0229 | -100.7489 | -184.882 | -276.8022 | 74.6251 | 107.622 | 169.3918 | 267.7785 | 17.3682 | 31.4231 | 62.626 | 106.8918 | -53.7966 | -62.1766 | -80.359 | -103.1803 | -5.0085 | -8.4546 | -15.0348 | -25.4601 | 3545.5769 | 3616.8435 | 3767.9621 | 4085.5617
3 | 2 | 19 | 1691.7762 | 1721.9526 | 1777.8292 | 1868.6882 | 2029.4432 | 2082.0544 | 2200.4983 | 2420.8542 | -55.102 | -98.5915 | -178.1405 | -266.4745 | 91.6136 | 130.41 | 197.1844 | 302.9031 | 19.6945 | 35.4429 | 70.1829 | 120.7444 | -0.0029378 | -0.0033719 | -0.0043111 | -0.005539 | -8.676 | -14.7455 | -29.4092 | -44.8567 | 3768.7467 | 3856.5196 | 4038.1407 | 4401.8531
3 | 2 | 20 | 1887.6795 | 1923.0883 | 1992.3493 | 2103.7243 | 1826.7707 | 1874.1277 | 1980.7431 | 2179.0929 | -51.719 | -93.7198 | -170.0785 | -256.5716 | 98.2135 | 137.3785 | 206.6456 | 310.1087 | 20.745 | 37.2463 | 73.7622 | 126.5436 | -0.0029378 | -0.0033719 | -0.0043111 | -0.005539 | -9.9274 | -16.4312 | -32.6403 | -49.7312 | 3771.7592 | 3861.6863 | 4050.7773 | 4413.1612
3 | 2 | 21 | 1900.4024 | 1936.6706 | 2007.7799 | 2126.436 | 1661.9569 | 1705.0414 | 1802.0378 | 1982.4922 | -49.3566 | -88.3522 | -157.5684 | -239.9263 | 107.7144 | 151.4649 | 226.9868 | 330.1112 | 18.5857 | 33.6205 | 66.4031 | 115.0845 | -0.0029378 | -0.0033719 | -0.0043111 | -0.005539 | -6.1161 | -10.0185 | -19.332 | -29.8808 | 3633.1837 | 3728.4234 | 3926.3029 | 4284.3112
3 | 2 | 22 | 1872.2436 | 1909.1754 | 1978.3454 | 2102.7085 | 1475.178 | 1513.4204 | 1599.5158 | 1759.6899 | -45.9737 | -81.819 | -145.0583 | -220.9698 | 192.7202 | 271.1768 | 414.974 | 610.2486 | 16.5566 | 30.0313 | 60.0268 | 104.3967 | -0.0029378 | -0.0033719 | -0.0043111 | -0.005539 | -2.0387 | -3.6139 | -7.7203 | -12.421 | 3508.6831 | 3638.3676 | 3900.079 | 4343.6474
3 | 2 | 23 | 1799.4438 | 1835.9344 | 1903.2846 | 2027.3245 | 1307.2601 | 1341.1495 | 1417.4448 | 1559.3864 | -40.4425 | -72.8497 | -129.4207 | -197.2741 | 212.1208 | 292.2318 | 436.6164 | 641.9764 | 15.593 | 28.4932 | 55.4023 | 96.5466 | -0.0029378 | -0.0033719 | -0.0043111 | -0.005539 | 2.0333 | 2.9816 | 4.6517 | 6.1931 | 3296.0056 | 3427.9374 | 3687.9747 | 4134.1473
3 | 2 | 24 | 1743.8178 | 1780.0745 | 1845.6382 | 1970.8896 | 1169.4038 | 1199.7193 | 1267.969 | 1394.9422 | -35.8248 | -63.55 | -110.6556 | -170.4176 | 313.4306 | 420.3099 | 604.8394 | 861.4127 | 13.0279 | 23.7775 | 46.5513 | 81.821 | -0.0029378 | -0.0033719 | -0.0043111 | -0.005539 | 6.9495 | 11.5581 | 20.4658 | 30.7593 | 3210.8018 | 3371.8859 | 3674.8038 | 4169.4017
3 | 3 | 1 | 1703.921 | 1739.7355 | 1805.6072 | 1931.2079 | 1064.9355 | 1092.5429 | 1154.6954 | 1270.3256 | -32.4419 | -57.182 | -101.2731 | -154.6218 | 273.266 | 364.5984 | 527.986 | 765.8593 | 11.5716 | 20.8477 | 41.7291 | 71.7806 | -0.0029378 | -0.0033719 | -0.0043111 | -0.005539 | 6.9495 | 11.0191 | 19.796 | 30.5992 | 3028.1988 | 3171.5582 | 3448.5363 | 3915.1453
3 | 3 | 2 | 1646.0931 | 1681.1686 | 1744.157 | 1866.8922 | 1034.9409 | 1061.7706 | 1122.1726 | 1234.546 | -30.8422 | -52.7539 | -90.57 | -140.4044 | 232.5703 | 310.0217 | 447.1603 | 647.7681 | 9.2454 | 16.526 | 33.4629 | 59.4485 | -0.0029378 | -0.0033719 | -0.0043111 | -0.005539 | 5.2637 | 8.6902 | 15.4921 | 23.5387 | 2897.2682 | 3025.4198 | 3271.8706 | 3691.7836
3 | 3 | 3 | 1619.2454 | 1653.757 | 1716.1374 | 1837.5435 | 1021.9893 | 1048.4833 | 1108.1294 | 1219.0965 | -29.638 | -50.927 | -87.4425 | -130.9261 | 157.3799 | 214.9547 | 315.2273 | 463.3863 | 8.4337 | 15.4361 | 31.5107 | 54.7632 | -0.0029378 | -0.0033719 | -0.0043111 | -0.005539 | 2.7554 | 4.7188 | 8.0288 | 12.5365 | 2780.1628 | 2886.4195 | 3091.5869 | 3456.3944
3 | 3 | 4 | 1611.0966 | 1645.5172 | 1707.094 | 1827.8876 | 1034.9366 | 1061.7662 | 1122.168 | 1234.5408 | -29.166 | -49.9875 | -87.4425 | -130.9261 | 103.0857 | 142.1393 | 217.6586 | 326.3552 | 8.0279 | 15.0245 | 30.2057 | 52.573 | -0.0029378 | -0.0033719 | -0.0043111 | -0.005539 | 1.0614 | 1.8076 | 3.4394 | 5.476 | 2729.0393 | 2816.264 | 2993.1189 | 3315.901
3 | 3 | 5 | 1623.4432 | 1657.8605 | 1720.0623 | 1840.0921 | 1084.2569 | 1112.3651 | 1175.6454 | 1293.3734 | -29.7145 | -51.8144 | -90.57 | -136.0899 | 67.0954 | 95.8772 | 152.7819 | 236.6745 | 9.6512 | 17.6335 | 35.5504 | 60.7657 | -0.0029378 | -0.0033719 | -0.0043111 | -0.005539 | 0.79539 | 1.5815 | 2.7696 | 4.2118 | 2755.5246 | 2833.5001 | 2996.2353 | 3299.022
3 | 3 | 6 | 1664.9695 | 1699.5781 | 1762.7147 | 1881.9599 | 1188.0292 | 1218.8276 | 1288.1643 | 1417.1599 | -31.9699 | -56.4077 | -99.9525 | -152.3104 | 42.1015 | 62.8919 | 104.3946 | 175.4041 | 12.2163 | 21.6898 | 42.5116 | 73.0978 | -0.0029378 | -0.0033719 | -0.0043111 | -0.005539 | 0.27146 | 0.85169 | 1.606 | 2.0258 | 2875.6153 | 2947.4281 | 3099.4344 | 3397.3315
3 | 3 | 7 | 1806.3575 | 1843.5089 | 1913.5217 | 2042.5693 | 1197.7204 | 1228.77 | 1298.6723 | 1428.7201 | -35.9319 | -65.7074 | -118.9992 | -183.4814 | 30.7963 | 45.7261 | 81.958 | 138.6559 | 16.7236 | 29.747 | 57.4898 | 97.4349 | -8.6005 | -9.648 | -11.8637 | -14.7842 | -0.2606 | -0.41704 | -0.38967 | -0.99412 | 3006.8048 | 3071.9795 | 3220.3893 | 3508.1206
3 | 3 | 8 | 1855.1922 | 1892.2575 | 1963.1862 | 2088.8499 | 1366.9098 | 1402.3454 | 1482.1221 | 1630.5404 | -40.6567 | -76.834 | -142.7754 | -219.5078 | 31.1951 | 47.6087 | 80.0322 | 138.6559 | 23.6073 | 41.4299 | 78.5844 | 132.8886 | -290.1128 | -331.813 | -422.0573 | -542.5993 | 1.3845 | 2.2937 | 7.9936 | 7.7079 | 2947.5194 | 2977.2883 | 3047.0858 | 3236.5357
3 | 3 | 9 | 1835.7458 | 1870.8806 | 1938.2807 | 2055.9902 | 1564.6524 | 1605.2143 | 1696.5318 | 1866.4209 | -45.2744 | -87.9606 | -164.9496 | -257.8456 | 42.5004 | 65.311 | 104.9351 | 172.0867 | 29.332 | 50.8613 | 95.837 | 160.3905 | -738.9817 | -844.3584 | -1073.5255 | -1382.1834 | 6.6508 | 11.3644 | 29.2902 | 37.7808 | 2694.6253 | 2671.3125 | 2626.3997 | 2652.6402
3 | 3 | 10 | 1804.3931 | 1838.2891 | 1902.1862 | 2011.9727 | 1728.1222 | 1772.9219 | 1873.7799 | 2061.4185 | -48.6574 | -93.6066 | -178.9851 | -276.8022 | 60.0967 | 85.0197 | 136.833 | 222.7547 | 30.9553 | 53.5068 | 101.0464 | 169.5578 | -943.6784 | -1075.6826 | -1362.6433 | -1752.0367 | 8.8226 | 14.7008 | 34.0203 | 46.4843 | 2640.0541 | 2595.1492 | 2506.2374 | 2483.3492
3 | 3 | 11 | 1768.1312 | 1800.5684 | 1861.7223 | 1965.0623 | 1834.9541 | 1882.5234 | 1989.6163 | 2188.8547 | -50.9127 | -95.4335 | -179.4716 | -274.7991 | 72.8975 | 106.611 | 168.4772 | 278.4431 | 26.3611 | 46.1456 | 87.8335 | 147.5126 | -1351.9364 | -1546.1187 | -1965.9179 | -2526.3674 | 6.678 | 10.3218 | 13.127 | 31.5585 | 2306.1729 | 2204.6181 | 1975.3868 | 1810.2647
3 | 3 | 12 | 1717.6732 | 1749.0805 | 1807.6874 | 1904.7453 | 1887.4625 | 1936.3929 | 2046.5504 | 2251.4901 | -51.9332 | -94.4939 | -176.2675 | -263.3178 | 87.9916 | 128.2024 | 207.4033 | 335.2638 | 20.1003 | 35.8545 | 70.1829 | 118.8968 | -1366.9748 | -1566.2475 | -2001.7356 | -2587.6859 | 2.7363 | 4.1704 | 1.9443 | 12.7774 | 2297.0559 | 2192.9592 | 1955.7651 | 1772.1696
3 | 3 | 13 | 1640.289 | 1670.0945 | 1724.9414 | 1815.551 | 1909.0841 | 1958.5751 | 2069.9945 | 2277.2819 | -52.4818 | -92.5018 | -171.5379 | -253.4148 | 100.3936 | 145.9046 | 232.5599 | 372.0121 | 15.1872 | 27.513 | 55.6649 | 94.5597 | -1284.0219 | -1467.8836 | -1868.6998 | -2410.4606 | 1.0859 | 1.7548 | -0.68869 | 6.8976 | 2329.5361 | 2243.4567 | 2042.2344 | 1902.4267
3 | 3 | 14 | 1553.3432 | 1581.6804 | 1632.8953 | 1717.7501 | 1896.0335 | 1945.1861 | 2055.8439 | 2261.7142 | -52.4818 | -90.6749 | -165.4878 | -246.2478 | 103.2947 | 149.7938 | 243.9469 | 387.5554 | 11.8105 | 21.9741 | 45.3735 | 77.6439 | -1062.4063 | -1213.7476 | -1546.8511 | -2006.9536 | -4.5988e-22 | -0.017602 | -1.0594 | 0.28125 | 2449.5938 | 2394.1944 | 2264.6612 | 2191.7434
3 | 3 | 15 | 1498.403 | 1525.6512 | 1574.4486 | 1656.1684 | 1874.413 | 1923.0052 | 2032.4011 | 2235.9239 | -51.8261 | -89.6223 | -162.6418 | -238.7726 | 103.8124 | 150.0671 | 237.5433 | 374.698 | 10.2958 | 19.4558 | 41.2092 | 70.6667 | -989.3294 | -1131.7873 | -1444.2068 | -1870.4316 | -0.26603 | -0.64317 | -0.66974 | -0.98298 | 2445.5027 | 2396.1266 | 2278.0839 | 2227.2699
3 | 3 | 16 | 1439.1032 | 1465.35 | 1511.7075 | 1590.8219 | 1843.4372 | 1891.2263 | 1998.8144 | 2198.9738 | -51.1705 | -89.457 | -162.6418 | -240.7757 | 98.0102 | 141.6287 | 223.1826 | 348.5522 | 11.2377 | 21.2593 | 43.9439 | 76.5676 | -763.0566 | -873.3335 | -1115.5199 | -1445.6434 | -0.40177 | -0.43465 | -0.86458 | -1.2531 | 2577.1594 | 2556.2391 | 2498.6221 | 2527.2433
3 | 3 | 17 | 1467.8739 | 1495.6257 | 1543.7875 | 1629.5953 | 1758.8244 | 1804.42 | 1907.0699 | 2098.0421 | -50.6985 | -91.4492 | -170.2174 | -250.6787 | 50.7569 | 71.1705 | 109.2449 | 170.6729 | 16.9624 | 30.4429 | 60.2894 | 103.9679 | -333.7507 | -382.0084 | -487.5398 | -629.3726 | -1.3275 | -2.1204 | -3.0686 | -5.7461 | 2908.641 | 2926.081 | 2959.5659 | 3116.4808
3 | 3 | 18 | 1663.1779 | 1695.3883 | 1754.3333 | 1858.2144 | 1651.0076 | 1693.8082 | 1790.1656 | 1969.4311 | -50.9127 | -95.103 | -176.2675 | -264.8961 | 54.0568 | 75.596 | 114.9385 | 170.6729 | 23.3101 | 41.4299 | 80.2766 | 137.2314 | -41.0951 | -47.3408 | -61.1414 | -79.4357 | -5.0085 | -8.4546 | -15.0348 | -25.4601 | 3294.5361 | 3355.324 | 3487.2703 | 3765.758
3 | 3 | 19 | 1817.8614 | 1853.091 | 1919.8991 | 2032.8733 | 1689.1409 | 1732.93 | 1831.5129 | 2014.919 | -50.8056 | -95.103 | -177.1015 | -266.8992 | 52.6513 | 75.596 | 114.9385 | 170.6729 | 25.8752 | 45.8613 | 87.958 | 151.084 | -0.0029378 | -0.0033719 | -0.0043111 | -0.005539 | -8.676 | -14.7455 | -29.4092 | -44.8567 | 3526.0443 | 3597.6265 | 3747.7935 | 4057.7877
3 | 3 | 20 | 1906.5563 | 1944.1574 | 2015.9023 | 2139.4594 | 1596.4908 | 1637.8781 | 1731.0537 | 1904.3999 | -48.4432 | -90.3965 | -165.912 | -252.6817 | 59.2511 | 82.028 | 125.1939 | 184.5927 | 23.3101 | 41.7142 | 80.6611 | 138.6502 | -0.0029378 | -0.0033719 | -0.0043111 | -0.005539 | -9.9274 | -16.4312 | -32.6403 | -49.7312 | 3527.2349 | 3598.9466 | 3754.2545 | 4064.6837
3 | 3 | 21 | 1901.7284 | 1939.5917 | 2012.3102 | 2138.4225 | 1497.3968 | 1536.2153 | 1623.6075 | 1786.194 | -46.8435 | -85.8032 | -154.9274 | -235.6119 | 81.3438 | 113.6672 | 167.8876 | 236.9637 | 19.9334 | 35.5701 | 70.1829 | 121.1886 | -0.0029378 | -0.0033719 | -0.0043111 | -0.005539 | -6.1161 | -10.0185 | -19.332 | -29.8808 | 3447.4399 | 3529.2191 | 3699.7245 | 4017.2706
3 | 3 | 22 | 1850.4814 | 1887.658 | 1958.3544 | 2083.7774 | 1376.0661 | 1411.7391 | 1492.0501 | 1641.4627 | -43.9326 | -79.383 | -143.7378 | -216.6554 | 133.1128 | 186.8178 | 282.9569 | 412.5783 | 16.9624 | 31.1388 | 61.4564 | 106.463 | -0.0029378 | -0.0033719 | -0.0043111 | -0.005539 | -2.0387 | -3.6139 | -7.7203 | -12.421 | 3330.6485 | 3434.3535 | 3643.3554 | 4015.1995
3 | 3 | 23 | 1772.7102 | 1809.0645 | 1876.7857 | 2000.4157 | 1246.3301 | 1278.6399 | 1351.3791 | 1486.705 | -40.4425 | -72.0755 | -129.4207 | -197.6987 | 144.8168 | 201.9772 | 304.3459 | 444.8769 | 16.3178 | 29.1891 | 58.0124 | 99.4858 | -0.0029378 | -0.0033719 | -0.0043111 | -0.005539 | 2.0333 | 2.9816 | 4.6517 | 6.1931 | 3141.7627 | 3249.7734 | 3465.7497 | 3839.9722
3 | 3 | 24 | 1681.7561 | 1716.7066 | 1780.6342 | 1901.5422 | 1139.0668 | 1168.5959 | 1235.075 | 1358.7543 | -35.9319 | -63.7153 | -113.7831 | -171.267 | 167.1185 | 227.9941 | 339.7578 | 505.015 | 13.7309 | 24.5831 | 49.8085 | 83.3414 | -0.0029378 | -0.0033719 | -0.0043111 | -0.005539 | 6.9495 | 11.5581 | 20.4658 | 30.7593 | 2972.687 | 3085.7191 | 3311.9538 | 3708.1398
3 | 4 | 1 | 1653.1108 | 1688.1105 | 1751.8192 | 1874.5159 | 1038.9763 | 1065.9106 | 1126.5482 | 1239.3597 | -32.1075 | -57.182 | -103.0801 | -155.0465 | 273.266 | 364.5984 | 527.986 | 765.8593 | 12.6221 | 22.7973 | 45.1217 | 76.9101 | -0.0029378 | -0.0033719 | -0.0043111 | -0.005539 | 6.9495 | 11.2277 | 19.796 | 30.5992 | 2952.8141 | 3095.4592 | 3368.1866 | 3832.1922
3 | 4 | 2 | 1602.1156 | 1636.5535 | 1697.9531 | 1817.8946 | 1011.933 | 1038.1662 | 1097.2254 | 1207.1006 | -30.2937 | -52.5886 | -93.416 | -140.8291 | 232.5703 | 310.0217 | 447.1603 | 647.7681 | 10.057 | 18.3294 | 36.98 | 63.2608 | -0.0029378 | -0.0033719 | -0.0043111 | -0.005539 | 5.2637 | 8.6902 | 15.4921 | 23.5387 | 2831.6429 | 2959.1691 | 3201.3907 | 3618.7282
3 | 4 | 3 | 1569.5195 | 1604.0135 | 1664.3043 | 1781.8419 | 1001.1263 | 1027.0794 | 1085.5079 | 1194.2097 | -29.166 | -49.1001 | -84.5965 | -131.3508 | 157.3799 | 142.1393 | 217.6586 | 463.3863 | 8.8395 | 15.7204 | 31.5107 | 56.182 | -0.0029378 | -0.0033719 | -0.0043111 | -0.005539 | 2.7554 | 4.7188 | 8.0288 | 12.5365 | 2710.4517 | 2744.568 | 2922.4096 | 3376.8002
3 | 4 | 4 | 1553.462 | 1587.6372 | 1647.3297 | 1763.4933 | 1015.1753 | 1041.4926 | 1100.741 | 1210.9682 | -28.1455 | -49.1001 | -86.122 | -126.6116 | 103.0857 | 95.8772 | 152.7819 | 326.3552 | 8.0279 | 16.9376 | 34.1208 | 51.7 | -0.0029378 | -0.0033719 | -0.0043111 | -0.005539 | 1.0614 | 1.8076 | 3.4394 | 5.476 | 2652.664 | 2694.6488 | 2852.2866 | 3231.3756
3 | 4 | 5 | 1545.4962 | 1578.4058 | 1637.2694 | 1752.6763 | 1055.8788 | 1083.2513 | 1144.8753 | 1259.5221 | -29.166 | -51.8144 | -92.377 | -131.3508 | 67.0954 | 62.8919 | 104.3946 | 236.6745 | 9.4842 | 21.5436 | 41.0197 | 58.5755 | -0.0029378 | -0.0033719 | -0.0043111 | -0.005539 | 0.79539 | 1.5815 | 2.7696 | 4.2118 | 2649.5809 | 2695.8564 | 2837.9474 | 3180.3038
3 | 4 | 6 | 1558.0141 | 1588.8864 | 1647.3664 | 1762.8561 | 1135.179 | 1164.6073 | 1230.8594 | 1354.1166 | -30.4008 | -59.2872 | -111.1421 | -145.5682 | 42.1015 | 45.7261 | 81.958 | 175.4041 | 12.0493 | 31.8347 | 60.0999 | 71.3518 | -0.0029378 | -0.0033719 | -0.0043111 | -0.005539 | 0.27146 | 0.85169 | 1.606 | 2.0258 | 2717.2117 | 2772.6156 | 2910.7434 | 3220.1806
3 | 4 | 7 | 1711.3378 | 1746.8035 | 1813.1355 | 1939.2615 | 1091.4526 | 1119.7474 | 1183.4476 | 1301.9569 | -33.3117 | -70.4138 | -136.4438 | -174.4277 | 30.7963 | 47.6087 | 80.0322 | 138.6559 | 17.1294 | 48.2333 | 90.1809 | 97.6382 | -19.6876 | -22.4202 | -28.5041 | -37.0609 | -0.2606 | -0.41704 | -0.38967 | -0.99412 | 2797.4562 | 2869.1419 | 3001.4585 | 3265.0298
3 | 4 | 8 | 1803.453 | 1838.4422 | 1907.7622 | 2038.9026 | 1195.8036 | 1226.8035 | 1296.5939 | 1426.4336 | -36.2532 | -79.5483 | -155.2089 | -205.715 | 31.1951 | 65.311 | 104.9351 | 138.6559 | 24.0131 | 58.1128 | 108.4786 | 133.3328 | -267.8378 | -306.4942 | -390.3467 | -499.4786 | 1.3845 | 3.9619 | 7.9936 | 7.7079 | 2751.7583 | 2806.589 | 2880.2079 | 3039.8393
3 | 4 | 9 | 1851.1697 | 1888.1823 | 1958.2678 | 2085.6884 | 1334.6504 | 1369.2498 | 1447.1437 | 1592.0593 | -40.3989 | -84.1416 | -161.7455 | -234.1499 | 42.5004 | 85.0197 | 136.833 | 172.0867 | 28.3901 | 56.5748 | 105.086 | 157.2257 | -728.0383 | -834.2188 | -1064.1133 | -1365.0338 | 6.6508 | 14.9093 | 29.2902 | 37.7808 | 2494.9243 | 2495.5755 | 2450.762 | 2445.6572
3 | 4 | 10 | 1860.0194 | 1897.8748 | 1966.9009 | 2089.883 | 1458.9928 | 1496.8156 | 1581.9664 | 1740.3831 | -43.1262 | -84.1416 | -158.618 | -253.1064 | 60.0967 | 106.611 | 168.4772 | 222.7547 | 29.1651 | 43.106 | 81.9662 | 161.8093 | -1216.6424 | -1396.5521 | -1785.2428 | -2287.4093 | 8.8226 | 17.4116 | 34.0203 | 46.4843 | 2157.3279 | 2081.1254 | 1889.4703 | 1720.7988
3 | 4 | 11 | 1838.842 | 1876.5559 | 1943.6639 | 2060.7977 | 1562.8898 | 1603.4061 | 1694.6206 | 1864.3184 | -46.295 | -82.5931 | -150.7609 | -245.9396 | 72.8975 | 128.2024 | 207.4033 | 278.4431 | 23.0712 | 29.1891 | 58.7218 | 133.0919 | -1453.1009 | -1667.9996 | -2130.6416 | -2723.7629 | 6.678 | 7.4025 | 13.127 | 31.5585 | 2004.9828 | 1894.1635 | 1636.1341 | 1398.5072
3 | 4 | 12 | 1788.739 | 1824.9752 | 1888.8332 | 2000.6448 | 1631.8647 | 1674.169 | 1769.4091 | 1946.5961 | -47.9712 | -81.8188 | -144.9923 | -241.084 | 87.9916 | 145.9046 | 232.5599 | 335.2638 | 18.1799 | 20.8477 | 42.8988 | 108.9581 | -1424.4736 | -1631.6204 | -2076.1772 | -2646.717 | 2.7363 | 0.93835 | 1.9443 | 12.7774 | 2057.0667 | 1953.3957 | 1714.4758 | 1516.4392
3 | 4 | 13 | 1725.7632 | 1760.5108 | 1821.0778 | 1926.354 | 1675.7652 | 1719.2076 | 1817.0099 | 1998.9636 | -48.5197 | -82.7061 | -146.7993 | -234.3418 | 100.3936 | 149.7938 | 243.9469 | 372.0121 | 14.2087 | 18.6137 | 38.8591 | 90.6235 | -1150.6581 | -1311.7992 | -1652.8778 | -2089.1756 | 1.0859 | -0.43465 | -0.68869 | 6.8976 | 2318.0388 | 2253.186 | 2120.528 | 2071.3333
3 | 4 | 14 | 1647.0595 | 1681.2715 | 1737.5294 | 1836.4824 | 1688.9331 | 1732.7168 | 1831.2876 | 2014.6711 | -48.5197 | -83.5935 | -148.3248 | -234.3418 | 103.2947 | 150.0671 | 237.5433 | 387.5554 | 13.6726 | 19.0443 | 40.6867 | 89.103 | -1131.8483 | -1291.9515 | -1632.8176 | -2071.1433 | -4.5988e-22 | -0.95595 | -1.0594 | 0.28125 | 2272.5918 | 2206.5987 | 2064.8452 | 2022.6081
3 | 4 | 15 | 1566.6499 | 1599.1505 | 1652.7637 | 1743.8003 | 1703.3043 | 1747.4607 | 1846.8702 | 2031.8141 | -48.4126 | -83.5935 | -147.0042 | -231.914 | 103.8124 | 141.6287 | 223.1826 | 374.698 | 13.6726 | 18.4864 | 39.3816 | 88.1284 | -1139.0824 | -1309.9123 | -1684.2047 | -2181.3109 | -0.26603 | -0.43465 | -0.66974 | -0.98298 | 2199.6781 | 2112.7859 | 1930.3195 | 1824.2329
3 | 4 | 16 | 1501.3182 | 1532.7031 | 1585.1033 | 1669.7622 | 1691.7588 | 1735.6159 | 1834.3516 | 2018.0419 | -48.4126 | -84.6461 | -153.2593 | -231.914 | 98.0102 | 71.1705 | 109.2449 | 348.5522 | 13.6726 | 23.6503 | 48.8906 | 88.1284 | -873.0149 | -1001.8185 | -1277.4895 | -1628.0599 | -0.40177 | -0.64317 | -0.86458 | -1.2531 | 2382.9305 | 2276.0319 | 2145.9771 | 2263.2576
3 | 4 | 17 | 1554.8392 | 1585.416 | 1641.4796 | 1735.4091 | 1631.4214 | 1673.7142 | 1768.9285 | 1946.0674 | -48.5197 | -87.2473 | -159.3094 | -238.6563 | 50.7569 | 75.596 | 114.9385 | 170.6729 | 15.4261 | 32.7973 | 64.7136 | 97.2957 | -463.8367 | -533.4415 | -684.2894 | -880.2772 | -1.3275 | -1.7034 | -3.0686 | -5.7461 | 2738.7597 | 2745.1313 | 2743.3927 | 2824.7654
3 | 4 | 18 | 1781.5909 | 1816.4922 | 1884.7462 | 1999.3145 | 1540.7702 | 1580.7131 | 1670.6367 | 1837.9327 | -50.3336 | -88.7959 | -165.0779 | -252.9901 | 54.0568 | 75.596 | 114.9385 | 170.6729 | 20.3392 | 43.3904 | 83.0113 | 125.0009 | -98.9006 | -113.8945 | -145.7659 | -185.2221 | -5.0085 | -7.9333 | -15.0348 | -25.4601 | 3242.5144 | 3305.568 | 3427.4541 | 3669.2487
3 | 4 | 19 | 1957.3016 | 1994.8996 | 2071.0609 | 2197.9106 | 1586.9215 | 1628.0608 | 1720.6779 | 1892.985 | -51.2776 | -88.5175 | -164.5915 | -266.4745 | 52.6513 | 82.028 | 125.1939 | 170.6729 | 25.4694 | 46.4299 | 88.4806 | 150.211 | -0.0029378 | -0.0033719 | -0.0043111 | -0.005539 | -8.676 | -15.371 | -29.4092 | -44.8567 | 3562.3873 | 3647.5265 | 3811.4082 | 4100.4428
3 | 4 | 20 | 2071.4253 | 2110.472 | 2192.1237 | 2333.1348 | 1499.2834 | 1538.1508 | 1625.6531 | 1788.4445 | -49.6014 | -85.029 | -157.0159 | -268.4776 | 59.2511 | 113.6672 | 167.8876 | 184.5927 | 27.6505 | 41.3026 | 79.8786 | 160.6955 | -0.0029378 | -0.0033719 | -0.0043111 | -0.005539 | -9.9274 | -17.1611 | -32.6403 | -49.7312 | 3598.0786 | 3701.3992 | 3875.8826 | 4148.6531
3 | 4 | 21 | 2065.4012 | 2101.8396 | 2182.785 | 2330.655 | 1400.3605 | 1436.6633 | 1518.3922 | 1670.4426 | -47.7875 | -79.5483 | -144.3009 | -252.2571 | 81.3438 | 186.8178 | 282.9569 | 236.9637 | 25.4694 | 32.9246 | 65.6206 | 149.1347 | -0.0029378 | -0.0033719 | -0.0043111 | -0.005539 | -6.1161 | -10.3313 | -19.332 | -29.8808 | 3518.6684 | 3668.3624 | 3886.1176 | 4105.0527
3 | 4 | 22 | 1974.1463 | 2011.9094 | 2088.6945 | 2229.1351 | 1300.0783 | 1333.7814 | 1409.6575 | 1550.8194 | -44.5117 | -71.9624 | -128.3817 | -225.8253 | 133.1128 | 201.9772 | 304.3459 | 412.5783 | 20.578 | 25.279 | 50.4556 | 123.9246 | -0.0029378 | -0.0033719 | -0.0043111 | -0.005539 | -2.0387 | -3.8224 | -7.7203 | -12.421 | 3381.3621 | 3497.1589 | 3717.0471 | 4078.2055
3 | 4 | 23 | 1833.5288 | 1870.829 | 1941.9874 | 2072.4561 | 1192.503 | 1223.4174 | 1293.0152 | 1422.4965 | -39.894 | -62.8279 | -111.2187 | -199.7018 | 144.8168 | 232.4196 | 351.939 | 444.8769 | 17.6071 | 20.8477 | 41.7291 | 105.4883 | -0.0029378 | -0.0033719 | -0.0043111 | -0.005539 | 2.0333 | 2.9816 | 4.6517 | 6.1931 | 3150.5921 | 3287.664 | 3522.0993 | 3851.8036
3 | 4 | 24 | 1719.5867 | 1755.5765 | 1821.8444 | 1946.7458 | 1100.6139 | 1129.1461 | 1193.3809 | 1312.885 | -35.2763 | -55.5203 | -99.9525 | -171.267 | 170.0196 | 408.3175 | 598.0157 | 532.2931 | 14.3756 | 18.6137 | 36.98 | 86.9504 | -0.0029378 | -0.0033719 | -0.0043111 | -0.005539 | 6.9495 | 11.3495 | 20.4658 | 30.7593 | 2976.266 | 3267.4797 | 3570.73 | 3738.3611
3 | 5 | 1 | 1611.7641 | 1645.7634 | 1706.9532 | 1824.9269 | 1085.3854 | 1113.5229 | 1176.8689 | 1294.7195 | -30.6892 | -48.8218 | -84.11 | -142.4075 | 304.4608 | 294.2021 | 439.8785 | 881.6858 | 10.2958 | 14.0442 | 28.2536 | 64.5779 | -0.0029378 | -0.0033719 | -0.0043111 | -0.005539 | 6.9495 | 11.2277 | 19.796 | 30.5992 | 2988.1635 | 3029.9352 | 3287.6359 | 3954.0963
3 | 5 | 2 | 1584.277 | 1618.4709 | 1678.9695 | 1795.602 | 1047.8324 | 1074.9964 | 1136.1508 | 1249.9239 | -28.9824 | -46.2206 | -79.3804 | -128.19 | 219.3707 | 187.8649 | 290.4084 | 654.9737 | 7.7307 | 12.5062 | 25.5189 | 53.0172 | -0.0029378 | -0.0033719 | -0.0043111 | -0.005539 | 5.2637 | 8.6902 | 15.4921 | 23.5387 | 2835.4891 | 2856.3047 | 3067.1548 | 3648.8599
3 | 5 | 3 | 1582.4243 | 1616.7233 | 1677.3863 | 1794.6107 | 1035.442 | 1062.2848 | 1122.716 | 1235.1438 | -27.9618 | -46.2206 | -82.508 | -123.4509 | 135.686 | 117.4686 | 193.6338 | 443.314 | 7.3249 | 14.0442 | 28.2536 | 49.4082 | -0.0029378 | -0.0033719 | -0.0043111 | -0.005539 | 2.7554 | 4.7188 | 8.0288 | 12.5365 | 2735.6678 | 2769.0157 | 2947.5062 | 3411.5568
3 | 5 | 4 | 1614.2807 | 1649.3135 | 1711.4756 | 1830.0331 | 1058.0024 | 1085.43 | 1147.1779 | 1262.0553 | -27.9618 | -49.8744 | -88.763 | -125.8786 | 81.7906 | 75.6321 | 136.0389 | 310.1709 | 8.6726 | 19.8674 | 37.7625 | 53.0172 | -0.0029378 | -0.0033719 | -0.0043111 | -0.005539 | 1.0614 | 1.8076 | 3.4394 | 5.476 | 2735.8429 | 2782.1729 | 2947.1269 | 3334.8683
3 | 5 | 5 | 1664.3893 | 1698.7064 | 1761.8928 | 1881.8349 | 1159.5697 | 1189.6303 | 1257.306 | 1383.2115 | -30.1101 | -58.8436 | -110.6556 | -146.8383 | 50.197 | 68.6637 | 127.963 | 234.41 | 13.6359 | 33.3362 | 63.6793 | 79.5445 | -0.0029378 | -0.0033719 | -0.0043111 | -0.005539 | 0.79539 | 1.5815 | 2.7696 | 4.2118 | 2858.4743 | 2933.0711 | 3102.9508 | 3436.3687
3 | 5 | 6 | 1778.8826 | 1812.5992 | 1879.8319 | 2001.6416 | 1357.2544 | 1392.4398 | 1471.6529 | 1619.0229 | -34.1792 | -75.2857 | -143.5329 | -189.1822 | 43.1983 | 106.4718 | 183.9697 | 227.6958 | 22.4985 | 52.6647 | 97.8 | 124.3047 | -0.0029378 | -0.0033719 | -0.0043111 | -0.005539 | 0.27146 | 0.85169 | 1.606 | 2.0258 | 3167.9232 | 3289.7382 | 3491.3234 | 3785.5031
3 | 5 | 7 | 1904.1873 | 1940.566 | 2012.4312 | 2134.6276 | 1537.7453 | 1577.6097 | 1667.3567 | 1834.3243 | -41.5242 | -89.0134 | -173.2826 | -253.2189 | 68.4011 | 178.2143 | 295.8991 | 323.4499 | 34.2954 | 63.6517 | 117.0048 | 181.702 | -11.4235 | -13.0383 | -16.7384 | -22.226 | -0.2606 | -0.41704 | -0.38967 | -0.99412 | 3491.4206 | 3657.5729 | 3902.2812 | 4197.6648
3 | 5 | 8 | 1770.545 | 1800.3411 | 1860.7278 | 1962.5762 | 1913.1802 | 1962.7773 | 2074.4358 | 2282.1679 | -48.6551 | -99.0874 | -188.9202 | -291.132 | 117.1923 | 253.5984 | 415.4812 | 506.6993 | 37.8607 | 61.1334 | 113.4876 | 200.9096 | -409.0887 | -468.2951 | -596.9416 | -769.0243 | 1.3845 | 3.9619 | 7.9936 | 7.7079 | 3382.4189 | 3514.4296 | 3686.2642 | 3899.9047
3 | 5 | 9 | 1608.0711 | 1634.4683 | 1684.0953 | 1758.9135 | 2237.9384 | 2295.9546 | 2426.5668 | 2669.561 | -53.1657 | -101.0796 | -188.9202 | -300.6103 | 169.7109 | 285.8978 | 472.9921 | 713.2783 | 32.7088 | 47.5374 | 89.0004 | 175.8012 | -1005.1706 | -1153.105 | -1474.3878 | -1898.3656 | 6.6508 | 14.9093 | 29.2902 | 37.7808 | 2996.7439 | 3024.5828 | 3038.6369 | 3156.3589
3 | 5 | 10 | 1496.5832 | 1520.3948 | 1563.0758 | 1619.3618 | 2462.669 | 2526.511 | 2670.2392 | 2937.6345 | -55.9695 | -101.9669 | -185.9976 | -289.5535 | 191.8938 | 276.113 | 455.9113 | 804.1612 | 24.6578 | 37.1082 | 70.4428 | 136.5993 | -1533.1597 | -1758.8157 | -2247.6711 | -2889.4284 | 8.8226 | 17.4116 | 34.0203 | 46.4843 | 2595.4971 | 2516.756 | 2360.0207 | 2365.2591
3 | 5 | 11 | 1404.9067 | 1427.1375 | 1464.2433 | 1506.9301 | 2617.1131 | 2684.9589 | 2837.7009 | 3121.8656 | -58.2248 | -102.8543 | -182.8701 | -279.959 | 184.9949 | 250.0961 | 420.4995 | 788.6176 | 16.5566 | 26.8171 | 52.6676 | 98.7145 | -1743.2765 | -2001.7765 | -2563.405 | -3303.6479 | 6.678 | 7.4025 | 13.127 | 31.5585 | 2428.7479 | 2291.7814 | 2041.9631 | 1964.0795
3 | 5 | 12 | 1299.7491 | 1319.1793 | 1351.018 | 1381.4348 | 2718.5621 | 2789.0379 | 2947.7007 | 3242.8807 | -59.2454 | -102.08 | -180.2291 | -270.4807 | 167.0898 | 241.245 | 401.0365 | 727.3472 | 12.0493 | 20.1518 | 41.0712 | 76.8725 | -1758.0061 | -2015.3595 | -2573.2064 | -3311.5429 | 2.7363 | 0.93835 | 1.9443 | 12.7774 | 2382.9352 | 2253.1128 | 1989.3352 | 1859.289
3 | 5 | 13 | 1170.636 | 1187.1713 | 1211.9585 | 1230.6655 | 2795.4151 | 2867.8832 | 3031.0314 | 3334.5561 | -59.0312 | -101.3058 | -178.9085 | -258.1499 | 158.9944 | 228.2417 | 381.117 | 697.8048 | 7.3249 | 15.8301 | 32.805 | 54.0559 | -2008.5454 | -2304.3592 | -2945.674 | -3787.5878 | 1.0859 | -0.43465 | -0.68869 | 6.8976 | 2065.8797 | 1893.0266 | 1531.6406 | 1278.2422
3 | 5 | 14 | 1013.2344 | 1027.4063 | 1043.8107 | 1049.044 | 2846.7987 | 2920.5989 | 3086.7459 | 3395.8498 | -58.9241 | -102.1932 | -177.588 | -257.7252 | 151.198 | 210.2919 | 351.6854 | 658.1513 | 5.9405 | 13.917 | 30.0703 | 48.0534 | -1715.3542 | -1966.2887 | -2509.3948 | -3223.9491 | -4.5988e-22 | -0.95595 | -1.0594 | 0.28125 | 2242.8933 | 2102.7762 | 1824.2701 | 1669.7054
3 | 5 | 15 | 923.7471 | 936.7772 | 948.9212 | 948.0827 | 2834.2782 | 2907.7538 | 3073.1701 | 3380.9145 | -58.9241 | -102.1932 | -178.8319 | -253.4108 | 139.2236 | 194.3227 | 324.8566 | 600.7785 | 5.7017 | 15.4185 | 32.805 | 46.9771 | -1285.1043 | -1472.2499 | -1876.3823 | -2411.1845 | -0.26603 | -0.43465 | -0.66974 | -0.98298 | 2558.6563 | 2479.3944 | 2323.8689 | 2311.1747
3 | 5 | 16 | 900.0593 | 914.7913 | 925.784 | 926.8427 | 2754.6247 | 2826.0354 | 2986.8029 | 3285.8986 | -58.0106 | -101.4189 | -180.1524 | -260.5777 | 128.8062 | 97.3009 | 158.0047 | 549.6096 | 8.6726 | 19.7402 | 40.1641 | 60.7281 | -1029.972 | -1179.9886 | -1503.1604 | -1928.0977 | -0.40177 | -0.64317 | -0.86458 | -1.2531 | 2703.7784 | 2575.817 | 2426.5783 | 2633.1505
3 | 5 | 17 | 1047.4984 | 1063.9503 | 1083.8854 | 1107.891 | 2555.2461 | 2621.4881 | 2770.6193 | 3048.0666 | -57.2043 | -101.1405 | -183.075 | -270.4807 | 66.5297 | 107.622 | 169.3918 | 251.1028 | 14.3756 | 30.7272 | 60.0268 | 89.5472 | -533.8721 | -612.4667 | -782.1615 | -1004.7829 | -1.3275 | -1.7034 | -3.0686 | -5.7461 | 3091.246 | 3108.477 | 3115.6181 | 3215.5979
3 | 5 | 18 | 1442.8065 | 1468.5522 | 1510.957 | 1575.3244 | 2260.8869 | 2319.498 | 2451.4496 | 2696.9355 | -56.8393 | -99.0353 | -182.5886 | -287.1258 | 74.6251 | 130.41 | 197.1844 | 267.7785 | 21.9258 | 41.0183 | 79.107 | 128.7115 | -56.0174 | -64.113 | -81.3685 | -103.9056 | -5.0085 | -7.9333 | -15.0348 | -25.4601 | 3682.3791 | 3788.3969 | 3959.7061 | 4252.2584
3 | 5 | 19 | 1817.0031 | 1849.9311 | 1912.968 | 2010.9985 | 2101.7158 | 2156.2005 | 2278.8624 | 2507.0656 | -56.1837 | -95.5467 | -177.6541 | -291.4403 | 91.6136 | 137.3785 | 206.6456 | 302.9031 | 26.6719 | 46.1456 | 88.2179 | 155.2388 | -0.0029378 | -0.0033719 | -0.0043111 | -0.005539 | -8.676 | -15.371 | -29.4092 | -44.8567 | 3972.1418 | 4078.7345 | 4279.6263 | 4639.9035
3 | 5 | 20 | 2032.2719 | 2069.0636 | 2144.3863 | 2268.0139 | 1873.6332 | 1922.2051 | 2031.5555 | 2234.9936 | -53.2728 | -90.2313 | -165.4255 | -284.3898 | 98.2135 | 151.4649 | 226.9868 | 310.1087 | 28.2951 | 40.0381 | 77.9265 | 164.3044 | -0.0029378 | -0.0033719 | -0.0043111 | -0.005539 | -9.9274 | -17.1611 | -32.6403 | -49.7312 | 3969.2105 | 4075.376 | 4282.785 | 4643.2941
3 | 5 | 21 | 2074.0489 | 2109.4408 | 2187.8232 | 2324.1022 | 1689.4431 | 1733.2401 | 1831.8406 | 2015.2795 | -49.8592 | -82.8106 | -150.0694 | -258.2663 | 107.7144 | 271.1768 | 414.974 | 330.1112 | 24.8967 | 33.0519 | 65.098 | 145.9698 | -0.0029378 | -0.0033719 | -0.0043111 | -0.005539 | -6.1161 | -10.3313 | -19.332 | -29.8808 | 3840.1247 | 4053.7642 | 4330.3301 | 4527.31
3 | 5 | 22 | 2030.4039 | 2067.677 | 2145.5232 | 2281.9248 | 1495.6358 | 1534.4086 | 1621.698 | 1784.0933 | -45.9277 | -73.5109 | -131.0228 | -234.1459 | 192.7202 | 292.2318 | 436.6164 | 610.2486 | 21.3897 | 25.9749 | 52.1451 | 127.4319 | -0.0029378 | -0.0033719 | -0.0043111 | -0.005539 | -2.0387 | -3.8224 | -7.7203 | -12.421 | 3692.1802 | 3842.9556 | 4117.2352 | 4557.1262
3 | 5 | 23 | 1927.8347 | 1965.9687 | 2040.4223 | 2172.3818 | 1316.0394 | 1350.1563 | 1426.964 | 1569.8589 | -39.7104 | -63.489 | -113.8597 | -198.9688 | 212.1208 | 424.7354 | 617.0207 | 641.9764 | 16.7955 | 22.3857 | 44.7237 | 101.2472 | -0.0029378 | -0.0033719 | -0.0043111 | -0.005539 | 2.0333 | 2.9816 | 4.6517 | 6.1931 | 3435.1104 | 3702.7354 | 4019.9182 | 4292.683
3 | 5 | 24 | 1837.7799 | 1875.214 | 1946.5264 | 2077.0165 | 1168.7457 | 1199.0442 | 1267.2554 | 1394.1572 | -35.0927 | -55.242 | -96.3385 | -170.1093 | 316.7305 | 408.3175 | 598.0157 | 888.6908 | 13.9698 | 17.2219 | 35.1524 | 83.7856 | -0.0029378 | -0.0033719 | -0.0043111 | -0.005539 | 6.9495 | 11.3495 | 20.4658 | 30.7593 | 3309.0798 | 3455.9019 | 3771.0728 | 4304.2945
3 | 6 | 1 | 1759.5221 | 1796.8235 | 1865.0998 | 1992.9347 | 1082.7173 | 1110.7856 | 1173.9759 | 1291.5368 | -31.2377 | -50.6487 | -90.3651 | -149.1497 | 304.4608 | 294.2021 | 439.8785 | 881.6858 | 11.8105 | 16.9376 | 33.7228 | 72.2248 | -0.0029378 | -0.0033719 | -0.0043111 | -0.005539 | 6.9495 | 11.2277 | 19.796 | 30.5992 | 3134.2195 | 3179.3244 | 3442.1038 | 4119.8261
3 | 6 | 2 | 1707.6389 | 1743.5517 | 1809.5532 | 1935.3438 | 1047.5862 | 1074.7438 | 1135.8838 | 1249.6301 | -28.9824 | -48.8218 | -84.11 | -130.1931 | 219.3707 | 187.8649 | 290.4084 | 654.9737 | 8.6726 | 14.0442 | 28.2536 | 53.8902 | -0.0029378 | -0.0033719 | -0.0043111 | -0.005539 | 5.2637 | 8.6902 | 15.4921 | 23.5387 | 2959.5467 | 2980.0697 | 3195.4767 | 3787.1779
3 | 6 | 3 | 1685.7506 | 1722.4306 | 1787.7822 | 1911.4303 | 1037.0911 | 1063.9766 | 1124.5041 | 1237.1109 | -28.9824 | -47.8822 | -82.508 | -125.8786 | 135.686 | 117.4686 | 193.6338 | 443.314 | 8.2668 | 14.0442 | 28.2536 | 52.9156 | -0.0029378 | -0.0033719 | -0.0043111 | -0.005539 | 2.7554 | 4.7188 | 8.0288 | 12.5365 | 2840.5645 | 2874.7533 | 3059.6903 | 3531.4231
3 | 6 | 4 | 1695.4746 | 1732.0841 | 1797.7348 | 1922.1297 | 1058.7482 | 1086.1951 | 1147.9866 | 1262.9449 | -28.4339 | -51.536 | -91.8905 | -130.1931 | 81.7906 | 75.6321 | 136.0389 | 310.1709 | 9.0784 | 20.9749 | 40.4972 | 56.0804 | -0.0029378 | -0.0033719 | -0.0043111 | -0.005539 | 1.0614 | 1.8076 | 3.4394 | 5.476 | 2817.7164 | 2865.1546 | 3033.802 | 3426.6033
3 | 6 | 5 | 1744.1801 | 1780.9028 | 1848.2122 | 1972.7536 | 1155.7576 | 1185.7194 | 1253.1726 | 1378.6641 | -30.1101 | -61.4448 | -116.7057 | -149.2661 | 50.197 | 68.6637 | 127.963 | 234.41 | 14.2087 | 38.2157 | 71.8832 | 81.7347 | -0.0029378 | -0.0033719 | -0.0043111 | -0.005539 | 0.79539 | 1.5815 | 2.7696 | 4.2118 | 2935.0257 | 3013.635 | 3187.2906 | 3522.5025
3 | 6 | 6 | 1845.9132 | 1881.9987 | 1951.8973 | 2077.9029 | 1357.5312 | 1392.7238 | 1471.953 | 1619.3531 | -34.6512 | -77.8868 | -154.2359 | -198.6605 | 43.1983 | 106.4718 | 183.9697 | 227.6958 | 24.8248 | 61.1334 | 112.7782 | 134.345 | -0.0029378 | -0.0033719 | -0.0043111 | -0.005539 | 0.27146 | 0.85169 | 1.606 | 2.0258 | 3237.0848 | 3365.2891 | 3567.964 | 3862.6566
3 | 6 | 7 | 1958.3244 | 1995.0798 | 2068.7766 | 2195.5096 | 1541.7847 | 1581.7538 | 1671.7367 | 1839.1428 | -41.8892 | -91.6146 | -177.7306 | -262.6971 | 68.4011 | 178.2143 | 295.8991 | 323.4499 | 37.8607 | 67.2775 | 124.5616 | 199.7317 | -17.7883 | -20.2061 | -25.6095 | -33.324 | -0.2606 | -0.41704 | -0.38967 | -0.99412 | 3546.4329 | 3710.0877 | 3957.2441 | 4260.8187
3 | 6 | 8 | 1797.8771 | 1826.9569 | 1888.386 | 1993.1585 | 1917.3383 | 1967.0432 | 2078.9443 | 2287.1279 | -48.548 | -96.3731 | -182.4602 | -295.5628 | 117.1923 | 253.5984 | 415.4812 | 506.6993 | 40.0201 | 55.3102 | 102.0888 | 211.2925 | -322.2926 | -368.1166 | -468.6184 | -606.7123 | 1.3845 | 3.9619 | 7.9936 | 7.7079 | 3502.9716 | 3642.3809 | 3841.8153 | 4103.7112
3 | 6 | 9 | 1629.3792 | 1654.9151 | 1705.3599 | 1783.9383 | 2224.6106 | 2282.2813 | 2412.1157 | 2653.6627 | -52.5865 | -95.4336 | -173.5641 | -300.6103 | 169.7109 | 285.8978 | 472.9921 | 713.2783 | 34.0565 | 32.6403 | 63.0214 | 181.0546 | -916.9075 | -1049.4938 | -1337.5008 | -1720.0235 | 6.6508 | 14.9093 | 29.2902 | 37.7808 | 3094.9141 | 3125.7162 | 3171.7143 | 3349.081
3 | 6 | 10 | 1530.3829 | 1554.1936 | 1597.8431 | 1659.9117 | 2420.8634 | 2483.6217 | 2624.91 | 2887.766 | -55.3904 | -95.712 | -167.514 | -279.959 | 191.8938 | 276.113 | 455.9113 | 804.1612 | 21.2811 | 18.064 | 37.814 | 120.4548 | -1354.2599 | -1552.1207 | -1982.1321 | -2552.668 | 8.8226 | 17.4116 | 34.0203 | 46.4843 | 2763.5934 | 2701.5713 | 2600.8525 | 2686.1511
3 | 6 | 11 | 1455.9079 | 1476.5155 | 1515.2935 | 1568.4134 | 2545.2962 | 2611.2803 | 2759.8308 | 3036.1977 | -58.3013 | -96.7646 | -168.0005 | -275.9528 | 184.9949 | 250.0961 | 420.4995 | 788.6176 | 14.7814 | 10.7028 | 24.7256 | 90.4202 | -1569.3906 | -1795.4324 | -2281.8113 | -2919.3935 | 6.678 | 7.4025 | 13.127 | 31.5585 | 2579.9665 | 2463.8002 | 2283.6646 | 2319.8612
3 | 6 | 12 | 1389.4304 | 1407.2966 | 1442.302 | 1489.6135 | 2610.0157 | 2677.6776 | 2830.0053 | 3113.3994 | -60.6331 | -98.5915 | -170.8465 | -269.5189 | 167.0898 | 241.245 | 401.0365 | 727.3472 | 9.4842 | 9.1647 | 21.991 | 66.2864 | -1619.9139 | -1854.01 | -2358.7071 | -3022.8717 | 2.7363 | 0.93835 | 1.9443 | 12.7774 | 2498.2095 | 2383.7208 | 2167.7254 | 2117.0333
3 | 6 | 13 | 1293.7675 | 1311.1296 | 1341.1659 | 1378.0681 | 2663.3347 | 2732.3788 | 2887.8183 | 3177.0018 | -62.5235 | -100.4184 | -172.6535 | -276.9941 | 158.9944 | 228.2417 | 381.117 | 697.8048 | 9.0065 | 9.1647 | 21.991 | 62.5757 | -1774.1759 | -2034.7777 | -2597.3636 | -3331.0217 | 1.0859 | -0.43465 | -0.68869 | 6.8976 | 2289.4895 | 2145.2841 | 1861.3864 | 1714.3323
3 | 6 | 14 | 1180.1389 | 1198.043 | 1223.232 | 1248.1995 | 2672.3395 | 2741.6171 | 2897.5822 | 3187.7434 | -63.6206 | -102.1932 | -175.781 | -279.7302 | 151.198 | 210.2919 | 351.6854 | 658.1513 | 7.4918 | 10.0069 | 23.8186 | 56.4716 | -1708.253 | -1959.4297 | -2502.6345 | -3216.2864 | -4.5988e-22 | -0.95595 | -1.0594 | 0.28125 | 2239.2947 | 2097.38 | 1816.8432 | 1654.8305
3 | 6 | 15 | 1100.3285 | 1118.9196 | 1141.0124 | 1158.5705 | 2660.9851 | 2729.9683 | 2885.2707 | 3174.1991 | -63.6206 | -104.02 | -178.9085 | -275.4157 | 139.2236 | 194.3227 | 324.8566 | 600.7785 | 6.4414 | 11.683 | 27.0758 | 50.4692 | -1437.5443 | -1647.6679 | -2103.4227 | -2704.5097 | -0.26603 | -0.43465 | -0.66974 | -0.98298 | 2405.5477 | 2302.7711 | 2095.2146 | 2003.1089
3 | 6 | 16 | 1073.1699 | 1091.792 | 1114.0632 | 1133.4502 | 2576.3048 | 2643.0927 | 2793.453 | 3073.1868 | -62.0515 | -103.1327 | -181.7545 | -272.9879 | 128.8062 | 97.3009 | 158.0047 | 549.6096 | 7.4918 | 16.526 | 34.6326 | 55.497 | -1119.032 | -1284.1983 | -1641.1941 | -2107.1823 | -0.40177 | -0.64317 | -0.86458 | -1.2531 | 2604.2874 | 2460.7374 | 2276.3403 | 2430.3201
3 | 6 | 17 | 1200.4619 | 1220.6248 | 1251.2077 | 1290.9077 | 2388.5246 | 2450.4445 | 2589.8454 | 2849.1901 | -60.1611 | -102.08 | -183.075 | -274.258 | 66.5297 | 107.622 | 169.3918 | 251.1028 | 10.9989 | 27.513 | 54.4952 | 73.8316 | -561.3269 | -644.8622 | -824.3787 | -1054.8159 | -1.3275 | -1.7034 | -3.0686 | -5.7461 | 3043.6995 | 3057.5587 | 3054.4177 | 3130.2122
3 | 6 | 18 | 1534.693 | 1562.5055 | 1611.6919 | 1684.9636 | 2158.3312 | 2214.2837 | 2340.2498 | 2574.6003 | -58.4084 | -99.9748 | -184.1906 | -283.0033 | 74.6251 | 130.41 | 197.1844 | 267.7785 | 18.1799 | 40.3224 | 77.8019 | 112.0213 | -103.1283 | -118.77 | -152.2627 | -194.624 | -5.0085 | -7.9333 | -15.0348 | -25.4601 | 3619.284 | 3720.8435 | 3875.44 | 4136.2763
3 | 6 | 19 | 1857.9804 | 1892.4163 | 1958.6156 | 2060.7131 | 2039.9646 | 2092.8485 | 2211.9064 | 2433.4047 | -56.518 | -96.321 | -181.0631 | -287.0094 | 91.6136 | 137.3785 | 206.6456 | 302.9031 | 23.9548 | 47.6836 | 91.5374 | 142.2592 | -0.0029378 | -0.0033719 | -0.0043111 | -0.005539 | -8.676 | -15.371 | -29.4092 | -44.8567 | 3948.3164 | 4058.6315 | 4258.2284 | 4607.4084
3 | 6 | 20 | 2053.8495 | 2090.6966 | 2168.0975 | 2294.953 | 1839.7159 | 1887.4086 | 1994.7795 | 2194.5349 | -53.2422 | -92.9977 | -171.9621 | -281.5373 | 98.2135 | 151.4649 | 226.9868 | 310.1087 | 27.0777 | 46.8415 | 89.7098 | 157.3274 | -0.0029378 | -0.0033719 | -0.0043111 | -0.005539 | -9.9274 | -17.1611 | -32.6403 | -49.7312 | 3955.6841 | 4066.2494 | 4274.9669 | 4625.6498
3 | 6 | 21 | 2103.3017 | 2137.0109 | 2216.8684 | 2359.4578 | 1670.5294 | 1713.8361 | 1811.3328 | 1992.718 | -49.8592 | -84.8028 | -154.5175 | -263.0054 | 107.7144 | 271.1768 | 414.974 | 330.1112 | 26.1141 | 38.5 | 74.6693 | 151.2233 | -0.0029378 | -0.0033719 | -0.0043111 | -0.005539 | -6.1161 | -10.3313 | -19.332 | -29.8808 | 3851.6813 | 4065.3864 | 4343.9907 | 4540.6184
3 | 6 | 22 | 2051.4252 | 2088.7416 | 2167.5147 | 2307.423 | 1478.7784 | 1517.1142 | 1603.4198 | 1763.9848 | -46.3692 | -75.503 | -135.7524 | -238.8851 | 192.7202 | 292.2318 | 436.6164 | 610.2486 | 23.1432 | 30.8545 | 60.4113 | 135.1804 | -0.0029378 | -0.0033719 | -0.0043111 | -0.005539 | -2.0387 | -3.8224 | -7.7203 | -12.421 | 3697.6562 | 3849.6132 | 4124.4852 | 4565.5252
3 | 6 | 23 | 1942.4205 | 1980.3721 | 2055.4677 | 2190.5541 | 1306.8003 | 1340.6777 | 1416.9461 | 1558.8378 | -40.1824 | -65.1507 | -116.9873 | -208.4471 | 212.1208 | 424.7354 | 617.0207 | 641.9764 | 20.3392 | 25.279 | 48.8879 | 118.163 | -0.0029378 | -0.0033719 | -0.0043111 | -0.005539 | 2.0333 | 2.9816 | 4.6517 | 6.1931 | 3443.5287 | 3708.8917 | 4025.9825 | 4307.2717
3 | 6 | 24 | 1848.9304 | 1886.5848 | 1958.677 | 2090.6604 | 1165.647 | 1195.8651 | 1263.8955 | 1390.4608 | -35.0927 | -57.0688 | -101.0681 | -174.8485 | 316.7305 | 408.3175 | 598.0157 | 888.6908 | 16.3178 | 20.5633 | 40.4972 | 95.1431 | -0.0029378 | -0.0033719 | -0.0043111 | -0.005539 | 6.9495 | 11.3495 | 20.4658 | 30.7593 | 3319.4794 | 3465.6081 | 3780.4787 | 4320.8603
3 | 7 | 1 | 1776.5546 | 1813.7719 | 1882.9109 | 2013.4283 | 1078.1834 | 1106.1341 | 1169.0599 | 1286.1284 | -31.2377 | -49.596 | -86.956 | -146.8383 | 304.4608 | 294.2021 | 439.8785 | 881.6858 | 10.9989 | 12.5062 | 25.5189 | 67.7428 | -0.0029378 | -0.0033719 | -0.0043111 | -0.005539 | 6.9495 | 11.2277 | 19.796 | 30.5992 | 3145.9064 | 3188.2427 | 3450.2039 | 4132.7407
3 | 7 | 2 | 1726.3223 | 1763.5962 | 1830.6785 | 1957.529 | 1046.5095 | 1073.6392 | 1134.7164 | 1248.3458 | -28.9824 | -48.6565 | -83.8285 | -130.1931 | 219.3707 | 187.8649 | 290.4084 | 654.9737 | 7.861 | 13.2021 | 26.824 | 51.5984 | -0.0029378 | -0.0033719 | -0.0043111 | -0.005539 | 5.2637 | 8.6902 | 15.4921 | 23.5387 | 2976.3419 | 2998.3327 | 3214.2865 | 3805.787
3 | 7 | 3 | 1706.0091 | 1740.6826 | 1807.0115 | 1936.4421 | 1036.9774 | 1063.8599 | 1124.3808 | 1236.9752 | -28.9824 | -48.6565 | -83.8285 | -125.454 | 135.686 | 117.4686 | 193.6338 | 443.314 | 7.4918 | 15.4361 | 30.8636 | 49.2049 | -0.0029378 | -0.0033719 | -0.0043111 | -0.005539 | 2.7554 | 4.7188 | 8.0288 | 12.5365 | 2859.9343 | 2893.5062 | 3080.0858 | 3553.0132
3 | 7 | 4 | 1711.8457 | 1748.7612 | 1815.4672 | 1941.2033 | 1061.8026 | 1089.3287 | 1151.2984 | 1266.5883 | -28.4339 | -52.3103 | -94.5316 | -127.8817 | 81.7906 | 75.6321 | 136.0389 | 310.1709 | 8.4337 | 22.513 | 43.1072 | 52.9156 | -0.0029378 | -0.0033719 | -0.0043111 | -0.005539 | 1.0614 | 1.8076 | 3.4394 | 5.476 | 2836.4972 | 2885.7289 | 3054.8152 | 3448.4669
3 | 7 | 5 | 1756.0834 | 1792.2773 | 1859.8649 | 1986.4634 | 1160.8092 | 1190.9019 | 1258.6499 | 1384.69 | -30.1101 | -62.219 | -116.7057 | -144.5269 | 50.197 | 68.6637 | 127.963 | 234.41 | 12.2163 | 38.9116 | 73.1883 | 72.5673 | -0.0029378 | -0.0033719 | -0.0043111 | -0.005539 | 0.79539 | 1.5815 | 2.7696 | 4.2118 | 2949.9881 | 3030.1136 | 3205.7256 | 3537.81
3 | 7 | 6 | 1851.2094 | 1886.28 | 1956.2268 | 2084.0717 | 1362.3343 | 1397.6514 | 1477.1609 | 1625.0825 | -34.5441 | -77.6085 | -152.1474 | -189.1822 | 43.1983 | 106.4718 | 183.9697 | 227.6958 | 22.0927 | 58.936 | 108.614 | 120.4924 | -0.0029378 | -0.0033719 | -0.0043111 | -0.005539 | 0.27146 | 0.85169 | 1.606 | 2.0258 | 3244.5591 | 3372.579 | 3575.4257 | 3870.1805
3 | 7 | 7 | 1957.6523 | 1994.3404 | 2067.8546 | 2195.5958 | 1543.7028 | 1583.7217 | 1673.8164 | 1841.4309 | -41.8892 | -90.7272 | -175.9236 | -255.2219 | 68.4011 | 178.2143 | 295.8991 | 323.4499 | 35.5128 | 65.8857 | 121.0444 | 188.2726 | -23.1443 | -26.3775 | -33.6481 | -44.1675 | -0.2606 | -0.41704 | -0.38967 | -0.99412 | 3539.975 | 3704.6403 | 3948.6531 | 4248.3656
3 | 7 | 8 | 1801.1773 | 1831.0579 | 1892.8112 | 1996.7255 | 1920.4731 | 1970.2594 | 2082.3435 | 2290.8674 | -47.9994 | -97.1474 | -182.4602 | -293.135 | 117.1923 | 253.5984 | 415.4812 | 506.6993 | 38.2665 | 56.0061 | 103.3938 | 204.3154 | -446.6895 | -511.7628 | -653.7614 | -843.3196 | 1.3845 | 3.9619 | 7.9936 | 7.7079 | 3383.8048 | 3505.9734 | 3665.8017 | 3869.861
3 | 7 | 9 | 1650.5223 | 1677.4439 | 1729.1986 | 1809.1149 | 2211.3428 | 2268.6695 | 2397.7295 | 2637.836 | -53.0586 | -97.2605 | -177.7306 | -295.8711 | 169.7109 | 285.8978 | 472.9921 | 713.2783 | 32.136 | 36.962 | 70.4428 | 173.4077 | -1040.7688 | -1193.0332 | -1524.0484 | -1961.3202 | 6.6508 | 14.9093 | 29.2902 | 37.7808 | 2976.5356 | 2993.5887 | 2997.8742 | 3114.2263
3 | 7 | 10 | 1588.7814 | 1615.5354 | 1663.1551 | 1729.6231 | 2374.3721 | 2435.9251 | 2574.5 | 2832.3081 | -55.3904 | -97.5388 | -173.7691 | -277.2229 | 191.8938 | 276.113 | 455.9113 | 804.1612 | 20.1003 | 23.6029 | 47.1984 | 115.9728 | -1452.035 | -1665.8129 | -2130.3067 | -2742.3045 | 8.8226 | 17.4116 | 34.0203 | 46.4843 | 2676.5447 | 2605.2363 | 2470.7093 | 2509.0221
3 | 7 | 11 | 1536.1104 | 1562.7932 | 1607.233 | 1664.6622 | 2471.4602 | 2535.5302 | 2679.7714 | 2948.1212 | -58.3013 | -99.4788 | -173.974 | -275.5281 | 184.9949 | 250.0961 | 420.4995 | 788.6176 | 14.3756 | 15.8301 | 32.805 | 88.1284 | -1839.548 | -2111.2783 | -2700.2156 | -3473.2718 | 6.678 | 7.4025 | 13.127 | 31.5585 | 2315.7697 | 2160.8949 | 1879.2462 | 1772.2879
3 | 7 | 12 | 1479.9219 | 1504.3597 | 1545.7482 | 1598.1844 | 2522.9271 | 2588.3313 | 2735.5762 | 3009.5143 | -61.5466 | -101.3058 | -175.781 | -273.4086 | 167.0898 | 241.245 | 401.0365 | 727.3472 | 9.6512 | 13.6327 | 29.2878 | 66.2864 | -2003.4608 | -2299.5969 | -2941.2693 | -3782.756 | 2.7363 | 0.93835 | 1.9443 | 12.7774 | 2117.3188 | 1947.6043 | 1596.5428 | 1357.9451
3 | 7 | 13 | 1398.2758 | 1421.3105 | 1458.2701 | 1503.364 | 2559.0069 | 2625.3464 | 2774.6971 | 3052.5527 | -63.2228 | -103.2457 | -179.1135 | -275.72 | 158.9944 | 228.2417 | 381.117 | 697.8048 | 7.8976 | 12.3789 | 27.8582 | 57.9921 | -2056.9879 | -2360.7162 | -3018.3484 | -3879.4639 | 1.0859 | -0.43465 | -0.68869 | 6.8976 | 2005.05 | 1822.8809 | 1443.7919 | 1163.4272
3 | 7 | 14 | 1298.0044 | 1319.8998 | 1352.1808 | 1388.8528 | 2560.8607 | 2627.2482 | 2776.7071 | 3054.764 | -64.899 | -105.96 | -183.7665 | -278.0314 | 151.198 | 210.2919 | 351.6854 | 658.1513 | 6.0356 | 13.5054 | 29.0279 | 49.5962 | -1924.9811 | -2209.3845 | -2825.0988 | -3630.7207 | -4.5988e-22 | -0.95595 | -1.0594 | 0.28125 | 2026.2186 | 1854.6448 | 1499.6765 | 1242.8935
3 | 7 | 15 | 1232.5172 | 1253.5595 | 1282.9492 | 1316.319 | 2534.5109 | 2600.2154 | 2748.1364 | 3023.3323 | -64.899 | -107.0126 | -185.5734 | -280.7675 | 139.2236 | 194.3227 | 324.8566 | 600.7785 | 5.7166 | 13.5054 | 28.9034 | 48.1773 | -1594.3009 | -1830.6252 | -2342.3047 | -3011.4941 | -0.26603 | -0.43465 | -0.66974 | -0.98298 | 2252.5025 | 2123.5305 | 1856.2977 | 1695.3626
3 | 7 | 16 | 1204.5477 | 1225.624 | 1255.2241 | 1290.2245 | 2449.9544 | 2513.4669 | 2656.453 | 2922.4677 | -63.7713 | -106.8474 | -186.6124 | -278.0314 | 128.8062 | 97.3009 | 158.0047 | 549.6096 | 6.6802 | 16.3987 | 34.3726 | 51.6847 | -1206.0986 | -1384.6927 | -1771.1828 | -2276.0214 | -0.40177 | -0.64317 | -0.86458 | -1.2531 | 2519.7168 | 2360.6072 | 2145.3946 | 2258.6807
3 | 7 | 17 | 1297.6448 | 1319.868 | 1355.9852 | 1406.6768 | 2291.3524 | 2350.7532 | 2484.4829 | 2733.2767 | -62.0951 | -105.6817 | -189.535 | -284.7736 | 66.5297 | 107.622 | 169.3918 | 251.1028 | 11.2744 | 29.4735 | 58.275 | 76.0218 | -649.2163 | -745.7755 | -954.5562 | -1226.2923 | -1.3275 | -1.7034 | -3.0686 | -5.7461 | 2954.1624 | 2954.5561 | 2920.975 | 2950.266
3 | 7 | 18 | 1579.0191 | 1608.0512 | 1659.8441 | 1738.811 | 2092.9214 | 2147.1782 | 2269.3269 | 2496.5752 | -60.526 | -101.7495 | -188.562 | -293.9435 | 74.6251 | 130.41 | 197.1844 | 267.7785 | 18.9915 | 42.6944 | 81.8416 | 116.4017 | -111.7754 | -128.6661 | -165.0809 | -211.6717 | -5.0085 | -7.9333 | -15.0348 | -25.4601 | 3588.2472 | 3689.985 | 3839.5193 | 4088.491
3 | 7 | 19 | 1873.6912 | 1908.3594 | 1975.4006 | 2079.3533 | 2009.8557 | 2061.9591 | 2179.2598 | 2397.4889 | -57.0666 | -97.9826 | -182.3836 | -296.063 | 91.6136 | 137.3785 | 206.6456 | 302.9031 | 25.8752 | 49.3598 | 94.1475 | 150.7791 | -0.0029378 | -0.0033719 | -0.0043111 | -0.005539 | -8.676 | -15.371 | -29.4092 | -44.8567 | 3935.2903 | 4043.6997 | 4243.6563 | 4589.5991
3 | 7 | 20 | 2051.0866 | 2087.8558 | 2164.9637 | 2292.4698 | 1821.3978 | 1868.6156 | 1974.9174 | 2172.6838 | -54.2627 | -90.8403 | -168.2715 | -284.2734 | 98.2135 | 151.4649 | 226.9868 | 310.1087 | 27.6505 | 42.9314 | 82.7487 | 160.3905 | -0.0029378 | -0.0033719 | -0.0043111 | -0.005539 | -9.9274 | -17.1611 | -32.6403 | -49.7312 | 3934.1553 | 4042.863 | 4248.7005 | 4601.6426
3 | 7 | 21 | 2092.1009 | 2127.0957 | 2206.6359 | 2346.7543 | 1656.3316 | 1699.2703 | 1795.9384 | 1975.782 | -50.3007 | -83.5849 | -151.39 | -260.5777 | 107.7144 | 271.1768 | 414.974 | 330.1112 | 24.4909 | 34.728 | 67.1856 | 144.3477 | -0.0029378 | -0.0033719 | -0.0043111 | -0.005539 | -6.1161 | -10.3313 | -19.332 | -29.8808 | 3824.2181 | 4038.3513 | 4314.0076 | 4506.5311
3 | 7 | 22 | 2034.7967 | 2072.5462 | 2150.5582 | 2288.0131 | 1470.8019 | 1508.9309 | 1594.7709 | 1754.4698 | -45.8972 | -74.4504 | -135.4709 | -226.979 | 192.7202 | 292.2318 | 436.6164 | 610.2486 | 18.4187 | 29.3164 | 57.6766 | 114.4523 | -0.0029378 | -0.0033719 | -0.0043111 | -0.005539 | -2.0387 | -3.8224 | -7.7203 | -12.421 | 3668.7987 | 3824.7491 | 4096.4267 | 4527.7784
3 | 7 | 23 | 1931.6107 | 1970.2449 | 2044.816 | 2177.4784 | 1304.5187 | 1338.337 | 1414.4723 | 1556.1163 | -40.2589 | -63.489 | -113.5782 | -196.5411 | 212.1208 | 424.7354 | 617.0207 | 641.9764 | 16.1508 | 22.3857 | 44.7237 | 98.5112 | -0.0029378 | -0.0033719 | -0.0043111 | -0.005539 | 2.0333 | 2.9816 | 4.6517 | 6.1931 | 3426.1726 | 3695.1922 | 4012.1018 | 4283.7288
3 | 7 | 24 | 1842.3232 | 1880.2536 | 1951.7065 | 2082.7137 | 1164.4866 | 1194.6747 | 1262.6374 | 1389.0767 | -35.0927 | -55.242 | -96.3385 | -168.1062 | 316.7305 | 408.3175 | 598.0157 | 888.6908 | 13.564 | 16.526 | 32.9403 | 81.3921 | -0.0029378 | -0.0033719 | -0.0043111 | -0.005539 | 6.9495 | 11.3495 | 20.4658 | 30.7593 | 3308.9582 | 3455.876 | 3769.4228 | 4304.5209
3 | 8 | 1 | 1768.1698 | 1805.0354 | 1873.7318 | 2002.8303 | 1084.4761 | 1112.5899 | 1175.883 | 1293.6348 | -31.7862 | -54.3024 | -96.3385 | -144.4106 | 304.4608 | 294.2021 | 439.8785 | 881.6858 | 10.76 | 19.4558 | 38.4096 | 65.451 | -0.0029378 | -0.0033719 | -0.0043111 | -0.005539 | 6.9495 | 11.2277 | 19.796 | 30.5992 | 3143.027 | 3188.2052 | 3451.356 | 4129.785
3 | 8 | 2 | 1717.5355 | 1754.8588 | 1821.6126 | 1946.4513 | 1053.3094 | 1080.6153 | 1142.0893 | 1256.4571 | -29.5309 | -49.8744 | -85.6355 | -130.1931 | 219.3707 | 187.8649 | 290.4084 | 654.9737 | 7.6588 | 14.3286 | 28.7761 | 49.4082 | -0.0029378 | -0.0033719 | -0.0043111 | -0.005539 | 5.2637 | 8.6902 | 15.4921 | 23.5387 | 2973.6041 | 2996.48 | 3212.7387 | 3800.6304
3 | 8 | 3 | 1684.2257 | 1720.0912 | 1785.2272 | 1910.5177 | 1046.1154 | 1073.2349 | 1134.289 | 1247.8757 | -28.5104 | -48.8218 | -84.11 | -125.454 | 135.686 | 117.4686 | 193.6338 | 443.314 | 7.4918 | 14.0442 | 28.7761 | 49.4082 | -0.0029378 | -0.0033719 | -0.0043111 | -0.005539 | 2.7554 | 4.7188 | 8.0288 | 12.5365 | 2847.761 | 2880.7326 | 3065.8407 | 3538.1926
3 | 8 | 4 | 1691.1955 | 1727.0989 | 1792.5336 | 1916.079 | 1069.5554 | 1097.2825 | 1159.7047 | 1275.8365 | -29.0589 | -48.8218 | -85.6355 | -130.1931 | 81.7906 | 75.6321 | 136.0389 | 310.1709 | 8.4337 | 15.4361 | 30.9882 | 53.0172 | -0.0029378 | -0.0033719 | -0.0043111 | -0.005539 | 1.0614 | 1.8076 | 3.4394 | 5.476 | 2822.9748 | 2868.432 | 3037.065 | 3430.381
3 | 8 | 5 | 1740.562 | 1776.9557 | 1843.9456 | 1967.2016 | 1171.1899 | 1201.5517 | 1269.9056 | 1397.0728 | -30.6586 | -52.4755 | -93.4926 | -144.4106 | 50.197 | 68.6637 | 127.963 | 234.41 | 11.8105 | 21.2593 | 41.0197 | 68.9583 | -0.0029378 | -0.0033719 | -0.0043111 | -0.005539 | 0.79539 | 1.5815 | 2.7696 | 4.2118 | 2943.8932 | 3017.533 | 3192.1066 | 3527.4384
3 | 8 | 6 | 1828.707 | 1863.7538 | 1932.6389 | 2058.8609 | 1367.3579 | 1402.8052 | 1482.608 | 1631.075 | -34.6207 | -66.0381 | -120.1148 | -186.7545 | 43.1983 | 106.4718 | 183.9697 | 227.6958 | 21.448 | 36.6776 | 69.2731 | 116.985 | -0.0029378 | -0.0033719 | -0.0043111 | -0.005539 | 0.27146 | 0.85169 | 1.606 | 2.0258 | 3226.3591 | 3344.5186 | 3549.9766 | 3849.8826
3 | 8 | 7 | 1936.3217 | 1971.5982 | 2043.8077 | 2170.1038 | 1552.9188 | 1593.1766 | 1683.8092 | 1852.4243 | -41.9657 | -83.4196 | -158.9655 | -248.055 | 68.4011 | 178.2143 | 295.8991 | 323.4499 | 32.7088 | 55.7218 | 103.3938 | 173.2044 | -24.816 | -28.3256 | -36.2585 | -47.7892 | -0.2606 | -0.41704 | -0.38967 | -0.66275 | 3523.3082 | 3686.5487 | 3931.2961 | 4222.6755
3 | 8 | 8 | 1773.8489 | 1801.1035 | 1860.9401 | 1963.3302 | 1932.9011 | 1983.0095 | 2095.819 | 2305.6924 | -48.6245 | -95.3205 | -183.7808 | -288.3959 | 117.1923 | 253.5984 | 415.4812 | 506.6993 | 36.6433 | 62.6715 | 117.0048 | 194.8055 | -440.7904 | -505.4682 | -646.2284 | -833.5152 | 1.3845 | 3.9619 | 7.9936 | 13.6365 | 3372.5553 | 3503.5561 | 3667.2294 | 3862.2528
3 | 8 | 9 | 1647.8535 | 1673.2284 | 1724.7319 | 1803.0324 | 2205.2701 | 2262.4394 | 2391.1451 | 2630.5921 | -52.9209 | -101.6886 | -190.2407 | -293.4434 | 169.7109 | 285.8978 | 472.9921 | 713.2783 | 30.5495 | 52.3804 | 98.5717 | 165.215 | -876.1481 | -1003.2261 | -1278.8516 | -1644.8926 | 6.6508 | 14.9093 | 29.2902 | 48.9139 | 3130.9659 | 3183.9406 | 3247.6386 | 3422.6958
3 | 8 | 10 | 1592.9829 | 1617.7402 | 1665.1576 | 1733.1878 | 2372.202 | 2433.6988 | 2572.1471 | 2829.7195 | -55.8318 | -101.1926 | -182.8701 | -277.9558 | 191.8938 | 276.113 | 455.9113 | 804.1612 | 18.8829 | 33.3362 | 64.451 | 109.9703 | -1406.4444 | -1613.1638 | -2058.8718 | -2637.8603 | 8.8226 | 17.4116 | 34.0203 | 55.6542 | 2722.5079 | 2663.9434 | 2549.9454 | 2616.8769
3 | 8 | 11 | 1563.1297 | 1584.7037 | 1629.5415 | 1695.5498 | 2450.9704 | 2514.5091 | 2657.5545 | 2923.6796 | -59.0006 | -101.3058 | -177.1015 | -269.2106 | 184.9949 | 250.0961 | 420.4995 | 788.6176 | 10.9989 | 20.1518 | 41.0712 | 70.7684 | -1694.6536 | -1944.9247 | -2488.344 | -3205.041 | 6.678 | 7.4025 | 13.127 | 21.5421 | 2463.1175 | 2330.6328 | 2096.3482 | 2025.9059
3 | 8 | 12 | 1510.1323 | 1528.9105 | 1570.5772 | 1627.5546 | 2500.3278 | 2565.1461 | 2711.0722 | 2982.5564 | -61.1488 | -102.1932 | -177.3065 | -267.0911 | 167.0898 | 241.245 | 401.0365 | 727.3472 | 6.6802 | 12.9367 | 28.6407 | 50.2436 | -1845.1709 | -2117.7166 | -2709.5031 | -3489.754 | 2.7363 | 0.93835 | 1.9443 | 3.5101 | 2280.6468 | 2129.267 | 1826.4613 | 1634.3668
3 | 8 | 13 | 1430.589 | 1449.6105 | 1487.5378 | 1533.9696 | 2525.9555 | 2591.4382 | 2738.8599 | 3013.1269 | -63.8761 | -104.2984 | -180.9205 | -272.5633 | 158.9944 | 228.2417 | 381.117 | 697.8048 | 5.5497 | 10.9871 | 25.1236 | 45.2158 | -1904.1427 | -2185.9829 | -2797.494 | -3601.7419 | 1.0859 | -0.43465 | -0.68869 | -1.3144 | 2154.1556 | 1989.5616 | 1653.5352 | 1414.4975
3 | 8 | 14 | 1328.2476 | 1348.1567 | 1381.8407 | 1421.2337 | 2524.4517 | 2589.8954 | 2737.2294 | 3011.333 | -64.4246 | -107.1779 | -185.855 | -280.0384 | 151.198 | 210.2919 | 351.6854 | 658.1513 | 5.7885 | 11.683 | 26.1687 | 47.406 | -1756.8018 | -2015.0516 | -2576.0686 | -3317.5127 | -4.5988e-22 | -0.95595 | -1.0594 | -1.9158 | 2188.4595 | 2036.8415 | 1733.9412 | 1538.657
3 | 8 | 15 | 1254.3677 | 1275.3686 | 1306.0949 | 1341.9185 | 2503.0097 | 2567.8975 | 2713.98 | 2985.7555 | -64.4246 | -108.2305 | -187.662 | -282.7744 | 139.2236 | 194.3227 | 324.8566 | 600.7785 | 5.7885 | 11.2714 | 26.1687 | 46.8602 | -1652.2563 | -1896.7597 | -2426.0078 | -3117.7225 | -0.26603 | -0.43465 | -0.66974 | -0.65161 | 2185.4426 | 2043.4354 | 1756.7606 | 1574.1642
3 | 8 | 16 | 1229.2109 | 1251.6868 | 1282.9785 | 1320.3676 | 2412.5718 | 2475.1151 | 2615.9195 | 2877.8753 | -62.1693 | -109.17 | -190.7895 | -287.9384 | 128.8062 | 97.3009 | 158.0047 | 549.6096 | 7.5638 | 14.2013 | 30.2084 | 53.7356 | -1216.0321 | -1396.2526 | -1786.2472 | -2295.4008 | -0.40177 | -0.64317 | -0.86458 | -1.5845 | 2499.5493 | 2332.2383 | 2109.2098 | 2216.6643
3 | 8 | 17 | 1304.2659 | 1328.5613 | 1365.2235 | 1416.2223 | 2266.1276 | 2324.8746 | 2457.132 | 2703.187 | -60.5697 | -108.1174 | -190.5846 | -289.633 | 66.5297 | 107.622 | 169.3918 | 251.1028 | 11.5852 | 20.7204 | 42.5143 | 74.2604 | -651.176 | -748.034 | -957.4169 | -1229.8308 | -1.3275 | -1.7034 | -3.0686 | -4.5432 | 2935.4353 | 2923.9235 | 2883.1915 | 2920.7655
3 | 8 | 18 | 1561.9864 | 1592.0091 | 1643.3057 | 1721.5195 | 2079.4851 | 2133.3935 | 2254.758 | 2480.5474 | -59.6562 | -106.9517 | -191.4186 | -290.9032 | 74.6251 | 130.41 | 197.1844 | 267.7785 | 17.846 | 30.7272 | 61.979 | 106.0188 | -117.3491 | -135.1249 | -173.3591 | -222.211 | -5.0085 | -7.9333 | -15.0348 | -23.9258 | 3551.9288 | 3636.5299 | 3777.4145 | 4038.8242
3 | 8 | 19 | 1843.9532 | 1879.9102 | 1945.947 | 2047.437 | 1994.495 | 2046.2002 | 2162.6044 | 2379.1656 | -56.9595 | -103.7938 | -189.1251 | -287.4341 | 91.6136 | 137.3785 | 206.6456 | 302.9031 | 23.1432 | 40.734 | 79.3561 | 135.0412 | -0.0029378 | -0.0033719 | -0.0043111 | -0.005539 | -8.676 | -15.371 | -29.4092 | -47.0538 | 3887.5666 | 3985.0546 | 4176.0144 | 4530.0534
3 | 8 | 20 | 2039.5669 | 2077.4678 | 2153.9654 | 2280.8762 | 1812.5989 | 1859.5886 | 1965.3769 | 2162.1879 | -53.6836 | -98.1479 | -181.0631 | -274.7951 | 98.2135 | 151.4649 | 226.9868 | 310.1087 | 25.0636 | 44.0389 | 85.4833 | 145.3224 | -0.0029378 | -0.0033719 | -0.0043111 | -0.005539 | -9.9274 | -17.1611 | -32.6403 | -52.5298 | 3911.829 | 4017.2479 | 4218.1048 | 4571.1647
3 | 8 | 21 | 2070.2961 | 2104.0697 | 2182.3283 | 2321.3778 | 1650.7927 | 1693.5877 | 1789.9325 | 1969.1747 | -50.3007 | -92.6672 | -169.8735 | -260.5777 | 107.7144 | 271.1768 | 414.974 | 330.1112 | 24.6578 | 42.8217 | 82.7487 | 142.1576 | -0.0029378 | -0.0033719 | -0.0043111 | -0.005539 | -6.1161 | -10.3313 | -19.332 | -31.0838 | 3797.0412 | 4008.654 | 4280.7736 | 4471.1542
3 | 8 | 22 | 2029.0688 | 2065.6703 | 2143.2764 | 2279.4664 | 1469.6676 | 1507.7672 | 1593.541 | 1753.1168 | -46.4457 | -84.307 | -155.7614 | -234.4542 | 192.7202 | 292.2318 | 436.6164 | 610.2486 | 21.8538 | 38.2157 | 74.5447 | 127.3303 | -0.0029378 | -0.0033719 | -0.0043111 | -0.005539 | -2.0387 | -3.8224 | -7.7203 | -13.6239 | 3664.8231 | 3815.7521 | 4084.4925 | 4522.0784
3 | 8 | 23 | 1923.6234 | 1960.967 | 2034.8166 | 2167.4457 | 1303.6259 | 1337.421 | 1413.5042 | 1555.0512 | -40.8074 | -73.5109 | -133.8688 | -203.708 | 212.1208 | 424.7354 | 617.0207 | 641.9764 | 18.8829 | 33.3362 | 65.756 | 111.2875 | -0.0029378 | -0.0033719 | -0.0043111 | -0.005539 | 2.0333 | 2.9816 | 4.6517 | 5.5916 | 3419.4759 | 3685.9269 | 4001.876 | 4277.6389
3 | 8 | 24 | 1828.6048 | 1865.61 | 1936.6566 | 2065.5056 | 1168.9813 | 1199.2859 | 1267.5109 | 1394.4382 | -35.1692 | -62.3843 | -111.9761 | -170.1093 | 316.7305 | 408.3175 | 598.0157 | 888.6908 | 14.7814 | 26.3865 | 51.498 | 88.2676 | -0.0029378 | -0.0033719 | -0.0043111 | -0.005539 | 6.9495 | 11.3495 | 20.4658 | 30.7593 | 3300.8754 | 3448.5619 | 3762.1665 | 4297.5467
3 | 9 | 1 | 1754.0074 | 1790.5441 | 1858.6122 | 1986.1631 | 1092.1602 | 1120.4732 | 1184.2147 | 1302.8009 | -31.2377 | -55.1898 | -88.2765 | -144.4106 | 304.4608 | 294.2021 | 439.8785 | 881.6858 | 10.9989 | 19.8674 | 27.6064 | 67.6411 | -0.0029378 | -0.0033719 | -0.0043111 | -0.005539 | 6.9495 | 11.2277 | 19.9909 | 30.5992 | 3137.3361 | 3181.1214 | 3442.0219 | 4124.4741
3 | 9 | 2 | 1693.3587 | 1728.5721 | 1795.0889 | 1918.6001 | 1064.5808 | 1092.1789 | 1154.3108 | 1269.9024 | -29.5309 | -49.8744 | -85.149 | -130.1931 | 219.3707 | 187.8649 | 290.4084 | 654.9737 | 8.0279 | 15.0245 | 27.6064 | 53.8902 | -0.0029378 | -0.0033719 | -0.0043111 | -0.005539 | 5.2637 | 8.6902 | 15.4921 | 23.5387 | 2961.0679 | 2982.4529 | 3197.7533 | 3790.7065
3 | 9 | 3 | 1652.5794 | 1688.9041 | 1753.1622 | 1872.3719 | 1054.5131 | 1081.8503 | 1143.3946 | 1257.8931 | -28.9824 | -48.8218 | -85.149 | -127.7653 | 135.686 | 117.4686 | 193.6338 | 443.314 | 8.0279 | 14.7402 | 29.036 | 51.5984 | -0.0029378 | -0.0033719 | -0.0043111 | -0.005539 | 2.7554 | 4.7188 | 8.0288 | 12.5365 | 2824.5765 | 2858.8569 | 3042.1021 | 3509.943
3 | 9 | 4 | 1658.7588 | 1694.6892 | 1758.973 | 1879.3871 | 1081.0243 | 1109.0487 | 1172.1402 | 1289.5173 | -28.9824 | -48.987 | -92.9295 | -130.1931 | 81.7906 | 75.6321 | 136.0389 | 310.1709 | 8.6726 | 15.4361 | 39.85 | 53.7885 | -0.0029378 | -0.0033719 | -0.0043111 | -0.005539 | 1.0614 | 1.8076 | 3.6342 | 5.476 | 2802.3224 | 2847.6234 | 3017.7026 | 3408.1413
3 | 9 | 5 | 1690.6785 | 1726.5217 | 1790.3691 | 1910.5792 | 1183.7192 | 1214.4059 | 1283.491 | 1412.0186 | -30.1101 | -54.3024 | -115.1037 | -146.8383 | 50.197 | 68.6637 | 127.963 | 234.41 | 12.861 | 22.7973 | 66.2894 | 75.7322 | -0.0029378 | -0.0033719 | -0.0043111 | -0.005539 | 0.79539 | 1.5815 | 2.9645 | 4.2118 | 2908.138 | 2979.6643 | 3155.9689 | 3490.1079
3 | 9 | 6 | 1775.3696 | 1808.9753 | 1875.6142 | 1997.262 | 1376.3523 | 1412.0327 | 1492.3605 | 1641.8041 | -34.6207 | -65.2638 | -149.3014 | -186.7545 | 43.1983 | 106.4718 | 183.9697 | 227.6958 | 20.8753 | 36.2661 | 103.1447 | 114.6932 | -0.0029378 | -0.0033719 | -0.0043111 | -0.005539 | 0.27146 | 0.85169 | 1.8009 | 2.0258 | 3181.4433 | 3299.3304 | 3507.5841 | 3796.7209
3 | 9 | 7 | 1879.1375 | 1913.3529 | 1984.3896 | 2105.4182 | 1555.1528 | 1595.4685 | 1686.2315 | 1855.0892 | -41.4171 | -82.6454 | -177.7306 | -246.052 | 68.4011 | 178.2143 | 295.8991 | 323.4499 | 32.303 | 55.3102 | 121.0444 | 171.8873 | -16.6252 | -18.7942 | -23.4585 | -29.7699 | -0.2606 | -0.41704 | -0.19483 | -0.66275 | 3476.6915 | 3640.4894 | 3886.1807 | 4179.3599
3 | 9 | 8 | 1727.7973 | 1755.4971 | 1816.1437 | 1912.6764 | 1923.1107 | 1972.9653 | 2085.2033 | 2294.0137 | -48.183 | -96.2079 | -190.0358 | -286.3928 | 117.1923 | 253.5984 | 415.4812 | 506.6993 | 36.0855 | 61.8294 | 111.4732 | 192.5137 | -350.8532 | -402.1014 | -511.5111 | -650.9071 | 2.4486 | 3.9619 | 8.754 | 13.6365 | 3407.5982 | 3549.5427 | 3735.5085 | 3982.2396
3 | 9 | 9 | 1614.0622 | 1641.4682 | 1693.0983 | 1767.0586 | 2200.8317 | 2257.8859 | 2386.3325 | 2625.2977 | -53.2422 | -101.8538 | -188.4337 | -296.6041 | 169.7109 | 285.8978 | 472.9921 | 713.2783 | 31.8972 | 54.8986 | 85.6187 | 172.9636 | -829.6587 | -954.1039 | -1224.5385 | -1579.3001 | 8.6597 | 14.9093 | 29.5229 | 48.9139 | 3142.2607 | 3199.1021 | 3254.5922 | 3451.6078
3 | 9 | 10 | 1561.0276 | 1587.0206 | 1633.0039 | 1698.3937 | 2366.0043 | 2427.3404 | 2565.427 | 2822.3265 | -56.8088 | -103.1848 | -185.5111 | -287.8588 | 191.8938 | 276.113 | 455.9113 | 804.1612 | 22.6654 | 39.4803 | 64.3264 | 128.2033 | -1265.5429 | -1452.5772 | -1853.5182 | -2365.6436 | 10.5871 | 17.4116 | 36.1446 | 55.6542 | 2829.8264 | 2791.6038 | 2715.7838 | 2855.2364
3 | 9 | 11 | 1532.7004 | 1555.7545 | 1602.3943 | 1662.7341 | 2447.9508 | 2511.4113 | 2654.2804 | 2920.0776 | -59.6126 | -103.4632 | -183.9091 | -281.4249 | 184.9949 | 250.0961 | 420.4995 | 788.6176 | 15.1872 | 27.513 | 47.9809 | 92.6104 | -1653.233 | -1897.6179 | -2423.0012 | -3097.8272 | 4.8592 | 7.4025 | 20.1708 | 21.5421 | 2472.8468 | 2351.0964 | 2138.4156 | 2106.3297
3 | 9 | 12 | 1476.4198 | 1499.5313 | 1543.1535 | 1595.5607 | 2494.7476 | 2559.4213 | 2705.0217 | 2975.9 | -61.8373 | -105.4031 | -180.7815 | -281.7332 | 167.0898 | 241.245 | 401.0365 | 727.3472 | 11.5716 | 21.2782 | 34.8925 | 76.1234 | -2037.0875 | -2339.3796 | -2994.5326 | -3852.1792 | 0.6678 | 0.93835 | 4.9291 | 3.5101 | 2051.5718 | 1877.6314 | 1513.7191 | 1244.529
3 | 9 | 13 | 1386.9122 | 1410.3336 | 1445.8723 | 1491.9493 | 2532.1017 | 2597.7437 | 2745.5241 | 3020.4584 | -63.6206 | -106.2905 | -180.7815 | -282.0415 | 158.9944 | 228.2417 | 381.117 | 697.8048 | 9.2454 | 17.5062 | 28.1182 | 64.3218 | -2051.067 | -2355.4586 | -3014.7792 | -3877.8215 | -0.1303 | -0.43465 | 0.61833 | -1.3144 | 1972.4357 | 1791.6415 | 1405.6891 | 1113.3569
3 | 9 | 14 | 1289.8136 | 1310.5063 | 1340.6524 | 1381.9274 | 2537.8064 | 2603.5963 | 2751.7097 | 3027.2634 | -64.6411 | -107.7869 | -179.1795 | -283.9281 | 151.198 | 210.2919 | 351.6854 | 658.1513 | 7.253 | 14.4856 | 24.0785 | 56.0275 | -1851.4375 | -2128.382 | -2728.8638 | -3513.1852 | -0.40177 | -0.95595 | -0.68869 | -1.9158 | 2069.5906 | 1901.7553 | 1559.394 | 1324.3404
3 | 9 | 15 | 1209.0229 | 1227.7065 | 1255.2285 | 1291.866 | 2516.6905 | 2581.933 | 2728.814 | 3002.0749 | -64.6411 | -107.6217 | -179.461 | -281.1922 | 139.2236 | 194.3227 | 324.8566 | 600.7785 | 6.2025 | 12.2517 | 28.1182 | 49.152 | -1657.1049 | -1903.2522 | -2436.1982 | -3131.7615 | -0.26603 | -0.43465 | -1.2353 | -0.65161 | 2149.1274 | 2004.9053 | 1720.1227 | 1530.2661
3 | 9 | 16 | 1167.5374 | 1186.4037 | 1215.1378 | 1249.389 | 2435.2233 | 2498.3539 | 2640.4802 | 2904.8955 | -63.4064 | -106.7343 | -180.9865 | -283.6199 | 128.8062 | 97.3009 | 158.0047 | 549.6096 | 7.9926 | 15.5931 | 39.4547 | 58.2176 | -1215.1562 | -1395.959 | -1787.3162 | -2297.5307 | -0.27146 | -0.64317 | -0.86458 | -1.5845 | 2460.7255 | 2294.3151 | 2083.9102 | 2179.3767
3 | 9 | 17 | 1247.5775 | 1269.7001 | 1303.8419 | 1349.6403 | 2279.676 | 2338.7741 | 2471.8223 | 2719.3483 | -61.1817 | -105.0726 | -182.307 | -283.3116 | 66.5297 | 107.622 | 169.3918 | 251.1028 | 11.7385 | 21.4163 | 56.7073 | 76.9964 | -685.2873 | -787.2959 | -1007.6807 | -1294.1147 | -1.056 | -1.7034 | -3.6342 | -4.5432 | 2857.9968 | 2843.4406 | 2808.1414 | 2815.1183
3 | 9 | 18 | 1541.1273 | 1569.761 | 1620.2184 | 1696.4768 | 2064.7964 | 2118.3241 | 2238.8313 | 2463.0258 | -58.4849 | -103.1327 | -180.5 | -281.0002 | 74.6251 | 130.41 | 197.1844 | 267.7785 | 17.5352 | 31.4231 | 73.8354 | 108.209 | -131.3702 | -151.2923 | -194.0681 | -248.4269 | -4.737 | -7.9333 | -17.2781 | -23.9258 | 3503.4919 | 3587.56 | 3738.2233 | 3982.1373
3 | 9 | 19 | 1826.8044 | 1862.3646 | 1927.5584 | 2027.9678 | 1976.2536 | 2027.4859 | 2142.8255 | 2357.4061 | -54.9949 | -98.4262 | -172.438 | -270.7889 | 91.6136 | 137.3785 | 206.6456 | 302.9031 | 19.9334 | 35.5701 | 78.0619 | 119.8714 | -0.0029378 | -0.0033719 | -0.0043111 | -0.005539 | -8.942 | -15.371 | -31.1059 | -47.0538 | 3850.6653 | 3948.9984 | 4151.5431 | 4490.3001
3 | 9 | 20 | 2009.3041 | 2046.0176 | 2122.5917 | 2246.2209 | 1793.552 | 1840.0479 | 1944.7245 | 2139.4674 | -51.719 | -93.7198 | -163.0555 | -258.5746 | 98.2135 | 151.4649 | 226.9868 | 310.1087 | 20.745 | 36.962 | 72.5303 | 125.6706 | -0.0029378 | -0.0033719 | -0.0043111 | -0.005539 | -10.1934 | -17.1611 | -33.9662 | -52.5298 | 3859.899 | 3963.608 | 4169.8073 | 4510.3576
3 | 9 | 21 | 2058.0189 | 2092.1981 | 2171.6551 | 2309.4001 | 1633.8078 | 1676.1625 | 1771.5161 | 1948.9141 | -48.701 | -88.0739 | -149.0199 | -237.1903 | 107.7144 | 271.1768 | 414.974 | 330.1112 | 18.4187 | 33.3362 | 61.0692 | 114.2115 | -0.0029378 | -0.0033719 | -0.0043111 | -0.005539 | -6.2518 | -10.3313 | -20.0734 | -31.0838 | 3763.004 | 3974.4651 | 4250.1168 | 4434.3572
3 | 9 | 22 | 2039.2805 | 2077.666 | 2157.1018 | 2294.6949 | 1455.3755 | 1493.1045 | 1578.0442 | 1736.0681 | -45.4251 | -80.9316 | -131.8569 | -218.2337 | 192.7202 | 292.2318 | 436.6164 | 610.2486 | 16.5566 | 29.747 | 51.498 | 102.6507 | -0.0029378 | -0.0033719 | -0.0043111 | -0.005539 | -2.1744 | -3.8224 | -8.4618 | -13.6239 | 3656.3303 | 3807.9919 | 4082.9375 | 4511.7991
3 | 9 | 23 | 1953.7092 | 1992.33 | 2069.6106 | 2203.9173 | 1296.0154 | 1329.6132 | 1405.2523 | 1545.9729 | -40.2589 | -72.5714 | -114.6172 | -196.5411 | 212.1208 | 420.3099 | 604.8394 | 641.9764 | 15.593 | 28.2089 | 40.684 | 94.8006 | -0.0029378 | -0.0033719 | -0.0043111 | -0.005539 | 2.0333 | 2.9816 | 4.281 | 5.5916 | 3439.2099 | 3700.8688 | 4010.0457 | 4295.7121
3 | 9 | 24 | 1857.3957 | 1896.5792 | 1969.0848 | 2100.671 | 1165.2185 | 1195.4255 | 1263.4309 | 1389.9497 | -35.6412 | -63.2717 | -98.9796 | -168.1062 | 313.4306 | 364.5984 | 527.986 | 861.4127 | 12.861 | 23.4932 | 32.2932 | 80.075 | -0.0029378 | -0.0033719 | -0.0043111 | -0.005539 | 6.9495 | 11.3495 | 20.4658 | 30.7593 | 3320.2111 | 3428.1708 | 3714.2768 | 4294.756
3 | 10 | 1 | 1803.5806 | 1841.5185 | 1912.3619 | 2044.7207 | 1072.0821 | 1099.8747 | 1162.4443 | 1278.8504 | -32.8068 | -57.182 | -90.3651 | -151.8857 | 273.266 | 310.0217 | 447.1603 | 765.8593 | 11.4047 | 20.8477 | 28.7761 | 71.7806 | -0.0029378 | -0.0033719 | -0.0043111 | -0.005539 | 6.9495 | 11.2277 | 19.9909 | 30.5992 | 3134.4731 | 3226.3049 | 3480.3642 | 4039.919
3 | 10 | 2 | 1726.2345 | 1763.4025 | 1830.8318 | 1957.9747 | 1044.0634 | 1071.1296 | 1132.0641 | 1245.4279 | -30.6586 | -52.5886 | -85.917 | -137.6683 | 232.5703 | 214.9547 | 315.2273 | 647.7681 | 9.2454 | 16.526 | 27.4711 | 58.3722 | -0.0029378 | -0.0033719 | -0.0043111 | -0.005539 | 5.2637 | 8.6902 | 15.4921 | 23.5387 | 2986.7158 | 3022.111 | 3235.165 | 3795.4077
3 | 10 | 3 | 1669.3588 | 1705.4374 | 1770.3483 | 1893.9983 | 1034.9089 | 1061.7378 | 1122.1379 | 1234.5078 | -29.5309 | -50.7617 | -84.3149 | -132.5045 | 157.3799 | 142.1393 | 217.6586 | 463.3863 | 8.4337 | 15.4361 | 28.2536 | 53.8902 | -0.0029378 | -0.0033719 | -0.0043111 | -0.005539 | 2.7554 | 4.7188 | 8.0288 | 12.5365 | 2843.3028 | 2878.7043 | 3062.1079 | 3525.8091
3 | 10 | 4 | 1653.0275 | 1688.9721 | 1753.1047 | 1875.0818 | 1049.8984 | 1077.1159 | 1138.3909 | 1252.3883 | -29.0589 | -49.8744 | -87.724 | -130.5014 | 103.0857 | 95.8772 | 152.7819 | 326.3552 | 8.0279 | 15.0245 | 33.5983 | 53.7885 | -0.0029378 | -0.0033719 | -0.0043111 | -0.005539 | 1.0614 | 1.8076 | 3.6342 | 5.476 | 2786.0392 | 2828.9196 | 2993.7816 | 3382.5829
3 | 10 | 5 | 1647.8272 | 1682.5386 | 1745.4615 | 1866.7135 | 1101.4624 | 1130.0167 | 1194.3011 | 1313.8973 | -29.638 | -50.7617 | -96.825 | -137.6683 | 67.0954 | 62.8919 | 104.3946 | 236.6745 | 9.6512 | 17.6335 | 44.5991 | 60.5624 | -0.0029378 | -0.0033719 | -0.0043111 | -0.005539 | 0.79539 | 1.5815 | 2.9645 | 4.2118 | 2797.1906 | 2843.897 | 2994.8914 | 3344.3855
3 | 10 | 6 | 1676.2942 | 1709.1557 | 1772.752 | 1893.2767 | 1204.606 | 1235.8341 | 1306.1383 | 1436.9338 | -31.7862 | -56.4077 | -115.8717 | -151.8857 | 42.1015 | 45.7261 | 81.958 | 175.4041 | 12.2163 | 21.6898 | 63.6793 | 72.1232 | -0.0029378 | -0.0033719 | -0.0043111 | -0.005539 | 0.27146 | 0.85169 | 1.8009 | 2.0258 | 2903.7004 | 2956.8463 | 3110.4525 | 3427.8723
3 | 10 | 7 | 1827.0804 | 1863.9667 | 1935.2184 | 2064.2564 | 1211.4365 | 1242.8417 | 1313.5445 | 1445.0816 | -35.2763 | -64.4895 | -145.6214 | -180.7453 | 30.7963 | 47.6087 | 80.0322 | 138.6559 | 16.5566 | 29.747 | 94.4074 | 97.3333 | -33.1283 | -37.7453 | -47.9359 | -62.2108 | -0.2606 | -0.41704 | -0.19483 | -0.66275 | 3017.2047 | 3081.5123 | 3229.4503 | 3501.7084
3 | 10 | 8 | 1868.1994 | 1903.1589 | 1973.8164 | 2102.6211 | 1376.4371 | 1412.1198 | 1492.4525 | 1641.9053 | -40.0011 | -76.834 | -169.321 | -221.0862 | 31.1951 | 65.311 | 104.9351 | 138.6559 | 23.6073 | 41.4299 | 112.1826 | 132.6853 | -524.0801 | -600.9964 | -768.1919 | -989.7602 | 2.4486 | 3.9619 | 8.754 | 13.6365 | 2737.8064 | 2748.151 | 2754.6277 | 2818.6577
3 | 10 | 9 | 1889.1177 | 1925.5961 | 1995.6959 | 2117.3448 | 1552.6936 | 1592.9455 | 1683.565 | 1852.1557 | -45.1673 | -87.7954 | -182.1126 | -257.4209 | 42.5004 | 85.0197 | 136.833 | 172.0867 | 29.332 | 50.7516 | 113.6122 | 160.2889 | -1156.3607 | -1326.5383 | -1695.5233 | -2180.8039 | 8.6597 | 14.9093 | 29.5229 | 48.9139 | 2320.7753 | 2254.8885 | 2081.5931 | 1912.5651
3 | 10 | 10 | 1871.1799 | 1907.6669 | 1975.7992 | 2089.6694 | 1703.6699 | 1747.8357 | 1847.2666 | 2032.2502 | -48.6574 | -94.4939 | -179.4716 | -276.8022 | 60.0967 | 106.611 | 168.4772 | 222.7547 | 30.9553 | 53.3606 | 90.828 | 169.4562 | -1597.2948 | -1833.1627 | -2344.3412 | -3015.4304 | 10.5871 | 17.4116 | 36.1446 | 55.6542 | 2030.5366 | 1905.2292 | 1594.7029 | 1277.5521
3 | 10 | 11 | 1842.4731 | 1878.1509 | 1944.5334 | 2053.0786 | 1800.8453 | 1847.5303 | 1952.6326 | 2148.1674 | -50.9892 | -96.3208 | -171.8961 | -277.1104 | 72.8975 | 128.2024 | 207.4033 | 278.4431 | 26.3611 | 46.1456 | 66.4031 | 148.2839 | -1924.2449 | -2208.6446 | -2824.8767 | -3633.1104 | 4.8592 | 7.4025 | 20.1708 | 21.5421 | 1772.2021 | 1602.4661 | 1194.3704 | 739.2944
3 | 10 | 12 | 1786.887 | 1820.8862 | 1883.8382 | 1987.2783 | 1842.451 | 1890.2145 | 1997.7451 | 2197.7974 | -52.5583 | -96.2687 | -165.5644 | -267.9405 | 87.9916 | 145.9046 | 232.5599 | 335.2638 | 20.1003 | 36.1388 | 47.8455 | 119.5665 | -2085.205 | -2393.6353 | -3061.7797 | -3937.3465 | 0.6678 | 0.93835 | 4.9291 | 3.5101 | 1600.3344 | 1404.1786 | 939.5735 | 438.1291
3 | 10 | 13 | 1711.2477 | 1743.2275 | 1802.4382 | 1900.9568 | 1847.3747 | 1895.2659 | 2003.0838 | 2203.6708 | -53.1068 | -94.5549 | -164.2439 | -261.0819 | 100.3936 | 149.7938 | 243.9469 | 372.0121 | 15.1153 | 28.0816 | 41.0712 | 95.4327 | -2094.7975 | -2404.7209 | -3075.7873 | -3954.2049 | -0.1303 | -0.43465 | 0.61833 | -1.3144 | 1526.0967 | 1316.6584 | 851.1273 | 355.4712
3 | 10 | 14 | 1640.1826 | 1671.4188 | 1727.5309 | 1821.5444 | 1820.3536 | 1867.5443 | 1973.7852 | 2171.4382 | -53.6553 | -93.4501 | -161.1164 | -251.6036 | 103.2947 | 150.0671 | 237.5433 | 387.5554 | 11.7385 | 22.2584 | 37.3672 | 80.2629 | -1991.1531 | -2285.5083 | -2922.6608 | -3756.0146 | -0.40177 | -0.95595 | -0.68869 | -1.9158 | 1530.3592 | 1331.3742 | 891.7607 | 451.2668
3 | 10 | 15 | 1596.5855 | 1627.8055 | 1682.6035 | 1774.0157 | 1781.6877 | 1827.876 | 1931.8602 | 2125.3149 | -53.6553 | -91.7885 | -161.1164 | -246.8645 | 103.8124 | 141.6287 | 223.1826 | 374.698 | 10.3908 | 19.6129 | 42.8988 | 71.0956 | -1698.2702 | -1949.5375 | -2493.3879 | -3204.5303 | -0.26603 | -0.43465 | -1.2353 | -0.65161 | 1740.2848 | 1575.1625 | 1224.8055 | 893.0779
3 | 10 | 16 | 1535.6461 | 1567.0465 | 1619.9339 | 1706.2831 | 1747.5867 | 1792.891 | 1894.885 | 2084.6371 | -52.6348 | -91.7885 | -162.7184 | -249.1759 | 98.0102 | 71.1705 | 109.2449 | 348.5522 | 11.4997 | 21.4163 | 49.6731 | 76.5523 | -1256.9303 | -1443.0682 | -1845.6286 | -2370.882 | -0.27146 | -0.64317 | -0.86458 | -1.5845 | 2082.9061 | 1917.0244 | 1664.5254 | 1594.3823
3 | 10 | 17 | 1562.7827 | 1594.6997 | 1649.8419 | 1741.8135 | 1682.9895 | 1726.6192 | 1824.8431 | 2007.5812 | -51.9792 | -92.728 | -166.9615 | -258.7705 | 50.7569 | 75.596 | 114.9385 | 170.6729 | 17.0574 | 30.5999 | 64.191 | 103.0795 | -682.6636 | -784.1392 | -1003.4632 | -1288.7188 | -1.056 | -1.7034 | -3.6342 | -4.5432 | 2577.8877 | 2548.9443 | 2479.7555 | 2471.1146
3 | 10 | 18 | 1751.157 | 1787.247 | 1852.0573 | 1960.9273 | 1611.6553 | 1653.4357 | 1747.4964 | 1922.4891 | -51.4306 | -95.216 | -164.873 | -269.9436 | 54.0568 | 75.596 | 114.9385 | 170.6729 | 23.2382 | 41.3026 | 73.2397 | 136.5839 | -135.6032 | -156.1288 | -200.2624 | -256.5825 | -4.737 | -7.9333 | -17.2781 | -23.9258 | 3248.3364 | 3298.3032 | 3405.3184 | 3640.2213
3 | 10 | 19 | 1902.837 | 1940.678 | 2012.357 | 2131.0705 | 1675.421 | 1718.8545 | 1816.6367 | 1998.553 | -50.2265 | -94.9377 | -162.5029 | -269.2106 | 52.6513 | 82.028 | 125.1939 | 170.6729 | 25.6364 | 45.734 | 77.2794 | 150.8807 | -0.0029378 | -0.0033719 | -0.0043111 | -0.005539 | -8.942 | -15.371 | -31.1059 | -47.0538 | 3597.3743 | 3676.9824 | 3837.8538 | 4134.9073
3 | 10 | 20 | 2012.7733 | 2051.4496 | 2129.054 | 2261.2308 | 1592.0269 | 1633.2985 | 1726.2136 | 1899.0751 | -48.3361 | -91.1187 | -153.4019 | -252.2571 | 59.2511 | 113.6672 | 167.8876 | 184.5927 | 23.477 | 41.7142 | 71.7478 | 138.1044 | -0.0029378 | -0.0033719 | -0.0043111 | -0.005539 | -10.1934 | -17.1611 | -33.9662 | -52.5298 | 3628.9959 | 3731.8464 | 3907.5306 | 4178.2106
3 | 10 | 21 | 2010.9446 | 2046.553 | 2123.9543 | 2263.3837 | 1498.663 | 1537.5143 | 1624.9804 | 1787.7044 | -46.7364 | -85.638 | -142.2123 | -235.1872 | 81.3438 | 186.8178 | 282.9569 | 236.9637 | 19.9334 | 35.5701 | 61.7163 | 121.0869 | -0.0029378 | -0.0033719 | -0.0043111 | -0.005539 | -6.2518 | -10.3313 | -20.0734 | -31.0838 | 3557.8937 | 3710.4826 | 3931.3179 | 4142.8623
3 | 10 | 22 | 1975.875 | 2013.2109 | 2089.7255 | 2227.0714 | 1379.411 | 1415.1708 | 1495.677 | 1645.4527 | -43.7184 | -79.2178 | -129.4207 | -216.2307 | 133.1128 | 201.9772 | 304.3459 | 412.5783 | 16.9624 | 31.1388 | 52.1451 | 107.2344 | -0.0029378 | -0.0033719 | -0.0043111 | -0.005539 | -2.1744 | -3.8224 | -8.4618 | -13.6239 | 3459.4655 | 3578.4541 | 3804.0066 | 4162.4767
3 | 10 | 23 | 1890.4518 | 1928.6405 | 2001.8164 | 2134.3412 | 1253.0836 | 1285.5685 | 1358.7019 | 1494.761 | -39.7869 | -71.7971 | -112.5392 | -194.9627 | 144.8168 | 227.9941 | 339.7578 | 444.8769 | 16.3178 | 29.1891 | 43.2941 | 99.3842 | -0.0029378 | -0.0033719 | -0.0043111 | -0.005539 | 2.0333 | 2.9816 | 4.281 | 5.5916 | 3266.9134 | 3402.5733 | 3635.3076 | 3983.9867
3 | 10 | 24 | 1775.7948 | 1812.2596 | 1880.8171 | 2008.5657 | 1150.1139 | 1179.9294 | 1247.0532 | 1371.932 | -35.2763 | -64.3243 | -101.2731 | -170.8423 | 167.1185 | 364.5984 | 527.986 | 505.015 | 13.8029 | 24.9947 | 37.7625 | 84.6586 | -0.0029378 | -0.0033719 | -0.0043111 | -0.005539 | 6.9495 | 11.3495 | 20.4658 | 30.7593 | 3078.5004 | 3328.804 | 3612.8072 | 3830.0828
3 | 11 | 1 | 1744.1797 | 1780.8485 | 1848.625 | 1977.8705 | 1050.198 | 1077.4232 | 1138.7157 | 1252.7456 | -32.4419 | -52.4755 | -91.8905 | -156.6249 | 273.266 | 310.0217 | 447.1603 | 765.8593 | 12.6221 | 16.2416 | 32.4178 | 77.6815 | -0.0029378 | -0.0033719 | -0.0043111 | -0.005539 | 6.9495 | 11.2277 | 19.9909 | 30.5992 | 3054.7704 | 3143.2839 | 3395.0149 | 3948.1257
3 | 11 | 2 | 1668.7701 | 1704.8084 | 1769.5053 | 1893.5965 | 1024.4998 | 1051.0588 | 1110.8514 | 1222.0911 | -30.1866 | -49.8744 | -86.1986 | -139.9797 | 231.1648 | 214.9547 | 315.2273 | 639.4302 | 10.057 | 15.1517 | 29.6831 | 63.8289 | -0.0029378 | -0.0033719 | -0.0043111 | -0.005539 | 5.2637 | 8.6902 | 15.4921 | 23.5387 | 2909.5658 | 2944.7861 | 3154.5565 | 3702.5001
3 | 11 | 3 | 1615.3341 | 1649.9677 | 1712.3451 | 1834.0938 | 1015.6154 | 1041.9442 | 1101.2183 | 1211.4933 | -28.0384 | -48.2127 | -85.917 | -128.19 | 103.0857 | 142.1393 | 217.6586 | 326.3552 | 9.0065 | 15.8477 | 31.7707 | 53.7885 | -0.0029378 | -0.0033719 | -0.0043111 | -0.005539 | 2.7554 | 4.8231 | 8.0288 | 12.5365 | 2717.7557 | 2806.5058 | 2985.1002 | 3310.0718
3 | 11 | 4 | 1579.5119 | 1613.4303 | 1673.873 | 1792.9981 | 1032.2803 | 1059.0411 | 1119.2878 | 1231.3722 | -28.0384 | -49.1001 | -87.724 | -130.9261 | 67.0954 | 95.8772 | 152.7819 | 236.6745 | 9.6512 | 17.3491 | 33.7228 | 58.2705 | -0.0029378 | -0.0033719 | -0.0043111 | -0.005539 | 1.0614 | 1.9119 | 3.6342 | 5.476 | 2661.5588 | 2738.5061 | 2895.5714 | 3193.8597
3 | 11 | 5 | 1566.2538 | 1599.6419 | 1659.2412 | 1775.6067 | 1072.1008 | 1099.8939 | 1162.4647 | 1278.8728 | -28.694 | -51.8665 | -93.979 | -140.8291 | 42.1015 | 62.8919 | 104.3946 | 175.4041 | 12.2163 | 21.2593 | 41.2796 | 69.8313 | -0.0029378 | -0.0033719 | -0.0043111 | -0.005539 | 0.79539 | 1.6858 | 2.9645 | 4.2118 | 2664.7709 | 2733.5028 | 2876.3612 | 3163.0921
3 | 11 | 6 | 1579.5265 | 1612.5264 | 1671.3047 | 1786.1097 | 1150.2946 | 1180.1148 | 1247.2492 | 1372.1475 | -30.8422 | -60.0615 | -109.8982 | -169.2639 | 30.7963 | 45.7261 | 81.958 | 138.6559 | 18.4771 | 31.5504 | 60.3598 | 101.7136 | -0.0029378 | -0.0033719 | -0.0043111 | -0.005539 | 0.27146 | 1.0602 | 1.8009 | 2.0258 | 2748.5209 | 2810.913 | 2952.7701 | 3231.3831
3 | 11 | 7 | 1742.2862 | 1779.2229 | 1846.1837 | 1974.4864 | 1106.8073 | 1135.5 | 1200.0964 | 1320.2729 | -34.3322 | -70.4138 | -134.9183 | -211.9162 | 31.1951 | 47.6087 | 80.0322 | 138.6559 | 28.2816 | 48.0952 | 89.6583 | 149.7404 | -23.0186 | -26.1397 | -33.0425 | -42.7389 | -0.2606 | -0.31278 | -0.19483 | -0.66275 | 2850.9587 | 2913.5606 | 3047.815 | 3327.8378
3 | 11 | 8 | 1814.8832 | 1851.9713 | 1921.6696 | 2050.614 | 1208.4854 | 1239.8141 | 1310.3447 | 1441.5614 | -37.4574 | -79.7135 | -155.4904 | -243.2034 | 42.5004 | 65.311 | 104.9351 | 172.0867 | 34.2234 | 58.1128 | 108.0806 | 180.5087 | -334.7001 | -383.936 | -490.2799 | -629.7371 | 2.4486 | 4.2747 | 8.754 | 13.6365 | 2730.3835 | 2755.8344 | 2808.0138 | 2985.4667
3 | 11 | 9 | 1895.5527 | 1933.5635 | 2006.7754 | 2136.9718 | 1324.5609 | 1358.8987 | 1436.2037 | 1580.0239 | -41.2053 | -84.3068 | -163.3475 | -254.9931 | 60.0967 | 85.0197 | 136.833 | 222.7547 | 32.8757 | 56.4367 | 105.346 | 176.1284 | -825.6311 | -947.3644 | -1209.7339 | -1550.2694 | 8.6597 | 14.5965 | 29.5229 | 48.9139 | 2454.9093 | 2416.8438 | 2341.5996 | 2359.5301
3 | 11 | 10 | 1919.1516 | 1957.085 | 2030.9335 | 2158.6061 | 1435.6939 | 1472.9127 | 1556.7038 | 1712.5906 | -44.1162 | -84.3068 | -158.8995 | -243.5118 | 72.8975 | 106.611 | 168.4772 | 278.4431 | 24.8248 | 42.9314 | 81.4436 | 138.3453 | -1289.0506 | -1480.2711 | -1892.6189 | -2426.4033 | 10.5871 | 18.4542 | 36.1446 | 55.6542 | 2129.9881 | 2033.4163 | 1822.1842 | 1673.7243
3 | 11 | 11 | 1910.9044 | 1948.8662 | 2021.1662 | 2146.0111 | 1523.6715 | 1563.1711 | 1652.0968 | 1817.5362 | -45.7159 | -83.3673 | -151.0424 | -227.2913 | 87.9916 | 128.2024 | 207.4033 | 335.2638 | 16.5566 | 29.051 | 58.1992 | 100.4605 | -1610.5802 | -1847.6459 | -2358.4819 | -3019.8892 | 4.8592 | 10.7389 | 20.1708 | 21.5421 | 1887.6873 | 1749.0163 | 1449.512 | 1173.6332
3 | 11 | 12 | 1861.1767 | 1898.2917 | 1967.5069 | 2086.5277 | 1584.6395 | 1625.7196 | 1718.2036 | 1890.2629 | -47.0271 | -82.5931 | -146.5944 | -218.546 | 100.3936 | 145.9046 | 232.5599 | 372.0121 | 10.8686 | 20.5633 | 42.5007 | 75.4537 | -1763.1893 | -2023.7724 | -2586.437 | -3318.4623 | 0.6678 | 2.7108 | 4.9291 | 3.5101 | 1747.5298 | 1586.8246 | 1232.6688 | 890.7581
3 | 11 | 13 | 1806.2874 | 1842.4733 | 1908.3788 | 2023.1017 | 1606.8896 | 1648.5465 | 1742.329 | 1916.8042 | -47.5757 | -83.4804 | -146.5944 | -220.8574 | 103.2947 | 149.7938 | 243.9469 | 387.5554 | 9.6512 | 18.3294 | 39.2435 | 69.5529 | -1811.6059 | -2079.421 | -2658.3105 | -3412.9352 | -0.1303 | 0.29518 | 0.61833 | -1.3144 | 1666.8109 | 1496.5367 | 1129.6117 | 761.9072
3 | 11 | 14 | 1724.848 | 1759.0926 | 1821.7433 | 1929.5404 | 1615.2372 | 1657.1105 | 1751.3801 | 1926.7617 | -48.1242 | -84.2547 | -149.4403 | -223.1688 | 103.8124 | 150.0671 | 237.5433 | 374.698 | 10.2239 | 19.1715 | 39.7661 | 70.4259 | -1703.8022 | -1957.0543 | -2504.3132 | -3215.2369 | -0.40177 | -0.43465 | -0.68869 | -1.9158 | 1701.7933 | 1543.6981 | 1195.9907 | 861.1045
3 | 11 | 15 | 1645.1135 | 1677.2096 | 1735.7382 | 1838.1267 | 1627.6401 | 1669.8349 | 1764.8285 | 1941.5568 | -48.1242 | -84.3678 | -149.6453 | -221.1657 | 98.0102 | 141.6287 | 223.1826 | 348.5522 | 9.8181 | 18.6137 | 39.6416 | 69.007 | -1430.1119 | -1643.2599 | -2104.8087 | -2706.4588 | -0.26603 | -0.64317 | -1.2353 | -0.65161 | 1902.0797 | 1779.0159 | 1507.7015 | 1268.9667
3 | 11 | 16 | 1586.147 | 1615.9115 | 1672.304 | 1770.731 | 1616.1537 | 1658.0507 | 1752.3739 | 1927.855 | -48.1242 | -86.1947 | -154.0933 | -230.644 | 50.7569 | 71.1705 | 109.2449 | 170.6729 | 12.789 | 23.4932 | 47.8455 | 84.8466 | -1013.1008 | -1162.7357 | -1484.2371 | -1896.5244 | -0.27146 | -0.43465 | -0.86458 | -1.5845 | 2204.3501 | 2119.2608 | 1942.5732 | 1825.3527
3 | 11 | 17 | 1641.7016 | 1672.9484 | 1732.7588 | 1837.6774 | 1552.2834 | 1592.5247 | 1683.1202 | 1851.6663 | -48.1242 | -88.7959 | -161.9504 | -244.5531 | 54.0568 | 75.596 | 114.9385 | 170.6729 | 18.3468 | 32.6403 | 64.9735 | 111.2722 | -545.744 | -627.2501 | -802.0364 | -1024.5955 | -1.056 | -2.1204 | -3.6342 | -4.5432 | 2671.4643 | 2655.543 | 2628.17 | 2697.5971
3 | 11 | 18 | 1838.6077 | 1874.5767 | 1944.978 | 2066.409 | 1489.7131 | 1528.3323 | 1615.2761 | 1777.0283 | -46.92 | -90.5096 | -167.719 | -255.3014 | 52.6513 | 75.596 | 114.9385 | 170.6729 | 24.7528 | 43.6273 | 83.6557 | 140.0913 | -100.3531 | -115.6887 | -148.3738 | -188.9483 | -4.737 | -8.9759 | -17.2781 | -23.9258 | 3253.7147 | 3306.9581 | 3425.4774 | 3686.026
3 | 11 | 19 | 2000.026 | 2038.8075 | 2116.6154 | 2246.7885 | 1551.8272 | 1592.0567 | 1682.6256 | 1851.1222 | -46.2644 | -89.457 | -166.1935 | -252.5654 | 59.2511 | 82.028 | 125.1939 | 184.5927 | 26.3611 | 45.8613 | 88.2179 | 149.2586 | -0.0029378 | -0.0033719 | -0.0043111 | -0.005539 | -8.942 | -16.2051 | -31.1059 | -47.0538 | 3582.2561 | 3653.088 | 3815.349 | 4132.1373
3 | 11 | 20 | 2102.7316 | 2144.2337 | 2227.5579 | 2367.5584 | 1480.7128 | 1519.0987 | 1605.5171 | 1766.2922 | -45.2438 | -85.9685 | -158.618 | -240.7757 | 81.3438 | 113.6672 | 167.8876 | 236.9637 | 23.477 | 41.4299 | 80.1386 | 137.2314 | -0.0029378 | -0.0033719 | -0.0043111 | -0.005539 | -10.1934 | -17.8909 | -33.9662 | -52.5298 | 3632.8251 | 3714.5667 | 3888.5127 | 4214.7346
3 | 11 | 21 | 2071.3426 | 2112.7984 | 2194.209 | 2334.7089 | 1395.5937 | 1431.773 | 1513.2237 | 1664.7565 | -43.0191 | -79.6004 | -144.5824 | -217.08 | 133.1128 | 186.8178 | 282.9569 | 412.5783 | 18.3468 | 33.0519 | 64.5755 | 112.0213 | -0.0029378 | -0.0033719 | -0.0043111 | -0.005539 | -6.2518 | -10.7483 | -20.0734 | -31.0838 | 3569.1221 | 3674.0889 | 3890.3049 | 4275.8957
3 | 11 | 22 | 1975.8537 | 2016.0722 | 2093.0239 | 2229.3805 | 1297.4279 | 1331.0624 | 1406.7838 | 1547.6579 | -40.0011 | -71.075 | -128.1768 | -192.9596 | 144.8168 | 201.9772 | 304.3459 | 444.8769 | 13.8395 | 24.9947 | 50.3175 | 87.2554 | -0.0029378 | -0.0033719 | -0.0043111 | -0.005539 | -2.1744 | -4.2395 | -8.4618 | -13.6239 | 3389.7595 | 3498.7887 | 3717.8282 | 4102.5816
3 | 11 | 23 | 1838.8299 | 1876.6839 | 1947.9499 | 2078.0617 | 1194.7323 | 1225.7044 | 1295.4323 | 1425.1557 | -35.8554 | -62.7148 | -112.5392 | -166.9526 | 170.0196 | 232.4196 | 351.939 | 532.2931 | 11.5716 | 20.5633 | 41.989 | 72.4281 | -0.0029378 | -0.0033719 | -0.0043111 | -0.005539 | 2.0333 | 2.9816 | 4.281 | 5.5916 | 3181.3284 | 3295.6347 | 3529.0477 | 3946.5721
3 | 11 | 24 | 1727.6729 | 1763.403 | 1830.5137 | 1955.8144 | 1107.3217 | 1136.0278 | 1200.6541 | 1320.8865 | -31.8933 | -56.2946 | -99.7476 | -147.5713 | 304.4608 | 408.3175 | 598.0157 | 881.6858 | 10.2239 | 18.3294 | 37.24 | 64.1338 | -0.0029378 | -0.0033719 | -0.0043111 | -0.005539 | 6.9495 | 11.5581 | 20.4658 | 30.7593 | 3124.7325 | 3281.3378 | 3587.1374 | 4105.703
3 | 12 | 1 | 1612.0487 | 1645.932 | 1707.1012 | 1824.9769 | 1091.4457 | 1119.7403 | 1183.4401 | 1301.9487 | -28.4339 | -48.987 | -85.6355 | -125.454 | 219.3707 | 294.2021 | 439.8785 | 654.9737 | 7.4918 | 14.0442 | 28.2536 | 48.5352 | -0.0029378 | -0.0033719 | -0.0043111 | -0.005539 | 6.9495 | 11.2277 | 19.9909 | 30.5992 | 2908.8696 | 3036.156 | 3293.0244 | 3735.5742
3 | 12 | 2 | 1574.4578 | 1607.7428 | 1667.4791 | 1784.2403 | 1058.6148 | 1086.0582 | 1147.8419 | 1262.7858 | -27.2756 | -46.9949 | -80.9825 | -120.7148 | 135.686 | 187.8649 | 290.4084 | 443.314 | 7.086 | 12.9178 | 26.824 | 44.7229 | -0.0029378 | -0.0033719 | -0.0043111 | -0.005539 | 5.2637 | 8.6902 | 15.4921 | 23.5387 | 2753.8297 | 2856.2757 | 3067.0587 | 3437.8813
3 | 12 | 3 | 1566.7877 | 1599.9951 | 1659.842 | 1776.639 | 1048.5919 | 1075.7755 | 1136.9742 | 1250.8298 | -27.2756 | -46.9949 | -82.508 | -123.0262 | 81.7906 | 117.4686 | 193.6338 | 310.1709 | 8.0279 | 14.7402 | 29.036 | 48.3319 | -0.0029378 | -0.0033719 | -0.0043111 | -0.005539 | 2.7554 | 4.8231 | 8.0288 | 12.5365 | 2680.6749 | 2765.8042 | 2945.0026 | 3275.4764
3 | 12 | 4 | 1589.1769 | 1623.0241 | 1683.6767 | 1801.4017 | 1075.2781 | 1103.1535 | 1165.9097 | 1282.6629 | -28.2962 | -50.6487 | -90.3651 | -134.9322 | 50.197 | 75.6321 | 136.0389 | 234.41 | 10.9989 | 20.279 | 38.545 | 64.273 | -0.0029378 | -0.0033719 | -0.0043111 | -0.005539 | 1.0614 | 1.9119 | 3.6342 | 5.476 | 2698.4131 | 2773.3487 | 2937.4351 | 3253.2858
3 | 12 | 5 | 1648.6626 | 1682.9414 | 1745.4841 | 1863.6496 | 1171.3453 | 1201.7112 | 1270.0741 | 1397.2582 | -31.6791 | -59.6179 | -111.9761 | -170.534 | 43.1983 | 68.6637 | 127.963 | 227.6958 | 19.6945 | 33.7478 | 63.6793 | 106.6398 | -0.0029378 | -0.0033719 | -0.0043111 | -0.005539 | 0.79539 | 1.6858 | 2.9645 | 4.2118 | 2852.014 | 2929.1286 | 3098.1845 | 3428.9156
3 | 12 | 6 | 1750.7816 | 1785.4494 | 1850.7256 | 1967.8218 | 1370.0886 | 1405.6067 | 1485.5688 | 1634.3323 | -36.8454 | -75.2857 | -146.3789 | -227.4037 | 68.4011 | 106.4718 | 183.9697 | 323.4499 | 31.0856 | 52.792 | 98.5825 | 163.7322 | -0.0029378 | -0.0033719 | -0.0043111 | -0.005539 | 0.27146 | 1.0602 | 1.8009 | 2.0258 | 3183.78 | 3276.091 | 3474.2643 | 3863.9529
3 | 12 | 7 | 1875.6976 | 1910.9817 | 1980.7599 | 2101.1134 | 1549.5266 | 1589.6964 | 1680.1311 | 1848.3778 | -43.6419 | -89.7877 | -174.6031 | -272.4837 | 117.1923 | 178.2143 | 295.8991 | 506.6993 | 37.4549 | 64.0633 | 117.7872 | 196.021 | -23.324 | -26.4316 | -33.2189 | -42.643 | -0.2606 | -0.31278 | -0.19483 | -0.66275 | 3512.645 | 3626.4237 | 3866.5603 | 4336.4222
3 | 12 | 8 | 1736.4254 | 1767.3487 | 1826.7808 | 1922.4517 | 1923.352 | 1973.2129 | 2085.465 | 2294.3016 | -49.7521 | -99.0874 | -190.2407 | -293.8681 | 169.7109 | 253.5984 | 415.4812 | 713.2783 | 35.8466 | 61.1334 | 114.2701 | 189.2472 | -384.9463 | -441.1279 | -562.7895 | -722.2162 | 2.4486 | 4.2747 | 8.754 | 13.6365 | 3433.0852 | 3519.3528 | 3697.721 | 4116.8309
3 | 12 | 9 | 1611.1676 | 1637.8992 | 1687.6945 | 1763.7127 | 2222.3771 | 2279.9898 | 2409.6939 | 2650.9984 | -53.7907 | -101.8538 | -188.9202 | -291.865 | 191.8938 | 285.8978 | 472.9921 | 804.1612 | 27.5785 | 47.2531 | 89.7829 | 150.0453 | -928.4558 | -1065.6189 | -1364.4321 | -1759.6988 | 8.6597 | 14.5965 | 29.5229 | 48.9139 | 3079.4302 | 3098.1636 | 3136.334 | 3366.2678
3 | 12 | 10 | 1529.3895 | 1553.101 | 1596.2186 | 1659.7708 | 2416.8685 | 2479.5232 | 2620.5783 | 2883.0006 | -56.046 | -103.6286 | -187.3181 | -287.4341 | 184.9949 | 276.113 | 455.9113 | 788.6176 | 21.448 | 37.1082 | 71.2253 | 119.1376 | -1437.1721 | -1649.4814 | -2108.2516 | -2706.4491 | 10.5871 | 18.4542 | 36.1446 | 55.6542 | 2670.0697 | 2611.1895 | 2484.5083 | 2512.2976
3 | 12 | 11 | 1469.19 | 1491.8404 | 1530.8206 | 1584.9859 | 2534.8794 | 2600.5935 | 2748.536 | 3023.7719 | -58.3013 | -103.7417 | -184.3955 | -278.2642 | 167.0898 | 250.0961 | 420.4995 | 727.3472 | 14.7814 | 26.8171 | 52.6676 | 90.4202 | -1814.5983 | -2083.2419 | -2665.1894 | -3427.7872 | 4.8592 | 10.7389 | 20.1708 | 21.5421 | 2317.9002 | 2193.1024 | 1923.1096 | 1742.016
3 | 12 | 12 | 1367.0148 | 1387.0271 | 1420.1734 | 1463.0215 | 2631.7456 | 2699.9708 | 2853.5667 | 3139.3203 | -59.5055 | -104.629 | -184.6005 | -271.522 | 158.9944 | 241.245 | 401.0365 | 697.8048 | 10.9989 | 20.1518 | 41.0712 | 70.87 | -1969.5128 | -2261.3531 | -2893.4881 | -3721.4434 | 0.6678 | 2.7108 | 4.9291 | 3.5101 | 2140.4032 | 1985.1233 | 1642.6882 | 1381.5613
3 | 12 | 13 | 1254.5723 | 1271.6263 | 1298.3941 | 1331.1121 | 2702.6188 | 2772.6813 | 2930.4136 | 3223.8626 | -60.6331 | -105.5164 | -183.28 | -267.2075 | 151.198 | 228.2417 | 381.117 | 658.1513 | 8.0279 | 15.8301 | 34.11 | 57.2207 | -1846.7658 | -2122.2475 | -2719.4499 | -3502.0389 | -0.1303 | 0.29518 | 0.61833 | -1.3144 | 2208.8878 | 2060.9107 | 1741.9232 | 1499.786
3 | 12 | 14 | 1153.4647 | 1168.7479 | 1190.7312 | 1216.2709 | 2711.2293 | 2781.5151 | 2939.7499 | 3234.1337 | -61.1817 | -105.6295 | -184.8055 | -267.0911 | 139.2236 | 210.2919 | 351.6854 | 600.7785 | 7.086 | 14.6129 | 31.1154 | 53.6117 | -1828.8473 | -2100.6164 | -2689.2972 | -3459.703 | -0.40177 | -0.43465 | -0.68869 | -1.9158 | 2120.573 | 1968.4872 | 1638.4905 | 1376.0849
3 | 12 | 15 | 1055.8106 | 1068.7212 | 1087.4259 | 1106.9926 | 2712.7991 | 2783.1255 | 2941.4519 | 3236.0062 | -60.7097 | -106.6821 | -186.3309 | -267.0911 | 128.8062 | 194.3227 | 324.8566 | 549.6096 | 8.0279 | 16.1144 | 33.8501 | 57.9921 | -1547.5209 | -1777.7751 | -2276.3993 | -2928.2503 | -0.26603 | -0.64317 | -1.2353 | -0.65161 | 2296.9472 | 2177.1834 | 1923.6189 | 1754.6075
3 | 12 | 16 | 1014.0637 | 1026.4115 | 1046.0011 | 1066.1664 | 2644.5606 | 2713.118 | 2867.4619 | 3154.6069 | -59.582 | -105.6295 | -186.3309 | -271.4055 | 66.5297 | 97.3009 | 158.0047 | 251.1028 | 10.76 | 20.4361 | 42.7742 | 70.6667 | -1174.5284 | -1349.1831 | -1727.1471 | -2220.4024 | -0.27146 | -0.43465 | -0.86458 | -1.5845 | 2501.5321 | 2402.0192 | 2199.8993 | 2049.1505
3 | 12 | 17 | 1129.4116 | 1145.2716 | 1172.5345 | 1208.5513 | 2460.0168 | 2523.7901 | 2667.3634 | 2934.4707 | -56.6711 | -105.5164 | -190.574 | -280.1509 | 74.6251 | 107.622 | 169.3918 | 267.7785 | 17.1294 | 31.4231 | 62.6369 | 102.549 | -654.0502 | -751.6519 | -962.4209 | -1235.7352 | -1.056 | -2.1204 | -3.6342 | -4.5432 | 2969.4055 | 2948.818 | 2915.2975 | 2992.9203
3 | 12 | 18 | 1459.1651 | 1483.1641 | 1529.0585 | 1598.1242 | 2205.4418 | 2262.6155 | 2391.3312 | 2630.7969 | -53.2116 | -102.6369 | -188.767 | -279.8425 | 91.6136 | 130.41 | 197.1844 | 302.9031 | 23.2382 | 42.1258 | 81.1945 | 133.5583 | -137.1739 | -157.9313 | -202.5613 | -259.466 | -4.737 | -8.9759 | -17.2781 | -23.9258 | 3584.3361 | 3648.7713 | 3790.1621 | 4102.1481
3 | 12 | 19 | 1789.8932 | 1822.1015 | 1884.8556 | 1981.5597 | 2064.0266 | 2117.5343 | 2237.9966 | 2462.1075 | -50.9563 | -97.2083 | -182.307 | -272.7921 | 98.2135 | 137.3785 | 206.6456 | 310.1087 | 26.6 | 46.5572 | 89.523 | 149.7028 | -0.0029378 | -0.0033719 | -0.0043111 | -0.005539 | -8.942 | -16.2051 | -31.1059 | -47.0538 | 3918.832 | 4010.1546 | 4205.6035 | 4583.6273
3 | 12 | 20 | 1979.8598 | 2017.7577 | 2091.2535 | 2208.3815 | 1854.4164 | 1902.4901 | 2010.719 | 2212.0705 | -48.8081 | -90.8403 | -166.951 | -253.8355 | 107.7144 | 151.4649 | 226.9868 | 330.1112 | 22.9043 | 40.4497 | 78.709 | 131.7747 | -0.0029378 | -0.0033719 | -0.0043111 | -0.005539 | -10.1934 | -17.8909 | -33.9662 | -52.5298 | 3905.8903 | 4003.4278 | 4206.7467 | 4575.967
3 | 12 | 21 | 2000.7536 | 2039.0151 | 2114.0025 | 2238.7096 | 1675.9638 | 1719.4114 | 1817.2253 | 1999.2005 | -45.4557 | -83.5849 | -151.39 | -227.4037 | 192.7202 | 271.1768 | 414.974 | 610.2486 | 18.4187 | 33.0519 | 65.8805 | 110.2753 | -0.0029378 | -0.0033719 | -0.0043111 | -0.005539 | -6.2518 | -10.7483 | -20.0734 | -31.0838 | 3836.1459 | 3968.3186 | 4240.6146 | 4699.941
3 | 12 | 22 | 1953.2641 | 1991.4656 | 2065.5706 | 2193.0466 | 1483.1453 | 1521.5942 | 1608.1547 | 1769.1938 | -41.4171 | -74.2852 | -132.3433 | -198.9688 | 212.1208 | 292.2318 | 436.6164 | 641.9764 | 14.5425 | 26.3865 | 52.9276 | 88.6742 | -0.0029378 | -0.0033719 | -0.0043111 | -0.005539 | -2.1744 | -4.2395 | -8.4618 | -13.6239 | 3619.4782 | 3753.1502 | 4022.4599 | 4480.2926
3 | 12 | 23 | 1854.8413 | 1892.2094 | 1963.1496 | 2089.4667 | 1311.3365 | 1345.3315 | 1421.8647 | 1564.2489 | -35.7789 | -64.2633 | -115.1803 | -170.534 | 316.7305 | 424.7354 | 617.0207 | 888.6908 | 12.3832 | 22.7973 | 44.7237 | 76.1387 | -0.0029378 | -0.0033719 | -0.0043111 | -0.005539 | 2.0333 | 2.9816 | 4.281 | 5.5916 | 3461.5429 | 3623.7885 | 3935.855 | 4453.5971
3 | 12 | 24 | 1781.9535 | 1818.5674 | 1887.5013 | 2013.8009 | 1168.6358 | 1198.9314 | 1267.1362 | 1394.0261 | -31.1612 | -56.0162 | -97.9406 | -144.4106 | 304.4608 | 408.3175 | 598.0157 | 881.6858 | 9.6512 | 17.6335 | 35.1524 | 59.9943 | -0.0029378 | -0.0033719 | -0.0043111 | -0.005539 | 6.9495 | 11.5581 | 20.4658 | 30.7593 | 3240.4866 | 3398.9883 | 3710.3265 | 4235.8503
3 | 13 | 1 | 1722.102 | 1758.2203 | 1825.1762 | 1950.5958 | 1083.4904 | 1111.5788 | 1174.8143 | 1292.4591 | -29.4544 | -51.4229 | -90.0835 | -134.9322 | 219.3707 | 294.2021 | 439.8785 | 654.9737 | 9.2454 | 16.9376 | 33.7228 | 57.4992 | -0.0029378 | -0.0033719 | -0.0043111 | -0.005539 | 6.9495 | 11.2277 | 19.9909 | 30.5992 | 3011.7005 | 3140.7401 | 3403.4948 | 3851.1893
3 | 13 | 2 | 1665.7835 | 1701.5117 | 1765.9556 | 1887.958 | 1050.1354 | 1077.3591 | 1138.6479 | 1252.671 | -27.7476 | -47.9344 | -83.8285 | -125.454 | 135.686 | 187.8649 | 290.4084 | 443.314 | 7.7307 | 14.0442 | 28.2536 | 48.3319 | -0.0029378 | -0.0033719 | -0.0043111 | -0.005539 | 5.2637 | 8.6902 | 15.4921 | 23.5387 | 2836.8487 | 2941.5324 | 3154.9247 | 3530.3541
3 | 13 | 3 | 1643.6181 | 1678.4115 | 1741.8553 | 1864.1472 | 1042.4325 | 1069.4564 | 1130.2957 | 1243.4824 | -27.7476 | -46.9949 | -82.508 | -125.454 | 81.7906 | 117.4686 | 193.6338 | 310.1709 | 7.4918 | 14.0442 | 27.731 | 48.3319 | -0.0029378 | -0.0033719 | -0.0043111 | -0.005539 | 2.7554 | 4.8231 | 8.0288 | 12.5365 | 2750.3378 | 2837.2056 | 3019.0324 | 3353.2095
3 | 13 | 4 | 1664.604 | 1699.7377 | 1764.2633 | 1887.5237 | 1064.8804 | 1092.4863 | 1154.6356 | 1270.2598 | -28.9824 | -51.536 | -91.8905 | -139.6714 | 50.197 | 75.6321 | 136.0389 | 234.41 | 11.8105 | 20.5633 | 40.4972 | 68.755 | -0.0029378 | -0.0033719 | -0.0043111 | -0.005539 | 1.0614 | 1.9119 | 3.6342 | 5.476 | 2763.5679 | 2838.792 | 3007.1743 | 3326.7476
3 | 13 | 5 | 1718.7126 | 1753.5566 | 1819.4815 | 1943.8331 | 1162.5284 | 1192.6657 | 1260.5141 | 1386.7408 | -31.6791 | -61.61 | -116.7057 | -180.0123 | 43.1983 | 68.6637 | 127.963 | 227.6958 | 22.2596 | 38.2157 | 71.8832 | 120.3908 | -0.0029378 | -0.0033719 | -0.0043111 | -0.005539 | 0.79539 | 1.6858 | 2.9645 | 4.2118 | 2915.8123 | 2993.1741 | 3166.0962 | 3502.8545
3 | 13 | 6 | 1813.6857 | 1849.0553 | 1917.8688 | 2040.831 | 1363.9857 | 1399.3455 | 1478.9515 | 1627.0523 | -37.3174 | -78.0521 | -154.2359 | -241.3128 | 68.4011 | 106.4718 | 183.9697 | 323.4499 | 35.9987 | 60.7218 | 111.4732 | 187.9676 | -0.0029378 | -0.0033719 | -0.0043111 | -0.005539 | 0.27146 | 1.0602 | 1.8009 | 2.0258 | 3245.0223 | 3338.5991 | 3539.8237 | 3940.0083
3 | 13 | 7 | 1914.1995 | 1951.5466 | 2023.6793 | 2145.8988 | 1544.735 | 1584.7806 | 1674.9356 | 1842.6621 | -44.1139 | -91.7798 | -178.0121 | -281.6537 | 117.1923 | 178.2143 | 295.8991 | 506.6993 | 39.7812 | 66.9932 | 123.779 | 207.3786 | -49.2053 | -56.1481 | -71.5001 | -92.9525 | -0.2606 | -0.31278 | -0.19483 | -0.66275 | 3522.3282 | 3633.2939 | 3868.5859 | 4327.3698
3 | 13 | 8 | 1758.6391 | 1791.5309 | 1852.2068 | 1947.0286 | 1918.9728 | 1968.7201 | 2080.7166 | 2289.0777 | -49.2036 | -96.5384 | -184.2672 | -284.3898 | 169.7109 | 253.5984 | 415.4812 | 713.2783 | 32.303 | 54.6143 | 102.0888 | 171.0142 | -457.9454 | -524.8689 | -669.993 | -862.9686 | 2.4486 | 4.2747 | 8.754 | 13.6365 | 3374.9253 | 3451.3311 | 3604.9872 | 3986.6769
3 | 13 | 9 | 1613.3357 | 1641.0284 | 1691.0962 | 1765.2102 | 2218.9899 | 2276.5148 | 2406.0212 | 2646.9579 | -53.2422 | -95.5989 | -175.0896 | -265.7415 | 191.8938 | 285.8978 | 472.9921 | 804.1612 | 18.3101 | 32.3559 | 63.0214 | 106.8055 | -1037.3287 | -1188.1695 | -1514.0498 | -1944.0249 | 8.6597 | 14.5965 | 29.5229 | 48.9139 | 2960.6183 | 2966.6251 | 2973.5144 | 3162.2824
3 | 13 | 10 | 1517.655 | 1542.0446 | 1585.9966 | 1645.7689 | 2417.6266 | 2480.301 | 2621.4003 | 2883.9049 | -56.046 | -95.712 | -169.321 | -252.2571 | 184.9949 | 276.113 | 455.9113 | 788.6176 | 9.6512 | 18.4756 | 37.814 | 65.4134 | -1517.3411 | -1740.623 | -2224.0455 | -2859.27 | 10.5871 | 18.4542 | 36.1446 | 55.6542 | 2567.1276 | 2499.0534 | 2343.9002 | 2327.8318
3 | 13 | 11 | 1442.2397 | 1466.9233 | 1506.4467 | 1552.784 | 2542.6939 | 2608.6105 | 2757.0091 | 3033.0935 | -57.9364 | -97.652 | -168.0005 | -250.254 | 167.0898 | 250.0961 | 420.4995 | 727.3472 | 5.3108 | 11.1144 | 25.5081 | 43.4698 | -1875.6182 | -2152.7686 | -2753.2572 | -3540.6003 | 4.8592 | 10.7389 | 20.1708 | 21.5421 | 2228.6388 | 2097.0626 | 1808.3766 | 1587.3823
3 | 13 | 12 | 1366.4718 | 1389.258 | 1424.4675 | 1462.3164 | 2620.9607 | 2688.9063 | 2841.8728 | 3126.4554 | -59.6126 | -98.7046 | -171.0515 | -252.9901 | 158.9944 | 241.245 | 401.0365 | 697.8048 | 4.3323 | 9.5763 | 21.991 | 39.8608 | -2025.2929 | -2324.7175 | -2973.2682 | -3822.8153 | 0.6678 | 2.7108 | 4.9291 | 3.5101 | 2066.5215 | 1908.2744 | 1549.9771 | 1254.1419
3 | 13 | 13 | 1282.608 | 1301.5239 | 1332.6596 | 1365.1435 | 2670.5781 | 2739.81 | 2895.6723 | 3185.6423 | -61.1051 | -101.4189 | -172.8584 | -257.7292 | 151.198 | 228.2417 | 381.117 | 658.1513 | 4.0934 | 9.1647 | 21.991 | 39.8608 | -2043.365 | -2345.6532 | -3000.3207 | -3857.3229 | -0.1303 | 0.29518 | 0.61833 | -1.3144 | 2003.8771 | 1831.9634 | 1458.8791 | 1132.4314
3 | 13 | 14 | 1165.2583 | 1180.4208 | 1205.5397 | 1231.6651 | 2686.6651 | 2756.314 | 2913.1152 | 3204.8319 | -61.6537 | -102.3062 | -177.2299 | -264.7797 | 139.2236 | 210.2919 | 351.6854 | 600.7785 | 4.905 | 10.2912 | 23.8186 | 42.0509 | -1967.7251 | -2258.3417 | -2887.4855 | -3710.6443 | -0.40177 | -0.43465 | -0.68869 | -1.9158 | 1966.2714 | 1796.2353 | 1428.7548 | 1101.9866
3 | 13 | 15 | 1107.4881 | 1121.6033 | 1143.9503 | 1168.7479 | 2663.5302 | 2732.5793 | 2888.0303 | 3177.235 | -62.3093 | -103.1936 | -179.0369 | -269.5189 | 128.8062 | 194.3227 | 324.8566 | 549.6096 | 5.8686 | 12.0946 | 27.0758 | 47.406 | -1673.7984 | -1921.3168 | -2457.0227 | -3157.1895 | -0.26603 | -0.64317 | -1.2353 | -0.65161 | 2169.3193 | 2035.4463 | 1746.618 | 1515.6385
3 | 13 | 16 | 1084.7542 | 1100.625 | 1122.1694 | 1148.9541 | 2578.6255 | 2645.4736 | 2795.9693 | 3075.955 | -61.1817 | -102.4193 | -179.3184 | -271.9467 | 66.5297 | 97.3009 | 158.0047 | 251.1028 | 8.8395 | 16.8103 | 35.9376 | 62.4741 | -1218.7763 | -1399.8563 | -1791.7655 | -2303.1957 | -0.27146 | -0.43465 | -0.86458 | -1.5845 | 2458.5194 | 2357.4993 | 2140.1325 | 1961.7592
3 | 13 | 17 | 1179.043 | 1197.5076 | 1225.0817 | 1266.4408 | 2409.6188 | 2472.0856 | 2612.7176 | 2874.3527 | -58.3778 | -102.3062 | -183.4849 | -278.6888 | 74.6251 | 107.622 | 169.3918 | 267.7785 | 14.9483 | 27.7973 | 55.0178 | 93.4834 | -685.0196 | -786.843 | -1006.9115 | -1293.0441 | -1.056 | -2.1204 | -3.6342 | -4.5432 | 2933.7818 | 2913.7428 | 2868.1783 | 2925.7793
3 | 13 | 18 | 1496.1739 | 1522.6852 | 1568.3677 | 1641.0904 | 2167.5896 | 2223.782 | 2350.2885 | 2585.6443 | -54.3392 | -101.1405 | -184.6005 | -282.2703 | 91.6136 | 130.41 | 197.1844 | 302.9031 | 23.0712 | 40.734 | 79.107 | 131.3681 | -135.4369 | -155.928 | -200.046 | -256.4051 | -4.737 | -8.9759 | -17.2781 | -23.9258 | 3583.9352 | 3651.5668 | 3793.023 | 4098.4047
3 | 13 | 19 | 1804.3286 | 1837.2271 | 1899.6744 | 1998.8488 | 2046.4241 | 2099.4755 | 2218.9104 | 2441.1101 | -50.9563 | -98.0957 | -182.5886 | -279.5343 | 98.2135 | 137.3785 | 206.6456 | 310.1087 | 27.4116 | 48.7911 | 92.3199 | 154.2864 | -0.0029378 | -0.0033719 | -0.0043111 | -0.005539 | -8.942 | -16.2051 | -31.1059 | -47.0538 | 3916.4766 | 4008.5679 | 4203.8516 | 4577.7604
3 | 13 | 20 | 1998.0937 | 2036.4005 | 2110.2319 | 2229.2792 | 1845.7901 | 1893.6402 | 2001.3656 | 2201.7805 | -48.9152 | -94.6594 | -174.8081 | -265.7415 | 107.7144 | 151.4649 | 226.9868 | 330.1112 | 27.0058 | 47.2531 | 91.0148 | 152.1979 | -0.0029378 | -0.0033719 | -0.0043111 | -0.005539 | -10.1934 | -17.8909 | -33.9662 | -52.5298 | 3919.4924 | 4016.2051 | 4220.8206 | 4595.0919
3 | 13 | 21 | 2015.1576 | 2055.0088 | 2131.137 | 2255.1742 | 1671.2981 | 1714.6247 | 1812.1663 | 1993.635 | -45.5628 | -86.4644 | -157.3635 | -237.3066 | 192.7202 | 271.1768 | 414.974 | 610.2486 | 21.8538 | 38.9116 | 75.4518 | 126.318 | -0.0029378 | -0.0033719 | -0.0043111 | -0.005539 | -6.2518 | -10.7483 | -20.0734 | -31.0838 | 3849.2122 | 3982.5059 | 4256.2878 | 4716.9799
3 | 13 | 22 | 1973.8124 | 2012.7817 | 2088.3869 | 2216.142 | 1481.7906 | 1520.2045 | 1606.6859 | 1767.5779 | -41.4171 | -76.2773 | -137.0729 | -206.5604 | 212.1208 | 292.2318 | 436.6164 | 641.9764 | 17.5352 | 31.266 | 61.1938 | 102.4251 | -0.0029378 | -0.0033719 | -0.0043111 | -0.005539 | -2.1744 | -4.2395 | -8.4618 | -13.6239 | 3641.6646 | 3775.9638 | 4047.344 | 4507.9315
3 | 13 | 23 | 1876.2509 | 1914.6849 | 1987.0643 | 2113.8818 | 1309.1677 | 1343.1065 | 1419.5131 | 1561.6619 | -35.7789 | -65.1507 | -118.3078 | -177.2762 | 316.7305 | 424.7354 | 617.0207 | 888.6908 | 14.1367 | 25.6906 | 49.6704 | 83.0142 | -0.0029378 | -0.0033719 | -0.0043111 | -0.005539 | 2.0333 | 2.9816 | 4.281 | 5.5916 | 3482.5373 | 3646.0449 | 3959.2373 | 4475.5585
3 | 13 | 24 | 1799.6985 | 1836.9916 | 1906.6846 | 2034.271 | 1166 | 1196.2273 | 1264.2783 | 1390.882 | -31.8168 | -56.1815 | -101.0681 | -151.5775 | 304.4608 | 408.3175 | 598.0157 | 881.6858 | 11.5716 | 20.9749 | 41.2796 | 69.1616 | -0.0029378 | -0.0033719 | -0.0043111 | -0.005539 | 6.9495 | 11.5581 | 20.4658 | 30.7593 | 3256.8607 | 3417.8846 | 3729.6515 | 4255.1767
3 | 14 | 1 | 1734.7877 | 1771.3502 | 1838.7579 | 1964.8499 | 1083.2399 | 1111.3218 | 1174.5426 | 1292.1603 | -29.4544 | -50.5355 | -88.2765 | -129.7684 | 219.3707 | 294.2021 | 439.8785 | 654.9737 | 7.086 | 12.9178 | 26.3014 | 46.04 | -0.0029378 | -0.0033719 | -0.0043111 | -0.005539 | 6.9495 | 11.2277 | 19.9909 | 30.5992 | 3021.9764 | 3150.4806 | 3411.1905 | 3858.8492
3 | 14 | 2 | 1680.9159 | 1716.6902 | 1781.5669 | 1905.3753 | 1054.0943 | 1081.4206 | 1142.9405 | 1257.3935 | -28.2197 | -48.7086 | -85.149 | -125.0293 | 135.686 | 187.8649 | 290.4084 | 443.314 | 7.3249 | 13.6137 | 27.6064 | 46.1417 | -0.0029378 | -0.0033719 | -0.0043111 | -0.005539 | 5.2637 | 8.6902 | 15.4921 | 23.5387 | 2855.0622 | 2959.5676 | 3172.861 | 3550.7284
3 | 14 | 3 | 1649.2231 | 1684.6193 | 1748.0066 | 1870.3069 | 1047.4065 | 1074.5594 | 1135.6889 | 1249.4157 | -28.2197 | -49.596 | -85.4305 | -127.457 | 81.7906 | 117.4686 | 193.6338 | 310.1709 | 8.4337 | 15.8477 | 31.6461 | 52.9156 | -0.0029378 | -0.0033719 | -0.0043111 | -0.005539 | 2.7554 | 4.8231 | 8.0288 | 12.5365 | 2761.3866 | 2847.7186 | 3031.5694 | 3367.883
3 | 14 | 4 | 1656.5803 | 1692.0025 | 1755.9447 | 1878.1049 | 1070.5224 | 1098.2745 | 1160.7532 | 1276.9899 | -28.7682 | -53.0845 | -94.5316 | -141.6745 | 50.197 | 75.6321 | 136.0389 | 234.41 | 12.6221 | 22.513 | 43.8897 | 72.4657 | -0.0029378 | -0.0033719 | -0.0043111 | -0.005539 | 1.0614 | 1.9119 | 3.6342 | 5.476 | 2762.212 | 2837.2461 | 3005.7248 | 3325.7664
3 | 14 | 5 | 1702.4931 | 1737.9375 | 1803.0456 | 1924.8072 | 1171.4115 | 1201.7791 | 1270.1459 | 1397.3372 | -32.1512 | -64.0459 | -119.5517 | -181.5907 | 43.1983 | 68.6637 | 127.963 | 227.6958 | 22.6654 | 39.3232 | 73.9707 | 122.5809 | -0.0029378 | -0.0033719 | -0.0043111 | -0.005539 | 0.79539 | 1.6858 | 2.9645 | 4.2118 | 2908.4097 | 2985.3399 | 3158.5337 | 3495.0368
3 | 14 | 6 | 1795.882 | 1832.3471 | 1899.6971 | 2019.7425 | 1370.9504 | 1406.4908 | 1486.5033 | 1635.3604 | -37.2409 | -78.6611 | -152.4289 | -238.1521 | 68.4011 | 106.4718 | 183.9697 | 323.4499 | 34.4623 | 59.3476 | 109.3965 | 181.0921 | -0.0029378 | -0.0033719 | -0.0043111 | -0.005539 | 0.27146 | 1.0602 | 1.8009 | 2.0258 | 3232.7235 | 3327.0531 | 3528.9342 | 3923.5131
3 | 14 | 7 | 1888.4884 | 1925.6853 | 1995.6081 | 2116.025 | 1550.5383 | 1590.7344 | 1681.2281 | 1849.5847 | -43.5653 | -92.3888 | -179.0512 | -276.9146 | 117.1923 | 178.2143 | 295.8991 | 506.6993 | 38.8026 | 66.2973 | 122.3495 | 202.7949 | -33.8944 | -38.6618 | -49.3189 | -64.5891 | -0.2606 | -0.31278 | -0.19483 | -0.66275 | 3517.3014 | 3629.5678 | 3866.5198 | 4332.9376
3 | 14 | 8 | 1731.677 | 1763.1104 | 1822.33 | 1916.1183 | 1927.5737 | 1977.544 | 2090.0426 | 2299.3375 | -49.2036 | -98.809 | -185.5877 | -286.3928 | 169.7109 | 253.5984 | 415.4812 | 713.2783 | 32.7088 | 56.0061 | 104.1763 | 173.4077 | -284.1679 | -324.1197 | -409.927 | -522.2008 | 2.4486 | 4.2747 | 8.754 | 13.6365 | 3530.7475 | 3631.6049 | 3845.2694 | 4307.1847
3 | 14 | 9 | 1606.1243 | 1632.7568 | 1682.4848 | 1757.8449 | 2216.7647 | 2274.2319 | 2403.6084 | 2644.3036 | -53.6071 | -98.9221 | -180.8582 | -272.4837 | 191.8938 | 285.8978 | 472.9921 | 804.1612 | 21.0422 | 37.3736 | 71.2253 | 118.163 | -684.2943 | -781.5367 | -989.7949 | -1260.0192 | 8.6597 | 14.5965 | 29.5229 | 48.9139 | 3306.5832 | 3364.3977 | 3489.1805 | 3840.8837
3 | 14 | 10 | 1546.0187 | 1569.5377 | 1614.3161 | 1680.7021 | 2394.0021 | 2456.064 | 2595.7846 | 2855.7241 | -56.046 | -99.3658 | -176.8966 | -263.7384 | 184.9949 | 276.113 | 455.9113 | 788.6176 | 13.0279 | 24.0145 | 47.9809 | 81.2529 | -1046.1454 | -1196.9143 | -1520.8117 | -1944.0551 | 10.5871 | 18.4542 | 36.1446 | 55.6542 | 3046.4392 | 3047.9033 | 3052.4291 | 3254.1573
3 | 14 | 11 | 1492.383 | 1514.7441 | 1556.7255 | 1614.7406 | 2498.7662 | 2563.5441 | 2709.3789 | 2980.6937 | -58.8499 | -100.4184 | -177.383 | -262.0437 | 167.0898 | 250.0961 | 420.4995 | 727.3472 | 8.4337 | 16.2416 | 33.5874 | 59.4109 | -1317.5751 | -1508.793 | -1916.5596 | -2437.097 | 4.8592 | 10.7389 | 20.1708 | 21.5421 | 2795.107 | 2746.1534 | 2646.4195 | 2704.5938
3 | 14 | 12 | 1429.2984 | 1450.2353 | 1488.0787 | 1540.1206 | 2562.845 | 2629.284 | 2778.8587 | 3057.1311 | -61.1817 | -103.2457 | -178.9085 | -264.7797 | 158.9944 | 241.245 | 401.0365 | 697.8048 | 7.086 | 13.6327 | 30.0703 | 51.2183 | -1474.209 | -1688.5222 | -2146.4536 | -2734.5674 | 0.6678 | 2.7108 | 4.9291 | 3.5101 | 2623.5009 | 2545.3398 | 2377.6112 | 2350.4376
3 | 14 | 13 | 1351.9799 | 1370.4069 | 1404.1843 | 1449.6188 | 2600.1582 | 2667.5645 | 2819.3169 | 3101.6407 | -61.8373 | -105.0726 | -182.241 | -269.8272 | 151.198 | 228.2417 | 381.117 | 658.1513 | 6.2744 | 12.7905 | 28.6407 | 48.9264 | -1498.6928 | -1718.8614 | -2190.4387 | -2798.0768 | -0.1303 | 0.29518 | 0.61833 | -1.3144 | 2548.9502 | 2455.3648 | 2261.1975 | 2189.1189
3 | 14 | 14 | 1250.303 | 1266.787 | 1296.1765 | 1333.2588 | 2614.3102 | 2682.0834 | 2834.6618 | 3118.5222 | -63.6206 | -107.0126 | -185.2919 | -277.3024 | 139.2236 | 210.2919 | 351.6854 | 600.7785 | 6.6083 | 13.5054 | 29.8104 | 52.0912 | -1643.7267 | -1885.1572 | -2404.8858 | -3079.4107 | -0.40177 | -0.43465 | -0.68869 | -1.9158 | 2302.6961 | 2180.0631 | 1921.4676 | 1746.0218
3 | 14 | 15 | 1182.6263 | 1198.6818 | 1225.1619 | 1258.6253 | 2587.2281 | 2654.2992 | 2805.297 | 3086.2168 | -64.1691 | -107.1258 | -185.7784 | -281.6168 | 128.8062 | 194.3227 | 324.8566 | 549.6096 | 6.6083 | 13.7897 | 30.2084 | 52.8626 | -1398.7015 | -1604.5654 | -2049.8218 | -2634.4028 | -0.26603 | -0.64317 | -1.2353 | -0.65161 | 2442.1322 | 2348.7591 | 2148.6884 | 2030.6431
3 | 14 | 16 | 1154.1449 | 1170.7446 | 1197.2297 | 1231.7643 | 2499.6554 | 2564.4563 | 2710.3431 | 2981.7543 | -62.9344 | -106.3515 | -185.7784 | -281.6168 | 66.5297 | 97.3009 | 158.0047 | 251.1028 | 8.5287 | 16.3987 | 35.1551 | 60.6111 | -890.5187 | -1020.8316 | -1300.273 | -1660.5587 | -0.27146 | -0.43465 | -0.86458 | -1.5845 | 2775.1341 | 2721.2827 | 2613.8167 | 2581.4725
3 | 14 | 17 | 1237.9614 | 1256.628 | 1289.2491 | 1336.4055 | 2345.487 | 2406.2913 | 2543.1803 | 2797.8521 | -59.4749 | -106.2384 | -190.2264 | -288.0507 | 74.6251 | 107.622 | 169.3918 | 267.7785 | 16.3178 | 29.4735 | 59.0575 | 99.813 | -494.1787 | -567.4211 | -727.0945 | -938.9348 | -1.056 | -2.1204 | -3.6342 | -4.5432 | 3119.6818 | 3124.2348 | 3139.9236 | 3270.3204
3 | 14 | 18 | 1554.0334 | 1580.6306 | 1631.0163 | 1709.6732 | 2115.7355 | 2170.5837 | 2294.0639 | 2523.7893 | -55.3598 | -102.1932 | -190.8555 | -289.3208 | 91.6136 | 130.41 | 197.1844 | 302.9031 | 24.1801 | 43.106 | 83.1467 | 138.142 | -96.052 | -110.4655 | -141.543 | -181.8358 | -4.737 | -8.9759 | -17.2781 | -23.9258 | 3629.4139 | 3703.0958 | 3855.7347 | 4179.4252
3 | 14 | 19 | 1855.5324 | 1889.1571 | 1955.225 | 2058.865 | 2013.5384 | 2065.7372 | 2183.2529 | 2401.8818 | -50.9563 | -98.261 | -184.3955 | -279.5343 | 98.2135 | 137.3785 | 206.6456 | 310.1087 | 28.5204 | 49.7714 | 94.93 | 157.8954 | -0.0029378 | -0.0033719 | -0.0043111 | -0.005539 | -8.942 | -16.2051 | -31.1059 | -47.0538 | 3935.9035 | 4027.5747 | 4224.5478 | 4602.1573
3 | 14 | 20 | 2033.4059 | 2072.5323 | 2148.7928 | 2271.0452 | 1820.522 | 1867.7171 | 1973.9678 | 2171.6391 | -48.2596 | -91.8929 | -168.553 | -255.8385 | 107.7144 | 151.4649 | 226.9868 | 330.1112 | 24.4189 | 43.6273 | 83.5311 | 139.8657 | -0.0029378 | -0.0033719 | -0.0043111 | -0.005539 | -10.1934 | -17.8909 | -33.9662 | -52.5298 | 3927.6053 | 4025.5544 | 4230.7549 | 4604.2873
3 | 14 | 21 | 2051.447 | 2090.7691 | 2168.6283 | 2298.084 | 1653.1113 | 1695.9664 | 1792.4466 | 1971.9405 | -45.4557 | -85.2465 | -152.7105 | -229.8314 | 192.7202 | 271.1768 | 414.974 | 610.2486 | 19.5276 | 35.1396 | 67.9681 | 114.7573 | -0.0029378 | -0.0033719 | -0.0043111 | -0.005539 | -6.2518 | -10.7483 | -20.0734 | -31.0838 | 3865.0956 | 3997.0537 | 4271.2287 | 4734.1097
3 | 14 | 22 | 2015.0825 | 2054.6949 | 2131.7945 | 2264.6058 | 1468.4476 | 1506.5155 | 1592.2182 | 1751.6614 | -41.4171 | -75.999 | -136.7913 | -205.711 | 212.1208 | 292.2318 | 436.6164 | 641.9764 | 16.5566 | 30.0123 | 58.4591 | 97.7398 | -0.0029378 | -0.0033719 | -0.0043111 | -0.005539 | -2.1744 | -4.2395 | -8.4618 | -13.6239 | 3668.6131 | 3803.2127 | 4073.8308 | 4536.643
3 | 14 | 23 | 1895.0237 | 1933.6286 | 2006.5898 | 2136.3021 | 1300.4633 | 1334.1764 | 1410.075 | 1551.2786 | -35.7789 | -65.0376 | -116.5008 | -172.5371 | 316.7305 | 424.7354 | 617.0207 | 888.6908 | 12.3832 | 22.7973 | 45.5061 | 76.1387 | -0.0029378 | -0.0033719 | -0.0043111 | -0.005539 | 2.0333 | 2.9816 | 4.281 | 5.5916 | 3490.8521 | 3653.2783 | 3966.9675 | 4485.4592
3 | 14 | 24 | 1799.3 | 1836.7871 | 1906.0618 | 2034.6209 | 1164.1193 | 1194.2978 | 1262.239 | 1388.6385 | -31.7097 | -56.7905 | -98.9796 | -146.4136 | 304.4608 | 408.3175 | 598.0157 | 881.6858 | 9.0065 | 16.9376 | 34.5053 | 56.3853 | -0.0029378 | -0.0033719 | -0.0043111 | -0.005539 | 6.9495 | 11.5581 | 20.4658 | 30.7593 | 3252.1233 | 3411.1042 | 3722.3037 | 4245.6706
3 | 15 | 1 | 1734.3055 | 1770.9796 | 1837.9207 | 1965.1483 | 1081.424 | 1109.4588 | 1172.5736 | 1289.9941 | -31.1306 | -52.1972 | -91.404 | -136.9353 | 219.3707 | 294.2021 | 439.8785 | 654.9737 | 10.76 | 16.6532 | 33.0757 | 56.5245 | -0.0029378 | -0.0033719 | -0.0043111 | -0.005539 | 6.9495 | 11.2277 | 19.9909 | 30.5992 | 3021.676 | 3150.3208 | 3412.0311 | 3860.2991
3 | 15 | 2 | 1685.7984 | 1720.203 | 1784.7786 | 1909.3748 | 1051.9478 | 1079.2184 | 1140.613 | 1254.8329 | -28.9824 | -49.4308 | -85.149 | -127.457 | 135.686 | 187.8649 | 290.4084 | 443.314 | 7.4918 | 14.4558 | 29.036 | 49.649 | -0.0029378 | -0.0033719 | -0.0043111 | -0.005539 | 5.2637 | 8.6902 | 15.4921 | 23.5387 | 2857.2024 | 2960.9982 | 3175.1748 | 3553.2469
3 | 15 | 3 | 1654.9537 | 1690.3862 | 1753.9987 | 1877.2649 | 1043.388 | 1070.4367 | 1131.3317 | 1244.6223 | -28.9824 | -49.4308 | -86.6745 | -131.7715 | 81.7906 | 117.4686 | 193.6338 | 310.1709 | 7.4918 | 16.5436 | 33.0757 | 56.4229 | -0.0029378 | -0.0033719 | -0.0043111 | -0.005539 | 2.7554 | 4.8231 | 8.0288 | 12.5365 | 2761.3942 | 2850.224 | 3033.39 | 3369.2405
3 | 15 | 4 | 1657.7447 | 1692.997 | 1756.6948 | 1879.544 | 1068.2991 | 1095.9936 | 1158.3425 | 1274.3379 | -28.9824 | -53.0845 | -96.057 | -145.9889 | 50.197 | 75.6321 | 136.0389 | 234.41 | 8.4337 | 22.7973 | 43.8897 | 74.6559 | -0.0029378 | -0.0033719 | -0.0043111 | -0.005539 | 1.0614 | 1.9119 | 3.6342 | 5.476 | 2756.7506 | 2836.2441 | 3002.5388 | 3322.4292
3 | 15 | 5 | 1702.7225 | 1738.1529 | 1803.3533 | 1925.3327 | 1170.6218 | 1200.9689 | 1269.2896 | 1396.3951 | -30.1101 | -64.0459 | -119.5517 | -186.7545 | 43.1983 | 68.6637 | 127.963 | 227.6958 | 11.8105 | 40.9993 | 76.7054 | 128.3801 | -0.0029378 | -0.0033719 | -0.0043111 | -0.005539 | 0.79539 | 1.6858 | 2.9645 | 4.5432 | 2899.0355 | 2986.4213 | 3160.7197 | 3495.5869
3 | 15 | 6 | 1796.6984 | 1832.8775 | 1900.0118 | 2021.2452 | 1370.5409 | 1406.0707 | 1486.0593 | 1634.8719 | -34.6207 | -80.488 | -155.5565 | -245.6273 | 68.4011 | 106.4718 | 183.9697 | 323.4499 | 21.2811 | 61.545 | 113.4362 | 190.0562 | -0.0029378 | -0.0033719 | -0.0043111 | -0.005539 | 0.27146 | 1.0602 | 1.8009 | 2.0258 | 3222.5694 | 3327.5339 | 3529.7169 | 3926.0161
3 | 15 | 7 | 1891.3001 | 1928.3703 | 1998.2275 | 2119.3659 | 1551.4205 | 1591.6394 | 1682.1846 | 1850.637 | -41.4171 | -92.5541 | -180.8582 | -285.9681 | 117.1923 | 178.2143 | 295.8991 | 506.6993 | 32.5418 | 69.2271 | 127.8187 | 213.0761 | -32.6492 | -37.0186 | -46.3301 | -58.6215 | -0.2606 | -0.31278 | -0.19483 | -0.33137 | 3518.1278 | 3637.5656 | 3876.7468 | 4344.8573
3 | 15 | 8 | 1741.7386 | 1773.5685 | 1831.8148 | 1927.9209 | 1921.893 | 1971.716 | 2083.883 | 2292.5611 | -48.0759 | -98.0348 | -186.8317 | -289.1289 | 169.7109 | 253.5984 | 415.4812 | 713.2783 | 36.6433 | 56.7021 | 106.0039 | 177.7881 | -332.4607 | -378.901 | -478.3536 | -608.8936 | 2.4486 | 4.2747 | 8.754 | 14.5693 | 3491.8977 | 3582.9238 | 3780.7515 | 4228.0952
3 | 15 | 9 | 1625.7254 | 1652.98 | 1703.5907 | 1780.2765 | 2209.4021 | 2266.6785 | 2395.6253 | 2635.521 | -52.5865 | -98.9221 | -181.0631 | -275.2198 | 191.8938 | 285.8978 | 472.9921 | 804.1612 | 30.5495 | 36.962 | 70.5782 | 119.2769 | -695.2634 | -796.1103 | -1015.178 | -1307.2389 | 8.6597 | 14.5965 | 29.5229 | 49.3678 | 3318.3805 | 3362.0822 | 3476.0682 | 3806.1447
3 | 15 | 10 | 1557.0919 | 1582.4017 | 1628.1056 | 1693.3496 | 2394.9249 | 2457.0108 | 2596.7852 | 2856.8249 | -57.0666 | -99.2005 | -175.2945 | -264.0468 | 184.9949 | 276.113 | 455.9113 | 788.6176 | 18.716 | 21.6898 | 43.9412 | 75.5929 | -1063.2104 | -1214.6829 | -1541.7429 | -1977.4216 | 10.5871 | 18.4542 | 36.1446 | 59.8395 | 3046.0378 | 3041.786 | 3043.8504 | 3232.7562
3 | 15 | 11 | 1507.4131 | 1530.9751 | 1573.0778 | 1630.719 | 2493.9728 | 2558.6264 | 2704.1815 | 2974.9758 | -59.5055 | -101.1405 | -175.2179 | -261.619 | 167.0898 | 250.0961 | 420.4995 | 727.3472 | 10.9989 | 13.6327 | 29.5478 | 52.4338 | -1430.5835 | -1636.2553 | -2080.9891 | -2669.8556 | 4.8592 | 10.7389 | 20.1708 | 32.9704 | 2694.2449 | 2626.6733 | 2491.2705 | 2486.9715
3 | 15 | 12 | 1451.3601 | 1473.7488 | 1512.4903 | 1564.4637 | 2546.4048 | 2612.4176 | 2761.0328 | 3037.5201 | -61.7302 | -102.0279 | -175.4229 | -261.9273 | 158.9944 | 241.245 | 401.0365 | 697.8048 | 6.5133 | 9.5763 | 23.1715 | 41.0763 | -1488.7623 | -1701.286 | -2156.9994 | -2753.7675 | 0.6678 | 2.7108 | 4.9291 | 8.3832 | 2613.4479 | 2536.3845 | 2370.2377 | 2333.5533
3 | 15 | 13 | 1365.1385 | 1385.8983 | 1420.4532 | 1465.3725 | 2584.5572 | 2651.5591 | 2802.401 | 3083.0309 | -63.6206 | -103.9679 | -178.8319 | -266.9747 | 151.198 | 228.2417 | 381.117 | 658.1513 | 5.3108 | 9.1647 | 22.389 | 39.7591 | -1618.9223 | -1852.4468 | -2354.1951 | -3008.7285 | -0.1303 | 0.29518 | 0.61833 | 1.1528 | 2423.5314 | 2318.7444 | 2093.9514 | 1971.7634
3 | 15 | 14 | 1254.6378 | 1273.2896 | 1302.6846 | 1339.7167 | 2598.7176 | 2666.0866 | 2817.7549 | 3099.9223 | -64.2762 | -105.7947 | -182.1644 | -271.7139 | 139.2236 | 210.2919 | 351.6854 | 600.7785 | 5.8686 | 10.145 | 23.694 | 42.8223 | -1391.5767 | -1591.729 | -2022.9057 | -2587.8062 | -0.40177 | -0.43465 | -0.68869 | -0.98298 | 2542.1929 | 2461.8545 | 2290.0601 | 2222.7368
3 | 15 | 15 | 1180.2398 | 1196.9637 | 1223.2259 | 1256.0213 | 2581.2853 | 2648.2024 | 2798.8533 | 3079.1279 | -65.4039 | -106.8474 | -183.6899 | -277.186 | 128.8062 | 194.3227 | 324.8566 | 549.6096 | 5.4777 | 11.683 | 26.9512 | 47.3043 | -1218.6163 | -1394.4164 | -1775.0097 | -2279.9009 | -0.26603 | -0.64317 | -1.2353 | -1.5845 | 2611.5229 | 2549.2648 | 2413.9521 | 2373.3918
3 | 15 | 16 | 1142.2437 | 1157.2472 | 1183.6261 | 1216.0586 | 2502.2183 | 2567.0857 | 2713.122 | 2984.8116 | -65.4039 | -105.1857 | -185.2919 | -279.6138 | 66.5297 | 97.3009 | 158.0047 | 251.1028 | 7.253 | 16.3987 | 35.0306 | 61.725 | -925.4158 | -1059.0721 | -1348.2061 | -1733.2124 | -0.27146 | -0.43465 | -0.86458 | -1.5845 | 2727.1536 | 2673.3399 | 2555.4208 | 2499.2875
3 | 15 | 17 | 1225.2353 | 1243.1117 | 1275.7508 | 1320.1257 | 2344.901 | 2405.69 | 2542.5449 | 2797.1531 | -62.7071 | -103.2457 | -185.087 | -279.3055 | 74.6251 | 107.622 | 169.3918 | 267.7785 | 11.0355 | 25.1518 | 50.0711 | 87.3793 | -498.451 | -570.6676 | -726.8993 | -934.5982 | -1.056 | -2.1204 | -3.6342 | -5.476 | 3093.5828 | 3105.5418 | 3122.1381 | 3253.0569
3 | 15 | 18 | 1527.3079 | 1552.8088 | 1602.9776 | 1677.3799 | 2107.5303 | 2162.1658 | 2285.1671 | 2514.0016 | -60.2682 | -100.2531 | -183.075 | -278.2642 | 91.6136 | 130.41 | 197.1844 | 302.9031 | 17.1294 | 36.962 | 71.6233 | 122.0992 | -115.574 | -133.0176 | -170.9405 | -220.448 | -4.737 | -8.9759 | -17.2781 | -28.1975 | 3563.002 | 3640.1 | 3785.6587 | 4089.4742
3 | 15 | 19 | 1817.7456 | 1850.0399 | 1915.1148 | 2014.546 | 2007.1519 | 2059.1852 | 2176.3281 | 2394.2636 | -57.2808 | -95.3815 | -176.3335 | -270.3643 | 98.2135 | 137.3785 | 206.6456 | 310.1087 | 22.7374 | 43.106 | 82.6241 | 140.4338 | -0.0029378 | -0.0033719 | -0.0043111 | -0.005539 | -8.942 | -16.2051 | -31.1059 | -49.8524 | 3879.6227 | 3978.1196 | 4173.2689 | 4539.13
3 | 15 | 20 | 2001.2252 | 2038.5094 | 2113.8141 | 2233.6379 | 1815.1558 | 1862.2118 | 1968.1493 | 2165.238 | -53.2422 | -90.6751 | -168.2715 | -258.1499 | 107.7144 | 151.4649 | 226.9868 | 330.1112 | 24.8967 | 43.5176 | 82.7487 | 140.5355 | -0.0029378 | -0.0033719 | -0.0043111 | -0.005539 | -10.1934 | -17.8909 | -33.9662 | -54.3955 | 3885.5536 | 3987.1344 | 4189.4568 | 4556.9714
3 | 15 | 21 | 2021.8021 | 2060.6341 | 2136.8068 | 2263.7228 | 1649.7747 | 1692.5433 | 1788.8287 | 1967.9604 | -49.8592 | -84.307 | -154.2359 | -234.1459 | 192.7202 | 271.1768 | 414.974 | 610.2486 | 24.0851 | 37.3736 | 72.5303 | 123.7213 | -0.0029378 | -0.0033719 | -0.0043111 | -0.005539 | -6.2518 | -10.7483 | -20.0734 | -32.6181 | 3832.2681 | 3966.6691 | 4238.8261 | 4698.8836
3 | 15 | 22 | 1982.9974 | 2021.9178 | 2097.3088 | 2227.5571 | 1462.6815 | 1500.5999 | 1585.966 | 1744.7832 | -45.8972 | -75.2247 | -137.0729 | -208.1388 | 212.1208 | 292.2318 | 436.6164 | 641.9764 | 21.6869 | 32.2463 | 63.0214 | 108.1227 | -0.0029378 | -0.0033719 | -0.0043111 | -0.005539 | -2.1744 | -4.2395 | -8.4618 | -14.2254 | 3631.4121 | 3767.5283 | 4037.3737 | 4500.0696
3 | 15 | 23 | 1887.3257 | 1925.4723 | 1997.5924 | 2126.9735 | 1296.5505 | 1330.1621 | 1405.8324 | 1546.6112 | -40.2589 | -65.925 | -118.0263 | -179.2793 | 316.7305 | 424.7354 | 617.0207 | 888.6908 | 18.716 | 27.0824 | 52.2805 | 88.7118 | -0.0029378 | -0.0033719 | -0.0043111 | -0.005539 | 2.0333 | 2.9816 | 4.281 | 5.5916 | 3481.0941 | 3644.5056 | 3958.9763 | 4477.2939
3 | 15 | 24 | 1797.9901 | 1835.0993 | 1904.3496 | 2032.6286 | 1158.9522 | 1188.9968 | 1256.6364 | 1382.4748 | -35.0927 | -56.0162 | -100.7866 | -153.1558 | 304.4608 | 408.3175 | 598.0157 | 881.6858 | 14.7814 | 20.5633 | 39.9746 | 68.0853 | -0.0029378 | -0.0033719 | -0.0043111 | -0.005539 | 6.9495 | 11.5581 | 20.4658 | 30.7593 | 3248.0384 | 3408.5154 | 3718.6511 | 4242.4725
3 | 16 | 1 | 1724.3212 | 1760.1984 | 1826.7658 | 1953.0228 | 1082.4122 | 1110.4726 | 1173.6452 | 1291.1729 | -30.3985 | -50.3703 | -89.597 | -129.4601 | 219.3707 | 294.2021 | 439.8785 | 654.9737 | 7.3249 | 13.2021 | 27.731 | 47.4589 | -0.0029378 | -0.0033719 | -0.0043111 | -0.005539 | 6.9495 | 11.2277 | 19.9909 | 30.5992 | 3009.977 | 3138.9292 | 3398.41 | 3847.7619
3 | 16 | 2 | 1674.8918 | 1710.3037 | 1775.0016 | 1898.5942 | 1053.1781 | 1080.4806 | 1141.947 | 1256.3005 | -28.6917 | -48.5434 | -85.149 | -127.0323 | 135.686 | 187.8649 | 290.4084 | 443.314 | 7.3249 | 13.6137 | 27.731 | 47.3572 | -0.0029378 | -0.0033719 | -0.0043111 | -0.005539 | 5.2637 | 8.6902 | 15.4921 | 23.5387 | 2847.6498 | 2952.4063 | 3165.4267 | 3542.0667
3 | 16 | 3 | 1653.1062 | 1688.0588 | 1751.5374 | 1874.9447 | 1043.3496 | 1070.3973 | 1131.2901 | 1244.5764 | -28.6917 | -48.5434 | -85.149 | -127.0323 | 81.7906 | 117.4686 | 193.6338 | 310.1709 | 7.861 | 14.4558 | 29.8185 | 49.649 | -0.0029378 | -0.0033719 | -0.0043111 | -0.005539 | 2.8857 | 4.8231 | 8.0288 | 12.5365 | 2760.2984 | 2846.6568 | 3029.1553 | 3364.8397
3 | 16 | 4 | 1661.9362 | 1696.9859 | 1760.8371 | 1884.1237 | 1072.0206 | 1099.8116 | 1162.3777 | 1278.7771 | -29.2402 | -51.4229 | -94.5316 | -141.2498 | 50.197 | 75.6321 | 136.0389 | 234.41 | 11.2377 | 20.279 | 39.85 | 67.7804 | -0.0029378 | -0.0033719 | -0.0043111 | -0.005539 | 1.1917 | 1.9119 | 3.4394 | 5.476 | 2767.34 | 2843.1943 | 3008.0072 | 3329.3119
3 | 16 | 5 | 1704.588 | 1739.9538 | 1805.0446 | 1926.9673 | 1171.041 | 1201.3989 | 1269.7441 | 1396.8951 | -32.1512 | -62.219 | -113.5782 | -176.8515 | 43.1983 | 68.6637 | 127.963 | 227.6958 | 20.3392 | 35.1396 | 67.1964 | 111.2235 | -0.0029378 | -0.0033719 | -0.0043111 | -0.005539 | 0.92569 | 1.6858 | 2.7696 | 4.5432 | 2907.9381 | 2984.6194 | 3159.1352 | 3490.4678
3 | 16 | 6 | 1799.383 | 1835.2715 | 1902.1004 | 2024.48 | 1367.1478 | 1402.5896 | 1482.3801 | 1630.8243 | -38.3685 | -77.7216 | -149.3014 | -234.1459 | 68.4011 | 106.4718 | 183.9697 | 323.4499 | 32.7088 | 55.7218 | 104.0518 | 171.8232 | -0.0029378 | -0.0033719 | -0.0043111 | -0.005539 | 0.40177 | 1.0602 | 1.606 | 2.0258 | 3229.6709 | 3323.3899 | 3524.8023 | 3918.4518
3 | 16 | 7 | 1896.9029 | 1933.7874 | 2004.3034 | 2125.9241 | 1543.7781 | 1583.7989 | 1673.8981 | 1841.5207 | -44.5859 | -92.3888 | -179.0512 | -281.229 | 117.1923 | 178.2143 | 295.8991 | 506.6993 | 38.2665 | 65.6013 | 121.8269 | 201.8203 | -70.0731 | -80.0104 | -101.9243 | -132.2204 | -0.1303 | -0.31278 | -0.19483 | -0.33137 | 3481.3506 | 3588.6899 | 3814.7572 | 4262.1837
3 | 16 | 8 | 1756.0998 | 1787.695 | 1847.5495 | 1945.412 | 1905.5043 | 1954.9024 | 2066.1129 | 2273.0116 | -50.8033 | -99.7486 | -191.3563 | -295.8711 | 169.7109 | 253.5984 | 415.4812 | 713.2783 | 34.8681 | 60.1532 | 113.225 | 186.7521 | -452.6569 | -517.75 | -660.0259 | -851.8571 | 2.5843 | 4.2747 | 11.9336 | 14.5693 | 3365.3073 | 3443.1251 | 3602.9201 | 3985.2951
3 | 16 | 9 | 1647.8622 | 1675.5761 | 1727.8507 | 1807.2105 | 2190.6951 | 2247.4866 | 2375.3416 | 2613.2061 | -55.2068 | -102.4629 | -190.0358 | -289.1289 | 191.8938 | 285.8978 | 472.9921 | 804.1612 | 25.7884 | 45.0191 | 86.5257 | 144.487 | -934.0945 | -1070.143 | -1367.2417 | -1764.2424 | 8.5837 | 14.5965 | 31.0681 | 49.3678 | 3075.5219 | 3095.9703 | 3136.5007 | 3365.0613
3 | 16 | 10 | 1589.627 | 1615.3199 | 1664.3588 | 1731.9036 | 2366.221 | 2427.5628 | 2565.662 | 2822.585 | -57.9035 | -103.3502 | -187.1132 | -281.962 | 184.9949 | 276.113 | 455.9113 | 788.6176 | 18.4771 | 32.6403 | 65.2334 | 108.9957 | -1291.8071 | -1479.8422 | -1887.8616 | -2430.4639 | 10.7228 | 18.4542 | 30.5079 | 59.8395 | 2820.3322 | 2786.8977 | 2706.6986 | 2799.5155
3 | 16 | 11 | 1534.2081 | 1558.071 | 1603.6851 | 1664.3326 | 2462.7377 | 2526.5816 | 2670.3137 | 2937.7165 | -60.5237 | -104.2376 | -185.7927 | -277.1065 | 167.0898 | 250.0961 | 420.4995 | 727.3472 | 12.861 | 23.4932 | 48.8879 | 82.5701 | -1698.661 | -1949.1133 | -2493.2978 | -3211.8287 | 6.6291 | 10.7389 | 10.6889 | 32.9704 | 2424.341 | 2315.6299 | 2074.9846 | 1956.0015
3 | 16 | 12 | 1482.5265 | 1505.4215 | 1548.0866 | 1603.4538 | 2509.431 | 2574.4853 | 2720.9426 | 2993.4153 | -62.307 | -104.2376 | -184.1906 | -272.3674 | 158.9944 | 241.245 | 401.0365 | 697.8048 | 8.6726 | 16.526 | 37.1046 | 62.9183 | -1572.2714 | -1798.0104 | -2286.4258 | -2938.3823 | 1.8731 | 2.7108 | 3.0754 | 8.3832 | 2526.9192 | 2438.1406 | 2239.6293 | 2155.2257
3 | 16 | 13 | 1400.9613 | 1421.5616 | 1460.9116 | 1508.5853 | 2538.7846 | 2604.5999 | 2752.7704 | 3028.4303 | -63.4347 | -104.2376 | -184.1906 | -272.3674 | 151.198 | 228.2417 | 381.117 | 658.1513 | 6.1075 | 12.0946 | 29.4232 | 49.1673 | -1545.601 | -1767.156 | -2246.7022 | -2887.7983 | 0.40177 | 0.29518 | -0.68869 | 1.1528 | 2488.4176 | 2395.3994 | 2192.6406 | 2085.3215
3 | 16 | 14 | 1306.5703 | 1325.6554 | 1360.1932 | 1401.8138 | 2529.4733 | 2595.0472 | 2742.6742 | 3017.3231 | -63.9067 | -104.2376 | -185.5111 | -267.6282 | 139.2236 | 210.2919 | 351.6854 | 600.7785 | 4.7381 | 9.8606 | 26.166 | 42.3935 | -1576.293 | -1804.3573 | -2297.1674 | -2949.4808 | -0.13573 | -0.43465 | -1.4301 | -0.98298 | 2339.6698 | 2231.8255 | 1996.6101 | 1844.2169
3 | 16 | 15 | 1236.0749 | 1253.9519 | 1284.7925 | 1323.3843 | 2509.2916 | 2574.3423 | 2720.7915 | 2993.2491 | -62.9627 | -104.3507 | -187.3181 | -267.9365 | 128.8062 | 194.3227 | 324.8566 | 549.6096 | 6.1075 | 12.0946 | 30.2057 | 50.0403 | -1366.9692 | -1565.9445 | -1996.7762 | -2567.2097 | -0.40177 | -0.64317 | -1.0405 | -1.5845 | 2449.9465 | 2363.7731 | 2175.5116 | 2079.5525
3 | 16 | 16 | 1201.6119 | 1219.6165 | 1249.2893 | 1290.0581 | 2433.5321 | 2496.6188 | 2638.6465 | 2902.8781 | -61.363 | -102.6891 | -188.6387 | -272.6756 | 66.5297 | 97.3009 | 158.0047 | 251.1028 | 10.057 | 19.0443 | 42.5116 | 69.5904 | -1113.6768 | -1277.9543 | -1633.9107 | -2101.3919 | -0.27146 | -0.43465 | -0.86458 | -1.5845 | 2536.4195 | 2451.5024 | 2265.0381 | 2137.9774
3 | 16 | 17 | 1267.4482 | 1287.8052 | 1322.2841 | 1373.377 | 2283.1522 | 2342.3405 | 2475.5915 | 2723.495 | -57.4315 | -101.6364 | -187.1132 | -275.1034 | 74.6251 | 107.622 | 169.3918 | 267.7785 | 16.0789 | 28.4932 | 59.5773 | 96.9907 | -622.3782 | -714.6098 | -914.674 | -1177.0353 | -1.1917 | -2.1204 | -3.4394 | -5.476 | 2960.303 | 2947.8943 | 2921.6182 | 3004.0264
3 | 16 | 18 | 1499.6255 | 1526.0559 | 1574.0918 | 1649.8397 | 2068.3877 | 2122.0085 | 2242.7253 | 2467.3097 | -54.4135 | -98.7569 | -183.7041 | -274.3704 | 91.6136 | 130.41 | 197.1844 | 302.9031 | 21.8538 | 38.5 | 76.1097 | 125.7082 | -119.7147 | -137.5694 | -176.0324 | -225.8529 | -5.4754 | -8.9759 | -13.7088 | -28.1975 | 3501.8771 | 3571.6723 | 3716.6659 | 4017.3399
3 | 16 | 19 | 1758.3848 | 1790.59 | 1851.4374 | 1949.7791 | 1977.0198 | 2028.2719 | 2143.6562 | 2358.32 | -51.1376 | -93.8852 | -174.04 | -264.4674 | 98.2135 | 137.3785 | 206.6456 | 310.1087 | 23.0712 | 40.5878 | 80.1494 | 132.5837 | -0.0029378 | -0.0033719 | -0.0043111 | -0.005539 | -9.4741 | -16.2051 | -29.2144 | -49.8524 | 3796.0746 | 3886.7344 | 4078.6298 | 4436.466
3 | 16 | 20 | 1934.1206 | 1970.8699 | 2041.3728 | 2159.5671 | 1792.3256 | 1838.7897 | 1943.3948 | 2138.0046 | -48.9894 | -90.2315 | -165.978 | -247.514 | 107.7144 | 151.4649 | 226.9868 | 330.1112 | 20.745 | 36.962 | 74.2821 | 123.518 | -0.0029378 | -0.0033719 | -0.0043111 | -0.005539 | -10.5952 | -17.8909 | -32.0747 | -54.3955 | 3795.318 | 3889.9608 | 4087.9795 | 4449.2858
3 | 16 | 21 | 1947.2462 | 1984.606 | 2057.6495 | 2179.9134 | 1634.5494 | 1676.9233 | 1772.3201 | 1949.7986 | -46.5505 | -83.8634 | -151.9425 | -226.246 | 192.7202 | 271.1768 | 414.974 | 610.2486 | 16.9624 | 30.8545 | 62.7587 | 104.4121 | -0.0029378 | -0.0033719 | -0.0043111 | -0.005539 | -6.5233 | -10.7483 | -19.332 | -32.6181 | 3738.4015 | 3868.9455 | 4136.4235 | 4585.503
3 | 16 | 22 | 1921.3468 | 1959.2707 | 2031.8794 | 2158.1118 | 1455.4742 | 1493.2058 | 1578.1513 | 1736.1859 | -42.2541 | -74.8942 | -136.3049 | -198.2358 | 212.1208 | 292.2318 | 436.6164 | 641.9764 | 14.2087 | 25.4063 | 52.2805 | 87.4962 | -0.0029378 | -0.0033719 | -0.0043111 | -0.005539 | -2.3102 | -4.2395 | -7.7203 | -14.2254 | 3558.5833 | 3690.9775 | 3954.898 | 4411.3035
3 | 16 | 23 | 1842.987 | 1880.0413 | 1950.2159 | 2076.6563 | 1299.6809 | 1333.3738 | 1409.2267 | 1550.3454 | -37.0879 | -64.8723 | -116.2193 | -172.1124 | 313.4306 | 420.3099 | 604.8394 | 861.4127 | 11.2377 | 20.5633 | 42.7715 | 71.3518 | -0.0029378 | -0.0033719 | -0.0043111 | -0.005539 | 1.8975 | 2.9816 | 4.8465 | 5.5916 | 3432.143 | 3592.3942 | 3895.6765 | 4393.2398
3 | 16 | 24 | 1766.3937 | 1803.0501 | 1870.6988 | 1996.7715 | 1164.556 | 1194.7458 | 1262.7125 | 1389.1594 | -33.1258 | -56.6252 | -100.3001 | -146.1053 | 273.266 | 364.5984 | 527.986 | 765.8593 | 8.8395 | 15.4361 | 33.2003 | 55.309 | -0.0029378 | -0.0033719 | -0.0043111 | -0.005539 | 6.9495 | 11.5581 | 20.4658 | 30.7593 | 3186.876 | 3332.7598 | 3614.759 | 4091.7476
3 | 17 | 1 | 1714.6299 | 1750.6499 | 1816.6068 | 1943.0692 | 1069.406 | 1097.1292 | 1159.5427 | 1275.6582 | -30.5821 | -52.4755 | -89.0445 | -135.3569 | 232.5703 | 310.0217 | 447.1603 | 647.7681 | 7.4918 | 14.3286 | 28.9007 | 50.7253 | -0.0029378 | -0.0033719 | -0.0043111 | -0.005539 | 6.9495 | 11.2277 | 19.9909 | 30.5992 | 3000.4624 | 3130.8782 | 3383.1524 | 3812.4576
3 | 17 | 2 | 1651.5636 | 1686.5547 | 1749.7851 | 1872.6286 | 1042.1414 | 1069.1578 | 1129.98 | 1243.1352 | -28.9824 | -49.8744 | -84.3149 | -128.19 | 157.3799 | 214.9547 | 315.2273 | 463.3863 | 7.3249 | 13.3483 | 27.4711 | 47.0147 | -0.0029378 | -0.0033719 | -0.0043111 | -0.005539 | 5.2637 | 8.6902 | 15.4921 | 23.5387 | 2834.6881 | 2942.828 | 3153.6363 | 3521.5079
3 | 17 | 3 | 1607.9068 | 1642.3434 | 1703.848 | 1824.0127 | 1033.0437 | 1059.8242 | 1120.1155 | 1232.2828 | -28.5104 | -48.2127 | -82.9944 | -128.19 | 103.0857 | 142.1393 | 217.6586 | 326.3552 | 7.4918 | 14.0442 | 27.4711 | 48.3319 | -0.0029378 | -0.0033719 | -0.0043111 | -0.005539 | 2.8857 | 4.8231 | 8.0288 | 12.5365 | 2725.9004 | 2814.9582 | 2994.1233 | 3315.3235
3 | 17 | 4 | 1591.6841 | 1625.7729 | 1686.3565 | 1805.2356 | 1051.0513 | 1078.2987 | 1139.641 | 1253.7636 | -28.5104 | -49.8744 | -86.122 | -132.9292 | 67.0954 | 95.8772 | 152.7819 | 236.6745 | 9.2454 | 16.9376 | 32.8158 | 57.3976 | -0.0029378 | -0.0033719 | -0.0043111 | -0.005539 | 1.1917 | 1.9119 | 3.4394 | 5.476 | 2691.7546 | 2768.9205 | 2928.9083 | 3225.6126
3 | 17 | 5 | 1601.9889 | 1635.8966 | 1696.7173 | 1814.4987 | 1100.5128 | 1129.0424 | 1193.2713 | 1312.7644 | -30.1866 | -54.5808 | -95.5045 | -147.5713 | 42.1015 | 62.8919 | 104.3946 | 175.4041 | 12.7524 | 22.7973 | 43.8166 | 74.3133 | -0.0029378 | -0.0033719 | -0.0043111 | -0.005539 | 0.92569 | 1.6858 | 2.7696 | 4.5432 | 2728.0917 | 2797.7297 | 2945.4607 | 3233.9469
3 | 17 | 6 | 1642.3287 | 1676.2927 | 1737.2905 | 1854.0437 | 1203.0117 | 1234.1985 | 1304.4096 | 1435.032 | -33.4624 | -63.7153 | -114.5511 | -180.7453 | 30.7963 | 45.7261 | 81.958 | 138.6559 | 19.6945 | 33.7478 | 62.8968 | 107.7161 | -0.0029378 | -0.0033719 | -0.0043111 | -0.005539 | 0.40177 | 1.0602 | 1.606 | 2.0258 | 2862.7676 | 2927.3066 | 3073.6055 | 3356.7227
3 | 17 | 7 | 1787.7421 | 1824.1586 | 1892.6831 | 2019.8999 | 1207.0205 | 1238.3112 | 1308.7563 | 1439.8139 | -37.6081 | -76.5035 | -144.0193 | -228.1367 | 31.1951 | 47.6087 | 80.0322 | 138.6559 | 29.7378 | 50.8789 | 94.2206 | 158.0347 | -75.9145 | -86.8161 | -110.8452 | -143.8973 | -0.1303 | -0.31278 | -0.19483 | -0.33137 | 2942.0426 | 2997.3251 | 3120.6328 | 3384.039
3 | 17 | 8 | 1823.5741 | 1860.1895 | 1928.5913 | 2051.7798 | 1374.6933 | 1410.3307 | 1490.5616 | 1639.8251 | -42.44 | -87.6301 | -166.4751 | -266.8992 | 42.5004 | 65.311 | 104.9351 | 172.0867 | 35.4408 | 60.4375 | 111.4001 | 187.93 | -527.5695 | -605.0259 | -774.226 | -1000.3437 | 2.5843 | 4.2747 | 11.9336 | 14.5693 | 2708.7835 | 2707.8874 | 2706.7208 | 2798.9481
3 | 17 | 9 | 1859.8936 | 1896.32 | 1965.053 | 2084.5823 | 1540.4709 | 1580.406 | 1670.3121 | 1837.5756 | -46.9506 | -95.103 | -180.7921 | -285.8558 | 60.0967 | 85.0197 | 136.833 | 222.7547 | 35.2739 | 60.7218 | 112.8297 | 190.3235 | -1019.1111 | -1170.2146 | -1500.0524 | -1937.9145 | 8.5837 | 14.5965 | 31.0681 | 49.3678 | 2438.2571 | 2371.7465 | 2235.2512 | 2160.8336
3 | 17 | 10 | 1877.4222 | 1913.3401 | 1982.4029 | 2098.5747 | 1673.5917 | 1716.9778 | 1814.6532 | 1996.3709 | -50.3336 | -96.3208 | -177.6646 | -277.1104 | 72.8975 | 106.611 | 168.4772 | 278.4431 | 27.4116 | 47.5374 | 90.2324 | 152.5404 | -1436.6442 | -1649.8385 | -2113.7763 | -2726.66 | 10.7228 | 18.4542 | 30.5079 | 59.8395 | 2175.0681 | 2056.7612 | 1794.8328 | 1581.9983
3 | 17 | 11 | 1875.2885 | 1910.8712 | 1979.1535 | 2093.5162 | 1745.1262 | 1790.3667 | 1892.2171 | 2081.7019 | -52.0097 | -94.607 | -170.3706 | -263.626 | 87.9916 | 128.2024 | 207.4033 | 335.2638 | 19.1218 | 34.0321 | 66.4031 | 113.3385 | -1686.2554 | -1935.5767 | -2476.5576 | -3188.5651 | 6.6291 | 10.7389 | 10.6889 | 32.9704 | 1995.8921 | 1844.0275 | 1508.9377 | 1204.5997
3 | 17 | 12 | 1883.0831 | 1918.7234 | 1987.2581 | 2101.4457 | 1765.3152 | 1811.0791 | 1914.1078 | 2105.7848 | -53.2139 | -92.728 | -163.834 | -249.7169 | 100.3936 | 145.9046 | 232.5599 | 372.0121 | 12.6221 | 23.0816 | 47.3229 | 82.2275 | -1803.6611 | -2069.855 | -2647.6162 | -3408.5852 | 1.8731 | 2.7108 | 3.0754 | 8.3832 | 1906.4122 | 1738.9166 | 1372.8739 | 1011.5513
3 | 17 | 13 | 1883.772 | 1919.6291 | 1988.0046 | 2102.3869 | 1758.1763 | 1803.7552 | 1906.3672 | 2097.269 | -54.2345 | -92.728 | -162.5135 | -247.2891 | 103.2947 | 149.7938 | 243.9469 | 387.5554 | 10.4628 | 19.4558 | 41.0712 | 71.743 | -1862.5318 | -2138.3306 | -2736.1823 | -3521.408 | 0.40177 | 0.29518 | -0.68869 | 1.1528 | 1839.3413 | 1661.8705 | 1280.0055 | 891.4101
3 | 17 | 14 | 1822.526 | 1857.4188 | 1923.4045 | 2034.5101 | 1720.4484 | 1765.0492 | 1865.4593 | 2052.2647 | -53.7624 | -91.0663 | -161.193 | -242.55 | 103.8124 | 150.0671 | 237.5433 | 374.698 | 9.2454 | 17.5062 | 37.3672 | 64.9692 | -1769.2351 | -2031.9052 | -2602.6443 | -3353.1421 | -0.13573 | -0.43465 | -1.4301 | -0.98298 | 1832.8988 | 1666.6351 | 1298.507 | 929.7669
3 | 17 | 15 | 1791.3136 | 1825.6764 | 1890.5342 | 2000.9554 | 1683.8792 | 1727.532 | 1825.8078 | 2008.6426 | -53.1068 | -90.9011 | -164.0389 | -244.9778 | 98.0102 | 141.6287 | 223.1826 | 348.5522 | 10.9989 | 20.4361 | 42.8988 | 73.9333 | -1573.6342 | -1806.7136 | -2311.9121 | -2973.5198 | -0.40177 | -0.64317 | -1.0405 | -1.5845 | 1957.0591 | 1817.0153 | 1505.4319 | 1212.0013
3 | 17 | 16 | 1722.931 | 1756.0516 | 1818.62 | 1925.9311 | 1649.2707 | 1692.0263 | 1788.2822 | 1967.3592 | -51.5377 | -90.788 | -167.1664 | -246.9808 | 50.7569 | 71.1705 | 109.2449 | 170.6729 | 13.564 | 24.8674 | 50.9781 | 85.2907 | -1143.611 | -1313.1921 | -1680.846 | -2162.5281 | -0.27146 | -0.43465 | -0.86458 | -1.5845 | 2241.1023 | 2139.701 | 1918.2483 | 1738.1605
3 | 17 | 17 | 1677.5051 | 1710.4209 | 1771.4447 | 1878.386 | 1590.4218 | 1631.6518 | 1724.4732 | 1897.1603 | -50.3336 | -91.5623 | -170.294 | -256.1508 | 54.0568 | 75.596 | 114.9385 | 170.6729 | 18.4771 | 32.9246 | 65.4961 | 110.8433 | -626.9759 | -720.5181 | -923.2978 | -1188.4415 | -1.1917 | -2.1204 | -3.4394 | -5.476 | 2661.9595 | 2636.3925 | 2579.3212 | 2606.9943
3 | 17 | 18 | 1759.7527 | 1794.6455 | 1860.5689 | 1974.8939 | 1534.9184 | 1574.7095 | 1664.2916 | 1830.9522 | -48.3361 | -89.457 | -166.68 | -252.9901 | 52.6513 | 75.596 | 114.9385 | 170.6729 | 21.615 | 38.0884 | 73.7622 | 124.5943 | -128.8795 | -148.1307 | -189.5486 | -243.0404 | -5.4754 | -8.9759 | -13.7088 | -28.1975 | 3186.2464 | 3236.4759 | 3343.6239 | 3576.8854
3 | 17 | 19 | 1860.9749 | 1897.568 | 1967.5366 | 2085.8009 | 1619.9109 | 1661.9053 | 1756.4478 | 1932.3368 | -46.6293 | -87.4649 | -161.4639 | -247.0933 | 59.2511 | 82.028 | 125.1939 | 184.5927 | 22.9043 | 40.0381 | 77.8019 | 131.3681 | -0.0029378 | -0.0033719 | -0.0043111 | -0.005539 | -9.4741 | -16.2051 | -29.2144 | -49.8524 | 3506.9349 | 3577.8661 | 3736.2976 | 4037.1475
3 | 17 | 20 | 1942.8339 | 1981.0723 | 2055.6575 | 2182.3858 | 1551.3829 | 1591.6008 | 1682.1438 | 1850.5921 | -45.6088 | -83.8111 | -153.6068 | -235.1872 | 81.3438 | 113.6672 | 167.8876 | 236.9637 | 20.745 | 36.962 | 72.2704 | 122.4041 | -0.0029378 | -0.0033719 | -0.0043111 | -0.005539 | -10.5952 | -17.8909 | -32.0747 | -54.3955 | 3540.0987 | 3621.5969 | 3792.2735 | 4102.7575
3 | 17 | 21 | 1905.9455 | 1943.6848 | 2016.2923 | 2142.4007 | 1465.9289 | 1503.9315 | 1589.4872 | 1748.657 | -43.1698 | -79.2699 | -141.1734 | -216.347 | 133.1128 | 186.8178 | 282.9569 | 412.5783 | 17.7741 | 31.1388 | 61.7163 | 105.4883 | -0.0029378 | -0.0033719 | -0.0043111 | -0.005539 | -6.5233 | -10.7483 | -19.332 | -32.6181 | 3473.0652 | 3575.5513 | 3789.9431 | 4160.1537
3 | 17 | 22 | 1833.4327 | 1870.4629 | 1939.726 | 2063.9354 | 1357.1683 | 1392.3514 | 1471.5595 | 1618.9201 | -40.366 | -72.7366 | -128.3817 | -194.9627 | 144.8168 | 201.9772 | 304.3459 | 444.8769 | 14.7814 | 26.3865 | 52.1451 | 89.4455 | -0.0029378 | -0.0033719 | -0.0043111 | -0.005539 | -2.3102 | -4.2395 | -7.7203 | -14.2254 | 3307.5201 | 3414.1986 | 3631.6701 | 4007.9843
3 | 17 | 23 | 1739.701 | 1775.1394 | 1840.8756 | 1962.4672 | 1243.603 | 1275.8421 | 1348.4222 | 1483.452 | -36.3274 | -63.6022 | -112.7441 | -170.534 | 167.1185 | 227.9941 | 339.7578 | 505.015 | 12.0493 | 21.6898 | 42.5116 | 73.8469 | -0.0029378 | -0.0033719 | -0.0043111 | -0.005539 | 1.8975 | 2.9816 | 4.8465 | 5.5916 | 3128.0391 | 3240.0415 | 3463.6653 | 3859.8331
3 | 17 | 24 | 1647.417 | 1681.8692 | 1744.3186 | 1862.2084 | 1147.3136 | 1177.0565 | 1244.0168 | 1368.5915 | -32.3654 | -57.0688 | -99.9525 | -151.5775 | 273.266 | 364.5984 | 527.986 | 765.8593 | 10.4628 | 19.1715 | 36.98 | 64.5779 | -0.0029378 | -0.0033719 | -0.0043111 | -0.005539 | 6.9495 | 11.5581 | 20.4658 | 30.7593 | 3053.0405 | 3197.1814 | 3473.8104 | 3940.4135
3 | 18 | 1 | 1611.1833 | 1645.8126 | 1707.3491 | 1826.405 | 1053.8038 | 1081.1226 | 1142.6255 | 1257.0469 | -30.1101 | -51.7013 | -90.57 | -137.6683 | 232.5703 | 310.0217 | 447.1603 | 647.7681 | 9.0784 | 16.2416 | 32.9403 | 56.6262 | -0.0029378 | -0.0033719 | -0.0043111 | -0.005539 | 6.9495 | 11.2277 | 19.9909 | 30.5992 | 2883.4723 | 3012.7216 | 3259.4918 | 3680.7715
3 | 18 | 2 | 1557.8765 | 1591.6378 | 1650.6441 | 1767.0948 | 1031.1602 | 1057.8919 | 1118.0733 | 1230.0361 | -29.0895 | -49.1001 | -84.878 | -128.6147 | 157.3799 | 214.9547 | 315.2273 | 463.3863 | 8.2668 | 14.7402 | 30.2057 | 52.1442 | -0.0029378 | -0.0033719 | -0.0043111 | -0.005539 | 5.2637 | 8.6902 | 15.4921 | 23.5387 | 2730.8546 | 2838.8113 | 3044.7601 | 3407.5798
3 | 18 | 3 | 1515.8223 | 1548.7952 | 1606.0545 | 1719.929 | 1025.9562 | 1052.553 | 1112.4307 | 1223.8284 | -28.5104 | -47.4385 | -84.5965 | -128.6147 | 103.0857 | 142.1393 | 217.6586 | 326.3552 | 8.8395 | 15.4361 | 31.5107 | 54.3344 | -0.0029378 | -0.0033719 | -0.0043111 | -0.005539 | 2.8857 | 4.7188 | 8.0288 | 12.5365 | 2628.0761 | 2716.2006 | 2891.0825 | 3208.3633
3 | 18 | 4 | 1500.858 | 1533.2552 | 1589.9576 | 1702.8401 | 1041.396 | 1068.3931 | 1129.1719 | 1242.2461 | -28.0384 | -49.1001 | -86.122 | -132.9292 | 67.0954 | 95.8772 | 152.7819 | 236.6745 | 9.4842 | 16.9376 | 33.7228 | 57.4992 | -0.0029378 | -0.0033719 | -0.0043111 | -0.005539 | 1.1917 | 1.8076 | 3.4394 | 5.476 | 2591.984 | 2667.1672 | 2822.9473 | 3111.8011
3 | 18 | 5 | 1498.2066 | 1530.3795 | 1586.3917 | 1697.4214 | 1083.7699 | 1111.8654 | 1175.1172 | 1292.7924 | -29.166 | -51.0922 | -92.377 | -142.8321 | 42.1015 | 62.8919 | 104.3946 | 175.4041 | 12.0493 | 21.2593 | 41.0197 | 70.2755 | -0.0029378 | -0.0033719 | -0.0043111 | -0.005539 | 0.92569 | 1.5815 | 2.7696 | 4.5432 | 2607.8841 | 2676.8819 | 2817.3116 | 3097.5989
3 | 18 | 6 | 1520.6044 | 1552.7007 | 1608.8535 | 1718.2455 | 1161.1449 | 1191.2463 | 1259.014 | 1385.0905 | -31.4213 | -58.3998 | -108.2961 | -171.267 | 30.7963 | 45.7261 | 81.958 | 138.6559 | 18.3101 | 31.5504 | 60.0999 | 102.2595 | -0.0029378 | -0.0033719 | -0.0043111 | -0.005539 | 0.40177 | 0.85169 | 1.606 | 2.0258 | 2699.8333 | 2763.6719 | 2903.231 | 3175.0046
3 | 18 | 7 | 1673.4965 | 1709.134 | 1773.258 | 1895.5769 | 1114.5538 | 1143.4474 | 1208.4958 | 1329.5135 | -34.4393 | -68.7522 | -133.5978 | -212.0326 | 31.1951 | 47.6087 | 80.0322 | 138.6559 | 28.1146 | 48.3796 | 90.1809 | 150.3878 | -67.0323 | -76.6177 | -97.8413 | -127.4725 | -0.1303 | -0.10426 | -0.19483 | -0.33137 | 2745.7581 | 2803.0955 | 2920.3329 | 3174.2977
3 | 18 | 8 | 1761.012 | 1797.7877 | 1864.959 | 1989.4912 | 1213.2905 | 1244.7438 | 1315.5548 | 1447.2932 | -37.9294 | -78.0519 | -152.6444 | -243.6281 | 42.5004 | 65.311 | 104.9351 | 172.0867 | 34.2234 | 58.1128 | 108.0806 | 181.0546 | -375.6237 | -430.645 | -550.4667 | -712.1723 | 2.5843 | 5.9429 | 11.9336 | 14.5693 | 2640.0576 | 2663.2013 | 2702.3521 | 2848.6946
3 | 18 | 9 | 1868.396 | 1906.3732 | 1977.7977 | 2106.3701 | 1313.9984 | 1348.0624 | 1424.7509 | 1567.4242 | -41.4194 | -83.5326 | -162.027 | -255.4178 | 60.0967 | 85.0197 | 136.833 | 222.7547 | 32.7088 | 56.4367 | 105.4705 | 177.5472 | -891.6438 | -1022.7194 | -1308.014 | -1689.8783 | 8.5837 | 15.9519 | 31.0681 | 49.3678 | 2350.7202 | 2305.5919 | 2205.8793 | 2178.1679
3 | 18 | 10 | 1934.9075 | 1973.3556 | 2047.8812 | 2178.0986 | 1406.7228 | 1443.1906 | 1525.2908 | 1678.032 | -44.6953 | -83.6978 | -157.579 | -243.9364 | 72.8975 | 106.611 | 168.4772 | 278.4431 | 24.4189 | 42.9314 | 81.5681 | 137.6755 | -1448.2562 | -1660.5788 | -2119.6507 | -2723.7633 | 10.7228 | 15.7434 | 30.5079 | 59.8395 | 1956.718 | 1837.5554 | 1576.4956 | 1364.3891
3 | 18 | 11 | 1979.3872 | 2018.3255 | 2094.9921 | 2226.9179 | 1462.8727 | 1500.7961 | 1586.1734 | 1745.0113 | -46.1879 | -82.5931 | -151.0424 | -229.2944 | 87.9916 | 128.2024 | 207.4033 | 335.2638 | 16.3178 | 29.3354 | 58.3237 | 99.7908 | -1825.7428 | -2095.6191 | -2680.4377 | -3447.5687 | 6.6291 | 5.6301 | 10.6889 | 32.9704 | 1681.2678 | 1504.0773 | 1126.1012 | 763.0911
3 | 18 | 12 | 1978.4546 | 2017.0138 | 2093.0539 | 2223.6074 | 1495.7871 | 1534.5638 | 1621.8621 | 1784.2739 | -47.4991 | -82.7583 | -146.8759 | -220.5491 | 100.3936 | 145.9046 | 232.5599 | 372.0121 | 10.8686 | 20.5633 | 42.5007 | 74.6823 | -1942.3552 | -2229.4707 | -2851.8431 | -3668.8802 | 1.8731 | 1.6682 | 3.0754 | 8.3832 | 1597.5227 | 1407.4848 | 994.333 | 573.5296
3 | 18 | 13 | 2022.9037 | 2062.289 | 2140.8606 | 2272.8044 | 1503.4687 | 1542.4446 | 1630.1911 | 1793.437 | -48.5197 | -82.7583 | -146.8759 | -220.5491 | 103.2947 | 149.7938 | 243.9469 | 387.5554 | 9.4842 | 18.4756 | 39.2435 | 68.6798 | -1943.5585 | -2230.496 | -2851.3837 | -3664.8248 | 0.40177 | -0.43465 | -0.68869 | 1.1528 | 1647.4749 | 1459.314 | 1055.294 | 638.2556
3 | 18 | 14 | 2004.3064 | 2042.8481 | 2120.8299 | 2251.5387 | 1485.9836 | 1524.5061 | 1611.2322 | 1772.5795 | -48.5197 | -83.8109 | -148.6829 | -224.8635 | 103.8124 | 150.0671 | 237.5433 | 374.698 | 10.1289 | 19.1715 | 40.5486 | 71.0733 | -1824.1514 | -2092.4715 | -2673.0642 | -3434.4431 | -0.13573 | -0.85169 | -1.4301 | -0.98298 | 1731.4244 | 1559.4587 | 1186.9768 | 809.6
3 | 18 | 15 | 2009.2261 | 2048.661 | 2126.4209 | 2259.6054 | 1474.5546 | 1512.7808 | 1598.8399 | 1758.9463 | -49.0682 | -83.6457 | -148.4014 | -225.1718 | 98.0102 | 141.6287 | 223.1826 | 348.5522 | 9.4842 | 18.6137 | 39.7661 | 68.6798 | -1556.9475 | -1786.3603 | -2282.8565 | -2933.75 | -0.40177 | -0.85169 | -1.0405 | -1.5845 | 1984.8576 | 1850.8266 | 1555.9112 | 1275.2773
3 | 18 | 16 | 1927.6721 | 1966.7302 | 2040.5166 | 2169.9672 | 1455.8023 | 1493.5424 | 1578.507 | 1736.5773 | -49.0682 | -85.6378 | -151.8104 | -232.3387 | 50.7569 | 71.1705 | 109.2449 | 170.6729 | 12.861 | 23.7775 | 47.8455 | 83.3038 | -1115.8735 | -1280.8215 | -1638.6213 | -2108.722 | -0.27146 | -0.85169 | -0.86458 | -1.5845 | 2281.879 | 2187.9096 | 1984.8177 | 1817.8761
3 | 18 | 17 | 1915.6152 | 1954.7388 | 2028.6644 | 2158.6468 | 1420.6158 | 1457.4438 | 1540.3548 | 1694.6045 | -48.5197 | -86.5773 | -159.386 | -245.8231 | 54.0568 | 75.596 | 114.9385 | 170.6729 | 18.1799 | 33.0519 | 65.098 | 111.1483 | -577.8061 | -662.6848 | -846.4219 | -1088.0906 | -1.1917 | -1.9119 | -3.4394 | -5.476 | 2780.9501 | 2769.6564 | 2739.8085 | 2795.6828
3 | 18 | 18 | 1893.2335 | 1931.8613 | 2005.1186 | 2133.7508 | 1410.1763 | 1446.7337 | 1529.0354 | 1682.1516 | -47.9712 | -89.0132 | -165.4361 | -259.3076 | 52.6513 | 75.596 | 114.9385 | 170.6729 | 24.6578 | 43.6273 | 83.6557 | 142.1576 | -129.9562 | -149.5109 | -191.7298 | -246.3324 | -5.4754 | -7.2035 | -13.7088 | -28.1975 | 3197.3162 | 3252.0906 | 3361.8736 | 3594.8955
3 | 18 | 19 | 1970.1798 | 2009.7502 | 2085.9222 | 2216.1012 | 1513.5025 | 1552.7385 | 1641.0706 | 1805.406 | -46.8435 | -88.0737 | -164.873 | -256.9962 | 59.2511 | 82.028 | 125.1939 | 184.5927 | 26.433 | 46.1456 | 88.7405 | 149.9061 | -0.0029378 | -0.0033719 | -0.0043111 | -0.005539 | -9.4741 | -15.371 | -29.2144 | -49.8524 | 3513.046 | 3587.2142 | 3746.8354 | 4049.1518
3 | 18 | 20 | 2070.3107 | 2111.7478 | 2193.5593 | 2332.111 | 1461.3506 | 1499.2345 | 1584.523 | 1743.1956 | -45.823 | -85.3595 | -157.579 | -243.2034 | 81.3438 | 113.6672 | 167.8876 | 236.9637 | 23.3101 | 41.4299 | 80.7857 | 136.46 | -0.0029378 | -0.0033719 | -0.0043111 | -0.005539 | -10.5952 | -16.8483 | -32.0747 | -54.3955 | 3579.8941 | 3663.8683 | 3837.0975 | 4151.1259
3 | 18 | 21 | 1998.5722 | 2038.6175 | 2116.499 | 2252.1199 | 1391.9207 | 1428.0047 | 1509.241 | 1660.375 | -43.5982 | -78.9914 | -144.5824 | -219.0831 | 133.1128 | 186.8178 | 282.9569 | 412.5783 | 18.4187 | 33.0519 | 65.098 | 110.3769 | -0.0029378 | -0.0033719 | -0.0043111 | -0.005539 | -6.5233 | -10.227 | -19.332 | -32.6181 | 3491.9 | 3597.2701 | 3809.8763 | 4183.7435
3 | 18 | 22 | 1869.3581 | 1907.4772 | 1979.4613 | 2108.3352 | 1299.3818 | 1333.0669 | 1408.9024 | 1549.9886 | -39.9246 | -71.2402 | -127.1378 | -192.6513 | 144.8168 | 201.9772 | 304.3459 | 444.8769 | 13.6726 | 24.9947 | 50.84 | 86.3824 | -0.0029378 | -0.0033719 | -0.0043111 | -0.005539 | -2.3102 | -3.8224 | -7.7203 | -14.2254 | 3284.9917 | 3392.45 | 3608.6872 | 3982.7008
3 | 18 | 23 | 1718.4607 | 1753.9995 | 1819.3383 | 1940.2175 | 1208.022 | 1239.3387 | 1309.8422 | 1441.0085 | -35.7789 | -62.9932 | -111.5002 | -168.9556 | 170.0196 | 232.4196 | 351.939 | 532.2931 | 11.4047 | 20.5633 | 41.2065 | 71.6567 | -0.0029378 | -0.0033719 | -0.0043111 | -0.005539 | 1.8975 | 3.1901 | 4.8465 | 5.5916 | 3074.0226 | 3186.5147 | 3415.668 | 3821.8063
3 | 18 | 24 | 1615.6153 | 1649.4886 | 1710.0364 | 1827.0539 | 1126.0363 | 1155.2275 | 1220.9461 | 1343.2105 | -31.8168 | -55.5203 | -98.7086 | -149.9991 | 304.4608 | 408.3175 | 598.0157 | 881.6858 | 10.4628 | 18.3294 | 36.98 | 63.7049 | -0.0029378 | -0.0033719 | -0.0043111 | -0.005539 | 6.9495 | 11.5581 | 20.4658 | 30.7593 | 3031.7048 | 3187.3974 | 3487.7311 | 3996.4099
3 | 19 | 1 | 1506.918 | 1538.9292 | 1594.1738 | 1704.0833 | 1116.6897 | 1145.6387 | 1210.8118 | 1332.0614 | -28.9824 | -48.0475 | -82.7895 | -129.7684 | 219.3707 | 294.2021 | 439.8785 | 654.9737 | 7.3249 | 13.6327 | 27.4711 | 48.5352 | -0.0029378 | -0.0033719 | -0.0043111 | -0.005539 | 6.9495 | 11.2277 | 19.9909 | 30.5992 | 2828.2674 | 2955.5795 | 3209.5323 | 3640.4789
3 | 19 | 2 | 1480.7119 | 1512.3734 | 1566.9375 | 1676.3596 | 1082.6379 | 1110.7041 | 1173.8899 | 1291.4421 | -27.7476 | -46.2206 | -79.3804 | -120.7148 | 135.686 | 187.8649 | 290.4084 | 443.314 | 7.086 | 12.5062 | 25.5189 | 46.04 | -0.0029378 | -0.0033719 | -0.0043111 | -0.005539 | 5.2637 | 8.6902 | 15.4921 | 23.5387 | 2683.6349 | 2785.9149 | 2992.862 | 3359.9742
3 | 19 | 3 | 1482.7152 | 1514.1167 | 1569.1178 | 1679.4082 | 1074.6602 | 1102.5196 | 1165.2398 | 1281.9258 | -27.7476 | -46.2206 | -79.662 | -125.454 | 81.7906 | 117.4686 | 193.6338 | 310.1709 | 7.861 | 14.0442 | 28.2536 | 50.5221 | -0.0029378 | -0.0033719 | -0.0043111 | -0.005539 | 2.8857 | 4.7188 | 8.0288 | 12.5365 | 2622.1621 | 2706.6441 | 2884.6075 | 3209.104
3 | 19 | 4 | 1519.5248 | 1551.5214 | 1608.3555 | 1720.3648 | 1098.8979 | 1127.3857 | 1191.5204 | 1310.8382 | -28.2962 | -49.8744 | -88.763 | -139.6714 | 50.197 | 75.6321 | 136.0389 | 234.41 | 11.2377 | 19.4558 | 37.7625 | 65.5902 | -0.0029378 | -0.0033719 | -0.0043111 | -0.005539 | 1.1917 | 1.8076 | 3.4394 | 5.476 | 2652.75 | 2725.9249 | 2888.3493 | 3197.0022
3 | 19 | 5 | 1596.3548 | 1629.5209 | 1688.9066 | 1802.8732 | 1193.805 | 1224.7532 | 1294.4269 | 1424.0496 | -31.6791 | -58.8436 | -109.1302 | -172.8454 | 43.1983 | 68.6637 | 127.963 | 227.6958 | 19.6945 | 33.3362 | 62.3743 | 106.6398 | -0.0029378 | -0.0033719 | -0.0043111 | -0.005539 | 0.92569 | 1.5815 | 2.7696 | 4.5432 | 2822.2963 | 2899.0085 | 3067.3059 | 3392.9507
3 | 19 | 6 | 1709.7117 | 1743.6652 | 1806.1955 | 1920.6325 | 1388.7816 | 1424.7843 | 1505.8374 | 1656.6306 | -37.4245 | -73.624 | -143.5329 | -227.4037 | 68.4011 | 106.4718 | 183.9697 | 323.4499 | 31.0856 | 52.3804 | 97.0175 | 163.7322 | -0.0029378 | -0.0033719 | -0.0043111 | -0.005539 | 0.40177 | 0.85169 | 1.606 | 2.0258 | 3160.9543 | 3254.5259 | 3451.0889 | 3839.0618
3 | 19 | 7 | 1820.3288 | 1856.0182 | 1922.6932 | 2037.4377 | 1561.6759 | 1602.1607 | 1693.3044 | 1862.8703 | -43.6419 | -88.2392 | -171.9621 | -274.9115 | 117.1923 | 178.2143 | 295.8991 | 506.6993 | 37.4549 | 63.3674 | 117.0048 | 197.3382 | -38.2057 | -43.5499 | -55.1312 | -70.5269 | -0.1303 | -0.10426 | -0.19483 | -0.33137 | 3454.674 | 3567.8673 | 3801.6134 | 4258.5758
3 | 19 | 8 | 1722.2712 | 1752.7492 | 1810.8301 | 1905.3366 | 1931.2085 | 1981.273 | 2093.9837 | 2303.6733 | -49.7521 | -97.4258 | -186.0742 | -296.2958 | 169.7109 | 253.5984 | 415.4812 | 713.2783 | 35.8466 | 60.7218 | 112.9651 | 190.5644 | -378.525 | -434.288 | -554.2322 | -708.6575 | 2.5843 | 5.9429 | 11.9336 | 14.5693 | 3433.3444 | 3522.5715 | 3704.8872 | 4122.4684
3 | 19 | 9 | 1634.2504 | 1661.2726 | 1712.5881 | 1790.2735 | 2217.5639 | 2275.0518 | 2404.475 | 2645.2569 | -54.2627 | -100.3053 | -187.5996 | -291.865 | 191.8938 | 285.8978 | 472.9921 | 804.1612 | 27.4116 | 47.2531 | 89.0004 | 150.0453 | -949.7057 | -1090.4903 | -1396.5387 | -1799.0342 | 8.5837 | 15.9519 | 31.0681 | 49.3678 | 3075.7349 | 3094.6316 | 3125.9854 | 3348.2056
3 | 19 | 10 | 1617.3176 | 1644.1206 | 1692.9358 | 1764.0242 | 2377.5497 | 2439.1851 | 2577.9455 | 2836.0986 | -57.0666 | -101.1926 | -183.4332 | -287.4341 | 184.9949 | 276.113 | 455.9113 | 788.6176 | 21.448 | 37.1082 | 70.4428 | 120.4548 | -1380.6483 | -1585.7118 | -2029.9293 | -2610.037 | 10.7228 | 15.7434 | 30.5079 | 59.8395 | 2774.3181 | 2725.3659 | 2614.3808 | 2671.5636
3 | 19 | 11 | 1613.8703 | 1639.7076 | 1687.1272 | 1756.9299 | 2466.8002 | 2530.7494 | 2674.7187 | 2942.5625 | -59.8704 | -101.1926 | -180.0241 | -280.2672 | 167.0898 | 250.0961 | 420.4995 | 727.3472 | 14.7814 | 26.8171 | 52.6676 | 90.4202 | -1717.0843 | -1972.3759 | -2526.4173 | -3252.8605 | 6.6291 | 5.6301 | 10.6889 | 32.9704 | 2492.2161 | 2379.4318 | 2139.2604 | 2017.1024
3 | 19 | 12 | 1591.5905 | 1616.4675 | 1662.1903 | 1729.6352 | 2511.9567 | 2577.0765 | 2723.6813 | 2996.4282 | -61.5466 | -100.4184 | -177.383 | -278.1478 | 158.9944 | 241.245 | 401.0365 | 697.8048 | 10.9989 | 20.1518 | 41.0712 | 72.1872 | -1890.5533 | -2171.7343 | -2781.709 | -3580.6877 | 1.8731 | 1.6682 | 3.0754 | 8.3832 | 2323.3137 | 2184.4563 | 1871.9625 | 1645.6032
3 | 19 | 13 | 1559.8771 | 1584.2611 | 1628.443 | 1692.4259 | 2547.562 | 2613.6048 | 2762.2876 | 3038.9005 | -62.7508 | -100.4184 | -174.2556 | -275.72 | 151.198 | 228.2417 | 381.117 | 658.1513 | 8.4337 | 15.5457 | 32.805 | 60.2839 | -1903.1979 | -2186.3972 | -2800.5222 | -3604.8503 | 0.40177 | -0.43465 | -0.68869 | 1.1528 | 2301.5239 | 2154.4031 | 1829.186 | 1570.3442
3 | 19 | 14 | 1478.3895 | 1501.2657 | 1542.1939 | 1599.493 | 2563.3076 | 2629.7586 | 2779.3603 | 3057.6829 | -63.2993 | -100.4184 | -173.974 | -278.4561 | 139.2236 | 210.2919 | 351.6854 | 600.7785 | 7.3249 | 14.3286 | 30.0703 | 56.6749 | -1754.7852 | -2016.6102 | -2584.3316 | -3326.9668 | -0.13573 | -0.85169 | -1.4301 | -0.98298 | 2370.0254 | 2237.7645 | 1943.5741 | 1708.2234
3 | 19 | 15 | 1400.0146 | 1421.3647 | 1459.1982 | 1510.2359 | 2555.952 | 2622.2123 | 2771.3847 | 3048.9086 | -63.8478 | -100.2531 | -175.4995 | -280.7675 | 128.8062 | 194.3227 | 324.8566 | 549.6096 | 8.1949 | 15.5457 | 32.805 | 61.0553 | -1571.7623 | -1805.1894 | -2310.1344 | -2968.8383 | -0.40177 | -0.85169 | -1.0405 | -1.5845 | 2456.9558 | 2347.1512 | 2101.57 | 1918.6191
3 | 19 | 16 | 1362.6018 | 1384.0382 | 1422.0207 | 1471.4529 | 2478.3143 | 2542.562 | 2687.2032 | 2956.2973 | -62.1716 | -100.0879 | -176.82 | -283.1952 | 66.5297 | 97.3009 | 158.0047 | 251.1028 | 10.9989 | 20.1518 | 40.9466 | 74.603 | -1132.5998 | -1301.2694 | -1665.4423 | -2137.8843 | -0.27146 | -0.85169 | -0.86458 | -1.5845 | 2723.4018 | 2641.8438 | 2465.0484 | 2330.7921
3 | 19 | 17 | 1422.9816 | 1446.5281 | 1489.5613 | 1549.0668 | 2320.2739 | 2380.4246 | 2515.8422 | 2767.7763 | -60.0234 | -99.0353 | -179.7426 | -291.9404 | 74.6251 | 107.622 | 169.3918 | 267.7785 | 17.6071 | 30.8545 | 60.8093 | 106.9294 | -627.4239 | -721.3342 | -924.2214 | -1187.9459 | -1.1917 | -1.9119 | -3.4394 | -5.476 | 3146.8487 | 3143.1478 | 3128.2011 | 3206.1887
3 | 19 | 18 | 1640.0009 | 1669.3424 | 1725.2328 | 1808.5522 | 2085.5899 | 2139.6566 | 2261.3774 | 2487.8296 | -55.9083 | -97.9826 | -180.7815 | -288.8961 | 91.6136 | 130.41 | 197.1844 | 302.9031 | 23.8462 | 41.1456 | 79.3669 | 137.9387 | -149.3928 | -171.9499 | -220.2229 | -281.168 | -5.4754 | -7.2035 | -13.7088 | -28.1975 | 3630.2741 | 3703.4186 | 3848.4482 | 4138.962
3 | 19 | 19 | 1867.3286 | 1901.3545 | 1968.7809 | 2072.5887 | 1989.4296 | 2041.0034 | 2157.112 | 2373.1232 | -51.9769 | -96.1557 | -177.6541 | -277.1065 | 98.2135 | 137.3785 | 206.6456 | 310.1087 | 26.8389 | 46.2728 | 88.8759 | 151.02 | -0.0029378 | -0.0033719 | -0.0043111 | -0.005539 | -9.4741 | -15.371 | -29.2144 | -49.8524 | 3920.3566 | 4014.4791 | 4214.5417 | 4579.8763
3 | 19 | 20 | 2065.8214 | 2104.3364 | 2182.8411 | 2310.0142 | 1800.7681 | 1847.4511 | 1952.5489 | 2148.0753 | -49.2801 | -89.1787 | -164.105 | -255.8385 | 107.7144 | 151.4649 | 226.9868 | 330.1112 | 22.9043 | 40.4497 | 78.1864 | 135.2821 | -0.0029378 | -0.0033719 | -0.0043111 | -0.005539 | -10.5952 | -16.8483 | -32.0747 | -54.3955 | 3937.3299 | 4037.6718 | 4244.3792 | 4613.2431
3 | 19 | 21 | 2043.9753 | 2083.376 | 2161.0893 | 2290.4266 | 1639.2016 | 1681.6961 | 1777.3644 | 1955.3481 | -46.4763 | -82.6454 | -149.7879 | -229.4067 | 192.7202 | 271.1768 | 414.974 | 610.2486 | 18.4187 | 33.0519 | 65.358 | 112.4654 | -0.0029378 | -0.0033719 | -0.0043111 | -0.005539 | -6.5233 | -10.227 | -19.332 | -32.6181 | 3841.3133 | 3976.425 | 4249.6615 | 4706.4584
3 | 19 | 22 | 1951.5579 | 1990.0928 | 2064.0741 | 2192.4384 | 1458.5921 | 1496.4046 | 1581.532 | 1739.9052 | -41.8892 | -72.6235 | -129.4973 | -200.9719 | 212.1208 | 292.2318 | 436.6164 | 641.9764 | 14.6145 | 26.1022 | 51.6225 | 89.9913 | -0.0029378 | -0.0033719 | -0.0043111 | -0.005539 | -2.3102 | -3.8224 | -7.7203 | -14.2254 | 3592.6831 | 3728.382 | 3996.6231 | 4449.1084
3 | 19 | 23 | 1831.9725 | 1868.8661 | 1938.3687 | 2064.3878 | 1294.7118 | 1328.2759 | 1403.8388 | 1544.4179 | -36.2509 | -63.489 | -113.5782 | -172.5371 | 316.7305 | 424.7354 | 617.0207 | 888.6908 | 12.6221 | 22.7973 | 44.7237 | 77.4559 | -0.0029378 | -0.0033719 | -0.0043111 | -0.005539 | 1.8975 | 3.1901 | 4.8465 | 5.5916 | 3421.6806 | 3584.3724 | 3895.2158 | 4408.0014
3 | 19 | 24 | 1748.7247 | 1784.9328 | 1851.7589 | 1976.7069 | 1159.6082 | 1189.6698 | 1257.3478 | 1383.2574 | -31.6332 | -54.3546 | -96.3385 | -146.8383 | 304.4608 | 408.3175 | 598.0157 | 881.6858 | 9.6512 | 17.2219 | 34.3699 | 59.9943 | -0.0029378 | -0.0033719 | -0.0043111 | -0.005539 | 6.9495 | 11.5581 | 20.4658 | 30.7593 | 3197.7583 | 3357.3422 | 3665.6153 | 4185.5599
3 | 20 | 1 | 1681.0124 | 1716.3001 | 1780.5127 | 1903.6359 | 1082.4381 | 1110.4992 | 1173.6732 | 1291.2038 | -29.4544 | -50.6487 | -90.0835 | -136.9353 | 219.3707 | 294.2021 | 439.8785 | 654.9737 | 9.2454 | 16.9376 | 32.9403 | 57.4992 | -0.0029378 | -0.0033719 | -0.0043111 | -0.005539 | 6.9495 | 11.2277 | 19.9909 | 30.5992 | 2969.5587 | 3098.5146 | 3356.9079 | 3800.971
3 | 20 | 2 | 1633.2869 | 1667.7874 | 1730.2529 | 1851.1212 | 1051.7992 | 1079.066 | 1140.4519 | 1254.6557 | -28.2197 | -46.9949 | -82.508 | -125.454 | 135.686 | 187.8649 | 290.4084 | 443.314 | 7.4918 | 14.0442 | 28.2536 | 48.3319 | -0.0029378 | -0.0033719 | -0.0043111 | -0.005539 | 5.2637 | 8.6902 | 15.4921 | 23.5387 | 2805.305 | 2910.4545 | 3122.3465 | 3495.5019
3 | 20 | 3 | 1614.9135 | 1649.3433 | 1711.1479 | 1831.3032 | 1043.722 | 1070.7793 | 1131.6938 | 1245.0206 | -27.7476 | -46.9949 | -82.508 | -125.454 | 81.7906 | 117.4686 | 193.6338 | 310.1709 | 7.3249 | 13.6327 | 27.3465 | 48.3319 | -0.0029378 | -0.0033719 | -0.0043111 | -0.005539 | 2.8857 | 4.7188 | 8.0288 | 12.5365 | 2722.886 | 2808.9445 | 2989.3386 | 3321.9037
3 | 20 | 4 | 1632.0091 | 1666.5875 | 1729.2712 | 1850.2432 | 1069.6951 | 1097.4258 | 1159.8561 | 1276.003 | -28.9824 | -51.536 | -91.8905 | -139.6714 | 50.197 | 75.6321 | 136.0389 | 234.41 | 11.5716 | 20.5633 | 40.3726 | 68.755 | -0.0029378 | -0.0033719 | -0.0043111 | -0.005539 | 1.1917 | 1.8076 | 3.4394 | 5.476 | 2735.6791 | 2810.4769 | 2977.0833 | 3295.2104
3 | 20 | 5 | 1689.8393 | 1724.9137 | 1789.2817 | 1910.2961 | 1171.8524 | 1202.2314 | 1270.624 | 1397.8631 | -31.7862 | -61.61 | -116.9107 | -180.0123 | 43.1983 | 68.6637 | 127.963 | 227.6958 | 22.2596 | 38.2157 | 71.7587 | 119.0736 | -0.0029378 | -0.0033719 | -0.0043111 | -0.005539 | 0.92569 | 1.5815 | 2.7696 | 4.5432 | 2896.2862 | 2973.9926 | 3145.4819 | 3479.4539
3 | 20 | 6 | 1793.1984 | 1828.7703 | 1895.9837 | 2016.5439 | 1370.7068 | 1406.2409 | 1486.2392 | 1635.0698 | -37.4245 | -78.0521 | -152.9154 | -243.6242 | 68.4011 | 106.4718 | 183.9697 | 323.4499 | 35.9987 | 60.7218 | 111.8712 | 186.6505 | -0.0029378 | -0.0033719 | -0.0043111 | -0.005539 | 0.40177 | 0.85169 | 1.606 | 2.0258 | 3231.2793 | 3325.001 | 3526.75 | 3920.1101
3 | 20 | 7 | 1894.9551 | 1931.3017 | 2001.5444 | 2123.392 | 1547.0798 | 1587.1862 | 1677.478 | 1845.4591 | -44.1139 | -90.8403 | -177.7306 | -279.6506 | 117.1923 | 178.2143 | 295.8991 | 506.6993 | 39.5423 | 66.8659 | 123.779 | 206.5056 | -92.9334 | -105.9838 | -134.3734 | -172.8801 | -0.1303 | -0.10426 | -0.19483 | -0.33137 | 3461.5919 | 3566.6396 | 3786.4016 | 4229.194
3 | 20 | 8 | 1761.056 | 1792.879 | 1852.8034 | 1950.6879 | 1917.6444 | 1967.3573 | 2079.2763 | 2287.4931 | -49.8592 | -95.4336 | -182.6651 | -284.8145 | 169.7109 | 253.5984 | 415.4812 | 713.2783 | 31.8972 | 54.8986 | 101.9642 | 171.0142 | -400.9337 | -460.4788 | -587.9875 | -750.6253 | 2.5843 | 5.9429 | 11.9336 | 14.5693 | 3432.0999 | 3518.7637 | 3690.806 | 4101.6031
3 | 20 | 9 | 1626.6332 | 1654.1021 | 1705.0465 | 1781.8101 | 2217.5443 | 2275.0317 | 2404.4537 | 2645.2335 | -53.7142 | -94.6594 | -171.9621 | -266.1662 | 191.8938 | 285.8978 | 472.9921 | 804.1612 | 18.3101 | 31.9444 | 62.2389 | 106.8055 | -766.3098 | -876.9087 | -1112.3041 | -1414.3079 | 8.5837 | 15.9519 | 31.0681 | 49.3678 | 3242.9411 | 3291.3598 | 3391.5331 | 3706.9041
3 | 20 | 10 | 1557.4387 | 1582.7396 | 1629.1188 | 1692.5881 | 2409.2469 | 2471.704 | 2612.3143 | 2873.9091 | -56.5946 | -95.5467 | -167.514 | -254.9931 | 184.9949 | 276.113 | 455.9113 | 788.6176 | 9.7231 | 17.9178 | 36.3221 | 65.4134 | -1238.3459 | -1419.7201 | -1809.7644 | -2318.4706 | 10.7228 | 15.7434 | 30.5079 | 59.8395 | 2877.1859 | 2848.951 | 2786.8959 | 2906.9039
3 | 20 | 11 | 1484.7538 | 1508.2026 | 1550.1427 | 1603.4627 | 2538.6144 | 2604.4253 | 2752.5858 | 3028.2273 | -58.4849 | -96.5993 | -169.0395 | -252.5654 | 167.0898 | 250.0961 | 420.4995 | 727.3472 | 5.3827 | 10.7028 | 24.601 | 44.7869 | -1808.262 | -2076.469 | -2658.1543 | -3421.9152 | 6.6291 | 5.6301 | 10.6889 | 32.9704 | 2335.7229 | 2205.9886 | 1931.3241 | 1762.3139
3 | 20 | 12 | 1429.5369 | 1450.7897 | 1490.1296 | 1536.5182 | 2610.3874 | 2678.0588 | 2830.4083 | 3113.8427 | -60.1611 | -98.4262 | -170.8465 | -255.3014 | 158.9944 | 241.245 | 401.0365 | 697.8048 | 4.5711 | 9.1647 | 21.991 | 41.1779 | -1933.0356 | -2220.0277 | -2842.2179 | -3658.1555 | 1.8731 | 1.6682 | 3.0754 | 8.3832 | 2212.1662 | 2062.4726 | 1733.5763 | 1484.27
3 | 20 | 13 | 1356.2737 | 1375.6881 | 1410.9286 | 1449.695 | 2663.8183 | 2732.8749 | 2888.3427 | 3177.5787 | -61.2582 | -101.1405 | -173.974 | -259.9242 | 151.198 | 228.2417 | 381.117 | 658.1513 | 4.3323 | 9.1647 | 21.8664 | 39.8608 | -1938.8487 | -2226.6246 | -2850.2154 | -3667.0446 | 0.40177 | -0.43465 | -0.68869 | 1.1528 | 2175.9172 | 2017.7697 | 1677.3766 | 1399.4698
3 | 20 | 14 | 1220.7084 | 1237.3625 | 1265.8626 | 1294.7892 | 2685.3556 | 2754.9705 | 2911.6953 | 3203.2698 | -62.2787 | -102.9674 | -178.3455 | -262.6603 | 139.2236 | 210.2919 | 351.6854 | 600.7785 | 4.7381 | 10.0069 | 23.296 | 42.9239 | -1768.6256 | -2031.1521 | -2600.071 | -3345.1032 | -0.13573 | -0.85169 | -1.4301 | -0.98298 | 2218.9856 | 2077.6605 | 1772.6927 | 1533.0149
3 | 20 | 15 | 1216.852 | 1233.4888 | 1261.6473 | 1293.7114 | 2677.9622 | 2747.3855 | 2903.6788 | 3194.4505 | -62.3553 | -104.629 | -179.666 | -265.3963 | 128.8062 | 194.3227 | 324.8566 | 549.6096 | 5.8686 | 12.0946 | 26.5532 | 49.5962 | -1629.3564 | -1870.0787 | -2391.2744 | -3072.8538 | -0.40177 | -0.85169 | -1.0405 | -1.5845 | 2337.3756 | 2211.7322 | 1944.7549 | 1747.533
3 | 20 | 16 | 1157.2035 | 1174.0959 | 1199.2357 | 1232.1313 | 2621.2104 | 2689.1625 | 2842.1436 | 3126.7532 | -61.3347 | -103.5764 | -181.473 | -270.1355 | 66.5297 | 97.3009 | 158.0047 | 251.1028 | 8.8395 | 16.9376 | 35.4151 | 63.3471 | -1192.5384 | -1368.4222 | -1748.4244 | -2244.2557 | -0.27146 | -0.85169 | -0.86458 | -1.5845 | 2599.6386 | 2504.6464 | 2304.0371 | 2157.3588
3 | 20 | 17 | 1196.3689 | 1215.5172 | 1244.2745 | 1286.2787 | 2446.1762 | 2509.5907 | 2652.3563 | 2917.9609 | -58.5309 | -102.8543 | -184.3955 | -278.8808 | 74.6251 | 107.622 | 169.3918 | 267.7785 | 15.1872 | 28.2089 | 55.2777 | 94.3564 | -659.0908 | -756.7377 | -968.0264 | -1243.8555 | -1.1917 | -1.9119 | -3.4394 | -5.476 | 3013.544 | 2999.435 | 2965.439 | 3038.1622
3 | 20 | 18 | 1484.8061 | 1511.4681 | 1556.7737 | 1628.9512 | 2184.2678 | 2240.8926 | 2368.3725 | 2605.5392 | -55.0714 | -101.6364 | -187.0366 | -285.3147 | 91.6136 | 130.41 | 197.1844 | 302.9031 | 23.0712 | 40.9993 | 78.5844 | 133.5583 | -160.2643 | -184.3966 | -236.4425 | -303.2943 | -5.4754 | -7.2035 | -13.7088 | -28.1975 | 3562.9477 | 3630.5336 | 3763.7272 | 4054.1453
3 | 20 | 19 | 1802.0655 | 1835.3071 | 1898.2047 | 1997.0841 | 2043.8874 | 2096.873 | 2216.1599 | 2438.0842 | -51.5048 | -97.9826 | -180.7815 | -279.8425 | 98.2135 | 137.3785 | 206.6456 | 310.1087 | 27.6505 | 48.2333 | 92.1331 | 156.4766 | -0.0029378 | -0.0033719 | -0.0043111 | -0.005539 | -9.4741 | -15.371 | -29.2144 | -49.8524 | 3910.8351 | 4004.4349 | 4203.1431 | 4572.0531
3 | 20 | 20 | 1999.6379 | 2037.6525 | 2112.361 | 2232.6678 | 1842.4529 | 1890.2165 | 1997.7471 | 2197.7997 | -49.3872 | -92.6672 | -171.6805 | -268.0529 | 107.7144 | 151.4649 | 226.9868 | 330.1112 | 27.2447 | 46.8415 | 90.0455 | 153.5151 | -0.0029378 | -0.0033719 | -0.0043111 | -0.005539 | -10.5952 | -16.8483 | -32.0747 | -54.3955 | 3917.0645 | 4016.6565 | 4223.3809 | 4591.6398
3 | 20 | 21 | 2009.9275 | 2048.4552 | 2124.1747 | 2250.1433 | 1666.4369 | 1709.6375 | 1806.8954 | 1987.8362 | -46.5834 | -84.4723 | -154.2359 | -239.3097 | 192.7202 | 271.1768 | 414.974 | 610.2486 | 22.0927 | 38.5 | 74.5447 | 127.6352 | -0.0029378 | -0.0033719 | -0.0043111 | -0.005539 | -6.5233 | -10.227 | -19.332 | -32.6181 | 3838.0678 | 3973.0669 | 4247.0166 | 4703.93
3 | 20 | 22 | 1945.211 | 1983.0959 | 2056.736 | 2183.9843 | 1475.4587 | 1513.7084 | 1599.8202 | 1760.0247 | -41.8892 | -74.2852 | -135.4709 | -210.8749 | 212.1208 | 292.2318 | 436.6164 | 641.9764 | 17.7741 | 30.8545 | 60.4113 | 103.7423 | -0.0029378 | -0.0033719 | -0.0043111 | -0.005539 | -2.3102 | -3.8224 | -7.7203 | -14.2254 | 3606.3623 | 3741.7795 | 4010.3884 | 4464.6219
3 | 20 | 23 | 1842.8497 | 1879.7019 | 1949.7144 | 2075.8373 | 1304.3687 | 1338.1831 | 1414.3096 | 1555.9373 | -36.2509 | -64.2633 | -115.1803 | -177.7009 | 316.7305 | 424.7354 | 617.0207 | 888.6908 | 14.3756 | 24.9947 | 48.8879 | 85.2044 | -0.0029378 | -0.0033719 | -0.0043111 | -0.005539 | 1.8975 | 3.1901 | 4.8465 | 5.5916 | 3443.9683 | 3606.5386 | 3919.5945 | 4433.5549
3 | 20 | 24 | 1764.216 | 1800.3018 | 1868.0029 | 1994.0002 | 1163.3093 | 1193.4669 | 1261.3608 | 1387.6724 | -31.7403 | -56.0162 | -99.4661 | -153.5805 | 304.4608 | 408.3175 | 598.0157 | 881.6858 | 11.8105 | 20.1518 | 39.7147 | 70.4788 | -0.0029378 | -0.0033719 | -0.0043111 | -0.005539 | 6.9495 | 11.5581 | 20.4658 | 30.7593 | 3219.0028 | 3377.7765 | 3688.0895 | 4211.0104
3 | 21 | 1 | 1703.4215 | 1738.9483 | 1804.5347 | 1929.6435 | 1081.1438 | 1109.1712 | 1172.2698 | 1289.6598 | -29.9264 | -48.8218 | -84.11 | -129.4601 | 219.3707 | 294.2021 | 439.8785 | 654.9737 | 6.9191 | 12.0946 | 24.7364 | 47.3572 | -0.0029378 | -0.0033719 | -0.0043111 | -0.005539 | 6.9495 | 11.2277 | 19.9909 | 30.5992 | 2987.8751 | 3116.8189 | 3377.296 | 3822.7678
3 | 21 | 2 | 1658.629 | 1693.4639 | 1757.2841 | 1880.4672 | 1046.8606 | 1073.9993 | 1135.097 | 1248.7645 | -28.6917 | -46.9949 | -82.508 | -127.457 | 135.686 | 187.8649 | 290.4084 | 443.314 | 7.3249 | 12.7905 | 26.166 | 47.3572 | -0.0029378 | -0.0033719 | -0.0043111 | -0.005539 | 5.2637 | 8.6902 | 15.4921 | 23.5387 | 2825.0694 | 2929.8106 | 3141.9353 | 3515.9791
3 | 21 | 3 | 1638.4839 | 1673.0269 | 1736.132 | 1858.6509 | 1036.3466 | 1063.2128 | 1123.6968 | 1236.2228 | -28.6917 | -48.0475 | -84.11 | -129.4601 | 81.7906 | 117.4686 | 193.6338 | 310.1709 | 8.6726 | 14.7402 | 29.5586 | 54.2327 | -0.0029378 | -0.0033719 | -0.0043111 | -0.005539 | 2.8857 | 4.7188 | 8.0288 | 12.5365 | 2739.4847 | 2825.1164 | 3006.9357 | 3342.3483
3 | 21 | 4 | 1658.4222 | 1693.5798 | 1757.6473 | 1880.832 | 1061.2848 | 1088.7975 | 1150.737 | 1265.9707 | -29.4544 | -51.536 | -93.211 | -144.1022 | 50.197 | 75.6321 | 136.0389 | 234.41 | 12.6221 | 21.6898 | 41.8022 | 73.7829 | -0.0029378 | -0.0033719 | -0.0043111 | -0.005539 | 1.1917 | 1.8076 | 3.4394 | 5.476 | 2754.2604 | 2829.9675 | 2996.4494 | 3316.3638
3 | 21 | 5 | 1722.4019 | 1758.192 | 1824.3916 | 1948.3154 | 1158.982 | 1189.0274 | 1256.6688 | 1382.5104 | -32.2583 | -61.61 | -118.2312 | -186.3298 | 43.1983 | 68.6637 | 127.963 | 227.6958 | 22.9043 | 38.5 | 71.8832 | 123.8981 | -0.0029378 | -0.0033719 | -0.0043111 | -0.005539 | 0.92569 | 1.5815 | 2.7696 | 4.5432 | 2916.151 | 2994.3512 | 3165.4407 | 3500.6276
3 | 21 | 6 | 1816.5792 | 1852.4903 | 1921.0315 | 2044.6046 | 1359.0189 | 1394.2501 | 1473.5662 | 1621.1277 | -38.3685 | -77.8868 | -151.1084 | -240.8881 | 68.4011 | 106.4718 | 183.9697 | 323.4499 | 34.7012 | 58.5244 | 107.8315 | 182.4093 | -0.0029378 | -0.0033719 | -0.0043111 | -0.005539 | 0.40177 | 0.85169 | 1.606 | 2.0258 | 3240.7307 | 3334.698 | 3536.8921 | 3932.7237
3 | 21 | 7 | 1907.0365 | 1943.9454 | 2015.3803 | 2138.6206 | 1538.0213 | 1577.8929 | 1667.656 | 1834.6536 | -44.5859 | -89.9529 | -176.4101 | -281.6537 | 117.1923 | 178.2143 | 295.8991 | 506.6993 | 38.8026 | 65.4741 | 120.2619 | 204.0105 | -64.8558 | -74.1136 | -94.0869 | -120.2961 | -0.1303 | -0.10426 | -0.19483 | -0.33137 | 3491.4808 | 3601.3559 | 3828.5055 | 4281.7028
3 | 21 | 8 | 1764.906 | 1795.9334 | 1856.3462 | 1954.9045 | 1913.37 | 1962.9721 | 2074.6417 | 2282.3944 | -50.8033 | -95.5989 | -182.6651 | -291.132 | 169.7109 | 253.5984 | 415.4812 | 713.2783 | 32.7088 | 54.8986 | 102.6113 | 174.5216 | -283.5846 | -323.6052 | -409.6514 | -521.9608 | 2.5843 | 5.9429 | 11.9336 | 14.5693 | 3548.8921 | 3654.1413 | 3868.6975 | 4326.5753
3 | 21 | 9 | 1611.284 | 1638.1538 | 1688.4678 | 1763.3654 | 2227.0564 | 2284.7904 | 2414.7676 | 2656.5802 | -54.7348 | -97.2605 | -176.6916 | -277.2229 | 191.8938 | 285.8978 | 472.9921 | 804.1612 | 21.2811 | 36.5504 | 69.1377 | 119.4802 | -710.8829 | -814.2484 | -1035.657 | -1320.1981 | 8.5837 | 15.9519 | 31.0681 | 49.3678 | 3294.4812 | 3349.8354 | 3464.0846 | 3795.5337
3 | 21 | 10 | 1503.8248 | 1529.0314 | 1572.0232 | 1629.12 | 2451.8898 | 2515.4525 | 2658.5515 | 2924.7764 | -57.2808 | -97.5388 | -173.7691 | -266.4745 | 184.9949 | 276.113 | 455.9113 | 788.6176 | 12.9912 | 23.1913 | 45.8933 | 81.6971 | -989.0775 | -1134.9108 | -1451.342 | -1864.8865 | 10.7228 | 15.7434 | 30.5079 | 59.8395 | 3118.0653 | 3127.0819 | 3137.7762 | 3352.6896
3 | 21 | 11 | 1414.5898 | 1436.4972 | 1474.0849 | 1521.1447 | 2585.5204 | 2652.5473 | 2803.4454 | 3084.1798 | -59.6126 | -99.3658 | -173.7691 | -262.4684 | 167.0898 | 250.0961 | 420.4995 | 727.3472 | 8.6726 | 15.8301 | 32.805 | 59.8551 | -1214.0553 | -1390.6893 | -1772.7396 | -2271.7895 | 6.6291 | 5.6301 | 10.6889 | 32.9704 | 2908.8339 | 2870.5456 | 2795.0149 | 2891.2392
3 | 21 | 12 | 1309.704 | 1329.6889 | 1360.7112 | 1397.0155 | 2689.5104 | 2759.2331 | 2916.2004 | 3208.226 | -62.3093 | -101.9669 | -176.8966 | -269.5189 | 158.9944 | 241.245 | 401.0365 | 697.8048 | 7.086 | 13.2211 | 28.7653 | 52.5354 | -1346.5034 | -1539.9725 | -1954.8951 | -2492.1748 | 1.8731 | 1.6682 | 3.0754 | 8.3832 | 2758.3552 | 2703.1169 | 2577.9971 | 2602.2712
3 | 21 | 13 | 1189.3733 | 1206.4919 | 1231.1902 | 1254.8615 | 2776.3558 | 2848.3299 | 3010.3656 | 3311.8209 | -63.6206 | -103.6286 | -179.7426 | -274.5663 | 151.198 | 228.2417 | 381.117 | 658.1513 | 6.4414 | 12.0946 | 27.3357 | 51.1166 | -1328.6601 | -1519.1533 | -1929.2214 | -2467.2239 | 0.40177 | -0.43465 | -0.68869 | 1.1528 | 2731.4896 | 2671.9415 | 2540.3558 | 2535.3129
3 | 21 | 14 | 1043.4741 | 1056.9286 | 1074.3375 | 1085.7386 | 2826.7795 | 2900.0608 | 3065.0394 | 3371.9697 | -64.1691 | -105.4555 | -182.8701 | -279.6138 | 139.2236 | 210.2919 | 351.6854 | 600.7785 | 6.8472 | 12.9367 | 28.7653 | 51.9896 | -1259.1023 | -1438.374 | -1824.1016 | -2335.6007 | -0.13573 | -0.85169 | -1.4301 | -0.98298 | 2692.9173 | 2635.5368 | 2511.4258 | 2494.279
3 | 21 | 15 | 947.9742 | 959.2852 | 971.8361 | 977.7619 | 2831.7262 | 2905.1357 | 3070.403 | 3377.8704 | -64.7176 | -105.4555 | -182.8701 | -279.922 | 128.8062 | 194.3227 | 324.8566 | 549.6096 | 6.8472 | 14.0442 | 29.5478 | 52.8626 | -1259.2217 | -1440.6566 | -1829.4824 | -2333.4064 | -0.40177 | -0.85169 | -1.0405 | -1.5845 | 2591.0127 | 2525.8241 | 2383.2506 | 2343.1916
3 | 21 | 16 | 919.4353 | 930.1399 | 942.7737 | 950.6625 | 2751.2659 | 2822.5895 | 2983.161 | 3281.892 | -63.2251 | -104.4028 | -182.6651 | -279.922 | 66.5297 | 97.3009 | 158.0047 | 251.1028 | 8.7676 | 17.0648 | 35.675 | 61.9283 | -905.6806 | -1036.3025 | -1316.502 | -1682.2038 | -0.27146 | -0.85169 | -0.86458 | -1.5845 | 2776.8214 | 2725.538 | 2619.5827 | 2581.8753
3 | 21 | 17 | 1036.1822 | 1050.4108 | 1070.9916 | 1094.3598 | 2559.6679 | 2626.0245 | 2775.4138 | 3053.3412 | -60.3142 | -104.2897 | -188.1522 | -289.0921 | 74.6251 | 107.622 | 169.3918 | 267.7785 | 16.4847 | 30.4239 | 59.5773 | 102.0032 | -418.6832 | -480.7486 | -615.2663 | -793.1265 | -1.1917 | -1.9119 | -3.4394 | -5.476 | 3206.7708 | 3227.531 | 3268.5167 | 3429.7882
3 | 21 | 18 | 1374.7909 | 1397.6409 | 1437.7531 | 1495.4456 | 2286.9049 | 2346.1904 | 2479.6605 | 2727.9714 | -55.0714 | -102.2976 | -188.1522 | -292.3651 | 91.6136 | 130.41 | 197.1844 | 302.9031 | 24.8248 | 43.6449 | 83.6665 | 140.3322 | -99.4224 | -114.0045 | -145.5572 | -186.4242 | -5.4754 | -7.2035 | -13.7088 | -28.1975 | 3618.1649 | 3694.3806 | 3850.8463 | 4159.6656
3 | 21 | 19 | 1721.4451 | 1752.2509 | 1810.8617 | 1900.094 | 2120.6309 | 2175.606 | 2299.3718 | 2529.6288 | -51.5048 | -97.8695 | -183.7041 | -284.5817 | 98.2135 | 137.3785 | 206.6456 | 310.1087 | 28.9262 | 50.183 | 94.4074 | 160.0856 | -0.0029378 | -0.0033719 | -0.0043111 | -0.005539 | -9.4741 | -15.371 | -29.2144 | -49.8524 | 3908.2338 | 4002.1744 | 4198.3637 | 4565.4775
3 | 21 | 20 | 1936.4375 | 1972.4026 | 2043.4901 | 2157.2838 | 1888.491 | 1937.4482 | 2047.6657 | 2252.7171 | -48.8081 | -90.8403 | -167.0276 | -258.5746 | 107.7144 | 151.4649 | 226.9868 | 330.1112 | 24.6578 | 42.9314 | 82.7487 | 142.0559 | -0.0029378 | -0.0033719 | -0.0043111 | -0.005539 | -10.5952 | -16.8483 | -32.0747 | -54.3955 | 3897.8945 | 3996.5551 | 4201.7847 | 4569.1922
3 | 21 | 21 | 1963.6777 | 2001.1074 | 2074.2793 | 2195.5317 | 1696.8393 | 1740.828 | 1839.8603 | 2024.1022 | -46.3998 | -82.8106 | -151.39 | -234.1459 | 192.7202 | 271.1768 | 414.974 | 610.2486 | 19.7664 | 34.4437 | 67.1856 | 117.3916 | -0.0029378 | -0.0033719 | -0.0043111 | -0.005539 | -6.5233 | -10.227 | -19.332 | -32.6181 | 3820.0777 | 3954.5149 | 4225.5729 | 4680.5045
3 | 21 | 22 | 1915.9751 | 1953.3903 | 2025.6175 | 2150.2314 | 1498.2809 | 1537.1222 | 1624.566 | 1787.2486 | -42.3612 | -74.4504 | -133.9454 | -208.1388 | 212.1208 | 292.2318 | 436.6164 | 641.9764 | 16.5566 | 29.3164 | 57.1541 | 99.057 | -0.0029378 | -0.0033719 | -0.0043111 | -0.005539 | -2.3102 | -3.8224 | -7.7203 | -14.2254 | 3598.2592 | 3733.7844 | 4002.284 | 4456.1436
3 | 21 | 23 | 1821.4743 | 1858.0357 | 1927.1225 | 2052.0159 | 1317.0175 | 1351.1598 | 1428.0245 | 1571.0256 | -36.7229 | -63.489 | -113.8597 | -174.5402 | 316.7305 | 424.7354 | 617.0207 | 888.6908 | 12.6221 | 22.7973 | 44.7237 | 77.4559 | -0.0029378 | -0.0033719 | -0.0043111 | -0.005539 | 1.8975 | 3.1901 | 4.8465 | 5.5916 | 3433.0161 | 3596.4259 | 3907.8738 | 4420.234
3 | 21 | 24 | 1746.9806 | 1783.0654 | 1849.9732 | 1974.4571 | 1170.9438 | 1201.2993 | 1269.6388 | 1396.7792 | -32.6538 | -54.3546 | -94.8131 | -148.8414 | 304.4608 | 408.3175 | 598.0157 | 881.6858 | 9.2454 | 16.2416 | 32.9403 | 59.0197 | -0.0029378 | -0.0033719 | -0.0043111 | -0.005539 | 6.9495 | 11.5581 | 20.4658 | 30.7593 | 3205.9234 | 3366.124 | 3676.2164 | 4193.8543
3 | 22 | 1 | 1696.6539 | 1732.3964 | 1797.5536 | 1921.9368 | 1084.0506 | 1112.1534 | 1175.4216 | 1293.1272 | -29.9264 | -50.6487 | -90.0835 | -134.9322 | 219.3707 | 294.2021 | 439.8785 | 654.9737 | 9.2454 | 16.2416 | 32.2932 | 55.2074 | -0.0029378 | -0.0033719 | -0.0043111 | -0.005539 | 6.9495 | 11.2277 | 19.9909 | 30.5992 | 2986.3405 | 3115.5692 | 3375.05 | 3820.9066
3 | 22 | 2 | 1655.121 | 1690.9564 | 1754.7356 | 1877.9736 | 1046.9846 | 1074.1265 | 1135.2314 | 1248.9124 | -28.6917 | -48.6565 | -83.8285 | -125.454 | 135.686 | 187.8649 | 290.4084 | 443.314 | 7.7307 | 14.0442 | 28.2536 | 48.3319 | -0.0029378 | -0.0033719 | -0.0043111 | -0.005539 | 5.2637 | 8.6902 | 15.4921 | 23.5387 | 2822.0913 | 2927.0224 | 3140.2883 | 3516.6112
3 | 22 | 3 | 1636.6499 | 1671.6335 | 1734.7391 | 1857.0237 | 1035.6063 | 1062.4533 | 1122.8941 | 1235.3397 | -28.2197 | -48.6565 | -85.354 | -127.7653 | 81.7906 | 117.4686 | 193.6338 | 310.1709 | 9.2454 | 16.132 | 32.2932 | 55.2074 | -0.0029378 | -0.0033719 | -0.0043111 | -0.005539 | 2.8857 | 4.7188 | 8.0288 | 12.5365 | 2737.9551 | 2823.7463 | 3006.2308 | 3342.5073
3 | 22 | 4 | 1657.0688 | 1692.5117 | 1756.2282 | 1879.7568 | 1058.2614 | 1085.6957 | 1147.4587 | 1262.3642 | -29.4544 | -51.536 | -93.211 | -141.6745 | 50.197 | 75.6321 | 136.0389 | 234.41 | 12.6221 | 22.1014 | 42.3248 | 73.3387 | -0.0029378 | -0.0033719 | -0.0043111 | -0.005539 | 1.1917 | 1.8076 | 3.4394 | 5.476 | 2749.8836 | 2826.2092 | 2992.2746 | 3313.6657
3 | 22 | 5 | 1720.7919 | 1756.1368 | 1822.1709 | 1946.0284 | 1153.4845 | 1183.3874 | 1250.7079 | 1375.9527 | -32.7303 | -63.2717 | -118.2312 | -184.3267 | 43.1983 | 68.6637 | 127.963 | 227.6958 | 23.8462 | 40.734 | 75.9229 | 125.8474 | -0.0029378 | -0.0033719 | -0.0043111 | -0.005539 | 0.92569 | 1.5815 | 2.7696 | 4.2118 | 2909.5135 | 2987.2283 | 3161.2988 | 3495.4038
3 | 22 | 6 | 1809.2174 | 1845.4943 | 1913.7097 | 2036.2089 | 1355.3694 | 1390.5059 | 1469.609 | 1616.7743 | -38.9171 | -78.0521 | -152.9154 | -241.6211 | 68.4011 | 106.4718 | 183.9697 | 323.4499 | 36.2375 | 60.7218 | 112.7782 | 187.5235 | -0.0029378 | -0.0033719 | -0.0043111 | -0.005539 | 0.40177 | 0.85169 | 1.606 | 2.0258 | 3230.7072 | 3325.99 | 3528.7529 | 3924.3557
3 | 22 | 7 | 1893.7198 | 1931.334 | 2002.0999 | 2124.1135 | 1536.0496 | 1575.8701 | 1665.5182 | 1832.3016 | -44.6624 | -91.0056 | -179.5376 | -281.962 | 117.1923 | 178.2143 | 295.8991 | 506.6993 | 40.4259 | 68.404 | 126.5137 | 210.645 | -84.2065 | -96.2659 | -122.7633 | -158.7975 | -0.1303 | -0.10426 | -0.19483 | -0.33137 | 3458.3884 | 3566.4466 | 3787.5351 | 4232.6686
3 | 22 | 8 | 1753.9994 | 1786.6036 | 1846.4488 | 1944.2482 | 1907.1373 | 1956.5777 | 2067.8835 | 2274.9595 | -50.2242 | -97.2605 | -183.9857 | -287.1258 | 169.7109 | 253.5984 | 415.4812 | 713.2783 | 33.1146 | 56.4367 | 105.346 | 176.5726 | -416.2131 | -477.2831 | -607.6882 | -773.3826 | 2.5843 | 5.9429 | 11.9336 | 19.7739 | 3400.1093 | 3484.6157 | 3655.4193 | 4068.324
3 | 22 | 9 | 1608.4074 | 1636.1973 | 1685.9675 | 1761.5858 | 2220.483 | 2278.0466 | 2407.6401 | 2648.739 | -54.7348 | -97.0953 | -177.9356 | -272.4837 | 191.8938 | 285.8978 | 472.9921 | 804.1612 | 21.2811 | 36.5504 | 69.9202 | 118.163 | -864.0077 | -988.7391 | -1253.2652 | -1587.2697 | 8.5837 | 15.9519 | 31.0681 | 51.6763 | 3131.9064 | 3166.8096 | 3236.3872 | 3524.5719
3 | 22 | 10 | 1502.1208 | 1526.7134 | 1569.224 | 1629.1635 | 2444.0792 | 2507.4394 | 2650.0826 | 2915.4594 | -57.6151 | -97.2083 | -171.6805 | -258.5746 | 184.9949 | 276.113 | 455.9113 | 788.6176 | 12.0493 | 21.6898 | 43.1587 | 74.3774 | -1022.9792 | -1173.8133 | -1498.5705 | -1919.7229 | 10.7228 | 15.7434 | 30.5079 | 49.9707 | 3073.3726 | 3076.6772 | 3078.6335 | 3279.291
3 | 22 | 11 | 1410.4276 | 1434.9767 | 1471.9964 | 1520.3757 | 2595.222 | 2662.5004 | 2813.9647 | 3095.7525 | -60.526 | -97.9826 | -170.0785 | -256.1469 | 167.0898 | 250.0961 | 420.4995 | 727.3472 | 6.9191 | 13.6327 | 28.7653 | 51.6624 | -1292.7963 | -1482.3277 | -1889.2489 | -2417.9564 | 6.6291 | 5.6301 | 10.6889 | 17.5406 | 2832.9653 | 2786.5256 | 2686.5874 | 2738.5752
3 | 22 | 12 | 1317.9392 | 1340.9414 | 1372.4216 | 1410.6186 | 2699.7186 | 2769.7059 | 2927.2689 | 3220.4029 | -62.2022 | -98.87 | -170.0785 | -256.1469 | 158.9944 | 241.245 | 401.0365 | 697.8048 | 4.7381 | 9.1647 | 21.991 | 38.8861 | -1642.3822 | -1887.9727 | -2419.9216 | -3116.0337 | 1.8731 | 1.6682 | 3.0754 | 5.0444 | 2478.6789 | 2375.8825 | 2135.7932 | 2000.5762
3 | 22 | 13 | 1205.5598 | 1223.5764 | 1249.5126 | 1276.6677 | 2767.8398 | 2839.5931 | 3001.1319 | 3301.6625 | -63.2993 | -100.6969 | -172.9245 | -260.4613 | 151.198 | 228.2417 | 381.117 | 658.1513 | 4.3323 | 8.8804 | 21.3438 | 38.8861 | -1645.6772 | -1892.7354 | -2430.0873 | -3140.4535 | 0.40177 | -0.43465 | -0.68869 | -0.98298 | 2420.3552 | 2306.4247 | 2049.4048 | 1873.4698
3 | 22 | 14 | 1075.1444 | 1088.4935 | 1107.4981 | 1124.0202 | 2803.8802 | 2876.5678 | 3040.21 | 3344.6539 | -64.4269 | -101.4712 | -176.052 | -265.2005 | 139.2236 | 210.2919 | 351.6854 | 600.7785 | 4.905 | 9.5763 | 22.7734 | 41.1779 | -1653.7696 | -1898.4261 | -2424.3028 | -3096.7067 | -0.13573 | -0.85169 | -1.4301 | -2.186 | 2304.821 | 2184.1806 | 1920.382 | 1746.5373
3 | 22 | 15 | 992.0582 | 1003.4396 | 1018.9387 | 1030.4038 | 2783.1698 | 2855.3205 | 3017.754 | 3319.9491 | -63.9549 | -102.3586 | -177.5774 | -265.2005 | 128.8062 | 194.3227 | 324.8566 | 549.6096 | 5.8686 | 11.1144 | 25.3835 | 45.5583 | -1590.5946 | -1826.1834 | -2336.9168 | -3007.7887 | -0.40177 | -0.85169 | -1.0405 | -2.186 | 2254.9515 | 2134.8036 | 1871.3981 | 1670.3457
3 | 22 | 16 | 950.4036 | 962.3912 | 977.0016 | 988.812 | 2709.8224 | 2780.0717 | 2938.2244 | 3232.4555 | -62.9344 | -101.3059 | -178.898 | -269.5149 | 66.5297 | 97.3009 | 158.0047 | 251.1028 | 8.7676 | 16.2416 | 34.3699 | 60.6264 | -1264.4342 | -1451.824 | -1857.8273 | -2389.0064 | -0.27146 | -0.85169 | -0.86458 | -1.5845 | 2407.8833 | 2302.0238 | 2070.0108 | 1872.8909
3 | 22 | 17 | 1069.4284 | 1083.9737 | 1106.6113 | 1134.4804 | 2519.8235 | 2585.1472 | 2732.211 | 3005.8121 | -59.582 | -100.4186 | -180.2185 | -271.518 | 74.6251 | 107.622 | 169.3918 | 267.7785 | 13.8979 | 24.9947 | 50.5909 | 86.9504 | -609.9556 | -701.2271 | -897.7237 | -1149.6781 | -1.1917 | -1.9119 | -3.4394 | -4.5432 | 3007.0455 | 2998.18 | 2977.4235 | 3069.2821
3 | 22 | 18 | 1415.6587 | 1438.6059 | 1480.6088 | 1542.9174 | 2265.2213 | 2323.9447 | 2456.1493 | 2702.1058 | -55.4669 | -98.5916 | -178.693 | -273.9457 | 91.6136 | 130.41 | 197.1844 | 302.9031 | 20.9119 | 36.962 | 71.6233 | 121.2262 | -147.5391 | -169.3685 | -216.4857 | -277.8606 | -5.4754 | -7.2035 | -13.7088 | -21.3973 | 3584.9242 | 3654.7589 | 3796.6781 | 4095.9488
3 | 22 | 19 | 1761.5447 | 1791.9197 | 1852.3602 | 1945.0132 | 2115.3448 | 2170.1828 | 2293.6402 | 2523.3232 | -50.9563 | -94.1636 | -174.245 | -267.2035 | 98.2135 | 137.3785 | 206.6456 | 310.1087 | 24.6578 | 43.2157 | 82.6241 | 139.5608 | -0.0029378 | -0.0033719 | -0.0043111 | -0.005539 | -9.4741 | -15.371 | -29.2144 | -46.7224 | 3939.3275 | 4033.1587 | 4231.8064 | 4604.0745
3 | 22 | 20 | 1987.3947 | 2024.3338 | 2097.8526 | 2215.2398 | 1880.9985 | 1929.7614 | 2039.5416 | 2243.7795 | -48.701 | -89.9008 | -166.951 | -255.8385 | 107.7144 | 151.4649 | 226.9868 | 330.1112 | 24.6578 | 43.2157 | 82.7487 | 140.7388 | -0.0029378 | -0.0033719 | -0.0043111 | -0.005539 | -10.5952 | -16.8483 | -32.0747 | -51.597 | 3941.4663 | 4042.0233 | 4248.0997 | 4622.4281
3 | 22 | 21 | 2029.7499 | 2069.79 | 2146.3639 | 2272.9589 | 1694.9963 | 1738.9372 | 1837.8619 | 2021.9037 | -45.8207 | -82.6454 | -152.9154 | -232.1428 | 192.7202 | 271.1768 | 414.974 | 610.2486 | 21.1508 | 37.3736 | 72.7171 | 123.8229 | -0.0029378 | -0.0033719 | -0.0043111 | -0.005539 | -6.5233 | -10.227 | -19.332 | -30.4823 | 3886.2703 | 4024.4018 | 4299.6652 | 4766.3035
3 | 22 | 22 | 2011.5794 | 2051.9468 | 2128.9578 | 2260.8422 | 1495.8634 | 1534.6421 | 1621.9448 | 1784.3648 | -40.7615 | -74.2852 | -135.4709 | -206.1357 | 212.1208 | 292.2318 | 436.6164 | 641.9764 | 18.1799 | 32.2463 | 62.4988 | 106.8055 | -0.0029378 | -0.0033719 | -0.0043111 | -0.005539 | -2.3102 | -3.8224 | -7.7203 | -13.2926 | 3694.6689 | 3832.9559 | 4106.8223 | 4574.5551
3 | 22 | 23 | 1923.2525 | 1962.8651 | 2037.3785 | 2169.0804 | 1317.3884 | 1351.5403 | 1428.4268 | 1571.4681 | -36.1438 | -65.1507 | -116.7057 | -177.2762 | 316.7305 | 424.7354 | 617.0207 | 888.6908 | 14.9483 | 26.6709 | 51.498 | 87.4962 | -0.0029378 | -0.0033719 | -0.0043111 | -0.005539 | 1.8975 | 3.1901 | 4.8465 | 5.923 | 3538.0706 | 3703.8478 | 4022.4603 | 4545.3767
3 | 22 | 24 | 1839.0837 | 1877.384 | 1948.6896 | 2080.3077 | 1169.0018 | 1199.3069 | 1267.5331 | 1394.4627 | -31.6332 | -55.242 | -99.4661 | -151.1528 | 304.4608 | 408.3175 | 598.0157 | 881.6858 | 11.4047 | 20.1518 | 39.1921 | 66.8698 | -0.0029378 | -0.0033719 | -0.0043111 | -0.005539 | 6.9495 | 11.5581 | 20.4658 | 30.7593 | 3299.2644 | 3461.473 | 3774.426 | 4302.927
3 | 23 | 1 | 1768.3911 | 1805.6666 | 1874.5945 | 2004.2446 | 1083.6431 | 1111.7354 | 1174.9798 | 1292.6412 | -30.8705 | -51.3098 | -89.597 | -127.7653 | 219.3707 | 294.2021 | 439.8785 | 654.9737 | 7.3249 | 13.6137 | 27.731 | 44.8245 | -0.0029378 | -0.0033719 | -0.0043111 | -0.005539 | 6.9495 | 11.2277 | 19.9909 | 30.5992 | 3054.8059 | 3185.1323 | 3447.5733 | 3899.5124
3 | 23 | 2 | 1722.5155 | 1759.1642 | 1826.0772 | 1954.2185 | 1046.0083 | 1073.1249 | 1134.1728 | 1247.7479 | -29.1637 | -49.3177 | -85.149 | -123.0262 | 135.686 | 187.8649 | 290.4084 | 443.314 | 7.3249 | 13.7599 | 27.731 | 44.7229 | -0.0029378 | -0.0033719 | -0.0043111 | -0.005539 | 5.2637 | 8.6902 | 15.4921 | 23.5387 | 2887.6317 | 2993.2831 | 3208.7282 | 3590.5102
3 | 23 | 3 | 1693.507 | 1729.7104 | 1795.317 | 1921.7985 | 1037.7609 | 1064.6638 | 1125.2304 | 1237.9099 | -29.1637 | -48.5434 | -85.149 | -123.0262 | 81.7906 | 117.4686 | 193.6338 | 310.1709 | 7.861 | 15.1517 | 29.8185 | 48.3319 | -0.0029378 | -0.0033719 | -0.0043111 | -0.005539 | 2.7554 | 4.7188 | 8.0288 | 12.5365 | 2794.5082 | 2883.1666 | 3066.8752 | 3407.716
3 | 23 | 4 | 1705.3501 | 1741.5315 | 1807.7559 | 1934.4541 | 1062.8544 | 1090.4078 | 1152.4389 | 1267.8431 | -29.9264 | -52.1972 | -94.5316 | -137.2437 | 50.197 | 75.6321 | 136.0389 | 234.41 | 11.2377 | 20.279 | 39.85 | 64.273 | -0.0029378 | -0.0033719 | -0.0043111 | -0.005539 | 1.0614 | 1.8076 | 3.4394 | 5.476 | 2800.7713 | 2877.4575 | 3044.9872 | 3369.207
3 | 23 | 5 | 1746.5965 | 1782.8449 | 1850.2998 | 1976.1559 | 1160.7948 | 1190.8872 | 1258.6344 | 1384.6729 | -32.2583 | -62.219 | -113.5782 | -172.8454 | 43.1983 | 68.6637 | 127.963 | 227.6958 | 20.4695 | 35.2858 | 67.1964 | 109.9063 | -0.0029378 | -0.0033719 | -0.0043111 | -0.005539 | 0.79539 | 1.5815 | 2.7696 | 4.2118 | 2939.5933 | 3017.0407 | 3193.2807 | 3529.7917
3 | 23 | 6 | 1830.6791 | 1867.5801 | 1936.428 | 2060.5892 | 1360.3193 | 1395.5841 | 1474.9761 | 1622.6788 | -38.3685 | -76.9994 | -149.3014 | -229.7151 | 68.4011 | 106.4718 | 183.9697 | 323.4499 | 32.7088 | 55.7218 | 104.0518 | 169.2905 | -0.0029378 | -0.0033719 | -0.0043111 | -0.005539 | 0.27146 | 0.85169 | 1.606 | 2.0258 | 3254.0083 | 3349.2066 | 3551.7258 | 3948.3136
3 | 23 | 7 | 1941.2128 | 1979.4768 | 2052.6554 | 2177.9804 | 1536.2499 | 1576.0755 | 1665.7353 | 1832.5405 | -45.0579 | -92.3888 | -179.0512 | -272.4837 | 117.1923 | 178.2143 | 295.8991 | 506.6993 | 38.2665 | 65.6013 | 121.8269 | 199.1859 | -119.1348 | -136.3104 | -173.8924 | -224.7334 | -0.1303 | -0.10426 | -0.19483 | -0.33137 | 3468.5986 | 3570.5646 | 3782.9784 | 4218.8577
3 | 23 | 8 | 1778.2832 | 1811.157 | 1871.9531 | 1971.8744 | 1910.2996 | 1959.8221 | 2071.3124 | 2278.7318 | -51.7473 | -100.6881 | -191.3563 | -287.1258 | 169.7109 | 253.5984 | 415.4812 | 713.2783 | 35.107 | 60.4375 | 113.225 | 183.2447 | -658.2322 | -754.8867 | -964.7844 | -1242.1389 | 3.5236 | 5.9429 | 11.9336 | 19.7739 | 3186.9448 | 3235.3831 | 3327.7646 | 3637.6383
3 | 23 | 9 | 1653.8082 | 1681.1893 | 1733.4874 | 1812.9391 | 2208.1916 | 2265.4366 | 2394.3128 | 2634.0771 | -56.2579 | -104.1766 | -190.0358 | -280.3836 | 191.8938 | 285.8978 | 472.9921 | 804.1612 | 26.0272 | 45.4307 | 86.5257 | 139.6625 | -1269.2117 | -1455.854 | -1860.4754 | -2392.5324 | 9.2135 | 15.9519 | 31.0681 | 51.6763 | 2763.6647 | 2733.8757 | 2667.8749 | 2769.6
3 | 23 | 10 | 1563.9539 | 1588.1881 | 1633.5117 | 1700.0869 | 2399.3679 | 2461.5689 | 2601.6027 | 2862.1248 | -59.1688 | -104.2897 | -187.1132 | -273.9497 | 184.9949 | 276.113 | 455.9113 | 788.6176 | 18.716 | 33.0519 | 65.2334 | 105.4883 | -1692.8166 | -1942.8349 | -2484.7673 | -3196.3066 | 9.5066 | 15.7434 | 30.5079 | 49.9707 | 2424.5538 | 2327.5407 | 2114.8865 | 2036.032
3 | 23 | 11 | 1506.5745 | 1528.9555 | 1570.9099 | 1629.9095 | 2503.5327 | 2568.4341 | 2714.5471 | 2986.3794 | -62.3376 | -106.1166 | -185.7927 | -269.2106 | 167.0898 | 250.0961 | 420.4995 | 727.3472 | 12.861 | 24.2988 | 48.8879 | 79.9357 | -2014.7657 | -2312.5993 | -2957.8594 | -3803.7359 | 3.6648 | 5.6301 | 10.6889 | 17.5406 | 2116.6194 | 1958.6986 | 1621.8813 | 1368.1659
3 | 23 | 12 | 1436.6834 | 1456.8035 | 1494.8378 | 1546.2798 | 2562.5297 | 2628.9605 | 2778.5168 | 3056.7549 | -64.0138 | -106.2298 | -184.1906 | -264.7797 | 158.9944 | 241.245 | 401.0365 | 697.8048 | 9.0784 | 16.9376 | 37.1046 | 59.4109 | -2216.8511 | -2544.1237 | -3252.8524 | -4181.1347 | 1.0696 | 1.6682 | 3.0754 | 5.0444 | 1887.4906 | 1695.2613 | 1277.528 | 919.3803
3 | 23 | 13 | 1320.7565 | 1338.6821 | 1370.0239 | 1411.8888 | 2611.315 | 2679.0105 | 2831.414 | 3114.9492 | -65.6135 | -107.004 | -184.1906 | -262.352 | 151.198 | 228.2417 | 381.117 | 658.1513 | 6.1075 | 12.9178 | 29.4232 | 46.7363 | -2219.3051 | -2547.1048 | -3256.8084 | -4185.6223 | -4.5988e-22 | -0.43465 | -0.68869 | -0.98298 | 1804.4583 | 1604.3086 | 1170.2905 | 782.7684
3 | 23 | 14 | 1223.4309 | 1239.8534 | 1266.5222 | 1302.1863 | 2612.8147 | 2680.5492 | 2833.0402 | 3116.7383 | -66.2997 | -107.9436 | -185.5111 | -262.6603 | 139.2236 | 210.2919 | 351.6854 | 600.7785 | 5.1439 | 10.9681 | 26.166 | 40.6321 | -2066.2065 | -2371.4007 | -3031.9219 | -3895.7489 | -0.40719 | -0.85169 | -1.4301 | -2.186 | 1847.6998 | 1661.4666 | 1258.5507 | 899.7401
3 | 23 | 15 | 1140.2861 | 1155.7622 | 1180.0018 | 1209.9333 | 2592.4552 | 2659.6618 | 2810.9647 | 3092.4521 | -65.6135 | -108.8309 | -187.3181 | -265.3963 | 128.8062 | 194.3227 | 324.8566 | 549.6096 | 6.5133 | 13.2021 | 30.2057 | 48.279 | -1751.8778 | -2010.8643 | -2571.4047 | -3304.4265 | -0.40177 | -0.85169 | -1.0405 | -2.186 | 2050.1678 | 1902.4019 | 1586.2655 | 1328.2652
3 | 23 | 16 | 1097.1496 | 1113.2158 | 1137.629 | 1166.917 | 2515.3912 | 2580.6 | 2727.4052 | 3000.5251 | -64.0444 | -107.9436 | -188.6387 | -272.1386 | 66.5297 | 97.3009 | 158.0047 | 251.1028 | 10.8686 | 20.5633 | 42.5116 | 67.8291 | -1299.0761 | -1491.4479 | -1907.5979 | -2450.7638 | -0.40177 | -0.85169 | -0.86458 | -1.5845 | 2326.4168 | 2211.4368 | 1968.4494 | 1761.8872
3 | 23 | 17 | 1178.933 | 1197.8442 | 1227.846 | 1269.4459 | 2358.1638 | 2419.2967 | 2556.9257 | 2812.9739 | -60.1894 | -104.2897 | -187.1132 | -276.5694 | 74.6251 | 107.622 | 169.3918 | 267.7785 | 16.5566 | 30.0123 | 59.5773 | 95.2294 | -711.265 | -817.2316 | -1046.4635 | -1344.4317 | -1.1917 | -1.9119 | -3.4394 | -4.5432 | 2855.6326 | 2831.342 | 2776.7247 | 2819.8834
3 | 23 | 18 | 1492.203 | 1519.0436 | 1566.7935 | 1639.6119 | 2128.9755 | 2184.1669 | 2308.4198 | 2539.5828 | -55.6788 | -100.6359 | -183.7041 | -275.8364 | 91.6136 | 130.41 | 197.1844 | 302.9031 | 22.0927 | 38.9116 | 76.1097 | 123.0739 | -178.8217 | -205.7033 | -263.6319 | -338.1237 | -4.3407 | -7.2035 | -13.7088 | -21.3973 | 3496.0436 | 3558.9893 | 3687.4626 | 3969.8142
3 | 23 | 19 | 1786.8257 | 1819.6607 | 1882.8367 | 1981.1141 | 2018.967 | 2071.3066 | 2189.1391 | 2408.3574 | -51.7167 | -95.8774 | -174.04 | -260.886 | 98.2135 | 137.3785 | 206.6456 | 310.1087 | 23.3101 | 41.1456 | 80.1494 | 130.051 | -0.0029378 | -0.0033719 | -0.0043111 | -0.005539 | -8.942 | -15.371 | -29.2144 | -46.7224 | 3866.6546 | 3958.2395 | 4155.512 | 4522.0173
3 | 23 | 20 | 1963.4976 | 2000.8049 | 2073.8468 | 2191.8824 | 1825.5559 | 1872.8815 | 1979.426 | 2177.6439 | -50.0405 | -91.3362 | -165.978 | -241.9294 | 107.7144 | 151.4649 | 226.9868 | 330.1112 | 20.9838 | 37.7851 | 74.2821 | 120.0106 | -0.0029378 | -0.0033719 | -0.0043111 | -0.005539 | -10.1934 | -16.8483 | -32.0747 | -51.597 | 3857.5147 | 3954.7485 | 4156.4846 | 4526.1162
3 | 23 | 21 | 1993.6788 | 2031.9939 | 2107.1372 | 2232.4888 | 1660.3761 | 1703.4196 | 1800.3237 | 1980.6065 | -48.1808 | -85.5772 | -151.9425 | -218.6584 | 192.7202 | 271.1768 | 414.974 | 610.2486 | 17.4402 | 31.266 | 62.7587 | 100.9047 | -0.0029378 | -0.0033719 | -0.0043111 | -0.005539 | -6.2518 | -10.227 | -19.332 | -30.4823 | 3809.7798 | 3942.0488 | 4213.9149 | 4675.1023
3 | 23 | 22 | 1997.9641 | 2037.2633 | 2113.6378 | 2245.4162 | 1478.0626 | 1516.3798 | 1602.6436 | 1763.1308 | -43.6701 | -76.608 | -136.3049 | -192.2266 | 212.1208 | 292.2318 | 436.6164 | 641.9764 | 14.2087 | 26.1022 | 52.2805 | 84.8619 | -0.0029378 | -0.0033719 | -0.0043111 | -0.005539 | -2.1744 | -3.8224 | -7.7203 | -13.2926 | 3656.5087 | 3791.5432 | 4061.1487 | 4529.8606
3 | 23 | 23 | 1920.7955 | 1959.3769 | 2033.325 | 2165.2479 | 1316.8158 | 1350.9528 | 1427.8058 | 1570.785 | -38.6875 | -66.6992 | -116.2193 | -165.7948 | 313.4306 | 420.3099 | 604.8394 | 861.4127 | 11.2377 | 20.9749 | 42.7715 | 67.8444 | -0.0029378 | -0.0033719 | -0.0043111 | -0.005539 | 2.0333 | 3.1901 | 4.8465 | 5.923 | 3525.6225 | 3688.1021 | 3997.3647 | 4505.4126
3 | 23 | 24 | 1831.3409 | 1868.8942 | 1939.9033 | 2070.4418 | 1179.0792 | 1209.6455 | 1278.4599 | 1406.4837 | -34.0698 | -57.5648 | -100.3001 | -140.0961 | 273.266 | 364.5984 | 527.986 | 765.8593 | 8.8395 | 15.8477 | 33.2003 | 53.1188 | -0.0029378 | -0.0033719 | -0.0043111 | -0.005539 | 6.9495 | 11.5581 | 20.4658 | 30.7593 | 3265.4024 | 3412.9757 | 3699.7107 | 4186.5613
3 | 24 | 1 | 1765.2973 | 1802.4655 | 1871.2829 | 2001.3214 | 1080.3314 | 1108.3379 | 1171.389 | 1288.6908 | -29.638 | -50.927 | -89.0445 | -133.3538 | 232.5703 | 310.0217 | 447.1603 | 647.7681 | 7.4918 | 14.3286 | 28.9007 | 49.5098 | -0.0029378 | -0.0033719 | -0.0043111 | -0.005539 | 6.9495 | 11.2277 | 19.9909 | 30.5992 | 3062.9993 | 3195.451 | 3449.6749 | 3884.53
3 | 24 | 2 | 1697.3758 | 1733.2766 | 1799.1716 | 1925.4077 | 1048.3709 | 1075.5488 | 1136.7347 | 1250.5662 | -28.5104 | -49.1001 | -84.3149 | -126.1869 | 157.3799 | 214.9547 | 315.2273 | 463.3863 | 7.086 | 13.3483 | 27.4711 | 47.0147 | -0.0029378 | -0.0033719 | -0.0043111 | -0.005539 | 5.2637 | 8.6902 | 15.4921 | 23.5387 | 2886.963 | 2996.7152 | 3209.7775 | 3583.7212
3 | 24 | 3 | 1651.9729 | 1687.3042 | 1751.1358 | 1874.8904 | 1034.6839 | 1061.507 | 1121.894 | 1234.2394 | -28.0384 | -47.2732 | -82.9944 | -126.1869 | 103.0857 | 142.1393 | 217.6586 | 326.3552 | 7.086 | 13.6327 | 27.4711 | 47.0147 | -0.0029378 | -0.0033719 | -0.0043111 | -0.005539 | 2.7554 | 4.7188 | 8.0288 | 12.5365 | 2771.5426 | 2862.0254 | 3043.1896 | 3368.8438
3 | 24 | 4 | 1630.6143 | 1665.5123 | 1728.2342 | 1849.9417 | 1050.5557 | 1077.7902 | 1139.1035 | 1253.1723 | -28.0384 | -49.1001 | -86.122 | -130.9261 | 67.0954 | 95.8772 | 152.7819 | 236.6745 | 9.2454 | 16.526 | 32.8158 | 56.0804 | -0.0029378 | -0.0033719 | -0.0043111 | -0.005539 | 1.0614 | 1.8076 | 3.4394 | 5.476 | 2730.5309 | 2808.4098 | 2970.2486 | 3270.4133
3 | 24 | 5 | 1636.7379 | 1671.5409 | 1734.2898 | 1854.5796 | 1098.0582 | 1126.5242 | 1190.6099 | 1309.8364 | -29.166 | -52.7539 | -95.5045 | -145.1435 | 42.1015 | 62.8919 | 104.3946 | 175.4041 | 12.7524 | 22.3857 | 43.8166 | 74.3133 | -0.0029378 | -0.0033719 | -0.0043111 | -0.005539 | 0.79539 | 1.5815 | 2.7696 | 4.2118 | 2761.2764 | 2832.1669 | 2980.3717 | 3273.1962
3 | 24 | 6 | 1667.6812 | 1702.3392 | 1765.3732 | 1884.1848 | 1200.5952 | 1231.7193 | 1301.7894 | 1432.1494 | -32.5184 | -61.1141 | -114.5511 | -178.3175 | 30.7963 | 45.7261 | 81.958 | 138.6559 | 19.0498 | 33.3362 | 62.8968 | 106.3989 | -0.0029378 | -0.0033719 | -0.0043111 | -0.005539 | 0.27146 | 0.85169 | 1.606 | 2.0258 | 2885.8727 | 2952.855 | 3099.068 | 3385.0917
3 | 24 | 7 | 1821.1966 | 1858.8319 | 1929.2663 | 2059.3537 | 1203.9058 | 1235.1157 | 1305.379 | 1436.0985 | -36.5876 | -73.9024 | -144.0193 | -223.8222 | 31.1951 | 47.6087 | 80.0322 | 138.6559 | 29.332 | 50.4673 | 94.2206 | 156.6159 | -125.7189 | -144.03 | -184.0278 | -237.7772 | -0.1303 | -0.10426 | -0.19483 | -0.33137 | 2923.1927 | 2973.987 | 3080.6561 | 3328.7932
3 | 24 | 8 | 1832.3165 | 1868.8984 | 1938.0445 | 2061.3962 | 1378.8819 | 1414.628 | 1495.1033 | 1644.8216 | -41.7538 | -85.8032 | -166.4751 | -262.16 | 42.5004 | 65.311 | 104.9351 | 172.0867 | 35.035 | 60.0259 | 111.4001 | 186.5112 | -651.2295 | -747.168 | -955.4125 | -1229.964 | 3.5236 | 5.9429 | 11.9336 | 19.7739 | 2599.2741 | 2581.8349 | 2539.5291 | 2592.4655
3 | 24 | 9 | 1843.0311 | 1878.8459 | 1946.7375 | 2064.0562 | 1558.8058 | 1599.2162 | 1690.1924 | 1859.4467 | -46.3715 | -93.4413 | -180.7921 | -281.5413 | 60.0967 | 85.0197 | 136.833 | 222.7547 | 35.035 | 60.3102 | 112.8297 | 189.0063 | -1216.673 | -1395.8567 | -1784.3188 | -2295.2368 | 9.2135 | 15.9519 | 31.0681 | 51.6763 | 2243.1376 | 2150.0459 | 1952.5497 | 1810.1621
3 | 24 | 10 | 1835.0949 | 1869.4251 | 1935.8839 | 2048.2713 | 1697.2143 | 1741.2128 | 1840.2669 | 2024.5495 | -49.313 | -94.4939 | -177.6646 | -274.7991 | 72.8975 | 106.611 | 168.4772 | 278.4431 | 27.1727 | 47.5374 | 90.2324 | 152.0963 | -1637.2679 | -1879.1267 | -2403.3494 | -3091.6268 | 9.5066 | 15.7434 | 30.5079 | 49.9707 | 1955.3052 | 1806.9091 | 1484.3543 | 1186.9051
3 | 24 | 11 | 1829.5705 | 1863.683 | 1929.3068 | 2039.3193 | 1767.636 | 1813.4601 | 1916.6242 | 2108.5532 | -51.4612 | -92.8323 | -170.3706 | -260.5816 | 87.9916 | 128.2024 | 207.4033 | 335.2638 | 19.1218 | 34.0321 | 66.4031 | 113.4401 | -1950.617 | -2239.0177 | -2863.8246 | -3682.8644 | 3.6648 | 5.6301 | 10.6889 | 17.5406 | 1705.9065 | 1513.1577 | 1096.2311 | 670.6709
3 | 24 | 12 | 1813.5445 | 1846.7679 | 1911.4997 | 2018.9267 | 1791.8107 | 1838.2615 | 1942.8365 | 2137.3904 | -52.5889 | -91.8928 | -163.834 | -247.0972 | 100.3936 | 145.9046 | 232.5599 | 372.0121 | 12.6221 | 23.0816 | 47.3229 | 82.4308 | -2090.9493 | -2400.3516 | -3070.544 | -3948.4455 | 1.0696 | 1.6682 | 3.0754 | 5.0444 | 1575.9024 | 1363.4395 | 902.9164 | 420.2617
3 | 24 | 13 | 1762.9594 | 1795.224 | 1857.7277 | 1961.3498 | 1794.0586 | 1840.5676 | 1945.2739 | 2140.0718 | -53.6094 | -91.7275 | -162.5135 | -246.6725 | 103.2947 | 149.7938 | 243.9469 | 387.5554 | 10.2958 | 19.4558 | 41.0712 | 70.87 | -2097.0148 | -2407.5177 | -3080.037 | -3960.5493 | -4.5988e-22 | -0.43465 | -0.68869 | -0.98298 | 1519.9843 | 1305.3613 | 844.7804 | 351.6423
3 | 24 | 14 | 1707.6519 | 1738.8936 | 1799.0294 | 1900.4648 | 1756.5511 | 1802.0878 | 1904.605 | 2095.3304 | -53.6094 | -91.7275 | -161.193 | -244.6694 | 103.8124 | 150.0671 | 237.5433 | 374.698 | 9.2454 | 17.5062 | 37.3672 | 67.1594 | -2010.8577 | -2308.154 | -2951.7947 | -3793.8144 | -0.40719 | -0.85169 | -1.4301 | -2.186 | 1512.3865 | 1307.8215 | 864.1271 | 396.9828
3 | 24 | 15 | 1666.8238 | 1698.1616 | 1757.0328 | 1857.002 | 1718.8842 | 1763.4444 | 1863.7632 | 2050.3987 | -53.6859 | -92.6149 | -164.0389 | -249.4086 | 98.0102 | 141.6287 | 223.1826 | 348.5522 | 10.9989 | 20.8477 | 42.8988 | 74.8063 | -1723.8289 | -1978.9109 | -2531.0292 | -3252.7316 | -0.40177 | -0.85169 | -1.0405 | -2.186 | 1716.8004 | 1551.7049 | 1190.7687 | 826.4331
3 | 24 | 16 | 1608.6756 | 1640.1054 | 1696.95 | 1794.7869 | 1671.9842 | 1715.3286 | 1812.9102 | 1994.4533 | -52.5583 | -93.5023 | -167.1664 | -254.456 | 50.7569 | 71.1705 | 109.2449 | 170.6729 | 13.7309 | 24.8674 | 50.9781 | 87.4809 | -1275.2744 | -1464.1783 | -1872.9056 | -2406.6005 | -0.40177 | -0.85169 | -0.86458 | -1.5845 | 2016.9131 | 1892.9397 | 1629.1465 | 1384.7531
3 | 24 | 17 | 1619.8553 | 1652.0133 | 1710.2309 | 1811.7145 | 1605.6737 | 1647.2991 | 1741.0107 | 1915.3539 | -51.4306 | -92.6149 | -170.294 | -260.89 | 54.0568 | 75.596 | 114.9385 | 170.6729 | 18.8829 | 33.6205 | 65.4961 | 112.5894 | -720.6593 | -827.7648 | -1059.2889 | -1360.5214 | -1.1917 | -1.9119 | -3.4394 | -4.5432 | 2525.187 | 2486.2373 | 2398.6538 | 2384.3761
3 | 24 | 18 | 1753.3751 | 1788.0889 | 1853.4249 | 1966.1379 | 1560.0291 | 1600.4712 | 1691.5188 | 1860.9059 | -48.5197 | -90.5096 | -166.68 | -257.7292 | 52.6513 | 75.596 | 114.9385 | 170.6729 | 21.8538 | 38.5 | 73.7622 | 126.7845 | -178.8217 | -205.7033 | -263.6319 | -338.1237 | -4.3407 | -7.2035 | -13.7088 | -21.3973 | 3156.2271 | 3199.2396 | 3289.6237 | 3507.2511
3 | 24 | 19 | 1859.9189 | 1896.2758 | 1966.3633 | 2083.3778 | 1642.0384 | 1684.6065 | 1780.4404 | 1958.7321 | -46.7364 | -87.578 | -161.4639 | -247.8262 | 59.2511 | 82.028 | 125.1939 | 184.5927 | 23.0712 | 40.3224 | 77.8019 | 131.3681 | -0.0029378 | -0.0033719 | -0.0043111 | -0.005539 | -8.942 | -15.371 | -29.2144 | -46.7224 | 3528.5984 | 3600.2804 | 3759.1169 | 4063.5167
3 | 24 | 20 | 1934.7482 | 1973.093 | 2046.8346 | 2171.7906 | 1570.259 | 1610.9662 | 1702.6109 | 1873.1088 | -45.1367 | -83.2021 | -153.6068 | -235.6119 | 81.3438 | 113.6672 | 167.8876 | 236.9637 | 20.9119 | 36.962 | 72.2704 | 122.4041 | -0.0029378 | -0.0033719 | -0.0043111 | -0.005539 | -10.1934 | -16.8483 | -32.0747 | -51.597 | 3551.9298 | 3634.6346 | 3803.9177 | 4117.0528
3 | 24 | 21 | 1899.5468 | 1937.07 | 2009.2408 | 2134.3697 | 1483.4211 | 1521.8772 | 1608.4538 | 1769.5228 | -42.912 | -78.4957 | -141.1734 | -216.6554 | 133.1128 | 186.8178 | 282.9569 | 412.5783 | 17.7741 | 31.1388 | 61.7163 | 105.59 | -0.0029378 | -0.0033719 | -0.0043111 | -0.005539 | -6.2518 | -10.227 | -19.332 | -30.4823 | 3484.688 | 3588.1777 | 3801.8582 | 4174.9177
3 | 24 | 22 | 1846.0547 | 1883.1173 | 1953.3053 | 2078.2848 | 1369.1931 | 1404.688 | 1484.5978 | 1633.2641 | -39.894 | -71.1881 | -128.3817 | -194.9627 | 144.8168 | 201.9772 | 304.3459 | 444.8769 | 14.5425 | 26.3865 | 52.1451 | 89.4455 | -0.0029378 | -0.0033719 | -0.0043111 | -0.005539 | -2.1744 | -3.8224 | -7.7203 | -13.2926 | 3332.5358 | 3441.1551 | 3658.2877 | 4037.6105
3 | 24 | 23 | 1764.7427 | 1800.6035 | 1868.0402 | 1991.1334 | 1248.1965 | 1280.5547 | 1353.4029 | 1488.9314 | -35.8554 | -62.8279 | -112.7441 | -168.9556 | 167.1185 | 227.9941 | 339.7578 | 505.015 | 11.8105 | 21.6898 | 42.5116 | 73.4027 | -0.0029378 | -0.0033719 | -0.0043111 | -0.005539 | 2.0333 | 3.1901 | 4.8465 | 5.923 | 3158.0432 | 3271.2009 | 3495.8105 | 3895.4443
3 | 24 | 24 | 1668.1689 | 1702.9597 | 1766.5961 | 1886.3437 | 1148.0818 | 1177.8446 | 1244.8499 | 1369.508 | -32.3654 | -56.2946 | -99.9525 | -149.5744 | 273.266 | 364.5984 | 527.986 | 765.8593 | 10.2239 | 18.7599 | 36.98 | 63.2608 | -0.0029378 | -0.0033719 | -0.0043111 | -0.005539 | 6.9495 | 11.5581 | 20.4658 | 30.7593 | 3074.3219 | 3219.4228 | 3496.9208 | 3966.1512
3 | 25 | 1 | 1630.5318 | 1665.0387 | 1727.5895 | 1848.6984 | 1051.6836 | 1078.9473 | 1140.3265 | 1254.5177 | -29.638 | -51.7013 | -90.57 | -138.093 | 232.5703 | 310.0217 | 447.1603 | 647.7681 | 9.0065 | 16.2416 | 32.9403 | 56.182 | -0.0029378 | -0.0033719 | -0.0043111 | -0.005539 | 6.9495 | 11.2277 | 19.9909 | 30.5992 | 2901.1007 | 3029.7724 | 3277.4332 | 3699.6669
3 | 25 | 2 | 1566.0532 | 1599.286 | 1658.961 | 1776.6908 | 1029.0091 | 1055.6851 | 1115.7409 | 1227.4701 | -28.6175 | -49.1001 | -84.878 | -128.6147 | 157.3799 | 214.9547 | 315.2273 | 463.3863 | 8.0279 | 14.7402 | 30.2057 | 51.7 | -0.0029378 | -0.0033719 | -0.0043111 | -0.005539 | 5.2637 | 8.6902 | 15.4921 | 23.5387 | 2737.1134 | 2844.2527 | 3050.7446 | 3414.1657
3 | 25 | 3 | 1526.3035 | 1559.144 | 1617.1156 | 1732.2875 | 1021.9492 | 1048.4421 | 1108.0859 | 1219.0486 | -28.0384 | -47.4385 | -84.5965 | -128.19 | 103.0857 | 142.1393 | 217.6586 | 326.3552 | 8.8395 | 15.4361 | 31.5107 | 53.8902 | -0.0029378 | -0.0033719 | -0.0043111 | -0.005539 | 2.7554 | 4.7188 | 8.0288 | 12.5365 | 2634.892 | 2722.4385 | 2897.7989 | 3215.9225
3 | 25 | 4 | 1507.9188 | 1540.5039 | 1597.643 | 1711.2986 | 1036.1391 | 1062.9999 | 1123.4718 | 1235.9752 | -28.0384 | -49.1001 | -86.122 | -128.6147 | 67.0954 | 95.8772 | 152.7819 | 236.6745 | 9.4842 | 16.9376 | 33.7228 | 57.4992 | -0.0029378 | -0.0033719 | -0.0043111 | -0.005539 | 1.0614 | 1.8076 | 3.4394 | 5.476 | 2593.6575 | 2669.0227 | 2824.9327 | 3118.3033
3 | 25 | 5 | 1509.8173 | 1541.8916 | 1598.815 | 1711.1271 | 1075.333 | 1103.2099 | 1165.9693 | 1282.7283 | -28.694 | -51.0922 | -92.377 | -140.8291 | 42.1015 | 62.8919 | 104.3946 | 175.4041 | 12.2163 | 21.2593 | 41.0197 | 70.3771 | -0.0029378 | -0.0033719 | -0.0043111 | -0.005539 | 0.79539 | 1.5815 | 2.7696 | 4.2118 | 2611.5665 | 2679.7385 | 2820.5869 | 3103.0139
3 | 25 | 6 | 1525.0592 | 1557.0166 | 1613.7335 | 1723.8388 | 1153.8585 | 1183.771 | 1251.1134 | 1376.3987 | -30.9493 | -58.3998 | -108.2961 | -169.2639 | 30.7963 | 45.7261 | 81.958 | 138.6559 | 18.3101 | 31.5504 | 60.0999 | 100.9423 | -0.0029378 | -0.0033719 | -0.0043111 | -0.005539 | 0.27146 | 0.85169 | 1.606 | 2.0258 | 2697.3433 | 2760.5126 | 2900.2105 | 3172.592
3 | 25 | 7 | 1681.0742 | 1716.5931 | 1781.2049 | 1904.3737 | 1105.6398 | 1134.3023 | 1198.8305 | 1318.8803 | -33.8602 | -68.7522 | -133.5978 | -209.6048 | 31.1951 | 47.6087 | 80.0322 | 138.6559 | 28.1146 | 48.3796 | 90.1809 | 151.2608 | -113.0102 | -129.4301 | -165.4297 | -214.3148 | -0.1303 | -0.10426 | -0.19483 | -0.33137 | 2699.023 | 2748.5972 | 2851.0261 | 3088.9197
3 | 25 | 8 | 1757.5662 | 1793.6772 | 1861.1249 | 1986.07 | 1205.0919 | 1236.3326 | 1306.6651 | 1437.5133 | -37.4574 | -78.0519 | -152.6444 | -241.2003 | 42.5004 | 65.311 | 104.9351 | 172.0867 | 34.2234 | 58.1128 | 108.0806 | 181.0546 | -581.7052 | -667.4957 | -854.5297 | -1103.5842 | 3.5236 | 5.9429 | 11.9336 | 19.7739 | 2423.7429 | 2413.8288 | 2385.5652 | 2451.7139
3 | 25 | 9 | 1843.08 | 1879.6808 | 1950.4 | 2076.9789 | 1325.3637 | 1359.7223 | 1437.0742 | 1580.9815 | -40.9474 | -83.5326 | -162.027 | -255.4178 | 60.0967 | 85.0197 | 136.833 | 222.7547 | 32.7088 | 56.4367 | 105.4705 | 177.5472 | -1140.8331 | -1308.9192 | -1673.6866 | -2154.5238 | 9.2135 | 15.9519 | 31.0681 | 51.6763 | 2088.682 | 2004.3596 | 1825.1321 | 1699.9969
3 | 25 | 10 | 1903.0108 | 1940.4634 | 2012.8262 | 2139.9288 | 1425.671 | 1462.6299 | 1545.836 | 1700.6346 | -43.7818 | -83.6978 | -157.579 | -244.3611 | 72.8975 | 106.611 | 168.4772 | 278.4431 | 24.5859 | 42.9314 | 81.5681 | 139.0944 | -1580.4605 | -1813.7427 | -2319.3056 | -2982.8038 | 9.5066 | 15.7434 | 30.5079 | 49.9707 | 1811.4295 | 1670.9387 | 1362.3309 | 1080.9067
3 | 25 | 11 | 1918.7271 | 1956.0542 | 2027.9817 | 2154.097 | 1496.3938 | 1535.1862 | 1622.5199 | 1784.9975 | -45.823 | -82.5931 | -151.0424 | -227.7159 | 87.9916 | 128.2024 | 207.4033 | 335.2638 | 16.3178 | 29.3354 | 58.3237 | 99.7908 | -1884.1641 | -2162.5103 | -2765.5426 | -3556.0086 | 3.6648 | 5.6301 | 10.6889 | 17.5406 | 1593.108 | 1409.3049 | 1010.3325 | 607.9652
3 | 25 | 12 | 1914.9812 | 1952.1599 | 2024.2387 | 2147.7553 | 1546.397 | 1586.4856 | 1676.7376 | 1844.6446 | -47.7133 | -82.7583 | -146.8759 | -220.9738 | 100.3936 | 145.9046 | 232.5599 | 372.0121 | 10.8686 | 20.5633 | 42.5007 | 74.784 | -1974.0016 | -2264.9075 | -2895.0845 | -3722.7198 | 1.0696 | 1.6682 | 3.0754 | 5.0444 | 1551.995 | 1359.1159 | 937.152 | 500.5468
3 | 25 | 13 | 1895.1841 | 1931.1429 | 2001.8147 | 2123.1104 | 1568.0934 | 1608.7446 | 1700.2628 | 1870.5256 | -48.1854 | -82.7583 | -146.8759 | -220.9738 | 103.2947 | 149.7938 | 243.9469 | 387.5554 | 9.4842 | 18.4756 | 39.2435 | 68.8831 | -1935.8817 | -2220.5649 | -2836.6375 | -3646.0485 | -4.5988e-22 | -0.43465 | -0.68869 | -0.98298 | 1591.9895 | 1404.399 | 1001.0659 | 582.0693
3 | 25 | 14 | 1832.5359 | 1867.4672 | 1934.5593 | 2051.4895 | 1565.8941 | 1606.4883 | 1697.8782 | 1867.9021 | -48.841 | -83.8109 | -148.6829 | -223.7098 | 103.8124 | 150.0671 | 237.5433 | 374.698 | 10.2958 | 19.1715 | 40.5486 | 71.175 | -1788.2113 | -2051.6051 | -2622.8694 | -3376.0224 | -0.40719 | -0.85169 | -1.4301 | -2.186 | 1675.0788 | 1506.9264 | 1137.547 | 763.3464
3 | 25 | 15 | 1781.9412 | 1816.4875 | 1881.8085 | 1995.1441 | 1566.6806 | 1607.2951 | 1698.7309 | 1868.8402 | -48.2619 | -83.6457 | -148.4014 | -223.2851 | 98.0102 | 141.6287 | 223.1826 | 348.5522 | 9.6512 | 18.6137 | 39.7661 | 68.6798 | -1556.6544 | -1785.5177 | -2281.1957 | -2932.8644 | -0.40177 | -0.85169 | -1.0405 | -2.186 | 1850.9651 | 1714.0099 | 1412.8506 | 1122.8809
3 | 25 | 16 | 1738.2968 | 1772.5331 | 1836.9717 | 1948.2121 | 1555.4556 | 1595.7792 | 1686.5598 | 1855.4504 | -48.3689 | -85.6378 | -151.8104 | -230.452 | 50.7569 | 71.1705 | 109.2449 | 170.6729 | 12.861 | 23.7775 | 47.8455 | 83.8496 | -1069.9881 | -1228.0493 | -1571.1691 | -2023.1811 | -0.40177 | -0.85169 | -0.86458 | -1.5845 | 2238.6114 | 2148.7214 | 1956.7778 | 1802.9675
3 | 25 | 17 | 1729.3145 | 1763.7068 | 1828.1394 | 1940.7439 | 1509.5954 | 1548.7301 | 1636.8342 | 1800.7453 | -47.8204 | -86.5773 | -159.386 | -242.3581 | 54.0568 | 75.596 | 114.9385 | 170.6729 | 18.1799 | 33.0519 | 65.098 | 111.1483 | -599.8628 | -688.9756 | -881.6645 | -1132.9285 | -1.1917 | -1.9119 | -3.4394 | -4.5432 | 2662.2716 | 2643.62 | 2600.5203 | 2643.4807
3 | 25 | 18 | 1778.4519 | 1814.1307 | 1882.1794 | 2001.0519 | 1458.5007 | 1496.3108 | 1581.4329 | 1739.7961 | -45.93 | -89.0132 | -165.4361 | -253.8395 | 52.6513 | 75.596 | 114.9385 | 170.6729 | 24.8248 | 43.6273 | 83.6557 | 142.1576 | -160.8309 | -185.0132 | -237.2293 | -304.557 | -4.3407 | -7.2035 | -13.7088 | -21.3973 | 3103.327 | 3148.4349 | 3245.8323 | 3473.8848
3 | 25 | 19 | 1952.8336 | 1991.4579 | 2067.0966 | 2194.9619 | 1533.1321 | 1572.8769 | 1662.3547 | 1828.8214 | -45.8995 | -88.0737 | -164.873 | -252.9901 | 59.2511 | 82.028 | 125.1939 | 184.5927 | 26.448 | 46.1456 | 88.7405 | 150.0077 | -0.0029378 | -0.0033719 | -0.0043111 | -0.005539 | -8.942 | -15.371 | -29.2144 | -46.7224 | 3516.8204 | 3589.0603 | 3749.2939 | 4058.6658
3 | 25 | 20 | 2043.193 | 2083.8969 | 2164.101 | 2300.549 | 1467.1838 | 1505.2189 | 1590.8478 | 1750.1539 | -45.458 | -85.3595 | -157.579 | -241.2003 | 81.3438 | 113.6672 | 167.8876 | 236.9637 | 23.477 | 41.4299 | 80.7857 | 136.5617 | -0.0029378 | -0.0033719 | -0.0043111 | -0.005539 | -10.1934 | -16.8483 | -32.0747 | -51.597 | 3559.5433 | 3642.0017 | 3813.9641 | 4131.4254
3 | 25 | 21 | 1992.7364 | 2032.6756 | 2110.2587 | 2245.4532 | 1383.8179 | 1419.6919 | 1500.4553 | 1650.7095 | -43.5982 | -78.9914 | -144.5824 | -217.5047 | 133.1128 | 186.8178 | 282.9569 | 412.5783 | 18.4187 | 33.0519 | 65.098 | 111.8974 | -0.0029378 | -0.0033719 | -0.0043111 | -0.005539 | -6.2518 | -10.227 | -19.332 | -30.4823 | 3478.2328 | 3583.0153 | 3794.8503 | 4172.6459
3 | 25 | 22 | 1879.3786 | 1917.7524 | 1990.297 | 2120.0229 | 1286.911 | 1320.2728 | 1395.3805 | 1535.1126 | -40.4731 | -71.2402 | -127.1378 | -191.0729 | 144.8168 | 201.9772 | 304.3459 | 444.8769 | 13.8395 | 24.9947 | 50.84 | 86.484 | -0.0029378 | -0.0033719 | -0.0043111 | -0.005539 | -2.1744 | -3.8224 | -7.7203 | -13.2926 | 3282.2954 | 3389.9311 | 3606.0009 | 3982.1254
3 | 25 | 23 | 1739.4188 | 1775.2042 | 1841.8445 | 1965.0477 | 1186.7419 | 1217.5069 | 1286.7685 | 1415.6243 | -35.9625 | -62.9932 | -111.5002 | -166.9526 | 170.0196 | 232.4196 | 351.939 | 532.2931 | 11.4047 | 20.5633 | 41.2065 | 71.6567 | -0.0029378 | -0.0033719 | -0.0043111 | -0.005539 | 2.0333 | 3.1901 | 4.8465 | 5.923 | 3073.6528 | 3185.8877 | 3415.1006 | 3823.5866
3 | 25 | 24 | 1638.8808 | 1673.0578 | 1736.1982 | 1855.093 | 1102.4016 | 1130.9802 | 1195.3194 | 1315.0176 | -31.8933 | -55.5203 | -98.7086 | -147.996 | 304.4608 | 408.3175 | 598.0157 | 881.6858 | 10.2239 | 18.3294 | 36.98 | 63.2608 | -0.0029378 | -0.0033719 | -0.0043111 | -0.005539 | 6.9495 | 11.5581 | 20.4658 | 30.7593 | 3031.0203 | 3186.7193 | 3488.2662 | 3997.815
3 | 26 | 1 | 1531.506 | 1563.656 | 1621.8454 | 1733.7428 | 1090.4892 | 1118.759 | 1182.403 | 1300.8077 | -27.9618 | -48.0475 | -87.724 | -125.454 | 219.3707 | 294.2021 | 439.8785 | 654.9737 | 7.086 | 13.6327 | 34.2454 | 47.218 | -0.0029378 | -0.0033719 | -0.0043111 | -0.005539 | 6.9495 | 11.2277 | 17.2023 | 30.5992 | 2827.4366 | 2953.4266 | 3207.8462 | 3641.882
3 | 26 | 2 | 1498.5635 | 1530.6679 | 1587.3864 | 1698.0984 | 1059.0113 | 1086.465 | 1148.2718 | 1263.2587 | -26.7271 | -46.2206 | -81.1874 | -118.7118 | 135.686 | 187.8649 | 291.2025 | 443.314 | 6.8472 | 12.5062 | 30.2057 | 43.8499 | -0.0029378 | -0.0033719 | -0.0043111 | -0.005539 | 5.2637 | 8.6902 | 11.4682 | 23.5387 | 2678.6415 | 2779.9702 | 2987.3429 | 3353.3424
3 | 26 | 3 | 1495.4296 | 1527.5 | 1584.4677 | 1695.2834 | 1052.2035 | 1079.4807 | 1140.8902 | 1255.1379 | -26.7271 | -46.2206 | -78.0599 | -120.7148 | 81.7906 | 117.4686 | 193.6338 | 310.1709 | 7.6221 | 14.0442 | 24.7364 | 48.3319 | -0.0029378 | -0.0033719 | -0.0043111 | -0.005539 | 2.7554 | 4.7188 | 4.8695 | 12.5365 | 2613.0711 | 2696.9884 | 2870.5334 | 3200.7403
3 | 26 | 4 | 1529.0301 | 1561.6036 | 1619.4402 | 1732.7669 | 1076.2029 | 1104.1024 | 1166.9125 | 1283.7661 | -27.2756 | -49.8744 | -81.1874 | -134.9322 | 50.197 | 75.6321 | 136.0389 | 234.41 | 10.9989 | 19.4558 | 26.0415 | 64.273 | -0.0029378 | -0.0033719 | -0.0043111 | -0.005539 | 1.0614 | 1.8076 | 2.5748 | 5.476 | 2640.2117 | 2712.7237 | 2869.8162 | 3185.7542
3 | 26 | 5 | 1596.8567 | 1630.2166 | 1690.375 | 1804.1843 | 1176.7444 | 1207.2503 | 1275.9283 | 1403.6986 | -30.6586 | -58.8436 | -95.5045 | -168.5309 | 43.1983 | 68.6637 | 127.963 | 227.6958 | 19.2887 | 33.3362 | 38.2851 | 105.3226 | -0.0029378 | -0.0033719 | -0.0043111 | -0.005539 | 0.79539 | 1.5815 | 2.5748 | 4.2118 | 2806.222 | 2882.2012 | 3039.6173 | 3376.5767
3 | 26 | 6 | 1701.1665 | 1735.0823 | 1799.039 | 1912.3277 | 1374.2493 | 1409.8752 | 1490.0802 | 1639.2955 | -36.2968 | -73.624 | -123.3707 | -223.0893 | 68.4011 | 106.4718 | 183.9697 | 323.4499 | 30.8467 | 52.3804 | 63.5439 | 161.542 | -0.0029378 | -0.0033719 | -0.0043111 | -0.005539 | 0.27146 | 0.85169 | 0.17589 | 2.0258 | 3138.6353 | 3231.0339 | 3413.4337 | 3815.5461
3 | 26 | 7 | 1814.2712 | 1849.1994 | 1917.2678 | 2032.3748 | 1547.0189 | 1587.1237 | 1677.412 | 1845.3865 | -42.6213 | -88.2392 | -153.4019 | -270.4807 | 117.1923 | 178.2143 | 292.9255 | 506.6993 | 37.2161 | 63.3674 | 86.7883 | 196.021 | -110.3293 | -126.4407 | -161.7984 | -209.7093 | -0.1303 | -0.10426 | -0.19483 | -0.33137 | 3362.6175 | 3463.1207 | 3658.9985 | 4099.9603
3 | 26 | 8 | 1697.5436 | 1727.4073 | 1786.3076 | 1877.9099 | 1923.0583 | 1972.9115 | 2085.1465 | 2293.9512 | -48.2596 | -97.4258 | -174.0506 | -291.865 | 169.7109 | 253.5984 | 415.4812 | 713.2783 | 35.8466 | 60.7218 | 90.828 | 189.2472 | -542.8166 | -621.9998 | -793.7113 | -1020.82 | 3.5236 | 5.9429 | 13.7399 | 19.7739 | 3238.607 | 3301.1564 | 3423.7414 | 3781.4754
3 | 26 | 9 | 1619.0378 | 1646.1658 | 1698.0901 | 1772.8688 | 2208.3492 | 2265.5983 | 2394.4836 | 2634.265 | -52.7702 | -100.3053 | -186.2791 | -289.8619 | 191.8938 | 285.8978 | 467.2986 | 804.1612 | 27.4116 | 47.2531 | 82.7487 | 149.1723 | -1139.7112 | -1308.6795 | -1674.6531 | -2154.2185 | 9.2135 | 15.9519 | 31.0302 | 51.6763 | 2863.4245 | 2851.8821 | 2812.7189 | 2968.0632
3 | 26 | 10 | 1594.148 | 1620.7918 | 1670.1017 | 1735.8763 | 2380.8426 | 2442.5634 | 2581.5159 | 2840.0266 | -55.574 | -101.1926 | -186.2791 | -283.1197 | 184.9949 | 276.113 | 455.9113 | 788.6176 | 21.0422 | 37.1082 | 70.4428 | 119.1376 | -1528.753 | -1754.9636 | -2243.3723 | -2878.6709 | 9.5066 | 15.7434 | 22.4331 | 49.9707 | 2606.2073 | 2536.1636 | 2370.7533 | 2371.8382
3 | 26 | 11 | 1585.2134 | 1611.6447 | 1659.1998 | 1721.4977 | 2472.5305 | 2536.6283 | 2680.932 | 2949.398 | -57.2808 | -101.1926 | -190.9321 | -275.9528 | 167.0898 | 250.0961 | 420.4995 | 727.3472 | 14.7814 | 26.8171 | 62.886 | 90.4202 | -1896.7729 | -2178.4522 | -2788.7235 | -3587.7027 | 3.6648 | 5.6301 | 6.872 | 17.5406 | 2289.2262 | 2151.1714 | 1850.7336 | 1642.5482
3 | 26 | 12 | 1556.8075 | 1583.4372 | 1628.5491 | 1687.0038 | 2521.2698 | 2586.631 | 2733.7792 | 3007.5374 | -58.957 | -100.4184 | -186.4841 | -269.2106 | 158.9944 | 241.245 | 401.0365 | 697.8048 | 10.9989 | 20.1518 | 49.1505 | 70.87 | -2078.8984 | -2386.6682 | -3053.1268 | -3925.3814 | 1.0696 | 1.6682 | 2.8089 | 5.0444 | 2111.2848 | 1946.0466 | 1575.7133 | 1273.6684
3 | 26 | 13 | 1542.9762 | 1569.0745 | 1612.4499 | 1668.4623 | 2551.5629 | 2617.7095 | 2766.6257 | 3043.6731 | -59.5055 | -100.4184 | -183.3566 | -264.4714 | 151.198 | 228.2417 | 381.117 | 658.1513 | 8.0279 | 15.5457 | 39.6416 | 58.5379 | -2080.2754 | -2388.3796 | -3055.4594 | -3927.9923 | -4.5988e-22 | -0.43465 | 0.81317 | -0.98298 | 2113.9842 | 1941.3388 | 1561.8313 | 1235.3779
3 | 26 | 14 | 1424.6566 | 1447.5498 | 1485.0743 | 1532.2643 | 2570.2551 | 2636.8862 | 2786.8934 | 3065.9703 | -59.9775 | -100.4184 | -180.2291 | -262.0437 | 139.2236 | 210.2919 | 351.6854 | 600.7785 | 7.3249 | 14.3286 | 30.0703 | 54.0559 | -1946.2787 | -2234.7716 | -2859.4483 | -3676.4937 | -0.40719 | -0.85169 | -0.29902 | -2.186 | 2134.7969 | 1973.0147 | 1613.747 | 1312.3456
3 | 26 | 15 | 1352.1674 | 1372.7136 | 1407.0765 | 1451.7603 | 2552.0659 | 2618.2254 | 2767.171 | 3044.273 | -59.3984 | -100.2531 | -177.1015 | -264.3551 | 128.8062 | 194.3227 | 324.8566 | 549.6096 | 8.0279 | 15.5457 | 28.6407 | 57.1191 | -1703.2812 | -1955.2356 | -2500.3467 | -3212.2887 | -0.40177 | -0.85169 | -0.29902 | -2.186 | 2277.986 | 2144.467 | 1849.9977 | 1623.9322
3 | 26 | 16 | 1357.6565 | 1377.1923 | 1414.0764 | 1463.89 | 2468.3174 | 2532.3059 | 2676.3637 | 2944.3723 | -58.1636 | -100.0879 | -175.4995 | -266.3581 | 66.5297 | 97.3009 | 158.0047 | 251.1028 | 10.8319 | 20.1518 | 32.6804 | 70.6667 | -1280.1214 | -1469.9061 | -1880.4322 | -2415.8322 | -0.40177 | -0.85169 | -0.29902 | -1.5845 | 2564.6487 | 2456.1052 | 2224.8946 | 2046.2571
3 | 26 | 17 | 1424.8074 | 1446.5966 | 1488.6996 | 1549.717 | 2299.7273 | 2359.3453 | 2493.5637 | 2743.2669 | -55.9389 | -99.0353 | -172.167 | -275.1034 | 74.6251 | 107.622 | 170.1859 | 267.7785 | 17.2013 | 30.8545 | 38.9322 | 102.9932 | -711.7731 | -818.0909 | -1048.0739 | -1346.988 | -1.1917 | -1.9119 | -2.9455 | -4.5432 | 3047.4574 | 3025.3803 | 2968.195 | 3037.121
3 | 26 | 18 | 1614.4019 | 1641.1315 | 1695.1128 | 1777.5234 | 2093.6979 | 2147.9748 | 2270.1688 | 2497.5014 | -53.1351 | -97.9826 | -170.36 | -279.1096 | 91.6136 | 130.41 | 197.1844 | 302.9031 | 23.3101 | 41.1456 | 54.7552 | 134.0025 | -184.9876 | -212.7817 | -272.6072 | -349.3491 | -4.3407 | -7.2035 | -13.9753 | -21.3973 | 3580.5602 | 3642.6942 | 3760.2785 | 4062.0743
3 | 26 | 19 | 1850.8474 | 1883.8502 | 1950.1976 | 2052.841 | 1999.3436 | 2051.1744 | 2167.8616 | 2384.9493 | -50.3007 | -96.1557 | -166.951 | -272.3674 | 98.2135 | 137.3785 | 206.6456 | 310.1087 | 26.433 | 46.2728 | 67.7082 | 150.0453 | -0.0029378 | -0.0033719 | -0.0043111 | -0.005539 | -8.942 | -15.371 | -30.4497 | -46.7224 | 3915.5919 | 4007.1458 | 4195.0079 | 4578.8489
3 | 26 | 20 | 2049.7714 | 2088.1399 | 2165.9815 | 2289.6414 | 1805.777 | 1852.5899 | 1957.98 | 2154.0503 | -48.2596 | -89.1787 | -167.2325 | -251.0994 | 107.7144 | 151.4649 | 226.9868 | 330.1112 | 22.9043 | 40.4497 | 80.1386 | 132.9902 | -0.0029378 | -0.0033719 | -0.0043111 | -0.005539 | -10.1934 | -16.8483 | -32.2506 | -51.597 | 3927.7112 | 4026.614 | 4231.5994 | 4604.0912
3 | 26 | 21 | 2033.7705 | 2072.8516 | 2149.968 | 2277.8197 | 1647.6646 | 1690.3785 | 1786.5408 | 1965.4433 | -45.4557 | -82.6454 | -159.452 | -227.4037 | 192.7202 | 271.1768 | 414.974 | 610.2486 | 18.4187 | 33.0519 | 79.4915 | 111.5924 | -0.0029378 | -0.0033719 | -0.0043111 | -0.005539 | -6.2518 | -10.227 | -14.0728 | -30.4823 | 3840.8635 | 3974.583 | 4257.4451 | 4707.2125
3 | 26 | 22 | 1947.6992 | 1986.0852 | 2060.2055 | 2187.6309 | 1463.7077 | 1501.6527 | 1587.0787 | 1746.0073 | -40.8686 | -72.6235 | -142.2889 | -196.6575 | 212.1208 | 292.2318 | 439.3364 | 641.9764 | 14.3756 | 26.1022 | 68.6152 | 88.6742 | -0.0029378 | -0.0033719 | -0.0043111 | -0.005539 | -2.1744 | -3.8224 | -2.7791 | -13.2926 | 3594.8573 | 3729.6226 | 4010.1635 | 4454.3332
3 | 26 | 23 | 1822.1967 | 1859.0017 | 1928.2474 | 2052.683 | 1301.2842 | 1335.0186 | 1410.9651 | 1552.2579 | -35.7789 | -63.489 | -121.6403 | -170.534 | 316.7305 | 424.7354 | 617.8148 | 888.6908 | 12.6221 | 22.7973 | 54.8797 | 76.1387 | -0.0029378 | -0.0033719 | -0.0043111 | -0.005539 | 2.0333 | 3.1901 | 9.5929 | 5.923 | 3419.0849 | 3581.2508 | 3899.8554 | 4405.1538
3 | 26 | 24 | 1743.7171 | 1779.7248 | 1846.8778 | 1970.855 | 1164.8906 | 1195.0892 | 1263.0754 | 1389.5586 | -31.1612 | -54.3546 | -102.8751 | -144.4106 | 304.4608 | 408.3175 | 598.0157 | 881.6858 | 9.4123 | 17.2219 | 43.4186 | 59.9943 | -0.0029378 | -0.0033719 | -0.0043111 | -0.005539 | 6.9495 | 11.5581 | 21.8959 | 30.7593 | 3198.2662 | 3357.5535 | 3670.404 | 4188.4369
3 | 27 | 1 | 1679.8625 | 1715.0422 | 1780.0963 | 1902.2178 | 1087.9648 | 1116.1692 | 1179.6658 | 1297.7964 | -28.9824 | -50.6487 | -89.0445 | -134.9322 | 219.3707 | 294.2021 | 439.8785 | 654.9737 | 9.2454 | 16.9376 | 30.2057 | 57.4992 | -0.0029378 | -0.0033719 | -0.0043111 | -0.005539 | 6.9495 | 11.2277 | 17.2023 | 30.5992 | 2974.4075 | 3102.9267 | 3357.9998 | 3808.1486
3 | 27 | 2 | 1629.5378 | 1663.9711 | 1726.8836 | 1846.8674 | 1056.4791 | 1083.8672 | 1145.5262 | 1260.2382 | -27.7476 | -46.9949 | -82.7895 | -125.454 | 135.686 | 187.8649 | 291.2025 | 443.314 | 7.4918 | 14.0442 | 24.7364 | 48.3319 | -0.0029378 | -0.0033719 | -0.0043111 | -0.005539 | 5.2637 | 8.6902 | 11.4682 | 23.5387 | 2806.7078 | 2911.4395 | 3117.0231 | 3496.8306
3 | 27 | 3 | 1612.7842 | 1647.0171 | 1709.4817 | 1828.9547 | 1046.5638 | 1073.6949 | 1134.7752 | 1248.4106 | -27.7476 | -46.9949 | -81.1874 | -125.454 | 81.7906 | 117.4686 | 193.6338 | 310.1709 | 7.3249 | 13.6327 | 26.0415 | 46.9131 | -0.0029378 | -0.0033719 | -0.0043111 | -0.005539 | 2.7554 | 4.7188 | 4.8695 | 12.5365 | 2723.4683 | 2809.5339 | 2987.61 | 3321.5263
3 | 27 | 4 | 1626.8359 | 1661.2941 | 1723.9249 | 1844.1355 | 1071.4223 | 1099.1978 | 1161.729 | 1278.0634 | -28.9824 | -51.536 | -88.763 | -139.6714 | 50.197 | 75.6321 | 136.0389 | 234.41 | 11.5716 | 20.5633 | 33.7228 | 68.755 | -0.0029378 | -0.0033719 | -0.0043111 | -0.005539 | 1.0614 | 1.8076 | 2.5748 | 5.476 | 2732.1028 | 2806.9556 | 2969.2231 | 3291.163
3 | 27 | 5 | 1688.3884 | 1723.5835 | 1788.2455 | 1908.7698 | 1170.7855 | 1201.1369 | 1269.4672 | 1396.5905 | -31.7862 | -61.61 | -106.2076 | -180.0123 | 43.1983 | 68.6637 | 127.963 | 227.6958 | 22.2596 | 38.2157 | 52.0205 | 118.8703 | -0.0029378 | -0.0033719 | -0.0043111 | -0.005539 | 0.79539 | 1.5815 | 2.5748 | 4.2118 | 2893.6381 | 2971.5679 | 3134.0591 | 3476.1203
3 | 27 | 6 | 1788.7222 | 1824.1801 | 1892.3423 | 2011.6607 | 1367.856 | 1403.3162 | 1483.148 | 1631.6691 | -37.4245 | -78.0521 | -134.3553 | -241.6211 | 68.4011 | 106.4718 | 183.9697 | 323.4499 | 35.9987 | 60.7218 | 79.3669 | 186.5488 | -0.0029378 | -0.0033719 | -0.0043111 | -0.005539 | 0.27146 | 0.85169 | 0.17589 | 2.0258 | 3223.822 | 3317.4861 | 3504.6432 | 3913.7277
3 | 27 | 7 | 1889.8909 | 1926.5232 | 1998.1359 | 2118.5047 | 1543.8512 | 1583.8739 | 1673.9773 | 1841.6078 | -43.6419 | -90.8403 | -164.3865 | -279.6506 | 117.1923 | 178.2143 | 292.9255 | 506.6993 | 39.5423 | 66.8659 | 99.0942 | 205.8581 | -145.9466 | -167.2895 | -213.9219 | -276.4994 | -0.1303 | -0.10426 | -0.19483 | -0.33137 | 3400.7579 | 3497.2431 | 3685.6296 | 4116.1886
3 | 27 | 8 | 1756.7962 | 1788.2858 | 1850.1237 | 1945.534 | 1922.5858 | 1972.4268 | 2084.6342 | 2293.3875 | -49.2801 | -95.4336 | -181.6261 | -282.3867 | 169.7109 | 253.5984 | 415.4812 | 713.2783 | 32.0641 | 54.8986 | 97.7892 | 170.9126 | -708.1238 | -811.9143 | -1037.2087 | -1334.6737 | 3.5236 | 5.9429 | 13.7399 | 19.7739 | 3127.2767 | 3167.8046 | 3242.9333 | 3525.826
3 | 27 | 9 | 1649.4737 | 1676.3588 | 1730.5245 | 1806.6941 | 2229.7719 | 2287.5763 | 2417.712 | 2659.8194 | -53.1351 | -94.6594 | -189.4066 | -263.7384 | 191.8938 | 285.8978 | 467.2986 | 804.1612 | 18.3101 | 31.9444 | 81.9662 | 105.2851 | -1269.5417 | -1456.3285 | -1861.4706 | -2394.9496 | 9.2135 | 15.9519 | 31.0302 | 51.6763 | 2775.9862 | 2746.7413 | 2677.6541 | 2768.9481
3 | 27 | 10 | 1615.8794 | 1640.2798 | 1692.0231 | 1757.8633 | 2427.2186 | 2490.1417 | 2631.8009 | 2895.347 | -55.9389 | -95.5467 | -189.6882 | -252.2571 | 184.9949 | 276.113 | 455.9113 | 788.6176 | 9.4842 | 17.9178 | 64.3156 | 63.8929 | -1664.3004 | -1910.0609 | -2442.9665 | -3143.3041 | 9.5066 | 15.7434 | 22.4331 | 49.9707 | 2526.8444 | 2434.588 | 2233.8292 | 2160.1303
3 | 27 | 11 | 1590.8148 | 1613.0486 | 1663.5497 | 1721.9268 | 2556.7158 | 2622.9959 | 2772.2129 | 3049.8198 | -58.8499 | -96.5993 | -189.8932 | -250.254 | 167.0898 | 250.0961 | 420.4995 | 727.3472 | 5.1439 | 10.7028 | 49.2751 | 43.3681 | -1963.9016 | -2253.9289 | -2882.4702 | -3707.5338 | 3.6648 | 5.6301 | 6.872 | 17.5406 | 2300.6775 | 2151.9453 | 1840.0459 | 1602.2146
3 | 27 | 12 | 1609.4573 | 1630.8674 | 1681.4582 | 1737.637 | 2630.5421 | 2698.736 | 2852.2617 | 3137.8846 | -59.9775 | -98.4262 | -188.2911 | -254.5685 | 158.9944 | 241.245 | 401.0365 | 697.8048 | 4.3323 | 9.1647 | 38.9836 | 38.8861 | -2103.4599 | -2414.3336 | -3087.9585 | -3971.4499 | 1.0696 | 1.6682 | 2.8089 | 5.0444 | 2240.9582 | 2068.9215 | 1700.2994 | 1391.2386
3 | 27 | 13 | 1597.6802 | 1618.7731 | 1667.1996 | 1720.2977 | 2711.1608 | 2781.4448 | 2939.6756 | 3234.052 | -61.5466 | -101.1405 | -188.496 | -261.619 | 151.198 | 228.2417 | 381.117 | 658.1513 | 3.9264 | 9.1647 | 31.24 | 38.8861 | -2093.6124 | -2403.1385 | -3073.6448 | -3952.4952 | -4.5988e-22 | -0.43465 | 0.81317 | -0.98298 | 2308.8066 | 2132.9107 | 1757.9046 | 1436.2899
3 | 27 | 14 | 1526.4187 | 1546.9896 | 1590.0335 | 1637.7621 | 2741.0928 | 2812.1527 | 2972.1305 | 3269.7569 | -62.6742 | -102.9674 | -188.7776 | -266.3581 | 139.2236 | 210.2919 | 351.6854 | 600.7785 | 4.7381 | 10.0069 | 28.5054 | 42.0509 | -1991.2034 | -2285.4268 | -2922.646 | -3757.0369 | -0.40719 | -0.85169 | -0.29902 | -2.186 | 2357.1884 | 2190.1951 | 1830.6321 | 1524.7675
3 | 27 | 15 | 1464.0802 | 1484.7591 | 1523.338 | 1569.0558 | 2731.432 | 2802.2415 | 2961.6554 | 3258.2328 | -62.5671 | -104.629 | -190.0981 | -270.6726 | 128.8062 | 194.3227 | 324.8566 | 549.6096 | 5.8686 | 12.0946 | 31.8979 | 48.7231 | -1695.0463 | -1945.7051 | -2488.531 | -3199.1826 | -0.40177 | -0.85169 | -0.29902 | -2.186 | 2572.1718 | 2442.2321 | 2162.8198 | 1953.5802
3 | 27 | 16 | 1414.3708 | 1436.3418 | 1471.5656 | 1519.5596 | 2652.8797 | 2721.6528 | 2876.4821 | 3164.5304 | -61.5466 | -103.5764 | -188.5726 | -275.4117 | 66.5297 | 97.3009 | 158.0047 | 251.1028 | 8.8395 | 16.9376 | 38.9322 | 62.3724 | -1270.8946 | -1459.0643 | -1866.3382 | -2398.8386 | -0.40177 | -0.85169 | -0.29902 | -1.5845 | 2809.7768 | 2708.7405 | 2489.7748 | 2321.7305
3 | 27 | 17 | 1470.1901 | 1494.4381 | 1534.5111 | 1594.0368 | 2475.9049 | 2540.09 | 2684.5907 | 2953.4231 | -58.6357 | -102.8543 | -186.4841 | -282.5786 | 74.6251 | 107.622 | 170.1859 | 267.7785 | 15.4261 | 28.2089 | 50.5909 | 95.5719 | -737.0785 | -846.7059 | -1083.8139 | -1392.7143 | -1.1917 | -1.9119 | -2.9455 | -4.5432 | 3239.2402 | 3218.8869 | 3166.6351 | 3230.9743
3 | 27 | 18 | 1634.6169 | 1663.1459 | 1714.646 | 1795.5006 | 2216.3123 | 2273.7679 | 2403.118 | 2643.764 | -54.8113 | -101.6364 | -176.6151 | -286.5848 | 91.6136 | 130.41 | 197.1844 | 302.9031 | 23.3101 | 40.9993 | 56.0602 | 133.4567 | -190.9117 | -219.6309 | -281.4402 | -360.6493 | -4.3407 | -7.2035 | -13.9753 | -21.3973 | 3715.7892 | 3779.8524 | 3898.9779 | 4206.993
3 | 27 | 19 | 1789.7847 | 1822.4149 | 1884.2238 | 1981.4447 | 2062.0174 | 2115.473 | 2235.8181 | 2459.7108 | -51.4283 | -97.9826 | -168.4764 | -279.5343 | 98.2135 | 137.3785 | 206.6456 | 310.1087 | 27.6505 | 48.2333 | 62.2389 | 155.6036 | -0.0029378 | -0.0033719 | -0.0043111 | -0.005539 | -8.942 | -15.371 | -30.4497 | -46.7224 | 3917.2928 | 4010.1427 | 4189.9959 | 4580.6056
3 | 27 | 20 | 2062.1525 | 2100.685 | 2178.1799 | 2301.9739 | 1842.9065 | 1890.6819 | 1998.239 | 2198.3409 | -48.701 | -92.6672 | -163.066 | -265.3168 | 107.7144 | 151.4649 | 226.9868 | 330.1112 | 27.0058 | 46.8415 | 66.5277 | 152.0963 | -0.0029378 | -0.0033719 | -0.0043111 | -0.005539 | -10.1934 | -16.8483 | -32.2506 | -51.597 | 3980.8818 | 4080.1544 | 4274.6125 | 4665.6029
3 | 27 | 21 | 2058.967 | 2098.3904 | 2176.4722 | 2305.3168 | 1669.962 | 1713.254 | 1810.7175 | 1992.0411 | -45.4557 | -84.4723 | -154.799 | -236.882 | 192.7202 | 271.1768 | 414.974 | 610.2486 | 21.8538 | 38.5 | 67.8327 | 126.1148 | -0.0029378 | -0.0033719 | -0.0043111 | -0.005539 | -6.2518 | -10.227 | -14.0728 | -30.4823 | 3891.7925 | 4026.6185 | 4301.1203 | 4766.3515
3 | 27 | 22 | 1972.0397 | 2010.6792 | 2085.9889 | 2214.5423 | 1477.9458 | 1516.26 | 1602.517 | 1762.9916 | -40.7615 | -74.2852 | -140.7635 | -206.1357 | 212.1208 | 292.2318 | 439.3364 | 641.9764 | 17.5352 | 30.8545 | 62.6233 | 103.539 | -0.0029378 | -0.0033719 | -0.0043111 | -0.005539 | -2.1744 | -3.8224 | -2.7791 | -13.2926 | 3636.7027 | 3771.9145 | 4046.9188 | 4503.6155
3 | 27 | 23 | 1853.0954 | 1890.4851 | 1961.3397 | 2088.1042 | 1306.3913 | 1340.258 | 1416.5026 | 1558.3499 | -35.6718 | -64.2633 | -121.7168 | -177.2762 | 316.7305 | 424.7354 | 617.8148 | 888.6908 | 14.1367 | 24.9947 | 52.1451 | 83.0142 | -0.0029378 | -0.0033719 | -0.0043111 | -0.005539 | 2.0333 | 3.1901 | 9.5929 | 5.923 | 3456.7124 | 3619.3967 | 3935.674 | 4446.8003
3 | 27 | 24 | 1782.7553 | 1819.6356 | 1888.2949 | 2014.8579 | 1163.0409 | 1193.1915 | 1261.0698 | 1387.3522 | -31.1612 | -56.0162 | -102.8751 | -151.5775 | 304.4608 | 408.3175 | 598.0157 | 881.6858 | 11.5716 | 20.1518 | 39.9015 | 69.06 | -0.0029378 | -0.0033719 | -0.0043111 | -0.005539 | 6.9495 | 11.5581 | 21.8959 | 30.7593 | 3237.614 | 3396.8349 | 3706.2984 | 4232.1321
3 | 28 | 1 | 1715.6472 | 1752.1479 | 1818.4582 | 1943.2366 | 1079.0416 | 1107.0146 | 1169.9905 | 1287.1522 | -28.9824 | -51.4229 | -90.3651 | -127.457 | 219.3707 | 294.2021 | 439.8785 | 654.9737 | 6.4414 | 14.7402 | 29.6831 | 43.8499 | -0.0029378 | -0.0033719 | -0.0043111 | -0.005539 | 6.9495 | 9.7504 | 17.2023 | 30.5992 | 2998.465 | 3126.4289 | 3384.8433 | 3832.3491
3 | 28 | 2 | 1663.5787 | 1699.375 | 1763.5748 | 1885.8645 | 1047.6199 | 1074.7783 | 1135.9203 | 1249.6703 | -27.7476 | -48.987 | -84.11 | -125.454 | 135.686 | 187.8649 | 291.2025 | 443.314 | 7.086 | 12.5062 | 26.166 | 44.8245 | -0.0029378 | -0.0033719 | -0.0043111 | -0.005539 | 5.2637 | 6.3003 | 11.4682 | 23.5387 | 2831.4837 | 2931.8343 | 3144.2175 | 3521.7525
3 | 28 | 3 | 1642.6434 | 1678.1793 | 1741.5741 | 1863.2404 | 1038.9564 | 1065.8902 | 1126.5265 | 1239.3359 | -27.7476 | -48.0475 | -82.508 | -125.454 | 81.7906 | 117.4686 | 193.6338 | 310.1709 | 8.1949 | 12.0946 | 24.7364 | 50.7253 | -0.0029378 | -0.0033719 | -0.0043111 | -0.005539 | 2.7554 | 2.5375 | 4.8695 | 12.5365 | 2746.59 | 2828.1193 | 3008.8282 | 3350.5496
3 | 28 | 4 | 1667.1248 | 1702.6881 | 1767.1866 | 1890.5567 | 1061.8288 | 1089.3556 | 1151.3269 | 1266.6197 | -28.9824 | -49.8744 | -85.917 | -142.0992 | 50.197 | 75.6321 | 136.0389 | 234.41 | 12.3832 | 14.0442 | 28.2536 | 71.1485 | -0.0029378 | -0.0033719 | -0.0043111 | -0.005539 | 1.0614 | 1.2687 | 2.5748 | 5.476 | 2763.6099 | 2833.1111 | 2999.4594 | 3326.1061
3 | 28 | 5 | 1735.5086 | 1771.9195 | 1838.9525 | 1963.1555 | 1158.1044 | 1188.127 | 1255.7172 | 1381.4636 | -31.7862 | -57.0167 | -101.2731 | -182.0154 | 43.1983 | 68.6637 | 127.963 | 227.6958 | 22.4266 | 22.3857 | 43.8166 | 120.3908 | -0.0029378 | -0.0033719 | -0.0043111 | -0.005539 | 0.79539 | 1.2687 | 2.5748 | 4.2118 | 2928.2441 | 2995.3446 | 3167.7467 | 3514.8966
3 | 28 | 6 | 1827.6691 | 1865.033 | 1934.5285 | 2056.7032 | 1356.5183 | 1391.6846 | 1470.8547 | 1618.1448 | -37.4245 | -69.0307 | -128.1002 | -238.8851 | 68.4011 | 106.4718 | 183.9697 | 323.4499 | 34.2234 | 36.2661 | 68.3661 | 178.4578 | -0.0029378 | -0.0033719 | -0.0043111 | -0.005539 | 0.27146 | -0.10426 | 0.17589 | 2.0258 | 3249.656 | 3330.3171 | 3529.7903 | 3939.8909
3 | 28 | 7 | 1919.7824 | 1958.4349 | 2030.9821 | 2153.0565 | 1531.0734 | 1570.7648 | 1660.1225 | 1826.3656 | -43.6419 | -84.7506 | -159.452 | -274.9115 | 117.1923 | 178.2143 | 292.9255 | 506.6993 | 38.3249 | 47.6836 | 89.523 | 201.4777 | -150.0907 | -171.8255 | -219.1238 | -282.3032 | -0.1303 | -0.10426 | -0.19483 | -0.33137 | 3412.5101 | 3498.4174 | 3694.7825 | 4130.0531
3 | 28 | 8 | 1779.8923 | 1813.2197 | 1874.7142 | 1972.0992 | 1911.1679 | 1960.7129 | 2072.2539 | 2279.7675 | -49.2801 | -96.4862 | -178.4987 | -284.8145 | 169.7109 | 253.5984 | 415.4812 | 713.2783 | 32.4699 | 46.8415 | 87.6954 | 172.0905 | -701.21 | -804.0323 | -1027.2881 | -1322.2497 | 3.5236 | 6.7594 | 13.7399 | 19.7739 | 3146.2745 | 3180.6133 | 3258.0978 | 3549.9453
3 | 28 | 9 | 1687.3214 | 1716.6479 | 1770.6599 | 1850.6735 | 2212.8261 | 2270.1912 | 2399.3379 | 2639.6053 | -53.1351 | -101.1926 | -184.3955 | -270.9054 | 191.8938 | 285.8978 | 467.2986 | 804.1612 | 20.8033 | 35.5701 | 67.7082 | 116.8458 | -1214.9665 | -1394.1473 | -1782.8026 | -2294.062 | 9.2135 | 15.7434 | 31.0302 | 51.6763 | 2853.9564 | 2828.7105 | 2768.8365 | 2897.9947
3 | 28 | 10 | 1653.9901 | 1680.9873 | 1731.4589 | 1803.576 | 2399.5562 | 2461.7622 | 2601.8069 | 2862.3494 | -56.046 | -104.9595 | -187.728 | -263.7384 | 184.9949 | 276.113 | 455.9113 | 788.6176 | 12.6221 | 25.279 | 50.5801 | 79.0627 | -1635.5565 | -1877.0339 | -2400.4998 | -3088.091 | 9.5066 | 12.0943 | 22.4331 | 49.9707 | 2569.0673 | 2474.2423 | 2273.9624 | 2231.7469
3 | 28 | 11 | 1640.4283 | 1666.6255 | 1716.015 | 1782.5438 | 2512.1365 | 2577.2609 | 2723.8761 | 2996.6426 | -59.3219 | -108.7264 | -191.0605 | -261.7353 | 167.0898 | 250.0961 | 420.4995 | 727.3472 | 8.0279 | 19.4558 | 40.2887 | 57.2207 | -1972.2626 | -2263.1073 | -2893.0598 | -3718.8956 | 3.6648 | 3.9619 | 6.872 | 17.5406 | 2299.7627 | 2145.5666 | 1823.4311 | 1600.6639
3 | 28 | 12 | 1632.3332 | 1657.3227 | 1704.9085 | 1768.4713 | 2591.9454 | 2659.1388 | 2810.4118 | 3091.8439 | -60.5566 | -111.2754 | -194.188 | -266.4745 | 158.9944 | 241.245 | 401.0365 | 697.8048 | 6.9191 | 16.526 | 34.7571 | 50.3452 | -2102.2986 | -2412.6331 | -3084.9391 | -3966.3305 | 1.0696 | 1.4597 | 2.8089 | 5.0444 | 2228.4064 | 2051.7835 | 1674.7957 | 1380.7046
3 | 28 | 13 | 1701.9819 | 1727.7695 | 1778.1763 | 1844.1002 | 2658.5978 | 2727.5191 | 2882.6822 | 3171.3514 | -62.0492 | -113.1023 | -195.995 | -270.4807 | 151.198 | 228.2417 | 381.117 | 658.1513 | 6.1075 | 13.4864 | 30.0703 | 48.0534 | -2092.8579 | -2402.1292 | -3072.067 | -3949.8865 | -4.5988e-22 | 0.5213 | 0.81317 | -0.98298 | 2362.9782 | 2182.3065 | 1804.797 | 1500.3061
3 | 28 | 14 | 1641.7124 | 1665.8325 | 1713.409 | 1774.3885 | 2677.7884 | 2747.2072 | 2903.4903 | 3194.2432 | -63.1769 | -115.0423 | -197.5205 | -275.2198 | 139.2236 | 208.2854 | 351.6854 | 600.7785 | 6.9191 | 13.2021 | 29.9458 | 50.3452 | -1954.2843 | -2243.3765 | -2869.4415 | -3689.0879 | -0.40719 | -0.10426 | -0.29902 | -2.186 | 2447.7752 | 2276.0041 | 1931.2694 | 1653.2618
3 | 28 | 15 | 1608.3408 | 1632.1523 | 1677.676 | 1735.7003 | 2675.266 | 2744.6194 | 2900.7553 | 3191.2343 | -63.1769 | -115.8166 | -200.6479 | -275.2198 | 128.8062 | 194.3227 | 324.8566 | 549.6096 | 6.9191 | 15.0055 | 32.0333 | 52.4338 | -1621.3894 | -1860.6691 | -2378.286 | -3056.1096 | -0.40177 | -0.31278 | -0.29902 | -2.186 | 2734.3641 | 2609.3014 | 2356.0882 | 2195.4627
3 | 28 | 16 | 1531.5039 | 1554.8112 | 1597.8499 | 1652.563 | 2610.5883 | 2678.265 | 2830.6262 | 3114.0825 | -61.5007 | -113.8245 | -198.5595 | -275.2198 | 66.5297 | 97.3009 | 158.0047 | 251.1028 | 8.9115 | 17.2395 | 36.8555 | 61.9436 | -1245.4507 | -1430.0385 | -1829.7979 | -2352.412 | -0.40177 | -0.43465 | -0.29902 | -1.5845 | 2910.1803 | 2803.319 | 2594.68 | 2450.4757
3 | 28 | 17 | 1476.634 | 1499.4743 | 1541.4769 | 1598.6963 | 2448.4661 | 2511.94 | 2654.8392 | 2920.6924 | -59.7174 | -109.8923 | -193.3434 | -288.2795 | 74.6251 | 107.622 | 170.1859 | 267.7785 | 17.2732 | 21.2403 | 43.6298 | 102.0186 | -699.7829 | -803.8114 | -1028.9748 | -1322.6436 | -1.1917 | -1.6858 | -2.9455 | -4.5432 | 3256.3065 | 3224.8871 | 3184.8682 | 3273.7196
3 | 28 | 18 | 1584.3136 | 1610.7634 | 1660.6903 | 1735.844 | 2210.5837 | 2267.8907 | 2396.9065 | 2636.9305 | -55.2068 | -102.3064 | -182.2304 | -290.2826 | 91.6136 | 130.41 | 197.1844 | 302.9031 | 24.8967 | 26.7981 | 53.8481 | 141.2205 | -145.606 | -167.5153 | -215.0119 | -277.2044 | -4.3407 | -7.3335 | -13.9753 | -21.3973 | 3706.2541 | 3758.7071 | 3897.4116 | 4228.0137
3 | 28 | 19 | 1809.1914 | 1840.6582 | 1903.6934 | 2001.1943 | 2073.9352 | 2127.6997 | 2248.7403 | 2473.9271 | -51.2447 | -95.1641 | -171.3224 | -283.5404 | 98.2135 | 137.3785 | 206.6456 | 310.1087 | 28.9982 | 31.1388 | 61.4564 | 159.2126 | -0.0029378 | -0.0033719 | -0.0043111 | -0.005539 | -8.942 | -16.2227 | -30.4497 | -46.7224 | 3950.1486 | 4025.485 | 4218.7593 | 4614.1744
3 | 28 | 20 | 2040.0483 | 2078.1012 | 2154.2624 | 2276.4167 | 1846.2576 | 1894.1198 | 2001.8725 | 2202.3382 | -48.2596 | -90.066 | -162.5029 | -258.2663 | 107.7144 | 151.4649 | 226.9868 | 330.1112 | 24.6578 | 32.6403 | 64.3156 | 139.8657 | -0.0029378 | -0.0033719 | -0.0043111 | -0.005539 | -10.1934 | -16.8483 | -32.2506 | -51.597 | 3960.2221 | 4049.4086 | 4252.6795 | 4638.863
3 | 28 | 21 | 2038.7093 | 2077.8186 | 2154.7386 | 2281.9485 | 1671.55 | 1714.8831 | 1812.4394 | 1993.9354 | -45.4557 | -84.8028 | -152.9154 | -229.8314 | 192.7202 | 271.1768 | 414.974 | 610.2486 | 19.5276 | 30.1585 | 59.7533 | 114.7573 | -0.0029378 | -0.0033719 | -0.0043111 | -0.005539 | -6.2518 | -7.2116 | -14.0728 | -30.4823 | 3870.7966 | 4002.0193 | 4274.9128 | 4740.5705
3 | 28 | 22 | 1959.3913 | 1998.0965 | 2072.5494 | 2199.9106 | 1476.5088 | 1514.7858 | 1600.9589 | 1761.2774 | -40.8686 | -77.3299 | -138.8799 | -201.8213 | 212.1208 | 292.7682 | 439.3364 | 641.9764 | 16.5566 | 27.9246 | 54.8797 | 97.7398 | -0.0029378 | -0.0033719 | -0.0043111 | -0.005539 | -2.1744 | -1.2417 | -2.7791 | -13.2926 | 3621.5316 | 3755.0001 | 4026.0611 | 4485.7849
3 | 28 | 23 | 1847.2035 | 1884.5068 | 1954.8853 | 2080.6496 | 1307.0496 | 1340.9335 | 1417.2165 | 1559.1352 | -35.7789 | -67.1428 | -120.1148 | -172.5371 | 316.7305 | 424.7354 | 617.8148 | 888.6908 | 12.6221 | 23.0816 | 46.1532 | 76.1387 | -0.0029378 | -0.0033719 | -0.0043111 | -0.005539 | 2.0333 | 5.6842 | 9.5929 | 5.923 | 3449.8571 | 3611.7954 | 3925.5436 | 4437.9947
3 | 28 | 24 | 1775.0893 | 1811.8976 | 1880.0363 | 2006.0028 | 1163.1443 | 1193.2976 | 1261.1819 | 1387.4755 | -31.1612 | -58.7305 | -102.8751 | -142.0992 | 304.4608 | 408.3175 | 598.0157 | 881.6858 | 9.0065 | 19.4558 | 38.4096 | 56.3853 | -0.0029378 | -0.0033719 | -0.0043111 | -0.005539 | 6.9495 | 12.7049 | 21.8959 | 30.7593 | 3227.4862 | 3386.9396 | 3696.66 | 4220.204
3 | 29 | 1 | 1714.9338 | 1751.1967 | 1817.3517 | 1942.3785 | 1081.6383 | 1109.6787 | 1172.8061 | 1290.2498 | -29.4544 | -52.4755 | -91.8905 | -134.9322 | 219.3707 | 294.2021 | 439.8785 | 654.9737 | 9.0065 | 16.9376 | 34.2454 | 55.2074 | -0.0029378 | -0.0033719 | -0.0043111 | -0.005539 | 6.9495 | 9.7504 | 17.2023 | 30.5992 | 3002.4414 | 3129.2866 | 3389.5891 | 3838.4708
3 | 29 | 2 | 1664.4604 | 1699.7462 | 1764.0766 | 1886.5156 | 1047.801 | 1074.9642 | 1136.1167 | 1249.8864 | -28.2197 | -49.8744 | -85.6355 | -125.454 | 135.686 | 187.8649 | 291.2025 | 443.314 | 7.4918 | 13.6327 | 27.4711 | 48.3319 | -0.0029378 | -0.0033719 | -0.0043111 | -0.005539 | 5.2637 | 6.3003 | 11.4682 | 23.5387 | 2832.4803 | 2932.6305 | 3144.6953 | 3526.1271
3 | 29 | 3 | 1649.0183 | 1684.3267 | 1747.9686 | 1870.31 | 1034.6116 | 1061.4328 | 1121.8156 | 1234.1532 | -27.7476 | -48.0475 | -84.0334 | -127.7653 | 81.7906 | 117.4686 | 193.6338 | 310.1709 | 9.0065 | 12.7905 | 26.166 | 55.2074 | -0.0029378 | -0.0033719 | -0.0043111 | -0.005539 | 2.7554 | 2.5375 | 4.8695 | 12.5365 | 2749.4317 | 2830.5052 | 3010.4158 | 3354.6071
3 | 29 | 4 | 1665.4172 | 1700.78 | 1765.1674 | 1888.416 | 1057.7802 | 1085.202 | 1146.937 | 1261.7902 | -28.9824 | -49.8744 | -87.161 | -141.6745 | 50.197 | 75.6321 | 136.0389 | 234.41 | 12.3832 | 13.3483 | 27.4711 | 73.3387 | -0.0029378 | -0.0033719 | -0.0043111 | -0.005539 | 1.0614 | 1.2687 | 2.5748 | 5.476 | 2757.8536 | 2826.3534 | 2991.0238 | 3321.7508
3 | 29 | 5 | 1727.9486 | 1763.8418 | 1830.2865 | 1954.2589 | 1156.7761 | 1186.7643 | 1254.277 | 1379.8791 | -31.7862 | -57.9041 | -102.7986 | -184.3267 | 43.1983 | 68.6637 | 127.963 | 227.6958 | 23.6073 | 22.1014 | 42.5116 | 125.8474 | -0.0029378 | -0.0033719 | -0.0043111 | -0.005539 | 0.79539 | 1.2687 | 2.5748 | 4.2118 | 2920.5366 | 2984.7325 | 3154.8099 | 3507.5608
3 | 29 | 6 | 1824.1399 | 1860.9046 | 1930.1371 | 2052.2825 | 1351.8692 | 1386.9149 | 1465.8138 | 1612.599 | -37.4245 | -70.8576 | -131.2277 | -241.6211 | 68.4011 | 106.4718 | 183.9697 | 323.4499 | 35.9987 | 37.8041 | 71.6233 | 187.5235 | -0.0029378 | -0.0033719 | -0.0043111 | -0.005539 | 0.27146 | -0.10426 | 0.17589 | 2.0258 | 3243.2528 | 3321.1301 | 3520.4877 | 3936.254
3 | 29 | 7 | 1914.2964 | 1952.2681 | 2024.0132 | 2146.3239 | 1531.6034 | 1571.3086 | 1660.6972 | 1826.9979 | -43.6419 | -86.5775 | -164.105 | -281.962 | 117.1923 | 178.2143 | 292.9255 | 506.6993 | 40.187 | 50.4673 | 94.4074 | 210.645 | -135.5639 | -155.3521 | -198.273 | -255.2309 | -0.1303 | -0.10426 | -0.19483 | -0.33137 | 3423.943 | 3510.2245 | 3709.4705 | 4153.1419
3 | 29 | 8 | 1776.7438 | 1810.0577 | 1871.2895 | 1968.6025 | 1913.1417 | 1962.7379 | 2074.3941 | 2282.122 | -49.7521 | -97.7041 | -183.1516 | -287.1258 | 169.7109 | 253.5984 | 415.4812 | 713.2783 | 32.8757 | 50.0557 | 94.532 | 176.5726 | -509.4748 | -584.3743 | -744.1831 | -947.6058 | 3.5236 | 6.7594 | 13.7399 | 19.7739 | 3336.7688 | 3401.1306 | 3542.102 | 3925.6177
3 | 29 | 9 | 1667.192 | 1696.1199 | 1749.0744 | 1826.8906 | 2215.1439 | 2272.5691 | 2401.851 | 2642.3702 | -53.6071 | -103.7417 | -187.8046 | -272.4837 | 191.8938 | 285.8978 | 467.2986 | 804.1612 | 20.8033 | 37.3925 | 71.1522 | 118.163 | -972.8318 | -1115.3247 | -1419.8071 | -1809.0169 | 9.2135 | 15.7434 | 31.0302 | 51.6763 | 3077.8075 | 3088.6563 | 3112.7947 | 3361.7606
3 | 29 | 10 | 1607.6955 | 1634.1711 | 1682.5956 | 1748.8652 | 2399.9869 | 2462.2039 | 2602.2738 | 2862.8631 | -56.4109 | -106.6212 | -188.0096 | -258.5746 | 184.9949 | 276.113 | 455.9113 | 788.6176 | 11.4047 | 24.8674 | 49.7976 | 74.3774 | -1574.6554 | -1806.0022 | -2303.116 | -2942.9568 | 9.5066 | 12.0943 | 22.4331 | 49.9707 | 2582.5222 | 2496.8264 | 2321.8858 | 2323.1626
3 | 29 | 11 | 1555.7383 | 1580.5615 | 1625.2709 | 1683.3246 | 2513.1961 | 2578.348 | 2725.0251 | 2997.9066 | -58.5592 | -109.5007 | -191.1371 | -256.1469 | 167.0898 | 250.0961 | 420.4995 | 727.3472 | 6.9191 | 17.5062 | 36.7715 | 51.6624 | -1886.9624 | -2165.0067 | -2763.5903 | -3536.824 | 3.6648 | 3.9619 | 6.872 | 17.5406 | 2301.0865 | 2155.9664 | 1859.7116 | 1684.8104
3 | 29 | 12 | 1488.9878 | 1511.5683 | 1552.4976 | 1602.1845 | 2592.2485 | 2659.4498 | 2810.7405 | 3092.2055 | -60.3424 | -111.2754 | -194.188 | -256.1469 | 158.9944 | 241.245 | 401.0365 | 697.8048 | 4.3323 | 14.2013 | 31.1154 | 38.8861 | -2034.6138 | -2337.5198 | -2993.9239 | -3852.979 | 1.0696 | 1.4597 | 2.8089 | 5.0444 | 2150.6762 | 1979.1288 | 1610.0871 | 1326.9995
3 | 29 | 13 | 1390.6841 | 1410.4717 | 1446.1785 | 1487.9605 | 2639.3712 | 2707.7941 | 2861.8351 | 3148.4166 | -61.363 | -113.9897 | -195.995 | -260.4613 | 151.198 | 228.2417 | 381.117 | 658.1513 | 3.9264 | 11.683 | 27.0758 | 38.8861 | -2027.3459 | -2329.0628 | -2982.3783 | -3835.8625 | -4.5988e-22 | 0.5213 | 0.81317 | -0.98298 | 2096.471 | 1915.6593 | 1538.6462 | 1236.1077
3 | 29 | 14 | 1245.6695 | 1262.693 | 1291.2995 | 1323.4991 | 2655.0963 | 2723.9268 | 2878.8856 | 3167.1745 | -61.835 | -115.9819 | -200.9295 | -265.2005 | 139.2236 | 208.2854 | 351.6854 | 600.7785 | 4.7381 | 12.0946 | 26.9512 | 41.1779 | -1881.9511 | -2160.7135 | -2761.9946 | -3541.3058 | -0.40719 | -0.10426 | -0.29902 | -2.186 | 2100.5342 | 1930.2001 | 1585.5986 | 1323.9378
3 | 29 | 15 | 1156.0804 | 1171.5296 | 1196.0702 | 1224.4725 | 2641.5542 | 2710.0336 | 2864.202 | 3151.0206 | -61.835 | -117.9219 | -204.2619 | -265.2005 | 128.8062 | 194.3227 | 324.8566 | 549.6096 | 5.5497 | 12.7905 | 28.7788 | 45.5583 | -1538.9892 | -1768.3844 | -2263.3858 | -2904.6481 | -0.40177 | -0.31278 | -0.29902 | -2.186 | 2330.7645 | 2202.0574 | 1945.9608 | 1798.6265
3 | 29 | 16 | 1128.7699 | 1144.7148 | 1169.1466 | 1200.5913 | 2571.3173 | 2637.976 | 2788.0451 | 3067.2374 | -60.6002 | -117.9219 | -204.2619 | -269.5149 | 66.5297 | 97.3009 | 158.0047 | 251.1028 | 8.6726 | 16.4163 | 34.906 | 60.6264 | -1116.3664 | -1282.2988 | -1638.3557 | -2093.8183 | -0.40177 | -0.43465 | -0.29902 | -1.5845 | 2597.9211 | 2495.7526 | 2307.1858 | 2214.6402
3 | 29 | 17 | 1189.5289 | 1207.6924 | 1237.0445 | 1279.4037 | 2412.6876 | 2475.2339 | 2616.045 | 2878.0133 | -57.3244 | -113.9897 | -200.6479 | -271.518 | 74.6251 | 107.622 | 170.1859 | 267.7785 | 13.8029 | 21.3974 | 43.8924 | 86.9504 | -624.767 | -717.8394 | -916.7975 | -1168.7707 | -1.1917 | -1.6858 | -2.9455 | -4.5432 | 3007.3613 | 2978.4307 | 2946.7768 | 3067.3141
3 | 29 | 18 | 1450.1826 | 1474.7861 | 1519.147 | 1588.7082 | 2185.1042 | 2241.7507 | 2369.2794 | 2606.5369 | -53.9415 | -106.5169 | -189.1769 | -273.9457 | 91.6136 | 130.41 | 197.1844 | 302.9031 | 20.9838 | 25.581 | 52.1586 | 121.2262 | -185.1762 | -213.4023 | -274.2717 | -352.2456 | -4.3407 | -7.3335 | -13.9753 | -21.3973 | 3504.426 | 3545.2751 | 3660.3454 | 3971.7857
3 | 29 | 19 | 1749.9491 | 1781.6671 | 1841.9861 | 1936.4279 | 2063.5747 | 2117.0707 | 2237.5066 | 2461.5685 | -50.1936 | -97.9915 | -174.5783 | -267.2035 | 98.2135 | 137.3785 | 206.6456 | 310.1087 | 24.6578 | 28.4932 | 56.97 | 139.5608 | -0.0029378 | -0.0033719 | -0.0043111 | -0.005539 | -8.942 | -16.2227 | -30.4497 | -46.7224 | 3877.2566 | 3950.3919 | 4138.076 | 4533.7344
3 | 29 | 20 | 1954.4867 | 1991.5757 | 2063.5926 | 2179.8334 | 1850.84 | 1898.821 | 2006.8411 | 2207.8044 | -47.6804 | -91.0665 | -162.4263 | -255.8385 | 107.7144 | 151.4649 | 226.9868 | 330.1112 | 24.6578 | 28.2089 | 56.6342 | 140.7388 | -0.0029378 | -0.0033719 | -0.0043111 | -0.005539 | -10.1934 | -16.8483 | -32.2506 | -51.597 | 3879.822 | 3962.1524 | 4159.3735 | 4551.0467
3 | 29 | 21 | 1973.5203 | 2011.4008 | 2085.2912 | 2208.1336 | 1672.6701 | 1716.0323 | 1813.6539 | 1995.2715 | -45.3486 | -86.5775 | -153.1204 | -232.1428 | 192.7202 | 271.1768 | 414.974 | 610.2486 | 21.1508 | 29.6007 | 58.8463 | 123.8229 | -0.0029378 | -0.0033719 | -0.0043111 | -0.005539 | -6.2518 | -7.2116 | -14.0728 | -30.4823 | 3808.458 | 3934.4181 | 4205.568 | 4674.846
3 | 29 | 22 | 1924.8276 | 1962.9098 | 2035.8319 | 2161.0196 | 1478.2433 | 1516.5651 | 1602.8395 | 1763.3464 | -40.7615 | -79.1568 | -140.4053 | -206.1357 | 212.1208 | 292.7682 | 439.3364 | 641.9764 | 18.1799 | 28.2089 | 56.1848 | 106.8055 | -0.0029378 | -0.0033719 | -0.0043111 | -0.005539 | -2.1744 | -1.2417 | -2.7791 | -13.2926 | 3590.4327 | 3720.0502 | 3991.0038 | 4453.7141
3 | 29 | 23 | 1825.5522 | 1862.5118 | 1932.0411 | 2056.3772 | 1307.3572 | 1341.249 | 1417.55 | 1559.5021 | -35.6718 | -68.0302 | -122.9608 | -177.2762 | 316.7305 | 424.7354 | 617.8148 | 888.6908 | 14.9483 | 25.9749 | 52.0205 | 87.4962 | -0.0029378 | -0.0033719 | -0.0043111 | -0.005539 | 2.0333 | 5.6842 | 9.5929 | 5.923 | 3430.9468 | 3592.1218 | 3906.0543 | 4420.7076
3 | 29 | 24 | 1754.8163 | 1791.2611 | 1858.8449 | 1983.2288 | 1166.6079 | 1196.8509 | 1264.9374 | 1391.6071 | -31.1612 | -58.7305 | -102.8751 | -151.1528 | 304.4608 | 408.3175 | 598.0157 | 881.6858 | 11.1658 | 20.4361 | 40.424 | 66.8698 | -0.0029378 | -0.0033719 | -0.0043111 | -0.005539 | 6.9495 | 12.7049 | 21.8959 | 30.7593 | 3212.8362 | 3370.8367 | 3681.2385 | 4202.9924
3 | 30 | 1 | 1720.7554 | 1757.1596 | 1823.6934 | 1948.9054 | 1086.6058 | 1114.7749 | 1178.1922 | 1296.1753 | -28.9824 | -48.8218 | -87.2375 | -134.1992 | 219.3707 | 294.2021 | 439.8785 | 654.9737 | 7.086 | 12.7905 | 28.9007 | 48.776 | -0.0029378 | -0.0033719 | -0.0043111 | -0.005539 | 6.9495 | 9.7504 | 17.2023 | 30.5992 | 3011.782 | 3139.8524 | 3400.6251 | 3845.2248
3 | 30 | 2 | 1667.0867 | 1703.0082 | 1767.4356 | 1890.054 | 1049.305 | 1076.5071 | 1137.7474 | 1251.6804 | -27.2756 | -46.9949 | -82.7895 | -129.4601 | 135.686 | 187.8649 | 291.2025 | 443.314 | 7.086 | 12.7905 | 27.4711 | 48.6744 | -0.0029378 | -0.0033719 | -0.0043111 | -0.005539 | 5.2637 | 6.3003 | 11.4682 | 23.5387 | 2837.1488 | 2939.4728 | 3152.5311 | 3527.7959
3 | 30 | 3 | 1633.9767 | 1669.3139 | 1732.3682 | 1853.9048 | 1037.8214 | 1064.7259 | 1125.296 | 1237.9821 | -27.2756 | -46.2206 | -82.7895 | -129.4601 | 81.7906 | 117.4686 | 193.6338 | 310.1709 | 7.6221 | 14.0442 | 26.9485 | 51.8392 | -0.0029378 | -0.0033719 | -0.0043111 | -0.005539 | 2.7554 | 2.5375 | 4.8695 | 12.5365 | 2736.6876 | 2821.8661 | 3000.3222 | 3336.9679
3 | 30 | 4 | 1616.7653 | 1651.2003 | 1713.3049 | 1833.2821 | 1060.8389 | 1088.34 | 1150.2535 | 1265.4388 | -28.2962 | -49.8744 | -87.4425 | -141.6745 | 50.197 | 75.6321 | 136.0389 | 234.41 | 10.9989 | 19.8674 | 31.5107 | 67.882 | -0.0029378 | -0.0033719 | -0.0043111 | -0.005539 | 1.0614 | 1.2687 | 2.5748 | 5.476 | 2711.5623 | 2786.4308 | 2946.236 | 3264.8089
3 | 30 | 5 | 1604.6736 | 1638.5684 | 1699.1477 | 1814.509 | 1158.2503 | 1188.2767 | 1255.8753 | 1381.6375 | -31.2071 | -60.5052 | -99.9525 | -177.2762 | 43.1983 | 68.6637 | 127.963 | 227.6958 | 20.1003 | 34.728 | 43.8166 | 112.6423 | -0.0029378 | -0.0033719 | -0.0043111 | -0.005539 | 0.79539 | 1.2687 | 2.5748 | 4.2118 | 2795.8078 | 2870.9968 | 3029.4206 | 3363.4147
3 | 30 | 6 | 1590.6661 | 1623.1332 | 1681.0899 | 1786.7052 | 1356.6699 | 1391.8401 | 1471.0191 | 1618.3256 | -36.8454 | -75.2857 | -128.1002 | -234.1459 | 68.4011 | 106.4718 | 183.9697 | 323.4499 | 32.0641 | 54.8986 | 67.061 | 174.3183 | -0.0029378 | -0.0033719 | -0.0043111 | -0.005539 | 0.27146 | -0.10426 | 0.17589 | 2.0258 | 3011.2244 | 3100.9504 | 3275.211 | 3670.6733
3 | 30 | 7 | 1582.2871 | 1613.8079 | 1669.339 | 1768.2272 | 1528.0756 | 1567.6893 | 1656.8721 | 1822.7897 | -42.5907 | -88.2392 | -155.004 | -281.229 | 117.1923 | 178.2143 | 292.9255 | 506.6993 | 38.0277 | 64.7782 | 86.7883 | 204.1121 | -140.4861 | -161.102 | -205.7876 | -264.7115 | -0.1303 | -0.10426 | -0.19483 | -0.33137 | 3082.3755 | 3175.0443 | 3344.9385 | 3755.5565
3 | 30 | 8 | 1395.7072 | 1421.5057 | 1464.478 | 1534.665 | 1901.2958 | 1950.5849 | 2061.5498 | 2267.9915 | -47.6804 | -95.5989 | -172.2436 | -297.8742 | 169.7109 | 253.5984 | 415.4812 | 713.2783 | 34.6292 | 59.33 | 89.0004 | 189.6914 | -700.1367 | -803.8583 | -1029.276 | -1326.7771 | 3.5236 | 6.7594 | 13.7399 | 19.7739 | 2757.0496 | 2792.3211 | 2842.7297 | 3100.7487
3 | 30 | 9 | 1292.6255 | 1315.2055 | 1350.3114 | 1402.6757 | 2200.8935 | 2257.9493 | 2386.3995 | 2625.3714 | -52.1911 | -97.5388 | -178.2171 | -293.135 | 191.8938 | 285.8978 | 467.2986 | 804.1612 | 25.3975 | 44.3232 | 73.2397 | 146.0075 | -1276.6783 | -1465.0211 | -1873.5899 | -2411.2115 | 9.2135 | 15.7434 | 31.0302 | 51.6763 | 2391.1543 | 2356.5593 | 2256.4723 | 2325.5455
3 | 30 | 10 | 1256.7863 | 1278.2705 | 1310.3133 | 1353.5588 | 2382.4839 | 2444.2473 | 2583.2956 | 2841.9844 | -54.9949 | -98.5915 | -179.7426 | -286.7011 | 184.9949 | 276.113 | 455.9113 | 788.6176 | 18.0713 | 32.2287 | 56.1117 | 110.4145 | -1704.6262 | -1956.6846 | -2503.4946 | -3222.1641 | 9.5066 | 12.0943 | 22.4331 | 49.9707 | 2092.222 | 1987.6776 | 1744.8278 | 1635.6807
3 | 30 | 11 | 1231.8007 | 1252.5511 | 1282.6161 | 1320.6913 | 2492.0658 | 2556.6699 | 2702.1138 | 2972.701 | -57.9058 | -99.6441 | -181.268 | -281.962 | 167.0898 | 250.0961 | 420.4995 | 727.3472 | 12.6221 | 23.0816 | 46.5404 | 83.9889 | -1991.2597 | -2285.9968 | -2924.9952 | -3763.4386 | 3.6648 | 3.9619 | 6.872 | 17.5406 | 1858.0777 | 1700.7198 | 1352.3786 | 1076.8683
3 | 30 | 12 | 1177.8765 | 1197.1919 | 1223.8405 | 1256.3608 | 2566.5833 | 2633.1193 | 2782.9121 | 3061.5904 | -59.582 | -100.5315 | -181.268 | -277.9558 | 158.9944 | 241.245 | 401.0365 | 697.8048 | 8.4337 | 15.8301 | 39.6416 | 64.3371 | -2133.0615 | -2448.9178 | -3133.4095 | -4030.4267 | 1.0696 | 1.4597 | 2.8089 | 5.0444 | 1720.314 | 1539.3966 | 1135.562 | 776.7549
3 | 30 | 13 | 1102.6962 | 1120.3733 | 1142.7015 | 1168.3159 | 2617.626 | 2685.4852 | 2838.2571 | 3122.4775 | -61.2582 | -101.4189 | -179.666 | -277.5312 | 151.198 | 228.2417 | 381.117 | 658.1513 | 5.7017 | 11.683 | 33.3275 | 52.8779 | -2125.9121 | -2440.6911 | -3122.4536 | -4014.7498 | -4.5988e-22 | 0.5213 | 0.81317 | -0.98298 | 1690.0516 | 1504.1945 | 1094.0966 | 708.5588
3 | 30 | 14 | 975.8913 | 989.8435 | 1005.5525 | 1021.865 | 2648.7628 | 2717.4291 | 2872.0182 | 3159.6195 | -61.8067 | -101.532 | -178.0639 | -277.5312 | 139.2236 | 208.2854 | 351.6854 | 600.7785 | 4.4992 | 9.4491 | 26.0306 | 46.8755 | -2028.2705 | -2328.2058 | -2977.3924 | -3825.8435 | -0.40719 | -0.10426 | -0.29902 | -2.186 | 1677.8924 | 1495.1651 | 1099.5315 | 723.5778
3 | 30 | 15 | 887.6414 | 898.0174 | 909.4962 | 919.7678 | 2653.5817 | 2722.373 | 2877.2433 | 3165.3678 | -61.3347 | -102.4193 | -176.2569 | -279.959 | 128.8062 | 194.3227 | 324.8566 | 549.6096 | 5.8686 | 11.9673 | 26.6886 | 55.0681 | -1729.3186 | -1985.2576 | -2539.1859 | -3262.9583 | -0.40177 | -0.31278 | -0.29902 | -2.186 | 1884.8428 | 1738.6908 | 1422.5429 | 1144.7103
3 | 30 | 16 | 857.7061 | 866.778 | 877.99 | 888.7733 | 2582.4994 | 2649.4479 | 2800.1697 | 3080.5761 | -60.2071 | -101.532 | -176.2569 | -284.698 | 66.5297 | 97.3009 | 158.0047 | 251.1028 | 9.985 | 18.6327 | 34.2454 | 74.6183 | -1292.674 | -1484.3532 | -1899.08 | -2440.227 | -0.40177 | -0.43465 | -0.29902 | -1.5845 | 2163.4374 | 2045.8397 | 1794.7739 | 1568.5609
3 | 30 | 17 | 938.5199 | 950.8878 | 967.5561 | 989.9819 | 2420.1864 | 2482.9272 | 2624.1759 | 2886.9585 | -57.5103 | -100.6446 | -174.245 | -284.698 | 74.6251 | 107.622 | 170.1859 | 267.7785 | 15.912 | 28.0816 | 45.2462 | 102.0186 | -739.7231 | -850.0638 | -1088.7152 | -1399.2492 | -1.1917 | -1.6858 | -2.9455 | -4.5432 | 2650.8183 | 2617.1244 | 2541.2585 | 2558.247
3 | 30 | 18 | 1196.165 | 1215.1941 | 1247.3973 | 1296.2992 | 2186.1051 | 2242.7775 | 2370.3647 | 2607.7308 | -53.3952 | -97.4867 | -164.8624 | -281.5373 | 91.6136 | 130.41 | 197.1844 | 302.9031 | 21.615 | 37.6768 | 52.0205 | 128.5458 | -201.0051 | -231.2352 | -296.2998 | -379.7179 | -4.3407 | -7.3335 | -13.9753 | -21.3973 | 3236.7577 | 3290.0031 | 3391.8293 | 3652.8264
3 | 30 | 19 | 1496.7977 | 1523.3721 | 1571.2994 | 1647.0868 | 2052.3168 | 2105.5209 | 2225.2998 | 2448.1392 | -49.3566 | -92.6151 | -157.2869 | -266.8952 | 98.2135 | 137.3785 | 206.6456 | 310.1087 | 22.6654 | 39.4803 | 54.8797 | 135.3197 | -0.0029378 | -0.0033719 | -0.0043111 | -0.005539 | -8.942 | -16.2227 | -30.4497 | -46.7224 | 3611.6918 | 3696.9105 | 3870.3836 | 4227.0313
3 | 30 | 20 | 1711.4177 | 1743.6731 | 1804.1376 | 1902.3724 | 1843.5015 | 1891.2923 | 1998.8841 | 2199.0506 | -47.1013 | -86.4122 | -149.9929 | -249.9417 | 107.7144 | 151.4649 | 226.9868 | 330.1112 | 20.5061 | 36.5504 | 56.8941 | 126.4573 | -0.0029378 | -0.0033719 | -0.0043111 | -0.005539 | -10.1934 | -16.8483 | -32.2506 | -51.597 | 3625.842 | 3719.7169 | 3904.6549 | 4256.4472
3 | 30 | 21 | 1775.6946 | 1809.7461 | 1874.1223 | 1983.3299 | 1663.8024 | 1706.9346 | 1804.0387 | 1984.6935 | -44.1904 | -80.0442 | -143.8144 | -228.6738 | 192.7202 | 271.1768 | 414.974 | 610.2486 | 16.7955 | 29.747 | 56.8941 | 107.2497 | -0.0029378 | -0.0033719 | -0.0043111 | -0.005539 | -6.2518 | -7.2116 | -14.0728 | -30.4823 | 3598.5675 | 3730.3453 | 3992.1377 | 4426.3601
3 | 30 | 22 | 1782.7383 | 1817.9512 | 1884.0161 | 1999.8011 | 1474.4722 | 1512.6963 | 1598.7506 | 1758.848 | -40.366 | -71.7971 | -131.3043 | -204.978 | 212.1208 | 292.7682 | 439.3364 | 641.9764 | 13.9698 | 24.9947 | 53.4501 | 90.1306 | -0.0029378 | -0.0033719 | -0.0043111 | -0.005539 | -2.1744 | -1.2417 | -2.7791 | -13.2926 | 3440.7578 | 3575.3684 | 3841.4655 | 4272.48
3 | 30 | 23 | 1726.8072 | 1762.0051 | 1826.6386 | 1944.4661 | 1309.1232 | 1343.0608 | 1419.4649 | 1561.6088 | -35.1998 | -62.5495 | -115.6667 | -174.5402 | 313.4306 | 420.3099 | 604.8394 | 861.4127 | 10.9989 | 19.8674 | 44.7237 | 72.8722 | -0.0029378 | -0.0033719 | -0.0043111 | -0.005539 | 2.0333 | 5.6842 | 9.5929 | 5.923 | 3327.1905 | 3488.3746 | 3789.5885 | 4271.7371
3 | 30 | 24 | 1671.3087 | 1706.0201 | 1769.4833 | 1888.3741 | 1168.1651 | 1198.4485 | 1266.6258 | 1393.4646 | -31.2377 | -54.3024 | -99.7476 | -150.4198 | 273.266 | 364.5984 | 527.986 | 765.8593 | 8.1949 | 15.0245 | 36.4575 | 57.9434 | -0.0029378 | -0.0033719 | -0.0043111 | -0.005539 | 6.9495 | 12.7049 | 21.8959 | 30.7593 | 3096.6434 | 3242.4905 | 3522.6966 | 3985.9753
3 | 31 | 1 | 1698.5642 | 1734.4109 | 1800.2249 | 1924.4766 | 1071.5303 | 1099.3086 | 1161.8461 | 1278.1923 | -29.638 | -51.8665 | -90.8515 | -133.3538 | 232.5703 | 310.0217 | 450.1339 | 647.7681 | 7.4918 | 15.8301 | 31.6353 | 49.5098 | -0.0029378 | -0.0033719 | -0.0043111 | -0.005539 | 6.9495 | 9.7504 | 17.2023 | 30.5992 | 2987.4652 | 3117.4518 | 3370.1866 | 3797.1866
3 | 31 | 2 | 1643.7968 | 1678.9366 | 1742.294 | 1864.1778 | 1037.3328 | 1064.2246 | 1124.7662 | 1237.3992 | -28.5104 | -48.2127 | -84.5965 | -126.1869 | 157.3799 | 214.9547 | 315.2273 | 463.3863 | 7.086 | 12.9367 | 26.9485 | 47.0147 | -0.0029378 | -0.0033719 | -0.0043111 | -0.005539 | 5.2637 | 6.3003 | 11.4682 | 23.5387 | 2822.3459 | 2929.1369 | 3136.1033 | 3509.3243
3 | 31 | 3 | 1606.9687 | 1641.7522 | 1703.6198 | 1823.7025 | 1023.8987 | 1050.4422 | 1110.1997 | 1221.3741 | -28.0384 | -47.2732 | -82.9944 | -126.1869 | 103.0857 | 142.1393 | 217.6586 | 326.3552 | 7.086 | 12.9367 | 26.166 | 47.0147 | -0.0029378 | -0.0033719 | -0.0043111 | -0.005539 | 2.7554 | 2.5375 | 4.8695 | 12.5365 | 2715.7531 | 2802.5313 | 2979.5149 | 3304.7905
3 | 31 | 4 | 1597.1497 | 1631.1318 | 1692.5006 | 1812.1805 | 1037.8169 | 1064.7212 | 1125.2911 | 1237.9767 | -28.0384 | -48.3258 | -84.5965 | -130.9261 | 67.0954 | 95.8772 | 152.7819 | 236.6745 | 9.2454 | 15.0245 | 30.2057 | 56.0804 | -0.0029378 | -0.0033719 | -0.0043111 | -0.005539 | 1.0614 | 1.2687 | 2.5748 | 5.476 | 2684.3275 | 2759.6942 | 2918.7533 | 3217.4565
3 | 31 | 5 | 1610.1585 | 1644.3911 | 1705.9053 | 1824.2691 | 1086.2312 | 1114.3906 | 1177.7861 | 1295.7285 | -29.166 | -50.927 | -89.2495 | -145.1435 | 42.1015 | 62.8919 | 104.3946 | 175.4041 | 12.7524 | 16.526 | 32.8158 | 74.3133 | -0.0029378 | -0.0033719 | -0.0043111 | -0.005539 | 0.79539 | 1.2687 | 2.5748 | 4.2118 | 2722.8701 | 2788.5379 | 2934.2228 | 3228.7778
3 | 31 | 6 | 1647.0191 | 1681.8324 | 1743.9296 | 1859.9023 | 1187.8987 | 1218.6937 | 1288.0227 | 1417.0041 | -32.5184 | -55.6334 | -100.439 | -178.3175 | 30.7963 | 45.7261 | 81.958 | 138.6559 | 19.0498 | 19.8674 | 38.2851 | 106.3989 | -0.0029378 | -0.0033719 | -0.0043111 | -0.005539 | 0.27146 | -0.10426 | 0.17589 | 2.0258 | 2852.5141 | 2910.3785 | 3051.928 | 3345.6641
3 | 31 | 7 | 1791.3893 | 1829.3813 | 1898.7596 | 2024.6632 | 1189.3323 | 1220.1645 | 1289.5772 | 1418.7143 | -36.5876 | -63.9936 | -119.2041 | -223.8222 | 31.1951 | 47.6087 | 80.0322 | 138.6559 | 29.332 | 27.513 | 52.0205 | 156.6159 | -161.2356 | -184.7776 | -236.1211 | -304.8276 | -0.1303 | -0.10426 | -0.19483 | -0.33137 | 2843.2953 | 2875.7921 | 2964.8695 | 3209.6681
3 | 31 | 8 | 1819.2981 | 1856.6364 | 1925.4721 | 2046.1492 | 1367.015 | 1402.4534 | 1482.2362 | 1630.666 | -41.7538 | -75.8945 | -141.6598 | -262.16 | 42.5004 | 65.311 | 102.2152 | 172.0867 | 35.035 | 36.962 | 70.3182 | 186.5112 | -717.7088 | -822.9357 | -1051.5092 | -1353.5831 | 3.5236 | 6.7594 | 13.7399 | 19.7739 | 2507.9095 | 2469.292 | 2400.8125 | 2439.4438
3 | 31 | 9 | 1838.4656 | 1875.1795 | 1943.3778 | 2058.7013 | 1551.4898 | 1591.7105 | 1682.2598 | 1850.7197 | -46.3715 | -85.029 | -160.4249 | -281.5413 | 60.0967 | 85.0197 | 136.833 | 222.7547 | 35.035 | 42.4101 | 80.014 | 189.0063 | -1221.0928 | -1401.2619 | -1792.1401 | -2306.4812 | 9.2135 | 15.7434 | 31.0302 | 51.6763 | 2226.8362 | 2123.7723 | 1920.9497 | 1784.8358
3 | 31 | 10 | 1839.2729 | 1875.2406 | 1942.3006 | 2051.8658 | 1695.1984 | 1739.1446 | 1838.0811 | 2022.1449 | -49.313 | -90.6749 | -169.8075 | -274.7991 | 72.8975 | 106.611 | 168.4772 | 278.4431 | 27.1727 | 42.4101 | 81.3191 | 152.0963 | -1620.6653 | -1859.8183 | -2378.4447 | -3060.397 | 9.5066 | 12.0943 | 22.4331 | 49.9707 | 1974.0699 | 1825.0075 | 1504.3588 | 1219.3247
3 | 31 | 11 | 1809.5662 | 1844.8091 | 1909.6135 | 2013.4687 | 1796.2093 | 1842.7741 | 1947.6059 | 2142.6373 | -51.4612 | -91.5623 | -166.68 | -260.5816 | 87.9916 | 128.2024 | 207.4033 | 335.2638 | 19.1218 | 33.3362 | 64.9735 | 113.4401 | -1929.3875 | -2214.0782 | -2831.2615 | -3641.8841 | 3.6648 | 3.9619 | 6.872 | 17.5406 | 1735.705 | 1547.4433 | 1138.5266 | 719.8848
3 | 31 | 12 | 1763.3957 | 1796.5523 | 1858.6718 | 1957.4992 | 1855.4927 | 1903.5943 | 2011.886 | 2213.3544 | -52.5889 | -91.5623 | -165.0779 | -247.0972 | 100.3936 | 145.9046 | 232.5599 | 372.0121 | 12.6221 | 27.513 | 54.6198 | 82.4308 | -2087.3623 | -2395.0695 | -3061.1995 | -3934.5047 | 1.0696 | 1.4597 | 2.8089 | 5.0444 | 1593.0225 | 1388.3921 | 934.2689 | 448.7391
3 | 31 | 13 | 1673.4436 | 1704.4543 | 1761.8361 | 1853.3807 | 1896.8463 | 1946.02 | 2056.7252 | 2262.6837 | -53.6094 | -90.6227 | -160.3484 | -246.6725 | 103.2947 | 149.7938 | 243.9469 | 387.5554 | 10.2958 | 20.8477 | 42.3762 | 70.87 | -2034.3734 | -2335.4056 | -2988.8564 | -3848.2807 | -4.5988e-22 | 0.5213 | 0.81317 | -0.98298 | 1595.8975 | 1395.6086 | 956.4928 | 478.5537
3 | 31 | 14 | 1594.9644 | 1624.2045 | 1677.6065 | 1765.1192 | 1891.0674 | 1940.0913 | 2050.4592 | 2255.7903 | -53.6094 | -89.8485 | -160.3484 | -244.6694 | 103.8124 | 150.0671 | 237.5433 | 374.698 | 9.2454 | 21.6898 | 43.6812 | 67.1594 | -1801.6685 | -2068.2995 | -2646.9447 | -3408.8836 | -0.40719 | -0.10426 | -0.29902 | -2.186 | 1743.4043 | 1577.8005 | 1201.6982 | 807.0279
3 | 31 | 15 | 1530.4319 | 1558.0162 | 1608.6548 | 1693.3928 | 1881.9435 | 1930.7309 | 2040.5663 | 2244.9068 | -53.6859 | -89.6832 | -158.7463 | -249.4086 | 98.0102 | 141.6287 | 223.1826 | 348.5522 | 10.9989 | 20.8477 | 42.3762 | 74.8063 | -1638.4913 | -1881.7082 | -2408.7295 | -3098.7226 | -0.40177 | -0.31278 | -0.29902 | -2.186 | 1828.8056 | 1679.5193 | 1347.0051 | 1011.3409
3 | 31 | 16 | 1493.2013 | 1520.8986 | 1570.2154 | 1653.9775 | 1848.3724 | 1896.2895 | 2004.1656 | 2204.8609 | -52.5583 | -89.6832 | -160.3484 | -254.456 | 50.7569 | 71.1705 | 109.2449 | 170.6729 | 13.7309 | 23.4932 | 47.7209 | 87.4809 | -1232.11 | -1414.1249 | -1807.961 | -2323.0693 | -0.40177 | -0.43465 | -0.29902 | -1.5845 | 2120.9915 | 2007.6089 | 1762.7385 | 1537.8824
3 | 31 | 17 | 1502.379 | 1531.2435 | 1582.2556 | 1669.2705 | 1770.6548 | 1816.5571 | 1919.8974 | 2112.1542 | -51.4306 | -86.8037 | -157.2208 | -260.89 | 54.0568 | 75.596 | 114.9385 | 170.6729 | 18.8829 | 24.9947 | 49.8085 | 112.5894 | -691.0739 | -794.1696 | -1017.8918 | -1311.0275 | -1.1917 | -1.6858 | -2.9455 | -4.5432 | 2602.2772 | 2565.7323 | 2488.8419 | 2488.2264
3 | 31 | 18 | 1628.233 | 1660.5777 | 1719.0455 | 1818.4632 | 1679.7907 | 1723.3375 | 1821.3747 | 2003.7655 | -48.5197 | -84.8637 | -152.0814 | -257.7292 | 52.6513 | 75.596 | 114.9385 | 170.6729 | 21.8538 | 28.6205 | 56.0602 | 126.7845 | -187.3533 | -215.3671 | -275.8685 | -353.8578 | -4.3407 | -7.3335 | -13.9753 | -21.3973 | 3142.3152 | 3180.5674 | 3269.4937 | 3486.7018
3 | 31 | 19 | 1779.7987 | 1814.661 | 1880.1781 | 1988.3183 | 1713.4738 | 1757.8938 | 1857.8969 | 2043.9449 | -46.7364 | -81.0447 | -145.8263 | -247.8262 | 59.2511 | 82.028 | 125.1939 | 184.5927 | 23.0712 | 28.6205 | 56.7073 | 131.3681 | -0.0029378 | -0.0033719 | -0.0043111 | -0.005539 | -8.942 | -16.2227 | -30.4497 | -46.7224 | 3519.9135 | 3585.9325 | 3743.6958 | 4053.67
3 | 31 | 20 | 1897.9248 | 1935.8571 | 2007.8462 | 2128.1998 | 1608.4281 | 1650.1249 | 1743.9972 | 1918.6395 | -45.1367 | -79.383 | -142.6988 | -235.6119 | 81.3438 | 113.6672 | 167.8876 | 236.9637 | 20.9119 | 28.9048 | 56.7073 | 122.4041 | -0.0029378 | -0.0033719 | -0.0043111 | -0.005539 | -10.1934 | -16.8483 | -32.2506 | -51.597 | 3553.2756 | 3632.3193 | 3801.4845 | 4118.9928
3 | 31 | 21 | 1874.9146 | 1911.9456 | 1982.7556 | 2105.1935 | 1502.6999 | 1541.6558 | 1629.3575 | 1792.5198 | -42.912 | -77.6083 | -138.0458 | -216.6554 | 133.1128 | 186.8178 | 282.9569 | 412.5783 | 17.7741 | 27.2287 | 54.0972 | 105.59 | -0.0029378 | -0.0033719 | -0.0043111 | -0.005539 | -6.2518 | -7.2116 | -14.0728 | -30.4823 | 3479.3345 | 3582.8246 | 3797.0444 | 4168.7385
3 | 31 | 22 | 1821.3343 | 1857.6495 | 1926.3509 | 2048.9354 | 1380.6579 | 1416.45 | 1497.029 | 1646.9401 | -39.894 | -71.9624 | -129.7023 | -194.9627 | 144.8168 | 201.9772 | 304.3459 | 444.8769 | 14.5425 | 25.6906 | 50.84 | 89.4455 | -0.0029378 | -0.0033719 | -0.0043111 | -0.005539 | -2.1744 | -1.2417 | -2.7791 | -13.2926 | 3319.2802 | 3428.5599 | 3646.0801 | 4021.9372
3 | 31 | 23 | 1742.9859 | 1778.3438 | 1844.191 | 1965.9909 | 1249.7654 | 1282.1642 | 1355.104 | 1490.8028 | -35.8554 | -65.429 | -117.4737 | -168.9556 | 167.1185 | 227.9941 | 339.7578 | 505.015 | 11.8105 | 23.9048 | 47.4583 | 73.4027 | -0.0029378 | -0.0033719 | -0.0043111 | -0.005539 | 2.0333 | 5.6842 | 9.5929 | 5.923 | 3137.8553 | 3252.6588 | 3478.6259 | 3872.1732
3 | 31 | 24 | 1656.8067 | 1691.3356 | 1753.9993 | 1873.223 | 1142.2899 | 1171.9026 | 1238.5698 | 1362.599 | -32.3654 | -57.3472 | -101.8361 | -149.5744 | 273.266 | 364.5984 | 527.986 | 765.8593 | 10.2239 | 20.1518 | 39.7147 | 63.2608 | -0.0029378 | -0.0033719 | -0.0043111 | -0.005539 | 6.9495 | 12.7049 | 21.8959 | 30.7593 | 3057.1677 | 3203.3426 | 3480.3252 | 3946.1215
4 | 1 | 1 | 1595.9582 | 1629.9768 | 1691.1186 | 1810.9052 | 1014.9072 | 1041.2176 | 1100.4504 | 1210.6485 | -29.638 | -51.8665 | -93.979 | -140.8291 | 232.5703 | 310.0217 | 450.1339 | 647.7681 | 9.0065 | 19.1715 | 37.7625 | 64.3747 | -0.0029378 | -0.0033719 | -0.0043111 | -0.005539 | 6.9495 | 9.7504 | 17.2023 | 26.0561 | 2829.7506 | 2958.2682 | 3202.6843 | 3618.9179
4 | 1 | 2 | 1533.1869 | 1566.2713 | 1624.4568 | 1741.0274 | 991.1424 | 1016.8367 | 1074.6825 | 1182.3002 | -28.6175 | -49.1001 | -84.878 | -126.6116 | 157.3799 | 214.9547 | 315.2273 | 463.3863 | 8.0279 | 14.7402 | 28.9007 | 50.7253 | -0.0029378 | -0.0033719 | -0.0043111 | -0.005539 | 5.2637 | 6.3003 | 11.4682 | 17.4111 | 2666.3804 | 2769.9996 | 2969.8531 | 3328.2331
4 | 1 | 3 | 1495.4638 | 1528.1299 | 1584.9313 | 1699.1721 | 981.6235 | 1007.071 | 1064.3613 | 1170.9454 | -28.0384 | -47.4385 | -81.7505 | -121.8725 | 103.0857 | 142.1393 | 217.6586 | 326.3552 | 8.8395 | 13.6327 | 27.4711 | 48.3319 | -0.0029378 | -0.0033719 | -0.0043111 | -0.005539 | 2.7554 | 2.5375 | 4.8695 | 7.5019 | 2563.7266 | 2646.0685 | 2817.537 | 3130.4283
4 | 1 | 4 | 1486.9015 | 1518.9759 | 1575.3767 | 1688.8061 | 992.8059 | 1018.5434 | 1076.4863 | 1184.2846 | -28.0384 | -47.4385 | -83.276 | -124.6086 | 67.0954 | 95.8772 | 152.7819 | 236.6745 | 9.4842 | 14.0442 | 27.4711 | 48.3319 | -0.0029378 | -0.0033719 | -0.0043111 | -0.005539 | 1.0614 | 1.2687 | 2.5748 | 3.6103 | 2529.3071 | 2601.2677 | 2751.4105 | 3037.0932
4 | 1 | 5 | 1505.1656 | 1537.5328 | 1594.6427 | 1708.2885 | 1027.016 | 1053.6403 | 1113.5798 | 1225.0927 | -28.694 | -48.4911 | -86.4035 | -129.3477 | 42.1015 | 62.8919 | 104.3946 | 175.4041 | 12.2163 | 15.0245 | 30.2057 | 51.5984 | -0.0029378 | -0.0033719 | -0.0043111 | -0.005539 | 0.79539 | 1.2687 | 2.5748 | 3.8804 | 2558.5979 | 2621.8638 | 2758.9899 | 3034.9108
4 | 1 | 6 | 1506.7714 | 1539.3279 | 1595.4825 | 1706.4328 | 1097.0068 | 1125.4455 | 1189.4699 | 1308.5823 | -30.9493 | -53.0322 | -94.4655 | -141.5621 | 30.7963 | 45.7261 | 81.958 | 138.6559 | 18.3101 | 16.526 | 32.9403 | 56.182 | -0.0029378 | -0.0033719 | -0.0043111 | -0.005539 | 0.27146 | -0.10426 | 0.17589 | 0.27011 | 2622.2039 | 2673.8856 | 2805.5568 | 3068.5555
4 | 1 | 7 | 1690.8058 | 1727.3614 | 1793.4528 | 1920.7251 | 1019.9078 | 1046.3478 | 1105.8725 | 1216.6135 | -33.8602 | -58.6782 | -107.2571 | -165.2578 | 31.1951 | 47.6087 | 80.0322 | 138.6559 | 28.1146 | 23.0816 | 45.2462 | 76.9101 | -141.0412 | -161.6852 | -206.6044 | -266.1723 | -0.1303 | -0.10426 | -0.19483 | -0.49149 | 2594.9917 | 2623.932 | 2710.5473 | 2920.9831
4 | 1 | 8 | 1795.2575 | 1833.4862 | 1903.8048 | 2035.6044 | 1098.1157 | 1126.5832 | 1190.6722 | 1309.9051 | -37.4574 | -68.8653 | -127.8292 | -198.8564 | 42.5004 | 65.311 | 102.2152 | 172.0867 | 34.2234 | 35.1586 | 66.4031 | 112.1605 | -602.1604 | -691.5436 | -886.3228 | -1144.7453 | 3.5236 | 6.7594 | 13.7399 | 22.9762 | 2334.0028 | 2306.8894 | 2262.6831 | 2309.1311
4 | 1 | 9 | 1919.6728 | 1960.1215 | 2035.8161 | 2173.696 | 1178.1281 | 1208.6698 | 1277.4286 | 1405.3491 | -40.9474 | -78.9393 | -148.1964 | -234.0335 | 60.0967 | 85.0197 | 136.833 | 222.7547 | 32.7088 | 45.4497 | 85.4833 | 144.2461 | -1190.8337 | -1367.323 | -1750.1266 | -2253.1 | 9.2135 | 15.7434 | 31.0302 | 51.6638 | 1968.0387 | 1868.7417 | 1668.2681 | 1510.576
4 | 1 | 10 | 1989.0956 | 2030.9862 | 2109.537 | 2249.6473 | 1263.8419 | 1296.6056 | 1370.3669 | 1507.5942 | -43.7818 | -84.4199 | -160.7065 | -248.6756 | 72.8975 | 106.611 | 168.4772 | 278.4431 | 24.5859 | 47.1258 | 89.523 | 151.02 | -1683.6456 | -1931.1139 | -2466.4201 | -3168.1346 | 9.5066 | 12.0943 | 22.4331 | 36.7018 | 1632.5 | 1477.8891 | 1133.2106 | 806.5962
4 | 1 | 11 | 2026.7735 | 2069.2254 | 2149.1968 | 2289.8723 | 1333.7541 | 1368.3302 | 1446.1718 | 1590.9901 | -45.823 | -84.4199 | -159.1044 | -241.9334 | 87.9916 | 128.2024 | 207.4033 | 335.2638 | 16.3178 | 39.4803 | 75.9743 | 128.3049 | -1994.6025 | -2288.9561 | -2926.0473 | -3760.0014 | 3.6648 | 3.9619 | 6.872 | 11.2932 | 1428.0763 | 1235.8242 | 800.4665 | 353.7896
4 | 1 | 12 | 2009.655 | 2051.185 | 2129.924 | 2267.2255 | 1388.247 | 1424.2358 | 1505.2577 | 1655.9929 | -47.7133 | -83.6457 | -152.8494 | -232.7634 | 100.3936 | 145.9046 | 232.5599 | 372.0121 | 10.8686 | 29.3354 | 58.1992 | 99.5875 | -2165.0244 | -2484.8209 | -3176.8326 | -4081.294 | 1.0696 | 1.4597 | 2.8089 | 4.4429 | 1297.496 | 1083.6539 | 599.0677 | 85.2035
4 | 1 | 13 | 1944.6501 | 1984.6149 | 2059.687 | 2190.9259 | 1424.0317 | 1460.9482 | 1544.0586 | 1698.6792 | -48.1854 | -83.6457 | -150.0034 | -228.0243 | 103.2947 | 149.7938 | 243.9469 | 387.5554 | 9.4842 | 24.5831 | 49.1505 | 85.0652 | -2155.4187 | -2473.8165 | -3162.6632 | -4062.5431 | -4.5988e-22 | 0.5213 | 0.81317 | 1.6443 | 1277.8566 | 1062.999 | 584.9896 | 73.3027
4 | 1 | 14 | 1873.509 | 1911.6289 | 1983.1262 | 2108.7836 | 1436.7765 | 1474.0234 | 1557.8777 | 1713.8821 | -48.841 | -83.6457 | -148.4014 | -223.7098 | 103.8124 | 150.0671 | 237.5433 | 374.698 | 10.2958 | 22.3857 | 44.5883 | 79.0627 | -2017.9287 | -2316.4429 | -2962.4109 | -3806.2907 | -0.40719 | -0.10426 | -0.29902 | -0.49149 | 1357.2169 | 1157.9124 | 712.0243 | 245.9345
4 | 1 | 15 | 1801.1709 | 1837.0025 | 1904.899 | 2024.9065 | 1451.8339 | 1489.4712 | 1574.2042 | 1731.8436 | -48.2619 | -84.533 | -150.2084 | -228.0243 | 98.0102 | 141.6287 | 223.1826 | 348.5522 | 9.6512 | 22.7973 | 47.1984 | 81.2529 | -1723.4938 | -1978.727 | -2530.9303 | -3251.7671 | -0.40177 | -0.31278 | -0.29902 | -0.49149 | 1588.5088 | 1427.3269 | 1068.0466 | 706.2722
4 | 1 | 16 | 1775.2753 | 1810.2155 | 1877.2355 | 1995.7998 | 1453.8627 | 1491.5525 | 1576.4039 | 1734.2636 | -48.3689 | -84.533 | -151.5289 | -230.7603 | 50.7569 | 71.1705 | 109.2449 | 170.6729 | 12.861 | 23.4932 | 47.1984 | 81.2529 | -1290.5607 | -1482.0084 | -1896.1608 | -2436.1921 | -0.40177 | -0.43465 | -0.29902 | -0.16012 | 1953.4244 | 1829.4556 | 1562.094 | 1314.8766
4 | 1 | 17 | 1769.9562 | 1805.2211 | 1872.8272 | 1991.9371 | 1432.6153 | 1469.7543 | 1553.3657 | 1708.9183 | -47.8204 | -85.3073 | -152.8494 | -232.7634 | 54.0568 | 75.596 | 114.9385 | 170.6729 | 18.1799 | 26.3865 | 53.4501 | 91.7373 | -734.1543 | -843.7178 | -1080.545 | -1388.4124 | -1.1917 | -1.6858 | -2.9455 | -4.8133 | 2491.6417 | 2446.247 | 2358.2416 | 2337.2767
4 | 1 | 18 | 1835.7598 | 1872.9468 | 1944.0099 | 2069.3276 | 1394.0491 | 1430.1883 | 1511.5488 | 1662.9139 | -45.93 | -83.3673 | -152.3629 | -232.0304 | 52.6513 | 75.596 | 114.9385 | 170.6729 | 24.8248 | 30.1585 | 59.5042 | 102.2219 | -205.6725 | -236.6779 | -303.487 | -389.1695 | -4.3407 | -7.3335 | -13.9753 | -22.5014 | 3051.3416 | 3081.511 | 3160.1762 | 3361.4349
4 | 1 | 19 | 1895.2409 | 1933.1152 | 2006.4029 | 2132.4276 | 1476.9029 | 1515.1901 | 1601.3862 | 1761.7475 | -45.8995 | -83.2021 | -152.0814 | -230.8728 | 59.2511 | 82.028 | 125.1939 | 184.5927 | 26.448 | 33.0519 | 64.9735 | 110.945 | -0.0029378 | -0.0033719 | -0.0043111 | -0.005539 | -8.942 | -16.2227 | -30.4497 | -48.577 | 3402.9985 | 3463.957 | 3615.4211 | 3910.2576
4 | 1 | 20 | 2055.6297 | 2097.4006 | 2178.6412 | 2318.4314 | 1415.6794 | 1452.3794 | 1535.0023 | 1688.7161 | -45.458 | -84.1416 | -152.3629 | -231.7221 | 81.3438 | 113.6672 | 167.8876 | 236.9637 | 23.477 | 37.5198 | 73.2397 | 124.1279 | -0.0029378 | -0.0033719 | -0.0043111 | -0.005539 | -10.1934 | -16.8483 | -32.2506 | -51.8671 | 3520.4756 | 3599.9736 | 3770.1531 | 4084.6444
4 | 1 | 21 | 2006.033 | 2046.6536 | 2125.4042 | 2263.5823 | 1339.6116 | 1374.3396 | 1452.5231 | 1597.9774 | -43.5982 | -81.5926 | -149.0304 | -228.9861 | 133.1128 | 186.8178 | 282.9569 | 412.5783 | 18.4187 | 38.5 | 74.6693 | 127.7369 | -0.0029378 | -0.0033719 | -0.0043111 | -0.005539 | -6.2518 | -7.2116 | -14.0728 | -23.0904 | 3447.3232 | 3557.5036 | 3772.4459 | 4149.7929
4 | 1 | 22 | 1874.8984 | 1913.4221 | 1985.9972 | 2116.6419 | 1249.8758 | 1282.2775 | 1355.2237 | 1490.9345 | -40.4731 | -76.7209 | -140.9684 | -214.7686 | 144.8168 | 201.9772 | 304.3459 | 444.8769 | 13.8395 | 36.962 | 72.0078 | 122.0769 | -0.0029378 | -0.0033719 | -0.0043111 | -0.005539 | -2.1744 | -1.2417 | -2.7791 | -5.3605 | 3240.78 | 3356.6728 | 3573.8227 | 3954.3956
4 | 1 | 23 | 1727.5651 | 1763.1948 | 1829.39 | 1953.0929 | 1154.9974 | 1184.9395 | 1252.3484 | 1377.7574 | -35.9625 | -67.5864 | -123.7288 | -187.9122 | 170.0196 | 232.4196 | 351.939 | 532.2931 | 11.4047 | 30.8545 | 59.7642 | 101.3489 | -0.0029378 | -0.0033719 | -0.0043111 | -0.005539 | 2.0333 | 5.6842 | 9.5929 | 14.2964 | 3030.0547 | 3149.5029 | 3379.3014 | 3790.871
4 | 1 | 24 | 1626.4667 | 1660.7112 | 1722.2816 | 1841.9436 | 1072.4233 | 1100.2247 | 1162.8143 | 1279.2575 | -31.8933 | -57.5125 | -104.9637 | -157.4743 | 304.8597 | 408.3175 | 598.0157 | 881.6858 | 10.2239 | 24.2988 | 47.4583 | 80.5191 | -0.0029378 | -0.0033719 | -0.0043111 | -0.005539 | 6.9495 | 12.7049 | 21.8959 | 34.0494 | 2989.0267 | 3148.7414 | 3447.4978 | 3959.9756
4 | 2 | 1 | 1470.9531 | 1502.2402 | 1556.1872 | 1663.6741 | 1091.1143 | 1119.4003 | 1183.0807 | 1301.5533 | -28.5104 | -49.8744 | -88.763 | -132.9292 | 219.3707 | 294.2021 | 439.8785 | 650.5241 | 9.8181 | 17.6335 | 34.2454 | 59.8927 | -0.0029378 | -0.0033719 | -0.0043111 | -0.005539 | 5.964 | 9.7504 | 17.2023 | 26.0561 | 2768.7069 | 2893.3487 | 3141.8267 | 3568.7655
4 | 2 | 2 | 1436.6883 | 1467.4417 | 1520.2426 | 1626.7929 | 1056.7974 | 1084.1938 | 1145.8714 | 1260.6179 | -27.2756 | -46.3858 | -82.508 | -123.4509 | 135.686 | 187.8649 | 291.2025 | 443.314 | 8.1949 | 15.0245 | 28.7761 | 51.5984 | -0.0029378 | -0.0033719 | -0.0043111 | -0.005539 | 3.8113 | 6.3003 | 11.4682 | 17.4111 | 2613.8993 | 2714.436 | 2915.0485 | 3276.2778
4 | 2 | 3 | 1438.52 | 1469.4593 | 1522.6204 | 1630.0154 | 1043.3967 | 1070.4457 | 1131.3412 | 1244.6326 | -26.8036 | -45.4463 | -78.0599 | -118.7118 | 81.7906 | 117.4686 | 193.6338 | 310.1709 | 6.8472 | 12.0946 | 24.7364 | 42.5327 | -0.0029378 | -0.0033719 | -0.0043111 | -0.005539 | 1.4632 | 2.5375 | 5.0644 | 7.5019 | 2545.2111 | 2626.556 | 2799.332 | 3116.1363
4 | 2 | 4 | 1480.5169 | 1512.0048 | 1567.2854 | 1677.2533 | 1066.3483 | 1093.9922 | 1156.2273 | 1272.0108 | -27.8242 | -47.2732 | -82.9944 | -121.4478 | 50.197 | 75.6321 | 136.0389 | 234.41 | 7.086 | 12.7905 | 26.0415 | 44.7229 | -0.0029378 | -0.0033719 | -0.0043111 | -0.005539 | 0.79539 | 1.2687 | 2.7696 | 3.6103 | 2577.1165 | 2648.4119 | 2805.3639 | 3110.554
4 | 2 | 5 | 1566.0591 | 1598.6966 | 1657.1331 | 1769.2947 | 1164.8452 | 1195.0425 | 1263.0261 | 1389.5044 | -30.1866 | -53.6413 | -96.825 | -145.1435 | 43.1983 | 68.6637 | 127.963 | 227.6958 | 11.1658 | 19.8674 | 39.0676 | 65.2477 | -0.0029378 | -0.0033719 | -0.0043111 | -0.005539 | 0.79539 | 1.2687 | 2.7696 | 3.8804 | 2755.8742 | 2829.8943 | 2993.13 | 3310.4739
4 | 2 | 6 | 1645.8154 | 1678.8983 | 1739.3019 | 1849.3616 | 1363.3075 | 1398.6498 | 1478.2162 | 1626.2434 | -35.3528 | -66.4295 | -123.6522 | -188.2205 | 68.4011 | 106.4718 | 183.9697 | 323.4499 | 19.4556 | 33.6205 | 64.2019 | 106.3989 | -0.0029378 | -0.0033719 | -0.0043111 | -0.005539 | -0.12487 | -0.10426 | 0.17589 | 0.27011 | 3061.499 | 3151.1032 | 3342.209 | 3717.4979
4 | 2 | 7 | 1659.6409 | 1691.5268 | 1750.2726 | 1851.2718 | 1636.7155 | 1679.1456 | 1774.6688 | 1952.3825 | -41.5702 | -81.9842 | -154.7224 | -240.0427 | 117.1923 | 178.2143 | 292.9255 | 506.6993 | 26.9338 | 46.1456 | 86.9237 | 145.36 | -144.2426 | -165.2669 | -211.1792 | -272.7725 | -0.1303 | -0.10426 | 0 | -0.49149 | 3254.5394 | 3347.6768 | 3538.889 | 3942.4069
4 | 2 | 8 | 1604.2487 | 1632.777 | 1685.5427 | 1771.546 | 1936.8168 | 1987.0267 | 2100.0647 | 2310.3633 | -48.8081 | -93.8851 | -173.7691 | -273.6414 | 169.7109 | 253.5984 | 415.4812 | 712.146 | 28.4485 | 48.6639 | 91.6105 | 152.3371 | -522.9601 | -598.0807 | -758.9083 | -965.2985 | 4.0502 | 6.7594 | 15.2418 | 22.9762 | 3171.507 | 3236.8596 | 3375.2635 | 3730.4287
4 | 2 | 9 | 1484.7388 | 1509.0759 | 1552.7688 | 1618.5717 | 2245.7178 | 2303.9356 | 2435.0019 | 2678.8407 | -53.3187 | -99.531 | -182.8701 | -287.4341 | 191.8938 | 285.8978 | 467.2986 | 804.1612 | 25.3975 | 43.9116 | 83.5311 | 139.6625 | -1022.0436 | -1170.5865 | -1489.7974 | -1899.8088 | 9.2243 | 15.7434 | 36.0201 | 51.6638 | 2881.6098 | 2888.4466 | 2901.953 | 3105.6568
4 | 2 | 10 | 1390.3443 | 1411.2591 | 1448.3897 | 1500.2588 | 2462.9478 | 2526.7971 | 2670.5415 | 2937.9671 | -56.5946 | -103.0196 | -186.4841 | -285.4311 | 183.5894 | 276.113 | 455.9113 | 788.6176 | 21.2091 | 36.5504 | 70.4428 | 119.1376 | -1353.9238 | -1552.8673 | -1980.3288 | -2529.1099 | 7.6227 | 12.0943 | 32.946 | 36.7018 | 2655.1949 | 2606.927 | 2511.4185 | 2568.1419
4 | 2 | 11 | 1312.0857 | 1330.957 | 1363.2929 | 1405.0803 | 2616.7123 | 2684.5477 | 2837.2663 | 3121.3875 | -58.957 | -104.8465 | -191.4186 | -290.1702 | 167.0898 | 250.0961 | 420.4995 | 727.3472 | 18.4771 | 32.2287 | 62.7614 | 106.3614 | -1642.575 | -1884.1897 | -2402.4841 | -3066.2054 | 2.5898 | 3.9619 | 14.5382 | 11.2932 | 2415.4226 | 2312.7553 | 2104.4556 | 2015.094
4 | 2 | 12 | 1224.2255 | 1240.5955 | 1267.6839 | 1299.3483 | 2715.6592 | 2786.0598 | 2944.5531 | 3239.418 | -60.6331 | -105.7338 | -189.0591 | -283.0033 | 158.9944 | 241.245 | 401.0365 | 697.8048 | 13.7309 | 24.5831 | 49.6731 | 84.621 | -1706.821 | -1958.7583 | -2499.5865 | -3192.7948 | 0.93926 | 1.4597 | 4.4866 | 4.4429 | 2346.0951 | 2229.451 | 1978.7876 | 1849.837
4 | 2 | 13 | 1106.8696 | 1120.5299 | 1141.1073 | 1162.2965 | 2791.3273 | 2863.6895 | 3026.599 | 3329.6799 | -61.7608 | -104.9595 | -188.9825 | -276.2611 | 151.198 | 228.2417 | 381.117 | 658.1513 | 10.4628 | 19.4558 | 40.6867 | 68.5782 | -1774.8825 | -2037.6029 | -2601.7141 | -3325.8864 | 0.27146 | 0.5213 | 1.1839 | 1.6443 | 2223.4858 | 2089.8758 | 1799.9973 | 1618.2028
4 | 2 | 14 | 984.4116 | 995.4152 | 1009.5308 | 1020.0496 | 2832.4693 | 2905.898 | 3071.2087 | 3378.7568 | -61.7608 | -103.1327 | -185.7784 | -271.522 | 137.8181 | 208.2854 | 351.6854 | 600.7785 | 7.3249 | 14.3286 | 31.638 | 54.9289 | -1635.8296 | -1878.0796 | -2397.554 | -3062.0062 | -4.5988e-22 | -0.10426 | 0.07171 | -0.49149 | 2264.4335 | 2142.6106 | 1880.8022 | 1720.4941
4 | 2 | 15 | 899.3378 | 908.8455 | 918.9904 | 922.8637 | 2833.0775 | 2906.522 | 3071.8682 | 3379.4823 | -61.6537 | -102.1932 | -187.5088 | -266.3581 | 128.8062 | 194.3227 | 324.8566 | 549.6096 | 6.9191 | 13.3483 | 29.9485 | 50.2436 | -1475.9258 | -1693.5634 | -2159.4744 | -2753.277 | -0.26603 | -0.31278 | -0.10418 | -0.49149 | 2330.295 | 2226.9692 | 1998.5763 | 1882.0725
4 | 2 | 16 | 913.2706 | 923.8918 | 936.1782 | 943.0497 | 2751.4292 | 2822.757 | 2983.338 | 3282.0868 | -60.054 | -101.1405 | -189.0343 | -266.3581 | 66.5297 | 97.3009 | 158.0047 | 251.1028 | 8.1365 | 15.4361 | 34.5107 | 58.233 | -1082.8763 | -1242.968 | -1586.0093 | -2023.6446 | -0.1303 | -0.43465 | -0.47491 | -0.16012 | 2596.3054 | 2514.8426 | 2336.5132 | 2244.3094
4 | 2 | 17 | 1022.3644 | 1036.2631 | 1056.3303 | 1077.8622 | 2567.526 | 2634.0863 | 2783.9342 | 3062.7149 | -57.6151 | -98.261 | -188.5478 | -263.6221 | 75.024 | 107.622 | 170.1859 | 267.7785 | 10.1289 | 19.0253 | 41.545 | 67.2986 | -604.9617 | -695.01 | -887.5287 | -1130.9333 | -1.056 | -1.6858 | -3.687 | -4.8133 | 3011.4104 | 3002.04 | 2972.232 | 3076.2855
4 | 2 | 18 | 1298.3242 | 1319.4654 | 1355.5372 | 1407.387 | 2299.0265 | 2358.6263 | 2492.8038 | 2742.4309 | -53.7907 | -94.6594 | -186.8174 | -258.5746 | 91.6136 | 130.41 | 197.1844 | 302.9031 | 15.4261 | 27.513 | 57.368 | 93.8259 | -185.17 | -213.0524 | -272.4265 | -346.581 | -4.4439 | -7.3335 | -18.5188 | -22.5014 | 3460.9859 | 3520.9695 | 3625.1306 | 3918.8898
4 | 2 | 19 | 1697.6211 | 1728.2914 | 1786.3172 | 1877.085 | 2014.8353 | 2067.0677 | 2184.6591 | 2403.4288 | -50.9563 | -91.8929 | -178.5504 | -256.1469 | 98.2135 | 137.3785 | 206.6456 | 310.1087 | 19.5276 | 34.8742 | 70.8408 | 115.5286 | -0.0029378 | -0.0033719 | -0.0043111 | -0.005539 | -9.732 | -16.2227 | -34.2328 | -48.577 | 3769.5062 | 3859.4928 | 4035.6752 | 4401.4217
4 | 2 | 20 | 1933.242 | 1969.6199 | 2040.7129 | 2155.1335 | 1837.3236 | 1884.9543 | 1992.1855 | 2191.6812 | -48.9152 | -90.3965 | -171.8855 | -254.2602 | 107.7144 | 151.4649 | 226.9868 | 330.1112 | 23.477 | 41.4299 | 81.3191 | 135.4854 | -0.0029378 | -0.0033719 | -0.0043111 | -0.005539 | -10.1989 | -16.8483 | -34.9025 | -51.8671 | 3842.64 | 3940.2208 | 4134.412 | 4506.2785
4 | 2 | 21 | 1901.2219 | 1937.3529 | 2007.3575 | 2124.1182 | 1705.7849 | 1750.0056 | 1849.5599 | 2034.7731 | -46.1114 | -86.4644 | -160.6959 | -242.4705 | 192.7202 | 271.1768 | 414.974 | 610.2486 | 23.477 | 41.4299 | 80.014 | 135.2821 | -0.0029378 | -0.0033719 | -0.0043111 | -0.005539 | -4.4927 | -7.2116 | -15.009 | -23.0904 | 3772.5971 | 3906.2858 | 4176.1961 | 4638.8557
4 | 2 | 22 | 1843.1143 | 1879.3306 | 1947.7789 | 2067.2868 | 1497.8801 | 1536.711 | 1624.1314 | 1786.7705 | -42.287 | -77.4952 | -143.5329 | -218.3501 | 212.1208 | 292.7682 | 439.3364 | 641.9764 | 20.1003 | 35.5701 | 69.7957 | 117.5949 | -0.0029378 | -0.0033719 | -0.0043111 | -0.005539 | -0.54564 | -1.2417 | -3.1498 | -5.3605 | 3530.38 | 3665.6398 | 3934.3555 | 4389.9124
4 | 2 | 23 | 1741.4064 | 1776.5481 | 1841.6027 | 1960.3782 | 1322.2962 | 1356.5753 | 1433.7482 | 1577.3224 | -36.4345 | -66.3686 | -121.6403 | -185.1761 | 316.7305 | 424.7354 | 617.8148 | 887.5586 | 16.1658 | 28.2089 | 54.7552 | 94.575 | -0.0029378 | -0.0033719 | -0.0043111 | -0.005539 | 3.9281 | 5.6842 | 9.2222 | 14.2964 | 3364.0895 | 3525.38 | 3835.4984 | 4348.949
4 | 2 | 24 | 1675.7833 | 1710.4291 | 1773.6971 | 1892.648 | 1175.5599 | 1206.035 | 1274.6439 | 1402.2856 | -31.8168 | -57.0688 | -102.5936 | -154.3135 | 304.8597 | 408.3175 | 598.0157 | 881.6858 | 12.3832 | 22.3857 | 42.5116 | 73.7453 | -0.0029378 | -0.0033719 | -0.0043111 | -0.005539 | 7.7476 | 12.7049 | 22.0908 | 34.0494 | 3144.5139 | 3302.8001 | 3608.3611 | 4130.095
4 | 3 | 1 | 1606.0902 | 1640.0421 | 1700.9204 | 1818.1659 | 1086.7849 | 1114.9587 | 1178.3864 | 1296.389 | -30.1101 | -50.6487 | -87.2375 | -132.9292 | 219.3707 | 294.2021 | 439.8785 | 650.5241 | 8.0279 | 15.0245 | 28.9007 | 51.7 | -0.0029378 | -0.0033719 | -0.0043111 | -0.005539 | 5.964 | 9.7504 | 17.2023 | 26.0561 | 2896.1248 | 3023.3257 | 3278.0464 | 3709.9003
4 | 3 | 2 | 1556.9292 | 1589.8939 | 1648.7747 | 1764.3753 | 1050.827 | 1078.0685 | 1139.3977 | 1253.4959 | -28.5104 | -48.0475 | -79.662 | -123.4509 | 135.686 | 187.8649 | 291.2025 | 443.314 | 6.4414 | 12.0946 | 24.2139 | 43.5074 | -0.0029378 | -0.0033719 | -0.0043111 | -0.005539 | 3.8113 | 6.3003 | 11.4682 | 17.4111 | 2725.1816 | 2826.1714 | 3035.3907 | 3398.6472
4 | 3 | 3 | 1541.5826 | 1574.5634 | 1632.9694 | 1748.1928 | 1037.674 | 1064.5746 | 1125.1362 | 1237.8063 | -28.0384 | -47.2732 | -79.3804 | -123.4509 | 81.7906 | 117.4686 | 193.6338 | 310.1709 | 6.6802 | 12.5062 | 24.2139 | 44.7229 | -0.0029378 | -0.0033719 | -0.0043111 | -0.005539 | 1.4632 | 2.5375 | 5.0644 | 7.5019 | 2641.1493 | 2724.3737 | 2901.6329 | 3224.9383
4 | 3 | 4 | 1565.8443 | 1599.3217 | 1658.8205 | 1774.9081 | 1061.3185 | 1088.832 | 1150.7735 | 1266.0109 | -29.0589 | -50.7617 | -87.4425 | -132.9292 | 50.197 | 75.6321 | 136.0389 | 234.41 | 9.2454 | 16.9376 | 32.2932 | 58.3722 | -0.0029378 | -0.0033719 | -0.0043111 | -0.005539 | 0.79539 | 1.2687 | 2.7696 | 3.6103 | 2658.3386 | 2731.227 | 2893.2489 | 3204.3768
4 | 3 | 5 | 1636.7638 | 1670.7304 | 1732.9197 | 1850.2528 | 1161.5246 | 1191.6358 | 1259.4256 | 1385.5433 | -31.8628 | -58.0693 | -104.4006 | -161.364 | 43.1983 | 68.6637 | 127.963 | 227.6958 | 15.745 | 27.2287 | 50.5909 | 87.9627 | -0.0029378 | -0.0033719 | -0.0043111 | -0.005539 | 0.79539 | 1.2687 | 2.7696 | 3.8804 | 2826.1614 | 2901.4546 | 3069.264 | 3393.9655
4 | 3 | 6 | 1704.8732 | 1739.1468 | 1802.4726 | 1917.205 | 1360.1348 | 1395.3948 | 1474.776 | 1622.4587 | -37.029 | -71.9102 | -132.5483 | -208.7554 | 68.4011 | 106.4718 | 183.9697 | 323.4499 | 24.4189 | 42.1258 | 77.9373 | 133.7992 | -0.0029378 | -0.0033719 | -0.0043111 | -0.005539 | -0.12487 | -0.10426 | 0.17589 | 0.27011 | 3120.6712 | 3211.1213 | 3406.7789 | 3788.4219
4 | 3 | 7 | 1706.4918 | 1739.3298 | 1800.6349 | 1905.5134 | 1633.4815 | 1675.8278 | 1771.1623 | 1948.5248 | -43.9326 | -85.8032 | -160.9775 | -254.6848 | 117.1923 | 178.2143 | 292.9255 | 506.6993 | 31.0856 | 52.8109 | 98.4471 | 166.0881 | -154.5087 | -176.8777 | -224.8861 | -286.4653 | -0.1303 | -0.10426 | 0 | -0.49149 | 3289.6796 | 3383.3976 | 3577.3062 | 3985.184
4 | 3 | 8 | 1625.7366 | 1654.7299 | 1708.5253 | 1796.3569 | 1933.9339 | 1984.069 | 2096.9388 | 2306.9243 | -50.1499 | -96.8167 | -178.4987 | -283.1197 | 169.7109 | 253.5984 | 415.4812 | 712.146 | 30.7164 | 52.2531 | 97.142 | 163.9995 | -672.6773 | -770.9337 | -981.8703 | -1253.1918 | 4.0502 | 6.7594 | 15.2418 | 22.9762 | 3041.3208 | 3083.6594 | 3172.9602 | 3466.0915
4 | 3 | 9 | 1476.0345 | 1500.2597 | 1543.1811 | 1608.9467 | 2241.0776 | 2299.1751 | 2429.9706 | 2673.3056 | -55.574 | -102.1322 | -182.8701 | -292.1733 | 191.8938 | 285.8978 | 467.2986 | 804.1612 | 24.9917 | 43.5 | 82.1016 | 137.6755 | -1209.8491 | -1388.4671 | -1773.9752 | -2273.6841 | 9.2243 | 15.7434 | 36.0201 | 51.6638 | 2677.7987 | 2653.9767 | 2601.7267 | 2709.8954
4 | 3 | 10 | 1395.2433 | 1416.5718 | 1453.4675 | 1506.6282 | 2433.1581 | 2496.2351 | 2638.2409 | 2902.4319 | -59.0641 | -105.0117 | -181.5496 | -290.5949 | 183.5894 | 276.113 | 455.9113 | 788.6176 | 18.8829 | 33.2089 | 63.6685 | 108.9581 | -1623.4139 | -1862.5857 | -2377.2906 | -3039.6985 | 7.6227 | 12.0943 | 32.946 | 36.7018 | 2356.0183 | 2266.6257 | 2085.3941 | 2013.0442
4 | 3 | 11 | 1335.1807 | 1355.006 | 1387.8285 | 1432.8458 | 2551.7381 | 2617.8892 | 2766.8157 | 3043.8821 | -61.975 | -106.9517 | -180.1524 | -288.1671 | 167.0898 | 250.0961 | 420.4995 | 727.3472 | 13.7309 | 24.8674 | 48.628 | 84.7226 | -2079.8854 | -2387.8295 | -3055.0391 | -3928.7046 | 2.5898 | 3.9619 | 14.5382 | 11.2932 | 1928.4689 | 1757.0395 | 1403.1183 | 1083.2191
4 | 3 | 12 | 1269.5807 | 1287.4611 | 1316.8404 | 1353.9957 | 2629.1927 | 2697.3517 | 2850.7986 | 3136.275 | -63.6512 | -107.8391 | -178.5504 | -285.7394 | 158.9944 | 241.245 | 401.0365 | 697.8048 | 9.8181 | 18.7599 | 37.0315 | 68.2357 | -2134.2624 | -2449.2481 | -3128.4149 | -4009.2464 | 0.93926 | 1.4597 | 4.4866 | 4.4429 | 1870.6116 | 1689.1902 | 1303.2283 | 965.7682
4 | 3 | 13 | 1187.2956 | 1203.1684 | 1227.8098 | 1256.2514 | 2685.6253 | 2755.2472 | 2911.9877 | 3203.5915 | -65.3273 | -108.7264 | -176.9483 | -286.0477 | 151.198 | 228.2417 | 381.117 | 658.1513 | 7.3249 | 14.6129 | 29.2878 | 56.7765 | -2126.7617 | -2443.3186 | -3129.3828 | -4027.1303 | 0.27146 | 0.5213 | 1.1839 | 1.6443 | 1839.6263 | 1649.7466 | 1245.0551 | 863.2371
4 | 3 | 14 | 1074.9911 | 1088.64 | 1107.7549 | 1126.765 | 2717.1096 | 2787.5477 | 2946.1257 | 3241.1481 | -66.3479 | -108.8917 | -176.9483 | -284.4693 | 137.8181 | 208.2854 | 351.6854 | 600.7785 | 6.2744 | 12.7905 | 25.7707 | 49.9011 | -1964.315 | -2257.2393 | -2892.339 | -3722.6167 | -4.5988e-22 | -0.10426 | 0.07171 | -0.49149 | 1905.5303 | 1731.0284 | 1362.1211 | 1011.0152
4 | 3 | 15 | 998.1224 | 1010.2465 | 1026.4826 | 1040.878 | 2712.8198 | 2783.1468 | 2941.4744 | 3236.031 | -65.3273 | -108.8917 | -178.4738 | -286.4724 | 128.8062 | 194.3227 | 324.8566 | 549.6096 | 7.7307 | 15.0245 | 28.3808 | 55.5986 | -1712.2955 | -1967.3279 | -2519.7264 | -3241.4269 | -0.26603 | -0.31278 | -0.10418 | -0.49149 | 2069.5903 | 1926.2081 | 1622.8901 | 1353.7263
4 | 3 | 16 | 998.6033 | 1011.5561 | 1030.0163 | 1048.1725 | 2633.2241 | 2701.4876 | 2855.1699 | 3141.084 | -64.1232 | -107.8391 | -181.5247 | -288.4754 | 66.5297 | 97.3009 | 158.0047 | 251.1028 | 10.2958 | 19.0253 | 35.6777 | 67.4003 | -1186.5003 | -1365.075 | -1752.4368 | -2256.8476 | -0.1303 | -0.43465 | -0.47491 | -0.16012 | 2457.8992 | 2356.0212 | 2144.4321 | 1962.2765
4 | 3 | 17 | 1105.8425 | 1122.0732 | 1147.9516 | 1180.8718 | 2461.6022 | 2525.4166 | 2669.0825 | 2936.362 | -60.6637 | -105.0117 | -182.8453 | -283.428 | 75.024 | 107.622 | 170.1859 | 267.7785 | 14.0784 | 25.2966 | 46.6785 | 86.0774 | -734.2116 | -844.2429 | -1082.1893 | -1391.5165 | -1.056 | -1.6858 | -3.687 | -4.8133 | 2860.6157 | 2829.4681 | 2765.177 | 2791.332
4 | 3 | 18 | 1384.6508 | 1408.2363 | 1450.0851 | 1512.6421 | 2220.7274 | 2278.2974 | 2407.9052 | 2649.0306 | -56.518 | -99.2005 | -178.1923 | -270.7889 | 91.6136 | 130.41 | 197.1844 | 302.9031 | 15.6649 | 28.3362 | 52.9303 | 96.1177 | -212.9688 | -245.1431 | -314.4187 | -403.2585 | -4.4439 | -7.3335 | -18.5188 | -22.5014 | 3438.7261 | 3493.6027 | 3596.9752 | 3864.1445
4 | 3 | 19 | 1763.4807 | 1795.8854 | 1858.7535 | 1956.9381 | 1961.935 | 2012.7961 | 2127.3 | 2340.3259 | -53.2116 | -93.5546 | -168.8863 | -256.1469 | 98.2135 | 137.3785 | 206.6456 | 310.1087 | 17.4402 | 31.266 | 60.5494 | 106.3614 | -0.0029378 | -0.0033719 | -0.0043111 | -0.005539 | -9.732 | -16.2227 | -34.2328 | -48.577 | 3778.1228 | 3867.5453 | 4050.1251 | 4409.0046
4 | 3 | 20 | 1981.3735 | 2018.9726 | 2093.3245 | 2212.7594 | 1800.6534 | 1847.3334 | 1952.4245 | 2147.9385 | -50.257 | -90.3965 | -161.1824 | -247.518 | 107.7144 | 151.4649 | 226.9868 | 330.1112 | 18.5857 | 33.7478 | 65.6206 | 114.618 | -0.0029378 | -0.0033719 | -0.0043111 | -0.005539 | -10.1989 | -16.8483 | -34.9025 | -51.8671 | 3847.8681 | 3944.2705 | 4142.2672 | 4506.0365
4 | 3 | 21 | 1954.2074 | 1991.5779 | 2064.4978 | 2186.2124 | 1679.8091 | 1723.3564 | 1821.3946 | 2003.7874 | -47.3461 | -85.8554 | -152.9154 | -235.3035 | 192.7202 | 271.1768 | 414.974 | 610.2486 | 19.3973 | 34.728 | 66.4031 | 116.0369 | -0.0029378 | -0.0033719 | -0.0043111 | -0.005539 | -4.4927 | -7.2116 | -15.009 | -23.0904 | 3794.2922 | 3927.7687 | 4199.3407 | 4657.8858
4 | 3 | 22 | 1896.2105 | 1933.5076 | 2004.4975 | 2128.3377 | 1487.986 | 1526.5604 | 1613.4034 | 1774.9681 | -43.3381 | -78.2695 | -138.8799 | -214.0356 | 212.1208 | 292.7682 | 439.3364 | 641.9764 | 17.941 | 31.5504 | 60.4113 | 107.0088 | -0.0029378 | -0.0033719 | -0.0043111 | -0.005539 | -0.54564 | -1.2417 | -3.1498 | -5.3605 | 3570.3716 | 3704.8721 | 3975.6145 | 4432.8893
4 | 3 | 23 | 1797.454 | 1833.8052 | 1901.69 | 2024.2656 | 1312.9424 | 1346.979 | 1423.6059 | 1566.1645 | -38.1413 | -67.3081 | -120.1148 | -185.1761 | 316.7305 | 424.7354 | 617.8148 | 887.5586 | 14.7814 | 26.3865 | 50.7155 | 88.5725 | -0.0029378 | -0.0033719 | -0.0043111 | -0.005539 | 3.9281 | 5.6842 | 9.2222 | 14.2964 | 3407.6921 | 3570.2789 | 3882.9292 | 4395.676
4 | 3 | 24 | 1725.6023 | 1761.004 | 1826.8663 | 1949.9055 | 1168.1211 | 1198.4034 | 1266.5782 | 1393.4122 | -33.0516 | -58.1215 | -101.0681 | -156.3166 | 304.8597 | 408.3175 | 598.0157 | 881.6858 | 11.1658 | 20.1518 | 39.1921 | 67.8444 | -0.0029378 | -0.0033719 | -0.0043111 | -0.005539 | 7.7476 | 12.7049 | 22.0908 | 34.0494 | 3184.442 | 3342.4568 | 3651.6707 | 4170.5751
4 | 4 | 1 | 1649.886 | 1684.5521 | 1747.3627 | 1868.4195 | 1083.6222 | 1111.714 | 1174.9571 | 1292.6163 | -30.5821 | -50.6487 | -87.2375 | -134.9322 | 219.3707 | 294.2021 | 439.8785 | 650.5241 | 8.0279 | 14.3286 | 28.3781 | 50.827 | -0.0029378 | -0.0033719 | -0.0043111 | -0.005539 | 5.964 | 9.7504 | 17.2023 | 26.0561 | 2936.2858 | 3063.8952 | 3320.5369 | 3753.5051
4 | 4 | 2 | 1596.4898 | 1630.0774 | 1690.8977 | 1810.0263 | 1047.7383 | 1074.8998 | 1136.0487 | 1249.8115 | -28.9824 | -46.9949 | -82.508 | -125.454 | 135.686 | 187.8649 | 291.2025 | 443.314 | 7.086 | 12.5062 | 25.5189 | 44.8245 | -0.0029378 | -0.0033719 | -0.0043111 | -0.005539 | 3.8113 | 6.4046 | 11.4682 | 17.4111 | 2761.826 | 2864.7546 | 3072.6237 | 3439.9279
4 | 4 | 3 | 1571.3738 | 1604.7584 | 1664.5935 | 1782.196 | 1040.0143 | 1066.9756 | 1127.6737 | 1240.5979 | -27.9618 | -46.8296 | -80.701 | -123.4509 | 81.7906 | 117.4686 | 193.6338 | 310.1709 | 6.4414 | 11.8103 | 24.2139 | 42.5327 | -0.0029378 | -0.0033719 | -0.0043111 | -0.005539 | 1.4632 | 2.6417 | 5.0644 | 7.5019 | 2673.1184 | 2756.8216 | 2934.474 | 3259.5429
4 | 4 | 4 | 1594.9041 | 1628.484 | 1689.3415 | 1807.8361 | 1064.5841 | 1092.1823 | 1154.3143 | 1269.9063 | -28.9824 | -48.8218 | -85.6355 | -130.1931 | 50.197 | 75.6321 | 136.0389 | 234.41 | 7.6221 | 14.0442 | 27.731 | 49.2049 | -0.0029378 | -0.0033719 | -0.0043111 | -0.005539 | 0.79539 | 1.373 | 2.7696 | 3.6103 | 2689.1173 | 2762.8905 | 2924.5555 | 3234.7689
4 | 4 | 5 | 1669.6511 | 1704.1832 | 1767.9281 | 1887.9909 | 1160.9438 | 1191.04 | 1258.7959 | 1384.8506 | -31.7862 | -55.9641 | -100.9915 | -154.3135 | 43.1983 | 68.6637 | 127.963 | 227.6958 | 12.7524 | 22.513 | 43.2941 | 74.415 | -0.0029378 | -0.0033719 | -0.0043111 | -0.005539 | 0.79539 | 1.373 | 2.7696 | 3.8804 | 2855.5518 | 2931.8055 | 3099.7548 | 3424.5136
4 | 4 | 6 | 1735.9369 | 1770.6602 | 1835.2949 | 1952.4599 | 1361.4234 | 1396.7169 | 1476.1733 | 1623.9959 | -36.8454 | -67.9781 | -126.2932 | -199.2771 | 68.4011 | 106.4718 | 183.9697 | 323.4499 | 20.8033 | 35.9817 | 67.8435 | 115.5662 | -0.0029378 | -0.0033719 | -0.0043111 | -0.005539 | -0.12487 | -0.10426 | 0.17589 | 0.27011 | 3149.5916 | 3241.7449 | 3437.1597 | 3816.4593
4 | 4 | 7 | 1744.1845 | 1777.2661 | 1839.9602 | 1948.5752 | 1631.7622 | 1674.0639 | 1769.2981 | 1946.474 | -43.1698 | -81.7058 | -156.0429 | -246.7849 | 117.1923 | 178.2143 | 292.9255 | 506.6993 | 27.5785 | 47.2531 | 88.8759 | 150.0453 | -210.9006 | -241.8523 | -309.2946 | -399.1358 | -0.1303 | 9.1753e-22 | 0 | -0.49149 | 3266.5168 | 3353.2392 | 3525.7222 | 3905.3816
4 | 4 | 8 | 1648.8984 | 1678.385 | 1733.3684 | 1823.5468 | 1926.5482 | 1976.4919 | 2088.9305 | 2298.1141 | -50.622 | -91.9451 | -171.9621 | -275.6445 | 169.7109 | 253.5984 | 415.4812 | 712.146 | 27.1727 | 46.5572 | 87.0483 | 147.9568 | -788.7263 | -904.8296 | -1156.7009 | -1488.5455 | 4.0502 | 7.4892 | 15.2418 | 22.9762 | 2937.0322 | 2965.7469 | 3011.4072 | 3240.55
4 | 4 | 9 | 1505.3337 | 1530.2825 | 1575.1151 | 1642.8856 | 2221.7982 | 2279.396 | 2409.0662 | 2650.3079 | -56.5946 | -96.321 | -175.0896 | -282.695 | 191.8938 | 285.8978 | 467.2986 | 804.1612 | 20.1003 | 35.1586 | 67.1856 | 114.6556 | -1342.014 | -1540.2239 | -1969.976 | -2534.6496 | 9.2243 | 18.1414 | 36.0201 | 51.6638 | 2549.7417 | 2512.3314 | 2409.62 | 2446.3296
4 | 4 | 10 | 1424.5812 | 1447.4834 | 1486.9152 | 1541.9574 | 2402.4111 | 2464.6911 | 2604.9024 | 2865.7549 | -61.1817 | -97.2083 | -173.6925 | -285.3147 | 183.5894 | 276.113 | 455.9113 | 788.6176 | 14.1367 | 24.5831 | 48.628 | 85.9382 | -1776.9622 | -2039.745 | -2609.3645 | -3356.8353 | 7.6227 | 17.0988 | 32.946 | 36.7018 | 2194.1971 | 2093.016 | 1846.2459 | 1676.8199
4 | 4 | 11 | 1374.4796 | 1395.9831 | 1432.5687 | 1480.0431 | 2503.6923 | 2568.5979 | 2714.7203 | 2986.5699 | -65.1132 | -99.1483 | -173.6925 | -290.362 | 167.0898 | 250.0961 | 420.4995 | 727.3472 | 10.4628 | 18.7599 | 37.814 | 69.5529 | -2060.5307 | -2365.3917 | -3025.9704 | -3891.9092 | 2.5898 | 8.0281 | 14.5382 | 11.2932 | 1932.6704 | 1776.9251 | 1420.4777 | 1092.535
4 | 4 | 12 | 1332.5339 | 1352.9341 | 1386.8286 | 1429.2848 | 2563.3136 | 2629.7647 | 2779.3668 | 3057.69 | -66.8964 | -100.0357 | -175.2179 | -292.6735 | 158.9944 | 241.245 | 401.0365 | 697.8048 | 8.8395 | 15.1341 | 32.0225 | 62.5757 | -2224.9413 | -2553.7284 | -3265.7564 | -4198.1114 | 0.93926 | 2.2937 | 4.4866 | 4.4429 | 1772.7829 | 1587.6077 | 1162.7666 | 761.0133
4 | 4 | 13 | 1260.6207 | 1279.3348 | 1309.4375 | 1344.8473 | 2605.3531 | 2672.8941 | 2824.9497 | 3107.8375 | -68.5726 | -100.9231 | -174.9364 | -294.9849 | 151.198 | 228.2417 | 381.117 | 658.1513 | 6.9191 | 11.3987 | 26.0306 | 53.4084 | -2218.5561 | -2546.426 | -3256.3254 | -4185.2552 | 0.27146 | 0.83409 | 1.1839 | 1.6443 | 1737.2337 | 1545.3542 | 1111.4569 | 685.6488
4 | 4 | 14 | 1177.3404 | 1193.9988 | 1219.7958 | 1249.0741 | 2627.5404 | 2695.6565 | 2849.007 | 3134.304 | -69.5932 | -101.5322 | -174.6549 | -299.7241 | 137.8181 | 208.2854 | 351.6854 | 600.7785 | 6.6001 | 10.7028 | 23.8186 | 53.3068 | -2072.4989 | -2378.9112 | -3042.2835 | -3909.9657 | -4.5988e-22 | 0.10426 | 0.07171 | -0.49149 | 1807.2069 | 1628.3044 | 1227.4401 | 827.2821
4 | 4 | 15 | 1118.2885 | 1133.3209 | 1156.6089 | 1183.4739 | 2612.0631 | 2679.778 | 2832.2252 | 3115.8416 | -70.6137 | -101.5322 | -174.6549 | -302.0353 | 128.8062 | 194.3227 | 324.8566 | 549.6096 | 7.3968 | 10.9871 | 24.601 | 56.8142 | -1784.7996 | -2048.8867 | -2620.4641 | -3367.4305 | -0.26603 | 9.1753e-22 | -0.10418 | -0.49149 | 2010.8751 | 1867.9899 | 1543.0686 | 1235.782
4 | 4 | 16 | 1126.7915 | 1142.3207 | 1167.1127 | 1200.1086 | 2527.0397 | 2592.5505 | 2740.0355 | 3014.4201 | -68.8305 | -100.6448 | -174.6549 | -301.6106 | 66.5297 | 97.3009 | 158.0047 | 251.1028 | 9.0201 | 13.6327 | 28.6407 | 64.8035 | -1348.5391 | -1548.3341 | -1980.7047 | -2545.1744 | -0.1303 | -0.43465 | -0.47491 | -0.16012 | 2311.8811 | 2196.3912 | 1937.9592 | 1683.4899
4 | 4 | 17 | 1204.2767 | 1222.8004 | 1253.2986 | 1297.3667 | 2375.7043 | 2437.2918 | 2575.9445 | 2833.8972 | -64.7919 | -98.87 | -174.4499 | -291.8242 | 75.024 | 107.622 | 170.1859 | 267.7785 | 11.5852 | 17.6335 | 36.98 | 76.161 | -789.2701 | -907.0569 | -1161.7114 | -1492.8349 | -1.056 | -1.8943 | -3.687 | -4.8133 | 2811.4721 | 2777.5265 | 2696.5607 | 2685.7311
4 | 4 | 18 | 1433.4206 | 1458.3051 | 1502.2802 | 1571.7906 | 2148.8182 | 2204.524 | 2329.935 | 2563.2525 | -59.0771 | -96.1557 | -171.1175 | -276.8737 | 91.6136 | 130.41 | 197.1844 | 302.9031 | 14.8533 | 25.122 | 50.0684 | 92.3054 | -228.5814 | -263.1952 | -337.8205 | -433.556 | -4.4439 | -9.8357 | -18.5188 | -22.5014 | 3396.6033 | 3449.1745 | 3552.0112 | 3797.3204
4 | 4 | 19 | 1792.4353 | 1825.9367 | 1889.7299 | 1993.3093 | 1916.9254 | 1966.6197 | 2078.4967 | 2286.6355 | -53.5459 | -91.6146 | -165.144 | -260.345 | 98.2135 | 137.3785 | 206.6456 | 310.1087 | 17.6071 | 30.9817 | 61.0692 | 106.1581 | -0.0029378 | -0.0033719 | -0.0043111 | -0.005539 | -9.732 | -18.0994 | -34.2328 | -48.577 | 3761.9005 | 3851.1992 | 4036.5604 | 4387.284
4 | 4 | 20 | 1986.3114 | 2024.1218 | 2098.4692 | 2220.3286 | 1778.529 | 1824.6355 | 1928.4353 | 2121.5471 | -50.1499 | -87.3518 | -158.8889 | -246.6686 | 107.7144 | 151.4649 | 226.9868 | 330.1112 | 18.1799 | 32.3559 | 63.9284 | 111.2499 | -0.0029378 | -0.0033719 | -0.0043111 | -0.005539 | -10.1989 | -18.4122 | -34.9025 | -51.8671 | 3830.3829 | 3926.8109 | 4124.024 | 4484.6956
4 | 4 | 21 | 1947.6009 | 1984.9005 | 2057.56 | 2179.0039 | 1665.9179 | 1709.105 | 1806.3326 | 1987.217 | -47.711 | -82.6454 | -148.2625 | -230.1398 | 192.7202 | 271.1768 | 414.974 | 610.2486 | 16.6435 | 30.1585 | 59.1062 | 103.5015 | -0.0029378 | -0.0033719 | -0.0043111 | -0.005539 | -4.4927 | -7.8372 | -15.009 | -23.0904 | 3770.6758 | 3904.855 | 4174.697 | 4626.7353
4 | 4 | 22 | 1890.1684 | 1927.3032 | 1998.5383 | 2121.5344 | 1476.009 | 1514.273 | 1600.4169 | 1760.6812 | -43.7795 | -74.4504 | -135.4709 | -208.8718 | 212.1208 | 292.7682 | 439.3364 | 641.9764 | 15.593 | 27.2287 | 54.3572 | 95.5496 | -0.0029378 | -0.0033719 | -0.0043111 | -0.005539 | -0.54564 | -1.2417 | -3.1498 | -5.3605 | 3549.5632 | 3685.8776 | 3954.0238 | 4405.5038
4 | 4 | 23 | 1788.3972 | 1824.6594 | 1892.2275 | 2014.1892 | 1306.2338 | 1340.0965 | 1416.332 | 1558.1621 | -38.1413 | -65.1507 | -116.9873 | -180.0123 | 316.7305 | 424.7354 | 617.8148 | 887.5586 | 12.6221 | 22.7973 | 44.8482 | 79.4052 | -0.0029378 | -0.0033719 | -0.0043111 | -0.005539 | 3.9281 | 5.6842 | 9.2222 | 14.2964 | 3389.7675 | 3552.8189 | 3863.4531 | 4373.5937
4 | 4 | 24 | 1718.1954 | 1753.8151 | 1819.7449 | 1941.8108 | 1166.4983 | 1196.7385 | 1264.8186 | 1391.4764 | -33.5236 | -57.0688 | -101.0681 | -156.3166 | 304.8597 | 408.3175 | 598.0157 | 881.6858 | 10.6297 | 19.1715 | 37.8871 | 66.9714 | -0.0029378 | -0.0033719 | -0.0043111 | -0.005539 | 7.7476 | 12.7049 | 22.0908 | 34.0494 | 3174.4041 | 3333.6754 | 3641.4846 | 4159.6716
4 | 5 | 1 | 1646.0531 | 1680.9915 | 1743.8943 | 1864.4209 | 1086.1013 | 1114.2573 | 1177.6451 | 1295.5735 | -30.5821 | -50.6487 | -90.3651 | -139.6714 | 219.3707 | 294.2021 | 439.8785 | 650.5241 | 9.2454 | 16.526 | 32.9403 | 58.5755 | -0.0029378 | -0.0033719 | -0.0043111 | -0.005539 | 5.964 | 9.7504 | 17.2023 | 26.0561 | 2936.1494 | 3065.0753 | 3321.1912 | 3755.473
4 | 5 | 2 | 1590.5369 | 1624.3249 | 1684.8603 | 1802.7258 | 1055.0989 | 1082.4512 | 1144.0297 | 1258.5918 | -28.9824 | -47.8822 | -82.508 | -128.19 | 135.686 | 187.8649 | 291.2025 | 443.314 | 7.3249 | 13.3483 | 26.9485 | 48.091 | -0.0029378 | -0.0033719 | -0.0043111 | -0.005539 | 3.8113 | 6.4046 | 11.4682 | 17.4111 | 2763.4727 | 2866.5084 | 3075.9969 | 3441.9381
4 | 5 | 3 | 1570.0462 | 1603.7224 | 1663.4898 | 1780.3141 | 1046.3464 | 1073.4718 | 1134.5395 | 1248.1512 | -28.5104 | -46.9949 | -82.2264 | -123.4509 | 81.7906 | 117.4686 | 193.6338 | 310.1709 | 7.086 | 12.5062 | 25.5189 | 47.0147 | -0.0029378 | -0.0033719 | -0.0043111 | -0.005539 | 1.4632 | 2.6417 | 5.0644 | 7.5019 | 2678.2191 | 2762.8125 | 2940.0157 | 3269.6963
4 | 5 | 4 | 1589.8934 | 1623.6942 | 1684.3028 | 1801.946 | 1070.4543 | 1098.2046 | 1160.6793 | 1276.9087 | -29.5309 | -48.0475 | -85.354 | -128.19 | 50.197 | 75.6321 | 136.0389 | 234.41 | 7.3249 | 13.2021 | 26.824 | 47.8877 | -0.0029378 | -0.0033719 | -0.0043111 | -0.005539 | 0.79539 | 1.373 | 2.7696 | 3.6103 | 2689.131 | 2764.0552 | 2925.2563 | 3236.5671
4 | 5 | 5 | 1667.4163 | 1701.8641 | 1765.4543 | 1885.0526 | 1168.7732 | 1199.0723 | 1267.2852 | 1394.1899 | -32.3348 | -55.1898 | -99.671 | -156.2002 | 43.1983 | 68.6637 | 127.963 | 227.6958 | 12.2163 | 21.2593 | 41.8022 | 72.9962 | -0.0029378 | -0.0033719 | -0.0043111 | -0.005539 | 0.79539 | 1.373 | 2.7696 | 3.8804 | 2860.0617 | 2937.0392 | 3105.5989 | 3427.6092
4 | 5 | 6 | 1724.3718 | 1758.788 | 1823.075 | 1939.2322 | 1367.9907 | 1403.4544 | 1483.2941 | 1631.8299 | -37.501 | -67.9781 | -129.1392 | -204.0163 | 68.4011 | 106.4718 | 183.9697 | 323.4499 | 21.8538 | 36.962 | 69.6711 | 120.0483 | -0.0029378 | -0.0033719 | -0.0043111 | -0.005539 | -0.12487 | -0.10426 | 0.17589 | 0.27011 | 3144.9886 | 3237.5905 | 3431.0424 | 3810.8085
4 | 5 | 7 | 1729.3906 | 1762.6601 | 1824.3964 | 1931.1758 | 1640.2165 | 1682.7374 | 1778.465 | 1956.5588 | -44.4811 | -83.5327 | -159.1705 | -254.2602 | 117.1923 | 178.2143 | 292.9255 | 506.6993 | 29.1651 | 49.7714 | 92.9156 | 157.8954 | -222.7041 | -255.2562 | -326.138 | -420.633 | -0.1303 | 9.1753e-22 | 0 | -0.49149 | 3248.6491 | 3334.5942 | 3503.3939 | 3876.9446
4 | 5 | 8 | 1631.8384 | 1661.4248 | 1715.5978 | 1803.398 | 1931.9435 | 1982.027 | 2094.7806 | 2304.55 | -51.719 | -93.6067 | -176.4101 | -285.4311 | 169.7109 | 253.5984 | 415.4812 | 712.146 | 28.9262 | 49.7714 | 93.1024 | 158.0987 | -831.5952 | -953.5309 | -1217.9728 | -1566.4356 | 4.0502 | 7.4892 | 15.2418 | 22.9762 | 2883.155 | 2907.1731 | 2939.8209 | 3149.3022
4 | 5 | 9 | 1508.1849 | 1533.355 | 1578.4831 | 1645.7648 | 2225.432 | 2283.1239 | 2413.0063 | 2654.6425 | -57.1431 | -96.321 | -176.4101 | -287.7425 | 191.8938 | 285.8978 | 467.2986 | 804.1612 | 21.2091 | 36.962 | 70.4428 | 120.2139 | -1397.8627 | -1603.5841 | -2049.4096 | -2635.0858 | 9.2243 | 18.1414 | 36.0201 | 51.6638 | 2500.9383 | 2457.575 | 2339.4312 | 2353.618
4 | 5 | 10 | 1472.7528 | 1496.1795 | 1537.6642 | 1595.8828 | 2412.0793 | 2474.6099 | 2615.3855 | 2877.2878 | -61.1817 | -97.2083 | -173.4875 | -285.7394 | 183.5894 | 276.113 | 455.9113 | 788.6176 | 14.1367 | 24.5831 | 48.628 | 85.494 | -1786.0531 | -2049.8953 | -2621.7185 | -3372.3504 | 7.6227 | 17.0988 | 32.946 | 36.7018 | 2242.9461 | 2141.4807 | 1895.3289 | 1725.8942
4 | 5 | 11 | 1453.0696 | 1475.5346 | 1515.2955 | 1568.6004 | 2532.8299 | 2598.4908 | 2746.3138 | 3021.3271 | -65.1132 | -98.0957 | -171.8855 | -288.0507 | 167.0898 | 250.0961 | 420.4995 | 727.3472 | 9.2454 | 16.9376 | 35.017 | 64.9692 | -2127.5708 | -2441.4526 | -3121.3107 | -4012.6772 | 2.5898 | 8.0281 | 14.5382 | 11.2932 | 1972.1404 | 1809.5388 | 1438.4679 | 1092.8092
4 | 5 | 12 | 1491.8019 | 1513.8723 | 1554.407 | 1607.0136 | 2601.029 | 2668.4579 | 2820.2611 | 3102.6795 | -67.3684 | -98.261 | -171.8855 | -292.6735 | 158.9944 | 241.245 | 401.0365 | 697.8048 | 7.086 | 13.6327 | 28.7653 | 54.4847 | -2266.9159 | -2601.5643 | -3326.2675 | -4275.6871 | 0.93926 | 2.2937 | 4.4866 | 4.4429 | 1925.5663 | 1739.6763 | 1310.8035 | 898.0649
4 | 5 | 13 | 1441.6989 | 1462.5492 | 1500.1833 | 1547.4744 | 2649.8119 | 2718.5054 | 2873.1557 | 3160.8709 | -69.0447 | -99.7574 | -171.6039 | -295.4096 | 151.198 | 228.2417 | 381.117 | 658.1513 | 5.5497 | 10.4185 | 23.296 | 48.279 | -2248.2815 | -2580.3736 | -3299.4275 | -4240.9749 | 0.27146 | 0.83409 | 1.1839 | 1.6443 | 1931.2038 | 1740.4178 | 1307.9045 | 880.0355
4 | 5 | 14 | 1393.2116 | 1413.0079 | 1448.2949 | 1490.6118 | 2660.6526 | 2729.6272 | 2884.9102 | 3173.8025 | -70.7208 | -99.7574 | -174.4499 | -302.8847 | 137.8181 | 208.2854 | 351.6854 | 600.7785 | 5.5497 | 9.7225 | 22.7734 | 49.152 | -2080.3381 | -2387.8232 | -3053.5065 | -3924.7872 | -4.5988e-22 | 0.10426 | 0.07171 | -0.49149 | 2046.1731 | 1873.1667 | 1479.7792 | 1086.1814
4 | 5 | 15 | 1377.2754 | 1397.0682 | 1431.7186 | 1474.0992 | 2640.0537 | 2708.4942 | 2862.5751 | 3149.2307 | -71.2694 | -99.7574 | -172.6429 | -307.9323 | 128.8062 | 194.3227 | 324.8566 | 549.6096 | 5.9555 | 9.9879 | 22.6489 | 52.5577 | -1780.9105 | -2044.3992 | -2614.6781 | -3360.3317 | -0.26603 | 9.1753e-22 | -0.10418 | -0.49149 | 2299.6448 | 2165.7165 | 1854.3739 | 1556.7417
4 | 5 | 16 | 1365.7914 | 1385.4844 | 1420.8534 | 1466.201 | 2568.3748 | 2634.9572 | 2784.8546 | 3063.7274 | -70.7974 | -99.479 | -172.3614 | -312.6714 | 66.5297 | 97.3009 | 158.0047 | 251.1028 | 8.3754 | 13.3294 | 28.9007 | 63.8135 | -1341.6403 | -1540.4335 | -1970.5063 | -2532.0081 | -0.1303 | -0.43465 | -0.47491 | -0.16012 | 2596.5033 | 2490.7246 | 2249.2708 | 2000.0051
4 | 5 | 17 | 1418.0325 | 1439.939 | 1479.5609 | 1534.7224 | 2408.7537 | 2471.1981 | 2611.7796 | 2873.3208 | -67.3379 | -98.4264 | -173.6819 | -307.1993 | 75.024 | 107.622 | 170.1859 | 267.7785 | 11.1074 | 18.8682 | 38.545 | 77.4629 | -794.4235 | -912.4564 | -1167.5335 | -1499.4533 | -1.056 | -1.8943 | -3.687 | -4.8133 | 3050.1002 | 3024.8502 | 2955.1691 | 2941.8187
4 | 5 | 18 | 1502.0533 | 1527.4335 | 1573.9664 | 1643.9826 | 2174.0714 | 2230.4318 | 2357.3166 | 2593.3761 | -61.5925 | -95.5469 | -170.3495 | -289.3964 | 91.6136 | 130.41 | 197.1844 | 302.9031 | 13.6726 | 24.4437 | 48.8987 | 90.3408 | -228.1592 | -262.4286 | -336.2292 | -431.0817 | -4.4439 | -9.8357 | -18.5188 | -22.5014 | 3487.2153 | 3544.9079 | 3652.2687 | 3887.6231
4 | 5 | 19 | 1716.7552 | 1747.9922 | 1807.2335 | 1901.0678 | 1933.2327 | 1983.3497 | 2096.1785 | 2306.0879 | -55.9543 | -91.2841 | -162.7739 | -265.3924 | 98.2135 | 137.3785 | 206.6456 | 310.1087 | 15.4261 | 28.0329 | 56.5801 | 98.2926 | -0.0029378 | -0.0033719 | -0.0043111 | -0.005539 | -9.732 | -18.0994 | -34.2328 | -48.577 | 3697.9383 | 3787.3663 | 3969.6266 | 4301.582
4 | 5 | 20 | 1934.515 | 1971.503 | 2043.308 | 2160.8303 | 1790.6515 | 1837.0722 | 1941.5795 | 2136.0075 | -51.7955 | -85.9687 | -153.9544 | -244.5491 | 107.7144 | 151.4649 | 226.9868 | 330.1112 | 15.4261 | 28.0519 | 56.4447 | 98.0294 | -0.0029378 | -0.0033719 | -0.0043111 | -0.005539 | -10.1989 | -18.4122 | -34.9025 | -51.8671 | 3786.3096 | 3883.7077 | 4079.4578 | 4428.5568
4 | 5 | 21 | 1970.1095 | 2007.7224 | 2081.197 | 2203.3708 | 1672.8088 | 1716.1745 | 1813.8043 | 1995.437 | -48.2596 | -82.4801 | -147.9809 | -232.4511 | 192.7202 | 271.1768 | 414.974 | 610.2486 | 16.4046 | 29.3164 | 58.4591 | 102.9556 | -0.0029378 | -0.0033719 | -0.0043111 | -0.005539 | -4.4927 | -7.8372 | -15.009 | -23.0904 | 3799.2879 | 3934.0695 | 4205.4401 | 4656.465
4 | 5 | 22 | 1881.4852 | 1918.4923 | 1989.0345 | 2111.0453 | 1482.4843 | 1520.9161 | 1607.438 | 1768.4054 | -44.3281 | -75.2247 | -136.7913 | -213.4946 | 212.1208 | 292.7682 | 439.3364 | 641.9764 | 15.76 | 28.0519 | 55.1396 | 96.4227 | -0.0029378 | -0.0033719 | -0.0043111 | -0.005539 | -0.54564 | -1.2417 | -3.1498 | -5.3605 | 3546.9737 | 3683.7588 | 3951.0031 | 4398.9892
4 | 5 | 23 | 1786.0908 | 1821.8429 | 1889.1473 | 2010.7461 | 1313.045 | 1347.0843 | 1423.7172 | 1566.2869 | -38.1413 | -66.9776 | -119.8333 | -184.7514 | 316.7305 | 424.7354 | 617.8148 | 887.5586 | 14.5425 | 25.6906 | 50.1929 | 88.3692 | -0.0029378 | -0.0033719 | -0.0043111 | -0.005539 | 3.9281 | 5.6842 | 9.2222 | 14.2964 | 3396.1927 | 3558.0565 | 3870.2569 | 4382.5003
4 | 5 | 24 | 1729.8022 | 1765.4836 | 1831.2907 | 1953.948 | 1171.4234 | 1201.7913 | 1270.1588 | 1397.3513 | -32.8374 | -57.0688 | -101.0681 | -156.3166 | 304.8597 | 408.3175 | 598.0157 | 881.6858 | 11.1658 | 20.1518 | 39.7147 | 70.0346 | -0.0029378 | -0.0033719 | -0.0043111 | -0.005539 | 7.7476 | 12.7049 | 22.0908 | 34.0494 | 3192.1583 | 3351.3768 | 3660.1982 | 4180.747
4 | 6 | 1 | 1637.8141 | 1672.3161 | 1734.5886 | 1853.9397 | 1092.7332 | 1121.0611 | 1184.836 | 1303.4844 | -29.0895 | -50.6487 | -87.2375 | -130.6178 | 219.3707 | 294.2021 | 439.8785 | 650.5241 | 7.7891 | 14.0442 | 28.9007 | 49.4082 | -0.0029378 | -0.0033719 | -0.0043111 | -0.005539 | 5.964 | 9.7504 | 17.2023 | 26.0561 | 2934.5786 | 3060.7219 | 3318.1642 | 3752.789
4 | 6 | 2 | 1583.1277 | 1616.5326 | 1676.5479 | 1793.5654 | 1058.3832 | 1085.8207 | 1147.5909 | 1262.5096 | -27.9618 | -46.9949 | -82.508 | -125.8786 | 135.686 | 187.8649 | 291.2025 | 443.314 | 7.253 | 13.3483 | 26.9485 | 47.0147 | -0.0029378 | -0.0033719 | -0.0043111 | -0.005539 | 3.8113 | 6.4046 | 11.4682 | 17.4111 | 2760.2964 | 2862.9729 | 3071.2457 | 3437.9306
4 | 6 | 3 | 1565.8776 | 1599.2531 | 1658.4678 | 1774.8572 | 1047.5931 | 1074.7509 | 1135.8913 | 1249.6384 | -27.2756 | -46.9949 | -82.508 | -123.4509 | 81.7906 | 117.4686 | 193.6338 | 310.1709 | 7.086 | 12.9367 | 26.0415 | 47.0147 | -0.0029378 | -0.0033719 | -0.0043111 | -0.005539 | 1.4632 | 2.6417 | 5.0644 | 7.5019 | 2676.5319 | 2760.0528 | 2936.5865 | 3265.7266
4 | 6 | 4 | 1588.1151 | 1621.9433 | 1682.2257 | 1799.4863 | 1071.2586 | 1099.0298 | 1161.5514 | 1277.8681 | -28.5104 | -49.7091 | -85.6355 | -132.9292 | 50.197 | 75.6321 | 136.0389 | 234.41 | 9.0065 | 15.4361 | 30.9882 | 53.8902 | -0.0029378 | -0.0033719 | -0.0043111 | -0.005539 | 0.79539 | 1.373 | 2.7696 | 3.6103 | 2690.8592 | 2763.7017 | 2927.934 | 3236.3302
4 | 6 | 5 | 1656.1076 | 1690.3964 | 1753.2021 | 1871.6356 | 1170.7584 | 1201.1091 | 1269.4378 | 1396.5581 | -31.2071 | -55.355 | -99.9525 | -152.3104 | 43.1983 | 68.6637 | 127.963 | 227.6958 | 12.7524 | 22.1014 | 42.3248 | 73.4403 | -0.0029378 | -0.0033719 | -0.0043111 | -0.005539 | 0.79539 | 1.373 | 2.7696 | 3.8804 | 2852.4021 | 2928.2851 | 3095.7404 | 3420.8944
4 | 6 | 6 | 1703.874 | 1738.0908 | 1801.0861 | 1915.6288 | 1367.394 | 1402.8422 | 1482.6471 | 1631.118 | -36.3734 | -67.9781 | -126.2932 | -194.9627 | 68.4011 | 106.4718 | 183.9697 | 323.4499 | 20.6364 | 35.5701 | 66.9365 | 113.1728 | -0.0029378 | -0.0033719 | -0.0043111 | -0.005539 | -0.12487 | -0.10426 | 0.17589 | 0.27011 | 3123.8044 | 3214.8892 | 3408.5177 | 3788.6714
4 | 6 | 7 | 1706.9718 | 1739.4337 | 1800.1952 | 1905.0746 | 1634.6814 | 1677.0587 | 1772.4632 | 1949.9561 | -42.1493 | -82.7585 | -154.7224 | -240.4674 | 117.1923 | 178.2143 | 292.9255 | 506.6993 | 26.9338 | 46.1456 | 86.1412 | 145.5633 | -233.3906 | -267.4661 | -341.5589 | -440.127 | -0.1303 | 9.1753e-22 | 0 | -0.49149 | 3210.1091 | 3290.6277 | 3455.4439 | 3826.2074
4 | 6 | 8 | 1644.2629 | 1673.483 | 1728.1917 | 1817.5644 | 1922.1298 | 1971.9589 | 2084.1397 | 2292.8435 | -48.2596 | -94.7725 | -176.8966 | -268.9023 | 169.7109 | 253.5984 | 415.4812 | 712.146 | 27.3397 | 46.8415 | 88.8759 | 148.8298 | -797.4125 | -915.117 | -1170.4806 | -1506.567 | 4.0502 | 7.4892 | 15.2418 | 22.9762 | 2921.8214 | 2943.4815 | 2984.5531 | 3218.8907
4 | 6 | 9 | 1579.122 | 1605.5476 | 1654.2924 | 1728.1163 | 2202.7096 | 2259.8125 | 2388.3687 | 2627.5377 | -53.3187 | -102.1932 | -186.2025 | -275.2198 | 191.8938 | 285.8978 | 467.2986 | 804.1612 | 22.0208 | 38.7843 | 73.2397 | 123.8229 | -1339.056 | -1536.6286 | -1964.9123 | -2527.5884 | 9.2243 | 18.1414 | 36.0201 | 51.6638 | 2612.5957 | 2569.3618 | 2468.1046 | 2532.4937
4 | 6 | 10 | 1596.04 | 1621.7445 | 1669.7754 | 1738.839 | 2372.7713 | 2434.2829 | 2572.7643 | 2830.3986 | -56.4875 | -106.8995 | -189.8165 | -272.7921 | 183.5894 | 276.113 | 455.9113 | 788.6176 | 16.1508 | 28.7776 | 55.9248 | 95.1055 | -1794.7746 | -2059.3464 | -2632.3826 | -3383.7966 | 7.6227 | 17.0988 | 32.946 | 36.7018 | 2324.9121 | 2211.7708 | 1965.1228 | 1833.0738
4 | 6 | 11 | 1679.2951 | 1706.3306 | 1757.6324 | 1828.5902 | 2467.1497 | 2531.1079 | 2675.0976 | 2942.9794 | -59.1842 | -110.5012 | -196.2765 | -275.1034 | 167.0898 | 250.0961 | 420.4995 | 727.3472 | 12.6221 | 24.1715 | 48.2435 | 80.0374 | -2078.9085 | -2385.6836 | -3049.999 | -3920.511 | 2.5898 | 8.0281 | 14.5382 | 11.2932 | 2190.6538 | 2023.5495 | 1669.7357 | 1394.6329
4 | 6 | 12 | 1731.362 | 1759.0188 | 1812.1844 | 1883.8354 | 2523.5971 | 2589.0187 | 2736.3028 | 3010.3136 | -60.4189 | -112.6064 | -198.0069 | -273.1003 | 158.9944 | 241.245 | 401.0365 | 697.8048 | 10.2958 | 20.0245 | 41.9917 | 69.4512 | -2115.4267 | -2427.7712 | -3104.0324 | -3990.8238 | 0.93926 | 2.2937 | 4.4866 | 4.4429 | 2249.3429 | 2071.2231 | 1693.9627 | 1401.9238
4 | 6 | 13 | 1773.9151 | 1802.2561 | 1857.0519 | 1929.9139 | 2557.7623 | 2624.0695 | 2773.3476 | 3051.0681 | -61.5466 | -114.5464 | -201.3394 | -270.6726 | 151.198 | 228.2417 | 381.117 | 658.1513 | 8.2668 | 17.0946 | 36.9827 | 59.4109 | -2152.2524 | -2469.657 | -3156.6229 | -4056.5928 | 0.27146 | 0.83409 | 1.1839 | 1.6443 | 2277.6146 | 2088.2927 | 1691.7209 | 1372.9231
4 | 6 | 14 | 1765.829 | 1794.1959 | 1848.4551 | 1921.1683 | 2567.236 | 2633.7888 | 2783.6198 | 3062.3689 | -62.5671 | -115.4338 | -200.0189 | -265.9334 | 137.8181 | 208.2854 | 351.6854 | 600.7785 | 5.7017 | 14.0551 | 30.2084 | 46.7363 | -1940.5653 | -2226.195 | -2844.847 | -3656.5834 | -4.5988e-22 | 0.10426 | 0.07171 | -0.49149 | 2473.4523 | 2308.8006 | 1969.1745 | 1708.0437
4 | 6 | 15 | 1715.8253 | 1743.2655 | 1795.325 | 1865.0007 | 2543.6857 | 2609.628 | 2758.0845 | 3034.2766 | -61.5466 | -115.4338 | -200.3004 | -265.5088 | 128.8062 | 194.3227 | 324.8566 | 549.6096 | 5.7885 | 14.0551 | 31.3889 | 47.8501 | -1706.6797 | -1959.6246 | -2507.8342 | -3226.024 | -0.26603 | 9.1753e-22 | -0.10418 | -0.49149 | 2625.6134 | 2486.2129 | 2201.4163 | 2004.7128
4 | 6 | 16 | 1709.572 | 1736.9262 | 1790.1784 | 1863.3958 | 2460.7909 | 2524.5842 | 2668.2028 | 2935.3942 | -59.8704 | -114.3812 | -199.8139 | -267.5118 | 66.5297 | 97.3009 | 158.0047 | 251.1028 | 8.3754 | 18.0924 | 38.4232 | 60.6264 | -1291.3583 | -1482.6176 | -1896.6858 | -2437.8493 | -0.1303 | -0.43465 | -0.47491 | -0.16012 | 2893.909 | 2779.4704 | 2557.8344 | 2404.9979
4 | 6 | 17 | 1741.9318 | 1770.8235 | 1827.2342 | 1909.0223 | 2308.9014 | 2368.7572 | 2503.511 | 2754.2103 | -56.9595 | -110.5012 | -194.3929 | -264.7758 | 75.024 | 107.622 | 170.1859 | 267.7785 | 12.1213 | 23.347 | 48.7769 | 79.1003 | -741.4759 | -852.1585 | -1091.9319 | -1404.6182 | -1.056 | -1.8943 | -3.687 | -4.8133 | 3338.4871 | 3305.9957 | 3259.6962 | 3335.9042
4 | 6 | 18 | 1767.8947 | 1798.8473 | 1859.1641 | 1952.2464 | 2098.6651 | 2153.0708 | 2275.5547 | 2503.4266 | -52.9209 | -100.9753 | -181.1914 | -252.9861 | 91.6136 | 130.41 | 197.1844 | 302.9031 | 14.4475 | 27.0824 | 54.6306 | 88.3692 | -205.6456 | -236.5469 | -303.4074 | -390.1354 | -4.4439 | -9.8357 | -18.5188 | -22.5014 | 3709.6106 | 3762.0526 | 3883.4162 | 4181.3224
4 | 6 | 19 | 1918.5881 | 1954.0325 | 2023.9628 | 2135.6454 | 1887.6142 | 1936.5485 | 2046.7149 | 2251.6711 | -49.0659 | -92.6151 | -165.3489 | -236.7656 | 98.2135 | 137.3785 | 206.6456 | 310.1087 | 15.4261 | 28.6205 | 56.0602 | 93.9275 | -0.0029378 | -0.0033719 | -0.0043111 | -0.005539 | -9.732 | -18.0994 | -34.2328 | -48.577 | 3861.041 | 3945.8622 | 4133.7976 | 4506.0046
4 | 6 | 20 | 2021.0521 | 2059.3972 | 2135.5352 | 2259.6441 | 1757.8455 | 1803.4157 | 1906.0085 | 2096.8744 | -46.6599 | -86.247 | -154.4409 | -227.712 | 107.7144 | 151.4649 | 226.9868 | 330.1112 | 15.8319 | 28.6205 | 57.4898 | 97.3973 | -0.0029378 | -0.0033719 | -0.0043111 | -0.005539 | -10.1989 | -18.4122 | -34.9025 | -51.8671 | 3845.5821 | 3938.2358 | 4136.6726 | 4504.4423
4 | 6 | 21 | 1981.4687 | 2019.4803 | 2093.8129 | 2218.0438 | 1651.8392 | 1694.6614 | 1791.0673 | 1970.4231 | -44.4352 | -82.4801 | -146.6604 | -216.347 | 192.7202 | 271.1768 | 414.974 | 610.2486 | 15.9988 | 29.3164 | 57.6766 | 98.7145 | -0.0029378 | -0.0033719 | -0.0043111 | -0.005539 | -4.4927 | -7.8372 | -15.009 | -23.0904 | 3793.0961 | 3924.3143 | 4195.857 | 4657.9871
4 | 6 | 22 | 1911.1947 | 1948.9872 | 2021.15 | 2145.9429 | 1471.0417 | 1509.1769 | 1595.0309 | 1754.7559 | -40.9451 | -75.3378 | -135.4709 | -199.3935 | 212.1208 | 292.7682 | 439.3364 | 641.9764 | 14.7814 | 26.7981 | 54.2326 | 91.0676 | -0.0029378 | -0.0033719 | -0.0043111 | -0.005539 | -0.54564 | -1.2417 | -3.1498 | -5.3605 | 3567.6449 | 3701.1476 | 3971.125 | 4428.9833
4 | 6 | 23 | 1816.6464 | 1853.3312 | 1922.2476 | 2046.2976 | 1308.0968 | 1342.0078 | 1418.3519 | 1560.3844 | -36.9065 | -66.2033 | -116.9873 | -175.2732 | 315.325 | 420.3099 | 604.8394 | 861.4127 | 12.6221 | 22.7973 | 45.5061 | 77.215 | -0.0029378 | -0.0033719 | -0.0043111 | -0.005539 | 3.9281 | 5.6842 | 9.2222 | 14.2964 | 3419.7089 | 3577.9237 | 3883.1757 | 4384.3275
4 | 6 | 24 | 1741.6331 | 1777.2401 | 1843.6443 | 1967.9599 | 1172.6164 | 1203.0152 | 1271.4524 | 1398.7744 | -32.2888 | -57.0688 | -101.0681 | -149.5744 | 273.6648 | 364.5984 | 527.986 | 765.8593 | 9.8181 | 18.0451 | 36.4575 | 62.3878 | -0.0029378 | -0.0033719 | -0.0043111 | -0.005539 | 7.7476 | 12.7049 | 22.0908 | 34.0494 | 3173.1882 | 3318.5315 | 3600.5584 | 4079.4509
4 | 7 | 1 | 1661.286 | 1696.3553 | 1759.9265 | 1881.8192 | 1073.7095 | 1101.5442 | 1164.2089 | 1280.7917 | -29.7451 | -54.4155 | -95.223 | -138.093 | 232.5703 | 310.0217 | 450.1339 | 647.7681 | 8.8395 | 16.2416 | 33.4629 | 53.9918 | -0.0029378 | -0.0033719 | -0.0043111 | -0.005539 | 5.964 | 9.7504 | 17.2023 | 26.0561 | 2952.6212 | 3079.4944 | 3329.7072 | 3752.3283
4 | 7 | 2 | 1587.4406 | 1620.839 | 1681.4007 | 1799.328 | 1043.288 | 1070.3341 | 1131.2233 | 1244.5029 | -28.5104 | -52.5365 | -90.4934 | -126.1869 | 157.3799 | 214.9547 | 315.2273 | 463.3863 | 7.086 | 13.3483 | 28.5162 | 47.0147 | -0.0029378 | -0.0033719 | -0.0043111 | -0.005539 | 3.8113 | 6.4046 | 11.4682 | 17.4111 | 2770.4925 | 2873.3409 | 3077.3379 | 3445.4505
4 | 7 | 3 | 1555.1817 | 1588.4452 | 1647.2849 | 1763.8222 | 1030.626 | 1057.3438 | 1117.494 | 1229.3988 | -28.0384 | -51.597 | -88.8913 | -123.8756 | 103.0857 | 142.1393 | 217.6586 | 326.3552 | 7.086 | 13.3483 | 28.5162 | 46.1417 | -0.0029378 | -0.0033719 | -0.0043111 | -0.005539 | 1.4632 | 2.6417 | 5.0644 | 7.5019 | 2669.4013 | 2752.3181 | 2927.1224 | 3249.3387
4 | 7 | 4 | 1554.616 | 1587.8534 | 1646.9134 | 1762.89 | 1043.8357 | 1070.896 | 1131.8172 | 1245.1563 | -28.0384 | -51.7622 | -92.0189 | -126.6116 | 67.0954 | 95.8772 | 152.7819 | 236.6745 | 8.1949 | 15.4361 | 32.0333 | 51.5984 | -0.0029378 | -0.0033719 | -0.0043111 | -0.005539 | 0.79539 | 1.373 | 2.7696 | 3.6103 | 2646.496 | 2719.6701 | 2874.2923 | 3173.3122
4 | 7 | 5 | 1588.8919 | 1622.3482 | 1682.6518 | 1799.4049 | 1093.4488 | 1121.7953 | 1185.612 | 1304.3381 | -29.0589 | -55.3639 | -96.6719 | -136.0899 | 42.1015 | 62.8919 | 104.3946 | 175.4041 | 9.2454 | 16.9376 | 35.2905 | 56.0804 | -0.0029378 | -0.0033719 | -0.0043111 | -0.005539 | 0.79539 | 1.373 | 2.7696 | 3.8804 | 2705.4211 | 2769.9786 | 2914.0424 | 3203.0124
4 | 7 | 6 | 1586.961 | 1619.7734 | 1678.9607 | 1791.5686 | 1197.1328 | 1228.1672 | 1298.0352 | 1428.0192 | -31.3907 | -60.8445 | -107.8614 | -152.6187 | 30.7963 | 45.7261 | 81.958 | 138.6559 | 10.9989 | 20.1518 | 41.2823 | 65.2477 | -0.0029378 | -0.0033719 | -0.0043111 | -0.005539 | -0.12487 | -0.10426 | 0.17589 | 0.27011 | 2794.3704 | 2852.8663 | 2992.5465 | 3271.1372
4 | 7 | 7 | 1643.5003 | 1676.8926 | 1737.9695 | 1851.748 | 1292.7692 | 1326.2828 | 1401.7324 | 1542.1006 | -34.8808 | -69.2048 | -125.306 | -181.4783 | 31.1951 | 47.6087 | 80.0322 | 138.6559 | 15.5062 | 27.513 | 53.7128 | 88.166 | -223.9997 | -256.6558 | -327.7249 | -422.3349 | -0.1303 | 9.1753e-22 | 0 | -0.49149 | 2723.9599 | 2752.4366 | 2820.4159 | 3016.3657
4 | 7 | 8 | 1770.7331 | 1806.0696 | 1872.4703 | 1991.5722 | 1377.8284 | 1413.5472 | 1493.961 | 1643.5649 | -40.0776 | -78.7219 | -146.2362 | -219.8161 | 42.5004 | 65.311 | 102.2152 | 172.0867 | 21.448 | 37.1082 | 71.4879 | 118.8327 | -683.7725 | -783.2969 | -999.8685 | -1288.7636 | 4.0502 | 7.4892 | 15.2418 | 22.9762 | 2492.7101 | 2467.5063 | 2409.2715 | 2440.453
4 | 7 | 9 | 1803.1937 | 1837.8595 | 1904.1391 | 2018.7714 | 1558.2756 | 1598.6722 | 1689.6174 | 1858.8142 | -45.1367 | -87.1342 | -162.232 | -245.9396 | 60.0967 | 85.0197 | 136.833 | 222.7547 | 24.1801 | 42.5198 | 81.1837 | 135.0788 | -1073.1363 | -1227.7535 | -1561.6086 | -2005.7736 | 9.2243 | 18.1414 | 36.0201 | 51.6638 | 2336.6973 | 2267.3249 | 2123.9528 | 2035.3697
4 | 7 | 10 | 1823.4962 | 1857.8073 | 1923.8347 | 2035.3064 | 1693.5515 | 1737.455 | 1836.2954 | 2020.1803 | -47.9712 | -92.7801 | -173.4215 | -262.4684 | 72.8975 | 106.611 | 168.4772 | 278.4431 | 24.4189 | 42.8041 | 81.9662 | 137.3706 | -1539.7423 | -1763.7195 | -2248.9839 | -2890.2553 | 7.6227 | 17.0988 | 32.946 | 36.7018 | 2034.2734 | 1905.2766 | 1621.1141 | 1355.2786
4 | 7 | 11 | 1827.5682 | 1860.864 | 1926.5069 | 2036.1411 | 1783.216 | 1829.4439 | 1933.5173 | 2127.138 | -50.775 | -93.6675 | -171.8194 | -255.7261 | 87.9916 | 128.2024 | 207.4033 | 335.2638 | 18.716 | 33.6205 | 66.1432 | 110.945 | -1760.9692 | -2016.0594 | -2569.2486 | -3300.9298 | 2.5898 | 8.0281 | 14.5382 | 11.2932 | 1908.3373 | 1750.432 | 1407.0409 | 1064.1251
4 | 7 | 12 | 1790.4423 | 1822.9121 | 1886.1213 | 1991.4958 | 1827.1811 | 1874.5488 | 1981.1882 | 2179.5825 | -51.9026 | -94.5027 | -170.2174 | -250.987 | 100.3936 | 145.9046 | 232.5599 | 372.0121 | 15.4261 | 27.7973 | 56.3743 | 95.0038 | -2141.8981 | -2458.5202 | -3145.3291 | -4046.808 | 0.93926 | 2.2937 | 4.4866 | 4.4429 | 1540.5816 | 1320.4337 | 845.1837 | 344.7421
4 | 7 | 13 | 1750.0752 | 1780.9688 | 1841.8414 | 1944.2041 | 1835.0895 | 1882.6622 | 1989.7631 | 2189.0161 | -52.4512 | -93.5632 | -163.8858 | -241.3923 | 103.2947 | 149.7938 | 243.9469 | 387.5554 | 11.2377 | 21.132 | 44.0684 | 74.3774 | -1528.4015 | -1744.3656 | -2213.482 | -2844.3616 | 0.27146 | 0.83409 | 1.1839 | 1.6443 | 2119.1159 | 1997.4621 | 1743.436 | 1511.0435
4 | 7 | 14 | 1699.726 | 1730.2574 | 1788.6523 | 1887.5186 | 1816.7438 | 1863.8409 | 1969.8711 | 2167.1322 | -52.4512 | -89.8485 | -160.5533 | -241.3923 | 103.8124 | 150.0671 | 237.5433 | 374.698 | 11.2377 | 21.2782 | 44.3284 | 77.6439 | -1316.5514 | -1503.3596 | -1911.851 | -2467.583 | -4.5988e-22 | 0.10426 | 0.07171 | -0.49149 | 2262.5174 | 2172.3399 | 1968.0625 | 1797.5259
4 | 7 | 15 | 1666.6083 | 1697.1309 | 1754.5908 | 1851.1478 | 1787.8901 | 1834.2393 | 1938.5855 | 2132.7136 | -51.8721 | -89.6832 | -158.7463 | -240.9677 | 98.0102 | 141.6287 | 223.1826 | 348.5522 | 11.2377 | 20.4361 | 42.8988 | 73.8316 | -1178.9742 | -1349.2939 | -1722.3702 | -2227.607 | -0.26603 | 9.1753e-22 | -0.10418 | -0.49149 | 2332.6341 | 2254.4577 | 2078.0369 | 1937.1791
4 | 7 | 16 | 1639.8818 | 1671.9827 | 1729.6129 | 1825.2554 | 1741.3483 | 1786.4909 | 1888.1208 | 2077.1955 | -51.3235 | -89.518 | -160.0668 | -241.3923 | 50.7569 | 71.1705 | 109.2449 | 170.6729 | 12.861 | 23.3659 | 48.2435 | 83.3414 | -874.8186 | -1003.3003 | -1284.9694 | -1666.372 | -0.1303 | -0.43465 | -0.47491 | -0.16012 | 2518.5755 | 2459.757 | 2329.711 | 2248.5408
4 | 7 | 17 | 1564.1368 | 1595.5913 | 1650.9078 | 1745.0303 | 1674.7691 | 1718.1857 | 1815.9299 | 1997.7754 | -50.0888 | -87.578 | -157.9783 | -238.6563 | 54.0568 | 75.596 | 114.9385 | 170.6729 | 13.6359 | 24.9947 | 50.4556 | 85.5316 | -372.5013 | -427.1348 | -548.5024 | -716.3261 | -1.056 | -1.8943 | -3.687 | -4.8133 | 2882.9525 | 2897.7607 | 2922.0641 | 3039.2145
4 | 7 | 18 | 1649.1291 | 1682.688 | 1743.1968 | 1845.8566 | 1611.0154 | 1652.7793 | 1746.8026 | 1921.7258 | -47.2849 | -83.8111 | -151.7998 | -233.6088 | 52.6513 | 75.596 | 114.9385 | 170.6729 | 15.8319 | 28.6205 | 56.1848 | 96.0161 | -136.549 | -156.7281 | -200.5608 | -258.2508 | -4.4439 | -9.8357 | -18.5188 | -22.5014 | 3140.3499 | 3189.3089 | 3290.2432 | 3519.9104
4 | 7 | 19 | 1848.2872 | 1886.0617 | 1956.7947 | 2076.3965 | 1547.3799 | 1587.4941 | 1677.8035 | 1845.8172 | -45.0296 | -85.3684 | -152.9672 | -223.7058 | 59.2511 | 82.028 | 125.1939 | 184.5927 | 15.8319 | 28.6205 | 57.7524 | 96.9907 | -0.0029378 | -0.0033719 | -0.0043111 | -0.005539 | -9.732 | -18.0994 | -34.2328 | -48.577 | 3415.9856 | 3480.7332 | 3630.3402 | 3931.5088
4 | 7 | 20 | 1938.5959 | 1977.4834 | 2052.4833 | 2178.9927 | 1524.9201 | 1564.452 | 1653.4505 | 1819.0256 | -44.4811 | -83.7068 | -150.1212 | -216.6554 | 82.8394 | 113.6672 | 167.8876 | 236.9637 | 15.8319 | 28.9048 | 59.2443 | 97.2957 | -0.0029378 | -0.0033719 | -0.0043111 | -0.005539 | -10.1989 | -18.4122 | -34.9025 | -51.8671 | 3507.5044 | 3582.385 | 3748.0377 | 4063.7497
4 | 7 | 21 | 1859.6208 | 1896.3215 | 1966.4564 | 2088.5427 | 1484.6498 | 1523.1378 | 1609.786 | 1770.9885 | -43.384 | -78.4957 | -140.8918 | -207.6018 | 133.1128 | 186.8178 | 282.9569 | 412.5783 | 14.7814 | 27.2287 | 54.6198 | 92.8136 | -0.0029378 | -0.0033719 | -0.0043111 | -0.005539 | -4.4927 | -7.8372 | -15.009 | -23.0904 | 3444.2851 | 3547.1696 | 3757.9139 | 4134.2256
4 | 7 | 22 | 1782.7482 | 1818.2025 | 1885.0924 | 2005.1926 | 1369.3387 | 1404.8373 | 1484.7557 | 1633.4378 | -40.4731 | -71.8493 | -128.1768 | -195.3874 | 144.8168 | 201.9772 | 304.3459 | 444.8769 | 14.2087 | 25.6906 | 50.84 | 88.5725 | -0.0029378 | -0.0033719 | -0.0043111 | -0.005539 | -0.54564 | -1.2417 | -3.1498 | -5.3605 | 3270.0907 | 3377.6134 | 3593.7031 | 3971.3264
4 | 7 | 23 | 1695.177 | 1729.7761 | 1793.4312 | 1911.4626 | 1244.5114 | 1276.774 | 1349.4072 | 1484.5355 | -36.9831 | -64.5417 | -115.9483 | -176.0062 | 167.1185 | 227.9941 | 339.7578 | 505.015 | 13.0279 | 24.1891 | 47.4583 | 81.5954 | -0.0029378 | -0.0033719 | -0.0043111 | -0.005539 | 3.9281 | 5.6842 | 9.2222 | 14.2964 | 3086.7769 | 3199.8725 | 3423.324 | 3820.8933
4 | 7 | 24 | 1613.5594 | 1646.7138 | 1707.4288 | 1823.7158 | 1141.24 | 1170.8254 | 1237.4313 | 1361.3466 | -32.5795 | -58.1215 | -104.6821 | -154.7382 | 273.6648 | 364.5984 | 527.986 | 765.8593 | 10.9989 | 20.5633 | 40.684 | 69.1616 | -0.0029378 | -0.0033719 | -0.0043111 | -0.005539 | 7.7476 | 12.7049 | 22.0908 | 34.0494 | 3014.6281 | 3157.281 | 3430.9344 | 3899.389
4 | 8 | 1 | 1588.8077 | 1622.2931 | 1682.8918 | 1801.8195 | 1020.1501 | 1046.5964 | 1106.1352 | 1216.9025 | -29.7451 | -53.5282 | -95.2996 | -142.8321 | 232.5703 | 310.0217 | 450.1339 | 647.7681 | 10.76 | 19.1715 | 37.7625 | 64.5779 | -0.0029378 | -0.0033719 | -0.0043111 | -0.005539 | 5.964 | 9.7504 | 17.2023 | 26.0561 | 2828.5041 | 2954.3016 | 3198.8218 | 3614.2864
4 | 8 | 2 | 1508.5866 | 1540.6785 | 1597.5909 | 1711.0157 | 1011.0507 | 1037.2611 | 1096.2688 | 1206.0482 | -28.1455 | -49.1001 | -84.5965 | -128.6147 | 157.3799 | 214.9547 | 315.2273 | 463.3863 | 8.0279 | 14.7402 | 29.6831 | 50.7253 | -0.0029378 | -0.0033719 | -0.0043111 | -0.005539 | 3.8113 | 6.4046 | 11.4682 | 17.4111 | 2660.7081 | 2764.9356 | 2965.6375 | 3319.9664
4 | 8 | 3 | 1449.2246 | 1480.3012 | 1534.3394 | 1643.549 | 1024.705 | 1051.2694 | 1111.074 | 1222.336 | -27.4898 | -47.2732 | -82.9944 | -126.1869 | 103.0857 | 142.1393 | 217.6586 | 326.3552 | 7.4918 | 14.0442 | 28.2536 | 48.3319 | -0.0029378 | -0.0033719 | -0.0043111 | -0.005539 | 1.4632 | 2.6417 | 5.0644 | 7.5019 | 2558.4776 | 2643.1193 | 2813.3912 | 3121.8814
4 | 8 | 4 | 1412.5044 | 1442.8761 | 1494.949 | 1600.4446 | 1061.6973 | 1089.2207 | 1151.1842 | 1266.4628 | -27.5663 | -47.4385 | -84.3149 | -126.1869 | 67.0954 | 95.8772 | 152.7819 | 236.6745 | 7.4918 | 14.0442 | 28.2536 | 48.3319 | -0.0029378 | -0.0033719 | -0.0043111 | -0.005539 | 0.79539 | 1.373 | 2.7696 | 3.6103 | 2522.0151 | 2595.9494 | 2745.619 | 3029.3315
4 | 8 | 5 | 1383.7369 | 1412.7584 | 1462.7712 | 1563.0156 | 1143.9265 | 1173.5816 | 1240.3443 | 1364.5512 | -28.1455 | -49.1001 | -86.4035 | -130.9261 | 42.1015 | 62.8919 | 104.3946 | 175.4041 | 8.1949 | 15.1517 | 29.5586 | 52.0425 | -0.0029378 | -0.0033719 | -0.0043111 | -0.005539 | 0.79539 | 1.373 | 2.7696 | 4.2118 | 2550.6068 | 2616.6531 | 2753.4305 | 3028.2936
4 | 8 | 6 | 1401.5622 | 1430.9284 | 1480.9344 | 1580.5787 | 1195.6569 | 1226.653 | 1296.4349 | 1426.2587 | -30.3702 | -52.867 | -94.184 | -143.1405 | 30.7963 | 45.7261 | 81.958 | 138.6559 | 9.2454 | 16.6532 | 33.5983 | 57.3976 | -0.0029378 | -0.0033719 | -0.0043111 | -0.005539 | -0.12487 | -0.10426 | 0.17589 | 0.27011 | 2606.7627 | 2666.9862 | 2798.9132 | 3060.0149
4 | 8 | 7 | 1498.509 | 1529.7574 | 1584.6228 | 1691.1383 | 1207.0573 | 1238.3489 | 1308.7961 | 1439.8578 | -32.2606 | -59.4524 | -108.2961 | -167.2608 | 31.1951 | 47.6087 | 80.0322 | 138.6559 | 13.1582 | 23.4932 | 46.0287 | 78.1256 | -157.8519 | -180.6316 | -230.1158 | -295.993 | -0.1303 | 9.1753e-22 | 0 | -0.16012 | 2559.6769 | 2599.1243 | 2681.0679 | 2884.3636
4 | 8 | 8 | 1584.9328 | 1617.0422 | 1674.9524 | 1783.5734 | 1312.8441 | 1346.8782 | 1423.4994 | 1566.0473 | -35.8577 | -69.6395 | -129.1498 | -200.8595 | 42.5004 | 65.311 | 102.2152 | 172.0867 | 20.1003 | 35.5701 | 67.061 | 113.4777 | -686.0475 | -786.1818 | -1004.5346 | -1295.965 | 4.0502 | 7.4892 | 15.2418 | 24.5106 | 2242.5226 | 2216.4693 | 2149.2854 | 2162.8712
4 | 8 | 9 | 1679.3545 | 1712.5397 | 1773.9774 | 1885.6479 | 1415.0718 | 1451.756 | 1534.3435 | 1687.9913 | -39.7127 | -78.9393 | -151.0424 | -234.4582 | 60.0967 | 85.0197 | 136.833 | 222.7547 | 26.3611 | 45.8613 | 86.2658 | 145.5633 | -1123.5743 | -1287.5006 | -1642.4063 | -2105.8275 | 9.2243 | 18.1414 | 36.0201 | 59.7644 | 2026.8214 | 1946.8782 | 1773.9911 | 1661.4357
4 | 8 | 10 | 1743.0304 | 1776.6447 | 1840.7709 | 1954.7998 | 1487.7052 | 1526.2724 | 1613.099 | 1774.6332 | -43.0956 | -84.5852 | -160.7065 | -249.1003 | 72.8975 | 106.611 | 168.4772 | 278.4431 | 27.1727 | 47.5374 | 90.3055 | 152.5404 | -1220.8689 | -1395.8734 | -1772.5935 | -2266.5699 | 7.6227 | 17.0988 | 32.946 | 54.5738 | 2074.4641 | 1993.7058 | 1812.2987 | 1699.3202
4 | 8 | 11 | 1778.0009 | 1812.1648 | 1877.7715 | 1992.4724 | 1542.0701 | 1582.0466 | 1672.0461 | 1839.4832 | -45.2438 | -86.2468 | -159.386 | -246.6725 | 87.9916 | 128.2024 | 207.4033 | 335.2638 | 22.4266 | 39.8918 | 75.9743 | 129.3812 | -1427.1616 | -1635.9859 | -2093.1009 | -2704.4387 | 2.5898 | 8.0281 | 14.5382 | 23.8381 | 1960.6735 | 1848.101 | 1595.2466 | 1369.3275
4 | 8 | 12 | 1767.3654 | 1800.8932 | 1865.6824 | 1978.3772 | 1573.5078 | 1614.2993 | 1706.1336 | 1876.9843 | -46.4786 | -85.3073 | -154.6564 | -234.7665 | 100.3936 | 145.9046 | 232.5599 | 372.0121 | 16.5566 | 29.3354 | 58.8463 | 100.6638 | -1853.0328 | -2120.8322 | -2701.1735 | -3469.2245 | 0.93926 | 2.2937 | 4.4866 | 7.1802 | 1559.2513 | 1386.5868 | 1011.8789 | 631.2266
4 | 8 | 13 | 1726.3641 | 1758.6043 | 1821.2573 | 1930.2774 | 1587.3902 | 1628.5416 | 1721.1861 | 1893.5441 | -47.4991 | -85.5857 | -153.0543 | -230.7603 | 103.2947 | 149.7938 | 243.9469 | 387.5554 | 13.2668 | 24.5831 | 49.7976 | 85.5957 | -1580.082 | -1810.9926 | -2315.1087 | -2992.9349 | 0.27146 | 0.83409 | 1.1839 | 2.2458 | 1803.0062 | 1665.7787 | 1369.2088 | 1075.5232
4 | 8 | 14 | 1658.7648 | 1689.4216 | 1748.3844 | 1851.6371 | 1607.765 | 1649.4446 | 1743.2782 | 1917.8485 | -48.0477 | -85.5857 | -153.5408 | -233.0717 | 103.8124 | 150.0671 | 237.5433 | 374.698 | 12.0493 | 22.3857 | 45.7579 | 79.5932 | -1594.2443 | -1828.3915 | -2337.4453 | -3016.986 | -4.5988e-22 | 0.10426 | 0.07171 | 0.44137 | 1740.0997 | 1597.4462 | 1284.0495 | 974.1604
4 | 8 | 15 | 1596.5478 | 1626.8501 | 1683.0157 | 1781.9532 | 1614.8271 | 1656.6897 | 1750.9355 | 1926.2726 | -48.0477 | -87.6909 | -155.3478 | -235.8078 | 98.0102 | 141.6287 | 223.1826 | 348.5522 | 12.6221 | 23.3659 | 47.5855 | 82.8597 | -1184.9251 | -1360.8197 | -1745.6152 | -2265.7021 | -0.26603 | 9.1753e-22 | -0.10418 | -0.16012 | 2088.7683 | 2000.0238 | 1803.6521 | 1637.9676
4 | 8 | 16 | 1583.1719 | 1615.3999 | 1672.2834 | 1772.1685 | 1586.0315 | 1627.1477 | 1719.7129 | 1891.9234 | -48.2619 | -88.5783 | -158.1938 | -240.5469 | 50.7569 | 71.1705 | 109.2449 | 170.6729 | 12.6221 | 23.7775 | 48.8906 | 85.0499 | -855.6915 | -982.6656 | -1260.4663 | -1635.878 | -0.1303 | -0.43465 | -0.47491 | -0.7616 | 2328.4987 | 2265.8171 | 2130.9967 | 2042.6282
4 | 8 | 17 | 1612.0462 | 1645.4801 | 1704.3996 | 1807.9088 | 1549.0192 | 1589.1759 | 1679.5809 | 1847.7726 | -48.0477 | -89.3525 | -161.1164 | -245.286 | 54.0568 | 75.596 | 114.9385 | 170.6729 | 14.7814 | 27.3668 | 55.1424 | 94.5597 | -630.1636 | -720.6508 | -915.4013 | -1171.4293 | -1.056 | -1.8943 | -3.687 | -5.4148 | 2550.6364 | 2525.7211 | 2473.8567 | 2498.7839
4 | 8 | 18 | 1753.7007 | 1790.4045 | 1856.7768 | 1973.7809 | 1481.2312 | 1519.6306 | 1606.0793 | 1766.9106 | -46.295 | -88.3521 | -160.9114 | -246.9808 | 52.6513 | 75.596 | 114.9385 | 170.6729 | 16.7955 | 31.266 | 62.2389 | 106.3614 | -194.2247 | -222.5987 | -283.5635 | -362.3711 | -4.4439 | -9.8357 | -18.5188 | -30.6271 | 3059.4151 | 3096.1106 | 3177.0398 | 3377.7467
4 | 8 | 19 | 1934.7776 | 1974.9652 | 2050.8073 | 2181.2912 | 1448.6659 | 1486.221 | 1570.7691 | 1728.0645 | -45.7159 | -86.9689 | -157.2208 | -241.084 | 59.2511 | 82.028 | 125.1939 | 184.5927 | 18.4187 | 33.7478 | 66.2786 | 115.3254 | -0.0029378 | -0.0033719 | -0.0043111 | -0.005539 | -9.732 | -18.0994 | -34.2328 | -54.8369 | 3405.6625 | 3471.8903 | 3621.5909 | 3913.3473
4 | 8 | 20 | 2060.2705 | 2102.8325 | 2184.522 | 2325.2176 | 1401.7233 | 1438.0614 | 1519.8699 | 1672.0682 | -45.1673 | -84.8637 | -156.7344 | -237.9232 | 82.8394 | 113.6672 | 167.8876 | 236.9637 | 21.1508 | 38.0695 | 74.5447 | 126.8861 | -0.0029378 | -0.0033719 | -0.0043111 | -0.005539 | -10.1989 | -18.4122 | -34.9025 | -56.2612 | 3510.6148 | 3589.3513 | 3755.183 | 4066.9457
4 | 8 | 21 | 2043.1417 | 2084.6461 | 2165.5864 | 2307.6823 | 1296.7427 | 1330.3594 | 1406.0409 | 1546.8405 | -43.5982 | -82.9237 | -153.4019 | -232.8758 | 133.1128 | 186.8178 | 282.9569 | 412.5783 | 21.8538 | 38.9116 | 76.7568 | 129.8254 | -0.0029378 | -0.0033719 | -0.0043111 | -0.005539 | -4.4927 | -7.8372 | -15.009 | -24.2934 | 3446.7571 | 3549.9707 | 3762.9258 | 4139.7519
4 | 8 | 22 | 1936.6972 | 1976.3026 | 2052.4516 | 2189.822 | 1192.8336 | 1223.7566 | 1293.3736 | 1422.8909 | -40.5802 | -78.3826 | -142.4939 | -216.7717 | 144.8168 | 201.9772 | 304.3459 | 444.8769 | 21.1508 | 37.3736 | 72.5303 | 124.1654 | -0.0029378 | -0.0033719 | -0.0043111 | -0.005539 | -0.54564 | -1.2417 | -3.1498 | -6.2933 | 3254.3696 | 3359.7823 | 3577.0534 | 3958.6846
4 | 8 | 23 | 1786.6319 | 1823.5828 | 1893.0722 | 2022.822 | 1102.8912 | 1131.4825 | 1195.8502 | 1315.6016 | -35.9625 | -67.4212 | -123.7288 | -187.9122 | 170.0196 | 232.4196 | 351.939 | 532.2931 | 17.5352 | 31.1388 | 61.0692 | 103.4374 | -0.0029378 | -0.0033719 | -0.0043111 | -0.005539 | 3.9281 | 5.6842 | 9.2222 | 13.695 | 3045.0406 | 3156.8834 | 3387.4198 | 3799.9313
4 | 8 | 24 | 1618.7027 | 1652.9693 | 1713.9736 | 1833.1745 | 1086.0001 | 1114.1534 | 1177.5354 | 1295.4527 | -32.1075 | -59.0089 | -104.9637 | -161.7887 | 304.8597 | 408.3175 | 598.0157 | 881.6858 | 13.7309 | 24.2988 | 47.4583 | 80.5191 | -0.0029378 | -0.0033719 | -0.0043111 | -0.005539 | 7.7476 | 12.7049 | 22.0908 | 34.0494 | 2998.9305 | 3153.4318 | 3454.1058 | 3963.0874
4 | 9 | 1 | 1515.5301 | 1547.902 | 1604.6513 | 1717.4727 | 1053.9195 | 1081.2412 | 1142.7509 | 1257.1849 | -28.5104 | -49.8744 | -89.0445 | -132.9292 | 219.3707 | 294.2021 | 439.8785 | 650.5241 | 9.6512 | 17.2219 | 34.3699 | 58.5755 | -0.0029378 | -0.0033719 | -0.0043111 | -0.005539 | 5.964 | 9.7504 | 17.2023 | 26.0561 | 2775.9222 | 2900.4399 | 3149.8041 | 3576.8785
4 | 9 | 2 | 1462.4456 | 1493.6174 | 1547.6163 | 1657.554 | 1042.1861 | 1069.2037 | 1130.0286 | 1243.1886 | -27.2756 | -46.2206 | -82.7895 | -123.4509 | 135.686 | 187.8649 | 291.2025 | 443.314 | 8.1949 | 14.7402 | 29.4232 | 50.7253 | -0.0029378 | -0.0033719 | -0.0043111 | -0.005539 | 3.9416 | 6.4046 | 11.4682 | 17.4111 | 2625.1757 | 2725.6068 | 2926.945 | 3288.7366
4 | 9 | 3 | 1423.3269 | 1453.814 | 1506.0915 | 1611.9885 | 1067.2019 | 1094.868 | 1157.1528 | 1273.0291 | -26.8036 | -45.2811 | -79.662 | -118.7118 | 81.7906 | 117.4686 | 193.6338 | 310.1709 | 6.6802 | 12.0946 | 24.7364 | 42.4311 | -0.0029378 | -0.0033719 | -0.0043111 | -0.005539 | 1.5935 | 2.6417 | 5.0644 | 7.5019 | 2553.7866 | 2635.6025 | 2807.0126 | 3126.4041
4 | 9 | 4 | 1395.5453 | 1424.9535 | 1475.4964 | 1575.6499 | 1161.4839 | 1191.5941 | 1259.3815 | 1385.4948 | -27.8242 | -47.2732 | -82.7895 | -123.4509 | 50.197 | 75.6321 | 136.0389 | 234.41 | 7.086 | 12.7905 | 26.166 | 44.7229 | -0.0029378 | -0.0033719 | -0.0043111 | -0.005539 | 0.92569 | 1.373 | 2.7696 | 3.6103 | 2587.4108 | 2659.0666 | 2817.0586 | 3120.4315
4 | 9 | 5 | 1376.1161 | 1403.7125 | 1450.9529 | 1542.4795 | 1364.4765 | 1399.8491 | 1479.4838 | 1627.6379 | -30.7351 | -53.6413 | -96.825 | -145.1435 | 43.1983 | 68.6637 | 127.963 | 227.6958 | 10.9989 | 19.8674 | 38.4096 | 66.5648 | -0.0029378 | -0.0033719 | -0.0043111 | -0.005539 | 0.92569 | 1.373 | 2.5748 | 4.2118 | 2764.9775 | 2839.8211 | 3002.5547 | 3323.4408
4 | 9 | 6 | 1385.9264 | 1412.1405 | 1456.9257 | 1538.6428 | 1636.7484 | 1679.1794 | 1774.7045 | 1952.4218 | -35.3528 | -66.4295 | -124.9727 | -190.2235 | 68.4011 | 106.4718 | 183.9697 | 323.4499 | 19.6945 | 34.0321 | 64.3264 | 107.7161 | -0.0029378 | -0.0033719 | -0.0043111 | -0.005539 | -0.12487 | -0.10426 | 0.17589 | 0.27011 | 3075.2899 | 3165.2865 | 3355.1251 | 3732.2716
4 | 9 | 7 | 1393.7062 | 1418.4689 | 1460.8142 | 1532.9743 | 1919.9026 | 1969.6741 | 2081.7249 | 2290.1869 | -41.5702 | -81.9842 | -156.3245 | -240.0427 | 117.1923 | 178.2143 | 292.9255 | 506.6993 | 27.1727 | 46.5572 | 87.5708 | 146.5755 | -150.3059 | -171.51 | -218.259 | -283.4153 | -0.1303 | 9.1753e-22 | 0.38967 | -0.16012 | 3265.9675 | 3359.4203 | 3548.8416 | 3952.818
4 | 9 | 8 | 1349.4514 | 1371.3594 | 1408.895 | 1467.3223 | 2201.607 | 2258.6813 | 2387.1732 | 2626.2225 | -47.6804 | -92.0582 | -178.4987 | -268.9023 | 169.7109 | 253.5984 | 415.4812 | 712.146 | 28.5204 | 49.0755 | 91.7973 | 153.5527 | -489.2348 | -558.3884 | -707.2857 | -903.8086 | 4.452 | 7.4892 | 19.9422 | 24.5106 | 3216.8265 | 3289.7572 | 3437.5045 | 3811.0432
4 | 9 | 9 | 1347.9602 | 1368.8676 | 1402.9649 | 1456.7985 | 2369.5116 | 2430.9386 | 2569.2299 | 2826.5102 | -53.2116 | -99.2005 | -189.2017 | -282.695 | 191.8938 | 285.8978 | 467.2986 | 804.1612 | 25.3975 | 44.3232 | 84.1783 | 140.878 | -803.2821 | -918.4172 | -1168.8096 | -1504.7591 | 10.6034 | 18.1414 | 40.6826 | 59.7644 | 3088.8727 | 3130.5508 | 3206.3429 | 3500.6582
4 | 9 | 10 | 1341.8689 | 1361.9 | 1394.3399 | 1444.8521 | 2480.2657 | 2544.564 | 2689.3191 | 2958.6251 | -56.1225 | -102.08 | -191.0087 | -285.4311 | 183.5894 | 276.113 | 455.9113 | 788.6176 | 21.0422 | 36.5504 | 70.4428 | 119.036 | -1009.9827 | -1153.6161 | -1462.1081 | -1868.4498 | 10.1799 | 17.0988 | 28.7165 | 54.5738 | 2970.8408 | 2980.53 | 2985.6127 | 3211.8236
4 | 9 | 11 | 1337.3894 | 1357.0298 | 1388.9147 | 1436.7656 | 2549.5294 | 2615.6232 | 2764.4208 | 3041.2473 | -60.054 | -106.0122 | -196.9822 | -290.9032 | 167.0898 | 250.0961 | 420.4995 | 727.3472 | 18.3101 | 32.2287 | 62.886 | 106.3614 | -1169.5252 | -1337.7291 | -1701.8461 | -2186.7852 | 5.0058 | 8.0281 | 7.4565 | 23.8381 | 2847.7453 | 2819.2646 | 2745.3491 | 2857.8712
4 | 9 | 12 | 1282.5136 | 1300.711 | 1330.3837 | 1371.7461 | 2612.3127 | 2680.0341 | 2832.4959 | 3116.1395 | -61.5795 | -107.0648 | -194.1363 | -286.8971 | 158.9944 | 241.245 | 401.0365 | 697.8048 | 13.7309 | 24.8674 | 49.2751 | 85.2907 | -1521.4039 | -1741.5237 | -2218.4449 | -2848.5888 | 1.4713 | 2.2937 | 1.6777 | 7.1802 | 2486.0396 | 2400.5628 | 2202.2878 | 2142.6755
4 | 9 | 13 | 1203.5122 | 1219.6734 | 1245.6081 | 1279.6257 | 2653.3201 | 2722.1046 | 2876.9597 | 3165.0558 | -63.1486 | -107.1779 | -193.8547 | -284.7775 | 151.198 | 228.2417 | 381.117 | 658.1513 | 10.76 | 19.3286 | 39.7661 | 70.3242 | -1473.0805 | -1687.0695 | -2150.5753 | -2761.8774 | 0.5375 | 0.83409 | -0.29902 | 2.2458 | 2483.0988 | 2395.9349 | 2198.7218 | 2128.7479
4 | 9 | 14 | 1137.1951 | 1152.2399 | 1175.4399 | 1203.535 | 2653.3671 | 2722.1528 | 2877.0107 | 3165.1119 | -64.2456 | -107.291 | -191.7662 | -280.3467 | 137.8181 | 208.2854 | 351.6854 | 600.7785 | 7.4199 | 14.4856 | 30.9774 | 56.0275 | -1256.0485 | -1436.9769 | -1828.829 | -2350.1566 | 0.13573 | 0.10426 | -0.47491 | 0.44137 | 2615.6419 | 2553.0002 | 2414.0433 | 2395.3909
4 | 9 | 15 | 1110.6154 | 1125.7302 | 1148.6983 | 1176.1267 | 2597.0305 | 2664.3557 | 2815.9256 | 3097.9098 | -64.8707 | -108.1262 | -189.6776 | -282.5418 | 128.8062 | 194.3227 | 324.8566 | 549.6096 | 6.6083 | 13.7897 | 29.5478 | 53.0882 | -1060.8499 | -1213.8298 | -1546.3195 | -1992.2892 | -0.13573 | 9.1753e-22 | -0.47491 | -0.16012 | 2717.204 | 2676.2424 | 2582.5561 | 2601.7432
4 | 9 | 16 | 1179.2846 | 1196.7305 | 1224.9733 | 1261.9552 | 2448.9096 | 2512.395 | 2655.3201 | 2921.2214 | -64.1845 | -108.8483 | -189.1912 | -286.8563 | 66.5297 | 97.3009 | 158.0047 | 251.1028 | 8.3985 | 16.1618 | 35.1524 | 60.8367 | -836.1924 | -956.905 | -1219.6329 | -1571.8119 | -0.1303 | -0.43465 | -0.29902 | -0.7616 | 2802.6152 | 2756.4001 | 2664.3274 | 2635.6864
4 | 9 | 17 | 1320.7033 | 1342.4601 | 1378.7625 | 1434.7926 | 2247.6656 | 2305.9339 | 2437.1139 | 2681.1642 | -62.9803 | -107.9609 | -187.1026 | -286.8563 | 75.024 | 107.622 | 170.1859 | 267.7785 | 10.3908 | 19.751 | 42.8446 | 72.6383 | -497.291 | -569.7211 | -726.0712 | -931.41 | -1.1917 | -1.8943 | -2.5748 | -5.4148 | 3092.3206 | 3096.1907 | 3113.1582 | 3232.6927
4 | 9 | 18 | 1614.747 | 1644.0413 | 1697.5715 | 1785.2222 | 1994.426 | 2046.1294 | 2162.5296 | 2379.0833 | -59.6279 | -104.081 | -185.5772 | -286.2397 | 91.6136 | 130.41 | 197.1844 | 302.9031 | 15.9269 | 28.7776 | 59.9726 | 100.3811 | -124.9135 | -143.3197 | -183.3665 | -236.4274 | -5.8446 | -9.8357 | -17.5825 | -30.6271 | 3526.3275 | 3592.1219 | 3730.7318 | 4014.2956
4 | 9 | 19 | 1910.3561 | 1946.4472 | 2016.3634 | 2131.4957 | 1819.2855 | 1866.4485 | 1972.6271 | 2170.1641 | -54.0203 | -97.5998 | -179.8086 | -273.717 | 98.2135 | 137.3785 | 206.6456 | 310.1087 | 20.3392 | 36.1198 | 72.9256 | 120.782 | -0.0029378 | -0.0033719 | -0.0043111 | -0.005539 | -10.997 | -18.0994 | -34.7983 | -54.8369 | 3783.174 | 3870.6914 | 4053.9505 | 4403.9911
4 | 9 | 20 | 2085.4445 | 2125.7794 | 2205.386 | 2337.3677 | 1687.3371 | 1731.0795 | 1829.5572 | 2012.7673 | -49.9052 | -92.7803 | -175.9236 | -263.6221 | 107.7144 | 151.4649 | 226.9868 | 330.1112 | 23.7159 | 42.1258 | 83.0086 | 138.2436 | -0.0029378 | -0.0033719 | -0.0043111 | -0.005539 | -10.997 | -18.4122 | -35.8388 | -56.2612 | 3843.3068 | 3939.2538 | 4133.1718 | 4498.601
4 | 9 | 21 | 2119.0554 | 2160.8365 | 2243.4326 | 2383.8037 | 1488.4377 | 1527.0239 | 1613.8932 | 1775.507 | -47.1319 | -87.3518 | -163.6951 | -246.3602 | 192.7202 | 271.1768 | 414.974 | 610.2486 | 23.477 | 41.4299 | 80.921 | 135.1804 | -0.0029378 | -0.0033719 | -0.0043111 | -0.005539 | -4.8945 | -7.8372 | -15.7505 | -24.2934 | 3771.6611 | 3905.2748 | 4173.7709 | 4634.0806
4 | 9 | 22 | 2034.6407 | 2075.577 | 2155.3976 | 2295.2291 | 1315.7499 | 1349.8593 | 1426.6501 | 1569.5135 | -42.0728 | -78.9916 | -146.737 | -220.6615 | 212.1208 | 292.7682 | 439.3364 | 641.9764 | 20.1003 | 35.5701 | 70.7027 | 118.2646 | -0.0029378 | -0.0033719 | -0.0043111 | -0.005539 | -0.67594 | -1.2417 | -3.8913 | -6.2933 | 3539.8601 | 3673.538 | 3941.4542 | 4398.0232
4 | 9 | 23 | 1901.7639 | 1940.9772 | 2015.5716 | 2151.2133 | 1172.1957 | 1202.5836 | 1270.9962 | 1398.2726 | -36.7994 | -67.0907 | -123.2423 | -184.7514 | 316.7305 | 424.7354 | 617.8148 | 887.5586 | 16.3178 | 28.2089 | 55.6622 | 94.3717 | -0.0029378 | -0.0033719 | -0.0043111 | -0.005539 | 3.7923 | 5.6842 | 8.8515 | 13.695 | 3373.9978 | 3535.0954 | 3845.6496 | 4360.3542
4 | 9 | 24 | 1774.934 | 1812.1476 | 1880.465 | 2010.386 | 1086.2916 | 1114.4526 | 1177.8516 | 1295.8005 | -31.7097 | -57.0688 | -104.1957 | -153.8888 | 304.8597 | 408.3175 | 598.0157 | 881.6858 | 12.3832 | 22.1014 | 42.6361 | 73.7453 | -0.0029378 | -0.0033719 | -0.0043111 | -0.005539 | 7.7476 | 12.7049 | 21.8959 | 34.0494 | 3154.5034 | 3312.6518 | 3616.6643 | 4141.7727
4 | 10 | 1 | 1645.4854 | 1680.1844 | 1742.741 | 1864.6472 | 1054.8285 | 1082.1738 | 1143.7365 | 1258.2692 | -28.9824 | -49.8744 | -89.0445 | -130.1931 | 219.3707 | 294.2021 | 439.8785 | 650.5241 | 7.7891 | 14.3286 | 29.4232 | 49.5098 | -0.0029378 | -0.0033719 | -0.0043111 | -0.005539 | 5.964 | 9.7504 | 17.2023 | 26.0561 | 2904.4523 | 3030.7615 | 3283.9326 | 3718.8076
4 | 10 | 2 | 1570.1264 | 1603.2812 | 1662.5863 | 1779.555 | 1044.9285 | 1072.0171 | 1133.002 | 1246.4598 | -27.2756 | -46.2206 | -82.7895 | -120.7148 | 135.686 | 187.8649 | 291.2025 | 443.314 | 6.2744 | 11.8103 | 24.7364 | 41.6597 | -0.0029378 | -0.0033719 | -0.0043111 | -0.005539 | 3.9416 | 6.4046 | 11.4682 | 17.4111 | 2733.6784 | 2835.1542 | 3040.2017 | 3407.6792
4 | 10 | 3 | 1518.5574 | 1550.8053 | 1607.6861 | 1720.0084 | 1066.6642 | 1094.3164 | 1156.5698 | 1272.3877 | -27.2756 | -46.2206 | -82.508 | -118.7118 | 81.7906 | 117.4686 | 193.6338 | 310.1709 | 6.4414 | 11.8103 | 24.7364 | 42.4311 | -0.0029378 | -0.0033719 | -0.0043111 | -0.005539 | 1.5935 | 2.6417 | 5.0644 | 7.5019 | 2647.7685 | 2730.8183 | 2905.1782 | 3233.7826
4 | 10 | 4 | 1468.1589 | 1499.0821 | 1552.9904 | 1658.1688 | 1163.2379 | 1193.3935 | 1261.2833 | 1387.5871 | -28.2962 | -49.1001 | -88.763 | -132.5045 | 50.197 | 75.6321 | 136.0389 | 234.41 | 9.2454 | 16.2416 | 32.9403 | 55.2074 | -0.0029378 | -0.0033719 | -0.0043111 | -0.005539 | 0.92569 | 1.373 | 2.7696 | 3.6103 | 2663.4656 | 2736.6189 | 2897.2553 | 3206.4736
4 | 10 | 5 | 1436.6488 | 1465.6014 | 1515.775 | 1611.1143 | 1365.0639 | 1400.4517 | 1480.1206 | 1628.3385 | -31.2071 | -57.182 | -107.2466 | -159.0526 | 43.1983 | 68.6637 | 127.963 | 227.6958 | 15.3392 | 26.5328 | 51.238 | 84.7978 | -0.0029378 | -0.0033719 | -0.0043111 | -0.005539 | 0.92569 | 1.373 | 2.5748 | 4.2118 | 2829.9659 | 2905.4371 | 3070.4205 | 3397.1
4 | 10 | 6 | 1432.972 | 1460.2025 | 1507.2424 | 1591.9548 | 1638.2367 | 1680.7063 | 1776.3183 | 1954.1972 | -35.8248 | -69.9702 | -134.3553 | -206.444 | 68.4011 | 106.4718 | 183.9697 | 323.4499 | 24.1801 | 42.1258 | 78.5844 | 130.5327 | -0.0029378 | -0.0033719 | -0.0043111 | -0.005539 | -0.12487 | -0.10426 | 0.17589 | 0.27011 | 3127.8373 | 3219.4285 | 3411.931 | 3793.9551
4 | 10 | 7 | 1425.3246 | 1450.6935 | 1494.7681 | 1568.6108 | 1922.6438 | 1972.4863 | 2084.6971 | 2293.4567 | -42.0422 | -83.8632 | -165.707 | -251.5241 | 117.1923 | 178.2143 | 292.9255 | 506.6993 | 31.0856 | 52.6647 | 99.0942 | 164.0371 | -102.7001 | -118.2003 | -151.7729 | -195.4343 | -0.1303 | 9.1753e-22 | 0.38967 | -0.16012 | 3351.3737 | 3451.9953 | 3654.3946 | 4085.6855
4 | 10 | 8 | 1353.3396 | 1375.2442 | 1413.1467 | 1470.6089 | 2212.1976 | 2269.5464 | 2398.6564 | 2638.8556 | -48.2596 | -93.8851 | -182.9467 | -275.6445 | 169.7109 | 253.5984 | 415.4812 | 712.146 | 30.5495 | 51.9688 | 97.7892 | 162.9232 | -382.3829 | -437.3451 | -555.6832 | -711.5532 | 4.452 | 7.4892 | 19.9422 | 24.5106 | 3339.6071 | 3426.6168 | 3606.3857 | 4021.8467
4 | 10 | 9 | 1321.1461 | 1340.9484 | 1374.5605 | 1424.3227 | 2390.0009 | 2451.9591 | 2591.4462 | 2850.9512 | -52.7702 | -98.3131 | -189.2017 | -282.695 | 191.8938 | 285.8978 | 467.2986 | 804.1612 | 24.9917 | 43.2157 | 82.7487 | 136.4976 | -701.6591 | -801.3739 | -1013.7106 | -1289.2809 | 10.6034 | 18.1414 | 40.6826 | 59.7644 | 3184.2065 | 3240.4754 | 3353.8242 | 3703.7212
4 | 10 | 10 | 1325.9436 | 1345.8473 | 1378.092 | 1424.7017 | 2494.9921 | 2559.6721 | 2705.2867 | 2976.1916 | -56.0154 | -100.2531 | -191.0087 | -278.2642 | 183.5894 | 276.113 | 455.9113 | 788.6176 | 18.8829 | 33.3362 | 64.3156 | 107.7802 | -1099.9651 | -1257.066 | -1591.007 | -2020.6648 | 10.1799 | 17.0988 | 28.7165 | 54.5738 | 2877.6073 | 2874.7483 | 2850.3063 | 3052.9358
4 | 10 | 11 | 1308.3478 | 1327.4305 | 1358.8138 | 1400.9379 | 2572.8538 | 2639.5523 | 2789.7112 | 3069.0703 | -58.4544 | -101.1405 | -190.7272 | -273.8333 | 167.0898 | 250.0961 | 420.4995 | 727.3472 | 13.564 | 24.5831 | 49.2751 | 83.5447 | -1348.5735 | -1544.1373 | -1959.994 | -2492.0952 | 5.0058 | 8.0281 | 7.4565 | 23.8381 | 2659.8334 | 2604.4124 | 2475.0348 | 2538.8096
4 | 10 | 12 | 1261.26 | 1278.7694 | 1307.5189 | 1343.6816 | 2625.4109 | 2693.4718 | 2846.6981 | 3131.7638 | -59.4749 | -101.2536 | -191.7662 | -266.6664 | 158.9944 | 241.245 | 401.0365 | 697.8048 | 9.6512 | 18.064 | 38.4611 | 64.0962 | -1513.7426 | -1733.7505 | -2205.295 | -2815.4136 | 1.4713 | 2.2937 | 1.6777 | 7.1802 | 2483.5703 | 2398.8399 | 2198.3311 | 2162.4467
4 | 10 | 13 | 1206.025 | 1222.4657 | 1248.4544 | 1279.8779 | 2645.4269 | 2714.0067 | 2868.4012 | 3155.6402 | -60.6791 | -102.141 | -191.4846 | -264.2387 | 151.198 | 228.2417 | 381.117 | 658.1513 | 7.086 | 13.917 | 30.1949 | 52.5354 | -1637.5834 | -1875.9767 | -2387.275 | -3041.5864 | 0.5375 | 0.83409 | -0.29902 | 2.2458 | 2312.011 | 2201.3475 | 1949.1087 | 1842.6257
4 | 10 | 14 | 1132.6524 | 1147.7474 | 1170.4844 | 1197.094 | 2643.264 | 2711.7878 | 2866.056 | 3153.0602 | -61.6996 | -101.2015 | -191.2031 | -266.55 | 137.8181 | 208.2854 | 351.6854 | 600.7785 | 5.8686 | 11.683 | 26.9377 | 46.533 | -1317.6917 | -1508.9798 | -1917.0164 | -2438.7372 | 0.13573 | 0.10426 | -0.47491 | 0.44137 | 2540.3475 | 2469.4266 | 2306.469 | 2292.6198
4 | 10 | 15 | 1107.5626 | 1122.5461 | 1145.2712 | 1172.0903 | 2589.8896 | 2657.0298 | 2808.1829 | 3089.3917 | -61.669 | -102.0888 | -189.6776 | -268.8614 | 128.8062 | 194.3227 | 324.8566 | 549.6096 | 6.8472 | 13.5054 | 30.3303 | 51.9896 | -1018.6556 | -1170.3638 | -1495.2973 | -1908.6491 | -0.13573 | 9.1753e-22 | -0.47491 | -0.16012 | 2752.6452 | 2714.9513 | 2623.191 | 2685.4105
4 | 10 | 16 | 1174.9935 | 1192.5462 | 1220.8303 | 1258.2881 | 2439.9802 | 2503.2341 | 2645.6381 | 2910.5698 | -61.197 | -102.9762 | -189.6776 | -273.4842 | 66.5297 | 97.3009 | 158.0047 | 251.1028 | 9.0065 | 17.0946 | 37.8871 | 61.9283 | -734.6276 | -846.8978 | -1087.7693 | -1390.5468 | -0.1303 | -0.43465 | -0.29902 | -0.7616 | 2894.5549 | 2859.8671 | 2784.6142 | 2817.0964
4 | 10 | 17 | 1314.5024 | 1336.0964 | 1373.0151 | 1429.2245 | 2239.3916 | 2297.4455 | 2428.1425 | 2671.2945 | -59.4137 | -102.811 | -189.4727 | -280.2263 | 75.024 | 107.622 | 170.1859 | 267.7785 | 12.5502 | 23.2387 | 51.2353 | 80.9326 | -365.3535 | -420.3511 | -537.7858 | -687.9161 | -1.1917 | -1.8943 | -2.5748 | -5.4148 | 3215.5092 | 3239.3462 | 3292.7456 | 3475.673
4 | 10 | 18 | 1610.8153 | 1640.0812 | 1693.3978 | 1781.2334 | 1986.5057 | 2038.0038 | 2153.9417 | 2369.6355 | -56.6099 | -99.2094 | -186.0636 | -270.8645 | 91.6136 | 130.41 | 197.1844 | 302.9031 | 14.7095 | 26.5436 | 58.6676 | 92.9376 | -155.9225 | -180.2618 | -233.1043 | -300.8571 | -5.8446 | -9.8357 | -17.5825 | -30.6271 | 3485.2672 | 3545.7317 | 3666.441 | 3944.3609
4 | 10 | 19 | 1887.4047 | 1923.2153 | 1991.2462 | 2104.7805 | 1830.529 | 1877.9836 | 1984.8183 | 2183.5762 | -52.1299 | -93.7808 | -176.886 | -256.3388 | 98.2135 | 137.3785 | 206.6456 | 310.1087 | 17.1294 | 30.7272 | 65.3688 | 103.5237 | -1.1822 | -1.3661 | -1.7371 | -2.1752 | -10.997 | -18.0994 | -34.7983 | -54.8369 | 3768.9676 | 3856.0582 | 4034.6574 | 4388.6381
4 | 10 | 20 | 2077.3452 | 2117.517 | 2196.2912 | 2327.4664 | 1695.3408 | 1739.2907 | 1838.2355 | 2022.3147 | -49.3566 | -89.1265 | -168.6296 | -244.6655 | 107.7144 | 151.4649 | 226.9868 | 330.1112 | 18.5857 | 33.3362 | 68.0926 | 112.0213 | -0.0029378 | -0.0033719 | -0.0043111 | -0.005539 | -10.997 | -18.4122 | -35.8388 | -56.2612 | 3838.6295 | 3934.0668 | 4125.1334 | 4490.9813
4 | 10 | 21 | 2128.6703 | 2170.6105 | 2253.6486 | 2394.5575 | 1497.4521 | 1536.2719 | 1623.6674 | 1786.2599 | -46.5834 | -84.6375 | -157.7216 | -232.5675 | 192.7202 | 271.1768 | 414.974 | 610.2486 | 19.1218 | 34.0321 | 68.802 | 114.7573 | -0.0029378 | -0.0033719 | -0.0043111 | -0.005539 | -4.8945 | -7.8372 | -15.7505 | -24.2934 | 3786.4836 | 3919.6133 | 4187.6155 | 4648.9569
4 | 10 | 22 | 2058.9965 | 2100.3398 | 2181.2105 | 2323.0238 | 1319.596 | 1353.8051 | 1430.8204 | 1574.1014 | -42.0728 | -77.3299 | -142.084 | -213.611 | 212.1208 | 292.7682 | 439.3364 | 641.9764 | 17.5352 | 31.1388 | 62.6233 | 104.717 | -0.0029378 | -0.0033719 | -0.0043111 | -0.005539 | -0.67594 | -1.2417 | -3.8913 | -6.2933 | 3565.4968 | 3699.477 | 3968.011 | 4423.9088
4 | 10 | 23 | 1932.018 | 1971.7296 | 2047.5926 | 2185.6723 | 1174.9082 | 1205.3664 | 1273.9373 | 1401.5082 | -36.9065 | -67.1428 | -121.7168 | -182.44 | 316.7305 | 424.7354 | 617.8148 | 887.5586 | 14.5425 | 25.6906 | 51.6225 | 86.1791 | -0.0029378 | -0.0033719 | -0.0043111 | -0.005539 | 3.7923 | 5.6842 | 8.8515 | 13.695 | 3405.0821 | 3566.0601 | 3878.0976 | 4392.1676
4 | 10 | 24 | 1792.2329 | 1829.5134 | 1899.2916 | 2030.3559 | 1095.3005 | 1123.695 | 1187.6198 | 1306.547 | -32.2888 | -57.0688 | -103.1567 | -151.5775 | 304.8597 | 408.3175 | 598.0157 | 881.6858 | 10.9989 | 19.8674 | 39.9015 | 66.8698 | -0.0029378 | -0.0033719 | -0.0043111 | -0.005539 | 7.7476 | 12.7049 | 21.8959 | 34.0494 | 3178.8478 | 3337.0261 | 3643.5636 | 4167.9249
4 | 11 | 1 | 1668.3702 | 1703.4368 | 1767.7595 | 1891.5644 | 1058.455 | 1085.8943 | 1147.6686 | 1262.5951 | -29.4544 | -51.4229 | -90.3651 | -132.1962 | 219.3707 | 294.2021 | 439.8785 | 650.5241 | 7.6221 | 14.3286 | 28.9007 | 49.4082 | -0.0029378 | -0.0033719 | -0.0043111 | -0.005539 | 5.964 | 9.7504 | 17.2023 | 26.0561 | 2930.3246 | 3056.1859 | 3311.0403 | 3747.9461
4 | 11 | 2 | 1588.0878 | 1621.2823 | 1681.7342 | 1800.4618 | 1050.2898 | 1077.5174 | 1138.8152 | 1252.8551 | -27.7476 | -48.8218 | -84.11 | -125.0293 | 135.686 | 187.8649 | 291.2025 | 443.314 | 6.6802 | 12.0946 | 25.6435 | 43.8499 | -0.0029378 | -0.0033719 | -0.0043111 | -0.005539 | 3.9416 | 6.3003 | 11.4682 | 17.4111 | 2756.9348 | 2856.2345 | 3064.7492 | 3432.857
4 | 11 | 3 | 1534.7076 | 1567.2934 | 1625.0215 | 1738.8113 | 1072.1743 | 1099.9693 | 1162.5444 | 1278.9605 | -27.7476 | -47.1601 | -82.508 | -120.7148 | 81.7906 | 117.4686 | 193.6338 | 310.1709 | 6.2744 | 11.8103 | 24.7364 | 41.558 | -0.0029378 | -0.0033719 | -0.0043111 | -0.005539 | 1.5935 | 2.6417 | 5.0644 | 7.5019 | 2668.7899 | 2752.0198 | 2928.4882 | 3256.2823
4 | 11 | 4 | 1484.4778 | 1515.8178 | 1570.3804 | 1676.6418 | 1167.7144 | 1197.9861 | 1266.1372 | 1392.927 | -28.7682 | -49.8744 | -85.917 | -129.7684 | 50.197 | 75.6321 | 136.0389 | 234.41 | 7.3249 | 13.6327 | 27.4711 | 48.3319 | -0.0029378 | -0.0033719 | -0.0043111 | -0.005539 | 0.92569 | 1.373 | 2.7696 | 3.6103 | 2681.8686 | 2754.564 | 2916.8758 | 3226.147
4 | 11 | 5 | 1454.9423 | 1484.1968 | 1535.3648 | 1632.4528 | 1368.1356 | 1403.6031 | 1483.4513 | 1632.0027 | -31.6791 | -57.182 | -101.2731 | -153.8888 | 43.1983 | 68.6637 | 127.963 | 227.6958 | 12.6221 | 22.3857 | 43.0341 | 72.5673 | -0.0029378 | -0.0033719 | -0.0043111 | -0.005539 | 0.92569 | 1.2687 | 2.5748 | 4.2118 | 2848.142 | 2922.9326 | 3091.1106 | 3415.036
4 | 11 | 6 | 1438.0917 | 1465.6697 | 1513.0158 | 1598.1808 | 1645.2572 | 1687.9088 | 1783.9305 | 1962.5717 | -36.1897 | -69.0307 | -128.1002 | -196.5411 | 68.4011 | 106.4718 | 183.9697 | 323.4499 | 20.8753 | 35.8545 | 67.5836 | 113.6169 | -0.0029378 | -0.0033719 | -0.0043111 | -0.005539 | -0.12487 | -0.10426 | 0.17589 | 0.27011 | 3136.3078 | 3226.7664 | 3420.5709 | 3801.5428
4 | 11 | 7 | 1424.9363 | 1450.2111 | 1494.5734 | 1568.6961 | 1934.5257 | 1984.6763 | 2097.5805 | 2307.6303 | -42.0422 | -83.8632 | -159.452 | -242.0458 | 117.1923 | 178.2143 | 292.9255 | 506.6993 | 27.5785 | 47.6836 | 89.523 | 148.8674 | -178.9014 | -205.3293 | -262.4477 | -337.1441 | -0.1303 | 0.10426 | 0.38967 | -0.16012 | 3283.159 | 3371.697 | 3553.0923 | 3952.5431
4 | 11 | 8 | 1344.2402 | 1366.0976 | 1403.5401 | 1460.0714 | 2223.024 | 2280.6535 | 2410.3953 | 2651.7701 | -48.1525 | -95.4336 | -176.6916 | -266.1662 | 169.7109 | 253.5984 | 415.4812 | 712.146 | 27.1727 | 46.5572 | 87.6954 | 146.0075 | -652.7286 | -748.7514 | -956.1488 | -1228.0357 | 4.452 | 9.8872 | 19.9422 | 24.5106 | 3067.7188 | 3112.6089 | 3204.2137 | 3500.3036
4 | 11 | 9 | 1295.8718 | 1314.1151 | 1346.5986 | 1392.9743 | 2429.2717 | 2492.248 | 2634.027 | 2897.796 | -52.6631 | -99.2526 | -179.8192 | -268.4776 | 191.8938 | 285.8978 | 467.2986 | 804.1612 | 20.1003 | 35.5701 | 67.7082 | 113.5793 | -990.0633 | -1135.4568 | -1447.3563 | -1849.9694 | 10.6034 | 20.4351 | 40.6826 | 59.7644 | 2905.0146 | 2913.5566 | 2929.1395 | 3149.8282
4 | 11 | 10 | 1279.4431 | 1296.4783 | 1327.1753 | 1368.0171 | 2554.0087 | 2620.2186 | 2769.2776 | 3046.5905 | -55.4669 | -101.9669 | -181.3446 | -263.6221 | 183.5894 | 276.113 | 455.9113 | 788.6176 | 13.9698 | 25.279 | 50.0576 | 82.6717 | -1577.9038 | -1813.7302 | -2326.0519 | -2998.4468 | 10.1799 | 14.805 | 28.7165 | 54.5738 | 2407.82 | 2317.1969 | 2123.7418 | 2078.4018
4 | 11 | 11 | 1236.6304 | 1252.4122 | 1280.5711 | 1315.2435 | 2650.9538 | 2719.677 | 2874.394 | 3162.2331 | -58.1636 | -103.9591 | -183.1516 | -261.619 | 167.0898 | 250.0961 | 420.4995 | 727.3472 | 10.057 | 18.7599 | 39.119 | 65.4134 | -1806.4023 | -2075.2793 | -2657.0691 | -3414.7108 | 5.0058 | 4.379 | 7.4565 | 23.8381 | 2205.1709 | 2066.0858 | 1781.8193 | 1617.7454
4 | 11 | 12 | 1163.2469 | 1177.2434 | 1201.1465 | 1226.8543 | 2731.2912 | 2802.097 | 2961.5027 | 3258.0648 | -59.7327 | -105.177 | -183.4332 | -263.9304 | 158.9944 | 241.245 | 401.0365 | 697.8048 | 8.0279 | 15.5457 | 32.9295 | 56.2461 | -1969.5107 | -2264.1882 | -2904.3982 | -3742.5456 | 1.4713 | 1.0426 | 1.6777 | 7.1802 | 2033.7883 | 1867.8086 | 1510.4616 | 1239.6742
4 | 11 | 13 | 1088.3643 | 1101.0479 | 1120.9792 | 1140.1054 | 2766.4797 | 2838.1977 | 2999.6571 | 3300.04 | -60.9675 | -105.177 | -180.5872 | -263.5057 | 151.198 | 228.2417 | 381.117 | 658.1513 | 5.8686 | 11.3987 | 26.1552 | 45.6599 | -2021.4151 | -2322.9616 | -2977.6157 | -3835.0063 | 0.5375 | 9.1753e-22 | -0.29902 | 2.2458 | 1930.0655 | 1750.7474 | 1369.4066 | 1047.6905
4 | 11 | 14 | 1011.9554 | 1023.4751 | 1039.52 | 1052.4302 | 2780.4928 | 2852.5741 | 3014.8513 | 3316.7557 | -61.516 | -104.2896 | -179.2666 | -263.081 | 137.8181 | 208.2854 | 351.6854 | 600.7785 | 5.3108 | 10.7028 | 23.4205 | 42.0509 | -1853.1718 | -2129.8555 | -2730.3863 | -3517.2253 | 0.13573 | -0.10426 | -0.47491 | 0.44137 | 2021.025 | 1860.788 | 1519.3494 | 1232.1504
4 | 11 | 15 | 990.522 | 1002.7274 | 1018.6739 | 1032.4431 | 2723.8043 | 2794.416 | 2953.3847 | 3249.1339 | -60.7533 | -103.5153 | -177.7412 | -263.081 | 128.8062 | 194.3227 | 324.8566 | 549.6096 | 5.7017 | 10.7028 | 24.7256 | 44.2411 | -1503.386 | -1728.0717 | -2216.3067 | -2857.6274 | -0.13573 | -0.20852 | -0.47491 | -0.16012 | 2284.5591 | 2170.3733 | 1927.118 | 1754.5592
4 | 11 | 16 | 1056.1473 | 1071.1994 | 1091.9655 | 1116.66 | 2573.7659 | 2640.4881 | 2790.7001 | 3070.1583 | -60.2048 | -100.0268 | -174.6136 | -262.7727 | 66.5297 | 97.3009 | 158.0047 | 251.1028 | 6.9191 | 12.9367 | 28.7653 | 50.0403 | -1297.7452 | -1490.5061 | -1908.2599 | -2454.4124 | -0.1303 | -0.43465 | -0.29902 | -0.7616 | 2345.2817 | 2230.9575 | 1986.2631 | 1770.0147
4 | 11 | 17 | 1212.4552 | 1231.2059 | 1262.3575 | 1306.7272 | 2355.1996 | 2416.2557 | 2553.7116 | 2809.4379 | -57.98 | -97.8693 | -171.4861 | -264.7758 | 75.024 | 107.622 | 170.1859 | 267.7785 | 9.4842 | 17.2219 | 35.5396 | 65.1084 | -712.416 | -817.483 | -1042.6715 | -1330.7471 | -1.1917 | -1.4773 | -2.5748 | -5.4148 | 2880.5752 | 2855.4758 | 2805.0622 | 2848.1145
4 | 11 | 18 | 1522.1077 | 1548.6472 | 1597.7683 | 1675.3705 | 2072.2874 | 2126.0093 | 2246.9537 | 2471.9616 | -55.1762 | -94.9899 | -169.3976 | -260.153 | 91.6136 | 130.41 | 197.1844 | 302.9031 | 13.8748 | 24.2988 | 48.628 | 86.0774 | -218.4701 | -251.2402 | -321.5131 | -410.8101 | -5.8446 | -9.2102 | -17.5825 | -30.6271 | 3420.3927 | 3473.9251 | 3582.041 | 3834.7224
4 | 11 | 19 | 1851.3359 | 1885.6378 | 1952.642 | 2061.5101 | 1866.9118 | 1915.3095 | 2024.2676 | 2226.9759 | -51.3212 | -91.3361 | -164.668 | -253.4108 | 98.2135 | 137.3785 | 206.6456 | 310.1087 | 17.2732 | 29.747 | 59.6288 | 103.4374 | -1.1822 | -1.3661 | -1.7371 | -2.1752 | -10.997 | -18.3079 | -34.7983 | -54.8369 | 3770.234 | 3857.0626 | 4041.9805 | 4391.6092
4 | 11 | 20 | 2064.2767 | 2103.9994 | 2182.832 | 2311.6315 | 1715.0681 | 1759.5294 | 1859.6255 | 2045.8467 | -48.1525 | -89.3439 | -159.7335 | -241.6211 | 107.7144 | 151.4649 | 226.9868 | 330.1112 | 18.4187 | 32.3559 | 63.793 | 109.199 | -0.0029378 | -0.0033719 | -0.0043111 | -0.005539 | -10.997 | -18.725 | -35.8388 | -56.2612 | 3846.3255 | 3939.2774 | 4137.6607 | 4498.9004
4 | 11 | 21 | 2124.9684 | 2166.5207 | 2249.3385 | 2389.5171 | 1511.4352 | 1550.6176 | 1638.8291 | 1802.9399 | -45.9277 | -83.9154 | -151.39 | -223.0893 | 192.7202 | 271.1768 | 414.974 | 610.2486 | 16.5566 | 30.1585 | 59.6288 | 100.2349 | -0.0029378 | -0.0033719 | -0.0043111 | -0.005539 | -4.8945 | -8.2542 | -15.7505 | -24.2934 | 3794.8553 | 3926.3006 | 4195.6256 | 4655.5524
4 | 11 | 22 | 2057.1417 | 2098.3819 | 2178.9567 | 2320.2953 | 1327.8589 | 1362.2823 | 1439.7798 | 1583.958 | -41.4171 | -77.2168 | -137.3544 | -203.708 | 212.1208 | 292.7682 | 439.3364 | 641.9764 | 15.4261 | 27.513 | 54.3572 | 93.2578 | -0.0029378 | -0.0033719 | -0.0043111 | -0.005539 | -0.67594 | -1.6587 | -3.8913 | -6.2933 | 3570.4516 | 3702.0664 | 3971.1801 | 4429.4807
4 | 11 | 23 | 1928.3768 | 1968.0101 | 2043.3842 | 2180.6407 | 1180.3383 | 1210.9373 | 1279.8251 | 1407.9857 | -36.9065 | -67.1428 | -118.5893 | -175.2732 | 316.7305 | 424.7354 | 617.8148 | 887.5586 | 12.6221 | 22.7973 | 45.3708 | 76.342 | -0.0029378 | -0.0033719 | -0.0043111 | -0.005539 | 3.7923 | 5.4757 | 8.8515 | 13.695 | 3404.9506 | 3564.8097 | 3876.6528 | 4390.9432
4 | 11 | 24 | 1797.289 | 1834.412 | 1904.2318 | 2036.0361 | 1092.9993 | 1121.3342 | 1185.1246 | 1303.8019 | -32.2888 | -57.8431 | -104.1957 | -151.5775 | 304.8597 | 408.3175 | 598.0157 | 881.6858 | 10.76 | 19.4558 | 38.4096 | 64.6796 | -0.0029378 | -0.0033719 | -0.0043111 | -0.005539 | 7.7476 | 12.7049 | 21.8959 | 34.0494 | 3181.3638 | 3338.378 | 3643.4778 | 4168.6698
4 | 12 | 1 | 1675.7878 | 1710.6978 | 1775.438 | 1900.0283 | 1053.5861 | 1080.8992 | 1142.3894 | 1256.7873 | -29.4544 | -52.3103 | -91.8905 | -134.9322 | 219.3707 | 294.2021 | 439.8785 | 650.5241 | 9.2454 | 16.526 | 32.9403 | 56.182 | -0.0029378 | -0.0033719 | -0.0043111 | -0.005539 | 5.964 | 9.7504 | 17.2023 | 26.0561 | 2934.4966 | 3059.7619 | 3315.9537 | 3754.6399
4 | 12 | 2 | 1601.9271 | 1635.5175 | 1696.5286 | 1816.5537 | 1040.1994 | 1067.1655 | 1127.8744 | 1240.8187 | -27.7476 | -48.8218 | -83.8285 | -125.454 | 135.686 | 187.8649 | 291.2025 | 443.314 | 7.086 | 13.3483 | 26.9485 | 46.1417 | -0.0029378 | -0.0033719 | -0.0043111 | -0.005539 | 3.9416 | 6.3003 | 11.4682 | 17.4111 | 2761.0896 | 2861.3714 | 3070.1894 | 3438.7796
4 | 12 | 3 | 1543.7484 | 1576.3876 | 1634.6274 | 1749.2442 | 1064.6962 | 1092.2974 | 1154.436 | 1270.0401 | -27.7476 | -47.8822 | -82.508 | -123.0262 | 81.7906 | 117.4686 | 193.6338 | 310.1709 | 6.6802 | 12.5062 | 25.5189 | 43.8499 | -0.0029378 | -0.0033719 | -0.0043111 | -0.005539 | 1.5935 | 2.6417 | 5.0644 | 7.5019 | 2670.7583 | 2753.4159 | 2930.7681 | 3257.7752
4 | 12 | 4 | 1493.7519 | 1525.3192 | 1580.4116 | 1687.5179 | 1160.166 | 1190.242 | 1257.9525 | 1383.9227 | -28.2962 | -49.7091 | -85.6355 | -127.7653 | 50.197 | 75.6321 | 136.0389 | 234.41 | 7.086 | 13.3483 | 26.0415 | 46.04 | -0.0029378 | -0.0033719 | -0.0043111 | -0.005539 | 0.92569 | 1.373 | 2.7696 | 3.6103 | 2683.8274 | 2756.2022 | 2917.5743 | 3227.7301
4 | 12 | 5 | 1460.1378 | 1489.3528 | 1540.5884 | 1638.351 | 1362.8122 | 1398.1416 | 1477.6791 | 1625.6525 | -31.6791 | -56.2424 | -100.9915 | -151.4611 | 43.1983 | 68.6637 | 127.963 | 227.6958 | 12.2163 | 21.6898 | 41.5423 | 71.1485 | -0.0029378 | -0.0033719 | -0.0043111 | -0.005539 | 0.92569 | 1.2687 | 2.5748 | 4.2118 | 2847.6082 | 2922.8708 | 3089.3516 | 3415.593
4 | 12 | 6 | 1446.5085 | 1474.1676 | 1522.1026 | 1608.0554 | 1638.4206 | 1680.8949 | 1776.5177 | 1954.4165 | -35.8248 | -69.0307 | -129.4207 | -196.9658 | 68.4011 | 106.4718 | 183.9697 | 323.4499 | 21.615 | 37.3925 | 70.3182 | 116.8834 | -0.0029378 | -0.0033719 | -0.0043111 | -0.005539 | -0.12487 | -0.10426 | 0.17589 | 0.27011 | 3138.9926 | 3229.7885 | 3423.6591 | 3806.104
4 | 12 | 7 | 1433.8769 | 1459.3051 | 1504.0386 | 1578.6395 | 1926.7423 | 1976.6911 | 2089.1411 | 2298.3457 | -42.5142 | -84.7506 | -159.452 | -246.7849 | 117.1923 | 178.2143 | 292.9255 | 506.6993 | 29.1651 | 50.0557 | 93.6249 | 155.7428 | -248.4009 | -284.6347 | -363.5112 | -468.6627 | -0.1303 | 0.10426 | 0.38967 | -0.16012 | 3215.9312 | 3294.9851 | 3457.1566 | 3823.8197
4 | 12 | 8 | 1348.0813 | 1369.609 | 1406.9558 | 1464.3899 | 2221.8677 | 2279.4672 | 2409.1416 | 2650.3908 | -48.1525 | -95.5989 | -179.8192 | -272.9084 | 169.7109 | 253.5984 | 415.4812 | 712.146 | 28.9262 | 49.7714 | 93.6249 | 155.8445 | -829.0385 | -950.7362 | -1214.6222 | -1561.8293 | 4.452 | 9.8872 | 19.9422 | 24.5106 | 2895.8472 | 2915.9981 | 2950.7043 | 3172.544
4 | 12 | 9 | 1318.6939 | 1337.7055 | 1371.3109 | 1420.049 | 2424.8607 | 2487.7226 | 2629.2442 | 2892.5343 | -52.9209 | -99.2526 | -181.3446 | -270.4807 | 191.8938 | 285.8978 | 467.2986 | 804.1612 | 21.2091 | 37.1082 | 70.4428 | 118.163 | -1343.8168 | -1542.1691 | -1971.9934 | -2536.0051 | 10.6034 | 20.4351 | 40.6826 | 59.7644 | 2570.5232 | 2527.4475 | 2425.6411 | 2488.1861
4 | 12 | 10 | 1288.0174 | 1305.7098 | 1336.6544 | 1378.1514 | 2573.4907 | 2640.2057 | 2790.4017 | 3069.83 | -55.8318 | -101.1926 | -180.0241 | -261.3107 | 183.5894 | 276.113 | 455.9113 | 788.6176 | 13.9698 | 24.5831 | 49.1505 | 83.4431 | -1731.8368 | -1987.4417 | -2541.1171 | -3266.7443 | 10.1799 | 14.805 | 28.7165 | 54.5738 | 2281.5785 | 2172.7824 | 1939.6933 | 1846.5608
4 | 12 | 11 | 1246.8841 | 1263.0314 | 1291.3096 | 1325.5597 | 2684.4599 | 2754.0517 | 2910.7242 | 3202.2014 | -57.6151 | -102.8543 | -178.7036 | -258.8829 | 167.0898 | 250.0961 | 420.4995 | 727.3472 | 9.2454 | 17.2219 | 35.5396 | 60.7281 | -1999.3984 | -2294.6245 | -2934.1173 | -3771.7532 | 5.0058 | 4.379 | 7.4565 | 23.8381 | 2055.6714 | 1891.3012 | 1552.7084 | 1309.0384
4 | 12 | 12 | 1177.3294 | 1192.8435 | 1217.1144 | 1242.2269 | 2771.7278 | 2843.5819 | 3005.3476 | 3306.3003 | -59.1842 | -102.8543 | -178.422 | -258.8829 | 158.9944 | 241.245 | 401.0365 | 697.8048 | 6.9191 | 13.6327 | 28.7653 | 50.2436 | -2130.5717 | -2445.817 | -3128.489 | -4022.2328 | 1.4713 | 1.0426 | 1.6777 | 7.1802 | 1926.6862 | 1743.6743 | 1347.0304 | 1022.6402
4 | 12 | 13 | 1091.5261 | 1105.3954 | 1124.9087 | 1141.4558 | 2812.2895 | 2885.1951 | 3049.3281 | 3354.685 | -60.891 | -102.8543 | -178.422 | -258.4582 | 151.198 | 228.2417 | 381.117 | 658.1513 | 5.1439 | 10.7028 | 23.296 | 42.0509 | -2113.0147 | -2425.8289 | -3103.4993 | -3990.912 | 0.5375 | 9.1753e-22 | -0.29902 | 2.2458 | 1886.7895 | 1700.8518 | 1296.4294 | 949.2186
4 | 12 | 14 | 1002.0041 | 1013.3135 | 1028.6657 | 1038.5559 | 2820.5238 | 2893.6429 | 3058.2565 | 3364.5074 | -60.6768 | -102.8543 | -178.422 | -258.4582 | 137.8181 | 208.2854 | 351.6854 | 600.7785 | 4.7381 | 9.7225 | 21.991 | 41.0763 | -1970.5036 | -2262.383 | -2894.3504 | -3721.0675 | 0.13573 | -0.10426 | -0.47491 | 0.44137 | 1934.0396 | 1759.6228 | 1387.3512 | 1065.8338
4 | 12 | 15 | 1041.6054 | 1054.3156 | 1072.1836 | 1087.4444 | 2750.8145 | 2822.1264 | 2982.6716 | 3281.3536 | -60.6768 | -102.6891 | -176.3335 | -260.0366 | 128.8062 | 194.3227 | 324.8566 | 549.6096 | 4.9769 | 9.5763 | 22.7734 | 41.0763 | -1664.4188 | -1910.9146 | -2443.8624 | -3139.2561 | -0.13573 | -0.20852 | -0.47491 | -0.16012 | 2200.9717 | 2066.5289 | 1781.8144 | 1560.031
4 | 12 | 16 | 1110.4814 | 1125.8131 | 1149.2139 | 1177.7784 | 2586.0993 | 2653.1411 | 2804.073 | 3084.8703 | -60.0211 | -101.6364 | -176.052 | -261.615 | 66.5297 | 97.3009 | 158.0047 | 251.1028 | 6.5852 | 12.5062 | 28.1182 | 50.3828 | -1301.2238 | -1494.1248 | -1911.1728 | -2454.8123 | -0.1303 | -0.43465 | -0.29902 | -0.7616 | 2408.3204 | 2292.5654 | 2051.886 | 1846.9455
4 | 12 | 17 | 1230.3047 | 1248.7452 | 1280.2602 | 1326.9191 | 2372.8386 | 2434.3519 | 2572.8373 | 2830.4789 | -58.345 | -98.9221 | -174.5265 | -263.618 | 75.024 | 107.622 | 170.1859 | 267.7785 | 10.2008 | 17.6335 | 36.98 | 66.7681 | -766.1766 | -880.1034 | -1126.2313 | -1446.5583 | -1.1917 | -1.4773 | -2.5748 | -5.4148 | 2862.6548 | 2827.8498 | 2756.9309 | 2776.3536
4 | 12 | 18 | 1461.9083 | 1487.1274 | 1532.9494 | 1607.1962 | 2098.5341 | 2152.9363 | 2275.4126 | 2503.2703 | -55.434 | -96.2079 | -171.1941 | -260.882 | 91.6136 | 130.41 | 197.1844 | 302.9031 | 13.4106 | 23.2089 | 46.5513 | 84.0265 | -248.8984 | -286.2729 | -366.6537 | -469.6048 | -5.8446 | -9.2102 | -17.5825 | -30.6271 | 3355.2896 | 3401.9917 | 3496.6674 | 3736.2822
4 | 12 | 19 | 1782.6506 | 1814.8444 | 1878.1887 | 1982.5562 | 1897.4669 | 1946.6567 | 2057.3981 | 2263.4241 | -51.1376 | -91.4493 | -163.337 | -247.514 | 98.2135 | 137.3785 | 206.6456 | 310.1087 | 15.7369 | 27.494 | 54.7552 | 96.9044 | -1.1822 | -1.3661 | -1.7371 | -2.1752 | -10.997 | -18.3079 | -34.7983 | -54.8369 | 3730.7511 | 3815.2502 | 3997.1151 | 4348.4673
4 | 12 | 20 | 2007.4198 | 2045.4761 | 2121.1661 | 2245.6153 | 1741.5233 | 1786.6704 | 1888.3105 | 2077.4042 | -48.5174 | -87.3518 | -156.0429 | -236.0326 | 107.7144 | 151.4649 | 226.9868 | 330.1112 | 15.498 | 27.9246 | 55.4023 | 96.7652 | -0.0029378 | -0.0033719 | -0.0043111 | -0.005539 | -10.997 | -18.725 | -35.8388 | -56.2612 | 3812.6382 | 3905.4559 | 4099.9797 | 4457.5965
4 | 12 | 21 | 2080.8633 | 2121.4464 | 2201.9232 | 2338.5625 | 1522.2329 | 1561.6951 | 1650.5368 | 1815.8201 | -45.9277 | -83.5849 | -148.2625 | -224.6676 | 192.7202 | 271.1768 | 414.974 | 610.2486 | 16.2377 | 29.3164 | 57.6766 | 100.0317 | -0.0029378 | -0.0033719 | -0.0043111 | -0.005539 | -4.8945 | -8.2542 | -15.7505 | -24.2934 | 3761.2289 | 3891.7923 | 4161.0933 | 4615.6963
4 | 12 | 22 | 2012.6483 | 2053.0784 | 2131.526 | 2268.899 | 1339.1581 | 1373.8743 | 1452.0313 | 1597.4364 | -41.8892 | -76.2773 | -137.0729 | -205.711 | 212.1208 | 292.7682 | 439.3364 | 641.9764 | 15.6649 | 27.9246 | 54.8797 | 94.575 | -0.0029378 | -0.0033719 | -0.0043111 | -0.005539 | -0.67594 | -1.6587 | -3.8913 | -6.2933 | 3537.0241 | 3669.7061 | 3936.8049 | 4390.8768
4 | 12 | 23 | 1898.0833 | 1937.1197 | 2011.0324 | 2145.6391 | 1187.9788 | 1218.7758 | 1288.1096 | 1417.0997 | -37.2715 | -67.1428 | -120.1148 | -182.0154 | 316.7305 | 424.7354 | 617.8148 | 887.5586 | 14.3756 | 25.6906 | 50.1929 | 86.6232 | -0.0029378 | -0.0033719 | -0.0043111 | -0.005539 | 3.7923 | 5.4757 | 8.8515 | 13.695 | 3383.6861 | 3544.6511 | 3855.882 | 4368.5946
4 | 12 | 24 | 1779.7521 | 1817.0027 | 1885.9717 | 2015.6769 | 1096.7404 | 1125.1722 | 1189.181 | 1308.2645 | -32.2888 | -57.0688 | -102.8751 | -153.5805 | 304.8597 | 408.3175 | 598.0157 | 881.6858 | 11.1658 | 20.1518 | 39.9015 | 67.8444 | -0.0029378 | -0.0033719 | -0.0043111 | -0.005539 | 7.7476 | 12.7049 | 21.8959 | 34.0494 | 3167.9738 | 3326.2769 | 3632.0864 | 4153.935
4 | 13 | 1 | 1656.2162 | 1691.1547 | 1755.1027 | 1876.7505 | 1059.6313 | 1087.1011 | 1148.9441 | 1263.9983 | -29.4544 | -50.6487 | -85.6355 | -132.1962 | 219.3707 | 294.2021 | 439.8785 | 650.5241 | 7.4918 | 14.3286 | 26.0415 | 49.4082 | -0.0029378 | -0.0033719 | -0.0043111 | -0.005539 | 5.964 | 9.7504 | 17.2023 | 26.0561 | 2919.2167 | 3045.885 | 3301.5293 | 3734.5354
4 | 13 | 2 | 1587.5344 | 1621.4882 | 1682.011 | 1799.6193 | 1043.4946 | 1070.5461 | 1131.4473 | 1244.7494 | -28.2197 | -47.8822 | -82.508 | -125.454 | 135.686 | 187.8649 | 291.2025 | 443.314 | 7.086 | 13.3483 | 26.0415 | 46.1417 | -0.0029378 | -0.0033719 | -0.0043111 | -0.005539 | 3.9416 | 6.3003 | 11.4682 | 17.4111 | 2749.52 | 2851.6623 | 3059.6582 | 3425.7759
4 | 13 | 3 | 1530.7366 | 1563.7838 | 1621.4963 | 1734.3376 | 1065.8898 | 1093.5218 | 1155.7301 | 1271.4638 | -27.7476 | -46.9949 | -82.508 | -123.0262 | 81.7906 | 117.4686 | 193.6338 | 310.1709 | 7.086 | 12.9367 | 28.2536 | 44.7229 | -0.0029378 | -0.0033719 | -0.0043111 | -0.005539 | 1.5935 | 2.6417 | 5.0644 | 7.5019 | 2659.3459 | 2743.3545 | 2921.6658 | 3245.1653
4 | 13 | 4 | 1481.4008 | 1513.1439 | 1567.662 | 1673.1685 | 1164.3926 | 1194.5782 | 1262.5354 | 1388.9645 | -28.2962 | -49.7091 | -90.2885 | -130.1931 | 50.197 | 75.6321 | 136.0389 | 234.41 | 8.8395 | 15.4361 | 37.7625 | 52.9156 | -0.0029378 | -0.0033719 | -0.0043111 | -0.005539 | 0.92569 | 1.373 | 2.7696 | 3.6103 | 2677.4565 | 2750.4507 | 2916.4756 | 3222.8703
4 | 13 | 5 | 1448.5279 | 1478.3066 | 1529.3579 | 1625.1604 | 1361.4225 | 1396.7159 | 1476.1722 | 1623.9948 | -31.2071 | -56.2424 | -111.9761 | -151.8857 | 43.1983 | 68.6637 | 127.963 | 227.6958 | 12.3832 | 22.3857 | 64.9843 | 72.1232 | -0.0029378 | -0.0033719 | -0.0043111 | -0.005539 | 0.92569 | 1.2687 | 2.5748 | 4.2118 | 2835.2475 | 2911.0948 | 3089.0718 | 3401.2946
4 | 13 | 6 | 1427.2706 | 1454.7018 | 1501.7625 | 1586.2469 | 1635.4392 | 1677.8362 | 1773.285 | 1950.8601 | -35.8248 | -67.2038 | -146.6604 | -194.9627 | 68.4011 | 106.4718 | 183.9697 | 323.4499 | 20.6364 | 35.5701 | 101.0572 | 112.2998 | -0.0029378 | -0.0033719 | -0.0043111 | -0.005539 | -0.12487 | -0.10426 | 0.17589 | 0.27011 | 3115.7947 | 3207.2686 | 3413.5856 | 3778.1586
4 | 13 | 7 | 1417.8098 | 1443.7569 | 1487.9829 | 1561.1087 | 1913.0422 | 1962.6358 | 2074.2862 | 2282.0033 | -42.5907 | -80.9316 | -171.9621 | -240.0427 | 117.1923 | 178.2143 | 292.9255 | 506.6993 | 26.9338 | 46.1456 | 118.9569 | 144.3853 | -233.5993 | -267.3236 | -340.59 | -437.2031 | -0.1303 | 0.10426 | 0.38967 | -0.16012 | 3198.6578 | 3282.6017 | 3461.989 | 3816.7907
4 | 13 | 8 | 1341.5951 | 1363.2505 | 1400.4884 | 1457.6562 | 2209.9294 | 2267.2195 | 2396.197 | 2636.15 | -49.8286 | -92.8325 | -182.9467 | -275.5281 | 169.7109 | 253.5984 | 415.4812 | 712.146 | 27.1727 | 46.8415 | 109.9082 | 147.7535 | -727.9844 | -834.9895 | -1067.7781 | -1375.6729 | 4.452 | 9.8872 | 19.9422 | 24.5106 | 2975.0471 | 3012.9751 | 3091.2922 | 3327.0152
4 | 13 | 9 | 1325.1659 | 1343.7485 | 1377.7526 | 1427.8147 | 2406.0936 | 2468.469 | 2608.8953 | 2870.1477 | -56.1225 | -96.321 | -181.3446 | -287.7425 | 191.8938 | 285.8978 | 467.2986 | 804.1612 | 22.0208 | 38.5 | 84.0537 | 123.7213 | -1173.3542 | -1346.6442 | -1722.164 | -2215.2514 | 10.6034 | 20.4351 | 40.6826 | 59.7644 | 2726.3006 | 2714.0852 | 2675.1741 | 2782.6154
4 | 13 | 10 | 1316.3124 | 1333.6517 | 1366.157 | 1410.3741 | 2539.8598 | 2605.7029 | 2753.9361 | 3029.7128 | -60.7097 | -98.1479 | -178.7036 | -290.7867 | 183.5894 | 276.113 | 455.9113 | 788.6176 | 16.3178 | 28.4932 | 62.2389 | 95.8769 | -1506.0353 | -1727.9935 | -2208.2461 | -2836.5614 | 10.1799 | 14.805 | 28.7165 | 54.5738 | 2499.5142 | 2432.6245 | 2280.0101 | 2251.8069
4 | 13 | 11 | 1290.152 | 1306.5573 | 1337.2379 | 1375.6049 | 2640.7407 | 2709.199 | 2863.3199 | 3150.0502 | -64.1691 | -100.8621 | -177.1015 | -295.8343 | 167.0898 | 250.0961 | 420.4995 | 727.3472 | 13.3251 | 23.0816 | 46.4159 | 82.9989 | -1782.6541 | -2046.6763 | -2618.4215 | -3367.4062 | 5.0058 | 4.379 | 7.4565 | 23.8381 | 2269.4902 | 2145.7746 | 1879.4067 | 1696.5987
4 | 13 | 12 | 1232.6972 | 1248.559 | 1276.1265 | 1306.4845 | 2702.3649 | 2772.4208 | 2930.1382 | 3223.5596 | -66.3938 | -101.0274 | -175.781 | -300.8816 | 158.9944 | 241.245 | 401.0365 | 697.8048 | 10.6297 | 18.7599 | 34.11 | 72.5144 | -1918.6898 | -2201.1332 | -2810.2018 | -3601.3958 | 1.4713 | 1.0426 | 1.6777 | 7.1802 | 2121.0739 | 1979.8668 | 1657.1061 | 1405.2661
4 | 13 | 13 | 1188.0326 | 1203.1883 | 1228.1157 | 1252.3276 | 2742.8695 | 2813.9755 | 2974.0569 | 3271.8762 | -68.1771 | -101.9148 | -175.7044 | -303.5015 | 151.198 | 228.2417 | 381.117 | 658.1513 | 9.0065 | 15.5457 | 26.0306 | 64.2201 | -1885.266 | -2164.4225 | -2768.2229 | -3557.3277 | 0.5375 | 9.1753e-22 | -0.29902 | 2.2458 | 2138.201 | 1994.6139 | 1665.0938 | 1387.9919
4 | 13 | 14 | 1116.9859 | 1131.006 | 1152.3607 | 1171.5202 | 2756.1479 | 2827.5981 | 2988.4544 | 3287.7155 | -69.7462 | -100.9753 | -174.3839 | -301.4984 | 137.8181 | 208.2854 | 351.6854 | 600.7785 | 6.8472 | 11.3987 | 22.5135 | 55.7225 | -1746.8203 | -2005.5823 | -2564.9002 | -3294.7883 | 0.13573 | -0.10426 | -0.47491 | 0.44137 | 2201.3682 | 2071.6264 | 1775.2551 | 1519.8915
4 | 13 | 15 | 1100.6803 | 1116.1795 | 1137.5936 | 1157.3157 | 2702.0424 | 2772.0899 | 2929.7886 | 3223.1749 | -69.7462 | -99.9226 | -176.1909 | -304.2344 | 128.8062 | 194.3227 | 324.8566 | 549.6096 | 7.086 | 11.1144 | 27.0758 | 55.6209 | -1489.9435 | -1710.4383 | -2186.0345 | -2803.991 | -0.13573 | -0.20852 | -0.47491 | -0.16012 | 2378.7894 | 2283.137 | 2056.6142 | 1877.3356
4 | 13 | 16 | 1162.2083 | 1180.857 | 1207.5606 | 1237.4012 | 2549.945 | 2616.0496 | 2764.8714 | 3041.7431 | -68.07 | -99.9226 | -179.3184 | -303.9261 | 66.5297 | 97.3009 | 158.0047 | 251.1028 | 9.3539 | 15.4361 | 38.4123 | 68.2956 | -1073.3654 | -1232.5152 | -1578.2699 | -2031.844 | -0.1303 | -0.43465 | -0.29902 | -0.7616 | 2646.4712 | 2576.7709 | 2410.9617 | 2262.0109
4 | 13 | 17 | 1251.9164 | 1273.9989 | 1307.2476 | 1352.7798 | 2329.3053 | 2389.69 | 2525.6347 | 2778.5495 | -63.9549 | -99.0353 | -181.9594 | -297.721 | 75.024 | 107.622 | 170.1859 | 267.7785 | 12.861 | 21.6709 | 55.6649 | 83.8079 | -582.34 | -668.2545 | -854.0323 | -1095.1426 | -1.1917 | -1.4773 | -2.5748 | -5.4148 | 3021.6199 | 3024.2147 | 3020.1666 | 3084.6374
4 | 13 | 18 | 1414.5147 | 1440.3584 | 1484.4169 | 1553.5807 | 2061.2116 | 2114.6463 | 2234.9443 | 2458.7495 | -58.1636 | -96.321 | -179.9475 | -277.7231 | 91.6136 | 130.41 | 197.1844 | 302.9031 | 15.0203 | 26.5138 | 72.7929 | 93.521 | -199.5092 | -229.4782 | -294.2246 | -377.971 | -5.8446 | -9.2102 | -17.5825 | -30.6271 | 3318.8428 | 3376.9192 | 3497.5839 | 3722.4331
4 | 13 | 19 | 1736.0671 | 1770.4636 | 1832.1402 | 1930.0865 | 1871.1943 | 1919.7031 | 2028.9111 | 2232.0844 | -51.9769 | -90.6751 | -168.758 | -250.983 | 98.2135 | 137.3785 | 206.6456 | 310.1087 | 15.6649 | 28.7478 | 76.4969 | 97.3333 | -1.1822 | -1.3661 | -1.7371 | -2.1752 | -10.997 | -18.3079 | -34.7983 | -54.8369 | 3656.9838 | 3745.9438 | 3938.9004 | 4261.6178
4 | 13 | 20 | 1948.513 | 1987.7258 | 2061.0441 | 2179.382 | 1722.0198 | 1766.6613 | 1867.1631 | 2054.1391 | -48.1525 | -87.0213 | -159.0939 | -234.4542 | 107.7144 | 151.4649 | 226.9868 | 330.1112 | 15.9988 | 29.3164 | 70.9653 | 98.5112 | -0.0029378 | -0.0033719 | -0.0043111 | -0.005539 | -10.997 | -18.725 | -35.8388 | -56.2612 | 3735.0936 | 3829.4188 | 4031.2224 | 4371.4225
4 | 13 | 21 | 2019.5667 | 2060.3317 | 2138.1106 | 2268.8486 | 1510.7474 | 1549.9119 | 1638.0833 | 1802.1195 | -45.8207 | -82.4801 | -145.0583 | -222.6646 | 192.7202 | 271.1768 | 414.974 | 610.2486 | 15.9988 | 29.3164 | 59.5042 | 98.6128 | -0.0029378 | -0.0033719 | -0.0043111 | -0.005539 | -4.8945 | -8.2542 | -15.7505 | -24.2934 | 3688.3151 | 3819.9992 | 4089.8589 | 4532.866
4 | 13 | 22 | 1979.5661 | 2019.8033 | 2096.8447 | 2231.2867 | 1333.4878 | 1368.0571 | 1445.8831 | 1590.6725 | -42.4377 | -75.1725 | -127.8953 | -203.708 | 212.1208 | 292.7682 | 439.3364 | 641.9764 | 15.0203 | 26.7981 | 49.4104 | 92.1815 | -0.0029378 | -0.0033719 | -0.0043111 | -0.005539 | -0.67594 | -1.6587 | -3.8913 | -6.2933 | 3497.0784 | 3630.5921 | 3899.6838 | 4346.1102
4 | 13 | 23 | 1886.9639 | 1925.9362 | 1999.5491 | 2132.6853 | 1186.1497 | 1216.8994 | 1286.1263 | 1414.9178 | -37.9271 | -66.0381 | -109.1302 | -177.2762 | 315.325 | 420.3099 | 604.8394 | 861.4127 | 12.6221 | 22.7973 | 39.9015 | 78.3289 | -0.0029378 | -0.0033719 | -0.0043111 | -0.005539 | 3.7923 | 5.4757 | 8.8515 | 13.695 | 3366.923 | 3525.377 | 3830.1334 | 4323.7579
4 | 13 | 24 | 1789.0878 | 1826.5809 | 1896.2958 | 2026.5385 | 1082.5187 | 1110.5818 | 1173.7606 | 1291.2999 | -33.3094 | -57.0688 | -93.4926 | -151.5775 | 273.6648 | 364.5984 | 527.986 | 765.8593 | 10.057 | 17.9178 | 30.9882 | 62.3878 | -0.0029378 | -0.0033719 | -0.0043111 | -0.005539 | 7.7476 | 12.7049 | 21.8959 | 34.0494 | 3129.7635 | 3275.3116 | 3557.4296 | 4028.5519
4 | 14 | 1 | 1659.0204 | 1694.1692 | 1758.1156 | 1880.5653 | 1048.3201 | 1075.4967 | 1136.6795 | 1250.5056 | -32.3348 | -51.8665 | -92.1721 | -144.7189 | 232.5703 | 310.0217 | 450.1339 | 647.7681 | 8.6726 | 15.8301 | 31.6353 | 57.2583 | -0.0029378 | -0.0033719 | -0.0043111 | -0.005539 | 5.964 | 9.7504 | 17.2023 | 26.0561 | 2922.2097 | 3053.3982 | 3301.5902 | 3717.429
4 | 14 | 2 | 1579.7436 | 1613.3961 | 1673.4774 | 1791.1394 | 1034.7845 | 1061.6102 | 1122.0031 | 1234.3595 | -31.2836 | -49.1001 | -84.5965 | -132.8128 | 157.3799 | 214.9547 | 315.2273 | 463.3863 | 6.9191 | 12.9367 | 26.166 | 49.837 | -0.0029378 | -0.0033719 | -0.0043111 | -0.005539 | 3.9416 | 6.3003 | 11.4682 | 17.4111 | 2751.4822 | 2860.0946 | 3063.7412 | 3423.3149
4 | 14 | 3 | 1517.0943 | 1549.5306 | 1606.6286 | 1719.4631 | 1044.5703 | 1071.6497 | 1132.6137 | 1246.0326 | -30.7045 | -47.4385 | -82.9944 | -130.8097 | 103.0857 | 142.1393 | 217.6586 | 326.3552 | 7.158 | 12.9367 | 26.166 | 49.6337 | -0.0029378 | -0.0033719 | -0.0043111 | -0.005539 | 1.5935 | 2.6417 | 5.0644 | 7.5019 | 2642.7943 | 2731.4562 | 2905.1325 | 3218.1711
4 | 14 | 4 | 1483.8496 | 1515.4091 | 1570.5743 | 1679.8372 | 1088.3037 | 1116.5168 | 1180.0332 | 1298.2006 | -30.7045 | -49.1001 | -86.122 | -135.5489 | 67.0954 | 95.8772 | 152.7819 | 236.6745 | 8.0999 | 15.0245 | 30.2057 | 55.6362 | -0.0029378 | -0.0033719 | -0.0043111 | -0.005539 | 0.92569 | 1.373 | 2.7696 | 3.6103 | 2617.5667 | 2695.0971 | 2850.2384 | 3138.4044
4 | 14 | 5 | 1461.9663 | 1492.3009 | 1545.4393 | 1649.4766 | 1190.8994 | 1221.7722 | 1291.2764 | 1420.5836 | -32.9292 | -51.8144 | -92.377 | -146.9138 | 42.1015 | 62.8919 | 104.3946 | 175.4041 | 9.0784 | 16.526 | 32.9403 | 60.9912 | -0.0029378 | -0.0033719 | -0.0043111 | -0.005539 | 0.92569 | 1.2687 | 2.5748 | 4.2118 | 2672.0392 | 2742.9419 | 2884.2441 | 3163.748
4 | 14 | 6 | 1469.4913 | 1499.1249 | 1551.5618 | 1652.2509 | 1294.3984 | 1327.9543 | 1403.499 | 1544.0441 | -35.154 | -56.5208 | -101.7596 | -163.8673 | 30.7963 | 45.7261 | 81.958 | 138.6559 | 11.0708 | 19.4558 | 38.4096 | 71.1332 | -0.0029378 | -0.0033719 | -0.0043111 | -0.005539 | -0.12487 | -0.10426 | 0.17589 | 0.27011 | 2770.4751 | 2835.6327 | 2973.8404 | 3242.4813
4 | 14 | 7 | 1525.6368 | 1556.2825 | 1610.6631 | 1712.2367 | 1381.7438 | 1417.564 | 1498.2064 | 1648.2354 | -37.7306 | -64.881 | -119.4857 | -188.4124 | 31.1951 | 47.6087 | 80.0322 | 138.6559 | 15.4112 | 27.1014 | 52.6676 | 92.6327 | -193.75 | -222.9634 | -287.1226 | -373.0219 | -0.1303 | 0.10426 | 0.38967 | -0.16012 | 2722.3759 | 2760.8165 | 2835.3507 | 3030.1662
4 | 14 | 8 | 1529.355 | 1558.4264 | 1610.8189 | 1705.1485 | 1586.1551 | 1627.2744 | 1719.8468 | 1892.0707 | -42.2717 | -76.9471 | -141.6598 | -224.4388 | 42.5004 | 65.311 | 102.2152 | 172.0867 | 21.2811 | 36.6966 | 70.4428 | 121.655 | -639.0988 | -735.3151 | -944.1517 | -1217.5866 | 4.452 | 9.8872 | 19.9422 | 24.5106 | 2502.373 | 2485.3333 | 2437.4543 | 2473.446
4 | 14 | 9 | 1538.5877 | 1566.5938 | 1617.9077 | 1705.9365 | 1773.9206 | 1819.9076 | 1923.4385 | 2116.0499 | -46.448 | -85.1942 | -158.8995 | -250.987 | 60.0967 | 85.0197 | 136.833 | 222.7547 | 24.1801 | 42.1082 | 80.5366 | 136.9265 | -1069.0453 | -1231.6429 | -1585.2617 | -2049.1466 | 10.6034 | 20.4351 | 40.6826 | 59.7644 | 2291.8952 | 2217.2272 | 2055.2372 | 1941.2982
4 | 14 | 10 | 1514.6727 | 1541.8822 | 1590.4877 | 1670.7873 | 1930.0416 | 1980.0758 | 2092.7184 | 2302.2813 | -49.9381 | -90.8401 | -169.8841 | -267.9405 | 72.8975 | 106.611 | 168.4772 | 278.4431 | 24.4189 | 42.5198 | 80.6611 | 139.4216 | -1563.0073 | -1797.8895 | -2304.672 | -2958.9053 | 10.1799 | 14.805 | 28.7165 | 54.5738 | 1939.2653 | 1797.1642 | 1486.5049 | 1218.6612
4 | 14 | 11 | 1495.0321 | 1521.9878 | 1569.1421 | 1644.0956 | 2026.639 | 2079.1774 | 2197.4576 | 2417.509 | -52.0863 | -92.667 | -168.5636 | -261.1983 | 87.9916 | 128.2024 | 207.4033 | 335.2638 | 18.716 | 32.9246 | 64.3156 | 112.8943 | -1912.8386 | -2197.7301 | -2812.6057 | -3609.6536 | 5.0058 | 4.379 | 7.4565 | 23.8381 | 1668.4595 | 1476.274 | 1064.6059 | 662.7489
4 | 14 | 12 | 1449.0135 | 1474.9187 | 1519.1395 | 1588.6771 | 2082.8983 | 2136.8952 | 2258.4589 | 2484.6189 | -53.7319 | -92.8323 | -167.243 | -258.6541 | 100.3936 | 145.9046 | 232.5599 | 372.0121 | 15.1872 | 27.7973 | 54.8066 | 97.8262 | -2078.0548 | -2386.738 | -3052.5977 | -3915.8554 | 1.4713 | 1.0426 | 1.6777 | 7.1802 | 1517.1773 | 1306.9882 | 846.8019 | 375.805
4 | 14 | 13 | 1390.4428 | 1415.2656 | 1456.8615 | 1521.8419 | 2079.0733 | 2132.971 | 2254.3115 | 2480.0562 | -54.2804 | -91.8928 | -163.834 | -248.7512 | 103.2947 | 149.7938 | 243.9469 | 387.5554 | 10.8319 | 20.4361 | 42.3762 | 77.7302 | -1931.8674 | -2221.5321 | -2847.4564 | -3656.5251 | 0.5375 | 9.1753e-22 | -0.29902 | 2.2458 | 1598.0324 | 1405.0416 | 985.9067 | 564.1533
4 | 14 | 14 | 1315.3307 | 1338.8818 | 1377.0336 | 1436.3686 | 2077.8308 | 2131.6964 | 2252.9643 | 2478.5741 | -51.9792 | -92.667 | -163.834 | -244.1284 | 103.8124 | 150.0671 | 237.5433 | 374.698 | 11.4047 | 21.6898 | 43.8058 | 77.1997 | -1768.0821 | -2033.4007 | -2608.3164 | -3357.4912 | 0.13573 | -0.10426 | -0.47491 | 0.44137 | 1688.4531 | 1516.1631 | 1138.7217 | 765.6622
4 | 14 | 15 | 1263.8822 | 1285.7079 | 1321.5235 | 1379.8532 | 2056.4084 | 2109.7186 | 2229.7362 | 2453.02 | -51.8721 | -92.5018 | -163.834 | -238.9646 | 98.0102 | 141.6287 | 223.1826 | 348.5522 | 10.9989 | 20.8477 | 42.3762 | 74.8063 | -1442.238 | -1658.2569 | -2122.5299 | -2716.1453 | -0.13573 | -0.20852 | -0.47491 | -0.16012 | 1935.0538 | 1806.9356 | 1529.9798 | 1300.9617
4 | 14 | 16 | 1259.3692 | 1279.7686 | 1316.0855 | 1379.6698 | 2006.0789 | 2058.0844 | 2175.1647 | 2392.9837 | -51.1093 | -92.5018 | -166.9615 | -240.9677 | 50.7569 | 71.1705 | 109.2449 | 170.6729 | 12.6221 | 24.1891 | 48.5034 | 82.9989 | -1092.7839 | -1255.9626 | -1608.7488 | -2067.1196 | -0.1303 | -0.43465 | -0.29902 | -0.7616 | 2184.8036 | 2084.3135 | 1872.9891 | 1717.4764
4 | 14 | 17 | 1285.9012 | 1306.7462 | 1345.3794 | 1414.4991 | 1940.3027 | 1990.603 | 2103.8444 | 2314.5215 | -49.4331 | -93.2761 | -166.4751 | -237.8069 | 54.0568 | 75.596 | 114.9385 | 170.6729 | 13.3971 | 26.2295 | 52.803 | 86.5063 | -634.9566 | -730.0262 | -935.1212 | -1199.8984 | -1.1917 | -1.4773 | -2.5748 | -5.4148 | 2608.0762 | 2574.3952 | 2512.7942 | 2543.0796
4 | 14 | 18 | 1457.2266 | 1482.5479 | 1530.9139 | 1616.433 | 1832.7175 | 1880.2287 | 1987.1912 | 2186.1867 | -47.1013 | -91.3361 | -165.9886 | -230.4481 | 52.6513 | 75.596 | 114.9385 | 170.6729 | 15.8319 | 30.9628 | 60.6198 | 96.1177 | -239.8607 | -275.795 | -352.6996 | -450.1967 | -5.8446 | -9.2102 | -17.5825 | -30.6271 | 3065.6206 | 3092.9942 | 3157.3926 | 3358.1385
4 | 14 | 19 | 1689.8202 | 1720.5506 | 1781.3111 | 1886.2036 | 1738.9322 | 1784.0121 | 1885.501 | 2074.3133 | -48.1678 | -87.3518 | -157.8499 | -230.3317 | 59.2511 | 82.028 | 125.1939 | 184.5927 | 15.65 | 30.5512 | 61.1423 | 101.1302 | -1.9675 | -2.2674 | -2.8866 | -3.6169 | -10.997 | -18.3079 | -34.7983 | -54.8369 | 3442.5211 | 3509.2149 | 3657.6134 | 3957.4543
4 | 14 | 20 | 1861.4232 | 1896.6966 | 1966.4874 | 2086.0348 | 1633.7419 | 1676.0949 | 1771.4446 | 1948.8355 | -47.1473 | -83.8111 | -150.2744 | -226.0172 | 82.8394 | 113.6672 | 167.8876 | 236.9637 | 15.817 | 29.728 | 58.9817 | 102.2065 | -0.0029378 | -0.0033719 | -0.0043111 | -0.005539 | -10.997 | -18.725 | -35.8388 | -56.2612 | 3535.6744 | 3613.6473 | 3778.6838 | 4091.7565
4 | 14 | 21 | 1924.142 | 1962.2792 | 2035.883 | 2163.2685 | 1470.7761 | 1508.9044 | 1594.743 | 1754.4391 | -44.4811 | -79.2699 | -142.4939 | -211.9162 | 133.1128 | 186.8178 | 282.9569 | 412.5783 | 14.7814 | 27.2287 | 54.8797 | 95.1055 | -0.0029378 | -0.0033719 | -0.0043111 | -0.005539 | -4.8945 | -8.2542 | -15.7505 | -24.2934 | 3493.4338 | 3597.7026 | 3810.214 | 4189.1763
4 | 14 | 22 | 1904.6892 | 1943.6216 | 2016.9361 | 2147.3572 | 1317.8142 | 1351.9771 | 1428.8884 | 1571.9759 | -39.9246 | -72.9019 | -131.3043 | -195.079 | 144.8168 | 201.9772 | 304.3459 | 444.8769 | 14.3756 | 26.1022 | 51.6225 | 88.5725 | -0.0029378 | -0.0033719 | -0.0043111 | -0.005539 | -0.67594 | -1.6587 | -3.8913 | -6.2933 | 3341.0923 | 3449.1141 | 3666.593 | 4051.4046
4 | 14 | 23 | 1812.9457 | 1850.4643 | 1920.8298 | 2049.2506 | 1188.0554 | 1218.8545 | 1288.1926 | 1417.1911 | -35.886 | -66.3686 | -118.7943 | -175.6978 | 167.1185 | 227.9941 | 339.7578 | 505.015 | 13.1948 | 24.1891 | 47.4583 | 80.824 | -0.0029378 | -0.0033719 | -0.0043111 | -0.005539 | 3.7923 | 5.4757 | 8.8515 | 13.695 | 3149.2179 | 3260.6057 | 3486.2914 | 3890.2722
4 | 14 | 24 | 1731.5232 | 1768.2184 | 1835.4694 | 1962.9117 | 1069.935 | 1097.6719 | 1160.1162 | 1276.2892 | -33.6001 | -58.1215 | -103.1567 | -157.0496 | 273.6648 | 364.5984 | 527.986 | 765.8593 | 10.9989 | 20.1518 | 39.7147 | 69.1616 | -0.0029378 | -0.0033719 | -0.0043111 | -0.005539 | 7.7476 | 12.7049 | 21.8959 | 34.0494 | 3060.2663 | 3205.2205 | 3482.0212 | 3951.2161
4 | 15 | 1 | 1620.2524 | 1655.2123 | 1717.6553 | 1838.3902 | 1027.4525 | 1054.0881 | 1114.0531 | 1225.6133 | -30.2172 | -52.806 | -93.979 | -142.8321 | 232.5703 | 310.0217 | 450.1339 | 647.7681 | 10.76 | 18.7599 | 37.1046 | 63.2608 | -0.0029378 | -0.0033719 | -0.0043111 | -0.005539 | 5.964 | 9.7504 | 17.2023 | 26.0561 | 2866.7792 | 2995.0231 | 3242.1658 | 3658.2508
4 | 15 | 2 | 1544.818 | 1578.1672 | 1636.9372 | 1753.4064 | 1009.8268 | 1036.0054 | 1094.9417 | 1204.5882 | -28.5104 | -49.2654 | -84.878 | -129.0394 | 157.3799 | 214.9547 | 315.2273 | 463.3863 | 8.0279 | 14.3286 | 28.9007 | 49.6115 | -0.0029378 | -0.0033719 | -0.0043111 | -0.005539 | 3.9416 | 6.3003 | 11.4682 | 17.4111 | 2695.481 | 2800.4875 | 3002.5927 | 3359.3584
4 | 15 | 3 | 1481.9522 | 1514.0706 | 1569.8253 | 1681.666 | 1019.7644 | 1046.2007 | 1105.7169 | 1216.4424 | -28.0384 | -47.4385 | -82.9944 | -126.1869 | 103.0857 | 142.1393 | 217.6586 | 326.3552 | 7.3249 | 13.6327 | 27.4711 | 47.218 | -0.0029378 | -0.0033719 | -0.0043111 | -0.005539 | 1.5935 | 2.6417 | 5.0644 | 7.5019 | 2585.6794 | 2671.2431 | 2842.7375 | 3152.9909
4 | 15 | 4 | 1443.3558 | 1474.383 | 1528.0411 | 1636.0225 | 1055.1978 | 1082.5526 | 1144.1369 | 1258.7097 | -28.0384 | -47.4385 | -83.276 | -126.6116 | 67.0954 | 95.8772 | 152.7819 | 236.6745 | 7.4918 | 13.6327 | 27.4711 | 47.218 | -0.0029378 | -0.0033719 | -0.0043111 | -0.005539 | 0.92569 | 1.373 | 2.7696 | 3.6103 | 2546.0252 | 2620.3767 | 2771.9203 | 3055.6178
4 | 15 | 5 | 1414.4142 | 1444.1247 | 1495.6357 | 1598.7062 | 1132.125 | 1161.4741 | 1227.5481 | 1350.4736 | -28.5869 | -49.2654 | -86.4035 | -131.3508 | 42.1015 | 62.8919 | 104.3946 | 175.4041 | 8.2668 | 15.0245 | 29.4232 | 51.7 | -0.0029378 | -0.0033719 | -0.0043111 | -0.005539 | 0.92569 | 1.2687 | 2.5748 | 3.8804 | 2569.2434 | 2635.5151 | 2773.1686 | 3048.808
4 | 15 | 6 | 1431.6697 | 1461.7167 | 1513.3263 | 1615.6263 | 1181.3564 | 1211.9818 | 1280.929 | 1409.2001 | -30.3702 | -53.1975 | -94.4655 | -143.5651 | 30.7963 | 45.7261 | 81.958 | 138.6559 | 9.4842 | 16.526 | 32.9403 | 57.2583 | -1.6746 | -1.9515 | -2.6147 | -3.6272 | -0.12487 | -0.10426 | 0.17589 | 0.27011 | 2621.137 | 2680.6973 | 2812.2493 | 3073.8183
4 | 15 | 7 | 1520.8385 | 1552.532 | 1608.7231 | 1716.8654 | 1205.0679 | 1236.308 | 1306.6391 | 1437.4847 | -32.7326 | -60.3398 | -108.7826 | -167.2608 | 31.1951 | 47.6087 | 80.0322 | 138.6559 | 13.3971 | 23.1913 | 45.8933 | 77.7831 | -300.7299 | -344.8809 | -440.7978 | -567.7915 | -0.1303 | 0.10426 | 0.38967 | 0.50263 | 2436.9058 | 2454.5235 | 2492.0969 | 2636.2394
4 | 15 | 8 | 1567.6798 | 1599.3148 | 1656.1929 | 1762.7372 | 1336.1147 | 1370.7521 | 1448.7314 | 1593.8061 | -36.1155 | -69.8048 | -130.9568 | -201.2842 | 42.5004 | 65.311 | 102.2152 | 172.0867 | 20.3392 | 35.1586 | 67.7082 | 114.6556 | -886.5739 | -1017.6191 | -1302.0078 | -1676.6729 | 4.452 | 9.8872 | 19.9422 | 33.5078 | 2048.3966 | 1992.9997 | 1861.8251 | 1798.8362
4 | 15 | 9 | 1628.9395 | 1660.9644 | 1719.4575 | 1825.4338 | 1471.6971 | 1509.8492 | 1595.7415 | 1755.5376 | -40.2612 | -80.044 | -152.926 | -236.8859 | 60.0967 | 85.0197 | 136.833 | 222.7547 | 26.6 | 45.4497 | 86.1304 | 144.4494 | -1484.031 | -1702.5771 | -2176.2864 | -2799.3593 | 10.6034 | 20.4351 | 40.6826 | 67.9763 | 1673.6443 | 1539.0969 | 1249.6327 | 979.9065
4 | 15 | 10 | 1655.6811 | 1687.7044 | 1746.7924 | 1850.8504 | 1582.7829 | 1623.8149 | 1716.1904 | 1888.0482 | -43.2027 | -86.4642 | -162.8716 | -251.9527 | 72.8975 | 106.611 | 168.4772 | 278.4431 | 27.4116 | 47.6836 | 89.7098 | 151.5282 | -1890.6212 | -2169.9806 | -2775.4348 | -3570.2908 | 10.1799 | 14.805 | 28.7165 | 46.8658 | 1415.1291 | 1224.1741 | 811.5799 | 393.4921
4 | 15 | 11 | 1658.6218 | 1690.2098 | 1748.8471 | 1850.3401 | 1668.6698 | 1711.9282 | 1809.3164 | 1990.4997 | -45.3509 | -87.3516 | -162.59 | -249.525 | 87.9916 | 128.2024 | 207.4033 | 335.2638 | 22.6654 | 39.6265 | 76.0989 | 129.4829 | -2200.5426 | -2525.6419 | -3229.9253 | -4153.3105 | 5.0058 | 4.379 | 7.4565 | 11.9559 | 1197.0609 | 961.3523 | 456.6068 | -85.293
4 | 15 | 12 | 1632.2022 | 1663.3324 | 1720.2914 | 1818.0945 | 1719.4399 | 1764.0145 | 1864.3658 | 2051.0616 | -47.0271 | -87.6821 | -158.7051 | -240.896 | 100.3936 | 145.9046 | 232.5599 | 372.0121 | 16.5566 | 29.3354 | 58.3237 | 99.9941 | -2334.7173 | -2681.015 | -3431.2413 | -4413.4659 | 1.4713 | 1.0426 | 1.6777 | 2.9086 | 1088.3192 | 834.9324 | 287.272 | -310.2911
4 | 15 | 13 | 1579.1415 | 1609.244 | 1663.3586 | 1756.5378 | 1737.8541 | 1782.9061 | 1884.332 | 2073.0273 | -48.8104 | -86.7947 | -155.5776 | -236.157 | 103.2947 | 149.7938 | 243.9469 | 387.5554 | 13.0279 | 24.5831 | 49.3996 | 86.2431 | -2294.1801 | -2634.7422 | -3372.5919 | -4338.5873 | 0.5375 | 9.1753e-22 | -0.29902 | -0.16012 | 1090.8651 | 844.9899 | 312.5687 | -271.5408
4 | 15 | 14 | 1506.7504 | 1535.5169 | 1585.8755 | 1672.8884 | 1763.1607 | 1808.8687 | 1911.7717 | 2103.2147 | -49.466 | -86.96 | -154.0521 | -231.8425 | 103.8124 | 150.0671 | 237.5433 | 374.698 | 12.0493 | 22.7973 | 45.4953 | 79.3676 | -2091.4244 | -2402.4354 | -3076.5228 | -3958.5026 | 0.13573 | -0.10426 | -0.47491 | -0.7616 | 1245.0181 | 1027.7504 | 549.6359 | 39.0621
4 | 15 | 15 | 1465.1728 | 1492.6999 | 1541.2853 | 1625.9308 | 1750.4428 | 1795.8212 | 1897.9818 | 2088.044 | -50.5631 | -86.96 | -155.3726 | -236.5816 | 98.0102 | 141.6287 | 223.1826 | 348.5522 | 12.6221 | 23.6205 | 47.5828 | 82.875 | -1795.9321 | -2062.414 | -2639.5307 | -3394.2267 | -0.13573 | -0.20852 | -0.47491 | -0.7616 | 1479.617 | 1304.1877 | 914.6543 | 513.832
4 | 15 | 16 | 1445.0708 | 1471.1611 | 1519.409 | 1604.0671 | 1723.0804 | 1767.7495 | 1868.3132 | 2055.4044 | -50.6702 | -87.7342 | -156.6931 | -240.5877 | 50.7569 | 71.1705 | 109.2449 | 170.6729 | 12.861 | 24.4437 | 49.6704 | 85.611 | -1351.2867 | -1552.1434 | -1986.8957 | -2554.1924 | -0.1303 | -0.43465 | -0.29902 | -0.16012 | 1829.682 | 1694.2125 | 1402.7496 | 1120.8151
4 | 15 | 17 | 1478.2433 | 1505.0551 | 1555.2898 | 1644.0178 | 1689.5537 | 1733.3536 | 1831.9606 | 2015.4114 | -50.5631 | -90.0571 | -162.4617 | -246.597 | 54.0568 | 75.596 | 114.9385 | 170.6729 | 15.0203 | 29.0023 | 57.4871 | 98.6282 | -813.6901 | -935.0366 | -1197.3826 | -1538.7292 | -1.1917 | -1.4773 | -2.5748 | -4.2118 | 2371.4292 | 2316.4361 | 2197.2569 | 2139.1924
4 | 15 | 18 | 1661.3451 | 1692.5261 | 1753.1572 | 1858.0886 | 1605.341 | 1646.9577 | 1740.6499 | 1914.9569 | -48.8104 | -90.5008 | -164.5397 | -250.1785 | 52.6513 | 75.596 | 114.9385 | 170.6729 | 17.4402 | 33.4513 | 65.8887 | 111.8486 | -266.8712 | -307.0045 | -393.4015 | -504.3932 | -5.8446 | -9.2102 | -17.5825 | -28.7614 | 3015.2514 | 3041.8156 | 3099.1106 | 3272.2341
4 | 15 | 19 | 1879.7636 | 1915.8327 | 1987.4105 | 2110.1745 | 1544.2644 | 1584.2978 | 1674.4253 | 1842.1007 | -46.92 | -89.3961 | -162.6561 | -246.9013 | 59.2511 | 82.028 | 125.1939 | 184.5927 | 19.0634 | 36.2173 | 70.5754 | 120.4701 | -1.9675 | -2.2674 | -2.8866 | -3.6169 | -10.997 | -18.3079 | -34.7983 | -55.7698 | 3442.458 | 3508.4045 | 3657.2641 | 3951.0501
4 | 15 | 20 | 2046.9931 | 2087.2938 | 2167.7566 | 2304.8466 | 1468.8867 | 1506.966 | 1592.6943 | 1752.1852 | -46.1573 | -88.0128 | -160.2966 | -243.3199 | 82.8394 | 113.6672 | 167.8876 | 236.9637 | 21.3897 | 39.0389 | 75.8363 | 129.359 | -0.0029378 | -0.0033719 | -0.0043111 | -0.005539 | -10.997 | -18.725 | -35.8388 | -57.7956 | 3562.9516 | 3640.2248 | 3808.035 | 4122.2334
4 | 15 | 21 | 2076.635 | 2118.5624 | 2200.808 | 2343.9158 | 1340.7463 | 1375.5037 | 1453.7534 | 1599.3309 | -44.5117 | -85.1332 | -155.3621 | -238.5807 | 133.1128 | 186.8178 | 282.9569 | 412.5783 | 22.0927 | 39.3232 | 76.3588 | 131.5491 | -0.0029378 | -0.0033719 | -0.0043111 | -0.005539 | -4.8945 | -8.2542 | -15.7505 | -25.4963 | 3523.1777 | 3626.8163 | 3842.7602 | 4223.2916
4 | 15 | 22 | 1990.048 | 2031.0676 | 2109.6644 | 2249.7751 | 1226.8096 | 1258.6134 | 1330.2133 | 1463.4197 | -41.6008 | -79.4873 | -145.698 | -221.6273 | 144.8168 | 201.9772 | 304.3459 | 444.8769 | 21.1508 | 37.7851 | 73.4996 | 124.3687 | -0.0029378 | -0.0033719 | -0.0043111 | -0.005539 | -0.67594 | -1.6587 | -3.8913 | -7.4963 | 3340.5456 | 3448.2939 | 3668.1296 | 4053.3113
4 | 15 | 23 | 1849.5965 | 1888.544 | 1960.893 | 2094.5666 | 1124.6859 | 1153.8422 | 1219.482 | 1341.5998 | -36.9831 | -68.526 | -125.6124 | -190.7646 | 170.0196 | 232.4196 | 351.939 | 532.2931 | 17.7741 | 31.5504 | 61.1938 | 103.7423 | -0.0029378 | -0.0033719 | -0.0043111 | -0.005539 | 3.7923 | 5.4757 | 8.8515 | 13.0935 | 3128.8824 | 3243.3025 | 3476.7426 | 3894.5251
4 | 15 | 24 | 1674.3771 | 1709.6478 | 1773.626 | 1895.3322 | 1097.9038 | 1126.3658 | 1190.4425 | 1309.6524 | -32.3654 | -59.2263 | -106.5657 | -161.9051 | 304.8597 | 408.3175 | 598.0157 | 881.6858 | 13.7309 | 24.2988 | 46.6758 | 80.7224 | -0.0029378 | -0.0033719 | -0.0043111 | -0.005539 | 7.7476 | 12.7049 | 21.8959 | 34.0494 | 3066.2508 | 3222.1053 | 3524.0859 | 4039.5315
4 | 16 | 1 | 1571.6535 | 1605.0096 | 1664.8684 | 1780.8572 | 1053.2259 | 1080.5297 | 1141.9989 | 1256.3576 | -29.0895 | -50.8139 | -89.0445 | -135.3569 | 219.3707 | 294.2021 | 439.8785 | 650.5241 | 9.8181 | 17.2219 | 34.3699 | 58.6771 | -0.0029378 | -0.0033719 | -0.0043111 | -0.005539 | 5.964 | 9.7504 | 17.2023 | 26.0561 | 2830.9398 | 2955.8965 | 3209.2691 | 3637.1095
4 | 16 | 2 | 1516.6245 | 1548.9913 | 1606.2143 | 1719.6037 | 1035.6305 | 1062.4781 | 1122.9204 | 1235.3686 | -27.4898 | -47.1601 | -82.7895 | -125.454 | 135.686 | 187.8649 | 291.2025 | 443.314 | 8.1949 | 15.0245 | 29.4232 | 51.7 | -0.0029378 | -0.0033719 | -0.0043111 | -0.005539 | 3.9416 | 6.3003 | 11.4682 | 17.4111 | 2672.5847 | 2773.4957 | 2978.4348 | 3341.9379
4 | 16 | 3 | 1477.0556 | 1508.5391 | 1563.4009 | 1673.4198 | 1058.1153 | 1085.5458 | 1147.3003 | 1262.1899 | -27.2756 | -46.2206 | -79.662 | -118.7118 | 81.7906 | 117.4686 | 193.6338 | 310.1709 | 6.4414 | 12.0946 | 24.7364 | 42.5327 | -0.0029378 | -0.0033719 | -0.0043111 | -0.005539 | 1.5935 | 2.6417 | 5.0644 | 7.5019 | 2597.7178 | 2680.0659 | 2854.4696 | 3177.0979
4 | 16 | 4 | 1440.9017 | 1471.2863 | 1523.6414 | 1627.9361 | 1150.7591 | 1180.5913 | 1247.7528 | 1372.7016 | -28.5104 | -48.0475 | -82.7895 | -123.4509 | 50.197 | 75.6321 | 136.0389 | 234.41 | 7.086 | 12.9367 | 26.166 | 44.8245 | -0.0029378 | -0.0033719 | -0.0043111 | -0.005539 | 0.92569 | 1.373 | 2.7696 | 3.6103 | 2621.3562 | 2693.7687 | 2853.5749 | 3160.0261
4 | 16 | 5 | 1411.4926 | 1439.9381 | 1489.1208 | 1583.4049 | 1354.9081 | 1390.0327 | 1469.1088 | 1616.224 | -30.6586 | -54.4155 | -96.825 | -147.1466 | 43.1983 | 68.6637 | 127.963 | 227.6958 | 11.1658 | 19.8674 | 38.4096 | 65.451 | -0.0029378 | -0.0033719 | -0.0043111 | -0.005539 | 0.92569 | 1.2687 | 2.7696 | 3.8804 | 2791.029 | 2865.3517 | 3030.5425 | 3349.504
4 | 16 | 6 | 1410.4084 | 1437.2186 | 1483.6607 | 1566.9583 | 1629.9312 | 1672.1854 | 1767.3127 | 1944.2897 | -35.8248 | -67.2038 | -122.1267 | -190.2235 | 68.4011 | 106.4718 | 183.9697 | 323.4499 | 19.6945 | 33.6205 | 63.5439 | 108.6908 | -2.2357 | -2.4802 | -2.9926 | -3.6861 | -0.12487 | -0.10426 | 0.56556 | 0.27011 | 3090.2498 | 3179.708 | 3373.9332 | 3749.7491
4 | 16 | 7 | 1436.1091 | 1461.5503 | 1506.5859 | 1582.2799 | 1899.5885 | 1948.8333 | 2059.6985 | 2265.9548 | -43.1698 | -82.9237 | -155.004 | -242.0458 | 117.1923 | 178.2143 | 292.9255 | 506.6993 | 27.1727 | 46.8415 | 86.2658 | 145.5633 | -287.8096 | -330.12 | -422.1697 | -544.1578 | -4.5988e-22 | 0.10426 | 0.5845 | 0.50263 | 3149.0832 | 3222.4999 | 3368.8865 | 3714.7964
4 | 16 | 8 | 1371.2108 | 1393.6799 | 1432.1458 | 1492.7457 | 2184.0842 | 2240.7043 | 2368.1735 | 2605.3202 | -49.6014 | -94.9899 | -178.2171 | -276.0692 | 169.7109 | 253.5984 | 415.4812 | 712.146 | 28.6874 | 49.0755 | 91.7973 | 153.8576 | -887.6606 | -1018.0314 | -1300.8209 | -1673.3074 | 5.7279 | 9.8872 | 17.4472 | 33.5078 | 2822.1592 | 2833.9239 | 2846.007 | 3048.2007
4 | 16 | 9 | 1383.8277 | 1405.3298 | 1442.8814 | 1497.588 | 2349.6923 | 2410.6055 | 2547.74 | 2802.8684 | -55.0255 | -102.1322 | -188.8436 | -292.2896 | 191.8938 | 285.8978 | 467.2986 | 804.1612 | 25.5495 | 44.3232 | 83.5311 | 141.1829 | -1411.4815 | -1619.5092 | -2070.2276 | -2661.9293 | 11.8249 | 20.4351 | 37.1512 | 67.9763 | 2496.2812 | 2444.95 | 2319.5312 | 2359.5578
4 | 16 | 10 | 1389.6986 | 1410.9243 | 1448.3858 | 1499.2773 | 2446.2319 | 2509.6478 | 2652.4166 | 2918.0272 | -58.4084 | -105.786 | -193.2151 | -294.601 | 183.5894 | 276.113 | 455.9113 | 788.6176 | 21.0422 | 36.6966 | 70.4428 | 119.3409 | -1850.0658 | -2122.7448 | -2713.17 | -3486.9042 | 8.7954 | 14.805 | 40.4553 | 46.8658 | 2140.8832 | 2019.656 | 1761.2268 | 1590.6236
4 | 16 | 11 | 1400.7858 | 1421.8613 | 1459.7742 | 1509.8487 | 2499.9342 | 2564.7423 | 2710.6454 | 2982.0869 | -62.1563 | -110.0488 | -197.5865 | -299.3402 | 167.0898 | 250.0961 | 420.4995 | 727.3472 | 18.3101 | 32.2287 | 63.4085 | 106.463 | -2133.8013 | -2448.4338 | -3129.4973 | -4021.2204 | 2.9807 | 4.379 | 18.1264 | 11.9559 | 1893.1431 | 1714.8248 | 1345.3703 | 1017.1411
4 | 16 | 12 | 1361.1365 | 1381.2535 | 1415.9041 | 1463.0821 | 2542.2413 | 2608.1462 | 2756.5184 | 3032.5536 | -64.5187 | -110.214 | -197.5099 | -294.601 | 158.9944 | 241.245 | 401.0365 | 697.8048 | 13.7309 | 24.5831 | 50.3202 | 84.621 | -2270.1258 | -2605.0236 | -3329.921 | -4278.7831 | 0.6678 | 1.0426 | 5.6177 | 2.9086 | 1742.1265 | 1541.0328 | 1101.966 | 707.586
4 | 16 | 13 | 1305.8969 | 1324.9965 | 1357.0258 | 1399.2107 | 2558.6746 | 2625.0055 | 2774.3368 | 3052.1564 | -66.0113 | -110.0488 | -194.3824 | -294.1763 | 151.198 | 228.2417 | 381.117 | 658.1513 | 10.4628 | 19.4558 | 40.6867 | 68.6798 | -2247.18 | -2578.8074 | -3296.7028 | -4236.29 | 0.1303 | 9.1753e-22 | 2.315 | -0.16012 | 1713.1713 | 1508.8433 | 1064.3961 | 647.5718
4 | 16 | 14 | 1247.3897 | 1265.0892 | 1294.7257 | 1333.0354 | 2551.0748 | 2617.2086 | 2766.0964 | 3043.0908 | -66.4833 | -110.823 | -192.4988 | -291.0156 | 137.8181 | 208.2854 | 351.6854 | 600.7785 | 7.5638 | 14.7402 | 32.9431 | 54.9289 | -2039.1317 | -2341.3122 | -2995.5929 | -3851.4968 | -0.0054293 | -0.10426 | 0.81317 | -0.7616 | 1838.2259 | 1653.0839 | 1258.1721 | 888.5595
4 | 16 | 15 | 1219.7716 | 1237.5045 | 1266.6244 | 1305.1792 | 2497.8766 | 2562.6313 | 2708.4143 | 2979.6324 | -66.8482 | -109.6051 | -190.4103 | -287.8548 | 128.8062 | 194.3227 | 324.8566 | 549.6096 | 7.158 | 13.7599 | 30.9909 | 52.8779 | -1748.2155 | -2007.5799 | -2569.0945 | -3303.0964 | -0.13573 | -0.20852 | 0.090652 | -0.7616 | 2038.4129 | 1890.8249 | 1571.4721 | 1295.5864
4 | 16 | 16 | 1277.3938 | 1297.6294 | 1331.5882 | 1380.0544 | 2358.7943 | 2419.9435 | 2557.6092 | 2813.7259 | -64.9578 | -108.3873 | -188.8082 | -287.1219 | 66.5297 | 97.3009 | 158.0047 | 251.1028 | 8.6142 | 16.6708 | 35.0306 | 61.0706 | -1318.99 | -1514.9455 | -1938.9375 | -2492.327 | -0.1303 | -0.43465 | -0.28007 | -0.16012 | 2327.2539 | 2207.7771 | 1954.2069 | 1726.3447
4 | 16 | 17 | 1412.8123 | 1436.9291 | 1479.875 | 1544.9749 | 2166.9706 | 2223.147 | 2349.6174 | 2584.9059 | -63.1746 | -106.282 | -187.0012 | -283.9611 | 75.024 | 107.622 | 170.1859 | 267.7785 | 11.2513 | 21.2295 | 41.2823 | 73.9861 | -803.2383 | -922.8928 | -1181.5284 | -1517.8063 | -0.78996 | -1.4773 | -3.687 | -4.2118 | 2798.8554 | 2758.2755 | 2668.7441 | 2665.6663
4 | 16 | 18 | 1674.443 | 1705.2301 | 1763.7122 | 1856.5117 | 1930.8921 | 1980.9484 | 2093.6406 | 2303.2958 | -59.2431 | -103.5678 | -185.7573 | -286.3889 | 91.6136 | 130.41 | 197.1844 | 302.9031 | 16.8593 | 30.3941 | 57.6279 | 102.7036 | -268.065 | -308.3577 | -395.193 | -506.8366 | -5.4428 | -9.2102 | -23.0622 | -28.7614 | 3381.0571 | 3425.8469 | 3508.1525 | 3743.4274
4 | 16 | 19 | 1960.0418 | 1997.271 | 2070.9557 | 2190.4828 | 1771.5611 | 1817.487 | 1920.8802 | 2113.2353 | -55.5717 | -99.4181 | -181.3858 | -277.6436 | 98.2135 | 137.3785 | 206.6456 | 310.1087 | 21.1277 | 37.6281 | 70.8408 | 124.3047 | -6.0134 | -6.988 | -9.1235 | -11.7901 | -10.997 | -18.3079 | -39.1469 | -55.7698 | 3778.3621 | 3865.0505 | 4039.666 | 4392.928
4 | 16 | 20 | 2137.7958 | 2179.3702 | 2262.4383 | 2398.8817 | 1651.0502 | 1693.8519 | 1790.2118 | 1969.4819 | -52.1451 | -95.3205 | -177.5774 | -269.7476 | 107.7144 | 151.4649 | 226.9868 | 330.1112 | 24.1937 | 42.949 | 82.7487 | 140.4115 | -0.0029378 | -0.0033719 | -0.0043111 | -0.005539 | -11.1327 | -18.725 | -40.3822 | -57.7956 | 3857.4733 | 3953.5872 | 4144.4215 | 4511.3376
4 | 16 | 21 | 2169.5488 | 2212.4987 | 2297.984 | 2442.8485 | 1463.4398 | 1501.3779 | 1586.7883 | 1745.6878 | -48.7622 | -90.0051 | -165.144 | -251.2158 | 192.7202 | 271.1768 | 414.974 | 610.2486 | 23.7159 | 41.8415 | 81.4436 | 138.1197 | -0.0029378 | -0.0033719 | -0.0043111 | -0.005539 | -5.0302 | -8.2542 | -18.5404 | -25.4963 | 3795.6295 | 3928.6322 | 4197.5012 | 4660.187
4 | 16 | 22 | 2077.8108 | 2120.0221 | 2201.916 | 2345.6447 | 1299.0668 | 1332.7437 | 1408.5608 | 1549.6128 | -43.703 | -80.8706 | -146.6604 | -222.7809 | 212.1208 | 292.7682 | 439.3364 | 641.9764 | 20.3392 | 36.3933 | 69.9202 | 119.7851 | -0.0029378 | -0.0033719 | -0.0043111 | -0.005539 | -0.94741 | -1.6587 | -5.9398 | -7.4963 | 3564.6842 | 3699.3946 | 3967.129 | 4426.7361
4 | 16 | 23 | 1943.6793 | 1983.8543 | 2060.466 | 2199.0056 | 1158.7879 | 1188.8283 | 1256.4583 | 1382.2789 | -38.1413 | -68.9697 | -122.9608 | -187.1792 | 316.7305 | 424.7354 | 617.8148 | 887.5586 | 16.1658 | 28.6205 | 56.1848 | 94.575 | -0.0029378 | -0.0033719 | -0.0043111 | -0.005539 | 3.662 | 5.4757 | 7.1737 | 13.0935 | 3400.8813 | 3562.5411 | 3875.1325 | 4389.3268
4 | 16 | 24 | 1800.3582 | 1838.0155 | 1908.8156 | 2039.7326 | 1080.2443 | 1108.2485 | 1171.2945 | 1288.5869 | -33.0516 | -58.8958 | -102.8751 | -156.7413 | 304.8597 | 408.3175 | 598.0157 | 881.6858 | 12.3832 | 22.3857 | 42.6361 | 74.7199 | -0.0029378 | -0.0033719 | -0.0043111 | -0.005539 | 7.7476 | 12.7049 | 21.8959 | 34.0494 | 3172.5385 | 3330.7731 | 3639.7784 | 4162.0279
4 | 17 | 1 | 1668.9373 | 1704.4031 | 1769.1257 | 1891.8217 | 1049.1572 | 1076.3555 | 1137.5872 | 1251.5042 | -29.5615 | -50.8139 | -88.763 | -134.9322 | 219.3707 | 294.2021 | 439.8785 | 650.5241 | 7.7891 | 14.3286 | 28.9007 | 50.3828 | -0.0029378 | -0.0033719 | -0.0043111 | -0.005539 | 5.964 | 9.7504 | 17.2023 | 26.0561 | 2921.6538 | 3048.2224 | 3303.927 | 3735.351
4 | 17 | 2 | 1585.3019 | 1618.9686 | 1680.2142 | 1797.4581 | 1041.0769 | 1068.0657 | 1128.8258 | 1241.8654 | -28.9824 | -48.0475 | -82.508 | -125.454 | 135.686 | 187.8649 | 291.2025 | 443.314 | 6.4414 | 11.8103 | 23.4314 | 42.6343 | -0.0029378 | -0.0033719 | -0.0043111 | -0.005539 | 3.9416 | 6.3003 | 11.4682 | 17.4111 | 2743.4624 | 2844.9589 | 3052.6298 | 3417.2234
4 | 17 | 3 | 1536.3494 | 1568.973 | 1627.3568 | 1740.4653 | 1062.7112 | 1090.2608 | 1152.2836 | 1267.6722 | -28.5104 | -48.0475 | -79.662 | -123.4509 | 81.7906 | 117.4686 | 193.6338 | 310.1709 | 6.4414 | 12.0946 | 23.4314 | 42.6343 | -0.0029378 | -0.0033719 | -0.0043111 | -0.005539 | 1.5935 | 2.6417 | 5.0644 | 7.5019 | 2660.3727 | 2743.3879 | 2922.1037 | 3244.9882
4 | 17 | 4 | 1480.7004 | 1511.7906 | 1566.778 | 1672.6212 | 1163.4899 | 1193.6522 | 1261.5566 | 1387.8878 | -28.9824 | -49.8744 | -88.763 | -134.9322 | 50.197 | 75.6321 | 136.0389 | 234.41 | 9.2454 | 16.526 | 31.5107 | 56.182 | -0.0029378 | -0.0033719 | -0.0043111 | -0.005539 | 0.92569 | 1.373 | 2.7696 | 3.6103 | 2675.573 | 2749.096 | 2909.8866 | 3219.7735
4 | 17 | 5 | 1452.7409 | 1482.1385 | 1533.8841 | 1630.0041 | 1362.9414 | 1398.2742 | 1477.8193 | 1625.8067 | -31.7862 | -58.8436 | -104.4006 | -163.3671 | 43.1983 | 68.6637 | 127.963 | 227.6958 | 15.5062 | 26.8171 | 50.5909 | 85.7725 | -0.0029378 | -0.0033719 | -0.0043111 | -0.005539 | 0.92569 | 1.2687 | 2.7696 | 3.8804 | 2843.5233 | 2918.3153 | 3088.622 | 3409.7869
4 | 17 | 6 | 1442.4314 | 1469.4443 | 1517.4025 | 1602.9939 | 1640.2009 | 1682.7213 | 1778.448 | 1956.5401 | -36.8454 | -71.6319 | -132.5483 | -210.7585 | 68.4011 | 106.4718 | 183.9697 | 323.4499 | 24.1801 | 42.1258 | 77.9373 | 131.609 | -8.0394 | -9.1193 | -11.4858 | -14.7253 | -0.12487 | -0.10426 | 0.56556 | 0.27011 | 3130.2039 | 3219.9078 | 3414.2889 | 3789.3793
4 | 17 | 7 | 1442.8772 | 1468.4174 | 1514.4468 | 1589.6847 | 1914.1722 | 1963.7951 | 2075.5114 | 2283.3513 | -43.384 | -86.5775 | -162.5795 | -256.6879 | 117.1923 | 178.2143 | 292.9255 | 506.6993 | 31.0856 | 52.8109 | 97.6646 | 166.0881 | -308.1704 | -353.2497 | -450.9903 | -579.8716 | -4.5988e-22 | 0.10426 | 0.5845 | 0.50263 | 3153.7728 | 3223.5147 | 3367.563 | 3709.7665
4 | 17 | 8 | 1363.3771 | 1385.484 | 1423.192 | 1483.2279 | 2197.297 | 2254.2595 | 2382.4999 | 2621.0812 | -50.622 | -97.591 | -182.6651 | -282.8114 | 169.7109 | 253.5984 | 415.4812 | 712.146 | 30.5495 | 51.9688 | 97.2666 | 163.9995 | -886.8432 | -1017.1641 | -1299.6793 | -1671.3349 | 5.7279 | 9.8872 | 17.4472 | 33.5078 | 2829.1971 | 2840.4427 | 2853.5424 | 3059.8162
4 | 17 | 9 | 1349.7772 | 1370.573 | 1405.8364 | 1457.7031 | 2374.8464 | 2436.4117 | 2575.0143 | 2832.8739 | -55.7117 | -102.9064 | -187.3181 | -291.865 | 191.8938 | 285.8978 | 467.2986 | 804.1612 | 24.9917 | 43.2157 | 81.4436 | 137.6755 | -1409.2879 | -1616.8111 | -2066.4392 | -2656.7098 | 11.8249 | 20.4351 | 37.1512 | 67.9763 | 2488.3344 | 2436.8157 | 2312.9868 | 2351.8153
4 | 17 | 10 | 1366.6363 | 1387.1031 | 1422.6228 | 1471.4714 | 2473.6494 | 2537.7761 | 2682.1451 | 2950.7326 | -59.5361 | -105.786 | -188.562 | -289.8619 | 183.5894 | 276.113 | 455.9113 | 788.6176 | 18.8829 | 32.9246 | 63.6685 | 108.9581 | -1756.0566 | -2015.462 | -2577.4832 | -3314.8953 | 8.7954 | 14.805 | 40.4553 | 46.8658 | 2235.9606 | 2127.4739 | 1898.7577 | 1761.8883
4 | 17 | 11 | 1390.2075 | 1410.7781 | 1447.8522 | 1497.1225 | 2520.4677 | 2585.8081 | 2732.9096 | 3006.5806 | -63.3911 | -107.6128 | -188.767 | -289.4372 | 167.0898 | 250.0961 | 420.4995 | 727.3472 | 13.564 | 24.5831 | 49.1505 | 83.8496 | -2073.963 | -2379.8919 | -3042.2925 | -3909.8588 | 2.9807 | 4.379 | 18.1264 | 11.9559 | 1956.9555 | 1788.1397 | 1437.4787 | 1127.5599
4 | 17 | 12 | 1372.9618 | 1393.2999 | 1429.5723 | 1475.872 | 2553.938 | 2620.1461 | 2769.201 | 3046.5062 | -65.5393 | -110.0488 | -187.165 | -289.4372 | 158.9944 | 241.245 | 401.0365 | 697.8048 | 9.6512 | 18.3483 | 37.554 | 66.4897 | -2206.6758 | -2532.2967 | -3237.1795 | -4159.8059 | 0.6678 | 1.0426 | 5.6177 | 2.9086 | 1823.9981 | 1631.7365 | 1218.6371 | 840.3382
4 | 17 | 13 | 1377.566 | 1397.8481 | 1435.733 | 1480.5579 | 2551.7331 | 2617.8841 | 2766.8102 | 3043.8761 | -67.0318 | -110.6578 | -182.7169 | -290.5909 | 151.198 | 228.2417 | 381.117 | 658.1513 | 7.3249 | 14.3286 | 30.5929 | 53.7133 | -2203.9418 | -2529.3133 | -3233.498 | -4154.6725 | 0.1303 | 9.1753e-22 | 2.315 | -0.16012 | 1816.9787 | 1618.3313 | 1200.3532 | 790.8751
4 | 17 | 14 | 1372.4781 | 1392.8897 | 1430.469 | 1475.6073 | 2540.9089 | 2606.7792 | 2755.0737 | 3030.9642 | -67.5038 | -110.6578 | -182.4354 | -287.8548 | 137.8181 | 208.2854 | 351.6854 | 600.7785 | 5.9405 | 12.0946 | 26.5532 | 48.1551 | -2052.1226 | -2355.3421 | -3011.7395 | -3870.585 | -0.0054293 | -0.10426 | 0.81317 | -0.7616 | 1937.5138 | 1753.9448 | 1370.4195 | 996.3038
4 | 17 | 15 | 1368.8597 | 1389.5199 | 1428.4305 | 1475.3507 | 2484.9928 | 2549.4136 | 2694.4446 | 2964.2638 | -66.8482 | -109.6051 | -183.6793 | -287.8548 | 128.8062 | 194.3227 | 324.8566 | 549.6096 | 7.3249 | 14.0442 | 29.2878 | 53.1829 | -1766.4197 | -2027.6073 | -2592.8084 | -3331.6152 | -0.13573 | -0.20852 | 0.090652 | -0.7616 | 2156.5799 | 2009.8794 | 1700.6224 | 1422.1753
4 | 17 | 16 | 1426.6045 | 1449.6185 | 1492.7267 | 1549.8698 | 2350.2616 | 2411.1896 | 2548.3573 | 2803.5475 | -64.5929 | -107.7783 | -183.6793 | -287.8548 | 66.5297 | 97.3009 | 158.0047 | 251.1028 | 9.962 | 18.4567 | 35.9376 | 65.6542 | -1339.3833 | -1537.8327 | -1967.2984 | -2527.9522 | -0.1303 | -0.43465 | -0.28007 | -0.16012 | 2449.2512 | 2330.52 | 2083.7686 | 1854.2073
4 | 17 | 17 | 1497.8889 | 1523.7548 | 1572.5779 | 1642.417 | 2162.3816 | 2218.439 | 2344.6415 | 2579.4318 | -62.3376 | -106.7257 | -183.4744 | -291.861 | 75.024 | 107.622 | 170.1859 | 267.7785 | 13.9834 | 25.8355 | 47.7209 | 87.8388 | -792.4214 | -910.9862 | -1167.4767 | -1501.0054 | -0.78996 | -1.4773 | -3.687 | -4.2118 | 2893.7288 | 2856.4621 | 2780.4883 | 2780.3879
4 | 17 | 18 | 1575.91 | 1604.9918 | 1659.8421 | 1746.3761 | 1926.7896 | 1976.7396 | 2089.1923 | 2298.4021 | -59.3196 | -102.9066 | -177.0144 | -282.3827 | 91.6136 | 130.41 | 197.1844 | 302.9031 | 16.4535 | 29.9825 | 53.9727 | 100.5134 | -260.0691 | -299.1636 | -383.4599 | -491.9822 | -5.4428 | -9.2102 | -23.0622 | -28.7614 | 3285.9352 | 3330.8435 | 3416.655 | 3645.0684
4 | 17 | 19 | 1929.8367 | 1966.5802 | 2041.1383 | 2155.4042 | 1773.7961 | 1819.7799 | 1923.3035 | 2115.9014 | -55.0997 | -98.4786 | -169.5154 | -268.8983 | 98.2135 | 137.3785 | 206.6456 | 310.1087 | 18.3957 | 33.1967 | 61.5918 | 111.63 | -8.7298 | -10.1291 | -13.1736 | -16.9221 | -10.997 | -18.3079 | -39.1469 | -55.7698 | 3745.4154 | 3830.0197 | 4010.8433 | 4351.4542
4 | 17 | 20 | 2112.3031 | 2153.1825 | 2236.9895 | 2369.0003 | 1658.1804 | 1701.167 | 1797.9429 | 1977.9873 | -51.7802 | -92.8846 | -162.298 | -255.955 | 107.7144 | 151.4649 | 226.9868 | 330.1112 | 19.3023 | 34.571 | 65.8805 | 118.6712 | -0.0029378 | -0.0033719 | -0.0043111 | -0.005539 | -11.1327 | -18.725 | -40.3822 | -57.7956 | 3834.5843 | 3928.7724 | 4125.1152 | 4482.0139
4 | 17 | 21 | 2144.2908 | 2186.6767 | 2272.2754 | 2413.5571 | 1467.5589 | 1505.6038 | 1591.2546 | 1750.6013 | -47.9558 | -87.4039 | -154.5175 | -241.7375 | 192.7202 | 271.1768 | 414.974 | 610.2486 | 19.6361 | 34.8553 | 67.3101 | 117.7982 | -0.0029378 | -0.0033719 | -0.0043111 | -0.005539 | -5.0302 | -8.2542 | -18.5404 | -25.4963 | 3771.2171 | 3902.6511 | 4172.7519 | 4624.9659
4 | 17 | 22 | 2038.1178 | 2079.1778 | 2159.8221 | 2299.4586 | 1304.3786 | 1338.1932 | 1414.3204 | 1555.9491 | -43.3381 | -79.0437 | -140.2004 | -218.0418 | 212.1208 | 292.7682 | 439.3364 | 641.9764 | 18.0129 | 31.962 | 61.7163 | 107.6562 | -0.0029378 | -0.0033719 | -0.0043111 | -0.005539 | -0.94741 | -1.6587 | -5.9398 | -7.4963 | 3528.3418 | 3661.3954 | 3929.0507 | 4379.4967
4 | 17 | 23 | 1907.1818 | 1946.5328 | 2021.8807 | 2156.974 | 1166.4329 | 1196.6714 | 1264.7477 | 1391.3983 | -37.5928 | -68.0824 | -121.4353 | -184.8678 | 316.7305 | 424.7354 | 617.8148 | 887.5586 | 14.7814 | 26.3865 | 51.6225 | 87.8012 | -0.0029378 | -0.0033719 | -0.0043111 | -0.005539 | 3.662 | 5.4757 | 7.1737 | 13.0935 | 3371.193 | 3531.7162 | 3841.7998 | 4351.9521
4 | 17 | 24 | 1777.1996 | 1814.7043 | 1884.1041 | 2013.0708 | 1087.3197 | 1115.5073 | 1178.9663 | 1297.0269 | -33.5236 | -58.8958 | -101.3497 | -156.7413 | 304.8597 | 408.3175 | 598.0157 | 881.6858 | 10.9989 | 20.1518 | 39.1921 | 68.0477 | -0.0029378 | -0.0033719 | -0.0043111 | -0.005539 | 7.7476 | 12.7049 | 21.8959 | 34.0494 | 3154.5989 | 3312.4867 | 3620.8202 | 4137.1339
4 | 18 | 1 | 1653.3031 | 1688.8175 | 1752.4903 | 1873.3898 | 1054.9426 | 1082.2908 | 1143.8602 | 1258.4053 | -30.5821 | -51.4229 | -90.0835 | -134.9322 | 219.3707 | 294.2021 | 439.8785 | 650.5241 | 7.7891 | 14.7402 | 29.6831 | 49.5098 | -0.0029378 | -0.0033719 | -0.0043111 | -0.005539 | 5.964 | 9.7504 | 17.2023 | 26.0561 | 2910.7845 | 3038.3747 | 3293.0266 | 3722.9473
4 | 18 | 2 | 1576.7516 | 1610.9015 | 1670.8992 | 1787.0995 | 1044.6159 | 1071.6965 | 1132.6631 | 1246.087 | -28.9824 | -48.6565 | -83.8285 | -125.454 | 135.686 | 187.8649 | 291.2025 | 443.314 | 6.6083 | 12.5062 | 25.5189 | 44.8245 | -0.0029378 | -0.0033719 | -0.0043111 | -0.005539 | 3.9416 | 6.4046 | 11.4682 | 17.4111 | 2738.618 | 2840.7138 | 3047.9191 | 3413.2766
4 | 18 | 3 | 1522.4162 | 1555.4764 | 1612.5137 | 1724.5127 | 1071.136 | 1098.904 | 1161.4185 | 1277.7219 | -27.9618 | -46.9949 | -82.508 | -123.4509 | 81.7906 | 117.4686 | 193.6338 | 310.1709 | 6.4414 | 11.8103 | 24.2139 | 42.5327 | -0.0029378 | -0.0033719 | -0.0043111 | -0.005539 | 1.5935 | 2.6417 | 5.0644 | 7.5019 | 2655.4129 | 2739.3028 | 2914.332 | 3238.9837
4 | 18 | 4 | 1473.0845 | 1504.4172 | 1558.4648 | 1663.3569 | 1170.5602 | 1200.9057 | 1269.2228 | 1396.3217 | -28.9824 | -48.8218 | -85.6355 | -130.1931 | 50.197 | 75.6321 | 136.0389 | 234.41 | 7.6221 | 14.0442 | 28.2536 | 47.218 | -0.0029378 | -0.0033719 | -0.0043111 | -0.005539 | 0.92569 | 1.373 | 2.7696 | 3.6103 | 2673.4042 | 2747.5472 | 2909.11 | 3214.7182
4 | 18 | 5 | 1450.0381 | 1479.8284 | 1530.8591 | 1626.3129 | 1368.3344 | 1403.807 | 1483.6667 | 1632.2397 | -31.7862 | -56.1293 | -101.2731 | -154.3135 | 43.1983 | 68.6637 | 127.963 | 227.6958 | 12.5135 | 22.513 | 43.2941 | 72.2248 | -0.0029378 | -0.0033719 | -0.0043111 | -0.005539 | 0.92569 | 1.373 | 2.7696 | 3.8804 | 2843.2208 | 2920.0523 | 3087.2751 | 3408.0346
4 | 18 | 6 | 1439.3069 | 1466.0469 | 1513.7424 | 1598.8668 | 1640.6204 | 1683.1517 | 1778.9029 | 1957.0406 | -36.8454 | -67.9781 | -127.6137 | -196.9658 | 68.4011 | 106.4718 | 183.9697 | 323.4499 | 20.8033 | 35.9817 | 67.8435 | 114.2491 | -8.0394 | -9.1193 | -11.4858 | -14.7253 | -0.12487 | 0.20852 | 0.56556 | 0.27011 | 3124.1221 | 3214.7634 | 3405.9245 | 3782.1855
4 | 18 | 7 | 1426.9897 | 1452.2617 | 1496.6911 | 1570.469 | 1920.7323 | 1970.5252 | 2082.6244 | 2291.1765 | -43.1698 | -83.5327 | -157.645 | -246.7849 | 117.1923 | 178.2143 | 292.9255 | 506.6993 | 27.5785 | 47.5374 | 88.8759 | 150.0453 | -299.4166 | -342.9151 | -437.2178 | -562.1814 | -4.5988e-22 | 0.62556 | 0.5845 | 0.50263 | 3149.9063 | 3222.7163 | 3366.8386 | 3709.9264
4 | 18 | 8 | 1386.266 | 1408.0485 | 1447.4944 | 1509.1754 | 2187.424 | 2244.1306 | 2371.7947 | 2609.304 | -49.8592 | -93.772 | -176.4101 | -273.3331 | 169.7109 | 253.5984 | 415.4812 | 712.146 | 27.1727 | 46.5572 | 87.0483 | 147.0837 | -830.0051 | -951.0079 | -1212.599 | -1557.2733 | 5.7279 | 8.636 | 17.4472 | 33.5078 | 2896.4371 | 2916.1908 | 2950.2566 | 3180.6106
4 | 18 | 9 | 1397.3622 | 1417.8967 | 1455.8539 | 1511.925 | 2357.4112 | 2418.5246 | 2556.1096 | 2812.0761 | -55.3904 | -97.9826 | -179.2561 | -277.6476 | 191.8938 | 285.8978 | 467.2986 | 804.1612 | 20.1003 | 35.1586 | 67.1856 | 114.6556 | -1354.9777 | -1555.1609 | -1989.0168 | -2558.4229 | 11.8249 | 18.7669 | 37.1512 | 67.9763 | 2568.2243 | 2523.101 | 2415.3259 | 2474.7237
4 | 18 | 10 | 1471.1236 | 1491.9274 | 1532.688 | 1592.1345 | 2440.6292 | 2503.8999 | 2646.3418 | 2911.344 | -58.8804 | -100.8621 | -179.461 | -273.6414 | 183.5894 | 276.113 | 455.9113 | 788.6176 | 13.9698 | 24.5831 | 49.1505 | 85.0652 | -1743.7902 | -2001.5352 | -2560.0444 | -3292.4621 | 8.7954 | 20.7479 | 40.4553 | 46.8658 | 2315.4367 | 2214.8741 | 1985.0415 | 1857.9235
4 | 18 | 11 | 1507.0419 | 1528.3292 | 1570.5319 | 1630.7325 | 2495.0069 | 2559.6873 | 2705.3027 | 2976.2093 | -61.1357 | -103.5764 | -181.268 | -273.6414 | 167.0898 | 250.0961 | 420.4995 | 727.3472 | 10.057 | 18.7599 | 38.3365 | 67.7052 | -1988.2065 | -2282.2918 | -2919.4011 | -3754.1655 | 2.9807 | 10.009 | 18.1264 | 11.9559 | 2132.834 | 1981.0133 | 1652.1279 | 1386.1433
4 | 18 | 12 | 1562.3515 | 1584.8287 | 1629.3282 | 1691.0912 | 2528.6326 | 2594.1847 | 2741.7626 | 3016.3202 | -63.0261 | -104.629 | -183.075 | -276.3775 | 158.9944 | 241.245 | 401.0365 | 697.8048 | 8.0279 | 15.8301 | 32.805 | 57.3224 | -2101.6618 | -2412.6784 | -3086.2713 | -3968.1723 | 0.6678 | 3.1278 | 5.6177 | 2.9086 | 2093.9862 | 1921.9089 | 1541.2037 | 1220.8974
4 | 18 | 13 | 1656.0367 | 1681.3331 | 1730.6098 | 1797.0865 | 2535.4368 | 2601.1653 | 2749.1404 | 3024.4368 | -63.4982 | -105.5164 | -182.7935 | -272.063 | 151.198 | 228.2417 | 381.117 | 658.1513 | 5.7017 | 12.0946 | 26.5532 | 45.9649 | -2085.9924 | -2394.8273 | -3063.6761 | -3939.4191 | 0.1303 | 1.1469 | 2.315 | -0.16012 | 2199.013 | 2023.6378 | 1643.2658 | 1313.9972
4 | 18 | 14 | 1666.4811 | 1693.0663 | 1743.6517 | 1811.6457 | 2510.4085 | 2575.4882 | 2722.0025 | 2994.5814 | -63.1332 | -107.1781 | -184.319 | -267.7486 | 137.8181 | 208.2854 | 351.6854 | 600.7785 | 5.1439 | 10.7028 | 25.1236 | 43.4698 | -1998.281 | -2293.6721 | -2933.1546 | -3769.7614 | -0.0054293 | 0.41704 | 0.81317 | -0.7616 | 2258.432 | 2087.1095 | 1725.8028 | 1412.2037
4 | 18 | 15 | 1747.063 | 1776.5344 | 1831.8362 | 1906.5788 | 2448.4761 | 2511.9503 | 2654.8501 | 2920.7043 | -63.1332 | -106.4038 | -184.319 | -267.7486 | 128.8062 | 194.3227 | 324.8566 | 549.6096 | 5.4628 | 12.0946 | 26.4287 | 43.673 | -1718.3093 | -1972.5688 | -2522.8159 | -3241.8781 | -0.13573 | 0.31278 | 0.090652 | -0.7616 | 2548.2299 | 2416.2422 | 2130.9273 | 1910.1776
4 | 18 | 16 | 1829.5473 | 1862.8036 | 1923.9889 | 2010.219 | 2312.7565 | 2372.7122 | 2507.691 | 2758.8089 | -60.8779 | -106.4038 | -184.0374 | -263.0094 | 66.5297 | 97.3009 | 158.0047 | 251.1028 | 6.6802 | 14.3286 | 31.2508 | 50.3452 | -1318.3672 | -1513.7128 | -1936.3127 | -2487.7594 | -0.1303 | -0.22612 | -0.28007 | -0.16012 | 2836.1383 | 2726.8025 | 2500.3053 | 2319.547
4 | 18 | 17 | 1868.4693 | 1904.063 | 1969.2994 | 2065.0086 | 2142.2751 | 2197.8113 | 2322.8404 | 2555.4475 | -57.967 | -104.2985 | -184.0374 | -260.2734 | 75.024 | 107.622 | 170.1859 | 267.7785 | 9.2454 | 18.741 | 39.4547 | 61.7027 | -811.8859 | -932.6344 | -1193.6049 | -1532.8516 | -0.78996 | -1.8943 | -3.687 | -4.2118 | 3224.3708 | 3189.41 | 3120.4511 | 3152.6005
4 | 18 | 18 | 1931.1643 | 1968.1576 | 2038.7459 | 2148.948 | 1918.7115 | 1968.4521 | 2080.4334 | 2288.766 | -54.4769 | -101.419 | -180.705 | -257.1126 | 91.6136 | 130.41 | 197.1844 | 302.9031 | 13.1582 | 26.1022 | 51.896 | 83.5447 | -266.3208 | -306.3713 | -392.6912 | -503.609 | -5.4428 | -12.1295 | -23.0622 | -28.7614 | 3628.4071 | 3673.2021 | 3771.8012 | 4034.6788
4 | 18 | 19 | 2024.3594 | 2065.6206 | 2142.3004 | 2262.8259 | 1772.3471 | 1818.2933 | 1921.7323 | 2114.1729 | -51.2776 | -95.9905 | -174.245 | -249.9457 | 98.2135 | 137.3785 | 206.6456 | 310.1087 | 16.5566 | 31.6776 | 62.3743 | 101.7777 | -9.9091 | -11.4918 | -14.9064 | -19.0917 | -10.997 | -20.6017 | -39.1469 | -55.7698 | 3839.2929 | 3924.886 | 4104.7543 | 4464.0779
4 | 18 | 20 | 2196.107 | 2240.7213 | 2326.9331 | 2465.0174 | 1652.1657 | 1694.9963 | 1791.4212 | 1970.8125 | -49.6014 | -90.6751 | -164.8624 | -244.7819 | 107.7144 | 151.4649 | 226.9868 | 330.1112 | 18.1799 | 33.4635 | 65.756 | 109.0597 | -0.0029378 | -0.0033719 | -0.0043111 | -0.005539 | -11.1327 | -21.123 | -40.3822 | -57.7956 | 3913.4299 | 4008.8446 | 4205.8481 | 4572.4178
4 | 18 | 21 | 2232.5149 | 2277.984 | 2366.6193 | 2514.0835 | 1465.1421 | 1503.1244 | 1588.6341 | 1747.7185 | -47.1625 | -85.2465 | -151.1084 | -227.8284 | 192.7202 | 271.1768 | 414.974 | 610.2486 | 16.5566 | 30.5701 | 60.4113 | 102.6284 | -0.0029378 | -0.0033719 | -0.0043111 | -0.005539 | -5.0302 | -9.5053 | -18.5404 | -25.4963 | 3854.7382 | 3988.1001 | 4260.9855 | 4721.3488
4 | 18 | 22 | 2115.8362 | 2158.8821 | 2242.8306 | 2388.0766 | 1299.3089 | 1332.9921 | 1408.8234 | 1549.9016 | -43.231 | -77.0516 | -138.5984 | -208.5635 | 212.1208 | 292.7682 | 439.3364 | 641.9764 | 15.4261 | 27.9246 | 55.6622 | 93.3595 | -0.0029378 | -0.0033719 | -0.0043111 | -0.005539 | -0.94741 | -2.8056 | -5.9398 | -7.4963 | 3598.5107 | 3732.7065 | 4002.1102 | 4457.2488
4 | 18 | 23 | 1961.37 | 2002.0111 | 2079.3659 | 2218.6808 | 1162.9744 | 1193.1233 | 1260.9977 | 1387.2729 | -38.0648 | -66.9776 | -119.8333 | -177.7009 | 316.7305 | 424.7354 | 617.8148 | 887.5586 | 12.6221 | 23.2089 | 46.1532 | 78.5322 | -0.0029378 | -0.0033719 | -0.0043111 | -0.005539 | 3.662 | 4.7459 | 7.1737 | 13.0935 | 3419.2913 | 3580.8437 | 3891.6678 | 4407.4315
4 | 18 | 24 | 1835.9801 | 1874.7804 | 1946.9535 | 2079.6564 | 1085.2973 | 1113.4325 | 1176.7734 | 1294.6144 | -33.5236 | -57.8431 | -102.5936 | -156.3166 | 304.8597 | 408.3175 | 598.0157 | 881.6858 | 10.76 | 19.1715 | 37.8871 | 65.5526 | -0.0029378 | -0.0033719 | -0.0043111 | -0.005539 | 7.7476 | 12.4964 | 21.8959 | 34.0494 | 3211.1181 | 3370.3519 | 3678.9278 | 4199.2365
4 | 19 | 1 | 1706.6777 | 1743.3845 | 1809.5946 | 1934.1844 | 1054.8761 | 1082.2226 | 1143.7881 | 1258.326 | -30.1101 | -52.3103 | -93.211 | -139.6714 | 219.3707 | 294.2021 | 439.8785 | 650.5241 | 9.2454 | 16.9376 | 33.7228 | 57.7025 | -0.0029378 | -0.0033719 | -0.0043111 | -0.005539 | 5.964 | 9.7504 | 17.2023 | 26.0561 | 2966.0209 | 3094.1836 | 3350.971 | 3787.116
4 | 19 | 2 | 1616.5322 | 1651.5848 | 1713.426 | 1831.8425 | 1050.7154 | 1077.954 | 1139.2767 | 1253.3628 | -28.7682 | -48.8218 | -85.354 | -125.454 | 135.686 | 187.8649 | 291.2025 | 443.314 | 7.086 | 13.3483 | 27.4711 | 47.0147 | -0.0029378 | -0.0033719 | -0.0043111 | -0.005539 | 3.9416 | 6.4046 | 11.4682 | 17.4111 | 2785.1901 | 2888.3316 | 3097.4862 | 3467.4856
4 | 19 | 3 | 1559.5896 | 1593.5264 | 1652.3166 | 1766.5013 | 1073.0897 | 1100.9084 | 1163.5368 | 1280.0523 | -27.7476 | -47.8822 | -82.508 | -125.0293 | 81.7906 | 117.4686 | 193.6338 | 310.1709 | 6.8472 | 12.5062 | 26.0415 | 44.7229 | -0.0029378 | -0.0033719 | -0.0043111 | -0.005539 | 1.5935 | 2.6417 | 5.0644 | 7.5019 | 2695.1599 | 2779.1657 | 2958.0808 | 3283.9145
4 | 19 | 4 | 1508.4997 | 1540.4992 | 1596.1932 | 1703.4497 | 1171.0012 | 1201.3582 | 1269.701 | 1396.8477 | -28.7682 | -49.7091 | -85.6355 | -127.7653 | 50.197 | 75.6321 | 136.0389 | 234.41 | 7.086 | 13.3483 | 26.824 | 46.9131 | -0.0029378 | -0.0033719 | -0.0043111 | -0.005539 | 0.92569 | 1.373 | 2.7696 | 3.6103 | 2708.9385 | 2782.4983 | 2945.8869 | 3257.4598
4 | 19 | 5 | 1479.7925 | 1510.1231 | 1562.4942 | 1660.1293 | 1369.3145 | 1404.8125 | 1484.7295 | 1633.4089 | -31.6791 | -55.9641 | -100.9915 | -153.8888 | 43.1983 | 68.6637 | 127.963 | 227.6958 | 12.2163 | 22.1014 | 41.8022 | 69.8313 | -0.0029378 | -0.0033719 | -0.0043111 | -0.005539 | 0.92569 | 1.373 | 2.7696 | 3.8804 | 2873.7652 | 2951.1062 | 3118.7625 | 3441.0514
4 | 19 | 6 | 1459.8303 | 1487.3238 | 1535.692 | 1622.5096 | 1643.7645 | 1686.3773 | 1782.312 | 1960.7911 | -36.8454 | -69.805 | -129.4207 | -199.2771 | 68.4011 | 106.4718 | 183.9697 | 323.4499 | 21.615 | 37.5198 | 70.5782 | 117.8581 | -11.6511 | -13.3043 | -17.0226 | -22.3412 | -0.12487 | 0.20852 | 0.56556 | 0.27011 | 3144.9895 | 3234.792 | 3426.674 | 3803.2605
4 | 19 | 7 | 1462.9528 | 1489.4623 | 1535.4589 | 1611.8331 | 1919.7982 | 1969.5669 | 2081.6116 | 2290.0623 | -43.1698 | -84.6375 | -160.7725 | -251.5241 | 117.1923 | 178.2143 | 292.9255 | 506.6993 | 29.0932 | 50.183 | 93.8849 | 156.7175 | -309.7333 | -354.9696 | -453.0414 | -582.3631 | -4.5988e-22 | 0.62556 | 0.5845 | 0.50263 | 3176.1333 | 3248.445 | 3390.6515 | 3731.9277
4 | 19 | 8 | 1437.1528 | 1460.3092 | 1502.3886 | 1566.2319 | 2208.0892 | 2265.3316 | 2394.2018 | 2633.9549 | -49.8592 | -95.4336 | -179.5376 | -278.0723 | 169.7109 | 253.5984 | 415.4812 | 712.146 | 28.9262 | 49.7714 | 93.1024 | 156.9208 | -854.0521 | -980.0316 | -1253.4197 | -1613.6357 | 5.7279 | 8.636 | 17.4472 | 33.5078 | 2945.6957 | 2962.1813 | 2989.6638 | 3211.0535
4 | 19 | 9 | 1535.4562 | 1559.7457 | 1604.3911 | 1668.013 | 2384.242 | 2446.0509 | 2585.2018 | 2844.0816 | -54.9184 | -99.9748 | -182.6651 | -279.959 | 191.8938 | 285.8978 | 467.2986 | 804.1612 | 21.2091 | 37.1082 | 70.4428 | 119.1376 | -1359.4281 | -1560.2458 | -1995.6392 | -2567.652 | 11.8249 | 18.7669 | 37.1512 | 67.9763 | 2730.2796 | 2687.3489 | 2586.1812 | 2655.7588
4 | 19 | 10 | 1751.9763 | 1779.6874 | 1833.8077 | 1908.3854 | 2485.7356 | 2550.1757 | 2695.2501 | 2965.1499 | -58.3013 | -101.8017 | -182.5886 | -273.2167 | 183.5894 | 276.113 | 455.9113 | 788.6176 | 13.9698 | 24.5831 | 49.1505 | 83.5447 | -1758.9447 | -2018.8852 | -2582.3365 | -3321.9522 | 8.7954 | 20.7479 | 40.4553 | 46.8658 | 2626.8205 | 2530.6203 | 2309.6498 | 2197.3945
4 | 19 | 11 | 1887.6246 | 1917.8432 | 1978.4893 | 2060.8331 | 2538.8049 | 2604.6207 | 2752.7924 | 3028.4545 | -60.4495 | -104.516 | -184.114 | -271.2136 | 167.0898 | 250.0961 | 420.4995 | 727.3472 | 9.2454 | 17.2219 | 35.5396 | 61.7027 | -2011.7051 | -2309.1325 | -2953.5958 | -3798.6803 | 2.9807 | 10.009 | 18.1264 | 11.9559 | 2533.5907 | 2386.1425 | 2067.7374 | 1820.3995
4 | 19 | 12 | 2059.0695 | 2092.3975 | 2160.6239 | 2253.2123 | 2574.3741 | 2641.112 | 2791.3596 | 3070.8838 | -61.5772 | -107.2302 | -187.2415 | -268.7859 | 158.9944 | 241.245 | 401.0365 | 697.8048 | 6.9191 | 13.6327 | 30.0703 | 50.3452 | -2118.9604 | -2432.3894 | -3111.4125 | -4001.2406 | 0.6678 | 3.1278 | 5.6177 | 2.9086 | 2619.4873 | 2451.8954 | 2090.0541 | 1805.1282
4 | 19 | 13 | 2247.7256 | 2284.5101 | 2361.6655 | 2466.1002 | 2580.5986 | 2647.4978 | 2798.1087 | 3078.3087 | -62.5977 | -108.8918 | -188.767 | -266.0498 | 151.198 | 228.2417 | 381.117 | 658.1513 | 5.1439 | 11.1144 | 25.1236 | 43.4698 | -2084.6412 | -2393.3074 | -3061.924 | -3937.5664 | 0.1303 | 1.1469 | 2.315 | -0.16012 | 2837.5575 | 2670.3116 | 2317.6387 | 2042.2536
4 | 19 | 14 | 2286.7804 | 2324.5414 | 2403.4809 | 2510.6176 | 2570.3424 | 2636.9758 | 2786.9881 | 3066.0745 | -62.7048 | -111.6061 | -191.613 | -266.0498 | 137.8181 | 208.2854 | 351.6854 | 600.7785 | 4.7381 | 11.1144 | 24.601 | 41.1779 | -1976.3045 | -2268.5693 | -2901.2883 | -3729.0528 | -0.0054293 | 0.41704 | 0.81317 | -0.7616 | 2960.6643 | 2801.1585 | 2474.6673 | 2222.7843
4 | 19 | 15 | 2398.2439 | 2439.9657 | 2525.1959 | 2641.3366 | 2520.6685 | 2586.0141 | 2733.1273 | 3006.8201 | -62.5977 | -112.2152 | -194.459 | -265.6252 | 128.8062 | 194.3227 | 324.8566 | 549.6096 | 4.7381 | 11.526 | 26.6886 | 40.2033 | -1704.0532 | -1956.1584 | -2501.7383 | -3214.7115 | -0.13573 | 0.31278 | 0.090652 | -0.7616 | 3285.67 | 3163.7677 | 2913.7617 | 2756.8713
4 | 19 | 16 | 2500.1043 | 2546.597 | 2639.2662 | 2767.1124 | 2383.876 | 2445.6755 | 2584.8051 | 2843.6451 | -60.8144 | -112.0499 | -195.498 | -264.8921 | 66.5297 | 97.3009 | 158.0047 | 251.1028 | 6.5133 | 15.4171 | 32.8158 | 49.1673 | -1303.4305 | -1496.6013 | -1914.4457 | -2459.6043 | -0.1303 | -0.22612 | -0.28007 | -0.16012 | 3592.6481 | 3496.113 | 3304.668 | 3186.371
4 | 19 | 17 | 2629.1628 | 2680.0215 | 2781.2628 | 2925.1382 | 2200.7551 | 2257.8073 | 2386.2494 | 2625.2063 | -59.0312 | -111.1625 | -193.9725 | -264.8921 | 75.024 | 107.622 | 170.1859 | 267.7785 | 9.4842 | 20.956 | 43.1072 | 64.2354 | -791.7351 | -909.5803 | -1164.189 | -1494.9823 | -0.78996 | -1.8943 | -3.687 | -4.2118 | 4062.8698 | 4043.7696 | 4018.9569 | 4118.2721
4 | 19 | 18 | 2652.6648 | 2704.3561 | 2809.5543 | 2967.7836 | 1954.5033 | 2005.1717 | 2119.2419 | 2331.4609 | -55.7553 | -106.6214 | -189.3195 | -259.8447 | 91.6136 | 130.41 | 197.1844 | 302.9031 | 12.861 | 25.8355 | 52.0314 | 81.3921 | -270.6686 | -311.3586 | -398.9717 | -511.4076 | -5.4428 | -12.1295 | -23.0622 | -28.7614 | 4379.776 | 4435.6639 | 4566.6585 | 4883.526
4 | 19 | 19 | 2838.3718 | 2895.4441 | 3011.2817 | 3187.3081 | 1790.5468 | 1836.9648 | 1941.4661 | 2135.8827 | -51.9003 | -98.5916 | -177.091 | -250.6748 | 98.2135 | 137.3785 | 206.6456 | 310.1087 | 15.2591 | 29.709 | 58.9302 | 93.8259 | -1.9675 | -2.2674 | -2.8866 | -3.6169 | -10.997 | -20.6017 | -39.1469 | -55.7698 | 4677.5264 | 4778.0357 | 4999.1991 | 5417.0639
4 | 19 | 20 | 2856.7351 | 2913.8047 | 3031.5335 | 3215.5353 | 1666.5562 | 1709.7598 | 1807.0247 | 1987.9784 | -49.2801 | -91.4493 | -164.5809 | -236.882 | 107.7144 | 151.4649 | 226.9868 | 330.1112 | 15.2591 | 29.0321 | 58.2723 | 96.4227 | -0.0029378 | -0.0033719 | -0.0043111 | -0.005539 | -11.1327 | -21.123 | -40.3822 | -57.7956 | 4585.849 | 4691.4859 | 4918.8497 | 5335.3645
4 | 19 | 21 | 2771.4796 | 2827.3995 | 2941.8091 | 3126.5337 | 1472.029 | 1510.1898 | 1596.1014 | 1755.9336 | -46.5834 | -86.1339 | -153.9544 | -225.0923 | 192.7202 | 271.1768 | 414.974 | 610.2486 | 16.2377 | 30.0123 | 60.2867 | 98.9178 | -0.0029378 | -0.0033719 | -0.0043111 | -0.005539 | -5.0302 | -9.5053 | -18.5404 | -25.4963 | 4400.85 | 4543.1358 | 4840.672 | 5341.0394
4 | 19 | 22 | 2518.2542 | 2569.166 | 2672.5793 | 2846.3774 | 1302.7138 | 1336.4852 | 1412.5152 | 1553.9632 | -42.5448 | -78.7132 | -141.4443 | -206.1357 | 212.1208 | 292.7682 | 439.3364 | 641.9764 | 15.4261 | 28.3362 | 56.1848 | 93.2578 | -0.0029378 | -0.0033719 | -0.0043111 | -0.005539 | -0.94741 | -2.8056 | -5.9398 | -7.4963 | 4005.0198 | 4145.2335 | 4433.2272 | 4921.9372
4 | 19 | 23 | 2301.8577 | 2348.8568 | 2442.6088 | 2605.7926 | 1163.1617 | 1193.3154 | 1261.2008 | 1387.4962 | -37.3786 | -68.6392 | -122.9608 | -182.44 | 316.7305 | 424.7354 | 617.8148 | 887.5586 | 14.5425 | 25.6906 | 51.498 | 85.3061 | -0.0029378 | -0.0033719 | -0.0043111 | -0.005539 | 3.662 | 4.7459 | 7.1737 | 13.0935 | 3762.573 | 3928.7016 | 4257.331 | 4796.8014
4 | 19 | 24 | 2078.9769 | 2121.9594 | 2205.8204 | 2356.5768 | 1086.8372 | 1115.0123 | 1178.4431 | 1296.4513 | -32.8374 | -58.7305 | -103.9141 | -156.3166 | 304.8597 | 408.3175 | 598.0157 | 881.6858 | 11.1658 | 20.1518 | 39.7147 | 67.8444 | -0.0029378 | -0.0033719 | -0.0043111 | -0.005539 | 7.7476 | 12.4964 | 21.8959 | 34.0494 | 3456.7468 | 3619.2035 | 3939.9714 | 4480.2856
4 | 20 | 1 | 1912.9582 | 1952.465 | 2028.1198 | 2169.2624 | 1058.696 | 1086.1415 | 1147.9299 | 1262.8826 | -29.4544 | -51.536 | -90.0835 | -132.1962 | 219.3707 | 294.2021 | 439.8785 | 650.5241 | 7.4918 | 14.3286 | 28.7761 | 49.4082 | -0.0029378 | -0.0033719 | -0.0043111 | -0.005539 | 5.964 | 9.7504 | 17.2023 | 26.0561 | 3175.0234 | 3305.3482 | 3571.8188 | 4025.9315
4 | 20 | 2 | 1794.6318 | 1831.6529 | 1902.2089 | 2035.351 | 1048.1895 | 1075.3627 | 1136.538 | 1250.3498 | -27.7476 | -48.8218 | -85.354 | -125.454 | 135.686 | 187.8649 | 291.2025 | 443.314 | 7.086 | 13.6327 | 27.4711 | 47.0147 | -0.0029378 | -0.0033719 | -0.0043111 | -0.005539 | 3.9416 | 6.4046 | 11.4682 | 17.4111 | 2961.7844 | 3066.0927 | 3283.5304 | 3667.9811
4 | 20 | 3 | 1722.3562 | 1758.0436 | 1824.7702 | 1952.2052 | 1070.7242 | 1098.4816 | 1160.972 | 1277.2307 | -27.2756 | -47.8822 | -82.508 | -123.0262 | 81.7906 | 117.4686 | 193.6338 | 310.1709 | 7.086 | 13.3483 | 26.824 | 44.7229 | -0.0029378 | -0.0033719 | -0.0043111 | -0.005539 | 1.5935 | 2.6417 | 5.0644 | 7.5019 | 2856.2719 | 2942.0983 | 3128.752 | 3468.7998
4 | 20 | 4 | 1659.8078 | 1693.6753 | 1756.536 | 1875.9943 | 1168.3165 | 1198.6039 | 1266.79 | 1393.6452 | -28.2962 | -49.8744 | -88.763 | -132.5045 | 50.197 | 75.6321 | 136.0389 | 234.41 | 8.6007 | 15.5457 | 31.5107 | 53.7885 | -0.0029378 | -0.0033719 | -0.0043111 | -0.005539 | 0.92569 | 1.373 | 2.7696 | 3.6103 | 2859.5485 | 2934.9523 | 3104.8779 | 3428.9384
4 | 20 | 5 | 1612.393 | 1643.927 | 1702.7051 | 1811.4954 | 1364.6496 | 1400.0267 | 1479.6714 | 1627.8443 | -31.2071 | -57.0167 | -101.2731 | -151.8857 | 43.1983 | 68.6637 | 127.963 | 227.6958 | 12.3832 | 22.3857 | 42.5116 | 72.1232 | -0.0029378 | -0.0033719 | -0.0043111 | -0.005539 | 0.92569 | 1.373 | 2.7696 | 3.8804 | 3002.3398 | 3079.356 | 3254.3433 | 3591.1478
4 | 20 | 6 | 1582.0154 | 1611.5634 | 1666.1664 | 1761.8627 | 1634.7062 | 1677.0842 | 1772.4901 | 1949.9857 | -35.8248 | -67.9781 | -127.8187 | -194.538 | 68.4011 | 106.4718 | 183.9697 | 323.4499 | 20.3975 | 35.5701 | 67.061 | 113.1728 | -9.1621 | -10.3837 | -13.0373 | -16.6744 | -0.12487 | 0.20852 | 0.56556 | 0.27011 | 3260.4084 | 3352.5363 | 3549.3969 | 3937.5287
4 | 20 | 7 | 1610.8685 | 1639.1149 | 1692.4865 | 1781.0439 | 1914.1097 | 1963.7309 | 2075.4436 | 2283.2767 | -42.0422 | -82.7585 | -156.0429 | -239.618 | 117.1923 | 178.2143 | 292.9255 | 506.6993 | 26.9338 | 46.1456 | 86.2658 | 145.2583 | -316.0716 | -362.4693 | -463.6296 | -598.2473 | -4.5988e-22 | 0.62556 | 0.5845 | 0.50263 | 3310.9905 | 3382.6034 | 3528.0333 | 3878.9154
4 | 20 | 8 | 1653.7274 | 1681.2569 | 1733.7298 | 1812.5661 | 2214.9878 | 2272.409 | 2401.6818 | 2642.184 | -48.1525 | -94.6594 | -176.4101 | -266.1662 | 169.7109 | 253.5984 | 415.4812 | 712.146 | 27.1727 | 46.8415 | 89.0004 | 147.7535 | -879.7872 | -1009.353 | -1290.3499 | -1660.1942 | 5.7279 | 8.636 | 17.4472 | 33.5078 | 3143.3871 | 3158.7295 | 3190.5804 | 3421.797
4 | 20 | 9 | 1863.5339 | 1894.5256 | 1954.7019 | 2038.6633 | 2416.0168 | 2478.6494 | 2619.6548 | 2881.9846 | -53.1351 | -100.9143 | -184.1906 | -275.2198 | 191.8938 | 285.8978 | 467.2986 | 804.1612 | 21.8538 | 38.5 | 73.2397 | 123.518 | -1376.2402 | -1579.3741 | -2019.6365 | -2597.6575 | 11.8249 | 18.7669 | 37.1512 | 67.9763 | 3075.7479 | 3036.0513 | 2948.2191 | 3043.4261
4 | 20 | 10 | 2074.8221 | 2109.018 | 2178.3525 | 2272.3832 | 2538.0833 | 2603.8804 | 2752.01 | 3027.5937 | -55.9389 | -104.516 | -185.9976 | -268.4776 | 183.5894 | 276.113 | 455.9113 | 788.6176 | 15.912 | 28.4932 | 55.4023 | 95.0038 | -1748.1338 | -2006.4342 | -2566.1791 | -3300.5521 | 8.7954 | 20.7479 | 40.4553 | 46.8658 | 3017.1294 | 2927.3023 | 2729.9546 | 2661.4345
4 | 20 | 11 | 2264.8077 | 2302.086 | 2379.8505 | 2484.3433 | 2624.5234 | 2692.5613 | 2845.7358 | 3130.7051 | -58.0871 | -107.3955 | -190.6506 | -270.7889 | 167.0898 | 250.0961 | 420.4995 | 727.3472 | 12.6221 | 23.4756 | 46.5404 | 79.9357 | -2001.1187 | -2297.0544 | -2938.21 | -3778.6632 | 2.9807 | 10.009 | 18.1264 | 11.9559 | 3012.8177 | 2873.7782 | 2581.892 | 2384.8351
4 | 20 | 12 | 2464.4262 | 2504.5727 | 2591.0957 | 2707.6003 | 2688.1085 | 2757.7949 | 2914.6803 | 3206.5537 | -59.8704 | -109.2223 | -190.6506 | -268.7859 | 158.9944 | 241.245 | 401.0365 | 697.8048 | 10.057 | 19.4558 | 40.1641 | 67.6035 | -2100.285 | -2411.0712 | -3084.4118 | -3966.9903 | 0.6678 | 3.1278 | 5.6177 | 2.9086 | 3162.0984 | 3005.9028 | 2677.532 | 2446.6947
4 | 20 | 13 | 2884.3378 | 2931.5194 | 3037.2962 | 3179.9072 | 2711.7485 | 2782.0477 | 2940.3128 | 3234.7531 | -60.4189 | -110.1097 | -191.8945 | -268.3612 | 151.198 | 228.2417 | 381.117 | 658.1513 | 8.0279 | 16.1144 | 34.6326 | 57.1191 | -2085.7156 | -2394.5644 | -3063.5541 | -3939.5825 | 0.1303 | 1.1469 | 2.315 | -0.16012 | 3609.308 | 3454.3959 | 3140.2249 | 2921.8268
4 | 20 | 14 | 2953.1821 | 3002.4395 | 3111.8329 | 3259.8201 | 2710.3975 | 2780.6616 | 2938.8479 | 3233.1414 | -60.891 | -109.9445 | -190.2925 | -261.1943 | 137.8181 | 208.2854 | 351.6854 | 600.7785 | 5.7017 | 11.9673 | 27.0758 | 45.5583 | -1935.1888 | -2221.8458 | -2842.5863 | -3654.9309 | -0.0054293 | 0.41704 | 0.81317 | -0.7616 | 3811.0142 | 3671.9807 | 3397.3763 | 3222.4116
4 | 20 | 15 | 3061.2346 | 3112.538 | 3227.7636 | 3387.1466 | 2663.6576 | 2732.7101 | 2888.1685 | 3177.3871 | -60.4189 | -109.8923 | -190.2925 | -260.7696 | 128.8062 | 194.3227 | 324.8566 | 549.6096 | 5.7017 | 12.0946 | 27.4738 | 45.5583 | -1676.9965 | -1925.5347 | -2463.4797 | -3166.4633 | -0.13573 | 0.31278 | 0.090652 | -0.7616 | 4121.8489 | 4016.5511 | 3814.581 | 3731.7069
4 | 20 | 16 | 3215.9976 | 3270.9585 | 3396.0765 | 3574.3454 | 2512.0496 | 2577.1718 | 2723.7819 | 2996.539 | -59.6562 | -109.005 | -190.2925 | -263.1974 | 66.5297 | 97.3009 | 158.0047 | 251.1028 | 7.7307 | 16.4163 | 35.0306 | 56.8142 | -1272.416 | -1460.9881 | -1868.6493 | -2400.1731 | -0.1303 | -0.22612 | -0.28007 | -0.16012 | 4470.105 | 4391.6283 | 4253.672 | 4215.2707
4 | 20 | 17 | 3206.2339 | 3262.0334 | 3389.2495 | 3575.3656 | 2324.7301 | 2384.9962 | 2520.6739 | 2773.0918 | -58.0871 | -108.1176 | -191.8945 | -267.6282 | 75.024 | 107.622 | 170.1859 | 267.7785 | 11.7155 | 22.6511 | 46.1668 | 75.4913 | -698.6911 | -802.6043 | -1027.3382 | -1320.3003 | -0.78996 | -1.8943 | -3.687 | -4.2118 | 4860.1353 | 4864.6865 | 4903.3564 | 5099.5869
4 | 20 | 18 | 3185.5247 | 3243.7359 | 3372.8743 | 3567.3351 | 2053.5232 | 2106.7586 | 2226.6078 | 2449.5783 | -55.2833 | -103.5764 | -184.114 | -262.8891 | 91.6136 | 130.41 | 197.1844 | 302.9031 | 14.4475 | 26.7981 | 53.8481 | 89.5848 | -245.0943 | -282.1283 | -361.9378 | -464.1274 | -5.4428 | -12.1295 | -23.0622 | -28.7614 | 5039.2886 | 5109.8684 | 5281.4006 | 5653.6234
4 | 20 | 19 | 3216.2996 | 3275.8323 | 3408.9403 | 3615.2654 | 1852.8392 | 1900.8721 | 2009.0089 | 2210.1892 | -51.3212 | -96.2688 | -171.6039 | -248.247 | 98.2135 | 137.3785 | 206.6456 | 310.1087 | 15.9038 | 29.3164 | 57.8878 | 97.3333 | -1.1822 | -1.3661 | -1.7371 | -2.1752 | -10.997 | -20.6017 | -39.1469 | -55.7698 | 5119.7557 | 5225.1627 | 5469.9947 | 5926.7047
4 | 20 | 20 | 3313.0582 | 3375.5806 | 3514.6483 | 3733.4685 | 1695.4913 | 1739.4451 | 1838.3987 | 2022.4942 | -48.5939 | -89.1265 | -160.6959 | -234.4542 | 107.7144 | 151.4649 | 226.9868 | 330.1112 | 16.2377 | 29.6007 | 58.7218 | 99.8284 | -0.0029378 | -0.0033719 | -0.0043111 | -0.005539 | -11.1327 | -21.123 | -40.3822 | -57.7956 | 5072.772 | 5185.8385 | 5437.673 | 5893.6469
4 | 20 | 21 | 3156.2916 | 3217.1871 | 3349.7913 | 3563.4413 | 1493.0817 | 1531.7882 | 1618.9286 | 1781.0466 | -46.3692 | -84.4201 | -151.3134 | -222.6646 | 192.7202 | 271.1768 | 414.974 | 610.2486 | 16.2377 | 28.9048 | 58.1992 | 98.6128 | -0.0029378 | -0.0033719 | -0.0043111 | -0.005539 | -5.0302 | -9.5053 | -18.5404 | -25.4963 | 4806.9288 | 4955.1281 | 5272.035 | 5805.1829
4 | 20 | 22 | 2887.531 | 2944.9189 | 3065.7182 | 3264.9068 | 1318.8134 | 1353.0022 | 1429.9718 | 1573.1679 | -41.9657 | -77.1647 | -137.2779 | -203.708 | 212.1208 | 292.7682 | 439.3364 | 641.9764 | 15.0203 | 27.0824 | 53.9727 | 92.1815 | -0.0029378 | -0.0033719 | -0.0043111 | -0.005539 | -0.94741 | -2.8056 | -5.9398 | -7.4963 | 4390.5694 | 4537.7981 | 4845.7772 | 5361.0228
4 | 20 | 23 | 2612.8951 | 2665.4129 | 2773.959 | 2958.7528 | 1178.656 | 1209.2113 | 1278.001 | 1405.9788 | -37.82 | -67.865 | -119.8333 | -177.2762 | 315.325 | 420.3099 | 604.8394 | 861.4127 | 12.6221 | 22.7973 | 45.2462 | 78.3289 | -0.0029378 | -0.0033719 | -0.0043111 | -0.005539 | 3.662 | 4.7459 | 7.1737 | 13.0935 | 4085.3373 | 4254.609 | 4589.3818 | 5140.2849
4 | 20 | 24 | 2404.6912 | 2453.9755 | 2553.5537 | 2727.4116 | 1076.5152 | 1104.4227 | 1167.2511 | 1284.1385 | -32.8374 | -58.7305 | -102.5936 | -151.5775 | 273.6648 | 364.5984 | 527.986 | 765.8593 | 9.8181 | 17.9178 | 36.98 | 62.3878 | -0.0029378 | -0.0033719 | -0.0043111 | -0.005539 | 7.7476 | 12.4964 | 21.8959 | 34.0494 | 3739.5965 | 3894.6769 | 4205.0688 | 4722.2636
4 | 21 | 1 | 2156.536 | 2201.492 | 2289.5677 | 2446.9827 | 1038.1736 | 1065.0872 | 1125.6779 | 1238.4022 | -30.2172 | -52.6408 | -92.1721 | -138.093 | 232.5703 | 310.0217 | 450.1339 | 647.7681 | 8.6007 | 15.8301 | 31.6353 | 53.9918 | -0.0029378 | -0.0033719 | -0.0043111 | -0.005539 | 5.964 | 9.7504 | 17.2023 | 26.0561 | 3411.6246 | 3549.5372 | 3822.0407 | 4275.1023
4 | 21 | 2 | 2012.7296 | 2054.7013 | 2135.7215 | 2283.695 | 1022.1798 | 1048.6787 | 1108.3359 | 1219.3237 | -28.6175 | -49.8744 | -85.917 | -128.6147 | 157.3799 | 214.9547 | 315.2273 | 463.3863 | 7.086 | 13.3483 | 26.9485 | 45.9008 | -0.0029378 | -0.0033719 | -0.0043111 | -0.005539 | 3.9416 | 6.4046 | 11.4682 | 17.4111 | 3174.6965 | 3288.2098 | 3511.7801 | 3901.0966
4 | 21 | 3 | 1917.1762 | 1957.4231 | 2033.8114 | 2174.7569 | 1034.7171 | 1061.541 | 1121.93 | 1234.279 | -28.0384 | -48.0475 | -84.3149 | -126.1869 | 103.0857 | 142.1393 | 217.6586 | 326.3552 | 7.086 | 13.3483 | 26.9485 | 45.6975 | -0.0029378 | -0.0033719 | -0.0043111 | -0.005539 | 1.5935 | 2.6417 | 5.0644 | 7.5019 | 3035.6172 | 3129.0427 | 3321.0936 | 3662.398
4 | 21 | 4 | 1804.3514 | 1842.3191 | 1913.0626 | 2044.684 | 1082.3738 | 1110.4332 | 1173.6035 | 1291.1271 | -28.0384 | -49.1001 | -87.4425 | -130.9261 | 67.0954 | 95.8772 | 152.7819 | 236.6745 | 8.1949 | 15.0245 | 30.2057 | 51.5984 | -0.0029378 | -0.0033719 | -0.0043111 | -0.005539 | 0.92569 | 1.373 | 2.7696 | 3.6103 | 2934.8998 | 3015.9235 | 3184.9766 | 3496.7626
4 | 21 | 5 | 1764.5537 | 1800.7069 | 1868.4847 | 1993.8246 | 1185.9951 | 1216.7408 | 1285.9587 | 1414.7335 | -29.7145 | -51.7013 | -90.57 | -140.4044 | 42.1015 | 62.8919 | 104.3946 | 175.4041 | 9.2454 | 16.9376 | 32.9403 | 56.182 | -0.0029378 | -0.0033719 | -0.0043111 | -0.005539 | 0.92569 | 1.373 | 2.7696 | 3.8804 | 2973.104 | 3046.9455 | 3203.9737 | 3503.6147
4 | 21 | 6 | 1736.6444 | 1771.582 | 1837.1039 | 1956.9017 | 1286.7174 | 1320.0742 | 1395.1706 | 1534.8817 | -31.4978 | -56.4077 | -101.7596 | -153.0434 | 30.7963 | 45.7261 | 81.958 | 138.6559 | 10.9989 | 19.8674 | 38.4096 | 66.324 | -12.7738 | -14.5687 | -18.5741 | -24.2903 | -0.12487 | 0.20852 | 0.56556 | 0.27011 | 3020.7605 | 3086.4819 | 3232.874 | 3519.6996
4 | 21 | 7 | 1841.3117 | 1878.2805 | 1948.3061 | 2072.789 | 1365.557 | 1400.9576 | 1480.6553 | 1628.9268 | -35.5364 | -65.5421 | -120.8062 | -181.4783 | 31.1951 | 47.6087 | 80.0322 | 138.6559 | 15.5062 | 27.2287 | 52.1451 | 89.1406 | -294.0676 | -336.6971 | -429.2096 | -551.8698 | -4.5988e-22 | 0.62556 | 0.5845 | 0.50263 | 2923.966 | 2952.4618 | 3011.7074 | 3196.6668
4 | 21 | 8 | 1997.2386 | 2035.9181 | 2111.3375 | 2239.5116 | 1554.6214 | 1594.9233 | 1685.6553 | 1854.4552 | -40.1541 | -77.7214 | -144.3009 | -219.8161 | 42.5004 | 65.311 | 102.2152 | 172.0867 | 21.2091 | 37.1082 | 70.4428 | 119.036 | -785.9602 | -901.33 | -1150.8819 | -1477.9299 | 5.7279 | 8.636 | 17.4472 | 33.5078 | 2795.183 | 2762.8451 | 2691.9152 | 2720.8513
4 | 21 | 9 | 2245.5344 | 2287.7014 | 2373.269 | 2512.886 | 1713.1251 | 1757.536 | 1857.5187 | 2043.5289 | -45.2438 | -87.7954 | -163.3475 | -248.3673 | 60.0967 | 85.0197 | 136.833 | 222.7547 | 24.1801 | 42.5198 | 80.014 | 135.1804 | -1252.9333 | -1437.8677 | -1838.569 | -2365.1264 | 11.8249 | 18.7669 | 37.1512 | 67.9763 | 2756.584 | 2665.8807 | 2482.8695 | 2368.8327
4 | 21 | 10 | 2450.1915 | 2496.2774 | 2591.2598 | 2741.2993 | 1811.5233 | 1858.4851 | 1964.2107 | 2160.9049 | -48.6574 | -93.4413 | -174.5371 | -263.0094 | 72.8975 | 106.611 | 168.4772 | 278.4431 | 24.347 | 42.5198 | 81.4436 | 136.1551 | -1616.8037 | -1855.1114 | -2371.5622 | -3050.9188 | 8.7954 | 20.7479 | 40.4553 | 46.8658 | 2702.2938 | 2576.0885 | 2299.7473 | 2049.7401
4 | 21 | 11 | 2710.6846 | 2761.5369 | 2868.8736 | 3034.8143 | 1865.4002 | 1913.7587 | 2022.6286 | 2225.1727 | -50.9127 | -95.9903 | -174.2556 | -258.5785 | 87.9916 | 128.2024 | 207.4033 | 335.2638 | 18.8829 | 33.3362 | 64.9735 | 111.1483 | -1935.9949 | -2221.26 | -2839.3865 | -3651.5196 | 2.9807 | 10.009 | 18.1264 | 11.9559 | 2699.0324 | 2529.5929 | 2168.3633 | 1808.2569
4 | 21 | 12 | 2914.0039 | 2968.2582 | 3084.989 | 3264.7597 | 1885.426 | 1934.3036 | 2044.3423 | 2249.0608 | -52.5889 | -96.9298 | -174.2556 | -253.8395 | 100.3936 | 145.9046 | 232.5599 | 372.0121 | 15.3541 | 27.7973 | 55.9248 | 93.7883 | -1969.7341 | -2259.5534 | -2888.2231 | -3715.8173 | 0.6678 | 3.1278 | 5.6177 | 2.9086 | 2893.5225 | 2722.9084 | 2360.9551 | 2012.8728
4 | 21 | 13 | 3059.6919 | 3117.2366 | 3240.9357 | 3431.2413 | 1870.1631 | 1918.6451 | 2027.793 | 2230.8543 | -53.0609 | -95.8251 | -170.8465 | -246.6725 | 103.2947 | 149.7938 | 243.9469 | 387.5554 | 10.9989 | 21.132 | 44.2038 | 74.1365 | -2032.9141 | -2331.813 | -2979.0942 | -3828.576 | 0.1303 | 1.1469 | 2.315 | -0.16012 | 2958.3039 | 2780.3163 | 2409.2537 | 2048.379
4 | 21 | 14 | 3304.5637 | 3366.8845 | 3502.5156 | 3709.6 | 1849.795 | 1897.749 | 2005.7081 | 2206.5579 | -53.0609 | -98.3741 | -175.2179 | -248.6756 | 103.8124 | 150.0671 | 237.5433 | 374.698 | 11.4047 | 22.3857 | 45.5088 | 75.4537 | -1890.8715 | -2169.0915 | -2771.3128 | -3561.6377 | -0.0054293 | 0.41704 | 0.81317 | -0.7616 | 3325.638 | 3170.0378 | 2845.5583 | 2555.2348
4 | 21 | 15 | 3377.0055 | 3441.165 | 3581.0276 | 3795.1371 | 1832.7035 | 1880.2144 | 1987.176 | 2186.17 | -53.6094 | -98.9831 | -175.2179 | -248.6756 | 98.0102 | 141.6287 | 223.1826 | 348.5522 | 11.2377 | 22.2395 | 45.5088 | 75.2504 | -1664.1201 | -1909.8585 | -2442.0234 | -3139.3455 | -0.13573 | 0.31278 | 0.090652 | -0.7616 | 3601.0918 | 3476.7188 | 3219.7445 | 3016.327
4 | 21 | 16 | 3413.9951 | 3479.4162 | 3622.2756 | 3842.1592 | 1787.4682 | 1833.8064 | 1938.128 | 2132.2104 | -53.6094 | -99.7574 | -177.859 | -253.4148 | 50.7569 | 71.1705 | 109.2449 | 170.6729 | 13.0998 | 25.9925 | 52.4185 | 84.7603 | -1221.9826 | -1402.5347 | -1794.5181 | -2308.9888 | -0.1303 | -0.22612 | -0.28007 | -0.16012 | 3989.5977 | 3907.8674 | 3749.4099 | 3667.2391
4 | 21 | 17 | 3268.7197 | 3331.6305 | 3468.1675 | 3680.3174 | 1736.6547 | 1781.6756 | 1883.0316 | 2071.5966 | -53.4258 | -99.6443 | -178.693 | -257.4209 | 54.0568 | 75.596 | 114.9385 | 170.6729 | 14.5195 | 28.0329 | 56.9781 | 90.4578 | -762.2689 | -875.4844 | -1120.7263 | -1440.6511 | -0.78996 | -1.8943 | -3.687 | -4.2118 | 4257.4659 | 4239.912 | 4220.0093 | 4310.7609
4 | 21 | 18 | 3083.3941 | 3143.3735 | 3272.157 | 3475.2918 | 1659.3882 | 1702.4061 | 1799.2526 | 1979.4281 | -51.6425 | -97.7043 | -176.886 | -254.6848 | 52.6513 | 75.596 | 114.9385 | 170.6729 | 17.1932 | 32.8935 | 66.0999 | 103.7799 | -246.6622 | -283.6912 | -363.6625 | -466.9578 | -5.4428 | -12.1295 | -23.0622 | -28.7614 | 4508.8792 | 4560.7441 | 4688.8372 | 4978.7687
4 | 21 | 19 | 3070.7318 | 3130.8481 | 3260.1896 | 3466.0947 | 1593.3291 | 1634.6344 | 1727.6255 | 1900.6283 | -48.8081 | -91.4493 | -166.183 | -240.0427 | 59.2511 | 82.028 | 125.1939 | 184.5927 | 17.1063 | 32.8935 | 64.7948 | 104.6529 | -9.9091 | -11.4918 | -14.9064 | -19.0917 | -10.997 | -20.6017 | -39.1469 | -55.7698 | 4670.7041 | 4756.8612 | 4957.5675 | 5341.0644
4 | 21 | 20 | 3036.2052 | 3096.1846 | 3224.357 | 3430.4767 | 1516.01 | 1555.3109 | 1643.7895 | 1808.397 | -46.6599 | -87.0213 | -155.7614 | -228.1367 | 82.8394 | 113.6672 | 167.8876 | 236.9637 | 16.6286 | 31.2471 | 62.6342 | 102.2219 | -0.0029378 | -0.0033719 | -0.0043111 | -0.005539 | -11.1327 | -21.123 | -40.3822 | -57.7956 | 4593.8876 | 4688.2622 | 4902.5202 | 5292.1214
4 | 21 | 21 | 2839.0563 | 2895.8066 | 3014.8892 | 3211.4865 | 1383.1827 | 1419.0402 | 1499.7666 | 1649.9518 | -43.8561 | -81.7058 | -145.3399 | -214.344 | 133.1128 | 186.8178 | 282.9569 | 412.5783 | 15.2591 | 28.3362 | 56.9673 | 94.1308 | -0.0029378 | -0.0033719 | -0.0043111 | -0.005539 | -5.0302 | -9.5053 | -18.5404 | -25.4963 | 4321.7217 | 4438.7862 | 4690.6954 | 5128.3016
4 | 21 | 22 | 2599.6254 | 2652.4538 | 2760.507 | 2943.0599 | 1253.1035 | 1285.5889 | 1358.7235 | 1494.7848 | -40.9451 | -75.3378 | -134.1503 | -197.8151 | 144.8168 | 201.9772 | 304.3459 | 444.8769 | 14.6145 | 26.7981 | 52.9276 | 88.5725 | -0.0029378 | -0.0033719 | -0.0043111 | -0.005539 | -0.94741 | -2.8056 | -5.9398 | -7.4963 | 3970.2648 | 4088.6713 | 4336.4095 | 4765.9772
4 | 21 | 23 | 2367.439 | 2415.9516 | 2513.4061 | 2683.3414 | 1143.8161 | 1173.4683 | 1240.2246 | 1364.4195 | -36.9831 | -67.2559 | -120.3197 | -178.4339 | 167.1185 | 227.9941 | 339.7578 | 505.015 | 13.2668 | 24.6007 | 48.7633 | 81.5954 | -0.0029378 | -0.0033719 | -0.0043111 | -0.005539 | 3.662 | 4.7459 | 7.1737 | 13.0935 | 3658.3165 | 3779.5013 | 4029.0015 | 4469.0253
4 | 21 | 24 | 2124.4141 | 2168.4217 | 2255.1501 | 2412.2873 | 1047.5899 | 1074.7476 | 1135.8878 | 1249.6346 | -32.5795 | -59.0089 | -104.6821 | -154.7382 | 273.6648 | 364.5984 | 527.986 | 765.8593 | 10.9989 | 20.1518 | 39.7147 | 67.8444 | -0.0029378 | -0.0033719 | -0.0043111 | -0.005539 | 7.7476 | 12.4964 | 21.8959 | 34.0494 | 3431.8328 | 3581.4036 | 3875.948 | 4374.9313
4 | 22 | 1 | 1953.6137 | 1994.8671 | 2073.408 | 2219.05 | 1020.6363 | 1047.0952 | 1106.6624 | 1217.4825 | -30.2172 | -53.6934 | -94.2606 | -143.2568 | 232.5703 | 310.0217 | 450.1339 | 647.7681 | 10.76 | 18.7599 | 36.98 | 63.2608 | -0.0029378 | -0.0033719 | -0.0043111 | -0.005539 | 5.964 | 9.7504 | 17.2023 | 26.0561 | 3193.3243 | 3326.7976 | 3590.1217 | 4030.3551
4 | 22 | 2 | 1819.9603 | 1858.2233 | 1930.6014 | 2066.8542 | 1009.9462 | 1036.128 | 1095.0713 | 1204.7307 | -28.6175 | -49.2654 | -86.4035 | -131.3508 | 157.3799 | 214.9547 | 315.2273 | 463.3863 | 7.7891 | 14.3286 | 29.4232 | 50.3828 | -0.0029378 | -0.0033719 | -0.0043111 | -0.005539 | 3.9416 | 6.4046 | 11.4682 | 17.4111 | 2970.3967 | 3080.7704 | 3295.3835 | 3671.4088
4 | 22 | 3 | 1739.4883 | 1776.5 | 1844.5337 | 1974.9589 | 1020.8505 | 1047.3149 | 1106.8946 | 1217.738 | -28.0384 | -47.4385 | -83.276 | -126.6116 | 103.0857 | 142.1393 | 217.6586 | 326.3552 | 7.253 | 13.6327 | 27.4711 | 47.0147 | -0.0029378 | -0.0033719 | -0.0043111 | -0.005539 | 1.5935 | 2.6417 | 5.0644 | 7.5019 | 2844.2296 | 2934.7867 | 3118.342 | 3446.9514
4 | 22 | 4 | 1667.7929 | 1703.3053 | 1767.6803 | 1891.4047 | 1059.4094 | 1086.8735 | 1148.7035 | 1263.7337 | -28.0384 | -48.3258 | -83.5575 | -126.6116 | 67.0954 | 95.8772 | 152.7819 | 236.6745 | 7.4918 | 14.0442 | 27.4711 | 49.4082 | -0.0029378 | -0.0033719 | -0.0043111 | -0.005539 | 0.92569 | 1.373 | 2.7696 | 3.9417 | 2774.6739 | 2853.1441 | 3015.8446 | 3318.5455
4 | 22 | 5 | 1632.4772 | 1666.4288 | 1728.4463 | 1847.0421 | 1136.3308 | 1165.789 | 1232.1084 | 1355.4906 | -28.694 | -50.318 | -86.685 | -131.7754 | 42.1015 | 62.8919 | 104.3946 | 175.4041 | 8.1949 | 15.0245 | 30.2057 | 51.7 | -0.0029378 | -0.0033719 | -0.0043111 | -0.005539 | 0.92569 | 1.373 | 2.7696 | 4.2118 | 2791.3332 | 2861.1858 | 3011.2353 | 3302.0676
4 | 22 | 6 | 1620.7324 | 1654.2458 | 1715.2232 | 1830.8464 | 1185.6508 | 1216.3875 | 1285.5854 | 1414.3227 | -30.3702 | -53.1975 | -94.4655 | -143.9898 | 30.7963 | 45.7261 | 81.958 | 138.6559 | 9.2454 | 16.9376 | 32.9403 | 57.2583 | -8.3044 | -9.5146 | -12.2892 | -16.3655 | -0.12487 | 0.20852 | 0.56556 | 0.60149 | 2807.6253 | 2870.7934 | 3009.5178 | 3281.3295
4 | 22 | 7 | 1741.3864 | 1777.0707 | 1843.5906 | 1967.5711 | 1206.8831 | 1238.1703 | 1308.6073 | 1439.65 | -32.8397 | -59.7308 | -109.0641 | -167.6855 | 31.1951 | 47.6087 | 80.0322 | 138.6559 | 13.3251 | 23.1913 | 45.7688 | 77.7831 | -271.1414 | -311.2018 | -397.8653 | -511.3332 | -4.5988e-22 | 0.62556 | 0.5845 | 0.83401 | 2688.8087 | 2715.734 | 2771.6539 | 2945.4755
4 | 22 | 8 | 1863.6723 | 1900.9673 | 1972.1323 | 2099.7585 | 1344.9019 | 1379.767 | 1458.2592 | 1604.288 | -36.9853 | -69.97 | -131.2383 | -204.0203 | 42.5004 | 65.311 | 102.2152 | 172.0867 | 20.2672 | 35.1586 | 66.9257 | 113.1352 | -742.2371 | -852.0995 | -1089.291 | -1397.7489 | 5.7279 | 8.636 | 17.4472 | 28.9911 | 2497.8473 | 2467.7704 | 2396.4501 | 2416.4901
4 | 22 | 9 | 2026.6901 | 2066.7074 | 2144.536 | 2278.7718 | 1479.0809 | 1517.4245 | 1603.7477 | 1764.3455 | -41.0545 | -79.1045 | -151.3239 | -234.8829 | 60.0967 | 85.0197 | 136.833 | 222.7547 | 26.5281 | 45.4497 | 86.0058 | 144.3477 | -1292.7764 | -1484.4327 | -1900.0438 | -2445.7166 | 11.8249 | 18.7669 | 37.1512 | 62.2316 | 2270.3897 | 2169.8309 | 1956.9061 | 1791.8518
4 | 22 | 10 | 2119.7111 | 2160.8997 | 2242.5228 | 2379.7197 | 1586.7883 | 1627.9241 | 1720.5335 | 1892.8261 | -44.9095 | -85.5247 | -162.3085 | -253.4148 | 72.8975 | 106.611 | 168.4772 | 278.4431 | 27.3397 | 47.1258 | 89.7098 | 151.3249 | -1705.0291 | -1957.2657 | -2503.8182 | -3220.1275 | 8.7954 | 20.7479 | 40.4553 | 66.3083 | 2065.5935 | 1920.5182 | 1595.5719 | 1295.0798
4 | 22 | 11 | 2218.1334 | 2260.603 | 2346.2908 | 2487.8404 | 1679.4828 | 1723.0216 | 1821.0408 | 2003.3982 | -47.1648 | -87.0211 | -161.7455 | -248.6756 | 87.9916 | 128.2024 | 207.4033 | 335.2638 | 22.4266 | 39.6265 | 75.9743 | 129.3812 | -1970.6605 | -2262.3639 | -2894.2291 | -3721.6051 | 2.9807 | 10.009 | 18.1264 | 29.7666 | 1993.1898 | 1812.0774 | 1412.8611 | 1015.3695
4 | 22 | 12 | 2337.709 | 2381.7919 | 2473.0973 | 2622.6036 | 1728.7966 | 1773.6138 | 1874.5111 | 2062.2229 | -48.5066 | -87.0211 | -157.2974 | -239.1973 | 100.3936 | 145.9046 | 232.5599 | 372.0121 | 16.5566 | 29.3354 | 58.8463 | 99.8924 | -2104.1748 | -2416.06 | -3091.7756 | -3976.7059 | 0.6678 | 3.1278 | 5.6177 | 9.6474 | 2031.4421 | 1830.6924 | 1395.5593 | 950.4752
4 | 22 | 13 | 2441.734 | 2488.2149 | 2584.2209 | 2740.8317 | 1747.4724 | 1792.7737 | 1894.761 | 2084.5007 | -49.1929 | -86.8559 | -154.1699 | -234.0335 | 103.2947 | 149.7938 | 243.9469 | 387.5554 | 13.4337 | 24.5831 | 49.2751 | 86.0398 | -1976.3873 | -2270.982 | -2909.6866 | -3745.7231 | 0.1303 | 1.1469 | 2.315 | 3.7802 | 2280.4848 | 2098.6745 | 1710.6624 | 1322.9511
4 | 22 | 14 | 2438.125 | 2484.0329 | 2579.5808 | 2734.7008 | 1774.8458 | 1820.8568 | 1924.4417 | 2117.1535 | -50.2134 | -86.6906 | -153.8884 | -233.6088 | 103.8124 | 150.0671 | 237.5433 | 374.698 | 12.0493 | 22.3857 | 46.0179 | 80.0374 | -1728.3171 | -1984.1864 | -2534.6734 | -3245.26 | -0.0054293 | 0.41704 | 0.81317 | 1.0429 | 2550.2966 | 2406.8825 | 2099.8351 | 1828.7637
4 | 22 | 15 | 2404.9323 | 2450.7745 | 2545.0688 | 2697.3699 | 1783.9117 | 1830.1577 | 1934.2717 | 2127.9679 | -50.2134 | -87.578 | -156.7344 | -235.9202 | 98.0102 | 141.6287 | 223.1826 | 348.5522 | 12.861 | 23.4932 | 47.8455 | 83.5447 | -1461.5996 | -1678.4128 | -2144.1024 | -2742.2777 | -0.13573 | 0.31278 | 0.090652 | 0.50263 | 2787.7664 | 2680.3761 | 2449.6224 | 2279.7395
4 | 22 | 16 | 2385.1094 | 2432.2634 | 2526.6639 | 2676.8002 | 1749.3474 | 1794.6973 | 1896.7941 | 2086.7373 | -50.6854 | -88.3522 | -156.7344 | -240.2347 | 50.7569 | 71.1705 | 109.2449 | 170.6729 | 13.5776 | 24.6007 | 49.4104 | 85.7349 | -1116.1324 | -1281.7042 | -1636.8382 | -2091.6596 | -0.1303 | -0.22612 | -0.28007 | -0.098855 | 3031.8431 | 2952.4494 | 2788.2607 | 2687.9523
4 | 22 | 17 | 2377.3046 | 2424.6716 | 2519.2483 | 2669.9774 | 1726.1672 | 1770.9163 | 1871.6602 | 2059.0865 | -51.0809 | -90.9534 | -162.5029 | -248.98 | 54.0568 | 75.596 | 114.9385 | 170.6729 | 15.8088 | 28.3172 | 57.2272 | 98.9554 | -703.9262 | -808.8708 | -1034.4257 | -1324.2447 | -0.78996 | -1.8943 | -3.687 | -6.0163 | 3417.5403 | 3397.7826 | 3362.4585 | 3419.4513
4 | 22 | 18 | 2314.9556 | 2361.2795 | 2453.8795 | 2603.0664 | 1629.4042 | 1671.6448 | 1766.7413 | 1943.6612 | -50.2111 | -91.7277 | -165.3489 | -253.4108 | 52.6513 | 75.596 | 114.9385 | 170.6729 | 18.7065 | 32.9124 | 66.1513 | 113.0488 | -260.3567 | -299.8555 | -385.0094 | -494.4024 | -5.4428 | -12.1295 | -23.0622 | -38.1512 | 3699.707 | 3737.72 | 3828.29 | 4044.4849
4 | 22 | 19 | 2415.9174 | 2464.4559 | 2562.6151 | 2722.4079 | 1558.5114 | 1598.9141 | 1689.8732 | 1859.0955 | -49.5249 | -89.9008 | -163.8234 | -250.983 | 59.2511 | 82.028 | 125.1939 | 184.5927 | 20.0908 | 36.09 | 70.8381 | 120.7973 | -11.0884 | -12.8545 | -16.6392 | -21.2614 | -10.997 | -20.6017 | -39.1469 | -63.2939 | 3982.1605 | 4058.1311 | 4228.9107 | 4551.3553
4 | 22 | 20 | 2343.5517 | 2390.7497 | 2485.6154 | 2642.8454 | 1474.3436 | 1512.5643 | 1598.6111 | 1758.6945 | -47.6674 | -88.5697 | -161.259 | -247.518 | 82.8394 | 113.6672 | 167.8876 | 236.9637 | 21.8674 | 39.0389 | 76.2343 | 129.927 | -0.0029378 | -0.0033719 | -0.0043111 | -0.005539 | -11.1327 | -21.123 | -40.3822 | -65.3197 | 3863.799 | 3946.3241 | 4126.7027 | 4455.5875
4 | 22 | 21 | 2262.1499 | 2307.7907 | 2399.2059 | 2556.2919 | 1347.8004 | 1382.7406 | 1461.402 | 1607.7454 | -45.777 | -84.0285 | -155.2855 | -235.7282 | 133.1128 | 186.8178 | 282.9569 | 412.5783 | 22.3316 | 39.6075 | 76.8814 | 131.3458 | -0.0029378 | -0.0033719 | -0.0043111 | -0.005539 | -5.0302 | -9.5053 | -18.5404 | -30.3695 | 3714.5844 | 3823.4195 | 4046.6159 | 4441.8583
4 | 22 | 22 | 2102.8432 | 2145.5601 | 2229.7091 | 2378.9856 | 1225.3751 | 1257.1417 | 1328.658 | 1461.7085 | -42.3941 | -79.1568 | -144.0959 | -221.0862 | 144.8168 | 201.9772 | 304.3459 | 444.8769 | 21.5566 | 37.7851 | 73.4996 | 124.2671 | -0.0029378 | -0.0033719 | -0.0043111 | -0.005539 | -0.94741 | -2.8056 | -5.9398 | -10.8351 | 3451.2473 | 3560.4984 | 3786.1725 | 4177.9113
4 | 22 | 23 | 1925.8315 | 1965.5583 | 2041.7544 | 2181.5252 | 1124.6856 | 1153.8418 | 1219.4816 | 1341.5993 | -37.7764 | -69.2481 | -125.3308 | -192.6513 | 170.0196 | 232.4196 | 351.939 | 532.2931 | 17.941 | 31.5504 | 61.1938 | 103.539 | -0.0029378 | -0.0033719 | -0.0043111 | -0.005539 | 3.662 | 4.7459 | 7.1737 | 10.3561 | 3204.3604 | 3318.8645 | 3556.2074 | 3976.656
4 | 22 | 24 | 1744.2169 | 1780.5789 | 1848.7486 | 1975.1181 | 1103.3503 | 1131.9535 | 1196.3481 | 1316.1493 | -33.1587 | -58.2867 | -105.2452 | -162.2134 | 304.8597 | 408.3175 | 598.0157 | 881.6858 | 13.7309 | 24.2988 | 46.6758 | 80.7224 | -0.0029378 | -0.0033719 | -0.0043111 | -0.005539 | 7.7476 | 12.4964 | 21.8959 | 33.718 | 3140.7438 | 3299.3551 | 3606.4346 | 4125.1748
4 | 23 | 1 | 1633.4968 | 1668.0217 | 1731.0391 | 1851.1329 | 1065.796 | 1093.4256 | 1155.6284 | 1271.3519 | -29.0895 | -50.0396 | -89.0445 | -135.3569 | 219.3707 | 294.2021 | 439.8785 | 650.5241 | 9.8181 | 17.2219 | 34.3699 | 58.6771 | -0.0029378 | -0.0033719 | -0.0043111 | -0.005539 | 5.964 | 9.7504 | 17.2023 | 26.0561 | 2905.3532 | 3032.5787 | 3289.0694 | 3722.3796
4 | 23 | 2 | 1563.8949 | 1597.1279 | 1656.7743 | 1772.6607 | 1050.9512 | 1078.196 | 1139.5324 | 1253.6441 | -27.4898 | -48.0475 | -82.7895 | -123.8756 | 135.686 | 187.8649 | 291.2025 | 443.314 | 8.1949 | 14.6129 | 29.4232 | 49.5098 | -0.0029378 | -0.0033719 | -0.0043111 | -0.005539 | 3.9416 | 6.4046 | 11.4682 | 17.4111 | 2735.1758 | 2836.1554 | 3045.6069 | 3412.6586
4 | 23 | 3 | 1535.5948 | 1568.3903 | 1626.3869 | 1739.6965 | 1068.368 | 1096.0643 | 1158.4172 | 1274.42 | -27.2756 | -46.2206 | -79.662 | -119.1364 | 81.7906 | 117.4686 | 193.6338 | 310.1709 | 6.4414 | 12.0946 | 24.7364 | 42.5327 | -0.0029378 | -0.0033719 | -0.0043111 | -0.005539 | 1.5935 | 2.6417 | 5.0644 | 7.5019 | 2666.5096 | 2750.4355 | 2928.5724 | 3255.1801
4 | 23 | 4 | 1507.7436 | 1539.3393 | 1595.0153 | 1703.4377 | 1163.6867 | 1193.8541 | 1261.77 | 1388.1225 | -28.0384 | -47.2732 | -82.7895 | -123.8756 | 50.197 | 75.6321 | 136.0389 | 234.41 | 7.086 | 12.9367 | 26.166 | 44.8245 | -0.0029378 | -0.0033719 | -0.0043111 | -0.005539 | 0.92569 | 1.373 | 2.7696 | 3.9417 | 2701.5978 | 2775.8586 | 2938.9661 | 3250.8553
4 | 23 | 5 | 1497.0529 | 1527.074 | 1580.3356 | 1680.2917 | 1367.4799 | 1402.9304 | 1482.7403 | 1631.2205 | -30.2937 | -54.5808 | -96.825 | -147.5713 | 43.1983 | 68.6637 | 127.963 | 227.6958 | 10.9989 | 19.8674 | 38.4096 | 65.451 | -0.0029378 | -0.0033719 | -0.0043111 | -0.005539 | 1.056 | 1.373 | 2.7696 | 4.2118 | 2889.4894 | 2965.3243 | 3135.3887 | 3461.2939
4 | 23 | 6 | 1478.1081 | 1506.1513 | 1555.2373 | 1643.4223 | 1646.5838 | 1689.2698 | 1785.3689 | 1964.1541 | -35.3528 | -67.2038 | -122.1267 | -190.2235 | 68.4011 | 106.4718 | 183.9697 | 323.4499 | 19.4556 | 33.3362 | 63.5439 | 106.5006 | -14.2635 | -16.2567 | -20.6076 | -26.5662 | 0.13573 | 0.20852 | 0.56556 | 0.60149 | 3163.0682 | 3251.9771 | 3445.9511 | 3821.3387
4 | 23 | 7 | 1502.683 | 1529.5063 | 1577.3592 | 1656.6179 | 1935.2243 | 1985.3929 | 2098.338 | 2308.4636 | -42.0422 | -82.9237 | -155.004 | -240.4674 | 117.1923 | 178.2143 | 292.9255 | 506.6993 | 27.1727 | 46.1456 | 86.2658 | 145.36 | -200.7151 | -229.6526 | -291.8985 | -372.7526 | 0.1303 | 0.62556 | 0.5845 | 0.83401 | 3339.6454 | 3427.3084 | 3608.5705 | 4004.7548
4 | 23 | 8 | 1480.3719 | 1504.1132 | 1547.7842 | 1612.3097 | 2278.032 | 2337.0875 | 2470.0398 | 2717.3873 | -49.2801 | -94.6594 | -178.2171 | -275.2198 | 169.7109 | 253.5984 | 415.4812 | 712.146 | 28.4485 | 48.6639 | 91.7973 | 152.3371 | -602.1811 | -689.1876 | -875.5868 | -1114.743 | 5.1361 | 8.636 | 17.4472 | 28.9911 | 3310.2381 | 3368.2521 | 3488.7458 | 3833.2084
4 | 23 | 9 | 1361.1729 | 1381.1168 | 1416.4888 | 1462.7095 | 2537.3028 | 2603.0796 | 2751.1636 | 3026.6626 | -54.7042 | -101.6364 | -188.8436 | -293.327 | 191.8938 | 285.8978 | 467.2986 | 804.1612 | 25.3975 | 43.9116 | 83.5311 | 139.6625 | -921.9917 | -1054.7178 | -1337.1483 | -1696.35 | 10.8748 | 18.7669 | 37.1512 | 62.2316 | 3149.9459 | 3176.4186 | 3229.6415 | 3505.7504
4 | 23 | 10 | 1292.3024 | 1309.6122 | 1339.5114 | 1373.8124 | 2731.2962 | 2802.1021 | 2961.5081 | 3258.0708 | -59.0771 | -106.0123 | -193.2151 | -297.9496 | 183.5894 | 276.113 | 455.9113 | 788.6176 | 21.2091 | 36.6966 | 70.4428 | 119.1376 | -1289.4295 | -1476.8965 | -1876.1762 | -2381.3111 | 12.0584 | 20.7479 | 40.4553 | 66.3083 | 2891.9488 | 2862.3631 | 2798.4376 | 2926.686
4 | 23 | 11 | 1238.1912 | 1253.8453 | 1279.9382 | 1305.6865 | 2852.2203 | 2926.1611 | 3092.6245 | 3402.3171 | -62.2459 | -109.614 | -197.5865 | -304.5756 | 167.0898 | 250.0961 | 420.4995 | 727.3472 | 18.4771 | 32.513 | 63.4085 | 107.336 | -1609.1962 | -1845.323 | -2350.7553 | -2997.8057 | 6.2654 | 10.009 | 18.1264 | 29.7666 | 2610.8017 | 2517.6876 | 2326.2554 | 2270.0721
4 | 23 | 12 | 1183.628 | 1197.6113 | 1219.996 | 1237.9691 | 2955.3443 | 3031.9585 | 3204.4405 | 3525.3303 | -64.0291 | -110.5014 | -197.5099 | -300.1448 | 158.9944 | 241.245 | 401.0365 | 697.8048 | 14.1367 | 25.1518 | 50.3202 | 86.367 | -1782.9447 | -2044.6542 | -2605.2783 | -3324.2374 | 1.7428 | 3.1278 | 5.6177 | 9.6474 | 2466.8724 | 2343.9389 | 2078.6227 | 1932.7364
4 | 23 | 13 | 1129.5574 | 1142.0725 | 1161.9291 | 1173.1693 | 2999.8478 | 3077.6156 | 3252.695 | 3578.4169 | -66.0702 | -111.2235 | -194.3824 | -297.2923 | 151.198 | 228.2417 | 381.117 | 658.1513 | 10.6297 | 20.0245 | 40.6867 | 71.1972 | -1815.6918 | -2082.8769 | -2658.2331 | -3402.7708 | 0.67323 | 1.1469 | 2.315 | 3.7802 | 2410.144 | 2275.0007 | 1986.1273 | 1784.6518
4 | 23 | 14 | 1055.8062 | 1066.6954 | 1081.6246 | 1086.1288 | 3034.2753 | 3112.9356 | 3290.0243 | 3619.4843 | -66.6188 | -110.893 | -192.4988 | -292.1285 | 137.8181 | 208.2854 | 351.6854 | 600.7785 | 7.6588 | 15.3088 | 32.9431 | 57.5479 | -1719.1924 | -1971.1136 | -2514.2773 | -3221.8258 | 0.40177 | 0.41704 | 0.81317 | 1.0429 | 2450.149 | 2321.6357 | 2050.3144 | 1851.028
4 | 23 | 15 | 1002.6648 | 1012.6817 | 1025.9156 | 1028.9725 | 2984.311 | 3061.6761 | 3235.8487 | 3559.8836 | -65.856 | -109.0661 | -190.4103 | -286.9645 | 128.8062 | 194.3227 | 324.8566 | 549.6096 | 7.086 | 14.2013 | 30.9909 | 55.0528 | -1543.4942 | -1770.6676 | -2260.9717 | -2899.9781 | -0.0054293 | 0.31278 | 0.090652 | 0.50263 | 2513.5124 | 2403.4609 | 2166.3205 | 2007.0786
4 | 23 | 16 | 1104.2152 | 1117.7663 | 1138.1407 | 1155.3715 | 2826.1238 | 2899.3881 | 3064.3284 | 3371.1875 | -64.2564 | -107.4044 | -188.8082 | -286.5399 | 66.5297 | 97.3009 | 158.0047 | 251.1028 | 8.7093 | 16.7006 | 35.0306 | 61.725 | -1219.3733 | -1401.8948 | -1797.7985 | -2315.613 | 0.1303 | -0.22612 | -0.28007 | -0.098855 | 2722.0787 | 2621.6305 | 2408.6177 | 2237.1352
4 | 23 | 17 | 1238.2029 | 1256.1456 | 1286.2013 | 1321.7816 | 2585.1657 | 2652.1833 | 2803.0607 | 3083.7567 | -62.0011 | -105.4123 | -187.0012 | -282.2255 | 75.024 | 107.622 | 170.1859 | 267.7785 | 10.4628 | 20.1518 | 41.2823 | 72.2095 | -729.3601 | -838.3194 | -1074.1068 | -1381.0958 | -1.1917 | -1.8943 | -3.687 | -6.0163 | 3116.3023 | 3090.4767 | 3035.9354 | 3076.1887
4 | 23 | 18 | 1431.9859 | 1455.8063 | 1498.6644 | 1561.323 | 2258.1124 | 2316.6516 | 2448.4413 | 2693.6259 | -59.1973 | -103.4723 | -185.7573 | -284.2286 | 91.6136 | 130.41 | 197.1844 | 302.9031 | 15.9988 | 28.9048 | 57.6279 | 98.6351 | -260.0769 | -299.3726 | -384.2105 | -493.5615 | -7.1748 | -12.1295 | -23.0622 | -38.1512 | 3471.2618 | 3516.7983 | 3608.8878 | 3840.5458
4 | 23 | 19 | 1744.7391 | 1776.3636 | 1837.6768 | 1931.853 | 2008.5808 | 2060.6511 | 2177.8774 | 2395.9681 | -55.48 | -100.149 | -181.3858 | -278.0275 | 98.2135 | 137.3785 | 206.6456 | 310.1087 | 20.3392 | 36.2661 | 70.8408 | 120.782 | -7.9445 | -9.2278 | -12.0241 | -15.4803 | -12.3271 | -20.6017 | -39.1469 | -63.2939 | 3796.1209 | 3880.6807 | 4060.4837 | 4401.91
4 | 23 | 20 | 1982.8244 | 2020.0519 | 2094.0831 | 2212.1638 | 1826.332 | 1873.6777 | 1980.2675 | 2178.5697 | -51.9769 | -96.2688 | -177.5774 | -272.251 | 107.7144 | 151.4649 | 226.9868 | 330.1112 | 23.8829 | 42.8217 | 82.7487 | 140.7388 | -0.0029378 | -0.0033719 | -0.0043111 | -0.005539 | -12.5986 | -21.123 | -40.3822 | -65.3197 | 3876.1753 | 3970.6211 | 4166.1221 | 4524.0072
4 | 23 | 21 | 2030.5637 | 2069.9123 | 2147.3396 | 2277.0973 | 1588.5496 | 1629.7311 | 1722.4432 | 1894.9271 | -48.2596 | -89.7877 | -165.144 | -253.4108 | 192.7202 | 271.1768 | 414.974 | 610.2486 | 23.7159 | 42.1258 | 81.4436 | 137.6755 | -0.0029378 | -0.0033719 | -0.0043111 | -0.005539 | -5.9695 | -9.5053 | -18.5404 | -30.3695 | 3781.3175 | 3913.6496 | 4182.5116 | 4636.1628
4 | 23 | 22 | 1968.4172 | 2007.7393 | 2083.7996 | 2215.8764 | 1378.5315 | 1414.2685 | 1494.7234 | 1644.4036 | -43.7795 | -80.8185 | -146.6604 | -224.6676 | 212.1208 | 292.7682 | 439.3364 | 641.9764 | 20.3392 | 36.2661 | 69.9202 | 118.4679 | -0.0029378 | -0.0033719 | -0.0043111 | -0.005539 | -1.6206 | -2.8056 | -5.9398 | -10.8351 | 3534.0056 | 3667.4146 | 3935.1752 | 4385.2161
4 | 23 | 23 | 1863.11 | 1901.2112 | 1973.5629 | 2104.3684 | 1211.5864 | 1242.9955 | 1313.707 | 1445.2605 | -37.9271 | -68.0302 | -122.9608 | -189.4906 | 316.7305 | 424.7354 | 617.8148 | 887.5586 | 16.1658 | 28.4932 | 56.1848 | 95.448 | -0.0029378 | -0.0033719 | -0.0043111 | -0.005539 | 3.1245 | 4.7459 | 7.1737 | 10.3561 | 3372.7872 | 3534.1477 | 3845.4781 | 4353.4954
4 | 23 | 24 | 1762.8274 | 1799.4134 | 1867.8223 | 1994.9092 | 1116.9372 | 1145.8926 | 1211.0802 | 1332.3566 | -32.8374 | -57.9562 | -102.8751 | -156.3166 | 304.8597 | 408.3175 | 598.0157 | 881.6858 | 12.3832 | 22.3857 | 42.6361 | 73.8469 | -0.0029378 | -0.0033719 | -0.0043111 | -0.005539 | 7.6173 | 12.4964 | 21.8959 | 33.718 | 3171.7845 | 3330.5461 | 3638.5708 | 4160.1945
4 | 24 | 1 | 1662.9042 | 1698.0228 | 1761.6075 | 1883.9602 | 1071.4729 | 1099.2497 | 1161.7838 | 1278.1238 | -29.5615 | -50.6487 | -88.763 | -134.9322 | 219.3707 | 294.2021 | 439.8785 | 650.5241 | 7.7891 | 14.3286 | 28.9007 | 49.5098 | -0.0029378 | -0.0033719 | -0.0043111 | -0.005539 | 5.964 | 9.7504 | 17.2023 | 26.0561 | 2937.9364 | 3064.9016 | 3320.6055 | 3753.2362
4 | 24 | 2 | 1595.5482 | 1629.1632 | 1689.6032 | 1808.5435 | 1054.715 | 1082.0573 | 1143.6134 | 1258.1338 | -27.9618 | -47.1601 | -82.508 | -123.4509 | 135.686 | 187.8649 | 291.2025 | 443.314 | 6.2744 | 11.3987 | 23.4314 | 41.2155 | -0.0029378 | -0.0033719 | -0.0043111 | -0.005539 | 3.9416 | 6.4046 | 11.4682 | 17.4111 | 2768.2004 | 2869.7252 | 3076.8065 | 3445.1614
4 | 24 | 3 | 1551.3536 | 1584.3545 | 1642.3117 | 1757.5276 | 1073.0745 | 1100.8928 | 1163.5204 | 1280.0343 | -27.2756 | -46.2206 | -79.662 | -121.1395 | 81.7906 | 117.4686 | 193.6338 | 310.1709 | 6.4414 | 11.8103 | 23.4314 | 42.5327 | -0.0029378 | -0.0033719 | -0.0043111 | -0.005539 | 1.5935 | 2.6417 | 5.0644 | 7.5019 | 2686.975 | 2770.944 | 2948.2954 | 3276.6223
4 | 24 | 4 | 1508.5311 | 1540.173 | 1595.1474 | 1704.4168 | 1165.7726 | 1195.9941 | 1264.0318 | 1390.6107 | -28.5104 | -49.8744 | -88.763 | -132.9292 | 50.197 | 75.6321 | 136.0389 | 234.41 | 9.0065 | 16.2416 | 31.5107 | 53.8902 | -0.0029378 | -0.0033719 | -0.0043111 | -0.005539 | 0.92569 | 1.373 | 2.7696 | 3.9417 | 2705.9196 | 2779.536 | 2940.7311 | 3254.3347
4 | 24 | 5 | 1485.4143 | 1515.1512 | 1567.0017 | 1667.1831 | 1369.1862 | 1404.6809 | 1484.5903 | 1633.2558 | -31.2071 | -57.182 | -104.4006 | -159.0526 | 43.1983 | 68.6637 | 127.963 | 227.6958 | 15.1004 | 26.5328 | 50.5909 | 84.8995 | -0.0029378 | -0.0033719 | -0.0043111 | -0.005539 | 1.056 | 1.373 | 2.7696 | 4.2118 | 2882.7451 | 2959.2161 | 3128.5107 | 3458.1878
4 | 24 | 6 | 1457.9989 | 1485.4026 | 1533.7236 | 1620.3664 | 1651.2309 | 1694.0373 | 1790.4077 | 1969.6975 | -35.8248 | -69.9702 | -132.5483 | -206.444 | 68.4011 | 106.4718 | 183.9697 | 323.4499 | 24.1801 | 41.7142 | 77.9373 | 129.2155 | -5.8154 | -6.594 | -8.3038 | -10.6987 | 0.13573 | 0.20852 | 0.56556 | 0.60149 | 3160.3065 | 3251.2703 | 3445.7518 | 3826.1881
4 | 24 | 7 | 1448.8196 | 1474.4242 | 1518.5759 | 1595.1025 | 1945.2203 | 1995.648 | 2109.1764 | 2320.3874 | -42.6213 | -85.5249 | -162.5795 | -253.9519 | 117.1923 | 178.2143 | 292.9255 | 506.6993 | 30.8467 | 52.6647 | 97.6646 | 162.9232 | -145.1178 | -165.4474 | -209.2658 | -267.4464 | 0.1303 | 0.62556 | 0.5845 | 0.83401 | 3354.47 | 3450.6045 | 3647.0816 | 4064.5483
4 | 24 | 8 | 1359.0889 | 1380.4956 | 1417.6371 | 1472.6878 | 2299.9813 | 2359.6058 | 2493.8391 | 2743.5698 | -49.7521 | -96.321 | -182.6651 | -282.3867 | 169.7109 | 253.5984 | 415.4812 | 712.146 | 30.3106 | 51.9688 | 97.2666 | 162.9232 | -445.7436 | -509.7301 | -647.894 | -829.1767 | 5.1361 | 8.636 | 17.4472 | 28.9911 | 3368.7321 | 3448.2535 | 3611.112 | 4008.7546
4 | 24 | 9 | 1161.0918 | 1176.8243 | 1202.2578 | 1231.2746 | 2590.2909 | 2657.4414 | 2808.6179 | 3089.8704 | -54.8113 | -101.8017 | -187.3181 | -289.0125 | 191.8938 | 285.8978 | 467.2986 | 804.1612 | 24.9917 | 43.2157 | 81.4436 | 136.4976 | -824.4126 | -948.4567 | -1218.9683 | -1576.4426 | 10.8748 | 18.7669 | 37.1512 | 62.2316 | 3099.9191 | 3131.8878 | 3190.4827 | 3458.5802
4 | 24 | 10 | 1069.6147 | 1082.3202 | 1101.1429 | 1116.2286 | 2791.069 | 2863.4245 | 3026.319 | 3329.3718 | -58.6357 | -104.516 | -188.562 | -289.3208 | 183.5894 | 276.113 | 455.9113 | 788.6176 | 18.8829 | 32.9246 | 63.6685 | 107.7802 | -1251.8427 | -1438.5817 | -1840.7958 | -2359.89 | 12.0584 | 20.7479 | 40.4553 | 66.3083 | 2764.736 | 2732.4325 | 2658.1391 | 2759.0956
4 | 24 | 11 | 992.209 | 1002.5244 | 1016.3111 | 1021.1976 | 2926.8937 | 3002.7703 | 3173.5919 | 3491.3925 | -61.4395 | -106.2907 | -188.767 | -286.4684 | 167.0898 | 250.0961 | 420.4995 | 727.3472 | 13.564 | 24.5831 | 49.1505 | 83.5447 | -1690.5442 | -1944.0927 | -2492.7526 | -3206.65 | 6.2654 | 10.009 | 18.1264 | 29.7666 | 2354.0382 | 2239.5995 | 1996.1598 | 1860.1302
4 | 24 | 12 | 930.6149 | 939.1633 | 948.4483 | 947.0021 | 3016.0323 | 3094.2197 | 3270.2437 | 3597.7229 | -62.6437 | -105.5164 | -187.165 | -282.0376 | 158.9944 | 241.245 | 401.0365 | 697.8048 | 9.8181 | 18.3483 | 37.554 | 66.2864 | -1798.8372 | -2066.8485 | -2644.6954 | -3391.7576 | 1.7428 | 3.1278 | 5.6177 | 9.6474 | 2255.7217 | 2123.7394 | 1831.0398 | 1644.6684
4 | 24 | 13 | 847.2948 | 854.1027 | 857.6411 | 849.9501 | 3062.8025 | 3142.2024 | 3320.956 | 3653.5134 | -63.1157 | -105.3512 | -182.7169 | -277.2984 | 151.198 | 228.2417 | 381.117 | 658.1513 | 7.086 | 13.917 | 30.5929 | 53.6117 | -1792.1643 | -2061.6272 | -2646.7738 | -3411.8524 | 0.67323 | 1.1469 | 2.315 | 3.7802 | 2213.7746 | 2072.6323 | 1763.1313 | 1529.856
4 | 24 | 14 | 720.6711 | 724.9676 | 722.0453 | 704.5722 | 3091.6565 | 3171.8044 | 3352.242 | 3687.9324 | -63.5571 | -105.1859 | -182.4354 | -274.446 | 137.8181 | 208.2854 | 351.6854 | 600.7785 | 5.8686 | 11.683 | 26.5532 | 46.7363 | -1754.5184 | -2016.1702 | -2580.3469 | -3309.5717 | 0.40177 | 0.41704 | 0.81317 | 1.0429 | 2138.3405 | 1995.8013 | 1690.5568 | 1457.0446
4 | 24 | 15 | 673.6282 | 677.4343 | 672.1879 | 654.0359 | 3054.4049 | 3133.5871 | 3311.8506 | 3643.4962 | -63.0851 | -105.1338 | -183.6793 | -274.446 | 128.8062 | 194.3227 | 324.8566 | 549.6096 | 7.086 | 13.917 | 29.2878 | 51.9896 | -1421.6906 | -1633.2914 | -2092.1781 | -2689.5922 | -0.0054293 | 0.31278 | 0.090652 | 0.50263 | 2379.1442 | 2281.1487 | 2062.416 | 1935.5958
4 | 24 | 16 | 768.9489 | 775.8082 | 778.1497 | 772.9038 | 2888.657 | 2963.5423 | 3132.1323 | 3445.7812 | -61.8504 | -104.0811 | -183.6793 | -278.7604 | 66.5297 | 97.3009 | 158.0047 | 251.1028 | 9.2454 | 17.2219 | 35.9376 | 62.4741 | -1183.7815 | -1360.3269 | -1742.4641 | -2238.8965 | 0.1303 | -0.22612 | -0.28007 | -0.098855 | 2487.8794 | 2389.2392 | 2177.8009 | 2014.5061
4 | 24 | 17 | 945.3562 | 957.1264 | 970.646 | 988.096 | 2636.3464 | 2704.6908 | 2858.5553 | 3144.8084 | -60.1742 | -103.1938 | -183.4744 | -280.7635 | 75.024 | 107.622 | 170.1859 | 267.7785 | 12.861 | 23.7775 | 47.7209 | 82.0243 | -709.794 | -816.5837 | -1046.9168 | -1343.5854 | -1.1917 | -1.8943 | -3.687 | -6.0163 | 2898.4276 | 2871.545 | 2813.03 | 2852.3421
4 | 24 | 18 | 1301.8587 | 1323.0355 | 1358.8302 | 1413.0251 | 2293.3379 | 2352.7903 | 2486.6358 | 2735.6452 | -56.8218 | -99.4269 | -177.0144 | -271.4016 | 91.6136 | 130.41 | 197.1844 | 302.9031 | 15.0203 | 27.0824 | 53.9727 | 92.5087 | -223.8227 | -258.1221 | -332.129 | -426.6623 | -7.1748 | -12.1295 | -23.0622 | -38.1512 | 3414.0113 | 3463.6398 | 3564.4174 | 3807.867
4 | 24 | 19 | 1678.3174 | 1708.6638 | 1764.1409 | 1856.1461 | 2034.5742 | 2087.3183 | 2206.0617 | 2426.9747 | -52.8903 | -93.2241 | -169.5154 | -259.6119 | 98.2135 | 137.3785 | 206.6456 | 310.1087 | 17.4402 | 31.266 | 61.5918 | 105.2851 | -12.3315 | -14.3197 | -18.5615 | -23.7507 | -12.3271 | -20.6017 | -39.1469 | -63.2939 | 3750.9962 | 3836.4811 | 4011.2162 | 4351.858
4 | 24 | 20 | 1896.3647 | 1931.8481 | 1999.5796 | 2113.1963 | 1846.8935 | 1894.7722 | 2002.562 | 2203.0967 | -49.3872 | -90.066 | -162.298 | -248.6716 | 107.7144 | 151.4649 | 226.9868 | 330.1112 | 19.0634 | 33.7478 | 65.8805 | 113.8843 | -0.0029378 | -0.0033719 | -0.0043111 | -0.005539 | -12.5986 | -21.123 | -40.3822 | -65.3197 | 3808.0472 | 3900.6407 | 4092.3243 | 4446.2915
4 | 24 | 21 | 1973.84 | 2012.0562 | 2085.1326 | 2212.0485 | 1608.2479 | 1649.94 | 1743.8018 | 1918.4245 | -46.5834 | -85.4118 | -154.5175 | -234.5706 | 192.7202 | 271.1768 | 414.974 | 610.2486 | 19.3606 | 34.4437 | 67.3101 | 116.2777 | -0.0029378 | -0.0033719 | -0.0043111 | -0.005539 | -5.9695 | -9.5053 | -18.5404 | -30.3695 | 3741.6129 | 3872.6962 | 4138.1563 | 4592.0537
4 | 24 | 22 | 1954.6683 | 1993.6256 | 2068.4329 | 2200.5216 | 1384.5951 | 1420.4892 | 1501.298 | 1651.6366 | -42.5448 | -78.1042 | -140.2004 | -215.6141 | 212.1208 | 292.7682 | 439.3364 | 641.9764 | 17.7741 | 31.5504 | 61.7163 | 104.717 | -0.0029378 | -0.0033719 | -0.0043111 | -0.005539 | -1.6206 | -2.8056 | -5.9398 | -10.8351 | 3524.9899 | 3657.5202 | 3924.6391 | 4372.3969
4 | 24 | 23 | 1844.8014 | 1882.4305 | 1953.7636 | 2083.3258 | 1218.1293 | 1249.708 | 1320.8014 | 1453.0652 | -37.3786 | -67.1428 | -121.4353 | -182.44 | 316.7305 | 424.7354 | 617.8148 | 887.5586 | 14.7814 | 26.3865 | 51.6225 | 87.6995 | -0.0029378 | -0.0033719 | -0.0043111 | -0.005539 | 3.1245 | 4.7459 | 7.1737 | 10.3561 | 3360.1857 | 3520.8601 | 3829.7364 | 4339.5596
4 | 24 | 24 | 1758.4925 | 1795.0567 | 1862.8277 | 1990.7106 | 1113.4063 | 1142.2702 | 1207.2517 | 1328.1447 | -32.2888 | -57.8431 | -101.3497 | -154.0052 | 304.8597 | 408.3175 | 607.7306 | 881.6858 | 10.9989 | 19.8674 | 39.1921 | 66.9714 | -0.0029378 | -0.0033719 | -0.0043111 | -0.005539 | 7.6173 | 12.4964 | 21.8959 | 33.718 | 3163.0829 | 3320.1618 | 3637.5439 | 4147.2199
4 | 25 | 1 | 1658.6274 | 1693.0477 | 1756.5434 | 1879.8721 | 1065.2987 | 1092.9155 | 1155.0892 | 1270.7588 | -29.4544 | -51.4229 | -93.211 | -134.9322 | 219.3707 | 294.2021 | 445.8257 | 650.5241 | 8.0279 | 14.7402 | 32.4178 | 50.7253 | -0.0029378 | -0.0033719 | -0.0043111 | -0.005539 | 5.964 | 9.7504 | 15.2972 | 26.0561 | 2927.8315 | 3053.2296 | 3311.958 | 3742.9986
4 | 25 | 2 | 1596.5557 | 1629.9942 | 1690.8987 | 1810.2727 | 1044.7949 | 1071.8801 | 1132.8572 | 1246.3005 | -28.2197 | -48.6565 | -83.547 | -125.454 | 135.686 | 187.8649 | 294.1761 | 443.314 | 6.9191 | 12.5062 | 22.722 | 43.8499 | -0.0029378 | -0.0033719 | -0.0043111 | -0.005539 | 3.9416 | 6.4046 | 9.2641 | 17.4111 | 2759.6747 | 2859.9901 | 3066.3669 | 3435.6887
4 | 25 | 3 | 1551.5589 | 1584.0759 | 1642.7808 | 1758.4405 | 1062.1179 | 1089.6522 | 1151.6403 | 1266.9645 | -27.7476 | -46.9949 | -82.2264 | -122.7179 | 81.7906 | 117.4686 | 197.4015 | 310.1709 | 6.5133 | 11.8103 | 21.9395 | 42.4311 | -0.0029378 | -0.0033719 | -0.0043111 | -0.005539 | 1.5935 | 2.6417 | 5.0644 | 7.5019 | 2675.8236 | 2758.6505 | 2936.5957 | 3262.7854
4 | 25 | 4 | 1500.7776 | 1531.6542 | 1587.5906 | 1696.165 | 1158.6392 | 1188.6757 | 1256.2971 | 1382.1015 | -28.7682 | -48.8218 | -83.8285 | -130.1931 | 50.197 | 75.6321 | 139.0125 | 234.41 | 7.4918 | 14.0442 | 21.9395 | 48.3319 | -0.0029378 | -0.0033719 | -0.0043111 | -0.005539 | 0.92569 | 1.373 | 2.9645 | 3.9417 | 2689.2601 | 2762.5541 | 2923.9713 | 3234.7514
4 | 25 | 5 | 1472.486 | 1501.5531 | 1554.1685 | 1653.1535 | 1358.4511 | 1393.6675 | 1472.9504 | 1620.4503 | -31.6791 | -56.1293 | -97.864 | -153.8888 | 43.1983 | 68.6637 | 127.963 | 227.6958 | 12.6221 | 22.513 | 35.5504 | 73.4403 | -0.0029378 | -0.0033719 | -0.0043111 | -0.005539 | 1.056 | 1.373 | 2.38 | 4.2118 | 2856.1314 | 2931.6375 | 3095.1439 | 3425.0574
4 | 25 | 6 | 1442.78 | 1469.9465 | 1518.265 | 1603.6039 | 1640.9232 | 1683.4624 | 1779.2312 | 1957.4018 | -36.2968 | -67.9781 | -123.1657 | -196.9658 | 68.4011 | 106.4718 | 187.7374 | 323.4499 | 20.8753 | 35.9817 | 60.0999 | 114.4899 | -18.7895 | -21.4036 | -27.1565 | -35.1469 | 0.13573 | 0.20852 | -1.0594 | 0.60149 | 3118.0291 | 3206.6892 | 3393.9518 | 3767.4343
4 | 25 | 7 | 1435.7461 | 1460.488 | 1505.954 | 1581.2877 | 1918.8138 | 1968.557 | 2080.5443 | 2288.8881 | -42.5142 | -83.5327 | -152.9154 | -244.4736 | 117.1923 | 178.2143 | 296.6932 | 506.6993 | 27.5785 | 47.5374 | 77.1548 | 149.0707 | -352.0643 | -403.7087 | -516.1638 | -665.5603 | 0.1303 | 0.62556 | 0.48032 | 0.83401 | 3104.8825 | 3168.1809 | 3291.7474 | 3616.7459
4 | 25 | 8 | 1365.4335 | 1387.718 | 1426.2278 | 1484.0203 | 2225.8727 | 2283.576 | 2413.4841 | 2655.1682 | -49.7521 | -93.772 | -171.6805 | -272.4837 | 169.7109 | 253.5984 | 419.2489 | 712.146 | 27.1727 | 46.5572 | 73.2397 | 146.8805 | -946.4402 | -1085.5166 | -1387.6401 | -1786.3979 | 5.1361 | 8.636 | 16.4974 | 28.9911 | 2797.1336 | 2800.7969 | 2789.3773 | 2968.3244
4 | 25 | 9 | 1285.064 | 1305.3898 | 1337.6234 | 1380.53 | 2428.2572 | 2491.2072 | 2632.927 | 2896.5859 | -54.7042 | -97.9826 | -177.9356 | -274.7951 | 191.8938 | 285.8978 | 470.0693 | 804.1612 | 20.1003 | 35.1586 | 56.7073 | 113.5793 | -1483.6553 | -1702.4146 | -2176.8472 | -2800.2675 | 10.8748 | 18.7669 | 32.8405 | 62.2316 | 2397.8307 | 2336.0231 | 2175.3847 | 2182.0253
4 | 25 | 10 | 1257.5188 | 1277.1127 | 1306.5733 | 1341.9893 | 2554.5245 | 2620.7478 | 2769.8369 | 3047.2058 | -57.98 | -100.8621 | -180.7815 | -272.7921 | 183.5894 | 276.113 | 454.1202 | 788.6176 | 13.9698 | 24.5831 | 40.9466 | 83.5447 | -1869.8168 | -2145.7447 | -2743.6802 | -3528.3815 | 12.0584 | 20.7479 | 25.7926 | 66.3083 | 2093.8641 | 1972.6978 | 1672.8078 | 1526.4922
4 | 25 | 11 | 1214.6752 | 1232.9848 | 1258.5571 | 1288.8607 | 2644.9106 | 2713.477 | 2867.8413 | 3155.0243 | -60.891 | -103.5764 | -187.7941 | -275.1034 | 167.0898 | 250.0961 | 418.7084 | 727.3472 | 10.057 | 18.7599 | 33.5874 | 66.2864 | -2128.9879 | -2443.5543 | -3124.9944 | -4018.3081 | 6.2654 | 10.009 | 14.9279 | 29.7666 | 1853.1191 | 1678.1962 | 1280.8336 | 973.8737
4 | 25 | 12 | 1178.0821 | 1194.3982 | 1218.6817 | 1244.0871 | 2718.6855 | 2789.1645 | 2947.8345 | 3243.0279 | -62.6742 | -104.629 | -189.1146 | -275.8364 | 158.9944 | 241.245 | 400.0395 | 697.8048 | 8.0279 | 15.8301 | 27.3357 | 57.2207 | -2247.6484 | -2580.0025 | -3299.9002 | -4243.1139 | 1.7428 | 3.1278 | 6.711 | 9.6474 | 1755.21 | 1559.134 | 1111.5876 | 732.8377
4 | 25 | 13 | 1127.1863 | 1141.3724 | 1163.4163 | 1185.2642 | 2744.1194 | 2815.2577 | 2975.4121 | 3273.3671 | -63.8019 | -105.5164 | -193.2811 | -275.4117 | 151.198 | 228.2417 | 383.2964 | 658.1513 | 5.8686 | 12.0946 | 26.6886 | 46.7363 | -2235.5768 | -2566.3739 | -3282.7511 | -4220.5913 | 0.67323 | 1.1469 | 5.2091 | 3.7802 | 1729.6669 | 1526.223 | 1077.9903 | 671.296
4 | 25 | 14 | 1053.4851 | 1065.4723 | 1084.6337 | 1101.7499 | 2749.9731 | 2821.2632 | 2981.7592 | 3280.3498 | -64.899 | -107.1781 | -195.6406 | -277.7231 | 137.8181 | 208.2854 | 352.4795 | 600.7785 | 5.3108 | 10.7028 | 24.7364 | 44.3428 | -2085.1616 | -2394.0398 | -3062.9834 | -3938.4279 | 0.40177 | 0.41704 | 2.1202 | 1.0429 | 1796.9283 | 1604.9228 | 1187.105 | 812.1129
4 | 25 | 15 | 1027.1948 | 1038.01 | 1056.7901 | 1075.5693 | 2693.6744 | 2763.505 | 2920.7153 | 3213.193 | -64.899 | -106.4038 | -195.3591 | -277.7231 | 128.8062 | 194.3227 | 323.4712 | 549.6096 | 5.7017 | 12.0946 | 24.9964 | 46.533 | -1825.8145 | -2095.9928 | -2680.7491 | -3444.9438 | -0.0054293 | 0.31278 | -0.29902 | 0.50263 | 1964.6581 | 1805.8486 | 1449.5657 | 1162.7406
4 | 25 | 16 | 1080.3765 | 1093.8276 | 1116.9039 | 1145.4699 | 2560.5952 | 2626.9759 | 2776.4193 | 3054.4474 | -63.6642 | -106.4038 | -198.0001 | -279.3015 | 66.5297 | 97.3009 | 149.8781 | 251.1028 | 7.3249 | 14.3286 | 29.9539 | 54.624 | -1396.9766 | -1604.0908 | -2052.2434 | -2637.2204 | 0.1303 | -0.22612 | -2.4841 | -0.098855 | 2254.3158 | 2121.7122 | 1820.4275 | 1589.0233
4 | 25 | 17 | 1208.1592 | 1225.2539 | 1257.4128 | 1302.2689 | 2364.511 | 2425.8084 | 2563.8078 | 2820.5451 | -61.988 | -104.2985 | -199.3206 | -279.3015 | 75.024 | 107.622 | 159.0857 | 267.7785 | 9.962 | 18.741 | 40.5053 | 68.1716 | -862.6337 | -990.8407 | -1267.907 | -1628.0444 | -1.1917 | -1.8943 | -6.1576 | -6.0163 | 2731.8427 | 2680.3917 | 2547.4264 | 2545.402
4 | 25 | 18 | 1498.9471 | 1524.8043 | 1573.4783 | 1648.8382 | 2087.9392 | 2142.0668 | 2263.9247 | 2490.632 | -58.5286 | -101.419 | -194.9492 | -276.2571 | 91.6136 | 130.41 | 186.0842 | 302.9031 | 14.2806 | 26.1022 | 55.5458 | 89.1406 | -307.5685 | -353.7399 | -453.2304 | -581.1412 | -7.1748 | -12.1295 | -13.767 | -38.1512 | 3319.5087 | 3356.095 | 3417.0864 | 3635.9644
4 | 25 | 19 | 1833.6201 | 1866.3397 | 1933.3438 | 2041.4846 | 1883.0204 | 1931.8357 | 2041.734 | 2246.1914 | -54.2321 | -95.9905 | -182.9256 | -266.7788 | 98.2135 | 137.3785 | 195.5454 | 310.1087 | 17.679 | 31.6776 | 61.6622 | 106.6022 | -12.3315 | -14.3197 | -18.5615 | -23.7507 | -12.3271 | -20.6017 | -28.6218 | -63.2939 | 3753.6422 | 3836.3196 | 4002.1766 | 4350.5633
4 | 25 | 20 | 2047.5992 | 2085.2602 | 2163.6002 | 2292.9152 | 1721.5587 | 1766.1883 | 1866.6632 | 2053.5891 | -50.3007 | -90.6751 | -169.863 | -250.6748 | 107.7144 | 151.4649 | 215.8866 | 330.1112 | 18.6576 | 33.4635 | 65.3688 | 112.2622 | -0.0029378 | -0.0033719 | -0.0043111 | -0.005539 | -12.5986 | -21.123 | -32.4184 | -65.3197 | 3832.6276 | 3924.5754 | 4109.2331 | 4472.8776
4 | 25 | 21 | 2110.5296 | 2150.8472 | 2232.88 | 2373.4434 | 1512.2331 | 1551.4361 | 1639.6942 | 1803.8917 | -47.6039 | -85.2465 | -156.3139 | -229.4067 | 192.7202 | 271.1768 | 417.9476 | 610.2486 | 16.7955 | 30.5701 | 59.2416 | 104.6153 | -0.0029378 | -0.0033719 | -0.0043111 | -0.005539 | -5.9695 | -9.5053 | -15.2039 | -30.3695 | 3778.7021 | 3909.2751 | 4178.2412 | 4632.4173
4 | 25 | 22 | 2041.5151 | 2082.4036 | 2162.4256 | 2302.6579 | 1330.2838 | 1364.77 | 1442.409 | 1586.8505 | -43.0168 | -77.0516 | -140.9579 | -210.4502 | 212.1208 | 292.7682 | 440.1305 | 641.9764 | 15.4261 | 27.9246 | 56.4447 | 94.575 | -0.0029378 | -0.0033719 | -0.0043111 | -0.005539 | -1.6206 | -2.8056 | -4.879 | -10.8351 | 3554.7055 | 3688.0059 | 3955.5687 | 4404.769
4 | 25 | 23 | 1910.2056 | 1949.4356 | 2024.001 | 2159.8933 | 1182.8938 | 1213.559 | 1282.596 | 1411.034 | -37.9271 | -66.9776 | -122.4743 | -182.0154 | 316.7305 | 424.7354 | 617.8148 | 887.5586 | 12.6221 | 23.2089 | 50.9754 | 78.5322 | -0.0029378 | -0.0033719 | -0.0043111 | -0.005539 | 3.1245 | 4.7459 | 12.5574 | 10.3561 | 3387.6465 | 3548.7039 | 3865.466 | 4365.3533
4 | 25 | 24 | 1784.4719 | 1821.7646 | 1890.8555 | 2021.1409 | 1096.2774 | 1124.6973 | 1188.679 | 1307.7123 | -33.3094 | -57.8431 | -105.2346 | -153.5805 | 304.8597 | 408.3175 | 607.7306 | 881.6858 | 10.76 | 19.1715 | 40.684 | 66.8698 | -0.0029378 | -0.0033719 | -0.0043111 | -0.005539 | 7.6173 | 12.4964 | 22.4615 | 33.718 | 3170.674 | 3328.6008 | 3645.1717 | 4157.5407
4 | 26 | 1 | 1668.5959 | 1703.7541 | 1768.3488 | 1891.6441 | 1056.2072 | 1083.5883 | 1145.2314 | 1259.9139 | -30.5821 | -52.3103 | -91.404 | -139.2467 | 219.3707 | 294.2021 | 445.8257 | 650.5241 | 9.2454 | 16.9376 | 30.9882 | 58.5755 | -0.0029378 | -0.0033719 | -0.0043111 | -0.005539 | 5.964 | 9.7504 | 15.2972 | 26.0561 | 2928.7982 | 3055.9188 | 3314.283 | 3747.4613
4 | 26 | 2 | 1597.6411 | 1631.2553 | 1692.729 | 1811.746 | 1040.9452 | 1067.9306 | 1128.6831 | 1241.7083 | -28.7682 | -48.8218 | -83.8285 | -127.457 | 135.686 | 187.8649 | 294.1761 | 443.314 | 7.3249 | 13.3483 | 24.2139 | 47.0147 | -0.0029378 | -0.0033719 | -0.0043111 | -0.005539 | 3.9416 | 6.4046 | 9.2641 | 17.4111 | 2756.7677 | 2857.9786 | 3065.2333 | 3433.7316
4 | 26 | 3 | 1545.4184 | 1577.7509 | 1636.535 | 1751.3993 | 1062.2893 | 1089.828 | 1151.8261 | 1267.1689 | -27.7476 | -47.8822 | -82.2264 | -125.0293 | 81.7906 | 117.4686 | 197.4015 | 310.1709 | 7.086 | 12.5062 | 22.722 | 44.7229 | -0.0029378 | -0.0033719 | -0.0043111 | -0.005539 | 1.5935 | 2.6417 | 5.0644 | 7.5019 | 2670.4273 | 2752.3098 | 2931.3182 | 3255.9291
4 | 26 | 4 | 1496.9118 | 1527.7162 | 1584.1597 | 1691.7172 | 1157.2984 | 1187.3002 | 1254.8433 | 1380.5021 | -28.7682 | -49.7091 | -85.354 | -129.7684 | 50.197 | 75.6321 | 139.0125 | 234.41 | 7.3249 | 13.3483 | 24.7364 | 46.9131 | -0.0029378 | -0.0033719 | -0.0043111 | -0.005539 | 0.92569 | 1.373 | 2.9645 | 3.9417 | 2683.8866 | 2755.6572 | 2920.3581 | 3227.7101
4 | 26 | 5 | 1463.0673 | 1491.7606 | 1544.1614 | 1642.3176 | 1360.5859 | 1395.8576 | 1475.2652 | 1622.9969 | -31.6791 | -55.9641 | -97.864 | -153.8888 | 43.1983 | 68.6637 | 127.963 | 227.6958 | 12.2163 | 22.1014 | 36.98 | 71.1485 | -0.0029378 | -0.0033719 | -0.0043111 | -0.005539 | 1.056 | 1.373 | 2.38 | 4.2118 | 2848.4417 | 2923.7888 | 3088.8813 | 3414.4762
4 | 26 | 6 | 1439.5351 | 1466.6531 | 1515.2171 | 1599.9754 | 1637.9849 | 1680.4479 | 1776.0452 | 1953.8968 | -36.2968 | -69.805 | -129.1392 | -201.2802 | 68.4011 | 106.4718 | 187.7374 | 323.4499 | 21.8538 | 37.5198 | 68.3661 | 119.0736 | -24.1647 | -27.5598 | -34.9617 | -45.0537 | 0.13573 | 0.20852 | -1.0594 | 0.60149 | 3107.4491 | 3193.9362 | 3382.2055 | 3750.6632
4 | 26 | 7 | 1421.0579 | 1445.8671 | 1490.0297 | 1564.2552 | 1926.2518 | 1976.1878 | 2088.6092 | 2297.7606 | -43.1698 | -84.6375 | -158.8889 | -251.5241 | 117.1923 | 178.2143 | 296.6932 | 506.6993 | 29.332 | 50.183 | 88.0934 | 155.8445 | -329.0409 | -376.8766 | -480.6083 | -618.1403 | 0.1303 | 0.62556 | 0.48032 | 0.83401 | 3121.7536 | 3189.5636 | 3324.4086 | 3655.7292
4 | 26 | 8 | 1336.4028 | 1357.6115 | 1394.3199 | 1450.6388 | 2233.9489 | 2291.8617 | 2422.2411 | 2664.8021 | -49.8592 | -95.4336 | -179.5376 | -279.6506 | 169.7109 | 253.5984 | 419.2489 | 712.146 | 28.9262 | 49.7714 | 89.523 | 156.0478 | -918.7541 | -1053.4377 | -1345.0903 | -1728.8884 | 5.1361 | 8.636 | 16.4974 | 28.9911 | 2805.5117 | 2812.6076 | 2817.2023 | 3004.0868
4 | 26 | 9 | 1294.3159 | 1313.4934 | 1345.8355 | 1391.0816 | 2435.7783 | 2498.9233 | 2641.082 | 2905.5575 | -55.2833 | -99.9748 | -182.3836 | -279.959 | 191.8938 | 285.8978 | 470.0693 | 804.1612 | 21.448 | 37.1082 | 67.7082 | 119.1376 | -1387.6609 | -1593.1956 | -2038.7068 | -2623.3328 | 10.8748 | 18.7669 | 32.8405 | 62.2316 | 2511.3666 | 2461.0192 | 2336.445 | 2378.8778
4 | 26 | 10 | 1257.4173 | 1274.7985 | 1303.2777 | 1341.3131 | 2585.7956 | 2652.8296 | 2803.7438 | 3084.5081 | -59.1077 | -101.8017 | -185.5111 | -277.5312 | 183.5894 | 276.113 | 454.1202 | 788.6176 | 13.9698 | 24.5831 | 49.933 | 83.5447 | -1795.9441 | -2061.2138 | -2635.8723 | -3389.5068 | 12.0584 | 20.7479 | 25.7926 | 66.3083 | 2197.7787 | 2086.0568 | 1815.4839 | 1697.2538
4 | 26 | 11 | 1216.2032 | 1231.9285 | 1256.7639 | 1289.5652 | 2692.1658 | 2761.9573 | 2919.0795 | 3211.3934 | -62.0186 | -104.516 | -191.2031 | -277.1065 | 167.0898 | 250.0961 | 418.7084 | 727.3472 | 9.2454 | 17.2219 | 39.6416 | 61.7027 | -2072.4865 | -2378.8416 | -3042.3615 | -3911.6621 | 6.2654 | 10.009 | 14.9279 | 29.7666 | 1956.4643 | 1787.8552 | 1415.5566 | 1131.0066
4 | 26 | 12 | 1164.5119 | 1178.5525 | 1199.9002 | 1227.2268 | 2763.7876 | 2835.4358 | 2996.7381 | 3296.8287 | -64.2739 | -107.2302 | -195.3696 | -282.1539 | 158.9944 | 241.245 | 400.0395 | 697.8048 | 7.086 | 13.6327 | 32.2824 | 52.5354 | -2190.2956 | -2514.3364 | -3216.0897 | -4135.1038 | 1.7428 | 3.1278 | 6.711 | 9.6474 | 1841.5532 | 1650.4272 | 1224.2118 | 866.7854
4 | 26 | 13 | 1086.1753 | 1098.5973 | 1116.1855 | 1135.9308 | 2803.1589 | 2875.8278 | 3039.4278 | 3343.7934 | -66.315 | -108.8918 | -198.0107 | -282.1539 | 151.198 | 228.2417 | 383.2964 | 658.1513 | 5.5497 | 11.1144 | 30.2057 | 45.6599 | -2178.7164 | -2501.2928 | -3199.8185 | -4114.0331 | 0.67323 | 1.1469 | 5.2091 | 3.7802 | 1801.7237 | 1604.7434 | 1176.4954 | 791.1286
4 | 26 | 14 | 999.5447 | 1010.2182 | 1023.9065 | 1036.8585 | 2814.7969 | 2887.7675 | 3052.0468 | 3357.6759 | -68.5703 | -111.6061 | -200.0886 | -290.7828 | 137.8181 | 208.2854 | 352.4795 | 600.7785 | 5.3827 | 11.1144 | 27.2084 | 45.5583 | -2077.4869 | -2384.6454 | -3049.3755 | -3918.436 | 0.40177 | 0.41704 | 2.1202 | 1.0429 | 1811.8869 | 1621.5509 | 1208.2972 | 832.6953
4 | 26 | 15 | 1005.4738 | 1015.8342 | 1032.4258 | 1046.8082 | 2761.623 | 2833.2151 | 2994.3911 | 3294.2466 | -68.3561 | -112.2152 | -202.1666 | -290.3581 | 128.8062 | 194.3227 | 323.4712 | 549.6096 | 5.6216 | 11.526 | 28.6489 | 47.6469 | -1779.0108 | -2042.3179 | -2611.9957 | -3356.0348 | -0.0054293 | 0.31278 | -0.29902 | 0.50263 | 2054.1522 | 1900.6777 | 1564.4756 | 1292.421
4 | 26 | 16 | 1058.9642 | 1070.953 | 1096.0083 | 1119.5381 | 2593.4957 | 2660.7293 | 2812.0929 | 3093.6933 | -67.777 | -112.0499 | -205.8466 | -294.6725 | 66.5297 | 97.3009 | 149.8781 | 251.1028 | 7.6357 | 15.4171 | 36.601 | 57.928 | -1358.7893 | -1560.2488 | -1995.9852 | -2564.2637 | 0.1303 | -0.22612 | -2.4841 | -0.098855 | 2300.1893 | 2171.8754 | 1890.2643 | 1663.2271
4 | 26 | 17 | 1201.042 | 1217.53 | 1252.1098 | 1294.0086 | 2371.4666 | 2432.9443 | 2571.3496 | 2828.8422 | -65.5523 | -111.1625 | -203.5532 | -294.789 | 75.024 | 107.622 | 159.0857 | 267.7785 | 10.8455 | 20.956 | 45.9827 | 75.1863 | -839.7822 | -964.7507 | -1234.8555 | -1586.0341 | -1.1917 | -1.8943 | -6.1576 | -6.0163 | 2751.8518 | 2701.2447 | 2583.9615 | 2578.9763
4 | 26 | 18 | 1479.9087 | 1504.6647 | 1555.7902 | 1627.4591 | 2084.8067 | 2138.8531 | 2260.5282 | 2486.8954 | -61.6208 | -106.6214 | -197.5797 | -287.3138 | 91.6136 | 130.41 | 186.0842 | 302.9031 | 14.0553 | 25.8355 | 57.766 | 91.47 | -296.8244 | -341.5888 | -438.0288 | -561.9262 | -7.1748 | -12.1295 | -13.767 | -38.1512 | 3304.7644 | 3339.4237 | 3410.7931 | 3621.3364
4 | 26 | 19 | 1808.2411 | 1840.2226 | 1907.3537 | 2012.6458 | 1882.7463 | 1931.5545 | 2041.4367 | 2245.8643 | -56.1967 | -98.5916 | -184.7986 | -268.7819 | 98.2135 | 137.3785 | 195.5454 | 310.1087 | 16.1427 | 29.709 | 64.145 | 101.7136 | -12.3315 | -14.3197 | -18.5615 | -23.7507 | -12.3271 | -20.6017 | -28.6218 | -63.2939 | 3724.4881 | 3805.3515 | 3976.499 | 4314.5059
4 | 26 | 20 | 2019.4671 | 2056.9254 | 2135.2727 | 2260.1563 | 1734.1208 | 1779.0761 | 1880.2842 | 2068.5741 | -51.9003 | -91.4493 | -173.8245 | -250.2501 | 107.7144 | 151.4649 | 215.8866 | 330.1112 | 15.9038 | 29.0321 | 69.9284 | 100.803 | -0.0029378 | -0.0033719 | -0.0043111 | -0.005539 | -12.5986 | -21.123 | -32.4184 | -65.3197 | 3812.7042 | 3903.9228 | 4095.1246 | 4444.0692
4 | 26 | 21 | 2096.2776 | 2136.4351 | 2219.536 | 2357.2218 | 1509.665 | 1548.8015 | 1636.9097 | 1800.8283 | -48.6245 | -86.1339 | -159.2365 | -233.7212 | 192.7202 | 271.1768 | 417.9476 | 610.2486 | 16.6435 | 30.0123 | 66.2758 | 103.2982 | -0.0029378 | -0.0033719 | -0.0043111 | -0.005539 | -5.9695 | -9.5053 | -15.2039 | -30.3695 | 3760.7094 | 3890.7831 | 4166.2243 | 4607.5006
4 | 26 | 22 | 2031.2722 | 2072.0652 | 2151.7312 | 2290.8802 | 1328.1387 | 1362.5693 | 1440.0831 | 1584.2917 | -44.0374 | -78.7132 | -143.5989 | -214.7647 | 212.1208 | 292.7682 | 440.1305 | 641.9764 | 15.8319 | 28.3362 | 61.3291 | 96.7652 | -0.0029378 | -0.0033719 | -0.0043111 | -0.005539 | -1.6206 | -2.8056 | -4.879 | -10.8351 | 3541.7026 | 3674.2167 | 3944.7917 | 4388.3082
4 | 26 | 23 | 1911.5737 | 1950.8509 | 2024.3257 | 2161.6037 | 1178.0111 | 1208.5498 | 1277.3018 | 1405.2096 | -37.9271 | -68.6392 | -123.7948 | -186.7545 | 316.7305 | 424.7354 | 617.8148 | 887.5586 | 14.5425 | 25.6906 | 51.7579 | 87.4962 | -0.0029378 | -0.0033719 | -0.0043111 | -0.005539 | 3.1245 | 4.7459 | 12.5574 | 10.3561 | 3386.0523 | 3545.93 | 3859.9584 | 4365.4642
4 | 26 | 24 | 1788.2375 | 1825.5973 | 1895.0469 | 2025.7261 | 1088.9151 | 1117.1441 | 1180.6962 | 1298.93 | -33.3094 | -58.7305 | -105.2346 | -155.8919 | 304.8597 | 414.8734 | 607.7306 | 881.6858 | 11.1658 | 20.1518 | 40.4972 | 69.1616 | -0.0029378 | -0.0033719 | -0.0043111 | -0.005539 | 7.6173 | 12.4964 | 22.4615 | 33.718 | 3167.483 | 3331.529 | 3641.1933 | 4153.3241
4 | 27 | 1 | 1665.5814 | 1701.5505 | 1765.7662 | 1888.2465 | 1049.0011 | 1076.1954 | 1137.418 | 1251.3179 | -30.003 | -53.0845 | -93.211 | -134.9322 | 219.3707 | 298.7515 | 445.8257 | 650.5241 | 7.6221 | 15.5457 | 32.2932 | 49.4082 | -0.0029378 | -0.0033719 | -0.0043111 | -0.005539 | 5.964 | 8.5859 | 15.2972 | 26.0561 | 2917.5335 | 3047.5411 | 3303.385 | 3730.6149
4 | 27 | 2 | 1592.4415 | 1626.9452 | 1687.8464 | 1805.9223 | 1034.8075 | 1061.6337 | 1122.0279 | 1234.3868 | -28.7682 | -48.6565 | -83.8285 | -125.454 | 135.686 | 190.4078 | 294.1761 | 443.314 | 7.086 | 12.0946 | 24.7364 | 47.0147 | -0.0029378 | -0.0033719 | -0.0043111 | -0.005539 | 3.9416 | 5.1359 | 9.2641 | 17.4111 | 2745.1915 | 2847.5573 | 3054.2182 | 3422.5894
4 | 27 | 3 | 1536.0861 | 1569.1705 | 1626.9568 | 1740.539 | 1059.3683 | 1086.8312 | 1148.6589 | 1263.6845 | -28.2962 | -46.8296 | -82.2264 | -125.454 | 81.7906 | 120.0115 | 197.4015 | 310.1709 | 7.086 | 10.4185 | 21.9395 | 46.9131 | -0.0029378 | -0.0033719 | -0.0043111 | -0.005539 | 1.5935 | 2.5375 | 5.0644 | 7.5019 | 2657.6253 | 2742.1362 | 2917.7904 | 3243.3499
4 | 27 | 4 | 1481.7198 | 1513.8585 | 1568.5377 | 1674.0252 | 1155.8306 | 1185.7943 | 1253.2518 | 1378.7513 | -28.7682 | -49.5439 | -85.354 | -134.5075 | 50.197 | 77.6386 | 139.0125 | 234.41 | 8.8395 | 11.3987 | 23.2446 | 53.7885 | -0.0029378 | -0.0033719 | -0.0043111 | -0.005539 | 0.92569 | 1.4773 | 2.9645 | 3.9417 | 2668.7414 | 2740.6201 | 2901.6527 | 3210.4036
4 | 27 | 5 | 1447.0744 | 1476.6657 | 1527.8684 | 1623.4968 | 1356.434 | 1391.5981 | 1470.7634 | 1618.0442 | -31.6791 | -55.0245 | -96.5435 | -153.8888 | 43.1983 | 70.6701 | 127.963 | 227.6958 | 12.7524 | 16.526 | 33.4629 | 72.1232 | -0.0029378 | -0.0033719 | -0.0043111 | -0.005539 | 1.056 | 1.1645 | 2.38 | 4.2118 | 2828.833 | 2901.5964 | 3065.8898 | 3391.6775
4 | 27 | 6 | 1422.6903 | 1450.2674 | 1497.427 | 1581.1217 | 1629.5079 | 1671.7512 | 1766.8538 | 1943.7849 | -35.8248 | -67.0385 | -123.1657 | -196.9658 | 68.4011 | 107.0082 | 187.7374 | 323.4499 | 20.6364 | 31.1388 | 59.3174 | 113.1728 | -15.8511 | -18.234 | -23.3484 | -29.9608 | 0.13573 | -0.62556 | -1.0594 | 0.60149 | 3089.6956 | 3174.2674 | 3363.7621 | 3735.2042
4 | 27 | 7 | 1415.8242 | 1441.12 | 1485.2009 | 1559.4617 | 1901.3087 | 1950.5981 | 2061.5637 | 2268.0068 | -43.0628 | -82.5932 | -154.4409 | -242.0458 | 117.1923 | 180.7572 | 296.6932 | 506.6993 | 26.9338 | 43.5 | 81.3191 | 144.487 | -222.1731 | -253.932 | -321.7792 | -409.6693 | 0.1303 | 0.19092 | 0.48032 | 0.83401 | 3196.1535 | 3279.6411 | 3449.0372 | 3827.7738
4 | 27 | 8 | 1359.0054 | 1381.3559 | 1419.4995 | 1478.8401 | 2181.3812 | 2237.9311 | 2365.2426 | 2602.0958 | -50.3007 | -95.2684 | -176.1286 | -275.2198 | 169.7109 | 256.1413 | 419.2489 | 712.146 | 27.1727 | 46.4299 | 88.0934 | 149.1723 | -570.8192 | -653.0234 | -828.5607 | -1054.7956 | 5.1361 | 8.219 | 16.4974 | 28.9911 | 3121.2864 | 3181.7855 | 3303.8924 | 3641.2299
4 | 27 | 9 | 1362.0157 | 1383.3472 | 1419.9624 | 1472.9919 | 2347.6361 | 2408.496 | 2545.5105 | 2800.4156 | -55.3904 | -100.5838 | -185.2296 | -284.698 | 191.8938 | 286.2949 | 470.0693 | 804.1612 | 21.8538 | 37.3925 | 71.7478 | 123.7213 | -976.3655 | -1117.4914 | -1419.9874 | -1812.1077 | 10.8748 | 16.8903 | 32.8405 | 62.2316 | 2902.5182 | 2914.3457 | 2934.9136 | 3166.7159
4 | 27 | 10 | 1386.3249 | 1406.7891 | 1444.5802 | 1496.5409 | 2431.4733 | 2494.5066 | 2636.4141 | 2900.4222 | -59.8704 | -104.0723 | -185.2296 | -282.695 | 183.5894 | 274.9009 | 454.1202 | 788.6176 | 16.1508 | 26.1212 | 51.3626 | 95.0038 | -1407.8321 | -1611.3738 | -2047.9662 | -2615.746 | 12.0584 | 13.78 | 25.7926 | 66.3083 | 2561.8943 | 2500.6517 | 2379.0738 | 2448.4518
4 | 27 | 11 | 1397.2904 | 1417.948 | 1456.353 | 1507.464 | 2482.4293 | 2546.7837 | 2691.6651 | 2961.206 | -63.1463 | -107.7261 | -188.0756 | -289.3208 | 167.0898 | 249.4204 | 418.7084 | 727.3472 | 12.6221 | 19.4558 | 39.6416 | 81.2529 | -1725.1352 | -1979.1829 | -2526.6471 | -3242.0395 | 6.2654 | 8.3585 | 14.9279 | 29.7666 | 2277.4156 | 2155.0574 | 1906.5733 | 1775.6763
4 | 27 | 12 | 1373.6953 | 1393.5431 | 1430.9013 | 1479.1959 | 2510.2572 | 2575.3329 | 2721.8384 | 2994.4008 | -64.8225 | -108.5004 | -189.6011 | -289.3208 | 158.9944 | 238.5629 | 400.0395 | 697.8048 | 10.4628 | 15.0245 | 32.2824 | 69.4512 | -1868.8871 | -2144.109 | -2737.1876 | -3512.3357 | 1.7428 | 3.4406 | 6.711 | 9.6474 | 2121.4428 | 1973.2945 | 1664.9839 | 1448.8436
4 | 27 | 13 | 1316.498 | 1336.5469 | 1371.2567 | 1413.8046 | 2516.7153 | 2581.9584 | 2728.8409 | 3002.1045 | -66.0572 | -109.3878 | -190.64 | -289.6291 | 151.198 | 229.1753 | 383.2964 | 658.1513 | 8.4337 | 13.3483 | 29.4232 | 61.1569 | -1986.6596 | -2283.0119 | -2924.3811 | -3762.4766 | 0.67323 | 2.6065 | 5.2091 | 3.7802 | 1940.8015 | 1771.2358 | 1403.0052 | 1086.8918
4 | 27 | 14 | 1263.6833 | 1282.3919 | 1314.0692 | 1354.7329 | 2496.2307 | 2560.9428 | 2706.6297 | 2977.6691 | -67.0778 | -109.8315 | -190.3585 | -286.4684 | 137.8181 | 210.8283 | 352.4795 | 600.7785 | 5.8686 | 11.9375 | 26.9485 | 48.279 | -1914.1261 | -2197.1851 | -2808.885 | -3609.2607 | 0.40177 | 0.92074 | 2.1202 | 1.0429 | 1922.7986 | 1760.0047 | 1403.0036 | 1086.7732
4 | 27 | 15 | 1235.3592 | 1254.9385 | 1285.6471 | 1326.7595 | 2428.5444 | 2491.5018 | 2633.2384 | 2896.9284 | -66.9401 | -109.6663 | -190.077 | -286.7767 | 128.8062 | 192.8527 | 323.4712 | 549.6096 | 5.5497 | 12.3491 | 29.036 | 50.3675 | -1608.7211 | -1845.8004 | -2356.3855 | -3020.6351 | -0.0054293 | -0.43465 | -0.29902 | 0.50263 | 2122.5929 | 1995.7408 | 1724.6312 | 1516.756
4 | 27 | 16 | 1292.3169 | 1315.6821 | 1351.66 | 1400.1702 | 2288.211 | 2347.5305 | 2481.0768 | 2729.5295 | -66.3915 | -109.3879 | -189.309 | -289.2045 | 66.5297 | 93.8243 | 149.8781 | 251.1028 | 8.3754 | 14.5641 | 32.4286 | 61.725 | -1238.9528 | -1423.1188 | -1821.4744 | -2342.2964 | 0.1303 | -1.5815 | -2.4841 | -0.098855 | 2350.2189 | 2237.5128 | 2001.776 | 1810.9279
4 | 27 | 17 | 1393.3834 | 1420.4138 | 1463.6658 | 1525.9536 | 2106.3363 | 2160.9409 | 2283.8725 | 2512.5774 | -63.6948 | -107.4479 | -187.297 | -291.2075 | 75.024 | 102.1391 | 159.0857 | 267.7785 | 11.8824 | 17.9056 | 38.9403 | 80.3005 | -745.1171 | -855.6306 | -1093.974 | -1404.2652 | -1.1917 | -3.2673 | -6.1576 | -6.0163 | 2776.6225 | 2735.0534 | 2658.1357 | 2685.121
4 | 27 | 18 | 1611.5338 | 1644.3596 | 1700.9654 | 1786.7885 | 1896.3738 | 1945.5352 | 2056.2128 | 2262.1201 | -59.8704 | -102.7415 | -179.5165 | -281.8456 | 91.6136 | 122.9206 | 186.0842 | 302.9031 | 14.8533 | 22.1908 | 45.7146 | 93.0768 | -224.5959 | -257.6574 | -328.1664 | -419.2298 | -7.1748 | -7.1073 | -13.767 | -38.1512 | 3322.7334 | 3367.4999 | 3467.5271 | 3705.6619
4 | 27 | 19 | 1857.2578 | 1894.4475 | 1963.8983 | 2074.1461 | 1760.0383 | 1805.6654 | 1908.3861 | 2099.4902 | -54.2321 | -95.7645 | -169.095 | -260.886 | 98.2135 | 129.8891 | 195.5454 | 310.1087 | 16.0708 | 24.8553 | 50.4637 | 99.1809 | -8.2857 | -9.5991 | -12.3246 | -15.5775 | -12.3271 | -15.1449 | -28.6218 | -63.2939 | 3656.7354 | 3734.3489 | 3908.2522 | 4243.1684
4 | 27 | 20 | 2023.8162 | 2064.7599 | 2143.2751 | 2269.4711 | 1644.9479 | 1687.5914 | 1783.5951 | 1962.2027 | -50.3772 | -90.5621 | -160.1989 | -244.2408 | 107.7144 | 143.9755 | 215.8866 | 330.1112 | 16.2377 | 26.9254 | 54.368 | 100.3589 | -0.0029378 | -0.0033719 | -0.0043111 | -0.005539 | -12.5986 | -17.0392 | -32.4184 | -65.3197 | 3729.7374 | 3815.6475 | 4004.5031 | 4352.5776
4 | 27 | 21 | 2074.7931 | 2117.1029 | 2198.1846 | 2334.7782 | 1465.452 | 1503.4422 | 1588.9701 | 1748.0881 | -47.0248 | -84.6377 | -150.0589 | -229.7151 | 192.7202 | 271.1768 | 417.9476 | 610.2486 | 15.9988 | 26.5138 | 53.7101 | 99.4858 | -0.0029378 | -0.0033719 | -0.0043111 | -0.005539 | -5.9695 | -7.9414 | -15.2039 | -30.3695 | 3695.9669 | 3825.6533 | 4093.5452 | 4532.5107
4 | 27 | 22 | 2035.4423 | 2076.9246 | 2156.528 | 2297.2297 | 1302.3635 | 1336.1259 | 1412.1354 | 1553.5453 | -43.0933 | -77.4954 | -137.5488 | -208.4471 | 212.1208 | 292.7682 | 440.1305 | 641.9764 | 15.0203 | 25.122 | 50.9754 | 93.0545 | -0.0029378 | -0.0033719 | -0.0043111 | -0.005539 | -1.6206 | -2.0757 | -4.879 | -10.8351 | 3520.23 | 3651.3662 | 3917.3372 | 4366.5182
4 | 27 | 23 | 1926.5961 | 1965.5448 | 2040.783 | 2179.4249 | 1169.3767 | 1199.6916 | 1267.9396 | 1394.9099 | -38.4756 | -68.3609 | -120.8722 | -180.0123 | 315.325 | 420.8463 | 608.6071 | 861.4127 | 12.6221 | 22.513 | 44.2011 | 79.2019 | -0.0029378 | -0.0033719 | -0.0043111 | -0.005539 | 3.1245 | 7.37 | 12.5574 | 10.3561 | 3388.5659 | 3547.6014 | 3853.2116 | 4345.2877
4 | 27 | 24 | 1805.8442 | 1843.6413 | 1914.0877 | 2046.4176 | 1075.4939 | 1103.3749 | 1166.1437 | 1282.9203 | -33.8579 | -59.5048 | -103.9141 | -153.8888 | 273.6648 | 369.1477 | 537.7008 | 765.8593 | 9.8181 | 18.3294 | 37.24 | 63.2608 | -0.0029378 | -0.0033719 | -0.0043111 | -0.005539 | 7.6173 | 12.9134 | 22.4615 | 33.718 | 3138.5774 | 3287.8986 | 3573.7153 | 4038.2816
4 | 28 | 1 | 1666.9652 | 1702.2757 | 1766.5282 | 1889.8481 | 1044.5406 | 1071.6192 | 1132.5815 | 1245.9971 | -30.6892 | -54.3024 | -96.3385 | -140.0961 | 232.5703 | 314.0346 | 456.8752 | 647.7681 | 8.8395 | 16.2416 | 32.9403 | 53.9918 | -0.0029378 | -0.0033719 | -0.0043111 | -0.005539 | 5.964 | 8.5859 | 15.2972 | 26.0561 | 2928.1875 | 3058.4513 | 3307.8795 | 3723.5595
4 | 28 | 2 | 1582.3739 | 1615.9813 | 1676.3311 | 1794.415 | 1030.523 | 1057.2382 | 1117.3823 | 1229.276 | -28.9824 | -50.6487 | -88.4815 | -128.19 | 157.3799 | 216.9612 | 321.1745 | 463.3863 | 7.086 | 12.0946 | 25.5189 | 47.0147 | -0.0029378 | -0.0033719 | -0.0043111 | -0.005539 | 3.9416 | 5.1359 | 9.2641 | 17.4111 | 2752.319 | 2856.7591 | 3061.1852 | 3423.3075
4 | 28 | 3 | 1513.4429 | 1545.948 | 1602.731 | 1715.86 | 1044.6681 | 1071.75 | 1132.7197 | 1246.1492 | -28.5104 | -48.0475 | -84.3149 | -128.19 | 103.0857 | 144.1458 | 220.6322 | 326.3552 | 7.086 | 11.3987 | 23.4314 | 46.1417 | -0.0029378 | -0.0033719 | -0.0043111 | -0.005539 | 1.5935 | 2.5375 | 5.0644 | 7.5019 | 2641.3628 | 2727.7291 | 2900.2594 | 3213.8123
4 | 28 | 4 | 1469.1821 | 1500.7848 | 1555.4572 | 1663.0953 | 1094.4937 | 1122.8673 | 1186.745 | 1305.5845 | -28.5104 | -48.9349 | -84.3149 | -132.9292 | 67.0954 | 96.4137 | 156.5496 | 236.6745 | 8.4337 | 12.0946 | 24.7364 | 51.5984 | -0.0029378 | -0.0033719 | -0.0043111 | -0.005539 | 0.92569 | 1.4773 | 2.9645 | 3.9417 | 2611.6174 | 2684.6994 | 2842.1334 | 3127.9597
4 | 28 | 5 | 1446.7382 | 1477.1091 | 1529.5907 | 1632.1186 | 1195.3749 | 1226.3637 | 1296.1291 | 1425.9222 | -29.638 | -51.536 | -90.57 | -138.093 | 42.1015 | 62.8919 | 108.1623 | 175.4041 | 9.2454 | 14.3286 | 28.7761 | 57.4992 | -0.0029378 | -0.0033719 | -0.0043111 | -0.005539 | 1.056 | 1.1645 | 2.38 | 4.2118 | 2664.875 | 2730.3183 | 2874.4639 | 3157.0573
4 | 28 | 6 | 1455.8371 | 1485.6765 | 1537.4619 | 1636.9138 | 1294.1908 | 1327.7413 | 1403.2738 | 1543.7964 | -31.8628 | -57.2951 | -101.7596 | -155.0465 | 30.7963 | 45.7261 | 84.9316 | 138.6559 | 10.9989 | 19.4558 | 38.2851 | 66.7681 | -27.5401 | -31.5577 | -40.3985 | -52.5538 | 0.13573 | -0.62556 | -1.0594 | 0.60149 | 2732.556 | 2789.1214 | 2920.7349 | 3179.1354
4 | 28 | 7 | 1527.501 | 1558.5057 | 1613.4256 | 1715.2135 | 1369.9014 | 1405.4147 | 1485.3659 | 1634.1091 | -35.4599 | -66.2643 | -120.5247 | -183.4814 | 31.1951 | 50.1516 | 80.0322 | 138.6559 | 15.745 | 25.279 | 49.026 | 88.2676 | -303.046 | -347.4121 | -443.9884 | -571.7181 | 0.1303 | 0.19092 | 0.48032 | 0.83401 | 2605.967 | 2625.8656 | 2663.8169 | 2821.8807
4 | 28 | 8 | 1555.0888 | 1585.5203 | 1639.7637 | 1737.5287 | 1540.2994 | 1580.23 | 1670.1261 | 1837.371 | -41.0982 | -75.7293 | -139.5713 | -221.8191 | 42.5004 | 65.311 | 105.1888 | 172.0867 | 21.448 | 30.4429 | 58.5349 | 118.163 | -685.4996 | -785.6013 | -1000.4869 | -1278.011 | 5.1361 | 8.219 | 16.4974 | 28.9911 | 2437.8748 | 2408.3926 | 2350.0526 | 2394.3103
4 | 28 | 9 | 1626.6327 | 1657.569 | 1713.902 | 1811.9155 | 1667.5265 | 1710.7553 | 1808.0768 | 1989.1359 | -46.295 | -85.8032 | -158.3364 | -252.6817 | 60.0967 | 85.0197 | 137.6271 | 222.7547 | 24.1801 | 35.8545 | 69.0132 | 135.1804 | -1155.0751 | -1323.7724 | -1686.5197 | -2157.4229 | 10.8748 | 16.8903 | 32.8405 | 62.2316 | 2187.9407 | 2096.5131 | 1916.6035 | 1811.1134
4 | 28 | 10 | 1681.516 | 1713.3178 | 1771.6051 | 1871.2168 | 1742.2574 | 1787.4236 | 1889.1065 | 2078.2799 | -50.3336 | -93.1108 | -169.6026 | -269.6353 | 72.8975 | 106.611 | 172.2449 | 278.4431 | 24.4189 | 37.8041 | 72.4572 | 137.4723 | -1263.4577 | -1444.7719 | -1831.4663 | -2331.0896 | 12.0584 | 13.78 | 25.7926 | 66.3083 | 2219.357 | 2121.0538 | 1930.1376 | 1830.9955
4 | 28 | 11 | 1733.0906 | 1765.4378 | 1826.5732 | 1929.9858 | 1765.4141 | 1811.1805 | 1914.215 | 2105.9027 | -52.9538 | -97.7041 | -178.7036 | -267.2075 | 87.9916 | 130.7453 | 210.3769 | 335.2638 | 18.8829 | 37.3925 | 72.4572 | 110.945 | -1651.3439 | -1889.7027 | -2401.2365 | -3069.933 | 6.2654 | 8.3585 | 14.9279 | 29.7666 | 1907.3468 | 1765.7077 | 1458.61 | 1174.7234
4 | 28 | 12 | 1736.1602 | 1769.4105 | 1830.4574 | 1933.0953 | 1766.2174 | 1812.0047 | 1915.086 | 2106.861 | -55.102 | -97.5388 | -175.5761 | -266.7828 | 100.3936 | 147.9111 | 236.3276 | 372.0121 | 15.593 | 29.747 | 59.6288 | 95.9785 | -2035.762 | -2334.5135 | -2980.9214 | -3830.8816 | 1.7428 | 3.4406 | 6.711 | 9.6474 | 1529.2431 | 1330.4615 | 891.7133 | 419.9299
4 | 28 | 13 | 1705.77 | 1739.0309 | 1798.9116 | 1900.2871 | 1737.2726 | 1782.3095 | 1883.7015 | 2072.3337 | -56.1225 | -95.712 | -170.6415 | -259.6159 | 103.2947 | 151.8002 | 246.9206 | 387.5554 | 11.4047 | 22.7973 | 47.1984 | 76.3267 | -1870.4897 | -2143.6797 | -2734.7229 | -3516.1371 | 0.67323 | 2.6065 | 5.2091 | 3.7802 | 1631.8029 | 1459.1528 | 1076.5767 | 664.53
4 | 28 | 14 | 1668.5497 | 1701.0572 | 1759.3386 | 1859.1373 | 1710.0549 | 1754.3862 | 1854.1897 | 2039.8666 | -57.1431 | -94.6594 | -165.6305 | -265.9334 | 103.8124 | 150.0671 | 241.311 | 374.698 | 12.2163 | 16.9376 | 36.3221 | 79.3899 | -1983.7946 | -2276.5917 | -2912.0585 | -3747.6003 | 0.40177 | 0.92074 | 2.1202 | 1.0429 | 1454.0974 | 1252.1177 | 815.5927 | 340.6009
4 | 28 | 15 | 1637.3337 | 1669.3268 | 1726.8412 | 1825.8177 | 1673.2064 | 1716.5825 | 1814.2355 | 1995.9113 | -58.0565 | -94.3289 | -166.6694 | -265.9334 | 98.0102 | 142.1651 | 223.9767 | 348.5522 | 11.8824 | 17.3491 | 37.8871 | 79.085 | -1787.7237 | -2053.1654 | -2627.7969 | -3378.5206 | -0.0054293 | -0.43465 | -0.29902 | 0.50263 | 1574.6471 | 1397.4947 | 1008.1751 | 605.4148
4 | 28 | 16 | 1618.8676 | 1650.9802 | 1709.4096 | 1808.7052 | 1623.786 | 1665.8809 | 1760.6495 | 1936.9593 | -57.508 | -95.8774 | -169.3105 | -271.9427 | 50.7569 | 67.694 | 103.2978 | 170.6729 | 13.9114 | 20.9749 | 44.0765 | 90.785 | -1356.0879 | -1557.7775 | -1994.1492 | -2563.1869 | 0.1303 | -1.5815 | -2.4841 | -0.098855 | 1893.8563 | 1750.2935 | 1451.4895 | 1171.894
4 | 28 | 17 | 1606.8605 | 1639.2637 | 1697.6958 | 1797.3236 | 1596.1865 | 1637.5659 | 1730.7237 | 1904.0368 | -57.3244 | -95.599 | -168.824 | -273.9457 | 54.0568 | 71.5831 | 109.7854 | 170.6729 | 15.5699 | 24.4437 | 50.3283 | 98.3455 | -820.0324 | -942.5812 | -1207.5289 | -1551.8969 | -1.1917 | -3.2673 | -6.1576 | -6.0163 | 2394.1252 | 2331.4088 | 2206.0228 | 2138.52
4 | 28 | 18 | 1709.5735 | 1744.7352 | 1808.7711 | 1918.1239 | 1548.6042 | 1588.7502 | 1679.131 | 1847.2776 | -54.6277 | -91.9453 | -165.4149 | -268.8983 | 52.6513 | 71.5831 | 109.7854 | 170.6729 | 18.3156 | 25.8355 | 52.4158 | 112.7815 | -308.1368 | -354.3832 | -453.9851 | -582.1706 | -7.1748 | -7.1073 | -13.767 | -38.1512 | 2959.2054 | 2977.4681 | 3016.9364 | 3159.6359
4 | 28 | 19 | 1867.9238 | 1906.099 | 1977.9608 | 2099.8719 | 1521.1129 | 1560.5461 | 1649.3224 | 1814.4841 | -51.7932 | -88.1262 | -156.3139 | -252.6778 | 59.2511 | 78.5515 | 119.2467 | 184.5927 | 18.2287 | 26.9254 | 55.1505 | 111.6676 | -16.3825 | -18.8961 | -24.1789 | -30.5606 | -12.3271 | -15.1449 | -28.6218 | -63.2939 | 3386.0135 | 3449.9548 | 3592.5658 | 3864.084
4 | 28 | 20 | 1977.8081 | 2017.6117 | 2094.8654 | 2226.5237 | 1478.9831 | 1517.3242 | 1603.6417 | 1764.2289 | -48.1525 | -85.6903 | -152.1474 | -239.1934 | 82.8394 | 107.6478 | 158.9668 | 236.9637 | 17.3601 | 29.728 | 59.0548 | 106.9448 | -0.0029378 | -0.0033719 | -0.0043111 | -0.005539 | -12.5986 | -17.0392 | -32.4184 | -65.3197 | 3496.2367 | 3569.5787 | 3731.9586 | 4030.1425
4 | 28 | 21 | 1990.9934 | 2031.0757 | 2109.0124 | 2245.0638 | 1363.805 | 1399.1601 | 1478.7556 | 1626.8368 | -45.8972 | -81.5928 | -147.6994 | -220.6615 | 133.1128 | 187.3543 | 282.9569 | 412.5783 | 15.498 | 30.9817 | 61.9762 | 97.6382 | -0.0029378 | -0.0033719 | -0.0043111 | -0.005539 | -5.9695 | -7.9414 | -15.2039 | -30.3695 | 3451.5395 | 3559.0343 | 3769.7936 | 4131.0806
4 | 28 | 22 | 1943.1295 | 1982.8555 | 2058.7623 | 2195.5182 | 1242.1046 | 1274.3048 | 1346.7974 | 1481.6645 | -42.5142 | -75.9468 | -136.7913 | -202.1296 | 144.8168 | 200.0945 | 305.14 | 444.8769 | 14.6145 | 28.3362 | 56.4447 | 92.0799 | -0.0029378 | -0.0033719 | -0.0043111 | -0.005539 | -1.6206 | -2.0757 | -4.879 | -10.8351 | 3300.5276 | 3407.5651 | 3625.4698 | 4001.1693
4 | 28 | 23 | 1835.388 | 1873.3157 | 1944.5734 | 2077.3301 | 1139.5989 | 1169.1418 | 1235.6519 | 1359.389 | -38.0036 | -68.6392 | -122.9608 | -182.7483 | 167.1185 | 226.1114 | 340.5519 | 505.015 | 13.6726 | 24.9947 | 49.6704 | 83.7856 | -0.0029378 | -0.0033719 | -0.0043111 | -0.005539 | 3.1245 | 7.37 | 12.5574 | 10.3561 | 3120.896 | 3232.291 | 3460.04 | 3853.1219
4 | 28 | 24 | 1730.2887 | 1766.786 | 1834.0975 | 1962.1263 | 1048.484 | 1075.6648 | 1136.8572 | 1250.7011 | -33.6001 | -59.7831 | -105.7211 | -159.0526 | 273.6648 | 369.1477 | 537.7008 | 765.8593 | 10.9989 | 19.8674 | 39.1921 | 69.1616 | -0.0029378 | -0.0033719 | -0.0043111 | -0.005539 | 7.6173 | 12.9134 | 22.4615 | 33.718 | 3037.4506 | 3184.5929 | 3464.5837 | 3922.5081
4 | 29 | 1 | 1602.5003 | 1636.893 | 1698.4819 | 1818.0105 | 1024.8632 | 1051.4317 | 1111.2455 | 1222.5246 | -30.2172 | -52.6408 | -93.4926 | -143.2568 | 232.5703 | 314.0346 | 456.8752 | 647.7681 | 10.76 | 16.2416 | 32.9403 | 63.2608 | -0.0029378 | -0.0033719 | -0.0043111 | -0.005539 | 5.964 | 8.5859 | 15.2972 | 26.0561 | 2846.4378 | 2974.5427 | 3221.3433 | 3634.3576
4 | 29 | 2 | 1519.2734 | 1552.0115 | 1609.6041 | 1723.6796 | 1016.5454 | 1042.8983 | 1102.2267 | 1212.6027 | -28.7246 | -48.987 | -85.6355 | -131.3508 | 157.3799 | 216.9612 | 321.1745 | 463.3863 | 8.0279 | 12.7905 | 26.166 | 50.3828 | -0.0029378 | -0.0033719 | -0.0043111 | -0.005539 | 3.9416 | 5.1359 | 9.2641 | 17.4111 | 2676.4408 | 2780.8069 | 2982.7956 | 3336.1061
4 | 29 | 3 | 1454.4553 | 1485.8937 | 1540.1915 | 1649.1721 | 1031.1457 | 1057.8771 | 1118.0576 | 1230.0189 | -28.0384 | -48.0475 | -81.469 | -126.6116 | 103.0857 | 144.1458 | 220.6322 | 326.3552 | 7.4918 | 11.8103 | 24.7364 | 47.0147 | -0.0029378 | -0.0033719 | -0.0043111 | -0.005539 | 1.5935 | 2.5375 | 5.0644 | 7.5019 | 2569.7308 | 2654.2134 | 2827.2089 | 3133.4455
4 | 29 | 4 | 1409.7926 | 1440.3879 | 1492.4376 | 1596.8394 | 1071.9368 | 1099.7257 | 1162.2868 | 1278.6772 | -28.1455 | -47.2732 | -81.469 | -126.6116 | 67.0954 | 96.4137 | 156.5496 | 236.6745 | 7.4918 | 11.8103 | 24.7364 | 49.4082 | -0.0029378 | -0.0033719 | -0.0043111 | -0.005539 | 0.92569 | 1.4773 | 2.9645 | 3.9417 | 2529.0939 | 2602.5382 | 2757.5017 | 3038.9238
4 | 29 | 5 | 1382.9662 | 1412.4029 | 1462.3002 | 1562.2476 | 1148.0044 | 1177.7652 | 1244.7659 | 1369.4156 | -28.694 | -49.1001 | -86.122 | -131.7754 | 42.1015 | 62.8919 | 108.1623 | 175.4041 | 8.1949 | 13.3483 | 27.4711 | 51.7 | -0.0029378 | -0.0033719 | -0.0043111 | -0.005539 | 1.056 | 1.1645 | 2.38 | 4.2118 | 2553.626 | 2618.4692 | 2758.9531 | 3031.198
4 | 29 | 6 | 1400.3213 | 1429.861 | 1479.9364 | 1578.9134 | 1199.5408 | 1230.6377 | 1300.6462 | 1430.8917 | -30.4773 | -53.8065 | -95.5045 | -143.9898 | 30.7963 | 45.7261 | 84.9316 | 138.6559 | 9.2454 | 17.6335 | 34.2454 | 57.2583 | -31.5859 | -36.2783 | -46.6354 | -60.727 | 0.13573 | -0.62556 | -1.0594 | 0.60149 | 2577.9763 | 2633.1478 | 2756.5602 | 3001.604
4 | 29 | 7 | 1498.8769 | 1530.6832 | 1585.6069 | 1691.1494 | 1210.9841 | 1242.3775 | 1313.0539 | 1444.5419 | -33.3882 | -61.1141 | -112.9491 | -167.6855 | 31.1951 | 50.1516 | 80.0322 | 138.6559 | 13.3251 | 26.8171 | 51.238 | 77.7831 | -334.8106 | -384.2402 | -491.4803 | -632.7252 | 0.1303 | 0.19092 | 0.48032 | 0.83401 | 2386.3127 | 2404.866 | 2425.9819 | 2552.5537
4 | 29 | 8 | 1548.0348 | 1579.6088 | 1635.519 | 1740.1924 | 1339.2104 | 1373.928 | 1452.088 | 1597.4987 | -36.5133 | -70.4138 | -131.9958 | -204.0203 | 42.5004 | 65.311 | 105.1888 | 172.0867 | 20.2672 | 35.8545 | 68.1062 | 113.1352 | -845.1452 | -969.3405 | -1237.2469 | -1585.5909 | 5.1361 | 8.219 | 16.4974 | 28.9911 | 2073.4903 | 2023.1669 | 1908.1565 | 1862.2929
4 | 29 | 9 | 1637.2167 | 1669.5885 | 1728.5301 | 1836.1378 | 1448.1031 | 1485.6436 | 1570.1589 | 1727.3932 | -40.9474 | -79.5483 | -149.2354 | -234.8829 | 60.0967 | 85.0197 | 137.6271 | 222.7547 | 26.5281 | 41.7142 | 78.5844 | 144.3477 | -1282.4542 | -1471.6867 | -1878.9822 | -2405.6081 | 10.8748 | 16.8903 | 32.8405 | 62.2316 | 1859.4178 | 1747.6213 | 1519.5235 | 1352.374
4 | 29 | 10 | 1683.4125 | 1716.4503 | 1776.6753 | 1884.752 | 1540.1107 | 1580.0364 | 1669.9215 | 1837.1459 | -44.2233 | -85.029 | -157.2974 | -253.4148 | 72.8975 | 106.611 | 172.2449 | 278.4431 | 27.3397 | 39.4803 | 75.9743 | 151.3249 | -1640.3161 | -1882.3774 | -2402.8822 | -3073.89 | 12.0584 | 13.78 | 25.7926 | 66.3083 | 1651.2794 | 1488.9517 | 1160.4291 | 890.6694
4 | 29 | 11 | 1711.7648 | 1745.0092 | 1806.2511 | 1914.9005 | 1596.096 | 1637.4731 | 1730.6256 | 1903.9289 | -46.8435 | -87.0211 | -160.4249 | -248.6756 | 87.9916 | 130.7453 | 210.3769 | 335.2638 | 22.4266 | 32.9246 | 64.191 | 129.3812 | -2127.4872 | -2442.1648 | -3123.5038 | -4015.3405 | 6.2654 | 8.3585 | 14.9279 | 29.7666 | 1250.2136 | 1025.3246 | 542.4437 | 49.2249
4 | 29 | 12 | 1714.2654 | 1748.2144 | 1809.534 | 1916.4265 | 1622.0869 | 1664.1377 | 1758.8072 | 1934.9325 | -47.9712 | -89.7354 | -159.1044 | -239.1973 | 100.3936 | 147.9111 | 236.3276 | 372.0121 | 16.5566 | 25.9749 | 52.6676 | 99.8924 | -2291.8362 | -2630.4012 | -3363.221 | -4321.8539 | 1.7428 | 3.4406 | 6.711 | 9.6474 | 1115.2379 | 869.5422 | 341.722 | -228.1402
4 | 29 | 13 | 1689.3416 | 1722.9216 | 1783.3067 | 1887.5624 | 1622.4218 | 1664.4813 | 1759.1703 | 1935.332 | -48.9917 | -91.397 | -161.9504 | -234.0335 | 103.2947 | 151.8002 | 246.9206 | 387.5554 | 13.4337 | 22.3857 | 46.2913 | 86.0398 | -2270.8359 | -2606.4808 | -3332.9076 | -4282.7034 | 0.67323 | 2.6065 | 5.2091 | 3.7802 | 1109.3373 | 866.3176 | 346.0401 | -216.4671
4 | 29 | 14 | 1630.3854 | 1662.8247 | 1719.9677 | 1819.4387 | 1637.1575 | 1679.5991 | 1775.1481 | 1952.9098 | -50.0123 | -93.2239 | -164.7964 | -233.6088 | 103.8124 | 150.0671 | 241.311 | 374.698 | 12.2163 | 22.6511 | 47.0738 | 80.0374 | -2088.3804 | -2397.1623 | -3065.8899 | -3941.399 | 0.40177 | 0.92074 | 2.1202 | 1.0429 | 1245.5806 | 1025.6766 | 554.9346 | 53.1189
4 | 29 | 15 | 1571.259 | 1602.2179 | 1656.8945 | 1752.2323 | 1643.3866 | 1685.9897 | 1781.9023 | 1960.3403 | -50.0123 | -96.4341 | -170.7699 | -235.9202 | 98.0102 | 142.1651 | 223.9767 | 348.5522 | 12.861 | 23.8859 | 49.2967 | 83.5447 | -1774.2578 | -2036.4417 | -2604.3651 | -3348.0721 | -0.0054293 | -0.43465 | -0.29902 | 0.50263 | 1501.2413 | 1320.9481 | 936.6361 | 561.1799
4 | 29 | 16 | 1556.8066 | 1587.3396 | 1642.835 | 1738.8436 | 1616.6092 | 1658.5181 | 1752.8679 | 1928.3984 | -50.0123 | -100.0879 | -177.1015 | -240.2347 | 50.7569 | 67.694 | 103.2978 | 170.6729 | 13.3387 | 25.8165 | 53.5963 | 85.7349 | -1384.0906 | -1589.1598 | -2032.9974 | -2612.6068 | 0.1303 | -1.5815 | -2.4841 | -0.098855 | 1803.5388 | 1648.539 | 1340.0139 | 1070.7096
4 | 29 | 17 | 1576.003 | 1607.2066 | 1664.4875 | 1763.1651 | 1588.0476 | 1629.2161 | 1721.8989 | 1894.3283 | -51.5048 | -103.5155 | -184.4722 | -248.98 | 54.0568 | 71.5831 | 109.7854 | 170.6729 | 15.7369 | 30.6771 | 62.071 | 98.9554 | -842.5175 | -967.574 | -1238.2174 | -1591.2233 | -1.1917 | -3.2673 | -6.1576 | -6.0163 | 2338.6302 | 2264.3261 | 2129.3957 | 2080.9022
4 | 29 | 18 | 1705.0821 | 1739.9156 | 1803.8348 | 1914.183 | 1526.5871 | 1566.1622 | 1655.258 | 1821.0141 | -50.9563 | -105.064 | -188.7153 | -253.4108 | 52.6513 | 71.5831 | 109.7854 | 170.6729 | 18.3957 | 35.2168 | 70.6702 | 113.0488 | -298.1062 | -343.0367 | -440.0695 | -565.3977 | -7.1748 | -7.1073 | -13.767 | -38.1512 | 2946.4789 | 2957.6697 | 2996.9968 | 3161.9591
4 | 29 | 19 | 1899.8313 | 1938.6245 | 2012.4268 | 2138.3365 | 1479.8389 | 1518.2021 | 1604.5696 | 1765.2497 | -48.8081 | -100.3576 | -180.6532 | -250.983 | 59.2511 | 78.5515 | 119.2467 | 184.5927 | 20.1858 | 36.7548 | 73.5917 | 120.7973 | -17.1679 | -19.7974 | -25.3284 | -32.0024 | -12.3271 | -15.1449 | -28.6218 | -63.2939 | 3380.8039 | 3436.8331 | 3575.2314 | 3862.697
4 | 29 | 20 | 2044.0588 | 2085.6569 | 2166.2019 | 2304.9495 | 1421.6611 | 1458.5161 | 1541.4882 | 1695.8514 | -47.8946 | -94.1026 | -169.3871 | -247.518 | 82.8394 | 107.6478 | 158.9668 | 236.9637 | 22.0343 | 37.3248 | 73.8435 | 129.927 | -0.0029378 | -0.0033719 | -0.0043111 | -0.005539 | -12.5986 | -17.0392 | -32.4184 | -65.3197 | 3510.0975 | 3578.0004 | 3738.6907 | 4054.8484
4 | 29 | 21 | 2028.9562 | 2070.0653 | 2150.2782 | 2290.697 | 1316.3194 | 1350.4436 | 1427.2676 | 1570.1929 | -45.1979 | -88.013 | -158.9655 | -235.7282 | 133.1128 | 187.3543 | 282.9569 | 412.5783 | 22.3316 | 36.786 | 72.9256 | 131.3458 | -0.0029378 | -0.0033719 | -0.0043111 | -0.005539 | -5.9695 | -7.9414 | -15.2039 | -30.3695 | 3449.5496 | 3548.6913 | 3759.2546 | 4138.7109
4 | 29 | 22 | 1932.1611 | 1971.7001 | 2047.6698 | 2184.2589 | 1203.5287 | 1234.7289 | 1304.9702 | 1435.6487 | -42.287 | -80.7054 | -143.6095 | -221.0862 | 144.8168 | 200.0945 | 305.14 | 444.8769 | 21.5566 | 32.5008 | 64.3237 | 124.2671 | -0.0029378 | -0.0033719 | -0.0043111 | -0.005539 | -1.6206 | -2.0757 | -4.879 | -10.8351 | 3258.1527 | 3356.2399 | 3573.6109 | 3957.1248
4 | 29 | 23 | 1786.316 | 1823.3004 | 1892.9356 | 2022.5986 | 1111.9985 | 1140.8258 | 1205.7251 | 1326.4653 | -37.1973 | -69.744 | -124.5628 | -192.6513 | 170.0196 | 232.4196 | 352.7332 | 532.2931 | 17.941 | 26.5138 | 53.0629 | 103.539 | -0.0029378 | -0.0033719 | -0.0043111 | -0.005539 | 3.1245 | 7.37 | 12.5574 | 10.3561 | 3052.1994 | 3160.6823 | 3392.4471 | 3802.5953
4 | 29 | 24 | 1614.4234 | 1648.066 | 1709.1574 | 1827.6894 | 1094.2184 | 1122.5848 | 1186.4464 | 1305.2561 | -32.5795 | -58.8958 | -104.4772 | -162.2134 | 304.8597 | 414.8734 | 607.7306 | 881.6858 | 13.7309 | 19.1715 | 38.6695 | 80.7224 | -0.0029378 | -0.0033719 | -0.0043111 | -0.005539 | 7.6173 | 12.9134 | 22.4615 | 33.718 | 3002.2671 | 3158.71 | 3459.9839 | 3966.8528
4 | 30 | 1 | 1510.4326 | 1542.4541 | 1598.7495 | 1711.1476 | 1058.6776 | 1086.1227 | 1147.91 | 1262.8607 | -29.0895 | -50.6487 | -90.0835 | -135.3569 | 219.3707 | 298.7515 | 445.8257 | 650.5241 | 9.8181 | 15.4361 | 30.9882 | 58.6771 | -0.0029378 | -0.0033719 | -0.0043111 | -0.005539 | 5.964 | 8.5859 | 15.2972 | 26.0561 | 2775.1705 | 2900.6982 | 3148.6828 | 3573.903
4 | 30 | 2 | 1453.9897 | 1484.8982 | 1538.9694 | 1647.7431 | 1046.4552 | 1073.5835 | 1134.6575 | 1248.281 | -27.4898 | -46.8296 | -80.701 | -123.8756 | 135.686 | 190.4078 | 294.1761 | 443.314 | 8.1949 | 11.1144 | 23.4314 | 49.5098 | -0.0029378 | -0.0033719 | -0.0043111 | -0.005539 | 3.9416 | 5.1359 | 9.2641 | 17.4111 | 2620.7746 | 2718.3067 | 2919.7933 | 3282.3779
4 | 30 | 3 | 1418.9519 | 1449.1023 | 1501.2697 | 1606.7939 | 1068.1956 | 1095.8875 | 1158.2303 | 1274.2144 | -27.2756 | -46.0553 | -79.3804 | -119.1364 | 81.7906 | 120.0115 | 197.4015 | 310.1709 | 6.4414 | 10.7028 | 22.4621 | 42.5327 | -0.0029378 | -0.0033719 | -0.0043111 | -0.005539 | 1.5935 | 2.5375 | 5.0644 | 7.5019 | 2549.6944 | 2632.1828 | 2805.0432 | 3122.0718
4 | 30 | 4 | 1382.505 | 1411.9587 | 1461.5145 | 1560.4927 | 1167.3144 | 1197.5758 | 1265.7035 | 1392.4499 | -28.0384 | -46.9949 | -82.2264 | -123.8756 | 50.197 | 77.6386 | 139.0125 | 234.41 | 7.086 | 10.7028 | 22.4621 | 44.8245 | -0.0029378 | -0.0033719 | -0.0043111 | -0.005539 | 0.92569 | 1.4773 | 2.9645 | 3.9417 | 2579.9868 | 2652.3549 | 2809.4262 | 3112.2376
4 | 30 | 5 | 1364.7411 | 1392.6114 | 1439.2682 | 1529.4101 | 1368.1151 | 1403.582 | 1483.429 | 1631.9782 | -30.2937 | -53.3629 | -93.416 | -147.5713 | 43.1983 | 70.6701 | 127.963 | 227.6958 | 10.9989 | 16.9376 | 33.4629 | 65.451 | -0.0029378 | -0.0033719 | -0.0043111 | -0.005539 | 1.056 | 1.1645 | 2.38 | 4.2118 | 2757.8128 | 2831.5993 | 2993.0828 | 3311.1701
4 | 30 | 6 | 1358.6645 | 1384.5813 | 1428.2854 | 1507.2536 | 1645.4632 | 1688.1201 | 1784.1539 | 1962.8174 | -35.3528 | -67.2038 | -126.2932 | -190.2235 | 68.4011 | 107.0082 | 187.7374 | 323.4499 | 19.4556 | 35.1586 | 66.2786 | 106.5006 | -39.85 | -45.6603 | -58.4012 | -75.5619 | 0.13573 | -0.62556 | -1.0594 | 0.60149 | 3016.9175 | 3101.3786 | 3280.7014 | 3634.8376
4 | 30 | 7 | 1360.8105 | 1385.2228 | 1426.2003 | 1495.1754 | 1930.1278 | 1980.1642 | 2092.8118 | 2302.3841 | -42.0422 | -83.5327 | -159.1705 | -240.4674 | 117.1923 | 180.7572 | 296.6932 | 506.6993 | 27.1727 | 47.9679 | 89.3984 | 145.36 | -367.9694 | -421.5759 | -537.4585 | -689.2307 | 0.1303 | 0.19092 | 0.48032 | 0.83401 | 3025.422 | 3089.1944 | 3208.9551 | 3520.7547
4 | 30 | 8 | 1313.834 | 1335.4051 | 1371.2313 | 1425.6191 | 2215.9736 | 2273.4204 | 2402.7507 | 2643.3599 | -49.2801 | -97.2605 | -182.6651 | -275.2198 | 169.7109 | 256.1413 | 419.2489 | 712.146 | 28.4485 | 51.9688 | 97.142 | 152.3371 | -838.4696 | -961.2551 | -1227.1787 | -1577.7689 | 5.1361 | 8.219 | 16.4974 | 28.9911 | 2845.3534 | 2866.6388 | 2897.0265 | 3109.4646
4 | 30 | 9 | 1310.2251 | 1330.7735 | 1365.0507 | 1410.983 | 2401.8743 | 2464.1403 | 2604.3203 | 2865.1146 | -54.7042 | -103.5155 | -190.2407 | -293.327 | 191.8938 | 286.2949 | 470.0693 | 804.1612 | 25.3975 | 43.2157 | 81.3191 | 139.6625 | -1254.3192 | -1439.7067 | -1843.1336 | -2376.3157 | 10.8748 | 16.8903 | 32.8405 | 62.2316 | 2631.2421 | 2598.0925 | 2520.2255 | 2612.5102
4 | 30 | 10 | 1306.0026 | 1326.4236 | 1359.0954 | 1400.2322 | 2518.5285 | 2583.8186 | 2730.8069 | 3004.2674 | -59.0771 | -106.395 | -192.0477 | -297.9496 | 183.5894 | 274.9009 | 454.1202 | 788.6176 | 21.2091 | 33.3362 | 63.6685 | 119.1376 | -1655.0019 | -1899.6332 | -2431.1207 | -3132.1869 | 12.0584 | 13.78 | 25.7926 | 66.3083 | 2327.309 | 2226.2312 | 2010.3152 | 1948.4265
4 | 30 | 11 | 1318.0475 | 1338.1744 | 1370.5631 | 1411.4335 | 2583.5158 | 2650.4907 | 2801.2718 | 3081.7885 | -62.2459 | -110.0488 | -196.4958 | -304.5756 | 167.0898 | 249.4204 | 418.7084 | 727.3472 | 18.4771 | 27.513 | 54.0972 | 107.336 | -1918.3639 | -2201.9157 | -2818.009 | -3630.0846 | 6.2654 | 8.3585 | 14.9279 | 29.7666 | 2112.7858 | 1961.9924 | 1645.0636 | 1423.0116
4 | 30 | 12 | 1286.1456 | 1306.0009 | 1336.8202 | 1372.3845 | 2631.7232 | 2699.9478 | 2853.5424 | 3139.2935 | -64.0291 | -111.7104 | -196.4191 | -300.1448 | 158.9944 | 238.5629 | 400.0395 | 697.8048 | 14.1367 | 20.9939 | 42.3762 | 86.367 | -2085.0062 | -2393.0363 | -3061.1103 | -3938.6829 | 1.7428 | 3.4406 | 6.711 | 9.6474 | 1943.7073 | 1764.1993 | 1381.9598 | 1066.6696
4 | 30 | 13 | 1240.2615 | 1258.9687 | 1287.6179 | 1319.8454 | 2644.584 | 2713.142 | 2867.4873 | 3154.6348 | -66.0702 | -113.372 | -196.7007 | -297.2923 | 151.198 | 229.1753 | 383.2964 | 658.1513 | 10.6297 | 19.1715 | 39.119 | 71.1972 | -2038.5909 | -2339.5809 | -2992.6301 | -3851.2531 | 0.67323 | 2.6065 | 5.2091 | 3.7802 | 1942.6854 | 1770.1111 | 1393.399 | 1059.0636
4 | 30 | 14 | 1172.9266 | 1190.321 | 1215.8102 | 1243.6607 | 2636.2258 | 2704.5672 | 2858.4246 | 3144.6646 | -66.6188 | -114.2594 | -197.9446 | -292.1285 | 137.8181 | 210.8283 | 352.4795 | 600.7785 | 7.6588 | 16.132 | 34.3699 | 57.5479 | -1846.7202 | -2118.5343 | -2707.3627 | -3481.8538 | 0.40177 | 0.92074 | 2.1202 | 1.0429 | 2041.6921 | 1889.9755 | 1557.8971 | 1273.7122
4 | 30 | 15 | 1194.206 | 1211.756 | 1238.9017 | 1270.9942 | 2578.1041 | 2644.9387 | 2795.404 | 3075.3332 | -65.856 | -115.0337 | -199.2652 | -286.9645 | 128.8062 | 192.8527 | 323.4712 | 549.6096 | 7.086 | 15.8477 | 33.7228 | 55.0528 | -1621.2644 | -1860.7463 | -2379.8622 | -3061.445 | -0.0054293 | -0.43465 | -0.29902 | 0.50263 | 2221.0765 | 2089.1804 | 1812.0733 | 1603.0828
4 | 30 | 16 | 1265.9837 | 1285.6985 | 1318.4106 | 1361.9533 | 2436.1349 | 2499.2891 | 2641.4687 | 2905.9829 | -64.2564 | -115.808 | -200.5857 | -286.5399 | 66.5297 | 93.8243 | 149.8781 | 251.1028 | 8.7093 | 17.7783 | 37.8979 | 61.725 | -1085.5799 | -1245.3296 | -1593.5935 | -2056.3146 | 0.1303 | -1.5815 | -2.4841 | -0.098855 | 2627.6516 | 2533.8712 | 2350.992 | 2237.8108
4 | 30 | 17 | 1384.4851 | 1408.3354 | 1448.7401 | 1508.1393 | 2246.5785 | 2304.8187 | 2435.9352 | 2679.8675 | -62.0011 | -114.8075 | -201.7012 | -282.2255 | 75.024 | 102.1391 | 159.0857 | 267.7785 | 10.4628 | 23.4445 | 48.3247 | 72.2095 | -628.4072 | -720.8799 | -922.0851 | -1189.058 | -1.1917 | -3.2673 | -6.1576 | -6.0163 | 3024.9503 | 2999.7829 | 2962.1417 | 3050.695
4 | 30 | 18 | 1594.2132 | 1624.2541 | 1677.782 | 1762.2527 | 1991.9375 | 2043.5764 | 2159.8314 | 2376.1149 | -59.1973 | -111.0406 | -198.3688 | -284.2286 | 91.6136 | 122.9206 | 186.0842 | 302.9031 | 15.9988 | 30.5024 | 61.1504 | 98.6351 | -184.9654 | -212.0667 | -270.3054 | -346.2691 | -7.1748 | -7.1073 | -13.767 | -38.1512 | 3442.4258 | 3491.0389 | 3602.4067 | 3871.2569
4 | 30 | 19 | 1889.8114 | 1926.118 | 1995.7201 | 2107.9585 | 1818.1699 | 1865.304 | 1971.4175 | 2168.8334 | -55.48 | -105.5599 | -190.5883 | -278.0275 | 98.2135 | 129.8891 | 195.5454 | 310.1087 | 20.3392 | 37.4697 | 73.4563 | 120.782 | -10.303 | -11.9532 | -15.4898 | -19.8196 | -12.3271 | -15.1449 | -28.6218 | -63.2939 | 3748.4238 | 3826.1228 | 4001.4395 | 4346.5416
4 | 30 | 20 | 2088.791 | 2129.3289 | 2209.7649 | 2340.9234 | 1685.4131 | 1729.1057 | 1827.471 | 2010.4723 | -51.9769 | -98.4176 | -178.2831 | -272.251 | 107.7144 | 143.9755 | 215.8866 | 330.1112 | 23.8829 | 40.2547 | 79.4996 | 140.7388 | -0.0029378 | -0.0033719 | -0.0043111 | -0.005539 | -12.5986 | -17.0392 | -32.4184 | -65.3197 | 3841.223 | 3927.2046 | 4121.9162 | 4484.6694
4 | 30 | 21 | 2123.4512 | 2165.3032 | 2248.3339 | 2388.7093 | 1486.2768 | 1524.807 | 1611.5502 | 1772.9293 | -48.2596 | -90.3358 | -162.9271 | -253.4108 | 192.7202 | 271.1768 | 417.9476 | 610.2486 | 23.7159 | 37.6281 | 73.0502 | 137.6755 | -0.0029378 | -0.0033719 | -0.0043111 | -0.005539 | -5.9695 | -7.9414 | -15.2039 | -30.3695 | 3771.9321 | 3900.6345 | 4172.7465 | 4625.777
4 | 30 | 22 | 2021.7178 | 2062.0574 | 2141.3384 | 2280.1719 | 1315.1329 | 1349.2263 | 1425.9811 | 1568.7776 | -43.7795 | -80.427 | -143.123 | -224.6676 | 212.1208 | 292.7682 | 440.1305 | 641.9764 | 20.3392 | 30.5512 | 60.8066 | 118.4679 | -0.0029378 | -0.0033719 | -0.0043111 | -0.005539 | -1.6206 | -2.0757 | -4.879 | -10.8351 | 3523.9076 | 3652.097 | 3920.2504 | 4373.8855
4 | 30 | 23 | 1889.933 | 1928.1845 | 2002.2669 | 2136.824 | 1173.5878 | 1204.0118 | 1272.5056 | 1399.9332 | -37.9271 | -68.6914 | -122.7558 | -189.4906 | 316.7305 | 426.7419 | 617.8148 | 887.5586 | 16.1658 | 24.3164 | 49.0233 | 95.448 | -0.0029378 | -0.0033719 | -0.0043111 | -0.005539 | 3.1245 | 7.37 | 12.5574 | 10.3561 | 3361.6115 | 3521.9299 | 3831.4079 | 4340.6238
4 | 30 | 24 | 1763.3478 | 1800.1093 | 1868.3429 | 1996.6949 | 1091.3119 | 1119.603 | 1183.295 | 1301.7891 | -32.8374 | -57.8431 | -102.3887 | -156.3166 | 304.8597 | 414.8734 | 607.7306 | 896.167 | 12.3832 | 18.3294 | 37.3645 | 73.8469 | -0.0029378 | -0.0033719 | -0.0043111 | -0.005539 | 7.6173 | 12.9134 | 22.4615 | 33.718 | 3146.6796 | 3307.982 | 3616.8014 | 4145.8938
5 | 1 | 1 | 1737.3616 | 1774.1352 | 1841.9548 | 1970.0018 | 1056.8059 | 1084.2025 | 1145.8806 | 1260.628 | -29.5615 | -51.4229 | -90.0835 | -134.5075 | 219.3707 | 298.7515 | 445.8257 | 665.0053 | 7.7891 | 13.6327 | 27.4711 | 49.4082 | -0.0029378 | -0.0033719 | -0.0043111 | -0.005539 | 5.964 | 8.5859 | 15.2972 | 23.0472 | 2997.7268 | 3127.8814 | 3386.3415 | 3833.5774
5 | 1 | 2 | 1662.2594 | 1697.4811 | 1761.804 | 1885.4293 | 1047.6743 | 1074.8341 | 1135.9793 | 1249.7352 | -27.9618 | -46.9949 | -82.2264 | -125.0293 | 135.686 | 190.4078 | 294.1761 | 447.7637 | 6.2744 | 11.3987 | 23.4314 | 41.1139 | -0.0029378 | -0.0033719 | -0.0043111 | -0.005539 | 3.9416 | 5.1359 | 9.2641 | 13.9609 | 2827.8709 | 2932.2594 | 3142.4242 | 3512.9681
5 | 1 | 3 | 1603.3588 | 1637.5052 | 1698.875 | 1817.3327 | 1072.6666 | 1100.4743 | 1163.0781 | 1279.5476 | -27.2756 | -46.8296 | -80.701 | -120.7148 | 81.7906 | 120.0115 | 197.4015 | 314.6206 | 6.4414 | 11.3987 | 23.2446 | 40.2409 | -0.0029378 | -0.0033719 | -0.0043111 | -0.005539 | 1.5935 | 2.5375 | 5.0644 | 7.0605 | 2738.5723 | 2825.0942 | 3006.9583 | 3338.082
5 | 1 | 4 | 1545.8684 | 1578.3277 | 1636.2029 | 1747.1603 | 1170.4533 | 1200.796 | 1269.1069 | 1396.1941 | -28.5104 | -48.6565 | -85.354 | -125.454 | 50.197 | 77.6386 | 139.0125 | 234.41 | 9.0065 | 12.0946 | 23.9539 | 42.4311 | -0.0029378 | -0.0033719 | -0.0043111 | -0.005539 | 0.92569 | 1.4773 | 2.9645 | 4.5432 | 2747.9375 | 2821.6743 | 2985.8824 | 3299.2792
5 | 1 | 5 | 1511.8108 | 1542.5758 | 1596.767 | 1697.7725 | 1371.6732 | 1407.2324 | 1487.287 | 1636.2226 | -31.2071 | -55.1898 | -97.864 | -149.1497 | 43.1983 | 70.6701 | 127.963 | 232.1455 | 15.1004 | 19.4558 | 36.98 | 63.8289 | -0.0029378 | -0.0033719 | -0.0043111 | -0.005539 | 1.056 | 1.1645 | 2.38 | 3.1188 | 2911.6286 | 2985.9055 | 3153.5086 | 3483.933
5 | 1 | 6 | 1492.7743 | 1521.4413 | 1571.768 | 1660.6346 | 1645.7741 | 1688.4391 | 1784.491 | 1963.1883 | -35.8248 | -67.9781 | -126.0117 | -196.5411 | 68.4011 | 107.0082 | 187.7374 | 324.5821 | 24.1801 | 34.3164 | 64.849 | 108.6908 | -29.5423 | -33.6661 | -42.6054 | -54.5632 | 0.13573 | -0.62556 | -1.0594 | -1.7557 | 3165.8982 | 3248.9352 | 3439.1688 | 3804.2358
5 | 1 | 7 | 1508.8042 | 1536.2311 | 1585.0758 | 1664.3337 | 1928.0268 | 1978.0088 | 2090.5338 | 2299.8779 | -42.6213 | -83.5327 | -158.8889 | -246.3602 | 117.1923 | 180.7572 | 296.6932 | 512.2812 | 30.8467 | 46.4299 | 86.7883 | 145.36 | -279.2771 | -319.8713 | -407.4884 | -522.8151 | 0.1303 | 0.19092 | 0.48032 | 0.67389 | 3263.1019 | 3338.2139 | 3493.1941 | 3853.3514
5 | 1 | 8 | 1469.723 | 1494.2172 | 1537.7192 | 1604.4841 | 2206.6792 | 2263.885 | 2392.6729 | 2632.273 | -49.7521 | -95.4336 | -176.4101 | -272.9084 | 169.7109 | 256.1413 | 419.2489 | 719.9925 | 30.3106 | 45.4497 | 85.3587 | 143.1698 | -672.8249 | -771.9351 | -986.6167 | -1267.5068 | 5.1361 | 8.219 | 16.4974 | 27.7881 | 3158.9827 | 3200.5434 | 3288.4703 | 3587.2922
5 | 1 | 9 | 1496.5091 | 1520.6288 | 1563.3261 | 1625.2629 | 2381.8003 | 2443.5459 | 2582.5543 | 2841.1689 | -54.8113 | -99.8617 | -181.0631 | -277.2229 | 191.8938 | 286.2949 | 470.0693 | 802.9496 | 24.9917 | 33.6205 | 64.9735 | 109.9703 | -1024.738 | -1174.8566 | -1500.5934 | -1933.7691 | 10.8748 | 16.8903 | 32.8405 | 54.5598 | 3026.5203 | 3026.2621 | 3032.1071 | 3222.9196
5 | 1 | 10 | 1543.5106 | 1568.0759 | 1612.6228 | 1674.7293 | 2474.7049 | 2538.859 | 2683.2896 | 2951.9917 | -58.6357 | -101.9669 | -181.0631 | -274.7951 | 183.5894 | 274.9009 | 454.1202 | 785.1413 | 18.8829 | 21.6898 | 43.6812 | 74.3774 | -1277.8548 | -1462.3741 | -1858.9094 | -2378.0614 | 12.0584 | 13.78 | 25.7926 | 42.4716 | 2896.2557 | 2852.9646 | 2779.534 | 2875.8548
5 | 1 | 11 | 1612.3614 | 1637.3819 | 1684.7382 | 1750.0053 | 2523.5004 | 2588.9195 | 2736.1979 | 3010.1983 | -61.4395 | -105.2902 | -184.1906 | -275.2198 | 167.0898 | 249.4204 | 418.7084 | 728.3208 | 13.564 | 15.8301 | 32.805 | 57.2207 | -1458.9408 | -1670.0253 | -2124.3858 | -2720.901 | 6.2654 | 8.3585 | 14.9279 | 24.3296 | 2802.4007 | 2724.5948 | 2578.8009 | 2573.9539
5 | 1 | 12 | 1616.9163 | 1642.972 | 1689.6589 | 1753.8815 | 2564.0727 | 2630.5435 | 2780.1898 | 3058.5955 | -62.6437 | -106.3428 | -184.1906 | -277.5312 | 158.9944 | 238.5629 | 400.0395 | 695.461 | 9.8181 | 12.0946 | 26.0306 | 47.8501 | -1247.5505 | -1423.8253 | -1804.5792 | -2309.8287 | 1.7428 | 3.4406 | 6.711 | 10.9493 | 3041.3501 | 2997.4454 | 2913.86 | 2979.3775
5 | 1 | 13 | 1616.7437 | 1643.2086 | 1689.7922 | 1753.2711 | 2574.4551 | 2641.1951 | 2791.4474 | 3070.9803 | -63.1157 | -108.1697 | -185.7161 | -281.8456 | 151.198 | 229.1753 | 383.2964 | 657.5804 | 7.086 | 11.1144 | 24.601 | 44.2411 | -1169.501 | -1338.4172 | -1705.5489 | -2192.0246 | 0.67323 | 2.6065 | 5.2091 | 8.8134 | 3117.5393 | 3080.7129 | 3003.0812 | 3061.0161
5 | 1 | 14 | 1534.8246 | 1559.7823 | 1602.3299 | 1659.8825 | 2565.8586 | 2632.3758 | 2782.1264 | 3060.7259 | -63.5571 | -109.8314 | -188.562 | -283.8487 | 137.8181 | 210.8283 | 352.4795 | 603.043 | 5.8686 | 9.9879 | 23.9539 | 42.3935 | -907.7833 | -1042.1846 | -1340.7899 | -1753.0581 | 0.40177 | 0.92074 | 2.1202 | 3.2887 | 3273.4314 | 3261.8791 | 3233.658 | 3332.4269
5 | 1 | 15 | 1582.9457 | 1608.3343 | 1654.2263 | 1716.4865 | 2503.0271 | 2567.9154 | 2713.9989 | 2985.7763 | -63.0851 | -110.4404 | -189.8826 | -285.7354 | 128.8062 | 192.8527 | 323.4712 | 542.9748 | 7.086 | 10.1152 | 24.2139 | 43.5074 | -763.8328 | -875.3355 | -1120.039 | -1451.5681 | -0.0054293 | -0.43465 | -0.29902 | -0.65161 | 3394.9417 | 3393.007 | 3405.6898 | 3550.7898
5 | 1 | 16 | 1602.1962 | 1628.4692 | 1678.0943 | 1747.1366 | 2375.9587 | 2437.5529 | 2576.2204 | 2834.2008 | -61.8504 | -109.3878 | -188.0756 | -285.4271 | 66.5297 | 93.8243 | 149.8781 | 240.0183 | 9.2454 | 11.6343 | 27.0839 | 49.2049 | -551.3853 | -633.2566 | -815.6958 | -1069.0988 | 0.1303 | -1.5815 | -2.4841 | -3.8804 | 3440.8247 | 3427.2548 | 3425.0211 | 3512.1543
5 | 1 | 17 | 1729.9591 | 1760.5194 | 1819.1686 | 1904.8375 | 2182.7852 | 2239.3716 | 2366.765 | 2603.7706 | -60.1742 | -109.2747 | -190.7166 | -287.4301 | 75.024 | 102.1391 | 159.0857 | 252.2444 | 12.861 | 17.1907 | 37.5107 | 65.8311 | -318.8173 | -364.2622 | -464.9631 | -604.6725 | -1.1917 | -3.2673 | -6.1576 | -9.4052 | 3620.446 | 3642.4166 | 3720.6926 | 3925.1758
5 | 1 | 18 | 1872.1502 | 1907.2382 | 1975.4291 | 2081.3979 | 1948.6198 | 1999.1356 | 2112.8625 | 2324.4426 | -56.8218 | -105.673 | -186.0636 | -282.3827 | 91.6136 | 122.9206 | 186.0842 | 281.787 | 15.0203 | 23.9833 | 49.1072 | 85.5845 | -120.0228 | -138.0468 | -178.3646 | -233.6443 | -7.1748 | -7.1073 | -13.767 | -22.6226 | 3743.3845 | 3802.4506 | 3945.2878 | 4234.5624
5 | 1 | 19 | 2019.5162 | 2058.8034 | 2135.5051 | 2258.0161 | 1787.0659 | 1833.3937 | 1937.6918 | 2131.7304 | -52.8903 | -99.4181 | -176.6811 | -270.9014 | 98.2135 | 129.8891 | 195.5454 | 290.1248 | 17.4402 | 29.6793 | 59.3255 | 101.7289 | -0.0029378 | -0.0033719 | -0.0043111 | -0.005539 | -12.3271 | -15.1449 | -28.6218 | -45.9719 | 3857.0154 | 3937.1991 | 4122.7606 | 4464.7215
5 | 1 | 20 | 2213.2385 | 2256.5566 | 2343.3101 | 2483.6221 | 1665.6515 | 1708.8317 | 1806.0437 | 1986.8993 | -49.3872 | -94.0505 | -167.785 | -257.4169 | 107.7144 | 143.9755 | 215.8866 | 313.4448 | 19.0634 | 33.8926 | 68.1034 | 116.2137 | -0.0029378 | -0.0033719 | -0.0043111 | -0.005539 | -12.5986 | -17.0392 | -32.4184 | -52.2207 | 3943.679 | 4032.1634 | 4233.1362 | 4590.5366
5 | 1 | 21 | 2278.3199 | 2323.3356 | 2413.866 | 2565.4437 | 1474.3062 | 1512.526 | 1598.5706 | 1758.65 | -46.5834 | -87.8477 | -158.4025 | -240.8881 | 192.7202 | 271.1768 | 417.9476 | 615.8305 | 19.3606 | 34.1594 | 67.9681 | 115.9728 | -0.0029378 | -0.0033719 | -0.0043111 | -0.005539 | -5.9695 | -7.9414 | -15.2039 | -24.6247 | 3912.1511 | 4045.4052 | 4324.7415 | 4790.3786
5 | 1 | 22 | 2158.2184 | 2201.6397 | 2286.8293 | 2435.6497 | 1306.3295 | 1340.1947 | 1416.4357 | 1558.2763 | -42.5448 | -78.8785 | -143.0464 | -217.6171 | 212.1208 | 292.7682 | 440.1305 | 643.1086 | 17.7741 | 31.962 | 63.2813 | 107.2497 | -0.0029378 | -0.0033719 | -0.0043111 | -0.005539 | -1.6206 | -2.0757 | -4.879 | -8.8107 | 3650.2744 | 3785.6071 | 4058.7472 | 4517.851
5 | 1 | 23 | 2012.5327 | 2053.3673 | 2132.5544 | 2275.8271 | 1168.2398 | 1198.5251 | 1266.7068 | 1393.5537 | -37.3786 | -67.7519 | -121.1537 | -182.0154 | 316.7305 | 426.7419 | 617.8148 | 894.2727 | 14.7814 | 24.6007 | 48.2408 | 83.0142 | -0.0029378 | -0.0033719 | -0.0043111 | -0.005539 | 3.1245 | 7.37 | 12.5574 | 17.7466 | 3478.0274 | 3642.8499 | 3956.7161 | 4482.3934
5 | 1 | 24 | 1885.5963 | 1925.0818 | 1999.5281 | 2135.5856 | 1096.6718 | 1125.1018 | 1189.1066 | 1308.1827 | -32.2888 | -57.8431 | -101.0681 | -153.5805 | 309.7453 | 414.8734 | 607.7306 | 896.167 | 10.9989 | 17.9178 | 35.675 | 62.3878 | -0.0029378 | -0.0033719 | -0.0043111 | -0.005539 | 7.6173 | 12.9134 | 22.4615 | 34.9823 | 3278.3378 | 3438.0417 | 3753.4293 | 4283.7192
5 | 2 | 1 | 1768.8032 | 1805.9914 | 1875.2244 | 2004.5223 | 1067.5708 | 1095.2465 | 1157.5528 | 1273.4691 | -30.475 | -53.0845 | -93.211 | -139.2467 | 222.7607 | 298.7515 | 445.8257 | 665.0053 | 9.0065 | 16.2416 | 31.6353 | 55.309 | -0.0029378 | -0.0033719 | -0.0043111 | -0.005539 | 5.2637 | 8.5859 | 15.4921 | 23.0472 | 3042.9269 | 3171.729 | 3432.5149 | 3882.1007
5 | 2 | 2 | 1693.8903 | 1729.4729 | 1795.4635 | 1919.9782 | 1058.9746 | 1086.4274 | 1148.2321 | 1263.215 | -28.7682 | -48.6565 | -83.8285 | -125.0293 | 138.6772 | 190.4078 | 294.1761 | 447.7637 | 5.8686 | 11.1144 | 21.9395 | 40.2409 | -0.0029378 | -0.0033719 | -0.0043111 | -0.005539 | 3.1517 | 5.1359 | 9.459 | 13.9609 | 2871.7913 | 2973.8985 | 3185.4374 | 3560.1238
5 | 2 | 3 | 1632.8258 | 1667.3055 | 1729.6688 | 1849.4906 | 1082.6903 | 1110.7579 | 1173.9467 | 1291.5046 | -28.1126 | -46.8296 | -82.2264 | -120.2901 | 83.2862 | 120.0115 | 197.4015 | 314.6206 | 5.8686 | 10.7028 | 21.9395 | 37.8474 | -0.0029378 | -0.0033719 | -0.0043111 | -0.005539 | 1.5881 | 2.5375 | 5.0644 | 7.0605 | 2778.1435 | 2864.4822 | 3045.7902 | 3380.228
5 | 2 | 4 | 1580.211 | 1612.9917 | 1672.0883 | 1784.7198 | 1181.4062 | 1212.0329 | 1280.983 | 1409.2595 | -28.7682 | -48.6565 | -83.8285 | -125.0293 | 50.197 | 77.6386 | 139.0125 | 234.41 | 5.8686 | 10.7028 | 21.9395 | 40.0376 | -0.0029378 | -0.0033719 | -0.0043111 | -0.005539 | 0.92569 | 1.4773 | 2.9645 | 4.5432 | 2789.8372 | 2866.1833 | 3033.155 | 3347.9352
5 | 2 | 5 | 1545.8257 | 1576.5045 | 1631.8478 | 1734.3919 | 1384.3763 | 1420.2648 | 1501.0608 | 1651.3757 | -31.6791 | -55.0245 | -97.864 | -148.725 | 43.5971 | 70.6701 | 127.963 | 232.1455 | 10.3542 | 18.3294 | 35.675 | 60.7657 | -0.0029378 | -0.0033719 | -0.0043111 | -0.005539 | 0.65966 | 1.1645 | 2.38 | 3.1188 | 2953.1309 | 3031.9053 | 3201.0582 | 3533.067
5 | 2 | 6 | 1615.1487 | 1646.1641 | 1703.0076 | 1803.6267 | 1564.4518 | 1605.0085 | 1696.3142 | 1866.1816 | -35.7177 | -67.0385 | -124.6912 | -191.8019 | 70.2956 | 107.0082 | 187.7374 | 324.5821 | 18.0713 | 31.4231 | 59.5042 | 101.8153 | -23.8805 | -27.2009 | -34.4133 | -44.2827 | -0.39634 | -0.62556 | -1.0594 | -1.7557 | 3207.9727 | 3294.7389 | 3486.3995 | 3858.3653
5 | 2 | 7 | 1536.6087 | 1563.9763 | 1613.7286 | 1694.0865 | 1951.0786 | 2001.6583 | 2115.5286 | 2327.3757 | -43.0628 | -82.5932 | -152.9154 | -236.882 | 119.0867 | 180.7572 | 296.6932 | 512.2812 | 23.7743 | 41.0183 | 77.2794 | 129.4188 | -249.1795 | -284.9774 | -363.0101 | -468.0605 | 0.1303 | 0.19092 | 1.5925 | 0.67389 | 3338.4364 | 3420.0304 | 3588.8969 | 3958.8937
5 | 2 | 8 | 1480.0568 | 1503.8777 | 1547.9325 | 1613.2137 | 2243.7625 | 2301.9297 | 2432.8818 | 2676.5084 | -50.3007 | -92.6672 | -171.9621 | -261.0024 | 171.6053 | 256.1413 | 419.2489 | 719.9925 | 22.4266 | 38.7843 | 73.2397 | 123.518 | -431.4601 | -493.7909 | -629.2431 | -810.2275 | 4.7425 | 8.219 | 20.5754 | 27.7881 | 3440.833 | 3522.4938 | 3692.6731 | 4089.7907
5 | 2 | 9 | 1473.3254 | 1495.851 | 1538.0668 | 1594.7028 | 2432.1593 | 2495.2105 | 2637.158 | 2901.2406 | -56.3038 | -98.9221 | -179.2561 | -270.056 | 192.5917 | 286.2949 | 470.0693 | 802.9496 | 16.5566 | 29.3354 | 56.8941 | 96.321 | -835.4328 | -955.283 | -1215.2819 | -1561.9531 | 9.9301 | 16.8903 | 39.6516 | 54.5598 | 3232.8266 | 3269.3768 | 3347.3017 | 3617.7648
5 | 2 | 10 | 1500.1053 | 1522.8803 | 1566.2185 | 1620.3769 | 2526.1228 | 2591.6099 | 2739.0414 | 3013.3265 | -59.5797 | -102.4107 | -181.3446 | -274.3704 | 183.0908 | 274.9009 | 454.1202 | 785.1413 | 10.9989 | 20.1518 | 41.0712 | 69.7937 | -1024.1159 | -1168.8936 | -1479.3185 | -1886.2115 | 8.4208 | 13.78 | 38.4488 | 42.4716 | 3145.0431 | 3152.0186 | 3178.2368 | 3370.5282
5 | 2 | 11 | 1522.6627 | 1545.9057 | 1590.1054 | 1643.8341 | 2577.9222 | 2644.7521 | 2795.2068 | 3075.1162 | -63.9067 | -107.5609 | -187.3181 | -282.9993 | 165.4945 | 249.4204 | 418.7084 | 728.3208 | 8.6726 | 15.8301 | 33.712 | 59.3093 | -1262.5726 | -1444.5133 | -1837.8887 | -2360.8162 | 5.2718 | 8.3585 | 18.673 | 24.3296 | 2953.5445 | 2912.1926 | 2831.1987 | 2887.0945
5 | 2 | 12 | 1478.581 | 1500.9967 | 1542.4834 | 1592.2172 | 2619.3972 | 2687.3023 | 2840.1775 | 3124.5903 | -65.9478 | -109.9968 | -188.8436 | -287.0054 | 158.8947 | 238.5629 | 400.0395 | 695.461 | 6.1075 | 12.0946 | 26.8131 | 47.8501 | -1499.6666 | -1718.0636 | -2190.4941 | -2811.5814 | 1.884 | 3.4406 | 3.3934 | 10.9493 | 2699.25 | 2614.3367 | 2433.5693 | 2372.4811
5 | 2 | 13 | 1495.9023 | 1518.4244 | 1560.7262 | 1610.4089 | 2631.8621 | 2700.0903 | 2853.693 | 3139.4592 | -67.9124 | -112.4327 | -191.9712 | -292.8983 | 150.7992 | 229.1753 | 383.2964 | 657.5804 | 5.9405 | 11.8103 | 26.0306 | 46.8755 | -1543.9533 | -1769.4805 | -2259.0886 | -2907.7747 | 1.4822 | 2.6065 | 0.95523 | 8.8134 | 2674.1206 | 2580.1937 | 2373.6419 | 2262.4644
5 | 2 | 14 | 1426.6312 | 1447.5202 | 1486.155 | 1531.3932 | 2639.9876 | 2708.4264 | 2862.5034 | 3149.1518 | -69.405 | -113.9812 | -193.2151 | -294.9014 | 139.7126 | 210.8283 | 352.4795 | 603.043 | 5.0489 | 10.3995 | 23.296 | 43.5074 | -1363.9165 | -1561.873 | -1990.0583 | -2554.0969 | 0.67323 | 0.92074 | -0.47491 | 3.2887 | 2778.7319 | 2702.2409 | 2540.6856 | 2481.3857
5 | 2 | 15 | 1447.6493 | 1469.105 | 1508.4 | 1558.3446 | 2587.5169 | 2654.5955 | 2805.6102 | 3086.5614 | -69.877 | -113.816 | -194.254 | -296.4798 | 127.7094 | 192.8527 | 323.4712 | 542.9748 | 5.1208 | 10.5268 | 23.4314 | 45.167 | -1119.4143 | -1281.4316 | -1632.0454 | -2095.2544 | -0.25789 | -0.43465 | -0.66974 | -0.65161 | 2978.4473 | 2931.3977 | 2833.9436 | 2840.662
5 | 2 | 16 | 1533.7352 | 1558.001 | 1602.8696 | 1666.4672 | 2437.9954 | 2501.1978 | 2643.4859 | 2908.2022 | -70.2419 | -114.425 | -194.254 | -300.0612 | 63.9373 | 93.8243 | 149.8781 | 240.0183 | 6.4101 | 13.5839 | 28.2536 | 53.3597 | -804.4845 | -921.3679 | -1174.8156 | -1513.187 | -0.92569 | -1.5815 | -2.1134 | -3.8804 | 3166.4259 | 3129.2326 | 3053.3041 | 3050.9188
5 | 2 | 17 | 1615.3104 | 1642.2968 | 1694.0412 | 1770.9395 | 2246.87 | 2305.1177 | 2436.2512 | 2680.2152 | -68.6728 | -114.3119 | -195.3696 | -302.0644 | 70.5371 | 102.1391 | 159.0857 | 252.2444 | 9.8805 | 19.1404 | 39.2029 | 70.9605 | -480.962 | -551.4124 | -704.847 | -909.4099 | -1.9953 | -3.2673 | -5.4161 | -9.4052 | 3390.9679 | 3399.7022 | 3422.9483 | 3553.4801
5 | 2 | 18 | 1752.5251 | 1784.2275 | 1846.1444 | 1942.6998 | 2008.798 | 2060.8739 | 2178.1129 | 2396.2272 | -64.7413 | -109.936 | -193.2811 | -298.1745 | 86.03 | 122.9206 | 186.0842 | 281.787 | 14.7719 | 27.1975 | 54.5034 | 95.196 | -157.3566 | -180.8433 | -231.6096 | -297.2868 | -4.3136 | -7.1073 | -21.9176 | -22.6226 | 3635.7135 | 3697.333 | 3818.0366 | 4097.8262
5 | 2 | 19 | 2015.6853 | 2053.9119 | 2131.2225 | 2255.2385 | 1767.9663 | 1813.7989 | 1916.9823 | 2108.9471 | -59.0289 | -103.072 | -181.0526 | -278.0643 | 92.6299 | 129.8891 | 195.5454 | 290.1248 | 16.6924 | 30.8057 | 61.4022 | 106.4143 | -18.8552 | -21.7926 | -28.0996 | -35.8363 | -8.8144 | -15.1449 | -37.4949 | -45.9719 | 3806.2753 | 3888.396 | 4058.5054 | 4400.8522
5 | 2 | 20 | 2169.1116 | 2210.8554 | 2295.446 | 2431.7641 | 1698.6916 | 1742.7284 | 1841.8687 | 2026.3118 | -53.6813 | -95.4338 | -170.631 | -260.5737 | 102.1308 | 143.9755 | 215.8866 | 313.4448 | 18.1568 | 32.5008 | 64.5863 | 111.63 | -0.0029378 | -0.0033719 | -0.0043111 | -0.005539 | -10.2016 | -17.0392 | -40.3362 | -52.2207 | 3924.2049 | 4017.5838 | 4206.8161 | 4570.3507
5 | 2 | 21 | 2250.467 | 2294.7112 | 2383.8572 | 2532.8315 | 1497.8726 | 1536.7033 | 1624.1233 | 1786.7615 | -48.9129 | -86.6298 | -155.5565 | -235.2997 | 193.119 | 271.1768 | 417.9476 | 615.8305 | 16.3096 | 29.4437 | 59.2416 | 101.3489 | -0.0029378 | -0.0033719 | -0.0043111 | -0.005539 | -4.7587 | -7.9414 | -19.8475 | -24.6247 | 3904.0936 | 4037.4604 | 4309.7614 | 4776.8424
5 | 2 | 22 | 2130.6898 | 2173.6099 | 2257.7319 | 2403.7374 | 1325.1733 | 1359.527 | 1436.8678 | 1580.7544 | -43.8538 | -77.6606 | -141.2394 | -212.0286 | 212.1208 | 292.7682 | 440.1305 | 643.1086 | 15.6649 | 28.3362 | 55.6622 | 95.8922 | -0.0029378 | -0.0033719 | -0.0043111 | -0.005539 | -1.208 | -2.0757 | -8.2155 | -8.8107 | 3638.5841 | 3774.5015 | 4040.9331 | 4502.6478
5 | 2 | 23 | 1988.23 | 2028.8641 | 2107.0989 | 2247.9019 | 1181.6537 | 1212.2868 | 1281.2514 | 1409.5547 | -38.292 | -68.3609 | -122.7558 | -186.0215 | 318.6249 | 426.7419 | 617.8148 | 894.2727 | 14.3756 | 25.8179 | 50.1929 | 86.5216 | -0.0029378 | -0.0033719 | -0.0043111 | -0.005539 | 4.9189 | 7.37 | 10.5278 | 17.7466 | 3469.5082 | 3632.7165 | 3944.1257 | 4469.9705
5 | 2 | 24 | 1877.8794 | 1916.8455 | 1990.7175 | 2127.0474 | 1100.2813 | 1128.805 | 1193.0204 | 1312.4884 | -33.7814 | -59.5048 | -104.1957 | -157.895 | 309.7453 | 414.8734 | 607.7306 | 896.167 | 11.4047 | 20.5633 | 40.684 | 70.4788 | -0.0029378 | -0.0033719 | -0.0043111 | -0.005539 | 8.0136 | 12.9134 | 22.6563 | 34.9823 | 3273.54 | 3434.4925 | 3750.6088 | 4283.2633
5 | 3 | 1 | 1766.125 | 1803.3865 | 1872.1451 | 2002.3636 | 1068.1583 | 1095.8491 | 1158.1898 | 1274.1699 | -30.475 | -53.0845 | -91.404 | -136.9353 | 222.7607 | 298.7515 | 445.8257 | 665.0053 | 8.6007 | 15.4361 | 30.2057 | 53.0172 | -0.0029378 | -0.0033719 | -0.0043111 | -0.005539 | 5.2637 | 8.5859 | 15.4921 | 23.0472 | 3040.4304 | 3168.9212 | 3430.45 | 3880.6623
5 | 3 | 2 | 1693.3755 | 1729.0587 | 1794.2568 | 1920.0969 | 1056.127 | 1083.506 | 1145.1445 | 1259.8182 | -28.7682 | -48.6565 | -83.8285 | -125.0293 | 138.6772 | 190.4078 | 294.1761 | 447.7637 | 6.2744 | 11.8103 | 23.4314 | 42.4311 | -0.0029378 | -0.0033719 | -0.0043111 | -0.005539 | 3.1517 | 5.1359 | 9.459 | 13.9609 | 2868.8347 | 2971.2588 | 3182.6349 | 3559.0359
5 | 3 | 3 | 1636.1168 | 1670.8511 | 1733.2814 | 1854.2234 | 1078.0185 | 1105.965 | 1168.8811 | 1285.9318 | -28.2197 | -46.8296 | -82.2264 | -125.0293 | 83.2862 | 120.0115 | 197.4015 | 314.6206 | 5.8686 | 11.1144 | 21.9395 | 40.0376 | -0.0029378 | -0.0033719 | -0.0043111 | -0.005539 | 1.5881 | 2.5375 | 5.0644 | 7.0605 | 2776.6556 | 2863.6465 | 3044.3372 | 3376.8391
5 | 3 | 4 | 1584.2885 | 1617.3269 | 1676.0852 | 1790.3616 | 1174.8472 | 1205.3039 | 1273.8712 | 1401.4355 | -28.7682 | -49.5439 | -85.354 | -127.7653 | 50.197 | 77.6386 | 139.0125 | 234.41 | 6.4414 | 11.8103 | 24.7364 | 42.4311 | -0.0029378 | -0.0033719 | -0.0043111 | -0.005539 | 0.92569 | 1.4773 | 2.9645 | 4.5432 | 2787.9286 | 2864.0096 | 3031.3115 | 3345.4104
5 | 3 | 5 | 1548.6631 | 1579.7863 | 1635.0161 | 1738.7539 | 1380.3144 | 1416.0976 | 1496.6565 | 1646.5303 | -31.6791 | -55.1898 | -97.864 | -149.1497 | 43.5971 | 70.6701 | 127.963 | 232.1455 | 10.5931 | 18.7599 | 36.98 | 62.9558 | -0.0029378 | -0.0033719 | -0.0043111 | -0.005539 | 0.65966 | 1.1645 | 2.38 | 3.1188 | 2952.1453 | 3031.2853 | 3201.1273 | 3534.3492
5 | 3 | 6 | 1611.3912 | 1642.2452 | 1698.8499 | 1800.0623 | 1564.3619 | 1604.9163 | 1696.2168 | 1866.0744 | -36.2968 | -69.6397 | -129.1392 | -201.2802 | 70.2956 | 107.0082 | 187.7374 | 324.5821 | 20.8033 | 36.2661 | 68.3661 | 114.4899 | -31.0026 | -35.3337 | -44.8612 | -58.1051 | -0.39634 | -0.62556 | -1.0594 | -1.7557 | 3199.1562 | 3284.8368 | 3476.1103 | 3844.0677
5 | 3 | 7 | 1530.2329 | 1557.2833 | 1607.0266 | 1686.726 | 1960.084 | 2010.8971 | 2125.293 | 2338.1179 | -43.5348 | -83.5327 | -159.1705 | -246.3602 | 119.0867 | 180.7572 | 296.6932 | 512.2812 | 27.1727 | 46.8415 | 88.0934 | 147.5502 | -298.0765 | -340.3502 | -431.5562 | -552.3166 | 0.1303 | 0.19092 | 1.5925 | 0.67389 | 3295.0954 | 3372.0871 | 3527.972 | 3886.6723
5 | 3 | 8 | 1453.6966 | 1477.1413 | 1519.7092 | 1582.2115 | 2270.6024 | 2329.4653 | 2461.9839 | 2708.5247 | -50.7727 | -95.4336 | -180.8582 | -277.2229 | 171.6053 | 256.1413 | 419.2489 | 719.9925 | 27.7455 | 47.5374 | 90.3055 | 150.0453 | -672.4549 | -769.6694 | -979.6432 | -1258.2488 | 4.7425 | 8.219 | 20.5754 | 27.7881 | 3205.1646 | 3253.4013 | 3351.3215 | 3653.0905
5 | 3 | 9 | 1431.6288 | 1453.3854 | 1493.0963 | 1545.4 | 2471.481 | 2535.5515 | 2679.7939 | 2948.146 | -55.7553 | -100.7491 | -185.5111 | -281.5373 | 192.5917 | 286.2949 | 470.0693 | 802.9496 | 20.1003 | 35.5701 | 67.7082 | 114.4523 | -1106.2106 | -1267.6814 | -1617.996 | -2083.632 | 9.9301 | 16.8903 | 39.6516 | 54.5598 | 2963.766 | 2959.2617 | 2946.8121 | 3100.3386
5 | 3 | 10 | 1452.007 | 1473.2667 | 1514.3734 | 1562.4344 | 2583.8328 | 2650.8159 | 2801.6155 | 3082.1667 | -60.0517 | -104.2376 | -187.0366 | -283.8487 | 183.0908 | 274.9009 | 454.1202 | 785.1413 | 14.3756 | 25.279 | 50.0576 | 85.7349 | -1341.8411 | -1535.3378 | -1956.01 | -2521.2459 | 8.4208 | 13.78 | 38.4488 | 42.4716 | 2839.8342 | 2798.4672 | 2715.5688 | 2752.8544
5 | 3 | 11 | 1467.4275 | 1488.4046 | 1529.7349 | 1576.3979 | 2662.9031 | 2731.936 | 2887.3504 | 3176.487 | -63.9067 | -108.5004 | -190.1641 | -290.1662 | 165.4945 | 249.4204 | 418.7084 | 728.3208 | 10.5931 | 19.4558 | 39.6416 | 69.7937 | -1739.1776 | -1993.4916 | -2545.0767 | -3276.8167 | 5.2718 | 8.3585 | 18.673 | 24.3296 | 2508.6057 | 2395.5833 | 2158.8675 | 2008.3461
5 | 3 | 12 | 1406.7625 | 1426.2759 | 1465.209 | 1504.0623 | 2721.2322 | 2791.7773 | 2950.5959 | 3246.0658 | -66.5269 | -111.9889 | -191.4081 | -296.4838 | 158.8947 | 238.5629 | 400.0395 | 695.461 | 8.0999 | 15.5457 | 31.4999 | 58.4363 | -1831.9963 | -2100.7558 | -2683.4446 | -3454.4994 | 1.884 | 3.4406 | 3.3934 | 10.9493 | 2398.35 | 2262.8577 | 1975.8849 | 1763.9915
5 | 3 | 13 | 1445.7929 | 1466.1356 | 1506.1574 | 1546.6681 | 2741.999 | 2813.0823 | 2973.113 | 3270.8378 | -69.04 | -114.1465 | -192.7286 | -300.0652 | 150.7992 | 229.1753 | 383.2964 | 657.5804 | 6.991 | 13.7599 | 28.2427 | 52.8779 | -1784.9132 | -2046.4709 | -2614.5342 | -3368.4921 | 1.4822 | 2.6065 | 0.95523 | 8.8134 | 2493.111 | 2364.1422 | 2084.502 | 1868.2204
5 | 3 | 14 | 1455.9839 | 1476.3151 | 1516.2539 | 1556.9117 | 2739.2023 | 2810.2132 | 2970.0806 | 3267.5017 | -71.0046 | -116.5824 | -192.4471 | -303.6466 | 139.7126 | 210.8283 | 352.4795 | 603.043 | 5.6935 | 12.0648 | 24.0785 | 48.5352 | -1568.3704 | -1798.3571 | -2298.9571 | -2964.9222 | 0.67323 | 0.92074 | -0.47491 | 3.2887 | 2701.8905 | 2595.4026 | 2371.0134 | 2210.7115
5 | 3 | 15 | 1564.5398 | 1587.5231 | 1630.7088 | 1682.4732 | 2686.8548 | 2756.5087 | 2913.3209 | 3205.0582 | -71.8416 | -117.8004 | -191.9605 | -306.8034 | 127.7094 | 192.8527 | 323.4712 | 542.9748 | 6.2432 | 12.4575 | 24.2139 | 51.4104 | -1287.4763 | -1476.3254 | -1886.5517 | -2432.1669 | -0.25789 | -0.43465 | -0.66974 | -0.65161 | 3025.7714 | 2954.7814 | 2812.5328 | 2742.2947
5 | 3 | 16 | 1612.0155 | 1637.5017 | 1682.021 | 1748.4134 | 2541.7415 | 2607.6334 | 2755.9764 | 3031.9574 | -71.9158 | -118.1311 | -191.4741 | -311.9633 | 63.9373 | 93.8243 | 149.8781 | 240.0183 | 8.5681 | 16.7494 | 29.296 | 63.4529 | -1017.8639 | -1168.7149 | -1496.9483 | -1932.4197 | -0.92569 | -1.5815 | -2.1134 | -3.8804 | 3135.557 | 3067.2813 | 2926.6357 | 2835.5786
5 | 3 | 17 | 1700.8579 | 1729.469 | 1781.3196 | 1862.194 | 2334.6802 | 2395.2043 | 2531.4626 | 2784.961 | -70.1631 | -116.9654 | -193.8336 | -311.2303 | 70.5371 | 102.1391 | 159.0857 | 252.2444 | 11.5526 | 22.0215 | 39.7228 | 80.1807 | -677.1274 | -777.5587 | -995.3318 | -1281.5811 | -1.9953 | -3.2673 | -5.4161 | -9.4052 | 3368.3421 | 3351.0425 | 3317.0092 | 3377.3636
5 | 3 | 18 | 1876.5158 | 1910.3514 | 1974.1493 | 2077.7252 | 2067.2446 | 2120.8357 | 2241.4858 | 2465.9461 | -65.8667 | -111.65 | -191.8217 | -304.1798 | 86.03 | 122.9206 | 186.0842 | 281.787 | 15.4654 | 28.5406 | 53.8536 | 99.8326 | -285.4623 | -328.2969 | -420.5803 | -539.6537 | -4.3136 | -7.1073 | -21.9176 | -22.6226 | 3689.6132 | 3735.5941 | 3821.2532 | 4058.8348
5 | 3 | 19 | 2103.3175 | 2143.1433 | 2221.7253 | 2349.6846 | 1820.5136 | 1867.7085 | 1973.9587 | 2171.6291 | -59.5751 | -104.177 | -181.1186 | -282.7994 | 92.6299 | 129.8891 | 195.5454 | 290.1248 | 17.6478 | 32.0215 | 62.58 | 109.7336 | -20.4054 | -23.5426 | -30.2161 | -38.4345 | -8.8144 | -15.1449 | -37.4949 | -45.9719 | 3945.314 | 4029.898 | 4204.9798 | 4553.9663
5 | 3 | 20 | 2174.2768 | 2216.1945 | 2298.7543 | 2435.9901 | 1730.304 | 1775.1603 | 1876.1456 | 2064.0211 | -53.9697 | -95.9297 | -171.465 | -261.8438 | 102.1308 | 143.9755 | 215.8866 | 313.4448 | 19.4461 | 35.1274 | 68.3634 | 119.1905 | -0.0029378 | -0.0033719 | -0.0043111 | -0.005539 | -10.2016 | -17.0392 | -40.3362 | -52.2207 | 3961.9835 | 4057.4854 | 4247.3443 | 4618.5764
5 | 3 | 21 | 2210.9682 | 2254.416 | 2339.8304 | 2486.5961 | 1522.8576 | 1562.336 | 1651.2142 | 1816.5653 | -49.8569 | -88.1784 | -158.1975 | -241.7336 | 193.119 | 271.1768 | 417.9476 | 615.8305 | 18.7295 | 33.4811 | 65.4934 | 113.1505 | -0.0029378 | -0.0033719 | -0.0043111 | -0.005539 | -4.7587 | -7.9414 | -19.8475 | -24.6247 | 3891.0557 | 4025.2867 | 4296.4363 | 4765.7786
5 | 3 | 22 | 2144.6763 | 2187.6152 | 2271.6259 | 2418.2703 | 1341.1642 | 1375.9324 | 1454.2064 | 1599.8293 | -44.3258 | -80.0965 | -142.56 | -216.4594 | 212.1208 | 292.7682 | 440.1305 | 643.1086 | 17.4402 | 31.3933 | 61.4537 | 105.3004 | -0.0029378 | -0.0033719 | -0.0043111 | -0.005539 | -1.208 | -2.0757 | -8.2155 | -8.8107 | 3669.8647 | 3805.5336 | 4076.6367 | 4541.233
5 | 3 | 23 | 2014.9073 | 2055.8593 | 2136.3971 | 2277.4455 | 1193.3167 | 1224.2521 | 1293.8974 | 1423.4671 | -38.2155 | -68.3609 | -122.4743 | -186.0215 | 318.6249 | 426.7419 | 617.8148 | 894.2727 | 14.7814 | 26.1022 | 50.9754 | 87.9404 | -0.0029378 | -0.0033719 | -0.0043111 | -0.005539 | 4.9189 | 7.37 | 10.5278 | 17.7466 | 3508.3308 | 3671.9612 | 3987.1339 | 4514.8452
5 | 3 | 24 | 1906.8361 | 1946.2746 | 2021.5852 | 2159.1074 | 1106.1907 | 1134.8675 | 1199.4278 | 1319.5374 | -33.7814 | -59.5048 | -105.2346 | -157.895 | 309.7453 | 414.8734 | 607.7306 | 896.167 | 11.4047 | 20.5633 | 39.7147 | 69.1616 | -0.0029378 | -0.0033719 | -0.0043111 | -0.005539 | 8.0136 | 12.9134 | 22.6563 | 34.9823 | 3308.406 | 3469.9841 | 3785.8757 | 4321.0552
5 | 4 | 1 | 1786.1732 | 1823.393 | 1893.0351 | 2024.2836 | 1073.0627 | 1100.8807 | 1163.5076 | 1280.0202 | -31.0541 | -52.3103 | -93.211 | -141.2498 | 222.7607 | 298.7515 | 445.8257 | 665.0053 | 8.8395 | 15.5457 | 31.5107 | 55.309 | -0.0029378 | -0.0033719 | -0.0043111 | -0.005539 | 5.2637 | 8.6902 | 15.4921 | 23.0472 | 3065.0428 | 3194.9474 | 3456.1559 | 3906.41
5 | 4 | 2 | 1713.6963 | 1749.4452 | 1815.8421 | 1942.9352 | 1057.9986 | 1085.4261 | 1147.1738 | 1262.0507 | -28.7682 | -48.6565 | -83.8285 | -127.457 | 138.6772 | 190.4078 | 294.1761 | 447.7637 | 6.4414 | 11.8103 | 24.7364 | 42.5327 | -0.0029378 | -0.0033719 | -0.0043111 | -0.005539 | 3.1517 | 5.2401 | 9.459 | 13.9609 | 2891.194 | 2993.6696 | 3207.5545 | 3581.7805
5 | 4 | 3 | 1654.3712 | 1688.977 | 1752.1686 | 1873.9837 | 1081.287 | 1109.3182 | 1172.4251 | 1289.8306 | -28.7682 | -46.8296 | -82.2264 | -123.0262 | 83.2862 | 120.0115 | 197.4015 | 314.6206 | 5.4628 | 10.4185 | 21.9395 | 37.8474 | -0.0029378 | -0.0033719 | -0.0043111 | -0.005539 | 1.5881 | 2.5375 | 5.0644 | 7.0605 | 2797.2241 | 2884.4296 | 3066.7683 | 3400.311
5 | 4 | 4 | 1602.9514 | 1635.7529 | 1695.9165 | 1810.9176 | 1181.7499 | 1212.3855 | 1281.3557 | 1409.6695 | -28.7682 | -47.8822 | -84.0334 | -127.7653 | 50.197 | 77.6386 | 139.0125 | 234.41 | 6.0356 | 11.3987 | 23.4314 | 41.1139 | -0.0029378 | -0.0033719 | -0.0043111 | -0.005539 | 0.92569 | 1.4773 | 2.9645 | 4.5432 | 2813.0884 | 2890.7673 | 3058.6428 | 3372.8832
5 | 4 | 5 | 1567.6719 | 1598.6905 | 1655.1137 | 1759.766 | 1381.973 | 1417.7992 | 1498.455 | 1648.5089 | -31.6791 | -54.2503 | -96.5435 | -146.7219 | 43.5971 | 70.6701 | 127.963 | 232.1455 | 9.2454 | 16.526 | 32.9403 | 57.055 | -0.0029378 | -0.0033719 | -0.0043111 | -0.005539 | 0.65966 | 1.1645 | 2.38 | 3.1188 | 2971.465 | 3050.5966 | 3220.3041 | 3553.8667
5 | 4 | 6 | 1622.1357 | 1652.8475 | 1710.0204 | 1811.6085 | 1565.5757 | 1606.1616 | 1697.5329 | 1867.5223 | -35.8248 | -67.0385 | -123.1657 | -189.7988 | 70.2956 | 107.0082 | 187.7374 | 324.5821 | 18.0713 | 30.7272 | 59.3174 | 99.5234 | -28.1316 | -31.9268 | -40.1335 | -51.1099 | -0.39634 | -0.62556 | -1.0594 | -1.7557 | 3211.7255 | 3297.1536 | 3490.2494 | 3860.5719
5 | 4 | 7 | 1540.6631 | 1568.2158 | 1617.6416 | 1698.6442 | 1953.2129 | 2003.8478 | 2117.8427 | 2329.9216 | -43.0628 | -82.5932 | -154.4409 | -239.618 | 119.0867 | 180.7572 | 296.6932 | 512.2812 | 25.1586 | 43.2157 | 81.3191 | 136.1927 | -242.058 | -276.0012 | -349.2465 | -446.6702 | 0.1303 | 0.60796 | 1.5925 | 0.67389 | 3353.1309 | 3438.05 | 3611.4018 | 3991.4253
5 | 4 | 8 | 1475.9431 | 1499.9191 | 1543.4132 | 1607.5806 | 2264.7408 | 2323.4517 | 2455.6283 | 2701.5326 | -49.645 | -96.321 | -179.5376 | -276.7982 | 171.6053 | 256.1413 | 419.2489 | 719.9925 | 27.1727 | 46.4299 | 86.7883 | 147.7535 | -615.8748 | -706.8857 | -905.557 | -1169.1133 | 4.7425 | 10.0957 | 20.5754 | 27.7881 | 3278.6845 | 3332.831 | 3440.5595 | 3758.7357
5 | 4 | 9 | 1441.6503 | 1464.2063 | 1503.8492 | 1556.6822 | 2470.8448 | 2534.8988 | 2679.1042 | 2947.3872 | -55.7553 | -102.7412 | -188.3571 | -283.5404 | 192.5917 | 286.2949 | 470.0693 | 802.9496 | 21.615 | 37.3925 | 71.7478 | 121.3278 | -1141.8462 | -1308.1794 | -1669.2581 | -2146.034 | 9.9301 | 20.0181 | 39.6516 | 54.5598 | 2939.0304 | 2931.8901 | 2906.8068 | 3053.3322
5 | 4 | 10 | 1452.0398 | 1474.4187 | 1513.5794 | 1562.5187 | 2593.5289 | 2660.7634 | 2812.1289 | 3093.7329 | -60.0517 | -106.9519 | -189.8826 | -283.424 | 183.0908 | 274.9009 | 454.1202 | 785.1413 | 14.5425 | 26.1212 | 51.3626 | 88.1284 | -1520.3196 | -1743.2526 | -2228.3429 | -2871.9779 | 8.4208 | 19.9314 | 38.4488 | 42.4716 | 2671.2516 | 2605.9311 | 2451.4143 | 2416.591
5 | 4 | 11 | 1558.9964 | 1582.0707 | 1625.5657 | 1679.9543 | 2665.604 | 2734.707 | 2890.279 | 3179.7088 | -63.3276 | -110.4404 | -193.0101 | -285.4271 | 165.4945 | 249.4204 | 418.7084 | 728.3208 | 10.5931 | 19.4558 | 39.6416 | 69.7937 | -1718.4118 | -1971.1667 | -2521.0038 | -3249.2677 | 5.2718 | 10.0266 | 18.673 | 24.3296 | 2624.2204 | 2514.0734 | 2278.8536 | 2147.4124
5 | 4 | 12 | 1584.8765 | 1608.411 | 1652.8164 | 1705.6897 | 2718.6879 | 2789.167 | 2947.8371 | 3243.0308 | -65.0343 | -112.2673 | -194.5356 | -287.7385 | 158.8947 | 238.5629 | 400.0395 | 695.461 | 7.7307 | 15.4361 | 32.2824 | 56.2461 | -1733.6632 | -1988.2597 | -2543.2027 | -3282.0637 | 1.884 | 1.6682 | 3.3934 | 10.9493 | 2673.3762 | 2552.7181 | 2298.6305 | 2141.5746
5 | 4 | 13 | 1524.1816 | 1545.4537 | 1586.5503 | 1635.4307 | 2748.7318 | 2819.9898 | 2980.4133 | 3278.8692 | -65.9478 | -114.7032 | -198.4206 | -287.3138 | 150.7992 | 229.1753 | 383.2964 | 657.5804 | 6.7522 | 13.7599 | 30.3303 | 51.5608 | -1706.7851 | -1956.548 | -2498.2532 | -3213.2822 | 1.4822 | 0.5213 | 0.95523 | 8.8134 | 2659.2141 | 2537.6489 | 2284.8719 | 2131.6584
5 | 4 | 14 | 1445.632 | 1466.2848 | 1503.2313 | 1545.4364 | 2756.6386 | 2828.1016 | 2988.9866 | 3288.301 | -66.9684 | -117.1391 | -201.0616 | -286.8891 | 139.7126 | 210.8283 | 352.4795 | 603.043 | 5.7885 | 13.1723 | 29.036 | 48.1926 | -1595.0707 | -1828.8663 | -2335.7534 | -3003.9958 | 0.67323 | -0.33038 | -0.47491 | 3.2887 | 2686.406 | 2572.0511 | 2336.4436 | 2197.3768
5 | 4 | 15 | 1463.4862 | 1484.1743 | 1522.3738 | 1568.1773 | 2702.706 | 2772.7707 | 2930.5081 | 3223.9665 | -67.3333 | -117.7482 | -203.9076 | -288.0428 | 127.7094 | 192.8527 | 323.4712 | 542.9748 | 6.2663 | 15.103 | 32.166 | 50.7253 | -1198.9691 | -1374.0065 | -1750.7796 | -2241.9768 | -0.25789 | -0.33038 | -0.66974 | -0.65161 | 3033.6075 | 2972.8157 | 2853.1621 | 2855.1727
5 | 4 | 16 | 1504.1806 | 1525.367 | 1567.4105 | 1625.1338 | 2566.2181 | 2632.7446 | 2782.5161 | 3061.1548 | -66.5706 | -117.7482 | -203.7026 | -287.3098 | 63.9373 | 93.8243 | 149.8781 | 240.0183 | 7.3018 | 17.7296 | 38.5531 | 56.5245 | -891.0823 | -1021.7285 | -1304.9626 | -1680.891 | -0.92569 | -1.0602 | -2.1134 | -3.8804 | 3183.0593 | 3129.1287 | 3027.5793 | 3010.7502
5 | 4 | 17 | 1646.8775 | 1672.1445 | 1723.2111 | 1799.0026 | 2358.6737 | 2419.8198 | 2557.4785 | 2813.5821 | -64.3458 | -116.8608 | -205.0232 | -282.2624 | 70.5371 | 102.1391 | 159.0857 | 252.2444 | 9.1639 | 21.8942 | 46.2453 | 68.3262 | -573.3686 | -657.2197 | -839.2469 | -1081.7618 | -1.9953 | -2.9545 | -5.4161 | -9.4052 | 3445.5426 | 3438.9626 | 3436.3345 | 3559.7258
5 | 4 | 18 | 1821.3633 | 1851.8505 | 1914.4552 | 2013.8309 | 2083.5476 | 2137.5613 | 2259.1629 | 2485.3934 | -60.5214 | -111.4322 | -197.2426 | -274.7871 | 86.03 | 122.9206 | 186.0842 | 281.787 | 11.729 | 26.3256 | 53.9889 | 81.0009 | -197.3263 | -226.4946 | -289.5847 | -372.3771 | -4.3136 | -11.0693 | -21.9176 | -22.6226 | 3740.5087 | 3789.6619 | 3904.9462 | 4192.2253
5 | 4 | 19 | 2025.7536 | 2063.3984 | 2138.0123 | 2260.6729 | 1827.0683 | 1874.4331 | 1981.0659 | 2179.448 | -55.5388 | -101.5235 | -180.2845 | -254.6769 | 92.6299 | 129.8891 | 195.5454 | 290.1248 | 13.2437 | 28.148 | 56.4636 | 87.978 | -12.4303 | -14.294 | -18.2147 | -23.0385 | -8.8144 | -19.6281 | -37.4949 | -45.9719 | 3881.912 | 3960.4229 | 4135.0931 | 4494.5364
5 | 4 | 20 | 2110.2194 | 2149.1972 | 2229.5206 | 2363.0035 | 1730.465 | 1775.3254 | 1876.3201 | 2064.2131 | -51.898 | -92.8326 | -165.4149 | -241.6172 | 102.1308 | 143.9755 | 215.8866 | 313.4448 | 14.7583 | 28.5718 | 56.84 | 94.7142 | -0.0029378 | -0.0033719 | -0.0043111 | -0.005539 | -10.2016 | -20.8968 | -40.3362 | -52.2207 | 3895.4709 | 3983.3371 | 4172.8118 | 4541.5321
5 | 4 | 21 | 2211.6976 | 2253.8731 | 2340.6839 | 2487.3507 | 1521.2686 | 1560.7059 | 1649.4913 | 1814.6699 | -48.2573 | -84.916 | -152.1474 | -227.8244 | 193.119 | 271.1768 | 417.9476 | 615.8305 | 14.6864 | 26.9254 | 55.0151 | 93.4987 | -0.0029378 | -0.0033719 | -0.0043111 | -0.005539 | -4.7587 | -10.5479 | -19.8475 | -24.6247 | 3887.7527 | 4017.2138 | 4291.1387 | 4758.8951
5 | 4 | 22 | 2137.716 | 2180.2737 | 2264.5291 | 2410.1495 | 1347.7391 | 1382.6778 | 1461.3356 | 1607.6724 | -43.7467 | -77.7737 | -138.0353 | -206.8647 | 212.1208 | 292.7682 | 440.1305 | 643.1086 | 13.7445 | 25.5336 | 50.9754 | 86.6232 | -0.0029378 | -0.0033719 | -0.0043111 | -0.005539 | -1.208 | -3.8482 | -8.2155 | -8.8107 | 3666.3629 | 3799.6281 | 4070.7155 | 4531.8729
5 | 4 | 23 | 2027.3977 | 2069.5533 | 2149.6994 | 2291.4007 | 1198.9625 | 1230.0443 | 1300.019 | 1430.2018 | -38.764 | -68.6392 | -120.8722 | -183.1691 | 315.325 | 420.8463 | 608.6071 | 866.9946 | 12.0493 | 22.513 | 44.7237 | 77.4559 | -0.0029378 | -0.0033719 | -0.0043111 | -0.005539 | 4.9189 | 6.4317 | 10.5278 | 17.7466 | 3519.8865 | 3680.746 | 3992.7006 | 4500.625
5 | 4 | 24 | 1936.0717 | 1976.5704 | 2053.2932 | 2193.3135 | 1097.236 | 1125.6806 | 1189.7183 | 1308.8556 | -34.802 | -59.5048 | -103.9141 | -157.895 | 278.1517 | 369.1477 | 537.7008 | 780.3405 | 10.057 | 18.3294 | 36.4575 | 64.5779 | -0.0029378 | -0.0033719 | -0.0043111 | -0.005539 | 8.0136 | 13.0177 | 22.6563 | 34.9823 | 3294.725 | 3443.2377 | 3735.9077 | 4224.1693
5 | 5 | 1 | 1816.7214 | 1855.0589 | 1926.4575 | 2059.923 | 1060.0419 | 1087.5223 | 1149.3893 | 1264.4881 | -31.6026 | -55.355 | -95.018 | -144.4106 | 235.9603 | 314.0346 | 456.8752 | 657.7997 | 9.0065 | 16.2416 | 32.9403 | 57.4992 | -0.0029378 | -0.0033719 | -0.0043111 | -0.005539 | 5.2637 | 8.6902 | 15.4921 | 23.0472 | 3095.3882 | 3226.1893 | 3486.1321 | 3918.3411
5 | 5 | 2 | 1730.89 | 1767.7116 | 1835.1465 | 1963.688 | 1043.1906 | 1070.2342 | 1131.1177 | 1244.3868 | -30.003 | -50.7617 | -87.4425 | -130.1931 | 160.3711 | 216.9612 | 321.1745 | 468.9682 | 6.4414 | 12.0946 | 25.3835 | 44.7229 | -0.0029378 | -0.0033719 | -0.0043111 | -0.005539 | 3.1517 | 5.2401 | 9.459 | 13.9609 | 2914.0389 | 3021.4766 | 3234.8344 | 3605.5281
5 | 5 | 3 | 1668.6579 | 1704.0533 | 1768.2809 | 1892.1825 | 1054.1057 | 1081.4322 | 1142.9528 | 1257.407 | -28.9824 | -48.9349 | -84.3149 | -127.7653 | 104.5813 | 144.1458 | 220.6322 | 331.9371 | 6.0356 | 11.3987 | 23.4314 | 42.4311 | -0.0029378 | -0.0033719 | -0.0043111 | -0.005539 | 1.5881 | 2.5375 | 5.0644 | 7.0605 | 2805.9831 | 2894.6292 | 3076.0423 | 3403.2472
5 | 5 | 4 | 1617.517 | 1651.5662 | 1713.3336 | 1831.8845 | 1102.1712 | 1130.7438 | 1195.0695 | 1314.7427 | -28.9824 | -49.1001 | -85.8404 | -128.19 | 68.591 | 96.4137 | 156.5496 | 241.1241 | 6.4414 | 12.0946 | 24.7364 | 42.5327 | -0.0029378 | -0.0033719 | -0.0043111 | -0.005539 | 0.92569 | 1.4773 | 2.9645 | 4.5432 | 2766.6608 | 2843.1921 | 3006.8089 | 3306.6316
5 | 5 | 5 | 1572.8552 | 1605.4243 | 1663.898 | 1775.6673 | 1205.8285 | 1237.0884 | 1307.4638 | 1438.3921 | -30.0795 | -51.8144 | -90.57 | -137.6683 | 43.996 | 62.8919 | 108.1623 | 179.8538 | 8.0279 | 14.3286 | 28.9007 | 49.4082 | -0.0029378 | -0.0033719 | -0.0043111 | -0.005539 | 0.65966 | 1.1645 | 2.38 | 3.1188 | 2801.2849 | 2869.0798 | 3020.2304 | 3308.7662
5 | 5 | 6 | 1650.453 | 1684.6049 | 1746.6659 | 1863.4982 | 1213.9599 | 1245.4305 | 1316.2805 | 1448.0916 | -32.3348 | -57.2951 | -101.7596 | -154.6218 | 30.7963 | 45.7261 | 84.9316 | 143.1056 | 10.9989 | 19.4558 | 38.4096 | 65.2477 | -32.6575 | -37.1096 | -46.5903 | -58.9086 | -0.39634 | -0.62556 | -1.0594 | -1.7557 | 2840.8194 | 2900.1871 | 3036.8784 | 3304.6569
5 | 5 | 7 | 1646.9194 | 1679.5985 | 1740.0071 | 1849.847 | 1403.6044 | 1439.9913 | 1521.9095 | 1674.3121 | -36.3734 | -66.5948 | -120.5247 | -183.0567 | 31.1951 | 50.1516 | 80.0322 | 139.7882 | 14.5425 | 25.279 | 48.628 | 83.5823 | -291.585 | -333.484 | -424.3077 | -545.5072 | 0.1303 | 0.60796 | 1.5925 | 0.67389 | 2768.4334 | 2795.5497 | 2847.337 | 3019.6397
5 | 5 | 8 | 1706.0763 | 1738.8206 | 1799.8741 | 1906.645 | 1590.7597 | 1631.9984 | 1724.8395 | 1897.5634 | -40.9911 | -76.9471 | -141.3783 | -214.6523 | 43.996 | 65.311 | 105.1888 | 176.5363 | 17.2963 | 30.0313 | 58.8463 | 99.3842 | -727.8701 | -833.9677 | -1062.8785 | -1364.717 | 4.7425 | 10.0957 | 20.5754 | 27.7881 | 2594.0095 | 2565.3421 | 2505.0672 | 2528.5478
5 | 5 | 9 | 1764.0553 | 1796.5849 | 1859.5809 | 1964.3741 | 1753.7764 | 1799.2412 | 1901.5964 | 2092.0205 | -46.6293 | -87.9085 | -161.7455 | -245.0902 | 60.0967 | 85.0197 | 137.6271 | 228.3366 | 20.5061 | 35.8545 | 69.6603 | 116.8458 | -1145.9052 | -1313.56 | -1676.2391 | -2154.9011 | 9.9301 | 20.0181 | 39.6516 | 54.5598 | 2415.8302 | 2335.2498 | 2170.1318 | 2056.1456
5 | 5 | 10 | 1860.5199 | 1894.4819 | 1961.4785 | 2068.4639 | 1870.6722 | 1919.1674 | 2028.3449 | 2231.4615 | -50.6985 | -95.9903 | -175.781 | -262.16 | 73.2963 | 106.611 | 172.2449 | 284.0251 | 21.448 | 37.3925 | 72.4572 | 123.7213 | -1718.5818 | -1972.3514 | -2522.5072 | -3245.4129 | 8.4208 | 19.9314 | 38.4488 | 42.4716 | 2065.077 | 1909.2424 | 1574.6862 | 1242.5705
5 | 5 | 11 | 2004.1962 | 2040.5506 | 2113.4397 | 2228.0525 | 1931.2686 | 1981.3347 | 2094.0489 | 2303.745 | -53.4258 | -102.1932 | -184.882 | -275.9528 | 87.9916 | 130.7453 | 210.3769 | 340.8457 | 21.448 | 37.3925 | 72.9798 | 123.7213 | -1642.7475 | -1881.1114 | -2395.5685 | -3077.2026 | 5.2718 | 10.0266 | 18.673 | 24.3296 | 2354.0029 | 2216.7452 | 1929.0676 | 1667.5386
5 | 5 | 12 | 2020.1664 | 2056.4998 | 2129.9187 | 2243.3684 | 1965.686 | 2016.6443 | 2131.3672 | 2344.8003 | -55.0255 | -103.0805 | -183.28 | -268.9023 | 100.7924 | 147.9111 | 236.3276 | 378.7262 | 16.5566 | 30.0313 | 59.8914 | 101.7777 | -1793.3929 | -2055.6827 | -2621.9694 | -3366.8215 | 1.884 | 1.6682 | 3.3934 | 10.9493 | 2256.667 | 2093.9914 | 1755.6488 | 1443.8981
5 | 5 | 13 | 2085.4821 | 2123.5204 | 2200.3993 | 2319.5392 | 1956.0264 | 2006.7343 | 2120.8934 | 2333.2777 | -56.046 | -102.9152 | -182.9984 | -261.3107 | 105.1891 | 151.8002 | 246.9206 | 393.1373 | 12.4551 | 23.0816 | 48.368 | 81.2529 | -1892.161 | -2170.57 | -2774.3287 | -3571.191 | 1.4822 | 0.5213 | 0.95523 | 8.8134 | 2212.4279 | 2032.1725 | 1660.2093 | 1303.5189
5 | 5 | 14 | 2091.2327 | 2129.6147 | 2206.9886 | 2327.1836 | 1941.2515 | 1991.5763 | 2104.8731 | 2315.6532 | -56.4109 | -102.75 | -180.9099 | -251.4077 | 105.7068 | 150.0671 | 241.311 | 379.1477 | 8.9115 | 17.9178 | 38.6723 | 65.2101 | -1641.9025 | -1881.1472 | -2398.5484 | -3083.3518 | 0.67323 | -0.33038 | -0.47491 | 3.2887 | 2449.4622 | 2304.9483 | 2011.9117 | 1755.7238
5 | 5 | 15 | 2147.9474 | 2187.3444 | 2266.6714 | 2391.191 | 1921.8088 | 1971.6297 | 2083.7917 | 2292.4607 | -56.3038 | -105.0207 | -183.4744 | -250.983 | 96.5146 | 142.1651 | 223.9767 | 345.2348 | 9.3173 | 19.1526 | 41.2823 | 66.5273 | -1619.8809 | -1858.8665 | -2375.2513 | -3051.3518 | -0.25789 | -0.33038 | -0.66974 | -0.65161 | 2499.1454 | 2356.0743 | 2056.3268 | 1792.4273
5 | 5 | 16 | 2127.2872 | 2166.8709 | 2245.6772 | 2371.9496 | 1872.0902 | 1920.6221 | 2029.8825 | 2233.1531 | -56.1202 | -107.4566 | -187.9224 | -254.9892 | 48.1645 | 67.694 | 103.2978 | 157.324 | 10.9405 | 23.1899 | 47.8563 | 76.9101 | -1245.4141 | -1429.6239 | -1828.0537 | -2349.5503 | -0.92569 | -1.0602 | -2.1134 | -3.8804 | 2756.0223 | 2640.2363 | 2408.6242 | 2230.9168
5 | 5 | 17 | 2140.437 | 2180.1622 | 2260.7181 | 2389.5686 | 1831.6748 | 1879.159 | 1986.0606 | 2184.9429 | -55.3575 | -105.5166 | -188.7565 | -258.9953 | 51.0656 | 71.5831 | 109.7854 | 162.9059 | 13.1718 | 26.6587 | 55.5485 | 86.4199 | -774.3534 | -889.0758 | -1136.6617 | -1459.6744 | -1.9953 | -2.9545 | -5.4161 | -9.4052 | 3204.6429 | 3160.0162 | 3081.2784 | 3095.7624
5 | 5 | 18 | 2173.7118 | 2214.7202 | 2297.9177 | 2432.317 | 1746.2599 | 1791.5298 | 1893.4463 | 2083.0543 | -53.5742 | -100.9754 | -179.3739 | -251.0954 | 50.0589 | 71.5831 | 109.7854 | 162.9059 | 13.8164 | 27.8758 | 57.238 | 89.9273 | -305.7744 | -351.4025 | -449.5171 | -575.8364 | -4.3136 | -11.0693 | -21.9176 | -22.6226 | 3620.1848 | 3642.2618 | 3707.5789 | 3918.6502
5 | 5 | 19 | 2182.1566 | 2224.0963 | 2309.1545 | 2448.9026 | 1597.362 | 1638.7719 | 1731.9983 | 1905.439 | -49.9335 | -92.0062 | -164.2994 | -239.6141 | 56.2599 | 78.5515 | 119.2467 | 172.376 | 14.9253 | 28.4445 | 57.1026 | 94.5109 | -23.6497 | -27.2873 | -34.9439 | -44.1937 | -8.8144 | -19.6281 | -37.4949 | -45.9719 | 3768.3062 | 3830.9425 | 3980.764 | 4291.4489
5 | 5 | 20 | 2249.6506 | 2293.41 | 2381.9706 | 2527.6813 | 1579.0943 | 1620.0307 | 1712.191 | 1883.6482 | -48.3338 | -87.9087 | -157.2869 | -233.2966 | 78.3526 | 107.6478 | 158.9668 | 224.747 | 16.3096 | 30.1396 | 60.2867 | 102.5644 | -0.0029378 | -0.0033719 | -0.0043111 | -0.005539 | -10.2016 | -20.8968 | -40.3362 | -52.2207 | 3864.8688 | 3942.4192 | 4115.7877 | 4453.1181
5 | 5 | 21 | 2265.2732 | 2310.1347 | 2400.1156 | 2552.1807 | 1424.223 | 1461.1444 | 1544.266 | 1698.9074 | -45.2721 | -83.4806 | -149.7113 | -224.6676 | 133.5116 | 187.3543 | 282.9569 | 413.7106 | 17.0344 | 30.8545 | 60.9338 | 105.9325 | -0.0029378 | -0.0033719 | -0.0043111 | -0.005539 | -4.7587 | -10.5479 | -19.8475 | -24.6247 | 3790.0083 | 3895.456 | 4118.7093 | 4521.4332
5 | 5 | 22 | 2108.7553 | 2151.4169 | 2234.8078 | 2380.0594 | 1284.1921 | 1317.4834 | 1392.4324 | 1531.8693 | -42.9097 | -77.1125 | -138.5218 | -205.711 | 146.3124 | 200.0945 | 305.14 | 449.3264 | 15.8319 | 28.6205 | 56.7073 | 98.184 | -0.0029378 | -0.0033719 | -0.0043111 | -0.005539 | -1.208 | -3.8482 | -8.2155 | -8.8107 | 3510.971 | 3616.6512 | 3842.3458 | 4244.9118
5 | 5 | 23 | 1961.3567 | 2001.7664 | 2078.945 | 2217.9799 | 1168.8894 | 1199.1916 | 1267.4112 | 1394.3286 | -38.3991 | -68.1433 | -123.1657 | -184.3267 | 167.1185 | 226.1114 | 340.5519 | 510.5969 | 13.8029 | 24.9947 | 49.4104 | 85.3061 | -0.0029378 | -0.0033719 | -0.0043111 | -0.005539 | 4.9189 | 6.4317 | 10.5278 | 17.7466 | 3277.6844 | 3390.3491 | 3623.6764 | 4041.6258
5 | 5 | 24 | 1898.4433 | 1938.2046 | 2013.5573 | 2151.9691 | 1064.0289 | 1091.6128 | 1153.7124 | 1269.2441 | -34.5441 | -59.7831 | -106.2076 | -161.0557 | 278.1517 | 369.1477 | 537.7008 | 780.3405 | 10.9989 | 19.4558 | 38.9322 | 67.8444 | -0.0029378 | -0.0033719 | -0.0043111 | -0.005539 | 8.0136 | 13.0177 | 22.6563 | 34.9823 | 3225.0893 | 3371.6522 | 3660.3471 | 4143.3191
5 | 6 | 1 | 1783.5936 | 1821.2377 | 1891.1894 | 2023.3415 | 1034.2602 | 1061.0723 | 1121.4346 | 1233.734 | -30.5821 | -54.4155 | -96.5435 | -140.0961 | 235.9603 | 314.0346 | 456.8752 | 657.7997 | 9.0065 | 16.2416 | 33.4629 | 56.3853 | -0.0029378 | -0.0033719 | -0.0043111 | -0.005539 | 5.2637 | 8.6902 | 15.4921 | 23.0472 | 3037.4993 | 3166.8576 | 3421.9063 | 3854.2061
5 | 6 | 2 | 1698.9108 | 1734.8332 | 1800.9944 | 1927.7569 | 1023.0687 | 1049.5907 | 1109.2998 | 1220.3841 | -28.9824 | -50.7617 | -87.724 | -128.19 | 160.3711 | 216.9612 | 321.1745 | 468.9682 | 7.086 | 12.9367 | 26.6886 | 46.1417 | -0.0029378 | -0.0033719 | -0.0043111 | -0.005539 | 3.1517 | 5.2401 | 9.459 | 13.9609 | 2863.603 | 2968.7968 | 3179.8879 | 3549.0162
5 | 6 | 3 | 1633.6003 | 1668.4037 | 1731.2862 | 1853.3257 | 1034.5431 | 1061.3625 | 1121.7413 | 1234.0714 | -27.9618 | -49.1001 | -84.3149 | -123.4509 | 104.5813 | 144.1458 | 220.6322 | 331.9371 | 6.2744 | 12.0946 | 24.7364 | 42.5327 | -0.0029378 | -0.0033719 | -0.0043111 | -0.005539 | 1.5881 | 2.5375 | 5.0644 | 7.0605 | 2752.6224 | 2839.4406 | 3019.1413 | 3345.471
5 | 6 | 4 | 1583.5352 | 1617.3148 | 1677.4625 | 1794.6366 | 1072.4505 | 1100.2527 | 1162.8438 | 1279.2899 | -27.8242 | -48.3258 | -84.3149 | -123.4509 | 68.591 | 96.4137 | 156.5496 | 241.1241 | 6.4414 | 12.0946 | 24.7364 | 42.5327 | -0.0029378 | -0.0033719 | -0.0043111 | -0.005539 | 0.92569 | 1.4773 | 2.9645 | 4.5432 | 2704.1166 | 2779.2238 | 2940.2376 | 3238.67
5 | 6 | 5 | 1541.1324 | 1573.4059 | 1630.8491 | 1742.358 | 1152.978 | 1182.8677 | 1250.1587 | 1375.3485 | -28.5104 | -49.9875 | -87.724 | -128.6147 | 43.996 | 62.8919 | 108.1623 | 179.8538 | 7.086 | 13.6327 | 27.4711 | 47.0147 | -0.0029378 | -0.0033719 | -0.0043111 | -0.005539 | 0.65966 | 1.1645 | 2.38 | 3.1188 | 2717.3388 | 2783.9717 | 2931.2928 | 3219.0735
5 | 6 | 6 | 1635.6072 | 1669.7735 | 1732.1686 | 1852.2373 | 1106.0658 | 1134.7394 | 1199.2925 | 1319.3885 | -30.2937 | -53.9718 | -97.3115 | -145.5682 | 30.7963 | 45.7261 | 84.9316 | 143.1056 | 9.6512 | 17.6335 | 34.8925 | 58.3722 | -41.3666 | -47.386 | -60.536 | -78.2389 | -0.39634 | -0.62556 | -1.0594 | -1.7557 | 2710.0639 | 2765.8891 | 2892.3782 | 3147.5407
5 | 6 | 7 | 1665.9755 | 1700.3022 | 1763.1152 | 1880.8826 | 1224.8692 | 1256.6226 | 1328.1094 | 1461.105 | -33.2046 | -62.1667 | -113.2306 | -174.003 | 31.1951 | 50.1516 | 80.0322 | 139.7882 | 14.9483 | 26.8171 | 51.238 | 86.8488 | -398.6615 | -456.8397 | -583.5492 | -751.8076 | 0.1303 | 0.60796 | 1.5925 | 0.67389 | 2505.2523 | 2515.4951 | 2527.3075 | 2643.4877
5 | 6 | 8 | 1753.3931 | 1788.5369 | 1854.1784 | 1973.301 | 1355.0837 | 1390.2128 | 1469.2992 | 1616.4335 | -37.1361 | -71.4664 | -133.8027 | -205.174 | 43.996 | 65.311 | 105.1888 | 176.5363 | 20.6364 | 35.8545 | 68.3553 | 114.3507 | -928.523 | -1064.8497 | -1360.9075 | -1751.6663 | 4.7425 | 10.0957 | 20.5754 | 27.7881 | 2212.1925 | 2153.6947 | 2022.8868 | 1951.5693
5 | 6 | 9 | 1884.9768 | 1921.8195 | 1993.0843 | 2116.4742 | 1475.2935 | 1513.5389 | 1599.6411 | 1759.8277 | -41.2053 | -80.7662 | -151.0424 | -231.2974 | 60.0967 | 85.0197 | 137.6271 | 228.3366 | 23.7743 | 41.7142 | 79.2315 | 132.6853 | -1327.1468 | -1521.9737 | -1945.6032 | -2506.7111 | 9.9301 | 20.0181 | 39.6516 | 54.5598 | 2085.7193 | 1979.3704 | 1752.59 | 1553.8751
5 | 6 | 10 | 2023.8082 | 2062.932 | 2140.4693 | 2268.6417 | 1577.9624 | 1618.8694 | 1710.9636 | 1882.298 | -44.6953 | -85.4726 | -159.1044 | -243.5118 | 73.2963 | 106.611 | 172.2449 | 284.0251 | 22.6654 | 39.6265 | 77.144 | 128.3049 | -1631.304 | -1869.5124 | -2385.0655 | -3065.3454 | 8.4208 | 19.9314 | 38.4488 | 42.4716 | 2030.1539 | 1892.9854 | 1595.1007 | 1296.8841
5 | 6 | 11 | 2123.6112 | 2164.073 | 2245.7809 | 2377.6517 | 1657.5185 | 1700.4879 | 1797.2252 | 1977.1977 | -47.9712 | -88.0216 | -160.6299 | -243.9364 | 87.9916 | 130.7453 | 210.3769 | 340.8457 | 18.3468 | 32.9246 | 64.8381 | 110.945 | -1977.4266 | -2268.8402 | -2901.2727 | -3732.915 | 5.2718 | 10.0266 | 18.673 | 24.3296 | 1867.3421 | 1681.3955 | 1274.9915 | 854.1183
5 | 6 | 12 | 2179.8233 | 2221.0585 | 2305.0371 | 2439.1658 | 1696.0006 | 1739.9676 | 1838.9509 | 2023.1017 | -50.2265 | -89.0742 | -159.3094 | -243.8201 | 100.7924 | 147.9111 | 236.3276 | 378.7262 | 14.5425 | 25.5634 | 52.2723 | 91.2932 | -1872.0221 | -2143.9808 | -2731.1785 | -3506.0294 | 1.884 | 1.6682 | 3.3934 | 10.9493 | 2070.7943 | 1903.1137 | 1545.4934 | 1193.3867
5 | 6 | 13 | 2387.9542 | 2433.5236 | 2527.4891 | 2675.2244 | 1716.9684 | 1761.479 | 1861.686 | 2048.1136 | -52.3747 | -89.9616 | -159.2328 | -243.8201 | 105.1891 | 151.8002 | 246.9206 | 393.1373 | 12.2163 | 21.5625 | 45.896 | 82.0243 | -1950.5609 | -2235.1946 | -2849.4859 | -3656.4746 | 1.4822 | 0.5213 | 0.95523 | 8.8134 | 2220.8746 | 2043.7305 | 1674.2283 | 1307.0184
5 | 6 | 14 | 2428.7283 | 2474.6289 | 2569.9826 | 2718.528 | 1742.5803 | 1787.7548 | 1889.4566 | 2078.665 | -54.4158 | -91.7363 | -160.7582 | -252.8737 | 105.7068 | 150.0671 | 241.311 | 379.1477 | 12.1579 | 21.132 | 45.1135 | 81.821 | -1964.9443 | -2255.6404 | -2885.6463 | -3711.3722 | 0.67323 | -0.33038 | -0.47491 | 3.2887 | 2270.4865 | 2085.8757 | 1698.9844 | 1297.2046
5 | 6 | 15 | 2440.2618 | 2486.1818 | 2580.9835 | 2730.4282 | 1759.9006 | 1805.5241 | 1908.2368 | 2099.3259 | -56.4875 | -93.398 | -163.6043 | -259.6159 | 96.5146 | 142.1651 | 223.9767 | 345.2348 | 12.6357 | 21.5436 | 45.7715 | 85.6709 | -1686.6809 | -1936.2865 | -2477.2452 | -3186.4688 | -0.25789 | -0.33038 | -0.66974 | -0.65161 | 2565.8865 | 2425.3998 | 2117.4493 | 1813.9234
5 | 6 | 16 | 2507.9288 | 2555.5318 | 2652.7231 | 2809.4296 | 1733.2156 | 1778.1473 | 1879.3026 | 2067.4942 | -58.0871 | -95.9991 | -167.7707 | -271.522 | 48.1645 | 67.694 | 103.2978 | 157.324 | 14.0553 | 23.0627 | 50.0711 | 94.0027 | -1331.2684 | -1528.8678 | -1956.3832 | -2515.0983 | -0.92569 | -1.0602 | -2.1134 | -3.8804 | 2913.083 | 2798.5086 | 2559.1272 | 2337.7497
5 | 6 | 17 | 2490.927 | 2538.1413 | 2635.1981 | 2792.3881 | 1712.2759 | 1756.6648 | 1856.598 | 2042.516 | -59.7174 | -96.7734 | -170.6933 | -283.1197 | 51.0656 | 71.5831 | 109.7854 | 162.9059 | 16.3951 | 26.8157 | 55.6757 | 107.0199 | -835.4043 | -960.2995 | -1230.4224 | -1582.1804 | -1.9953 | -2.9545 | -5.4161 | -9.4052 | 3373.5466 | 3333.1775 | 3250.7253 | 3230.1246
5 | 6 | 18 | 2488.913 | 2536.616 | 2635.2122 | 2794.0973 | 1631.3789 | 1673.6706 | 1768.8824 | 1946.0167 | -59.6409 | -95.6077 | -170.4884 | -286.8175 | 50.0589 | 71.5831 | 109.7854 | 162.9059 | 19.2711 | 30.6784 | 62.3743 | 121.4559 | -305.4608 | -351.3149 | -450.2917 | -578.2244 | -4.3136 | -11.0693 | -21.9176 | -22.6226 | 3820.2066 | 3854.5564 | 3933.5566 | 4136.8113
5 | 6 | 19 | 2483.9875 | 2532.7053 | 2632.1824 | 2795.631 | 1501.5793 | 1540.5061 | 1628.1424 | 1791.1831 | -56.7299 | -91.8408 | -165.5539 | -276.9146 | 56.2599 | 78.5515 | 119.2467 | 172.376 | 20.4735 | 32.0892 | 65.1089 | 126.2429 | -25.3371 | -29.2825 | -37.7151 | -48.0277 | -8.8144 | -19.6281 | -37.4949 | -45.9719 | 3971.4188 | 4043.1008 | 4203.9165 | 4514.5188
5 | 6 | 20 | 2512.6443 | 2561.9348 | 2663.5258 | 2829.1217 | 1487.0524 | 1525.6026 | 1612.3911 | 1773.8545 | -52.2958 | -89.5701 | -159.8619 | -257.8416 | 78.3526 | 107.6478 | 158.9668 | 224.747 | 20.4966 | 33.7478 | 68.3553 | 125.8627 | -0.0029378 | -0.0033719 | -0.0043111 | -0.005539 | -10.2016 | -20.8968 | -40.3362 | -52.2207 | 4036.0455 | 4118.4627 | 4303.0365 | 4643.518
5 | 6 | 21 | 2474.4332 | 2523.5751 | 2623.9266 | 2791.491 | 1357.0194 | 1392.1987 | 1471.3981 | 1618.7426 | -47.9994 | -85.8032 | -154.9274 | -241.3128 | 133.5116 | 187.3543 | 282.9569 | 413.7106 | 20.7219 | 34.728 | 69.6603 | 123.7366 | -0.0029378 | -0.0033719 | -0.0043111 | -0.005539 | -4.7587 | -10.5479 | -19.8475 | -24.6247 | 3932.925 | 4041.5016 | 4273.1629 | 4681.7377
5 | 6 | 22 | 2279.0663 | 2325.2108 | 2416.5803 | 2574.177 | 1236.377 | 1268.4287 | 1340.5871 | 1474.8323 | -44.7236 | -78.3304 | -140.6103 | -218.0418 | 146.3124 | 200.0945 | 305.14 | 449.3264 | 18.0849 | 30.8545 | 60.9338 | 111.2012 | -0.0029378 | -0.0033719 | -0.0043111 | -0.005539 | -1.208 | -3.8482 | -8.2155 | -8.8107 | 3633.9061 | 3742.4066 | 3974.4111 | 4382.6789
5 | 6 | 23 | 2065.8865 | 2108.1583 | 2190.0938 | 2336.6274 | 1135.3472 | 1164.7799 | 1231.0419 | 1354.3173 | -39.0853 | -68.3086 | -123.4473 | -187.6039 | 170.4185 | 232.4196 | 352.7332 | 532.2931 | 14.8533 | 25.6906 | 51.3626 | 90.1306 | -0.0029378 | -0.0033719 | -0.0043111 | -0.005539 | 4.9189 | 6.4317 | 10.5278 | 17.7466 | 3352.3362 | 3469.1682 | 3712.3077 | 4143.5056
5 | 6 | 24 | 1885.9051 | 1925.1415 | 1999.0642 | 2133.494 | 1108.1395 | 1136.8668 | 1201.5409 | 1321.8621 | -33.5236 | -59.0089 | -104.6821 | -156.7413 | 309.7453 | 414.8734 | 607.7306 | 896.167 | 10.4628 | 18.7599 | 37.6271 | 65.9968 | -0.0029378 | -0.0033719 | -0.0043111 | -0.005539 | 8.0136 | 13.0177 | 22.6563 | 34.9823 | 3288.7397 | 3449.6471 | 3763.9326 | 4295.7554
5 | 7 | 1 | 1761.6264 | 1798.2542 | 1866.9021 | 1994.7506 | 1074.3623 | 1102.214 | 1164.9167 | 1281.5704 | -29.4544 | -51.536 | -90.2885 | -134.5075 | 222.7607 | 298.7515 | 445.8257 | 665.0053 | 8.4337 | 15.0245 | 31.2508 | 53.1188 | -0.0029378 | -0.0033719 | -0.0043111 | -0.005539 | 5.2637 | 8.6902 | 15.4921 | 23.0472 | 3042.9895 | 3171.395 | 3434.0947 | 3882.9793
5 | 7 | 2 | 1684.0636 | 1719.2393 | 1784.4917 | 1908.0559 | 1057.728 | 1085.1485 | 1146.8804 | 1261.7279 | -27.7476 | -47.8822 | -80.9059 | -120.2901 | 138.6772 | 190.4078 | 294.1761 | 447.7637 | 5.8686 | 11.3987 | 23.9539 | 40.2409 | -0.0029378 | -0.0033719 | -0.0043111 | -0.005539 | 3.1517 | 5.2401 | 9.459 | 13.9609 | 2861.7385 | 2963.5488 | 3178.0508 | 3551.4536
5 | 7 | 3 | 1636.5202 | 1670.8536 | 1733.4838 | 1853.0838 | 1079.9874 | 1107.9849 | 1171.0159 | 1288.2804 | -27.1685 | -46.9427 | -80.9059 | -118.2871 | 83.2862 | 120.0115 | 197.4015 | 314.6206 | 5.8686 | 11.3987 | 23.4314 | 40.2409 | -0.0029378 | -0.0033719 | -0.0043111 | -0.005539 | 1.5881 | 2.5375 | 5.0644 | 7.0605 | 2780.079 | 2865.8401 | 3049.4868 | 3384.9935
5 | 7 | 4 | 1600.5381 | 1633.8861 | 1693.7083 | 1807.2172 | 1174.2942 | 1204.7366 | 1273.2716 | 1400.7759 | -28.2962 | -48.7696 | -84.0334 | -123.0262 | 50.197 | 77.6386 | 139.0125 | 234.41 | 5.8686 | 11.1144 | 23.4314 | 38.9237 | -0.0029378 | -0.0033719 | -0.0043111 | -0.005539 | 0.92569 | 1.4773 | 2.9645 | 4.5432 | 2803.5245 | 2880.0799 | 3048.3505 | 3362.8382
5 | 7 | 5 | 1567.2321 | 1598.4611 | 1654.6573 | 1758.4939 | 1382.6674 | 1418.5116 | 1499.2079 | 1649.3372 | -30.6586 | -54.2503 | -96.5435 | -142.4075 | 43.5971 | 70.6701 | 127.963 | 232.1455 | 9.4123 | 17.2219 | 34.2454 | 57.055 | -0.0029378 | -0.0033719 | -0.0043111 | -0.005539 | 0.65966 | 1.1645 | 2.38 | 3.1188 | 2972.9071 | 3051.7755 | 3221.9057 | 3557.7374
5 | 7 | 6 | 1625.1389 | 1656.758 | 1713.9428 | 1814.6059 | 1567.8654 | 1608.5106 | 1700.0155 | 1870.2535 | -35.7177 | -68.8655 | -127.8187 | -194.538 | 70.2956 | 107.0082 | 187.7374 | 324.5821 | 20.3975 | 35.5701 | 67.061 | 110.9826 | -47.7736 | -54.6663 | -69.6018 | -89.374 | -0.39634 | -0.62556 | -1.0594 | -1.7557 | 3199.8097 | 3283.6896 | 3470.2768 | 3834.7564
5 | 7 | 7 | 1580.3207 | 1607.7584 | 1659.2031 | 1742.5841 | 1962.6105 | 2013.4891 | 2128.0325 | 2341.1317 | -43.0628 | -84.5854 | -160.6959 | -246.3602 | 119.0867 | 180.7572 | 296.6932 | 512.2812 | 28.0427 | 47.9679 | 89.523 | 149.9437 | -412.0046 | -472.1467 | -602.2765 | -773.9111 | 0.1303 | 0.60796 | 1.5925 | 0.67389 | 3235.1236 | 3293.8486 | 3412.0719 | 3726.3433
5 | 7 | 8 | 1562.4056 | 1587.7811 | 1634.9582 | 1704.5613 | 2269.47 | 2328.3035 | 2460.7561 | 2707.1739 | -50.3007 | -98.3131 | -184.4722 | -284.3898 | 171.6053 | 256.1413 | 419.2489 | 719.9925 | 30.4775 | 51.9688 | 97.7892 | 162.9232 | -889.8393 | -1020.6236 | -1303.609 | -1675.612 | 4.7425 | 10.0957 | 20.5754 | 27.7881 | 3098.561 | 3115.3536 | 3145.2465 | 3362.4372
5 | 7 | 9 | 1681.9916 | 1706.9464 | 1757.4206 | 1828.073 | 2470.9773 | 2535.0347 | 2679.2478 | 2947.5452 | -55.8624 | -104.6812 | -192.2527 | -293.4434 | 192.5917 | 286.2949 | 470.0693 | 802.9496 | 24.7528 | 42.8041 | 80.5366 | 136.396 | -1433.7092 | -1646.4839 | -2107.442 | -2711.0883 | 9.9301 | 20.0181 | 39.6516 | 54.5598 | 2890.6719 | 2839.9332 | 2727.2312 | 2764.9919
5 | 7 | 10 | 1813.362 | 1840.7289 | 1896.2776 | 1971.3281 | 2589.8985 | 2657.0388 | 2808.1924 | 3089.4022 | -60.373 | -107.5607 | -193.7781 | -296.1794 | 183.0908 | 274.9009 | 454.1202 | 785.1413 | 18.8829 | 33.2089 | 64.7136 | 108.6532 | -1821.4385 | -2090.9952 | -2674.5001 | -3437.9255 | 8.4208 | 19.9314 | 38.4488 | 42.4716 | 2731.8434 | 2627.253 | 2393.4743 | 2262.8916
5 | 7 | 11 | 1908.0535 | 1936.6828 | 1995.7301 | 2073.9073 | 2678.7179 | 2748.1608 | 2904.4982 | 3195.352 | -63.6489 | -111.0492 | -196.9056 | -300.4939 | 165.4945 | 249.4204 | 418.7084 | 728.3208 | 15.3541 | 27.7973 | 54.3599 | 92.6104 | -2069.8164 | -2376.3328 | -3039.6948 | -3906.9159 | 5.2718 | 10.0266 | 18.673 | 24.3296 | 2639.4266 | 2484.706 | 2155.3691 | 1907.1102
5 | 7 | 12 | 2040.5656 | 2070.5678 | 2135.0279 | 2218.8692 | 2748.6774 | 2819.9339 | 2980.3543 | 3278.8043 | -65.9042 | -112.824 | -196.829 | -298.4908 | 158.8947 | 238.5629 | 400.0395 | 695.461 | 11.4047 | 20.8666 | 42.6388 | 74.3774 | -2231.2473 | -2561.2672 | -3275.2844 | -4208.1502 | 1.884 | 1.6682 | 3.3934 | 10.9493 | 2664.2748 | 2477.5082 | 2089.3406 | 1771.8201
5 | 7 | 13 | 2137.0121 | 2169.261 | 2237.975 | 2326.1058 | 2781.0139 | 2853.1087 | 3015.4163 | 3317.3773 | -67.0318 | -114.5987 | -198.3545 | -298.4908 | 150.7992 | 229.1753 | 383.2964 | 657.5804 | 10.1289 | 18.6327 | 39.1217 | 67.6035 | -2210.7819 | -2537.8851 | -3245.3985 | -4169.0062 | 1.4822 | 0.5213 | 0.95523 | 8.8134 | 2802.6226 | 2618.2151 | 2233.0117 | 1909.9835
5 | 7 | 14 | 2115.1259 | 2147.0881 | 2214.8601 | 2300.0487 | 2794.1263 | 2866.5611 | 3029.634 | 3333.0187 | -69.0729 | -116.2604 | -199.5985 | -300.3774 | 139.7126 | 210.8283 | 352.4795 | 603.043 | 8.3754 | 15.5931 | 34.8952 | 60.6264 | -2070.0308 | -2376.4128 | -3039.0336 | -3903.6657 | 0.67323 | -0.33038 | -0.47491 | 3.2887 | 2918.9096 | 2747.067 | 2392.7618 | 2095.9824
5 | 7 | 15 | 2157.5152 | 2190.7253 | 2260.6682 | 2349.8767 | 2750.7603 | 2822.0708 | 2982.6128 | 3281.2889 | -69.545 | -116.9825 | -202.4444 | -302.3805 | 127.7094 | 192.8527 | 323.4712 | 542.9748 | 8.0415 | 15.0245 | 34.7707 | 59.4485 | -1786.5586 | -2051.1275 | -2623.2117 | -3369.2299 | -0.25789 | -0.33038 | -0.66974 | -0.65161 | 3187.6651 | 3052.2329 | 2775.1971 | 2561.3268
5 | 7 | 16 | 2390.3087 | 2428.9045 | 2511.8955 | 2622.3603 | 2602.0444 | 2669.4996 | 2821.3621 | 3103.8907 | -69.4379 | -117.7568 | -203.4834 | -304.3836 | 63.9373 | 93.8243 | 149.8781 | 240.0183 | 9.3309 | 17.2395 | 38.9457 | 66.5648 | -1383.6251 | -1588.8497 | -2032.504 | -2610.3235 | -0.92569 | -1.0602 | -2.1134 | -3.8804 | 3611.6327 | 3501.8012 | 3283.9806 | 3114.2467
5 | 7 | 17 | 2322.3629 | 2360.9542 | 2444.569 | 2561.9233 | 2378.9444 | 2440.616 | 2579.4578 | 2837.7623 | -67.7923 | -117.3653 | -204.599 | -308.8143 | 70.5371 | 102.1391 | 159.0857 | 252.2444 | 12.5407 | 23.3172 | 48.85 | 84.0641 | -874.8383 | -1004.9066 | -1285.7623 | -1650.2529 | -1.9953 | -2.9545 | -5.4161 | -9.4052 | 3839.7593 | 3801.8001 | 3736.185 | 3767.5216
5 | 7 | 18 | 2433.5711 | 2475.5378 | 2567.5399 | 2704.7553 | 2102.7131 | 2157.2236 | 2279.9438 | 2508.2553 | -64.3328 | -114.3727 | -202.587 | -301.4556 | 86.03 | 122.9206 | 186.0842 | 281.787 | 16.7643 | 30.3752 | 62.1983 | 105.4772 | -338.2809 | -389.0794 | -498.458 | -638.8638 | -4.3136 | -11.0693 | -21.9176 | -22.6226 | 4232.1513 | 4271.5358 | 4372.8035 | 4637.3327
5 | 7 | 19 | 2557.2877 | 2603.9046 | 2704.7919 | 2860.9622 | 1828.6528 | 1876.0587 | 1982.7839 | 2181.3381 | -59.8222 | -107.2304 | -193.486 | -291.5527 | 92.6299 | 129.8891 | 195.5454 | 290.1248 | 20.8074 | 37.3248 | 74.1061 | 126.2053 | -28.1967 | -32.5502 | -41.7819 | -53.0377 | -8.8144 | -19.6281 | -37.4949 | -45.9719 | 4402.5446 | 4487.7685 | 4684.4645 | 5068.0681
5 | 7 | 20 | 2592.9015 | 2641.3764 | 2744.4849 | 2906.8284 | 1740.8936 | 1786.0244 | 1887.6277 | 2076.653 | -54.4746 | -100.5316 | -180.5 | -273.0208 | 102.1308 | 143.9755 | 215.8866 | 313.4448 | 22.6559 | 39.3042 | 77.9373 | 135.2333 | -0.0029378 | -0.0033719 | -0.0043111 | -0.005539 | -10.2016 | -20.8968 | -40.3362 | -52.2207 | 4393.9026 | 4489.2487 | 4705.0959 | 5106.9124
5 | 7 | 21 | 2626.9401 | 2677.3181 | 2783.2789 | 2954.7235 | 1526.8465 | 1566.4284 | 1655.5394 | 1821.3236 | -50.0711 | -91.5624 | -164.8624 | -249.6334 | 193.119 | 271.1768 | 417.9476 | 615.8305 | 20.8888 | 36.6776 | 72.2704 | 125.0538 | -0.0029378 | -0.0033719 | -0.0043111 | -0.005539 | -4.7587 | -10.5479 | -19.8475 | -24.6247 | 4312.9617 | 4449.4872 | 4744.322 | 5242.6677
5 | 7 | 22 | 2455.682 | 2504.3263 | 2602.9266 | 2767.8964 | 1344.1538 | 1378.9995 | 1457.4481 | 1603.3956 | -44.6471 | -80.8185 | -144.5719 | -217.3088 | 212.1208 | 292.7682 | 440.1305 | 643.1086 | 17.1212 | 30.0123 | 59.5042 | 103.9832 | -0.0029378 | -0.0033719 | -0.0043111 | -0.005539 | -1.208 | -3.8482 | -8.2155 | -8.8107 | 3983.2198 | 4121.4364 | 4407.2177 | 4892.2588
5 | 7 | 23 | 2221.1428 | 2266.3346 | 2355.0369 | 2509.0214 | 1194.5533 | 1225.5208 | 1295.2382 | 1424.9422 | -38.3226 | -68.9176 | -121.6403 | -184.0184 | 318.6249 | 426.7419 | 617.8148 | 894.2727 | 13.5056 | 24.1891 | 47.9809 | 83.4584 | -0.0029378 | -0.0033719 | -0.0043111 | -0.005539 | 4.9189 | 6.4317 | 10.5278 | 17.7466 | 3714.42 | 3880.2971 | 4204.954 | 4745.4173
5 | 7 | 24 | 2076.1862 | 2119.0661 | 2201.5378 | 2349.2437 | 1106.3442 | 1135.025 | 1199.5943 | 1319.7205 | -33.7814 | -58.8436 | -104.1191 | -153.5805 | 309.7453 | 414.8734 | 607.7306 | 896.167 | 10.2958 | 18.6137 | 37.6271 | 64.5779 | -0.0029378 | -0.0033719 | -0.0043111 | -0.005539 | 8.0136 | 13.0177 | 22.6563 | 34.9823 | 3476.8008 | 3641.7489 | 3965.0227 | 4511.1054
5 | 8 | 1 | 1894.5343 | 1933.9486 | 2008.3844 | 2145.7456 | 1071.6451 | 1099.4264 | 1161.9706 | 1278.3292 | -30.475 | -51.4229 | -90.0835 | -134.5075 | 222.7607 | 298.7515 | 445.8257 | 665.0053 | 7.4918 | 13.6327 | 27.4711 | 49.4082 | -0.0029378 | -0.0033719 | -0.0043111 | -0.005539 | 5.2637 | 8.6902 | 15.4921 | 23.3786 | 3171.2177 | 3303.023 | 3569.0559 | 4027.3538
5 | 8 | 2 | 1812.9212 | 1850.9076 | 1921.6076 | 2054.3733 | 1057.4702 | 1084.884 | 1146.6009 | 1261.4204 | -28.2197 | -48.6565 | -82.508 | -125.0293 | 138.6772 | 190.4078 | 294.1761 | 447.7637 | 6.0356 | 11.3987 | 23.4314 | 40.3425 | -0.0029378 | -0.0033719 | -0.0043111 | -0.005539 | 3.1517 | 5.2401 | 9.459 | 14.2923 | 2990.0332 | 3094.1784 | 3312.7627 | 3693.1573
5 | 8 | 3 | 1735.7297 | 1772.1427 | 1839.2785 | 1965.8696 | 1079.3289 | 1107.3093 | 1170.3019 | 1287.4949 | -27.7476 | -46.9949 | -82.2264 | -120.7148 | 83.2862 | 120.0115 | 197.4015 | 314.6206 | 6.0356 | 11.3987 | 23.4314 | 40.2409 | -0.0029378 | -0.0033719 | -0.0043111 | -0.005539 | 1.5881 | 2.5375 | 5.0644 | 7.3919 | 2878.2178 | 2966.4015 | 3153.247 | 3494.8975
5 | 8 | 4 | 1670.8228 | 1705.3014 | 1768.5966 | 1887.0672 | 1179.0183 | 1209.5831 | 1278.3939 | 1406.411 | -28.7682 | -48.6565 | -85.354 | -127.7653 | 50.197 | 77.6386 | 139.0125 | 234.41 | 6.4414 | 11.3987 | 23.9539 | 42.4311 | -0.0029378 | -0.0033719 | -0.0043111 | -0.005539 | 0.92569 | 1.4773 | 2.9645 | 4.5432 | 2878.634 | 2956.7391 | 3127.563 | 3447.0916
5 | 8 | 5 | 1628.1649 | 1660.7986 | 1720.0488 | 1828.0939 | 1381.9925 | 1417.8192 | 1498.4761 | 1648.5321 | -31.6791 | -55.1898 | -97.864 | -149.1497 | 43.5971 | 70.6701 | 127.963 | 232.1455 | 10.76 | 19.0443 | 36.98 | 63.9305 | -0.0029378 | -0.0033719 | -0.0043111 | -0.005539 | 0.65966 | 1.1645 | 2.38 | 3.1188 | 3033.4921 | 3114.3035 | 3287.9795 | 3626.6656
5 | 8 | 6 | 1672.2675 | 1704.3695 | 1763.6909 | 1867.9353 | 1569.9725 | 1610.6724 | 1702.3003 | 1872.7671 | -36.1897 | -67.9781 | -126.2932 | -196.5411 | 70.2956 | 107.0082 | 187.7374 | 324.5821 | 19.8614 | 34.3164 | 64.849 | 108.6908 | -56.1953 | -64.3171 | -81.9337 | -105.2563 | -0.39634 | -0.62556 | -1.0594 | -1.7557 | 3239.6156 | 3323.4458 | 3509.2912 | 3870.4222
5 | 8 | 7 | 1601.55 | 1629.7821 | 1682.0457 | 1766.7317 | 1960.2894 | 2011.1078 | 2125.5157 | 2338.3629 | -43.0628 | -83.698 | -159.1705 | -246.3602 | 119.0867 | 180.7572 | 296.6932 | 512.2812 | 27.1727 | 46.4299 | 86.7883 | 145.36 | -436.9014 | -501.1925 | -640.6482 | -824.2288 | 0.1303 | 0.60796 | 1.5925 | 2.8097 | 3228.2649 | 3283.7945 | 3392.8167 | 3694.9565
5 | 8 | 8 | 1567.7053 | 1592.6872 | 1639.9879 | 1710.3586 | 2266.4348 | 2325.1897 | 2457.4651 | 2703.5534 | -50.3007 | -95.4336 | -178.0121 | -277.2229 | 171.6053 | 256.1413 | 419.2489 | 719.9925 | 26.5281 | 45.4497 | 85.4833 | 143.3731 | -908.0836 | -1042.9272 | -1335.5446 | -1720.4394 | 4.7425 | 10.0957 | 20.5754 | 34.0731 | 3078.6317 | 3091.2028 | 3109.2038 | 3313.6884
5 | 8 | 9 | 1559.4519 | 1581.9135 | 1626.8396 | 1688.918 | 2461.8767 | 2525.6982 | 2669.3802 | 2936.6894 | -55.8624 | -101.8538 | -183.9857 | -283.9651 | 192.5917 | 286.2949 | 470.0693 | 802.9496 | 19.0498 | 33.6205 | 64.191 | 108.6532 | -1434.1998 | -1646.6057 | -2106.8356 | -2710.0879 | 9.9301 | 20.0181 | 39.6516 | 66.1357 | 2752.8381 | 2699.0857 | 2579.3103 | 2609.2929
5 | 8 | 10 | 1661.5032 | 1684.4072 | 1733.1461 | 1797.9514 | 2573.7516 | 2640.4734 | 2790.6846 | 3070.1412 | -59.7939 | -103.5155 | -185.5111 | -281.962 | 183.0908 | 274.9009 | 454.1202 | 785.1413 | 11.8105 | 21.6898 | 43.2832 | 74.5807 | -1797.0589 | -2063.0862 | -2639.1247 | -3393.1555 | 8.4208 | 19.9314 | 38.4488 | 63.3872 | 2581.7241 | 2474.801 | 2235.0471 | 2116.0844
5 | 8 | 11 | 1775.2033 | 1799.9949 | 1852.9734 | 1922.0104 | 2654.0754 | 2722.8794 | 2877.7786 | 3165.9567 | -63.0698 | -107.1693 | -188.6387 | -286.2764 | 165.4945 | 249.4204 | 418.7084 | 728.3208 | 8.2668 | 15.8301 | 32.805 | 58.0937 | -2108.2098 | -2419.7154 | -3093.6163 | -3973.8527 | 5.2718 | 10.0266 | 18.673 | 30.7983 | 2437.0322 | 2271.2668 | 1918.6834 | 1645.0508
5 | 8 | 12 | 1846.4973 | 1872.6401 | 1928.7062 | 2000.5262 | 2710.9649 | 2781.2437 | 2939.4631 | 3233.8183 | -64.1974 | -109.8835 | -190.1641 | -289.0125 | 158.8947 | 238.5629 | 400.0395 | 695.461 | 5.9405 | 12.0946 | 26.5532 | 48.9264 | -2151.3083 | -2470.0448 | -3159.6727 | -4060.3068 | 1.884 | 1.6682 | 3.3934 | 5.2658 | 2508.6757 | 2326.2812 | 1948.3186 | 1634.6783
5 | 8 | 13 | 1852.2711 | 1878.4303 | 1934.764 | 2006.4494 | 2730.0831 | 2800.8576 | 2960.1928 | 3256.6238 | -65.9807 | -111.7104 | -193.2917 | -293.327 | 150.7992 | 229.1753 | 383.2964 | 657.5804 | 5.3827 | 10.9871 | 25.1236 | 44.3428 | -2148.1572 | -2466.5108 | -3155.281 | -4054.6623 | 1.4822 | 0.5213 | 0.95523 | 1.5956 | 2525.8805 | 2341.7504 | 1955.7594 | 1618.6027
5 | 8 | 14 | 1866.0042 | 1892.9441 | 1949.9311 | 2022.2302 | 2728.8404 | 2799.5827 | 2958.8453 | 3255.1414 | -67.4733 | -114.2594 | -196.1376 | -297.6414 | 139.7126 | 210.8283 | 352.4795 | 603.043 | 4.81 | 10.2722 | 23.694 | 44.1395 | -1988.5631 | -2283.7331 | -2922.4628 | -3756.4158 | 0.67323 | -0.33038 | -0.47491 | -0.92172 | 2684.0041 | 2515.3043 | 2165.8746 | 1869.575
5 | 8 | 15 | 1904.4285 | 1933.7282 | 1993.6282 | 2071.8449 | 2661.1312 | 2730.1182 | 2885.4291 | 3174.3734 | -67.4733 | -115.0337 | -198.9836 | -299.9527 | 127.7094 | 192.8527 | 323.4712 | 542.9748 | 4.8819 | 10.2722 | 23.9539 | 43.9362 | -1697.6859 | -1950.0804 | -2496.1517 | -3208.4887 | -0.25789 | -0.33038 | -0.66974 | -0.92172 | 2932.7339 | 2801.5267 | 2530.6774 | 2323.766
5 | 8 | 16 | 1944.9576 | 1977.0809 | 2041.37 | 2129.5998 | 2506.958 | 2571.9483 | 2718.2612 | 2990.4654 | -67.2591 | -114.8685 | -198.4971 | -299.6445 | 63.9373 | 93.8243 | 149.8781 | 240.0183 | 5.5985 | 11.507 | 26.824 | 48.7607 | -1316.5352 | -1512.5218 | -1936.41 | -2488.6188 | -0.92569 | -1.0602 | -2.1134 | -3.2789 | 3136.7315 | 3025.91 | 2799.3128 | 2617.302
5 | 8 | 17 | 2020.8517 | 2055.8404 | 2125.6176 | 2227.025 | 2309.9877 | 2369.8717 | 2504.689 | 2755.5062 | -66.0549 | -114.477 | -198.2922 | -303.2259 | 70.5371 | 102.1391 | 159.0857 | 252.2444 | 9.0689 | 17.6213 | 37.2508 | 66.9074 | -812.464 | -934.0859 | -1196.853 | -1537.8278 | -1.9953 | -2.9545 | -5.4161 | -8.865 | 3529.9314 | 3493.955 | 3426.0816 | 3451.7643
5 | 8 | 18 | 2161.3021 | 2200.4361 | 2279.5097 | 2400.7565 | 2054.9934 | 2108.2669 | 2228.2019 | 2451.332 | -62.2305 | -109.9358 | -194.6782 | -295.4424 | 86.03 | 122.9206 | 186.0842 | 281.787 | 12.6845 | 24.2677 | 49.294 | 85.5845 | -317.6208 | -365.6246 | -469.0436 | -601.7766 | -4.3136 | -11.0693 | -21.9176 | -36.1365 | 3930.8452 | 3969.2615 | 4057.4504 | 4286.1044
5 | 8 | 19 | 2307.5287 | 2351.0824 | 2439.816 | 2581.3 | 1807.4515 | 1854.3078 | 1959.7956 | 2156.0478 | -57.2479 | -102.6283 | -182.4497 | -279.222 | 92.6299 | 129.8891 | 195.5454 | 290.1248 | 16.1196 | 29.2677 | 58.145 | 100.4118 | -28.1967 | -32.5502 | -41.7819 | -53.0377 | -8.8144 | -19.6281 | -37.4949 | -61.5604 | 4129.4707 | 4209.7404 | 4391.5756 | 4734.0643
5 | 8 | 20 | 2281.9524 | 2325.7298 | 2414.7243 | 2558.2997 | 1723.8413 | 1768.5301 | 1869.1382 | 2056.312 | -52.3724 | -95.7643 | -172.2331 | -261.4231 | 102.1308 | 143.9755 | 215.8866 | 313.4448 | 18.9684 | 33.8926 | 66.7984 | 114.0235 | -0.0029378 | -0.0033719 | -0.0043111 | -0.005539 | -10.2016 | -20.8968 | -40.3362 | -65.2807 | 4064.316 | 4155.4635 | 4353.9739 | 4715.3706
5 | 8 | 21 | 2367.6312 | 2414.2549 | 2508.5633 | 2664.896 | 1517.7653 | 1557.1117 | 1645.6927 | 1810.4909 | -48.548 | -88.013 | -160.0045 | -242.8912 | 193.119 | 271.1768 | 417.9476 | 615.8305 | 19.0634 | 34.1594 | 66.663 | 113.8843 | -0.0029378 | -0.0033719 | -0.0043111 | -0.005539 | -4.7587 | -10.5479 | -19.8475 | -32.5053 | 4044.2693 | 4178.1385 | 4459.0103 | 4929.6996
5 | 8 | 22 | 2236.1668 | 2281.036 | 2370.3117 | 2523.1587 | 1334.7791 | 1369.3818 | 1447.2832 | 1592.2128 | -43.4888 | -79.6528 | -142.8415 | -217.6171 | 212.1208 | 292.7682 | 440.1305 | 643.1086 | 18.0129 | 31.266 | 61.9762 | 106.0341 | -0.0029378 | -0.0033719 | -0.0043111 | -0.005539 | -1.208 | -3.8482 | -8.2155 | -13.6225 | 3756.3798 | 3890.9477 | 4168.6403 | 4633.269
5 | 8 | 23 | 2069.3395 | 2111.9437 | 2194.364 | 2340.8319 | 1186.8594 | 1217.6274 | 1286.8958 | 1415.7644 | -38.3991 | -67.7519 | -121.1537 | -184.0184 | 318.6249 | 426.7419 | 617.8148 | 894.2727 | 13.6726 | 23.9048 | 47.4583 | 82.1412 | -0.0029378 | -0.0033719 | -0.0043111 | -0.005539 | 4.9189 | 6.4317 | 10.5278 | 14.4691 | 3555.0132 | 3718.8943 | 4035.9027 | 4563.4552
5 | 8 | 24 | 1941.856 | 1982.232 | 2058.8715 | 2199.1295 | 1104.4028 | 1133.0333 | 1197.4892 | 1317.4047 | -33.3094 | -57.8431 | -102.3887 | -153.5805 | 309.7453 | 414.8734 | 607.7306 | 896.167 | 9.8181 | 17.9178 | 35.675 | 62.3878 | -0.0029378 | -0.0033719 | -0.0043111 | -0.005539 | 8.0136 | 13.0177 | 22.6563 | 34.9823 | 3340.5235 | 3503.2276 | 3820.0297 | 4356.4852
5 | 9 | 1 | 1822.1383 | 1860.2982 | 1931.5071 | 2064.5846 | 1071.9826 | 1099.7726 | 1162.3364 | 1278.7317 | -30.5821 | -53.0845 | -93.211 | -141.2498 | 222.7607 | 298.7515 | 445.8257 | 665.0053 | 9.0065 | 15.8301 | 31.6353 | 55.309 | -0.0029378 | -0.0033719 | -0.0043111 | -0.005539 | 5.394 | 8.6902 | 15.4921 | 23.3786 | 3100.697 | 3230.2545 | 3493.5812 | 3945.7538
5 | 9 | 2 | 1732.0325 | 1768.5799 | 1835.7036 | 1963.672 | 1059.5741 | 1087.0425 | 1148.8821 | 1263.9301 | -28.2197 | -48.6565 | -83.547 | -125.0293 | 138.6772 | 190.4078 | 294.1761 | 447.7637 | 5.8686 | 10.7028 | 21.9395 | 38.9237 | -0.0029378 | -0.0033719 | -0.0043111 | -0.005539 | 3.1517 | 5.2401 | 9.459 | 14.2923 | 2911.0815 | 3013.3132 | 3226.609 | 3603.5469
5 | 9 | 3 | 1665.2113 | 1700.1813 | 1763.936 | 1886.457 | 1082.2759 | 1110.3328 | 1173.4974 | 1291.0103 | -28.2197 | -46.9949 | -80.701 | -122.7179 | 83.2862 | 120.0115 | 197.4015 | 314.6206 | 5.6297 | 10.7028 | 21.9395 | 37.8474 | -0.0029378 | -0.0033719 | -0.0043111 | -0.005539 | 1.5881 | 2.5375 | 5.0644 | 7.3919 | 2809.7686 | 2896.7676 | 3081.1335 | 3414.6038
5 | 9 | 4 | 1612.5276 | 1645.9858 | 1706.7316 | 1821.9478 | 1178.1078 | 1208.649 | 1277.4066 | 1405.3249 | -28.7682 | -48.6565 | -83.8285 | -125.454 | 50.197 | 77.6386 | 139.0125 | 234.41 | 5.8686 | 10.7028 | 22.722 | 38.7204 | -0.0029378 | -0.0033719 | -0.0043111 | -0.005539 | 0.92569 | 1.4773 | 2.9645 | 4.5432 | 2818.8555 | 2895.7934 | 3065.0044 | 3379.4867
5 | 9 | 5 | 1579.2528 | 1610.9989 | 1667.8224 | 1773.1764 | 1384.9679 | 1420.8717 | 1501.7023 | 1652.0814 | -31.6791 | -55.1898 | -97.864 | -149.1497 | 43.5971 | 70.6701 | 127.963 | 232.1455 | 10.3542 | 18.064 | 35.5504 | 60.7657 | -0.0029378 | -0.0033719 | -0.0043111 | -0.005539 | 0.65966 | 1.1645 | 2.5748 | 3.1188 | 2987.1497 | 3066.5761 | 3237.7445 | 3572.1326
5 | 9 | 6 | 1626.6624 | 1658.2809 | 1715.4935 | 1816.9808 | 1571.8488 | 1612.5973 | 1704.3348 | 1875.0053 | -35.8248 | -67.0385 | -124.4862 | -191.8019 | 70.2956 | 107.0082 | 187.7374 | 324.5821 | 18.0713 | 31.5328 | 60.0999 | 100.4981 | -52.2996 | -59.8133 | -76.1508 | -97.9547 | -0.39634 | -0.62556 | -0.86458 | -1.7557 | 3198.3573 | 3281.9418 | 3466.1639 | 3825.554
5 | 9 | 7 | 1541.1854 | 1568.7702 | 1617.6729 | 1698.6101 | 1969.1403 | 2020.1881 | 2135.1126 | 2348.9208 | -43.0628 | -82.5932 | -154.4409 | -237.3066 | 119.0867 | 180.7572 | 296.6932 | 512.2812 | 23.7743 | 41.0183 | 77.2794 | 130.3935 | -343.0132 | -393.4876 | -502.0159 | -642.1832 | 0.39634 | 0.60796 | 0.65621 | 2.8097 | 3267.507 | 3335.2611 | 3470.9575 | 3813.5254
5 | 9 | 8 | 1505.6953 | 1529.9151 | 1574.2212 | 1640.7246 | 2282.9297 | 2342.1122 | 2475.3503 | 2723.2296 | -50.8798 | -93.6067 | -173.0011 | -265.7415 | 171.6053 | 256.1413 | 419.2489 | 719.9925 | 22.4266 | 38.7843 | 73.2397 | 123.7213 | -817.4634 | -938.5591 | -1200.0612 | -1540.3255 | 5.8283 | 10.0957 | 20.3995 | 34.0731 | 3120.1421 | 3144.8828 | 3189.3974 | 3435.6741
5 | 9 | 9 | 1471.1934 | 1493.2923 | 1533.6229 | 1590.3647 | 2498.2282 | 2562.9921 | 2708.7956 | 2980.0519 | -56.4109 | -99.0874 | -180.7815 | -272.4837 | 192.5917 | 286.2949 | 470.0693 | 802.9496 | 16.5566 | 29.3354 | 56.8941 | 96.321 | -1301.173 | -1495.1459 | -1915.9972 | -2468.6062 | 11.8412 | 20.0181 | 41.8327 | 66.1357 | 2832.8272 | 2797.6994 | 2714.4357 | 2794.7329
5 | 9 | 10 | 1497.0695 | 1518.8958 | 1558.6771 | 1612.6395 | 2647.0219 | 2715.6431 | 2870.1306 | 3157.5429 | -60.4495 | -102.7412 | -185.7161 | -275.2198 | 183.0908 | 274.9009 | 454.1202 | 785.1413 | 10.9989 | 20.1518 | 41.0712 | 69.8954 | -1627.8192 | -1870.2637 | -2395.8741 | -3084.8057 | 11.8304 | 19.9314 | 49.6464 | 63.3872 | 2661.7428 | 2576.518 | 2392.0552 | 2328.5807
5 | 9 | 11 | 1520.1592 | 1541.4016 | 1581.3778 | 1633.3392 | 2748.1148 | 2819.3567 | 2979.7443 | 3278.1331 | -64.1974 | -107.2823 | -191.9712 | -284.2734 | 165.4945 | 249.4204 | 418.7084 | 728.3208 | 8.4337 | 15.8301 | 34.11 | 58.5379 | -2005.0428 | -2302.3164 | -2946.4119 | -3790.1704 | 6.0808 | 10.0266 | 31.7053 | 30.7983 | 2379.0428 | 2226.4367 | 1907.2627 | 1654.6856
5 | 9 | 12 | 1538.5631 | 1559.4707 | 1599.7064 | 1649.8302 | 2824.1168 | 2897.329 | 3062.1523 | 3368.7934 | -66.0878 | -109.1093 | -195.3036 | -286.5848 | 158.8947 | 238.5629 | 400.0395 | 695.461 | 6.1075 | 12.2408 | 27.8582 | 48.0534 | -2091.657 | -2401.6584 | -3073.0493 | -3951.6863 | 1.0641 | 1.6682 | 5.6556 | 5.2658 | 2371.0014 | 2198.5039 | 1827.0591 | 1529.1326
5 | 9 | 13 | 1606.8647 | 1628.9016 | 1672.3827 | 1725.0527 | 2865.2846 | 2939.564 | 3106.7899 | 3417.901 | -67.5804 | -110.9362 | -199.9566 | -289.3208 | 150.7992 | 229.1753 | 383.2964 | 657.5804 | 5.7017 | 11.3987 | 26.5532 | 45.6599 | -2072.1739 | -2379.7508 | -3045.9977 | -3917.9248 | 0.2606 | 0.5213 | 1.1501 | 1.5956 | 2489.1565 | 2318.874 | 1944.218 | 1640.544
5 | 9 | 14 | 1571.1845 | 1592.5446 | 1634.6389 | 1683.7945 | 2883.1573 | 2957.9 | 3126.169 | 3439.2207 | -68.6009 | -112.7109 | -202.8026 | -293.2106 | 139.7126 | 210.8283 | 352.4795 | 603.043 | 4.9769 | 10.2722 | 24.3411 | 42.4951 | -1950.1911 | -2239.9749 | -2867.7172 | -3689.0821 | -0.27146 | -0.33038 | -0.08524 | -0.92172 | 2579.9678 | 2418.5289 | 2067.0236 | 1785.339
5 | 9 | 15 | 1557.0371 | 1579.1479 | 1621.3455 | 1671.0039 | 2831.0118 | 2904.4027 | 3069.6284 | 3377.0181 | -69.1494 | -113.3199 | -205.6485 | -292.7859 | 127.7094 | 192.8527 | 323.4712 | 542.9748 | 4.81 | 9.9879 | 22.9115 | 42.1902 | -1617.0555 | -1857.9582 | -2380.3395 | -3064.7993 | -0.39362 | -0.33038 | -0.84564 | -0.92172 | 2833.9697 | 2714.7827 | 2450.523 | 2274.6801
5 | 9 | 16 | 1672.4574 | 1698.7488 | 1748.4891 | 1813.0448 | 2676.7312 | 2746.1226 | 2902.344 | 3192.9821 | -68.4938 | -112.9894 | -207.2506 | -294.789 | 63.9373 | 93.8243 | 149.8781 | 240.0183 | 6.2663 | 13.045 | 26.9512 | 50.2812 | -1235.654 | -1420.5267 | -1820.9449 | -2343.807 | -0.65966 | -1.0602 | -2.679 | -3.2789 | 3114.5847 | 3017.1645 | 2796.788 | 2654.4515
5 | 9 | 17 | 1776.7022 | 1806.6218 | 1863.791 | 1944.691 | 2459.0228 | 2522.7703 | 2666.2857 | 2933.2851 | -66.6035 | -111.8237 | -207.6087 | -298.3705 | 70.5371 | 102.1391 | 159.0857 | 252.2444 | 9.7367 | 18.6015 | 37.2426 | 67.882 | -747.7931 | -859.8436 | -1102.7075 | -1420.1456 | -1.9192 | -2.9545 | -6.3524 | -8.865 | 3499.683 | 3475.511 | 3409.7364 | 3470.7215
5 | 9 | 18 | 1951.931 | 1987.1457 | 2055.8764 | 2160.3177 | 2171.8149 | 2228.1169 | 2354.87 | 2590.6845 | -63.2511 | -108.2221 | -205.8017 | -293.7477 | 86.03 | 122.9206 | 186.0842 | 281.787 | 14.7719 | 27.0703 | 52.4185 | 93.4346 | -321.4281 | -369.974 | -474.6486 | -609.251 | -6.773 | -11.0693 | -24.9402 | -36.1365 | 3833.0957 | 3875.9881 | 3943.8585 | 4187.0885
5 | 9 | 19 | 2163.7318 | 2204.695 | 2286.762 | 2417.0406 | 1878.7116 | 1927.4152 | 2037.062 | 2241.0515 | -57.7199 | -101.0797 | -191.2031 | -275.2158 | 92.6299 | 129.8891 | 195.5454 | 290.1248 | 16.8593 | 31.09 | 59.3174 | 105.0971 | -28.8183 | -33.2723 | -42.7322 | -54.3161 | -11.6811 | -19.6281 | -39.952 | -61.5604 | 4053.7133 | 4139.1092 | 4304.7995 | 4662.2217
5 | 9 | 20 | 2209.5322 | 2251.9651 | 2337.488 | 2475.0384 | 1773.5559 | 1819.5334 | 1923.043 | 2115.6148 | -53.0586 | -94.99 | -177.3725 | -259.42 | 102.1308 | 143.9755 | 215.8866 | 313.4448 | 18.1568 | 32.7851 | 64.849 | 111.7317 | -0.0029378 | -0.0033719 | -0.0043111 | -0.005539 | -12.4764 | -20.8968 | -42.7933 | -65.2807 | 4037.8377 | 4132.3689 | 4321.0964 | 4691.1233
5 | 9 | 21 | 2317.0533 | 2362.3589 | 2454.2546 | 2606.5183 | 1546.7907 | 1586.8896 | 1677.1646 | 1845.1143 | -48.6551 | -86.1861 | -159.9279 | -236.149 | 193.119 | 271.1768 | 417.9476 | 615.8305 | 16.4766 | 29.728 | 59.5042 | 101.5521 | -0.0029378 | -0.0033719 | -0.0043111 | -0.005539 | -6.2409 | -10.5479 | -20.5889 | -32.5053 | 4018.5407 | 4153.4159 | 4428.3498 | 4900.3553
5 | 9 | 22 | 2196.6953 | 2240.5271 | 2327.863 | 2476.8965 | 1355.7466 | 1390.8928 | 1470.0179 | 1617.2242 | -43.4888 | -77.8259 | -143.0464 | -212.4533 | 212.1208 | 292.7682 | 440.1305 | 643.1086 | 15.6649 | 28.3362 | 55.6622 | 95.9938 | -0.0029378 | -0.0033719 | -0.0043111 | -0.005539 | -2.0224 | -3.8482 | -9.3277 | -13.6225 | 3734.7135 | 3870.8469 | 4141.2953 | 4607.1417
5 | 9 | 23 | 2040.96 | 2082.5221 | 2163.5361 | 2307.0608 | 1201.1682 | 1232.3072 | 1302.4107 | 1432.8329 | -37.8506 | -67.7519 | -124.2813 | -184.0184 | 318.6249 | 426.7419 | 617.8148 | 894.2727 | 14.3756 | 25.4063 | 50.1929 | 85.3061 | -0.0029378 | -0.0033719 | -0.0043111 | -0.005539 | 4.5063 | 6.4317 | 9.7864 | 14.4691 | 3541.7815 | 3705.6539 | 4019.4553 | 4549.9176
5 | 9 | 24 | 1922.1762 | 1962.2064 | 2038.0053 | 2176.7992 | 1110.9078 | 1139.7069 | 1204.5426 | 1325.1644 | -33.3094 | -59.5048 | -105.5162 | -158.3197 | 309.7453 | 414.8734 | 607.7306 | 896.167 | 11.4047 | 20.5633 | 40.684 | 69.1616 | -0.0029378 | -0.0033719 | -0.0043111 | -0.005539 | 8.1439 | 13.0177 | 22.8512 | 34.9823 | 3329.0656 | 3490.8596 | 3808.2931 | 4343.9493
5 | 10 | 1 | 1804.6663 | 1842.3158 | 1912.7418 | 2044.8902 | 1073.7431 | 1101.5787 | 1164.2454 | 1280.8318 | -30.5821 | -52.3103 | -91.404 | -136.9353 | 222.7607 | 298.7515 | 445.8257 | 665.0053 | 8.6007 | 15.0245 | 30.2057 | 53.1188 | -0.0029378 | -0.0033719 | -0.0043111 | -0.005539 | 5.394 | 8.6902 | 15.4921 | 23.3786 | 3084.5797 | 3214.047 | 3477.1022 | 3930.284
5 | 10 | 2 | 1718.7478 | 1754.6784 | 1821.4409 | 1948.4229 | 1059.319 | 1086.7807 | 1148.6055 | 1263.6258 | -28.7682 | -48.6565 | -83.8285 | -125.0293 | 138.6772 | 190.4078 | 294.1761 | 447.7637 | 6.2744 | 11.3987 | 23.4314 | 42.5327 | -0.0029378 | -0.0033719 | -0.0043111 | -0.005539 | 3.1517 | 5.2401 | 9.459 | 14.2923 | 2897.3989 | 2999.8458 | 3213.28 | 3591.6024
5 | 10 | 3 | 1658.8758 | 1693.7363 | 1757.2933 | 1879.6866 | 1078.0959 | 1106.0443 | 1168.965 | 1286.0241 | -28.2197 | -46.9949 | -82.2264 | -125.0293 | 83.2862 | 120.0115 | 197.4015 | 314.6206 | 5.8686 | 10.7028 | 21.9395 | 40.2409 | -0.0029378 | -0.0033719 | -0.0043111 | -0.005539 | 1.5881 | 2.5375 | 5.0644 | 7.3919 | 2799.4919 | 2886.0342 | 3068.4329 | 3402.9292
5 | 10 | 4 | 1601.8617 | 1635.1342 | 1695.5388 | 1809.9876 | 1174.0443 | 1204.4802 | 1273.0006 | 1400.4777 | -28.7682 | -48.6565 | -85.354 | -129.7684 | 50.197 | 77.6386 | 139.0125 | 234.41 | 6.4414 | 11.8103 | 23.4314 | 42.4311 | -0.0029378 | -0.0033719 | -0.0043111 | -0.005539 | 0.92569 | 1.4773 | 2.9645 | 4.5432 | 2804.6989 | 2881.8806 | 3048.5895 | 3362.0756
5 | 10 | 5 | 1572.0352 | 1603.4742 | 1660.1671 | 1764.8242 | 1381.0206 | 1416.8221 | 1497.4223 | 1647.3728 | -31.6791 | -55.1898 | -97.864 | -149.1497 | 43.5971 | 70.6701 | 127.963 | 232.1455 | 10.5931 | 18.7599 | 35.675 | 62.9558 | -0.0029378 | -0.0033719 | -0.0043111 | -0.005539 | 0.65966 | 1.1645 | 2.5748 | 3.1188 | 2976.2236 | 3055.6976 | 3225.9338 | 3561.2619
5 | 10 | 6 | 1616.7049 | 1647.736 | 1705.0136 | 1805.2992 | 1570.2144 | 1610.9206 | 1702.5626 | 1873.0557 | -36.2968 | -69.805 | -129.1392 | -198.9688 | 70.2956 | 107.0082 | 187.7374 | 324.5821 | 20.8033 | 36.2661 | 67.5836 | 114.6932 | -65.1822 | -74.6583 | -95.2757 | -122.779 | -0.39634 | -0.62556 | -0.86458 | -1.7557 | 3176.1428 | 3256.842 | 3437.6177 | 3794.1266
5 | 10 | 7 | 1523.9194 | 1550.7866 | 1599.1302 | 1678.6084 | 1969.256 | 2020.3069 | 2135.2381 | 2349.0589 | -43.6419 | -84.4723 | -159.1705 | -248.788 | 119.0867 | 180.7572 | 296.6932 | 512.2812 | 27.1727 | 46.8415 | 87.5708 | 147.7535 | -377.6902 | -433.7304 | -555.6053 | -716.7861 | 0.39634 | 0.60796 | 0.65621 | 2.8097 | 3218.4992 | 3281.0975 | 3404.5129 | 3724.9376
5 | 10 | 8 | 1475.8791 | 1499.5051 | 1542.1243 | 1605.8023 | 2294.9991 | 2354.4945 | 2488.4369 | 2737.6267 | -50.8798 | -96.2079 | -182.6651 | -279.6506 | 171.6053 | 256.1413 | 419.2489 | 719.9925 | 27.7455 | 47.9679 | 89.523 | 151.4641 | -735.9339 | -844.3897 | -1076.8629 | -1374.4012 | 5.8283 | 10.0957 | 20.3995 | 34.0731 | 3189.2436 | 3227.6069 | 3300.2046 | 3594.9068
5 | 10 | 9 | 1449.6896 | 1471.4047 | 1509.4577 | 1565.0124 | 2519.728 | 2585.0492 | 2732.1075 | 3005.6982 | -56.883 | -101.6886 | -187.3181 | -286.2764 | 192.5917 | 286.2949 | 470.0693 | 802.9496 | 20.1003 | 35.5701 | 67.7082 | 114.4523 | -1145.1591 | -1314.3512 | -1677.6096 | -2143.7027 | 11.8412 | 20.0181 | 41.8327 | 66.1357 | 2991.9087 | 2982.2972 | 2956.2476 | 3124.2691
5 | 10 | 10 | 1480.0661 | 1501.7414 | 1539.2361 | 1592.1683 | 2673.4457 | 2742.7519 | 2898.7816 | 3189.0629 | -60.9215 | -105.2902 | -191.6896 | -284.2734 | 183.0908 | 274.9009 | 454.1202 | 785.1413 | 14.3756 | 25.279 | 50.5801 | 85.9382 | -1543.6203 | -1772.4535 | -2266.2884 | -2907.1128 | 11.8304 | 19.9314 | 49.6464 | 63.3872 | 2758.2667 | 2686.8608 | 2534.3862 | 2524.3117
5 | 10 | 11 | 1518.3082 | 1540.5663 | 1578.7267 | 1631.3964 | 2765.2394 | 2836.9252 | 2998.3122 | 3298.5605 | -64.0903 | -107.8914 | -196.6241 | -288.5879 | 165.4945 | 249.4204 | 418.7084 | 728.3208 | 10.5931 | 19.4558 | 40.1641 | 67.7052 | -1903.8416 | -2186.0867 | -2797.2736 | -3596.6662 | 6.0808 | 10.0266 | 31.7053 | 30.7983 | 2497.784 | 2362.4164 | 2073.7191 | 1871.5272
5 | 10 | 12 | 1492.4067 | 1513.7205 | 1549.1761 | 1597.9543 | 2840.9559 | 2914.6047 | 3080.4107 | 3388.8802 | -65.7665 | -110.6057 | -203.0841 | -290.8992 | 158.8947 | 238.5629 | 400.0395 | 695.461 | 8.0279 | 15.1341 | 33.3275 | 56.2461 | -2085.9987 | -2395.0359 | -3064.4379 | -3940.6525 | 1.0641 | 1.6682 | 5.6556 | 5.2658 | 2349.5841 | 2178.0488 | 1801.0873 | 1512.2555
5 | 10 | 13 | 1533.3841 | 1555.7319 | 1593.0505 | 1642.7899 | 2870.4704 | 2944.8843 | 3112.4129 | 3424.087 | -67.2591 | -111.2146 | -207.7371 | -290.4745 | 150.7992 | 229.1753 | 383.2964 | 657.5804 | 6.5133 | 12.9367 | 29.8104 | 50.2436 | -2075.9942 | -2383.7873 | -3050.5067 | -3922.951 | 0.2606 | 0.5213 | 1.1501 | 1.5956 | 2418.1744 | 2248.2476 | 1861.4765 | 1562.8709
5 | 10 | 14 | 1542.6018 | 1564.3254 | 1603.5141 | 1652.2402 | 2882.9844 | 2957.7227 | 3125.9817 | 3439.0146 | -68.2031 | -111.0494 | -208.981 | -289.7415 | 139.7126 | 210.8283 | 352.4795 | 603.043 | 4.9769 | 10.4185 | 26.9512 | 42.4951 | -1950.6485 | -2239.8202 | -2866.0393 | -3684.8955 | -0.27146 | -0.33038 | -0.08524 | -0.92172 | 2551.1526 | 2392.0949 | 2033.821 | 1761.2341
5 | 10 | 15 | 1532.4568 | 1554.3015 | 1594.6406 | 1643.5967 | 2831.6591 | 2905.0669 | 3070.3303 | 3377.7903 | -68.096 | -111.8237 | -208.981 | -288.8922 | 127.7094 | 192.8527 | 323.4712 | 542.9748 | 5.0489 | 10.3995 | 26.8267 | 42.8376 | -1682.3758 | -1931.8465 | -2471.7502 | -3176.7007 | -0.39362 | -0.33038 | -0.84564 | -0.92172 | 2746.0088 | 2618.6199 | 2333.692 | 2140.6849
5 | 10 | 16 | 1640.7595 | 1665.983 | 1714.4358 | 1776.9936 | 2679.171 | 2748.6256 | 2904.9894 | 3195.8924 | -67.4404 | -111.5453 | -210.788 | -290.1622 | 63.9373 | 93.8243 | 149.8781 | 240.0183 | 6.896 | 13.8682 | 33.2138 | 52.1442 | -1305.826 | -1499.8857 | -1919.8799 | -2468.0434 | -0.65966 | -1.0602 | -2.679 | -3.2789 | 3016.8379 | 2909.8099 | 2669.1702 | 2503.5639
5 | 10 | 17 | 1776.0306 | 1805.5936 | 1862.1206 | 1944.2787 | 2450.3103 | 2513.832 | 2656.8389 | 2922.8923 | -65.6877 | -110.2144 | -212.1851 | -294.1684 | 70.5371 | 102.1391 | 159.0857 | 252.2444 | 10.1194 | 19.1404 | 43.1181 | 68.7703 | -826.6029 | -949.8304 | -1216.2826 | -1562.7616 | -1.9192 | -2.9545 | -6.3524 | -8.865 | 3412.7876 | 3377.7058 | 3286.3431 | 3322.3909
5 | 10 | 18 | 1907.0525 | 1941.2258 | 2006.2364 | 2109.7729 | 2161.4172 | 2217.4496 | 2343.5959 | 2578.2814 | -63.2488 | -108.2744 | -206.7641 | -291.124 | 86.03 | 122.9206 | 186.0842 | 281.787 | 14.51 | 27.0405 | 57.2488 | 92.3737 | -333.4114 | -383.392 | -491.1606 | -630.0367 | -6.773 | -11.0693 | -24.9402 | -36.1365 | 3765.5765 | 3805.9009 | 3870.3004 | 4104.9178
5 | 10 | 19 | 2128.9546 | 2169.6104 | 2248.518 | 2377.3655 | 1880.0763 | 1928.8152 | 2038.5417 | 2242.6794 | -57.7941 | -102.0194 | -193.7676 | -277.6396 | 92.6299 | 129.8891 | 195.5454 | 290.1248 | 17.409 | 31.6099 | 64.9302 | 107.0993 | -26.4598 | -30.5469 | -39.2666 | -49.9768 | -11.6811 | -19.6281 | -39.952 | -61.5604 | 4023.1347 | 4107.7303 | 4274.5491 | 4628.0922
5 | 10 | 20 | 2177.0454 | 2219.0203 | 2302.0482 | 2437.8458 | 1770.7954 | 1816.7014 | 1920.0499 | 2112.3219 | -53.3164 | -95.4338 | -180.976 | -263.0015 | 102.1308 | 143.9755 | 215.8866 | 313.4448 | 19.6131 | 34.7158 | 70.9735 | 117.975 | -0.0029378 | -0.0033719 | -0.0043111 | -0.005539 | -12.4764 | -20.8968 | -42.7933 | -65.2807 | 4003.7888 | 4098.079 | 4285.1845 | 4653.2997
5 | 10 | 21 | 2303.1646 | 2348.2163 | 2438.8098 | 2590.9278 | 1548.4126 | 1588.5535 | 1678.9231 | 1847.049 | -49.02 | -88.4567 | -162.7739 | -242.4665 | 193.119 | 271.1768 | 417.9476 | 615.8305 | 18.4907 | 33.0695 | 66.5385 | 111.8333 | -0.0029378 | -0.0033719 | -0.0043111 | -0.005539 | -6.2409 | -10.5479 | -20.5889 | -32.5053 | 4007.923 | 4142.008 | 4418.8519 | 4890.6632
5 | 10 | 22 | 2187.0568 | 2230.7371 | 2317.8354 | 2466.7397 | 1357.433 | 1392.623 | 1471.8465 | 1619.2359 | -43.9609 | -79.4875 | -145.8924 | -219.1955 | 212.1208 | 292.7682 | 440.1305 | 643.1086 | 17.4402 | 30.9817 | 61.8517 | 104.1865 | -0.0029378 | -0.0033719 | -0.0043111 | -0.005539 | -2.0224 | -3.8482 | -9.3277 | -13.6225 | 3728.0647 | 3863.771 | 4136.4398 | 4600.4471
5 | 10 | 23 | 2043.062 | 2084.5864 | 2166.1835 | 2309.9039 | 1205.0514 | 1236.2911 | 1306.6212 | 1437.4651 | -37.8506 | -68.5261 | -124.2813 | -186.0215 | 318.6249 | 426.7419 | 617.8148 | 894.2727 | 14.7814 | 26.1022 | 51.498 | 86.6232 | -0.0029378 | -0.0033719 | -0.0043111 | -0.005539 | 4.5063 | 6.4317 | 9.7864 | 14.4691 | 3548.1725 | 3711.6238 | 4027.6182 | 4556.7069
5 | 10 | 24 | 1925.8739 | 1966.1047 | 2041.8906 | 2181.4988 | 1115.5662 | 1144.4861 | 1209.5936 | 1330.7212 | -33.7814 | -59.5048 | -103.9141 | -157.895 | 309.7453 | 414.8734 | 607.7306 | 896.167 | 11.1658 | 20.1518 | 39.7147 | 69.1616 | -0.0029378 | -0.0033719 | -0.0043111 | -0.005539 | 8.1439 | 13.0177 | 22.8512 | 34.9823 | 3336.7109 | 3499.1255 | 3817.8622 | 4354.6304
5 | 11 | 1 | 1802.246 | 1840.1044 | 1910.7999 | 2043.068 | 1076.4154 | 1104.3203 | 1167.1429 | 1284.0195 | -30.5821 | -53.0845 | -93.211 | -139.2467 | 222.7607 | 298.7515 | 445.8257 | 665.0053 | 8.6007 | 15.5457 | 31.5107 | 53.9918 | -0.0029378 | -0.0033719 | -0.0043111 | -0.005539 | 5.394 | 8.6902 | 15.4921 | 23.3786 | 3084.8317 | 3214.3241 | 3477.5559 | 3930.211
5 | 11 | 2 | 1723.956 | 1760.3852 | 1827.2159 | 1955.1724 | 1059.2163 | 1086.6754 | 1148.4942 | 1263.5033 | -28.7682 | -48.6565 | -83.8285 | -125.454 | 138.6772 | 190.4078 | 294.1761 | 447.7637 | 6.4414 | 11.8103 | 24.7364 | 42.5327 | -0.0029378 | -0.0033719 | -0.0043111 | -0.005539 | 3.1517 | 5.4486 | 9.459 | 14.2923 | 2902.6714 | 3006.0675 | 3220.2487 | 3597.8048
5 | 11 | 3 | 1660.4207 | 1695.4764 | 1759.2648 | 1881.5729 | 1083.9897 | 1112.091 | 1175.3556 | 1293.0546 | -27.7476 | -46.8296 | -80.701 | -120.7148 | 83.2862 | 120.0115 | 197.4015 | 314.6206 | 5.4628 | 10.4185 | 21.9395 | 37.8474 | -0.0029378 | -0.0033719 | -0.0043111 | -0.005539 | 1.5881 | 2.746 | 5.0644 | 7.3919 | 2806.9969 | 2893.9103 | 3078.3206 | 3413.7671
5 | 11 | 4 | 1601.2608 | 1634.4965 | 1694.7061 | 1809.1131 | 1180.4472 | 1211.049 | 1279.9432 | 1408.1155 | -28.7682 | -48.6565 | -83.8285 | -127.7653 | 50.197 | 77.6386 | 139.0125 | 234.41 | 6.0356 | 11.1144 | 23.2446 | 40.2409 | -0.0029378 | -0.0033719 | -0.0043111 | -0.005539 | 0.92569 | 1.5815 | 2.9645 | 4.5432 | 2810.0951 | 2887.2201 | 3056.038 | 3368.6517
5 | 11 | 5 | 1566.3611 | 1597.68 | 1654.0946 | 1758.6114 | 1384.3561 | 1420.2441 | 1501.0389 | 1651.3516 | -31.2071 | -54.2503 | -95.018 | -146.7219 | 43.5971 | 70.6701 | 127.963 | 232.1455 | 9.2454 | 16.526 | 32.9403 | 56.182 | -0.0029378 | -0.0033719 | -0.0043111 | -0.005539 | 0.65966 | 1.2687 | 2.5748 | 3.1188 | 2973.0093 | 3052.1352 | 3223.5893 | 3554.6818
5 | 11 | 6 | 1613.867 | 1644.8723 | 1701.7072 | 1802.6672 | 1568.8534 | 1609.5242 | 1701.0868 | 1871.4321 | -35.7177 | -67.0385 | -123.1657 | -189.7988 | 70.2956 | 107.0082 | 187.7374 | 324.5821 | 17.8324 | 31.1388 | 58.7949 | 98.2063 | -64.3732 | -73.7287 | -94.0535 | -120.8469 | -0.39634 | -0.5213 | -0.86458 | -1.7557 | 3170.3611 | 3251.255 | 3431.2424 | 3784.4861
5 | 11 | 7 | 1535.5707 | 1562.7936 | 1612.2551 | 1692.983 | 1959.9434 | 2010.7528 | 2125.1405 | 2337.9501 | -43.0628 | -82.5932 | -154.4409 | -239.618 | 119.0867 | 180.7572 | 296.6932 | 512.2812 | 25.1586 | 43.2157 | 81.3191 | 136.396 | -336.0737 | -385.4363 | -491.1883 | -626.6371 | 0.39634 | 0.19092 | 0.65621 | 2.8097 | 3261.0193 | 3329.6807 | 3470.435 | 3816.165
5 | 11 | 8 | 1494.9873 | 1518.8786 | 1562.9175 | 1629.3569 | 2273.9564 | 2332.9063 | 2465.6206 | 2712.5256 | -50.8798 | -96.321 | -180.7815 | -277.2229 | 171.6053 | 256.1413 | 419.2489 | 719.9925 | 27.1727 | 46.4299 | 86.7883 | 146.5379 | -797.7193 | -915.2121 | -1167.6442 | -1492.6245 | 5.8283 | 9.8872 | 20.3995 | 34.0731 | 3124.951 | 3152.7101 | 3206.5491 | 3472.6386
5 | 11 | 9 | 1481.5377 | 1503.2278 | 1544.8584 | 1603.0597 | 2486.8964 | 2551.3666 | 2696.5087 | 2966.5346 | -56.883 | -103.4633 | -189.8826 | -289.0125 | 192.5917 | 286.2949 | 470.0693 | 802.9496 | 21.615 | 37.3925 | 71.7478 | 121.3278 | -1196.7968 | -1373.3784 | -1752.5405 | -2239.5837 | 11.8412 | 20.9564 | 41.8327 | 66.1357 | 2940.8022 | 2922.3964 | 2882.5938 | 3031.4112
5 | 11 | 10 | 1510.7921 | 1532.3029 | 1574.4912 | 1629.9177 | 2628.0739 | 2696.2039 | 2849.5855 | 3134.9404 | -61.9421 | -106.9519 | -192.7286 | -288.5879 | 183.0908 | 274.9009 | 454.1202 | 785.1413 | 14.5425 | 26.1212 | 51.8852 | 88.1284 | -1616.1378 | -1854.0563 | -2366.6937 | -3030.9208 | 11.8304 | 25.1445 | 49.6464 | 63.3872 | 2670.2498 | 2593.6651 | 2420.3061 | 2382.0063
5 | 11 | 11 | 1529.9228 | 1551.2658 | 1593.5334 | 1646.7657 | 2712.8826 | 2783.2112 | 2941.5425 | 3236.1059 | -65.1109 | -111.0494 | -195.5745 | -292.9023 | 165.4945 | 249.4204 | 418.7084 | 728.3208 | 10.4628 | 19.4558 | 39.6416 | 68.5782 | -1929.6024 | -2214.5637 | -2831.3719 | -3639.6223 | 6.0808 | 17.0121 | 31.7053 | 30.7983 | 2430.1302 | 2294.7523 | 1998.1847 | 1778.0444
5 | 11 | 12 | 1523.4681 | 1544.3183 | 1585.8123 | 1635.5202 | 2786.4938 | 2858.7306 | 3021.3581 | 3323.9141 | -67.2591 | -112.8763 | -196.8951 | -295.2136 | 158.8947 | 238.5629 | 400.0395 | 695.461 | 7.7307 | 15.0245 | 32.805 | 57.1191 | -2106.9323 | -2419.1335 | -3095.1049 | -3979.161 | 1.0641 | 3.1278 | 5.6556 | 5.2658 | 2303.46 | 2127.7544 | 1753.6706 | 1442.9056
5 | 11 | 13 | 1571.5884 | 1593.5655 | 1637.0441 | 1689.4871 | 2808.1514 | 2880.9497 | 3044.8411 | 3349.7487 | -69.5144 | -114.7032 | -198.4206 | -301.1064 | 150.7992 | 229.1753 | 383.2964 | 657.5804 | 6.991 | 13.7599 | 29.9458 | 52.9796 | -2127.9115 | -2443.0349 | -3125.2164 | -4017.0824 | 0.2606 | 0.72983 | 1.1501 | 1.5956 | 2340.3648 | 2160.4421 | 1772.6405 | 1433.2026
5 | 11 | 14 | 1537.647 | 1559.3959 | 1601.2329 | 1651.1166 | 2811.9214 | 2884.8175 | 3048.929 | 3354.2459 | -71.479 | -116.3648 | -202.587 | -305.1126 | 139.7126 | 210.8283 | 352.4795 | 603.043 | 6.5051 | 13.045 | 29.5586 | 52.2458 | -1988.5906 | -2283.2818 | -2921.1725 | -3754.6936 | -0.27146 | -0.017603 | -0.08524 | -0.92172 | 2435.4451 | 2268.4225 | 1908.3552 | 1599.9235
5 | 11 | 15 | 1532.3169 | 1554.6022 | 1596.4117 | 1647.0406 | 2761.2991 | 2832.8828 | 2994.0399 | 3293.8603 | -71.7368 | -118.0265 | -203.9076 | -306.6909 | 127.7094 | 192.8527 | 323.4712 | 542.9748 | 7.4606 | 14.6914 | 33.2111 | 56.9687 | -1733.5887 | -1990.88 | -2547.7372 | -3274.6862 | -0.39362 | -0.53891 | -0.84564 | -0.92172 | 2623.0668 | 2485.5837 | 2194.6435 | 1958.5454
5 | 11 | 16 | 1612.4614 | 1637.748 | 1685.1271 | 1747.1256 | 2612.5297 | 2680.2568 | 2832.7312 | 3116.3983 | -71.7368 | -118.3572 | -205.9855 | -309.1187 | 63.9373 | 93.8243 | 149.8781 | 240.0183 | 8.9739 | 18.1412 | 38.9511 | 66.7194 | -1345.6306 | -1545.7374 | -1978.8976 | -2544.2187 | -0.65966 | -1.4773 | -2.679 | -3.2789 | 2879.8754 | 2764.3985 | 2519.1254 | 2313.6453
5 | 11 | 17 | 1724.6957 | 1753.5449 | 1809.2175 | 1887.5572 | 2394.765 | 2456.8467 | 2596.6118 | 2856.6341 | -70.1677 | -118.5226 | -207.8586 | -311.1219 | 70.5371 | 102.1391 | 159.0857 | 252.2444 | 11.4807 | 23.129 | 48.5928 | 79.4957 | -880.1891 | -1011.1919 | -1294.4297 | -1662.8065 | -1.9192 | -3.5801 | -6.3524 | -8.865 | 3249.2025 | 3202.3652 | 3104.8671 | 3093.1381
5 | 11 | 18 | 1735.3836 | 1766.153 | 1825.3214 | 1914.4945 | 2113.6772 | 2168.472 | 2291.832 | 2521.334 | -66.2362 | -113.8683 | -201.3986 | -299.3322 | 86.03 | 122.9206 | 186.0842 | 281.787 | 14.0458 | 28.7952 | 57.7145 | 93.4876 | -339.3339 | -390.3922 | -500.5108 | -642.3952 | -6.773 | -12.6332 | -24.9402 | -36.1365 | 3536.7935 | 3569.4471 | 3634.1025 | 3833.2392
5 | 11 | 19 | 1960.0593 | 1997.1954 | 2070.595 | 2187.096 | 1840.3692 | 1888.0788 | 1995.4879 | 2195.3142 | -59.1054 | -105.0643 | -186.3241 | -276.3695 | 92.6299 | 129.8891 | 195.5454 | 290.1248 | 15.3216 | 30.6175 | 61.941 | 97.8304 | -30.0615 | -34.7375 | -44.6545 | -56.8055 | -11.6811 | -20.8792 | -39.952 | -61.5604 | 3807.5321 | 3885.0998 | 4052.6388 | 4375.6299
5 | 11 | 20 | 2090.6629 | 2130.7945 | 2210.9809 | 2340.7131 | 1740.616 | 1785.7396 | 1887.3267 | 2076.3219 | -53.2858 | -96.6518 | -171.941 | -253.4068 | 102.1308 | 143.9755 | 215.8866 | 313.4448 | 15.6419 | 31.0413 | 61.9329 | 98.2216 | -0.0029378 | -0.0033719 | -0.0043111 | -0.005539 | -12.4764 | -22.2522 | -42.7933 | -65.2807 | 3883.2863 | 3972.6435 | 4161.3885 | 4510.0082
5 | 11 | 21 | 2194.0681 | 2236.9008 | 2322.9935 | 2466.8286 | 1530.8936 | 1570.5804 | 1659.9276 | 1826.1512 | -48.9894 | -88.1262 | -157.3529 | -228.982 | 193.119 | 271.1768 | 417.9476 | 615.8305 | 14.9253 | 28.8561 | 58.145 | 94.3717 | -0.0029378 | -0.0033719 | -0.0043111 | -0.005539 | -6.2409 | -10.7565 | -20.5889 | -32.5053 | 3877.7727 | 4008.628 | 4281.0675 | 4741.6891
5 | 11 | 22 | 2119.8609 | 2162.5077 | 2245.7066 | 2390.1124 | 1350.384 | 1385.3912 | 1464.2034 | 1610.8273 | -43.9303 | -79.157 | -140.6764 | -210.0255 | 212.1208 | 292.7682 | 440.1305 | 643.1086 | 13.7445 | 26.3567 | 53.3229 | 87.6995 | -0.0029378 | -0.0033719 | -0.0043111 | -0.005539 | -2.0224 | -4.161 | -9.3277 | -13.6225 | 3650.1546 | 3783.7025 | 4053.355 | 4508.0943
5 | 11 | 23 | 2007.36 | 2048.4282 | 2127.2941 | 2269.0915 | 1200.1271 | 1231.2391 | 1301.2818 | 1431.591 | -38.9476 | -69.2483 | -122.1927 | -181.5907 | 315.325 | 420.8463 | 608.6071 | 866.9946 | 12.2882 | 22.9246 | 46.2886 | 76.1387 | -0.0029378 | -0.0033719 | -0.0043111 | -0.005539 | 4.5063 | 6.2232 | 9.7864 | 14.4691 | 3500.6561 | 3660.4097 | 3971.061 | 4476.6887
5 | 11 | 24 | 1902.1532 | 1941.9745 | 2016.8119 | 2154.874 | 1100.2045 | 1128.7261 | 1192.9371 | 1312.3967 | -34.3299 | -59.5048 | -103.9141 | -155.8919 | 278.1517 | 369.1477 | 537.7008 | 780.3405 | 10.057 | 18.3294 | 36.4575 | 63.2608 | -0.0029378 | -0.0033719 | -0.0043111 | -0.005539 | 8.1439 | 13.122 | 22.8512 | 34.9823 | 3264.3773 | 3411.7915 | 3702.84 | 4189.9568
5 | 12 | 1 | 1773.6383 | 1810.9494 | 1880.4583 | 2010.8891 | 1059.8448 | 1087.3202 | 1149.1756 | 1264.253 | -32.2583 | -55.1898 | -97.864 | -144.4106 | 235.9603 | 314.0346 | 456.8752 | 657.7997 | 9.0065 | 16.2416 | 33.4629 | 57.2583 | -0.0029378 | -0.0033719 | -0.0043111 | -0.005539 | 5.394 | 8.6902 | 15.4921 | 23.3786 | 3051.5827 | 3182.0429 | 3437.5958 | 3869.1626
5 | 12 | 2 | 1693.0005 | 1728.7087 | 1794.4591 | 1920.197 | 1043.4996 | 1070.5512 | 1131.4527 | 1244.7554 | -30.1101 | -50.7617 | -87.161 | -132.9292 | 160.3711 | 216.9612 | 321.1745 | 468.9682 | 6.4414 | 12.0946 | 25.259 | 43.5074 | -0.0029378 | -0.0033719 | -0.0043111 | -0.005539 | 3.1517 | 5.4486 | 9.459 | 14.2923 | 2876.3512 | 2982.9992 | 3194.639 | 3558.7855
5 | 12 | 3 | 1625.044 | 1659.5694 | 1721.8882 | 1842.3648 | 1055.8553 | 1083.2272 | 1144.8498 | 1259.494 | -29.5309 | -48.9349 | -84.0334 | -127.7653 | 104.5813 | 144.1458 | 220.6322 | 331.9371 | 6.0356 | 11.3987 | 23.9539 | 41.2155 | -0.0029378 | -0.0033719 | -0.0043111 | -0.005539 | 1.5881 | 2.746 | 5.0644 | 7.3919 | 2763.5703 | 2852.1488 | 3032.3508 | 3354.6325
5 | 12 | 4 | 1576.7977 | 1610.0362 | 1669.8066 | 1785.3755 | 1101.7576 | 1130.3195 | 1194.6211 | 1314.2494 | -29.0589 | -48.9349 | -84.3149 | -128.19 | 68.591 | 96.4137 | 156.5496 | 241.1241 | 6.4414 | 12.0946 | 24.7364 | 43.5074 | -0.0029378 | -0.0033719 | -0.0043111 | -0.005539 | 0.92569 | 1.5815 | 2.9645 | 4.5432 | 2725.4514 | 2801.5073 | 2964.359 | 3260.6039
5 | 12 | 5 | 1555.9785 | 1588.2008 | 1645.824 | 1756.2788 | 1205.4473 | 1236.6973 | 1307.0505 | 1437.9373 | -30.1866 | -50.7617 | -90.57 | -135.6653 | 43.996 | 62.8919 | 108.1623 | 179.8538 | 7.7891 | 14.3286 | 28.7761 | 49.5098 | -0.0029378 | -0.0033719 | -0.0043111 | -0.005539 | 0.65966 | 1.2687 | 2.5748 | 3.1188 | 2783.681 | 2852.6221 | 3001.8134 | 3291.0278
5 | 12 | 6 | 1632.2769 | 1665.6789 | 1726.8063 | 1842.3645 | 1213.1632 | 1244.6131 | 1315.4167 | 1447.1413 | -32.4419 | -57.2951 | -101.478 | -155.0465 | 30.7963 | 45.7261 | 84.9316 | 143.1056 | 10.9989 | 19.4558 | 37.5026 | 65.451 | -59.0648 | -67.7828 | -86.8522 | -112.3805 | -0.39634 | -0.5213 | -0.86458 | -1.7557 | 2795.3323 | 2849.8748 | 2975.4625 | 3228.8796
5 | 12 | 7 | 1610.6403 | 1642.6911 | 1700.9551 | 1807.5848 | 1411.3206 | 1447.9075 | 1530.2761 | 1683.5166 | -36.4805 | -66.4295 | -120.5247 | -183.4814 | 31.1951 | 50.1516 | 80.0322 | 139.7882 | 14.3037 | 25.279 | 48.5034 | 82.5701 | -343.017 | -393.1599 | -500.5829 | -638.4314 | 0.39634 | 0.19092 | 0.65621 | 2.8097 | 2688.3586 | 2706.6308 | 2739.3154 | 2894.3565
5 | 12 | 8 | 1644.5769 | 1675.8807 | 1733.3469 | 1834.7127 | 1624.724 | 1666.8432 | 1761.6666 | 1938.0782 | -41.7538 | -77.7214 | -142.6988 | -217.08 | 43.996 | 65.311 | 105.1888 | 176.5363 | 17.1294 | 30.0313 | 58.7218 | 99.5875 | -778.1617 | -892.4207 | -1136.9034 | -1448.8477 | 5.8283 | 9.8872 | 20.3995 | 34.0731 | 2516.3391 | 2477.8112 | 2399.7211 | 2417.0602
5 | 12 | 9 | 1676.8476 | 1707.1491 | 1764.8809 | 1862.1188 | 1804.6564 | 1851.4402 | 1956.765 | 2152.7136 | -47.8641 | -88.6827 | -164.5915 | -250.254 | 60.0967 | 85.0197 | 137.6271 | 228.3366 | 20.5061 | 35.8545 | 69.5357 | 118.0237 | -1273.9398 | -1462.0376 | -1867.3381 | -2392.2256 | 11.8412 | 20.9564 | 41.8327 | 66.1357 | 2252.1443 | 2149.6995 | 1938.7118 | 1784.8488
5 | 12 | 10 | 1706.3192 | 1736.2127 | 1794.2036 | 1889.699 | 1937.7738 | 1988.0085 | 2101.1023 | 2311.5048 | -52.4818 | -97.8172 | -180.2291 | -271.522 | 73.2963 | 106.611 | 172.2449 | 284.0251 | 21.448 | 37.6768 | 72.9798 | 123.4804 | -1624.659 | -1865.181 | -2384.3425 | -3058.9766 | 11.8304 | 25.1445 | 49.6464 | 63.3872 | 2073.5269 | 1930.6553 | 1625.6054 | 1341.5979
5 | 12 | 11 | 1751.0998 | 1781.5485 | 1841.1274 | 1937.5018 | 2001.3471 | 2053.2299 | 2170.034 | 2387.3392 | -56.199 | -103.8548 | -189.3301 | -285.7394 | 87.9916 | 130.7453 | 210.3769 | 340.8457 | 21.448 | 38.0884 | 73.5023 | 124.3534 | -2093.7589 | -2402.6913 | -3071.052 | -3944.7613 | 6.0808 | 17.0121 | 31.7053 | 30.7983 | 1718.0094 | 1514.0781 | 1066.3639 | 590.3378
5 | 12 | 12 | 1757.7709 | 1787.8871 | 1847.7424 | 1943.5869 | 2031.6166 | 2084.2841 | 2202.8549 | 2423.4467 | -59.0029 | -105.5164 | -188.9719 | -282.8869 | 100.7924 | 147.9111 | 236.3276 | 378.7262 | 16.5566 | 31.0115 | 61.719 | 103.8286 | -2180.2578 | -2503.2532 | -3202.6088 | -4117.5277 | 1.0641 | 3.1278 | 5.6556 | 5.2658 | 1668.54 | 1445.4521 | 962.7187 | 454.4396
5 | 12 | 13 | 1769.0368 | 1799.7666 | 1860.255 | 1956.9762 | 2021.1967 | 2073.5941 | 2191.5567 | 2411.0172 | -60.4955 | -107.1259 | -187.0884 | -277.7231 | 105.1891 | 151.8002 | 246.9206 | 393.1373 | 12.4551 | 24.7578 | 51.2408 | 84.8466 | -2163.856 | -2484.5392 | -3178.7574 | -4086.4963 | 0.2606 | 0.72983 | 1.1501 | 1.5956 | 1683.7869 | 1458.9835 | 985.2773 | 483.3535
5 | 12 | 14 | 1751.4712 | 1782.1577 | 1841.7368 | 1937.5552 | 2014.4118 | 2066.6333 | 2184.1999 | 2402.9237 | -62.0646 | -106.0211 | -185.2048 | -274.1376 | 105.7068 | 150.0671 | 241.311 | 379.1477 | 9.1503 | 19.7212 | 43.1099 | 68.9054 | -2012.8604 | -2311.5116 | -2958.0249 | -3802.9774 | -0.27146 | -0.017603 | -0.08524 | -0.92172 | 1805.5438 | 1601.029 | 1167.0428 | 710.4953
5 | 12 | 15 | 1724.1307 | 1754.8044 | 1813.6016 | 1906.9981 | 1995.4398 | 2047.1694 | 2163.6288 | 2380.2926 | -62.8709 | -107.5175 | -189.3713 | -278.4521 | 96.5146 | 142.1651 | 223.9767 | 345.2348 | 10.0339 | 21.2403 | 46.5025 | 73.5267 | -1742.2579 | -2001.0091 | -2561.0666 | -3292.5436 | -0.39362 | -0.53891 | -0.84564 | -0.92172 | 2020.5966 | 1856.3137 | 1496.4261 | 1134.1347
5 | 12 | 16 | 1724.4089 | 1756.3738 | 1815.9719 | 1910.7255 | 1941.995 | 1992.3392 | 2105.6794 | 2316.5401 | -62.7944 | -109.2313 | -193.5378 | -287.1974 | 48.1645 | 67.694 | 103.2978 | 157.324 | 12.1349 | 25.4049 | 53.4745 | 85.2267 | -1388.6437 | -1594.6276 | -2040.1502 | -2621.0064 | -0.65966 | -1.4773 | -2.679 | -3.2789 | 2274.6055 | 2136.4756 | 1842.0565 | 1558.3336
5 | 12 | 17 | 1697.7101 | 1730.1385 | 1788.5098 | 1884.4075 | 1887.4788 | 1936.4097 | 2046.5682 | 2251.5096 | -62.6108 | -108.953 | -193.3329 | -288.4675 | 51.0656 | 71.5831 | 109.7854 | 162.9059 | 14.533 | 29.5696 | 60.7687 | 96.1553 | -889.7065 | -1022.0747 | -1308.129 | -1679.8013 | -1.9192 | -3.5801 | -6.3524 | -8.865 | 2696.551 | 2633.0932 | 2497.8178 | 2417.8446
5 | 12 | 18 | 1690.9184 | 1723.605 | 1782.889 | 1882.2244 | 1801.1417 | 1847.8343 | 1952.9539 | 2148.5209 | -57.7658 | -105.7951 | -186.3864 | -274.6748 | 50.0589 | 71.5831 | 109.7854 | 162.9059 | 15.0108 | 31.5003 | 64.6811 | 98.8913 | -352.5152 | -405.3664 | -519.3089 | -666.0893 | -6.773 | -12.6332 | -24.9402 | -36.1365 | 3140.0757 | 3150.728 | 3179.6739 | 3315.6419
5 | 12 | 19 | 1847.5518 | 1884.3793 | 1952.874 | 2069.2835 | 1648.7423 | 1691.4842 | 1787.7093 | 1966.7289 | -52.7832 | -98.5397 | -175.4784 | -253.7151 | 56.2599 | 78.5515 | 119.2467 | 172.376 | 15.4749 | 32.3059 | 65.5881 | 98.6504 | -28.8183 | -33.2723 | -42.7322 | -54.3161 | -11.6811 | -20.8792 | -39.952 | -61.5604 | 3474.7463 | 3534.0297 | 3667.2556 | 3937.4472
5 | 12 | 20 | 1970.919 | 2009.5459 | 2084.7901 | 2210.8535 | 1616.2125 | 1658.1111 | 1752.4377 | 1927.9252 | -49.1424 | -93.5026 | -166.8638 | -238.7687 | 78.3526 | 107.6478 | 158.9668 | 224.747 | 16.3096 | 33.305 | 66.6224 | 103.0949 | -0.0029378 | -0.0033719 | -0.0043111 | -0.005539 | -12.4764 | -22.2522 | -42.7933 | -65.2807 | 3620.1719 | 3692.8516 | 3853.1556 | 4162.5656
5 | 12 | 21 | 2049.8136 | 2090.4475 | 2170.2626 | 2307.0328 | 1453.0382 | 1490.7067 | 1575.51 | 1733.2801 | -46.4457 | -86.6908 | -155.1983 | -227.712 | 133.5116 | 187.3543 | 282.9569 | 413.7106 | 17.0344 | 33.1967 | 65.8914 | 105.0442 | -0.0029378 | -0.0033719 | -0.0043111 | -0.005539 | -6.2409 | -10.7565 | -20.5889 | -32.5053 | 3600.7082 | 3704.2546 | 3918.8294 | 4298.8448
5 | 12 | 22 | 1981.0998 | 2021.0644 | 2098.5296 | 2235.0518 | 1302.106 | 1335.8618 | 1411.8563 | 1553.2382 | -43.0628 | -79.5485 | -142.6883 | -208.7554 | 146.3124 | 200.0945 | 305.14 | 449.3264 | 15.8319 | 30.1396 | 60.3598 | 97.2957 | -0.0029378 | -0.0033719 | -0.0043111 | -0.005539 | -2.0224 | -4.161 | -9.3277 | -13.6225 | 3400.2621 | 3503.4475 | 3723.8653 | 4112.5286
5 | 12 | 23 | 1878.4291 | 1916.9743 | 1990.4137 | 2123.8022 | 1181.3224 | 1211.9469 | 1280.8921 | 1409.1595 | -38.5521 | -70.5792 | -127.3322 | -187.0628 | 167.1185 | 226.1114 | 340.5519 | 510.5969 | 13.8029 | 26.1022 | 52.2805 | 84.7603 | -0.0029378 | -0.0033719 | -0.0043111 | -0.005539 | 4.5063 | 6.2232 | 9.7864 | 14.4691 | 3206.6242 | 3316.7754 | 3546.5881 | 3955.7196
5 | 12 | 24 | 1795.0848 | 1832.6509 | 1902.6776 | 2034.5215 | 1073.5029 | 1101.3323 | 1163.9849 | 1280.5452 | -34.6207 | -61.4448 | -107.2466 | -161.364 | 278.1517 | 369.1477 | 537.7008 | 780.3405 | 10.76 | 19.8674 | 40.2372 | 67.8444 | -0.0029378 | -0.0033719 | -0.0043111 | -0.005539 | 8.1439 | 13.122 | 22.8512 | 34.9823 | 3131.0196 | 3274.6722 | 3560.2008 | 4036.8643
5 | 13 | 1 | 1681.7694 | 1717.236 | 1782.504 | 1907.5167 | 1043.4122 | 1070.4616 | 1131.358 | 1244.6512 | -31.7862 | -55.1898 | -96.5435 | -142.4075 | 235.9603 | 314.0346 | 456.8752 | 657.7997 | 8.8395 | 16.526 | 33.4629 | 57.2583 | -0.0029378 | -0.0033719 | -0.0043111 | -0.005539 | 5.394 | 8.6902 | 15.4921 | 23.3786 | 2943.5864 | 3071.7552 | 3323.1443 | 3748.1915
5 | 13 | 2 | 1609.4293 | 1643.6194 | 1705.3851 | 1826.0972 | 1028.0174 | 1054.6677 | 1114.6656 | 1226.2872 | -30.1866 | -50.7617 | -88.968 | -130.9261 | 160.3711 | 216.9612 | 321.1745 | 468.9682 | 7.086 | 12.9367 | 26.6886 | 46.7738 | -0.0029378 | -0.0033719 | -0.0043111 | -0.005539 | 3.1517 | 5.4486 | 9.459 | 14.2923 | 2777.8659 | 2882.8685 | 3088.4005 | 3451.487
5 | 13 | 3 | 1545.2929 | 1578.3928 | 1636.8496 | 1753.0617 | 1037.5376 | 1064.4347 | 1124.9882 | 1237.6435 | -29.0589 | -48.9349 | -85.8404 | -126.1869 | 104.5813 | 144.1458 | 220.6322 | 331.9371 | 6.2744 | 12.0946 | 25.259 | 43.4057 | -0.0029378 | -0.0033719 | -0.0043111 | -0.005539 | 1.5881 | 2.746 | 5.0644 | 7.3919 | 2666.2124 | 2752.8756 | 2926.9487 | 3247.2474
5 | 13 | 4 | 1503.9825 | 1536.0019 | 1592.5939 | 1704.3039 | 1074.4349 | 1102.2884 | 1164.9954 | 1281.657 | -29.0589 | -48.9349 | -84.3149 | -126.1869 | 68.591 | 96.4137 | 156.5496 | 241.1241 | 6.4414 | 12.0946 | 25.259 | 43.5074 | -0.0029378 | -0.0033719 | -0.0043111 | -0.005539 | 0.92569 | 1.5815 | 2.9645 | 4.5432 | 2625.3135 | 2699.4419 | 2858.0432 | 3148.9431
5 | 13 | 5 | 1478.44 | 1509.5194 | 1564.0129 | 1671.3071 | 1154.0978 | 1184.0165 | 1251.3729 | 1376.6842 | -29.166 | -49.9875 | -88.968 | -131.3508 | 43.996 | 62.8919 | 108.1623 | 179.8538 | 7.086 | 13.6327 | 27.4711 | 47.218 | -0.0029378 | -0.0033719 | -0.0043111 | -0.005539 | 0.65966 | 1.2687 | 2.5748 | 3.1188 | 2655.1105 | 2721.3383 | 2864.6216 | 3146.8255
5 | 13 | 6 | 1567.7319 | 1600.9569 | 1660.1176 | 1775.1785 | 1108.6101 | 1137.3496 | 1202.0511 | 1322.4234 | -30.8422 | -54.6939 | -97.03 | -147.8796 | 30.7963 | 45.7261 | 84.9316 | 143.1056 | 9.6512 | 17.2219 | 34.7679 | 59.5501 | -63.939 | -73.1931 | -93.3534 | -120.2896 | -0.39634 | -0.5213 | -0.86458 | -1.7557 | 2621.6118 | 2672.8461 | 2790.6203 | 3030.3326
5 | 13 | 7 | 1559.0553 | 1591.1089 | 1648.7171 | 1757.6268 | 1256.6459 | 1289.2231 | 1362.5644 | 1499.0104 | -33.8602 | -62.1667 | -116.0766 | -176.7391 | 31.1951 | 50.1516 | 80.0322 | 139.7882 | 15.1004 | 26.8171 | 51.238 | 86.9504 | -391.9212 | -450.1596 | -576.8513 | -744.4972 | 0.39634 | 0.19092 | 0.65621 | 2.8097 | 2436.6116 | 2445.1653 | 2450.28 | 2564.9492
5 | 13 | 8 | 1625.0531 | 1657.1054 | 1715.8971 | 1823.6942 | 1420.5335 | 1457.3593 | 1540.2655 | 1694.5063 | -38.0059 | -72.1886 | -134.8417 | -205.5987 | 43.996 | 65.311 | 105.1888 | 176.5363 | 20.6364 | 35.8545 | 68.2307 | 115.5286 | -793.8321 | -910.0265 | -1159.0176 | -1479.2263 | 5.8283 | 9.8872 | 20.3995 | 34.0731 | 2284.2093 | 2243.3022 | 2156.1222 | 2159.5136
5 | 13 | 9 | 1713.559 | 1746.2084 | 1808.1252 | 1917.4189 | 1566.9189 | 1607.5396 | 1698.9893 | 1869.1245 | -42.5165 | -81.323 | -153.6068 | -234.0335 | 60.0967 | 85.0197 | 137.6271 | 228.3366 | 23.7743 | 41.7142 | 79.6295 | 133.8632 | -1211.2338 | -1388.6326 | -1768.8641 | -2257.0183 | 11.8412 | 20.9564 | 41.8327 | 66.1357 | 2122.4398 | 2031.4827 | 1843.7329 | 1723.827
5 | 13 | 10 | 1750.6494 | 1783.158 | 1845.5139 | 1953.3713 | 1702.7161 | 1746.8571 | 1846.2323 | 2031.1124 | -45.8995 | -88.4654 | -164.5148 | -246.2478 | 73.2963 | 106.611 | 172.2449 | 284.0251 | 22.6654 | 39.7646 | 77.542 | 130.3559 | -1539.5898 | -1765.6034 | -2251.0508 | -2877.897 | 11.8304 | 25.1445 | 49.6464 | 63.3872 | 1975.6683 | 1847.4665 | 1575.6138 | 1338.107
5 | 13 | 11 | 1764.9141 | 1796.8323 | 1859.4392 | 1964.8891 | 1794.1421 | 1840.6534 | 1945.3644 | 2140.1715 | -48.5962 | -91.1796 | -166.0403 | -243.8201 | 87.9916 | 130.7453 | 210.3769 | 340.8457 | 18.1799 | 33.2089 | 65.7587 | 111.5771 | -1963.7165 | -2253.9497 | -2882.3215 | -3706.2682 | 6.0808 | 17.0121 | 31.7053 | 30.7983 | 1658.9958 | 1473.3227 | 1064.2827 | 638.1935
5 | 13 | 12 | 1787.0576 | 1819.2999 | 1882.3749 | 1987.2352 | 1856.1867 | 1904.3063 | 2012.6385 | 2214.1823 | -51.0351 | -93.7286 | -167.2843 | -241.817 | 100.7924 | 147.9111 | 236.3276 | 378.7262 | 13.8029 | 25.8477 | 53.9754 | 92.027 | -1996.29 | -2290.7715 | -2928.2415 | -3765.7068 | 1.0641 | 3.1278 | 5.6556 | 5.2658 | 1711.5786 | 1515.9927 | 1095.4462 | 669.9127
5 | 13 | 13 | 1838.9193 | 1871.9159 | 1937.5684 | 2045.8933 | 1865.6592 | 1914.0244 | 2022.9094 | 2225.4817 | -52.6042 | -96.1124 | -168.5282 | -241.7006 | 105.1891 | 151.8002 | 246.9206 | 393.1373 | 11.2377 | 21.9741 | 47.7236 | 80.022 | -1985.8643 | -2279.9281 | -2916.7595 | -3752.4888 | 0.2606 | 0.72983 | 1.1501 | 1.5956 | 1782.7974 | 1584.4039 | 1170.9844 | 751.9405
5 | 13 | 14 | 1823.0195 | 1856.1269 | 1920.4481 | 2026.5197 | 1887.5348 | 1936.4671 | 2046.6289 | 2251.5764 | -54.2804 | -98.8267 | -172.8996 | -244.012 | 105.7068 | 150.0671 | 241.311 | 379.1477 | 10.7016 | 21.8279 | 47.5991 | 80.7934 | -1854.6985 | -2129.7748 | -2725.6468 | -3507.7511 | -0.27146 | -0.017603 | -0.08524 | -0.92172 | 1917.7124 | 1735.87 | 1357.3553 | 985.3523
5 | 13 | 15 | 1809.7716 | 1842.9548 | 1906.5401 | 2010.11 | 1902.4451 | 1951.7639 | 2062.7959 | 2269.3623 | -55.2704 | -101.2105 | -175.7456 | -248.3265 | 96.5146 | 142.1651 | 223.9767 | 345.2348 | 11.1794 | 22.2395 | 48.3816 | 82.8819 | -1693.1184 | -1944.6917 | -2489.4642 | -3201.3871 | -0.39362 | -0.53891 | -0.84564 | -0.92172 | 2071.1282 | 1912.6822 | 1575.6388 | 1256.9538
5 | 13 | 16 | 1825.3133 | 1859.8469 | 1925.6589 | 2031.2833 | 1861.2596 | 1909.5108 | 2018.139 | 2220.2336 | -56.3215 | -103.6463 | -179.9122 | -255.0687 | 48.1645 | 67.694 | 103.2978 | 157.324 | 12.0629 | 23.7586 | 51.7741 | 87.8081 | -1294.7192 | -1486.9272 | -1902.8149 | -2446.0519 | -0.65966 | -1.4773 | -2.679 | -3.2789 | 2395.0999 | 2268.7594 | 2013.4639 | 1792.2494
5 | 13 | 17 | 1836.6192 | 1871.8632 | 1939.0182 | 2046.2096 | 1831.9657 | 1879.4574 | 1986.376 | 2185.2899 | -56.245 | -104.3075 | -184.0786 | -259.0749 | 51.0656 | 71.5831 | 109.7854 | 162.9059 | 14.2942 | 27.5116 | 58.1613 | 98.7368 | -799.2476 | -918.7018 | -1177.388 | -1515.1845 | -1.9192 | -3.5801 | -6.3524 | -8.865 | 2876.5328 | 2823.826 | 2725.5219 | 2710.0178
5 | 13 | 18 | 1851.8912 | 1887.7784 | 1956.4239 | 2068.4769 | 1745.9135 | 1791.1745 | 1893.0708 | 2082.6412 | -54.4923 | -103.4201 | -183.8737 | -258.7665 | 50.0589 | 71.5831 | 109.7854 | 162.9059 | 16.4535 | 31.1009 | 63.8905 | 108.3482 | -328.4591 | -377.9566 | -484.8197 | -622.7952 | -6.773 | -12.6332 | -24.9402 | -36.1365 | 3274.5927 | 3287.6269 | 3329.537 | 3504.6739
5 | 13 | 19 | 1957.9056 | 1996.8315 | 2072.4138 | 2197.7304 | 1595.3512 | 1636.709 | 1729.8181 | 1903.0405 | -51.5813 | -99.2095 | -176.3747 | -251.2913 | 56.2599 | 78.5515 | 119.2467 | 172.376 | 17.432 | 32.6389 | 67.3345 | 113.0335 | -30.7829 | -35.5363 | -45.6145 | -57.9275 | -11.6811 | -20.8792 | -39.952 | -61.5604 | 3532.9035 | 3589.106 | 3726.8719 | 4015.4012
5 | 13 | 20 | 2078.4254 | 2119.8021 | 2200.6264 | 2336.5622 | 1562.7887 | 1603.3024 | 1694.511 | 1864.1978 | -49.7544 | -94.2246 | -167.8368 | -242.6624 | 78.3526 | 107.6478 | 158.9668 | 224.747 | 18.7295 | 34.8553 | 69.5357 | 117.6812 | -0.0029378 | -0.0033719 | -0.0043111 | -0.005539 | -12.4764 | -22.2522 | -42.7933 | -65.2807 | 3676.0625 | 3749.1273 | 3913.0056 | 4235.2395
5 | 13 | 21 | 2123.7789 | 2166.1024 | 2249.9012 | 2393.3766 | 1420.1249 | 1456.9401 | 1539.8225 | 1694.019 | -46.8435 | -88.796 | -160.3378 | -235.1872 | 133.5116 | 187.3543 | 282.9569 | 413.7106 | 19.2303 | 35.4239 | 70.9653 | 119.1 | -0.0029378 | -0.0033719 | -0.0043111 | -0.005539 | -6.2409 | -10.7565 | -20.5889 | -32.5053 | 3643.5584 | 3746.2649 | 3962.715 | 4352.5081
5 | 13 | 22 | 2001.3998 | 2041.8353 | 2120.1488 | 2258.7886 | 1287.0813 | 1320.4475 | 1395.5651 | 1535.3158 | -43.384 | -80.7663 | -144.9817 | -213.9193 | 146.3124 | 200.0945 | 305.14 | 449.3264 | 16.7955 | 31.1388 | 62.7614 | 106.463 | -0.0029378 | -0.0033719 | -0.0043111 | -0.005539 | -2.0224 | -4.161 | -9.3277 | -13.6225 | 3406.1797 | 3508.5855 | 3729.3016 | 4122.3464
5 | 13 | 23 | 1857.3935 | 1895.6984 | 1967.8652 | 2099.7449 | 1174.1548 | 1204.5935 | 1273.1205 | 1400.6096 | -38.7663 | -70.8576 | -126.0117 | -185.4844 | 170.4185 | 232.4196 | 352.7332 | 532.2931 | 14.2087 | 25.9749 | 51.7606 | 87.2554 | -0.0029378 | -0.0033719 | -0.0043111 | -0.005539 | 4.5063 | 6.2232 | 9.7864 | 14.4691 | 3181.9124 | 3294.0487 | 3529.2499 | 3948.882
5 | 13 | 24 | 1707.3024 | 1742.8609 | 1808.1389 | 1930.4835 | 1143.246 | 1172.8834 | 1239.6064 | 1363.7394 | -34.1486 | -60.6705 | -105.9261 | -157.0496 | 309.7453 | 414.8734 | 607.7306 | 896.167 | 10.2239 | 18.7599 | 38.9322 | 66.5273 | -0.0029378 | -0.0033719 | -0.0043111 | -0.005539 | 8.1439 | 13.122 | 22.8512 | 34.9823 | 3144.5099 | 3301.8257 | 3611.3288 | 4134.8444
5 | 14 | 1 | 1636.9401 | 1671.2547 | 1733.6198 | 1853.0754 | 1093.7795 | 1122.1346 | 1185.9706 | 1304.7326 | -30.1866 | -53.1977 | -93.1345 | -137.2437 | 222.7607 | 298.7515 | 445.8257 | 665.0053 | 8.1949 | 15.7204 | 32.0333 | 54.8649 | -0.0029378 | -0.0033719 | -0.0043111 | -0.005539 | 5.394 | 8.6902 | 15.4921 | 23.3786 | 2936.8797 | 3063.3503 | 3319.8027 | 3763.8075
5 | 14 | 2 | 1572.0216 | 1605.172 | 1664.7612 | 1780.9631 | 1072.8773 | 1100.6905 | 1163.3066 | 1279.7991 | -28.2962 | -49.5439 | -83.7519 | -123.0262 | 138.6772 | 190.4078 | 294.1761 | 447.7637 | 5.8686 | 11.3987 | 23.9539 | 41.2155 | -0.0029378 | -0.0033719 | -0.0043111 | -0.005539 | 3.1517 | 5.4486 | 9.459 | 14.2923 | 2764.2973 | 2863.5704 | 3071.9006 | 3441.0019
5 | 14 | 3 | 1532.5018 | 1564.8287 | 1622.0933 | 1735.0921 | 1090.0269 | 1118.2846 | 1181.9016 | 1300.2562 | -27.8242 | -47.717 | -82.2264 | -120.5985 | 83.2862 | 120.0115 | 197.4015 | 314.6206 | 5.8686 | 11.3987 | 23.7671 | 41.1139 | -0.0029378 | -0.0033719 | -0.0043111 | -0.005539 | 1.5881 | 2.746 | 5.0644 | 7.3919 | 2685.4445 | 2769.5491 | 2947.9972 | 3277.8707
5 | 14 | 4 | 1496.2348 | 1527.3719 | 1582.4314 | 1689.3382 | 1186.1248 | 1216.8738 | 1286.0993 | 1414.8881 | -28.8447 | -48.7696 | -84.0334 | -125.3376 | 50.197 | 77.6386 | 139.0125 | 234.41 | 5.8686 | 11.3987 | 23.7671 | 41.1139 | -0.0029378 | -0.0033719 | -0.0043111 | -0.005539 | 0.92569 | 1.5815 | 2.9645 | 4.5432 | 2710.5031 | 2786.0915 | 2950.237 | 3258.9502
5 | 14 | 5 | 1469.1839 | 1498.7176 | 1550.1312 | 1647.3612 | 1394.6228 | 1430.7769 | 1512.1709 | 1663.5983 | -31.2071 | -54.2503 | -96.5435 | -144.7189 | 43.5971 | 70.6701 | 127.963 | 232.1455 | 9.4123 | 17.2219 | 34.7679 | 59.2452 | -0.0029378 | -0.0033719 | -0.0043111 | -0.005539 | 0.65966 | 1.2687 | 2.5748 | 3.1188 | 2886.2657 | 2964.4015 | 3131.0601 | 3460.7446
5 | 14 | 6 | 1534.6224 | 1564.1318 | 1616.721 | 1711.1448 | 1586.5469 | 1627.6764 | 1720.2717 | 1892.5381 | -36.3734 | -68.8655 | -127.8187 | -196.5411 | 70.2956 | 107.0082 | 187.7374 | 324.5821 | 20.3975 | 35.5701 | 67.4591 | 111.8556 | -67.5244 | -77.3596 | -98.6766 | -126.7272 | -0.39634 | -0.5213 | -0.86458 | -1.7557 | 3107.5682 | 3187.6403 | 3364.8292 | 3715.0967
5 | 14 | 7 | 1442.1881 | 1467.768 | 1511.58 | 1583.6117 | 2010.6021 | 2062.7248 | 2180.0691 | 2398.3792 | -43.6113 | -85.4727 | -160.6959 | -249.0963 | 119.0867 | 180.7572 | 296.6932 | 512.2812 | 28.2816 | 48.3796 | 90.7035 | 150.9183 | -407.5677 | -466.7953 | -594.5086 | -761.3757 | 0.39634 | 0.19092 | 0.65621 | 2.8097 | 3149.3759 | 3207.5525 | 3324.4975 | 3637.5282
5 | 14 | 8 | 1367.5444 | 1388.5824 | 1424.9337 | 1477.647 | 2386.7507 | 2448.6247 | 2587.9221 | 2847.0742 | -50.9563 | -100.6969 | -188.562 | -289.4372 | 171.6053 | 256.1413 | 419.2489 | 719.9925 | 30.3106 | 52.2531 | 97.6646 | 163.7962 | -849.2375 | -973.7014 | -1241.5834 | -1589.1059 | 5.8283 | 9.8872 | 20.3995 | 34.0731 | 3061.8456 | 3081.0903 | 3120.0233 | 3364.0399
5 | 14 | 9 | 1312.5948 | 1331.2253 | 1363.1142 | 1400.5496 | 2646.0984 | 2714.6956 | 2869.1292 | 3156.4412 | -56.5946 | -107.9523 | -199.1885 | -296.4877 | 192.5917 | 286.2949 | 470.0693 | 802.9496 | 24.5859 | 43.2157 | 81.8416 | 136.0535 | -1375.4422 | -1578.3493 | -2017.163 | -2590.3878 | 11.8412 | 20.9564 | 41.8327 | 66.1357 | 2755.6752 | 2710.0863 | 2609.6354 | 2675.2541
5 | 14 | 10 | 1330.9995 | 1348.3529 | 1380.0754 | 1412.4748 | 2823.2572 | 2896.4472 | 3061.2202 | 3367.768 | -60.526 | -113.1025 | -202.2395 | -296.4877 | 183.0908 | 274.9009 | 454.1202 | 785.1413 | 18.8829 | 33.6205 | 65.2361 | 110.3992 | -1747.3128 | -2005.4842 | -2564.7031 | -3297.9802 | 11.8304 | 25.1445 | 49.6464 | 63.3872 | 2560.222 | 2459.8793 | 2243.3557 | 2144.7027
5 | 14 | 11 | 1374.9104 | 1392.6101 | 1425.3073 | 1455.9728 | 2933.4268 | 3009.4728 | 3180.6756 | 3499.1856 | -63.8019 | -117.6437 | -208.213 | -301.1105 | 165.4945 | 249.4204 | 418.7084 | 728.3208 | 15.1872 | 28.0816 | 56.1875 | 93.2425 | -1977.311 | -2269.6433 | -2902.5105 | -3731.4975 | 6.0808 | 17.0121 | 31.7053 | 30.7983 | 2453.9868 | 2309.3101 | 2001.8607 | 1774.912
5 | 14 | 12 | 1382.5478 | 1400.0527 | 1432.4333 | 1460.7438 | 3012.5707 | 3090.6683 | 3266.4903 | 3593.5936 | -66.6057 | -121.2453 | -212.5844 | -299.1075 | 158.8947 | 238.5629 | 400.0395 | 695.461 | 10.9989 | 21.5625 | 44.989 | 75.8826 | -2090.7137 | -2399.9085 | -3069.2218 | -3945.5481 | 1.0641 | 3.1278 | 5.6556 | 5.2658 | 2408.7568 | 2232.8204 | 1867.8014 | 1586.2911
5 | 14 | 13 | 1413.4426 | 1431.3256 | 1464.9527 | 1494.4295 | 3053.3668 | 3132.522 | 3310.7249 | 3642.2579 | -68.8305 | -124.4034 | -216.6743 | -300.9942 | 150.7992 | 229.1753 | 383.2964 | 657.5804 | 9.4842 | 19.3286 | 42.2544 | 70.7531 | -2079.7557 | -2387.724 | -3054.4538 | -3926.9159 | 0.2606 | 0.72983 | 1.1501 | 1.5956 | 2478.7672 | 2300.9541 | 1931.2503 | 1638.7064
5 | 14 | 14 | 1375.5448 | 1392.5107 | 1424.244 | 1451.5797 | 3058.9997 | 3138.301 | 3316.8326 | 3648.9772 | -70.3995 | -127.8398 | -219.2388 | -303.3055 | 139.7126 | 210.8283 | 352.4795 | 603.043 | 7.7307 | 16.9849 | 37.7679 | 62.3571 | -1931.0255 | -2217.1007 | -2836.5747 | -3646.8778 | -0.27146 | -0.017603 | -0.08524 | -0.92172 | 2580.2913 | 2413.6669 | 2075.4253 | 1814.852
5 | 14 | 15 | 1386.63 | 1404.7803 | 1437.0406 | 1467.0934 | 3008.4346 | 3086.4251 | 3262.0056 | 3588.6599 | -71.313 | -129.5014 | -223.6103 | -304.8839 | 127.7094 | 192.8527 | 323.4712 | 542.9748 | 7.5638 | 16.289 | 37.6434 | 62.1539 | -1676.8384 | -1925.5576 | -2463.8037 | -3167.1904 | -0.39362 | -0.53891 | -0.84564 | -0.92172 | 2781.7928 | 2644.7493 | 2371.9012 | 2187.8859
5 | 14 | 16 | 1525.5266 | 1547.6755 | 1588.4281 | 1635.9883 | 2841.4897 | 2915.1522 | 3080.9894 | 3389.5169 | -71.0988 | -130.9978 | -226.4563 | -306.887 | 63.9373 | 93.8243 | 149.8781 | 240.0183 | 8.5192 | 18.504 | 41.8184 | 69.1686 | -1353.8652 | -1554.4539 | -1988.1475 | -2553.2849 | -0.65966 | -1.4773 | -2.679 | -3.2789 | 3013.8492 | 2888.2272 | 2643.8313 | 2471.2412
5 | 14 | 17 | 1683.424 | 1710.2203 | 1761.9414 | 1830.191 | 2593.8366 | 2661.079 | 2812.4625 | 3094.0999 | -69.8947 | -130.1104 | -226.4563 | -310.8931 | 70.5371 | 102.1391 | 159.0857 | 252.2444 | 12.2068 | 23.7586 | 51.4628 | 86.6678 | -836.7571 | -961.2594 | -1230.2464 | -1579.8329 | -1.9192 | -3.5801 | -6.3524 | -8.865 | 3451.4335 | 3402.247 | 3321.8973 | 3363.6121
5 | 14 | 18 | 1878.6418 | 1911.8622 | 1977.2657 | 2070.8491 | 2264.5336 | 2323.2392 | 2455.4036 | 2701.2855 | -66.4658 | -125.7345 | -220.5593 | -307.8488 | 86.03 | 122.9206 | 186.0842 | 281.787 | 16.4304 | 29.9934 | 62.7235 | 107.2079 | -343.0432 | -394.4135 | -505.1069 | -647.5604 | -6.773 | -12.6332 | -24.9402 | -36.1365 | 3829.3538 | 3855.2341 | 3930.8705 | 4169.5837
5 | 14 | 19 | 2068.3888 | 2106.7279 | 2184.2696 | 2302.6118 | 1956.8802 | 2007.6102 | 2121.8192 | 2334.2962 | -61.0417 | -115.9301 | -208.4074 | -296.0591 | 92.6299 | 129.8891 | 195.5454 | 290.1248 | 20.3297 | 36.9606 | 75.2893 | 127.063 | -34.3946 | -39.7213 | -51.1514 | -65.5433 | -11.6811 | -20.8792 | -39.952 | -61.5604 | 4031.1112 | 4104.6573 | 4277.4128 | 4630.9329
5 | 14 | 20 | 2192.5006 | 2233.9943 | 2318.0579 | 2449.9524 | 1843.1358 | 1890.9171 | 1998.4876 | 2198.6143 | -55.3598 | -106.2387 | -191.5259 | -278.2602 | 102.1308 | 143.9755 | 215.8866 | 313.4448 | 21.9393 | 40.2845 | 80.2875 | 133.5583 | -0.0029378 | -0.0033719 | -0.0043111 | -0.005539 | -12.4764 | -22.2522 | -42.7933 | -65.2807 | 4091.8673 | 4180.6772 | 4378.3961 | 4752.0233
5 | 14 | 21 | 2264.854 | 2308.8444 | 2397.7155 | 2543.4485 | 1605.5828 | 1647.2058 | 1740.912 | 1915.2454 | -50.8492 | -96.5474 | -173.3238 | -250.6748 | 193.119 | 271.1768 | 417.9476 | 615.8305 | 20.1722 | 36.962 | 74.098 | 123.3788 | -0.0029378 | -0.0033719 | -0.0043111 | -0.005539 | -6.2409 | -10.7565 | -20.5889 | -32.5053 | 4026.635 | 4156.8818 | 4436.7561 | 4914.7176
5 | 14 | 22 | 2157.3436 | 2200.3959 | 2284.8894 | 2429.9857 | 1402.0103 | 1438.3559 | 1520.1811 | 1672.4106 | -45.3486 | -84.8639 | -150.4688 | -217.9254 | 212.1208 | 292.7682 | 440.1305 | 643.1086 | 16.6435 | 30.2966 | 61.3318 | 103.2982 | -0.0029378 | -0.0033719 | -0.0043111 | -0.005539 | -2.0224 | -4.161 | -9.3277 | -13.6225 | 3740.7443 | 3872.7885 | 4146.7321 | 4617.2496
5 | 14 | 23 | 2014.6078 | 2055.1206 | 2134.3436 | 2275.6316 | 1231.5981 | 1263.526 | 1335.4055 | 1469.1317 | -39.2384 | -72.0756 | -128.5761 | -184.3267 | 318.6249 | 426.7419 | 617.8148 | 894.2727 | 13.0279 | 24.4735 | 49.8085 | 82.5701 | -0.0029378 | -0.0033719 | -0.0043111 | -0.005539 | 4.5063 | 6.2232 | 9.7864 | 14.4691 | 3543.1237 | 3704.0061 | 4018.5783 | 4551.7429
5 | 14 | 24 | 1895.9906 | 1935.4283 | 2009.7519 | 2145.5718 | 1135.9941 | 1165.4436 | 1231.7433 | 1355.089 | -34.4065 | -61.2795 | -106.965 | -156.2002 | 309.7453 | 414.8734 | 607.7306 | 896.167 | 10.057 | 18.6137 | 38.8076 | 65.1084 | -0.0029378 | -0.0033719 | -0.0043111 | -0.005539 | 8.1439 | 13.122 | 22.8512 | 34.9823 | 3325.5216 | 3486.198 | 3803.9152 | 4340.7127
5 | 15 | 1 | 1792.6517 | 1830.5059 | 1899.9063 | 2030.4484 | 1088.5045 | 1116.7229 | 1180.251 | 1298.4402 | -30.5821 | -52.3103 | -91.609 | -138.822 | 222.7607 | 298.7515 | 445.8257 | 665.0053 | 7.4918 | 13.917 | 28.7761 | 50.2812 | -0.0029378 | -0.0033719 | -0.0043111 | -0.005539 | 5.394 | 8.6902 | 15.4921 | 23.71 | 3086.2177 | 3216.2738 | 3478.6379 | 3929.0575
5 | 15 | 2 | 1709.3982 | 1745.4036 | 1811.388 | 1936.9826 | 1070.0211 | 1097.7603 | 1160.2097 | 1276.392 | -28.2197 | -49.5439 | -85.354 | -125.0293 | 138.6772 | 190.4078 | 294.1761 | 447.7637 | 6.0356 | 11.3987 | 23.9539 | 41.2155 | -0.0029378 | -0.0033719 | -0.0043111 | -0.005539 | 3.1517 | 5.4486 | 9.459 | 14.2923 | 2899.0611 | 3000.8718 | 3213.8284 | 3591.6112
5 | 15 | 3 | 1650.3998 | 1685.191 | 1747.8935 | 1868.8673 | 1088.7191 | 1116.943 | 1180.4837 | 1298.6962 | -27.7476 | -47.8822 | -82.2264 | -125.0293 | 83.2862 | 120.0115 | 197.4015 | 314.6206 | 6.0356 | 11.3987 | 23.4314 | 41.1139 | -0.0029378 | -0.0033719 | -0.0043111 | -0.005539 | 1.5881 | 2.746 | 5.0644 | 7.3919 | 2802.2782 | 2888.4046 | 3072.0437 | 3405.655
5 | 15 | 4 | 1587.6708 | 1620.3849 | 1679.7596 | 1792.6406 | 1186.5769 | 1217.3376 | 1286.5895 | 1415.4274 | -28.7682 | -49.7091 | -85.354 | -129.7684 | 50.197 | 77.6386 | 139.0125 | 234.41 | 6.4414 | 11.8103 | 24.7364 | 42.4311 | -0.0029378 | -0.0033719 | -0.0043111 | -0.005539 | 0.92569 | 1.5815 | 2.9645 | 4.8745 | 2803.0406 | 2879.0403 | 3047.7042 | 3360.0096
5 | 15 | 5 | 1550.8523 | 1581.5501 | 1637.2347 | 1739.7146 | 1394.8349 | 1430.9945 | 1512.4009 | 1663.8513 | -31.6791 | -55.1898 | -99.671 | -151.4611 | 43.5971 | 70.6701 | 127.963 | 232.1455 | 10.76 | 19.1715 | 38.2851 | 63.9305 | -0.0029378 | -0.0033719 | -0.0043111 | -0.005539 | 0.65966 | 1.2687 | 2.5748 | 3.4502 | 2969.0218 | 3048.4617 | 3218.7831 | 3551.6255
5 | 15 | 6 | 1604.5443 | 1634.8406 | 1690.8783 | 1789.8093 | 1590.61 | 1631.8449 | 1724.6772 | 1897.3848 | -35.8248 | -68.8655 | -127.8187 | -196.5411 | 70.2956 | 107.0082 | 187.7374 | 324.5821 | 19.8614 | 34.0321 | 64.849 | 108.6908 | -71.0722 | -81.4421 | -104.024 | -134.0233 | -0.39634 | -0.5213 | -0.86458 | -1.4244 | 3178.0179 | 3256.8969 | 3435.4346 | 3788.4783
5 | 15 | 7 | 1511.7076 | 1538.0014 | 1585.8627 | 1662.5935 | 2008.7295 | 2060.8037 | 2178.0387 | 2396.1454 | -43.1698 | -84.5854 | -159.1705 | -249.0963 | 119.0867 | 180.7572 | 296.6932 | 512.2812 | 27.1727 | 46.8415 | 86.7883 | 145.36 | -364.3893 | -417.3755 | -531.4014 | -679.655 | 0.39634 | 0.19092 | 0.65621 | 1.2754 | 3259.5337 | 3324.6339 | 3457.4673 | 3788.9042
5 | 15 | 8 | 1411.7377 | 1434.4263 | 1473.6354 | 1529.7285 | 2374.0395 | 2435.584 | 2574.1395 | 2831.9114 | -50.8798 | -97.3736 | -181.0631 | -279.959 | 171.6053 | 256.1413 | 419.2489 | 719.9925 | 26.5281 | 45.4497 | 85.4833 | 143.3731 | -844.2783 | -969.0129 | -1238.1759 | -1588.121 | 5.8283 | 9.8872 | 20.3995 | 34.1343 | 3094.5809 | 3115.1019 | 3153.6675 | 3391.0598
5 | 15 | 9 | 1352.6361 | 1373.3173 | 1407.0806 | 1449.2609 | 2637.5728 | 2705.9491 | 2859.8851 | 3146.2714 | -56.4415 | -104.516 | -188.8436 | -289.0125 | 192.5917 | 286.2949 | 470.0693 | 802.9496 | 19.0498 | 33.6205 | 64.191 | 109.5262 | -1381.0881 | -1585.4849 | -2028.3223 | -2608.8377 | 11.8412 | 20.9564 | 41.8327 | 69.3018 | 2776.162 | 2730.1374 | 2625.8928 | 2679.4597
5 | 15 | 10 | 1397.073 | 1418.1185 | 1452.6439 | 1492.2243 | 2817.1951 | 2890.2279 | 3054.6472 | 3360.5367 | -60.845 | -109.8314 | -193.2151 | -293.6353 | 183.0908 | 274.9009 | 454.1202 | 785.1413 | 11.8105 | 21.9741 | 44.3284 | 76.3267 | -1693.741 | -1944.9881 | -2489.4425 | -3202.983 | 11.8304 | 25.1445 | 49.6464 | 82.2783 | 2666.4137 | 2575.5464 | 2372.7284 | 2299.8891
5 | 15 | 11 | 1417.7782 | 1438.2418 | 1473.1891 | 1510.2913 | 2922.4911 | 2998.2535 | 3168.8182 | 3486.1407 | -64.1209 | -114.3725 | -199.1885 | -302.6889 | 165.4945 | 249.4204 | 418.7084 | 728.3208 | 8.1949 | 16.1144 | 33.8501 | 59.8398 | -1971.6632 | -2263.7252 | -2896.3328 | -3724.5894 | 6.0808 | 17.0121 | 31.7053 | 52.0341 | 2484.2553 | 2340.9445 | 2030.7498 | 1809.3484
5 | 15 | 12 | 1460.5273 | 1481.651 | 1518.2755 | 1555.7631 | 2990.0762 | 3067.5907 | 3242.0998 | 3566.7607 | -65.9042 | -117.8089 | -203.56 | -309.3148 | 158.8947 | 238.5629 | 400.0395 | 695.461 | 6.1075 | 12.6632 | 28.1209 | 51.5455 | -2091.6032 | -2401.3625 | -3072.1721 | -3949.8026 | 1.0641 | 3.1278 | 5.6556 | 9.66 | 2459.1624 | 2284.4242 | 1918.4592 | 1620.0729
5 | 15 | 13 | 1514.2246 | 1536.4625 | 1574.8315 | 1613.8465 | 3044.6009 | 3123.5289 | 3301.2202 | 3631.8013 | -68.0524 | -120.358 | -206.611 | -313.5128 | 150.7992 | 229.1753 | 383.2964 | 657.5804 | 5.3108 | 11.2714 | 26.6913 | 48.7078 | -2020.125 | -2320.1146 | -2969.8824 | -3819.8948 | 0.2606 | 0.72983 | 1.1501 | 1.927 | 2627.0187 | 2460.6954 | 2110.6961 | 1820.4554
5 | 15 | 14 | 1462.5651 | 1483.5809 | 1518.9928 | 1553.8122 | 3049.6609 | 3128.7201 | 3306.7067 | 3637.8373 | -69.545 | -122.1327 | -209.3803 | -318.1356 | 139.7126 | 210.8283 | 352.4795 | 603.043 | 4.9769 | 10.4293 | 25.9088 | 47.1873 | -1881.1351 | -2160.7989 | -2766.5234 | -3558.4634 | -0.27146 | -0.017603 | -0.08524 | -0.86046 | 2705.964 | 2550.6094 | 2228.0989 | 1964.4204
5 | 15 | 15 | 1480.8236 | 1501.1376 | 1538.2014 | 1576.6525 | 3001.3146 | 3079.1205 | 3254.2855 | 3580.1666 | -70.5655 | -124.5165 | -213.7517 | -320.0223 | 127.7094 | 192.8527 | 323.4712 | 542.9748 | 4.81 | 10.4293 | 26.3068 | 48.7301 | -1613.1452 | -1853.2491 | -2373.1504 | -3052.2548 | -0.39362 | -0.53891 | -0.84564 | -1.5232 | 2930.5533 | 2805.2356 | 2554.5171 | 2374.7237
5 | 15 | 16 | 1578.7996 | 1601.3395 | 1644.8619 | 1697.1896 | 2834.9024 | 2908.3942 | 3073.8469 | 3381.6591 | -70.5655 | -124.3512 | -213.4702 | -324.3367 | 63.9373 | 93.8243 | 149.8781 | 240.0183 | 5.6935 | 11.8211 | 28.9169 | 52.2375 | -1247.195 | -1433.2206 | -1835.8504 | -2360.7701 | -0.65966 | -1.4773 | -2.679 | -3.6103 | 3164.9127 | 3056.3301 | 2845.5042 | 2682.3873
5 | 15 | 17 | 1763.0602 | 1791.6547 | 1846.4808 | 1921.5694 | 2593.031 | 2660.2525 | 2811.589 | 3093.1389 | -68.5986 | -124.5165 | -216.5978 | -329.0759 | 70.5371 | 102.1391 | 159.0857 | 252.2444 | 8.997 | 16.7006 | 37.7788 | 67.3056 | -797.8209 | -917.2826 | -1175.623 | -1511.2281 | -1.9192 | -3.5801 | -6.3524 | -9.4664 | 3567.2865 | 3525.3678 | 3456.3611 | 3484.4878
5 | 15 | 18 | 1924.299 | 1958.7056 | 2024.9449 | 2124.0932 | 2272.528 | 2331.4408 | 2464.0718 | 2710.8217 | -64.7742 | -120.1405 | -209.3803 | -320.1387 | 86.03 | 122.9206 | 186.0842 | 281.787 | 12.8515 | 22.6511 | 49.0395 | 85.9827 | -330.6759 | -380.5488 | -488.1617 | -626.8324 | -6.773 | -12.6332 | -24.9402 | -40.8008 | 3893.4854 | 3922.3956 | 4001.6582 | 4214.9127
5 | 15 | 19 | 2133.0073 | 2173.4306 | 2253.1439 | 2378.834 | 1961.1168 | 2011.9567 | 2126.4129 | 2339.3499 | -58.771 | -110.284 | -195.6263 | -296.8676 | 92.6299 | 129.8891 | 195.5454 | 290.1248 | 15.8807 | 28.0627 | 58.1504 | 101.2541 | -30.7829 | -35.5363 | -45.6145 | -57.9275 | -11.6811 | -20.8792 | -39.952 | -65.0218 | 4101.3998 | 4176.6396 | 4352.0598 | 4689.746
5 | 15 | 20 | 2230.8777 | 2273.4083 | 2359.0622 | 2495.5968 | 1834.9045 | 1882.4724 | 1989.5625 | 2188.7955 | -53.5306 | -101.5322 | -183.1928 | -278.4521 | 102.1308 | 143.9755 | 215.8866 | 313.4448 | 18.7295 | 33.5108 | 67.0638 | 116.8305 | -0.0029378 | -0.0033719 | -0.0043111 | -0.005539 | -12.4764 | -22.2522 | -42.7933 | -69.3436 | 4120.6325 | 4209.5793 | 4405.5845 | 4766.8662
5 | 15 | 21 | 2319.0455 | 2364.0416 | 2455.6348 | 2606.4123 | 1601.7452 | 1643.2687 | 1736.7509 | 1910.6676 | -48.6551 | -93.2241 | -167.9134 | -254.8728 | 193.119 | 271.1768 | 417.9476 | 615.8305 | 19.0634 | 34.3164 | 67.9708 | 116.0591 | -0.0029378 | -0.0033719 | -0.0043111 | -0.005539 | -6.2409 | -10.7565 | -20.5889 | -33.3769 | 4078.0742 | 4208.8196 | 4489.7975 | 4960.7143
5 | 15 | 22 | 2216.1353 | 2260.1162 | 2348.008 | 2498.1813 | 1388.5518 | 1424.5485 | 1505.5883 | 1656.3565 | -43.4888 | -83.3675 | -149.2248 | -224.5513 | 212.1208 | 292.7682 | 440.1305 | 643.1086 | 17.6071 | 31.8347 | 62.7614 | 107.336 | -0.0029378 | -0.0033719 | -0.0043111 | -0.005539 | -2.0224 | -4.161 | -9.3277 | -15.427 | 3788.9009 | 3921.7358 | 4197.9314 | 4664.9986
5 | 15 | 23 | 2066.7673 | 2108.7038 | 2190.4003 | 2335.5909 | 1226.5769 | 1258.3746 | 1329.961 | 1463.1421 | -37.8506 | -69.5266 | -124.2047 | -188.6412 | 318.6249 | 426.7419 | 617.8148 | 894.2727 | 13.2668 | 24.1891 | 48.5034 | 83.4431 | -0.0029378 | -0.0033719 | -0.0043111 | -0.005539 | 4.5063 | 6.2232 | 9.7864 | 13.8676 | 3591.8887 | 3754.7026 | 4072.2569 | 4601.6696
5 | 15 | 24 | 1953.5568 | 1994.1035 | 2071.289 | 2211.7638 | 1131.5273 | 1160.8609 | 1226.9 | 1349.7606 | -33.3094 | -59.6179 | -103.9141 | -155.8919 | 309.7453 | 414.8734 | 607.7306 | 896.167 | 9.8181 | 17.9178 | 36.1975 | 62.8166 | -0.0029378 | -0.0033719 | -0.0043111 | -0.005539 | 8.1439 | 13.122 | 22.8512 | 35.3136 | 3379.479 | 3541.2563 | 3861.0498 | 4399.9243
5 | 16 | 1 | 1849.8378 | 1888.4941 | 1961.0494 | 2096.4525 | 1083.8653 | 1111.9634 | 1175.2208 | 1292.9063 | -30.475 | -53.0845 | -92.9295 | -141.2498 | 222.7607 | 298.7515 | 445.8257 | 665.0053 | 9.0065 | 15.8301 | 32.9403 | 55.309 | -0.0029378 | -0.0033719 | -0.0043111 | -0.005539 | 5.394 | 8.6902 | 15.4921 | 23.71 | 3140.3864 | 3270.6413 | 3537.5945 | 3992.1277
5 | 16 | 2 | 1769.409 | 1806.6279 | 1875.5613 | 2006.0911 | 1068.5964 | 1096.2986 | 1158.6649 | 1274.6925 | -28.6917 | -47.7691 | -83.547 | -125.0293 | 138.6772 | 190.4078 | 294.1761 | 447.7637 | 5.8686 | 10.7028 | 23.2446 | 39.3679 | -0.0029378 | -0.0033719 | -0.0043111 | -0.005539 | 3.282 | 5.4486 | 9.459 | 14.2923 | 2957.1385 | 3061.7133 | 3277.5545 | 3657.1726
5 | 16 | 3 | 1710.7426 | 1746.7452 | 1812.7581 | 1938.2533 | 1087.6575 | 1115.8539 | 1179.3325 | 1297.4298 | -28.2197 | -47.6039 | -82.2264 | -122.7179 | 83.2862 | 120.0115 | 197.4015 | 314.6206 | 5.8686 | 10.7028 | 21.9395 | 37.8474 | -0.0029378 | -0.0033719 | -0.0043111 | -0.005539 | 1.7835 | 2.746 | 5.0644 | 7.3919 | 2861.1159 | 2948.452 | 3134.2653 | 3472.8196
5 | 16 | 4 | 1653.1156 | 1687.3367 | 1750.1379 | 1867.9125 | 1183.9158 | 1214.6075 | 1283.7041 | 1412.2531 | -28.7682 | -48.6565 | -85.354 | -127.0323 | 50.197 | 77.6386 | 139.0125 | 234.41 | 5.8686 | 11.1144 | 22.722 | 39.1646 | -0.0029378 | -0.0033719 | -0.0043111 | -0.005539 | 1.056 | 1.5815 | 2.9645 | 4.8745 | 2865.3818 | 2943.6189 | 3113.1827 | 3431.5768
5 | 16 | 5 | 1617.6719 | 1650.1159 | 1708.9414 | 1816.175 | 1393.2683 | 1429.3872 | 1510.7022 | 1661.9826 | -31.6791 | -55.9641 | -97.864 | -149.1497 | 43.5971 | 70.6701 | 127.963 | 232.1455 | 10.3542 | 18.4756 | 35.5504 | 60.7657 | -0.0029378 | -0.0033719 | -0.0043111 | -0.005539 | 0.78996 | 1.2687 | 2.5748 | 3.4502 | 3033.9993 | 3113.9502 | 3287.8635 | 3625.3636
5 | 16 | 6 | 1666.8677 | 1699.1819 | 1758.5571 | 1861.8624 | 1585.9647 | 1627.0791 | 1719.6404 | 1891.8436 | -36.2968 | -67.8128 | -124.4862 | -191.8019 | 70.2956 | 107.0082 | 187.7374 | 324.5821 | 18.3101 | 31.8347 | 60.0999 | 101.8153 | -70.9947 | -81.2489 | -103.5752 | -133.4722 | -0.26603 | -0.5213 | -0.86458 | -1.4244 | 3233.8805 | 3315.5209 | 3497.1088 | 3853.405
5 | 16 | 7 | 1600.1429 | 1628.7691 | 1680.478 | 1764.8386 | 1984.2027 | 2035.641 | 2151.4446 | 2366.8883 | -43.6419 | -83.3675 | -155.7614 | -241.6211 | 119.0867 | 180.7572 | 296.6932 | 512.2812 | 23.7743 | 41.4299 | 77.2794 | 129.5205 | -385.8396 | -443.023 | -566.9913 | -729.91 | 0.1303 | 0.19092 | 1.7873 | 1.2754 | 3297.8555 | 3360.3977 | 3484.9299 | 3803.2728
5 | 16 | 8 | 1542.0677 | 1566.9958 | 1612.8093 | 1679.8582 | 2324.9609 | 2385.233 | 2520.9241 | 2773.3672 | -51.4283 | -94.4941 | -173.0011 | -265.7415 | 171.6053 | 256.1413 | 419.2489 | 719.9925 | 22.4266 | 38.7843 | 73.2397 | 123.7213 | -878.2532 | -1008.6973 | -1291.6725 | -1663.4262 | 5.6926 | 9.8872 | 17.2388 | 34.1343 | 3137.0715 | 3153.8502 | 3178.7874 | 3401.9057
5 | 16 | 9 | 1603.0705 | 1627.3187 | 1673.5322 | 1737.6833 | 2561.0067 | 2627.3981 | 2776.8655 | 3054.9383 | -57.4315 | -100.7491 | -182.1021 | -277.1065 | 192.5917 | 286.2949 | 470.0693 | 802.9496 | 16.5566 | 29.3354 | 56.7073 | 96.321 | -1316.8009 | -1512.4339 | -1936.7114 | -2493.4936 | 12.091 | 20.9564 | 35.2597 | 69.3018 | 3011.0841 | 2978.1205 | 2893.6205 | 2990.594
5 | 16 | 10 | 1670.8186 | 1696.0222 | 1743.3429 | 1805.9272 | 2719.4462 | 2789.945 | 2948.6594 | 3243.9354 | -61.9421 | -105.2902 | -185.153 | -281.8456 | 183.0908 | 274.9009 | 454.1202 | 785.1413 | 10.9989 | 20.1518 | 40.9466 | 69.8954 | -1639.7961 | -1883.4048 | -2411.6295 | -3104.6661 | 14.6699 | 25.1445 | 42.0613 | 82.2783 | 2897.2862 | 2817.4692 | 2632.3479 | 2600.6659
5 | 16 | 11 | 1711.4634 | 1737.2108 | 1785.1223 | 1845.5962 | 2842.7832 | 2916.4793 | 3082.392 | 3391.0599 | -65.9807 | -109.9966 | -191.1266 | -289.3208 | 165.4945 | 249.4204 | 418.7084 | 728.3208 | 8.6007 | 16.1144 | 34.11 | 59.4109 | -1899.0429 | -2180.6302 | -2790.955 | -3591.2705 | 10.1853 | 17.0121 | 26.5151 | 52.0341 | 2773.5035 | 2645.6102 | 2364.7662 | 2195.8306
5 | 16 | 12 | 1814.1664 | 1841.5836 | 1893.6102 | 1959.2877 | 2918.0586 | 2993.7061 | 3164.0121 | 3480.8534 | -68.1289 | -112.7109 | -193.9725 | -296.3713 | 158.8947 | 238.5629 | 400.0395 | 695.461 | 6.2744 | 12.5251 | 27.0758 | 48.9264 | -1945.8538 | -2235.2225 | -2862.5583 | -3685.0796 | 1.7971 | 3.1278 | 8.4645 | 9.66 | 2885.2084 | 2741.5721 | 2436.6713 | 2212.7375
5 | 16 | 13 | 1900.8904 | 1929.6347 | 1986.1457 | 2057.4115 | 2954.7614 | 3031.3604 | 3203.8085 | 3524.6349 | -70.8256 | -115.4251 | -196.8185 | -303.4219 | 150.7992 | 229.1753 | 383.2964 | 657.5804 | 5.8686 | 11.683 | 25.7707 | 47.406 | -1909.2729 | -2193.4385 | -2809.3684 | -3616.1424 | 0.39091 | 0.72983 | 3.0226 | 1.927 | 3032.612 | 2893.7196 | 2595.8571 | 2369.3954
5 | 16 | 14 | 1912.5841 | 1941.1415 | 1999.0664 | 2070.512 | 2966.9224 | 3043.8367 | 3216.9945 | 3539.1414 | -72.9738 | -118.9137 | -198.3439 | -307.7364 | 139.7126 | 210.8283 | 352.4795 | 603.043 | 4.905 | 10.145 | 23.4341 | 43.6953 | -1786.9415 | -2052.864 | -2628.9186 | -3382.2737 | -0.010859 | -0.017603 | 0.48032 | -0.86046 | 3164.198 | 3034.1562 | 2765.1923 | 2565.5211
5 | 16 | 15 | 2010.1126 | 2040.8708 | 2104.5233 | 2185.4625 | 2910.0014 | 2985.4401 | 3155.2758 | 3471.2422 | -72.9738 | -118.9137 | -196.4603 | -312.0507 | 127.7094 | 192.8527 | 323.4712 | 542.9748 | 4.4992 | 9.7334 | 22.129 | 42.1749 | -1666.859 | -1913.3049 | -2446.3075 | -3141.6743 | -0.26332 | -0.53891 | -0.47491 | -1.5232 | 3312.2265 | 3196.1394 | 2962.1566 | 2786.6061
5 | 16 | 16 | 2174.2571 | 2210.102 | 2283.6616 | 2384.3205 | 2754.1053 | 2825.5025 | 2986.2397 | 3285.279 | -73.4459 | -119.688 | -194.6534 | -314.9031 | 63.9373 | 93.8243 | 149.8781 | 240.0183 | 5.5497 | 11.683 | 26.1687 | 50.2659 | -1307.2882 | -1500.9824 | -1919.8584 | -2465.8871 | -0.92026 | -1.4773 | -2.1134 | -3.6103 | 3616.1951 | 3518.9643 | 3329.3229 | 3175.483
5 | 16 | 17 | 2354.098 | 2395.579 | 2479.4079 | 2603.7097 | 2517.6923 | 2582.9608 | 2729.9003 | 3003.27 | -71.8768 | -119.7401 | -192.8464 | -317.3309 | 70.5371 | 102.1391 | 159.0857 | 252.2444 | 8.9481 | 17.1122 | 35.0306 | 65.4357 | -832.2683 | -955.8811 | -1222.8596 | -1569.3924 | -2.1853 | -3.5801 | -4.6747 | -9.4664 | 4044.9452 | 4018.5898 | 3983.0438 | 4028.47
5 | 16 | 18 | 2594.7581 | 2643.1927 | 2741.066 | 2895.3758 | 2219.3486 | 2276.8829 | 2406.4102 | 2647.3859 | -68.0524 | -115.1989 | -189.5139 | -315.0196 | 86.03 | 122.9206 | 186.0842 | 281.787 | 13.9114 | 25.581 | 49.026 | 90.8866 | -338.1546 | -389.0295 | -498.778 | -640.2256 | -7.5711 | -12.6332 | -20.7864 | -40.8008 | 4500.2701 | 4551.7155 | 4673.508 | 4919.3892
5 | 16 | 19 | 2733.9005 | 2786.3754 | 2894.3744 | 3068.7955 | 1932.9664 | 1983.0765 | 2095.8898 | 2305.7702 | -61.2865 | -107.7261 | -178.8874 | -293.327 | 92.6299 | 129.8891 | 195.5454 | 290.1248 | 16.2377 | 29.728 | 57.4898 | 103.7646 | -35.281 | -40.7681 | -52.6123 | -67.7233 | -12.3489 | -20.8792 | -35.993 | -65.0218 | 4666.8182 | 4759.6955 | 4975.8066 | 5342.3832
5 | 16 | 20 | 2836.9047 | 2892.0174 | 3006.831 | 3191.2766 | 1816.0115 | 1863.0896 | 1969.077 | 2166.2586 | -56.3038 | -98.7569 | -170.0679 | -271.518 | 102.1308 | 143.9755 | 215.8866 | 313.4448 | 18.0129 | 32.2463 | 63.5439 | 110.8433 | -0.0029378 | -0.0033719 | -0.0043111 | -0.005539 | -13.2746 | -22.2522 | -39.7707 | -69.3436 | 4703.4785 | 4810.3163 | 5045.4956 | 5440.9562
5 | 16 | 21 | 2826.0278 | 2881.4071 | 2997.6567 | 3187.6694 | 1583.0899 | 1624.1298 | 1716.5233 | 1888.4143 | -50.6962 | -89.7877 | -154.9934 | -243.5078 | 193.119 | 271.1768 | 417.9476 | 615.8305 | 16.4046 | 29.6007 | 58.9817 | 101.981 | -0.0029378 | -0.0033719 | -0.0043111 | -0.005539 | -6.5124 | -10.7565 | -19.4767 | -33.3769 | 4561.4299 | 4705.7669 | 5016.6348 | 5517.005
5 | 16 | 22 | 2580.0367 | 2631.3437 | 2737.9351 | 2916.002 | 1386.1181 | 1422.0518 | 1502.9494 | 1653.4534 | -45.2721 | -80.5401 | -140.9579 | -219.5038 | 212.1208 | 292.7682 | 440.1305 | 643.1086 | 15.593 | 27.9246 | 55.6622 | 95.5496 | -0.0029378 | -0.0033719 | -0.0043111 | -0.005539 | -2.2939 | -4.161 | -9.1518 | -15.427 | 4146.2998 | 4289.3838 | 4586.5632 | 5073.1773
5 | 16 | 23 | 2336.7711 | 2384.3891 | 2480.2143 | 2646.348 | 1223.3668 | 1255.0813 | 1326.4803 | 1459.3129 | -38.8711 | -69.5788 | -123.9997 | -188.7576 | 318.6249 | 426.7419 | 617.8148 | 894.2727 | 14.3756 | 25.6906 | 50.1929 | 85.3061 | -0.0029378 | -0.0033719 | -0.0043111 | -0.005539 | 4.2348 | 6.2232 | 9.2208 | 13.8676 | 3858.4992 | 4028.5439 | 4359.9192 | 4910.3441
5 | 16 | 24 | 2209.2891 | 2255.2181 | 2345.2467 | 2505.6379 | 1127.7529 | 1156.9887 | 1222.8075 | 1345.2583 | -33.7814 | -59.5048 | -105.2346 | -160.6311 | 309.7453 | 414.8734 | 607.7306 | 896.167 | 11.4047 | 20.5633 | 41.2065 | 69.1616 | -0.0029378 | -0.0033719 | -0.0043111 | -0.005539 | 8.1439 | 13.122 | 22.4615 | 35.3136 | 3632.5515 | 3801.2573 | 4134.2138 | 4690.9019
5 | 17 | 1 | 2043.7805 | 2087.0579 | 2169.2356 | 2318.8979 | 1082.1791 | 1110.2335 | 1173.3924 | 1290.8949 | -30.475 | -52.3103 | -94.25 | -136.9353 | 222.7607 | 298.7515 | 445.8257 | 665.0053 | 8.1949 | 15.0245 | 31.5107 | 51.7 | -0.0029378 | -0.0033719 | -0.0043111 | -0.005539 | 5.394 | 8.6902 | 15.4921 | 23.71 | 3331.8312 | 3467.4438 | 3741.2022 | 4213.2672
5 | 17 | 2 | 1945.7744 | 1987.0053 | 2064.6569 | 2208.2215 | 1063.2326 | 1090.7958 | 1152.849 | 1268.2942 | -28.7682 | -48.6565 | -85.149 | -125.0293 | 138.6772 | 190.4078 | 294.1761 | 447.7637 | 6.0356 | 11.3987 | 24.2139 | 40.2409 | -0.0029378 | -0.0033719 | -0.0043111 | -0.005539 | 3.282 | 5.4486 | 9.459 | 14.2923 | 3128.2306 | 3236.3963 | 3460.2015 | 3853.7777
5 | 17 | 3 | 1861.3748 | 1900.7614 | 1974.2116 | 2110.6211 | 1087.5508 | 1115.7444 | 1179.2169 | 1297.3025 | -28.2197 | -46.8296 | -83.547 | -120.7148 | 83.2862 | 120.0115 | 197.4015 | 314.6206 | 5.8686 | 10.7028 | 22.722 | 38.0507 | -0.0029378 | -0.0033719 | -0.0043111 | -0.005539 | 1.7835 | 2.746 | 5.0644 | 7.3919 | 3011.6413 | 3103.1331 | 3295.0651 | 3647.2664
5 | 17 | 4 | 1794.9718 | 1832.7659 | 1901.8713 | 2030.7937 | 1181.6344 | 1212.267 | 1281.2304 | 1409.5317 | -28.7682 | -48.6565 | -86.6745 | -127.7653 | 50.197 | 77.6386 | 139.0125 | 234.41 | 6.2744 | 11.8103 | 24.7364 | 42.4311 | -0.0029378 | -0.0033719 | -0.0043111 | -0.005539 | 1.056 | 1.5815 | 2.9645 | 4.8745 | 3005.3624 | 3087.4034 | 3263.1363 | 3594.27
5 | 17 | 5 | 1745.4594 | 1780.5563 | 1845.7651 | 1963.1026 | 1388.8012 | 1424.8043 | 1505.8586 | 1656.6539 | -31.6791 | -55.1898 | -99.1845 | -149.1497 | 43.5971 | 70.6701 | 127.963 | 232.1455 | 10.5931 | 18.7599 | 36.98 | 62.9558 | -0.0029378 | -0.0033719 | -0.0043111 | -0.005539 | 0.78996 | 1.2687 | 2.5748 | 3.4502 | 3157.5586 | 3240.8662 | 3419.9526 | 3769.1528
5 | 17 | 6 | 1790.3306 | 1824.6734 | 1890.0683 | 2003.4801 | 1578.6987 | 1619.6248 | 1711.762 | 1883.1762 | -36.2968 | -69.6397 | -129.1392 | -201.2802 | 70.2956 | 107.0082 | 187.7374 | 324.5821 | 20.8033 | 35.8545 | 67.5836 | 113.1728 | -70.2094 | -80.3476 | -102.4257 | -132.0304 | -0.26603 | -0.5213 | -0.86458 | -1.4244 | 3353.3559 | 3436.6522 | 3624.7217 | 3989.6763
5 | 17 | 7 | 1752.2529 | 1783.3093 | 1843.9671 | 1939.3397 | 1983.483 | 2034.9027 | 2150.6642 | 2366.0298 | -43.6419 | -84.5854 | -160.491 | -248.788 | 119.0867 | 180.7572 | 296.6932 | 512.2812 | 27.1727 | 46.8415 | 87.5708 | 146.6772 | -351.4348 | -403.1437 | -514.2651 | -657.6301 | 0.1303 | 0.19092 | 1.7873 | 1.2754 | 3487.049 | 3558.2725 | 3705.9266 | 4059.1852
5 | 17 | 8 | 1776.351 | 1805.7439 | 1863.3283 | 1949.0231 | 2317.7301 | 2377.8148 | 2513.0839 | 2764.7418 | -51.4283 | -98.1479 | -180.8582 | -281.962 | 171.6053 | 256.1413 | 419.2489 | 719.9925 | 27.7455 | 47.5374 | 89.523 | 150.0453 | -772.9758 | -887.1357 | -1132.5216 | -1448.6277 | 5.6926 | 9.8872 | 17.2388 | 34.1343 | 3474.7204 | 3511.8409 | 3589.0431 | 3887.3473
5 | 17 | 9 | 1821.268 | 1851.093 | 1907.9737 | 1986.9508 | 2552.0582 | 2618.2176 | 2767.1628 | 3044.2639 | -57.5386 | -103.6286 | -185.2296 | -289.0125 | 192.5917 | 286.2949 | 470.0693 | 802.9496 | 20.1003 | 35.1586 | 67.7082 | 114.4523 | -1177.3748 | -1351.4667 | -1726.0021 | -2209.1417 | 12.091 | 20.9564 | 35.2597 | 69.3018 | 3363.1958 | 3356.6253 | 3336.9419 | 3519.7643
5 | 17 | 10 | 1928.5468 | 1958.842 | 2020.533 | 2100.9269 | 2704.909 | 2775.0308 | 2932.8968 | 3226.5944 | -62.4906 | -108.0045 | -188.0756 | -291.3239 | 183.0908 | 274.9009 | 454.1202 | 785.1413 | 14.5425 | 25.5634 | 50.4556 | 85.7349 | -1592.0116 | -1827.883 | -2338.1908 | -3004.836 | 14.6699 | 25.1445 | 42.0613 | 82.2783 | 3191.2567 | 3123.5941 | 2973.8004 | 2984.5159
5 | 17 | 11 | 2107.068 | 2141.1301 | 2210.5585 | 2299.9102 | 2809.5934 | 2882.4291 | 3046.4047 | 3351.4689 | -66.5292 | -112.7109 | -192.4471 | -300.6858 | 165.4945 | 249.4204 | 418.7084 | 728.3208 | 10.76 | 19.7402 | 39.6416 | 69.3496 | -1890.8949 | -2170.9801 | -2777.743 | -3572.5655 | 10.1853 | 17.0121 | 26.5151 | 52.0341 | 3145.677 | 3026.0408 | 2771.6382 | 2627.8322
5 | 17 | 12 | 2203.4683 | 2239.5841 | 2313.8643 | 2407.0477 | 2892.0807 | 2967.0548 | 3135.8446 | 3449.8652 | -69.3331 | -115.4251 | -193.9725 | -308.1611 | 158.8947 | 238.5629 | 400.0395 | 695.461 | 8.1949 | 15.4185 | 32.805 | 58.8651 | -2027.3115 | -2327.1299 | -2976.1944 | -3825.2655 | 1.7971 | 3.1278 | 8.4645 | 9.66 | 3167.791 | 3021.193 | 2720.851 | 2487.4724
5 | 17 | 13 | 2394.5072 | 2434.8152 | 2517.2866 | 2623.705 | 2926.1301 | 3001.9869 | 3172.7639 | 3490.4816 | -72.0298 | -119.192 | -195.293 | -315.2116 | 150.7992 | 229.1753 | 383.2964 | 657.5804 | 7.086 | 13.917 | 29.1633 | 54.1798 | -2020.7909 | -2319.9947 | -2967.8314 | -3815.1284 | 0.39091 | 0.72983 | 3.0226 | 1.927 | 3386.0928 | 3241.4375 | 2942.4085 | 2697.5337
5 | 17 | 14 | 2604.1015 | 2647.46 | 2741.2659 | 2864.8332 | 2933.7705 | 3009.8254 | 3181.0483 | 3499.5956 | -73.5989 | -120.8537 | -196.537 | -317.0983 | 139.7126 | 210.8283 | 352.4795 | 603.043 | 5.5497 | 11.683 | 24.601 | 48.0757 | -1892.7211 | -2173.3287 | -2780.9353 | -3575.5711 | -0.010859 | -0.017603 | 0.48032 | -0.86046 | 3716.8035 | 3585.5967 | 3322.4029 | 3122.0177
5 | 17 | 15 | 2695.4641 | 2740.9951 | 2839.2009 | 2971.7126 | 2894.5009 | 2969.5378 | 3138.4688 | 3452.7522 | -74.1474 | -121.5758 | -195.9739 | -319.4097 | 127.7094 | 192.8527 | 323.4712 | 542.9748 | 5.5497 | 11.6641 | 23.694 | 49.1896 | -1692.1209 | -1942.7542 | -2485.1382 | -3193.6263 | -0.26332 | -0.53891 | -0.47491 | -1.5232 | 3956.6925 | 3850.1807 | 3643.248 | 3502.07
5 | 17 | 16 | 2847.7201 | 2899.7037 | 3005.3888 | 3155.5143 | 2742.1937 | 2813.2822 | 2973.3242 | 3271.0701 | -73.1269 | -121.5758 | -192.8464 | -319.8344 | 63.9373 | 93.8243 | 149.8781 | 240.0183 | 7.6357 | 15.4171 | 27.7337 | 59.5724 | -1314.8246 | -1509.8612 | -1931.7329 | -2481.7121 | -0.92026 | -1.4773 | -2.1134 | -3.6103 | 4272.6151 | 4189.3131 | 4029.632 | 3921.0183
5 | 17 | 17 | 2908.2957 | 2963.4465 | 3074.1506 | 3235.885 | 2520.4761 | 2585.8167 | 2732.9187 | 3006.5906 | -72.0298 | -119.9663 | -191.3209 | -324.2652 | 70.5371 | 102.1391 | 159.0857 | 252.2444 | 10.7871 | 20.6893 | 34.7679 | 76.1986 | -849.8607 | -976.3237 | -1249.6682 | -1604.9164 | -2.1853 | -3.5801 | -4.6747 | -9.4664 | 4586.0202 | 4572.2214 | 4555.2592 | 4632.2706
5 | 17 | 18 | 2881.2398 | 2938.4253 | 3050.5494 | 3219.9594 | 2226.6501 | 2284.3736 | 2414.3271 | 2656.0956 | -68.0218 | -116.8084 | -186.6679 | -318.4845 | 86.03 | 122.9206 | 186.0842 | 281.787 | 15.0108 | 27.7472 | 45.7688 | 98.9289 | -336.7758 | -387.3973 | -496.4395 | -636.5936 | -7.5711 | -12.6332 | -20.7864 | -40.8008 | 4796.562 | 4856.6279 | 4992.8355 | 5260.8919
5 | 17 | 19 | 3043.0868 | 3103.1912 | 3227.5977 | 3420.3357 | 1923.4651 | 1973.3288 | 2085.5876 | 2294.4364 | -61.6208 | -108.3352 | -176.0414 | -296.3674 | 92.6299 | 129.8891 | 195.5454 | 290.1248 | 17.8148 | 32.1786 | 54.7552 | 111.9085 | -34.8525 | -40.2852 | -51.9242 | -66.591 | -12.3489 | -20.8792 | -35.993 | -65.0218 | 4968.1744 | 5069.0881 | 5299.5272 | 5688.8253
5 | 17 | 20 | 3061.268 | 3122.4275 | 3247.905 | 3445.3866 | 1810.5128 | 1857.4484 | 1963.1149 | 2159.6994 | -56.1967 | -100.2533 | -170.0679 | -275.0995 | 102.1308 | 143.9755 | 215.8866 | 313.4448 | 19.8519 | 36.1077 | 64.9735 | 121.8096 | -0.0029378 | -0.0033719 | -0.0043111 | -0.005539 | -13.2746 | -22.2522 | -39.7707 | -69.3436 | 4924.2893 | 5037.4501 | 5282.037 | 5695.8918
5 | 17 | 21 | 2953.4747 | 3013.2779 | 3134.6138 | 3332.0722 | 1579.8162 | 1620.7712 | 1712.9736 | 1884.5093 | -50.1171 | -90.3967 | -159.4414 | -247.514 | 193.119 | 271.1768 | 417.9476 | 615.8305 | 18.8965 | 33.7654 | 64.451 | 114.8965 | -0.0029378 | -0.0033719 | -0.0043111 | -0.005539 | -6.5124 | -10.7565 | -19.4767 | -33.3769 | 4688.674 | 4837.8347 | 5151.0635 | 5666.412
5 | 17 | 22 | 2671.828 | 2725.4843 | 2835.3893 | 3019.9593 | 1383.3712 | 1419.2337 | 1499.971 | 1650.1767 | -45.0579 | -81.4275 | -144.0854 | -223.8183 | 212.1208 | 292.7682 | 440.1305 | 643.1086 | 17.6071 | 31.266 | 61.0692 | 105.7292 | -0.0029378 | -0.0033719 | -0.0043111 | -0.005539 | -2.2939 | -4.161 | -9.1518 | -15.427 | 4237.5725 | 4383.1604 | 4683.3186 | 5179.7231
5 | 17 | 23 | 2418.657 | 2466.7411 | 2566.4501 | 2738.4064 | 1225.0965 | 1256.8558 | 1328.3558 | 1461.3761 | -38.3991 | -68.6392 | -125.3203 | -191.069 | 318.6249 | 426.7419 | 617.8148 | 894.2727 | 14.7814 | 26.1022 | 51.498 | 87.4962 | -0.0029378 | -0.0033719 | -0.0043111 | -0.005539 | 4.2348 | 6.2232 | 9.2208 | 13.8676 | 3942.9926 | 4114.0215 | 4448.0148 | 5004.3446
5 | 17 | 24 | 2265.0547 | 2311.8386 | 2404.2419 | 2568.3077 | 1125.1431 | 1154.3113 | 1219.9777 | 1342.1452 | -33.3094 | -58.7305 | -106.5552 | -157.895 | 309.7453 | 414.8734 | 607.7306 | 896.167 | 11.1658 | 20.1518 | 40.4972 | 69.1616 | -0.0029378 | -0.0033719 | -0.0043111 | -0.005539 | 8.1439 | 13.122 | 22.4615 | 35.3136 | 3685.9406 | 3855.5632 | 4188.3493 | 4753.1947
5 | 18 | 1 | 2096.3593 | 2139.8827 | 2224.6499 | 2377.7682 | 1088.2793 | 1116.4918 | 1180.0068 | 1298.1716 | -30.5821 | -53.8588 | -94.5316 | -139.2467 | 222.7607 | 298.7515 | 445.8257 | 665.0053 | 8.6007 | 15.8301 | 31.5107 | 53.9918 | -0.0029378 | -0.0033719 | -0.0043111 | -0.005539 | 5.394 | 8.6902 | 15.4921 | 23.71 | 3390.809 | 3525.784 | 3802.9493 | 4279.3946
5 | 18 | 2 | 1964.9462 | 2005.9203 | 2084.4466 | 2229.7154 | 1071.74 | 1099.5237 | 1162.0734 | 1278.4424 | -28.7682 | -49.4308 | -86.6745 | -125.0293 | 138.6772 | 190.4078 | 294.1761 | 447.7637 | 6.4414 | 12.0946 | 24.7364 | 42.5327 | -0.0029378 | -0.0033719 | -0.0043111 | -0.005539 | 3.282 | 5.2401 | 9.459 | 14.2923 | 3156.3156 | 3263.7524 | 3488.2127 | 3887.7116
5 | 18 | 3 | 1884.999 | 1924.4698 | 1998.9645 | 2137.4285 | 1091.63 | 1119.9293 | 1183.6399 | 1302.1685 | -27.7476 | -48.4913 | -83.547 | -120.2901 | 83.2862 | 120.0115 | 197.4015 | 314.6206 | 5.4628 | 10.4185 | 21.9395 | 37.8474 | -0.0029378 | -0.0033719 | -0.0043111 | -0.005539 | 1.7835 | 2.5375 | 5.0644 | 7.3919 | 3039.411 | 3128.8719 | 3323.4585 | 3679.1612
5 | 18 | 4 | 1804.1077 | 1841.3085 | 1911.3537 | 2040.143 | 1189.4843 | 1220.3204 | 1289.742 | 1418.8955 | -28.7682 | -50.3182 | -86.6745 | -125.454 | 50.197 | 77.6386 | 139.0125 | 234.41 | 5.8686 | 11.3987 | 23.2446 | 40.2409 | -0.0029378 | -0.0033719 | -0.0043111 | -0.005539 | 1.056 | 1.5815 | 2.9645 | 4.8745 | 3021.9424 | 3101.9261 | 3279.6384 | 3613.1045
5 | 18 | 5 | 1764.1636 | 1799.3378 | 1865.3136 | 1983.7725 | 1392.3958 | 1428.4922 | 1509.7562 | 1660.9418 | -31.6791 | -55.0245 | -97.864 | -144.4106 | 43.5971 | 70.6701 | 127.963 | 232.1455 | 9.2454 | 16.526 | 32.9403 | 56.182 | -0.0029378 | -0.0033719 | -0.0043111 | -0.005539 | 0.78996 | 1.2687 | 2.5748 | 3.4502 | 3178.5097 | 3261.2669 | 3440.6796 | 3792.0759
5 | 18 | 6 | 1793.6745 | 1828.3924 | 1893.9323 | 2007.571 | 1577.1774 | 1618.0641 | 1710.1125 | 1881.3616 | -35.7177 | -67.8128 | -124.4862 | -189.7988 | 70.2956 | 107.0082 | 187.7374 | 324.5821 | 18.0713 | 30.7272 | 58.7949 | 99.5234 | -63.4383 | -72.5647 | -92.323 | -118.7245 | -0.26603 | -0.5213 | -0.86458 | -1.4244 | 3359.7967 | 3443.293 | 3632.9032 | 4003.0904
5 | 18 | 7 | 1758.0723 | 1789.5429 | 1849.3958 | 1946.1254 | 1982.2465 | 2033.6341 | 2149.3235 | 2364.5548 | -43.0628 | -83.3675 | -155.7614 | -241.6211 | 119.0867 | 180.7572 | 296.6932 | 512.2812 | 25.1586 | 43.2157 | 81.3191 | 136.1927 | -335.3589 | -384.6475 | -490.5 | -627.0383 | 0.1303 | 0.92074 | 1.7873 | 1.2754 | 3506.2728 | 3580.0557 | 3732.2576 | 4091.77
5 | 18 | 8 | 1736.7128 | 1765.3668 | 1820.996 | 1903.3346 | 2318.4958 | 2378.6004 | 2513.9142 | 2765.6552 | -50.8492 | -96.1557 | -179.2561 | -279.5343 | 171.6053 | 256.1413 | 419.2489 | 719.9925 | 27.1727 | 46.4299 | 87.3109 | 145.5633 | -712.9523 | -817.6338 | -1041.9823 | -1330.7047 | 5.6926 | 8.5318 | 17.2388 | 34.1343 | 3495.8778 | 3541.2806 | 3637.4703 | 3958.4409
5 | 18 | 9 | 1798.5263 | 1827.2571 | 1883.1856 | 1960.1852 | 2553.3444 | 2619.5371 | 2768.5573 | 3045.7981 | -57.3244 | -102.4107 | -186.755 | -292.9023 | 192.5917 | 286.2949 | 470.0693 | 802.9496 | 21.615 | 37.3925 | 70.9653 | 120.0106 | -1190.4606 | -1366.7727 | -1747.9265 | -2246.4749 | 12.091 | 17.7243 | 35.2597 | 69.3018 | 3330.3832 | 3319.0225 | 3293.3557 | 3458.8682
5 | 18 | 10 | 1836.1952 | 1863.9879 | 1920.8654 | 1993.2837 | 2723.9181 | 2794.5328 | 2953.5082 | 3249.2697 | -61.835 | -105.125 | -188.2805 | -292.9023 | 183.0908 | 274.9009 | 454.1202 | 785.1413 | 14.5425 | 26.1212 | 51.8852 | 88.1284 | -1571.3209 | -1804.422 | -2309.2349 | -2969.8981 | 14.6699 | 21.4953 | 42.0613 | 82.2783 | 3139.2607 | 3071.491 | 2924.9247 | 2935.301
5 | 18 | 11 | 1941.9872 | 1971.0089 | 2032.5899 | 2107.5621 | 2836.1974 | 2909.7227 | 3075.251 | 3383.2039 | -65.5829 | -108.6135 | -191.1266 | -297.2167 | 165.4945 | 249.4204 | 418.7084 | 728.3208 | 10.5931 | 19.4558 | 40.1641 | 68.5782 | -1756.8907 | -2018.3958 | -2585.0907 | -3327.5625 | 10.1853 | 14.0928 | 26.5151 | 52.0341 | 3141.9838 | 3036.6914 | 2817.0113 | 2714.9198
5 | 18 | 12 | 2002.6934 | 2032.5489 | 2096.256 | 2172.1142 | 2920.5958 | 2996.3091 | 3166.7631 | 3483.8799 | -67.7311 | -109.5009 | -191.1266 | -299.2198 | 158.8947 | 238.5629 | 400.0395 | 695.461 | 7.7307 | 15.0245 | 32.545 | 57.1191 | -1872.8233 | -2151.5035 | -2755.4603 | -3543.9686 | 1.7971 | 4.5875 | 8.4645 | 9.66 | 3151.1573 | 3026.0284 | 2757.4812 | 2575.0456
5 | 18 | 13 | 2047.5197 | 2078.5479 | 2144.1283 | 2222.6267 | 2958.3854 | 3035.0784 | 3207.7379 | 3528.9579 | -69.5144 | -112.0499 | -192.3705 | -301.5311 | 150.7992 | 229.1753 | 383.2964 | 657.5804 | 6.991 | 12.5251 | 28.3808 | 53.751 | -1623.1884 | -1865.2815 | -2389.8711 | -3072.4835 | 0.39091 | 1.6682 | 3.0226 | 1.927 | 3471.3836 | 3379.6635 | 3184.3245 | 3090.8282
5 | 18 | 14 | 2080.3507 | 2112.021 | 2177.9051 | 2258.0843 | 2978.7776 | 3055.9992 | 3229.8489 | 3553.283 | -71.0069 | -111.8847 | -192.0889 | -305.5372 | 139.7126 | 210.8283 | 352.4795 | 603.043 | 6.6572 | 10.9871 | 26.1687 | 52.573 | -1558.8505 | -1791.6241 | -2297.7352 | -2959.2974 | -0.010859 | 0.29518 | 0.48032 | -0.86046 | 3575.6298 | 3486.6221 | 3297.0585 | 3201.2882
5 | 18 | 15 | 2066.5046 | 2098.2866 | 2163.904 | 2245.22 | 2933.5163 | 3009.5646 | 3180.7727 | 3499.2924 | -72.0275 | -111.5542 | -191.5259 | -309.4271 | 127.7094 | 192.8527 | 323.4712 | 542.9748 | 7.4606 | 10.9871 | 26.1687 | 58.7147 | -1307.2854 | -1503.6869 | -1930.5991 | -2487.7925 | -0.26332 | -0.53891 | -0.47491 | -1.5232 | 3755.6147 | 3695.911 | 3571.7168 | 3547.459
5 | 18 | 16 | 2147.6222 | 2181.7739 | 2254.5104 | 2349.3807 | 2770.1209 | 2841.9333 | 3003.6052 | 3304.3834 | -72.1017 | -110.5015 | -191.2443 | -314.587 | 63.9373 | 93.8243 | 149.8781 | 240.0183 | 9.2128 | 12.3789 | 28.7788 | 68.3638 | -1075.7606 | -1235.8193 | -1583.7139 | -2039.6232 | -0.92026 | -1.373 | -2.1134 | -3.6103 | 3842.1107 | 3782.2166 | 3659.7009 | 3604.3258
5 | 18 | 17 | 2231.7109 | 2269.4126 | 2349.1419 | 2459.7213 | 2519.9476 | 2585.2745 | 2732.3456 | 3005.9602 | -70.7905 | -108.5094 | -187.9119 | -315.4324 | 70.5371 | 102.1391 | 159.0857 | 252.2444 | 12.1973 | 15.4361 | 34.508 | 85.4341 | -626.209 | -718.9654 | -920.0718 | -1185.3506 | -2.1853 | -2.6417 | -4.6747 | -9.4664 | 4135.2081 | 4142.1458 | 4162.423 | 4293.1107
5 | 18 | 18 | 2302.7866 | 2344.1071 | 2430.5003 | 2557.0001 | 2219.6115 | 2277.1525 | 2406.6952 | 2647.6994 | -67.331 | -103.0809 | -180.1314 | -307.649 | 86.03 | 122.9206 | 186.0842 | 281.787 | 15.479 | 19.7212 | 41.2823 | 100.0734 | -265.945 | -306.5819 | -395.1656 | -510.5284 | -7.5711 | -10.5479 | -20.7864 | -40.8008 | 4283.06 | 4343.6907 | 4468.4785 | 4727.5817
5 | 18 | 19 | 2398.634 | 2443.5403 | 2537.6273 | 2682.2482 | 1923.9988 | 1973.8764 | 2086.1663 | 2295.0731 | -60.7793 | -96.1038 | -168.1843 | -284.8025 | 92.6299 | 129.8891 | 195.5454 | 290.1248 | 16.5879 | 22.7973 | 46.2913 | 106.8473 | -34.0086 | -39.4839 | -51.2382 | -65.6909 | -12.3489 | -18.794 | -35.993 | -65.0218 | 4324.7139 | 4415.7215 | 4610.2148 | 4958.7782
5 | 18 | 20 | 2399.8816 | 2445.4491 | 2539.5786 | 2687.1176 | 1809.6662 | 1856.5799 | 1962.197 | 2158.6896 | -55.0668 | -90.7883 | -160.8903 | -260.9945 | 102.1308 | 143.9755 | 215.8866 | 313.4448 | 17.0751 | 25.6906 | 51.7606 | 106.1246 | -0.0029378 | -0.0033719 | -0.0043111 | -0.005539 | -13.2746 | -20.8968 | -39.7707 | -69.3436 | 4260.4094 | 4360.0066 | 4568.7575 | 4935.033
5 | 18 | 21 | 2478.4108 | 2526.5258 | 2625.5985 | 2786.8525 | 1587.3606 | 1628.5113 | 1721.154 | 1893.5088 | -49.8264 | -85.8034 | -151.7893 | -238.8811 | 193.119 | 271.1768 | 417.9476 | 615.8305 | 15.8807 | 26.3865 | 52.6676 | 99.6404 | -0.0029378 | -0.0033719 | -0.0043111 | -0.005539 | -6.5124 | -10.5479 | -19.4767 | -33.3769 | 4218.4295 | 4356.2456 | 4646.0973 | 5123.5686
5 | 18 | 22 | 2278.6853 | 2324.2855 | 2414.8884 | 2569.8803 | 1388.2777 | 1424.2673 | 1505.291 | 1656.0295 | -44.4023 | -78.4958 | -137.7538 | -213.607 | 212.1208 | 292.7682 | 440.1305 | 643.1086 | 14.4611 | 24.7104 | 49.933 | 91.4478 | -0.0029378 | -0.0033719 | -0.0043111 | -0.005539 | -2.2939 | -4.2652 | -9.1518 | -15.427 | 3846.8458 | 3983.267 | 4263.333 | 4731.4265
5 | 18 | 23 | 2148.5729 | 2192.3647 | 2277.9954 | 2428.9233 | 1228.2885 | 1260.1306 | 1331.8169 | 1465.1838 | -39.3126 | -68.474 | -122.3977 | -183.5938 | 315.325 | 420.8463 | 608.6071 | 866.9946 | 12.5271 | 22.1014 | 43.9412 | 78.7731 | -0.0029378 | -0.0033719 | -0.0043111 | -0.005539 | 4.2348 | 5.7018 | 9.2208 | 13.8676 | 3669.6329 | 3832.6675 | 4149.1794 | 4670.1431
5 | 18 | 24 | 2049.8275 | 2092.443 | 2174.2607 | 2321.9104 | 1114.851 | 1143.7523 | 1208.8181 | 1329.868 | -34.3299 | -60.3922 | -106.7601 | -157.895 | 278.1517 | 369.1477 | 537.7008 | 780.3405 | 10.057 | 18.3294 | 36.98 | 64.5779 | -0.0029378 | -0.0033719 | -0.0043111 | -0.005539 | 8.1439 | 12.9134 | 22.4615 | 35.3136 | 3426.6981 | 3576.1903 | 3873.4567 | 4374.1099
5 | 19 | 1 | 1919.0036 | 1959.0915 | 2035.0555 | 2175.7706 | 1070.8164 | 1098.5761 | 1161.0719 | 1277.3406 | -32.2583 | -55.0767 | -96.3385 | -146.7219 | 235.9603 | 314.0346 | 456.8752 | 657.7997 | 9.0065 | 16.2416 | 32.9403 | 57.2583 | -0.0029378 | -0.0033719 | -0.0043111 | -0.005539 | 5.394 | 8.6902 | 15.4921 | 23.71 | 3207.9196 | 3341.554 | 3605.0922 | 4045.1517
5 | 19 | 2 | 1832.4562 | 1871.0348 | 1943.1266 | 2078.8908 | 1049.9704 | 1077.1897 | 1138.4689 | 1252.4741 | -30.5515 | -50.6487 | -88.763 | -132.5045 | 160.3711 | 216.9612 | 321.1745 | 468.9682 | 6.4414 | 12.0946 | 25.6435 | 44.3804 | -0.0029378 | -0.0033719 | -0.0043111 | -0.005539 | 3.282 | 5.2401 | 9.459 | 14.2923 | 3021.9665 | 3131.8684 | 3349.105 | 3726.4957
5 | 19 | 3 | 1754.9799 | 1792.0133 | 1860.3211 | 1990.3 | 1059.8699 | 1087.3459 | 1149.2028 | 1264.2829 | -29.5309 | -48.8218 | -85.6355 | -127.7653 | 104.5813 | 144.1458 | 220.6322 | 331.9371 | 6.0356 | 11.3987 | 23.4314 | 41.1139 | -0.0029378 | -0.0033719 | -0.0043111 | -0.005539 | 1.7835 | 2.5375 | 5.0644 | 7.3919 | 2897.7162 | 2988.616 | 3173.012 | 3507.2549
5 | 19 | 4 | 1708.5833 | 1744.3619 | 1810.4391 | 1935.1032 | 1107.7389 | 1136.4559 | 1201.1066 | 1321.3843 | -29.0589 | -49.8744 | -85.6355 | -127.7653 | 68.591 | 96.4137 | 156.5496 | 241.1241 | 6.4414 | 12.0946 | 24.7364 | 43.4057 | -0.0029378 | -0.0033719 | -0.0043111 | -0.005539 | 1.056 | 1.5815 | 2.9645 | 4.8745 | 2863.3486 | 2941.0298 | 3110.1564 | 3418.1209
5 | 19 | 5 | 1680.8007 | 1715.4295 | 1779.0253 | 1898.0881 | 1210.595 | 1241.9784 | 1312.632 | 1444.0778 | -30.0795 | -51.536 | -90.57 | -135.2406 | 43.996 | 62.8919 | 108.1623 | 179.8538 | 7.7891 | 14.3286 | 28.9007 | 50.2812 | -0.0029378 | -0.0033719 | -0.0043111 | -0.005539 | 0.78996 | 1.2687 | 2.5748 | 3.4502 | 2913.8882 | 2984.3577 | 3140.7207 | 3440.505
5 | 19 | 6 | 1741.2736 | 1776.957 | 1843.3296 | 1966.1939 | 1217.5546 | 1249.1184 | 1320.1783 | 1452.3797 | -32.3348 | -57.182 | -103.0801 | -154.6218 | 30.7963 | 45.7261 | 84.9316 | 143.1056 | 10.76 | 19.4558 | 37.6271 | 63.9305 | -70.4161 | -80.6931 | -103.0517 | -132.7759 | -0.26603 | -0.5213 | -0.86458 | -1.4244 | 2897.3676 | 2952.8609 | 3079.0702 | 3336.7876
5 | 19 | 7 | 1754.5319 | 1789.4493 | 1855.0014 | 1971.9001 | 1408.0571 | 1444.5595 | 1526.7376 | 1679.6237 | -36.4805 | -65.5421 | -120.5247 | -183.0567 | 31.1951 | 50.1516 | 80.0322 | 139.7882 | 14.3037 | 25.279 | 48.628 | 82.2651 | -348.9418 | -400.5926 | -512.7027 | -661.2495 | 0.1303 | 0.92074 | 1.7873 | 1.2754 | 2822.7959 | 2844.2255 | 2878.9591 | 3030.5464
5 | 19 | 8 | 1826.6695 | 1861.4763 | 1928.1607 | 2043.0401 | 1610.1844 | 1651.9267 | 1745.9015 | 1920.7345 | -42.7743 | -75.8945 | -139.5713 | -219.3914 | 43.996 | 65.311 | 105.1888 | 176.5363 | 17.1294 | 30.0313 | 58.7218 | 99.3842 | -724.2467 | -832.1645 | -1065.5962 | -1372.6081 | 5.6926 | 8.5318 | 17.2388 | 34.1343 | 2736.6508 | 2709.2181 | 2650.0441 | 2681.83
5 | 19 | 9 | 1863.8897 | 1898.4761 | 1965.6721 | 2077.4506 | 1770.8718 | 1816.7797 | 1920.1327 | 2112.413 | -48.9917 | -87.4649 | -159.6569 | -254.5685 | 60.0967 | 85.0197 | 137.6271 | 228.3366 | 20.2672 | 35.8545 | 68.3553 | 117.7188 | -1296.0215 | -1488.1776 | -1904.3666 | -2450.6679 | 12.091 | 17.7243 | 35.2597 | 69.3018 | 2382.2032 | 2278.2118 | 2063.0233 | 1899.9846
5 | 19 | 10 | 1985.6266 | 2022.5063 | 2094.6224 | 2210.8714 | 1873.5779 | 1922.1484 | 2031.4956 | 2234.9277 | -53.5023 | -93.8851 | -172.167 | -273.9497 | 73.2963 | 106.611 | 172.2449 | 284.0251 | 21.615 | 37.3925 | 72.4572 | 124.2518 | -1707.676 | -1961.8038 | -2512.5005 | -3233.124 | 14.6699 | 21.4953 | 42.0613 | 82.2783 | 2207.6074 | 2054.4647 | 1728.214 | 1429.2806
5 | 19 | 11 | 2074.8201 | 2113.2408 | 2188.7679 | 2308.7335 | 1932.3288 | 1982.4224 | 2095.1984 | 2305.0097 | -57.2196 | -99.2005 | -181.268 | -292.0569 | 87.9916 | 130.7453 | 210.3769 | 340.8457 | 21.448 | 37.3925 | 72.4572 | 127.315 | -1977.1033 | -2270.8117 | -2907.2271 | -3740.3562 | 10.1853 | 14.0928 | 26.5151 | 52.0341 | 2092.451 | 1907.8817 | 1504.8203 | 1101.5249
5 | 19 | 12 | 2111.4937 | 2150.4323 | 2227.5292 | 2348.9277 | 1970.3529 | 2021.4322 | 2136.4274 | 2350.3673 | -60.0234 | -99.0353 | -177.859 | -289.2045 | 100.7924 | 147.9111 | 236.3276 | 378.7262 | 16.9624 | 30.0313 | 60.1513 | 107.6632 | -2102.37 | -2414.2483 | -3090.027 | -3974.9382 | 1.7971 | 4.5875 | 8.4645 | 9.66 | 2039.0051 | 1841.1108 | 1401.014 | 931.2018
5 | 19 | 13 | 2194.1155 | 2234.753 | 2315.6996 | 2443.3679 | 1953.12 | 2003.7526 | 2117.7421 | 2329.8108 | -62.6131 | -98.87 | -175.7705 | -283.9243 | 105.1891 | 151.8002 | 246.9206 | 393.1373 | 12.861 | 23.0816 | 47.8455 | 90.1 | -2086.9236 | -2397.0585 | -3068.9705 | -3948.0329 | 0.39091 | 1.6682 | 3.0226 | 1.927 | 2116.1398 | 1919.127 | 1486.4894 | 1026.3858
5 | 19 | 14 | 2252.7616 | 2294.6563 | 2378.6923 | 2510.8237 | 1934.3392 | 1984.4849 | 2097.3782 | 2307.4078 | -63.968 | -97.6521 | -169.5154 | -281.0718 | 105.7068 | 150.0671 | 241.311 | 379.1477 | 9.962 | 17.2219 | 37.3672 | 77.0187 | -1852.3955 | -2131.6538 | -2737.164 | -3527.4357 | -0.010859 | 0.29518 | 0.48032 | -0.86046 | 2386.3953 | 2217.4195 | 1848.5496 | 1465.03
5 | 19 | 15 | 2257.4861 | 2299.1263 | 2384.1331 | 2517.7065 | 1904.9853 | 1954.37 | 2065.5503 | 2272.3926 | -64.9885 | -97.4869 | -169.2339 | -286.9645 | 96.5146 | 142.1651 | 223.9767 | 345.2348 | 10.6786 | 17.6335 | 38.1497 | 81.8432 | -1727.6337 | -1984.3268 | -2539.7914 | -3264.3942 | -0.26332 | -0.53891 | -0.47491 | -1.5232 | 2476.7791 | 2330.9423 | 2002.3096 | 1664.2951
5 | 19 | 16 | 2274.5815 | 2316.753 | 2403.9882 | 2541.0534 | 1857.4115 | 1905.5629 | 2013.9665 | 2215.6433 | -64.912 | -98.0959 | -171.8749 | -291.3954 | 48.1645 | 67.694 | 103.2978 | 157.324 | 13.0184 | 20.9749 | 44.3392 | 93.5433 | -1331.497 | -1529.3778 | -1956.8156 | -2512.0992 | -0.92026 | -1.373 | -2.1134 | -3.6103 | 2795.8465 | 2682.1381 | 2434.7876 | 2200.459
5 | 19 | 17 | 2198.7718 | 2240.0357 | 2324.9357 | 2458.5382 | 1808.0848 | 1854.9575 | 1960.4823 | 2156.8032 | -63.7079 | -97.9828 | -172.9139 | -295.4015 | 51.0656 | 71.5831 | 109.7854 | 162.9059 | 15.4885 | 24.3164 | 50.0684 | 107.0046 | -879.7324 | -1010.9691 | -1294.5895 | -1662.8413 | -2.1853 | -2.6417 | -4.6747 | -9.4664 | 3127.7852 | 3079.299 | 2973.0937 | 2917.5426
5 | 19 | 18 | 2123.9355 | 2164.4426 | 2246.4558 | 2377.3264 | 1732.5317 | 1777.4457 | 1878.561 | 2066.6784 | -60.6133 | -94.329 | -168.2609 | -285.1904 | 50.0589 | 71.5831 | 109.7854 | 162.9059 | 16.7779 | 25.9452 | 52.2805 | 112.2733 | -352.2275 | -405.3322 | -519.8369 | -667.1983 | -7.5711 | -10.5479 | -20.7864 | -40.8008 | 3502.8921 | 3529.2073 | 3578.1984 | 3725.9945
5 | 19 | 19 | 2120.2551 | 2161.6876 | 2245.0066 | 2380.6606 | 1589.332 | 1630.5337 | 1723.2915 | 1895.8603 | -56.3169 | -89.0136 | -159.1599 | -266.3501 | 56.2599 | 78.5515 | 119.2467 | 172.376 | 17.4809 | 26.9254 | 54.8905 | 113.7938 | -43.5793 | -50.4109 | -65.0934 | -83.5075 | -12.3489 | -18.794 | -35.993 | -65.0218 | 3671.0828 | 3739.4797 | 3882.1889 | 4147.8112
5 | 19 | 20 | 2211.25 | 2254.535 | 2341.7767 | 2484.6604 | 1570.7352 | 1611.4548 | 1703.1272 | 1873.6768 | -52.6761 | -86.5777 | -156.5189 | -253.2904 | 78.3526 | 107.6478 | 158.9668 | 224.747 | 18.1486 | 30.1396 | 59.7642 | 114.8325 | -0.0029378 | -0.0033719 | -0.0043111 | -0.005539 | -13.2746 | -20.8968 | -39.7707 | -69.3436 | 3812.5328 | 3896.2993 | 4067.3411 | 4375.2772
5 | 19 | 21 | 2218.8282 | 2262.7847 | 2350.6941 | 2499.383 | 1429.426 | 1466.4823 | 1549.9076 | 1705.1139 | -48.9588 | -83.2544 | -150.8269 | -237.9193 | 133.5116 | 187.3543 | 282.9569 | 413.7106 | 18.1568 | 31.266 | 61.7163 | 113.3761 | -0.0029378 | -0.0033719 | -0.0043111 | -0.005539 | -6.5124 | -10.5479 | -19.4767 | -33.3769 | 3744.4484 | 3854.0817 | 4074.967 | 4460.2818
5 | 19 | 22 | 2081.1872 | 2123.1446 | 2204.8889 | 2348.7535 | 1293.0905 | 1326.6124 | 1402.0808 | 1542.4838 | -44.5553 | -77.7737 | -138.3168 | -217.0761 | 146.3124 | 200.0945 | 305.14 | 449.3264 | 16.5485 | 29.0321 | 56.9673 | 103.4374 | -0.0029378 | -0.0033719 | -0.0043111 | -0.005539 | -2.2939 | -4.2652 | -9.1518 | -15.427 | 3490.2864 | 3596.8414 | 3821.6039 | 4211.4925
5 | 19 | 23 | 1957.0258 | 1996.7603 | 2073.6501 | 2212.7391 | 1177.461 | 1207.9854 | 1276.7053 | 1404.5534 | -40.0447 | -69.6919 | -122.9608 | -191.3772 | 167.1185 | 226.1114 | 340.5519 | 510.5969 | 14.4475 | 25.4063 | 50.1929 | 89.6864 | -0.0029378 | -0.0033719 | -0.0043111 | -0.005539 | 4.2348 | 5.7018 | 9.2208 | 13.8676 | 3280.2401 | 3392.2701 | 3627.356 | 4040.0606
5 | 19 | 24 | 1897.3307 | 1937.2235 | 2012.0628 | 2150.4886 | 1069.8065 | 1097.5401 | 1159.977 | 1276.136 | -35.6412 | -60.5574 | -107.3232 | -163.3671 | 278.1517 | 369.1477 | 537.7008 | 780.3405 | 10.9989 | 19.4558 | 39.1921 | 70.0346 | -0.0029378 | -0.0033719 | -0.0043111 | -0.005539 | 8.1439 | 12.9134 | 22.4615 | 35.3136 | 3228.7876 | 3375.7199 | 3664.0667 | 4148.9407
5 | 20 | 1 | 1795.1955 | 1833.2362 | 1903.7662 | 2036.4509 | 1035.9086 | 1062.7634 | 1123.2219 | 1235.7003 | -32.8068 | -54.3024 | -95.018 | -146.7219 | 235.9603 | 314.0346 | 456.8752 | 657.7997 | 8.8395 | 16.2416 | 32.9403 | 58.1313 | -0.0029378 | -0.0033719 | -0.0043111 | -0.005539 | 5.394 | 8.6902 | 15.4921 | 23.71 | 3048.4882 | 3180.6603 | 3437.2734 | 3865.0647
5 | 20 | 2 | 1712.0974 | 1748.4615 | 1815.312 | 1943.1028 | 1026.2591 | 1052.8638 | 1112.7591 | 1224.1898 | -30.0795 | -49.8744 | -85.917 | -132.5045 | 160.3711 | 216.9612 | 321.1745 | 468.9682 | 7.086 | 12.9367 | 26.166 | 47.8877 | -0.0029378 | -0.0033719 | -0.0043111 | -0.005539 | 3.282 | 5.2401 | 9.459 | 14.2923 | 2879.0131 | 2986.5856 | 3198.9493 | 3565.9307
5 | 20 | 3 | 1641.0351 | 1675.998 | 1739.2857 | 1861.6623 | 1036.8305 | 1063.7092 | 1124.2215 | 1236.8 | -29.5309 | -48.0475 | -84.3149 | -127.7653 | 104.5813 | 144.1458 | 220.6322 | 331.9371 | 6.2744 | 11.8103 | 24.7364 | 43.4057 | -0.0029378 | -0.0033719 | -0.0043111 | -0.005539 | 1.7835 | 2.5375 | 5.0644 | 7.3919 | 2760.9709 | 2850.1498 | 3029.6209 | 3353.426
5 | 20 | 4 | 1600.7017 | 1634.6047 | 1695.8527 | 1814.3236 | 1074.5626 | 1102.4195 | 1165.1339 | 1281.8093 | -29.0589 | -48.0475 | -84.3149 | -125.7623 | 68.591 | 96.4137 | 156.5496 | 241.1241 | 6.4414 | 11.8103 | 24.7364 | 43.4057 | -0.0029378 | -0.0033719 | -0.0043111 | -0.005539 | 1.056 | 1.5815 | 2.9645 | 4.8745 | 2722.2907 | 2798.7788 | 2960.9179 | 3259.7695
5 | 20 | 5 | 1558.6747 | 1591.3012 | 1649.6265 | 1762.4189 | 1154.9878 | 1184.9296 | 1252.3379 | 1377.7458 | -29.6074 | -49.1001 | -87.724 | -130.9261 | 43.996 | 62.8919 | 108.1623 | 179.8538 | 7.086 | 12.9367 | 26.6886 | 47.8877 | -0.0029378 | -0.0033719 | -0.0043111 | -0.005539 | 0.78996 | 1.2687 | 2.5748 | 3.4502 | 2735.9241 | 2804.2247 | 2951.6617 | 3240.4248
5 | 20 | 6 | 1628.1182 | 1662.5032 | 1724.5524 | 1844.0157 | 1110.9792 | 1139.7801 | 1204.62 | 1325.2495 | -30.8422 | -53.8065 | -95.786 | -149.8827 | 30.7963 | 45.7261 | 84.9316 | 143.1056 | 9.6512 | 17.2219 | 34.3699 | 59.4485 | -65.723 | -75.4735 | -96.7909 | -125.2995 | -0.26603 | -0.5213 | -0.86458 | -1.4244 | 2682.7136 | 2735.43 | 2855.0324 | 3095.2127
5 | 20 | 7 | 1653.7583 | 1687.666 | 1750.1243 | 1866.9965 | 1230.7765 | 1262.6831 | 1334.5146 | 1468.1517 | -34.3017 | -62.1667 | -114.5511 | -176.3144 | 31.1951 | 50.1516 | 80.0322 | 139.7882 | 14.9483 | 26.4055 | 51.238 | 86.8488 | -430.4236 | -494.7868 | -634.6636 | -818.4987 | 0.1303 | 0.92074 | 1.7873 | 1.2754 | 2466.0833 | 2470.8735 | 2468.4818 | 2568.2473
5 | 20 | 8 | 1769.9401 | 1805.4215 | 1872.0528 | 1992.289 | 1358.8511 | 1394.0779 | 1473.3842 | 1620.9275 | -38.4473 | -71.4664 | -133.5978 | -209.9131 | 43.996 | 65.311 | 105.1888 | 176.5363 | 20.3975 | 35.8545 | 68.2307 | 115.2237 | -970.7457 | -1114.6898 | -1426.6774 | -1835.515 | 5.6926 | 8.5318 | 17.2388 | 34.1343 | 2189.6843 | 2123.0404 | 1975.8201 | 1893.6829
5 | 20 | 9 | 1841.6361 | 1878.632 | 1947.1478 | 2068.1039 | 1468.6616 | 1506.7351 | 1592.4502 | 1751.9167 | -43.3229 | -80.4878 | -150.5559 | -237.9232 | 60.0967 | 85.0197 | 137.6271 | 228.3366 | 23.6073 | 41.3026 | 78.709 | 134.6346 | -1429.2962 | -1641.0609 | -2099.8233 | -2700.4407 | 12.091 | 17.7243 | 35.2597 | 69.3018 | 1933.4736 | 1807.865 | 1540.8146 | 1313.9296
5 | 20 | 10 | 1964.4636 | 2003.2833 | 2076.9237 | 2202.4949 | 1559.8437 | 1600.281 | 1691.3178 | 1860.6848 | -47.3615 | -85.9685 | -159.9385 | -250.1376 | 73.2963 | 106.611 | 172.2449 | 284.0251 | 22.4266 | 39.4803 | 75.9743 | 130.924 | -1724.7857 | -1981.118 | -2536.6049 | -3263.8702 | 14.6699 | 21.4953 | 42.0613 | 82.2783 | 1862.5529 | 1704.0645 | 1361.9787 | 1046.3992
5 | 20 | 11 | 2055.4016 | 2095.789 | 2173.0074 | 2302.8769 | 1616.8393 | 1658.7542 | 1753.1174 | 1928.6729 | -51.0788 | -88.4044 | -159.9385 | -252.0243 | 87.9916 | 130.7453 | 210.3769 | 340.8457 | 18.1799 | 32.6403 | 64.191 | 112.2468 | -2041.4119 | -2343.7019 | -2998.2844 | -3854.2576 | 10.1853 | 14.0928 | 26.5151 | 52.0341 | 1696.1071 | 1499.9153 | 1068.9849 | 630.3947
5 | 20 | 12 | 2123.8771 | 2165.4375 | 2246.3184 | 2379.2379 | 1646.4528 | 1689.1353 | 1785.2268 | 1963.9978 | -54.2475 | -88.4044 | -159.6569 | -253.911 | 100.7924 | 147.9111 | 236.3276 | 378.7262 | 13.8029 | 25.6906 | 51.8852 | 93.4681 | -2133.1612 | -2449.1071 | -3132.9142 | -4025.8757 | 1.7971 | 4.5875 | 8.4645 | 9.66 | 1699.3136 | 1495.2505 | 1035.6513 | 545.3033
5 | 20 | 13 | 2196.6689 | 2239.7701 | 2323.7906 | 2462.3734 | 1643.1762 | 1685.7738 | 1781.6741 | 1960.0893 | -56.5793 | -90.066 | -159.3754 | -253.7946 | 105.1891 | 151.8002 | 246.9206 | 393.1373 | 11.4766 | 22.1014 | 45.8933 | 83.8566 | -2113.3207 | -2427.5327 | -3108.0443 | -3997.1248 | 0.39091 | 1.6682 | 3.0226 | 1.927 | 1787.0017 | 1583.515 | 1133.8816 | 650.4642
5 | 20 | 14 | 2261.0457 | 2305.073 | 2392.2099 | 2534.9415 | 1646.0138 | 1688.685 | 1784.7509 | 1963.4742 | -59.169 | -91.7277 | -162.2214 | -260.1122 | 105.7068 | 150.0671 | 241.311 | 379.1477 | 10.9405 | 22.0824 | 46.0287 | 84.628 | -2005.2808 | -2303.3772 | -2948.7832 | -3791.3784 | -0.010859 | 0.29518 | 0.48032 | -0.86046 | 1959.2462 | 1771.0978 | 1353.7762 | 909.8403
5 | 20 | 15 | 2247.0836 | 2290.2189 | 2377.2071 | 2519.0583 | 1643.4279 | 1686.032 | 1781.947 | 1960.3896 | -60.7381 | -93.2241 | -163.2604 | -266.738 | 96.5146 | 142.1651 | 223.9767 | 345.2348 | 11.4182 | 22.9056 | 47.5937 | 85.7419 | -1738.1508 | -1996.0436 | -2553.9019 | -3281.1264 | -0.26332 | -0.53891 | -0.47491 | -1.5232 | 2199.2922 | 2051.5151 | 1713.0874 | 1361.0369
5 | 20 | 16 | 2278.811 | 2322.2405 | 2412.1807 | 2558.3526 | 1613.2726 | 1655.095 | 1749.25 | 1924.4183 | -61.4679 | -95.5469 | -169.0289 | -273.0555 | 48.1645 | 67.694 | 103.2978 | 157.324 | 12.1932 | 24.8363 | 51.2462 | 91.4394 | -1371.2046 | -1575.0716 | -2016.0987 | -2590.5901 | -0.92026 | -1.373 | -2.1134 | -3.6103 | 2518.8486 | 2397.8742 | 2128.7335 | 1864.2783
5 | 20 | 17 | 2276.1578 | 2319.6235 | 2410.0087 | 2557.1566 | 1585.97 | 1627.0845 | 1719.6461 | 1891.8499 | -61.3914 | -98.035 | -172.9905 | -277.0617 | 51.0656 | 71.5831 | 109.7854 | 162.9059 | 14.2942 | 29.1282 | 59.3228 | 101.3934 | -893.2513 | -1026.3044 | -1313.777 | -1686.8898 | -2.1853 | -2.6417 | -4.6747 | -9.4664 | 2970.6596 | 2920.4383 | 2807.3209 | 2739.8878
5 | 20 | 18 | 2253.6413 | 2297.3172 | 2386.9667 | 2535.0257 | 1532.827 | 1572.5639 | 1662.0239 | 1828.4575 | -60.1872 | -97.7566 | -175.4266 | -279.0648 | 50.0589 | 71.5831 | 109.7854 | 162.9059 | 16.6924 | 34.0984 | 67.1396 | 111.8779 | -366.722 | -421.8896 | -541.0205 | -694.6683 | -7.5711 | -10.5479 | -20.7864 | -40.8008 | 3418.7393 | 3445.3685 | 3488.6821 | 3623.733
5 | 20 | 19 | 2286.3777 | 2331.2294 | 2423.6312 | 2577.8292 | 1437.1951 | 1474.4528 | 1558.3315 | 1714.3814 | -56.577 | -96.095 | -170.9786 | -267.6998 | 56.2599 | 78.5515 | 119.2467 | 172.376 | 17.9898 | 35.9208 | 71.8886 | 116.6648 | -48.4157 | -55.8886 | -71.8603 | -91.7592 | -12.3489 | -18.794 | -35.993 | -65.0218 | 3680.481 | 3749.377 | 3894.2661 | 4156.7707
5 | 20 | 20 | 2335.6932 | 2382.1885 | 2476.3299 | 2633.0031 | 1445.0863 | 1482.5486 | 1566.8878 | 1723.7945 | -53.5154 | -92.1105 | -167.017 | -254.7564 | 78.3526 | 107.6478 | 158.9668 | 224.747 | 18.8965 | 37.1678 | 73.4455 | 121.655 | -0.0029378 | -0.0033719 | -0.0043111 | -0.005539 | -13.2746 | -20.8968 | -39.7707 | -69.3436 | 3811.2357 | 3896.5419 | 4068.838 | 4379.0941
5 | 20 | 21 | 2278.5713 | 2324.2861 | 2416.0067 | 2572.4015 | 1333.9291 | 1368.5097 | 1446.3615 | 1591.1988 | -49.7981 | -86.1861 | -156.877 | -243.3914 | 133.5116 | 187.3543 | 282.9569 | 413.7106 | 19.5995 | 36.5016 | 72.5276 | 121.9599 | -0.0029378 | -0.0033719 | -0.0043111 | -0.005539 | -6.5124 | -10.5479 | -19.4767 | -33.3769 | 3709.2981 | 3819.9144 | 4041.4947 | 4422.497
5 | 20 | 22 | 2087.5637 | 2130.2219 | 2212.8883 | 2359.4762 | 1224.0272 | 1255.7588 | 1327.1964 | 1460.1006 | -45.2109 | -78.8785 | -143.0464 | -220.1204 | 146.3124 | 200.0945 | 305.14 | 449.3264 | 17.2013 | 31.8049 | 63.5412 | 107.2344 | -0.0029378 | -0.0033719 | -0.0043111 | -0.005539 | -2.2939 | -4.2652 | -9.1518 | -15.427 | 3427.5969 | 3534.733 | 3756.5633 | 4140.5846
5 | 20 | 23 | 1915.5996 | 1955.1692 | 2030.6004 | 2168.1094 | 1129.2879 | 1158.5635 | 1224.4718 | 1347.0893 | -40.2589 | -68.9697 | -124.2813 | -189.3742 | 170.4185 | 232.4196 | 352.7332 | 532.2931 | 14.3756 | 26.2295 | 51.7579 | 90.1153 | -0.0029378 | -0.0033719 | -0.0043111 | -0.005539 | 4.2348 | 5.7018 | 9.2208 | 13.8676 | 3193.6545 | 3309.1105 | 3544.4985 | 3962.095
5 | 20 | 24 | 1766.2701 | 1803.1443 | 1871.171 | 1998.9103 | 1109.8249 | 1138.596 | 1203.3684 | 1323.8726 | -35.1692 | -58.8958 | -104.1957 | -161.364 | 309.7453 | 414.8734 | 607.7306 | 896.167 | 10.4628 | 19.1715 | 37.8871 | 67.2986 | -0.0029378 | -0.0033719 | -0.0043111 | -0.005539 | 8.1439 | 12.9134 | 22.4615 | 35.3136 | 3169.275 | 3329.7995 | 3638.4186 | 4160.1926
5 | 21 | 1 | 1670.2834 | 1705.2543 | 1769.0173 | 1891.9929 | 1073.1854 | 1101.0066 | 1163.6406 | 1280.1665 | -31.572 | -52.145 | -89.802 | -141.5581 | 222.7607 | 298.7515 | 445.8257 | 665.0053 | 8.4337 | 14.0442 | 28.7761 | 57.055 | -0.0029378 | -0.0033719 | -0.0043111 | -0.005539 | 5.394 | 8.6902 | 15.4921 | 23.71 | 2948.4822 | 3075.5983 | 3332.9455 | 3776.3661
5 | 21 | 2 | 1610.0539 | 1643.9981 | 1705.4823 | 1824.4955 | 1060.2207 | 1087.7058 | 1149.5832 | 1264.7014 | -29.3167 | -48.326 | -83.2654 | -127.3407 | 138.6772 | 190.4078 | 294.1761 | 447.7637 | 5.8686 | 10.7028 | 23.2446 | 43.3041 | -0.0029378 | -0.0033719 | -0.0043111 | -0.005539 | 3.282 | 5.2401 | 9.459 | 14.2923 | 2788.7827 | 2889.7252 | 3098.6754 | 3467.2107
5 | 21 | 3 | 1559.9918 | 1593.0468 | 1651.8013 | 1766.5742 | 1083.9708 | 1112.0716 | 1175.3352 | 1293.0321 | -28.8447 | -46.4991 | -81.6634 | -123.0262 | 83.2862 | 120.0115 | 197.4015 | 314.6206 | 5.8686 | 10.7028 | 22.3375 | 41.9869 | -0.0029378 | -0.0033719 | -0.0043111 | -0.005539 | 1.7835 | 2.5375 | 5.0644 | 7.3919 | 2706.0533 | 2791.8677 | 2970.2722 | 3300.574
5 | 21 | 4 | 1519.3125 | 1550.9269 | 1607.1336 | 1715.6284 | 1180.4302 | 1211.0316 | 1279.9248 | 1408.0953 | -29.3167 | -47.5517 | -81.9449 | -127.3407 | 50.197 | 77.6386 | 139.0125 | 234.41 | 5.8686 | 10.4185 | 21.815 | 41.1139 | -0.0029378 | -0.0033719 | -0.0043111 | -0.005539 | 1.056 | 1.5815 | 2.9645 | 4.8745 | 2727.5446 | 2804.042 | 2968.9011 | 3276.7759
5 | 21 | 5 | 1504.3989 | 1534.4787 | 1587.8332 | 1687.4806 | 1383.8755 | 1419.751 | 1500.5178 | 1650.7783 | -32.2277 | -49.5439 | -86.8794 | -146.7219 | 43.5971 | 70.6701 | 127.963 | 232.1455 | 9.2454 | 12.5062 | 26.0415 | 59.2452 | -0.0029378 | -0.0033719 | -0.0043111 | -0.005539 | 0.78996 | 1.2687 | 2.5748 | 3.4502 | 2909.6762 | 2989.1275 | 3158.0465 | 3486.3722
5 | 21 | 6 | 1554.8677 | 1584.8266 | 1638.9202 | 1734.7603 | 1572.8108 | 1613.5843 | 1705.3778 | 1876.1528 | -36.3734 | -54.085 | -96.262 | -198.8524 | 70.2956 | 107.0082 | 187.7374 | 324.5821 | 20.3975 | 15.0245 | 30.6037 | 113.1728 | -81.0562 | -92.8099 | -118.3118 | -152.0666 | -0.26603 | -0.5213 | -0.86458 | -1.4244 | 3100.6761 | 3173.0273 | 3347.2008 | 3696.3246
5 | 21 | 7 | 1492.4045 | 1518.8924 | 1566.368 | 1643.4553 | 1957.3346 | 2008.0764 | 2122.3118 | 2334.8382 | -44.1598 | -61.3926 | -112.1811 | -251.0994 | 119.0867 | 180.7572 | 296.6932 | 512.2812 | 28.1146 | 20.9939 | 40.7598 | 150.8167 | -404.4239 | -464.3905 | -594.3606 | -764.7799 | 0.1303 | 0.92074 | 1.7873 | 1.2754 | 3148.4869 | 3203.8575 | 3321.3785 | 3626.7875
5 | 21 | 8 | 1502.7872 | 1527.6549 | 1572.3611 | 1638.8377 | 2246.2637 | 2304.4956 | 2435.5938 | 2679.4919 | -52.5254 | -70.6923 | -130.6647 | -293.327 | 171.6053 | 256.1413 | 419.2489 | 719.9925 | 30.3106 | 25.9749 | 51.238 | 164.6693 | -898.2304 | -1031.963 | -1322.0202 | -1702.6267 | 5.6926 | 8.5318 | 17.2388 | 34.1343 | 3005.9036 | 3020.1432 | 3042.9958 | 3241.172
5 | 21 | 9 | 1526.945 | 1551.3558 | 1595.4811 | 1656.8808 | 2429.2075 | 2492.1821 | 2633.9574 | 2897.7194 | -59.0771 | -81.3753 | -151.0319 | -304.692 | 192.5917 | 286.2949 | 470.0693 | 802.9496 | 24.5859 | 33.6205 | 65.3715 | 138.142 | -1319.7639 | -1516.5426 | -1943.233 | -2502.7209 | 12.091 | 17.7243 | 35.2597 | 69.3018 | 2806.58 | 2783.2598 | 2705.8742 | 2757.5808
5 | 21 | 10 | 1598.6158 | 1624.0978 | 1671.0767 | 1733.5358 | 2525.3833 | 2590.8512 | 2738.2395 | 3012.4443 | -64.5777 | -89.4572 | -164.5809 | -309.3148 | 183.0908 | 274.9009 | 454.1202 | 785.1413 | 18.8829 | 36.2661 | 70.3182 | 111.2722 | -1689.418 | -1940.8817 | -2486.1196 | -3200.932 | 14.6699 | 21.4953 | 42.0613 | 82.2783 | 2586.6471 | 2517.2724 | 2325.1155 | 2214.4252
5 | 21 | 11 | 1709.9244 | 1736.9163 | 1788.9072 | 1855.8451 | 2577.8289 | 2644.6564 | 2795.1056 | 3075.0049 | -68.8741 | -95.7122 | -176.6045 | -318.3683 | 165.4945 | 249.4204 | 418.7084 | 728.3208 | 15.1872 | 36.962 | 71.7478 | 96.9754 | -2005.8266 | -2303.2957 | -2947.8327 | -3792.0564 | 10.1853 | 14.0928 | 26.5151 | 52.0341 | 2403.9196 | 2283.04 | 1976.5469 | 1697.7556
5 | 21 | 12 | 1821.6004 | 1850.9393 | 1907.4701 | 1981.0676 | 2631.2959 | 2699.5094 | 2853.0791 | 3138.7838 | -72.8056 | -97.3738 | -176.6045 | -320.255 | 158.8947 | 238.5629 | 400.0395 | 695.461 | 11.2377 | 31.266 | 62.2389 | 79.6155 | -2110.0337 | -2423.2516 | -3101.8731 | -3990.155 | 1.7971 | 4.5875 | 8.4645 | 9.66 | 2441.9865 | 2304.2397 | 1952.8144 | 1594.1778
5 | 21 | 13 | 1921.8622 | 1952.9505 | 2014.124 | 2095.8827 | 2629.6187 | 2697.7888 | 2851.2606 | 3136.7832 | -75.3952 | -100.1402 | -176.6045 | -326.8808 | 150.7992 | 229.1753 | 383.2964 | 657.5804 | 9.89 | 26.5138 | 54.2326 | 74.5876 | -2097.957 | -2409.4677 | -3084.1666 | -3966.6871 | 0.39091 | 1.6682 | 3.0226 | 1.927 | 2539.2089 | 2398.4887 | 2045.1653 | 1673.1929
5 | 21 | 14 | 1945.0274 | 1976.1854 | 2038.2535 | 2122.8712 | 2608.5173 | 2676.1404 | 2828.3806 | 3111.6121 | -77.9849 | -99.9749 | -176.323 | -332.6573 | 139.7126 | 210.8283 | 352.4795 | 603.043 | 7.9696 | 20.3873 | 44.2011 | 68.4835 | -1961.453 | -2253.3115 | -2885.4584 | -3711.6126 | -0.010859 | 0.29518 | 0.48032 | -0.86046 | 2661.7782 | 2530.5501 | 2202.0137 | 1860.8795
5 | 21 | 15 | 1978.1507 | 2010.3269 | 2075.1665 | 2164.4779 | 2549.0849 | 2615.1672 | 2763.9389 | 3040.7172 | -80.026 | -101.3061 | -175.4784 | -336.9719 | 127.7094 | 192.8527 | 323.4712 | 542.9748 | 7.8026 | 19.1404 | 41.6749 | 69.0516 | -1702.6009 | -1956.0136 | -2504.6293 | -3220.8535 | -0.26332 | -0.53891 | -0.47491 | -1.5232 | 2879.8575 | 2779.6285 | 2523.669 | 2257.8728
5 | 21 | 16 | 2080.4362 | 2116.0624 | 2188.98 | 2290.5215 | 2402.6207 | 2464.9061 | 2605.1297 | 2866.0049 | -80.026 | -104.1858 | -182.0044 | -341.2862 | 63.9373 | 93.8243 | 149.8781 | 240.0183 | 8.8531 | 22.5726 | 47.9375 | 75.7238 | -1346.6194 | -1546.9415 | -1980.2601 | -2544.869 | -0.92026 | -1.373 | -2.1134 | -3.6103 | 3128.2818 | 3044.8651 | 2827.5473 | 2582.503
5 | 21 | 17 | 2161.2125 | 2199.2543 | 2278.9098 | 2394.1045 | 2211.564 | 2268.8965 | 2397.9695 | 2638.0999 | -78.7912 | -106.5086 | -187.4914 | -346.0253 | 70.5371 | 102.1391 | 159.0857 | 252.2444 | 11.896 | 28.9522 | 59.469 | 91.9058 | -894.567 | -1027.7776 | -1315.6001 | -1689.3317 | -2.1853 | -2.6417 | -4.6747 | -9.4664 | 3479.6661 | 3462.3141 | 3387.6678 | 3331.5312
5 | 21 | 18 | 2244.7526 | 2285.9433 | 2372.168 | 2502.7026 | 1979.2525 | 2030.5625 | 2146.0771 | 2360.9833 | -74.4183 | -108.0571 | -193.26 | -336.6634 | 86.03 | 122.9206 | 186.0842 | 281.787 | 16.0477 | 37.9598 | 74.8426 | 109.8116 | -378.2594 | -435.0322 | -557.4268 | -714.9393 | -7.5711 | -10.5479 | -20.7864 | -40.8008 | 3865.834 | 3923.749 | 4007.6986 | 4162.8809
5 | 21 | 19 | 2389.4725 | 2434.8103 | 2530.0745 | 2679.0791 | 1761.8624 | 1807.5368 | 1910.3639 | 2101.666 | -66.2975 | -105.6734 | -192.016 | -316.2449 | 92.6299 | 129.8891 | 195.5454 | 290.1248 | 20.0189 | 45.1748 | 88.578 | 130.1108 | -47.4838 | -54.8359 | -70.692 | -90.8098 | -12.3489 | -18.794 | -35.993 | -65.0218 | 4137.8535 | 4238.1077 | 4425.8607 | 4728.9043
5 | 21 | 20 | 2390.1859 | 2435.8238 | 2531.0557 | 2682.6394 | 1696.7594 | 1740.7461 | 1839.7737 | 2024.0069 | -60.432 | -101.8542 | -187.0921 | -291.0872 | 102.1308 | 143.9755 | 215.8866 | 313.4448 | 22.1063 | 50.1031 | 97.096 | 138.2659 | -0.0029378 | -0.0033719 | -0.0043111 | -0.005539 | -13.2746 | -20.8968 | -39.7707 | -69.3436 | 4137.4729 | 4247.8941 | 4456.9449 | 4797.9208
5 | 21 | 21 | 2370.8246 | 2417.4452 | 2512.3383 | 2669.9392 | 1501.2463 | 1540.1645 | 1627.7814 | 1790.7859 | -54.3523 | -94.6597 | -175.0685 | -263.5017 | 193.119 | 271.1768 | 417.9476 | 615.8305 | 20.578 | 49.5466 | 95.2711 | 127.2133 | -0.0029378 | -0.0033719 | -0.0043111 | -0.005539 | -6.5124 | -10.5479 | -19.4767 | -33.3769 | 4024.9003 | 4173.1221 | 4458.7888 | 4906.8847
5 | 21 | 22 | 2224.7835 | 2269.4435 | 2357.5813 | 2510.6823 | 1327.7405 | 1362.1608 | 1439.6514 | 1583.8168 | -48.2726 | -82.0367 | -150.0483 | -228.441 | 212.1208 | 292.7682 | 440.1305 | 643.1086 | 16.6435 | 38.0207 | 73.7189 | 105.7139 | -0.0029378 | -0.0033719 | -0.0043111 | -0.005539 | -2.2939 | -4.2652 | -9.1518 | -15.427 | 3730.719 | 3876.0879 | 4151.8777 | 4599.4481
5 | 21 | 23 | 2059.212 | 2101.3235 | 2182.522 | 2329.0235 | 1185.12 | 1215.843 | 1285.0099 | 1413.6896 | -41.5373 | -69.3615 | -125.5147 | -190.9526 | 318.6249 | 426.7419 | 617.8148 | 894.2727 | 13.2668 | 26.9254 | 53.0738 | 86.5063 | -0.0029378 | -0.0033719 | -0.0043111 | -0.005539 | 4.2348 | 5.7018 | 9.2208 | 13.8676 | 3538.9184 | 3707.1707 | 4022.1222 | 4546.4015
5 | 21 | 24 | 1928.8041 | 1968.5704 | 2044.7542 | 2184.3118 | 1100.8461 | 1129.3844 | 1193.6328 | 1313.1621 | -35.899 | -57.9564 | -101.2625 | -162.5177 | 309.7453 | 414.8734 | 607.7306 | 896.167 | 10.2958 | 16.2592 | 33.0757 | 67.197 | -0.0029378 | -0.0033719 | -0.0043111 | -0.005539 | 8.1439 | 12.9134 | 22.4615 | 35.3136 | 3321.9333 | 3484.041 | 3800.3879 | 4333.6282
5 | 22 | 1 | 1798.2097 | 1836.2561 | 1906.4009 | 2038.3176 | 1067.8588 | 1095.5419 | 1157.8651 | 1273.8127 | -31.1306 | -52.3103 | -91.609 | -138.822 | 222.7607 | 298.7515 | 445.8257 | 665.0053 | 7.4918 | 14.3286 | 28.7761 | 50.2812 | -0.0029378 | -0.0033719 | -0.0043111 | -0.005539 | 5.394 | 8.6902 | 15.4921 | 23.3786 | 3070.5814 | 3201.2546 | 3462.7465 | 3911.9678
5 | 22 | 2 | 1713.4827 | 1749.912 | 1816.3749 | 1943.1997 | 1058.9181 | 1086.3694 | 1148.1708 | 1263.1475 | -29.3167 | -48.6565 | -85.354 | -125.0293 | 138.6772 | 190.4078 | 294.1761 | 447.7637 | 6.0356 | 11.3987 | 23.9539 | 41.1139 | -0.0029378 | -0.0033719 | -0.0043111 | -0.005539 | 3.282 | 5.2401 | 9.459 | 14.2923 | 2891.0758 | 2994.6681 | 3206.7764 | 3584.4822
5 | 22 | 3 | 1655.7433 | 1690.9136 | 1754.2345 | 1875.8917 | 1081.9437 | 1109.9919 | 1173.1371 | 1290.614 | -28.7682 | -47.717 | -82.2264 | -125.0293 | 83.2862 | 120.0115 | 197.4015 | 314.6206 | 5.8686 | 11.3987 | 23.2446 | 41.1139 | -0.0029378 | -0.0033719 | -0.0043111 | -0.005539 | 1.7835 | 2.5375 | 5.0644 | 7.3919 | 2799.8541 | 2887.1328 | 3070.8513 | 3404.5972
5 | 22 | 4 | 1598.8867 | 1632.7455 | 1692.8117 | 1807.1276 | 1178.2599 | 1208.8051 | 1277.5716 | 1405.5064 | -29.3167 | -49.5439 | -85.354 | -129.7684 | 50.197 | 77.6386 | 139.0125 | 234.41 | 6.2744 | 12.0946 | 24.7364 | 42.4311 | -0.0029378 | -0.0033719 | -0.0043111 | -0.005539 | 1.056 | 1.5815 | 2.9645 | 4.8745 | 2805.3544 | 2883.318 | 3051.7384 | 3364.5756
5 | 22 | 5 | 1571.8034 | 1603.4254 | 1660.0737 | 1764.6416 | 1382.0216 | 1417.849 | 1498.5076 | 1648.5668 | -31.6791 | -55.1898 | -99.3895 | -151.4611 | 43.5971 | 70.6701 | 127.963 | 232.1455 | 10.9989 | 19.4558 | 37.5026 | 63.8289 | -0.0029378 | -0.0033719 | -0.0043111 | -0.005539 | 0.78996 | 1.2687 | 2.5748 | 3.4502 | 2977.5289 | 3057.476 | 3227.2279 | 3561.1664
5 | 22 | 6 | 1631.4775 | 1663.234 | 1720.9098 | 1822.6122 | 1569.6741 | 1610.3663 | 1701.9768 | 1872.4112 | -36.8454 | -68.8655 | -127.8187 | -196.5411 | 70.2956 | 107.0082 | 187.7374 | 324.5821 | 19.8614 | 34.3164 | 64.849 | 108.6908 | -76.9242 | -88.1189 | -112.429 | -144.6492 | -0.26603 | -0.5213 | -0.86458 | -1.4244 | 3177.273 | 3257.4192 | 3434.3607 | 3785.6816
5 | 22 | 7 | 1547.1564 | 1573.9315 | 1623.624 | 1704.6564 | 1964.7494 | 2015.6835 | 2130.3517 | 2343.6831 | -44.1904 | -85.1944 | -162.0165 | -250.6748 | 119.0867 | 180.7572 | 296.6932 | 512.2812 | 27.1727 | 46.4299 | 86.7883 | 146.233 | -445.1726 | -510.9976 | -653.92 | -842.068 | 0.1303 | 0.92074 | 1.7873 | 3.1411 | 3168.9325 | 3221.5309 | 3323.3081 | 3617.2521
5 | 22 | 8 | 1525.7557 | 1549.3851 | 1594.7241 | 1662.708 | 2262.6781 | 2321.3356 | 2453.3918 | 2699.0722 | -51.9769 | -97.9826 | -182.1021 | -283.8487 | 171.6053 | 256.1413 | 419.2489 | 719.9925 | 26.3611 | 45.4497 | 85.3587 | 144.0428 | -898.3058 | -1030.9645 | -1317.2762 | -1689.2705 | 5.6926 | 8.5318 | 17.2388 | 29.5926 | 3041.8101 | 3051.8964 | 3070.5841 | 3282.2888
5 | 22 | 9 | 1507.3332 | 1528.9645 | 1571.1247 | 1630.3748 | 2461.5805 | 2525.3943 | 2669.059 | 2936.3361 | -58.6357 | -104.9597 | -189.6011 | -292.4776 | 192.5917 | 286.2949 | 470.0693 | 802.9496 | 19.0498 | 33.6205 | 64.9735 | 110.7417 | -1420.034 | -1629.8931 | -2084.2668 | -2678.8266 | 12.091 | 17.7243 | 35.2597 | 59.1016 | 2713.9765 | 2657.1458 | 2536.6183 | 2568.1997
5 | 22 | 10 | 1558.2253 | 1578.6416 | 1622.3808 | 1680.8618 | 2565.4061 | 2631.9115 | 2781.6356 | 3060.1861 | -64.6388 | -108.5613 | -191.1266 | -290.0499 | 183.0908 | 274.9009 | 454.1202 | 785.1413 | 11.8105 | 21.9741 | 44.2038 | 76.1234 | -1766.5474 | -2027.9422 | -2593.9495 | -3334.262 | 14.6699 | 21.4953 | 42.0613 | 69.6972 | 2502.0163 | 2392.4199 | 2159.3256 | 2047.698
5 | 22 | 11 | 1630.1735 | 1652.2355 | 1699.0298 | 1760.429 | 2631.5656 | 2699.7861 | 2853.3716 | 3139.1056 | -68.5703 | -112.9373 | -197.0234 | -296.6756 | 165.4945 | 249.4204 | 418.7084 | 728.3208 | 8.4337 | 16.526 | 34.6326 | 61.0553 | -1935.7058 | -2221.6167 | -2838.5435 | -3639.1616 | 10.1853 | 14.0928 | 26.5151 | 43.6133 | 2441.5765 | 2297.5068 | 1996.6905 | 1796.6868
5 | 22 | 12 | 1657.882 | 1679.9508 | 1727.5805 | 1788.8347 | 2687.2544 | 2756.9186 | 2913.7542 | 3205.5349 | -71.8156 | -116.2606 | -199.8694 | -301.2985 | 158.8947 | 238.5629 | 400.0395 | 695.461 | 6.1075 | 13.4864 | 29.6859 | 52.6593 | -2069.9215 | -2376.6426 | -3039.7553 | -3903.7816 | 1.7971 | 4.5875 | 8.4645 | 13.9316 | 2370.1986 | 2200.603 | 1839.8999 | 1551.3414
5 | 22 | 13 | 1752.2616 | 1777.6512 | 1830.4354 | 1898.6958 | 2700.1955 | 2770.1952 | 2927.7861 | 3220.9719 | -73.9332 | -118.8096 | -205.5614 | -307.1913 | 150.7992 | 229.1753 | 383.2964 | 657.5804 | 5.3108 | 12.5062 | 29.0387 | 52.5577 | -2019.3017 | -2318.2924 | -2963.4301 | -3800.3282 | 0.39091 | 1.6682 | 3.0226 | 4.9957 | 2515.7231 | 2354.0941 | 2004.5878 | 1727.2819
5 | 22 | 14 | 1772.8648 | 1798.5356 | 1852.1026 | 1921.7089 | 2693.5471 | 2763.3745 | 2920.5773 | 3213.0412 | -75.5023 | -122.0198 | -208.1259 | -313.5087 | 139.7126 | 210.8283 | 352.4795 | 603.043 | 4.7381 | 12.0756 | 28.9142 | 51.583 | -1964.3934 | -2256.3154 | -2888.6441 | -3715.5057 | -0.010859 | 0.29518 | 0.48032 | 0.67389 | 2570.9561 | 2406.774 | 2057.784 | 1761.0357
5 | 22 | 15 | 1769.5994 | 1797.2552 | 1851.625 | 1923.5394 | 2641.865 | 2710.3525 | 2864.539 | 3151.3913 | -77.0714 | -123.6814 | -209.4464 | -317.3986 | 127.7094 | 192.8527 | 323.4712 | 542.9748 | 4.7381 | 12.6145 | 30.4792 | 54.8871 | -1705.5313 | -1959.3262 | -2509.0408 | -3227.3872 | -0.26332 | -0.53891 | -0.47491 | -1.5232 | 2761.0458 | 2629.5283 | 2351.1523 | 2126.4836
5 | 22 | 16 | 1854.6119 | 1888.0649 | 1949.2739 | 2033.9922 | 2502.9746 | 2567.8615 | 2713.942 | 2985.7137 | -76.9643 | -122.4636 | -210.4854 | -316.6654 | 63.9373 | 93.8243 | 149.8781 | 240.0183 | 5.3827 | 14.1336 | 32.8266 | 59.7116 | -1365.7686 | -1568.5936 | -2007.6869 | -2580.5962 | -0.92026 | -1.373 | -2.1134 | -3.2789 | 2983.2534 | 2871.4542 | 2625.635 | 2418.8952
5 | 22 | 17 | 1936.6457 | 1973.3089 | 2040.6472 | 2138.956 | 2312.2325 | 2372.1747 | 2507.1229 | 2758.1839 | -75.9437 | -121.5762 | -208.6783 | -316.6654 | 70.5371 | 102.1391 | 159.0857 | 252.2444 | 8.2084 | 18.5826 | 41.6885 | 73.7035 | -890.6462 | -1023.3351 | -1310.1786 | -1682.8316 | -2.1853 | -2.6417 | -4.6747 | -7.3306 | 3358.8485 | 3318.6522 | 3225.0127 | 3216.2602
5 | 22 | 18 | 2066.6963 | 2107.487 | 2183.6273 | 2300.3475 | 2060.0348 | 2113.439 | 2233.6683 | 2457.3458 | -71.5402 | -116.1476 | -204.0254 | -309.6151 | 86.03 | 122.9206 | 186.0842 | 281.787 | 11.824 | 24.9636 | 51.9799 | 92.5839 | -364.2499 | -419.0609 | -537.3453 | -689.96 | -7.5711 | -10.5479 | -20.7864 | -34.2708 | 3781.2239 | 3823.0536 | 3893.2025 | 4098.2183
5 | 22 | 19 | 2203.7296 | 2246.8636 | 2331.7704 | 2467.3747 | 1806.8855 | 1853.727 | 1959.1818 | 2155.3725 | -63.8915 | -107.5089 | -190.5529 | -291.9326 | 92.6299 | 129.8891 | 195.5454 | 290.1248 | 15.2591 | 30.3752 | 61.6757 | 107.8554 | -52.3201 | -60.3136 | -77.4589 | -99.0615 | -12.3489 | -18.794 | -35.993 | -58.7619 | 3989.9436 | 4074.2384 | 4244.1685 | 4570.9715
5 | 22 | 20 | 2301.4326 | 2347.3834 | 2437.7975 | 2583.5686 | 1721.3038 | 1765.9267 | 1866.3868 | 2053.285 | -58.026 | -101.4192 | -180.4129 | -274.2501 | 102.1308 | 143.9755 | 215.8866 | 313.4448 | 18.4187 | 35.6961 | 71.2361 | 121.4671 | -0.0029378 | -0.0033719 | -0.0043111 | -0.005539 | -13.2746 | -20.8968 | -39.7707 | -64.3479 | 4071.9825 | 4170.6623 | 4371.1191 | 4733.1619
5 | 22 | 21 | 2337.391 | 2384.5956 | 2477.8957 | 2632.7201 | 1516.3914 | 1555.7023 | 1644.2031 | 1808.852 | -51.8698 | -93.5547 | -166.9404 | -253.4068 | 193.119 | 271.1768 | 417.9476 | 615.8305 | 18.8245 | 35.6785 | 71.3607 | 121.6703 | -0.0029378 | -0.0033719 | -0.0043111 | -0.005539 | -6.5124 | -10.5479 | -19.4767 | -31.9038 | 4007.3409 | 4143.0471 | 4424.9855 | 4893.7567
5 | 22 | 22 | 2198.8645 | 2243.4167 | 2330.9845 | 2481.7529 | 1334.0213 | 1368.6044 | 1446.4615 | 1591.3089 | -46.3692 | -83.6982 | -150.0589 | -225.8213 | 212.1208 | 292.7682 | 440.1305 | 643.1086 | 17.7741 | 33.0695 | 64.5863 | 111.63 | -0.0029378 | -0.0033719 | -0.0043111 | -0.005539 | -2.2939 | -4.2652 | -9.1518 | -15.1569 | 3714.1147 | 3849.892 | 4122.9479 | 4586.8167
5 | 22 | 23 | 2043.9462 | 2085.4621 | 2166.3558 | 2311.2112 | 1187.0467 | 1217.8197 | 1287.099 | 1415.9879 | -39.4962 | -70.9099 | -125.3203 | -190.2196 | 318.6249 | 426.7419 | 617.8148 | 894.2727 | 13.1948 | 25.0123 | 49.5458 | 85.1028 | -0.0029378 | -0.0033719 | -0.0043111 | -0.005539 | 4.2348 | 5.7018 | 9.2208 | 12.3333 | 3527.5484 | 3689.8245 | 4004.7116 | 4528.6826
5 | 22 | 24 | 1920.8354 | 1960.8205 | 2036.7176 | 2175.7489 | 1102.7474 | 1131.3349 | 1195.6943 | 1315.43 | -33.8579 | -60.3922 | -104.9531 | -157.4703 | 309.7453 | 414.8734 | 607.7306 | 896.167 | 9.8181 | 18.3294 | 36.98 | 65.451 | -0.0029378 | -0.0033719 | -0.0043111 | -0.005539 | 8.1439 | 12.9134 | 22.4615 | 34.9823 | 3317.4293 | 3477.8761 | 3794.6266 | 4330.3033
5 | 23 | 1 | 1796.6753 | 1834.2684 | 1904.2405 | 2036.3394 | 1070.7052 | 1098.4621 | 1160.9514 | 1277.2081 | -30.475 | -53.0845 | -92.9295 | -141.2498 | 222.7607 | 298.7515 | 445.8257 | 665.0053 | 9.0065 | 16.2416 | 32.9403 | 56.182 | -0.0029378 | -0.0033719 | -0.0043111 | -0.005539 | 5.394 | 8.6902 | 15.4921 | 23.3786 | 3074.0638 | 3203.3259 | 3466.5163 | 3916.858
5 | 23 | 2 | 1715.6568 | 1751.5156 | 1818.1382 | 1944.9441 | 1058.5262 | 1085.9674 | 1147.7459 | 1262.6801 | -29.2402 | -48.6565 | -83.547 | -125.0293 | 138.6772 | 190.4078 | 294.1761 | 447.7637 | 5.8686 | 11.1144 | 23.2446 | 40.2409 | -0.0029378 | -0.0033719 | -0.0043111 | -0.005539 | 3.1517 | 5.2401 | 9.459 | 14.2923 | 2892.6374 | 2995.5854 | 3209.2125 | 3584.8862
5 | 23 | 3 | 1661.1126 | 1696.107 | 1759.884 | 1882.1812 | 1079.0666 | 1107.0402 | 1170.0175 | 1287.182 | -28.6611 | -47.6039 | -82.2264 | -124.6046 | 83.2862 | 120.0115 | 197.4015 | 314.6206 | 5.8686 | 10.7028 | 21.9395 | 40.0376 | -0.0029378 | -0.0033719 | -0.0043111 | -0.005539 | 1.7835 | 2.5375 | 5.0644 | 7.3919 | 2802.4534 | 2888.7917 | 3072.0762 | 3406.8031
5 | 23 | 4 | 1608.5913 | 1642.2089 | 1702.6855 | 1817.6958 | 1175.3691 | 1205.8393 | 1274.4371 | 1402.0581 | -28.7682 | -48.6565 | -85.354 | -127.0323 | 50.197 | 77.6386 | 139.0125 | 234.41 | 5.8686 | 11.1144 | 22.722 | 40.0376 | -0.0029378 | -0.0033719 | -0.0043111 | -0.005539 | 1.056 | 1.5815 | 2.9645 | 4.8745 | 2812.3108 | 2889.7228 | 3056.4633 | 3372.0381
5 | 23 | 5 | 1585.367 | 1617.0445 | 1674.3328 | 1780.0792 | 1381.676 | 1417.4944 | 1498.1329 | 1648.1545 | -31.6791 | -55.0245 | -97.864 | -148.725 | 43.5971 | 70.6701 | 127.963 | 232.1455 | 10.3542 | 18.3294 | 35.5504 | 60.7657 | -0.0029378 | -0.0033719 | -0.0043111 | -0.005539 | 0.78996 | 1.2687 | 2.5748 | 3.4502 | 2990.1022 | 3069.7792 | 3240.6856 | 3575.8646
5 | 23 | 6 | 1643.1156 | 1674.4506 | 1732.6582 | 1835.5487 | 1565.8102 | 1606.4022 | 1697.7872 | 1867.8021 | -36.1897 | -67.8128 | -124.4862 | -193.805 | 70.2956 | 107.0082 | 187.7374 | 324.5821 | 18.3101 | 31.8347 | 60.0999 | 101.8153 | -79.5767 | -91.1576 | -116.2896 | -149.4614 | -0.26603 | -0.5213 | -0.86458 | -1.4244 | 3181.4991 | 3260.204 | 3436.6422 | 3785.0575
5 | 23 | 7 | 1550.0886 | 1577.1097 | 1626.7638 | 1708.1755 | 1968.81 | 2019.8493 | 2134.7545 | 2348.5269 | -43.5348 | -83.3675 | -155.7614 | -238.8851 | 119.0867 | 180.7572 | 296.6932 | 512.2812 | 23.7743 | 41.4299 | 77.2794 | 129.4188 | -383.1791 | -438.8654 | -559.6464 | -720.0653 | 0.53207 | 0.92074 | 1.7873 | 3.1411 | 3235.5779 | 3297.834 | 3421.8705 | 3742.5932
5 | 23 | 8 | 1484.3689 | 1508.2448 | 1551.4501 | 1615.3052 | 2294.6014 | 2354.0865 | 2488.0057 | 2737.1523 | -51.4283 | -94.4941 | -173.0011 | -267.7446 | 171.6053 | 256.1413 | 419.2489 | 719.9925 | 22.4266 | 38.7843 | 73.2397 | 123.7213 | -743.3789 | -850.8153 | -1080.5779 | -1376.7198 | 4.8836 | 8.5318 | 17.2388 | 29.5926 | 3183.0786 | 3220.4793 | 3295.6043 | 3581.2995
5 | 23 | 9 | 1421.4459 | 1442.3827 | 1480.3206 | 1531.0017 | 2522.5502 | 2587.9446 | 2735.1676 | 3009.0647 | -57.4315 | -100.5838 | -182.1021 | -279.1096 | 192.5917 | 286.2949 | 470.0693 | 802.9496 | 16.3178 | 29.3354 | 56.7073 | 97.194 | -1289.6727 | -1478.5888 | -1884.5893 | -2409.9129 | 10.3482 | 17.7243 | 35.2597 | 59.1016 | 2816.1496 | 2784.5093 | 2710.833 | 2810.2892
5 | 23 | 10 | 1416.156 | 1435.7351 | 1472.8874 | 1517.6119 | 2665.7983 | 2734.9063 | 2890.4896 | 3179.9406 | -61.835 | -105.125 | -185.153 | -281.4209 | 183.0908 | 274.9009 | 454.1202 | 785.1413 | 10.9989 | 20.1518 | 40.9466 | 70.7684 | -1802.0012 | -2068.7341 | -2646.4892 | -3402.9197 | 12.7371 | 21.4953 | 42.0613 | 69.6972 | 2424.9449 | 2313.3303 | 2068.8629 | 1938.8188
5 | 23 | 11 | 1464.0474 | 1483.8834 | 1522.9122 | 1567.7105 | 2747.6517 | 2818.8816 | 2979.2422 | 3277.5807 | -65.5523 | -109.5009 | -191.1266 | -290.0499 | 165.4945 | 249.4204 | 418.7084 | 728.3208 | 8.4337 | 16.1144 | 34.11 | 60.2839 | -2063.8558 | -2369.7533 | -3032.6105 | -3900.7959 | 8.5674 | 14.0928 | 26.5151 | 43.6133 | 2264.7867 | 2103.1385 | 1757.7508 | 1486.6635
5 | 23 | 12 | 1438.2852 | 1457.2772 | 1494.4536 | 1534.077 | 2818.3645 | 2891.4276 | 3055.9151 | 3361.9317 | -67.7005 | -111.1625 | -193.9725 | -292.3612 | 158.8947 | 238.5629 | 400.0395 | 695.461 | 6.1075 | 12.3789 | 27.0758 | 49.7994 | -2170.9837 | -2492.9145 | -3190.4908 | -4103.9671 | 2.7309 | 4.5875 | 8.4645 | 13.9316 | 2185.6985 | 2000.1571 | 1601.4852 | 1258.8724
5 | 23 | 13 | 1420.2418 | 1438.9643 | 1475.078 | 1512.0687 | 2842.2046 | 2915.8857 | 3081.7646 | 3390.3697 | -69.3767 | -113.7115 | -196.8185 | -296.6756 | 150.7992 | 229.1753 | 383.2964 | 657.5804 | 5.7017 | 11.683 | 25.7707 | 47.406 | -2159.8072 | -2480.2841 | -3174.6089 | -4083.2788 | 1.0587 | 1.6682 | 3.0226 | 4.9957 | 2190.8221 | 2003.3809 | 1597.505 | 1232.466
5 | 23 | 14 | 1383.4876 | 1401.5186 | 1435.4335 | 1469.7681 | 2846.3625 | 2920.1514 | 3086.273 | 3395.3296 | -70.8693 | -115.3732 | -198.3439 | -300.5655 | 139.7126 | 210.8283 | 352.4795 | 603.043 | 4.5711 | 9.4491 | 23.4341 | 43.6953 | -2022.5205 | -2322.9395 | -2973.8265 | -3825.3751 | 0.39091 | 0.29518 | 0.48032 | 0.67389 | 2281.1351 | 2103.9299 | 1725.9299 | 1386.5693
5 | 23 | 15 | 1388.2604 | 1406.9173 | 1441.0021 | 1478.2571 | 2787.0841 | 2859.3363 | 3021.9982 | 3324.6183 | -70.8387 | -114.4336 | -196.4603 | -298.1377 | 127.7094 | 192.8527 | 323.4712 | 542.9748 | 3.9264 | 9.1647 | 22.129 | 42.1749 | -1764.3853 | -2026.6048 | -2594.5638 | -3337.0154 | -0.39362 | -0.53891 | -0.47491 | -1.5232 | 2471.3628 | 2326.6936 | 2017.1015 | 1751.3487
5 | 23 | 16 | 1491.0326 | 1513.7546 | 1553.718 | 1605.6217 | 2635.6231 | 2703.9488 | 2857.771 | 3143.9456 | -69.0554 | -113.2158 | -194.6534 | -294.9768 | 63.9373 | 93.8243 | 149.8781 | 240.0183 | 5.1439 | 10.9871 | 26.1687 | 46.7585 | -1374.5799 | -1579.1075 | -2021.8574 | -2599.5451 | -0.78996 | -1.373 | -2.1134 | -3.2789 | 2751.3116 | 2628.8185 | 2368.9116 | 2138.5433
5 | 23 | 17 | 1588.2526 | 1614.4871 | 1661.0639 | 1727.8451 | 2433.9625 | 2497.0604 | 2639.1131 | 2903.3915 | -67.2721 | -111.3889 | -192.8464 | -292.6655 | 70.5371 | 102.1391 | 159.0857 | 252.2444 | 7.7307 | 15.7204 | 35.0306 | 61.725 | -917.86 | -1054.5006 | -1350.0104 | -1734.5559 | -1.5881 | -2.6417 | -4.6747 | -7.3306 | 3113.7628 | 3060.8756 | 2946.7619 | 2910.654
5 | 23 | 18 | 1778.6606 | 1810.4645 | 1869.7284 | 1960.11 | 2161.5568 | 2217.5929 | 2343.7473 | 2578.448 | -62.8992 | -108.5615 | -189.5139 | -290.3542 | 86.03 | 122.9206 | 186.0842 | 281.787 | 12.861 | 24.1891 | 49.026 | 85.0874 | -391.0781 | -449.7747 | -576.3623 | -739.4438 | -6.3712 | -10.5479 | -20.7864 | -34.2708 | 3578.7599 | 3606.2829 | 3661.9232 | 3841.3637
5 | 23 | 19 | 2035.5103 | 2074.6043 | 2149.187 | 2268.7514 | 1879.3032 | 1928.0222 | 2037.7035 | 2241.7572 | -57.9471 | -100.6971 | -178.8874 | -274.2501 | 92.6299 | 129.8891 | 195.5454 | 290.1248 | 15.498 | 28.3362 | 57.4898 | 99.3842 | -50.0874 | -57.8367 | -74.4707 | -95.3809 | -11.149 | -18.794 | -35.993 | -58.7619 | 3903.7579 | 3983.5239 | 4150.5745 | 4471.6248
5 | 23 | 20 | 2147.4997 | 2188.6961 | 2270.7006 | 2402.5418 | 1769.8572 | 1815.7388 | 1919.0326 | 2111.2027 | -53.7578 | -95.5469 | -170.0679 | -260.882 | 102.1308 | 143.9755 | 215.8866 | 313.4448 | 17.4402 | 31.5504 | 63.5439 | 108.6532 | -0.0029378 | -0.0033719 | -0.0043111 | -0.005539 | -12.3407 | -20.8968 | -39.7707 | -64.3479 | 3970.8263 | 4063.5137 | 4259.3207 | 4610.607
5 | 23 | 21 | 2247.5741 | 2291.6397 | 2379.8386 | 2526.2709 | 1544.8283 | 1584.8763 | 1675.0368 | 1842.7734 | -49.4614 | -87.5172 | -154.9934 | -235.7243 | 193.119 | 271.1768 | 417.9476 | 615.8305 | 16.0708 | 29.3164 | 58.9817 | 100.9047 | -0.0029378 | -0.0033719 | -0.0043111 | -0.005539 | -6.2409 | -10.5479 | -19.4767 | -31.9038 | 3945.8869 | 4078.9407 | 4357.3302 | 4818.1458
5 | 23 | 22 | 2140.252 | 2183.1421 | 2267.3613 | 2412.8992 | 1354.0847 | 1389.1879 | 1468.216 | 1615.2418 | -44.4023 | -79.3223 | -140.9579 | -214.0317 | 212.1208 | 292.7682 | 440.1305 | 643.1086 | 15.4261 | 27.9246 | 55.6622 | 95.448 | -0.0029378 | -0.0033719 | -0.0043111 | -0.005539 | -2.4242 | -4.2652 | -9.1518 | -15.1569 | 3675.0542 | 3809.432 | 4081.2561 | 4537.5035
5 | 23 | 23 | 1997.4256 | 2038.3607 | 2117.0312 | 2257.4551 | 1203.6303 | 1234.8331 | 1305.0803 | 1435.7699 | -38.764 | -69.4135 | -123.9997 | -188.3329 | 318.6249 | 426.7419 | 617.8148 | 894.2727 | 14.3756 | 25.6906 | 50.1929 | 87.4962 | -0.0029378 | -0.0033719 | -0.0043111 | -0.005539 | 3.9688 | 5.7018 | 9.2208 | 12.3333 | 3499.2583 | 3661.9114 | 3975.336 | 4498.9887
5 | 23 | 24 | 1881.7544 | 1920.8723 | 1994.9236 | 2130.3159 | 1113.1901 | 1142.0483 | 1207.0172 | 1327.8868 | -34.3299 | -60.279 | -105.2346 | -162.2094 | 309.7453 | 414.8734 | 607.7306 | 896.167 | 11.4047 | 20.5633 | 41.2065 | 70.0346 | -0.0029378 | -0.0033719 | -0.0043111 | -0.005539 | 8.0136 | 12.9134 | 22.4615 | 34.9823 | 3289.7752 | 3450.9884 | 3768.1004 | 4297.1717
5 | 24 | 1 | 1764.3175 | 1800.9534 | 1869.7192 | 1998.9312 | 1078.7665 | 1106.7324 | 1169.6922 | 1286.8241 | -30.947 | -53.0845 | -94.25 | -141.2498 | 222.7607 | 298.7515 | 445.8257 | 665.0053 | 8.4337 | 15.4361 | 31.5107 | 53.8902 | -0.0029378 | -0.0033719 | -0.0043111 | -0.005539 | 5.394 | 8.6902 | 15.4921 | 23.3786 | 3048.7225 | 3177.4756 | 3437.9856 | 3886.774
5 | 24 | 2 | 1689.6135 | 1724.9776 | 1790.2616 | 1914.8905 | 1065.5348 | 1093.1577 | 1155.3452 | 1271.0404 | -29.2402 | -49.4308 | -85.149 | -127.0323 | 138.6772 | 190.4078 | 294.1761 | 447.7637 | 6.2744 | 11.8103 | 24.2139 | 42.4311 | -0.0029378 | -0.0033719 | -0.0043111 | -0.005539 | 3.1517 | 5.2401 | 9.459 | 14.2923 | 2874.0084 | 2976.1594 | 3188.3025 | 3563.38
5 | 24 | 3 | 1636.8874 | 1671.3308 | 1733.7671 | 1854.3629 | 1083.213 | 1111.2941 | 1174.5134 | 1292.1281 | -28.2197 | -47.6039 | -83.547 | -124.6046 | 83.2862 | 120.0115 | 197.4015 | 314.6206 | 5.8686 | 11.1144 | 22.722 | 40.0376 | -0.0029378 | -0.0033719 | -0.0043111 | -0.005539 | 1.7835 | 2.5375 | 5.0644 | 7.3919 | 2782.8161 | 2868.6809 | 3049.9171 | 3383.9309
5 | 24 | 4 | 1581.5926 | 1614.6224 | 1673.5503 | 1786.2437 | 1181.4377 | 1212.0652 | 1281.0172 | 1409.297 | -29.2402 | -49.4308 | -86.6745 | -129.7684 | 50.197 | 77.6386 | 139.0125 | 234.41 | 6.2744 | 11.8103 | 24.7364 | 42.4311 | -0.0029378 | -0.0033719 | -0.0043111 | -0.005539 | 1.056 | 1.5815 | 2.9645 | 4.8745 | 2791.3145 | 2868.2838 | 3034.602 | 3347.4824
5 | 24 | 5 | 1553.0997 | 1584.2796 | 1639.9625 | 1742.8682 | 1387.9708 | 1423.9525 | 1504.9583 | 1655.6634 | -32.1512 | -55.7988 | -99.1845 | -151.1528 | 43.5971 | 70.6701 | 127.963 | 232.1455 | 10.5931 | 18.7599 | 36.98 | 62.9558 | -0.0029378 | -0.0033719 | -0.0043111 | -0.005539 | 0.78996 | 1.2687 | 2.5748 | 3.4502 | 2963.8966 | 3043.1286 | 3213.2497 | 3545.9248
5 | 24 | 6 | 1595.8753 | 1626.7515 | 1682.4361 | 1780.9709 | 1580.5514 | 1621.5255 | 1713.7708 | 1885.3863 | -36.7689 | -68.7523 | -129.1392 | -198.9688 | 70.2956 | 107.0082 | 187.7374 | 324.5821 | 20.8033 | 35.8545 | 67.5836 | 113.1728 | -74.8647 | -85.9581 | -110.1677 | -142.2282 | -0.26603 | -0.5213 | -0.86458 | -1.4244 | 3155.6259 | 3235.9079 | 3411.3565 | 3761.4907
5 | 24 | 7 | 1494.554 | 1520.2527 | 1567.563 | 1644.1329 | 1988.4682 | 2040.0171 | 2156.0696 | 2371.9765 | -43.5348 | -84.307 | -160.491 | -248.3633 | 119.0867 | 180.7572 | 296.6932 | 512.2812 | 27.1727 | 46.8415 | 87.5708 | 146.6772 | -366.747 | -420.1079 | -535.2404 | -684.183 | 0.53207 | 0.92074 | 1.7873 | 3.1411 | 3219.5319 | 3284.3744 | 3413.9526 | 3745.6626
5 | 24 | 8 | 1408.1891 | 1430.4303 | 1469.6356 | 1526.2429 | 2327.6196 | 2387.9606 | 2523.8069 | 2776.5386 | -51.2447 | -97.0953 | -180.8582 | -281.962 | 171.6053 | 256.1413 | 419.2489 | 719.9925 | 27.7455 | 47.5374 | 89.523 | 150.0453 | -699.5481 | -800.0799 | -1015.7798 | -1295.0871 | 4.8836 | 8.5318 | 17.2388 | 29.5926 | 3189.2503 | 3233.4262 | 3322.8152 | 3625.3628
5 | 24 | 9 | 1325.9458 | 1344.719 | 1377.7146 | 1419.0937 | 2569.5151 | 2636.127 | 2786.091 | 3065.0876 | -56.7759 | -102.4107 | -185.2296 | -285.8518 | 192.5917 | 286.2949 | 470.0693 | 802.9496 | 20.1003 | 35.5701 | 67.7082 | 114.4523 | -1136.9082 | -1301.4226 | -1654.7282 | -2111.6956 | 10.3482 | 17.7243 | 35.2597 | 59.1016 | 2924.8169 | 2916.6022 | 2896.885 | 3063.1375
5 | 24 | 10 | 1276.1728 | 1293.0516 | 1321.7926 | 1353.911 | 2737.4679 | 2808.4338 | 2968.2 | 3265.4328 | -61.0723 | -105.734 | -188.0756 | -287.7385 | 183.0908 | 274.9009 | 454.1202 | 785.1413 | 14.3756 | 25.279 | 50.4556 | 85.7349 | -1654.1857 | -1897.078 | -2421.661 | -3109.4826 | 12.7371 | 21.4953 | 42.0613 | 69.6972 | 2508.5862 | 2420.3487 | 2226.8931 | 2162.6962
5 | 24 | 11 | 1274.7812 | 1290.9711 | 1318.832 | 1347.4313 | 2841.3522 | 2915.0112 | 3080.8403 | 3389.3528 | -64.8967 | -109.2225 | -192.4471 | -292.0529 | 165.4945 | 249.4204 | 418.7084 | 728.3208 | 10.5931 | 19.4558 | 39.6416 | 68.4766 | -1999.5287 | -2295.9195 | -2937.8059 | -3777.551 | 8.5674 | 14.0928 | 26.5151 | 43.6133 | 2236.3629 | 2083.8094 | 1754.2844 | 1507.5909
5 | 24 | 12 | 1255.0137 | 1269.4932 | 1295.9542 | 1320.2994 | 2920.2513 | 2995.9557 | 3166.3896 | 3483.469 | -67.0449 | -111.9368 | -193.9725 | -292.0529 | 158.8947 | 238.5629 | 400.0395 | 695.461 | 7.861 | 15.1341 | 32.805 | 57.1191 | -2188.9709 | -2512.9689 | -3214.5175 | -4132.1507 | 2.7309 | 4.5875 | 8.4645 | 13.9316 | 2088.7359 | 1898.8277 | 1495.1628 | 1146.0765
5 | 24 | 13 | 1225.9342 | 1239.6173 | 1264.6664 | 1285.3167 | 2955.8172 | 3032.4436 | 3204.9533 | 3525.8943 | -68.0654 | -112.8242 | -195.293 | -293.9396 | 150.7992 | 229.1753 | 383.2964 | 657.5804 | 6.7522 | 13.3483 | 29.1633 | 52.4338 | -2169.1681 | -2490.5218 | -3186.5432 | -4097.6361 | 1.0587 | 1.6682 | 3.0226 | 4.9957 | 2103.128 | 1912.9068 | 1503.2658 | 1134.6451
5 | 24 | 14 | 1162.0971 | 1174.902 | 1196.2712 | 1211.0212 | 2973.692 | 3050.7818 | 3224.3347 | 3547.2166 | -70.2136 | -114.3205 | -196.537 | -293.5149 | 139.7126 | 210.8283 | 352.4795 | 603.043 | 4.9769 | 10.4185 | 24.601 | 44.1395 | -2024.2908 | -2324.6362 | -2975.1983 | -3826.3464 | 0.39091 | 0.29518 | 0.48032 | 0.67389 | 2186.3651 | 2008.269 | 1626.4316 | 1286.2328
5 | 24 | 15 | 1162.4207 | 1175.4748 | 1197.4518 | 1213.7354 | 2928.0137 | 3003.9194 | 3174.8063 | 3492.7285 | -70.1065 | -114.1553 | -195.9739 | -293.0902 | 127.7094 | 192.8527 | 323.4712 | 542.9748 | 4.4042 | 9.5763 | 23.694 | 43.9362 | -1764.3228 | -2026.1466 | -2592.987 | -3333.6317 | -0.39362 | -0.53891 | -0.47491 | -1.5232 | 2387.725 | 2240.9824 | 1929.9876 | 1665.1298
5 | 24 | 16 | 1238.3669 | 1254.4776 | 1282.3716 | 1310.6283 | 2780.3147 | 2852.3914 | 3014.6582 | 3316.5433 | -68.9789 | -113.1027 | -192.8464 | -292.6655 | 63.9373 | 93.8243 | 149.8781 | 240.0183 | 5.7736 | 11.8103 | 27.7337 | 50.71 | -1398.5256 | -1605.9282 | -2054.6907 | -2640.6915 | -0.78996 | -1.373 | -2.1134 | -3.2789 | 2620.0981 | 2492.0997 | 2224.9911 | 1981.2639
5 | 24 | 17 | 1395.9184 | 1416.692 | 1454.6766 | 1503.2851 | 2550.1873 | 2616.2981 | 2765.1341 | 3042.0321 | -66.7236 | -110.3884 | -191.3209 | -288.3511 | 70.5371 | 102.1391 | 159.0857 | 252.2444 | 7.8026 | 15.8477 | 34.7679 | 61.2962 | -922.9357 | -1060.0133 | -1356.1703 | -1741.0059 | -1.5881 | -2.6417 | -4.6747 | -7.3306 | 3033.1981 | 2977.9335 | 2861.4985 | 2822.1701
5 | 24 | 18 | 1603.2074 | 1629.3436 | 1681.2994 | 1756.9335 | 2252.5526 | 2310.9476 | 2442.4127 | 2686.9937 | -62.8992 | -106.0125 | -186.6679 | -281.3006 | 86.03 | 122.9206 | 186.0842 | 281.787 | 11.7155 | 22.3668 | 45.7688 | 80.8463 | -397.0371 | -456.5168 | -584.6807 | -749.6446 | -6.3712 | -10.5479 | -20.7864 | -34.2708 | 3487.1979 | 3512.5012 | 3563.4299 | 3741.3446
5 | 24 | 19 | 1892.0615 | 1926.438 | 1995.3125 | 2103.1892 | 1944.7715 | 1995.1876 | 2108.6899 | 2319.8521 | -57.3986 | -99.6445 | -176.0414 | -269.5109 | 92.6299 | 129.8891 | 195.5454 | 290.1248 | 14.8533 | 26.7981 | 54.7552 | 94.6989 | -51.2666 | -59.1994 | -76.2035 | -97.5505 | -11.149 | -18.794 | -35.993 | -58.7619 | 3824.502 | 3900.6749 | 4066.0649 | 4382.0417
5 | 24 | 20 | 2054.9329 | 2093.5157 | 2170.9842 | 2294.7556 | 1820.794 | 1867.9961 | 1974.2627 | 2171.9635 | -53.7578 | -95.5469 | -170.0679 | -260.882 | 102.1308 | 143.9755 | 215.8866 | 313.4448 | 18.0129 | 32.6579 | 64.9735 | 112.1605 | -0.0029378 | -0.0033719 | -0.0043111 | -0.005539 | -12.3407 | -20.8968 | -39.7707 | -64.3479 | 3929.7691 | 4021.6981 | 4216.2641 | 4567.089
5 | 24 | 21 | 2179.8283 | 2221.8154 | 2306.6051 | 2447.5759 | 1577.0803 | 1617.9644 | 1710.0071 | 1881.2457 | -49.9335 | -89.1788 | -159.4414 | -242.0418 | 193.119 | 271.1768 | 417.9476 | 615.8305 | 18.0129 | 32.2463 | 64.451 | 110.072 | -0.0029378 | -0.0033719 | -0.0043111 | -0.005539 | -6.2409 | -10.5479 | -19.4767 | -31.9038 | 3911.8632 | 4043.4727 | 4320.0883 | 4780.7729
5 | 24 | 22 | 2095.5043 | 2137.3935 | 2219.4166 | 2360.2685 | 1378.3037 | 1414.0347 | 1494.4763 | 1644.1318 | -44.8743 | -80.9839 | -144.0854 | -218.7708 | 212.1208 | 292.7682 | 440.1305 | 643.1086 | 17.2013 | 30.5701 | 61.0692 | 103.539 | -0.0029378 | -0.0033719 | -0.0043111 | -0.005539 | -2.4242 | -4.2652 | -9.1518 | -15.1569 | 3655.8287 | 3789.5141 | 4061.8512 | 4517.1147
5 | 24 | 23 | 1965.7753 | 2006.0887 | 2083.3174 | 2220.2049 | 1223.1714 | 1254.8808 | 1326.2685 | 1459.0798 | -39.2361 | -70.1878 | -125.3203 | -190.336 | 318.6249 | 426.7419 | 617.8148 | 894.2727 | 14.3756 | 26.1022 | 51.498 | 87.4962 | -0.0029378 | -0.0033719 | -0.0043111 | -0.005539 | 3.9688 | 5.7018 | 9.2208 | 12.3333 | 3486.6771 | 3649.3244 | 3962.7949 | 4483.0453
5 | 24 | 24 | 1855.8938 | 1894.4348 | 1967.14 | 2100.2797 | 1127.5988 | 1156.8306 | 1222.6404 | 1345.0745 | -34.2534 | -60.279 | -106.5552 | -159.898 | 309.7453 | 414.8734 | 607.7306 | 896.167 | 11.4047 | 20.5633 | 40.4972 | 69.1616 | -0.0029378 | -0.0033719 | -0.0043111 | -0.005539 | 8.0136 | 12.9134 | 22.4615 | 34.9823 | 3278.3998 | 3439.3332 | 3753.9101 | 4285.7615
5 | 25 | 1 | 1737.0416 | 1773.1964 | 1841.0867 | 1967.3777 | 1090.3445 | 1118.6105 | 1182.246 | 1300.635 | -31.6026 | -53.8588 | -94.5316 | -141.2498 | 222.7607 | 298.7515 | 445.8257 | 665.0053 | 8.8395 | 15.8301 | 31.5107 | 54.8649 | -0.0029378 | -0.0033719 | -0.0043111 | -0.005539 | 5.394 | 8.6902 | 15.4921 | 23.3786 | 3032.7747 | 3161.2164 | 3421.6254 | 3870.0061
5 | 25 | 2 | 1670.2007 | 1705.4524 | 1770.2244 | 1892.8578 | 1070.9173 | 1098.6797 | 1161.1814 | 1277.4611 | -29.7122 | -49.4308 | -86.6745 | -129.7684 | 138.6772 | 190.4078 | 294.1761 | 447.7637 | 6.4414 | 12.0946 | 24.7364 | 42.5327 | -0.0029378 | -0.0033719 | -0.0043111 | -0.005539 | 3.1517 | 5.2401 | 9.459 | 14.2923 | 2859.6731 | 2962.4405 | 3173.0985 | 3545.1335
5 | 25 | 3 | 1614.1727 | 1648.2594 | 1709.9629 | 1828.0255 | 1090.6487 | 1118.9226 | 1182.5759 | 1300.9979 | -29.2402 | -48.4913 | -83.547 | -125.0293 | 83.2862 | 120.0115 | 197.4015 | 314.6206 | 5.4628 | 10.4185 | 21.9395 | 37.8474 | -0.0029378 | -0.0033719 | -0.0043111 | -0.005539 | 1.7835 | 2.5375 | 5.0644 | 7.3919 | 2766.1107 | 2851.6548 | 3033.3929 | 3363.8484
5 | 25 | 4 | 1557.8637 | 1590.4168 | 1648.8734 | 1759.1492 | 1186.6949 | 1217.4587 | 1286.7175 | 1415.5682 | -29.2402 | -50.3182 | -86.6745 | -129.7684 | 50.197 | 77.6386 | 139.0125 | 234.41 | 6.2744 | 11.3987 | 23.2446 | 41.1139 | -0.0029378 | -0.0033719 | -0.0043111 | -0.005539 | 1.056 | 1.5815 | 2.9645 | 4.8745 | 2772.8428 | 2848.1727 | 3014.1336 | 3325.3419
5 | 25 | 5 | 1514.8081 | 1545.2478 | 1599.1563 | 1699.3865 | 1392.2504 | 1428.343 | 1509.5986 | 1660.7684 | -32.1512 | -55.0245 | -97.864 | -148.725 | 43.5971 | 70.6701 | 127.963 | 232.1455 | 9.2454 | 16.526 | 32.9403 | 56.9534 | -0.0029378 | -0.0033719 | -0.0043111 | -0.005539 | 0.78996 | 1.2687 | 2.5748 | 3.4502 | 2928.5369 | 3007.0277 | 3174.3647 | 3503.9734
5 | 25 | 6 | 1563.4322 | 1593.8853 | 1648.1327 | 1744.4974 | 1577.9425 | 1618.8489 | 1710.942 | 1882.2742 | -36.1897 | -67.8128 | -124.4862 | -191.8019 | 70.2956 | 107.0082 | 187.7374 | 324.5821 | 18.0713 | 30.7272 | 58.7949 | 99.5234 | -84.967 | -97.5595 | -125.053 | -161.6008 | -0.26603 | -0.5213 | -0.86458 | -1.4244 | 3108.3187 | 3184.5761 | 3355.203 | 3696.05
5 | 25 | 7 | 1452.231 | 1477.7071 | 1522.0679 | 1596.4216 | 1986.23 | 2037.7209 | 2153.6428 | 2369.3066 | -43.5348 | -83.3675 | -155.7614 | -241.6211 | 119.0867 | 180.7572 | 296.6932 | 512.2812 | 25.1586 | 43.2157 | 81.3191 | 136.1927 | -377.9561 | -433.1356 | -552.1364 | -706.1841 | 0.53207 | 0.92074 | 1.7873 | 3.1411 | 3161.7475 | 3223.8186 | 3347.6125 | 3669.538
5 | 25 | 8 | 1342.6358 | 1363.2356 | 1398.6277 | 1451.2578 | 2343.3929 | 2404.1428 | 2540.9097 | 2795.3541 | -51.3212 | -96.1557 | -179.2561 | -279.1096 | 171.6053 | 256.1413 | 419.2489 | 719.9925 | 27.1727 | 46.4299 | 87.3109 | 146.4363 | -705.606 | -806.7375 | -1022.833 | -1300.6528 | 4.8836 | 8.5318 | 17.2388 | 29.5926 | 3132.7631 | 3175.5882 | 3261.2469 | 3562.8708
5 | 25 | 9 | 1241.7903 | 1257.5063 | 1286.1306 | 1321.4287 | 2616.5481 | 2684.3793 | 2837.0882 | 3121.1916 | -56.8524 | -102.4107 | -186.755 | -288.5879 | 192.5917 | 286.2949 | 470.0693 | 802.9496 | 21.615 | 37.3925 | 70.9653 | 120.0106 | -1158.0811 | -1325.1965 | -1683.5397 | -2146.9204 | 10.3482 | 17.7243 | 35.2597 | 59.1016 | 2867.9597 | 2855.6902 | 2829.2184 | 2989.174
5 | 25 | 10 | 1188.8509 | 1202.5169 | 1225.7845 | 1252.0552 | 2805.037 | 2877.7546 | 3041.4643 | 3346.0337 | -61.1488 | -105.125 | -188.2805 | -286.1601 | 183.0908 | 274.9009 | 454.1202 | 785.1413 | 14.5425 | 26.1212 | 51.8852 | 89.0014 | -1506.0495 | -1728.0554 | -2203.8895 | -2812.577 | 12.7371 | 21.4953 | 42.0613 | 69.6972 | 2637.0601 | 2569.6085 | 2423.1454 | 2443.1918
5 | 25 | 11 | 1180.4951 | 1193.4002 | 1215.7436 | 1237.0895 | 2915.0583 | 2990.6281 | 3160.7589 | 3477.2744 | -64.5317 | -108.6135 | -191.1266 | -290.0499 | 165.4945 | 249.4204 | 418.7084 | 728.3208 | 10.2958 | 19.4558 | 40.1641 | 69.4512 | -1836.7734 | -2107.4675 | -2689.9019 | -3441.6884 | 8.5674 | 14.0928 | 26.5151 | 43.6133 | 2378.606 | 2250.9164 | 1980.8617 | 1824.011
5 | 25 | 12 | 1108.7027 | 1119.5132 | 1137.6359 | 1151.229 | 3005.057 | 3082.9599 | 3258.3433 | 3584.6308 | -66.1008 | -109.5009 | -191.1266 | -288.0468 | 158.8947 | 238.5629 | 400.0395 | 695.461 | 7.3249 | 15.0245 | 32.545 | 56.6749 | -1918.1392 | -2200.8777 | -2808.6979 | -3591.578 | 2.7309 | 4.5875 | 8.4645 | 13.9316 | 2298.4702 | 2150.2693 | 1837.2037 | 1622.3025
5 | 25 | 13 | 1184.8808 | 1196.9826 | 1219.5577 | 1235.782 | 3038.1678 | 3116.929 | 3294.2449 | 3624.1276 | -68.1419 | -112.0499 | -192.3705 | -289.6252 | 150.7992 | 229.1753 | 383.2964 | 657.5804 | 6.1075 | 12.5251 | 28.3808 | 50.6724 | -2140.1957 | -2456.9805 | -3142.8029 | -4039.8913 | 1.0587 | 1.6682 | 3.0226 | 4.9957 | 2172.6763 | 1988.2498 | 1593.3291 | 1243.6415
5 | 25 | 14 | 1142.6077 | 1154.3713 | 1173.6339 | 1186.6328 | 3057.0361 | 3136.2865 | 3314.7036 | 3646.6349 | -68.6905 | -111.8847 | -192.0889 | -291.5119 | 139.7126 | 210.8283 | 352.4795 | 603.043 | 5.1439 | 10.9871 | 26.1687 | 46.8602 | -1979.5569 | -2272.8292 | -2907.7835 | -3738.9802 | 0.39091 | 0.29518 | 0.48032 | 0.67389 | 2296.6438 | 2128.0545 | 1767.5936 | 1453.3528
5 | 25 | 15 | 1163.0058 | 1175.9073 | 1197.7415 | 1212.745 | 3005.754 | 3083.6749 | 3259.099 | 3585.4622 | -68.5834 | -111.5542 | -191.5259 | -290.6625 | 127.7094 | 192.8527 | 323.4712 | 542.9748 | 4.9769 | 10.9871 | 26.1687 | 47.7332 | -1732.0421 | -1988.8931 | -2544.8976 | -3271.7967 | -0.39362 | -0.53891 | -0.47491 | -1.5232 | 2500.4271 | 2362.4359 | 2069.5821 | 1824.9328
5 | 25 | 16 | 1240.4521 | 1256.5745 | 1286.9291 | 1310.6114 | 2850.1871 | 2924.0751 | 3090.4199 | 3399.8917 | -67.8206 | -110.5015 | -191.2443 | -287.9264 | 63.9373 | 93.8243 | 149.8781 | 240.0183 | 5.9405 | 12.3789 | 28.7788 | 51.2405 | -1378.6348 | -1582.8581 | -2024.6384 | -2601.9257 | -0.78996 | -1.373 | -2.1134 | -3.2789 | 2713.2716 | 2592.1202 | 2338.0098 | 2108.6308
5 | 25 | 17 | 1403.8398 | 1424.1449 | 1465.9098 | 1511.7617 | 2589.5483 | 2656.6796 | 2807.8127 | 3088.9845 | -65.0168 | -108.5094 | -187.9119 | -284.7657 | 70.5371 | 102.1391 | 159.0857 | 252.2444 | 7.8026 | 15.4361 | 34.508 | 61.725 | -889.4721 | -1021.5078 | -1306.802 | -1678.6811 | -1.5881 | -2.6417 | -4.6747 | -7.3306 | 3115.6509 | 3065.7407 | 2967.9277 | 2943.9383
5 | 25 | 18 | 1567.2586 | 1591.9797 | 1645.7387 | 1715.4881 | 2284.429 | 2343.6504 | 2476.976 | 2725.0181 | -61.0853 | -103.0809 | -180.1314 | -273.4007 | 86.03 | 122.9206 | 186.0842 | 281.787 | 10.3678 | 19.7212 | 41.2823 | 73.5267 | -393.763 | -452.735 | -579.8481 | -743.6215 | -6.3712 | -10.5479 | -20.7864 | -34.2708 | 3486.8659 | 3511.9082 | 3569.3152 | 3744.5268
5 | 25 | 19 | 1742.8477 | 1773.3444 | 1836.7128 | 1932.1339 | 1974.2482 | 2025.4284 | 2140.651 | 2355.0138 | -55.7684 | -96.1038 | -168.1843 | -255.2935 | 92.6299 | 129.8891 | 195.5454 | 290.1248 | 12.1213 | 22.7973 | 46.2913 | 81.821 | -55.3421 | -63.7921 | -81.905 | -104.7474 | -11.149 | -18.794 | -35.993 | -58.7619 | 3699.5876 | 3772.7693 | 3933.1181 | 4240.2907
5 | 25 | 20 | 1976.998 | 2013.1187 | 2088.7619 | 2204.9456 | 1849.3638 | 1897.3066 | 2005.2406 | 2206.0435 | -52.1276 | -90.7883 | -160.8903 | -244.2368 | 102.1308 | 143.9755 | 215.8866 | 313.4448 | 14.0417 | 25.6906 | 51.7606 | 91.1916 | -0.0029378 | -0.0033719 | -0.0043111 | -0.005539 | -12.3407 | -20.8968 | -39.7707 | -64.3479 | 3878.0631 | 3968.4029 | 4160.9844 | 4507.0353
5 | 25 | 21 | 2116.7191 | 2157.446 | 2240.9048 | 2374.7188 | 1610.5691 | 1652.3213 | 1746.3186 | 1921.1933 | -48.4103 | -85.8034 | -151.7893 | -230.4441 | 193.119 | 271.1768 | 417.9476 | 615.8305 | 14.2087 | 26.3865 | 52.6676 | 91.2932 | -0.0029378 | -0.0033719 | -0.0043111 | -0.005539 | -6.2409 | -10.5479 | -19.4767 | -31.9038 | 3879.9617 | 4010.9759 | 4286.5683 | 4740.6824
5 | 25 | 22 | 2051.6256 | 2092.4808 | 2172.5509 | 2309.1039 | 1413.4935 | 1450.1368 | 1532.6322 | 1686.1086 | -44.4788 | -78.4958 | -137.7538 | -209.6008 | 212.1208 | 292.7682 | 440.1305 | 643.1086 | 13.5056 | 24.7104 | 49.933 | 87.0521 | -0.0029378 | -0.0033719 | -0.0043111 | -0.005539 | -2.4242 | -4.2652 | -9.1518 | -15.1569 | 3643.8397 | 3777.3318 | 4048.3367 | 4500.6099
5 | 25 | 23 | 1962.121 | 2002.1085 | 2077.9724 | 2215.6688 | 1244.353 | 1276.6115 | 1349.2354 | 1484.3466 | -39.3126 | -68.474 | -122.3977 | -185.9051 | 315.325 | 420.8463 | 608.6071 | 866.9946 | 12.0493 | 22.1014 | 43.9412 | 75.6946 | -0.0029378 | -0.0033719 | -0.0043111 | -0.005539 | 3.9688 | 5.7018 | 9.2208 | 12.3333 | 3498.5017 | 3658.8923 | 3966.5749 | 4469.1272
5 | 25 | 24 | 1875.8333 | 1914.8202 | 1989.0715 | 2123.5274 | 1125.2378 | 1154.4084 | 1220.0804 | 1342.2581 | -35.3505 | -60.3922 | -106.7601 | -160.2064 | 278.1517 | 369.1477 | 541.7903 | 780.3405 | 9.6512 | 18.3294 | 36.98 | 63.2608 | -0.0029378 | -0.0033719 | -0.0043111 | -0.005539 | 8.0136 | 12.9134 | 22.4615 | 34.9823 | 3261.5341 | 3409.2236 | 3703.6193 | 4184.1571
5 | 26 | 1 | 1763.4245 | 1800.4432 | 1869.0889 | 1998.4902 | 1075.3016 | 1103.1776 | 1165.9352 | 1282.6909 | -32.1817 | -55.0767 | -99.1845 | -146.4136 | 235.9603 | 314.0346 | 459.3764 | 657.7997 | 9.0065 | 16.2416 | 30.9882 | 56.3853 | -0.0029378 | -0.0033719 | -0.0043111 | -0.005539 | 5.394 | 8.6902 | 13.3597 | 23.3786 | 3056.9022 | 3187.5072 | 3439.5595 | 3872.3256
5 | 26 | 2 | 1684.3158 | 1719.7825 | 1784.6319 | 1910.0481 | 1054.6725 | 1082.0137 | 1143.5673 | 1258.0831 | -30.5821 | -50.6487 | -91.609 | -134.5075 | 160.3711 | 216.9612 | 324.0133 | 468.9682 | 6.4414 | 12.0946 | 26.9485 | 44.8245 | -0.0029378 | -0.0033719 | -0.0043111 | -0.005539 | 3.1517 | 5.2401 | 3.4583 | 14.2923 | 2878.3673 | 2985.4401 | 3191.006 | 3561.7031
5 | 26 | 3 | 1620.8867 | 1655.2947 | 1716.7152 | 1837.3478 | 1062.9519 | 1090.5078 | 1152.5446 | 1267.9594 | -28.9824 | -48.8218 | -88.4815 | -127.7653 | 104.5813 | 144.1458 | 221.8829 | 331.9371 | 6.0356 | 11.3987 | 24.7364 | 41.2155 | -0.0029378 | -0.0033719 | -0.0043111 | -0.005539 | 1.7835 | 2.5375 | 3.3352 | 7.3919 | 2767.2537 | 2855.0593 | 3030.7285 | 3358.0808
5 | 26 | 4 | 1574.223 | 1607.3973 | 1666.2068 | 1782.3579 | 1107.2717 | 1135.9765 | 1200.5999 | 1320.8269 | -28.9824 | -49.8744 | -87.161 | -130.1931 | 68.591 | 96.4137 | 155.9584 | 241.1241 | 6.4414 | 12.0946 | 24.7364 | 42.5327 | -0.0029378 | -0.0033719 | -0.0043111 | -0.005539 | 1.056 | 1.5815 | 0.86458 | 4.8745 | 2728.5977 | 2803.5858 | 2961.2008 | 3261.5175
5 | 26 | 5 | 1549.435 | 1581.5168 | 1638.5461 | 1748.7515 | 1210.6666 | 1242.0518 | 1312.7097 | 1444.1632 | -29.638 | -51.536 | -90.57 | -137.6683 | 43.996 | 62.8919 | 109.7506 | 179.8538 | 7.7891 | 14.3286 | 27.4711 | 49.4082 | -0.0029378 | -0.0033719 | -0.0043111 | -0.005539 | 0.78996 | 1.2687 | 4.9412 | 3.4502 | 2783.0356 | 2850.5184 | 3002.8443 | 3287.953
5 | 26 | 6 | 1628.9481 | 1662.6253 | 1724.243 | 1838.5098 | 1219.8881 | 1251.5124 | 1322.7084 | 1455.1632 | -32.3348 | -57.182 | -99.9525 | -156.6249 | 30.7963 | 45.7261 | 83.7999 | 143.1056 | 10.76 | 19.4558 | 30.7283 | 64.1338 | -58.4465 | -66.904 | -85.003 | -108.2451 | -0.26603 | -0.5213 | 0.17589 | -1.4244 | 2799.3452 | 2854.7123 | 2976.6998 | 3234.618
5 | 26 | 7 | 1616.4209 | 1648.5788 | 1706.1163 | 1814.1487 | 1414.0726 | 1450.7309 | 1533.2601 | 1686.7993 | -36.4805 | -65.5421 | -117.3971 | -183.4814 | 31.1951 | 50.1516 | 81.6204 | 139.7882 | 14.3037 | 25.279 | 41.7291 | 82.4684 | -368.9494 | -423.0164 | -538.7515 | -686.694 | 0.53207 | 0.92074 | 1.4301 | 3.1411 | 2671.0945 | 2687.1026 | 2708.0074 | 2856.1703
5 | 26 | 8 | 1635.6017 | 1666.6854 | 1722.9459 | 1824.1649 | 1629.4099 | 1671.6507 | 1766.7475 | 1943.668 | -42.1187 | -75.8945 | -139.2132 | -216.6554 | 43.996 | 65.311 | 104.8512 | 176.5363 | 17.1294 | 30.0313 | 49.026 | 99.4858 | -814.1756 | -933.507 | -1188.9044 | -1514.9479 | 4.8836 | 8.5318 | 21.7944 | 29.5926 | 2474.7263 | 2432.8086 | 2337.2474 | 2341.8444
5 | 26 | 9 | 1702.1064 | 1733.5901 | 1790.3745 | 1891.33 | 1800.3614 | 1847.0339 | 1952.108 | 2147.5903 | -47.2084 | -87.4649 | -161.1058 | -247.518 | 60.0967 | 85.0197 | 134.5695 | 228.3366 | 20.2672 | 35.8545 | 57.2299 | 116.9474 | -1244.0718 | -1426.3319 | -1816.7018 | -2315.7908 | 10.3482 | 17.7243 | 43.4928 | 59.1016 | 2301.8998 | 2205.4257 | 1999.967 | 1879.9972
5 | 26 | 10 | 1774.8932 | 1806.9167 | 1866.8805 | 1968.2715 | 1937.0203 | 1987.2355 | 2100.2853 | 2310.606 | -51.1705 | -93.8851 | -173.6159 | -266.0498 | 73.2963 | 106.611 | 169.9815 | 284.0251 | 21.448 | 37.3925 | 55.9248 | 122.5058 | -1571.3133 | -1801.1502 | -2293.0321 | -2920.8632 | 12.7371 | 21.4953 | 49.9576 | 69.6972 | 2196.9111 | 2064.6157 | 1776.3818 | 1568.1925
5 | 26 | 11 | 1860.713 | 1894.1174 | 1958.716 | 2062.3823 | 2012.3587 | 2064.527 | 2181.9738 | 2400.4747 | -54.3392 | -99.2005 | -185.7678 | -277.5312 | 87.9916 | 130.7453 | 206.1875 | 340.8457 | 21.448 | 37.3925 | 54.4952 | 123.3788 | -1850.624 | -2122.2325 | -2705.5701 | -3455.8127 | 8.5674 | 14.0928 | 39.5298 | 43.6133 | 2086.1155 | 1919.442 | 1549.5645 | 1237.3509
5 | 26 | 12 | 1929.716 | 1964.3127 | 2033.3571 | 2139.6717 | 2055.3442 | 2108.6268 | 2228.5824 | 2451.7506 | -56.3804 | -99.0353 | -190.4208 | -274.6787 | 100.7924 | 147.9111 | 232.9323 | 378.7262 | 16.5566 | 30.0313 | 46.9384 | 102.854 | -2028.9313 | -2328.2533 | -2974.1552 | -3813.1032 | 2.7309 | 4.5875 | 15.7722 | 13.9316 | 2019.8285 | 1828.1808 | 1393.0064 | 999.1522
5 | 26 | 13 | 1971.8576 | 2007.4627 | 2079.8718 | 2188.2137 | 2045.7166 | 2098.7496 | 2218.1433 | 2440.2661 | -57.3244 | -98.87 | -193.2668 | -264.7758 | 105.1891 | 151.8002 | 240.8054 | 393.1373 | 12.4551 | 23.0816 | 41.2823 | 83.1005 | -2104.6425 | -2416.2342 | -3091.1745 | -3974.9804 | 1.0587 | 1.6682 | 6.0561 | 4.9957 | 1974.3103 | 1767.6582 | 1301.7176 | 869.9572
5 | 26 | 14 | 2003.1921 | 2039.4479 | 2114.6039 | 2225.7126 | 2022.7316 | 2075.1688 | 2193.221 | 2412.8481 | -57.8729 | -97.6521 | -196.1128 | -257.3006 | 105.7068 | 150.0671 | 235.5334 | 379.1477 | 8.9115 | 17.2219 | 36.5955 | 66.9561 | -1920.0767 | -2205.0235 | -2822.343 | -3630.3127 | 0.39091 | 0.29518 | 2.6222 | 0.67389 | 2162.9832 | 1979.5253 | 1564.1202 | 1197.7251
5 | 26 | 15 | 2018.6263 | 2055.2809 | 2131.8755 | 2244.6379 | 2000.3907 | 2052.2487 | 2168.9971 | 2386.1984 | -58.2379 | -97.4869 | -198.9587 | -256.8759 | 96.5146 | 142.1651 | 215.8168 | 345.2348 | 9.1503 | 17.6335 | 37.5134 | 69.1463 | -1675.172 | -1924.0994 | -2463.2596 | -3168.0905 | -0.39362 | -0.53891 | 0.34502 | -1.5232 | 2390.8785 | 2245.203 | 1892.3295 | 1618.7279
5 | 26 | 16 | 2044.4852 | 2082.9569 | 2163.4858 | 2278.8258 | 1946.0067 | 1996.4548 | 2110.0291 | 2321.3255 | -57.4751 | -98.0959 | -203.4068 | -260.882 | 48.1645 | 67.694 | 118.2481 | 157.324 | 10.9405 | 20.9749 | 42.211 | 77.339 | -1262.7111 | -1451.201 | -1859.4348 | -2392.558 | -0.78996 | -1.373 | -4.7924 | -3.2789 | 2728.6206 | 2617.4107 | 2366.34 | 2178.0953
5 | 26 | 17 | 2095.1471 | 2135.4286 | 2220.3143 | 2341.2677 | 1882.5323 | 1931.3349 | 2041.2047 | 2245.6091 | -56.8195 | -97.9828 | -204.4458 | -262.4604 | 51.0656 | 71.5831 | 123.9417 | 162.9059 | 13.1718 | 24.3164 | 47.8157 | 86.8488 | -837.908 | -963.2474 | -1234.4293 | -1587.4621 | -1.5881 | -2.6417 | -15.9034 | -7.3306 | 3145.6012 | 3098.7911 | 2978.4978 | 2979.3783
5 | 26 | 18 | 2097.3781 | 2138.3028 | 2224.1679 | 2347.9547 | 1805.733 | 1852.5447 | 1957.9322 | 2153.9978 | -54.5948 | -94.329 | -197.7043 | -255.4099 | 50.0589 | 71.5831 | 123.9417 | 162.9059 | 13.8164 | 25.9452 | 54.0675 | 91.7749 | -365.8231 | -420.8851 | -539.6616 | -692.8575 | -6.3712 | -10.5479 | -35.3923 | -34.2708 | 3540.1973 | 3562.6137 | 3587.3512 | 3774.0951
5 | 26 | 19 | 2169.769 | 2212.6 | 2301.5309 | 2438.623 | 1653.2102 | 1696.0679 | 1792.5539 | 1972.0586 | -51.3954 | -89.0136 | -184.9893 | -243.9286 | 56.2599 | 78.5515 | 133.4029 | 172.376 | 14.7583 | 26.9254 | 56.3418 | 95.3839 | -53.4428 | -61.5779 | -79.0104 | -101.0106 | -11.149 | -18.794 | -49.1904 | -58.7619 | 3778.0102 | 3844.7594 | 3970.6393 | 4274.7404
5 | 26 | 20 | 2189.4141 | 2232.5163 | 2319.8811 | 2461.4479 | 1624.4721 | 1666.5848 | 1761.3935 | 1937.7778 | -48.9894 | -86.5777 | -171.2353 | -238.0357 | 78.3526 | 107.6478 | 173.4607 | 224.747 | 16.3096 | 30.1396 | 57.1135 | 103.4374 | -0.0029378 | -0.0033719 | -0.0043111 | -0.005539 | -12.3407 | -20.8968 | -37.6667 | -64.3479 | 3847.2154 | 3929.4106 | 4102.9425 | 4425.0209
5 | 26 | 21 | 2205.2261 | 2248.9693 | 2336.133 | 2484.9242 | 1472.2592 | 1510.4259 | 1596.3511 | 1756.2082 | -46.8412 | -83.2544 | -157.7628 | -228.982 | 133.5116 | 187.3543 | 282.6194 | 413.7106 | 17.2732 | 31.266 | 52.4158 | 106.8055 | -0.0029378 | -0.0033719 | -0.0043111 | -0.005539 | -6.2409 | -10.5479 | -21.0787 | -31.9038 | 3775.185 | 3884.2099 | 4088.6734 | 4500.7571
5 | 26 | 22 | 2120.1977 | 2162.5279 | 2246.2404 | 2393.9372 | 1318.1407 | 1352.3121 | 1429.2424 | 1572.3655 | -43.4582 | -77.7737 | -144.0088 | -210.0255 | 146.3124 | 200.0945 | 302.0824 | 449.3264 | 16.0708 | 29.0321 | 50.3283 | 99.057 | -0.0029378 | -0.0033719 | -0.0043111 | -0.005539 | -2.4242 | -4.2652 | -10.5251 | -15.1569 | 3554.8363 | 3661.9244 | 3873.3553 | 4289.4982
5 | 26 | 23 | 2000.7526 | 2041.6216 | 2120.7792 | 2263.7412 | 1192.2652 | 1223.1734 | 1292.7572 | 1422.2128 | -38.9476 | -69.6919 | -127.3322 | -186.7545 | 167.1185 | 226.1114 | 341.0084 | 510.5969 | 13.8029 | 25.4063 | 44.0765 | 85.3061 | -0.0029378 | -0.0033719 | -0.0043111 | -0.005539 | 3.9688 | 5.7018 | 8.3238 | 12.3333 | 3338.9573 | 3452.3193 | 3679.6087 | 4107.4301
5 | 26 | 24 | 1911.8229 | 1952.0709 | 2028.2891 | 2167.8697 | 1081.2585 | 1109.2889 | 1172.3941 | 1289.7966 | -35.0927 | -60.5574 | -111.6946 | -161.0557 | 278.1517 | 369.1477 | 541.7903 | 780.3405 | 10.9989 | 19.4558 | 37.8871 | 67.8444 | -0.0029378 | -0.0033719 | -0.0043111 | -0.005539 | 8.0136 | 12.9134 | 17.4688 | 34.9823 | 3255.1499 | 3402.316 | 3686.1305 | 4179.7722
5 | 27 | 1 | 1799.5637 | 1837.587 | 1908.0466 | 2042.3077 | 1043.1189 | 1070.1606 | 1131.0399 | 1244.3012 | -31.7097 | -54.3024 | -95.018 | -144.4106 | 235.9603 | 314.0346 | 459.3764 | 657.7997 | 8.8395 | 16.2416 | 27.4711 | 56.3853 | -0.0029378 | -0.0033719 | -0.0043111 | -0.005539 | 5.394 | 8.6902 | 13.3597 | 23.3786 | 3061.1638 | 3192.4083 | 3444.2714 | 3879.7564
5 | 27 | 2 | 1708.0611 | 1744.2263 | 1810.4067 | 1938.8816 | 1028.66 | 1055.3269 | 1115.3623 | 1227.0537 | -30.1101 | -49.8744 | -88.763 | -130.6178 | 160.3711 | 216.9612 | 324.0133 | 468.9682 | 7.086 | 12.9367 | 24.7364 | 45.0278 | -0.0029378 | -0.0033719 | -0.0043111 | -0.005539 | 3.1517 | 5.2401 | 3.4583 | 14.2923 | 2877.2168 | 2984.8135 | 3189.2098 | 3563.6002
5 | 27 | 3 | 1633.1819 | 1668.0405 | 1730.1858 | 1853.5348 | 1037.2449 | 1064.1343 | 1124.6708 | 1237.2943 | -28.5104 | -48.0475 | -84.3149 | -125.454 | 104.5813 | 144.1458 | 221.8829 | 331.9371 | 6.2744 | 11.8103 | 21.9395 | 42.5327 | -0.0029378 | -0.0033719 | -0.0043111 | -0.005539 | 1.7835 | 2.5375 | 3.3352 | 7.3919 | 2754.5527 | 2842.6174 | 3017.6949 | 3347.2313
5 | 27 | 4 | 1589.1739 | 1622.8846 | 1682.599 | 1801.5711 | 1075.2502 | 1103.1249 | 1165.8794 | 1282.6295 | -28.5104 | -48.0475 | -84.3149 | -126.1869 | 68.591 | 96.4137 | 155.9584 | 241.1241 | 6.4414 | 11.8103 | 21.9395 | 42.5327 | -0.0029378 | -0.0033719 | -0.0043111 | -0.005539 | 1.056 | 1.5815 | 0.86458 | 4.8745 | 2711.999 | 2787.7641 | 2942.9217 | 3246.5395
5 | 27 | 5 | 1550.9682 | 1583.485 | 1641.2494 | 1754.0501 | 1153.1109 | 1183.004 | 1250.3027 | 1375.5069 | -29.166 | -49.1001 | -87.4425 | -130.9261 | 43.996 | 62.8919 | 109.7506 | 179.8538 | 7.086 | 12.9367 | 24.7364 | 45.6975 | -0.0029378 | -0.0033719 | -0.0043111 | -0.005539 | 0.78996 | 1.2687 | 4.9412 | 3.4502 | 2726.7821 | 2794.4829 | 2943.5335 | 3227.627
5 | 27 | 6 | 1647.3917 | 1681.9645 | 1745.6582 | 1865.9178 | 1108.6848 | 1137.4262 | 1202.1321 | 1322.5126 | -30.8422 | -53.8065 | -95.5045 | -147.5713 | 30.7963 | 45.7261 | 83.7999 | 143.1056 | 9.4123 | 17.2219 | 29.4232 | 59.4485 | -76.7891 | -88.1479 | -112.9333 | -146.0102 | -0.26603 | -0.5213 | 0.17589 | -1.4244 | 2688.3877 | 2739.863 | 2852.7516 | 3095.9786
5 | 27 | 7 | 1671.8234 | 1706.2359 | 1767.8596 | 1887.2962 | 1237.3474 | 1269.4243 | 1341.6394 | 1475.9899 | -33.8602 | -62.1667 | -109.8216 | -174.003 | 31.1951 | 50.1516 | 81.6204 | 139.7882 | 14.9483 | 26.4055 | 40.7598 | 86.9504 | -421.3564 | -483.7781 | -619.3466 | -798.0877 | 0.53207 | 0.92074 | 1.4301 | 3.1411 | 2500.6297 | 2507.1934 | 2504.1411 | 2621.075
5 | 27 | 8 | 1759.0283 | 1794.1848 | 1858.8397 | 1978.9958 | 1380.2583 | 1416.04 | 1496.5957 | 1646.4634 | -37.3503 | -71.4664 | -127.2662 | -207.6018 | 43.996 | 65.311 | 104.8512 | 176.5363 | 20.3975 | 35.8545 | 53.1902 | 114.4523 | -752.8501 | -863.7876 | -1101.5643 | -1405.6043 | 4.8836 | 8.5318 | 21.7944 | 29.5926 | 2418.3634 | 2384.668 | 2306.4408 | 2332.8345
5 | 27 | 9 | 1900.7942 | 1938.1906 | 2008.0948 | 2135.1001 | 1504.6409 | 1543.6471 | 1631.4621 | 1794.8352 | -41.6773 | -80.4878 | -146.0313 | -233.7252 | 60.0967 | 85.0197 | 134.5695 | 228.3366 | 23.7743 | 41.3026 | 64.191 | 132.8886 | -1123.1476 | -1289.032 | -1644.7202 | -2099.6543 | 10.3482 | 17.7243 | 43.4928 | 59.1016 | 2334.8294 | 2256.3645 | 2091.0587 | 2016.8826
5 | 27 | 10 | 2026.5213 | 2065.6833 | 2141.2889 | 2272.7017 | 1619.6542 | 1661.642 | 1756.1695 | 1932.0307 | -45.6393 | -85.9685 | -160.0668 | -247.518 | 73.2963 | 106.611 | 169.9815 | 284.0251 | 22.6654 | 39.4803 | 65.4961 | 129.3812 | -1445.9681 | -1659.903 | -2119.8472 | -2711.6454 | 12.7371 | 21.4953 | 49.9576 | 69.6972 | 2263.267 | 2149.0405 | 1902.9795 | 1728.6726
5 | 27 | 11 | 2188.0966 | 2230.0457 | 2314.3971 | 2454.4338 | 1686.973 | 1730.7059 | 1829.1623 | 2012.333 | -48.8081 | -88.4044 | -167.8473 | -247.518 | 87.9916 | 130.7453 | 206.1875 | 340.8457 | 18.1799 | 32.6403 | 60.0268 | 108.7548 | -1884.4197 | -2163.9745 | -2769.9898 | -3564.184 | 8.5674 | 14.0928 | 39.5298 | 43.6133 | 2056.5806 | 1885.851 | 1511.4664 | 1148.2787
5 | 27 | 12 | 2284.604 | 2328.1884 | 2417.8832 | 2562.0643 | 1732.6914 | 1777.6095 | 1878.7342 | 2066.8689 | -50.1499 | -88.4044 | -172.2188 | -240.7757 | 100.7924 | 147.9111 | 232.9323 | 378.7262 | 14.2087 | 25.6906 | 50.4556 | 90.4202 | -2092.2306 | -2401.8874 | -3072.9716 | -3952.3742 | 2.7309 | 4.5875 | 15.7722 | 13.9316 | 1992.6469 | 1793.6954 | 1350.587 | 918.8614
5 | 27 | 13 | 2371.611 | 2416.8574 | 2511.6699 | 2660.6247 | 1745.887 | 1791.1473 | 1893.0421 | 2082.6096 | -52.1911 | -90.066 | -174.9882 | -239.9263 | 105.1891 | 151.8002 | 240.8054 | 393.1373 | 11.7155 | 22.1014 | 44.3392 | 79.0627 | -2062.1406 | -2367.8209 | -3030.2636 | -3897.7406 | 1.0587 | 1.6682 | 6.0561 | 4.9957 | 2121.1295 | 1925.6875 | 1490.6609 | 1082.763
5 | 27 | 14 | 2364.2906 | 2409.5108 | 2503.9625 | 2651.5365 | 1760.731 | 1806.3761 | 1909.1372 | 2100.3165 | -53.2116 | -91.7277 | -176.5137 | -244.2408 | 105.7068 | 150.0671 | 235.5334 | 379.1477 | 11.824 | 22.0824 | 39.9881 | 80.2782 | -1851.3975 | -2126.8237 | -2724.4417 | -3508.4073 | 0.39091 | 0.29518 | 2.6222 | 0.67389 | 2338.3343 | 2169.7802 | 1790.288 | 1459.3047
5 | 27 | 15 | 2411.2409 | 2457.2483 | 2554.3311 | 2704.4932 | 1776.9928 | 1823.0595 | 1926.7697 | 2119.7146 | -54.7042 | -93.2241 | -176.5137 | -248.247 | 96.5146 | 142.1651 | 215.8168 | 345.2348 | 12.0629 | 22.9056 | 38.2959 | 82.7093 | -1608.4268 | -1847.8477 | -2367.0929 | -3047.7452 | -0.39362 | -0.53891 | 0.34502 | -1.5232 | 2633.2867 | 2503.7678 | 2191.9519 | 1954.6366
5 | 27 | 16 | 2446.0584 | 2493.0221 | 2593.9315 | 2746.4486 | 1749.9307 | 1795.2957 | 1897.4265 | 2087.4331 | -55.6482 | -95.5469 | -180.9617 | -256.5676 | 48.1645 | 67.694 | 118.2481 | 157.324 | 13.2573 | 24.8363 | 40.3834 | 90.3715 | -1242.2392 | -1427.3982 | -1828.5271 | -2353.8079 | -0.78996 | -1.373 | -4.7924 | -3.2789 | 2958.7335 | 2856.5301 | 2635.7083 | 2467.9227
5 | 27 | 17 | 2434.9482 | 2482.2807 | 2583.6348 | 2736.153 | 1731.6738 | 1776.5656 | 1877.6308 | 2065.6551 | -55.8295 | -98.035 | -183.6027 | -264.5799 | 51.0656 | 71.5831 | 123.9417 | 162.9059 | 15.7274 | 29.1282 | 43.776 | 102.414 | -776.9743 | -893.475 | -1145.6302 | -1474.5733 | -1.5881 | -2.6417 | -15.9034 | -7.3306 | 3399.023 | 3365.4059 | 3283.847 | 3320.6441
5 | 27 | 18 | 2449.6907 | 2497.7017 | 2601.1257 | 2757.2197 | 1652.4919 | 1695.3309 | 1791.7749 | 1971.2016 | -55.753 | -97.7566 | -184.9232 | -268.586 | 50.0589 | 71.5831 | 123.9417 | 162.9059 | 18.6033 | 34.0984 | 50.8103 | 115.6345 | -359.7798 | -414.0937 | -531.335 | -682.4038 | -6.3712 | -10.5479 | -35.3923 | -34.2708 | 3748.9408 | 3776.316 | 3816.002 | 4021.701
5 | 27 | 19 | 2508.1968 | 2558.2038 | 2663.6829 | 2830.8827 | 1523.3834 | 1562.8755 | 1651.7844 | 1817.1925 | -53.6048 | -96.095 | -175.0542 | -263.8469 | 56.2599 | 78.5515 | 133.4029 | 172.376 | 20.1397 | 35.9208 | 52.9492 | 122.6116 | -57.859 | -66.6279 | -85.4416 | -109.1991 | -11.149 | -18.794 | -49.1904 | -58.7619 | 3985.367 | 4054.0349 | 4192.1331 | 4511.255
5 | 27 | 20 | 2542.7042 | 2593.3634 | 2698.454 | 2870.1198 | 1489.9254 | 1528.5501 | 1615.5063 | 1777.2816 | -51.1682 | -92.1105 | -165.7482 | -253.9478 | 78.3526 | 107.6478 | 173.4607 | 224.747 | 20.5685 | 37.1678 | 55.8084 | 125.2946 | -0.0029378 | -0.0033719 | -0.0043111 | -0.005539 | -12.3407 | -20.8968 | -37.6667 | -64.3479 | 4068.039 | 4153.7184 | 4339.8101 | 4679.1417
5 | 27 | 21 | 2425.164 | 2473.8144 | 2572.4883 | 2740.3496 | 1361.8337 | 1397.1378 | 1476.6182 | 1624.4854 | -47.5274 | -86.1861 | -155.1983 | -240.8881 | 133.5116 | 187.3543 | 282.6194 | 413.7106 | 20.4247 | 36.5016 | 56.5801 | 123.7366 | -0.0029378 | -0.0033719 | -0.0043111 | -0.005539 | -6.2409 | -10.5479 | -21.0787 | -31.9038 | 3887.1628 | 3998.0707 | 4212.0246 | 4629.4847
5 | 27 | 22 | 2229.8954 | 2275.3196 | 2364.914 | 2522.3749 | 1240.8869 | 1273.0556 | 1345.4772 | 1480.212 | -43.4888 | -78.8785 | -141.4443 | -217.1925 | 146.3124 | 200.0945 | 302.0824 | 449.3264 | 17.9179 | 31.8049 | 52.5404 | 107.7955 | -0.0029378 | -0.0033719 | -0.0043111 | -0.005539 | -2.4242 | -4.2652 | -10.5251 | -15.1569 | 3589.0968 | 3697.1276 | 3913.0402 | 4327.3539
5 | 27 | 23 | 2039.2894 | 2081.3258 | 2163.2606 | 2309.4998 | 1139.6644 | 1169.209 | 1235.723 | 1359.4671 | -38.6133 | -68.9697 | -122.9608 | -186.7545 | 170.4185 | 232.4196 | 350.4697 | 532.2931 | 14.4475 | 26.2295 | 43.554 | 89.0167 | -0.0029378 | -0.0033719 | -0.0043111 | -0.005539 | 3.9688 | 5.7018 | 8.3238 | 12.3333 | 3329.1724 | 3445.9127 | 3678.366 | 4115.8499
5 | 27 | 24 | 1921.6603 | 1962.2169 | 2038.8248 | 2180.0189 | 1055.7272 | 1083.0958 | 1144.7109 | 1259.3412 | -34.0721 | -58.8958 | -105.7211 | -159.0526 | 309.7453 | 418.0817 | 612.6142 | 896.167 | 10.4628 | 19.1715 | 34.5053 | 66.8698 | -0.0029378 | -0.0033719 | -0.0043111 | -0.005539 | 8.0136 | 12.9134 | 17.4688 | 34.9823 | 3271.5341 | 3436.5802 | 3742.3986 | 4278.321
5 | 28 | 1 | 1840.0576 | 1878.6467 | 1951.5219 | 2089.6297 | 1019.4518 | 1045.88 | 1105.378 | 1216.0695 | -30.2608 | -53.9719 | -92.9295 | -136.5106 | 222.7607 | 301.6967 | 448.3269 | 665.0053 | 7.6221 | 14.7402 | 30.2057 | 49.2049 | -0.0029378 | -0.0033719 | -0.0043111 | -0.005539 | 5.394 | 7.4472 | 13.3597 | 23.3786 | 3065.0224 | 3194.4355 | 3455.8584 | 3906.7718
5 | 28 | 2 | 1771.0543 | 1808.0809 | 1878.1725 | 2012.1546 | 1001.9554 | 1027.93 | 1086.4069 | 1195.1987 | -28.6611 | -49.7091 | -85.354 | -124.6046 | 138.6772 | 191.7437 | 296.2208 | 447.7637 | 5.7017 | 11.8103 | 24.7364 | 40.0376 | -0.0029378 | -0.0033719 | -0.0043111 | -0.005539 | 3.1517 | 2.0162 | 3.4583 | 14.2923 | 2891.8762 | 2991.8686 | 3203.6367 | 3584.8367
5 | 28 | 3 | 1714.2731 | 1750.1369 | 1816.954 | 1946.7159 | 1013.4452 | 1039.7176 | 1098.8651 | 1208.9044 | -27.4264 | -47.8822 | -82.2264 | -119.8655 | 83.2862 | 122.1572 | 197.858 | 314.6206 | 5.8686 | 10.7028 | 22.4621 | 39.7327 | -0.0029378 | -0.0033719 | -0.0043111 | -0.005539 | 1.7835 | 1.79 | 3.3352 | 7.3919 | 2791.2273 | 2876.6189 | 3057.2436 | 3397.4944
5 | 28 | 4 | 1687.0551 | 1721.8678 | 1787.0927 | 1913.3327 | 1062.5565 | 1090.1021 | 1152.1159 | 1267.4877 | -28.082 | -49.7091 | -85.354 | -122.1768 | 50.197 | 79.2479 | 138.6748 | 234.41 | 5.4628 | 11.1144 | 23.4314 | 37.5425 | -0.0029378 | -0.0033719 | -0.0043111 | -0.005539 | 1.056 | 0.5213 | 0.86458 | 4.8745 | 2778.2425 | 2853.141 | 3016.8211 | 3335.465
5 | 28 | 5 | 1713.1743 | 1748.5432 | 1814.2166 | 1937.8186 | 1164.1992 | 1194.3799 | 1262.3257 | 1388.7339 | -29.2096 | -54.2503 | -94.7365 | -132.0798 | 43.5971 | 69.3239 | 126.8312 | 232.1455 | 6.8472 | 14.3286 | 29.4232 | 44.418 | -0.0029378 | -0.0033719 | -0.0043111 | -0.005539 | 0.78996 | 2.8502 | 4.9412 | 3.4502 | 2899.3952 | 2975.1721 | 3142.9972 | 3474.4808
5 | 28 | 6 | 1893.3058 | 1932.7723 | 2007.4665 | 2143.702 | 1138.8204 | 1168.3431 | 1234.8078 | 1358.4603 | -31.1 | -65.3769 | -118.4361 | -146.7219 | 70.2956 | 108.0811 | 186.6056 | 324.5821 | 8.1949 | 24.5831 | 47.0738 | 52.2681 | -78.0323 | -89.6131 | -114.8555 | -148.4996 | -0.26603 | 0.20852 | 0.17589 | -1.4244 | 3001.2183 | 3078.9982 | 3242.8379 | 3582.3667
5 | 28 | 7 | 1995.6083 | 2035.0556 | 2113.1428 | 2253.3603 | 1281.4897 | 1314.7109 | 1389.5022 | 1528.6457 | -34.3759 | -80.7663 | -147.9043 | -170.4176 | 119.0867 | 180.4839 | 299.8697 | 512.2812 | 11.5716 | 31.9444 | 60.8093 | 69.3872 | -411.3189 | -472.4306 | -605.1636 | -780.1746 | 0.53207 | 0.95595 | 1.4301 | 3.1411 | 2962.5936 | 3009.9538 | 3111.6862 | 3416.2233
5 | 28 | 8 | 2102.8656 | 2143.4971 | 2225.2186 | 2366.7936 | 1425.5639 | 1462.5201 | 1545.72 | 1700.5069 | -38.9936 | -95.3815 | -172.9245 | -198.8524 | 171.6053 | 248.8737 | 409.6196 | 719.9925 | 14.5425 | 33.9048 | 64.9735 | 86.4046 | -758.2606 | -870.3179 | -1110.7524 | -1418.8545 | 4.8836 | 11.9223 | 21.7944 | 29.5926 | 2922.2068 | 2935.0187 | 2983.6493 | 3285.5833
5 | 28 | 9 | 2268.9641 | 2311.7947 | 2400.3502 | 2549.4541 | 1540.377 | 1580.3096 | 1670.2102 | 1837.4636 | -43.9762 | -105.8471 | -188.2805 | -231.7181 | 192.5917 | 279.5637 | 460.44 | 802.9496 | 19.2887 | 29.3354 | 57.9393 | 110.5384 | -1124.219 | -1289.8584 | -1646.0317 | -2104.091 | 10.3482 | 23.697 | 43.4928 | 59.1016 | 2863.3744 | 2828.9948 | 2798.1203 | 3023.6982
5 | 28 | 10 | 2405.523 | 2450.9222 | 2545.4761 | 2700.3749 | 1639.5877 | 1682.0922 | 1777.7831 | 1955.8086 | -48.4103 | -112.9894 | -198.907 | -252.6778 | 183.0908 | 268.1697 | 444.4911 | 785.1413 | 20.4695 | 27.1014 | 53.1902 | 119.7057 | -1557.1924 | -1789.0138 | -2290.7536 | -2945.8622 | 12.7371 | 27.078 | 49.9576 | 69.6972 | 2655.8054 | 2553.3603 | 2381.2374 | 2432.1878
5 | 28 | 11 | 2555.3923 | 2603.8974 | 2705.6592 | 2868.464 | 1709.3482 | 1753.6612 | 1853.4235 | 2039.0236 | -52.6302 | -119.3575 | -209.5335 | -268.8983 | 165.4945 | 244.0355 | 409.0791 | 728.3208 | 21.1141 | 24.5831 | 49.6731 | 123.518 | -1794.3504 | -2061.9183 | -2642.4129 | -3404.0652 | 8.5674 | 21.0648 | 39.5298 | 43.6133 | 2612.9359 | 2465.9662 | 2205.4183 | 2129.9763
5 | 28 | 12 | 2620.2325 | 2670.7285 | 2775.3438 | 2940.2568 | 1758.2438 | 1803.8243 | 1906.4403 | 2097.3495 | -54.7784 | -123.7334 | -215.507 | -268.4736 | 158.8947 | 233.1779 | 389.616 | 695.461 | 17.2732 | 21.5436 | 44.7264 | 107.4752 | -1891.3872 | -2173.6048 | -2785.8783 | -3589.0992 | 2.7309 | 8.4573 | 15.7722 | 13.9316 | 2611.2094 | 2440.3935 | 2130.5134 | 1996.9014
5 | 28 | 13 | 2690.5273 | 2743.3057 | 2851.6382 | 3020.6806 | 1785.0733 | 1831.3494 | 1935.5312 | 2129.3536 | -57.1408 | -127.3872 | -220.16 | -268.0489 | 150.7992 | 221.9077 | 372.873 | 657.5804 | 14.3892 | 18.6137 | 40.4999 | 94.1308 | -1884.9651 | -2166.4615 | -2777.0487 | -3577.5658 | 1.0587 | 3.2172 | 6.0561 | 4.9957 | 2699.7418 | 2524.545 | 2209.3898 | 2061.1264
5 | 28 | 14 | 2662.5426 | 2715.5917 | 2822.4721 | 2987.7528 | 1814.5317 | 1861.5715 | 1967.4726 | 2164.4935 | -59.3961 | -129.9362 | -224.5314 | -265.6212 | 139.7126 | 205.4434 | 342.8503 | 603.043 | 10.9174 | 16.8279 | 37.7652 | 78.5322 | -1783.8302 | -2050.0149 | -2627.2635 | -3384.2317 | 0.39091 | 1.6005 | 2.6222 | 0.67389 | 2784.869 | 2621.0839 | 2321.3874 | 2184.6426
5 | 28 | 15 | 2676.572 | 2730.2458 | 2837.9769 | 3003.459 | 1822.8079 | 1870.0623 | 1976.4464 | 2174.3659 | -61.223 | -130.6583 | -224.2499 | -264.3471 | 127.7094 | 184.7856 | 308.2831 | 542.9748 | 9.4747 | 15.2898 | 34.906 | 73.8845 | -1512.2339 | -1737.9591 | -2226.3888 | -2864.1377 | -0.39362 | -0.17332 | 0.34502 | -1.5232 | 3062.7135 | 2931.5928 | 2707.3187 | 2664.6762
5 | 28 | 16 | 2683.8976 | 2739.658 | 2848.9475 | 3013.8565 | 1805.418 | 1852.2216 | 1957.5907 | 2153.6221 | -61.8458 | -129.5536 | -222.3663 | -274.2461 | 63.9373 | 102.7219 | 162.7837 | 240.0183 | 11.611 | 14.1634 | 33.4764 | 83.4319 | -1154.7811 | -1327.1801 | -1701.658 | -2192.6773 | -0.78996 | -2.6336 | -4.7924 | -3.2789 | 3347.4471 | 3249.3976 | 3073.9817 | 3020.7265
5 | 28 | 17 | 2673.5429 | 2730.1065 | 2839.56 | 3005.044 | 1774.9173 | 1820.9301 | 1924.5192 | 2117.2388 | -62.6827 | -126.8393 | -218.7523 | -284.5698 | 70.5371 | 108.6175 | 168.4772 | 252.2444 | 15.1682 | 15.4171 | 35.564 | 103.5655 | -711.1861 | -816.5852 | -1044.543 | -1340.7366 | -1.5881 | -9.1005 | -15.9034 | -7.3306 | 3758.7087 | 3722.5463 | 3688.9217 | 3845.4557
5 | 28 | 18 | 2576.5004 | 2631.6308 | 2737.1419 | 2898.1275 | 1709.9866 | 1754.3162 | 1854.1157 | 2039.7852 | -61.4785 | -121.2455 | -210.9718 | -293.7397 | 86.03 | 129.136 | 195.8133 | 281.787 | 20.4423 | 19.8661 | 43.5053 | 128.4859 | -322.9565 | -372.0854 | -478.3087 | -615.4338 | -6.3712 | -19.5211 | -35.3923 | -34.2708 | 4002.1531 | 4022.097 | 4105.9033 | 4404.7413
5 | 28 | 19 | 2572.6722 | 2626.6315 | 2733.1202 | 2901.4542 | 1576.5383 | 1617.4084 | 1709.4195 | 1880.5992 | -58.3404 | -111.2237 | -193.8088 | -293.8562 | 92.6299 | 135.568 | 204.4804 | 290.1248 | 25.1166 | 22.0635 | 47.0224 | 150.6329 | -54.837 | -63.1548 | -80.9128 | -103.0777 | -11.149 | -27.1593 | -49.1904 | -58.7619 | 4142.6305 | 4200.1336 | 4370.1305 | 4767.1153
5 | 28 | 20 | 2580.7407 | 2633.167 | 2739.0212 | 2909.6648 | 1560.0139 | 1600.4556 | 1691.5023 | 1860.8878 | -54.9903 | -101.5323 | -177.2088 | -288.6963 | 102.1308 | 148.3083 | 222.8957 | 313.4448 | 28.2409 | 24.2974 | 51.3734 | 164.8767 | -0.0029378 | -0.0033719 | -0.0043111 | -0.005539 | -12.3407 | -21.693 | -37.6667 | -64.3479 | 4203.7923 | 4282.9996 | 4489.9128 | 4895.8244
5 | 28 | 21 | 2515.935 | 2565.8603 | 2668.703 | 2841.2486 | 1401.2818 | 1437.6085 | 1519.3912 | 1671.5416 | -50.4491 | -92.7805 | -163.7363 | -268.1613 | 193.119 | 273.9828 | 416.4782 | 615.8305 | 28.2639 | 24.728 | 51.498 | 161.5949 | -0.0029378 | -0.0033719 | -0.0043111 | -0.005539 | -6.2409 | -10.7565 | -21.0787 | -31.9038 | 4081.9067 | 4198.6392 | 4471.251 | 4990.145
5 | 28 | 22 | 2329.1644 | 2375.8917 | 2470.8347 | 2634.6879 | 1249.8655 | 1282.267 | 1355.2126 | 1490.9223 | -44.3388 | -82.9239 | -146.8548 | -230.5565 | 212.1208 | 291.6851 | 438.661 | 643.1086 | 21.6055 | 25.0123 | 51.498 | 125.6594 | -0.0029378 | -0.0033719 | -0.0043111 | -0.005539 | -2.4242 | -4.6565 | -10.5251 | -15.1569 | 3765.9903 | 3887.2723 | 4158.822 | 4648.6594
5 | 28 | 23 | 2110.0372 | 2153.8113 | 2239.1872 | 2391.4107 | 1131.8863 | 1161.2292 | 1227.2892 | 1350.1889 | -38.7006 | -72.1278 | -128.3712 | -189.0619 | 318.6249 | 426.7316 | 615.2137 | 894.2727 | 15.0922 | 23.2089 | 46.5513 | 90.9395 | -0.0029378 | -0.0033719 | -0.0043111 | -0.005539 | 3.9688 | 5.6842 | 8.3238 | 12.3333 | 3540.9058 | 3698.5341 | 4008.1897 | 4550.0775
5 | 28 | 24 | 1920.3682 | 1960.6168 | 2036.5182 | 2175.0732 | 1121.503 | 1150.5768 | 1216.0308 | 1337.803 | -33.2459 | -62.0538 | -108.2856 | -151.8818 | 309.7453 | 418.0817 | 612.6142 | 896.167 | 8.9115 | 19.0253 | 38.4096 | 57.2959 | -0.0029378 | -0.0033719 | -0.0043111 | -0.005539 | 8.0136 | 9.8371 | 17.4688 | 34.9823 | 3335.2928 | 3496.0805 | 3812.7518 | 4349.4341
5 | 29 | 1 | 1869.2605 | 1908.1404 | 1981.5685 | 2119.0281 | 1088.2853 | 1116.4979 | 1180.0133 | 1298.1787 | -31.0235 | -55.7988 | -97.5825 | -138.822 | 222.7607 | 301.6967 | 448.3269 | 665.0053 | 7.4918 | 14.3286 | 29.4232 | 50.2812 | -0.0029378 | -0.0033719 | -0.0043111 | -0.005539 | 5.394 | 7.4472 | 13.3597 | 23.3786 | 3162.1658 | 3292.3087 | 3555.1048 | 4017.0442
5 | 29 | 2 | 1795.1316 | 1832.0723 | 1902.3058 | 2035.518 | 1069.521 | 1097.2472 | 1159.6674 | 1275.7955 | -28.7682 | -51.3708 | -88.1999 | -125.0293 | 138.6772 | 191.7437 | 296.2208 | 447.7637 | 6.0356 | 11.3987 | 23.9539 | 41.1139 | -0.0029378 | -0.0033719 | -0.0043111 | -0.005539 | 3.1517 | 2.0162 | 3.4583 | 14.2923 | 2983.746 | 3083.104 | 3297.4021 | 3689.4484
5 | 29 | 3 | 1735.3355 | 1770.7957 | 1837.956 | 1966.3632 | 1090.9769 | 1119.2593 | 1182.9317 | 1301.3894 | -28.7682 | -49.5439 | -85.354 | -125.0293 | 83.2862 | 122.1572 | 197.858 | 314.6206 | 6.0356 | 11.3987 | 23.9539 | 41.1139 | -0.0029378 | -0.0033719 | -0.0043111 | -0.005539 | 1.7835 | 1.79 | 3.3352 | 7.3919 | 2888.6465 | 2975.8537 | 3160.6766 | 3505.8442
5 | 29 | 4 | 1682.3955 | 1715.8919 | 1779.5879 | 1901.4526 | 1187.2617 | 1218.0402 | 1287.3321 | 1416.2443 | -29.3167 | -51.3708 | -88.4815 | -129.7684 | 50.197 | 79.2479 | 138.6748 | 234.41 | 6.4414 | 11.3987 | 23.9539 | 42.4311 | -0.0029378 | -0.0033719 | -0.0043111 | -0.005539 | 1.056 | 0.5213 | 0.86458 | 4.8745 | 2898.0318 | 2973.7258 | 3141.9275 | 3469.6385
5 | 29 | 5 | 1650.8256 | 1683.1603 | 1743.4224 | 1853.7296 | 1395.5369 | 1431.7147 | 1513.1621 | 1664.6887 | -31.6791 | -56.8515 | -99.3895 | -151.4611 | 43.5971 | 69.3239 | 126.8312 | 232.1455 | 10.76 | 17.2219 | 34.7679 | 63.8289 | -0.0029378 | -0.0033719 | -0.0043111 | -0.005539 | 0.78996 | 2.8502 | 4.9412 | 3.4502 | 3069.8275 | 3147.4162 | 3323.7311 | 3666.3763
5 | 29 | 6 | 1698.0781 | 1730.8759 | 1791.653 | 1897.0111 | 1586.5436 | 1627.673 | 1720.2681 | 1892.5341 | -36.8454 | -68.7002 | -124.6912 | -196.5411 | 70.2956 | 108.0811 | 186.6056 | 324.5821 | 19.8614 | 29.3354 | 55.2777 | 108.6908 | -74.5651 | -85.5922 | -109.7607 | -142.3303 | -0.26603 | 0.20852 | 0.17589 | -1.4244 | 3263.1021 | 3341.8815 | 3519.5284 | 3882.5224
5 | 29 | 7 | 1632.8993 | 1661.3015 | 1714.535 | 1801.3466 | 1996.8805 | 2048.6475 | 2165.1909 | 2382.0112 | -44.5553 | -84.4201 | -157.2869 | -250.6748 | 119.0867 | 180.4839 | 299.8697 | 512.2812 | 27.1727 | 40.3224 | 75.8498 | 146.233 | -335.9281 | -385.45 | -492.1948 | -630.0247 | 0.53207 | 0.95595 | 1.4301 | 3.1411 | 3396.0879 | 3461.841 | 3607.3939 | 3964.3136
5 | 29 | 8 | 1581.1481 | 1606.8001 | 1654.4633 | 1723.9939 | 2334.6623 | 2395.1859 | 2531.4432 | 2784.9396 | -52.3418 | -99.6443 | -182.1021 | -283.8487 | 171.6053 | 248.8737 | 409.6196 | 719.9925 | 26.3611 | 39.4803 | 75.0673 | 144.0428 | -665.4443 | -763.1925 | -971.7838 | -1236.7746 | 4.8836 | 11.9223 | 21.7944 | 29.5926 | 3400.8744 | 3439.4255 | 3538.502 | 3881.9381
5 | 29 | 9 | 1490.2687 | 1513.3215 | 1554.2473 | 1607.9302 | 2586.4332 | 2653.4837 | 2804.4351 | 3085.2687 | -59.0006 | -108.6135 | -195.5745 | -292.4776 | 192.5917 | 279.5637 | 460.44 | 802.9496 | 19.0498 | 31.4231 | 61.979 | 110.7417 | -1106.8596 | -1270.8898 | -1622.9553 | -2073.1149 | 10.3482 | 23.697 | 43.4928 | 59.1016 | 3132.8314 | 3121.9857 | 3106.0643 | 3300.3994
5 | 29 | 10 | 1478.9945 | 1502.376 | 1541.1827 | 1586.9102 | 2766.7341 | 2838.4588 | 2999.933 | 3300.3435 | -63.9526 | -114.4858 | -201.2665 | -290.0499 | 183.0908 | 268.1697 | 444.4911 | 785.1413 | 12.0493 | 20.4361 | 42.8988 | 76.1234 | -1392.0434 | -1598.5665 | -2042.3423 | -2612.1147 | 12.7371 | 27.078 | 49.9576 | 69.6972 | 2997.6098 | 2943.4662 | 2834.8543 | 2916.0512
5 | 29 | 11 | 1547.315 | 1571.4683 | 1612.6987 | 1658.2074 | 2872.5622 | 2947.0303 | 3114.6809 | 3426.5822 | -67.6699 | -121.4629 | -211.6115 | -296.6756 | 165.4945 | 244.0355 | 409.0791 | 728.3208 | 8.6726 | 16.8103 | 37.1073 | 61.0553 | -1499.2085 | -1721.3776 | -2196.8421 | -2801.705 | 8.5674 | 21.0648 | 39.5298 | 43.6133 | 3035.7332 | 2957.5686 | 2804.6422 | 2819.3985
5 | 29 | 12 | 1552.5434 | 1577.3576 | 1618.4072 | 1660.6835 | 2958.6184 | 3035.3174 | 3207.9905 | 3529.2358 | -70.8387 | -125.9519 | -217.5084 | -301.2985 | 158.8947 | 233.1779 | 389.616 | 695.461 | 6.7522 | 14.3286 | 32.9431 | 52.6593 | -1524.7602 | -1752.6843 | -2241.746 | -2862.8134 | 2.7309 | 8.4573 | 15.7722 | 13.9316 | 3083.9406 | 2990.0026 | 2805.4745 | 2787.8593
5 | 29 | 13 | 1593.9513 | 1618.9671 | 1661.9746 | 1706.4764 | 2997.6347 | 3075.3452 | 3250.2954 | 3575.777 | -72.8798 | -131.2152 | -225.2123 | -307.1913 | 150.7992 | 221.9077 | 372.873 | 657.5804 | 6.0274 | 14.8783 | 33.8636 | 52.5577 | -1615.377 | -1855.339 | -2369.7555 | -3025.5247 | 1.0587 | 3.2172 | 6.0561 | 4.9957 | 3061.2145 | 2947.7613 | 2730.095 | 2664.6711
5 | 29 | 14 | 1565.013 | 1589.8836 | 1631.6527 | 1671.4263 | 3021.2762 | 3099.5995 | 3275.9295 | 3603.9781 | -74.9209 | -135.4258 | -230.9043 | -313.5087 | 139.7126 | 205.4434 | 342.8503 | 603.043 | 5.6935 | 14.8783 | 35.1687 | 51.583 | -1392.5288 | -1599.7651 | -2042.702 | -2603.0422 | 0.39091 | 1.6005 | 2.6222 | 0.67389 | 3264.6365 | 3176.2142 | 3014.617 | 3014.1534
5 | 29 | 15 | 1613.5478 | 1639.4673 | 1684.3511 | 1730.1221 | 2970.5846 | 3047.5938 | 3220.9653 | 3543.5099 | -75.3929 | -137.0875 | -233.7502 | -317.3986 | 127.7094 | 184.7856 | 308.2831 | 542.9748 | 5.7655 | 16.3973 | 38.5612 | 54.8871 | -1300.2062 | -1493.3909 | -1907.0196 | -2433.7172 | -0.39362 | -0.17332 | 0.34502 | -1.5232 | 3341.6146 | 3257.5923 | 3111.736 | 3118.8548
5 | 29 | 16 | 1670.6288 | 1699.6414 | 1749.9728 | 1806.864 | 2813.0572 | 2885.9827 | 3050.1605 | 3355.6007 | -75.2858 | -136.757 | -233.1872 | -316.6654 | 63.9373 | 102.7219 | 162.7837 | 240.0183 | 6.649 | 16.5246 | 40.0017 | 59.7116 | -891.6712 | -1024.4772 | -1308.7289 | -1669.6963 | -0.78996 | -2.6336 | -4.7924 | -3.2789 | 3586.5253 | 3541.0028 | 3456.2101 | 3472.554
5 | 29 | 17 | 1806.2594 | 1841.3944 | 1901.7816 | 1977.7146 | 2555.9665 | 2622.2272 | 2771.4005 | 3048.926 | -73.6096 | -132.9901 | -229.8548 | -316.6654 | 70.5371 | 108.6175 | 168.4772 | 252.2444 | 9.4747 | 19.1512 | 43.7787 | 73.7035 | -599.1613 | -688.8173 | -880.8941 | -1125.234 | -1.5881 | -9.1005 | -15.9034 | -7.3306 | 3767.8787 | 3760.4825 | 3758.7858 | 3903.3584
5 | 29 | 18 | 1956.0884 | 1996.3375 | 2067.2288 | 2164.538 | 2249.8478 | 2308.1727 | 2439.48 | 2683.7673 | -69.2367 | -125.8999 | -217.4213 | -309.6151 | 86.03 | 129.136 | 195.8133 | 281.787 | 13.0903 | 20.386 | 46.2507 | 92.5839 | -304.3538 | -349.84 | -446.9056 | -568.6009 | -6.3712 | -19.5211 | -35.3923 | -34.2708 | 3925.0948 | 3958.7711 | 4049.0536 | 4310.1894
5 | 29 | 19 | 2181.626 | 2227.432 | 2311.5817 | 2436.5639 | 1948.5767 | 1999.0914 | 2112.8158 | 2324.3912 | -62.7921 | -113.6595 | -197.9753 | -291.9326 | 92.6299 | 135.568 | 204.4804 | 290.1248 | 16.5254 | 24.1214 | 52.5025 | 107.8554 | -53.1938 | -61.3287 | -78.6493 | -100.0722 | -11.149 | -27.1593 | -49.1904 | -58.7619 | 4112.223 | 4184.0654 | 4355.5654 | 4708.1686
5 | 29 | 20 | 2303.8886 | 2348.9138 | 2438.8042 | 2579.8892 | 1833.9562 | 1881.4996 | 1988.5343 | 2187.6643 | -56.896 | -104.8556 | -183.1823 | -274.2501 | 102.1308 | 148.3083 | 222.8957 | 313.4448 | 19.8519 | 27.3546 | 57.5006 | 121.4671 | -0.0029378 | -0.0033719 | -0.0043111 | -0.005539 | -12.3407 | -21.693 | -37.6667 | -64.3479 | 4190.5879 | 4279.5243 | 4486.8816 | 4863.8619
5 | 29 | 21 | 2358.3888 | 2402.7112 | 2495.7765 | 2651.9347 | 1592.937 | 1634.2322 | 1727.2004 | 1900.1606 | -52.1582 | -97.1564 | -169.9913 | -253.4068 | 193.119 | 273.9828 | 416.4782 | 615.8305 | 19.78 | 31.2471 | 64.2019 | 121.6703 | -0.0029378 | -0.0033719 | -0.0043111 | -0.005539 | -6.2409 | -10.7565 | -21.0787 | -31.9038 | 4105.8228 | 4234.2571 | 4512.5826 | 5004.28
5 | 29 | 22 | 2223.5504 | 2266.4015 | 2354.4483 | 2507.1016 | 1387.7672 | 1423.7436 | 1504.7375 | 1655.4205 | -46.0785 | -87.2998 | -153.1098 | -225.8213 | 212.1208 | 291.6851 | 438.661 | 643.1086 | 18.2518 | 29.8553 | 60.8824 | 111.63 | -0.0029378 | -0.0033719 | -0.0043111 | -0.005539 | -2.4242 | -4.6565 | -10.5251 | -15.1569 | 3793.1847 | 3919.7258 | 4195.09 | 4676.277
5 | 29 | 23 | 2062.6314 | 2104.6569 | 2186.2976 | 2330.9919 | 1227.9889 | 1259.8232 | 1331.4921 | 1464.8265 | -40.3331 | -74.6768 | -131.4987 | -190.2196 | 318.6249 | 426.7316 | 615.2137 | 894.2727 | 13.6726 | 24.6007 | 50.5909 | 85.1028 | -0.0029378 | -0.0033719 | -0.0043111 | -0.005539 | 3.9688 | 5.6842 | 8.3238 | 12.3333 | 3586.5506 | 3746.8165 | 4060.415 | 4597.3019
5 | 29 | 24 | 1950.5154 | 1991.1232 | 2068.074 | 2208.3838 | 1133.2754 | 1162.6544 | 1228.7955 | 1351.8459 | -34.802 | -62.9412 | -109.811 | -157.4703 | 309.7453 | 418.0817 | 612.6142 | 896.167 | 10.057 | 17.2219 | 36.1975 | 65.451 | -0.0029378 | -0.0033719 | -0.0043111 | -0.005539 | 8.0136 | 9.8371 | 17.4688 | 34.9823 | 3376.8018 | 3535.9737 | 3853.3347 | 4399.3542
5 | 30 | 1 | 1835.8389 | 1874.0514 | 1945.9446 | 2079.8324 | 1097.7686 | 1126.2271 | 1190.2959 | 1309.491 | -30.475 | -54.7462 | -95.7755 | -141.2498 | 222.7607 | 301.6967 | 448.3269 | 665.0053 | 9.0065 | 13.2021 | 27.4711 | 56.182 | -0.0029378 | -0.0033719 | -0.0043111 | -0.005539 | 5.394 | 7.4472 | 13.3597 | 23.3786 | 3140.2907 | 3267.875 | 3529.6185 | 3992.634
5 | 30 | 2 | 1763.9674 | 1800.4786 | 1868.8881 | 1999.4261 | 1081.0484 | 1109.0734 | 1172.1664 | 1289.546 | -29.2402 | -51.2577 | -86.6745 | -125.0293 | 138.6772 | 191.7437 | 296.2208 | 447.7637 | 5.8686 | 11.1144 | 23.2446 | 40.2409 | -0.0029378 | -0.0033719 | -0.0043111 | -0.005539 | 3.1517 | 2.0162 | 3.4583 | 14.2923 | 2963.4701 | 3063.1652 | 3277.2993 | 3666.2342
5 | 30 | 3 | 1710.0125 | 1745.0815 | 1810.9701 | 1937.1074 | 1096.4232 | 1124.8468 | 1188.837 | 1307.8861 | -28.6611 | -50.3182 | -85.0724 | -124.6046 | 83.2862 | 122.1572 | 197.858 | 314.6206 | 5.8686 | 10.7028 | 22.4621 | 40.0376 | -0.0029378 | -0.0033719 | -0.0043111 | -0.005539 | 1.7835 | 1.79 | 3.3352 | 7.3919 | 2868.71 | 2954.2568 | 3138.3857 | 3482.4334
5 | 30 | 4 | 1654.8526 | 1688.211 | 1750.3654 | 1869.8089 | 1194.179 | 1225.1368 | 1294.8324 | 1424.4957 | -28.7682 | -50.4834 | -86.6745 | -127.0323 | 50.197 | 79.2479 | 138.6748 | 234.41 | 5.8686 | 11.3987 | 23.9539 | 40.0376 | -0.0029378 | -0.0033719 | -0.0043111 | -0.005539 | 1.056 | 0.5213 | 0.86458 | 4.8745 | 2877.3819 | 2954.0289 | 3122.0123 | 3446.5889
5 | 30 | 5 | 1619.0988 | 1651.1433 | 1709.9515 | 1817.7273 | 1401.0569 | 1437.3778 | 1519.1474 | 1671.2734 | -31.6791 | -55.7988 | -97.864 | -148.725 | 43.5971 | 69.3239 | 126.8312 | 232.1455 | 10.3542 | 16.526 | 32.9403 | 60.7657 | -0.0029378 | -0.0033719 | -0.0043111 | -0.005539 | 0.78996 | 2.8502 | 4.9412 | 3.4502 | 3043.2149 | 3121.419 | 3295.9434 | 3636.6315
5 | 30 | 6 | 1656.6039 | 1689.0051 | 1747.7939 | 1849.966 | 1599.6354 | 1641.1042 | 1734.4633 | 1908.1509 | -36.1897 | -67.8128 | -122.8842 | -193.805 | 70.2956 | 108.0811 | 186.6056 | 324.5821 | 18.3101 | 26.8171 | 51.238 | 101.8153 | -73.6123 | -84.238 | -107.3916 | -138.4879 | -0.26603 | 0.20852 | 0.17589 | -1.4244 | 3234.7768 | 3313.1652 | 3490.0011 | 3850.7971
5 | 30 | 7 | 1558.7991 | 1585.138 | 1634.7488 | 1715.9721 | 2025.6624 | 2078.1755 | 2196.3988 | 2416.3441 | -43.5348 | -81.5406 | -149.5064 | -238.8851 | 119.0867 | 180.4839 | 299.8697 | 512.2812 | 23.7743 | 35.1586 | 66.2786 | 129.4188 | -344.8619 | -394.7604 | -502.7724 | -645.8156 | 0.53207 | 0.95595 | 1.4301 | 3.1411 | 3339.4579 | 3403.6109 | 3546.4472 | 3892.4568
5 | 30 | 8 | 1448.2362 | 1469.8741 | 1510.0704 | 1567.9344 | 2416.28 | 2478.9195 | 2619.9403 | 2882.2987 | -51.4283 | -95.9905 | -175.5655 | -267.7446 | 171.6053 | 248.8737 | 409.6196 | 719.9925 | 22.4266 | 36.5504 | 69.5357 | 123.7213 | -639.5908 | -731.7082 | -927.9265 | -1178.9687 | 4.8836 | 11.9223 | 21.7944 | 29.5926 | 3372.4126 | 3418.4413 | 3527.4685 | 3876.8261
5 | 30 | 9 | 1284.4069 | 1301.5096 | 1330.6714 | 1364.8957 | 2726.2175 | 2796.8918 | 2956.0014 | 3252.0127 | -57.4315 | -106.6214 | -192.1655 | -279.1096 | 192.5917 | 279.5637 | 460.44 | 802.9496 | 16.3178 | 31.4231 | 61.4564 | 97.194 | -998.7361 | -1143.8019 | -1452.6191 | -1846.5122 | 10.3482 | 23.697 | 43.4928 | 59.1016 | 3173.7145 | 3182.662 | 3207.2774 | 3450.5318
5 | 30 | 10 | 1208.6032 | 1222.987 | 1246.5787 | 1267.8334 | 2938.2916 | 3014.4637 | 3185.9505 | 3504.9886 | -61.835 | -114.4858 | -202.792 | -281.4209 | 183.0908 | 268.1697 | 444.4911 | 785.1413 | 10.9989 | 27.513 | 54.4952 | 70.7684 | -1400.2957 | -1608.9574 | -2059.0879 | -2641.2119 | 12.7371 | 27.078 | 49.9576 | 69.6972 | 2891.5908 | 2836.7681 | 2719.5931 | 2775.7961
5 | 30 | 11 | 1157.9336 | 1171.4174 | 1191.749 | 1203.447 | 3070.2677 | 3149.8611 | 3329.0504 | 3662.4184 | -65.5523 | -120.5234 | -211.6115 | -290.0499 | 165.4945 | 244.0355 | 409.0791 | 728.3208 | 8.4337 | 25.279 | 50.9781 | 60.2839 | -1583.0206 | -1818.614 | -2325.0667 | -2974.9892 | 8.5674 | 21.0648 | 39.5298 | 43.6133 | 2762.124 | 2672.5204 | 2483.7082 | 2433.0444
5 | 30 | 12 | 1208.9771 | 1223.8214 | 1245.7289 | 1256.2138 | 3168.4672 | 3250.6064 | 3435.5269 | 3779.5574 | -67.7005 | -123.8467 | -215.9829 | -292.3612 | 158.8947 | 233.1779 | 389.616 | 695.461 | 6.1075 | 20.5633 | 44.0793 | 49.7994 | -1714.7212 | -1969.7226 | -2518.7387 | -3226.6203 | 2.7309 | 8.4573 | 15.7722 | 13.9316 | 2762.7556 | 2643.057 | 2396.0016 | 2275.9817
5 | 30 | 13 | 1223.9769 | 1239.7252 | 1262.2773 | 1270.5316 | 3238.1243 | 3322.0692 | 3511.0551 | 3862.6489 | -69.3767 | -127.2831 | -218.7523 | -296.6756 | 150.7992 | 221.9077 | 372.873 | 657.5804 | 5.7017 | 15.8477 | 35.8131 | 47.406 | -1597.2685 | -1836.164 | -2350.6703 | -3013.4406 | 1.0587 | 3.2172 | 6.0561 | 4.9957 | 2953.0156 | 2839.3198 | 2618.6519 | 2533.0463
5 | 30 | 14 | 1199.8399 | 1215.2897 | 1236.6228 | 1241.191 | 3263.4925 | 3348.0951 | 3538.5615 | 3892.9098 | -70.8693 | -130.4411 | -222.6373 | -300.5655 | 139.7126 | 205.4434 | 342.8503 | 603.043 | 4.5711 | 13.5947 | 32.3068 | 43.6953 | -1493.7887 | -1717.3432 | -2198.5179 | -2818.5553 | 0.39091 | 1.6005 | 2.6222 | 0.67389 | 3043.3491 | 2936.2391 | 2731.8082 | 2662.3922
5 | 30 | 15 | 1232.1872 | 1250.2365 | 1274.1852 | 1281.2986 | 3209.0053 | 3292.1953 | 3479.4817 | 3827.9139 | -70.8387 | -132.1027 | -225.2017 | -298.1377 | 127.7094 | 184.7856 | 308.2831 | 542.9748 | 3.9264 | 13.722 | 33.8717 | 42.1749 | -1288.8047 | -1481.0651 | -1893.828 | -2421.7837 | -0.39362 | -0.17332 | 0.34502 | -1.5232 | 3212.7914 | 3127.5983 | 2977.1372 | 2972.9175
5 | 30 | 16 | 1326.1511 | 1352.8896 | 1385.0575 | 1399.0477 | 3038.5199 | 3117.2903 | 3294.6267 | 3624.5475 | -69.0554 | -132.877 | -226.5222 | -294.9768 | 63.9373 | 102.7219 | 162.7837 | 240.0183 | 5.1439 | 17.0445 | 39.3519 | 46.7585 | -997.2063 | -1147.3163 | -1470.4991 | -1884.7081 | -0.78996 | -2.6336 | -4.7924 | -3.2789 | 3366.7005 | 3307.1193 | 3180.0059 | 3127.4082
5 | 30 | 17 | 1526.9519 | 1561.2967 | 1606.4923 | 1643.4968 | 2757.831 | 2829.3248 | 2990.2794 | 3289.7232 | -67.2721 | -131.7113 | -226.0358 | -292.6655 | 70.5371 | 108.6175 | 168.4772 | 252.2444 | 7.7307 | 20.9248 | 46.646 | 61.725 | -674.1665 | -774.7635 | -990.1827 | -1264.271 | -1.5881 | -9.1005 | -15.9034 | -7.3306 | 3620.0241 | 3604.5886 | 3579.773 | 3682.9223
5 | 30 | 18 | 1697.1508 | 1737.3685 | 1794.0772 | 1855.4833 | 2427.0477 | 2489.9663 | 2631.6155 | 2895.1431 | -62.8992 | -126.2827 | -218.3319 | -290.3542 | 86.03 | 129.136 | 195.8133 | 281.787 | 12.861 | 24.6779 | 53.6803 | 85.0874 | -322.4735 | -371.4352 | -476.8949 | -611.8635 | -6.3712 | -19.5211 | -35.3923 | -34.2708 | 3831.3456 | 3863.9096 | 3944.5673 | 4181.0123
5 | 30 | 19 | 1878.7872 | 1921.6877 | 1989.7605 | 2080.1456 | 2081.3608 | 2135.3178 | 2256.7918 | 2482.7849 | -57.9471 | -114.9298 | -200.4114 | -274.2501 | 92.6299 | 135.568 | 204.4804 | 290.1248 | 15.498 | 27.3058 | 57.9068 | 99.3842 | -62.5352 | -72.0274 | -92.3524 | -117.8693 | -11.149 | -27.1593 | -49.1904 | -58.7619 | 3936.6446 | 4005.763 | 4166.9853 | 4501.5582
5 | 30 | 20 | 2094.1321 | 2137.5327 | 2216.3396 | 2332.4514 | 1944.9165 | 1995.3364 | 2108.8471 | 2320.0251 | -53.7578 | -105.5168 | -184.0164 | -260.882 | 102.1308 | 148.3083 | 222.8957 | 313.4448 | 17.4402 | 29.2853 | 61.1531 | 108.6532 | -0.0029378 | -0.0033719 | -0.0043111 | -0.005539 | -12.3407 | -21.693 | -37.6667 | -64.3479 | 4092.5181 | 4183.2494 | 4387.5481 | 4749.339
5 | 30 | 21 | 2200.3254 | 2242.301 | 2327.0092 | 2466.1632 | 1678.0176 | 1721.5184 | 1819.4522 | 2001.6504 | -49.4614 | -96.878 | -172.6324 | -235.7243 | 193.119 | 273.9828 | 416.4782 | 615.8305 | 16.0708 | 32.7662 | 66.6738 | 100.9047 | -0.0029378 | -0.0033719 | -0.0043111 | -0.005539 | -6.2409 | -10.7565 | -21.0787 | -31.9038 | 4031.8275 | 4162.9306 | 4435.898 | 4916.9151
5 | 30 | 22 | 2109.2993 | 2149.3589 | 2230.9698 | 2372.6628 | 1452.9604 | 1490.6268 | 1575.4256 | 1733.1873 | -44.4023 | -87.1867 | -154.1488 | -214.0317 | 212.1208 | 291.6851 | 438.661 | 643.1086 | 15.4261 | 30.5512 | 61.8517 | 95.448 | -0.0029378 | -0.0033719 | -0.0043111 | -0.005539 | -2.4242 | -4.6565 | -10.5251 | -15.1569 | 3742.9772 | 3870.3753 | 4142.2299 | 4615.2126
5 | 30 | 23 | 1974.9945 | 2013.6923 | 2090.0508 | 2228.0551 | 1280.7355 | 1313.9372 | 1388.6845 | 1527.7461 | -38.764 | -74.5637 | -132.8193 | -188.3329 | 318.6249 | 426.7316 | 615.2137 | 894.2727 | 14.3756 | 25.2966 | 51.498 | 87.4962 | -0.0029378 | -0.0033719 | -0.0043111 | -0.005539 | 3.9688 | 5.6842 | 8.3238 | 12.3333 | 3553.9324 | 3710.7749 | 4020.9471 | 4561.565
5 | 30 | 24 | 1883.9306 | 1922.923 | 1996.5773 | 2130.2585 | 1171.7284 | 1202.1042 | 1270.4895 | 1397.7152 | -34.3299 | -62.8281 | -108.2856 | -162.2094 | 309.7453 | 418.0817 | 612.6142 | 896.167 | 11.4047 | 16.9376 | 34.7679 | 70.0346 | -0.0029378 | -0.0033719 | -0.0043111 | -0.005539 | 8.0136 | 9.8371 | 17.4688 | 34.9823 | 3350.4897 | 3507.0521 | 3823.6279 | 4366.9427
5 | 31 | 1 | 1793.2277 | 1830.4404 | 1899.8211 | 2029.8816 | 1115.5457 | 1144.465 | 1209.5714 | 1330.6967 | -30.947 | -54.9115 | -94.5316 | -141.2498 | 222.7607 | 301.6967 | 448.3269 | 665.0053 | 8.4337 | 14.3286 | 29.4232 | 53.8902 | -0.0029378 | -0.0033719 | -0.0043111 | -0.005539 | 5.394 | 7.4472 | 13.3597 | 23.3786 | 3114.4119 | 3243.4631 | 3505.9664 | 3961.597
5 | 31 | 2 | 1727.5823 | 1763.3047 | 1830.0509 | 1956.9546 | 1089.9227 | 1118.1778 | 1181.7886 | 1300.1319 | -29.2402 | -50.4834 | -86.956 | -127.0323 | 138.6772 | 191.7437 | 296.2208 | 447.7637 | 6.2744 | 12.0946 | 24.7364 | 42.4311 | -0.0029378 | -0.0033719 | -0.0043111 | -0.005539 | 3.1517 | 2.0162 | 3.4583 | 14.2923 | 2936.3651 | 3036.8502 | 3249.2947 | 3634.5355
5 | 31 | 3 | 1674.4354 | 1708.8995 | 1772.9353 | 1895.7051 | 1106.2704 | 1134.9493 | 1199.5143 | 1319.6325 | -28.2197 | -48.6565 | -83.8285 | -124.6046 | 83.2862 | 122.1572 | 197.858 | 314.6206 | 5.8686 | 10.7028 | 22.6489 | 40.0376 | -0.0029378 | -0.0033719 | -0.0043111 | -0.005539 | 1.7835 | 1.79 | 3.3352 | 7.3919 | 2843.4215 | 2929.8389 | 3112.4589 | 3452.7776
5 | 31 | 4 | 1618.0595 | 1650.8022 | 1711.0614 | 1826.9632 | 1201.4029 | 1232.5479 | 1302.6651 | 1433.1128 | -29.2402 | -50.4834 | -86.956 | -129.7684 | 50.197 | 79.2479 | 138.6748 | 234.41 | 6.2744 | 11.3987 | 23.9539 | 42.4311 | -0.0029378 | -0.0033719 | -0.0043111 | -0.005539 | 1.056 | 0.5213 | 0.86458 | 4.8745 | 2847.7465 | 2924.0312 | 3090.2596 | 3412.0176
5 | 31 | 5 | 1581.6815 | 1612.91 | 1669.743 | 1774.6183 | 1407.0042 | 1443.4793 | 1525.5959 | 1678.3677 | -32.1512 | -55.7988 | -97.864 | -151.1528 | 43.5971 | 69.3239 | 126.8312 | 232.1455 | 10.5931 | 16.526 | 33.4629 | 62.9558 | -0.0029378 | -0.0033719 | -0.0043111 | -0.005539 | 0.78996 | 2.8502 | 4.9412 | 3.4502 | 3011.5118 | 3089.2872 | 3262.706 | 3600.3792
5 | 31 | 6 | 1612.6548 | 1643.7917 | 1700.2407 | 1798.7501 | 1608.2132 | 1649.9044 | 1743.7641 | 1918.3831 | -36.7689 | -67.8128 | -122.8842 | -198.9688 | 70.2956 | 108.0811 | 186.6056 | 324.5821 | 20.8033 | 27.7973 | 52.5431 | 113.1728 | -85.0962 | -97.7118 | -125.2301 | -161.7952 | -0.26603 | 0.20852 | 0.17589 | -1.4244 | 3189.8358 | 3264.2583 | 3435.2152 | 3792.6997
5 | 31 | 7 | 1481.9543 | 1506.5388 | 1552.0806 | 1626.1175 | 2058.1614 | 2111.5171 | 2231.637 | 2455.1111 | -43.5348 | -83.3675 | -152.6339 | -248.3633 | 119.0867 | 180.4839 | 299.8697 | 512.2812 | 27.1727 | 38.0884 | 73.0529 | 146.6772 | -302.4874 | -346.2136 | -439.6486 | -559.7862 | 0.53207 | 0.95595 | 1.4301 | 3.1411 | 3340.8851 | 3408.0031 | 3565.7878 | 3935.1786
5 | 31 | 8 | 1358.4108 | 1378.2814 | 1413.6721 | 1463.2585 | 2455.1804 | 2518.8283 | 2662.1194 | 2928.7016 | -51.2447 | -95.9905 | -176.052 | -281.962 | 171.6053 | 248.8737 | 409.6196 | 719.9925 | 27.7455 | 37.3925 | 71.7478 | 150.0453 | -616.7556 | -705.1734 | -893.548 | -1135.4333 | 4.8836 | 11.9223 | 21.7944 | 29.5926 | 3349.8253 | 3394.1343 | 3509.3534 | 3874.1951
5 | 31 | 9 | 1229.8596 | 1245.4167 | 1271.6979 | 1301.2812 | 2736.0433 | 2806.9723 | 2966.6553 | 3263.7335 | -56.7759 | -105.6818 | -189.3195 | -285.8518 | 192.5917 | 279.5637 | 460.44 | 802.9496 | 20.1003 | 30.4429 | 59.5042 | 114.4523 | -971.2979 | -1112.2362 | -1411.9789 | -1794.5207 | 10.3482 | 23.697 | 43.4928 | 59.1016 | 3160.8694 | 3168.1746 | 3200.4918 | 3461.1458
5 | 31 | 10 | 1187.4572 | 1201.3576 | 1223.8185 | 1243.2741 | 2930.9663 | 3006.9484 | 3178.0077 | 3496.2505 | -61.0723 | -111.1625 | -195.498 | -287.7385 | 183.0908 | 268.1697 | 444.4911 | 785.1413 | 14.3756 | 21.6898 | 43.6812 | 85.7349 | -1292.4383 | -1481.8767 | -1886.4868 | -2403.0833 | 12.7371 | 27.078 | 49.9576 | 69.6972 | 2975.1164 | 2932.2043 | 2857.9713 | 2989.2763
5 | 31 | 11 | 1213.1617 | 1227.4825 | 1250.281 | 1265.8407 | 3044.6479 | 3123.5771 | 3301.2712 | 3631.8574 | -64.8967 | -117.3653 | -204.599 | -292.0529 | 165.4945 | 244.0355 | 409.0791 | 728.3208 | 10.5931 | 18.7599 | 38.8591 | 68.4766 | -1562.7418 | -1794.2844 | -2290.3184 | -2922.7592 | 8.5674 | 21.0648 | 39.5298 | 43.6133 | 2814.8261 | 2723.27 | 2544.1028 | 2523.2967
5 | 31 | 12 | 1184.1519 | 1198.5812 | 1219.4017 | 1227.6373 | 3138.7059 | 3220.0735 | 3403.257 | 3744.0561 | -67.0449 | -119.9143 | -206.1244 | -292.0529 | 158.8947 | 233.1779 | 389.616 | 695.461 | 7.861 | 14.7402 | 31.3754 | 57.1191 | -1650.6001 | -1894.8626 | -2418.6041 | -3088.5565 | 2.7309 | 8.4573 | 15.7722 | 13.9316 | 2774.6994 | 2660.2531 | 2434.6938 | 2357.5957
5 | 31 | 13 | 1221.0731 | 1236.5602 | 1259.0177 | 1267.2949 | 3197.073 | 3279.9537 | 3466.5437 | 3813.6802 | -68.0654 | -122.5155 | -211.8164 | -293.9396 | 150.7992 | 221.9077 | 372.873 | 657.5804 | 6.7522 | 13.741 | 30.2057 | 52.4338 | -1723.2648 | -1979.8137 | -2532.1399 | -3243.8884 | 1.0587 | 3.2172 | 6.0561 | 4.9957 | 2785.426 | 2653.0505 | 2390.7398 | 2258.157
5 | 31 | 14 | 1171.8505 | 1186.9424 | 1207.0065 | 1210.6475 | 3218.347 | 3301.7792 | 3489.6108 | 3839.0572 | -70.2136 | -124.7862 | -215.7014 | -293.5149 | 139.7126 | 205.4434 | 342.8503 | 603.043 | 4.9769 | 13.722 | 31.1236 | 44.1395 | -1632.3068 | -1875.7085 | -2400.2584 | -3078.1215 | 0.39091 | 1.6005 | 2.6222 | 0.67389 | 2832.7575 | 2708.9927 | 2457.2535 | 2325.9247
5 | 31 | 15 | 1185.4737 | 1201.8118 | 1223.2305 | 1228.7009 | 3172.7446 | 3254.9946 | 3440.1647 | 3784.6596 | -70.1065 | -127.2221 | -219.8679 | -293.0902 | 127.7094 | 184.7856 | 308.2831 | 542.9748 | 4.4042 | 16.6221 | 36.0811 | 43.9362 | -1564.8734 | -1798.6214 | -2304.9555 | -2966.4218 | -0.39362 | -0.17332 | 0.34502 | -1.5232 | 2854.9583 | 2732.1973 | 2483.281 | 2339.2362
5 | 31 | 16 | 1296.8258 | 1319.105 | 1348.7709 | 1367.4236 | 2995.4215 | 3073.0746 | 3247.8956 | 3573.1369 | -68.9789 | -127.8311 | -222.5089 | -292.6655 | 63.9373 | 102.7219 | 162.7837 | 240.0183 | 5.7736 | 18.9644 | 41.2986 | 50.71 | -1241.0936 | -1426.6887 | -1828.7107 | -2353.4437 | -0.78996 | -2.6336 | -4.7924 | -3.2789 | 3051.0958 | 2956.7124 | 2744.7368 | 2581.9006
5 | 31 | 17 | 1466.831 | 1494.9355 | 1535.9381 | 1575.1168 | 2738.2862 | 2809.2733 | 2969.0872 | 3266.4089 | -66.7236 | -128.327 | -223.343 | -288.3511 | 70.5371 | 108.6175 | 168.4772 | 252.2444 | 7.8026 | 22.6985 | 47.9457 | 61.2962 | -801.8459 | -922.0547 | -1181.7525 | -1518.4523 | -1.5881 | -9.1005 | -15.9034 | -7.3306 | 3413.2994 | 3376.0426 | 3300.4494 | 3340.9323
5 | 31 | 18 | 1631.5659 | 1665.233 | 1717.9247 | 1781.867 | 2390.8822 | 2452.8633 | 2592.4018 | 2852.0025 | -62.8992 | -124.6123 | -216.6781 | -281.3006 | 86.03 | 129.136 | 195.8133 | 281.787 | 11.7155 | 27.6863 | 57.0674 | 80.8463 | -360.7658 | -415.2393 | -533.0161 | -685.3102 | -6.3712 | -19.5211 | -35.3923 | -34.2708 | 3690.1574 | 3715.5458 | 3778.1207 | 3995.6212
5 | 31 | 19 | 1847.1497 | 1884.3293 | 1950.0496 | 2044.6435 | 2070.2341 | 2123.9027 | 2244.7273 | 2469.5122 | -57.3986 | -114.921 | -202.9241 | -269.5109 | 92.6299 | 135.568 | 204.4804 | 290.1248 | 14.8533 | 32.1177 | 64.8111 | 94.6989 | -66.6293 | -76.8035 | -98.6179 | -126.1501 | -11.149 | -27.1593 | -49.1904 | -58.7619 | 3889.6901 | 3957.034 | 4113.336 | 4444.5565
5 | 31 | 20 | 2090.902 | 2131.2945 | 2209.4048 | 2329.3379 | 1920.7894 | 1970.5838 | 2082.6864 | 2291.2447 | -53.7578 | -103.5158 | -183.683 | -260.882 | 102.1308 | 148.3083 | 222.8957 | 313.4448 | 18.0129 | 32.0093 | 64.5403 | 112.1605 | -0.0029378 | -0.0033719 | -0.0043111 | -0.005539 | -12.3407 | -21.693 | -37.6667 | -64.3479 | 4065.7336 | 4156.9838 | 4358.1732 | 4720.9525
5 | 31 | 21 | 2180.5344 | 2222.2421 | 2306.0414 | 2443.8743 | 1662.6273 | 1705.7292 | 1802.7647 | 1983.2919 | -49.9335 | -94.1028 | -166.249 | -242.0418 | 193.119 | 273.9828 | 416.4782 | 615.8305 | 18.0129 | 30.6297 | 61.275 | 110.072 | -0.0029378 | -0.0033719 | -0.0043111 | -0.005539 | -6.2409 | -10.7565 | -21.0787 | -31.9038 | 3998.1164 | 4127.7211 | 4399.2273 | 4879.1175
5 | 31 | 22 | 2086.1415 | 2126.0852 | 2206.6462 | 2346.0764 | 1448.8956 | 1486.4567 | 1571.0182 | 1728.3386 | -44.8743 | -83.5851 | -146.4449 | -218.7708 | 212.1208 | 291.6851 | 438.661 | 643.1086 | 17.2013 | 26.7859 | 54.3653 | 103.539 | -0.0029378 | -0.0033719 | -0.0043111 | -0.005539 | -2.4242 | -4.6565 | -10.5251 | -15.1569 | 3717.0579 | 3842.7679 | 4113.7164 | 4587.1294
5 | 31 | 23 | 1972.669 | 2011.7346 | 2088.3514 | 2225.7411 | 1271.8746 | 1304.8466 | 1379.0767 | 1517.1762 | -39.2361 | -72.6237 | -126.6408 | -190.336 | 318.6249 | 426.7316 | 615.2137 | 894.2727 | 14.3756 | 23.7478 | 47.0711 | 87.4962 | -0.0029378 | -0.0033719 | -0.0043111 | -0.005539 | 3.9688 | 5.6842 | 8.3238 | 12.3333 | 3542.2739 | 3700.1177 | 4011.3915 | 4546.678
5 | 31 | 24 | 1874.4797 | 1913.3726 | 1986.4499 | 2119.6313 | 1170.4414 | 1200.7839 | 1269.0941 | 1396.18 | -34.2534 | -61.9407 | -108.3622 | -159.898 | 309.7453 | 418.0817 | 612.6142 | 904.2419 | 11.4047 | 18.741 | 37.7625 | 69.1616 | -0.0029378 | -0.0033719 | -0.0043111 | -0.005539 | 8.0136 | 9.8371 | 17.4688 | 34.9823 | 3339.8284 | 3498.8721 | 3815.023 | 4364.2935
6 | 1 | 1 | 1888.4163 | 1926.9302 | 2001.1427 | 2136.804 | 1113.6935 | 1142.5648 | 1207.563 | 1328.4873 | -31.6026 | -56.46 | -95.8521 | -145.256 | 222.7607 | 301.6967 | 448.3269 | 668.5513 | 8.8395 | 14.4558 | 29.036 | 52.1442 | -0.0029378 | -0.0033719 | -0.0043111 | -0.005539 | 5.394 | 7.4472 | 13.3597 | 20.3698 | 3207.4984 | 3336.6314 | 3603.572 | 4061.0951
6 | 1 | 2 | 1806.1314 | 1842.9084 | 1913.3433 | 2044.5775 | 1088.1066 | 1116.3146 | 1179.8195 | 1297.9656 | -29.7122 | -52.0319 | -89.597 | -133.7746 | 138.6772 | 191.7437 | 296.2208 | 451.8012 | 6.4414 | 12.5062 | 26.3014 | 46.04 | -0.0029378 | -0.0033719 | -0.0043111 | -0.005539 | 3.1517 | 2.0162 | 3.4583 | 4.6044 | 3012.7931 | 3113.4538 | 3329.542 | 3711.2086
6 | 1 | 3 | 1746.4751 | 1782.1761 | 1849.6752 | 1976.4443 | 1103.9117 | 1132.5294 | 1196.9567 | 1316.8189 | -29.2402 | -50.3703 | -85.149 | -129.4601 | 83.2862 | 122.1572 | 197.858 | 316.3936 | 5.4628 | 11.1144 | 24.2139 | 41.558 | -0.0029378 | -0.0033719 | -0.0043111 | -0.005539 | 1.7835 | 1.79 | 3.3352 | 4.5432 | 2911.6761 | 2999.3935 | 3186.8857 | 3526.2923
6 | 1 | 4 | 1687.4924 | 1721.4467 | 1785.0945 | 1904.4008 | 1198.4029 | 1229.4703 | 1299.4124 | 1429.5343 | -29.2402 | -51.2577 | -86.956 | -131.7715 | 50.197 | 79.2479 | 138.6748 | 235.0508 | 6.2744 | 11.8103 | 24.7364 | 42.5327 | -0.0029378 | -0.0033719 | -0.0043111 | -0.005539 | 1.056 | 0.5213 | 0.86458 | 1.4244 | 2914.1796 | 2991.2354 | 3161.8224 | 3481.1659
6 | 1 | 5 | 1627.4613 | 1659.6424 | 1718.7975 | 1826.3461 | 1401.712 | 1438.0499 | 1519.8577 | 1672.0549 | -32.1512 | -55.0245 | -96.057 | -144.4106 | 43.5971 | 69.3239 | 126.8312 | 231.654 | 9.2454 | 14.0442 | 28.7761 | 49.2049 | -0.0029378 | -0.0033719 | -0.0043111 | -0.005539 | 0.78996 | 2.8502 | 4.9412 | 7.5019 | 3050.6517 | 3128.8828 | 3303.1425 | 3642.3456
6 | 1 | 6 | 1646.9976 | 1679.1344 | 1737.4074 | 1839.1279 | 1596.351 | 1637.7347 | 1730.9022 | 1904.2331 | -36.1897 | -66.1512 | -119.7567 | -181.899 | 70.2956 | 108.0811 | 186.6056 | 322.9584 | 18.0713 | 23.0816 | 45.7688 | 77.6815 | -61.2063 | -70.0446 | -88.903 | -112.9326 | -0.26603 | 0.20852 | 0.17589 | 0.60149 | 3234.0534 | 3312.0445 | 3492.2002 | 3849.771
6 | 1 | 7 | 1536.0288 | 1562.6156 | 1611.0444 | 1687.9732 | 2034.5264 | 2087.2694 | 2206.0099 | 2426.9177 | -43.5348 | -81.5406 | -148.1859 | -229.7151 | 119.0867 | 180.4839 | 299.8697 | 517.9425 | 25.1586 | 32.6403 | 62.2389 | 105.1834 | -290.0861 | -332.0548 | -422.0029 | -536.9419 | 0.53207 | 0.95595 | 1.4301 | 2.8487 | 3381.7117 | 3450.3696 | 3610.4043 | 3974.2085
6 | 1 | 8 | 1460.6333 | 1483.3523 | 1523.7402 | 1580.367 | 2423.8768 | 2486.7132 | 2628.1773 | 2891.3606 | -51.3212 | -97.8174 | -180.5 | -278.6849 | 171.6053 | 248.8737 | 409.6196 | 699.5685 | 27.1727 | 39.4803 | 74.5447 | 125.9115 | -642.8052 | -736.4199 | -937.6087 | -1198.0992 | 4.8836 | 11.9223 | 21.7944 | 35.691 | 3394.0454 | 3436.1044 | 3539.7676 | 3856.1144
6 | 1 | 9 | 1362.8404 | 1380.2024 | 1412.98 | 1452.3296 | 2706.3729 | 2776.5327 | 2934.4841 | 3228.3407 | -56.8524 | -109.3878 | -197.1766 | -303.9589 | 192.5917 | 279.5637 | 460.44 | 783.6579 | 21.615 | 36.5504 | 70.4428 | 119.036 | -960.6409 | -1102.2155 | -1406.1113 | -1796.416 | 10.3482 | 23.697 | 43.4928 | 71.7398 | 3276.2748 | 3284.943 | 3318.5518 | 3554.7291
6 | 1 | 10 | 1329.2116 | 1344.7738 | 1375.075 | 1406.1133 | 2889.9587 | 2964.8777 | 3133.5437 | 3447.3339 | -61.1488 | -116.3648 | -205.9961 | -315.3239 | 183.0908 | 268.1697 | 444.4911 | 764.7174 | 14.5425 | 29.747 | 58.1992 | 99.4858 | -1279.5916 | -1466.5409 | -1866.6044 | -2378.4663 | 12.7371 | 27.078 | 49.9576 | 81.7019 | 3088.8003 | 3051.7405 | 2988.6661 | 3105.562
6 | 1 | 11 | 1348.1801 | 1364.5008 | 1394.8097 | 1422.1298 | 3007.5393 | 3085.5065 | 3261.0348 | 3587.5918 | -64.5317 | -120.7929 | -211.9696 | -321.6415 | 165.4945 | 244.0355 | 409.0791 | 711.7852 | 10.2958 | 22.513 | 46.0287 | 79.4052 | -1700.353 | -1950.7957 | -2489.0819 | -3182.5648 | 8.5674 | 21.0648 | 39.5298 | 65.2125 | 2775.1923 | 2666.0319 | 2449.4306 | 2361.9183
6 | 1 | 12 | 1302.837 | 1318.7254 | 1346.0454 | 1366.7649 | 3096.5829 | 3176.8584 | 3357.5836 | 3693.8089 | -66.1008 | -124.1162 | -214.5341 | -325.5312 | 158.8947 | 233.1779 | 389.616 | 677.793 | 7.3249 | 17.494 | 38.0224 | 67.2123 | -1756.5585 | -2014.3367 | -2568.319 | -3282.201 | 2.7309 | 8.4573 | 15.7722 | 25.5116 | 2745.7109 | 2616.2602 | 2364.1865 | 2223.3585
6 | 1 | 13 | 1344.8408 | 1362.2967 | 1390.9541 | 1414.7078 | 3140.8349 | 3222.2577 | 3405.5655 | 3746.5957 | -68.1419 | -127.1612 | -218.419 | -331.4242 | 150.7992 | 221.9077 | 372.873 | 641.0446 | 6.1075 | 16.2105 | 35.6831 | 62.7679 | -1818.2915 | -2085.9095 | -2662.0468 | -3405.9808 | 1.0587 | 3.2172 | 6.0561 | 10.2127 | 2757.2076 | 2612.8192 | 2330.666 | 2137.9237
6 | 1 | 14 | 1350.5213 | 1369.5829 | 1398.1627 | 1422.5233 | 3151.4532 | 3233.1512 | 3417.0787 | 3759.2618 | -68.6905 | -131.2587 | -223.6245 | -339.32 | 139.7126 | 205.4434 | 342.8503 | 585.3749 | 5.1439 | 15.7502 | 35.4313 | 64.7701 | -1823.8826 | -2094.0311 | -2678.1807 | -3439.4478 | 0.39091 | 1.6005 | 2.6222 | 4.4889 | 2754.6487 | 2600.2383 | 2294.3399 | 2057.6512
6 | 1 | 15 | 1365.8882 | 1387.7189 | 1416.5477 | 1446.825 | 3088.4994 | 3168.5654 | 3348.8188 | 3684.1664 | -68.5834 | -134.3036 | -229.1116 | -344.9045 | 127.7094 | 184.7856 | 308.2831 | 516.2488 | 4.9769 | 17.8081 | 39.9394 | 71.0511 | -1557.6522 | -1788.1044 | -2287.0699 | -2940.2662 | -0.39362 | -0.17332 | 0.34502 | 0.6906 | 2960.4447 | 2836.2967 | 2597.7526 | 2433.8111
6 | 1 | 16 | 1515.4263 | 1545.4267 | 1581.0055 | 1634.6247 | 2909.873 | 2985.3083 | 3155.1365 | 3471.089 | -67.8206 | -136.6265 | -233.0732 | -353.65 | 63.9373 | 102.7219 | 162.7837 | 266.7878 | 5.9405 | 21.9538 | 47.9538 | 84.5124 | -1233.7863 | -1416.0204 | -1810.0862 | -2325.8928 | -0.78996 | -2.6336 | -4.7924 | -6.8781 | 3192.7803 | 3100.1302 | 2898.9278 | 2770.5931
6 | 1 | 17 | 1674.3358 | 1709.9307 | 1756.8435 | 1832.0784 | 2644.2988 | 2712.8494 | 2867.178 | 3154.2945 | -65.0168 | -136.4002 | -234.1887 | -355.3446 | 70.5371 | 108.6175 | 168.4772 | 270.1053 | 7.8026 | 25.8341 | 55.1234 | 97.7705 | -793.476 | -913.2115 | -1172.7028 | -1510.6974 | -1.5881 | -9.1005 | -15.9034 | -25.843 | 3536.8935 | 3498.5195 | 3424.8272 | 3462.3637
6 | 1 | 18 | 1850.6305 | 1891.0001 | 1949.3804 | 2048.7865 | 2334.4766 | 2394.9954 | 2531.2419 | 2784.7181 | -61.0853 | -130.9717 | -226.2033 | -343.2466 | 86.03 | 129.136 | 195.8133 | 297.3834 | 10.3678 | 28.8723 | 60.988 | 106.4073 | -367.4646 | -423.0904 | -543.2793 | -698.6212 | -6.3712 | -19.5211 | -35.3923 | -57.577 | 3846.5837 | 3870.4205 | 3932.5487 | 4137.8504
6 | 1 | 19 | 1977.0139 | 2020.46 | 2088.4081 | 2206.3393 | 2016.2651 | 2068.5346 | 2186.2094 | 2405.1344 | -55.7684 | -119.123 | -205.9127 | -310.4973 | 92.6299 | 135.568 | 204.4804 | 304.589 | 12.1213 | 28.4607 | 60.59 | 105.6359 | -59.1393 | -68.1665 | -87.4765 | -111.7602 | -11.149 | -27.1593 | -49.1904 | -79.6774 | 3971.9735 | 4038.5747 | 4197.1084 | 4519.7638
6 | 1 | 20 | 2095.9189 | 2137.773 | 2214.1653 | 2341.9705 | 1891.4018 | 1940.4344 | 2050.8218 | 2256.1892 | -52.1276 | -107.7178 | -186.3901 | -280.9087 | 102.1308 | 148.3083 | 222.8957 | 328.5497 | 14.0417 | 28.764 | 60.1947 | 105.1541 | -0.0029378 | -0.0033719 | -0.0043111 | -0.005539 | -12.3407 | -21.693 | -37.6667 | -60.512 | 4039.022 | 4125.8654 | 4324.0162 | 4690.4372
6 | 1 | 21 | 2242.5344 | 2284.0704 | 2371.407 | 2514.1105 | 1640.3242 | 1682.8478 | 1778.5817 | 1956.6872 | -48.4103 | -96.7563 | -167.6356 | -254.481 | 193.119 | 273.9828 | 416.4782 | 613.7152 | 14.2087 | 27.6687 | 58.1613 | 99.7462 | -0.0029378 | -0.0033719 | -0.0043111 | -0.005539 | -6.2409 | -10.7565 | -21.0787 | -34.9976 | 4035.5321 | 4161.0536 | 4435.9096 | 4894.775
6 | 1 | 22 | 2198.7122 | 2240.3167 | 2327.1271 | 2472.5898 | 1438.6829 | 1475.9792 | 1559.9447 | 1716.1562 | -44.4788 | -87.2912 | -154.573 | -232.676 | 212.1208 | 291.6851 | 438.661 | 644.8816 | 13.5056 | 28.5596 | 58.4131 | 101.0105 | -0.0029378 | -0.0033719 | -0.0043111 | -0.005539 | -2.4242 | -4.6565 | -10.5251 | -17.4904 | 3816.1156 | 3944.5895 | 4219.0435 | 4684.4662
6 | 1 | 23 | 2089.2875 | 2131.4215 | 2214.5148 | 2359.1287 | 1269.3865 | 1302.294 | 1376.3789 | 1514.2082 | -39.3126 | -75.1118 | -133.4484 | -200.6597 | 315.325 | 422.8425 | 605.7524 | 867.1439 | 12.0493 | 24.552 | 50.9835 | 86.6761 | -0.0029378 | -0.0033719 | -0.0043111 | -0.005539 | 3.9688 | 5.6842 | 8.3238 | 12.123 | 3650.7017 | 3811.679 | 4122.5007 | 4638.6147
6 | 1 | 24 | 2004.8218 | 2046.2514 | 2125.7201 | 2269.493 | 1145.6621 | 1175.3622 | 1242.2262 | 1366.6216 | -35.3505 | -64.4288 | -112.3238 | -168.6433 | 280.1266 | 371.8196 | 541.7903 | 786.1509 | 9.6512 | 19.9757 | 41.017 | 70.8213 | -0.0029378 | -0.0033719 | -0.0043111 | -0.005539 | 8.0136 | 9.8371 | 17.4688 | 26.1661 | 3412.9218 | 3558.8138 | 3855.8944 | 4350.6039
6 | 2 | 1 | 1880.3058 | 1919.4581 | 1993.0471 | 2129.631 | 1100.4562 | 1128.9843 | 1193.21 | 1312.6969 | -33.6743 | -56.7383 | -97.864 | -148.4167 | 236.7389 | 318.0527 | 459.3764 | 662.478 | 7.7307 | 14.7402 | 30.2057 | 53.0172 | -0.0029378 | -0.0033719 | -0.0043111 | -0.005539 | 4.7452 | 7.4472 | 13.3597 | 20.3698 | 3196.2995 | 3331.9408 | 3591.3306 | 4029.7706
6 | 2 | 2 | 1792.9517 | 1830.5364 | 1900.3253 | 2031.8547 | 1071.5204 | 1099.2984 | 1161.8353 | 1278.1805 | -31.6026 | -53.0845 | -91.609 | -139.2467 | 161.3585 | 216.9508 | 324.0133 | 473.0057 | 7.086 | 12.7905 | 26.166 | 47.0147 | -0.0029378 | -0.0033719 | -0.0043111 | -0.005539 | 1.0506 | 2.0162 | 3.4583 | 4.6044 | 3002.3617 | 3108.5044 | 3324.185 | 3695.4077
6 | 2 | 3 | 1716.6529 | 1752.6632 | 1818.7445 | 1945.0131 | 1078.1275 | 1106.0768 | 1168.9993 | 1286.0618 | -30.475 | -50.6487 | -87.161 | -132.5045 | 104.7711 | 144.9452 | 221.8829 | 333.7101 | 6.2744 | 11.8103 | 24.7364 | 42.5327 | -0.0029378 | -0.0033719 | -0.0043111 | -0.005539 | 1.1917 | 1.79 | 3.3352 | 4.5432 | 2876.5398 | 2966.6335 | 3150.533 | 3479.3509
6 | 2 | 4 | 1665.5331 | 1700.283 | 1763.487 | 1884.2746 | 1125.0147 | 1154.1795 | 1219.8385 | 1341.992 | -30.003 | -51.536 | -87.161 | -132.5045 | 68.3819 | 98.023 | 155.9584 | 241.7649 | 6.2744 | 11.8103 | 23.9539 | 42.5327 | -0.0029378 | -0.0033719 | -0.0043111 | -0.005539 | 0.26603 | 0.5213 | 0.86458 | 1.4244 | 2835.4643 | 2913.2776 | 3076.9371 | 3379.4786
6 | 2 | 5 | 1619.3465 | 1652.5403 | 1712.9512 | 1827.0945 | 1227.6145 | 1259.4391 | 1331.0861 | 1464.3798 | -30.6586 | -52.4234 | -90.57 | -137.6683 | 42.9893 | 63.9647 | 109.7506 | 178.2301 | 7.086 | 13.6327 | 27.4711 | 47.0147 | -0.0029378 | -0.0033719 | -0.0043111 | -0.005539 | 1.5935 | 2.8502 | 4.9412 | 7.5019 | 2867.9683 | 2940.0003 | 3095.6258 | 3386.5471
6 | 2 | 6 | 1679.9474 | 1714.5305 | 1777.7928 | 1895.3418 | 1239.8913 | 1272.0342 | 1344.3976 | 1479.0244 | -33.3553 | -56.2424 | -99.671 | -151.8857 | 31.1951 | 46.2625 | 83.7999 | 145.37 | 8.6007 | 15.0245 | 30.7283 | 53.8902 | -52.2649 | -60.0981 | -77.1972 | -99.865 | 0.13573 | 0.20852 | 0.17589 | 0.60149 | 2874.15 | 2931.7196 | 3060.0262 | 3322.4772
6 | 2 | 7 | 1671.2768 | 1704.0838 | 1764.3571 | 1874.3441 | 1439.2677 | 1476.5792 | 1560.5789 | 1716.8538 | -37.3939 | -66.2643 | -117.3971 | -182.632 | 31.594 | 50.6881 | 81.6204 | 138.1644 | 11.9774 | 21.2782 | 41.7291 | 71.7806 | -306.5544 | -351.5114 | -448.4619 | -574.9012 | 0.53207 | 0.95595 | 1.2678 | 2.8487 | 2810.6997 | 2835.8096 | 2883.6943 | 3046.4586
6 | 2 | 8 | 1748.1068 | 1781.2049 | 1843.41 | 1950.7887 | 1647.9281 | 1690.6489 | 1786.8265 | 1965.7577 | -43.6878 | -78.2783 | -139.2898 | -213.8029 | 43.3881 | 64.5012 | 104.8512 | 172.1567 | 14.1367 | 24.8674 | 49.026 | 83.3414 | -717.7684 | -823.0688 | -1050.301 | -1345.0215 | 7.4354 | 11.9223 | 22.2166 | 35.691 | 2699.539 | 2671.7976 | 2616.7394 | 2648.911
6 | 2 | 9 | 1784.0113 | 1816.5154 | 1879.0404 | 1981.6155 | 1831.5026 | 1878.9823 | 1985.8739 | 2184.7375 | -50.3466 | -89.2396 | -161.1824 | -246.9768 | 58.0834 | 84.7463 | 134.5695 | 225.0892 | 16.3178 | 29.3354 | 56.7073 | 97.194 | -1047.1186 | -1200.543 | -1530.8499 | -1957.907 | 15.1666 | 23.697 | 44.7457 | 71.7398 | 2607.6164 | 2543.4937 | 2408.9045 | 2355.4921
6 | 2 | 10 | 1820.5468 | 1853.174 | 1916.6659 | 2017.8001 | 1954.6529 | 2005.3252 | 2119.4041 | 2331.6393 | -55.8778 | -97.4346 | -173.411 | -265.8171 | 71.6819 | 104.9914 | 169.9815 | 278.0216 | 15.593 | 28.2089 | 55.9248 | 95.8769 | -1423.3176 | -1633.3682 | -2087.4187 | -2678.4032 | 16.9637 | 27.078 | 53.0682 | 81.7019 | 2400.243 | 2287.9746 | 2054.2147 | 1860.8195
6 | 2 | 11 | 1934.6661 | 1969.437 | 2037.6027 | 2145.2014 | 2021.7288 | 2074.14 | 2192.1336 | 2411.6519 | -59.8093 | -103.6374 | -180.9865 | -281.9212 | 86.3771 | 129.1257 | 206.1875 | 334.8424 | 14.7814 | 26.6709 | 53.1902 | 93.4834 | -1670.118 | -1919.7732 | -2467.2264 | -3197.6759 | 12.9026 | 21.0648 | 48.5721 | 65.2125 | 2340.5289 | 2197.0277 | 1889.4733 | 1570.7946
6 | 2 | 12 | 1948.5962 | 1983.4931 | 2052.6896 | 2159.8003 | 2045.7376 | 2098.7712 | 2218.1661 | 2440.2912 | -63.7407 | -108.0133 | -184.8715 | -288.9718 | 99.9756 | 145.4817 | 232.9323 | 373.855 | 12.0493 | 22.7973 | 45.1108 | 82.9989 | -1917.5526 | -2199.56 | -2813.2194 | -3624.3766 | 5.1904 | 8.4573 | 19.313 | 25.5116 | 2130.2558 | 1951.4272 | 1570.121 | 1169.1087
6 | 2 | 13 | 2034.1521 | 2071.0325 | 2144.6021 | 2258.6119 | 2030.8339 | 2083.4811 | 2202.0062 | 2422.5131 | -66.3609 | -111.5018 | -184.5899 | -293.5945 | 102.8767 | 148.8344 | 240.8054 | 384.3781 | 9.7231 | 19.0253 | 38.9322 | 73.73 | -1995.4089 | -2290.8813 | -2932.4703 | -3776.6248 | 2.2721 | 3.2172 | 7.8394 | 10.2127 | 2118.0881 | 1923.2073 | 1517.1249 | 1079.2264
6 | 2 | 14 | 2072.9151 | 2110.7856 | 2186.3819 | 2303.855 | 2013.9266 | 2066.1354 | 2183.6738 | 2402.3448 | -68.5092 | -113.1635 | -185.3474 | -295.5976 | 101.8892 | 147.9111 | 235.5334 | 368.1238 | 8.0415 | 16.113 | 34.2454 | 66.5495 | -1910.468 | -2191.0369 | -2799.2435 | -3595.9435 | 0.95826 | 1.6005 | 4.626 | 4.4889 | 2218.7534 | 2038.3452 | 1659.8696 | 1253.821
6 | 2 | 15 | 2104.9809 | 2143.4668 | 2221.3364 | 2341.6047 | 1999.5201 | 2051.3555 | 2168.053 | 2385.1598 | -70.0018 | -115.5994 | -187.7069 | -299.9119 | 94.1025 | 138.3998 | 215.8168 | 333.5701 | 8.1284 | 16.5246 | 35.1632 | 67.7651 | -1637.0137 | -1878.7562 | -2403.0155 | -3090.0022 | -0.013573 | -0.17332 | -0.14883 | 0.6906 | 2499.7028 | 2355.2177 | 2049.4982 | 1738.8762
6 | 2 | 16 | 2138.1689 | 2178.0345 | 2259.3575 | 2384.7008 | 1943.0822 | 1993.4545 | 2106.8582 | 2317.837 | -71.0223 | -117.261 | -192.9124 | -306.6542 | 52.6091 | 76.8545 | 118.2481 | 177.5986 | 9.3309 | 18.7396 | 40.6434 | 74.7798 | -1253.7897 | -1438.1619 | -1837.0784 | -2360.0116 | -1.8867 | -2.6336 | -5.7557 | -6.8781 | 2816.4924 | 2709.0267 | 2489.3605 | 2281.3722
6 | 2 | 17 | 2127.4396 | 2167.5344 | 2248.9337 | 2375.9782 | 1892.8572 | 1941.9275 | 2052.3998 | 2257.9253 | -70.2901 | -117.1479 | -193.9514 | -308.2326 | 55.909 | 78.861 | 123.9417 | 185.9365 | 11.026 | 21.7968 | 47.813 | 84.2896 | -833.284 | -957.5772 | -1226.7196 | -1577.6251 | -5.8093 | -9.1005 | -17.7313 | -25.843 | 3177.8483 | 3126.294 | 3034.6858 | 2992.4288
6 | 2 | 18 | 2144.6874 | 2185.9605 | 2268.9044 | 2400.7642 | 1814.1876 | 1861.2185 | 1967.0995 | 2164.083 | -67.2721 | -113.2158 | -187.7729 | -300.3327 | 55.909 | 78.861 | 123.9417 | 185.9365 | 13.1853 | 25.386 | 53.5422 | 95.888 | -372.9612 | -428.9039 | -549.8072 | -706.1782 | -12.5932 | -19.5211 | -38.5908 | -57.577 | 3575.1429 | 3589.7852 | 3637.3168 | 3782.5837
6 | 2 | 19 | 2116.0749 | 2157.5359 | 2240.4037 | 2375.2985 | 1657.7589 | 1700.7345 | 1797.4859 | 1977.4844 | -61.2995 | -104.8556 | -174.5054 | -278.7564 | 61.7112 | 86.6393 | 133.4029 | 194.2744 | 14.2358 | 26.6397 | 55.0341 | 97.5101 | -49.1052 | -56.3291 | -71.5769 | -90.7268 | -17.5067 | -27.1593 | -53.7785 | -79.6774 | 3721.8693 | 3783.2054 | 3926.4657 | 4195.4067
6 | 2 | 20 | 2155.3946 | 2197.6142 | 2281.9796 | 2420.6657 | 1632.1367 | 1674.448 | 1769.704 | 1946.9206 | -56.896 | -97.7654 | -163.0449 | -257.9132 | 84.0129 | 116.5453 | 173.4607 | 245.5131 | 14.533 | 27.3546 | 54.7633 | 98.7897 | -0.0029378 | -0.0033719 | -0.0043111 | -0.005539 | -14.5206 | -21.693 | -41.9856 | -60.512 | 3814.6576 | 3896.5004 | 4074.8729 | 4393.4584
6 | 2 | 21 | 2218.966 | 2263.0075 | 2350.8132 | 2498.8519 | 1473.677 | 1511.8805 | 1597.8883 | 1757.8994 | -52.5231 | -89.901 | -150.0589 | -237.4946 | 132.9038 | 187.0809 | 282.6194 | 413.2193 | 13.4106 | 25.1206 | 49.8058 | 90.9019 | -0.0029378 | -0.0033719 | -0.0043111 | -0.005539 | -5.9613 | -10.7565 | -21.4494 | -34.9976 | 3780.47 | 3886.4287 | 4109.614 | 4488.3748
6 | 2 | 22 | 2164.0847 | 2207.4857 | 2293.4949 | 2442.0412 | 1323.8182 | 1358.1367 | 1435.3984 | 1579.1379 | -47.6476 | -82.7586 | -139.3558 | -216.6514 | 144.6078 | 200.3576 | 302.0824 | 441.6295 | 13.1718 | 24.4437 | 48.5007 | 86.5216 | -0.0029378 | -0.0033719 | -0.0043111 | -0.005539 | -2.4785 | -4.6565 | -9.0422 | -17.4904 | 3595.5535 | 3703.0052 | 3931.074 | 4315.1828
6 | 2 | 23 | 2035.3633 | 2076.8094 | 2157.555 | 2301.2784 | 1202.8556 | 1234.0383 | 1304.2403 | 1434.8457 | -42.6955 | -72.1278 | -123.9997 | -192.9556 | 165.9029 | 226.3745 | 341.0084 | 507.3495 | 11.3463 | 21.3865 | 42.7715 | 76.0371 | -0.0029378 | -0.0033719 | -0.0043111 | -0.005539 | 3.9769 | 5.6842 | 14.2554 | 12.123 | 3376.7465 | 3492.1619 | 3735.8266 | 4138.6725
6 | 2 | 24 | 1949.3804 | 1989.8708 | 2067.5906 | 2209.4612 | 1093.0984 | 1121.4358 | 1185.232 | 1303.9201 | -37.1644 | -64.0459 | -110.1691 | -169.6847 | 280.1266 | 371.8196 | 541.7903 | 786.1509 | 9.89 | 18.741 | 37.8871 | 66.8698 | -0.0029378 | -0.0033719 | -0.0043111 | -0.005539 | 6.0672 | 9.8371 | 17.4688 | 26.1661 | 3301.3953 | 3447.655 | 3739.7954 | 4222.8778
6 | 3 | 1 | 1836.1533 | 1874.9092 | 1947.0676 | 2082.1856 | 1050.8157 | 1078.057 | 1139.3855 | 1253.4825 | -32.2583 | -55.1898 | -94.7365 | -141.9828 | 236.7389 | 318.0527 | 459.3764 | 662.478 | 7.086 | 13.3483 | 27.4711 | 48.091 | -0.0029378 | -0.0033719 | -0.0043111 | -0.005539 | 4.7452 | 7.4472 | 13.3597 | 20.3698 | 3103.2779 | 3236.6213 | 3491.9195 | 3924.6186
6 | 3 | 2 | 1740.8145 | 1777.6348 | 1845.5543 | 1974.7461 | 1035.3596 | 1062.2002 | 1122.6266 | 1235.0454 | -30.5821 | -51.536 | -88.763 | -132.5045 | 161.3585 | 216.9508 | 324.0133 | 473.0057 | 6.2744 | 11.8103 | 24.7364 | 43.5074 | -0.0029378 | -0.0033719 | -0.0043111 | -0.005539 | 1.0506 | 2.0162 | 3.4583 | 4.6044 | 2914.2726 | 3019.0729 | 3231.6216 | 3598.399
6 | 3 | 3 | 1668.6322 | 1703.939 | 1768.3207 | 1892.1225 | 1045.9504 | 1073.0655 | 1134.1101 | 1247.6788 | -29.5309 | -49.1001 | -84.3149 | -125.7623 | 104.7711 | 144.9452 | 221.8829 | 333.7101 | 5.4628 | 10.4185 | 21.9395 | 38.0507 | -0.0029378 | -0.0033719 | -0.0043111 | -0.005539 | 1.1917 | 1.79 | 3.3352 | 4.5432 | 2796.4743 | 2885.0547 | 3065.2691 | 3390.3374
6 | 3 | 4 | 1619.2568 | 1653.3724 | 1715.0146 | 1834.3208 | 1085.935 | 1114.0867 | 1177.4649 | 1295.3751 | -29.5309 | -48.9349 | -84.3149 | -125.7623 | 68.3819 | 98.023 | 155.9584 | 241.7649 | 5.4628 | 10.7028 | 22.4621 | 38.9237 | -0.0029378 | -0.0033719 | -0.0043111 | -0.005539 | 0.26603 | 0.5213 | 0.86458 | 1.4244 | 2749.7687 | 2827.768 | 2987.4453 | 3286.041
6 | 3 | 5 | 1568.8323 | 1601.4759 | 1660.1653 | 1773.1399 | 1165.891 | 1196.1155 | 1264.1601 | 1390.752 | -29.5309 | -49.1001 | -87.4425 | -130.9261 | 42.9893 | 63.9647 | 109.7506 | 178.2301 | 6.4414 | 12.0946 | 25.259 | 43.4057 | -0.0029378 | -0.0033719 | -0.0043111 | -0.005539 | 1.5935 | 2.8502 | 4.9412 | 7.5019 | 2756.2136 | 2827.3975 | 2976.8294 | 3262.0979
6 | 3 | 6 | 1644.0027 | 1678.6759 | 1741.4844 | 1861.3353 | 1122.5112 | 1151.6111 | 1217.124 | 1339.0056 | -31.3142 | -53.6413 | -95.5045 | -145.1435 | 31.1951 | 46.2625 | 83.7999 | 145.37 | 8.1949 | 15.0245 | 30.2057 | 51.5984 | -64.8685 | -74.7257 | -96.405 | -125.2746 | 0.13573 | 0.20852 | 0.17589 | 0.60149 | 2709.8569 | 2763.4155 | 2880.8803 | 3127.4927
6 | 3 | 7 | 1665.5671 | 1699.6414 | 1762.2563 | 1878.5238 | 1252.7358 | 1285.2117 | 1358.3248 | 1494.3462 | -34.2252 | -60.3398 | -109.8216 | -166.8362 | 31.594 | 50.6881 | 81.6204 | 138.1644 | 11.5716 | 20.8477 | 40.7598 | 69.4888 | -292.194 | -336.0365 | -431.5608 | -556.4846 | 0.53207 | 0.95595 | 1.2678 | 2.8487 | 2635.5815 | 2660.9685 | 2702.8467 | 2860.0512
6 | 3 | 8 | 1793.2326 | 1829.1083 | 1896.4796 | 2016.7663 | 1383.4325 | 1419.2965 | 1500.0374 | 1650.2498 | -38.1566 | -69.4743 | -128.5867 | -195.6957 | 43.3881 | 64.5012 | 104.8512 | 172.1567 | 15.5062 | 27.513 | 53.1902 | 90.1153 | -721.8168 | -829.4812 | -1063.1548 | -1368.0696 | 7.4354 | 11.9223 | 22.2166 | 35.691 | 2483.0213 | 2453.3858 | 2385.0334 | 2401.2138
6 | 3 | 9 | 1897.6448 | 1934.6643 | 2006.1868 | 2129.7509 | 1500.7085 | 1539.6128 | 1627.1982 | 1790.1444 | -43.3229 | -79.4961 | -145.8263 | -226.4419 | 58.0834 | 84.7463 | 134.5695 | 225.0892 | 18.8829 | 33.2089 | 64.191 | 109.4245 | -903.6319 | -1037.9874 | -1328.9516 | -1706.2797 | 15.1666 | 23.697 | 44.7457 | 71.7398 | 2543.5314 | 2498.4457 | 2402.1134 | 2393.4272
6 | 3 | 10 | 1980.6203 | 2018.9393 | 2093.9653 | 2220.481 | 1605.8511 | 1647.4811 | 1741.203 | 1915.5654 | -48.3055 | -87.578 | -159.3754 | -245.3984 | 71.6819 | 104.9914 | 169.9815 | 278.0216 | 19.0498 | 33.6205 | 65.4961 | 111.818 | -1201.2379 | -1380.2835 | -1766.9776 | -2266.3688 | 16.9637 | 27.078 | 53.0682 | 81.7019 | 2444.6234 | 2364.2489 | 2197.361 | 2095.8208
6 | 3 | 11 | 2043.0207 | 2082.1415 | 2159.6973 | 2289.4628 | 1678.2391 | 1721.7457 | 1819.6924 | 2001.9147 | -52.3441 | -93.1718 | -163.8234 | -254.7604 | 86.3771 | 129.1257 | 206.1875 | 334.8424 | 16.5566 | 30.0313 | 58.7218 | 102.6507 | -1309.3399 | -1506.2286 | -1933.4103 | -2486.1841 | 12.9026 | 21.0648 | 48.5721 | 65.2125 | 2475.4122 | 2384.7086 | 2195.6373 | 2053.1385
6 | 3 | 12 | 2067.1112 | 2106.7616 | 2185.6339 | 2316.0908 | 1717.1182 | 1761.6327 | 1861.8484 | 2048.2922 | -56.0614 | -95.7208 | -163.8234 | -259.3831 | 99.9756 | 145.4817 | 232.9323 | 373.855 | 13.0998 | 24.4735 | 48.5034 | 87.4809 | -1324.6866 | -1525.0114 | -1958.3527 | -2518.6547 | 5.1904 | 8.4573 | 19.313 | 25.5116 | 2521.7472 | 2426.0746 | 2226.0549 | 2073.1928
6 | 3 | 13 | 2096.5223 | 2136.7928 | 2217.3993 | 2350.187 | 1716.6096 | 1761.1108 | 1861.2969 | 2047.6854 | -58.2861 | -99.1572 | -164.8624 | -263.5812 | 102.8767 | 148.8344 | 240.8054 | 384.3781 | 10.9405 | 20.8287 | 42.5116 | 78.212 | -1183.8759 | -1364.4031 | -1757.2539 | -2268.793 | 2.2721 | 3.2172 | 7.8394 | 10.2127 | 2687.0591 | 2607.2236 | 2447.7363 | 2338.3011
6 | 3 | 14 | 2153.8117 | 2195.011 | 2277.8905 | 2412.9327 | 1741.1116 | 1786.2481 | 1887.8642 | 2076.9132 | -60.3272 | -100.8188 | -165.9014 | -265.8926 | 101.8892 | 147.9111 | 235.5334 | 368.1238 | 9.4978 | 18.347 | 38.4205 | 70.2602 | -1465.3604 | -1685.0041 | -2155.8915 | -2753.0941 | 0.95826 | 1.6005 | 4.626 | 4.4889 | 2481.581 | 2363.2947 | 2122.5416 | 1913.7321
6 | 3 | 15 | 2176.1272 | 2217.8028 | 2302.2861 | 2438.3463 | 1741.4964 | 1786.6429 | 1888.2814 | 2077.3722 | -61.4549 | -102.6457 | -169.7864 | -267.8957 | 94.1025 | 138.3998 | 215.8168 | 333.5701 | 8.3672 | 16.9362 | 36.7282 | 69.0822 | -1266.0779 | -1454.2594 | -1857.3541 | -2369.0275 | -0.013573 | -0.17332 | -0.14883 | 0.6906 | 2692.547 | 2602.7032 | 2415.8232 | 2282.1382
6 | 3 | 16 | 2181.7618 | 2224.0986 | 2310.3724 | 2448.4994 | 1710.338 | 1754.6767 | 1854.4967 | 2040.2043 | -62.4754 | -104.3073 | -173.748 | -272.6348 | 52.6091 | 76.8545 | 118.2481 | 177.5986 | 9.2359 | 18.171 | 40.3807 | 71.7166 | -1108.4924 | -1273.9904 | -1629.2536 | -2083.224 | -1.8867 | -2.6336 | -5.7557 | -6.8781 | 2781.0903 | 2692.8694 | 2514.7406 | 2375.282
6 | 3 | 17 | 2181.0144 | 2223.421 | 2309.9417 | 2449.3246 | 1704.8119 | 1749.0073 | 1848.5048 | 2033.6124 | -62.9474 | -105.0816 | -176.389 | -278.9523 | 55.909 | 78.861 | 123.9417 | 185.9365 | 10.2863 | 19.9744 | 44.8157 | 78.7313 | -590.17 | -679.8127 | -872.4816 | -1117.1485 | -5.8093 | -9.1005 | -17.7313 | -25.843 | 3293.0949 | 3277.2689 | 3260.602 | 3325.661
6 | 3 | 18 | 2182.0522 | 2225.3101 | 2312.6226 | 2455.0921 | 1640.8475 | 1683.3848 | 1779.1492 | 1957.3115 | -61.7433 | -104.9685 | -177.5046 | -278.644 | 55.909 | 78.861 | 123.9417 | 185.9365 | 12.6845 | 24.1214 | 53.4149 | 89.2158 | -300.241 | -345.9573 | -443.3527 | -565.2115 | -12.5932 | -19.5211 | -38.5908 | -57.577 | 3516.9158 | 3541.2304 | 3609.6803 | 3786.1233
6 | 3 | 19 | 2169.0641 | 2212.5723 | 2300.2353 | 2446.3067 | 1511.0547 | 1550.2272 | 1638.4165 | 1802.4861 | -58.3909 | -99.9838 | -171.8126 | -265.6967 | 61.7112 | 86.6393 | 133.4029 | 194.2744 | 13.2573 | 25.1017 | 55.5539 | 91.8125 | -57.8796 | -66.9038 | -86.2265 | -110.2921 | -17.5067 | -27.1593 | -53.7785 | -79.6774 | 3621.3102 | 3680.4936 | 3815.791 | 4079.2134
6 | 3 | 20 | 2211.3224 | 2255.8874 | 2345.1115 | 2493.9965 | 1494.2179 | 1532.9539 | 1620.1606 | 1782.402 | -54.3829 | -94.5552 | -163.403 | -251.5957 | 84.0129 | 116.5453 | 173.4607 | 245.5131 | 14.533 | 27.0703 | 57.1108 | 96.7011 | -0.0029378 | -0.0033719 | -0.0043111 | -0.005539 | -14.5206 | -21.693 | -41.9856 | -60.512 | 3735.1799 | 3816.2053 | 3990.4507 | 4306.4995
6 | 3 | 21 | 2333.3852 | 2380.4569 | 2475.1075 | 2636.0441 | 1364.0953 | 1399.458 | 1479.0704 | 1627.1832 | -50.6656 | -87.6303 | -153.1864 | -233.6048 | 132.9038 | 187.0809 | 282.6194 | 413.2193 | 14.7 | 27.3546 | 56.0575 | 97.006 | -0.0029378 | -0.0033719 | -0.0043111 | -0.005539 | -5.9613 | -10.7565 | -21.4494 | -34.9976 | 3788.4544 | 3895.9603 | 4118.2146 | 4504.8447
6 | 3 | 22 | 2189.2883 | 2233.6878 | 2321.7196 | 2475.5837 | 1244.9886 | 1277.2636 | 1349.9245 | 1485.1047 | -45.8207 | -79.6006 | -139.6374 | -212.7616 | 144.6078 | 200.3576 | 302.0824 | 441.6295 | 13.8164 | 25.8355 | 51.7579 | 91.651 | -0.0029378 | -0.0033719 | -0.0043111 | -0.005539 | -2.4785 | -4.6565 | -9.0422 | -17.4904 | 3544.399 | 3652.884 | 3876.8005 | 4263.7114
6 | 3 | 23 | 2002.1748 | 2043.3995 | 2123.2431 | 2267.3031 | 1145.1447 | 1174.8314 | 1241.6652 | 1366.0044 | -40.1824 | -70.4661 | -121.3587 | -184.3267 | 168.8039 | 232.8066 | 350.4697 | 529.0457 | 11.5852 | 21.3865 | 42.7715 | 75.1641 | -0.0029378 | -0.0033719 | -0.0043111 | -0.005539 | 3.9769 | 5.6842 | 14.2554 | 12.123 | 3291.5002 | 3407.6387 | 3651.0418 | 4065.308
6 | 3 | 24 | 1830.8952 | 1868.5439 | 1940.4944 | 2073.3223 | 1124.8562 | 1154.0169 | 1219.6666 | 1341.8029 | -35.5647 | -60.5574 | -105.7211 | -158.628 | 311.3215 | 418.0817 | 612.6142 | 904.2419 | 9.0784 | 16.6532 | 34.2454 | 59.9943 | -0.0029378 | -0.0033719 | -0.0043111 | -0.005539 | 6.0672 | 9.8371 | 17.4688 | 26.1661 | 3246.6509 | 3406.572 | 3718.764 | 4246.894
6 | 4 | 1 | 1722.495 | 1757.777 | 1824.83 | 1951.1411 | 1088.6677 | 1116.8902 | 1180.4279 | 1298.6349 | -32.1512 | -53.0845 | -92.9295 | -139.2467 | 224.5458 | 301.6967 | 448.3269 | 668.5513 | 7.7307 | 14.3286 | 30.2057 | 52.573 | -0.0029378 | -0.0033719 | -0.0043111 | -0.005539 | 4.7452 | 7.4472 | 13.3597 | 20.3698 | 3016.0303 | 3145.0519 | 3404.2164 | 3852.0178
6 | 4 | 2 | 1658.4322 | 1692.7417 | 1757.0178 | 1879.1411 | 1073.7679 | 1101.6042 | 1164.2723 | 1280.8614 | -30.003 | -49.4308 | -85.354 | -127.3407 | 138.169 | 191.7437 | 296.2208 | 451.8012 | 6.2744 | 11.8103 | 24.7364 | 43.4057 | -0.0029378 | -0.0033719 | -0.0043111 | -0.005539 | 1.0506 | 2.0162 | 3.4583 | 4.6044 | 2847.6883 | 2950.482 | 3160.3473 | 3532.4676
6 | 4 | 3 | 1615.1832 | 1648.9795 | 1710.6434 | 1829.2735 | 1093.2282 | 1121.569 | 1185.3728 | 1304.075 | -28.7682 | -48.6565 | -82.2264 | -123.0262 | 84.4827 | 122.1572 | 197.858 | 316.3936 | 5.4628 | 10.4185 | 21.9395 | 38.9237 | -0.0029378 | -0.0033719 | -0.0043111 | -0.005539 | 1.1917 | 1.79 | 3.3352 | 4.5432 | 2770.7775 | 2856.2544 | 3036.9183 | 3370.1772
6 | 4 | 4 | 1571.5563 | 1604.0287 | 1662.6932 | 1774.6049 | 1189.9827 | 1220.8317 | 1290.2824 | 1419.4901 | -30.003 | -49.5439 | -85.354 | -127.7653 | 49.5891 | 79.2479 | 138.6748 | 235.0508 | 5.8686 | 11.1144 | 23.4314 | 41.1139 | -0.0029378 | -0.0033719 | -0.0043111 | -0.005539 | 0.26603 | 0.5213 | 0.86458 | 1.4244 | 2787.2569 | 2866.1966 | 3030.5882 | 3343.9131
6 | 4 | 5 | 1519.235 | 1549.6549 | 1603.7624 | 1704.4914 | 1396.9651 | 1433.1799 | 1514.7106 | 1666.3923 | -31.6791 | -55.0245 | -94.7365 | -141.9828 | 43.996 | 69.3239 | 126.8312 | 231.654 | 8.0279 | 14.6129 | 29.4232 | 50.2812 | -0.0029378 | -0.0033719 | -0.0043111 | -0.005539 | 1.5935 | 2.8502 | 4.9412 | 7.5019 | 2938.1354 | 3014.5939 | 3184.9279 | 3518.3326
6 | 4 | 6 | 1559.5491 | 1589.4536 | 1643.8287 | 1739.7207 | 1594.2918 | 1635.6221 | 1728.6693 | 1901.7767 | -36.8454 | -65.9859 | -118.4361 | -179.8959 | 70.6944 | 108.0811 | 186.6056 | 322.9584 | 13.7309 | 24.5831 | 47.0738 | 79.9733 | -52.9835 | -60.6759 | -76.9481 | -97.4282 | 0.13573 | 0.20852 | 0.17589 | 0.60149 | 3148.5731 | 3231.2866 | 3410.9692 | 3767.7065
6 | 4 | 7 | 1499.3608 | 1525.1862 | 1572.9832 | 1649.6339 | 1997.5448 | 2049.329 | 2165.9112 | 2382.8036 | -45.1038 | -81.5406 | -146.3789 | -227.2874 | 120.2832 | 180.4839 | 299.8697 | 517.9425 | 18.2382 | 31.9444 | 60.8093 | 102.9932 | -334.4455 | -382.0744 | -484.7044 | -620.167 | 0.53207 | 0.64317 | 1.2678 | 2.8487 | 3256.4098 | 3323.9716 | 3469.7579 | 3808.7676
6 | 4 | 8 | 1513.7083 | 1537.2576 | 1581.7774 | 1647.712 | 2330.9824 | 2391.4107 | 2527.4532 | 2780.5501 | -53.4694 | -96.0427 | -174.04 | -267.2035 | 167.5787 | 248.8737 | 409.6196 | 699.5685 | 19.4556 | 33.6205 | 64.9735 | 110.8433 | -694.9475 | -795.0087 | -1008.2833 | -1283.1978 | 7.4354 | 11.9399 | 22.2166 | 35.691 | 3290.7435 | 3332.051 | 3423.717 | 3723.9635
6 | 4 | 9 | 1499.1378 | 1520.1547 | 1561.0118 | 1618.78 | 2552.8715 | 2619.0519 | 2768.0446 | 3045.234 | -60.6768 | -104.8988 | -189.1912 | -288.4715 | 187.1596 | 279.5637 | 460.44 | 783.6579 | 16.7236 | 29.3354 | 57.4167 | 98.1687 | -1000.7276 | -1143.6054 | -1448.1367 | -1842.1119 | 15.1666 | 24.4187 | 44.7457 | 71.7398 | 3209.6547 | 3224.0203 | 3254.3309 | 3486.997
6 | 4 | 10 | 1503.2287 | 1523.5084 | 1563.7785 | 1616.9876 | 2691.4874 | 2761.2613 | 2918.3439 | 3210.5842 | -65.5523 | -112.6501 | -199.6127 | -306.5787 | 179.0642 | 268.1697 | 444.4911 | 764.7174 | 14.7814 | 26.8171 | 52.6676 | 92.1662 | -1308.5175 | -1496.0332 | -1897.5047 | -2420.5118 | 16.9637 | 29.1727 | 53.0682 | 81.7019 | 3031.4556 | 3000.2458 | 2935.2319 | 3039.0667
6 | 4 | 11 | 1543.9939 | 1564.5748 | 1606.8016 | 1659.8331 | 2783.7351 | 2855.9004 | 3018.3669 | 3320.6234 | -70.0629 | -117.8524 | -208.5088 | -318.3683 | 161.069 | 244.0355 | 409.0791 | 711.7852 | 13.3971 | 23.8872 | 49.1505 | 86.1637 | -1680.9071 | -1926.344 | -2454.9036 | -3142.5168 | 12.9026 | 26.141 | 48.5721 | 65.2125 | 2764.1277 | 2670.3425 | 2468.5577 | 2382.7328
6 | 4 | 12 | 1540.2593 | 1561.024 | 1602.3362 | 1650.3913 | 2858.6782 | 2932.7864 | 3099.6267 | 3410.0205 | -73.3082 | -120.5667 | -211.3548 | -326.9972 | 155.8747 | 233.1779 | 389.616 | 677.793 | 11.2377 | 20.5633 | 43.1587 | 77.8694 | -1910.0257 | -2190.6801 | -2796.0169 | -3583.1586 | 5.1904 | 10.6048 | 19.313 | 25.5116 | 2587.9064 | 2446.9097 | 2146.679 | 1931.4301
6 | 4 | 13 | 1517.5117 | 1538.7986 | 1578.1115 | 1622.5183 | 2889.8508 | 2964.767 | 3133.4267 | 3447.2052 | -77.1326 | -123.0026 | -213.9192 | -334.0479 | 145.975 | 221.9077 | 372.873 | 641.0446 | 9.7231 | 18.0451 | 38.4096 | 71.9686 | -1955.5252 | -2244.0477 | -2868.1005 | -3683.1235 | 2.2721 | 4.513 | 7.8394 | 10.2127 | 2532.6749 | 2380.9811 | 2048.6405 | 1775.778
6 | 4 | 14 | 1496.048 | 1517.5403 | 1555.2837 | 1596.347 | 2903.4082 | 2978.6759 | 3148.1268 | 3463.3774 | -79.2808 | -123.6116 | -214.9582 | -340.6736 | 137.0914 | 205.4434 | 342.8503 | 585.3749 | 8.4473 | 15.9749 | 35.1524 | 67.1817 | -1894.2049 | -2173.9187 | -2780.702 | -3575.0494 | 0.95826 | 2.8001 | 4.626 | 4.4889 | 2572.4675 | 2422.9044 | 2090.379 | 1801.0468
6 | 4 | 15 | 1632.0131 | 1658.6686 | 1703.0301 | 1756.9392 | 2852.1093 | 2926.0472 | 3092.5042 | 3402.1847 | -80.2707 | -123.4464 | -213.3561 | -340.2489 | 123.0941 | 184.7856 | 308.2831 | 516.2488 | 7.2299 | 14.1526 | 31.7707 | 63.3694 | -1658.0122 | -1904.6826 | -2439.2349 | -3137.8857 | -0.013573 | -0.069056 | -0.14883 | 0.6906 | 2876.15 | 2755.4559 | 2482.8482 | 2261.2981
6 | 4 | 16 | 1715.736 | 1749.3848 | 1797.5192 | 1862.4921 | 2701.4038 | 2771.4348 | 2929.0962 | 3222.4132 | -79.6151 | -122.2285 | -210.0237 | -337.3966 | 69.9964 | 102.7219 | 162.7837 | 266.7878 | 6.744 | 13.8493 | 32.166 | 60.8743 | -1358.8702 | -1561.2029 | -1999.4875 | -2572.3199 | -1.8867 | -3.1725 | -5.7557 | -6.8781 | 3053.5083 | 2950.7869 | 2706.2981 | 2495.973
6 | 4 | 17 | 1859.3016 | 1896.9873 | 1954.8986 | 2038.358 | 2485.3525 | 2549.7826 | 2694.8346 | 2964.6929 | -77.9389 | -121.228 | -209.2557 | -329.9212 | 75.7986 | 108.6175 | 168.4772 | 270.1053 | 7.2218 | 15.9072 | 35.8185 | 65.8005 | -900.985 | -1036.3256 | -1329.2394 | -1710.2316 | -5.8093 | -9.8222 | -17.7313 | -25.843 | 3442.9413 | 3403.9188 | 3297.8026 | 3272.9609
6 | 4 | 18 | 1997.9831 | 2039.8024 | 2108.2496 | 2213.4981 | 2208.2616 | 2265.5084 | 2394.3886 | 2634.1605 | -73.9003 | -117.2959 | -202.7957 | -319.71 | 90.095 | 129.136 | 195.8133 | 297.3834 | 9.8086 | 22.0215 | 46.6298 | 77.8054 | -426.4153 | -490.2354 | -627.7921 | -805.0349 | -12.5932 | -21.5021 | -38.5908 | -57.577 | 3793.2395 | 3827.4349 | 3875.9027 | 4040.5255
6 | 4 | 19 | 2091.2477 | 2134.8621 | 2211.6514 | 2334.1992 | 1922.5425 | 1972.3823 | 2084.5872 | 2293.3359 | -65.6724 | -108.6051 | -189.2466 | -294.1275 | 94.8906 | 135.568 | 204.4804 | 304.589 | 11.1563 | 24.2189 | 51.9745 | 83.8079 | -62.9413 | -72.4985 | -92.9654 | -118.7695 | -17.5067 | -29.6263 | -53.7785 | -79.6774 | 3973.7166 | 4056.3014 | 4216.7031 | 4523.3575
6 | 4 | 20 | 2225.2482 | 2269.9848 | 2354.8036 | 2491.6543 | 1814.4053 | 1861.4418 | 1967.3356 | 2164.3427 | -59.8069 | -100.1925 | -174.8636 | -268.9699 | 104.3914 | 148.3083 | 222.8957 | 328.5497 | 12.5407 | 25.7868 | 53.7182 | 90.0136 | -0.0029378 | -0.0033719 | -0.0043111 | -0.005539 | -14.5206 | -24.3171 | -41.9856 | -60.512 | 4082.2551 | 4181.0086 | 4381.8996 | 4745.0728
6 | 4 | 21 | 2368.5372 | 2414.6245 | 2508.5502 | 2663.1468 | 1584.525 | 1625.6021 | 1718.0793 | 1890.1262 | -53.8344 | -90.6143 | -160.2755 | -244.2368 | 193.3088 | 273.9828 | 416.4782 | 613.7152 | 13.0048 | 24.9825 | 51.4953 | 89.4455 | -0.0029378 | -0.0033719 | -0.0043111 | -0.005539 | -5.9613 | -10.7565 | -21.4494 | -34.9976 | 4099.5772 | 4237.8177 | 4512.8738 | 4977.1938
6 | 4 | 22 | 2264.76 | 2309.1514 | 2399.5568 | 2552.9519 | 1387.3052 | 1423.2696 | 1504.2366 | 1654.8694 | -47.8617 | -82.6977 | -143.5989 | -220.9659 | 211.304 | 291.6851 | 438.661 | 644.8816 | 13.5776 | 25.5512 | 52.0178 | 89.4455 | -0.0029378 | -0.0033719 | -0.0043111 | -0.005539 | -2.4785 | -4.031 | -9.0422 | -17.4904 | 3826.6036 | 3962.9252 | 4241.8268 | 4703.6867
6 | 4 | 23 | 2108.7714 | 2150.9172 | 2235.1054 | 2383.3897 | 1225.94 | 1257.7212 | 1329.2705 | 1462.3824 | -41.203 | -71.8494 | -126.6408 | -192.9556 | 318.2069 | 426.7316 | 615.2137 | 889.9723 | 12.694 | 23.3362 | 47.0711 | 81.5954 | -0.0029378 | -0.0033719 | -0.0043111 | -0.005539 | 3.9769 | 8.6035 | 14.2554 | 12.123 | 3628.3835 | 3795.4569 | 4114.2709 | 4636.5016
6 | 4 | 24 | 1981.2633 | 2021.7918 | 2099.9252 | 2243.277 | 1134.4839 | 1163.8941 | 1230.1057 | 1353.2874 | -36.1132 | -61.9407 | -108.0806 | -164.5208 | 311.3215 | 418.0817 | 612.6142 | 904.2419 | 10.2958 | 18.741 | 37.8871 | 66.4256 | -0.0029378 | -0.0033719 | -0.0043111 | -0.005539 | 6.0672 | 9.8371 | 17.4688 | 26.1661 | 3407.3155 | 3570.4016 | 3889.9161 | 4428.8716
6 | 5 | 1 | 1843.9614 | 1882.0133 | 1953.8503 | 2087.8873 | 1107.1237 | 1135.8247 | 1200.4394 | 1320.6503 | -33.1717 | -54.9115 | -94.5316 | -143.5612 | 224.5458 | 301.6967 | 448.3269 | 668.5513 | 7.3249 | 13.6327 | 28.9007 | 51.2558 | -0.0029378 | -0.0033719 | -0.0043111 | -0.005539 | 4.7452 | 7.4472 | 13.3597 | 20.3698 | 3154.5263 | 3285.6997 | 3550.3412 | 4005.1478
6 | 5 | 2 | 1759.9632 | 1796.5135 | 1864.6504 | 1993.5681 | 1088.7679 | 1116.9931 | 1180.5366 | 1298.7544 | -31.572 | -50.4834 | -86.956 | -132.0798 | 138.169 | 191.7437 | 296.2208 | 451.8012 | 5.8686 | 11.3987 | 23.4314 | 43.4057 | -0.0029378 | -0.0033719 | -0.0043111 | -0.005539 | 1.0506 | 2.0162 | 3.4583 | 4.6044 | 2962.2443 | 3068.1784 | 3281.3372 | 3660.0485
6 | 5 | 3 | 1697.2858 | 1732.7718 | 1797.5764 | 1921.7566 | 1106.5096 | 1135.1947 | 1199.7736 | 1319.9178 | -30.5515 | -48.8218 | -85.354 | -129.3437 | 84.4827 | 122.1572 | 197.858 | 316.3936 | 5.8686 | 10.7028 | 22.6489 | 41.1139 | -0.0029378 | -0.0033719 | -0.0043111 | -0.005539 | 1.1917 | 1.79 | 3.3352 | 4.5432 | 2864.7839 | 2953.7914 | 3135.8338 | 3474.3759
6 | 5 | 4 | 1642.881 | 1676.7244 | 1738.2202 | 1854.7239 | 1201.0355 | 1232.171 | 1302.2668 | 1432.6746 | -30.5515 | -50.4834 | -86.956 | -132.0798 | 49.5891 | 79.2479 | 138.6748 | 235.0508 | 6.2744 | 11.3987 | 23.9539 | 43.4057 | -0.0029378 | -0.0033719 | -0.0043111 | -0.005539 | 0.26603 | 0.5213 | 0.86458 | 1.4244 | 2869.4917 | 2949.5765 | 3117.02 | 3435.194
6 | 5 | 5 | 1579.8971 | 1611.2361 | 1668.0948 | 1772.6489 | 1408.7145 | 1445.2339 | 1527.4504 | 1680.4079 | -32.6997 | -55.1898 | -97.864 | -151.4611 | 43.996 | 69.3239 | 126.8312 | 231.654 | 9.6512 | 17.2219 | 34.7679 | 60.3215 | -0.0029378 | -0.0033719 | -0.0043111 | -0.005539 | 1.5935 | 2.8502 | 4.9412 | 7.5019 | 3011.1496 | 3090.6729 | 3264.2173 | 3601.0676
6 | 5 | 6 | 1614.4556 | 1645.4839 | 1702.0969 | 1801.0382 | 1613.0375 | 1654.8538 | 1748.9951 | 1924.1379 | -37.8659 | -67.8128 | -123.1657 | -189.3742 | 70.6944 | 108.0811 | 186.6056 | 322.9584 | 16.7236 | 29.3354 | 55.2777 | 94.4956 | -79.1452 | -90.5255 | -115.3213 | -148.2274 | 0.13573 | 0.20852 | 0.17589 | 0.60149 | 3198.0356 | 3279.6244 | 3454.6641 | 3805.63
6 | 5 | 7 | 1490.1096 | 1515.8631 | 1561.9158 | 1635.5584 | 2062.3956 | 2115.8609 | 2236.228 | 2460.1619 | -45.2109 | -83.5327 | -155.7614 | -243.9325 | 120.2832 | 180.4839 | 299.8697 | 517.9425 | 23.3685 | 40.3224 | 75.8498 | 128.1017 | -413.7173 | -474.3273 | -606.1686 | -780.1278 | 0.53207 | 0.64317 | 1.2678 | 2.8487 | 3237.7607 | 3295.3133 | 3413.2011 | 3720.5528
6 | 5 | 8 | 1395.6391 | 1416.1878 | 1453.6404 | 1505.9283 | 2464.8142 | 2528.7119 | 2672.5652 | 2940.1935 | -54.7042 | -97.0953 | -179.2561 | -281.1126 | 167.5787 | 248.8737 | 409.6196 | 699.5685 | 22.5935 | 39.6265 | 74.6693 | 126.8861 | -727.9283 | -837.7524 | -1078.8786 | -1400.4006 | 7.4354 | 11.9399 | 22.2166 | 35.691 | 3275.4284 | 3310.4921 | 3374.5764 | 3626.7541
6 | 5 | 9 | 1299.9227 | 1316.033 | 1345.1858 | 1381.7093 | 2741.2733 | 2812.3379 | 2972.3261 | 3269.9722 | -62.1693 | -105.1771 | -189.6776 | -299.2198 | 187.1596 | 279.5637 | 460.44 | 783.6579 | 17.941 | 31.5328 | 60.9338 | 104.8409 | -1195.4892 | -1373.2446 | -1759.4063 | -2266.7585 | 15.1666 | 24.4187 | 44.7457 | 71.7398 | 3003.8046 | 2985.4644 | 2934.5476 | 3045.9418
6 | 5 | 10 | 1249.0293 | 1263.0005 | 1287.6518 | 1314.6614 | 2939.0266 | 3015.2177 | 3186.7474 | 3505.8653 | -68.721 | -111.3799 | -194.3306 | -305.421 | 179.0642 | 268.1697 | 444.4911 | 764.7174 | 10.9989 | 20.1518 | 41.0712 | 74.8063 | -1370.8183 | -1570.5527 | -2001.6434 | -2567.97 | 16.9637 | 29.1727 | 53.0682 | 81.7019 | 2955.5433 | 2913.7798 | 2817.0555 | 2868.3613
6 | 5 | 11 | 1211.9538 | 1224.9685 | 1247.0107 | 1267.4666 | 3056.0063 | 3135.23 | 3313.587 | 3645.4066 | -73.4589 | -116.6953 | -202.1111 | -321.1004 | 161.069 | 244.0355 | 409.0791 | 711.7852 | 8.5057 | 15.8301 | 34.7571 | 65.0931 | -1479.9088 | -1695.9605 | -2165.6219 | -2794.1285 | 12.9026 | 26.141 | 48.5721 | 65.2125 | 2897.0698 | 2833.5492 | 2685.273 | 2639.7351
6 | 5 | 12 | 1121.8891 | 1133.1091 | 1150.6151 | 1159.643 | 3156.5812 | 3238.4122 | 3422.639 | 3765.3789 | -77.4669 | -119.5749 | -206.7641 | -328.0345 | 155.8747 | 233.1779 | 389.616 | 677.793 | 6.991 | 13.3483 | 29.2878 | 59.9637 | -1417.3055 | -1621.6391 | -2065.0222 | -2655.7909 | 5.1904 | 10.6048 | 19.313 | 25.5116 | 2951.754 | 2887.4384 | 2739.6847 | 2704.4648
6 | 5 | 13 | 1130.6843 | 1142.2278 | 1160.5194 | 1166.2232 | 3204.3716 | 3287.4415 | 3474.4575 | 3822.3865 | -81.1842 | -123.0634 | -212.5327 | -339.3995 | 145.975 | 221.9077 | 372.873 | 641.0446 | 6.8241 | 13.6137 | 30.8528 | 62.0522 | -1898.3409 | -2174.271 | -2771.2907 | -3559.9489 | 2.2721 | 4.513 | 7.8394 | 10.2127 | 2510.6021 | 2372.3694 | 2062.7187 | 1802.5708
6 | 5 | 14 | 1059.5431 | 1069.8728 | 1085.1154 | 1083.5608 | 3222.679 | 3306.2235 | 3494.3079 | 3844.2247 | -83.7738 | -127.1609 | -218.2246 | -348.0286 | 137.0914 | 205.4434 | 342.8503 | 585.3749 | 6.5051 | 14.1526 | 32.2932 | 63.595 | -1645.7637 | -1884.425 | -2398.9908 | -3067.0578 | 0.95826 | 2.8001 | 4.626 | 4.4889 | 2697.2394 | 2586.9064 | 2341.9773 | 2166.1579
6 | 5 | 15 | 1211.9255 | 1226.0697 | 1251.4889 | 1261.6825 | 3179.9802 | 3262.4177 | 3448.0102 | 3793.2907 | -84.2153 | -129.5969 | -222.3911 | -354.6543 | 123.0941 | 184.7856 | 308.2831 | 516.2488 | 7.5407 | 16.0832 | 35.9457 | 69.2925 | -1428.8605 | -1635.636 | -2082.3941 | -2673.6102 | -0.013573 | -0.069056 | -0.14883 | 0.6906 | 3009.4511 | 2924.0543 | 2738.7938 | 2612.9406
6 | 5 | 16 | 1295.7387 | 1313.1901 | 1349.5963 | 1369.3011 | 3012.5594 | 3090.6568 | 3266.4781 | 3593.5802 | -84.1082 | -129.3185 | -224.7506 | -351.4935 | 69.9964 | 102.7219 | 162.7837 | 266.7878 | 7.6276 | 18.1412 | 39.7336 | 72.7999 | -1127.0243 | -1290.1978 | -1641.0973 | -2099.6316 | -1.8867 | -3.1725 | -5.7557 | -6.8781 | 3172.9031 | 3102.0211 | 2946.988 | 2844.4658
6 | 5 | 17 | 1397.3257 | 1418.3894 | 1461.9659 | 1499.7109 | 2756.3558 | 2827.8114 | 2988.6799 | 3287.9635 | -81.7764 | -128.875 | -223.9827 | -346.0214 | 75.7986 | 108.6175 | 168.4772 | 270.1053 | 8.902 | 21.1794 | 45.5982 | 78.9415 | -799.5742 | -917.2703 | -1171.597 | -1505.1895 | -5.8093 | -9.8222 | -17.7313 | -25.843 | 3351.2222 | 3320.0302 | 3251.4103 | 3259.6673
6 | 5 | 18 | 1613.7436 | 1640.7018 | 1698.7685 | 1766.231 | 2425.0302 | 2487.8965 | 2629.428 | 2892.7365 | -76.8549 | -123.2811 | -214.6767 | -327.6059 | 90.095 | 129.136 | 195.8133 | 297.3834 | 10.1913 | 23.2563 | 50.1577 | 83.198 | -366.6414 | -421.761 | -541.6507 | -697.7379 | -12.5932 | -21.5021 | -38.5908 | -57.577 | 3682.9707 | 3714.4463 | 3779.2493 | 3956.628
6 | 5 | 19 | 1834.5898 | 1867.1832 | 1937.7728 | 2034.5324 | 2102.5374 | 2157.0434 | 2279.7533 | 2508.0457 | -68.7341 | -113.4246 | -198.0001 | -300.4452 | 94.8906 | 135.568 | 204.4804 | 304.589 | 12.1118 | 26.4339 | 55.5539 | 92.1397 | -63.4546 | -72.9868 | -93.3844 | -119.0705 | -17.5067 | -29.6263 | -53.7785 | -79.6774 | 3894.4342 | 3970.1908 | 4132.3975 | 4440.1138
6 | 5 | 20 | 2056.319 | 2094.1207 | 2173.9203 | 2292.4587 | 1950.0648 | 2000.6181 | 2114.4293 | 2326.1663 | -61.9246 | -102.463 | -180.2845 | -273.709 | 104.3914 | 148.3083 | 222.8957 | 328.5497 | 14.1992 | 28.4323 | 59.0629 | 101.2695 | -0.0029378 | -0.0033719 | -0.0043111 | -0.005539 | -14.5206 | -24.3171 | -41.9856 | -60.512 | 4048.5263 | 4144.6959 | 4348.0338 | 4714.2175
6 | 5 | 21 | 2236.7551 | 2279.827 | 2366.2359 | 2507.8036 | 1688.2359 | 1732.0016 | 1830.5317 | 2013.8395 | -55.952 | -94.5464 | -167.017 | -258.0296 | 193.3088 | 273.9828 | 416.4782 | 613.7152 | 16.8593 | 31.5016 | 63.6766 | 110.5384 | -0.0029378 | -0.0033719 | -0.0043111 | -0.005539 | -5.9613 | -10.7565 | -21.4494 | -34.9976 | 4073.2429 | 4212.0069 | 4488.4517 | 4952.8641
6 | 5 | 22 | 2177.6603 | 2220.5166 | 2304.9976 | 2449.9647 | 1463.5673 | 1501.5087 | 1586.9265 | 1745.8399 | -49.4308 | -83.9156 | -148.8149 | -230.4441 | 211.304 | 291.6851 | 438.661 | 644.8816 | 15.9757 | 29.5709 | 59.3147 | 105.1834 | -0.0029378 | -0.0033719 | -0.0043111 | -0.005539 | -2.4785 | -4.031 | -9.0422 | -17.4904 | 3816.5952 | 3955.3314 | 4232.0384 | 4697.9296
6 | 5 | 23 | 2041.8369 | 2083.1561 | 2162.3458 | 2304.2859 | 1288.2392 | 1321.6354 | 1396.8206 | 1536.6969 | -42.772 | -72.1799 | -128.4478 | -197.6948 | 318.2069 | 426.7316 | 615.2137 | 889.9723 | 13.3387 | 24.728 | 49.0233 | 86.9504 | -0.0029378 | -0.0033719 | -0.0043111 | -0.005539 | 3.9769 | 8.6035 | 14.2554 | 12.123 | 3622.8236 | 3792.6713 | 4109.2066 | 4632.3282
6 | 5 | 24 | 1922.791 | 1962.4387 | 2037.8146 | 2174.1936 | 1186.9494 | 1217.7197 | 1286.9934 | 1415.8717 | -37.1338 | -61.1664 | -107.0416 | -162.5177 | 311.3215 | 418.0817 | 612.6142 | 904.2419 | 9.2454 | 16.9376 | 35.1524 | 62.6133 | -0.0029378 | -0.0033719 | -0.0043111 | -0.005539 | 6.0672 | 9.8371 | 17.4688 | 26.1661 | 3399.2376 | 3563.845 | 3882.9974 | 4420.5633
6 | 6 | 1 | 1803.1025 | 1840.0874 | 1910.0022 | 2039.1905 | 1151.6481 | 1181.5033 | 1248.7167 | 1373.762 | -33.0952 | -54.7462 | -94.25 | -141.2498 | 224.5458 | 301.6967 | 448.3269 | 668.5513 | 7.086 | 13.2021 | 27.4711 | 49.4082 | -0.0029378 | -0.0033719 | -0.0043111 | -0.005539 | 4.7452 | 7.4472 | 13.3597 | 20.3698 | 3158.0294 | 3289.1871 | 3553.6222 | 4010.0264
6 | 6 | 2 | 1727.0176 | 1763.0312 | 1829.2452 | 1954.2181 | 1128.8223 | 1158.0858 | 1223.967 | 1346.5339 | -31.0235 | -51.2577 | -86.6745 | -129.3437 | 138.169 | 191.7437 | 296.2208 | 451.8012 | 5.7017 | 10.7028 | 23.2446 | 41.1139 | -0.0029378 | -0.0033719 | -0.0043111 | -0.005539 | 1.0506 | 2.0162 | 3.4583 | 4.6044 | 2969.7347 | 3074.3187 | 3289.4571 | 3668.9222
6 | 6 | 3 | 1673.3541 | 1708.5022 | 1772.0807 | 1892.5664 | 1142.4144 | 1172.0303 | 1238.7048 | 1362.7475 | -29.7888 | -50.3182 | -85.0724 | -127.0323 | 84.4827 | 122.1572 | 197.858 | 316.3936 | 5.4628 | 10.4185 | 21.9395 | 39.7967 | -0.0029378 | -0.0033719 | -0.0043111 | -0.005539 | 1.1917 | 1.79 | 3.3352 | 4.5432 | 2877.114 | 2964.5767 | 3148.8415 | 3489.0095
6 | 6 | 4 | 1621.3379 | 1654.5844 | 1714.7766 | 1828.441 | 1232.0893 | 1264.0299 | 1335.938 | 1469.7176 | -30.475 | -50.4834 | -86.6745 | -129.7684 | 49.5891 | 79.2479 | 138.6748 | 235.0508 | 5.8686 | 11.3987 | 23.4314 | 41.1139 | -0.0029378 | -0.0033719 | -0.0043111 | -0.005539 | 0.26603 | 0.5213 | 0.86458 | 1.4244 | 2878.673 | 2959.2954 | 3127.0066 | 3445.9737
6 | 6 | 5 | 1550.3535 | 1581.0433 | 1636.1101 | 1737.0005 | 1447.9574 | 1485.4941 | 1570.0009 | 1727.2194 | -32.6997 | -55.9641 | -97.864 | -148.725 | 43.996 | 69.3239 | 126.8312 | 231.654 | 9.0065 | 16.2416 | 32.1579 | 57.055 | -0.0029378 | -0.0033719 | -0.0043111 | -0.005539 | 1.5935 | 2.8502 | 4.9412 | 7.5019 | 3020.2042 | 3098.9858 | 3272.1731 | 3611.7003
6 | 6 | 6 | 1569.633 | 1599.4695 | 1653.2807 | 1747.3218 | 1661.593 | 1704.6681 | 1801.6432 | 1982.0581 | -37.3174 | -67.8128 | -122.8842 | -186.6381 | 70.6944 | 108.0811 | 186.6056 | 322.9584 | 14.9483 | 26.4055 | 51.238 | 86.8488 | -73.2313 | -83.7781 | -106.7644 | -137.5423 | 0.13573 | 0.20852 | 0.17589 | 0.60149 | 3206.4557 | 3287.2417 | 3463.2949 | 3815.6082
6 | 6 | 7 | 1389.7317 | 1412.849 | 1452.9774 | 1515.5488 | 2165.3195 | 2221.4531 | 2347.8271 | 2582.9364 | -45.1038 | -81.7058 | -149.5064 | -231.7181 | 120.2832 | 180.4839 | 299.8697 | 517.9425 | 19.8614 | 34.747 | 66.2786 | 112.0589 | -424.2764 | -486.2168 | -621.4067 | -802.2796 | 0.53207 | 0.64317 | 1.2678 | 2.8487 | 3226.3477 | 3282.2534 | 3397.3075 | 3697.3375
6 | 6 | 8 | 1246.1005 | 1263.0724 | 1291.3958 | 1326.958 | 2622.604 | 2690.5922 | 2843.6546 | 3128.4155 | -53.3623 | -96.93 | -175.847 | -269.2066 | 167.5787 | 248.8737 | 409.6196 | 699.5685 | 20.8033 | 36.1388 | 69.0132 | 116.8458 | -803.1084 | -919.5533 | -1169.1427 | -1488.8753 | 7.4354 | 11.9399 | 22.2166 | 35.691 | 3208.0511 | 3234.1336 | 3290.91 | 3549.3969
6 | 6 | 9 | 1098.7745 | 1110.2054 | 1128.05 | 1140.992 | 2952.7713 | 3029.3188 | 3201.6507 | 3522.261 | -61.0417 | -107.5609 | -192.2421 | -292.0529 | 187.1596 | 279.5637 | 460.44 | 783.6579 | 17.941 | 31.4231 | 61.4564 | 104.8409 | -1261.2894 | -1446.6919 | -1846.2604 | -2362.7274 | 15.1666 | 24.4187 | 44.7457 | 71.7398 | 2949.482 | 2920.6769 | 2857.8403 | 2968.7113
6 | 6 | 10 | 1026.2943 | 1035.1093 | 1047.5767 | 1047.3408 | 3176.9477 | 3259.3066 | 3444.7221 | 3789.6734 | -66.4658 | -115.3122 | -204.1891 | -308.1571 | 179.0642 | 268.1697 | 444.4911 | 764.7174 | 15.0203 | 27.1014 | 53.8373 | 94.3564 | -1603.7532 | -1837.9848 | -2340.716 | -2987.5759 | 16.9637 | 29.1727 | 53.0682 | 81.7019 | 2744.0712 | 2665.5627 | 2498.7902 | 2482.0568
6 | 6 | 11 | 966.7887 | 973.5099 | 982.1281 | 973.7552 | 3315.0265 | 3400.965 | 3594.4391 | 3954.3829 | -71.3107 | -121.6803 | -214.8156 | -321.5251 | 161.069 | 244.0355 | 409.0791 | 711.7852 | 13.6359 | 24.5831 | 49.6731 | 88.3539 | -1645.6904 | -1883.8115 | -2390.6044 | -3036.5133 | 12.9026 | 26.141 | 48.5721 | 65.2125 | 2752.4217 | 2663.7426 | 2478.4714 | 2435.4514
6 | 6 | 12 | 907.1071 | 912.6641 | 917.6063 | 900.0725 | 3420.3255 | 3508.9938 | 3708.6134 | 4079.9906 | -74.9209 | -125.1167 | -218.148 | -327.7264 | 155.8747 | 233.1779 | 389.616 | 677.793 | 10.6066 | 19.8674 | 41.4692 | 76.8948 | -1899.4871 | -2181.2656 | -2787.956 | -3571.0916 | 5.1904 | 10.6048 | 19.313 | 25.5116 | 2524.6963 | 2378.9258 | 2070.5139 | 1861.4445
6 | 6 | 13 | 836.0601 | 840.2162 | 841.7474 | 817.6853 | 3488.6069 | 3579.0453 | 3782.6501 | 4161.4412 | -77.6176 | -126.9436 | -219.6735 | -329.6131 | 145.975 | 221.9077 | 372.873 | 641.0446 | 7.7076 | 15.1517 | 33.9855 | 63.9152 | -2094.6923 | -2403.7937 | -3073.1454 | -3950.0369 | 2.2721 | 4.513 | 7.8394 | 10.2127 | 2308.3118 | 2130.0967 | 1746.2765 | 1414.6489
6 | 6 | 14 | 883.3715 | 888.3191 | 891.6325 | 868.3481 | 3536.6902 | 3628.3751 | 3834.7861 | 4218.798 | -80.6793 | -129.4926 | -222.238 | -333.5027 | 137.0914 | 205.4434 | 342.8503 | 585.3749 | 6.0043 | 12.8988 | 29.9566 | 59.0266 | -1783.6216 | -2046.9503 | -2615.697 | -3357.2774 | 0.95826 | 2.8001 | 4.626 | 4.4889 | 2699.8148 | 2561.3937 | 2265.9165 | 2045.2564
6 | 6 | 15 | 903.4579 | 909.2931 | 914.4568 | 895.5431 | 3491.0854 | 3581.588 | 3785.3374 | 4164.3976 | -81.6998 | -131.9285 | -223.5585 | -337.3925 | 123.0941 | 184.7856 | 308.2831 | 516.2488 | 6.0763 | 13.4377 | 31.5216 | 61.4577 | -1665.6423 | -1912.9686 | -2448.6211 | -3150.2801 | -0.013573 | -0.069056 | -0.14883 | 0.6906 | 2776.358 | 2644.1383 | 2367.2705 | 2150.6653
6 | 6 | 16 | 1017.8426 | 1027.2876 | 1041.5027 | 1040.3668 | 3300.0039 | 3385.553 | 3578.1503 | 3936.463 | -82.0648 | -131.6501 | -225.918 | -343.2853 | 69.9964 | 102.7219 | 162.7837 | 266.7878 | 8.0103 | 16.4759 | 37.9087 | 73.056 | -1208.4736 | -1387.1487 | -1770.3888 | -2260.6019 | -1.8867 | -3.1725 | -5.7557 | -6.8781 | 3103.4282 | 3010.0669 | 2818.2829 | 2705.9084
6 | 6 | 17 | 1259.8107 | 1275.6283 | 1304.7708 | 1332.6275 | 3008.3002 | 3086.2872 | 3261.8599 | 3588.4996 | -80.4957 | -129.7623 | -223.906 | -342.977 | 75.7986 | 108.6175 | 168.4772 | 270.1053 | 10.0963 | 20.3562 | 44.5558 | 83.7814 | -831.3355 | -954.0513 | -1216.688 | -1551.4253 | -5.8093 | -9.8222 | -17.7313 | -25.843 | 3436.3654 | 3397.2534 | 3321.3384 | 3354.7685
6 | 6 | 18 | 1467.5648 | 1489.8277 | 1532.8284 | 1590.642 | 2649.556 | 2718.2429 | 2872.8783 | 3160.5657 | -76.5948 | -124.9428 | -216.2022 | -331.3037 | 90.095 | 129.136 | 195.8133 | 297.3834 | 12.6031 | 24.1093 | 52.3725 | 96.2305 | -400.7812 | -460.6942 | -589.9918 | -757.0029 | -12.5932 | -21.5021 | -38.5908 | -57.577 | 3729.8497 | 3754.1767 | 3809.1077 | 3998.9379
6 | 6 | 19 | 1658.8545 | 1686.9803 | 1742.7936 | 1827.3796 | 2270.4486 | 2329.3076 | 2461.8172 | 2708.3413 | -68.474 | -114.3119 | -199.3206 | -303.7181 | 94.8906 | 135.568 | 204.4804 | 304.589 | 14.2847 | 27.4331 | 57.2461 | 102.4363 | -64.9612 | -74.8742 | -96.1479 | -123.0256 | -17.5067 | -29.6263 | -53.7785 | -79.6774 | 3887.5365 | 3960.4765 | 4117.0904 | 4436.325
6 | 6 | 20 | 1940.261 | 1975.164 | 2045.1499 | 2153.7096 | 2092.8119 | 2147.0658 | 2269.2081 | 2496.4445 | -61.5573 | -103.9594 | -181.3235 | -279.2936 | 104.3914 | 148.3083 | 222.8957 | 328.5497 | 15.4885 | 29.0009 | 60.3679 | 106.5382 | -0.0029378 | -0.0033719 | -0.0043111 | -0.005539 | -14.5206 | -24.3171 | -41.9856 | -60.512 | 4076.8719 | 4171.259 | 4374.3082 | 4745.4308
6 | 6 | 21 | 2142.9231 | 2183.2055 | 2264.0672 | 2394.1908 | 1811.1468 | 1858.0988 | 1963.8024 | 2160.4557 | -55.2198 | -96.2081 | -170.902 | -259.608 | 193.3088 | 273.9828 | 416.4782 | 613.7152 | 18.0767 | 32.8935 | 66.9338 | 115.5662 | -0.0029378 | -0.0033719 | -0.0043111 | -0.005539 | -5.9613 | -10.7565 | -21.4494 | -34.9976 | 4104.2713 | 4241.2127 | 4518.9259 | 4989.3169
6 | 6 | 22 | 2105.5162 | 2146.2256 | 2226.9731 | 2362.2917 | 1564.9492 | 1605.5189 | 1696.8536 | 1866.775 | -49.1401 | -86.3515 | -152.6999 | -232.4472 | 211.304 | 291.6851 | 438.661 | 644.8816 | 16.7874 | 30.9628 | 62.1116 | 106.6022 | -0.0029378 | -0.0033719 | -0.0043111 | -0.005539 | -2.4785 | -4.031 | -9.0422 | -17.4904 | 3846.9353 | 3984.0065 | 4262.8528 | 4730.6074
6 | 6 | 23 | 1985.6852 | 2025.454 | 2101.8641 | 2235.9715 | 1369.745 | 1405.2541 | 1485.1962 | 1633.9224 | -42.6955 | -73.6763 | -131.2938 | -199.6979 | 318.2069 | 426.7316 | 615.2137 | 889.9723 | 13.7445 | 25.4239 | 51.7579 | 88.2676 | -0.0029378 | -0.0033719 | -0.0043111 | -0.005539 | 3.9769 | 8.6035 | 14.2554 | 12.123 | 3648.66 | 3817.7875 | 4136.9893 | 4660.5535
6 | 6 | 24 | 1887.2985 | 1925.8051 | 1999.0984 | 2130.5797 | 1247.9925 | 1280.3454 | 1353.1817 | 1488.6881 | -36.5852 | -61.9407 | -108.0806 | -162.2094 | 311.3215 | 418.0817 | 612.6142 | 904.2419 | 9.0784 | 16.6532 | 35.0279 | 61.7403 | -0.0029378 | -0.0033719 | -0.0043111 | -0.005539 | 6.0672 | 9.8371 | 17.4688 | 26.1661 | 3425.17 | 3588.7784 | 3909.306 | 4449.2011
6 | 7 | 1 | 1803.3613 | 1840.4209 | 1910.0003 | 2038.4649 | 1175.2548 | 1205.722 | 1274.3131 | 1401.9217 | -32.0746 | -56.5731 | -97.3776 | -141.2498 | 224.5458 | 301.6967 | 448.3269 | 668.5513 | 7.7891 | 14.7402 | 30.9882 | 51.7 | -0.0029378 | -0.0033719 | -0.0043111 | -0.005539 | 4.7452 | 7.4472 | 13.3597 | 20.3698 | 3183.6185 | 3313.4506 | 3579.6064 | 4039.7524
6 | 7 | 2 | 1741.2122 | 1777.129 | 1844.429 | 1969.9977 | 1136.8053 | 1166.2757 | 1232.6228 | 1356.0565 | -30.475 | -52.145 | -89.5205 | -131.7715 | 138.169 | 191.7437 | 296.2208 | 451.8012 | 6.4414 | 12.5062 | 26.0415 | 42.5327 | -0.0029378 | -0.0033719 | -0.0043111 | -0.005539 | 1.0506 | 2.0162 | 3.4583 | 4.6044 | 2993.2005 | 3097.5224 | 3313.2476 | 3693.2155
6 | 7 | 3 | 1682.3908 | 1717.3495 | 1781.3097 | 1902.8144 | 1147.7273 | 1177.4809 | 1244.4654 | 1369.085 | -29.2402 | -50.3182 | -86.6745 | -125.0293 | 84.4827 | 122.1572 | 197.858 | 316.3936 | 5.8686 | 11.1144 | 23.4314 | 40.2409 | -0.0029378 | -0.0033719 | -0.0043111 | -0.005539 | 1.1917 | 1.79 | 3.3352 | 4.5432 | 2892.4179 | 2979.5705 | 3163.7209 | 3508.0422
6 | 7 | 4 | 1627.8504 | 1661.0115 | 1721.6756 | 1835.5858 | 1238.6398 | 1270.7502 | 1343.0406 | 1477.5315 | -30.003 | -51.3708 | -88.1999 | -129.7684 | 49.5891 | 79.2479 | 138.6748 | 235.0508 | 6.2744 | 11.8103 | 24.7364 | 41.1139 | -0.0029378 | -0.0033719 | -0.0043111 | -0.005539 | 0.26603 | 0.5213 | 0.86458 | 1.4244 | 2892.6138 | 2971.967 | 3140.7878 | 3460.9323
6 | 7 | 5 | 1563.6729 | 1594.4376 | 1650.1094 | 1752.1173 | 1450.0342 | 1487.6248 | 1572.2528 | 1729.6968 | -32.1512 | -55.9641 | -97.864 | -148.725 | 43.996 | 69.3239 | 126.8312 | 231.654 | 9.2454 | 16.9376 | 33.4629 | 57.055 | -0.0029378 | -0.0033719 | -0.0043111 | -0.005539 | 1.5935 | 2.8502 | 4.9412 | 7.5019 | 3036.3878 | 3115.2067 | 3289.7293 | 3629.2945
6 | 7 | 6 | 1572.1512 | 1601.9666 | 1655.9304 | 1749.8947 | 1673.7395 | 1717.1294 | 1814.8134 | 1996.5472 | -37.3174 | -67.8128 | -123.1657 | -187.0628 | 70.6944 | 108.0811 | 186.6056 | 322.9584 | 15.912 | 27.7973 | 53.8481 | 89.1406 | -94.9284 | -108.6665 | -138.5027 | -178.0821 | 0.13573 | 0.20852 | 0.17589 | 0.60149 | 3200.387 | 3278.7036 | 3449.7051 | 3793.9974
6 | 7 | 7 | 1421.3655 | 1444.8363 | 1486.8272 | 1552.0735 | 2154.9837 | 2210.8493 | 2336.6201 | 2570.6071 | -44.5553 | -83.3675 | -152.9154 | -236.4573 | 120.2832 | 180.4839 | 299.8697 | 517.9425 | 22.0208 | 38.0884 | 72.2704 | 122.5433 | -449.4587 | -514.6807 | -655.8301 | -842.439 | 0.53207 | 0.64317 | 1.2678 | 2.8487 | 3225.1711 | 3276.8528 | 3388.1096 | 3687.1188
6 | 7 | 8 | 1308.0898 | 1326.5744 | 1358.5145 | 1399.8922 | 2579.9457 | 2646.8281 | 2797.4008 | 3077.53 | -53.3623 | -97.0953 | -177.6541 | -271.9427 | 167.5787 | 248.8737 | 409.6196 | 699.5685 | 21.615 | 37.3925 | 70.9653 | 120.4548 | -788.0195 | -901.5919 | -1144.4924 | -1458.3723 | 7.4354 | 11.9399 | 22.2166 | 35.691 | 3243.2828 | 3272.9214 | 3336.5704 | 3602.8214
6 | 7 | 9 | 1201.505 | 1215.856 | 1239.3897 | 1261.1562 | 2891.4727 | 2966.4311 | 3135.1854 | 3449.14 | -60.0211 | -107.7261 | -191.2031 | -290.0499 | 187.1596 | 279.5637 | 460.44 | 783.6579 | 17.1294 | 30.4429 | 58.7218 | 100.803 | -1182.6056 | -1353.8723 | -1721.0433 | -2197.541 | 15.1666 | 24.4187 | 44.7457 | 71.7398 | 3069.8066 | 3055.114 | 3026.2361 | 3178.906
6 | 7 | 10 | 1154.0698 | 1166.4494 | 1186.0163 | 1197.2897 | 3102.654 | 3183.087 | 3364.1665 | 3701.051 | -65.9937 | -113.2068 | -200.3041 | -296.6756 | 179.0642 | 268.1697 | 444.4911 | 764.7174 | 11.4047 | 21.6898 | 43.6812 | 75.2504 | -1574.7747 | -1804.0665 | -2295.0671 | -2927.0444 | 16.9637 | 29.1727 | 53.0682 | 81.7019 | 2823.388 | 2751.2954 | 2596.052 | 2596.2904
6 | 7 | 11 | 1130.587 | 1141.6421 | 1159.2518 | 1165.4481 | 3222.2577 | 3305.7912 | 3493.8511 | 3843.7221 | -70.3972 | -121.8455 | -212.2511 | -308.4654 | 161.069 | 244.0355 | 409.0791 | 711.7852 | 9.89 | 19.1715 | 40.1641 | 68.4766 | -1914.5377 | -2195.9796 | -2801.5675 | -3583.5561 | 12.9026 | 26.141 | 48.5721 | 65.2125 | 2551.7714 | 2418.9562 | 2137.0996 | 1962.6231
6 | 7 | 12 | 1146.3806 | 1157.3899 | 1175.1929 | 1178.9997 | 3313.483 | 3399.3815 | 3592.7655 | 3952.5418 | -72.6525 | -125.3341 | -216.6226 | -312.7797 | 155.8747 | 233.1779 | 389.616 | 677.793 | 7.5638 | 15.1517 | 33.9855 | 56.9158 | -2050.4761 | -2352.5739 | -3003.988 | -3849.4845 | 5.1904 | 10.6048 | 19.313 | 25.5116 | 2505.3637 | 2337.7979 | 1990.2623 | 1729.4977
6 | 7 | 13 | 1177.3483 | 1188.6887 | 1207.5727 | 1211.2353 | 3368.037 | 3455.3498 | 3651.9177 | 4017.6174 | -74.6936 | -130.319 | -223.6351 | -319.4057 | 145.975 | 221.9077 | 372.873 | 641.0446 | 6.6572 | 14.7212 | 33.3384 | 53.5477 | -2122.0814 | -2436.157 | -3116.2303 | -4006.0953 | 2.2721 | 4.513 | 7.8394 | 10.2127 | 2503.5145 | 2318.7043 | 1933.6758 | 1608.1567
6 | 7 | 14 | 1177.0216 | 1188.7114 | 1207.6185 | 1210.8111 | 3370.1068 | 3457.4732 | 3654.162 | 4020.0864 | -76.7348 | -134.4166 | -230.6476 | -322.9871 | 137.0914 | 205.4434 | 342.8503 | 585.3749 | 6.5771 | 15.6716 | 35.5613 | 55.2074 | -1987.1698 | -2281.3677 | -2918.2524 | -3750.9918 | 0.95826 | 2.8001 | 4.626 | 4.4889 | 2627.8507 | 2454.3155 | 2095.918 | 1801.9897
6 | 7 | 15 | 1228.5836 | 1242.0669 | 1264.4866 | 1273.8442 | 3313.4042 | 3399.3007 | 3592.6801 | 3952.4478 | -78.2273 | -139.4015 | -239.1856 | -331.3077 | 123.0941 | 184.7856 | 308.2831 | 516.2488 | 8.1772 | 19.1214 | 43.3888 | 63.5392 | -1741.7915 | -2000.0253 | -2559.0658 | -3289.6064 | -0.013573 | -0.069056 | -0.14883 | 0.6906 | 2853.2268 | 2705.7788 | 2410.4385 | 2185.8565
6 | 7 | 16 | 1337.1579 | 1354.9994 | 1385.5651 | 1409.7459 | 3139.5473 | 3220.9368 | 3404.1694 | 3745.0598 | -77.9366 | -141.6722 | -244.391 | -337.2005 | 69.9964 | 102.7219 | 162.7837 | 266.7878 | 9.5385 | 21.8753 | 49.1288 | 72.3153 | -1406.9011 | -1615.3568 | -2066.2831 | -2654.3221 | -1.8867 | -3.1725 | -5.7557 | -6.8781 | 3069.5158 | 2940.3318 | 2685.2171 | 2495.5081
6 | 7 | 17 | 1543.4166 | 1567.5917 | 1611.4655 | 1661.3776 | 2859.5569 | 2933.6878 | 3100.5795 | 3411.0686 | -77.3116 | -141.2807 | -243.9046 | -338.8953 | 75.7986 | 108.6175 | 168.4772 | 270.1053 | 11.6965 | 25.3251 | 55.7759 | 84.2562 | -922.2731 | -1059.5377 | -1356.2784 | -1742.2292 | -5.8093 | -9.8222 | -17.7313 | -25.843 | 3485.0746 | 3424.5815 | 3318.3838 | 3319.8401
6 | 7 | 18 | 1742.7492 | 1772.4661 | 1829.7188 | 1908.5266 | 2505.4716 | 2570.4233 | 2716.6495 | 2988.6923 | -74.4312 | -134.7996 | -233.0732 | -331.1117 | 90.095 | 129.136 | 195.8133 | 297.3834 | 14.4421 | 29.0781 | 62.2876 | 98.8955 | -418.4034 | -481.1466 | -616.2664 | -789.9324 | -12.5932 | -21.5021 | -38.5908 | -57.577 | 3847.3301 | 3863.6552 | 3916.5389 | 4114.8767
6 | 7 | 19 | 1893.0959 | 1927.5831 | 1995.0342 | 2096.0287 | 2169.8007 | 2226.0505 | 2352.686 | 2588.2818 | -67.331 | -122.507 | -214.8711 | -307.9571 | 94.8906 | 135.568 | 204.4804 | 304.589 | 17.0072 | 32.402 | 67.9437 | 111.6718 | -68.3376 | -78.7604 | -100.9098 | -128.2371 | -17.5067 | -29.6263 | -53.7785 | -79.6774 | 4021.6192 | 4090.7098 | 4250.5851 | 4584.6996
6 | 7 | 20 | 2035.6641 | 2073.2389 | 2148.3443 | 2265.517 | 2013.5769 | 2065.7767 | 2183.2946 | 2401.9277 | -60.3073 | -108.666 | -191.182 | -278.7933 | 104.3914 | 148.3083 | 222.8957 | 328.5497 | 17.3995 | 31.7548 | 66.108 | 111.3933 | -0.0029378 | -0.0033719 | -0.0043111 | -0.005539 | -14.5206 | -24.3171 | -41.9856 | -60.512 | 4096.2011 | 4186.0921 | 4387.4707 | 4768.0768
6 | 7 | 21 | 2245.8586 | 2288.8081 | 2375.4231 | 2515.642 | 1737.472 | 1782.5141 | 1883.9178 | 2072.5716 | -54.0462 | -97.4261 | -171.941 | -252.3655 | 193.3088 | 273.9828 | 416.4782 | 613.7152 | 16.539 | 30.5024 | 63.1026 | 106.2263 | -0.0029378 | -0.0033719 | -0.0043111 | -0.005539 | -5.9613 | -10.7565 | -21.4494 | -34.9976 | 4133.1679 | 4267.6215 | 4545.5269 | 5020.7864
6 | 7 | 22 | 2206.2021 | 2249.2961 | 2335.4418 | 2480.5051 | 1503.6369 | 1542.6171 | 1630.3735 | 1793.6376 | -47.4945 | -86.7952 | -152.1369 | -222.3523 | 211.304 | 291.6851 | 438.661 | 644.8816 | 14.533 | 27.4819 | 56.1929 | 94.0821 | -0.0029378 | -0.0033719 | -0.0043111 | -0.005539 | -2.4785 | -4.031 | -9.0422 | -17.4904 | 3885.7001 | 4020.2505 | 4299.4858 | 4773.2581
6 | 7 | 23 | 2076.006 | 2117.7927 | 2199.0031 | 2341.2994 | 1319.2907 | 1353.4919 | 1430.4893 | 1573.7372 | -41.3842 | -75.0596 | -132.3328 | -192.339 | 318.2069 | 426.7316 | 615.2137 | 889.9723 | 13.1718 | 24.8553 | 50.4637 | 82.2804 | -0.0029378 | -0.0033719 | -0.0043111 | -0.005539 | 3.9769 | 8.6035 | 14.2554 | 12.123 | 3689.2651 | 3856.412 | 4177.0882 | 4707.0678
6 | 7 | 24 | 1966.7228 | 2006.5882 | 2083.8054 | 2222.6107 | 1209.7671 | 1241.1291 | 1311.7344 | 1443.0903 | -36.0367 | -64.3766 | -112.5287 | -162.6341 | 311.3215 | 418.0817 | 612.6142 | 904.2419 | 10.2958 | 19.1526 | 39.85 | 64.6796 | -0.0029378 | -0.0033719 | -0.0043111 | -0.005539 | 6.0672 | 9.8371 | 17.4688 | 26.1661 | 3468.1348 | 3630.4086 | 3952.9398 | 4498.1489
6 | 8 | 1 | 1865.4273 | 1903.764 | 1976.7037 | 2110.4751 | 1140.0988 | 1169.6546 | 1236.1939 | 1359.9852 | -33.0187 | -54.9115 | -94.5316 | -141.2498 | 224.5458 | 301.6967 | 448.3269 | 668.5513 | 7.3249 | 13.6327 | 28.2536 | 49.4082 | -0.0029378 | -0.0033719 | -0.0043111 | -0.005539 | 4.7452 | 7.4472 | 13.3597 | 20.3698 | 3209.1203 | 3341.2804 | 3608.3019 | 4067.5343
6 | 8 | 2 | 1789.0715 | 1826.232 | 1895.5312 | 2025.3468 | 1108.8078 | 1137.5525 | 1202.2656 | 1322.6593 | -31.419 | -50.4834 | -86.956 | -131.7715 | 138.169 | 191.7437 | 296.2208 | 451.8012 | 6.6802 | 12.0946 | 24.7364 | 43.4057 | -0.0029378 | -0.0033719 | -0.0043111 | -0.005539 | 1.0506 | 2.0162 | 3.4583 | 4.6044 | 3012.3572 | 3119.1522 | 3335.252 | 3716.0404
6 | 8 | 3 | 1725.5517 | 1761.2322 | 1827.5884 | 1952.4923 | 1123.8004 | 1152.9338 | 1218.5219 | 1340.5435 | -29.9264 | -48.6565 | -83.8285 | -125.0293 | 84.4827 | 122.1572 | 197.858 | 316.3936 | 5.8686 | 10.7028 | 22.6489 | 40.2409 | -0.0029378 | -0.0033719 | -0.0043111 | -0.005539 | 1.1917 | 1.79 | 3.3352 | 4.5432 | 2910.9658 | 3000.1561 | 3186.1196 | 3529.1787
6 | 8 | 4 | 1661.7819 | 1695.4174 | 1758.0254 | 1875.1146 | 1215.698 | 1247.2136 | 1318.1651 | 1450.165 | -30.475 | -49.7091 | -85.6355 | -129.7684 | 49.5891 | 79.2479 | 138.6748 | 235.0508 | 6.2744 | 11.3987 | 23.9539 | 41.1139 | -0.0029378 | -0.0033719 | -0.0043111 | -0.005539 | 0.26603 | 0.5213 | 0.86458 | 1.4244 | 2903.1316 | 2984.0864 | 3154.0441 | 3473.0947
6 | 8 | 5 | 1595.0597 | 1626.2922 | 1683.7336 | 1788.8034 | 1424.0695 | 1460.987 | 1544.0996 | 1698.7243 | -32.1512 | -54.2503 | -93.416 | -141.9828 | 43.996 | 69.3239 | 126.8312 | 231.654 | 7.6221 | 13.6327 | 27.9936 | 47.8877 | -0.0029378 | -0.0033719 | -0.0043111 | -0.005539 | 1.5935 | 2.8502 | 4.9412 | 7.5019 | 3040.1867 | 3118.8322 | 3294.179 | 3632.583
6 | 8 | 6 | 1605.9862 | 1636.2312 | 1692.1942 | 1790.0336 | 1631.8379 | 1674.1416 | 1769.3801 | 1946.5642 | -37.3174 | -65.3769 | -117.1156 | -179.8959 | 70.6944 | 108.0811 | 186.6056 | 322.9584 | 13.3251 | 23.0816 | 44.4637 | 76.3643 | -76.5562 | -88.1581 | -113.4461 | -146.68 | 0.13573 | 0.20852 | 0.17589 | 0.60149 | 3208.1058 | 3288.209 | 3462.2578 | 3809.9462
6 | 8 | 7 | 1498.0088 | 1523.1878 | 1569.4638 | 1643.1899 | 2071.4391 | 2125.1389 | 2246.0338 | 2470.9496 | -45.1038 | -80.1573 | -146.8653 | -225.4006 | 120.2832 | 180.4839 | 299.8697 | 517.9425 | 18.644 | 32.2287 | 62.2389 | 105.1834 | -362.5177 | -414.8397 | -526.761 | -671.6053 | 0.53207 | 0.64317 | 1.2678 | 3.0088 | 3301.2856 | 3366.6855 | 3505.2476 | 3843.2682
6 | 8 | 8 | 1441.6767 | 1463.8202 | 1503.5642 | 1559.2711 | 2447.4244 | 2510.8713 | 2653.7097 | 2919.4498 | -53.9415 | -96.321 | -176.6151 | -272.7921 | 167.5787 | 248.8737 | 409.6196 | 699.5685 | 22.4266 | 38.7843 | 74.5447 | 125.9115 | -808.2447 | -925.5253 | -1176.753 | -1501.2062 | 7.4354 | 11.9399 | 22.2166 | 36.564 | 3224.3556 | 3252.4431 | 3310.2867 | 3566.7665
6 | 8 | 9 | 1372.2885 | 1392.1696 | 1425.8401 | 1466.5192 | 2707.2504 | 2777.433 | 2935.4356 | 3229.3874 | -61.5137 | -106.9519 | -194.8171 | -300.3774 | 187.1596 | 279.5637 | 460.44 | 783.6579 | 21.0422 | 36.5504 | 69.6603 | 117.8205 | -1219.368 | -1396.087 | -1773.5855 | -2256.4817 | 15.1666 | 24.4187 | 44.7457 | 73.2881 | 3022.0257 | 3007.0966 | 2967.7191 | 3113.814
6 | 8 | 10 | 1342.2805 | 1360.5042 | 1391.3972 | 1424.5532 | 2871.7155 | 2946.1616 | 3113.7629 | 3425.5722 | -67.624 | -113.3199 | -202.1111 | -309.4311 | 179.0642 | 268.1697 | 444.4911 | 764.7174 | 16.5566 | 29.3354 | 57.4167 | 98.1687 | -1621.358 | -1858.4098 | -2365.4632 | -3011.7701 | 16.9637 | 29.1727 | 53.0682 | 87.1543 | 2737.5985 | 2661.6139 | 2492.5618 | 2478.9645
6 | 8 | 11 | 1346.3384 | 1364.244 | 1394.6772 | 1425.118 | 2977.5688 | 3054.7591 | 3228.5382 | 3551.8411 | -72.0275 | -116.8084 | -206.4826 | -313.3209 | 161.069 | 244.0355 | 409.0791 | 711.7852 | 12.1213 | 21.6898 | 43.6812 | 76.3267 | -1915.6047 | -2198.1783 | -2807.557 | -3597.8016 | 12.9026 | 26.141 | 48.5721 | 79.573 | 2522.368 | 2395.8827 | 2110.5082 | 1933.5216
6 | 8 | 12 | 1329.7345 | 1347.1466 | 1376.0544 | 1401.5915 | 3052.9366 | 3132.0807 | 3310.2585 | 3641.7448 | -75.6683 | -119.3575 | -208.008 | -315.6321 | 155.8747 | 233.1779 | 389.616 | 677.793 | 8.997 | 15.4361 | 34.11 | 60.2839 | -2061.713 | -2367.0643 | -3026.9594 | -3885.8033 | 5.1904 | 10.6048 | 19.313 | 32.0124 | 2415.3519 | 2252.0243 | 1894.3845 | 1611.9902
6 | 8 | 13 | 1378.7634 | 1396.8466 | 1428.2424 | 1456.5536 | 3084.5744 | 3164.5387 | 3344.563 | 3679.4844 | -78.1814 | -122.6808 | -212.0979 | -321.8334 | 145.975 | 221.9077 | 372.873 | 641.0446 | 7.6995 | 12.5062 | 29.1633 | 53.3068 | -2104.9999 | -2417.5597 | -3094.4384 | -3978.8179 | 2.2721 | 4.513 | 7.8394 | 13.177 | 2436.1031 | 2260.0717 | 1876.1446 | 1542.9151
6 | 8 | 14 | 1396.8465 | 1415.2252 | 1447.3732 | 1476.0632 | 3110.3952 | 3191.0289 | 3372.5601 | 3710.2852 | -81.1666 | -125.2298 | -214.9439 | -326.1478 | 137.0914 | 205.4434 | 342.8503 | 585.3749 | 7.5095 | 11.0954 | 26.564 | 48.5199 | -1969.1349 | -2261.3292 | -2893.9895 | -3720.9329 | 0.95826 | 2.8001 | 4.626 | 7.8555 | 2602.4995 | 2439.034 | 2085.0402 | 1781.0179
6 | 8 | 15 | 1419.2919 | 1437.7603 | 1471.6846 | 1504.2692 | 3054.4066 | 3133.5888 | 3311.8524 | 3643.4982 | -83.6032 | -126.7262 | -217.2269 | -329.6131 | 123.0941 | 184.7856 | 308.2831 | 516.2488 | 8.7038 | 11.507 | 27.1597 | 49.6337 | -1708.842 | -1962.2904 | -2510.0572 | -3223.1636 | -0.013573 | -0.069056 | -0.14883 | 0.1991 | 2813.0378 | 2678.5561 | 2391.5469 | 2161.0724
6 | 8 | 16 | 1519.0712 | 1540.7741 | 1582.1901 | 1629.194 | 2893.9505 | 2968.9731 | 3137.872 | 3452.0956 | -83.8916 | -127.1699 | -221.1118 | -335.5058 | 69.9964 | 102.7219 | 162.7837 | 266.7878 | 10.9486 | 14.8295 | 33.6091 | 60.3591 | -1382.0428 | -1587.1588 | -2030.4281 | -2607.1357 | -1.8867 | -3.1725 | -5.7557 | -9.1629 | 3026.1457 | 2909.7972 | 2659.1591 | 2456.6321
6 | 8 | 17 | 1676.1729 | 1701.4242 | 1752.972 | 1820.7676 | 2638.52 | 2706.9208 | 2860.9121 | 3147.4012 | -83.2665 | -126.0042 | -218.8184 | -332.0369 | 75.7986 | 108.6175 | 168.4772 | 270.1053 | 12.8827 | 18.0139 | 39.4737 | 70.9828 | -895.5999 | -1029.4586 | -1318.7895 | -1694.4664 | -5.8093 | -9.8222 | -17.7313 | -28.4481 | 3418.6985 | 3369.6915 | 3266.4959 | 3254.3056
6 | 8 | 18 | 1791.0815 | 1821.9445 | 1882.7812 | 1971.2927 | 2331.1314 | 2391.5635 | 2527.6147 | 2780.7277 | -79.8071 | -120.2452 | -207.9104 | -317.3946 | 90.095 | 129.136 | 195.8133 | 297.3834 | 14.9687 | 20.2289 | 43.7733 | 77.4295 | -430.587 | -495.1992 | -634.5891 | -814.3021 | -12.5932 | -21.5021 | -38.5908 | -63.5055 | 3704.2894 | 3725.9263 | 3768.8922 | 3931.631
6 | 8 | 19 | 1908.4636 | 1943.1362 | 2012.2762 | 2119.7072 | 2019.6244 | 2071.981 | 2189.8519 | 2409.1416 | -71.5792 | -107.9527 | -186.8623 | -283.1833 | 94.8906 | 135.568 | 204.4804 | 304.589 | 14.9687 | 19.8173 | 42.5928 | 75.3409 | -72.3359 | -83.4076 | -107.2544 | -137.6195 | -17.5067 | -29.6263 | -53.7785 | -87.604 | 3876.5255 | 3949.516 | 4101.3061 | 4400.372
6 | 8 | 20 | 2065.8998 | 2104.208 | 2181.7912 | 2304.676 | 1896.7269 | 1945.8975 | 2056.5957 | 2262.5414 | -64.0834 | -96.7128 | -168.9418 | -254.4441 | 104.3914 | 148.3083 | 222.8957 | 328.5497 | 14.9918 | 20.5322 | 44.4096 | 77.4935 | -0.0029378 | -0.0033719 | -0.0043111 | -0.005539 | -14.5206 | -24.3171 | -41.9856 | -67.3386 | 4003.403 | 4097.9127 | 4294.7606 | 4651.4722
6 | 8 | 21 | 2231.9572 | 2274.9966 | 2361.6173 | 2503.632 | 1654.7703 | 1697.6684 | 1794.2454 | 1973.9195 | -57.2433 | -89.0136 | -154.4304 | -232.0225 | 193.3088 | 273.9828 | 416.4782 | 613.7152 | 14.6674 | 21.0832 | 44.859 | 78.6714 | -0.0029378 | -0.0033719 | -0.0043111 | -0.005539 | -5.9613 | -10.7565 | -21.4494 | -34.9976 | 4031.4962 | 4167.9577 | 4441.3158 | 4902.9125
6 | 8 | 22 | 2208.1211 | 2251.7372 | 2338.7906 | 2486.0861 | 1441.3091 | 1478.6735 | 1562.7923 | 1719.2889 | -50.8752 | -81.8713 | -143.5223 | -215.9184 | 211.304 | 291.6851 | 438.661 | 644.8816 | 15.5604 | 24.4437 | 49.8058 | 86.5216 | -0.0029378 | -0.0033719 | -0.0043111 | -0.005539 | -2.4785 | -4.031 | -9.0422 | -15.686 | 3822.9381 | 3960.6339 | 4237.4808 | 4705.1683
6 | 8 | 23 | 2090.9359 | 2133.2985 | 2216.0061 | 2360.7282 | 1275.9259 | 1309.0029 | 1383.4694 | 1522.0088 | -44.0351 | -71.0751 | -126.8457 | -190.6443 | 315.3059 | 422.8425 | 605.7524 | 867.1439 | 13.3156 | 22.0824 | 44.9836 | 77.4559 | -0.0029378 | -0.0033719 | -0.0043111 | -0.005539 | 3.9769 | 8.6035 | 14.2554 | 21.7468 | 3655.4222 | 3824.7513 | 4137.6169 | 4658.4338
6 | 8 | 24 | 2002.3946 | 2043.5376 | 2122.6092 | 2266.5515 | 1149.7395 | 1179.5453 | 1246.6473 | 1371.4854 | -37.4528 | -62.1059 | -108.3622 | -162.6341 | 280.1266 | 371.8196 | 541.7903 | 786.1509 | 10.7736 | 18.741 | 37.8871 | 64.6796 | -0.0029378 | -0.0033719 | -0.0043111 | -0.005539 | 6.0672 | 9.8371 | 17.4688 | 26.1661 | 3411.6458 | 3561.3712 | 3858.0362 | 4352.3937
6 | 9 | 1 | 1879.8295 | 1918.7426 | 1992.5135 | 2129.3595 | 1100.2683 | 1128.7916 | 1193.0063 | 1312.4729 | -32.7303 | -55.9641 | -100.71 | -146.4136 | 236.7389 | 318.0527 | 459.3764 | 662.478 | 7.4918 | 14.7402 | 31.5107 | 51.7 | -0.0029378 | -0.0033719 | -0.0043111 | -0.005539 | 4.7452 | 7.4472 | 13.3597 | 20.3698 | 3196.3405 | 3331.8068 | 3589.0523 | 4029.961
6 | 9 | 2 | 1787.4069 | 1825.0667 | 1894.6348 | 2025.9481 | 1072.5632 | 1100.3682 | 1162.966 | 1279.4243 | -31.1306 | -52.3103 | -93.1345 | -137.2437 | 161.3585 | 216.9508 | 324.0133 | 473.0057 | 6.8472 | 12.7905 | 27.9936 | 45.6975 | -0.0029378 | -0.0033719 | -0.0043111 | -0.005539 | 1.0506 | 2.0162 | 3.4583 | 4.6044 | 2998.0928 | 3104.8787 | 3319.9273 | 3691.431
6 | 9 | 3 | 1717.3068 | 1753.491 | 1819.8448 | 1945.6702 | 1082.5537 | 1110.6177 | 1173.7985 | 1291.3416 | -30.003 | -49.8744 | -90.0069 | -132.5045 | 104.7711 | 144.9452 | 221.8829 | 333.7101 | 6.2744 | 11.3987 | 25.259 | 42.5327 | -0.0029378 | -0.0033719 | -0.0043111 | -0.005539 | 1.1917 | 1.79 | 3.3352 | 4.5432 | 2882.0918 | 2972.3649 | 3154.1091 | 3485.2878
6 | 9 | 4 | 1670.4958 | 1705.1723 | 1768.9401 | 1890.1545 | 1125.2748 | 1154.4463 | 1220.1205 | 1342.3022 | -29.5309 | -49.8744 | -87.161 | -130.5014 | 68.3819 | 98.023 | 155.9584 | 241.7649 | 6.2744 | 11.3987 | 25.259 | 42.5327 | -0.0029378 | -0.0033719 | -0.0043111 | -0.005539 | 0.26603 | 0.5213 | 0.86458 | 1.4244 | 2841.1591 | 2919.6838 | 3083.9773 | 3387.6717
6 | 9 | 5 | 1619.5122 | 1652.7517 | 1713.2727 | 1827.41 | 1227.9607 | 1259.7942 | 1331.4614 | 1464.7927 | -30.6586 | -51.536 | -92.0955 | -137.2437 | 42.9893 | 63.9647 | 109.7506 | 178.2301 | 7.086 | 13.6327 | 27.9936 | 47.0147 | -0.0029378 | -0.0033719 | -0.0043111 | -0.005539 | 1.5935 | 2.8502 | 4.9412 | 7.5019 | 2868.4802 | 2941.4541 | 3095.3197 | 3387.7001
6 | 9 | 6 | 1682.4512 | 1717.1152 | 1780.4498 | 1898.5188 | 1241.6686 | 1273.8575 | 1346.3247 | 1481.1444 | -32.3348 | -56.2424 | -99.876 | -149.8827 | 31.1951 | 46.2625 | 83.7999 | 145.37 | 8.6007 | 15.0245 | 30.7283 | 52.573 | -81.5165 | -93.598 | -119.9188 | -154.7826 | 0.13573 | 0.20852 | 0.17589 | 0.60149 | 2850.2001 | 2902.6277 | 3021.6837 | 3273.5424
6 | 9 | 7 | 1667.8547 | 1700.7357 | 1760.8303 | 1870.655 | 1448.1591 | 1485.7011 | 1570.2196 | 1727.46 | -36.9525 | -65.49 | -118.9226 | -178.3175 | 31.594 | 50.6881 | 81.6204 | 138.1644 | 11.9774 | 21.2782 | 42.2517 | 71.7806 | -351.0048 | -402.3248 | -512.3482 | -652.3625 | 0.52392 | 0.64317 | 0.66974 | 3.0088 | 2772.1518 | 2791.2314 | 2824.321 | 2980.3888
6 | 9 | 8 | 1734.1338 | 1767.0634 | 1827.6705 | 1934.1111 | 1666.9204 | 1710.1335 | 1807.4196 | 1988.413 | -43.2464 | -77.5561 | -140.8152 | -214.2276 | 43.3881 | 64.5012 | 104.8512 | 172.1567 | 14.1367 | 24.8674 | 49.1505 | 83.3414 | -729.4594 | -834.6489 | -1060.8216 | -1354.9568 | 7.5983 | 11.9399 | 20.9989 | 36.564 | 2693.4716 | 2666.3004 | 2608.4538 | 2645.4018
6 | 9 | 9 | 1769.9368 | 1802.1017 | 1861.8532 | 1965.0496 | 1848.6552 | 1896.5796 | 2004.4723 | 2205.1983 | -49.9052 | -88.3522 | -164.0284 | -244.6655 | 58.0834 | 84.7463 | 134.5695 | 225.0892 | 16.3178 | 29.3354 | 57.9393 | 97.194 | -1081.2401 | -1237.7991 | -1572.3256 | -2000.0316 | 15.5141 | 24.4187 | 46.3666 | 73.2881 | 2577.362 | 2511.0304 | 2368.8469 | 2321.122
6 | 9 | 10 | 1796.6917 | 1828.8657 | 1889.0421 | 1989.9653 | 1978.3194 | 2029.6052 | 2145.0654 | 2359.8702 | -54.3392 | -96.4341 | -179.3845 | -263.6221 | 71.6819 | 104.9914 | 169.9815 | 278.0216 | 15.593 | 27.7973 | 57.7524 | 95.8769 | -1412.5408 | -1619.821 | -2064.2686 | -2632.6108 | 18.7038 | 29.1727 | 61.5786 | 87.1543 | 2414.1098 | 2304.1773 | 2079.767 | 1914.6554
6 | 9 | 11 | 1859.3811 | 1892.7453 | 1956.0811 | 2060.0021 | 2036.104 | 2088.8878 | 2207.7205 | 2428.7996 | -58.0871 | -100.8621 | -192.9335 | -277.4148 | 86.3771 | 129.1257 | 206.1875 | 334.8424 | 14.6145 | 26.6709 | 57.2299 | 91.4965 | -1742.0411 | -1997.625 | -2546.6598 | -3252.665 | 16.3882 | 26.141 | 60.7641 | 79.573 | 2212.7367 | 2065.0836 | 1748.3898 | 1464.6338
6 | 9 | 12 | 1866.6139 | 1899.8912 | 1963.9125 | 2066.5051 | 2068.8604 | 2122.4934 | 2243.2378 | 2467.8735 | -61.363 | -104.1855 | -200.1509 | -280.5716 | 99.9756 | 145.4817 | 232.9323 | 373.855 | 11.7155 | 22.1014 | 52.6785 | 79.9357 | -1909.2295 | -2190.0516 | -2794.2237 | -3573.7765 | 6.8056 | 10.6048 | 20.1925 | 32.0124 | 2083.3784 | 1906.3354 | 1518.5789 | 1165.8337
6 | 9 | 13 | 1904.6736 | 1938.9094 | 2005.9204 | 2111.4417 | 2059.1602 | 2112.5417 | 2232.72 | 2456.3025 | -63.3276 | -105.5688 | -205.3565 | -280.1469 | 102.8767 | 148.8344 | 240.8054 | 384.3781 | 9.3173 | 18.0451 | 50.9348 | 68.4766 | -1970.786 | -2261.6622 | -2889.4518 | -3704.8775 | 3.0811 | 4.513 | 4.1876 | 13.177 | 2044.9952 | 1855.6126 | 1439.7599 | 1048.7515
6 | 9 | 14 | 1933.2102 | 1968.1352 | 2037.4568 | 2144.7979 | 2042.1805 | 2095.1218 | 2214.3091 | 2436.048 | -64.606 | -107.0651 | -209.2414 | -281.3006 | 101.8892 | 147.9111 | 235.5334 | 368.1238 | 7.4688 | 15.1328 | 50.683 | 60.4231 | -1672.6629 | -1917.7175 | -2442.4067 | -3113.524 | 1.8758 | 2.8001 | 1.5925 | 7.8555 | 2349.3556 | 2204.3184 | 1887.9267 | 1622.4238
6 | 9 | 15 | 1943.3247 | 1978.6329 | 2048.9794 | 2157.4334 | 2023.1279 | 2075.5753 | 2193.6506 | 2413.3208 | -65.9914 | -108.4484 | -214.447 | -284.4573 | 94.1025 | 138.3998 | 215.8168 | 333.5701 | 7.6276 | 15.956 | 55.2534 | 62.7526 | -1576.8674 | -1809.3861 | -2310.6387 | -2960.7747 | -0.013573 | -0.069056 | -0.11771 | 0.1991 | 2425.3102 | 2290.6603 | 1988.4969 | 1722.0439
6 | 9 | 16 | 1936.1993 | 1972.3283 | 2045.389 | 2154.5271 | 1972.3649 | 2023.4964 | 2138.609 | 2352.7674 | -66.9355 | -110.7191 | -218.6901 | -292.778 | 52.6091 | 76.8545 | 118.2481 | 177.5986 | 9.4747 | 18.5826 | 62.5584 | 73.4779 | -1300.9041 | -1493.4955 | -1910.0367 | -2454.1312 | -2.15 | -3.1725 | -5.4878 | -9.1629 | 2600.6585 | 2483.8747 | 2230.5899 | 2002.2989
6 | 9 | 17 | 1947.0663 | 1983.9081 | 2058.1673 | 2171.4909 | 1916.1755 | 1965.8503 | 2077.6836 | 2285.7409 | -66.1728 | -110.2755 | -220.8446 | -294.3563 | 55.909 | 78.861 | 123.9417 | 185.9365 | 11.4087 | 22.4629 | 69.9879 | 83.2286 | -855.8971 | -982.294 | -1254.4634 | -1606.1258 | -6.3658 | -9.8222 | -19.1534 | -28.4481 | 3002.124 | 2948.6906 | 2835.3192 | 2797.4667
6 | 9 | 18 | 1948.1072 | 1985.5557 | 2060.2535 | 2177.1393 | 1840.2754 | 1887.9826 | 1995.3862 | 2195.2023 | -63.3689 | -107.5612 | -217.0256 | -287.3058 | 55.909 | 78.861 | 123.9417 | 185.9365 | 13.64 | 25.7678 | 77.2821 | 95.0303 | -374.2582 | -429.8247 | -550.1308 | -706.7473 | -13.8636 | -21.5021 | -41.5431 | -63.5055 | 3406.4409 | 3419.2791 | 3448.1638 | 3595.7497
6 | 9 | 19 | 1976.8039 | 2015.3594 | 2092.5041 | 2216.9065 | 1685.8078 | 1729.5106 | 1827.899 | 2010.9431 | -57.5799 | -98.9225 | -203.2717 | -264.8842 | 61.7112 | 86.6393 | 133.4029 | 194.2744 | 14.2127 | 26.8943 | 77.4689 | 95.3353 | -78.9165 | -90.8717 | -116.5232 | -149.0986 | -19.13 | -29.6263 | -58.7035 | -87.604 | 3582.9093 | 3638.9831 | 3752.7766 | 4015.8725
6 | 9 | 20 | 2043.7479 | 2083.8447 | 2163.1607 | 2293.7336 | 1647.0954 | 1689.7946 | 1785.9236 | 1964.7643 | -53.4671 | -92.2238 | -187.3631 | -247.51 | 84.0129 | 116.5453 | 173.4607 | 245.5131 | 14.1992 | 26.5016 | 74.3281 | 94.8535 | -0.0029378 | -0.0033719 | -0.0043111 | -0.005539 | -16.2606 | -24.3171 | -47.2177 | -67.3386 | 3719.3246 | 3800.1419 | 3962.288 | 4284.0104
6 | 9 | 21 | 2175.24 | 2218.4011 | 2303.8259 | 2448.8736 | 1478.6438 | 1516.9761 | 1603.2738 | 1763.8242 | -49.9335 | -85.5251 | -168.327 | -227.8244 | 132.9038 | 187.0809 | 282.6194 | 413.2193 | 13.0768 | 24.0131 | 65.4582 | 87.8388 | -0.0029378 | -0.0033719 | -0.0043111 | -0.005539 | -6.0971 | -10.7565 | -20.708 | -34.9976 | 3743.8309 | 3850.1863 | 4066.138 | 4450.9282
6 | 9 | 22 | 2126.1837 | 2168.7328 | 2252.7667 | 2398.7124 | 1326.8922 | 1361.2904 | 1438.7315 | 1582.8048 | -45.5299 | -79.157 | -152.1369 | -211.6039 | 144.6078 | 200.3576 | 302.0824 | 441.6295 | 12.8379 | 23.7478 | 58.6757 | 84.3314 | -0.0029378 | -0.0033719 | -0.0043111 | -0.005539 | -2.207 | -4.031 | -6.8179 | -15.686 | 3562.7817 | 3670.9372 | 3893.2972 | 4280.1827
6 | 9 | 23 | 2005.4398 | 2046.4374 | 2125.3949 | 2267.5587 | 1201.9233 | 1233.0819 | 1303.2295 | 1433.7337 | -40.6544 | -71.2404 | -132.8193 | -186.3298 | 165.9029 | 226.3745 | 341.0084 | 507.3495 | 11.1794 | 20.6906 | 48.5115 | 75.1641 | -0.0029378 | -0.0033719 | -0.0043111 | -0.005539 | 5.6057 | 8.6035 | 16.1091 | 21.7468 | 3349.3938 | 3463.9442 | 3701.4299 | 4119.2174
6 | 9 | 24 | 1929.2979 | 1969.5618 | 2046.3956 | 2187.1075 | 1088.561 | 1116.7808 | 1180.3122 | 1298.5076 | -36.6923 | -62.3843 | -114.5406 | -165.3701 | 280.1266 | 371.8196 | 541.7903 | 786.1509 | 9.89 | 18.3294 | 40.4972 | 64.6796 | -0.0029378 | -0.0033719 | -0.0043111 | -0.005539 | 6.0672 | 9.8371 | 17.4688 | 26.1661 | 3277.2475 | 3423.9411 | 3711.9191 | 4197.2359
6 | 10 | 1 | 1817.5435 | 1855.7911 | 1927.5652 | 2061.6135 | 1050.1658 | 1077.3902 | 1138.6808 | 1252.7072 | -32.7303 | -55.9641 | -97.864 | -143.9859 | 236.7389 | 318.0527 | 459.3764 | 662.478 | 7.086 | 13.3483 | 29.2987 | 49.4082 | -0.0029378 | -0.0033719 | -0.0043111 | -0.005539 | 4.7452 | 7.4472 | 13.3597 | 20.3698 | 3083.5462 | 3216.062 | 3470.4125 | 3902.5852
6 | 10 | 2 | 1727.8101 | 1764.3884 | 1831.9482 | 1960.1601 | 1037.5009 | 1064.397 | 1124.9484 | 1237.5997 | -31.1306 | -51.536 | -90.2885 | -132.5045 | 161.3585 | 216.9508 | 324.0133 | 473.0057 | 6.2744 | 12.0946 | 26.0415 | 43.5074 | -0.0029378 | -0.0033719 | -0.0043111 | -0.005539 | 1.0506 | 2.0162 | 3.4583 | 4.6044 | 2902.8609 | 3008.3075 | 3220.1169 | 3586.3673
6 | 10 | 3 | 1661.5397 | 1696.9102 | 1761.2621 | 1884.5742 | 1047.3822 | 1074.5345 | 1135.6626 | 1249.3868 | -29.5309 | -49.7091 | -87.161 | -127.7653 | 104.7711 | 144.9452 | 221.8829 | 333.7101 | 5.4628 | 10.4185 | 22.4621 | 38.9237 | -0.0029378 | -0.0033719 | -0.0043111 | -0.005539 | 1.1917 | 1.79 | 3.3352 | 4.5432 | 2790.8137 | 2878.8859 | 3057.4396 | 3383.3671
6 | 10 | 4 | 1610.2924 | 1644.275 | 1705.6722 | 1824.2474 | 1085.3673 | 1113.5042 | 1176.8493 | 1294.6979 | -29.5309 | -48.9349 | -85.8404 | -125.7623 | 68.3819 | 98.023 | 155.9584 | 241.7649 | 5.4628 | 10.7028 | 22.4621 | 38.9237 | -0.0029378 | -0.0033719 | -0.0043111 | -0.005539 | 0.26603 | 0.5213 | 0.86458 | 1.4244 | 2740.2365 | 2818.0881 | 2975.9618 | 3275.2904
6 | 10 | 5 | 1553.6578 | 1586.0606 | 1644.1297 | 1756.6738 | 1162.0226 | 1192.1468 | 1259.9657 | 1386.1375 | -29.5309 | -50.7617 | -88.968 | -130.9261 | 42.9893 | 63.9647 | 109.7506 | 178.2301 | 6.4414 | 12.0946 | 25.259 | 43.4057 | -0.0029378 | -0.0033719 | -0.0043111 | -0.005539 | 1.5935 | 2.8502 | 4.9412 | 7.5019 | 2737.1707 | 2806.3519 | 2955.0739 | 3241.0173
6 | 10 | 6 | 1632.4434 | 1666.9161 | 1729.2331 | 1848.4355 | 1123.5037 | 1152.6294 | 1218.2001 | 1340.1896 | -31.3142 | -53.6413 | -95.5045 | -145.1435 | 31.1951 | 46.2625 | 83.7999 | 145.37 | 8.1949 | 15.0245 | 29.9458 | 52.4714 | -75.8585 | -86.8796 | -110.7463 | -141.7994 | 0.13573 | 0.20852 | 0.17589 | 0.60149 | 2688.3001 | 2740.5201 | 2855.1039 | 3100.125
6 | 10 | 7 | 1640.1545 | 1673.5421 | 1734.9109 | 1849.7346 | 1260.5996 | 1293.2792 | 1366.8513 | 1503.7265 | -34.2252 | -61.1141 | -111.347 | -166.8362 | 31.594 | 50.6881 | 81.6204 | 138.1644 | 11.5716 | 20.8477 | 40.7598 | 69.4888 | -356.3897 | -407.6655 | -517.7019 | -659.9918 | 0.52392 | 0.64317 | 0.66974 | 3.0088 | 2553.8287 | 2570.2207 | 2595.7632 | 2737.2953
6 | 10 | 8 | 1764.3626 | 1799.6239 | 1865.043 | 1983.5021 | 1397.6189 | 1433.8506 | 1515.4195 | 1667.1723 | -38.1566 | -69.4743 | -130.1122 | -195.6957 | 43.3881 | 64.5012 | 104.8512 | 172.1567 | 15.5062 | 27.513 | 54.4952 | 90.1153 | -683.029 | -781.6664 | -992.7244 | -1262.914 | 7.5983 | 11.9399 | 20.9989 | 36.564 | 2507.2884 | 2486.2879 | 2437.9713 | 2490.9006
6 | 10 | 9 | 1855.6374 | 1891.8149 | 1959.4383 | 2080.7395 | 1526.1936 | 1565.7585 | 1654.8314 | 1820.5447 | -43.2464 | -79.383 | -152.0048 | -225.7089 | 58.0834 | 84.7463 | 134.5695 | 225.0892 | 18.8829 | 32.9246 | 66.2786 | 108.5515 | -963.7962 | -1103.8779 | -1405.0168 | -1795.4357 | 15.5141 | 24.4187 | 46.3666 | 73.2881 | 2467.2688 | 2416.402 | 2304.4628 | 2287.0683
6 | 10 | 10 | 1905.5252 | 1941.9362 | 2010.7675 | 2133.4513 | 1632.4702 | 1674.7903 | 1770.0658 | 1947.3185 | -47.6804 | -86.5775 | -167.3608 | -242.3541 | 71.6819 | 104.9914 | 169.9815 | 278.0216 | 18.8829 | 33.6205 | 68.8886 | 111.818 | -1195.3103 | -1368.7691 | -1740.6991 | -2223.0673 | 18.7038 | 29.1727 | 61.5786 | 87.1543 | 2404.2732 | 2329.1645 | 2173.222 | 2092.3423
6 | 10 | 11 | 1958.571 | 1995.9657 | 2067.7827 | 2190.6914 | 1714.7894 | 1759.2435 | 1859.3234 | 2045.5143 | -51.4283 | -90.8403 | -177.5009 | -249.0963 | 86.3771 | 129.1257 | 206.1875 | 334.8424 | 16.5566 | 29.6007 | 64.2019 | 101.7777 | -1439.1653 | -1647.7164 | -2094.3371 | -2673.9554 | 16.3882 | 26.141 | 60.7641 | 79.573 | 2302.0888 | 2201.52 | 1986.4216 | 1829.3471
6 | 10 | 12 | 1950.9717 | 1987.8362 | 2059.6773 | 2181.0436 | 1751.3356 | 1796.7371 | 1898.9498 | 2089.1089 | -54.1556 | -92.502 | -181.3858 | -248.6716 | 99.9756 | 145.4817 | 232.9323 | 373.855 | 12.694 | 23.9048 | 57.7606 | 85.7349 | -1651.1975 | -1892.0556 | -2408.1536 | -3073.055 | 6.8056 | 10.6048 | 20.1925 | 32.0124 | 2116.4293 | 1980.0069 | 1679.9731 | 1440.0282
6 | 10 | 13 | 2047.0571 | 2085.9346 | 2162.7258 | 2288.9431 | 1761.0662 | 1806.7199 | 1909.5006 | 2100.7163 | -55.6482 | -94.1636 | -188.1168 | -250.2501 | 102.8767 | 148.8344 | 240.8054 | 384.3781 | 10.2008 | 19.5642 | 54.7741 | 74.2757 | -1556.8167 | -1783.8427 | -2267.6162 | -2886.7563 | 3.0811 | 4.513 | 4.1876 | 13.177 | 2311.8169 | 2187.5598 | 1916.2605 | 1724.4838
6 | 10 | 14 | 2067.7673 | 2106.9609 | 2185.0986 | 2311.9925 | 1777.3733 | 1823.4498 | 1927.1823 | 2120.1685 | -57.6893 | -95.5469 | -194.6428 | -249.8254 | 101.8892 | 147.9111 | 235.5334 | 368.1238 | 8.5192 | 17.0824 | 55.6405 | 67.6411 | -1588.0794 | -1821.667 | -2322.8754 | -2971.5904 | 1.8758 | 2.8001 | 1.5925 | 7.8555 | 2311.6562 | 2180.9905 | 1887.5292 | 1654.3657
6 | 10 | 15 | 2074.5827 | 2113.9351 | 2192.6849 | 2319.7287 | 1781.7983 | 1827.9895 | 1931.9802 | 2125.4469 | -59.6539 | -97.9828 | -201.6553 | -253.4068 | 94.1025 | 138.3998 | 215.8168 | 333.5701 | 7.6995 | 16.4948 | 58.3833 | 65.5902 | -1544.7265 | -1774.4105 | -2269.8022 | -2911.6627 | -0.013573 | -0.069056 | -0.11771 | 0.1991 | 2353.789 | 2224.3569 | 1927.2899 | 1679.4655
6 | 10 | 16 | 2061.0377 | 2100.8789 | 2180.7112 | 2308.2453 | 1753.6554 | 1799.117 | 1901.4652 | 2091.8762 | -60.5979 | -99.5313 | -208.4629 | -261.7274 | 52.6091 | 76.8545 | 118.2481 | 177.5986 | 8.655 | 17.7296 | 64.3833 | 71.5286 | -1199.2445 | -1376.7451 | -1758.492 | -2249.8664 | -2.15 | -3.1725 | -5.4878 | -9.1629 | 2613.9647 | 2515.1311 | 2292.365 | 2128.492
6 | 10 | 17 | 2077.3768 | 2117.7007 | 2199.409 | 2328.8678 | 1722.7109 | 1767.3704 | 1867.9125 | 2054.9636 | -60.9935 | -101.8542 | -211.9379 | -265.4253 | 55.909 | 78.861 | 123.9417 | 185.9365 | 10.3352 | 20.7678 | 70.3832 | 79.1908 | -849.9063 | -976.5784 | -1250.0452 | -1604.8458 | -6.3658 | -9.8222 | -19.1534 | -28.4481 | 2949.0663 | 2896.4451 | 2780.51 | 2750.2395
6 | 10 | 18 | 2070.6943 | 2111.324 | 2192.8906 | 2325.9665 | 1665.0107 | 1708.1743 | 1805.3489 | 1986.1349 | -60.7028 | -101.7411 | -214.6556 | -269.4314 | 55.909 | 78.861 | 123.9417 | 185.9365 | 13.2111 | 25.0421 | 78.4599 | 93.6268 | -381.5544 | -439.1215 | -563.3719 | -723.5474 | -13.8636 | -21.5021 | -41.5431 | -63.5055 | 3348.7043 | 3361.0367 | 3381.0705 | 3535.1803
6 | 10 | 19 | 2100.9446 | 2143.0263 | 2226.7147 | 2366.336 | 1536.6351 | 1576.4707 | 1666.1529 | 1833 | -57.534 | -98.2525 | -204.0291 | -260.3778 | 61.7112 | 86.6393 | 133.4029 | 194.2744 | 14.1897 | 26.7182 | 78.5113 | 97.0966 | -79.8594 | -92.0168 | -118.1654 | -151.4991 | -19.13 | -29.6263 | -58.7035 | -87.604 | 3556.9571 | 3612.9588 | 3723.8838 | 3991.2261
6 | 10 | 20 | 2178.675 | 2222.233 | 2309.2704 | 2454.7609 | 1512.827 | 1552.0454 | 1640.3382 | 1804.6001 | -54.0462 | -92.4412 | -190.2091 | -246.048 | 84.0129 | 116.5453 | 173.4607 | 245.5131 | 14.6769 | 27.3248 | 76.4157 | 99.7796 | -0.0029378 | -0.0033719 | -0.0043111 | -0.005539 | -16.2606 | -24.3171 | -47.2177 | -67.3386 | 3719.882 | 3801.3869 | 3962.0539 | 4291.2617
6 | 10 | 21 | 2281.0495 | 2326.9448 | 2418.7641 | 2575.0162 | 1374.7486 | 1410.3874 | 1490.6216 | 1639.891 | -50.0405 | -86.4646 | -172.9799 | -228.2491 | 132.9038 | 187.0809 | 282.6194 | 413.2193 | 14.533 | 26.6587 | 70.9275 | 97.006 | -0.0029378 | -0.0033719 | -0.0043111 | -0.005539 | -6.0971 | -10.7565 | -20.708 | -34.9976 | 3747.0943 | 3853.8474 | 4069.2403 | 4461.8803
6 | 10 | 22 | 2160.6056 | 2204.1252 | 2290.3148 | 2441.6657 | 1253.9198 | 1286.4263 | 1359.6085 | 1495.7585 | -45.5299 | -78.7132 | -155.2644 | -210.0255 | 144.6078 | 200.3576 | 302.0824 | 441.6295 | 13.8164 | 25.1396 | 62.7154 | 90.3339 | -0.0029378 | -0.0033719 | -0.0043111 | -0.005539 | -2.207 | -4.031 | -6.8179 | -15.686 | 3525.2098 | 3633.3011 | 3852.6346 | 4243.6705
6 | 10 | 23 | 1984.7734 | 2025.8057 | 2104.0565 | 2246.7535 | 1149.2702 | 1179.0638 | 1246.1384 | 1370.9256 | -40.1824 | -69.6919 | -132.8193 | -184.3267 | 168.8039 | 232.8066 | 350.4697 | 529.0457 | 11.3463 | 20.6906 | 49.294 | 73.8469 | -0.0029378 | -0.0033719 | -0.0043111 | -0.005539 | 5.6057 | 8.6035 | 16.1091 | 21.7468 | 3279.6143 | 3397.275 | 3633.2442 | 4057.9862
6 | 10 | 24 | 1823.4906 | 1861.6649 | 1932.6443 | 2064.1581 | 1127.8733 | 1157.1122 | 1222.938 | 1345.4019 | -35.5647 | -60.5574 | -111.6946 | -158.628 | 311.3215 | 418.0817 | 612.6142 | 904.2419 | 8.8395 | 16.2416 | 37.1154 | 58.6771 | -0.0029378 | -0.0033719 | -0.0043111 | -0.005539 | 6.0672 | 9.8371 | 17.4688 | 26.1661 | 3242.0245 | 3402.3767 | 3711.0819 | 4240.0115
6 | 11 | 1 | 1719.8125 | 1755.5784 | 1821.5273 | 1947.2215 | 1098.4872 | 1126.9643 | 1191.0751 | 1310.3483 | -31.6026 | -55.6336 | -97.5825 | -139.2467 | 224.5458 | 301.6967 | 448.3269 | 668.5513 | 7.4918 | 15.0245 | 31.5107 | 51.7 | -0.0029378 | -0.0033719 | -0.0043111 | -0.005539 | 4.7452 | 7.4472 | 13.3597 | 20.3698 | 3023.477 | 3151.0743 | 3408.213 | 3858.9386
6 | 11 | 2 | 1656.8048 | 1691.5826 | 1754.9546 | 1876.4163 | 1082.6805 | 1110.7479 | 1173.9361 | 1291.493 | -29.4544 | -51.3708 | -88.1999 | -125.0293 | 138.169 | 191.7437 | 296.2208 | 451.8012 | 6.2744 | 12.0946 | 26.0415 | 42.5327 | -0.0029378 | -0.0033719 | -0.0043111 | -0.005539 | 1.0506 | 2.0162 | 3.4583 | 4.6044 | 2855.522 | 2956.8108 | 3166.407 | 3541.8128
6 | 11 | 3 | 1609.7507 | 1643.841 | 1704.6944 | 1822.3587 | 1100.843 | 1129.3812 | 1193.6294 | 1313.1584 | -28.7682 | -49.5439 | -85.0724 | -124.6046 | 84.4827 | 122.1572 | 197.858 | 316.3936 | 5.4628 | 10.7028 | 22.4621 | 38.9237 | -0.0029378 | -0.0033719 | -0.0043111 | -0.005539 | 1.1917 | 1.79 | 3.3352 | 4.5432 | 2772.9598 | 2858.3249 | 3036.9024 | 3370.7674
6 | 11 | 4 | 1577.9949 | 1610.9197 | 1669.6558 | 1781.2065 | 1197.7885 | 1228.8399 | 1298.7462 | 1428.8014 | -29.7888 | -51.3708 | -86.8794 | -127.3407 | 49.5891 | 79.2479 | 138.6748 | 235.0508 | 5.8686 | 11.3987 | 23.9539 | 41.1139 | -0.0029378 | -0.0033719 | -0.0043111 | -0.005539 | 0.26603 | 0.5213 | 0.86458 | 1.4244 | 2801.7155 | 2879.5534 | 3045.0115 | 3360.2507
6 | 11 | 5 | 1530.2648 | 1561.1181 | 1615.7386 | 1716.2808 | 1406.3724 | 1442.8311 | 1524.9108 | 1677.614 | -31.6791 | -55.0245 | -96.262 | -141.9828 | 43.996 | 69.3239 | 126.8312 | 231.654 | 8.0279 | 14.6129 | 29.4232 | 50.2812 | -0.0029378 | -0.0033719 | -0.0043111 | -0.005539 | 1.5935 | 2.8502 | 4.9412 | 7.5019 | 2958.5725 | 3035.7082 | 3205.5788 | 3541.3436
6 | 11 | 6 | 1572.4695 | 1602.7889 | 1657.5103 | 1754.1597 | 1604.2009 | 1645.7881 | 1739.4137 | 1913.597 | -37.2103 | -67.0385 | -120.2431 | -179.8959 | 70.6944 | 108.0811 | 186.6056 | 322.9584 | 13.7309 | 24.1715 | 47.0738 | 79.9733 | -84.2816 | -96.7295 | -123.996 | -160.438 | 0.13573 | 0.20852 | 0.17589 | 0.60149 | 3139.7396 | 3217.2701 | 3386.5403 | 3730.956
6 | 11 | 7 | 1491.9376 | 1517.5682 | 1563.7999 | 1639.101 | 2030.0419 | 2082.6686 | 2201.1474 | 2421.5683 | -44.5553 | -83.4806 | -149.7113 | -224.9759 | 120.2832 | 180.4839 | 299.8697 | 517.9425 | 18.2382 | 31.8171 | 61.3318 | 102.9932 | -390.8902 | -448.2356 | -572.6899 | -736.432 | 0.52392 | 0.20852 | 0.66974 | 3.0088 | 3225.5793 | 3281.03 | 3404.4173 | 3723.206
6 | 11 | 8 | 1466.9163 | 1489.7676 | 1531.1009 | 1591.2337 | 2387.6258 | 2449.5225 | 2588.8709 | 2848.1181 | -52.8444 | -99.6443 | -180.5 | -264.5839 | 167.5787 | 248.8737 | 409.6196 | 699.5685 | 19.4556 | 34.3164 | 66.2786 | 109.9703 | -728.1492 | -832.8414 | -1058.3501 | -1354.7902 | 7.5983 | 11.707 | 20.9989 | 36.564 | 3268.1812 | 3301.7015 | 3378.0188 | 3666.0804
6 | 11 | 9 | 1412.4023 | 1431.9565 | 1467.8094 | 1514.0038 | 2643.2294 | 2711.7523 | 2866.0184 | 3153.0189 | -60.4472 | -111.0494 | -198.7021 | -287.5466 | 187.1596 | 279.5637 | 460.44 | 783.6579 | 16.5566 | 30.1585 | 59.5042 | 98.6128 | -1048.6506 | -1199.2829 | -1521.1696 | -1937.3675 | 15.5141 | 25.8215 | 46.3666 | 73.2881 | 3165.7641 | 3168.9203 | 3180.267 | 3397.6674
6 | 11 | 10 | 1393.8625 | 1411.1609 | 1444.7 | 1484.8811 | 2807.1419 | 2879.914 | 3043.7466 | 3348.5446 | -65.7948 | -119.2444 | -210.649 | -303.3423 | 179.0642 | 268.1697 | 444.4911 | 764.7174 | 14.7814 | 27.9246 | 55.2777 | 90.4202 | -1235.0266 | -1412.7797 | -1791.5193 | -2276.1814 | 18.7038 | 34.3831 | 61.5786 | 87.1543 | 3112.7324 | 3089.5281 | 3047.6257 | 3196.1938
6 | 11 | 11 | 1409.8364 | 1427.1847 | 1460.8506 | 1499.5846 | 2912.9568 | 2988.4721 | 3158.4803 | 3474.7676 | -69.5427 | -126.2214 | -222.5961 | -316.4019 | 161.069 | 244.0355 | 409.0791 | 711.7852 | 12.861 | 26.9254 | 54.1081 | 84.4177 | -1530.492 | -1753.8521 | -2230.6896 | -2842.952 | 16.3882 | 33.0967 | 60.7641 | 79.573 | 2913.0767 | 2839.6408 | 2689.9964 | 2690.7742
6 | 11 | 12 | 1407.235 | 1423.29 | 1455.9094 | 1491.797 | 2996.3393 | 3074.0162 | 3248.8908 | 3574.2317 | -72.27 | -132.0938 | -228.2881 | -320.7167 | 155.8747 | 233.1779 | 389.616 | 677.793 | 11.0708 | 25.5322 | 53.5963 | 75.2504 | -1764.9075 | -2022.006 | -2572.055 | -3281.1892 | 6.8056 | 10.8106 | 20.1925 | 32.0124 | 2740.1479 | 2612.7271 | 2367.8619 | 2249.1787
6 | 11 | 13 | 1470.4842 | 1487.9429 | 1523.5236 | 1561.9438 | 3048.4545 | 3127.4824 | 3305.3986 | 3636.3982 | -74.4182 | -136.9656 | -236.8261 | -324.6063 | 145.975 | 221.9077 | 372.873 | 641.0446 | 9.1503 | 25.0719 | 53.8048 | 67.6035 | -1906.4118 | -2187.0727 | -2789.7212 | -3564.6996 | 3.0811 | 2.2937 | 4.1876 | 13.177 | 2696.3151 | 2540.6604 | 2233.2405 | 2030.8612
6 | 11 | 14 | 1462.2477 | 1479.6276 | 1514.7731 | 1551.2441 | 3073.1312 | 3152.7988 | 3332.1552 | 3665.8342 | -75.9107 | -141.9505 | -243.557 | -324.1816 | 137.0914 | 205.4434 | 342.8503 | 585.3749 | 7.8746 | 25.2168 | 54.0756 | 61.9436 | -1822.1605 | -2090.8208 | -2668.3737 | -3412.402 | 1.8758 | 0.72983 | 1.5925 | 7.8555 | 2784.1495 | 2631.045 | 2333.516 | 2135.6687
6 | 11 | 15 | 1448.3994 | 1467.9014 | 1503.3843 | 1538.5557 | 3039.7375 | 3118.5394 | 3295.9469 | 3626 | -75.8036 | -145.1086 | -247.442 | -321.4456 | 123.0941 | 184.7856 | 308.2831 | 516.2488 | 6.896 | 25.0407 | 55.7759 | 58.5755 | -1668.5744 | -1914.9494 | -2445.8191 | -3132.7426 | -0.013573 | -0.33038 | -0.11771 | 0.1991 | 2873.7354 | 2735.8789 | 2470.0116 | 2285.3909
6 | 11 | 16 | 1544.4615 | 1569.9418 | 1613.4182 | 1658.4355 | 2894.6322 | 2969.6725 | 3138.6112 | 3452.9088 | -75.5895 | -147.3792 | -251.3269 | -318.2847 | 69.9964 | 102.7219 | 162.7837 | 266.7878 | 6.7209 | 25.845 | 57.9988 | 57.8417 | -1372.4431 | -1576.0669 | -2016.1628 | -2589.0863 | -2.15 | -3.163 | -5.4878 | -9.1629 | 3065.6285 | 2941.572 | 2699.8343 | 2519.44
6 | 11 | 17 | 1712.5588 | 1743.3727 | 1797.8639 | 1863.614 | 2663.8281 | 2732.885 | 2888.3533 | 3177.5904 | -73.8367 | -145.6045 | -249.5199 | -314.8157 | 75.7986 | 108.6175 | 168.4772 | 270.1053 | 7.6764 | 27.9219 | 61.1288 | 65.3006 | -814.07 | -937.1034 | -1203.1966 | -1548.5577 | -6.3658 | -10.7429 | -19.1534 | -28.4481 | 3565.5893 | 3519.3463 | 3443.9533 | 3484.7888
6 | 11 | 18 | 1889.1352 | 1923.8475 | 1990.4294 | 2082.1397 | 2352.7663 | 2413.7592 | 2551.0732 | 2806.5353 | -71.0329 | -140.9502 | -241.816 | -307.7652 | 90.095 | 129.136 | 195.8133 | 297.3834 | 11.1468 | 32.3708 | 69.5926 | 82.1301 | -416.082 | -478.5042 | -613.1845 | -786.8984 | -13.8636 | -23.1107 | -41.5431 | -63.5055 | 3842.1647 | 3856.5484 | 3910.3648 | 4110.0193
6 | 11 | 19 | 2021.6441 | 2061.7301 | 2137.2121 | 2248.855 | 2025.9345 | 2078.4547 | 2196.6939 | 2416.6688 | -64.5577 | -129.432 | -223.409 | -284.8025 | 94.8906 | 135.568 | 204.4804 | 304.589 | 12.7334 | 33.7451 | 71.209 | 90.4244 | -81.7674 | -94.1825 | -120.8664 | -154.89 | -19.13 | -32.5307 | -58.7035 | -87.604 | 3989.7473 | 4053.3527 | 4206.6166 | 4533.2408
6 | 11 | 20 | 2182.1051 | 2224.6524 | 2308.0476 | 2437.019 | 1896.1917 | 1945.3485 | 2056.0155 | 2261.903 | -58.9523 | -116.3652 | -202.8475 | -263.4222 | 104.3914 | 148.3083 | 222.8957 | 328.5497 | 13.5681 | 33.2252 | 70.1558 | 94.4246 | -0.0029378 | -0.0033719 | -0.0043111 | -0.005539 | -16.2606 | -27.3353 | -47.2177 | -67.3386 | 4121.0404 | 4207.8305 | 4407.0451 | 4791.13
6 | 11 | 21 | 2326.016 | 2371.2048 | 2462.33 | 2611.6141 | 1642.0221 | 1684.5898 | 1780.4227 | 1958.7126 | -53.6048 | -104.2379 | -180.4789 | -240.8842 | 193.3088 | 273.9828 | 416.4782 | 613.7152 | 13.3156 | 31.1862 | 64.2804 | 90.778 | -0.0029378 | -0.0033719 | -0.0043111 | -0.005539 | -6.0971 | -10.5479 | -20.708 | -34.9976 | 4114.9577 | 4246.1743 | 4522.3201 | 4998.9326
6 | 11 | 22 | 2240.5608 | 2284.069 | 2372.3488 | 2522.9309 | 1432.6245 | 1469.7638 | 1553.3757 | 1708.9293 | -47.6322 | -92.0585 | -160.9563 | -218.0378 | 211.304 | 291.6851 | 438.661 | 644.8816 | 13.8164 | 29.4125 | 61.1504 | 89.4609 | -0.0029378 | -0.0033719 | -0.0043111 | -0.005539 | -2.207 | -2.9884 | -6.8179 | -15.686 | 3848.4636 | 3979.8801 | 4257.7574 | 4732.4734
6 | 11 | 23 | 2088.4406 | 2130.3667 | 2212.4588 | 2358.1365 | 1261.8974 | 1294.6107 | 1368.2585 | 1505.2747 | -41.0499 | -78.6613 | -136.9858 | -190.336 | 318.2069 | 426.7316 | 615.2137 | 889.9723 | 12.5271 | 25.9628 | 53.0738 | 81.1666 | -0.0029378 | -0.0033719 | -0.0043111 | -0.005539 | 5.6057 | 9.4376 | 16.1091 | 21.7468 | 3645.6249 | 3808.4448 | 4128.1237 | 4665.9553
6 | 11 | 24 | 1976.2564 | 2015.6811 | 2093.466 | 2236.2785 | 1161.8394 | 1191.9589 | 1259.767 | 1385.9189 | -36.0367 | -66.1513 | -115.5796 | -162.2094 | 311.3215 | 418.0817 | 612.6142 | 904.2419 | 10.2958 | 20.5444 | 41.8022 | 66.8698 | -0.0029378 | -0.0033719 | -0.0043111 | -0.005539 | 6.0672 | 9.8371 | 17.4688 | 26.1661 | 3429.7406 | 3589.9484 | 3909.5343 | 4457.2602
6 | 12 | 1 | 1862.909 | 1899.9226 | 1972.4262 | 2109.277 | 1117.372 | 1146.3387 | 1211.5516 | 1332.8753 | -32.7303 | -57.4605 | -98.903 | -141.2498 | 224.5458 | 301.6967 | 448.3269 | 668.5513 | 7.086 | 14.3286 | 30.2057 | 49.5098 | -0.0029378 | -0.0033719 | -0.0043111 | -0.005539 | 4.7452 | 7.4472 | 13.3597 | 20.3698 | 3183.9249 | 3312.27 | 3576.9628 | 4039.3278
6 | 12 | 2 | 1780.7822 | 1816.7364 | 1885.771 | 2017.3516 | 1095.43 | 1123.8279 | 1187.7602 | 1306.7014 | -30.475 | -53.0324 | -91.3275 | -129.7684 | 138.169 | 191.7437 | 296.2208 | 451.8012 | 5.8686 | 11.3987 | 25.259 | 41.2155 | -0.0029378 | -0.0033719 | -0.0043111 | -0.005539 | 1.0506 | 2.0162 | 3.4583 | 4.6044 | 2990.8226 | 3092.6871 | 3307.1375 | 3691.9002
6 | 12 | 3 | 1718.1087 | 1753.0194 | 1818.8956 | 1945.4437 | 1110.3618 | 1139.1467 | 1203.9505 | 1324.513 | -29.4544 | -51.3708 | -88.1999 | -125.0293 | 84.4827 | 122.1572 | 197.858 | 316.3936 | 5.8686 | 11.3987 | 23.9539 | 40.2409 | -0.0029378 | -0.0033719 | -0.0043111 | -0.005539 | 1.1917 | 1.79 | 3.3352 | 4.5432 | 2890.5561 | 2976.138 | 3159.789 | 3506.0995
6 | 12 | 4 | 1664.9117 | 1698.5355 | 1761.1657 | 1879.8893 | 1205.5645 | 1236.8175 | 1307.1776 | 1438.0771 | -30.003 | -51.536 | -88.4815 | -129.7684 | 49.5891 | 79.2479 | 138.6748 | 235.0508 | 6.0356 | 11.3987 | 23.9539 | 41.2155 | -0.0029378 | -0.0033719 | -0.0043111 | -0.005539 | 0.26603 | 0.5213 | 0.86458 | 1.4244 | 2896.3611 | 2974.9814 | 3143.3508 | 3465.8831
6 | 12 | 5 | 1606.3438 | 1637.9959 | 1696.073 | 1802.7357 | 1413.5048 | 1450.1484 | 1532.6445 | 1686.1221 | -32.1512 | -57.0167 | -100.9915 | -149.1497 | 43.996 | 69.3239 | 126.8312 | 231.654 | 9.6512 | 17.2219 | 34.7679 | 59.4485 | -0.0029378 | -0.0033719 | -0.0043111 | -0.005539 | 1.5935 | 2.8502 | 4.9412 | 7.5019 | 3042.9351 | 3120.5202 | 3294.262 | 3638.3069
6 | 12 | 6 | 1640.0623 | 1671.0203 | 1728.9703 | 1830.4027 | 1616.6713 | 1658.5818 | 1752.9352 | 1928.4725 | -37.3174 | -68.8655 | -124.6912 | -189.3742 | 70.6944 | 108.0811 | 186.6056 | 322.9584 | 16.4847 | 28.9238 | 55.2777 | 93.6226 | -60.9818 | -69.8722 | -88.9295 | -113.465 | 0.13573 | 0.20852 | 0.17589 | 0.60149 | 3245.7493 | 3328.0778 | 3510.3441 | 3873.2185
6 | 12 | 7 | 1537.5887 | 1562.8552 | 1611.2283 | 1690.5334 | 2053.4979 | 2106.7326 | 2226.5804 | 2449.5481 | -44.6624 | -86.0817 | -158.8123 | -241.6211 | 120.2832 | 180.4839 | 299.8697 | 517.9425 | 23.3685 | 40.3224 | 75.8498 | 128.1017 | -391.7496 | -448.755 | -570.9541 | -727.6088 | 0.52392 | 0.20852 | 0.66974 | 3.0088 | 3298.8502 | 3355.7658 | 3484.4315 | 3819.9045
6 | 12 | 8 | 1475.9779 | 1496.6211 | 1537.6499 | 1599.3114 | 2428.8643 | 2491.83 | 2633.5852 | 2897.31 | -53.1351 | -100.5316 | -185.153 | -276.7982 | 167.5787 | 248.8737 | 409.6196 | 699.5685 | 22.5935 | 39.4803 | 75.0673 | 126.0131 | -706.2087 | -808.6333 | -1028.3095 | -1311.9703 | 7.5983 | 11.707 | 20.9989 | 36.564 | 3343.2689 | 3379.347 | 3463.4584 | 3769.9984
6 | 12 | 9 | 1383.6427 | 1400.0804 | 1433.5307 | 1478.6404 | 2692.1634 | 2761.9548 | 2919.0769 | 3211.3906 | -60.2659 | -111.1625 | -197.3816 | -291.0156 | 187.1596 | 279.5637 | 460.44 | 783.6579 | 17.941 | 31.5328 | 61.4564 | 104.1712 | -1011.9505 | -1157.9041 | -1470.2567 | -1874.6798 | 15.5141 | 25.8215 | 46.3666 | 73.2881 | 3224.2044 | 3229.8866 | 3253.2323 | 3485.4528
6 | 12 | 10 | 1336.1583 | 1350.2473 | 1380.0058 | 1416.6163 | 2878.3281 | 2952.9456 | 3120.9328 | 3433.4601 | -65.69 | -116.7563 | -203.56 | -295.3301 | 179.0642 | 268.1697 | 444.4911 | 764.7174 | 10.9989 | 20.8477 | 42.8988 | 71.743 | -1353.1958 | -1549.7158 | -1969.5439 | -2508.5594 | 18.7038 | 34.3831 | 61.5786 | 87.1543 | 3004.3674 | 2960.1213 | 2876.8032 | 2969.8016
6 | 12 | 11 | 1329.8941 | 1343.8879 | 1372.4009 | 1404.2657 | 2994.777 | 3072.4134 | 3247.1968 | 3572.3681 | -70.0935 | -122.9591 | -212.866 | -306.6951 | 161.069 | 244.0355 | 409.0791 | 711.7852 | 8.2668 | 17.2219 | 37.8898 | 60.3856 | -1593.429 | -1826.9005 | -2328.0532 | -2972.1714 | 16.3882 | 33.0967 | 60.7641 | 79.573 | 2846.8726 | 2760.7958 | 2586.4116 | 2549.5111
6 | 12 | 12 | 1314.8911 | 1329.9751 | 1357.9343 | 1382.4281 | 3077.0805 | 3156.8506 | 3336.4375 | 3670.5452 | -72.8973 | -128.2224 | -220.0834 | -311.0095 | 155.8747 | 233.1779 | 389.616 | 677.793 | 6.5852 | 15.4361 | 34.508 | 53.4084 | -1738.293 | -1993.3625 | -2541.2354 | -3246.0972 | 6.8056 | 10.8106 | 20.1925 | 32.0124 | 2750.0467 | 2624.6653 | 2377.3696 | 2259.0805
6 | 12 | 13 | 1364.7725 | 1382.0489 | 1412.4563 | 1437.287 | 3124.9957 | 3206.0079 | 3388.3913 | 3727.7017 | -75.5176 | -133.3726 | -227.5824 | -320.0629 | 145.975 | 221.9077 | 372.873 | 641.0446 | 6.4183 | 16.5246 | 37.1181 | 54.7256 | -1738.3713 | -1993.6558 | -2541.7763 | -3246.7238 | 3.0811 | 2.2937 | 4.1876 | 13.177 | 2831.3537 | 2701.7546 | 2445.6676 | 2307.1491
6 | 12 | 14 | 1335.1306 | 1352.2621 | 1381.3862 | 1402.485 | 3151.837 | 3233.545 | 3417.4949 | 3759.7197 | -78.0307 | -138.3575 | -237.4408 | -331.1197 | 137.0914 | 205.4434 | 342.8503 | 585.3749 | 6.744 | 17.7594 | 41.1686 | 58.1313 | -1640.4248 | -1882.175 | -2401.0714 | -3066.196 | 1.8758 | 0.72983 | 1.5925 | 7.8555 | 2914.2234 | 2789.2072 | 2545.9802 | 2416.2506
6 | 12 | 15 | 1376.6899 | 1395.9105 | 1428.1514 | 1452.9264 | 3104.6198 | 3185.1037 | 3366.2979 | 3703.3959 | -79.0512 | -142.2898 | -242.8513 | -337.4373 | 123.0941 | 184.7856 | 308.2831 | 516.2488 | 7.8515 | 20.7976 | 46.9087 | 64.273 | -1474.2593 | -1692.2923 | -2161.345 | -2764.9878 | -0.013573 | -0.33038 | -0.11771 | 0.1991 | 3058.9312 | 2951.6849 | 2745.3271 | 2634.6181
6 | 12 | 16 | 1450.0373 | 1473.3164 | 1512.5249 | 1547.5502 | 2954.2659 | 3030.8521 | 3203.2712 | 3524.0438 | -79.8882 | -142.8988 | -243.6853 | -338.2827 | 69.9964 | 102.7219 | 162.7837 | 266.7878 | 8.655 | 22.4439 | 50.0386 | 71.5286 | -1126.1433 | -1292.7533 | -1650.6918 | -2111.3733 | -2.15 | -3.163 | -5.4878 | -9.1629 | 3274.773 | 3190.5191 | 3028.7534 | 2951.0916
6 | 12 | 17 | 1608.9552 | 1635.7909 | 1685.1686 | 1743.7432 | 2720.164 | 2790.6814 | 2949.4376 | 3244.7916 | -78.684 | -140.8457 | -241.3919 | -340.2859 | 75.7986 | 108.6175 | 168.4772 | 270.1053 | 10.8129 | 24.7862 | 55.2561 | 80.508 | -575.9077 | -659.1278 | -837.5365 | -1070.6959 | -6.3658 | -10.7429 | -19.1534 | -28.4481 | 3754.7732 | 3749.1595 | 3760.2577 | 3899.7181
6 | 12 | 18 | 1810.4753 | 1842.335 | 1904.9554 | 1992.4211 | 2403.1852 | 2465.4853 | 2605.7418 | 2866.6784 | -74.8596 | -134.1994 | -230.5604 | -325.76 | 90.095 | 129.136 | 195.8133 | 297.3834 | 11.9353 | 26.4515 | 57.7281 | 88.9415 | -384.7099 | -442.2865 | -566.4313 | -726.271 | -13.8636 | -23.1107 | -41.5431 | -63.5055 | 3842.2577 | 3863.8112 | 3925.7036 | 4129.8878
6 | 12 | 19 | 1963.0598 | 2000.2038 | 2072.5529 | 2181.538 | 2076.0131 | 2129.8315 | 2250.9934 | 2476.4058 | -67.1802 | -121.959 | -210.833 | -300.4859 | 94.8906 | 135.568 | 204.4804 | 304.589 | 14.0227 | 28.9333 | 62.0791 | 97.0966 | -65.2258 | -75.0821 | -96.3824 | -123.8979 | -19.13 | -32.5307 | -58.7035 | -87.604 | 3996.4502 | 4064.9649 | 4224.187 | 4547.6416
6 | 12 | 20 | 2160.203 | 2201.4607 | 2283.9255 | 2412.0474 | 1923.477 | 1973.3411 | 2085.6005 | 2294.4506 | -59.6845 | -110.7191 | -193.1939 | -273.6334 | 104.3914 | 148.3083 | 222.8957 | 328.5497 | 15.3216 | 31.3432 | 65.0656 | 102.1731 | -0.0029378 | -0.0033719 | -0.0043111 | -0.005539 | -16.2606 | -27.3353 | -47.2177 | -67.3386 | 4127.4449 | 4216.3956 | 4417.0713 | 4796.2432
6 | 12 | 21 | 2302.3791 | 2346.7569 | 2436.8686 | 2584.0753 | 1657.3285 | 1700.2929 | 1797.0192 | 1976.9711 | -53.7884 | -102.0804 | -178.1194 | -253.5232 | 193.3088 | 273.9828 | 416.4782 | 613.7152 | 17.0982 | 34.1282 | 69.6793 | 109.884 | -0.0029378 | -0.0033719 | -0.0043111 | -0.005539 | -6.0971 | -10.5479 | -20.708 | -34.9976 | 4110.2261 | 4242.5292 | 4521.2136 | 4996.1193
6 | 12 | 22 | 2254.3538 | 2298.4719 | 2387.2816 | 2538.1893 | 1438.1788 | 1475.462 | 1559.3981 | 1715.5548 | -48.3644 | -90.5621 | -159.9174 | -228.2491 | 211.304 | 291.6851 | 438.661 | 644.8816 | 16.2146 | 31.7859 | 64.0123 | 103.0085 | -0.0029378 | -0.0033719 | -0.0043111 | -0.005539 | -2.207 | -2.9884 | -6.8179 | -15.686 | 3869.4769 | 4003.8511 | 4282.6135 | 4757.6936
6 | 12 | 23 | 2100.816 | 2142.8808 | 2225.7564 | 2371.724 | 1270.7001 | 1303.6416 | 1377.8032 | 1515.7751 | -41.1264 | -77.1649 | -135.6652 | -193.072 | 318.2069 | 426.7316 | 615.2137 | 889.9723 | 13.3387 | 25.8355 | 52.9384 | 84.3314 | -0.0029378 | -0.0033719 | -0.0043111 | -0.005539 | 5.6057 | 9.4376 | 16.1091 | 21.7468 | 3667.538 | 3831.3589 | 4152.1512 | 4690.472
6 | 12 | 24 | 1996.6108 | 2037.7448 | 2117.2802 | 2259.5168 | 1164.1825 | 1194.3627 | 1262.3076 | 1388.7139 | -36.0367 | -64.4897 | -112.7336 | -160.2064 | 311.3215 | 418.0817 | 612.6142 | 904.2419 | 9.2454 | 18.0451 | 37.7625 | 61.0706 | -0.0029378 | -0.0033719 | -0.0043111 | -0.005539 | 6.0672 | 9.8371 | 17.4688 | 26.1661 | 3451.3877 | 3613.5782 | 3934.6954 | 4479.4973
6 | 13 | 1 | 1885.8287 | 1924.7847 | 1999.0338 | 2135.4026 | 1111.8383 | 1140.6615 | 1205.5515 | 1326.2743 | -33.0952 | -54.7462 | -94.25 | -141.2498 | 224.5458 | 301.6967 | 448.3269 | 668.5513 | 7.086 | 13.2021 | 27.4711 | 49.4082 | -0.0029378 | -0.0033719 | -0.0043111 | -0.005539 | 4.7452 | 7.4472 | 13.3597 | 20.3698 | 3200.9458 | 3333.0427 | 3599.4887 | 4058.7508
6 | 13 | 2 | 1803.6751 | 1841.372 | 1912.0846 | 2043.6912 | 1089.3209 | 1117.5604 | 1181.1362 | 1299.414 | -30.475 | -51.2577 | -86.6745 | -129.3437 | 138.169 | 191.7437 | 296.2208 | 451.8012 | 5.7017 | 10.7028 | 23.4314 | 41.1139 | -0.0029378 | -0.0033719 | -0.0043111 | -0.005539 | 1.0506 | 2.0162 | 3.4583 | 4.6044 | 3007.4394 | 3112.134 | 3329.6525 | 3711.2755
6 | 13 | 3 | 1741.8398 | 1778.2092 | 1845.8751 | 1972.6734 | 1106.5114 | 1135.1965 | 1199.7756 | 1319.92 | -30.2608 | -50.3182 | -85.0724 | -127.0323 | 84.4827 | 122.1572 | 197.858 | 316.3936 | 5.4628 | 10.7028 | 22.4621 | 38.9237 | -0.0029378 | -0.0033719 | -0.0043111 | -0.005539 | 1.1917 | 1.79 | 3.3352 | 4.5432 | 2909.2247 | 2997.7342 | 3184.2292 | 3525.416
6 | 13 | 4 | 1693.0109 | 1728.1075 | 1792.7113 | 1912.1491 | 1198.8132 | 1229.8911 | 1299.8572 | 1430.0237 | -30.475 | -50.4834 | -86.6745 | -129.7684 | 49.5891 | 79.2479 | 138.6748 | 235.0508 | 5.8686 | 11.3987 | 23.9539 | 41.1139 | -0.0029378 | -0.0033719 | -0.0043111 | -0.005539 | 0.26603 | 0.5213 | 0.86458 | 1.4244 | 2917.0699 | 2998.6797 | 3169.383 | 3489.9878
6 | 13 | 5 | 1634.2554 | 1666.906 | 1726.7611 | 1834.5922 | 1408.3299 | 1444.8393 | 1527.0333 | 1679.949 | -32.6997 | -55.7988 | -97.864 | -148.725 | 43.996 | 69.3239 | 126.8312 | 231.654 | 9.0065 | 16.2416 | 32.9403 | 54.8649 | -0.0029378 | -0.0033719 | -0.0043111 | -0.005539 | 1.5935 | 2.8502 | 4.9412 | 7.5019 | 3064.4785 | 3144.3588 | 3320.6389 | 3659.8314
6 | 13 | 6 | 1673.5233 | 1705.7418 | 1765.5541 | 1868.8951 | 1610.278 | 1652.0227 | 1746.003 | 1920.8461 | -37.3174 | -67.8128 | -122.8842 | -186.6381 | 70.6944 | 108.0811 | 186.6056 | 322.9584 | 14.9483 | 26.8171 | 51.238 | 86.8488 | -74.7133 | -85.668 | -109.3804 | -140.5701 | 0.13573 | 0.20852 | 0.17589 | 0.60149 | 3257.549 | 3339.3903 | 3517.3121 | 3872.9417
6 | 13 | 7 | 1571.0378 | 1598.5282 | 1648.683 | 1728.6878 | 2039.058 | 2091.9184 | 2210.9234 | 2432.3233 | -45.1038 | -81.7058 | -149.5064 | -231.7181 | 120.2832 | 180.4839 | 299.8697 | 517.9425 | 19.8614 | 34.747 | 66.2786 | 112.0589 | -344.4412 | -394.846 | -503.3764 | -644.5943 | 0.52392 | 0.20852 | 0.66974 | 3.0088 | 3361.2193 | 3429.3341 | 3573.5416 | 3917.7088
6 | 13 | 8 | 1526.2318 | 1550.2951 | 1594.3755 | 1657.9049 | 2395.7241 | 2457.8307 | 2597.6517 | 2857.7782 | -53.9415 | -95.2684 | -174.5265 | -271.6344 | 167.5787 | 248.8737 | 409.6196 | 699.5685 | 20.8033 | 36.1388 | 69.0132 | 116.8458 | -676.2396 | -774.2138 | -984.4924 | -1257.2775 | 7.5983 | 11.707 | 20.9989 | 36.564 | 3387.7552 | 3435.363 | 3532.64 | 3839.7495
6 | 13 | 9 | 1423.4576 | 1442.9569 | 1478.6939 | 1525.5646 | 2665.8991 | 2735.0096 | 2890.5989 | 3180.0608 | -61.0723 | -105.8993 | -188.3571 | -296.4838 | 187.1596 | 279.5637 | 460.44 | 783.6579 | 17.941 | 31.4231 | 61.4564 | 103.9679 | -1005.114 | -1153.3595 | -1473.1375 | -1890.0702 | 15.5141 | 25.8215 | 46.3666 | 73.2881 | 3243.7852 | 3255.5161 | 3276.0612 | 3479.9852
6 | 13 | 10 | 1400.1421 | 1418.0859 | 1451.0249 | 1490.7994 | 2842.4585 | 2916.1462 | 3082.04 | 3390.6726 | -66.9684 | -112.2673 | -200.3041 | -312.5879 | 179.0642 | 268.1697 | 444.4911 | 764.7174 | 14.9483 | 27.1014 | 53.7128 | 92.1662 | -1323.4671 | -1517.3419 | -1931.9703 | -2463.7503 | 18.7038 | 34.3831 | 61.5786 | 87.1543 | 3064.8816 | 3034.2771 | 2960.573 | 3049.1718
6 | 13 | 11 | 1430.8853 | 1449.1164 | 1483.3065 | 1521.1401 | 2949.0593 | 3025.5105 | 3197.6257 | 3517.833 | -71.8133 | -119.2444 | -208.0847 | -325.9559 | 161.069 | 244.0355 | 409.0791 | 711.7852 | 13.3971 | 24.1715 | 48.8906 | 85.2907 | -1737.5501 | -1992.1867 | -2537.7305 | -3234.85 | 16.3882 | 33.0967 | 60.7641 | 79.573 | 2761.4355 | 2664.4995 | 2453.8509 | 2354.8162
6 | 13 | 12 | 1394.9346 | 1411.6476 | 1442.8902 | 1476.1349 | 3023.2896 | 3101.6652 | 3278.1127 | 3606.3799 | -75.2728 | -121.9586 | -212.4561 | -331.0034 | 155.8747 | 233.1779 | 389.616 | 677.793 | 10.5347 | 19.4558 | 40.6867 | 73.8316 | -1906.8278 | -2187.0267 | -2787.5145 | -3555.886 | 6.8056 | 10.8106 | 20.1925 | 32.0124 | 2609.3387 | 2467.7719 | 2171.5275 | 1979.2625
6 | 13 | 13 | 1441.2742 | 1458.9645 | 1492.786 | 1527.681 | 3069.7731 | 3149.3537 | 3328.5141 | 3661.8285 | -77.9695 | -125.2819 | -215.0205 | -328.5757 | 145.975 | 221.9077 | 372.873 | 641.0446 | 7.3968 | 14.3286 | 32.4205 | 59.979 | -1914.9331 | -2196.6712 | -2801.4249 | -3578.9743 | 3.0811 | 2.2937 | 4.1876 | 13.177 | 2674.5976 | 2524.895 | 2214.3358 | 1996.1601
6 | 13 | 14 | 1427.9343 | 1445.8431 | 1478.8641 | 1512.2448 | 3090.5437 | 3170.6627 | 3351.0353 | 3686.6049 | -80.1177 | -126.7783 | -217.585 | -332.8901 | 137.0914 | 205.4434 | 342.8503 | 585.3749 | 5.9324 | 10.9681 | 27.6092 | 54.2174 | -1879.601 | -2157.1878 | -2755.5634 | -3531.9694 | 1.8758 | 0.72983 | 1.5925 | 7.8555 | 2703.6589 | 2549.6811 | 2228.803 | 1981.438
6 | 13 | 15 | 1484.4329 | 1503.3421 | 1541.5817 | 1580.1345 | 3038.6657 | 3117.4399 | 3294.7848 | 3624.7215 | -81.6103 | -128.44 | -218.624 | -339.2077 | 123.0941 | 184.7856 | 308.2831 | 516.2488 | 6.0763 | 11.0954 | 28.3916 | 57.9656 | -1661.9729 | -1908.5888 | -2440.9373 | -3132.7906 | -0.013573 | -0.33038 | -0.11771 | 0.1991 | 2908.6723 | 2779.3039 | 2513.3622 | 2307.2712
6 | 13 | 16 | 1592.736 | 1615.3932 | 1663.1171 | 1715.444 | 2889.8844 | 2964.8016 | 3133.4632 | 3447.2453 | -81.4267 | -129.049 | -221.47 | -342.7891 | 69.9964 | 102.7219 | 162.7837 | 266.7878 | 8.0103 | 13.5947 | 33.2138 | 68.691 | -1296.7494 | -1489.5747 | -1904.8687 | -2441.1933 | -2.15 | -3.163 | -5.4878 | -9.1629 | 3180.3011 | 3074.7247 | 2860.7512 | 2705.0229
6 | 13 | 17 | 1771.2517 | 1799.0985 | 1858.296 | 1932.0751 | 2655.9537 | 2724.8065 | 2879.8153 | 3168.1973 | -79.674 | -127.109 | -219.663 | -339.7447 | 75.7986 | 108.6175 | 168.4772 | 270.1053 | 10.0963 | 16.2403 | 38.036 | 79.6196 | -919.5301 | -1056.5346 | -1352.0275 | -1734.2187 | -6.3658 | -10.7429 | -19.1534 | -28.4481 | 3507.5305 | 3454.3763 | 3353.7807 | 3347.5858
6 | 13 | 18 | 1991.5219 | 2025.5662 | 2097.2251 | 2200.5963 | 2340.5475 | 2401.2237 | 2537.8245 | 2791.9599 | -75.1174 | -121.6805 | -210.357 | -328.0714 | 90.095 | 129.136 | 195.8133 | 297.3834 | 12.4361 | 19.9934 | 45.0702 | 91.8655 | -379.7621 | -436.8354 | -559.4237 | -716.1606 | -13.8636 | -23.1107 | -41.5431 | -63.5055 | 3965.8574 | 3994.2926 | 4064.6094 | 4274.0676
6 | 13 | 19 | 2087.9843 | 2125.4858 | 2205.4787 | 2325.6924 | 2021.0915 | 2073.4861 | 2191.4426 | 2410.8916 | -68.2008 | -111.8239 | -194.796 | -300.4859 | 94.8906 | 135.568 | 204.4804 | 304.589 | 14.1177 | 23.7288 | 50.9862 | 99.8172 | -74.9221 | -86.3936 | -111.087 | -142.5093 | -19.13 | -32.5307 | -58.7035 | -87.604 | 4055.8312 | 4127.5206 | 4287.8014 | 4610.3911
6 | 13 | 20 | 2230.4841 | 2271.5813 | 2358.2962 | 2493.7908 | 1888.2358 | 1937.1862 | 2047.3889 | 2252.4125 | -60.705 | -102.0804 | -178.4009 | -275.2118 | 104.3914 | 148.3083 | 222.8957 | 328.5497 | 15.4885 | 26.943 | 56.9781 | 105.2363 | -0.0029378 | -0.0033719 | -0.0043111 | -0.005539 | -16.2606 | -27.3353 | -47.2177 | -67.3386 | 4161.6311 | 4254.5998 | 4459.936 | 4837.4334
6 | 13 | 21 | 2362.9318 | 2408.7757 | 2501.8795 | 2653.776 | 1637.0195 | 1679.4574 | 1774.9984 | 1952.7451 | -54.7019 | -95.1033 | -169.5815 | -257.8377 | 193.3088 | 273.9828 | 416.4782 | 613.7152 | 17.9098 | 31.6587 | 64.5863 | 114.2644 | -0.0029378 | -0.0033719 | -0.0043111 | -0.005539 | -6.0971 | -10.5479 | -20.708 | -34.9976 | 4150.368 | 4288.22 | 4567.6487 | 5041.6599
6 | 13 | 22 | 2291.9974 | 2337.4663 | 2428.4698 | 2582.1498 | 1417.2475 | 1453.9881 | 1536.7026 | 1690.5865 | -48.7293 | -85.2467 | -151.0979 | -232.5636 | 211.304 | 291.6851 | 438.661 | 644.8816 | 17.0262 | 30.1396 | 60.5466 | 107.3889 | -0.0029378 | -0.0033719 | -0.0043111 | -0.005539 | -2.207 | -2.9884 | -6.8179 | -15.686 | 3886.6359 | 4025.0406 | 4306.46 | 4776.7518
6 | 13 | 23 | 2131.5735 | 2174.7346 | 2259.844 | 2408.024 | 1251.7056 | 1284.1547 | 1357.2077 | 1493.1172 | -42.619 | -73.6763 | -131.2938 | -199.3895 | 318.2069 | 426.7316 | 615.2137 | 889.9723 | 13.9834 | 25.0123 | 50.9754 | 88.7118 | -0.0029378 | -0.0033719 | -0.0043111 | -0.005539 | 5.6057 | 9.4376 | 16.1091 | 21.7468 | 3678.4531 | 3846.3912 | 4168.0517 | 4702.177
6 | 13 | 24 | 2012.6675 | 2054.5617 | 2134.3356 | 2278.0169 | 1154.4061 | 1184.3328 | 1251.7071 | 1377.0519 | -37.0573 | -61.9407 | -108.0806 | -162.2094 | 311.3215 | 418.0817 | 612.6142 | 904.2419 | 9.0784 | 16.6532 | 35.0279 | 59.9943 | -0.0029378 | -0.0033719 | -0.0043111 | -0.005539 | 6.0672 | 9.8371 | 17.4688 | 26.1661 | 3456.4805 | 3621.5224 | 3943.0687 | 4483.2561
6 | 14 | 1 | 1899.323 | 1938.7382 | 2013.5274 | 2151.0955 | 1107.1245 | 1135.8255 | 1200.4403 | 1320.6513 | -33.0952 | -55.6857 | -95.8521 | -145.5642 | 224.5458 | 301.6967 | 448.3269 | 668.5513 | 8.0279 | 14.7402 | 30.9882 | 53.8902 | -0.0029378 | -0.0033719 | -0.0043111 | -0.005539 | 4.7452 | 7.4472 | 13.3597 | 20.3698 | 3210.6683 | 3342.7587 | 3610.7862 | 4068.9884
6 | 14 | 2 | 1807.6514 | 1845.5121 | 1916.2246 | 2047.9479 | 1090.306 | 1118.571 | 1182.2043 | 1300.5892 | -31.4955 | -51.2577 | -88.2765 | -134.0829 | 138.169 | 191.7437 | 296.2208 | 451.8012 | 6.4414 | 12.0946 | 25.5189 | 44.7229 | -0.0029378 | -0.0033719 | -0.0043111 | -0.005539 | 1.0506 | 2.0162 | 3.4583 | 4.6044 | 3012.1199 | 3118.6766 | 3335.3461 | 3715.5772
6 | 14 | 3 | 1746.1149 | 1782.6479 | 1850.2984 | 1977.179 | 1104.0604 | 1132.682 | 1197.118 | 1316.9963 | -30.2608 | -49.4308 | -85.149 | -129.3437 | 84.4827 | 122.1572 | 197.858 | 316.3936 | 5.8686 | 11.1144 | 23.4314 | 42.4311 | -0.0029378 | -0.0033719 | -0.0043111 | -0.005539 | 1.1917 | 1.79 | 3.3352 | 4.5432 | 2911.4545 | 3000.9573 | 3186.8876 | 3528.1938
6 | 14 | 4 | 1689.8261 | 1724.9923 | 1788.9804 | 1908.4312 | 1199.8574 | 1230.9624 | 1300.9894 | 1431.2693 | -30.475 | -50.4834 | -86.956 | -134.0829 | 49.5891 | 79.2479 | 138.6748 | 235.0508 | 6.2744 | 11.8103 | 24.7364 | 42.4311 | -0.0029378 | -0.0033719 | -0.0043111 | -0.005539 | 0.26603 | 0.5213 | 0.86458 | 1.4244 | 2915.3351 | 2997.0474 | 3167.2853 | 3484.5183
6 | 14 | 5 | 1629.1042 | 1661.8571 | 1721.0564 | 1828.817 | 1410.834 | 1447.4083 | 1529.7485 | 1682.9361 | -32.6997 | -55.9641 | -99.1845 | -148.725 | 43.996 | 69.3239 | 126.8312 | 231.654 | 9.2454 | 16.9376 | 34.2454 | 58.3722 | -0.0029378 | -0.0033719 | -0.0043111 | -0.005539 | 1.5935 | 2.8502 | 4.9412 | 7.5019 | 3062.0703 | 3142.4097 | 3317.6339 | 3660.5507
6 | 14 | 6 | 1653.376 | 1685.394 | 1743.939 | 1845.6704 | 1612.9302 | 1654.7437 | 1748.8788 | 1924.0099 | -37.3174 | -66.9254 | -122.8842 | -189.3742 | 70.6944 | 108.0811 | 186.6056 | 322.9584 | 15.912 | 27.7973 | 53.3256 | 91.3308 | -85.9826 | -98.7586 | -126.691 | -163.9751 | 0.13573 | 0.20852 | 0.17589 | 0.60149 | 3229.7483 | 3310.5406 | 3483.3496 | 3831.2217
6 | 14 | 7 | 1563.3152 | 1590.6794 | 1640.8282 | 1720.3268 | 2032.9713 | 2085.6739 | 2204.3237 | 2425.0626 | -44.6624 | -82.4801 | -152.6339 | -236.882 | 120.2832 | 180.4839 | 299.8697 | 517.9425 | 22.0208 | 38.5 | 73.0529 | 121.2262 | -335.0798 | -383.7791 | -488.718 | -626.3078 | 0.52392 | 0.20852 | 0.66974 | 3.0088 | 3359.3721 | 3429.2864 | 3577.3923 | 3924.3771
6 | 14 | 8 | 1526.8179 | 1550.8316 | 1595.8285 | 1659.2851 | 2383.6201 | 2445.4129 | 2584.5276 | 2843.3398 | -54.1556 | -96.0427 | -175.847 | -272.059 | 167.5787 | 248.8737 | 409.6196 | 699.5685 | 21.615 | 37.3925 | 71.7478 | 120.0106 | -751.8294 | -861.2702 | -1096.9705 | -1406.1365 | 7.5983 | 11.707 | 20.9989 | 36.564 | 3301.245 | 3336.9049 | 3409.9048 | 3680.5725
6 | 14 | 9 | 1474.7024 | 1495.8434 | 1534.9479 | 1585.9774 | 2634.0367 | 2702.3213 | 2856.0509 | 3142.0532 | -61.2865 | -105.0119 | -189.3961 | -294.9054 | 187.1596 | 279.5637 | 460.44 | 783.6579 | 17.1294 | 30.4429 | 59.5042 | 100.3589 | -1163.1056 | -1331.8918 | -1693.9209 | -2162.7842 | 15.5141 | 25.8215 | 46.3666 | 73.2881 | 3104.1501 | 3097.089 | 3073.9926 | 3227.6459
6 | 14 | 10 | 1478.7214 | 1498.7531 | 1536.9983 | 1583.6798 | 2786.69 | 2858.9319 | 3021.5709 | 3324.1482 | -67.7311 | -111.1016 | -195.3696 | -303.9589 | 179.0642 | 268.1697 | 444.4911 | 764.7174 | 11.4047 | 21.6898 | 43.1587 | 76.1234 | -1411.5229 | -1618.0709 | -2062.4243 | -2641.4888 | 18.7038 | 34.3831 | 61.5786 | 87.1543 | 2995.3301 | 2952.7551 | 2850.0036 | 2890.3753
6 | 14 | 11 | 1520.1352 | 1540.4266 | 1579.9702 | 1625.9077 | 2885.0624 | 2959.8545 | 3128.2347 | 3441.4933 | -72.6066 | -117.3565 | -204.5472 | -322.0661 | 161.069 | 244.0355 | 409.0791 | 711.7852 | 9.89 | 18.7599 | 39.119 | 69.3496 | -1904.5397 | -2185.0476 | -2790.5155 | -3579.2149 | 16.3882 | 33.0967 | 60.7641 | 79.573 | 2615.3986 | 2493.7691 | 2222.1044 | 2026.8277
6 | 14 | 12 | 1523.1869 | 1542.76 | 1581.4005 | 1625.4592 | 2966.7902 | 3043.701 | 3216.8511 | 3538.9836 | -76.431 | -120.6798 | -207.3932 | -326.3806 | 155.8747 | 233.1779 | 389.616 | 677.793 | 7.3968 | 14.0442 | 31.3754 | 59.979 | -2042.0645 | -2343.6366 | -2995.3298 | -3844.1149 | 6.8056 | 10.8106 | 20.1925 | 32.0124 | 2541.5586 | 2380.1774 | 2036.7125 | 1763.7316
6 | 14 | 13 | 1591.2518 | 1611.9164 | 1654.2701 | 1701.4559 | 2994.0647 | 3071.6826 | 3246.4245 | 3571.5184 | -79.4927 | -124.0552 | -213.0852 | -337.0126 | 145.975 | 221.9077 | 372.873 | 641.0446 | 6.896 | 12.9178 | 30.2057 | 61.1945 | -2025.8803 | -2326.4356 | -2977.1633 | -3828.1436 | 3.0811 | 2.2937 | 4.1876 | 13.177 | 2635.8956 | 2470.2274 | 2117.7124 | 1823.2343
6 | 14 | 14 | 1608.9544 | 1629.8368 | 1672.757 | 1720.5433 | 3013.6773 | 3091.8036 | 3267.6902 | 3594.9137 | -83.1334 | -127.3785 | -218.8537 | -349.9561 | 137.0914 | 205.4434 | 342.8503 | 585.3749 | 7.2937 | 12.7607 | 29.5586 | 64.8411 | -1954.0737 | -2244.6476 | -2874.0756 | -3697.3112 | 1.8758 | 0.72983 | 1.5925 | 7.8555 | 2731.6854 | 2568.5482 | 2221.5192 | 1926.2612
6 | 14 | 15 | 1643.1065 | 1666.0693 | 1711.9553 | 1762.6839 | 2970.3796 | 3047.3835 | 3220.743 | 3543.2653 | -86.088 | -129.8666 | -222.8153 | -360.5879 | 123.0941 | 184.7856 | 308.2831 | 516.2488 | 9.2996 | 15.3873 | 34.5161 | 77.5534 | -1714.2049 | -1969.1901 | -2521.3033 | -3243.6578 | -0.013573 | -0.33038 | -0.11771 | 0.1991 | 2945.5733 | 2814.2386 | 2531.2612 | 2295.7047
6 | 14 | 16 | 1715.7182 | 1742.3181 | 1795.0629 | 1857.6609 | 2816.3401 | 2889.3507 | 3053.7201 | 3359.5168 | -86.9249 | -131.4151 | -225.4564 | -368.4839 | 69.9964 | 102.7219 | 162.7837 | 266.7878 | 10.6609 | 17.318 | 38.9511 | 88.5196 | -1385.5973 | -1591.2318 | -2036.083 | -2617.1926 | -2.15 | -3.163 | -5.4878 | -9.1629 | 3138.0434 | 3025.8987 | 2783.4907 | 2577.6458
6 | 14 | 17 | 1874.5628 | 1905.566 | 1969.4275 | 2052.0119 | 2584.7148 | 2651.7207 | 2802.5718 | 3083.2188 | -86.1928 | -130.2494 | -225.2514 | -368.1756 | 75.7986 | 108.6175 | 168.4772 | 270.1053 | 12.58 | 20.7678 | 45.5982 | 98.4736 | -911.6651 | -1047.0651 | -1339.2207 | -1717.6565 | -6.3658 | -10.7429 | -19.1534 | -28.4481 | 3543.4325 | 3498.6147 | 3402.4492 | 3389.5295
6 | 14 | 18 | 2035.1464 | 2070.8915 | 2146.5262 | 2252.0302 | 2279.1114 | 2338.195 | 2471.2102 | 2718.6749 | -81.7128 | -126.6478 | -220.3169 | -353.65 | 90.095 | 129.136 | 195.8133 | 297.3834 | 14.8479 | 24.9324 | 54.1974 | 109.4022 | -410.564 | -472.0908 | -604.2725 | -773.4108 | -13.8636 | -23.1107 | -41.5431 | -63.5055 | 3913.0603 | 3941.3055 | 4001.6145 | 4186.9244
6 | 14 | 19 | 2166.944 | 2208.4012 | 2292.1065 | 2416.8882 | 1978.0689 | 2029.3482 | 2144.7937 | 2359.5714 | -73.0129 | -117.0174 | -203.9218 | -324.0613 | 94.8906 | 135.568 | 204.4804 | 304.589 | 17.0072 | 29.6481 | 61.6811 | 118.0015 | -86.5987 | -99.8044 | -128.2527 | -164.5049 | -19.13 | -32.5307 | -58.7035 | -87.604 | 4078.1691 | 4153.613 | 4312.1838 | 4622.8799
6 | 14 | 20 | 2280.7412 | 2324.5584 | 2413.6837 | 2550.9839 | 1862.1162 | 1910.3896 | 2019.0678 | 2221.2554 | -64.6037 | -105.7253 | -185.8481 | -290.1583 | 104.3914 | 148.3083 | 222.8957 | 328.5497 | 16.6829 | 29.8241 | 61.9329 | 115.3295 | -0.0029378 | -0.0033719 | -0.0043111 | -0.005539 | -16.2606 | -27.3353 | -47.2177 | -67.3386 | 4183.0645 | 4280.0163 | 4484.51 | 4858.6161
6 | 14 | 21 | 2390.0479 | 2436.6194 | 2531.0372 | 2685.6115 | 1620.3651 | 1662.3713 | 1756.9403 | 1932.8787 | -56.6665 | -96.095 | -167.851 | -258.9914 | 193.3088 | 273.9828 | 416.4782 | 613.7152 | 16.3001 | 28.9833 | 58.9275 | 108.8453 | -0.0029378 | -0.0033719 | -0.0043111 | -0.005539 | -6.0971 | -10.5479 | -20.708 | -34.9976 | 4157.2555 | 4295.3107 | 4574.8199 | 5047.0562
6 | 14 | 22 | 2313.9099 | 2359.7195 | 2451.5796 | 2607.7919 | 1409.2911 | 1445.8255 | 1528.0756 | 1681.0957 | -50.0077 | -85.2989 | -151.1745 | -228.9782 | 211.304 | 291.6851 | 438.661 | 644.8816 | 14.7719 | 26.2471 | 54.1054 | 98.4625 | -0.0029378 | -0.0033719 | -0.0043111 | -0.005539 | -2.207 | -2.9884 | -6.8179 | -15.686 | 3897.0594 | 4035.1865 | 4314.4249 | 4787.562
6 | 14 | 23 | 2160.3536 | 2204.3006 | 2290.1229 | 2440.9992 | 1247.3891 | 1279.7263 | 1352.5274 | 1487.9682 | -43.3489 | -73.5632 | -131.0888 | -198.9649 | 318.2069 | 426.7316 | 615.2137 | 889.9723 | 13.4106 | 24.0321 | 48.3762 | 86.6608 | -0.0029378 | -0.0033719 | -0.0043111 | -0.005539 | 5.6057 | 9.4376 | 16.1091 | 21.7468 | 3701.6142 | 3870.6616 | 4191.256 | 4728.3769
6 | 14 | 24 | 2036.2272 | 2078.979 | 2159.4563 | 2305.9181 | 1150.3419 | 1180.1633 | 1247.3004 | 1372.2039 | -37.5293 | -62.715 | -109.6827 | -168.9516 | 311.3215 | 418.0817 | 612.6142 | 904.2419 | 10.5347 | 18.741 | 38.6695 | 70.2755 | -0.0029378 | -0.0033719 | -0.0043111 | -0.005539 | 6.0672 | 9.8371 | 17.4688 | 26.1661 | 3476.9602 | 3643.0837 | 3965.8222 | 4509.8483
6 | 15 | 1 | 1906.4551 | 1946.6854 | 2020.977 | 2159.3348 | 1112.4424 | 1141.2813 | 1206.2065 | 1326.995 | -32.0746 | -56.5731 | -97.3776 | -145.9889 | 224.5458 | 301.6967 | 448.3269 | 668.5513 | 7.3249 | 14.7402 | 30.0812 | 53.8902 | -0.0029378 | -0.0033719 | -0.0043111 | -0.005539 | 4.7452 | 7.4472 | 13.3597 | 20.3698 | 3223.4358 | 3355.2743 | 3621.5695 | 4083.1466
6 | 15 | 2 | 1818.1996 | 1856.9999 | 1927.5749 | 2060.5237 | 1089.9892 | 1118.246 | 1181.8607 | 1300.2112 | -30.475 | -52.145 | -89.802 | -134.0829 | 138.169 | 191.7437 | 296.2208 | 451.8012 | 6.4414 | 12.5062 | 26.824 | 46.9131 | -0.0029378 | -0.0033719 | -0.0043111 | -0.005539 | 1.0506 | 2.0162 | 3.4583 | 4.6044 | 3023.3718 | 3129.3635 | 3346.1324 | 3729.9651
6 | 15 | 3 | 1758.1985 | 1795.7013 | 1863.5214 | 1991.8695 | 1103.508 | 1132.1153 | 1196.519 | 1316.3374 | -29.2402 | -50.3182 | -85.354 | -129.3437 | 84.4827 | 122.1572 | 197.858 | 316.3936 | 5.8686 | 11.3987 | 24.7364 | 42.4311 | -0.0029378 | -0.0033719 | -0.0043111 | -0.005539 | 1.1917 | 1.79 | 3.3352 | 4.5432 | 2924.0064 | 3012.841 | 3200.6118 | 3542.2254
6 | 15 | 4 | 1696.165 | 1731.8446 | 1795.9303 | 1916.3311 | 1198.8166 | 1229.8947 | 1299.8609 | 1430.0278 | -30.003 | -51.3708 | -88.4815 | -129.7684 | 49.5891 | 79.2479 | 138.6748 | 235.0508 | 6.2744 | 11.8103 | 24.7364 | 43.4057 | -0.0029378 | -0.0033719 | -0.0043111 | -0.005539 | 0.26603 | 0.5213 | 0.86458 | 1.4244 | 2921.1053 | 3001.9445 | 3171.5812 | 3496.4658
6 | 15 | 5 | 1631.0423 | 1664.0782 | 1723.6409 | 1832.2471 | 1400.4548 | 1436.7601 | 1518.4945 | 1670.5551 | -31.6791 | -55.0245 | -94.7365 | -143.9859 | 43.996 | 69.3239 | 126.8312 | 231.654 | 7.6221 | 14.0442 | 28.7761 | 49.2049 | -0.0029378 | -0.0033719 | -0.0043111 | -0.005539 | 1.5935 | 2.8502 | 4.9412 | 7.5019 | 3053.0266 | 3132.0287 | 3307.9432 | 3647.1716
6 | 15 | 6 | 1663.2779 | 1695.8313 | 1755.0693 | 1859.3318 | 1591.5967 | 1632.8571 | 1725.7471 | 1898.5618 | -36.8454 | -65.3769 | -118.4361 | -179.8959 | 70.6944 | 108.0811 | 186.6056 | 322.9584 | 12.9193 | 23.0816 | 45.7688 | 77.6815 | -88.7967 | -101.7361 | -129.8003 | -166.6564 | 0.13573 | 0.20852 | 0.17589 | 0.60149 | 3212.982 | 3292.9467 | 3465.1302 | 3812.5828
6 | 15 | 7 | 1580.0647 | 1608.8537 | 1659.1375 | 1742.0517 | 2006.373 | 2058.3861 | 2175.4836 | 2393.3345 | -44.1904 | -80.9316 | -148.1859 | -227.712 | 120.2832 | 180.4839 | 299.8697 | 517.9425 | 18.4771 | 32.2287 | 62.2389 | 105.1834 | -460.8021 | -528.4715 | -675.2133 | -868.3732 | 0.52392 | 0.20852 | 0.66974 | 1.093 | 3220.7294 | 3270.7578 | 3374.0002 | 3663.5198
6 | 15 | 8 | 1537.1205 | 1561.8619 | 1606.3356 | 1672.3762 | 2367.3377 | 2428.7084 | 2566.8728 | 2823.917 | -52.6631 | -97.2083 | -179.461 | -277.1065 | 167.5787 | 248.8737 | 409.6196 | 699.5685 | 22.4266 | 39.0687 | 74.5447 | 125.9115 | -813.6324 | -932.3703 | -1187.7278 | -1518.0522 | 7.5983 | 11.707 | 20.9989 | 34.2778 | 3235.7663 | 3260.641 | 3311.1827 | 3560.8923
6 | 15 | 9 | 1487.7121 | 1508.6165 | 1548.585 | 1600.1006 | 2616.6824 | 2684.5171 | 2837.2339 | 3121.3519 | -60.3424 | -110.884 | -199.7516 | -307.8528 | 187.1596 | 279.5637 | 460.44 | 783.6579 | 20.8033 | 36.5504 | 70.1829 | 118.6935 | -1161.3916 | -1331.8622 | -1699.8821 | -2180.3374 | 15.5141 | 25.8215 | 46.3666 | 75.8374 | 3106.1376 | 3092.323 | 3063.1748 | 3211.4512
6 | 15 | 10 | 1473.946 | 1493.3182 | 1531.6256 | 1575.5355 | 2779.3534 | 2851.4052 | 3013.6159 | 3315.3967 | -65.6594 | -119.0789 | -210.6597 | -321.6454 | 179.0642 | 268.1697 | 444.4911 | 764.7174 | 16.3178 | 29.3354 | 57.9393 | 99.9147 | -1314.2782 | -1509.0656 | -1930.7588 | -2482.9663 | 18.7038 | 34.3831 | 61.5786 | 100.0472 | 3087.4476 | 3048.467 | 2967.832 | 3050.9998
6 | 15 | 11 | 1519.1577 | 1538.7045 | 1577.7995 | 1622.7998 | 2874.7888 | 2949.3146 | 3117.0952 | 3429.2383 | -69.5144 | -125.2818 | -218.1586 | -331.0073 | 161.069 | 244.0355 | 409.0791 | 711.7852 | 11.4047 | 22.3857 | 45.6334 | 80.2629 | -1518.2481 | -1741.1458 | -2222.4575 | -2851.3087 | 16.3882 | 33.0967 | 60.7641 | 99.727 | 2995.046 | 2921.1095 | 2769.7553 | 2761.4971
6 | 15 | 12 | 1557.7862 | 1577.5014 | 1617.6018 | 1662.9932 | 2947.7918 | 3024.2101 | 3196.2514 | 3516.321 | -72.7596 | -129.4924 | -223.8506 | -337.6333 | 155.8747 | 233.1779 | 389.616 | 677.793 | 7.7307 | 16.8279 | 37.2426 | 66.4103 | -1689.5638 | -1936.9102 | -2472.9335 | -3177.3588 | 6.8056 | 10.8106 | 20.1925 | 33.0052 | 2913.6655 | 2796.1253 | 2564.1202 | 2441.5306
6 | 15 | 13 | 1555.797 | 1575.7776 | 1616.0926 | 1660.0176 | 2989.1949 | 3066.6866 | 3241.1442 | 3565.7094 | -74.9078 | -133.7552 | -229.5426 | -346.2621 | 145.975 | 221.9077 | 372.873 | 641.0446 | 6.0274 | 14.7212 | 35.166 | 62.7372 | -1739.6677 | -1996.2369 | -2551.9609 | -3279.3049 | 3.0811 | 2.2937 | 4.1876 | 7.1802 | 2885.4999 | 2751.3947 | 2487.9599 | 2311.1222
6 | 15 | 14 | 1546.4055 | 1566.9744 | 1606.9743 | 1650.4173 | 3003.5438 | 3081.4075 | 3256.7026 | 3582.8258 | -77.9695 | -138.7401 | -236.8365 | -356.5858 | 137.0914 | 205.4434 | 342.8503 | 585.3749 | 5.0489 | 14.8295 | 35.9593 | 65.1683 | -1622.6268 | -1861.9796 | -2380.6087 | -3060.1258 | 1.8758 | 0.72983 | 1.5925 | 2.9698 | 2993.3691 | 2868.6649 | 2626.6337 | 2470.0445
6 | 15 | 15 | 1532.3202 | 1554.6149 | 1595.8192 | 1640.2367 | 2972.6745 | 3049.7379 | 3223.2313 | 3546.0028 | -78.883 | -141.9503 | -243.849 | -365.2148 | 123.0941 | 184.7856 | 308.2831 | 516.2488 | 5.1208 | 17.2991 | 40.9899 | 73.7411 | -1250.3066 | -1435.1263 | -1831.69 | -2340.5268 | -0.013573 | -0.33038 | -0.11771 | 0.34251 | 3304.0065 | 3229.0305 | 3092.6668 | 3070.8303
6 | 15 | 16 | 1613.1248 | 1640.4515 | 1690.5807 | 1748.5653 | 2827.6434 | 2900.947 | 3065.9761 | 3373.0001 | -78.2273 | -145.1605 | -247.8106 | -375.9632 | 69.9964 | 102.7219 | 162.7837 | 266.7878 | 7.0548 | 21.8563 | 49.7868 | 89.291 | -987.6043 | -1131.7261 | -1439.3203 | -1830.4722 | -2.15 | -3.163 | -5.4878 | -8.0421 | 3449.8378 | 3385.9271 | 3276.5085 | 3263.1667
6 | 15 | 17 | 1757.9078 | 1791.1646 | 1850.4757 | 1927.2518 | 2603.8385 | 2671.3402 | 2823.3074 | 3106.0309 | -76.809 | -143.9948 | -247.0426 | -374.8054 | 75.7986 | 108.6175 | 168.4772 | 270.1053 | 8.583 | 24.7564 | 56.4339 | 100.3589 | -610.7068 | -698.7938 | -885.3223 | -1122.7255 | -6.3658 | -10.7429 | -19.1534 | -30.8888 | 3752.2464 | 3742.3472 | 3747.176 | 3875.3271
6 | 15 | 18 | 1880.7384 | 1917.3834 | 1985.2805 | 2083.1366 | 2295.0883 | 2354.586 | 2488.5337 | 2737.7332 | -72.2219 | -137.4615 | -236.1346 | -358.2766 | 90.095 | 129.136 | 195.8133 | 297.3834 | 10.4302 | 27.2557 | 60.2109 | 106.8055 | -300.1764 | -345.0468 | -441.3511 | -564.1876 | -13.8636 | -23.1107 | -41.5431 | -68.7282 | 3890.0901 | 3922.7422 | 4010.8096 | 4233.8664
6 | 15 | 19 | 1989.3688 | 2030.4426 | 2105.0858 | 2221.9552 | 1994.0817 | 2045.7761 | 2162.1562 | 2378.6726 | -64.7567 | -123.0637 | -211.4726 | -320.9046 | 94.8906 | 135.568 | 204.4804 | 304.589 | 10.1913 | 26.5598 | 57.7254 | 101.6538 | -56.5237 | -65.003 | -82.9606 | -105.1905 | -19.13 | -32.5307 | -58.7035 | -95.7909 | 3948.1219 | 4017.749 | 4176.3112 | 4484.9845
6 | 15 | 20 | 2126.7497 | 2169.2384 | 2250.5535 | 2379.9877 | 1872.5119 | 1921.0547 | 2030.3397 | 2233.656 | -57.84 | -109.5534 | -189.5799 | -283.4161 | 104.3914 | 148.3083 | 222.8957 | 328.5497 | 10.6921 | 26.4515 | 57.4546 | 101.6162 | -0.0029378 | -0.0033719 | -0.0043111 | -0.005539 | -16.2606 | -27.3353 | -47.2177 | -75.1607 | 4040.2415 | 4128.1609 | 4324.4415 | 4685.2273
6 | 15 | 21 | 2303.7269 | 2348.407 | 2438.8495 | 2587.1418 | 1630.9592 | 1673.2401 | 1768.4274 | 1945.5161 | -52.5231 | -98.1482 | -170.3389 | -254.2522 | 193.3088 | 273.9828 | 416.4782 | 613.7152 | 11.3232 | 26.1794 | 55.8165 | 97.5254 | -0.0029378 | -0.0033719 | -0.0043111 | -0.005539 | -6.0971 | -10.5479 | -20.708 | -34.3961 | 4080.6952 | 4213.1098 | 4488.5205 | 4955.2447
6 | 15 | 22 | 2265.1513 | 2308.8777 | 2398.5824 | 2550.3415 | 1427.5874 | 1464.5961 | 1547.914 | 1702.9207 | -47.099 | -88.57 | -155.2644 | -233.7172 | 211.304 | 291.6851 | 438.661 | 644.8816 | 13.1718 | 27.6091 | 57.6333 | 100.551 | -0.0029378 | -0.0033719 | -0.0043111 | -0.005539 | -2.207 | -2.9884 | -6.8179 | -12.0771 | 3867.9055 | 4001.2062 | 4280.7042 | 4752.8949
6 | 15 | 23 | 2142.7335 | 2185.4491 | 2271.0076 | 2419.6299 | 1260.0262 | 1292.691 | 1366.2296 | 1503.0426 | -41.1264 | -76.9996 | -134.1398 | -201.7009 | 315.3059 | 422.8425 | 605.7524 | 867.1439 | 12.1213 | 24.4247 | 50.4637 | 87.5338 | -0.0029378 | -0.0033719 | -0.0043111 | -0.005539 | 5.6057 | 9.4376 | 16.1091 | 24.1527 | 3694.6632 | 3857.842 | 4175.4183 | 4699.7965
6 | 15 | 24 | 2043.9849 | 2085.9798 | 2168.898 | 2313.8755 | 1148.7931 | 1178.5743 | 1245.621 | 1370.3564 | -36.0367 | -65.4292 | -114.0541 | -171.263 | 280.1266 | 371.8196 | 541.7903 | 786.1509 | 10.2958 | 19.8485 | 41.2796 | 71.2501 | -0.0029378 | -0.0033719 | -0.0043111 | -0.005539 | 6.0672 | 9.8371 | 17.4688 | 26.1661 | 3453.228 | 3600.6267 | 3900.9994 | 4396.5303
6 | 16 | 1 | 1911.3567 | 1950.6739 | 2027.1534 | 2163.9778 | 1113.7497 | 1142.6225 | 1207.624 | 1328.5543 | -34.2994 | -58.6784 | -103.3511 | -151.0364 | 236.7389 | 318.0527 | 459.3764 | 662.478 | 7.7307 | 15.0245 | 32.2932 | 54.8649 | -0.0029378 | -0.0033719 | -0.0043111 | -0.005539 | 4.7452 | 7.4472 | 13.3597 | 20.3698 | 3240.0188 | 3375.139 | 3636.4514 | 4079.2028
6 | 16 | 2 | 1811.4141 | 1849.1525 | 1921.0508 | 2052.2112 | 1087.7557 | 1115.9546 | 1179.4391 | 1297.547 | -32.6997 | -54.8593 | -96.057 | -139.555 | 161.3585 | 216.9508 | 324.0133 | 473.0057 | 7.086 | 12.7905 | 28.2536 | 47.8877 | -0.0029378 | -0.0033719 | -0.0043111 | -0.005539 | 1.0506 | 2.0162 | 3.4583 | 4.6044 | 3035.9623 | 3142.002 | 3360.1537 | 3735.6955
6 | 16 | 3 | 1733.0357 | 1769.2861 | 1837.2886 | 1963.1239 | 1093.1972 | 1121.5372 | 1185.3392 | 1304.038 | -31.572 | -51.536 | -90.0835 | -132.5045 | 104.7711 | 144.9452 | 221.8829 | 333.7101 | 6.2744 | 12.0946 | 26.0415 | 44.2787 | -0.0029378 | -0.0033719 | -0.0043111 | -0.005539 | 1.1917 | 1.79 | 3.3352 | 4.5432 | 2906.8952 | 2998.1138 | 3183.7995 | 3517.1838
6 | 16 | 4 | 1675.6951 | 1710.5085 | 1775.5846 | 1895.4719 | 1139.4241 | 1168.9624 | 1235.4623 | 1359.1804 | -30.5515 | -50.7617 | -88.763 | -132.5045 | 68.3819 | 98.023 | 155.9584 | 241.7649 | 6.2744 | 11.683 | 24.7364 | 43.4057 | -0.0029378 | -0.0033719 | -0.0043111 | -0.005539 | 0.26603 | 0.5213 | 0.86458 | 1.4244 | 2859.4872 | 2938.9331 | 3103.839 | 3408.7373
6 | 16 | 5 | 1631.1772 | 1664.7859 | 1726.394 | 1840.4924 | 1236.5294 | 1268.5851 | 1340.7524 | 1475.0141 | -31.2071 | -52.4234 | -93.416 | -139.555 | 42.9893 | 63.9647 | 109.7506 | 178.2301 | 7.086 | 13.6327 | 27.4711 | 47.8877 | -0.0029378 | -0.0033719 | -0.0043111 | -0.005539 | 1.5935 | 2.8502 | 4.9412 | 7.5019 | 2888.1654 | 2961.3918 | 3115.8889 | 3409.5655
6 | 16 | 6 | 1687.1689 | 1721.7449 | 1785.8714 | 1903.0533 | 1254.7988 | 1287.3281 | 1360.5617 | 1496.807 | -32.8833 | -57.1298 | -101.478 | -152.1941 | 31.1951 | 46.2625 | 83.7999 | 145.37 | 8.3618 | 15.1341 | 30.7283 | 53.446 | -77.8365 | -89.0907 | -113.4705 | -145.5804 | 0.13573 | 0.20852 | 0.17589 | 0.60149 | 2870.9406 | 2924.4577 | 3046.1886 | 3301.5034
6 | 16 | 7 | 1652.1895 | 1684.4766 | 1745.1576 | 1850.3026 | 1492.2673 | 1530.9528 | 1618.0456 | 1780.0752 | -37.501 | -66.2643 | -120.2431 | -180.6289 | 31.594 | 50.6881 | 81.6204 | 138.1644 | 11.7385 | 21.2782 | 42.2517 | 71.7806 | -395.1858 | -452.4708 | -575.7273 | -737.2362 | 0.13573 | 0.20852 | 0.37073 | 1.093 | 2755.2383 | 2768.8691 | 2791.4756 | 2923.5508
6 | 16 | 8 | 1689.6369 | 1720.9823 | 1780.5231 | 1879.0725 | 1745.3485 | 1790.5948 | 1892.4582 | 2081.9672 | -44.8154 | -78.2783 | -143.6612 | -214.2276 | 43.3881 | 64.5012 | 104.8512 | 172.1567 | 13.9698 | 24.8674 | 49.1505 | 84.2144 | -788.9521 | -904.2115 | -1152.2107 | -1476.5574 | 7.5928 | 11.707 | 16.0617 | 34.2778 | 2666.1686 | 2630.1629 | 2547.1727 | 2560.9035
6 | 16 | 9 | 1694.9368 | 1724.9941 | 1781.0202 | 1873.076 | 1966.146 | 2017.1162 | 2131.8659 | 2345.349 | -51.9463 | -91.6755 | -165.5539 | -251.4077 | 58.0834 | 84.7463 | 134.5695 | 225.0892 | 16.5566 | 29.3354 | 57.4167 | 98.94 | -1205.4271 | -1381.9005 | -1762.0394 | -2259.0614 | 16.9312 | 25.8215 | 41.1886 | 75.8374 | 2495.2806 | 2408.4374 | 2218.4677 | 2107.8225
6 | 16 | 10 | 1756.4751 | 1786.6116 | 1843.6352 | 1935.8941 | 2111.351 | 2166.0855 | 2289.3098 | 2518.5592 | -58.0565 | -100.81 | -179.5894 | -274.6787 | 71.6819 | 104.9914 | 169.9815 | 278.0216 | 15.6649 | 28.9048 | 57.4167 | 99.0417 | -1685.6803 | -1935.8525 | -2478.0081 | -3187.6356 | 22.5233 | 34.3831 | 53.8894 | 100.0472 | 2233.9594 | 2084.3139 | 1756.6351 | 1469.2495
6 | 16 | 11 | 1827.4238 | 1858.94 | 1919.2662 | 2014.1904 | 2192.9363 | 2249.7859 | 2377.7717 | 2615.8795 | -63.4806 | -108.7266 | -191.8179 | -292.7859 | 86.3771 | 129.1257 | 206.1875 | 334.8424 | 15.3311 | 28.1899 | 55.9248 | 98.94 | -1888.0961 | -2168.3134 | -2775.903 | -3572.1385 | 21.2067 | 33.0967 | 54.3129 | 99.727 | 2191.6983 | 2022.0982 | 1645.7422 | 1298.6549
6 | 16 | 12 | 1911.7494 | 1945.0992 | 2008.9473 | 2109.686 | 2227.6312 | 2285.3801 | 2415.3908 | 2657.2659 | -67.8535 | -114.5989 | -199.0354 | -301.4149 | 99.9756 | 145.4817 | 232.9323 | 373.855 | 13.1487 | 25.2668 | 51.1135 | 93.521 | -1983.9249 | -2277.069 | -2912.0582 | -3744.9329 | 6.6617 | 10.8106 | 29.8341 | 33.0052 | 2207.3881 | 2020.3706 | 1627.1245 | 1220.9852
6 | 16 | 13 | 1978.3402 | 2012.7868 | 2080.5519 | 2186.0286 | 2222.7316 | 2280.3535 | 2410.0782 | 2651.4213 | -71.8592 | -117.8091 | -204.7274 | -309.3108 | 102.8767 | 148.8344 | 240.8054 | 384.3781 | 11.8498 | 23.5528 | 47.2092 | 90.3937 | -1939.0971 | -2225.5327 | -2845.8686 | -3660.0569 | 1.2107 | 2.2937 | 4.741 | 7.1802 | 2306.0526 | 2124.4794 | 1732.7897 | 1350.0342
6 | 16 | 14 | 1998.5258 | 2033.6652 | 2102.7261 | 2209.7292 | 2213.9251 | 2271.3187 | 2400.5295 | 2640.9163 | -74.3724 | -121.9067 | -210.4193 | -314.7789 | 101.8892 | 147.9111 | 235.5334 | 368.1238 | 11.1237 | 22.6985 | 46.1126 | 91.1164 | -1837.346 | -2108.9055 | -2696.4361 | -3465.9209 | 0.40177 | 0.72983 | 1.5019 | 2.9698 | 2414.1472 | 2245.5111 | 1879.5481 | 1532.1557
6 | 16 | 15 | 2052.7621 | 2089.3882 | 2163.1544 | 2273.3612 | 2196.3047 | 2253.2415 | 2381.4239 | 2619.8975 | -76.8855 | -126.0042 | -214.5858 | -323.0994 | 94.1025 | 138.3998 | 215.8168 | 333.5701 | 11.9991 | 25.168 | 49.6406 | 99.7908 | -1512.5347 | -1734.7744 | -2214.6145 | -2843.0997 | -0.12216 | -0.33038 | -0.49385 | 0.34251 | 2765.6261 | 2645.0885 | 2380.3416 | 2160.7631
6 | 16 | 16 | 2062.3654 | 2100.0341 | 2177.7463 | 2290.3279 | 2148.0593 | 2203.7455 | 2329.1122 | 2562.3473 | -78.3015 | -127.2744 | -220.5593 | -329.1086 | 52.6091 | 76.8545 | 118.2481 | 177.5986 | 14.396 | 28.6178 | 55.5052 | 110.757 | -1239.2113 | -1421.8745 | -1815.3967 | -2326.2195 | -2.0007 | -3.163 | -4.2458 | -8.0421 | 2957.9163 | 2856.94 | 2640.4098 | 2477.6607
6 | 16 | 17 | 2074.3358 | 2112.954 | 2193.1888 | 2308.3199 | 2097.2382 | 2151.6068 | 2274.0074 | 2501.7244 | -77.5694 | -127.7703 | -223.2004 | -332.8067 | 55.909 | 78.861 | 123.9417 | 185.9365 | 16.5689 | 32.6254 | 61.8923 | 122.4724 | -876.1599 | -1006.1139 | -1286.448 | -1650.1827 | -6.7947 | -10.7429 | -16.3066 | -30.8888 | 3283.5278 | 3231.4201 | 3127.0752 | 3104.5749
6 | 16 | 18 | 2087.2379 | 2126.9839 | 2207.4725 | 2328.4461 | 2007.3066 | 2059.3439 | 2176.4958 | 2394.4481 | -74.5054 | -124.6646 | -218.3425 | -329.3375 | 55.909 | 78.861 | 123.9417 | 185.9365 | 19.4448 | 36.7535 | 68.2063 | 134.5149 | -397.0039 | -455.8611 | -583.13 | -748.5408 | -15.0689 | -23.1107 | -37.6288 | -68.7282 | 3683.32 | 3698.3058 | 3737.015 | 3896.7391
6 | 16 | 19 | 2089.0454 | 2129.6782 | 2212.5016 | 2338.7744 | 1812.8937 | 1859.8911 | 1965.6966 | 2162.5396 | -68.5328 | -115.8606 | -201.4609 | -306.1828 | 61.7112 | 86.6393 | 133.4029 | 194.2744 | 19.9456 | 37.8799 | 67.4239 | 134.8198 | -91.1159 | -105.0302 | -134.9859 | -173.0849 | -21.2067 | -32.5307 | -53.5268 | -95.7909 | 3802.7404 | 3860.6668 | 3989.0512 | 4255.3495
6 | 16 | 20 | 2148.4942 | 2190.0365 | 2274.693 | 2406.0563 | 1753.2159 | 1798.6662 | 1900.9887 | 2091.352 | -62.1647 | -106.4476 | -181.7334 | -282.0664 | 84.0129 | 116.5453 | 173.4607 | 245.5131 | 19.4543 | 36.5368 | 63.1134 | 128.6405 | -0.0029378 | -0.0033719 | -0.0043111 | -0.005539 | -18.2342 | -27.3353 | -43.3859 | -75.1607 | 3924.7754 | 4007.9986 | 4187.1321 | 4514.3292
6 | 16 | 21 | 2254.3378 | 2298.4132 | 2386.7622 | 2533.416 | 1569.3635 | 1610.0475 | 1701.6399 | 1872.0406 | -56.5594 | -96.2082 | -166.3773 | -255.5223 | 132.9038 | 187.0809 | 282.6194 | 413.2193 | 16.8986 | 31.7061 | 56.8508 | 113.7227 | -0.0029378 | -0.0033719 | -0.0043111 | -0.005539 | -5.9613 | -10.5479 | -21.8202 | -34.3961 | 3910.9801 | 4020.4882 | 4239.6705 | 4642.4747
6 | 16 | 22 | 2166.5632 | 2209.5001 | 2294.1087 | 2441.0297 | 1396.6812 | 1432.8887 | 1514.4029 | 1666.0538 | -51.1047 | -86.9084 | -151.3028 | -230.9812 | 144.6078 | 200.3576 | 302.0824 | 441.6295 | 15.2266 | 28.5596 | 53.9808 | 103.6295 | -0.0029378 | -0.0033719 | -0.0043111 | -0.005539 | -1.5283 | -2.9884 | -7.5593 | -12.0771 | 3670.4428 | 3781.4059 | 4005.7083 | 4409.2787
6 | 16 | 23 | 2046.4 | 2087.5391 | 2167.8371 | 2310.7084 | 1257.9313 | 1290.5418 | 1363.9582 | 1500.5437 | -44.7366 | -75.4511 | -132.8193 | -196.9618 | 165.9029 | 226.3745 | 341.0084 | 507.3495 | 12.3737 | 23.4445 | 46.9466 | 84.369 | -0.0029378 | -0.0033719 | -0.0043111 | -0.005539 | 6.0129 | 9.4376 | 12.7725 | 24.1527 | 3443.8812 | 3561.8831 | 3799.6992 | 4230.1559
6 | 16 | 24 | 1973.1998 | 2014.1028 | 2092.4347 | 2234.3588 | 1136.554 | 1166.018 | 1232.3504 | 1355.7568 | -38.81 | -65.7076 | -115.8611 | -171.996 | 280.1266 | 371.8196 | 541.7903 | 786.1509 | 10.3678 | 19.1526 | 39.9746 | 69.933 | -0.0029378 | -0.0033719 | -0.0043111 | -0.005539 | 6.0672 | 9.8371 | 17.4688 | 26.1661 | 3367.5025 | 3515.2191 | 3808.1533 | 4300.364
6 | 17 | 1 | 1862.7156 | 1901.4697 | 1974.3687 | 2110.5231 | 1089.2855 | 1117.524 | 1181.0977 | 1299.3718 | -34.2994 | -56.8515 | -97.864 | -146.7219 | 236.7389 | 318.0527 | 459.3764 | 662.478 | 7.086 | 13.6327 | 28.7761 | 50.2812 | -0.0029378 | -0.0033719 | -0.0043111 | -0.005539 | 4.7452 | 7.4472 | 13.3597 | 20.3698 | 3166.2688 | 3301.2714 | 3559.1104 | 3996.2964
6 | 17 | 2 | 1771.2143 | 1808.4334 | 1877.377 | 2007.7003 | 1069.2092 | 1096.9273 | 1159.3293 | 1275.4234 | -31.6791 | -53.1977 | -91.609 | -136.819 | 161.3585 | 216.9508 | 324.0133 | 473.0057 | 6.2744 | 12.0946 | 26.0415 | 45.6975 | -0.0029378 | -0.0033719 | -0.0043111 | -0.005539 | 1.0506 | 2.0162 | 3.4583 | 4.6044 | 2977.4249 | 3083.2212 | 3298.606 | 3669.607
6 | 17 | 3 | 1702.2312 | 1738.051 | 1804.1636 | 1929.4723 | 1072.4152 | 1100.2164 | 1162.8055 | 1279.2478 | -30.5515 | -50.7617 | -87.161 | -127.7653 | 104.7711 | 144.9452 | 221.8829 | 333.7101 | 5.4628 | 10.7028 | 22.4621 | 39.7967 | -0.0029378 | -0.0033719 | -0.0043111 | -0.005539 | 1.1917 | 1.79 | 3.3352 | 4.5432 | 2855.5176 | 2944.9404 | 3127.484 | 3458.9992
6 | 17 | 4 | 1649.6428 | 1684.238 | 1747.727 | 1867.7955 | 1107.0628 | 1135.7622 | 1200.3734 | 1320.5777 | -30.0795 | -50.5965 | -84.3149 | -127.7653 | 68.3819 | 98.023 | 155.9584 | 241.7649 | 5.4628 | 10.7028 | 22.4621 | 39.7967 | -0.0029378 | -0.0033719 | -0.0043111 | -0.005539 | 0.26603 | 0.5213 | 0.86458 | 1.4244 | 2800.7339 | 2878.6474 | 3043.0662 | 3343.5883
6 | 17 | 5 | 1592.6871 | 1625.7105 | 1685.981 | 1799.4054 | 1183.5341 | 1214.216 | 1283.2903 | 1411.7978 | -30.0795 | -50.7617 | -87.4425 | -130.9261 | 42.9893 | 63.9647 | 109.7506 | 178.2301 | 6.4414 | 12.0946 | 25.259 | 44.2787 | -0.0029378 | -0.0033719 | -0.0043111 | -0.005539 | 1.5935 | 2.8502 | 4.9412 | 7.5019 | 2797.163 | 2868.071 | 3021.7752 | 3310.2822
6 | 17 | 6 | 1658.6067 | 1693.4364 | 1757.1749 | 1876.8703 | 1146.6071 | 1176.3317 | 1243.2509 | 1367.7489 | -31.8628 | -53.6413 | -95.5045 | -145.1435 | 31.1951 | 46.2625 | 83.7999 | 145.37 | 8.1949 | 14.6129 | 29.4232 | 51.1542 | -99.7289 | -114.362 | -146.1754 | -188.2917 | 0.13573 | 0.20852 | 0.17589 | 0.60149 | 2713.1479 | 2762.8488 | 2872.1449 | 3108.3096
6 | 17 | 7 | 1649.5534 | 1682.754 | 1743.9454 | 1857.0916 | 1318.7141 | 1352.9003 | 1429.8641 | 1573.0494 | -34.7737 | -62.0015 | -111.1421 | -169.1475 | 31.594 | 50.6881 | 81.6204 | 138.1644 | 11.5716 | 20.8477 | 40.9466 | 69.4888 | -302.2963 | -349.2619 | -452.9811 | -592.6506 | 0.13573 | 0.20852 | 0.37073 | 1.093 | 2674.4988 | 2696.1352 | 2732.6241 | 2877.0891
6 | 17 | 8 | 1740.8331 | 1774.8034 | 1838.1076 | 1951.2191 | 1496.8618 | 1535.6663 | 1623.0273 | 1785.5558 | -39.9399 | -72.1886 | -130.3937 | -200.0101 | 43.3881 | 64.5012 | 104.8512 | 172.1567 | 15.745 | 27.7973 | 53.1902 | 92.3054 | -744.7497 | -854.5564 | -1091.6711 | -1402.455 | 7.5928 | 11.707 | 16.0617 | 34.2778 | 2519.7312 | 2487.7302 | 2413.1731 | 2433.0495
6 | 17 | 9 | 1805.0786 | 1839.1136 | 1903.7484 | 2014.7781 | 1670.0078 | 1713.301 | 1810.7672 | 1992.0958 | -46.1267 | -82.9847 | -152.0048 | -232.7595 | 58.0834 | 84.7463 | 134.5695 | 225.0892 | 19.3606 | 34.0321 | 64.7136 | 112.9319 | -1288.1237 | -1479.5997 | -1894.7039 | -2439.6432 | 16.9312 | 25.8215 | 41.1886 | 75.8374 | 2235.2112 | 2134.4301 | 1908.2787 | 1748.3297
6 | 17 | 10 | 1888.1814 | 1922.959 | 1990.0002 | 2102.2473 | 1809.7625 | 1856.6787 | 1962.3014 | 2158.8045 | -51.0022 | -91.9539 | -167.5658 | -256.4551 | 71.6819 | 104.9914 | 169.9815 | 278.0216 | 19.5995 | 34.8553 | 66.6657 | 117.5155 | -1671.7116 | -1919.8003 | -2457.3646 | -3161.5901 | 22.5233 | 34.3831 | 53.8894 | 100.0472 | 2089.0347 | 1942.1133 | 1617.9078 | 1338.591
6 | 17 | 11 | 1985.6246 | 2021.8158 | 2091.7243 | 2208.7977 | 1905.7032 | 1955.1066 | 2066.3287 | 2273.2489 | -56.4263 | -98.0436 | -176.8718 | -269.8232 | 86.3771 | 129.1257 | 206.1875 | 334.8424 | 17.584 | 32.0892 | 61.0719 | 111.8556 | -1875.3214 | -2154.031 | -2757.8898 | -3548.6336 | 21.2067 | 33.0967 | 54.3129 | 99.727 | 2084.748 | 1919.1595 | 1544.8638 | 1210.0148
6 | 17 | 12 | 2062.3499 | 2099.8489 | 2173.0082 | 2294.0761 | 1962.9676 | 2013.8555 | 2128.4197 | 2341.5577 | -61.0876 | -103.8028 | -183.0502 | -275.716 | 99.9756 | 145.4817 | 232.9323 | 373.855 | 14.8438 | 27.4819 | 52.8057 | 101.9545 | -1996.4327 | -2292.9082 | -2935.1886 | -3776.8045 | 6.6617 | 10.8106 | 29.8341 | 33.0052 | 2089.2783 | 1900.7675 | 1498.7612 | 1091.9279
6 | 17 | 13 | 2125.6412 | 2164.5185 | 2241.4588 | 2365.5396 | 1981.5971 | 2032.9679 | 2148.6194 | 2363.7802 | -65.2004 | -108.6746 | -190.2677 | -283.1873 | 102.8767 | 148.8344 | 240.8054 | 384.3781 | 13.3061 | 25.7678 | 47.9944 | 97.9543 | -1972.7738 | -2266.0043 | -2901.3417 | -3734.2984 | 1.2107 | 2.2937 | 4.741 | 7.1802 | 2186.6577 | 1999.7034 | 1592.0096 | 1201.3467
6 | 17 | 14 | 2128.3153 | 2167.089 | 2244.2532 | 2366.7589 | 2014.2727 | 2066.4905 | 2184.049 | 2402.7577 | -68.7341 | -113.4943 | -196.2412 | -293.3946 | 101.8892 | 147.9111 | 235.5334 | 368.1238 | 12.8189 | 25.4713 | 46.1153 | 99.6516 | -1913.5939 | -2197.791 | -2813.2893 | -3618.57 | 0.40177 | 0.72983 | 1.5019 | 2.9698 | 2275.3699 | 2096.4064 | 1701.9224 | 1328.2973
6 | 17 | 15 | 2133.84 | 2172.646 | 2251.3392 | 2372.2152 | 2035.8412 | 2088.6182 | 2207.4355 | 2428.4861 | -72.2678 | -117.4788 | -202.2146 | -303.7181 | 94.1025 | 138.3998 | 215.8168 | 333.5701 | 12.9546 | 26.4028 | 47.8157 | 103.7423 | -1705.3177 | -1958.5349 | -2506.6533 | -3222.5197 | -0.12216 | -0.33038 | -0.49385 | 0.34251 | 2499.0307 | 2349.7227 | 2013.0455 | 1712.1184
6 | 17 | 16 | 2155.1179 | 2195.0219 | 2278.6122 | 2401.1574 | 2002.9849 | 2054.9101 | 2171.8098 | 2389.2929 | -74.0488 | -122.2375 | -211.1107 | -314.0419 | 52.6091 | 76.8545 | 118.2481 | 177.5986 | 14.7068 | 29.2839 | 52.7732 | 112.9625 | -1386.7845 | -1592.493 | -2037.2897 | -2616.6636 | -2.0007 | -3.163 | -4.2458 | -8.0421 | 2762.5846 | 2638.1769 | 2368.7972 | 2142.2638
6 | 17 | 17 | 2191.7458 | 2232.8205 | 2318.9347 | 2445.8648 | 1968.375 | 2019.403 | 2134.2828 | 2348.0079 | -74.9163 | -123.5077 | -218.4814 | -319.318 | 55.909 | 78.861 | 123.9417 | 185.9365 | 16.7127 | 32.7337 | 60.0782 | 123.0558 | -936.193 | -1075.489 | -1376.3831 | -1766.9678 | -6.7947 | -10.7429 | -16.3066 | -30.8888 | 3214.8385 | 3154.0786 | 3026.0664 | 2985.6903
6 | 17 | 18 | 2254.302 | 2297.333 | 2386.957 | 2522.4139 | 1879.6052 | 1928.3319 | 2038.0309 | 2242.1174 | -73.6356 | -123.2815 | -221.199 | -321.4377 | 55.909 | 78.861 | 123.9417 | 185.9365 | 19.3498 | 37.4196 | 68.6775 | 136.6187 | -431.8366 | -496.4567 | -635.8184 | -815.7528 | -15.0689 | -23.1107 | -37.6288 | -68.7282 | 3688.6249 | 3699.0967 | 3722.9608 | 3881.1679
6 | 17 | 19 | 2288.2518 | 2332.8876 | 2425.6355 | 2568.5988 | 1712.5414 | 1756.9373 | 1856.8859 | 2042.8327 | -69.2627 | -117.2439 | -208.4839 | -307.3365 | 61.7112 | 86.6393 | 133.4029 | 194.2744 | 19.8506 | 37.861 | 68.8643 | 136.5811 | -79.7584 | -91.8713 | -117.854 | -150.7609 | -21.2067 | -32.5307 | -53.5268 | -95.7909 | 3912.1272 | 3972.6792 | 4104.9239 | 4388.3988
6 | 17 | 20 | 2365.6807 | 2411.7361 | 2507.2053 | 2658.134 | 1650.2554 | 1693.0366 | 1789.35 | 1968.5339 | -63.6573 | -108.9967 | -188.7565 | -285.9562 | 84.0129 | 116.5453 | 173.4607 | 245.5131 | 19.4543 | 36.9484 | 66.506 | 132.2495 | -0.0029378 | -0.0033719 | -0.0043111 | -0.005539 | -18.2342 | -27.3353 | -43.3859 | -75.1607 | 4037.5089 | 4121.931 | 4304.3753 | 4643.3081
6 | 17 | 21 | 2398.1528 | 2445.4981 | 2541.4974 | 2701.012 | 1493.9847 | 1532.7146 | 1619.9077 | 1782.1238 | -57.5799 | -98.2004 | -171.8749 | -260.2614 | 132.9038 | 187.0809 | 282.6194 | 413.2193 | 18.3549 | 34.2244 | 62.8427 | 122.0171 | -0.0029378 | -0.0033719 | -0.0043111 | -0.005539 | -5.9613 | -10.5479 | -21.8202 | -34.3961 | 3979.852 | 4090.7664 | 4313.1677 | 4723.709
6 | 17 | 22 | 2240.1471 | 2284.6697 | 2373.9225 | 2527.06 | 1350.0356 | 1385.0338 | 1463.8256 | 1610.4118 | -51.3189 | -87.8479 | -153.6729 | -231.4059 | 144.6078 | 200.3576 | 302.0824 | 441.6295 | 16.444 | 30.6473 | 58.0205 | 107.4418 | -0.0029378 | -0.0033719 | -0.0043111 | -0.005539 | -1.5283 | -2.9884 | -7.5593 | -12.0771 | 3698.3843 | 3809.8688 | 4036.6145 | 4443.0545
6 | 17 | 23 | 2056.3724 | 2098.0642 | 2179.3426 | 2323.7141 | 1224.2833 | 1256.0215 | 1327.4741 | 1460.4061 | -44.1881 | -75.6163 | -130.4597 | -197.3865 | 168.8039 | 232.8066 | 350.4697 | 529.0457 | 12.7795 | 23.8561 | 46.1641 | 85.6862 | -0.0029378 | -0.0033719 | -0.0043111 | -0.005539 | 6.0129 | 9.4376 | 12.7725 | 24.1527 | 3424.0611 | 3544.5663 | 3785.7589 | 4225.6127
6 | 17 | 24 | 1867.716 | 1905.2957 | 1977.1651 | 2110.2275 | 1202.2763 | 1233.444 | 1303.6122 | 1434.1547 | -38.2614 | -64.768 | -111.6946 | -167.6815 | 311.3215 | 418.0817 | 612.6142 | 904.2419 | 9.3173 | 17.7607 | 36.3329 | 64.3747 | -0.0029378 | -0.0033719 | -0.0043111 | -0.005539 | 6.0672 | 9.8371 | 17.4688 | 26.1661 | 3358.4339 | 3519.6478 | 3835.4943 | 4371.4777
6 | 18 | 1 | 1784.9322 | 1820.9109 | 1889.2366 | 2018.8896 | 1137.563 | 1167.0531 | 1233.4444 | 1356.9604 | -33.1717 | -56.5731 | -96.057 | -145.8726 | 224.5458 | 301.6967 | 448.3269 | 668.5513 | 7.7307 | 15.1517 | 31.5107 | 54.7632 | -0.0029378 | -0.0033719 | -0.0043111 | -0.005539 | 4.7452 | 7.4472 | 13.3597 | 20.3698 | 3126.3422 | 3255.6832 | 3519.8171 | 3973.6562
6 | 18 | 2 | 1714.7843 | 1749.6775 | 1815.1211 | 1940.8425 | 1111.9982 | 1140.8256 | 1205.7249 | 1326.465 | -31.0235 | -52.145 | -88.1999 | -132.0798 | 138.169 | 191.7437 | 296.2208 | 451.8012 | 6.2744 | 11.8103 | 26.0415 | 45.5959 | -0.0029378 | -0.0033719 | -0.0043111 | -0.005539 | 1.0506 | 2.0162 | 3.4583 | 4.6044 | 2941.2501 | 3043.9248 | 3258.3623 | 3637.2237
6 | 18 | 3 | 1664.1727 | 1698.1898 | 1761.4173 | 1882.5995 | 1128.6787 | 1157.9385 | 1223.8113 | 1346.3626 | -30.3373 | -50.3182 | -85.0724 | -127.3407 | 84.4827 | 122.1572 | 197.858 | 316.3936 | 5.4628 | 10.7028 | 23.2446 | 41.1139 | -0.0029378 | -0.0033719 | -0.0043111 | -0.005539 | 1.1917 | 1.79 | 3.3352 | 4.5432 | 2853.6484 | 2940.4568 | 3124.5897 | 3463.6666
6 | 18 | 4 | 1627.4639 | 1660.316 | 1720.7009 | 1836.5751 | 1220.3094 | 1251.9446 | 1323.1652 | 1455.6658 | -30.5515 | -51.3708 | -88.1999 | -132.0798 | 49.5891 | 79.2479 | 138.6748 | 235.0508 | 5.8686 | 11.3987 | 23.9539 | 41.1139 | -0.0029378 | -0.0033719 | -0.0043111 | -0.005539 | 0.26603 | 0.5213 | 0.86458 | 1.4244 | 2872.9427 | 2952.0543 | 3119.1552 | 3437.7445
6 | 18 | 5 | 1589.0909 | 1619.2333 | 1676.1462 | 1782.3658 | 1426.2651 | 1463.2395 | 1546.4802 | 1701.3434 | -32.6997 | -55.1898 | -97.5825 | -144.7189 | 43.996 | 69.3239 | 126.8312 | 231.654 | 7.7891 | 14.3286 | 29.4232 | 51.1542 | -0.0029378 | -0.0033719 | -0.0043111 | -0.005539 | 1.5935 | 2.8502 | 4.9412 | 7.5019 | 3036.0318 | 3113.7823 | 3286.2353 | 3629.2948
6 | 18 | 6 | 1607.1163 | 1636.4104 | 1692.2193 | 1791.386 | 1642.3039 | 1684.8788 | 1780.7282 | 1959.0487 | -37.8659 | -67.0385 | -121.5637 | -182.632 | 70.6944 | 108.0811 | 186.6056 | 322.9584 | 13.7309 | 24.5831 | 47.0738 | 80.8463 | -85.1882 | -97.5009 | -124.1947 | -159.4841 | 0.13573 | 0.20852 | 0.17589 | 0.60149 | 3210.9271 | 3289.6225 | 3461.0445 | 3812.7249
6 | 18 | 7 | 1512.2115 | 1536.861 | 1582.8608 | 1657.6663 | 2102.4025 | 2156.905 | 2279.6071 | 2507.8848 | -45.7595 | -83.4806 | -151.0319 | -232.0264 | 120.2832 | 180.4839 | 299.8697 | 517.9425 | 18.0713 | 31.5328 | 61.3318 | 103.8662 | -418.6019 | -480.6348 | -615.3961 | -793.0397 | 0.13573 | 0.20852 | 0.37073 | 1.093 | 3288.7428 | 3341.8757 | 3457.6122 | 3763.3867
6 | 18 | 8 | 1459.3661 | 1480.6874 | 1520.1372 | 1575.169 | 2513.3842 | 2578.541 | 2725.229 | 2998.1309 | -55.7247 | -98.87 | -179.1795 | -276.6818 | 167.5787 | 248.8737 | 409.6196 | 699.5685 | 19.6945 | 33.9048 | 65.4961 | 112.1605 | -834.9315 | -957.9678 | -1222.7025 | -1564.7254 | 7.5928 | 9.0382 | 16.0617 | 34.2778 | 3276.9602 | 3294.2072 | 3334.6616 | 3577.8995
6 | 18 | 9 | 1492.0093 | 1513.1847 | 1551.5553 | 1596.8968 | 2797.7 | 2870.2273 | 3033.5088 | 3337.2816 | -64.5317 | -110.4404 | -197.3816 | -301.5311 | 187.1596 | 279.5637 | 460.44 | 783.6579 | 16.7955 | 29.3354 | 57.9393 | 101.676 | -1354.3444 | -1554.7416 | -1988.8106 | -2557.5983 | 16.9312 | 23.0132 | 41.1886 | 75.8374 | 3091.7194 | 3050.1423 | 2958.4399 | 3036.2205
6 | 18 | 10 | 1481.2561 | 1501.2671 | 1537.2357 | 1573.8221 | 2986.9475 | 3064.3809 | 3238.7074 | 3563.0286 | -70.0629 | -118.7484 | -210.0966 | -320.0629 | 179.0642 | 268.1697 | 444.4911 | 764.7174 | 15.498 | 27.1014 | 53.8373 | 96.9907 | -1683.0726 | -1932.4337 | -2472.6543 | -3180.3419 | 22.5233 | 29.7753 | 53.8894 | 100.0472 | 2932.1536 | 2839.5123 | 2645.4101 | 2598.2013
6 | 18 | 11 | 1631.5444 | 1652.7837 | 1695.613 | 1740.4191 | 3103.7573 | 3184.2189 | 3365.3628 | 3702.3671 | -75.2728 | -125.8908 | -221.0046 | -337.7457 | 161.069 | 244.0355 | 409.0791 | 711.7852 | 14.5914 | 24.8674 | 50.9781 | 93.6226 | -1922.3466 | -2207.1839 | -2823.973 | -3631.0198 | 21.2067 | 29.212 | 54.3129 | 99.727 | 2934.5495 | 2802.0428 | 2530.3684 | 2379.1555
6 | 18 | 12 | 1754.7758 | 1780.9892 | 1830.0146 | 1878.0926 | 3174.6387 | 3256.9378 | 3442.2185 | 3786.9191 | -79.4621 | -131.154 | -228.5036 | -346.3745 | 155.8747 | 233.1779 | 389.616 | 677.793 | 13.6264 | 22.6511 | 46.8139 | 92.7872 | -2026.9866 | -2327.465 | -2978.1701 | -3829.6097 | 6.6617 | 15.8097 | 29.8341 | 33.0052 | 2999.1286 | 2850.9466 | 2531.8235 | 2292.6128
6 | 18 | 13 | 1829.9571 | 1856.3234 | 1908.0984 | 1961.5503 | 3221.5547 | 3305.07 | 3493.0889 | 3842.8836 | -83.1794 | -137.1916 | -237.2464 | -357.0066 | 145.975 | 221.9077 | 372.873 | 641.0446 | 13.0673 | 21.2403 | 45.6442 | 94.142 | -2092.6345 | -2402.1698 | -3072.1335 | -3947.8447 | 1.2107 | 2.616 | 4.741 | 7.1802 | 3035.9508 | 2867.796 | 2515.0656 | 2241.9494
6 | 18 | 14 | 1890.6333 | 1919.7566 | 1974.6952 | 2029.9414 | 3253.0779 | 3337.4104 | 3527.269 | 3880.4865 | -86.713 | -143.2292 | -244.7454 | -367.2139 | 137.0914 | 205.4434 | 342.8503 | 585.3749 | 12.5081 | 20.6893 | 45.5928 | 95.7001 | -1965.0785 | -2256.0115 | -2885.5891 | -3707.759 | 0.40177 | 0.85169 | 1.5019 | 2.9698 | 3241.9209 | 3084.9106 | 2761.5747 | 2519.4998
6 | 18 | 15 | 1995.7902 | 2026.9394 | 2087.4022 | 2153.6803 | 3208.0023 | 3291.1663 | 3478.3942 | 3826.7174 | -89.7747 | -146.5524 | -250.4374 | -373.1066 | 123.0941 | 184.7856 | 308.2831 | 516.2488 | 12.7239 | 21.4935 | 47.6911 | 99.3466 | -1730.007 | -1986.4263 | -2541.2654 | -3265.4985 | -0.12216 | -0.74743 | -0.49385 | 0.34251 | 3519.7066 | 3390.6586 | 3129.574 | 2957.7305
6 | 18 | 16 | 2162.8963 | 2197.3687 | 2268.6098 | 2358.3327 | 3040.5837 | 3119.4076 | 3296.8644 | 3627.0094 | -90.1397 | -148.101 | -254.1174 | -376.9964 | 69.9964 | 102.7219 | 162.7837 | 266.7878 | 12.7157 | 22.1596 | 50.2985 | 102.1202 | -1372.4174 | -1576.0417 | -2016.3629 | -2589.9397 | -2.0007 | -2.7379 | -4.2458 | -8.0421 | 3821.6345 | 3714.7772 | 3503.8304 | 3379.272
6 | 18 | 17 | 2351.8348 | 2390.7462 | 2473.9026 | 2588.3254 | 2789.9041 | 2862.2294 | 3025.0559 | 3327.9822 | -90.0631 | -148.5969 | -255.233 | -376.2635 | 75.7986 | 108.6175 | 168.4772 | 270.1053 | 13.5993 | 24.9135 | 55.516 | 108.3636 | -930.5212 | -1069.0101 | -1368.3245 | -1757.332 | -6.7947 | -9.0748 | -16.3066 | -30.8888 | 4203.7578 | 4159.8248 | 4083.0876 | 4130.2921
6 | 18 | 18 | 2529.2351 | 2575.4287 | 2670.7868 | 2807.6948 | 2462.2694 | 2526.1011 | 2669.8059 | 2937.1578 | -85.1417 | -143.2205 | -247.2476 | -366.9015 | 90.095 | 129.136 | 195.8133 | 297.3834 | 16.425 | 30.1856 | 65.4203 | 121.6856 | -423.2352 | -486.7116 | -623.6506 | -800.4106 | -15.0689 | -21.0945 | -37.6288 | -68.7282 | 4574.5787 | 4609.8247 | 4693.2992 | 4927.8814
6 | 18 | 19 | 2619.8665 | 2668.1335 | 2770.7723 | 2928.3213 | 2128.9805 | 2184.172 | 2308.4252 | 2539.5888 | -77.4929 | -129.7102 | -225.7131 | -337.0048 | 94.8906 | 135.568 | 204.4804 | 304.589 | 17.295 | 31.5598 | 66.2542 | 124.2824 | -78.9731 | -90.97 | -116.7045 | -149.3192 | -21.2067 | -29.5667 | -53.5268 | -95.7909 | 4683.3599 | 4769.1865 | 4953.9878 | 5314.6666
6 | 18 | 20 | 2727.3881 | 2777.335 | 2885.4945 | 3055.7699 | 1971.3879 | 2022.494 | 2137.5497 | 2351.6019 | -68.9766 | -116.365 | -201.5375 | -305.1047 | 104.3914 | 148.3083 | 222.8957 | 328.5497 | 17.318 | 30.6284 | 64.6784 | 121.6105 | -0.0029378 | -0.0033719 | -0.0043111 | -0.005539 | -18.2342 | -25.1011 | -43.3859 | -75.1607 | 4733.2718 | 4837.2961 | 5065.6905 | 5477.261
6 | 18 | 21 | 2764.8607 | 2815.735 | 2926.8047 | 3107.499 | 1713.884 | 1758.3146 | 1858.3416 | 2044.4343 | -61.4043 | -103.2982 | -180.208 | -273.9377 | 193.3088 | 273.9828 | 416.4782 | 613.7152 | 16.349 | 28.7166 | 60.3679 | 112.9361 | -0.0029378 | -0.0033719 | -0.0043111 | -0.005539 | -5.9613 | -10.965 | -21.8202 | -34.3961 | 4621.034 | 4762.4825 | 5059.9601 | 5570.2451
6 | 18 | 22 | 2586.3381 | 2636.4801 | 2741.2972 | 2914.2553 | 1487.7773 | 1526.3464 | 1613.1771 | 1774.7192 | -53.9392 | -91.6148 | -159.1599 | -242.3462 | 211.304 | 291.6851 | 438.661 | 644.8816 | 15.7274 | 28.1778 | 58.0205 | 105.4772 | -0.0029378 | -0.0033719 | -0.0043111 | -0.005539 | -1.5283 | -3.4054 | -7.5593 | -12.0771 | 4245.6764 | 4387.6657 | 4684.4324 | 5184.9046
6 | 18 | 23 | 2340.3268 | 2386.8888 | 2481.3317 | 2643.137 | 1310.235 | 1344.2014 | 1420.6703 | 1562.935 | -45.2087 | -78.2175 | -135.9467 | -206.0154 | 318.2069 | 426.7316 | 615.2137 | 889.9723 | 14.1272 | 24.8553 | 50.9862 | 92.5616 | -0.0029378 | -0.0033719 | -0.0043111 | -0.005539 | 6.0129 | 7.978 | 12.7725 | 24.1527 | 3943.6973 | 4112.4342 | 4445.0235 | 5006.7378
6 | 18 | 24 | 2188.4324 | 2233.4966 | 2321.7015 | 2475.3759 | 1201.5122 | 1232.6601 | 1302.7837 | 1433.2432 | -38.6264 | -65.4292 | -114.0541 | -171.263 | 311.3215 | 418.0817 | 612.6142 | 904.2419 | 10.9405 | 19.8485 | 41.2796 | 73.4403 | -0.0029378 | -0.0033719 | -0.0043111 | -0.005539 | 6.0672 | 9.8371 | 17.4688 | 26.1661 | 3679.6445 | 3848.4913 | 4181.7893 | 4741.1989
6 | 19 | 1 | 2063.9003 | 2106.8461 | 2188.7713 | 2336.216 | 1133.2019 | 1162.5789 | 1228.7157 | 1351.7582 | -34.2994 | -56.5731 | -98.903 | -148.3003 | 224.5458 | 301.6967 | 448.3269 | 668.5513 | 7.3249 | 14.4558 | 30.2057 | 52.573 | -0.0029378 | -0.0033719 | -0.0043111 | -0.005539 | 4.7452 | 7.4472 | 13.3597 | 20.3698 | 3399.4158 | 3536.4483 | 3810.4721 | 4281.1625
6 | 19 | 2 | 1962.4078 | 2003.1469 | 2080.8987 | 2222.6065 | 1107.1049 | 1135.8054 | 1200.4191 | 1320.628 | -32.0441 | -53.0845 | -89.802 | -134.0829 | 138.169 | 191.7437 | 296.2208 | 451.8012 | 5.8686 | 11.8103 | 24.7364 | 43.4057 | -0.0029378 | -0.0033719 | -0.0043111 | -0.005539 | 1.0506 | 2.0162 | 3.4583 | 4.6044 | 3182.5539 | 3291.4346 | 3515.927 | 3908.9575
6 | 19 | 3 | 1897.0495 | 1936.9079 | 2011.6663 | 2147.8286 | 1122.9499 | 1152.0612 | 1217.5997 | 1339.529 | -31.0235 | -51.2577 | -86.6745 | -132.0798 | 84.4827 | 122.1572 | 197.858 | 316.3936 | 5.8686 | 11.1144 | 23.4314 | 41.1139 | -0.0029378 | -0.0033719 | -0.0043111 | -0.005539 | 1.1917 | 1.79 | 3.3352 | 4.5432 | 3080.516 | 3172.7697 | 3367.2118 | 3717.3229
6 | 19 | 4 | 1815.2667 | 1852.5124 | 1922.4228 | 2049.8509 | 1216.71 | 1248.2519 | 1319.2624 | 1451.3721 | -31.572 | -52.3103 | -89.802 | -132.5045 | 49.5891 | 79.2479 | 138.6748 | 235.0508 | 6.0356 | 11.8103 | 24.7364 | 43.4057 | -0.0029378 | -0.0033719 | -0.0043111 | -0.005539 | 0.26603 | 0.5213 | 0.86458 | 1.4244 | 3056.2924 | 3140.03 | 3316.1548 | 3648.5938
6 | 19 | 5 | 1738.8183 | 1772.8845 | 1837.1421 | 1952.831 | 1427.0914 | 1464.0872 | 1547.3762 | 1702.329 | -33.3553 | -57.791 | -100.9915 | -151.4611 | 43.996 | 69.3239 | 126.8312 | 231.654 | 9.6512 | 17.6335 | 34.7679 | 59.4485 | -0.0029378 | -0.0033719 | -0.0043111 | -0.005539 | 1.5935 | 2.8502 | 4.9412 | 7.5019 | 3187.792 | 3268.9849 | 3450.0629 | 3802.2978
6 | 19 | 6 | 1767.5639 | 1800.9033 | 1864.3416 | 1974.41 | 1633.2627 | 1675.6033 | 1770.925 | 1948.2639 | -37.8659 | -69.6397 | -126.0117 | -194.1133 | 70.6944 | 108.0811 | 186.6056 | 322.9584 | 16.4847 | 29.3354 | 55.2777 | 93.6226 | -76.2198 | -87.3322 | -111.5449 | -143.815 | 0.13573 | 0.20852 | 0.17589 | 0.60149 | 3374.0556 | 3457.1596 | 3639.7694 | 4001.928
6 | 19 | 7 | 1700.8589 | 1730.3892 | 1786.3916 | 1874.441 | 2071.9848 | 2125.6987 | 2246.6255 | 2471.6005 | -46.2315 | -86.0817 | -160.4144 | -243.9325 | 120.2832 | 180.4839 | 299.8697 | 517.9425 | 23.3685 | 40.3224 | 75.8498 | 128.1017 | -461.1917 | -528.983 | -675.8174 | -868.4982 | 0.13573 | 0.20852 | 0.37073 | 1.093 | 3409.2077 | 3462.0379 | 3572.8755 | 3880.7479
6 | 19 | 8 | 1697.8021 | 1725.3148 | 1777.2766 | 1849.1519 | 2451.3733 | 2514.9225 | 2657.9914 | 2924.1603 | -55.7247 | -101.4712 | -185.4345 | -283.424 | 167.5787 | 248.8737 | 409.6196 | 699.5685 | 22.8324 | 39.6265 | 75.0673 | 128.1017 | -825.2082 | -946.9293 | -1209.2712 | -1549.1242 | 7.5928 | 9.0382 | 16.0617 | 34.2778 | 3466.2464 | 3489.3752 | 3541.3109 | 3802.7118
6 | 19 | 9 | 1728.733 | 1756.5056 | 1806.8689 | 1868.8057 | 2724.2509 | 2794.8742 | 2953.869 | 3249.6667 | -63.9526 | -111.6583 | -199.4701 | -302.2642 | 187.1596 | 279.5637 | 460.44 | 783.6579 | 17.941 | 31.5328 | 61.4564 | 104.8409 | -1268.7185 | -1456.8533 | -1864.6878 | -2398.9018 | 16.9312 | 23.0132 | 41.1886 | 75.8374 | 3342.3445 | 3316.978 | 3259.6651 | 3381.6426
6 | 19 | 10 | 1782.4837 | 1810.4757 | 1861.0373 | 1919.9148 | 2913.3974 | 2988.9241 | 3158.9581 | 3475.2932 | -69.4532 | -117.4173 | -204.6862 | -306.887 | 179.0642 | 268.1697 | 444.4911 | 764.7174 | 11.2377 | 20.8477 | 42.8988 | 74.8063 | -1557.0874 | -1788.7998 | -2291.0756 | -2949.1659 | 22.5233 | 29.7753 | 53.8894 | 100.0472 | 3282.1657 | 3211.9754 | 3065.5128 | 3078.726
6 | 19 | 11 | 1854.4696 | 1882.0538 | 1934.8745 | 1995.9625 | 3029.0419 | 3107.5666 | 3284.3498 | 3613.2416 | -74.5123 | -123.9506 | -214.3502 | -320.6797 | 161.069 | 244.0355 | 409.0791 | 711.7852 | 8.9115 | 17.2219 | 37.3672 | 66.5119 | -1752.2317 | -2013.6354 | -2580.4182 | -3323.5406 | 21.2067 | 29.212 | 54.3129 | 99.727 | 3247.9547 | 3142.5037 | 2925.2152 | 2843.0079
6 | 19 | 12 | 1961.0996 | 1990.6358 | 2049.0784 | 2115.5447 | 3098.449 | 3178.773 | 3359.607 | 3696.035 | -78.7782 | -129.4313 | -222.4122 | -329.6169 | 155.8747 | 233.1779 | 389.616 | 677.793 | 7.2299 | 15.4361 | 34.508 | 61.725 | -1859.1765 | -2136.452 | -2737.7776 | -3526.6494 | 6.6617 | 15.8097 | 29.8341 | 33.0052 | 3291.3603 | 3167.9492 | 2902.4537 | 2727.8365
6 | 19 | 13 | 2058.3327 | 2087.5561 | 2150.6855 | 2224.5876 | 3149.5376 | 3231.186 | 3415.0017 | 3756.9768 | -81.9469 | -135.521 | -232.8338 | -344.8716 | 145.975 | 221.9077 | 372.873 | 641.0446 | 7.9465 | 16.6708 | 37.378 | 68.2956 | -1793.3946 | -2060.2717 | -2638.9431 | -3399.4813 | 1.2107 | 2.616 | 4.741 | 7.1802 | 3487.6609 | 3364.144 | 3108.9023 | 2953.7318
6 | 19 | 14 | 2071.2901 | 2101.2553 | 2165.9086 | 2238.9848 | 3160.9414 | 3242.8854 | 3427.3667 | 3770.58 | -86.0291 | -140.6712 | -241.9348 | -355.5036 | 137.0914 | 205.4434 | 342.8503 | 585.3749 | 8.5111 | 18.171 | 41.0305 | 75.2086 | -1616.8101 | -1856.3073 | -2373.0417 | -3047.1334 | 0.40177 | 0.85169 | 1.5019 | 2.9698 | 3675.3966 | 3571.6282 | 3363.6814 | 3270.4811
6 | 19 | 15 | 2163.3842 | 2195.3669 | 2267.0974 | 2349.1969 | 3112.4628 | 3193.1501 | 3374.802 | 3712.7516 | -88.0703 | -144.1597 | -247.9083 | -366.1358 | 123.0941 | 184.7856 | 308.2831 | 516.2488 | 10.2633 | 20.5132 | 45.9881 | 84.4135 | -1528.7275 | -1755.5972 | -2244.8709 | -2881.3181 | -0.12216 | -0.74743 | -0.49385 | 0.34251 | 3792.2846 | 3693.3115 | 3502.8976 | 3415.4995
6 | 19 | 16 | 2246.5323 | 2279.5867 | 2360.6333 | 2457.1767 | 2970.5225 | 3047.5302 | 3220.898 | 3543.4358 | -88.3587 | -144.2119 | -247.9849 | -369.7171 | 69.9964 | 102.7219 | 162.7837 | 266.7878 | 10.8279 | 21.3364 | 48.211 | 89.6822 | -1280.0149 | -1470.7271 | -1882.4988 | -2416.6867 | -2.0007 | -2.7379 | -4.2458 | -8.0421 | 3927.505 | 3833.4983 | 3657.7965 | 3562.6367
6 | 19 | 17 | 2354.5896 | 2392.7219 | 2482.7363 | 2594.722 | 2728.3329 | 2799.062 | 2958.2951 | 3254.536 | -86.4989 | -142.2719 | -246.4595 | -366.248 | 75.7986 | 108.6175 | 168.4772 | 270.1053 | 12.3411 | 23.5514 | 51.7281 | 98.4583 | -877.0009 | -1008.6694 | -1294.084 | -1665.8915 | -6.7947 | -9.0748 | -16.3066 | -30.8888 | 4200.7677 | 4163.9369 | 4104.3867 | 4154.7932
6 | 19 | 18 | 2510.2538 | 2554.7623 | 2656.0447 | 2790.2417 | 2397.9786 | 2460.1437 | 2600.0963 | 2860.4676 | -81.4703 | -136.0691 | -234.026 | -347.408 | 90.095 | 129.136 | 195.8133 | 297.3834 | 13.0577 | 24.8052 | 54.0756 | 102.7147 | -364.6716 | -420.8221 | -543.1728 | -703.0426 | -15.0689 | -21.0945 | -37.6288 | -68.7282 | 4550.1744 | 4590.8614 | 4691.2023 | 4931.6286
6 | 19 | 19 | 2575.089 | 2621.7457 | 2728.3386 | 2879.6184 | 2077.8824 | 2131.7493 | 2253.0202 | 2478.6356 | -73.4566 | -124.055 | -216.5814 | -319.9387 | 94.8906 | 135.568 | 204.4804 | 304.589 | 15.1451 | 27.9828 | 59.7317 | 108.9205 | -82.5232 | -95.2118 | -122.5512 | -157.308 | -21.2067 | -29.5667 | -53.5268 | -95.7909 | 4585.8206 | 4668.2123 | 4852.9115 | 5198.7258
6 | 19 | 20 | 2583.8536 | 2630.2645 | 2735.4533 | 2892.0231 | 1933.6774 | 1983.8059 | 2096.6607 | 2306.6183 | -65.8843 | -112.9284 | -198.7787 | -292.778 | 104.3914 | 148.3083 | 222.8957 | 328.5497 | 16.6829 | 30.52 | 64.2831 | 114.4412 | -0.0029378 | -0.0033719 | -0.0043111 | -0.005539 | -18.2342 | -25.1011 | -43.3859 | -75.1607 | 4554.4838 | 4654.8657 | 4877.1239 | 5273.6881
6 | 19 | 21 | 2705.2443 | 2755.0229 | 2862.981 | 3038.8519 | 1680.738 | 1724.3093 | 1822.4019 | 2004.8955 | -58.4192 | -103.6287 | -181.6156 | -270.3563 | 193.3088 | 273.9828 | 416.4782 | 613.7152 | 18.2206 | 33.7166 | 68.3742 | 119.7586 | -0.0029378 | -0.0033719 | -0.0043111 | -0.005539 | -5.9613 | -10.965 | -21.8202 | -34.3961 | 4533.1283 | 4672.4346 | 4966.7952 | 5472.4633
6 | 19 | 22 | 2541.8173 | 2591.2618 | 2692.2777 | 2862.4686 | 1458.3576 | 1496.1639 | 1581.2777 | 1739.6254 | -51.8675 | -91.9453 | -162.569 | -240.7678 | 211.304 | 291.6851 | 438.661 | 644.8816 | 17.0982 | 31.7859 | 64.0123 | 111.7693 | -0.0029378 | -0.0033719 | -0.0043111 | -0.005539 | -1.5283 | -3.4054 | -7.5593 | -12.0771 | 4175.1784 | 4315.5428 | 4606.0962 | 5105.8945
6 | 19 | 23 | 2342.1393 | 2389.2681 | 2482.2848 | 2643.9731 | 1285.7572 | 1319.0891 | 1394.1295 | 1533.7363 | -44.7366 | -78.3827 | -137.5488 | -206.0154 | 318.2069 | 426.7316 | 615.2137 | 889.9723 | 14.0553 | 25.8355 | 52.4158 | 90.9019 | -0.0029378 | -0.0033719 | -0.0043111 | -0.005539 | 6.0129 | 7.978 | 12.7725 | 24.1527 | 3921.4321 | 4090.5161 | 4419.2631 | 4976.7155
6 | 19 | 24 | 2193.609 | 2237.3464 | 2325.2016 | 2482.0308 | 1177.445 | 1207.969 | 1276.688 | 1404.5343 | -38.6264 | -64.655 | -112.7336 | -168.8353 | 311.3215 | 418.0817 | 612.6142 | 904.2419 | 9.7231 | 18.0451 | 37.24 | 65.451 | -0.0029378 | -0.0033719 | -0.0043111 | -0.005539 | 6.0672 | 9.8371 | 17.4688 | 26.1661 | 3659.5365 | 3826.6209 | 4156.4746 | 4713.5832
6 | 20 | 1 | 2052.2312 | 2093.2323 | 2174.2644 | 2323.3788 | 1131.7784 | 1161.1185 | 1227.1722 | 1350.0601 | -33.0952 | -56.5731 | -97.3776 | -141.2498 | 224.5458 | 301.6967 | 448.3269 | 668.5513 | 7.086 | 13.2021 | 28.2536 | 48.091 | -0.0029378 | -0.0033719 | -0.0043111 | -0.005539 | 4.7452 | 7.4472 | 13.3597 | 20.3698 | 3387.2884 | 3520.1204 | 3793.995 | 4269.1957
6 | 20 | 2 | 1922.3402 | 1961.0593 | 2036.5128 | 2177.5281 | 1108.1398 | 1136.8672 | 1201.5413 | 1321.8625 | -30.947 | -52.9193 | -89.5205 | -131.3468 | 138.169 | 191.7437 | 296.2208 | 451.8012 | 5.7017 | 11.1144 | 23.4314 | 41.1139 | -0.0029378 | -0.0033719 | -0.0043111 | -0.005539 | 1.0506 | 2.0162 | 3.4583 | 4.6044 | 3144.4514 | 3249.8781 | 3471.6398 | 3865.5578
6 | 20 | 3 | 1856.6739 | 1894.4672 | 1966.7701 | 2102.3399 | 1123.2286 | 1152.3471 | 1217.9018 | 1339.8614 | -30.2608 | -51.2577 | -86.6745 | -127.0323 | 84.4827 | 122.1572 | 197.858 | 316.3936 | 5.4628 | 10.4185 | 21.9395 | 38.9237 | -0.0029378 | -0.0033719 | -0.0043111 | -0.005539 | 1.1917 | 1.79 | 3.3352 | 4.5432 | 3040.776 | 3129.919 | 3321.1259 | 3675.0238
6 | 20 | 4 | 1784.5286 | 1820.4241 | 1888.4533 | 2015.3628 | 1217.2538 | 1248.8098 | 1319.8521 | 1452.0209 | -30.475 | -52.145 | -89.802 | -129.7684 | 49.5891 | 79.2479 | 138.6748 | 235.0508 | 5.8686 | 11.3987 | 23.4314 | 41.1139 | -0.0029378 | -0.0033719 | -0.0043111 | -0.005539 | 0.26603 | 0.5213 | 0.86458 | 1.4244 | 3027.0283 | 3108.2534 | 3281.4699 | 3615.1988
6 | 20 | 5 | 1723.4838 | 1756.3244 | 1819.6428 | 1934.91 | 1424.0135 | 1460.9295 | 1544.0389 | 1698.6575 | -32.6997 | -56.8515 | -100.71 | -148.725 | 43.996 | 69.3239 | 126.8312 | 231.654 | 9.0065 | 16.2416 | 32.9403 | 57.055 | -0.0029378 | -0.0033719 | -0.0043111 | -0.005539 | 1.5935 | 2.8502 | 4.9412 | 7.5019 | 3169.3906 | 3248.8149 | 3427.6802 | 3781.0479
6 | 20 | 6 | 1731.6864 | 1763.5198 | 1824.934 | 1933.661 | 1630.6921 | 1672.9661 | 1768.1378 | 1945.1975 | -37.3174 | -68.5871 | -122.8842 | -186.6381 | 70.6944 | 108.0811 | 186.6056 | 322.9584 | 14.9483 | 26.4055 | 51.238 | 86.8488 | -98.6062 | -113.0976 | -144.6239 | -186.3426 | 0.13573 | 0.20852 | 0.17589 | 0.60149 | 3312.2334 | 3389.4963 | 3563.5833 | 3916.2865
6 | 20 | 7 | 1647.2696 | 1674.8144 | 1727.5731 | 1813.9641 | 2077.1465 | 2130.9943 | 2252.2223 | 2477.7577 | -44.5553 | -84.2549 | -152.6339 | -231.7181 | 120.2832 | 180.4839 | 299.8697 | 517.9425 | 19.8614 | 35.1586 | 66.2786 | 112.0589 | -381.6307 | -437.5916 | -557.4598 | -711.0205 | 0.13573 | 0.20852 | 0.37073 | 1.093 | 3438.5105 | 3499.8132 | 3636.2206 | 3980.0777
6 | 20 | 8 | 1599.8291 | 1623.4552 | 1670.0151 | 1737.8717 | 2470.8498 | 2534.904 | 2679.1096 | 2947.3932 | -52.9209 | -97.9826 | -180.5 | -267.3199 | 167.5787 | 248.8737 | 409.6196 | 699.5685 | 20.8033 | 36.5504 | 69.0132 | 116.8458 | -784.3389 | -899.665 | -1146.6255 | -1462.2998 | 7.5928 | 9.0382 | 16.0617 | 34.2778 | 3429.3941 | 3455.1738 | 3516.6937 | 3806.3372
6 | 20 | 9 | 1508.3881 | 1529.4407 | 1569.0633 | 1618.8299 | 2741.0196 | 2812.0776 | 2972.051 | 3269.6695 | -59.5797 | -108.7788 | -195.8561 | -290.1662 | 187.1596 | 279.5637 | 460.44 | 783.6579 | 17.7021 | 31.5328 | 61.4564 | 103.9679 | -1149.4553 | -1319.6351 | -1685.326 | -2155.7624 | 16.9312 | 23.0132 | 41.1886 | 75.8374 | 3262.1655 | 3247.2141 | 3223.0173 | 3406.034
6 | 20 | 10 | 1503.4308 | 1523.7151 | 1560.8404 | 1602.8515 | 2938.9958 | 3015.1861 | 3186.714 | 3505.8286 | -65.1109 | -116.8084 | -206.7641 | -304.3836 | 179.0642 | 268.1697 | 444.4911 | 764.7174 | 14.7814 | 27.513 | 54.6198 | 92.1662 | -1442.4698 | -1656.5284 | -2117.6131 | -2713.1385 | 22.5233 | 29.7753 | 53.8894 | 100.0472 | 3151.2147 | 3091.0223 | 2976.1775 | 3048.0889
6 | 20 | 11 | 1491.8767 | 1509.438 | 1544.7141 | 1583.2365 | 3053.5355 | 3132.6952 | 3310.9079 | 3642.4592 | -69.5144 | -122.4544 | -214.8261 | -320.0629 | 161.069 | 244.0355 | 409.0791 | 711.7852 | 13.1582 | 24.9947 | 51.238 | 85.2907 | -1673.3327 | -1922.0597 | -2459.0677 | -3156.6863 | 21.2067 | 29.212 | 54.3129 | 99.727 | 2997.999 | 2895.8613 | 2696.3584 | 2645.7494
6 | 20 | 12 | 1488.3552 | 1508.6484 | 1544.007 | 1576.3365 | 3121.8776 | 3202.8089 | 3385.0103 | 3723.9821 | -73.2317 | -126.8303 | -219.4792 | -322.3744 | 155.8747 | 233.1779 | 389.616 | 677.793 | 10.1289 | 20.9749 | 43.9412 | 71.1972 | -1638.1212 | -1879.3775 | -2396.2937 | -3059.2773 | 6.6617 | 15.8097 | 29.8341 | 33.0052 | 3071.5452 | 2975.212 | 2776.6357 | 2700.6623
6 | 20 | 13 | 1522.6428 | 1542.0487 | 1579.2584 | 1612.9258 | 3170.0577 | 3252.2381 | 3437.2514 | 3781.4546 | -76.4004 | -128.4919 | -222.3251 | -321.9498 | 145.975 | 221.9077 | 372.873 | 641.0446 | 6.7522 | 16.6708 | 36.3329 | 57.3446 | -1720.4539 | -1975.9166 | -2526.141 | -3236.9556 | 1.2107 | 2.616 | 4.741 | 7.1802 | 3049.7841 | 2931.0727 | 2681.9906 | 2541.0444
6 | 20 | 14 | 1550.3987 | 1572.3525 | 1611.5926 | 1642.648 | 3189.4011 | 3272.0829 | 3458.2251 | 3804.5286 | -78.9136 | -131.9805 | -226.7732 | -327.8426 | 137.0914 | 205.4434 | 342.8503 | 585.3749 | 5.0489 | 14.5452 | 33.7336 | 50.2659 | -1602.6591 | -1840.2021 | -2350.9363 | -3008.0024 | 0.40177 | 0.85169 | 1.5019 | 2.9698 | 3200.7692 | 3093.093 | 2870.1941 | 2749.9422
6 | 20 | 15 | 1608.67 | 1631.733 | 1676.2311 | 1711.3277 | 3134.6229 | 3215.8846 | 3398.8299 | 3739.1856 | -79.9341 | -134.5816 | -229.6191 | -331.7324 | 123.0941 | 184.7856 | 308.2831 | 516.2488 | 4.8819 | 15.78 | 36.0811 | 51.3798 | -1410.6681 | -1618.732 | -2065.065 | -2639.8746 | -0.12216 | -0.74743 | -0.49385 | 0.34251 | 3380.5446 | 3294.1222 | 3124.2472 | 3046.8773
6 | 20 | 16 | 1721.4034 | 1746.4032 | 1802.3723 | 1848.1623 | 2984.0153 | 3061.3727 | 3235.528 | 3559.5308 | -80.299 | -137.0176 | -235.1062 | -333.7356 | 69.9964 | 102.7219 | 162.7837 | 266.7878 | 6.3382 | 19.2487 | 43.1262 | 60.3438 | -1128.0444 | -1294.7915 | -1652.8297 | -2112.4871 | -2.0007 | -2.7379 | -4.2458 | -8.0421 | 3571.4093 | 3495.1995 | 3351.6286 | 3280.5599
6 | 20 | 17 | 1849.9241 | 1879.0124 | 1944.4653 | 2009.0964 | 2734.0143 | 2804.8907 | 2964.4553 | 3261.3132 | -78.6228 | -135.0776 | -234.9012 | -330.9995 | 75.7986 | 108.6175 | 168.4772 | 270.1053 | 7.7796 | 22.5712 | 49.6379 | 69.0822 | -951.8586 | -1093.8272 | -1400.8001 | -1800.0419 | -6.7947 | -9.0748 | -16.3066 | -30.8888 | 3630.2404 | 3577.1123 | 3475.0278 | 3447.6668
6 | 20 | 18 | 2016.0584 | 2052.7042 | 2129.3378 | 2216.5148 | 2421.4403 | 2484.2136 | 2625.5355 | 2888.4542 | -74.1428 | -131.1454 | -226.8392 | -319.2097 | 90.095 | 129.136 | 195.8133 | 297.3834 | 9.8086 | 27.0202 | 57.1947 | 79.5667 | -430.11 | -494.6521 | -633.4837 | -811.4039 | -15.0689 | -21.0945 | -37.6288 | -68.7282 | 4018.0806 | 4046.1819 | 4109.9296 | 4282.5774
6 | 20 | 19 | 2109.8547 | 2148.0541 | 2231.3122 | 2340.9181 | 2096.3738 | 2150.7201 | 2273.0702 | 2500.6934 | -66.9355 | -120.1841 | -209.3946 | -293.6273 | 94.8906 | 135.568 | 204.4804 | 304.589 | 12.2068 | 29.6481 | 62.2037 | 90.597 | -86.4189 | -99.7156 | -128.3341 | -164.6096 | -21.2067 | -29.5667 | -53.5268 | -95.7909 | 4138.7648 | 4214.5239 | 4379.811 | 4682.7697
6 | 20 | 20 | 2287.2009 | 2328.4114 | 2417.925 | 2551.0519 | 1952.6072 | 2003.2264 | 2117.186 | 2329.199 | -59.9117 | -109.3879 | -192.2315 | -270.781 | 104.3914 | 148.3083 | 222.8957 | 328.5497 | 14.2942 | 31.3432 | 64.543 | 98.6504 | -0.0029378 | -0.0033719 | -0.0043111 | -0.005539 | -18.2342 | -25.1011 | -43.3859 | -75.1607 | 4280.3448 | 4376.7969 | 4586.9279 | 4961.5038
6 | 20 | 21 | 2326.9421 | 2368.7222 | 2458.6485 | 2609.3593 | 1695.3485 | 1739.2986 | 1838.2438 | 2022.3238 | -54.5948 | -99.6966 | -178.6825 | -254.9852 | 193.3088 | 273.9828 | 416.4782 | 613.7152 | 17.1932 | 34.8241 | 70.5863 | 111.1859 | -0.0029378 | -0.0033719 | -0.0043111 | -0.005539 | -5.9613 | -10.965 | -21.8202 | -34.3961 | 4172.2335 | 4306.1628 | 4583.4499 | 5067.1974
6 | 20 | 22 | 2266.0163 | 2309.6421 | 2397.9553 | 2550.021 | 1469.2697 | 1507.3589 | 1593.1096 | 1752.6421 | -48.5151 | -89.6748 | -158.955 | -227.8244 | 211.304 | 291.6851 | 438.661 | 644.8816 | 16.3096 | 32.1975 | 64.9816 | 105.7292 | -0.0029378 | -0.0033719 | -0.0043111 | -0.005539 | -1.5283 | -3.4054 | -7.5593 | -12.0771 | 3912.8533 | 4047.8001 | 4328.1889 | 4813.3669
6 | 20 | 23 | 2125.265 | 2167.8588 | 2251.0664 | 2399.0031 | 1292.7899 | 1326.3041 | 1401.7549 | 1542.1254 | -42.4048 | -76.2775 | -135.7418 | -196.9618 | 318.2069 | 426.7316 | 615.2137 | 889.9723 | 13.5056 | 26.5314 | 53.3229 | 87.3946 | -0.0029378 | -0.0033719 | -0.0043111 | -0.005539 | 6.0129 | 7.978 | 12.7725 | 24.1527 | 3713.3726 | 3879.1231 | 4198.3842 | 4745.6808
6 | 20 | 24 | 2014.747 | 2054.033 | 2133.3163 | 2278.682 | 1184.0391 | 1214.734 | 1283.8378 | 1412.4002 | -37.0573 | -63.6023 | -110.9266 | -162.2094 | 311.3215 | 418.0817 | 612.6142 | 904.2419 | 9.0784 | 17.4764 | 36.5928 | 60.8673 | -0.0029378 | -0.0033719 | -0.0043111 | -0.005539 | 6.0672 | 9.8371 | 17.4688 | 26.1661 | 3488.193 | 3650.5565 | 3972.899 | 4520.1425
6 | 21 | 1 | 1919.7684 | 1957.2169 | 2032.1636 | 2173.1039 | 1124.956 | 1154.1193 | 1219.7748 | 1341.922 | -32.5467 | -57.3474 | -97.3776 | -143.2529 | 224.5458 | 301.6967 | 448.3269 | 668.5513 | 8.0279 | 15.1517 | 30.9882 | 53.0172 | -0.0029378 | -0.0033719 | -0.0043111 | -0.005539 | 4.7452 | 7.4472 | 13.3597 | 20.3698 | 3249.4938 | 3378.2812 | 3647.2314 | 4113.7057
6 | 21 | 2 | 1829.8445 | 1865.9819 | 1937.0945 | 2072.233 | 1102.4091 | 1130.9879 | 1195.3276 | 1315.0266 | -30.947 | -52.9193 | -89.802 | -131.7715 | 138.169 | 191.7437 | 296.2208 | 451.8012 | 6.4414 | 12.5062 | 25.5189 | 44.7229 | -0.0029378 | -0.0033719 | -0.0043111 | -0.005539 | 1.0506 | 2.0162 | 3.4583 | 4.6044 | 3046.9647 | 3150.3132 | 3367.8138 | 3756.611
6 | 21 | 3 | 1776.8674 | 1812.5834 | 1881.2506 | 2011.6342 | 1113.6795 | 1142.5505 | 1207.5479 | 1328.4706 | -29.7122 | -50.4834 | -86.6745 | -127.0323 | 84.4827 | 122.1572 | 197.858 | 316.3936 | 5.8686 | 11.1144 | 23.4314 | 41.558 | -0.0029378 | -0.0033719 | -0.0043111 | -0.005539 | 1.1917 | 1.79 | 3.3352 | 4.5432 | 2952.3748 | 3039.7088 | 3226.7443 | 3575.5617
6 | 21 | 4 | 1713.1457 | 1747.3 | 1812.1931 | 1934.4079 | 1206.8574 | 1238.1438 | 1308.5794 | 1439.6193 | -30.475 | -52.145 | -88.4815 | -131.7715 | 49.5891 | 79.2479 | 138.6748 | 235.0508 | 6.2744 | 11.8103 | 24.7364 | 42.5327 | -0.0029378 | -0.0033719 | -0.0043111 | -0.005539 | 0.26603 | 0.5213 | 0.86458 | 1.4244 | 2945.6547 | 3024.8748 | 3196.5625 | 3521.2579
6 | 21 | 5 | 1652.7774 | 1684.2915 | 1744.0637 | 1855.1521 | 1414.8709 | 1451.5499 | 1534.1257 | 1687.7517 | -32.1512 | -56.8515 | -100.71 | -148.725 | 43.996 | 69.3239 | 126.8312 | 231.654 | 9.2454 | 16.9376 | 33.4629 | 58.3722 | -0.0029378 | -0.0033719 | -0.0043111 | -0.005539 | 1.5935 | 2.8502 | 4.9412 | 7.5019 | 3090.329 | 3168.0982 | 3342.7104 | 3691.7013
6 | 21 | 6 | 1669.198 | 1699.608 | 1758.4595 | 1863.6222 | 1611.7083 | 1653.4901 | 1747.5538 | 1922.5523 | -37.3174 | -67.8128 | -123.1657 | -187.0628 | 70.6944 | 108.0811 | 186.6056 | 322.9584 | 15.912 | 27.7973 | 53.3256 | 90.4578 | -87.9862 | -101.0118 | -129.4098 | -167.1824 | 0.13573 | 0.20852 | 0.17589 | 0.60149 | 3242.3448 | 3320.3604 | 3493.5449 | 3845.9469
6 | 21 | 7 | 1577.62 | 1602.8182 | 1652.9327 | 1736.204 | 2040.0438 | 2092.9298 | 2211.9924 | 2433.4993 | -44.5553 | -84.4201 | -155.7614 | -236.4573 | 120.2832 | 180.4839 | 299.8697 | 517.9425 | 22.0208 | 38.0884 | 73.0529 | 122.5433 | -434.7339 | -498.9887 | -638.411 | -822.2704 | 0.13573 | 0.20852 | 0.37073 | 1.093 | 3280.8143 | 3331.1201 | 3444.0459 | 3752.5544
6 | 21 | 8 | 1567.6221 | 1589.8648 | 1635.7064 | 1705.2904 | 2393.5996 | 2455.6511 | 2595.3482 | 2855.244 | -53.3929 | -97.9826 | -179.461 | -271.6344 | 167.5787 | 248.8737 | 409.6196 | 699.5685 | 21.615 | 37.8041 | 71.7478 | 120.3532 | -882.3282 | -1012.6409 | -1294.1688 | -1661.7105 | 7.5928 | 9.0382 | 16.0617 | 34.2778 | 3222.287 | 3230.6083 | 3254.8539 | 3481.389
6 | 21 | 9 | 1504.1188 | 1523.1379 | 1563.3804 | 1619.8663 | 2633.7166 | 2701.9929 | 2855.7038 | 3141.6714 | -59.9752 | -108.0045 | -193.0101 | -287.8548 | 187.1596 | 279.5637 | 460.44 | 783.6579 | 17.1294 | 30.4429 | 59.5042 | 100.803 | -1367.7782 | -1569.8926 | -2006.8403 | -2577.0748 | 16.9312 | 23.0132 | 41.1886 | 75.8374 | 2931.3021 | 2880.2535 | 2780.3667 | 2856.9065
6 | 21 | 10 | 1493.3104 | 1511.0847 | 1549.1478 | 1600.4999 | 2785.3041 | 2857.5101 | 3020.0681 | 3322.495 | -65.5064 | -114.3725 | -199.4701 | -296.9085 | 179.0642 | 268.1697 | 444.4911 | 764.7174 | 11.4047 | 21.6898 | 44.4637 | 75.2504 | -1746.8716 | -2003.5416 | -2556.4168 | -3272.6558 | 22.5233 | 29.7753 | 53.8894 | 100.0472 | 2679.2286 | 2570.3155 | 2356.1733 | 2293.4457
6 | 21 | 11 | 1541.2438 | 1558.5634 | 1597.9247 | 1649.202 | 2880.8089 | 2955.4908 | 3123.6227 | 3436.4195 | -70.3819 | -121.3496 | -210.3781 | -310.3927 | 161.069 | 244.0355 | 409.0791 | 711.7852 | 9.89 | 19.8674 | 40.9466 | 68.4766 | -1997.3773 | -2291.281 | -2924.8307 | -3746.5374 | 21.2067 | 29.212 | 54.3129 | 99.727 | 2546.4592 | 2394.5385 | 2090.6772 | 1908.68
6 | 21 | 12 | 1558.5333 | 1580.3044 | 1620.7261 | 1664.584 | 2958.4413 | 3035.1357 | 3207.7985 | 3529.0245 | -73.1092 | -125.8908 | -217.5955 | -314.7075 | 155.8747 | 233.1779 | 389.616 | 677.793 | 7.158 | 15.8477 | 34.7679 | 56.9158 | -2207.5467 | -2533.618 | -3239.6581 | -4164.5824 | 6.6617 | 15.8097 | 29.8341 | 33.0052 | 2406.013 | 2220.7666 | 1825.4891 | 1482.0326
6 | 21 | 13 | 1591.0083 | 1613.3491 | 1655.581 | 1699.9219 | 2992.9974 | 3070.5877 | 3245.2673 | 3570.2454 | -76.6429 | -130.2667 | -223.569 | -321.0248 | 145.975 | 221.9077 | 372.873 | 641.0446 | 6.4183 | 15.1328 | 34.1208 | 53.751 | -2195.5272 | -2520.0128 | -3222.5223 | -4142.6112 | 1.2107 | 2.616 | 4.741 | 7.1802 | 2465.4397 | 2273.3138 | 1866.4917 | 1508.507
6 | 21 | 14 | 1619.8124 | 1645.7854 | 1689.9049 | 1732.3226 | 3004.9517 | 3082.8519 | 3258.2291 | 3584.5052 | -79.2631 | -134.3643 | -230.5815 | -329.3455 | 137.0914 | 205.4434 | 342.8503 | 585.3749 | 5.9324 | 15.956 | 35.5613 | 54.7632 | -2033.8948 | -2335.1258 | -2987.2514 | -3840.3657 | 0.40177 | 0.85169 | 1.5019 | 2.9698 | 2655.0318 | 2481.3983 | 2110.2145 | 1790.2245
6 | 21 | 15 | 1667.0355 | 1696.4731 | 1744.4779 | 1789.6578 | 2958.3725 | 3035.0652 | 3207.724 | 3528.9425 | -80.6792 | -137.6875 | -238.0805 | -336.0877 | 123.0941 | 184.7856 | 308.2831 | 516.2488 | 7.2218 | 18.9942 | 41.3013 | 63.0951 | -1797.6607 | -2064.2297 | -2641.2269 | -3395.2153 | -0.12216 | -0.74743 | -0.49385 | 0.34251 | 2877.262 | 2732.6535 | 2421.9851 | 2166.9837
6 | 21 | 16 | 1734.8345 | 1770.8263 | 1825.7106 | 1878.2201 | 2829.533 | 2902.8856 | 3068.025 | 3375.2542 | -80.6027 | -140.1235 | -242.0421 | -340.0937 | 69.9964 | 102.7219 | 162.7837 | 266.7878 | 8.4161 | 21.748 | 47.0413 | 70.6556 | -1443.5483 | -1657.8355 | -2121.4958 | -2726.5239 | -2.0007 | -2.7379 | -4.2458 | -8.0421 | 3116.6284 | 2997.485 | 2735.777 | 2516.2581
6 | 21 | 17 | 1906.2286 | 1946.3027 | 2012.096 | 2088.5652 | 2588.947 | 2656.0627 | 2807.1608 | 3088.2673 | -79.9776 | -139.1229 | -241.8371 | -341.7887 | 75.7986 | 108.6175 | 168.4772 | 270.1053 | 10.0963 | 24.7862 | 52.9059 | 81.8251 | -1000.4001 | -1148.9893 | -1470.106 | -1887.8373 | -6.7947 | -9.0748 | -16.3066 | -30.8888 | 3493.898 | 3438.5822 | 3312.3901 | 3268.2481
6 | 21 | 18 | 2070.9904 | 2116.3676 | 2193.4127 | 2293.6037 | 2292.1031 | 2351.5234 | 2485.2969 | 2734.1722 | -76.6252 | -133.5814 | -233.8517 | -334.7381 | 90.095 | 129.136 | 195.8133 | 297.3834 | 12.842 | 28.5393 | 60.2001 | 94.944 | -474.3174 | -545.1942 | -697.9617 | -894.9224 | -15.0689 | -21.0945 | -37.6288 | -68.7282 | 3900.0189 | 3925.6962 | 3965.2808 | 4121.7146
6 | 21 | 19 | 2188.9013 | 2235.8401 | 2320.7991 | 2442.3962 | 2001.4757 | 2053.3618 | 2170.1734 | 2387.4926 | -69.678 | -122.5069 | -214.8816 | -311.7753 | 94.8906 | 135.568 | 204.4804 | 304.589 | 15.1682 | 32.2747 | 67.1612 | 106.6064 | -83.8043 | -96.5919 | -124.0909 | -158.9341 | -21.2067 | -29.5667 | -53.5268 | -95.7909 | 4125.7467 | 4208.3791 | 4370.1148 | 4674.5839
6 | 21 | 20 | 2251.7452 | 2296.9816 | 2384.3241 | 2517.3064 | 1877.2289 | 1925.894 | 2035.4543 | 2239.2828 | -62.1517 | -110.0491 | -193.5521 | -280.0674 | 104.3914 | 148.3083 | 222.8957 | 328.5497 | 15.7274 | 32.1664 | 65.5854 | 106.9976 | -0.0029378 | -0.0033719 | -0.0043111 | -0.005539 | -18.2342 | -25.1011 | -43.3859 | -75.1607 | 4168.7041 | 4268.1967 | 4471.3172 | 4836.9028
6 | 21 | 21 | 2385.0769 | 2428.8537 | 2522.7209 | 2679.8187 | 1634.7861 | 1677.1662 | 1772.5769 | 1950.0811 | -55.6765 | -99.4183 | -175.0685 | -252.7902 | 193.3088 | 273.9828 | 416.4782 | 613.7152 | 15.3446 | 30.914 | 63.8851 | 103.351 | -0.0029378 | -0.0033719 | -0.0043111 | -0.005539 | -5.9613 | -10.965 | -21.8202 | -34.3961 | 4166.8757 | 4300.5302 | 4578.7681 | 5059.7742
6 | 21 | 22 | 2324.0555 | 2368.0734 | 2460.33 | 2619.4529 | 1418.5184 | 1455.292 | 1538.0807 | 1692.1026 | -49.6733 | -87.8479 | -155.5459 | -227.5161 | 211.304 | 291.6851 | 438.661 | 644.8816 | 14.0553 | 27.8934 | 56.9754 | 92.7649 | -0.0029378 | -0.0033719 | -0.0043111 | -0.005539 | -1.5283 | -3.4054 | -7.5593 | -12.0771 | 3916.7286 | 4051.6873 | 4330.9375 | 4809.6033
6 | 21 | 23 | 2177.0093 | 2219.3852 | 2305.781 | 2460.7595 | 1250.3824 | 1282.7973 | 1355.773 | 1491.5389 | -42.5425 | -76.2775 | -133.9348 | -197.0782 | 318.2069 | 426.7316 | 615.2137 | 889.9723 | 12.9329 | 24.8553 | 49.9411 | 82.2804 | -0.0029378 | -0.0033719 | -0.0043111 | -0.005539 | 6.0129 | 7.978 | 12.7725 | 24.1527 | 3721.999 | 3885.4664 | 4205.5422 | 4751.6201
6 | 21 | 24 | 2062.3964 | 2104.1387 | 2186.6426 | 2334.471 | 1151.5689 | 1181.4221 | 1248.6309 | 1373.6676 | -36.9808 | -64.5418 | -112.5287 | -166.6403 | 311.3215 | 418.0817 | 612.6142 | 904.2419 | 10.2958 | 19.5642 | 39.452 | 66.8698 | -0.0029378 | -0.0033719 | -0.0043111 | -0.005539 | 6.0672 | 9.8371 | 17.4688 | 26.1661 | 3504.6662 | 3668.4985 | 3992.2755 | 4538.7706
6 | 22 | 1 | 1934.2918 | 1973.9497 | 2050.4027 | 2190.6176 | 1105.257 | 1133.9096 | 1198.4154 | 1318.4237 | -33.6437 | -57.3474 | -98.6981 | -147.992 | 224.5458 | 301.6967 | 448.3269 | 668.5513 | 7.3249 | 14.8674 | 30.4656 | 54.3344 | -0.0029378 | -0.0033719 | -0.0043111 | -0.005539 | 4.7452 | 7.4472 | 13.3597 | 20.3698 | 3242.518 | 3374.5199 | 3642.268 | 4104.2992
6 | 22 | 2 | 1841.5215 | 1879.7639 | 1951.9082 | 2086.9531 | 1084.0033 | 1112.1049 | 1175.3704 | 1293.0709 | -31.4955 | -53.8588 | -91.1225 | -136.5106 | 138.169 | 191.7437 | 296.2208 | 451.8012 | 6.6802 | 12.9178 | 26.824 | 46.1417 | -0.0029378 | -0.0033719 | -0.0043111 | -0.005539 | 1.0506 | 2.0162 | 3.4583 | 4.6044 | 3039.9262 | 3144.6843 | 3362.6549 | 3746.0551
6 | 22 | 3 | 1770.2196 | 1806.8829 | 1875.838 | 2005.0432 | 1103.6325 | 1132.243 | 1196.654 | 1316.4859 | -30.2608 | -51.2577 | -86.6745 | -131.7715 | 84.4827 | 122.1572 | 197.858 | 316.3936 | 5.8686 | 11.1144 | 24.2139 | 42.4311 | -0.0029378 | -0.0033719 | -0.0043111 | -0.005539 | 1.1917 | 1.79 | 3.3352 | 4.5432 | 2935.1314 | 3022.9265 | 3211.2203 | 3553.1199
6 | 22 | 4 | 1702.7035 | 1737.6207 | 1802.3915 | 1923.3525 | 1199.5566 | 1230.6538 | 1300.6633 | 1430.9105 | -30.475 | -52.3103 | -89.802 | -134.5075 | 49.5891 | 79.2479 | 138.6748 | 235.0508 | 6.2744 | 11.8103 | 24.7364 | 42.5327 | -0.0029378 | -0.0033719 | -0.0043111 | -0.005539 | 0.26603 | 0.5213 | 0.86458 | 1.4244 | 2927.9118 | 3007.5404 | 3177.5243 | 3498.7577
6 | 22 | 5 | 1640.2686 | 1672.9746 | 1732.9909 | 1842.1447 | 1400.7122 | 1437.0242 | 1518.7736 | 1670.8622 | -32.1512 | -55.7988 | -97.5825 | -146.7219 | 43.996 | 69.3239 | 126.8312 | 231.654 | 7.6221 | 14.0442 | 28.7761 | 49.4082 | -0.0029378 | -0.0033719 | -0.0043111 | -0.005539 | 1.5935 | 2.8502 | 4.9412 | 7.5019 | 3062.0383 | 3140.4149 | 3314.7263 | 3654.8435
6 | 22 | 6 | 1665.7284 | 1697.8888 | 1757.1598 | 1861.5613 | 1585.9307 | 1627.0442 | 1719.6035 | 1891.803 | -36.8454 | -66.1512 | -119.7567 | -182.3237 | 70.6944 | 108.0811 | 186.6056 | 322.9584 | 13.1582 | 23.0816 | 45.7688 | 77.6815 | -81.0562 | -92.8099 | -118.3118 | -152.0666 | 0.13573 | 0.20852 | 0.17589 | 0.60149 | 3217.7458 | 3297.3431 | 3471.2452 | 3820.2155
6 | 22 | 7 | 1598.8245 | 1627.1118 | 1679.1358 | 1763.9117 | 1981.9189 | 2033.298 | 2148.9683 | 2364.164 | -44.7389 | -82.5932 | -149.5064 | -229.7151 | 120.2832 | 180.4839 | 299.8697 | 517.9425 | 18.4771 | 32.2287 | 62.2389 | 105.1834 | -436.1803 | -500.7213 | -640.8396 | -825.5528 | 0.13573 | 0.20852 | 0.37073 | 0.60149 | 3238.7202 | 3290.0164 | 3400.2374 | 3696.5351
6 | 22 | 8 | 1639.3972 | 1665.8813 | 1716.6574 | 1792.1162 | 2297.3663 | 2356.923 | 2491.0037 | 2740.4505 | -54.2321 | -97.9826 | -180.7815 | -279.1096 | 167.5787 | 248.8737 | 409.6196 | 699.5685 | 22.4266 | 39.4803 | 75.3272 | 127.2286 | -915.6005 | -1051.0523 | -1344.0915 | -1726.9819 | 7.5928 | 9.0382 | 16.0617 | 26.3401 | 3164.5289 | 3171.1616 | 3183.7966 | 3379.6124
6 | 22 | 9 | 1645.7038 | 1670.8127 | 1719.661 | 1787.5705 | 2503.7033 | 2568.6092 | 2714.7322 | 2986.583 | -62.0186 | -110.2752 | -198.9836 | -306.6951 | 187.1596 | 279.5637 | 460.44 | 783.6579 | 20.8033 | 36.962 | 71.2253 | 121.3278 | -1366.6757 | -1569.4851 | -2009.0046 | -2585.0594 | 16.9312 | 23.0132 | 41.1886 | 67.6895 | 2945.6069 | 2899.2005 | 2799.2589 | 2855.0742
6 | 22 | 10 | 1723.3019 | 1749.4437 | 1800.8898 | 1870.0047 | 2629.1062 | 2697.263 | 2850.7049 | 3136.1719 | -68.7539 | -116.6432 | -206.4826 | -318.0599 | 179.0642 | 268.1697 | 444.4911 | 764.7174 | 16.3178 | 30.5701 | 60.2867 | 102.9932 | -1832.8966 | -2103.3568 | -2688.9698 | -3455.6662 | 22.5233 | 29.7753 | 53.8894 | 88.1623 | 2668.6629 | 2555.2219 | 2314.8094 | 2188.3234
6 | 22 | 11 | 1812.3618 | 1840.0205 | 1895.4342 | 1968.342 | 2703.7102 | 2773.801 | 2931.597 | 3225.1644 | -74.7265 | -122.6808 | -213.9815 | -324.6858 | 161.069 | 244.0355 | 409.0791 | 711.7852 | 11.6435 | 24.0321 | 48.7633 | 86.0774 | -2075.5703 | -2382.0907 | -3045.8187 | -3914.5779 | 21.2067 | 29.212 | 54.3129 | 88.6385 | 2559.6945 | 2406.3294 | 2079.3863 | 1840.7438
6 | 22 | 12 | 1872.3633 | 1901.1494 | 1959.2529 | 2034.5748 | 2769.4931 | 2841.2892 | 3002.9245 | 3303.6346 | -79.023 | -127.8309 | -222.238 | -335.2014 | 155.8747 | 233.1779 | 389.616 | 677.793 | 8.2084 | 19.8187 | 42.322 | 74.8592 | -2198.2992 | -2523.1276 | -3226.4182 | -4146.4811 | 6.6617 | 15.8097 | 29.8341 | 48.758 | 2535.279 | 2360.2864 | 1975.2934 | 1657.9369
6 | 22 | 13 | 1989.2746 | 2020.5925 | 2084.6132 | 2168.0936 | 2785.2633 | 2857.4682 | 3020.0239 | 3322.4463 | -82.6637 | -133.5901 | -229.2505 | -345.8334 | 145.975 | 221.9077 | 372.873 | 641.0446 | 6.744 | 18.8371 | 41.2878 | 75.3409 | -2188.9369 | -2512.5027 | -3213.1021 | -4129.6489 | 1.2107 | 2.616 | 4.741 | 8.1911 | 2656.867 | 2475.3287 | 2081.1863 | 1739.6342
6 | 22 | 14 | 2075.553 | 2108.5304 | 2176.9515 | 2266.6826 | 2792.8223 | 2865.2232 | 3028.22 | 3331.4632 | -86.853 | -139.2362 | -237.5835 | -360.4716 | 137.0914 | 205.4434 | 342.8503 | 585.3749 | 6.7209 | 19.7686 | 44.4285 | 78.5586 | -2057.0854 | -2361.4953 | -3020.4976 | -3881.9149 | 0.40177 | 0.85169 | 1.5019 | 2.7986 | 2868.6511 | 2699.0857 | 2335.8711 | 2022.4914
6 | 22 | 15 | 2143.9206 | 2178.2326 | 2251.0642 | 2348.4676 | 2746.9246 | 2818.1357 | 2978.4538 | 3276.7134 | -88.8176 | -144.1081 | -245.635 | -372.6819 | 123.0941 | 184.7856 | 308.2831 | 516.2488 | 7.7484 | 22.3654 | 51.211 | 90.7404 | -1766.1391 | -2028.2075 | -2595.6093 | -3337.0347 | -0.12216 | -0.74743 | -0.49385 | -1.4244 | 3166.6089 | 3030.4563 | 2747.274 | 2521.0293
6 | 22 | 16 | 2243.753 | 2280.2382 | 2360.7308 | 2472.4314 | 2617.5972 | 2685.4556 | 2838.2258 | 3122.4431 | -90.2031 | -147.153 | -252.4425 | -383.0056 | 69.9964 | 102.7219 | 162.7837 | 266.7878 | 10.1601 | 27.6186 | 59.821 | 105.3157 | -1442.8059 | -1656.6337 | -2119.1617 | -2722.3542 | -2.0007 | -2.7379 | -4.2458 | -6.608 | 3406.497 | 3289.5096 | 3045.7113 | 2855.0102
6 | 22 | 17 | 2392.9589 | 2435.3794 | 2525.8368 | 2656.6437 | 2414.0768 | 2476.6592 | 2617.5514 | 2879.6705 | -89.471 | -147.0399 | -253.4815 | -384.584 | 75.7986 | 108.6175 | 168.4772 | 270.1053 | 11.9272 | 30.803 | 66.2081 | 116.041 | -976.5557 | -1121.7447 | -1435.6607 | -1844.1173 | -6.7947 | -9.0748 | -16.3066 | -26.3234 | 3821.9401 | 3773.5997 | 3672.6248 | 3667.4359
6 | 22 | 18 | 2491.1337 | 2537.7925 | 2635.9816 | 2784.0658 | 2147.7739 | 2203.4526 | 2328.8026 | 2562.0068 | -83.8633 | -141.2809 | -242.65 | -370.0584 | 90.095 | 129.136 | 195.8133 | 297.3834 | 13.5355 | 32.1948 | 69.2027 | 120.9672 | -464.0971 | -533.6089 | -683.5833 | -877.1099 | -15.0689 | -21.0945 | -37.6288 | -62.1703 | 4179.5087 | 4206.5917 | 4265.938 | 4455.0845
6 | 22 | 19 | 2581.3386 | 2631.3618 | 2736.3336 | 2900.9211 | 1878.5116 | 1927.21 | 2036.8451 | 2240.8129 | -75.0869 | -126.2741 | -218.193 | -331.108 | 94.8906 | 135.568 | 204.4804 | 304.589 | 13.2966 | 30.2641 | 65.5502 | 113.9525 | -90.4944 | -104.3082 | -134.0356 | -171.8065 | -21.2067 | -29.5667 | -53.5268 | -86.8981 | 4381.2494 | 4464.2549 | 4637.4539 | 4970.4629
6 | 22 | 20 | 2594.0036 | 2643.7901 | 2749.0746 | 2916.5164 | 1786.6105 | 1832.9264 | 1937.1979 | 2131.1872 | -65.8078 | -112.4852 | -194.5805 | -294.8935 | 104.3914 | 148.3083 | 222.8957 | 328.5497 | 13.5586 | 29.3327 | 62.4095 | 108.6462 | -0.0029378 | -0.0033719 | -0.0043111 | -0.005539 | -18.2342 | -25.1011 | -43.3859 | -69.7794 | 4414.5191 | 4516.7677 | 4733.6069 | 5120.2209
6 | 22 | 21 | 2617.9678 | 2669.6274 | 2776.5052 | 2952.1759 | 1569.7796 | 1610.4745 | 1702.0912 | 1872.537 | -58.2355 | -101.2453 | -175.3395 | -264.1512 | 193.3088 | 273.9828 | 416.4782 | 613.7152 | 13.4731 | 28.2373 | 59.2064 | 102.4669 | -0.0029378 | -0.0033719 | -0.0043111 | -0.005539 | -5.9613 | -10.965 | -21.8202 | -36.2006 | 4330.3295 | 4470.1084 | 4757.1171 | 5240.5377
6 | 22 | 22 | 2509.1963 | 2559.319 | 2661.9339 | 2834.8366 | 1381.3179 | 1417.1271 | 1497.7446 | 1647.7274 | -52.3395 | -90.8928 | -157.9054 | -239.7265 | 211.304 | 291.6851 | 438.661 | 644.8816 | 14.8438 | 28.8439 | 59.9808 | 102.7565 | -0.0029378 | -0.0033719 | -0.0043111 | -0.005539 | -1.5283 | -3.4054 | -7.5593 | -13.28 | 4062.7913 | 4202.6735 | 4492.8512 | 4977.1901
6 | 22 | 23 | 2327.201 | 2374.3298 | 2469.4902 | 2634.4987 | 1229.6163 | 1261.4928 | 1333.2566 | 1466.7677 | -45.2087 | -77.6608 | -136.7808 | -205.7071 | 315.3059 | 422.8425 | 605.7524 | 867.1439 | 13.0768 | 24.8363 | 50.7236 | 88.4222 | -0.0029378 | -0.0033719 | -0.0043111 | -0.005539 | 6.0129 | 7.978 | 12.7725 | 18.7394 | 3846.0012 | 4013.8152 | 4335.2102 | 4869.8592
6 | 22 | 24 | 2199.0379 | 2243.5055 | 2333.8472 | 2494.2528 | 1120.1979 | 1149.2379 | 1214.6157 | 1336.2462 | -38.5498 | -66.2035 | -115.3747 | -175.2692 | 280.1266 | 371.8196 | 541.7903 | 786.1509 | 10.5347 | 20.2601 | 41.5396 | 71.6943 | -0.0029378 | -0.0033719 | -0.0043111 | -0.005539 | 6.0672 | 9.8371 | 17.4688 | 26.1661 | 3577.4115 | 3728.4533 | 4033.8827 | 4539.2355
6 | 23 | 1 | 2047.5888 | 2089.5311 | 2172.2214 | 2323.0582 | 1086.2488 | 1114.4086 | 1177.8051 | 1295.7494 | -35.3505 | -59.3395 | -103.3511 | -152.7312 | 236.7389 | 318.0527 | 459.3764 | 662.478 | 7.9696 | 15.4361 | 32.2932 | 56.182 | -0.0029378 | -0.0033719 | -0.0043111 | -0.005539 | 4.7452 | 7.4472 | 13.3597 | 20.3698 | 3347.9377 | 3485.5327 | 3751.7005 | 4205.1008
6 | 23 | 2 | 1927.2881 | 1966.7893 | 2043.8319 | 2186.6752 | 1068.5212 | 1096.2215 | 1158.5833 | 1274.6028 | -33.0952 | -54.7462 | -96.057 | -141.2498 | 161.3585 | 216.9508 | 324.0133 | 473.0057 | 7.086 | 13.2021 | 28.2536 | 49.4082 | -0.0029378 | -0.0033719 | -0.0043111 | -0.005539 | 1.0506 | 2.0162 | 3.4583 | 4.6044 | 3132.2063 | 3240.4303 | 3462.0791 | 3847.041
6 | 23 | 3 | 1835.2859 | 1872.971 | 1945.4056 | 2081.4525 | 1075.8827 | 1103.7738 | 1166.5653 | 1283.3841 | -31.6026 | -52.3103 | -90.0835 | -134.5075 | 104.7711 | 144.9452 | 221.8829 | 333.7101 | 6.2744 | 12.0946 | 26.0415 | 44.7229 | -0.0029378 | -0.0033719 | -0.0043111 | -0.005539 | 1.1917 | 1.79 | 3.3352 | 4.5432 | 2991.8003 | 3083.261 | 3273.1426 | 3613.2997
6 | 23 | 4 | 1761.3891 | 1797.5559 | 1865.9807 | 1995.1008 | 1122.8857 | 1151.9953 | 1217.53 | 1339.4524 | -31.0235 | -51.536 | -88.763 | -134.5075 | 68.3819 | 98.023 | 155.9584 | 241.7649 | 6.2744 | 11.8103 | 24.7364 | 43.4057 | -0.0029378 | -0.0033719 | -0.0043111 | -0.005539 | 0.26603 | 0.5213 | 0.86458 | 1.4244 | 2928.1707 | 3008.3664 | 3176.3029 | 3486.6351
6 | 23 | 5 | 1699.6784 | 1734.1755 | 1798.7887 | 1920.1233 | 1226.1226 | 1257.9086 | 1329.4685 | 1462.6002 | -31.6791 | -53.3629 | -93.416 | -141.9828 | 42.9893 | 63.9647 | 109.7506 | 178.2301 | 7.086 | 13.6327 | 27.4711 | 47.8877 | -0.0029378 | -0.0033719 | -0.0043111 | -0.005539 | 1.5935 | 2.8502 | 4.9412 | 7.5019 | 2945.7877 | 3019.1654 | 3176.9997 | 3474.3549
6 | 23 | 6 | 1754.7544 | 1790.5135 | 1857.6709 | 1982.2752 | 1239.4168 | 1271.5473 | 1343.8831 | 1478.4583 | -33.4624 | -58.0693 | -101.478 | -154.1971 | 31.1951 | 46.2625 | 83.7999 | 145.37 | 8.6007 | 15.0245 | 30.7283 | 54.7632 | -76.6878 | -87.9318 | -112.329 | -144.5333 | 0.13573 | 0.20852 | 0.17589 | 0.60149 | 2923.9525 | 2977.5552 | 3102.451 | 3362.7378
6 | 23 | 7 | 1763.3799 | 1797.1642 | 1863.0225 | 1980.5668 | 1441.5572 | 1478.928 | 1563.0612 | 1719.5847 | -37.973 | -66.2643 | -120.2431 | -182.632 | 31.594 | 50.6881 | 81.6204 | 138.1644 | 11.9774 | 21.2782 | 42.2517 | 71.7806 | -386.6706 | -443.5838 | -565.951 | -723.8307 | 0.13573 | 0.20852 | 0.37073 | 0.60149 | 2824.0005 | 2838.4189 | 2864.1323 | 3004.2354
6 | 23 | 8 | 1883.5945 | 1918.7014 | 1987.5866 | 2106.0701 | 1652.6968 | 1695.5412 | 1791.9971 | 1971.4461 | -44.8154 | -79.2178 | -143.6612 | -218.542 | 43.3881 | 64.5012 | 104.8512 | 172.1567 | 13.9698 | 24.8674 | 49.1505 | 84.3161 | -818.7956 | -939.7089 | -1200.1288 | -1537.0941 | 6.1188 | 9.0382 | 16.0617 | 26.3401 | 2736.157 | 2693.7227 | 2605.8571 | 2604.6928
6 | 23 | 9 | 2001.4726 | 2038.5801 | 2111.4908 | 2231.3168 | 1838.9531 | 1886.626 | 1993.9524 | 2193.625 | -51.9463 | -91.8408 | -165.5539 | -256.0304 | 58.0834 | 84.7463 | 134.5695 | 225.0892 | 16.5566 | 29.3354 | 57.4167 | 99.4858 | -1248.8848 | -1434.0009 | -1833.7355 | -2353.5367 | 15.0744 | 23.0132 | 41.1886 | 67.6895 | 2629.309 | 2536.4593 | 2339.3287 | 2207.6391
6 | 23 | 10 | 2127.7492 | 2167.4951 | 2245.4542 | 2369.2813 | 1967.4257 | 2018.4291 | 2133.2535 | 2346.8755 | -57.661 | -100.9231 | -179.5894 | -277.2984 | 71.6819 | 104.9914 | 169.9815 | 278.0216 | 15.8319 | 28.9048 | 57.4167 | 98.1687 | -1651.7354 | -1897.2607 | -2429.7193 | -3128.5009 | 19.4503 | 29.7753 | 53.8894 | 88.1623 | 2492.7426 | 2351.4118 | 2050.6865 | 1774.7101
6 | 23 | 11 | 2279.21 | 2321.1136 | 2406.4 | 2540.0051 | 2035.8574 | 2088.6349 | 2207.4531 | 2428.5055 | -63.0851 | -108.0654 | -191.8179 | -293.4026 | 86.3771 | 129.1257 | 206.1875 | 334.8424 | 15.2591 | 27.9246 | 55.9248 | 98.067 | -1875.5621 | -2154.4723 | -2759.3867 | -3553.3949 | 18.4595 | 29.212 | 54.3129 | 88.6385 | 2496.516 | 2333.473 | 1979.0738 | 1643.2609
6 | 23 | 12 | 2401.4072 | 2446.6054 | 2538.1839 | 2679.4958 | 2063.5256 | 2117.0203 | 2237.4533 | 2461.5098 | -66.9095 | -113.1635 | -199.0354 | -302.0315 | 99.9756 | 145.4817 | 232.9323 | 373.855 | 12.8379 | 24.3164 | 51.1135 | 88.7981 | -2150.7715 | -2468.5779 | -3157.058 | -4059.3452 | 10.0441 | 15.8097 | 29.8341 | 48.758 | 2370.1094 | 2167.4921 | 1733.4237 | 1291.04
6 | 23 | 13 | 2536.5234 | 2584.1785 | 2682.924 | 2834.318 | 2054.5494 | 2107.8114 | 2227.7205 | 2450.8024 | -71.0988 | -117.4263 | -204.7274 | -308.6573 | 102.8767 | 148.8344 | 240.8054 | 384.3781 | 11.026 | 21.7792 | 47.2092 | 84.3537 | -2135.4665 | -2451.1622 | -3135.0056 | -4030.9275 | 1.7564 | 2.616 | 4.741 | 8.1911 | 2500.1665 | 2296.631 | 1863.6672 | 1422.4584
6 | 23 | 14 | 2643.1671 | 2693.3608 | 2797.7718 | 2957.8429 | 2045.5204 | 2098.5483 | 2217.9305 | 2440.0321 | -73.8261 | -121.5238 | -210.4193 | -314.5502 | 101.8892 | 147.9111 | 235.5334 | 368.1238 | 10.1913 | 20.5322 | 46.1126 | 82.2011 | -1966.5842 | -2258.2048 | -2890.0213 | -3717.4841 | 0.40177 | 0.85169 | 1.5019 | 2.7986 | 2760.7595 | 2581.4755 | 2198.4097 | 1818.9642
6 | 23 | 15 | 2757.0948 | 2808.7859 | 2919.688 | 3089.8725 | 2035.027 | 2087.7829 | 2206.5527 | 2427.5148 | -76.3393 | -125.0124 | -214.5858 | -323.6037 | 94.1025 | 138.3998 | 215.8168 | 333.5701 | 10.589 | 21.748 | 49.6406 | 88.2411 | -1734.8898 | -1992.308 | -2549.8806 | -3279.4797 | -0.51849 | -0.74743 | -0.49385 | -1.4244 | 3085.0657 | 2938.6487 | 2626.7377 | 2334.6907
6 | 23 | 16 | 2830.213 | 2883.5798 | 2999.2251 | 3176.6564 | 1993.6212 | 2045.3037 | 2161.657 | 2378.1233 | -77.3598 | -127.6136 | -220.5593 | -332.6573 | 52.6091 | 76.8545 | 118.2481 | 177.5986 | 12.4361 | 24.8052 | 55.5052 | 98.8649 | -1423.814 | -1634.9307 | -2091.8736 | -2688.7243 | -1.7509 | -2.7379 | -4.2458 | -6.608 | 3385.9548 | 3265.2611 | 3017.9566 | 2803.2536
6 | 23 | 17 | 2797.2593 | 2850.2893 | 2965.382 | 3141.8086 | 1951.5797 | 2002.1723 | 2116.0719 | 2327.9734 | -77.7553 | -129.1621 | -223.2004 | -339.0912 | 55.909 | 78.861 | 123.9417 | 185.9365 | 14.3702 | 28.412 | 61.8923 | 109.6919 | -972.5825 | -1117.0318 | -1429.3245 | -1835.8962 | -5.7957 | -9.0748 | -16.3066 | -26.3234 | 3762.9846 | 3704.466 | 3598.4564 | 3564.0995
6 | 23 | 18 | 2740.5396 | 2794.1629 | 2906.6619 | 3080.2993 | 1877.369 | 1926.0378 | 2035.6062 | 2239.45 | -74.875 | -126.1695 | -218.3425 | -334.0438 | 55.909 | 78.861 | 123.9417 | 185.9365 | 16.7684 | 32.2747 | 68.2063 | 119.1 | -463.6629 | -533.0732 | -682.8833 | -876.5526 | -13.6193 | -21.0945 | -37.6288 | -62.1703 | 4138.4288 | 4150.9992 | 4195.5616 | 4352.0191
6 | 23 | 19 | 2773.6866 | 2827.7885 | 2942.9107 | 3126.9095 | 1707.8534 | 1752.1277 | 1851.8027 | 2037.2406 | -68.1396 | -115.2603 | -201.4609 | -305.7253 | 61.7112 | 86.6393 | 133.4029 | 194.2744 | 16.6245 | 31.7359 | 67.4239 | 117.1131 | -83.8043 | -96.5919 | -124.0909 | -158.9341 | -19.1354 | -29.5667 | -53.5268 | -86.8981 | 4388.7964 | 4456.8725 | 4616.4616 | 4923.9801
6 | 23 | 20 | 2753.7687 | 2807.0223 | 2921.1695 | 3105.211 | 1668.8431 | 1712.106 | 1809.5043 | 1990.7064 | -61.223 | -104.6294 | -181.7334 | -275.8285 | 84.0129 | 116.5453 | 173.4607 | 245.5131 | 15.9662 | 30.6473 | 63.1134 | 111.1747 | -0.0029378 | -0.0033719 | -0.0043111 | -0.005539 | -16.9447 | -25.1011 | -43.3859 | -69.7794 | 4444.4203 | 4536.587 | 4742.1243 | 5106.9919
6 | 23 | 21 | 2652.1962 | 2705.1084 | 2814.9767 | 2997.606 | 1497.7781 | 1536.6063 | 1624.0208 | 1786.6488 | -55.1433 | -94.1638 | -166.3773 | -248.243 | 132.9038 | 187.0809 | 282.6194 | 413.2193 | 14.438 | 27.6091 | 56.8508 | 100.551 | -0.0029378 | -0.0033719 | -0.0043111 | -0.005539 | -6.2328 | -10.965 | -21.8202 | -36.2006 | 4235.937 | 4351.2726 | 4590.2659 | 5013.5759
6 | 23 | 22 | 2510.4321 | 2561.0779 | 2664.642 | 2841.136 | 1340.1926 | 1374.9357 | 1453.153 | 1598.6704 | -50.3749 | -86.2472 | -151.3028 | -227.708 | 144.6078 | 200.3576 | 302.0824 | 441.6295 | 14.1272 | 26.3743 | 53.9808 | 94.8535 | -0.0029378 | -0.0033719 | -0.0043111 | -0.005539 | -1.7998 | -3.4054 | -7.5593 | -13.28 | 3957.1822 | 4073.0896 | 4314.9917 | 4735.2958
6 | 23 | 23 | 2333.2319 | 2381.3946 | 2477.5016 | 2645.3713 | 1212.2481 | 1243.6743 | 1314.4245 | 1446.0498 | -44.2952 | -75.6163 | -132.8193 | -199.6979 | 165.9029 | 226.3745 | 341.0084 | 507.3495 | 12.0629 | 22.6213 | 46.9466 | 81.7347 | -0.0029378 | -0.0033719 | -0.0043111 | -0.005539 | 5.1985 | 7.978 | 12.7725 | 18.7394 | 3684.3462 | 3806.423 | 4059.8301 | 4499.5411
6 | 23 | 24 | 2187.8696 | 2233.4566 | 2322.6626 | 2483.2144 | 1100.8096 | 1129.3469 | 1193.5932 | 1313.1185 | -38.7335 | -66.4818 | -115.8611 | -173.9991 | 280.1266 | 371.8196 | 541.7903 | 786.1509 | 10.3678 | 19.1526 | 39.9746 | 70.3771 | -0.0029378 | -0.0033719 | -0.0043111 | -0.005539 | 6.0672 | 9.8371 | 17.4688 | 26.1661 | 3546.5044 | 3697.1276 | 3999.624 | 4505.0223
6 | 24 | 1 | 2028.7369 | 2071.2387 | 2153.1394 | 2303.3939 | 1064.5646 | 1092.1623 | 1154.2932 | 1269.8831 | -34.2994 | -56.8515 | -97.864 | -146.7219 | 236.7389 | 318.0527 | 459.3764 | 662.478 | 7.086 | 14.0442 | 28.7761 | 50.3828 | -0.0029378 | -0.0033719 | -0.0043111 | -0.005539 | 4.7452 | 7.4472 | 13.3597 | 20.3698 | 3307.5692 | 3446.0902 | 3711.0766 | 4159.7801
6 | 24 | 2 | 1911.0547 | 1951.3977 | 2027.492 | 2169.7318 | 1049.5639 | 1076.7727 | 1138.0281 | 1251.9892 | -32.1512 | -53.1977 | -91.609 | -137.2437 | 161.3585 | 216.9508 | 324.0133 | 473.0057 | 6.2744 | 12.0946 | 26.0415 | 45.6975 | -0.0029378 | -0.0033719 | -0.0043111 | -0.005539 | 1.0506 | 2.0162 | 3.4583 | 4.6044 | 3097.148 | 3206.031 | 3427.42 | 3807.7795
6 | 24 | 3 | 1812.5622 | 1851.0007 | 1922.2653 | 2056.9734 | 1058.333 | 1085.7692 | 1147.5364 | 1262.4496 | -30.5515 | -50.7617 | -87.161 | -127.7653 | 104.7711 | 144.9452 | 221.8829 | 333.7101 | 5.4628 | 10.7028 | 22.4621 | 38.9237 | -0.0029378 | -0.0033719 | -0.0043111 | -0.005539 | 1.1917 | 1.79 | 3.3352 | 4.5432 | 2951.7664 | 3043.4428 | 3230.3165 | 3568.8291
6 | 24 | 4 | 1747.4749 | 1784.5927 | 1852.2834 | 1981.1683 | 1093.2409 | 1121.582 | 1185.3865 | 1304.0901 | -29.5309 | -49.8744 | -84.3149 | -128.19 | 68.3819 | 98.023 | 155.9584 | 241.7649 | 5.4628 | 10.7028 | 22.4621 | 38.9237 | -0.0029378 | -0.0033719 | -0.0043111 | -0.005539 | 0.26603 | 0.5213 | 0.86458 | 1.4244 | 2885.2927 | 2965.544 | 3132.6357 | 3439.1758
6 | 24 | 5 | 1694.8188 | 1730.1352 | 1794.9852 | 1917.9974 | 1170.3538 | 1200.694 | 1268.9991 | 1396.0755 | -30.1866 | -50.7617 | -87.4425 | -132.9292 | 42.9893 | 63.9647 | 109.7506 | 178.2301 | 6.4414 | 12.0946 | 25.259 | 43.4057 | -0.0029378 | -0.0033719 | -0.0043111 | -0.005539 | 1.5935 | 2.8502 | 4.9412 | 7.5019 | 2886.0073 | 2958.9737 | 3116.4883 | 3410.2759
6 | 24 | 6 | 1744.7818 | 1781.3643 | 1848.9134 | 1976.1081 | 1133.4849 | 1162.8693 | 1229.0226 | 1352.0958 | -31.8628 | -53.8065 | -95.5045 | -145.1435 | 31.1951 | 46.2625 | 83.7999 | 145.37 | 8.0279 | 15.0245 | 29.4232 | 52.573 | -68.5774 | -78.6723 | -100.7295 | -130.2585 | 0.13573 | 0.20852 | 0.17589 | 0.60149 | 2817.1853 | 2873.2503 | 2995.101 | 3251.3463
6 | 24 | 7 | 1782.7399 | 1819.4669 | 1887.2708 | 2012.3865 | 1276.501 | 1309.593 | 1384.0931 | 1522.6949 | -34.8808 | -62.0015 | -111.1421 | -169.2639 | 31.594 | 50.6881 | 81.6204 | 138.1644 | 11.5716 | 20.8477 | 40.9466 | 69.4888 | -416.1709 | -477.973 | -612.2083 | -789.1593 | 0.13573 | 0.20852 | 0.37073 | 0.60149 | 2651.4906 | 2660.8296 | 2670.9512 | 2784.9129
6 | 24 | 8 | 1926.5693 | 1965.14 | 2038.4625 | 2167.8472 | 1438.4213 | 1475.7108 | 1559.6611 | 1715.8441 | -39.9399 | -72.1886 | -130.3937 | -198.0071 | 43.3881 | 64.5012 | 104.8512 | 172.1567 | 15.5062 | 27.7973 | 53.1902 | 90.9883 | -768.9644 | -882.0989 | -1124.277 | -1433.4439 | 6.1188 | 9.0382 | 16.0617 | 26.3401 | 2621.0993 | 2587.9001 | 2517.556 | 2541.7254
6 | 24 | 9 | 2066.6123 | 2106.6408 | 2185.6657 | 2320.3256 | 1581.9181 | 1622.9276 | 1715.2527 | 1887.0165 | -46.1267 | -82.9847 | -152.0048 | -233.4924 | 58.0834 | 84.7463 | 134.5695 | 225.0892 | 18.8829 | 33.2089 | 64.7136 | 110.3992 | -1154.5033 | -1324.7126 | -1689.6654 | -2156.9444 | 15.0744 | 23.0132 | 41.1886 | 67.6895 | 2539.941 | 2462.8395 | 2299.7199 | 2220.0831
6 | 24 | 10 | 2196.2903 | 2238.4252 | 2322.6375 | 2462.192 | 1712.4504 | 1756.8438 | 1856.7872 | 2042.7241 | -51.1858 | -92.2322 | -167.5658 | -257.0718 | 71.6819 | 104.9914 | 169.9815 | 278.0216 | 18.8829 | 33.9048 | 66.6657 | 114.8812 | -1459.2821 | -1675.0651 | -2138.5025 | -2733.5675 | 19.4503 | 29.7753 | 53.8894 | 88.1623 | 2508.2879 | 2396.6432 | 2163.893 | 1995.3421
6 | 24 | 11 | 2340.6351 | 2385.7995 | 2476.1518 | 2623.8097 | 1799.6237 | 1846.2771 | 1951.3081 | 2146.7103 | -57.1584 | -99.3224 | -176.8718 | -271.1728 | 86.3771 | 129.1257 | 206.1875 | 334.8424 | 16.7955 | 30.4429 | 61.0719 | 106.5869 | -1812.7484 | -2080.1656 | -2655.5691 | -3397.9412 | 18.4595 | 29.212 | 54.3129 | 88.6385 | 2391.9842 | 2241.369 | 1916.5914 | 1631.4737
6 | 24 | 12 | 2443.0348 | 2489.7248 | 2585.7525 | 2739.2478 | 1855.7958 | 1903.9053 | 2012.2147 | 2213.716 | -61.5314 | -104.5857 | -183.0502 | -280.1101 | 99.9756 | 145.4817 | 232.9323 | 373.855 | 13.3387 | 25.581 | 52.8057 | 92.7343 | -2055.1073 | -2359.9303 | -3020.4859 | -3885.7236 | 10.0441 | 15.8097 | 29.8341 | 48.758 | 2305.5504 | 2115.9865 | 1710.0033 | 1302.4774
6 | 24 | 13 | 2595.3883 | 2644.5652 | 2748.6263 | 2913.2937 | 1874.9276 | 1923.533 | 2032.959 | 2236.5376 | -65.3558 | -108.9616 | -190.2677 | -286.7359 | 102.8767 | 148.8344 | 240.8054 | 384.3781 | 11.4902 | 22.2205 | 47.9944 | 85.6555 | -2095.5813 | -2406.5284 | -3080.4057 | -3963.0087 | 1.7564 | 2.616 | 4.741 | 8.1911 | 2425.502 | 2226.2792 | 1804.4527 | 1378.3113
6 | 24 | 14 | 2700.3229 | 2751.6757 | 2861.3354 | 3032.942 | 1901.0714 | 1950.3547 | 2061.3065 | 2267.7238 | -68.5245 | -113.2244 | -196.2412 | -295.3648 | 101.8892 | 147.9111 | 235.5334 | 368.1238 | 10.4533 | 20.9736 | 46.1153 | 82.1858 | -1977.5923 | -2271.1742 | -2907.2231 | -3739.6119 | 0.40177 | 0.85169 | 1.5019 | 2.7986 | 2668.0218 | 2487.3681 | 2102.3283 | 1718.7972
6 | 24 | 15 | 2813.4039 | 2867.2414 | 2982.3756 | 3162.5244 | 1907.0674 | 1956.5061 | 2067.8078 | 2274.8762 | -71.6933 | -118.3746 | -202.2146 | -306.8462 | 94.1025 | 138.3998 | 215.8168 | 333.5701 | 10.0393 | 21.0819 | 47.8157 | 85.8324 | -1732.2813 | -1989.6291 | -2546.9904 | -3275.617 | -0.51849 | -0.74743 | -0.49385 | -1.4244 | 3020.12 | 2874.478 | 2564.117 | 2272.9156
6 | 24 | 16 | 2887.8208 | 2943.1401 | 3064.8833 | 3253.2491 | 1887.7167 | 1936.6537 | 2046.8261 | 2251.7934 | -74.7855 | -122.8026 | -211.1107 | -318.3275 | 52.6091 | 76.8545 | 118.2481 | 177.5986 | 11.6395 | 23.8358 | 52.7732 | 95.4814 | -1424.7161 | -1636.221 | -2093.916 | -2691.001 | -1.7509 | -2.7379 | -4.2458 | -6.608 | 3338.5335 | 3218.7226 | 2973.4582 | 2762.186
6 | 24 | 17 | 2910.3912 | 2968.0104 | 3091.0531 | 3282.5876 | 1862.9882 | 1911.2842 | 2020.0133 | 2222.2956 | -76.4158 | -126.065 | -218.4814 | -329.5006 | 55.909 | 78.861 | 123.9417 | 185.9365 | 13.9644 | 27.4318 | 60.0782 | 106.6509 | -975.0011 | -1120.0883 | -1433.8041 | -1841.9356 | -5.7957 | -9.0748 | -16.3066 | -26.3234 | 3786.0401 | 3730.3593 | 3626.4942 | 3599.711
6 | 24 | 18 | 2866.1415 | 2924.0312 | 3046.0212 | 3237.9693 | 1781.9251 | 1828.1196 | 1932.1176 | 2125.5981 | -75.2422 | -126.8914 | -221.199 | -333.6232 | 55.909 | 78.861 | 123.9417 | 185.9365 | 16.8403 | 32.2558 | 68.6775 | 120.214 | -460.0512 | -528.8882 | -677.3464 | -868.9367 | -13.6193 | -21.0945 | -37.6288 | -62.1703 | 4171.9031 | 4186.3934 | 4234.5837 | 4404.9876
6 | 24 | 19 | 2868.58 | 2926.3368 | 3049.1113 | 3245.3788 | 1626.2736 | 1668.433 | 1763.3468 | 1939.9268 | -70.2136 | -118.5834 | -208.4839 | -316.7858 | 61.7112 | 86.6393 | 133.4029 | 194.2744 | 17.1742 | 32.6863 | 68.8643 | 120.4172 | -83.8043 | -96.5919 | -124.0909 | -158.9341 | -19.1354 | -29.5667 | -53.5268 | -86.8981 | 4400.5856 | 4469.3533 | 4628.6236 | 4937.3792
6 | 24 | 20 | 2824.6591 | 2881.4082 | 3000.3397 | 3193.2211 | 1585.3814 | 1626.4807 | 1719.008 | 1891.1479 | -63.5548 | -108.7268 | -188.7565 | -286.4644 | 84.0129 | 116.5453 | 173.4607 | 245.5131 | 16.9217 | 32.4507 | 66.506 | 116.4281 | -0.0029378 | -0.0033719 | -0.0043111 | -0.005539 | -16.9447 | -25.1011 | -43.3859 | -69.7794 | 4430.4726 | 4523.0537 | 4727.1677 | 5090.0609
6 | 24 | 21 | 2694.6224 | 2748.8272 | 2860.9241 | 3048.4703 | 1436.5124 | 1473.7524 | 1557.5913 | 1713.567 | -56.6688 | -98.2611 | -171.8749 | -258.879 | 132.9038 | 187.0809 | 282.6194 | 413.2193 | 16.3001 | 30.5024 | 62.8427 | 110.5913 | -0.0029378 | -0.0033719 | -0.0043111 | -0.005539 | -6.2328 | -10.965 | -21.8202 | -36.2006 | 4217.4342 | 4330.9335 | 4570.278 | 4990.7629
6 | 24 | 22 | 2477.8587 | 2527.7368 | 2629.3818 | 2803.8977 | 1301.9764 | 1335.7288 | 1411.7157 | 1553.0836 | -51.1376 | -87.6303 | -153.6729 | -231.2934 | 144.6078 | 200.3576 | 302.0824 | 441.6295 | 14.9388 | 28.0505 | 58.0205 | 100.4118 | -0.0029378 | -0.0033719 | -0.0043111 | -0.005539 | -1.7998 | -3.4054 | -7.5593 | -13.28 | 3886.4414 | 4000.8346 | 4239.9639 | 4654.4436
6 | 24 | 23 | 2259.1267 | 2305.3999 | 2397.0936 | 2559.6497 | 1186.7784 | 1217.5444 | 1286.8081 | 1415.6678 | -43.3511 | -75.0073 | -130.4597 | -196.1164 | 168.8039 | 232.8066 | 350.4697 | 529.0457 | 12.0629 | 22.494 | 46.1641 | 81.7347 | -0.0029378 | -0.0033719 | -0.0043111 | -0.005539 | 5.1985 | 7.978 | 12.7725 | 18.7394 | 3588.6165 | 3711.2122 | 3962.8439 | 4408.7153
6 | 24 | 24 | 2047.2375 | 2090.7472 | 2173.0817 | 2319.6475 | 1159.2972 | 1189.3508 | 1257.0105 | 1382.8864 | -37.7129 | -64.0459 | -111.6946 | -167.6815 | 311.3215 | 418.0817 | 616.1282 | 904.2419 | 9.0784 | 17.3491 | 36.3329 | 63.0575 | -0.0029378 | -0.0033719 | -0.0043111 | -0.005539 | 6.0672 | 9.8371 | 17.4688 | 26.1661 | 3495.2859 | 3661.3165 | 3988.3233 | 4528.3123
6 | 25 | 1 | 1910.0041 | 1951.261 | 2026.7363 | 2165.0918 | 1116.316 | 1145.2553 | 1210.4066 | 1331.6156 | -33.6437 | -56.5731 | -97.5825 | -143.5612 | 224.5458 | 301.6967 | 448.3269 | 668.5513 | 7.7307 | 15.1517 | 29.6831 | 55.2074 | -0.0029378 | -0.0033719 | -0.0043111 | -0.005539 | 4.7452 | 7.4472 | 19.7825 | 20.3698 | 3229.6951 | 3364.2355 | 3637.3487 | 4097.2691
6 | 25 | 2 | 1819.5548 | 1859.0662 | 1930.4041 | 2062.3104 | 1099.7908 | 1128.3017 | 1192.4885 | 1311.9032 | -31.4955 | -52.145 | -88.1999 | -131.7715 | 138.169 | 191.7437 | 297.0149 | 451.8012 | 6.2744 | 11.8103 | 23.2446 | 44.7229 | -0.0029378 | -0.0033719 | -0.0043111 | -0.005539 | 1.0506 | 2.0162 | 11.4871 | 4.6044 | 3033.3412 | 3140.7897 | 3366.435 | 3743.5651
6 | 25 | 3 | 1757.235 | 1794.8423 | 1863.071 | 1990.6881 | 1115.3859 | 1144.3011 | 1209.3981 | 1330.5061 | -30.475 | -50.3182 | -85.354 | -125.0293 | 84.4827 | 122.1572 | 197.858 | 316.3936 | 5.4628 | 10.7028 | 21.9395 | 40.2409 | -0.0029378 | -0.0033719 | -0.0043111 | -0.005539 | 1.1917 | 1.79 | 7.0601 | 4.5432 | 2933.2802 | 3023.4719 | 3213.9684 | 3557.337
6 | 25 | 4 | 1710.608 | 1746.8094 | 1811.698 | 1932.4739 | 1209.8287 | 1241.1922 | 1311.8012 | 1443.1638 | -31.0235 | -51.3708 | -88.4815 | -129.7684 | 49.5891 | 79.2479 | 138.6748 | 235.0508 | 5.8686 | 11.3987 | 23.2446 | 41.1139 | -0.0029378 | -0.0033719 | -0.0043111 | -0.005539 | 0.26603 | 0.5213 | 3.3352 | 1.4244 | 2945.1341 | 3027.7954 | 3200.268 | 3523.4527
6 | 25 | 5 | 1662.9011 | 1697.4698 | 1758.2118 | 1867.519 | 1414.8775 | 1451.5567 | 1534.1328 | 1687.7595 | -32.8068 | -55.1898 | -99.671 | -146.7219 | 43.996 | 69.3239 | 126.8312 | 231.654 | 8.0279 | 14.3286 | 33.4629 | 51.5984 | -0.0029378 | -0.0033719 | -0.0043111 | -0.005539 | 1.5935 | 2.8502 | 7.6067 | 7.5019 | 3098.5863 | 3180.336 | 3360.5702 | 3699.3053
6 | 25 | 6 | 1690.4408 | 1723.9746 | 1784.7797 | 1887.7805 | 1614.3917 | 1656.243 | 1750.4634 | 1925.7532 | -37.8659 | -67.0385 | -123.3707 | -184.6351 | 70.6944 | 108.0811 | 186.6056 | 322.9584 | 13.7309 | 24.5831 | 49.8085 | 79.9733 | -68.6601 | -78.737 | -100.6632 | -129.8143 | 0.13573 | 0.20852 | -1.6439 | 0.60149 | 3282.8674 | 3367.3148 | 3545.9794 | 3902.6176
6 | 25 | 7 | 1641.7975 | 1671.7842 | 1726.1328 | 1810.0354 | 2047.5343 | 2100.6145 | 2220.1142 | 2442.4344 | -46.2315 | -83.4806 | -156.2479 | -232.0264 | 120.2832 | 180.4839 | 299.8697 | 517.9425 | 18.0713 | 31.5328 | 70.3182 | 103.8662 | -412.661 | -473.8054 | -606.4783 | -780.9998 | 0.13573 | 0.20852 | -0.49385 | 0.60149 | 3368.9295 | 3427.3378 | 3553.2149 | 3861.8538
6 | 25 | 8 | 1673.9725 | 1701.9674 | 1753.8573 | 1827.2995 | 2403.0447 | 2465.341 | 2605.5893 | 2866.5107 | -55.8318 | -98.87 | -179.7426 | -276.6818 | 167.5787 | 248.8737 | 410.4137 | 699.5685 | 19.4556 | 33.9048 | 67.1856 | 110.8433 | -779.6354 | -894.6686 | -1141.5484 | -1458.3198 | 6.1188 | 9.0382 | 17.9248 | 26.3401 | 3434.703 | 3465.5865 | 3533.6798 | 3795.5604
6 | 25 | 9 | 1644.767 | 1669.1937 | 1716.8026 | 1779.593 | 2676.8663 | 2746.2612 | 2902.4905 | 3193.1432 | -64.0597 | -110.4404 | -198.2261 | -299.9527 | 187.1596 | 279.5637 | 460.44 | 783.6579 | 16.7236 | 29.3354 | 59.5042 | 99.4858 | -1161.8434 | -1333.9913 | -1704.0116 | -2179.7314 | 15.0744 | 23.0132 | 44.5238 | 67.6895 | 3314.6877 | 3302.9356 | 3281.5234 | 3443.8853
6 | 25 | 10 | 1682.1592 | 1706.025 | 1754.2561 | 1812.859 | 2857.1223 | 2931.1902 | 3097.9397 | 3408.1646 | -69.698 | -118.7484 | -204.1996 | -318.793 | 179.0642 | 268.1697 | 444.4911 | 764.7174 | 14.7814 | 27.1014 | 43.1587 | 92.1662 | -1506.2998 | -1729.8143 | -2211.4143 | -2833.7952 | 19.4503 | 29.7753 | 58.6832 | 88.1623 | 3176.5796 | 3113.6988 | 2982.9148 | 3013.4812
6 | 25 | 11 | 1784.1599 | 1810.9073 | 1864.4422 | 1922.7731 | 2974.8268 | 3051.946 | 3225.5651 | 3548.5703 | -75.0915 | -125.8908 | -215.3892 | -335.3219 | 161.069 | 244.0355 | 409.0791 | 711.7852 | 13.3971 | 24.8674 | 38.9322 | 88.3539 | -1859.6747 | -2136.2232 | -2735.4318 | -3519.4375 | 18.4595 | 29.212 | 60.2161 | 88.6385 | 3017.1462 | 2898.8542 | 2647.4139 | 2505.3616
6 | 25 | 12 | 1875.1872 | 1900.2655 | 1958.7495 | 2023.6211 | 3061.1569 | 3140.5141 | 3319.1716 | 3651.5504 | -79.023 | -131.154 | -221.5677 | -346.6868 | 155.8747 | 233.1779 | 389.616 | 677.793 | 11.7155 | 22.6511 | 32.8158 | 82.4531 | -2037.601 | -2340.2205 | -2995.5343 | -3851.5476 | 10.0441 | 15.8097 | 39.4838 | 48.758 | 2997.3544 | 2841.0437 | 2522.7348 | 2285.9412
6 | 25 | 13 | 1986.9763 | 2015.8707 | 2079.3075 | 2149.1109 | 3113.8292 | 3194.5519 | 3376.2835 | 3714.3815 | -83.7608 | -137.1916 | -230.3872 | -357.9355 | 145.975 | 221.9077 | 373.6671 | 641.0446 | 10.6786 | 21.2403 | 30.8636 | 80.3005 | -1949.7472 | -2242.9478 | -2878.0484 | -3705.1836 | 1.7564 | 2.616 | 9.3101 | 8.1911 | 3225.7073 | 3076.0472 | 2760.9964 | 2529.9095
6 | 25 | 14 | 2050.8123 | 2079.513 | 2146.1624 | 2222.5318 | 3140.4454 | 3221.858 | 3405.1431 | 3746.131 | -87.4781 | -143.2292 | -239.7697 | -371.3034 | 137.0914 | 205.4434 | 342.8503 | 585.3749 | 10.4533 | 20.6893 | 34.3916 | 81.3128 | -1992.3995 | -2287.5224 | -2925.6548 | -3757.319 | 0.40177 | 0.85169 | -3.5666 | 2.7986 | 3259.3264 | 3097.6038 | 2759.5563 | 2509.5265
6 | 25 | 15 | 2150.9055 | 2183.269 | 2254.5404 | 2342.098 | 3095.0127 | 3175.2476 | 3355.881 | 3691.9359 | -89.5192 | -146.5524 | -248.8707 | -379.9325 | 123.0941 | 184.7856 | 308.2831 | 516.2488 | 10.4302 | 21.4935 | 40.1316 | 84.9594 | -1718.2721 | -1972.2229 | -2520.7999 | -3234.9419 | -0.51849 | -0.74743 | -7.7027 | -1.4244 | 3571.1328 | 3445.2729 | 3181.4628 | 3018.9433
6 | 25 | 16 | 2247.679 | 2285.7118 | 2361.5834 | 2463.7864 | 2964.8617 | 3041.7225 | 3214.7601 | 3536.6832 | -91.4838 | -148.101 | -256.2414 | -383.5138 | 69.9964 | 102.7219 | 162.7837 | 266.7878 | 10.8279 | 22.1596 | 47.3013 | 89.9231 | -1309.2792 | -1502.2938 | -1917.819 | -2455.197 | -1.7509 | -2.7379 | -11.1556 | -6.608 | 3890.8511 | 3799.1832 | 3601.2124 | 3511.8617
6 | 25 | 17 | 2390.487 | 2433.8421 | 2519.3982 | 2640.1114 | 2730.0982 | 2800.873 | 2960.2091 | 3256.6417 | -90.7516 | -148.5969 | -257.5618 | -385.2086 | 75.7986 | 108.6175 | 168.4772 | 270.1053 | 12.2611 | 24.9135 | 54.4709 | 98.6992 | -959.3857 | -1102.1265 | -1410.3395 | -1809.9267 | -5.7957 | -9.0748 | -27.2471 | -26.3234 | 4152.7117 | 4108.448 | 4007.4069 | 4044.0989
6 | 25 | 18 | 2486.5984 | 2532.3461 | 2626.0822 | 2767.9873 | 2407.2926 | 2469.6991 | 2610.1953 | 2871.5779 | -86.7436 | -143.2205 | -252.4224 | -375.1138 | 90.095 | 129.136 | 195.8133 | 297.3834 | 15.3257 | 30.1856 | 62.8102 | 114.6556 | -460.7537 | -529.7126 | -678.3626 | -869.8666 | -13.6193 | -21.0945 | -42.8691 | -62.1703 | 4438.195 | 4467.3391 | 4521.2469 | 4744.4535
6 | 25 | 19 | 2650.7005 | 2703.0142 | 2808.3664 | 2970.2684 | 2082.5765 | 2136.5651 | 2258.11 | 2484.235 | -78.0743 | -129.7102 | -230.5298 | -342.4807 | 94.8906 | 135.568 | 204.4804 | 304.589 | 16.4345 | 31.5598 | 64.9491 | 117.2524 | -90.5509 | -104.4065 | -134.217 | -172.027 | -19.1354 | -29.5667 | -63.1888 | -86.8981 | 4656.8414 | 4743.0238 | 4907.9705 | 5274.9389
6 | 25 | 20 | 2665.4302 | 2718.6988 | 2826.8662 | 2990.2857 | 1936.5582 | 1986.7614 | 2099.7843 | 2310.0547 | -68.8258 | -116.365 | -207.0351 | -305.8415 | 104.3914 | 148.3083 | 222.8957 | 328.5497 | 16.2187 | 30.6284 | 66.108 | 113.2633 | -0.0029378 | -0.0033719 | -0.0043111 | -0.005539 | -16.9447 | -25.1011 | -52.2441 | -69.7794 | 4636.825 | 4742.9273 | 4956.3706 | 5366.5269
6 | 25 | 21 | 2683.7815 | 2738.1044 | 2849.5574 | 3019.6157 | 1679.5113 | 1723.0509 | 1821.0718 | 2003.4322 | -60.7816 | -103.2982 | -184.1035 | -271.514 | 193.3088 | 273.9828 | 416.4782 | 613.7152 | 15.3216 | 28.7166 | 62.3201 | 105.2363 | -0.0029378 | -0.0033719 | -0.0043111 | -0.005539 | -6.2328 | -10.965 | -26.4434 | -36.2006 | 4504.906 | 4649.5881 | 4938.8763 | 5434.2793
6 | 25 | 22 | 2492.2854 | 2541.8949 | 2645.3705 | 2810.7517 | 1459.361 | 1497.1933 | 1582.3657 | 1740.8223 | -53.1022 | -91.6148 | -160.9669 | -239.6141 | 211.304 | 291.6851 | 438.661 | 644.8816 | 14.7719 | 28.1778 | 56.7154 | 101.7289 | -0.0029378 | -0.0033719 | -0.0043111 | -0.005539 | -1.7998 | -3.4054 | -13.0986 | -13.28 | 4122.8174 | 4263.9275 | 4549.0428 | 5045.2849
6 | 25 | 23 | 2296.2109 | 2342.6277 | 2437.139 | 2596.0197 | 1280.6771 | 1313.8773 | 1388.6212 | 1527.6764 | -45.3158 | -78.2175 | -136.2283 | -206.44 | 318.2069 | 426.7316 | 618.7278 | 889.9723 | 13.4106 | 24.8553 | 48.3762 | 87.7371 | -0.0029378 | -0.0033719 | -0.0043111 | -0.005539 | 5.1985 | 7.978 | 25.4449 | 18.7394 | 3868.3854 | 4037.849 | 4382.0764 | 4913.6994
6 | 25 | 24 | 2152.7098 | 2197.7689 | 2284.8742 | 2438.1895 | 1178.4426 | 1208.9924 | 1277.7696 | 1405.7242 | -38.0778 | -65.4292 | -113.0151 | -171.263 | 311.3215 | 418.0817 | 616.1282 | 904.2419 | 10.7016 | 19.8485 | 37.24 | 71.2501 | -0.0029378 | -0.0033719 | -0.0043111 | -0.005539 | 6.0672 | 9.8371 | 27.8249 | 26.1661 | 3621.1619 | 3789.096 | 4130.8174 | 4674.3033
6 | 26 | 1 | 2004.7793 | 2047.3648 | 2126.6612 | 2270.7859 | 1137.7148 | 1167.2089 | 1233.609 | 1357.1415 | -34.2229 | -56.5731 | -97.3776 | -145.9889 | 224.5458 | 301.6967 | 448.3269 | 668.5513 | 7.3249 | 14.4558 | 30.4656 | 51.7 | -0.0029378 | -0.0033719 | -0.0043111 | -0.005539 | 4.7452 | 7.4472 | 19.7825 | 20.3698 | 3344.8842 | 3481.5969 | 3761.4634 | 4222.554
6 | 26 | 2 | 1908.0203 | 1948.8984 | 2024.3417 | 2161.9947 | 1111.8081 | 1140.6305 | 1205.5187 | 1326.2383 | -31.4955 | -53.0845 | -91.1225 | -134.0829 | 138.169 | 191.7437 | 297.0149 | 451.8012 | 6.1075 | 11.8103 | 26.824 | 43.4057 | -0.0029378 | -0.0033719 | -0.0043111 | -0.005539 | 1.0506 | 2.0162 | 11.4871 | 4.6044 | 3133.657 | 3242.0111 | 3474.0596 | 3853.9558
6 | 26 | 3 | 1833.6108 | 1872.5451 | 1944.1367 | 2076.5803 | 1127.6988 | 1156.9332 | 1222.7488 | 1345.1938 | -31.4955 | -51.2577 | -86.6745 | -129.7684 | 84.4827 | 122.1572 | 197.858 | 316.3936 | 5.8686 | 11.1144 | 24.2139 | 42.4311 | -0.0029378 | -0.0033719 | -0.0043111 | -0.005539 | 1.1917 | 1.79 | 7.0601 | 4.5432 | 3021.3542 | 3113.2789 | 3309.3387 | 3655.368
6 | 26 | 4 | 1763.8046 | 1800.8458 | 1868.0336 | 1992.2056 | 1220.3562 | 1251.9926 | 1323.2159 | 1455.7216 | -31.0235 | -52.3103 | -89.802 | -134.5075 | 49.5891 | 79.2479 | 138.6748 | 235.0508 | 6.2744 | 11.8103 | 24.7364 | 42.5327 | -0.0029378 | -0.0033719 | -0.0043111 | -0.005539 | 0.26603 | 0.5213 | 3.3352 | 1.4244 | 3009.2639 | 3092.1042 | 3268.1897 | 3592.4219
6 | 26 | 5 | 1704.9596 | 1740.0468 | 1802.7929 | 1914.3666 | 1428.1532 | 1465.1766 | 1548.5275 | 1703.5957 | -33.8273 | -57.791 | -100.71 | -153.4641 | 43.996 | 69.3239 | 126.8312 | 231.654 | 9.6512 | 17.6335 | 31.5107 | 59.4485 | -0.0029378 | -0.0033719 | -0.0043111 | -0.005539 | 1.5935 | 2.8502 | 7.6067 | 7.5019 | 3154.5231 | 3237.2366 | 3416.5548 | 3763.0969
6 | 26 | 6 | 1722.0335 | 1756.0896 | 1817.8742 | 1922.9016 | 1625.3516 | 1667.4871 | 1762.3471 | 1938.827 | -38.445 | -69.6397 | -118.4361 | -194.1133 | 70.6944 | 108.0811 | 186.6056 | 322.9584 | 16.4847 | 29.3354 | 43.0341 | 93.6226 | -76.6878 | -87.9318 | -112.329 | -144.5333 | 0.13573 | 0.20852 | -1.6439 | 0.60149 | 3319.5671 | 3403.6301 | 3577.452 | 3940.2644
6 | 26 | 7 | 1639.6742 | 1669.3369 | 1722.4582 | 1805.3986 | 2072.4536 | 2126.1797 | 2247.1338 | 2472.1597 | -46.7035 | -86.0817 | -147.9043 | -248.247 | 120.2832 | 180.4839 | 299.8697 | 517.9425 | 23.3685 | 40.3224 | 58.1992 | 128.1017 | -351.874 | -403.3741 | -513.8198 | -656.6588 | 0.13573 | 0.20852 | -0.49385 | 0.60149 | 3457.3376 | 3527.0755 | 3665.4429 | 4019.2982
6 | 26 | 8 | 1605.3642 | 1631.7419 | 1678.3026 | 1744.4374 | 2466.4436 | 2530.3835 | 2674.332 | 2942.1371 | -55.8318 | -101.4712 | -169.7969 | -286.1601 | 167.5787 | 248.8737 | 410.4137 | 699.5685 | 22.5935 | 39.6265 | 59.5042 | 126.8861 | -765.816 | -878.3832 | -1119.9676 | -1431.6988 | 6.1188 | 9.0382 | 17.9248 | 26.3401 | 3446.451 | 3479.8093 | 3550.7127 | 3821.5103
6 | 26 | 9 | 1524.2589 | 1546.51 | 1585.5619 | 1637.5341 | 2744.4772 | 2815.6248 | 2975.8001 | 3273.794 | -64.1668 | -111.6583 | -186.4735 | -305.1167 | 187.1596 | 279.5637 | 460.44 | 783.6579 | 17.941 | 31.5328 | 54.0972 | 105.0442 | -1369.4608 | -1572.832 | -2013.7521 | -2591.7696 | 15.0744 | 23.0132 | 44.5238 | 67.6895 | 3055.2834 | 3011.7543 | 2920.1974 | 2970.8334
6 | 26 | 10 | 1569.8293 | 1591.6244 | 1631.4997 | 1679.2541 | 2949.721 | 3026.1893 | 3198.3432 | 3518.6223 | -69.8051 | -117.4173 | -194.254 | -310.5888 | 179.0642 | 268.1697 | 444.4911 | 764.7174 | 10.9989 | 20.8477 | 41.0712 | 74.8063 | -1808.976 | -2076.3647 | -2655.4568 | -3413.4112 | 19.4503 | 29.7753 | 58.6832 | 88.1623 | 2850.2826 | 2742.8244 | 2524.3775 | 2401.5622
6 | 26 | 11 | 1645.1084 | 1668.2098 | 1712.6546 | 1759.0577 | 3071.6355 | 3151.2643 | 3330.5334 | 3664.05 | -74.9713 | -123.9506 | -201.753 | -323.2278 | 161.069 | 244.0355 | 409.0791 | 711.7852 | 9.0784 | 17.2219 | 32.805 | 66.5119 | -2035.0324 | -2335.9506 | -2987.6153 | -3840.4296 | 18.4595 | 29.212 | 60.2161 | 88.6385 | 2795.3471 | 2650.0422 | 2355.9199 | 2126.3859
6 | 26 | 12 | 1682.0176 | 1702.7054 | 1750.9392 | 1798.2429 | 3163.5793 | 3245.5917 | 3430.2269 | 3773.7267 | -79.0099 | -129.4313 | -209.5335 | -335.4421 | 155.8747 | 233.1779 | 389.616 | 677.793 | 7.6357 | 15.4361 | 29.9458 | 61.9283 | -2155.6014 | -2474.5347 | -3165.2315 | -4068.9726 | 10.0441 | 15.8097 | 39.4838 | 48.758 | 2784.5402 | 2608.7548 | 2265.4466 | 1956.0341
6 | 26 | 13 | 1807.0214 | 1831.3321 | 1885.6293 | 1937.9847 | 3217.5036 | 3300.914 | 3488.6964 | 3838.0512 | -82.6507 | -135.521 | -215.7885 | -351.6628 | 145.975 | 221.9077 | 373.6671 | 641.0446 | 8.1134 | 16.6708 | 27.9936 | 67.6258 | -2153.6957 | -2472.6042 | -3163.2401 | -4066.578 | 1.7564 | 2.616 | 9.3101 | 8.1911 | 2944.0234 | 2765.3154 | 2406.2679 | 2074.6567
6 | 26 | 14 | 1885.7062 | 1909.928 | 1969.4318 | 2027.1809 | 3250.4961 | 3334.7617 | 3524.4696 | 3877.4068 | -86.84 | -140.6712 | -225.1711 | -367.0339 | 137.0914 | 205.4434 | 342.8503 | 585.3749 | 8.9169 | 18.171 | 30.7391 | 73.5642 | -2025.7144 | -2325.7912 | -2975.5095 | -3824.851 | 0.40177 | 0.85169 | -3.5666 | 2.7986 | 3170.0581 | 3002.6934 | 2663.2436 | 2374.4405
6 | 26 | 15 | 2040.6879 | 2069.0282 | 2137.1236 | 2208.4621 | 3196.8095 | 3279.6833 | 3466.258 | 3813.3658 | -88.4396 | -144.1597 | -232.7467 | -376.512 | 123.0941 | 184.7856 | 308.2831 | 516.2488 | 10.1913 | 20.5132 | 35.6966 | 81.8962 | -1744.0169 | -2003.0816 | -2564.0603 | -3297.2716 | -0.51849 | -0.74743 | -7.7027 | -1.4244 | 3537.8078 | 3406.0217 | 3142.8516 | 2944.7649
6 | 26 | 16 | 2243.0201 | 2277.8579 | 2358.8486 | 2450.2015 | 3048.5438 | 3127.574 | 3305.4954 | 3636.5047 | -89.1259 | -144.2119 | -239.3599 | -376.2037 | 69.9964 | 102.7219 | 162.7837 | 266.7878 | 10.589 | 21.3364 | 42.3437 | 86.7207 | -1401.0396 | -1609.4203 | -2060.4529 | -2649.0582 | -1.7509 | -2.7379 | -11.1556 | -6.608 | 3880.2329 | 3773.1203 | 3558.503 | 3408.3448
6 | 26 | 17 | 2435.7971 | 2476.8115 | 2568.6252 | 2684.7308 | 2803.5916 | 2876.2718 | 3039.8971 | 3344.3096 | -86.794 | -142.2719 | -240.757 | -371.581 | 75.7986 | 108.6175 | 168.4772 | 270.1053 | 11.6245 | 23.5514 | 47.3013 | 91.5452 | -967.4841 | -1111.7379 | -1423.6662 | -1829.294 | -5.7957 | -9.0748 | -27.2471 | -26.3234 | 4266.7379 | 4222.1677 | 4132.6305 | 4163.4926
6 | 26 | 18 | 2586.6812 | 2631.0614 | 2734.1501 | 2875.1267 | 2465.2563 | 2529.1654 | 2673.0446 | 2940.7208 | -81.9491 | -136.0691 | -234.2969 | -355.477 | 90.095 | 129.136 | 195.8133 | 297.3834 | 12.2692 | 24.8052 | 55.118 | 96.573 | -461.9283 | -531.2346 | -680.7845 | -873.7491 | -13.6193 | -21.0945 | -42.8691 | -62.1703 | 4596.805 | 4625.7698 | 4700.1754 | 4918.4075
6 | 26 | 19 | 2744.1026 | 2795.304 | 2908.235 | 3071.0473 | 2141.9886 | 2197.5174 | 2322.5298 | 2555.1058 | -74.1627 | -124.055 | -214.9688 | -328.6203 | 94.8906 | 135.568 | 204.4804 | 304.589 | 14.3566 | 27.9828 | 55.2425 | 104.969 | -90.5509 | -104.4065 | -134.217 | -172.027 | -19.1354 | -29.5667 | -63.1888 | -86.8981 | 4811.4894 | 4898.3439 | 5078.1132 | 5448.1657
6 | 26 | 20 | 2814.6629 | 2869.3584 | 2986.0373 | 3155.8543 | 1984.5259 | 2035.9726 | 2151.795 | 2367.2738 | -66.162 | -112.9284 | -194.0385 | -302.0723 | 104.3914 | 148.3083 | 222.8957 | 328.5497 | 15.9662 | 30.52 | 55.8165 | 111.8069 | -0.0029378 | -0.0033719 | -0.0043111 | -0.005539 | -16.9447 | -25.1011 | -52.2441 | -69.7794 | 4836.4368 | 4946.1264 | 5170.2576 | 5591.6275
6 | 26 | 21 | 2835.0796 | 2892.0478 | 3010.5919 | 3188.8416 | 1721.4059 | 1766.0315 | 1866.4976 | 2053.4069 | -59.3961 | -103.6287 | -174.2344 | -277.9519 | 193.3088 | 273.9828 | 416.4782 | 613.7152 | 18.1486 | 33.7166 | 52.8111 | 118.4415 | -0.0029378 | -0.0033719 | -0.0043111 | -0.005539 | -6.2328 | -10.965 | -26.4434 | -36.2006 | 4702.3112 | 4851.1817 | 5145.6967 | 5660.2472
6 | 26 | 22 | 2603.6012 | 2655.3679 | 2763.3889 | 2936.6629 | 1492.9235 | 1531.626 | 1618.7571 | 1780.858 | -52.1888 | -91.9453 | -156.0324 | -245.2026 | 211.304 | 291.6851 | 438.661 | 644.8816 | 17.2651 | 31.7859 | 52.6758 | 110.8963 | -0.0029378 | -0.0033719 | -0.0043111 | -0.005539 | -1.7998 | -3.4054 | -13.0986 | -13.28 | 4271.1024 | 4415.1109 | 4704.3475 | 5214.8106
6 | 26 | 23 | 2359.6827 | 2407.4707 | 2504.1028 | 2667.8504 | 1315.2605 | 1349.3572 | 1426.1195 | 1568.9298 | -44.4023 | -78.3827 | -134.4213 | -207.2894 | 318.2069 | 426.7316 | 618.7278 | 889.9723 | 13.9834 | 25.8355 | 46.9466 | 90.9019 | -0.0029378 | -0.0033719 | -0.0043111 | -0.005539 | 5.1985 | 7.978 | 25.4449 | 18.7394 | 3967.9269 | 4138.9869 | 4486.9159 | 5029.0988
6 | 26 | 24 | 2221.619 | 2267.6325 | 2358.1144 | 2515.1884 | 1200.7548 | 1231.8831 | 1301.9624 | 1432.3397 | -38.1849 | -64.655 | -114.0541 | -169.26 | 311.3215 | 418.0817 | 616.1282 | 904.2419 | 9.4842 | 18.0451 | 38.0224 | 64.5779 | -0.0029378 | -0.0033719 | -0.0043111 | -0.005539 | 6.0672 | 9.8371 | 27.8249 | 26.1661 | 3711.0588 | 3880.821 | 4227.9939 | 4773.2485
6 | 27 | 1 | 2095.9335 | 2140.0313 | 2224.2727 | 2375.0963 | 1137.0343 | 1166.5107 | 1232.8711 | 1356.3297 | -33.6743 | -59.4526 | -103.556 | -145.5642 | 224.5458 | 301.6967 | 448.3269 | 668.5513 | 7.086 | 15.4361 | 32.9403 | 49.4082 | -0.0029378 | -0.0033719 | -0.0043111 | -0.005539 | 4.7452 | 11.6447 | 19.7825 | 20.3698 | 3435.6676 | 3575.8635 | 3854.6333 | 4324.1856
6 | 27 | 2 | 1993.3727 | 2035.2648 | 2115.1598 | 2259.4399 | 1109.007 | 1137.7568 | 1202.4816 | 1322.897 | -31.4955 | -55.6336 | -94.455 | -131.7715 | 138.169 | 191.7437 | 297.0149 | 451.8012 | 5.7017 | 12.5062 | 26.6886 | 42.4311 | -0.0029378 | -0.0033719 | -0.0043111 | -0.005539 | 1.0506 | 6.5089 | 11.4871 | 4.6044 | 3215.8025 | 3328.1435 | 3558.3727 | 3949.3965
6 | 27 | 3 | 1908.385 | 1948.1849 | 2023.5111 | 2161.7353 | 1124.5724 | 1153.7257 | 1219.3589 | 1341.4644 | -30.475 | -53.1977 | -91.3275 | -129.3437 | 84.4827 | 122.1572 | 197.858 | 316.3936 | 5.4628 | 11.3987 | 23.9539 | 40.2409 | -0.0029378 | -0.0033719 | -0.0043111 | -0.005539 | 1.1917 | 4.1799 | 7.0601 | 4.5432 | 3093.6167 | 3186.4454 | 3380.4102 | 3735.0281
6 | 27 | 4 | 1839.8041 | 1877.6276 | 1948.9191 | 2079.2389 | 1215.8845 | 1247.405 | 1318.3674 | 1450.3875 | -31.4955 | -53.9719 | -91.609 | -134.0829 | 49.5891 | 79.2479 | 138.6748 | 235.0508 | 5.8686 | 11.3987 | 23.9539 | 41.1139 | -0.0029378 | -0.0033719 | -0.0043111 | -0.005539 | 0.26603 | 1.79 | 3.3352 | 1.4244 | 3079.9139 | 3163.4939 | 3341.6372 | 3673.127
6 | 27 | 5 | 1767.5363 | 1803.0962 | 1869.0376 | 1986.0298 | 1422.6228 | 1459.5028 | 1542.531 | 1696.9986 | -33.2788 | -58.6784 | -100.71 | -148.725 | 43.996 | 69.3239 | 126.8312 | 231.654 | 9.0065 | 15.0245 | 30.7283 | 56.182 | -0.0029378 | -0.0033719 | -0.0043111 | -0.005539 | 1.5935 | 4.2842 | 7.6067 | 7.5019 | 3211.4733 | 3292.5498 | 3476.0204 | 3829.6358
6 | 27 | 6 | 1780.338 | 1815.3254 | 1880.0013 | 1990.0713 | 1622.1456 | 1664.198 | 1758.8709 | 1935.0026 | -38.3379 | -68.7002 | -121.2821 | -191.3772 | 70.6944 | 108.0811 | 186.6056 | 322.9584 | 14.9483 | 21.6898 | 42.2517 | 86.8488 | -79.3845 | -90.8618 | -115.7015 | -148.4449 | 0.13573 | -0.85169 | -1.6439 | 0.60149 | 3370.5396 | 3448.8805 | 3629.102 | 3995.6604
6 | 27 | 7 | 1710.621 | 1741.4299 | 1798.5899 | 1886.9546 | 2063.6559 | 2117.154 | 2237.5946 | 2461.6653 | -46.2315 | -82.5932 | -149.4298 | -234.0295 | 120.2832 | 180.4839 | 299.8697 | 517.9425 | 19.8614 | 29.3354 | 56.7073 | 112.0589 | -447.8045 | -513.6967 | -656.6243 | -844.6054 | 0.13573 | -0.31278 | -0.49385 | 0.60149 | 3420.5213 | 3471.8004 | 3586.2136 | 3900.5879
6 | 27 | 8 | 1726.9505 | 1755.5582 | 1809.5495 | 1885.1553 | 2443.2251 | 2506.5631 | 2649.1565 | 2914.4406 | -54.7042 | -96.2688 | -171.6039 | -274.3704 | 167.5787 | 248.8737 | 410.4137 | 699.5685 | 20.8033 | 28.6394 | 56.1117 | 116.8458 | -932.591 | -1070.4075 | -1369.0175 | -1760.6961 | 6.1188 | 9.8547 | 17.9248 | 26.3401 | 3377.3813 | 3382.8128 | 3402.5348 | 3607.2837
6 | 27 | 9 | 1749.653 | 1776.1552 | 1828.7549 | 1896.5163 | 2700.9088 | 2770.9269 | 2928.5594 | 3221.8227 | -62.4906 | -107.9523 | -191.613 | -299.9527 | 187.1596 | 279.5637 | 460.44 | 783.6579 | 17.941 | 26.1212 | 52.5323 | 103.9679 | -1369.3021 | -1571.279 | -2008.4422 | -2580.6699 | 15.0744 | 24.6543 | 44.5238 | 67.6895 | 3238.9439 | 3198.19 | 3114.7552 | 3193.0317
6 | 27 | 10 | 1893.3009 | 1921.6864 | 1980.7082 | 2051.2601 | 2883.0367 | 2957.7764 | 3126.0383 | 3439.077 | -68.0218 | -115.373 | -200.919 | -314.1703 | 179.0642 | 268.1697 | 444.4911 | 764.7174 | 15.4261 | 19.7402 | 41.5937 | 93.4834 | -1720.4195 | -1974.6307 | -2525.1469 | -3246.2956 | 19.4503 | 32.6675 | 58.6832 | 88.1623 | 3201.8369 | 3110.0364 | 2925.4486 | 2876.2343
6 | 27 | 11 | 1989.0495 | 2020.069 | 2082.4001 | 2154.2062 | 3011.6841 | 3089.7588 | 3265.529 | 3592.5361 | -72.4253 | -123.2375 | -211.5454 | -325.9599 | 161.069 | 244.0355 | 409.0791 | 711.7852 | 13.6359 | 16.2416 | 35.2797 | 88.7981 | -1933.5438 | -2219.2281 | -2837.7804 | -3647.5105 | 18.4595 | 33.2782 | 60.2161 | 88.6385 | 3187.9289 | 3060.9176 | 2803.1782 | 2662.4936
6 | 27 | 12 | 2172.2431 | 2204.5106 | 2275.0998 | 2362.8754 | 3079.0622 | 3158.8836 | 3338.5862 | 3672.9092 | -76.1426 | -129.6055 | -220.6465 | -333.0105 | 155.8747 | 233.1779 | 389.616 | 677.793 | 11.0124 | 13.898 | 32.545 | 77.339 | -2053.0028 | -2356.6547 | -3014.3652 | -3875.8592 | 10.0441 | 21.3207 | 39.4838 | 48.758 | 3299.0912 | 3145.5306 | 2840.3192 | 2630.8047
6 | 27 | 13 | 2435.7481 | 2474.6088 | 2557.926 | 2662.5903 | 3116.2902 | 3197.0767 | 3378.952 | 3717.3172 | -78.505 | -136.7478 | -231.5545 | -335.0135 | 145.975 | 222.4441 | 373.6671 | 641.0446 | 8.1134 | 13.741 | 33.8501 | 65.0068 | -2021.961 | -2321.6914 | -2971.1046 | -3821.725 | 1.7564 | 5.0858 | 9.3101 | 8.1911 | 3607.4171 | 3454.5172 | 3151.0462 | 2937.4115
6 | 27 | 14 | 2676.2609 | 2719.5026 | 2814.2697 | 2937.5321 | 3130.6115 | 3211.7692 | 3394.4804 | 3734.4005 | -81.6737 | -142.9506 | -243.5015 | -339.3279 | 137.0914 | 205.4434 | 342.8503 | 585.3749 | 7.0548 | 15.5444 | 38.5477 | 60.5624 | -1906.1074 | -2188.7212 | -2800.799 | -3601.6593 | 0.40177 | -2.0757 | -3.5666 | 2.7986 | 3963.6393 | 3818.512 | 3542.281 | 3379.6811
6 | 27 | 15 | 2871.0545 | 2919.8485 | 3024.6803 | 3164.5785 | 3077.0832 | 3156.8532 | 3336.4403 | 3670.5484 | -83.1663 | -148.266 | -251.282 | -348.3815 | 123.0941 | 184.7856 | 308.2831 | 516.2488 | 7.1987 | 17.4751 | 42.7228 | 64.4123 | -1678.7026 | -1927.7894 | -2467.0248 | -3171.6841 | -0.51849 | -4.0838 | -7.7027 | -1.4244 | 4316.0431 | 4198.8232 | 3986.1169 | 3894.2979
6 | 27 | 16 | 3035.529 | 3091.4025 | 3205.7781 | 3364.2016 | 2936.8689 | 3013.0041 | 3184.4079 | 3503.2916 | -83.6383 | -150.093 | -254.4095 | -354.6991 | 69.9964 | 102.7219 | 162.7837 | 266.7878 | 9.3716 | 19.4057 | 46.8978 | 76.3532 | -1350.4259 | -1551.0736 | -1985.2466 | -2551.641 | -1.7509 | -6.2827 | -11.1556 | -6.608 | 4615.9508 | 4519.0849 | 4349.0557 | 4297.6861
6 | 27 | 17 | 3238.7066 | 3301.2487 | 3428.5972 | 3610.1931 | 2698.2945 | 2768.2449 | 2925.7248 | 3218.7042 | -82.4342 | -149.0403 | -252.6025 | -353.9662 | 75.7986 | 108.6175 | 168.4772 | 270.1053 | 11.3857 | 20.0827 | 48.3383 | 88.0532 | -935.1923 | -1074.2244 | -1374.6875 | -1765.4038 | -5.7957 | -15.4793 | -27.2471 | -26.3234 | 5000.7631 | 4959.4497 | 4916.6003 | 5041.3623
6 | 27 | 18 | 3363.7562 | 3429.5126 | 3567.2019 | 3771.2316 | 2372.2228 | 2433.7201 | 2572.1696 | 2829.7443 | -78.5027 | -141.7849 | -241.6945 | -344.1795 | 90.095 | 129.136 | 195.8133 | 297.3834 | 13.8924 | 22.3167 | 51.8554 | 99.8548 | -453.8623 | -521.7142 | -668.0028 | -856.735 | -13.6193 | -23.7363 | -42.8691 | -62.1703 | 5293.9821 | 5327.45 | 5434.4738 | 5735.1292
6 | 27 | 19 | 3425.3254 | 3494.3786 | 3637.5416 | 3856.7234 | 2056.512 | 2109.8249 | 2229.8486 | 2453.1436 | -71.1882 | -126.8914 | -218.0715 | -318.1724 | 94.8906 | 135.568 | 204.4804 | 304.589 | 15.6459 | 21.6208 | 50.6857 | 108.3524 | -81.4301 | -93.8194 | -120.4643 | -154.3826 | -19.1354 | -34.9639 | -63.1888 | -86.8981 | 5420.6201 | 5505.7174 | 5720.8318 | 6163.3553
6 | 27 | 20 | 3348.5287 | 3417.2806 | 3557.7617 | 3771.2206 | 1923.6407 | 1973.5091 | 2085.7781 | 2294.646 | -63.9503 | -114.9296 | -195.9739 | -289.7376 | 104.3914 | 148.3083 | 222.8957 | 328.5497 | 16.8498 | 23.0315 | 51.4574 | 111.4797 | -0.0029378 | -0.0033719 | -0.0043111 | -0.005539 | -16.9447 | -30.2464 | -52.2441 | -69.7794 | 5312.5127 | 5416.95 | 5669.6705 | 6146.3734
6 | 27 | 21 | 3286.7157 | 3354.2481 | 3493.4198 | 3708.5802 | 1670.669 | 1713.9793 | 1811.4842 | 1992.8845 | -57.5363 | -104.2987 | -178.8108 | -271.2057 | 193.3088 | 273.9828 | 416.4782 | 613.7152 | 19.0322 | 24.1214 | 53.5963 | 120.5077 | -0.0029378 | -0.0033719 | -0.0043111 | -0.005539 | -6.2328 | -13.2763 | -26.4434 | -36.2006 | 5105.9537 | 5248.7532 | 5569.7199 | 6128.2759
6 | 27 | 22 | 3026.3582 | 3087.5887 | 3215.872 | 3422.2943 | 1449.2303 | 1486.8 | 1571.3811 | 1728.7378 | -50.8775 | -93.3895 | -162.2109 | -239.3058 | 211.304 | 291.6851 | 438.661 | 644.8816 | 17.9098 | 25.1206 | 54.2434 | 112.3151 | -0.0029378 | -0.0033719 | -0.0043111 | -0.005539 | -1.7998 | -6.8988 | -13.0986 | -13.28 | 4652.1221 | 4790.9027 | 5104.8438 | 5655.6373
6 | 27 | 23 | 2719.4613 | 2774.7263 | 2888.9047 | 3081.0937 | 1276.3826 | 1309.4715 | 1383.9647 | 1522.5537 | -44.1116 | -80.9318 | -140.3182 | -204.1287 | 318.2069 | 427.268 | 618.7278 | 889.9723 | 14.628 | 24.2974 | 51.6334 | 92.7649 | -0.0029378 | -0.0033719 | -0.0043111 | -0.005539 | 5.1985 | 14.8863 | 25.4449 | 18.7394 | 4289.7629 | 4469.7144 | 4828.3528 | 5400.9897
6 | 27 | 24 | 2533.651 | 2586.8874 | 2693.1099 | 2873.4029 | 1169.9831 | 1200.3137 | 1268.5971 | 1395.6333 | -37.5293 | -68.1435 | -118.7071 | -166.5239 | 311.3215 | 418.0817 | 616.1282 | 904.2419 | 9.3173 | 19.8485 | 41.8022 | 63.5017 | -0.0029378 | -0.0033719 | -0.0043111 | -0.005539 | 6.0672 | 15.8246 | 27.8249 | 26.1661 | 3992.8079 | 4172.809 | 4528.7509 | 5096.4164
6 | 28 | 1 | 2374.1268 | 2424.4532 | 2523.6132 | 2693.8578 | 1115.0613 | 1143.968 | 1209.0461 | 1330.1189 | -33.6743 | -58.2348 | -102.2355 | -147.992 | 224.5458 | 301.6967 | 448.3269 | 668.5513 | 8.2668 | 14.0442 | 36.4575 | 54.3344 | -0.0029378 | -0.0033719 | -0.0043111 | -0.005539 | 4.7452 | 11.6447 | 19.7825 | 20.3698 | 3693.0686 | 3837.5688 | 4134.9863 | 4619.2346
6 | 28 | 2 | 2210.3264 | 2257.6262 | 2348.9695 | 2508.8852 | 1093.1441 | 1121.4827 | 1185.2816 | 1303.9746 | -30.947 | -53.8067 | -93.416 | -136.0859 | 138.169 | 191.7437 | 297.0149 | 451.8012 | 6.6802 | 11.1144 | 32.9403 | 44.7229 | -0.0029378 | -0.0033719 | -0.0043111 | -0.005539 | 1.0506 | 6.5089 | 11.4871 | 4.6044 | 3418.4204 | 3534.6658 | 3782.2732 | 4177.8968
6 | 28 | 3 | 2129.8145 | 2174.7477 | 2261.9986 | 2416.6159 | 1108.6119 | 1137.3514 | 1202.0531 | 1322.4256 | -30.475 | -51.9798 | -88.968 | -129.3437 | 84.4827 | 122.1572 | 197.858 | 316.3936 | 5.8686 | 10.2722 | 30.2057 | 42.4311 | -0.0029378 | -0.0033719 | -0.0043111 | -0.005539 | 1.1917 | 4.1799 | 7.0601 | 4.5432 | 3299.4914 | 3396.7254 | 3610.2032 | 3973.0601
6 | 28 | 4 | 2021.0957 | 2062.863 | 2143.8926 | 2287.6992 | 1202.9865 | 1234.1727 | 1304.3823 | 1435.0019 | -30.475 | -52.145 | -88.968 | -134.0829 | 49.5891 | 79.2479 | 138.6748 | 235.0508 | 6.2744 | 10.7028 | 27.9936 | 42.5327 | -0.0029378 | -0.0033719 | -0.0043111 | -0.005539 | 0.26603 | 1.79 | 3.3352 | 1.4244 | 3249.7339 | 3336.628 | 3529.3063 | 3867.6205
6 | 28 | 5 | 1949.8162 | 1989.3614 | 2064.9074 | 2195.8668 | 1408.8982 | 1445.4224 | 1527.6496 | 1680.627 | -33.2788 | -56.6862 | -93.6209 | -151.4611 | 43.996 | 69.3239 | 126.8312 | 231.654 | 9.2454 | 15.0245 | 30.7283 | 57.055 | -0.0029378 | -0.0033719 | -0.0043111 | -0.005539 | 1.5935 | 4.2842 | 7.6067 | 7.5019 | 3380.2675 | 3466.7267 | 3664.0979 | 4021.2382
6 | 28 | 6 | 1940.6009 | 1979.3625 | 2052.5093 | 2175.0441 | 1596.9392 | 1638.3382 | 1731.5399 | 1904.9348 | -38.3379 | -65.9859 | -109.5401 | -191.3772 | 70.6944 | 108.0811 | 186.6056 | 322.9584 | 15.912 | 23.0816 | 43.0341 | 90.4578 | -78.8234 | -90.3331 | -115.3236 | -148.386 | 0.13573 | -0.85169 | -1.6439 | 0.60149 | 3507.1208 | 3591.6927 | 3787.1814 | 4154.2333
6 | 28 | 7 | 1948.5584 | 1984.9973 | 2054.3214 | 2161.7533 | 2020.4537 | 2072.8318 | 2190.751 | 2410.1308 | -45.683 | -77.9999 | -133.2397 | -239.1934 | 120.2832 | 180.4839 | 299.8697 | 517.9425 | 22.0208 | 32.9246 | 55.9248 | 122.5433 | -436.3117 | -500.4961 | -639.7039 | -822.9037 | 0.13573 | -0.31278 | -0.49385 | 0.60149 | 3629.4571 | 3692.4287 | 3827.4295 | 4150.8744
6 | 28 | 8 | 2012.0408 | 2047.3727 | 2116.6632 | 2214.3134 | 2364.3608 | 2425.6544 | 2563.645 | 2820.366 | -54.7042 | -86.9691 | -155.1323 | -277.1065 | 167.5787 | 248.8737 | 410.4137 | 699.5685 | 21.615 | 31.4231 | 55.9248 | 121.3278 | -910.4606 | -1044.8007 | -1335.8091 | -1717.3377 | 6.1188 | 9.8547 | 17.9248 | 26.3401 | 3606.5493 | 3631.4086 | 3673.6301 | 3887.4716
6 | 28 | 9 | 2122.3388 | 2158.7362 | 2231.0178 | 2326.7156 | 2604.1407 | 2671.6503 | 2823.6351 | 3106.3913 | -62.3835 | -94.9988 | -171.0515 | -295.6383 | 187.1596 | 279.5637 | 460.44 | 783.6579 | 17.1294 | 26.8171 | 53.1902 | 101.676 | -1324.3806 | -1519.9787 | -1943.4239 | -2497.6615 | 15.0744 | 24.6543 | 44.5238 | 67.6895 | 3559.0787 | 3546.4441 | 3498.3317 | 3592.8306
6 | 28 | 10 | 2339.9979 | 2380.8006 | 2462.5849 | 2565.4889 | 2787.0063 | 2859.2564 | 3021.9138 | 3324.5255 | -67.5498 | -98.6005 | -185.087 | -302.6889 | 179.0642 | 268.1697 | 444.4911 | 764.7174 | 12.0493 | 17.9178 | 48.368 | 77.4406 | -1705.4479 | -1956.9834 | -2501.2743 | -3213.1045 | 19.4503 | 32.6675 | 58.6832 | 88.1623 | 3564.5703 | 3503.2281 | 3349.6796 | 3304.5411
6 | 28 | 11 | 2613.1808 | 2659.4701 | 2754.2113 | 2871.2215 | 2900.9887 | 2976.1937 | 3145.5034 | 3460.4912 | -72.8667 | -105.7428 | -194.188 | -319.2177 | 161.069 | 244.0355 | 409.0791 | 711.7852 | 10.2958 | 15.4361 | 42.8988 | 70.6667 | -1908.4307 | -2190.9144 | -2802.7098 | -3603.8601 | 18.4595 | 33.2782 | 60.2161 | 88.6385 | 3722.6964 | 3631.7563 | 3415.0109 | 3279.7253
6 | 28 | 12 | 2875.7725 | 2923.3041 | 3030.5181 | 3169.6578 | 2978.3284 | 3055.5384 | 3229.3618 | 3552.7471 | -76.6911 | -110.8408 | -201.4054 | -328.1549 | 155.8747 | 233.1779 | 389.616 | 677.793 | 8.0415 | 12.0756 | 36.7201 | 61.2962 | -2022.631 | -2322.2354 | -2971.064 | -3820.3068 | 10.0441 | 21.3207 | 39.4838 | 48.758 | 3928.7391 | 3812.3404 | 3553.2304 | 3361.7903
6 | 28 | 13 | 3124.7366 | 3177.0604 | 3295.8791 | 3452.0352 | 3014.0208 | 3092.156 | 3268.0626 | 3595.3234 | -79.967 | -117.931 | -205.4953 | -339.2116 | 145.975 | 222.4441 | 373.6671 | 641.0446 | 7.7076 | 13.1831 | 29.8212 | 62.3084 | -2020.0473 | -2319.4639 | -2967.919 | -3816.4802 | 1.7564 | 5.0858 | 9.3101 | 8.1911 | 4194.182 | 4072.5345 | 3803.3259 | 3603.2109
6 | 28 | 14 | 3337.87 | 3393.5176 | 3521.6132 | 3695.9629 | 3029.5537 | 3108.0916 | 3284.9047 | 3613.8521 | -83.0286 | -124.9081 | -215.8403 | -347.8406 | 137.0914 | 205.4434 | 342.8503 | 585.3749 | 7.4606 | 14.0063 | 33.7364 | 64.8411 | -1905.814 | -2188.6217 | -2801.1155 | -3602.3875 | 0.40177 | -2.0757 | -3.5666 | 2.7986 | 4523.5349 | 4405.4533 | 4162.5823 | 4012.6015
6 | 28 | 15 | 3382.5085 | 3438.6031 | 3569.5815 | 3751.9156 | 2989.3742 | 3066.8705 | 3241.3386 | 3565.9233 | -84.5212 | -129.893 | -224.6598 | -361.2085 | 123.0941 | 184.7856 | 308.2831 | 516.2488 | 9.1558 | 16.6329 | 37.9114 | 75.3632 | -1678.5542 | -1927.9071 | -2467.7964 | -3173.3392 | -0.51849 | -4.0838 | -7.7027 | -1.4244 | 4740.5386 | 4645.0083 | 4456.9557 | 4373.4787
6 | 28 | 16 | 3496.5247 | 3555.3629 | 3693.8029 | 3895.0209 | 2858.2051 | 2932.301 | 3099.1138 | 3409.4562 | -85.4653 | -133.9906 | -229.3894 | -365.6395 | 69.9964 | 102.7219 | 162.7837 | 266.7878 | 10.7559 | 18.9752 | 41.5639 | 82.8221 | -1320.8684 | -1517.1007 | -1941.1107 | -2492.7092 | -1.7509 | -6.2827 | -11.1556 | -6.608 | 5027.3976 | 4951.987 | 4815.6086 | 4789.1303
6 | 28 | 17 | 3526.3784 | 3589.2192 | 3731.3042 | 3943.9992 | 2635.2328 | 2703.5484 | 2857.3479 | 3143.4801 | -84.3682 | -132.9901 | -232.5935 | -367.3341 | 75.7986 | 108.6175 | 168.4772 | 270.1053 | 12.675 | 20.9059 | 46.5215 | 93.6491 | -889.0694 | -1021.4163 | -1306.5939 | -1675.0597 | -5.7957 | -15.4793 | -27.2471 | -26.3234 | 5270.8514 | 5252.4052 | 5237.2162 | 5382.5164
6 | 28 | 18 | 3571.0016 | 3636.5403 | 3784.0658 | 4011.3115 | 2337.9862 | 2398.596 | 2535.0473 | 2788.9047 | -80.3602 | -128.5011 | -226.1335 | -354.8115 | 90.095 | 129.136 | 195.8133 | 297.3834 | 14.776 | 22.425 | 52.2507 | 105.8949 | -452.1906 | -519.7661 | -665.3925 | -853.1133 | -13.6193 | -23.7363 | -42.8691 | -62.1703 | 5467.6887 | 5514.6938 | 5632.782 | 5933.3993
6 | 28 | 19 | 3580.554 | 3648.5236 | 3801.4776 | 4038.0498 | 2020.6594 | 2073.0429 | 2190.9741 | 2410.3763 | -72.0252 | -120.5235 | -205.8429 | -324.4901 | 94.8906 | 135.568 | 204.4804 | 304.589 | 17.1022 | 21.8753 | 53.6803 | 116.6843 | -82.5528 | -95.0838 | -122.0158 | -156.3317 | -19.1354 | -34.9639 | -63.1888 | -86.8981 | 5539.4928 | 5628.4385 | 5859.565 | 6301.9795
6 | 28 | 20 | 3550.6109 | 3620.1984 | 3771.7936 | 4004.9325 | 1892.0173 | 1941.0658 | 2051.4892 | 2256.9234 | -64.3458 | -111.7196 | -185.4758 | -293.7437 | 104.3914 | 148.3083 | 222.8957 | 328.5497 | 17.3275 | 23.5704 | 55.0368 | 115.3295 | -0.0029378 | -0.0033719 | -0.0043111 | -0.005539 | -16.9447 | -30.2464 | -52.2441 | -69.7794 | 5483.0537 | 5591.1735 | 5863.491 | 6342.2065
6 | 28 | 21 | 3474.8299 | 3545.8993 | 3694.1634 | 3923.7032 | 1642.1517 | 1684.7227 | 1780.5632 | 1958.8672 | -57.7941 | -102.0282 | -172.0033 | -263.7305 | 193.3088 | 273.9828 | 416.4782 | 613.7152 | 16.7059 | 24.8173 | 60.4952 | 110.1625 | -0.0029378 | -0.0033719 | -0.0043111 | -0.005539 | -6.2328 | -13.2763 | -26.4434 | -36.2006 | 5262.9666 | 5414.1142 | 5753.249 | 6306.5115
6 | 28 | 22 | 3178.0757 | 3243.3273 | 3378.4742 | 3594.6386 | 1425.21 | 1462.1571 | 1545.3362 | 1700.0848 | -50.7704 | -91.5626 | -159.8513 | -234.1419 | 211.304 | 291.6851 | 438.661 | 644.8816 | 15.1777 | 26.6587 | 67.9789 | 98.4625 | -0.0029378 | -0.0033719 | -0.0043111 | -0.005539 | -1.7998 | -6.8988 | -13.0986 | -13.28 | 4777.1943 | 4925.3634 | 5257.4961 | 5790.6401
6 | 28 | 23 | 2845.8631 | 2904.5699 | 3025.1257 | 3224.1803 | 1254.6181 | 1287.1427 | 1360.3657 | 1496.5915 | -44.1116 | -78.9396 | -141.3677 | -201.3926 | 318.2069 | 427.268 | 618.7278 | 889.9723 | 13.4106 | 23.8859 | 63.9392 | 85.7878 | -0.0029378 | -0.0033719 | -0.0043111 | -0.005539 | 5.1985 | 14.8863 | 25.4449 | 18.7394 | 4393.1828 | 4578.8099 | 4952.2312 | 5513.8732
6 | 28 | 24 | 2642.6811 | 2697.7473 | 2808.4823 | 2999.5341 | 1157.0631 | 1187.0587 | 1254.5881 | 1380.2214 | -37.5293 | -67.204 | -118.1546 | -168.9516 | 311.3215 | 418.0817 | 616.1282 | 904.2419 | 10.5347 | 18.741 | 47.3337 | 69.5041 | -0.0029378 | -0.0033719 | -0.0043111 | -0.005539 | 6.0672 | 15.8246 | 27.8249 | 26.1661 | 4090.1353 | 4270.2459 | 4636.1983 | 5210.7104
6 | 29 | 1 | 2443.4129 | 2494.5843 | 2595.4921 | 2774.2338 | 1114.6721 | 1143.5687 | 1208.6241 | 1329.6546 | -34.1463 | -59.2874 | -101.749 | -147.992 | 224.5458 | 301.6967 | 448.3269 | 668.5513 | 7.5638 | 14.3286 | 30.2057 | 54.3344 | -0.0029378 | -0.0033719 | -0.0043111 | -0.005539 | 4.7452 | 11.6447 | 19.7825 | 20.3698 | 3760.7904 | 3906.5323 | 4200.678 | 4699.1463
6 | 29 | 2 | 2252.6327 | 2299.8549 | 2391.8021 | 2558.0722 | 1093.4 | 1121.7452 | 1185.5591 | 1304.2798 | -31.9675 | -55.6336 | -94.455 | -136.5106 | 138.169 | 191.7437 | 297.0149 | 451.8012 | 6.9191 | 13.3483 | 27.9936 | 46.1417 | -0.0029378 | -0.0033719 | -0.0043111 | -0.005539 | 1.0506 | 6.5089 | 11.4871 | 4.6044 | 3460.2009 | 3577.564 | 3819.3976 | 4228.3832
6 | 29 | 3 | 2149.109 | 2193.974 | 2280.8316 | 2439.135 | 1111.0477 | 1139.8504 | 1204.6942 | 1325.3312 | -30.947 | -52.3103 | -89.802 | -131.7715 | 84.4827 | 122.1572 | 197.858 | 316.3936 | 5.8686 | 11.3987 | 24.7364 | 42.4311 | -0.0029378 | -0.0033719 | -0.0043111 | -0.005539 | 1.1917 | 4.1799 | 7.0601 | 4.5432 | 3320.7497 | 3419.2466 | 3625.374 | 3996.057
6 | 29 | 4 | 2069.5464 | 2112.0016 | 2194.3338 | 2343.5574 | 1206.0631 | 1237.329 | 1307.7181 | 1438.6718 | -30.947 | -53.9719 | -91.609 | -134.5075 | 49.5891 | 79.2479 | 138.6748 | 235.0508 | 6.2744 | 12.0946 | 26.0415 | 42.5327 | -0.0029378 | -0.0033719 | -0.0043111 | -0.005539 | 0.26603 | 1.79 | 3.3352 | 1.4244 | 3300.7891 | 3388.4878 | 3578.4902 | 3926.724
6 | 29 | 5 | 1991.7107 | 2030.9833 | 2107.9797 | 2244.3482 | 1405.4921 | 1441.928 | 1523.9564 | 1676.564 | -33.2788 | -58.6784 | -100.9915 | -146.7219 | 43.996 | 69.3239 | 126.8312 | 231.654 | 7.6221 | 16.2416 | 33.4629 | 49.4082 | -0.0029378 | -0.0033719 | -0.0043111 | -0.005539 | 1.5935 | 4.2842 | 7.6067 | 7.5019 | 3417.1327 | 3504.0793 | 3698.8411 | 4062.7488
6 | 29 | 6 | 1970.9764 | 2009.0515 | 2083.1666 | 2210.5851 | 1591.4247 | 1632.6807 | 1725.5606 | 1898.3567 | -37.7894 | -68.7002 | -121.5637 | -182.3237 | 70.6944 | 108.0811 | 186.6056 | 322.9584 | 13.1582 | 23.8872 | 47.0738 | 77.6815 | -71.5301 | -82.006 | -104.7968 | -135.071 | 0.13573 | -0.85169 | -1.6439 | 0.60149 | 3537.0699 | 3622.1426 | 3814.4023 | 4192.7885
6 | 29 | 7 | 1971.8202 | 2007.5068 | 2077.7473 | 2189.7763 | 2004.1605 | 2056.1162 | 2173.0845 | 2390.6952 | -45.2109 | -83.4806 | -149.7113 | -229.7151 | 120.2832 | 180.4839 | 299.8697 | 517.9425 | 18.4771 | 31.4231 | 60.8093 | 105.1834 | -438.1495 | -502.843 | -643.1185 | -827.3168 | 0.13573 | -0.31278 | -0.49385 | 0.60149 | 3631.5162 | 3688.8936 | 3818.1871 | 4147.1671
6 | 29 | 8 | 2030.869 | 2065.9373 | 2134.4105 | 2237.4882 | 2362.6006 | 2423.8485 | 2561.7364 | 2818.2663 | -53.9415 | -97.3215 | -174.7315 | -279.1096 | 167.5787 | 248.8737 | 410.4137 | 699.5685 | 22.6654 | 32.9246 | 64.191 | 127.2286 | -929.3728 | -1066.8391 | -1364.622 | -1754.8092 | 6.1188 | 9.8547 | 17.9248 | 26.3401 | 3606.5183 | 3617.2783 | 3649.323 | 3874.973
6 | 29 | 9 | 2088.8431 | 2124.1197 | 2191.9123 | 2289.1764 | 2604.9325 | 2672.4626 | 2824.4936 | 3107.3358 | -61.835 | -107.9523 | -191.613 | -306.6951 | 187.1596 | 279.5637 | 460.44 | 783.6579 | 21.2811 | 28.0816 | 55.1424 | 121.3278 | -1288.7812 | -1480.5456 | -1896.3161 | -2441.3465 | 15.0744 | 24.6543 | 44.5238 | 67.6895 | 3566.6744 | 3540.384 | 3488.5831 | 3621.146
6 | 29 | 10 | 2254.3692 | 2292.5807 | 2366.0771 | 2467.8794 | 2774.4194 | 2846.3433 | 3008.2661 | 3309.5111 | -67.8076 | -114.3204 | -197.7914 | -318.0599 | 179.0642 | 268.1697 | 444.4911 | 764.7174 | 16.7955 | 19.7402 | 40.8112 | 102.9932 | -1452.9914 | -1668.7385 | -2133.3804 | -2734.8312 | 19.4503 | 32.6675 | 58.6832 | 88.1623 | 3723.2996 | 3676.4425 | 3587.1568 | 3680.3724
6 | 29 | 11 | 2395.3574 | 2436.0231 | 2515.9673 | 2624.2538 | 2878.0137 | 2952.6231 | 3120.5919 | 3433.0851 | -72.7596 | -121.2453 | -208.4179 | -324.6858 | 161.069 | 244.0355 | 409.0791 | 711.7852 | 12.599 | 15.3088 | 34.3726 | 86.0774 | -1811.025 | -2081.1196 | -2666.4207 | -3432.0621 | 18.4595 | 33.2782 | 60.2161 | 88.6385 | 3581.714 | 3478.9037 | 3265.3885 | 3187.0921
6 | 29 | 12 | 2505.7874 | 2548.7031 | 2634.4801 | 2748.6844 | 2947.58 | 3023.9929 | 3196.0218 | 3516.0685 | -77.9695 | -126.8391 | -216.1984 | -335.2014 | 155.8747 | 233.1779 | 389.616 | 677.793 | 10.0475 | 13.917 | 32.9431 | 74.8592 | -1923.0155 | -2212.1803 | -2839.1687 | -3658.214 | 10.0441 | 21.3207 | 39.4838 | 48.758 | 3628.3487 | 3502.0922 | 3237.1777 | 3072.7476
6 | 29 | 13 | 2681.5443 | 2727.0279 | 2823.2189 | 2950.0863 | 2981.8965 | 3059.199 | 3233.2307 | 3557.0035 | -82.0823 | -132.1545 | -225.5044 | -345.8334 | 145.975 | 222.4441 | 373.6671 | 641.0446 | 9.2996 | 13.898 | 33.4656 | 75.3409 | -1741.6151 | -2006.1038 | -2580.2965 | -3330.6616 | 1.7564 | 5.0858 | 9.3101 | 8.1911 | 3996.7743 | 3889.3964 | 3667.0915 | 3555.1713
6 | 29 | 14 | 2872.3688 | 2921.8129 | 3029.5216 | 3168.2236 | 3008.8118 | 3086.812 | 3262.4146 | 3589.1098 | -86.088 | -136.3652 | -232.7984 | -360.4716 | 137.0914 | 205.4434 | 342.8503 | 585.3749 | 9.5154 | 13.6137 | 33.3411 | 78.5586 | -1664.0877 | -1915.9227 | -2462.5083 | -3177.2625 | 0.40177 | -2.0757 | -3.5666 | 2.7986 | 4278.0136 | 4173.3183 | 3969.2541 | 3886.3314
6 | 29 | 15 | 2919.3594 | 2969.6309 | 3082.7107 | 3226.9123 | 2975.997 | 3053.1465 | 3226.8339 | 3549.9661 | -89.0732 | -140.628 | -238.4903 | -372.6819 | 123.0941 | 184.7856 | 308.2831 | 516.2488 | 11.1875 | 13.5947 | 34.7815 | 90.7404 | -1644.5931 | -1889.8141 | -2420.6664 | -3113.0003 | -0.51849 | -4.0838 | -7.7027 | -1.4244 | 4295.4532 | 4186.6319 | 3985.7498 | 3896.761
6 | 29 | 16 | 3037.8741 | 3091.2139 | 3218.4622 | 3378.1956 | 2853.3129 | 2927.282 | 3093.8092 | 3403.6204 | -90.5657 | -142.1765 | -241.1314 | -383.0056 | 69.9964 | 102.7219 | 162.7837 | 266.7878 | 13.4323 | 15.5254 | 39.2165 | 105.3157 | -1272.6429 | -1463.8847 | -1877.7034 | -2415.7629 | -1.7509 | -6.2827 | -11.1556 | -6.608 | 4609.6562 | 4524.3992 | 4384.2811 | 4348.543
6 | 29 | 17 | 3166.5376 | 3222.492 | 3360.1513 | 3538.0021 | 2634.3737 | 2702.667 | 2856.4164 | 3142.4553 | -89.7265 | -141.0108 | -240.645 | -384.584 | 75.7986 | 108.6175 | 168.4772 | 270.1053 | 15.7722 | 17.1718 | 42.869 | 116.041 | -847.4428 | -974.1488 | -1246.1541 | -1593.4986 | -5.7957 | -15.4793 | -27.2471 | -26.3234 | 4949.517 | 4920.3093 | 4913.8678 | 5062.1977
6 | 29 | 18 | 3213.8163 | 3273.574 | 3415.4553 | 3608.142 | 2325.3598 | 2385.6422 | 2521.3566 | 2773.843 | -85.2465 | -133.4249 | -227.6484 | -370.0584 | 90.095 | 129.136 | 195.8133 | 297.3834 | 16.7358 | 18.4066 | 43.9114 | 120.9672 | -421.7396 | -484.9681 | -620.2331 | -791.2602 | -13.6193 | -23.7363 | -42.8691 | -62.1703 | 5125.4014 | 5164.6295 | 5285.786 | 5576.8466
6 | 29 | 19 | 3213.6096 | 3274.9711 | 3417.3394 | 3622.3245 | 2022.0988 | 2074.5196 | 2192.5348 | 2412.0932 | -75.998 | -120.854 | -206.1139 | -331.108 | 94.8906 | 135.568 | 204.4804 | 304.589 | 15.6134 | 18.6909 | 43.9114 | 113.9525 | -90.5509 | -104.4065 | -134.217 | -172.027 | -19.1354 | -34.9639 | -63.1888 | -86.8981 | 5160.528 | 5243.525 | 5454.7464 | 5862.9262
6 | 29 | 20 | 3171.4104 | 3233.1928 | 3370.5617 | 3574.9064 | 1899.4298 | 1948.6704 | 2059.5264 | 2265.7655 | -67.5123 | -109.4489 | -187.6303 | -294.8935 | 104.3914 | 148.3083 | 222.8957 | 328.5497 | 15.1587 | 20.5322 | 46.6352 | 108.6462 | -0.0029378 | -0.0033719 | -0.0043111 | -0.005539 | -16.9447 | -30.2464 | -52.2441 | -69.7794 | 5105.9304 | 5211.005 | 5459.7403 | 5913.1893
6 | 29 | 21 | 3167.8306 | 3230.6819 | 3363.4847 | 3574.0366 | 1652.3718 | 1695.2078 | 1791.6447 | 1971.0584 | -60.0165 | -99.7576 | -172.8373 | -264.1512 | 193.3088 | 273.9828 | 416.4782 | 613.7152 | 14.8343 | 23.3172 | 50.7263 | 102.4669 | -0.0029378 | -0.0033719 | -0.0043111 | -0.005539 | -6.2328 | -13.2763 | -26.4434 | -36.2006 | 4962.0933 | 5110.1524 | 5423.0489 | 5960.9198
6 | 29 | 22 | 2961.9273 | 3021.8359 | 3145.0264 | 3346.7039 | 1439.0511 | 1476.357 | 1560.344 | 1716.5954 | -52.735 | -89.901 | -155.9558 | -239.7265 | 211.304 | 291.6851 | 438.661 | 644.8816 | 15.5604 | 24.709 | 52.1559 | 102.7565 | -0.0029378 | -0.0033719 | -0.0043111 | -0.005539 | -1.7998 | -6.8988 | -13.0986 | -13.28 | 4573.3052 | 4717.7838 | 5027.1286 | 5557.9253
6 | 29 | 23 | 2689.0857 | 2744.049 | 2854.808 | 3043.8812 | 1266.4215 | 1299.2522 | 1373.164 | 1510.6714 | -45.6042 | -77.4432 | -134.3447 | -205.7071 | 315.3059 | 422.8425 | 609.5201 | 867.1439 | 13.4826 | 20.956 | 44.5991 | 88.4222 | -0.0029378 | -0.0033719 | -0.0043111 | -0.005539 | 5.1985 | 14.8863 | 25.4449 | 18.7394 | 4243.8871 | 4424.5393 | 4773.1871 | 5323.1454
6 | 29 | 24 | 2509.6923 | 2561.3127 | 2666.4539 | 2846.3661 | 1149.9464 | 1179.7575 | 1246.8715 | 1371.7321 | -39.0219 | -67.3692 | -115.8611 | -175.2692 | 280.1266 | 371.8196 | 541.7903 | 786.1509 | 10.7736 | 17.3491 | 36.1975 | 71.6943 | -0.0029378 | -0.0033719 | -0.0043111 | -0.005539 | 6.0672 | 15.8246 | 27.8249 | 26.1661 | 3917.5813 | 4078.691 | 4403.2727 | 4926.8348
6 | 30 | 1 | 2333.2145 | 2381.2388 | 2478.0018 | 2647.1128 | 1103.4468 | 1132.0525 | 1196.4527 | 1316.2643 | -35.3505 | -60.5052 | -103.8375 | -152.7312 | 236.7389 | 318.0527 | 460.1705 | 662.478 | 7.9696 | 14.7402 | 30.7283 | 56.182 | -0.0029378 | -0.0033719 | -0.0043111 | -0.005539 | 4.7452 | 11.6447 | 19.7825 | 20.3698 | 3650.7614 | 3797.2202 | 4081.2939 | 4549.6702
6 | 30 | 2 | 2178.2174 | 2223.6436 | 2313.1813 | 2472.0151 | 1083.219 | 1111.3003 | 1174.52 | 1292.1353 | -33.0952 | -55.7988 | -94.7365 | -141.2498 | 161.3585 | 218.8335 | 324.8075 | 473.0057 | 7.086 | 12.0946 | 26.6886 | 49.4082 | -0.0029378 | -0.0033719 | -0.0043111 | -0.005539 | 1.0506 | 6.5089 | 11.4871 | 4.6044 | 3397.8334 | 3516.5787 | 3755.9436 | 4149.9134
6 | 30 | 3 | 2047.9291 | 2090.6017 | 2173.6278 | 2323.9398 | 1089.2291 | 1117.4662 | 1181.0366 | 1299.3046 | -31.6026 | -53.1977 | -91.609 | -134.5075 | 104.7711 | 144.9452 | 221.8829 | 333.7101 | 6.2744 | 12.0946 | 26.6886 | 44.7229 | -0.0029378 | -0.0033719 | -0.0043111 | -0.005539 | 1.1917 | 4.1799 | 7.0601 | 4.5432 | 3217.7899 | 3316.0866 | 3518.6827 | 3871.7074
6 | 30 | 4 | 1977.7335 | 2018.6633 | 2097.7801 | 2241.4283 | 1133.6827 | 1163.0722 | 1229.237 | 1352.3317 | -31.0235 | -53.1977 | -90.2885 | -134.5075 | 68.3819 | 98.023 | 158.932 | 241.7649 | 6.2744 | 11.3987 | 24.7364 | 43.4057 | -0.0029378 | -0.0033719 | -0.0043111 | -0.005539 | 0.26603 | 1.79 | 3.3352 | 1.4244 | 3155.3121 | 3239.7461 | 3423.7279 | 3745.8419
6 | 30 | 5 | 1901.1034 | 1939.7242 | 2014.0718 | 2148.951 | 1236.0279 | 1268.0706 | 1340.2086 | 1474.4158 | -31.6791 | -54.2503 | -93.416 | -141.9828 | 42.9893 | 63.9647 | 109.7506 | 178.2301 | 7.086 | 13.6327 | 27.9936 | 47.8877 | -0.0029378 | -0.0033719 | -0.0043111 | -0.005539 | 1.5935 | 4.2842 | 7.6067 | 7.5019 | 3157.118 | 3235.4226 | 3406.2109 | 3714.9982
6 | 30 | 6 | 1913.7711 | 1952.9167 | 2027.7362 | 2162.4021 | 1248.4987 | 1280.8647 | 1353.7305 | 1489.2919 | -33.4624 | -58.0693 | -103.0801 | -154.1971 | 31.1951 | 46.2625 | 83.7999 | 145.37 | 8.6007 | 15.8301 | 32.0333 | 54.7632 | -56.0029 | -64.3271 | -82.7641 | -107.7416 | 0.13573 | -0.85169 | -1.6439 | 0.60149 | 3112.736 | 3172.6258 | 3309.8118 | 3590.49
6 | 30 | 7 | 1940.9292 | 1978.9955 | 2052.8849 | 2181.383 | 1470.7862 | 1508.9147 | 1594.7539 | 1754.451 | -37.973 | -67.3169 | -122.0501 | -182.632 | 31.594 | 50.6881 | 81.6204 | 138.1644 | 11.9774 | 22.3857 | 43.5567 | 71.7806 | -390.6796 | -449.0848 | -576.4193 | -744.2757 | 0.13573 | -0.31278 | -0.49385 | 0.60149 | 3026.7698 | 3044.2695 | 3073.8526 | 3219.473
6 | 30 | 8 | 2087.1661 | 2126.8658 | 2205.7916 | 2335.3471 | 1714.7834 | 1759.2373 | 1859.3168 | 2045.507 | -44.8154 | -80.2704 | -144.2243 | -218.542 | 43.3881 | 64.5012 | 104.8512 | 172.1567 | 13.9698 | 27.1014 | 53.1902 | 84.3161 | -773.234 | -890.3103 | -1145.5719 | -1482.0789 | 6.1188 | 9.8547 | 17.9248 | 26.3401 | 3047.3767 | 3016.9797 | 2951.2783 | 2963.046
6 | 30 | 9 | 2159.8637 | 2199.7002 | 2280.1623 | 2406.1899 | 1923.7516 | 1973.6228 | 2085.8983 | 2294.7782 | -51.9463 | -92.1191 | -167.6424 | -256.0304 | 58.0834 | 84.7463 | 134.5695 | 225.0892 | 16.5566 | 31.4231 | 61.979 | 99.4858 | -1294.0134 | -1486.874 | -1905.9855 | -2456.827 | 15.0744 | 24.6543 | 44.5238 | 67.6895 | 2827.37 | 2735.1536 | 2533.505 | 2380.3752
6 | 30 | 10 | 2233.974 | 2274.9266 | 2357.6536 | 2482.6887 | 2077.0319 | 2130.8767 | 2252.098 | 2477.6211 | -57.661 | -102.141 | -184.8055 | -277.2984 | 71.6819 | 104.9914 | 169.9815 | 278.0216 | 15.8319 | 32.513 | 64.4537 | 98.1687 | -1609.4419 | -1847.446 | -2361.5911 | -3030.7289 | 19.4503 | 32.6675 | 58.6832 | 88.1623 | 2750.867 | 2626.3883 | 2356.4733 | 2116.635
6 | 30 | 11 | 2390.3525 | 2434.4275 | 2524.1715 | 2657.1726 | 2166.7217 | 2222.8916 | 2349.3475 | 2584.609 | -63.0851 | -110.3359 | -198.5595 | -293.4026 | 86.3771 | 129.1257 | 206.1875 | 334.8424 | 15.2591 | 32.513 | 65.7587 | 98.067 | -1920.832 | -2205.8174 | -2823.0981 | -3630.85 | 18.4595 | 33.2782 | 60.2161 | 88.6385 | 2693.2528 | 2536.0826 | 2184.0238 | 1839.0768
6 | 30 | 12 | 2496.869 | 2542.397 | 2637.4725 | 2777.6172 | 2209.5439 | 2266.824 | 2395.779 | 2635.6901 | -66.9095 | -115.5992 | -204.7379 | -302.0315 | 99.9756 | 145.4817 | 232.9323 | 373.855 | 12.8379 | 27.7973 | 58.2019 | 88.7981 | -2038.4483 | -2341.0732 | -2996.5644 | -3854.1456 | 10.0441 | 21.3207 | 39.4838 | 48.758 | 2723.9127 | 2547.1483 | 2162.5673 | 1768.5414
6 | 30 | 13 | 2668.9692 | 2717.7496 | 2820.9806 | 2974.7946 | 2214.972 | 2272.3928 | 2401.6647 | 2642.1652 | -71.0988 | -120.1404 | -209.3909 | -308.6573 | 102.8767 | 148.8344 | 240.8054 | 384.3781 | 11.026 | 22.6511 | 49.8112 | 84.3537 | -2002.6446 | -2300.6151 | -2946.1792 | -3790.7489 | 1.7564 | 5.0858 | 9.3101 | 8.1911 | 2925.857 | 2745.9582 | 2367.0018 | 1994.4765
6 | 30 | 14 | 2827.1881 | 2879.9836 | 2990.8353 | 3157.1019 | 2206.9917 | 2264.2056 | 2393.0117 | 2632.6457 | -73.8261 | -123.6289 | -212.2368 | -314.5502 | 101.8892 | 147.9111 | 235.5334 | 368.1238 | 10.1913 | 18.0627 | 43.1099 | 82.2011 | -1885.3026 | -2165.9031 | -2773.7647 | -3568.9915 | 0.40177 | -2.0757 | -3.5666 | 2.7986 | 3187.5333 | 3018.5552 | 2672.9223 | 2359.3293
6 | 30 | 15 | 2922.8945 | 2979.1546 | 3094.7506 | 3269.0685 | 2190.0256 | 2246.7996 | 2374.6156 | 2612.4074 | -76.3393 | -127.1174 | -215.3644 | -323.6037 | 94.1025 | 138.9362 | 215.8168 | 333.5701 | 10.589 | 17.7594 | 42.5982 | 88.2411 | -1668.0255 | -1916.3961 | -2454.1169 | -3156.4208 | -0.51849 | -4.0838 | -7.7027 | -1.4244 | 3472.7283 | 3335.0525 | 3050.5972 | 2821.8383
6 | 30 | 16 | 2991.1475 | 3051.4487 | 3170.0275 | 3353.2446 | 2148.3809 | 2204.0754 | 2329.4608 | 2562.7309 | -77.3598 | -129.7186 | -221.1329 | -332.6573 | 52.6091 | 76.8545 | 118.2481 | 177.5986 | 12.4361 | 19.4057 | 46.2507 | 98.8649 | -1304.9823 | -1499.7971 | -1921.5501 | -2471.9798 | -1.7509 | -6.2827 | -11.1556 | -6.608 | 3820.4805 | 3715.9859 | 3510.1484 | 3381.1939
6 | 30 | 17 | 2913.7 | 2972.0626 | 3087.4748 | 3269.2883 | 2103.1599 | 2157.6821 | 2280.4283 | 2508.7883 | -77.7553 | -130.2667 | -222.0435 | -339.0912 | 55.909 | 78.861 | 123.9417 | 185.9365 | 14.3702 | 21.1794 | 50.4231 | 109.6919 | -903.0895 | -1037.9759 | -1329.1677 | -1706.6057 | -5.7957 | -15.4793 | -27.2471 | -26.3234 | 4100.4985 | 4046.0631 | 3963.8094 | 4001.6847
6 | 30 | 18 | 2829.5003 | 2887.3544 | 2999.8734 | 3178.8733 | 2009.1064 | 2061.1903 | 2178.4473 | 2396.5951 | -74.875 | -128.1005 | -220.1082 | -334.0438 | 55.909 | 78.861 | 123.9417 | 185.9365 | 16.7684 | 26.1672 | 59.2822 | 119.1 | -451.5001 | -519.3191 | -665.5308 | -853.8404 | -13.6193 | -23.7363 | -42.8691 | -62.1703 | 4371.2897 | 4382.4172 | 4433.0365 | 4630.4503
6 | 30 | 19 | 2819.9236 | 2879.0405 | 2992.593 | 3176.4267 | 1829.6598 | 1877.0918 | 1983.8758 | 2182.5393 | -68.1396 | -117.8003 | -203.9841 | -305.7253 | 61.7112 | 86.6393 | 133.4029 | 194.2744 | 16.6245 | 27.2747 | 59.5421 | 117.1131 | -90.5509 | -104.4065 | -134.217 | -172.027 | -19.1354 | -34.9639 | -63.1888 | -86.8981 | 4550.0931 | 4612.8755 | 4768.024 | 5105.7031
6 | 30 | 20 | 2804.7836 | 2862.9573 | 2976.6495 | 3158.1376 | 1760.8098 | 1806.4569 | 1909.2226 | 2100.4104 | -61.223 | -107.7263 | -186.7445 | -275.8285 | 84.0129 | 116.5453 | 173.4607 | 245.5131 | 15.9662 | 27.6985 | 59.8562 | 111.1747 | -0.0029378 | -0.0033719 | -0.0043111 | -0.005539 | -16.9447 | -30.2464 | -52.2441 | -69.7794 | 4587.4019 | 4675.6819 | 4880.1961 | 5269.6226
6 | 30 | 21 | 2763.5879 | 2818.9441 | 2933.1277 | 3117.3104 | 1566.4002 | 1607.0074 | 1698.4269 | 1868.5058 | -55.1433 | -97.2085 | -168.4659 | -248.243 | 132.9038 | 187.0809 | 283.4135 | 413.2193 | 14.438 | 24.533 | 53.3337 | 100.551 | -0.0029378 | -0.0033719 | -0.0043111 | -0.005539 | -6.2328 | -13.2763 | -26.4434 | -36.2006 | 4415.9508 | 4527.0773 | 4773.3882 | 5215.1373
6 | 30 | 22 | 2601.405 | 2653.5292 | 2761.4815 | 2939.3787 | 1391.3957 | 1427.4662 | 1508.6719 | 1659.7489 | -50.3749 | -89.1267 | -153.3913 | -227.708 | 144.6078 | 200.3576 | 302.0824 | 441.6295 | 14.1272 | 24.8363 | 52.2913 | 94.8535 | -0.0029378 | -0.0033719 | -0.0043111 | -0.005539 | -1.7998 | -6.8988 | -13.0986 | -13.28 | 4099.3582 | 4210.1604 | 4458.0328 | 4894.617
6 | 30 | 23 | 2334.6122 | 2381.9449 | 2477.9275 | 2642.3616 | 1257.6868 | 1290.291 | 1363.693 | 1500.252 | -44.2952 | -77.7216 | -136.4333 | -199.6979 | 165.9029 | 226.3745 | 341.0084 | 507.3495 | 12.0629 | 21.7981 | 45.9042 | 81.7347 | -0.0029378 | -0.0033719 | -0.0043111 | -0.005539 | 5.1985 | 14.8863 | 25.4449 | 18.7394 | 3731.1652 | 3857.5698 | 4117.5404 | 4550.7337
6 | 30 | 24 | 2240.9027 | 2287.7269 | 2379.7141 | 2542.781 | 1133.7858 | 1163.178 | 1229.3488 | 1352.4547 | -38.7335 | -66.7602 | -116.3476 | -173.9991 | 280.1266 | 371.8196 | 541.7903 | 786.1509 | 10.3678 | 17.3491 | 36.98 | 70.3771 | -0.0029378 | -0.0033719 | -0.0043111 | -0.005539 | 6.0672 | 15.8246 | 27.8249 | 26.1661 | 3632.5137 | 3789.1347 | 4099.3062 | 4603.9251
7 | 1 | 1 | 2206.0152 | 2251.622 | 2341.8338 | 2502.7602 | 1091.9483 | 1120.2559 | 1183.985 | 1302.5482 | -34.2994 | -57.791 | -100.9915 | -151.4611 | 236.7389 | 318.0527 | 460.1705 | 662.478 | 7.086 | 14.7402 | 31.5107 | 54.8649 | -0.0029378 | -0.0033719 | -0.0043111 | -0.005539 | 4.7452 | 11.6447 | 19.7825 | 30.7705 | 3512.2312 | 3658.5211 | 3936.2868 | 4401.9551
7 | 1 | 2 | 2081.4344 | 2125.2655 | 2209.7659 | 2362.8576 | 1070.9503 | 1098.7135 | 1161.2171 | 1277.5003 | -32.1512 | -53.1977 | -93.416 | -137.2437 | 161.3585 | 218.8335 | 324.8075 | 473.0057 | 6.2744 | 12.0946 | 26.0415 | 45.6975 | -0.0029378 | -0.0033719 | -0.0043111 | -0.005539 | 1.0506 | 6.5089 | 11.4871 | 17.3011 | 3288.9141 | 3408.2149 | 3639.8988 | 4039.1131
7 | 1 | 3 | 1985.0682 | 2026.7309 | 2106.5385 | 2252.7249 | 1072.3313 | 1100.1303 | 1162.7146 | 1279.1477 | -30.5515 | -50.7617 | -87.4425 | -132.5045 | 104.7711 | 144.9452 | 221.8829 | 333.7101 | 5.4628 | 11.3987 | 23.9539 | 42.5327 | -0.0029378 | -0.0033719 | -0.0043111 | -0.005539 | 1.1917 | 4.1799 | 7.0601 | 10.8421 | 3138.2707 | 3236.6199 | 3434.7031 | 3786.4475
7 | 1 | 4 | 1905.5183 | 1945.074 | 2020.5314 | 2159.8326 | 1105.3477 | 1134.0027 | 1198.5138 | 1318.5319 | -29.5309 | -50.7617 | -87.161 | -130.5014 | 68.3819 | 98.023 | 158.932 | 241.7649 | 5.4628 | 11.3987 | 23.9539 | 41.1139 | -0.0029378 | -0.0033719 | -0.0043111 | -0.005539 | 0.26603 | 1.79 | 3.3352 | 5.1447 | 3055.4429 | 3139.5232 | 3318.101 | 3635.8809
7 | 1 | 5 | 1823.9748 | 1861.2499 | 1932.2547 | 2062.6645 | 1184.9473 | 1215.6658 | 1284.8226 | 1413.4836 | -30.1866 | -50.7617 | -89.2495 | -135.2406 | 42.9893 | 63.9647 | 109.7506 | 178.2301 | 6.4414 | 12.0946 | 25.259 | 43.4057 | -0.0029378 | -0.0033719 | -0.0043111 | -0.005539 | 1.5935 | 4.2842 | 7.6067 | 11.2222 | 3029.7568 | 3106.4941 | 3270.4397 | 3573.76
7 | 1 | 6 | 1857.0332 | 1895.6541 | 1968.6264 | 2103.002 | 1150.6832 | 1180.5135 | 1247.6705 | 1372.6111 | -31.8628 | -55.4682 | -98.632 | -149.8827 | 31.1951 | 46.2625 | 83.7999 | 145.37 | 8.0279 | 15.8301 | 32.0333 | 54.7632 | -70.7447 | -81.1047 | -103.6474 | -133.6292 | 0.13573 | -0.85169 | -1.6439 | -2.5786 | 2944.4678 | 3000.8355 | 3128.2067 | 3389.6559
7 | 1 | 7 | 1853.4337 | 1890.5239 | 1961.3148 | 2089.4056 | 1316.7356 | 1350.8706 | 1427.7189 | 1570.6893 | -34.8808 | -62.0015 | -109.8216 | -166.8362 | 31.594 | 50.6881 | 81.6204 | 138.1644 | 11.5716 | 19.0443 | 37.6271 | 65.0068 | -432.6014 | -496.1871 | -633.8729 | -814.5636 | 0.13573 | -0.31278 | -0.49385 | -0.82287 | 2745.9883 | 2752.6255 | 2764.0929 | 2881.0436
7 | 1 | 8 | 1994.8541 | 2033.8063 | 2110.1209 | 2241.4566 | 1502.8774 | 1541.8378 | 1629.5499 | 1792.7315 | -39.9399 | -70.5269 | -127.2662 | -193.2679 | 43.3881 | 64.5012 | 104.8512 | 172.1567 | 15.5062 | 23.4756 | 46.4159 | 79.6308 | -886.0353 | -1017.1634 | -1301.135 | -1672.9942 | 6.1188 | 9.8547 | 17.9248 | 29.3949 | 2636.7693 | 2585.7852 | 2480.4615 | 2449.1084
7 | 1 | 9 | 2141.6601 | 2183.1714 | 2264.2122 | 2399.3961 | 1673.3846 | 1716.7653 | 1814.4287 | 1996.1239 | -46.1267 | -81.323 | -147.8383 | -226.4419 | 58.0834 | 84.7463 | 134.5695 | 225.0892 | 18.8829 | 30.0313 | 59.2443 | 100.3589 | -1264.597 | -1452.305 | -1858.0353 | -2387.4083 | 15.0744 | 24.6543 | 44.5238 | 72.2856 | 2596.3616 | 2505.7406 | 2311.105 | 2179.4035
7 | 1 | 10 | 2289.0502 | 2333.0261 | 2420.3626 | 2560.1867 | 1822.5137 | 1869.7605 | 1976.1274 | 2174.015 | -51.1858 | -90.4575 | -163.1943 | -250.1376 | 71.6819 | 104.9914 | 169.9815 | 278.0216 | 18.8829 | 31.4231 | 61.979 | 108.209 | -1551.7809 | -1785.5108 | -2291.621 | -2950.9049 | 19.4503 | 32.6675 | 58.6832 | 95.5222 | 2618.6123 | 2495.9003 | 2232.3182 | 2014.9119
7 | 1 | 11 | 2435.345 | 2482.1104 | 2575.7791 | 2722.2744 | 1923.6317 | 1973.4998 | 2085.7682 | 2294.6351 | -57.1584 | -96.6603 | -172.2954 | -259.9242 | 86.3771 | 129.1257 | 206.1875 | 334.8424 | 16.7955 | 26.6709 | 53.7128 | 94.5597 | -1835.0563 | -2109.3112 | -2703.3806 | -3479.4836 | 18.4595 | 33.2782 | 60.2161 | 98.297 | 2588.3941 | 2438.7134 | 2105.9878 | 1805.2008
7 | 1 | 12 | 2565.4164 | 2614.3301 | 2713.683 | 2867.3017 | 1994.6753 | 2046.3852 | 2162.7999 | 2379.3807 | -61.5314 | -99.9836 | -173.8208 | -261.8109 | 99.9756 | 145.4817 | 232.9323 | 373.855 | 13.3387 | 17.7607 | 39.4547 | 70.2226 | -1786.5166 | -2053.241 | -2628.954 | -3376.4088 | 10.0441 | 21.3207 | 39.4838 | 64.728 | 2835.4022 | 2692.0538 | 2385.579 | 2117.2684
7 | 1 | 13 | 2790.55 | 2843.0908 | 2953.5265 | 3122.2245 | 2012.206 | 2064.3703 | 2181.8082 | 2400.2924 | -65.3558 | -104.3595 | -179.5128 | -270.4398 | 102.8767 | 148.8344 | 240.8054 | 384.3781 | 11.4902 | 14.1526 | 34.1208 | 62.0675 | -1941.9756 | -2229.5593 | -2849.3642 | -3652.8218 | 1.7564 | 5.0858 | 9.3101 | 15.2112 | 2911.5478 | 2741.6149 | 2390.6941 | 2060.912
7 | 1 | 14 | 2895.1185 | 2949.6184 | 3065.0827 | 3239.8174 | 2053.025 | 2106.2475 | 2226.0677 | 2448.9841 | -68.5245 | -109.5618 | -189.6528 | -281.4965 | 101.8892 | 147.9111 | 235.5334 | 368.1238 | 10.4533 | 16.0643 | 38.4313 | 69.5264 | -1826.4583 | -2100.1386 | -2693.2 | -3469.0653 | 0.40177 | -2.0757 | -3.5666 | -5.3605 | 3165.905 | 3008.065 | 2678.6957 | 2370.5295
7 | 1 | 15 | 3009.7331 | 3066.6603 | 3187.7391 | 3370.2558 | 2077.6659 | 2131.5272 | 2252.7855 | 2478.3773 | -71.6933 | -115.4863 | -198.2674 | -294.5563 | 94.1025 | 138.9362 | 215.8168 | 333.5701 | 10.0393 | 18.5338 | 43.6488 | 78.9722 | -1583.9793 | -1823.8376 | -2343.8415 | -3021.685 | -0.51849 | -4.0838 | -7.7027 | -11.3057 | 3535.3497 | 3412.2498 | 3150.1786 | 2933.6285
7 | 1 | 16 | 3093.4693 | 3151.4331 | 3278.2488 | 3469.847 | 2048.3235 | 2101.4241 | 2220.9699 | 2443.3758 | -74.7855 | -120.5234 | -207.1634 | -310.0438 | 52.6091 | 76.8545 | 118.2481 | 177.5986 | 11.6395 | 21.572 | 50.1713 | 89.9384 | -1262.7715 | -1453.9187 | -1867.8879 | -2406.2305 | -1.7509 | -6.2827 | -11.1556 | -16.7595 | 3866.7335 | 3770.559 | 3581.431 | 3447.7261
7 | 1 | 17 | 3121.8649 | 3180.3009 | 3309.3239 | 3504.9186 | 2021.2266 | 2073.6247 | 2191.5891 | 2411.0528 | -76.4158 | -123.6204 | -212.4455 | -320.7921 | 55.909 | 78.861 | 123.9417 | 185.9365 | 13.9644 | 24.7375 | 55.3887 | 100.2349 | -934.5305 | -1074.1177 | -1375.707 | -1767.0767 | -5.7957 | -15.4793 | -27.2471 | -43.4156 | 4196.2228 | 4144.3066 | 4064.8437 | 4070.8584
7 | 1 | 18 | 3101.9347 | 3160.4746 | 3289.216 | 3486.2234 | 1943.6794 | 1994.0672 | 2107.5057 | 2318.5494 | -75.2422 | -123.3942 | -213.5611 | -324.4901 | 55.909 | 78.861 | 123.9417 | 185.9365 | 16.8403 | 29.7442 | 64.1125 | 113.3537 | -437.5185 | -503.2683 | -644.9178 | -827.2107 | -13.6193 | -23.7363 | -42.8691 | -69.9924 | 4591.9834 | 4612.7483 | 4683.4279 | 4882.37
7 | 1 | 19 | 3071.7793 | 3130.8796 | 3259.7303 | 3459.8388 | 1776.2479 | 1822.2952 | 1925.9619 | 2118.826 | -70.2136 | -117.9657 | -204.2551 | -307.9612 | 61.7112 | 86.6393 | 133.4029 | 194.2744 | 17.1742 | 31.1185 | 66.5872 | 117.2677 | -89.3717 | -103.0438 | -132.4841 | -169.8574 | -19.1354 | -34.9639 | -63.1888 | -102.8625 | 4748.1918 | 4814.959 | 4985.7543 | 5309.5257
7 | 1 | 20 | 3016.2822 | 3075.5655 | 3201.3548 | 3399.4266 | 1699.4433 | 1743.4996 | 1842.6838 | 2027.2084 | -63.5548 | -108.3353 | -189.104 | -287.0015 | 84.0129 | 116.5453 | 173.4607 | 245.5131 | 16.9217 | 31.5788 | 67.0258 | 116.4434 | -0.0029378 | -0.0033719 | -0.0043111 | -0.005539 | -16.9447 | -30.2464 | -52.2441 | -83.633 | 4736.1576 | 4828.604 | 5043.1726 | 5417.9515
7 | 1 | 21 | 2926.4191 | 2984.9181 | 3106.6896 | 3303.1615 | 1523.5122 | 1563.0076 | 1651.924 | 1817.3462 | -56.6688 | -98.7571 | -172.709 | -260.149 | 132.9038 | 187.0809 | 283.4135 | 413.2193 | 16.3001 | 30.9316 | 64.6676 | 112.556 | -0.0029378 | -0.0033719 | -0.0043111 | -0.005539 | -6.2328 | -13.2763 | -26.4434 | -42.4981 | 4536.2307 | 4653.9015 | 4907.538 | 5343.6302
7 | 1 | 22 | 2669.7178 | 2724.065 | 2834.2735 | 3017.6155 | 1369.0345 | 1404.5252 | 1484.4259 | 1633.0749 | -51.1376 | -88.2915 | -156.3139 | -235.2997 | 144.6078 | 200.3576 | 302.0824 | 445.5177 | 14.9388 | 29.0009 | 59.5855 | 104.4649 | -0.0029378 | -0.0033719 | -0.0043111 | -0.005539 | -1.7998 | -6.8988 | -13.0986 | -21.4335 | 4145.3586 | 4262.7551 | 4510.9504 | 4943.9343
7 | 1 | 23 | 2416.9053 | 2466.688 | 2565.6562 | 2735.5689 | 1242.0409 | 1274.2395 | 1346.7285 | 1481.5886 | -43.3511 | -76.7211 | -136.2283 | -204.8617 | 168.8039 | 232.8066 | 353.1897 | 530.1779 | 12.0629 | 25.2668 | 51.8933 | 90.3715 | -0.0029378 | -0.0033719 | -0.0043111 | -0.005539 | 5.1985 | 14.8863 | 25.4449 | 38.6538 | 3801.6576 | 3937.1628 | 4206.6799 | 4671.4935
7 | 1 | 24 | 2147.5543 | 2191.2981 | 2277.4153 | 2428.9057 | 1225.7332 | 1257.509 | 1329.0462 | 1462.1357 | -37.7129 | -65.7076 | -114.8221 | -169.6847 | 311.7203 | 418.0817 | 616.1282 | 904.2419 | 9.0784 | 19.1526 | 39.85 | 69.06 | -0.0029378 | -0.0033719 | -0.0043111 | -0.005539 | 6.0672 | 15.8246 | 27.8249 | 41.7727 | 3662.4376 | 3836.155 | 4175.4382 | 4736.4256
7 | 2 | 1 | 2009.0008 | 2050.0554 | 2129.2143 | 2272.4939 | 1186.3541 | 1217.1091 | 1286.348 | 1415.1617 | -33.7508 | -55.7988 | -100.4285 | -146.2973 | 224.5458 | 301.6967 | 448.3269 | 668.5513 | 7.3249 | 14.0442 | 30.7283 | 51.7 | -0.0029378 | -0.0033719 | -0.0043111 | -0.005539 | 7.2236 | 11.6447 | 19.7825 | 30.7705 | 3400.6955 | 3538.748 | 3813.9672 | 4292.3747
7 | 2 | 2 | 1922.3206 | 1962.2 | 2037.5876 | 2175.3585 | 1158.3477 | 1188.3766 | 1255.9809 | 1381.7537 | -31.0235 | -51.3708 | -90.0069 | -129.7684 | 139.6647 | 191.7437 | 297.0149 | 451.8012 | 5.7017 | 10.4185 | 23.9539 | 40.2409 | -0.0029378 | -0.0033719 | -0.0043111 | -0.005539 | 4.0665 | 6.5089 | 11.4871 | 17.3011 | 3199.0746 | 3307.8734 | 3536.0133 | 3936.6814
7 | 2 | 3 | 1861.0738 | 1899.4343 | 1972.1498 | 2105.3565 | 1167.5755 | 1197.8436 | 1265.9865 | 1392.7613 | -30.003 | -49.5439 | -87.161 | -127.3407 | 84.4827 | 122.1572 | 197.858 | 316.3936 | 5.4628 | 10.2722 | 22.6489 | 37.8474 | -0.0029378 | -0.0033719 | -0.0043111 | -0.005539 | 2.7499 | 4.1799 | 7.0601 | 10.8421 | 3091.3388 | 3184.34 | 3378.538 | 3735.8546
7 | 2 | 4 | 1808.7059 | 1845.5694 | 1914.8389 | 2040.6786 | 1256.7332 | 1289.3126 | 1362.659 | 1499.1144 | -31.0235 | -51.3708 | -90.0069 | -132.0798 | 49.5891 | 79.2479 | 138.6748 | 235.0508 | 5.8686 | 11.1144 | 23.9539 | 41.1139 | -0.0029378 | -0.0033719 | -0.0043111 | -0.005539 | 1.322 | 1.79 | 3.3352 | 5.1447 | 3091.1924 | 3175.6602 | 3353.4507 | 3689.017
7 | 2 | 5 | 1764.0782 | 1798.8302 | 1864.0445 | 1978.8597 | 1462.5824 | 1500.4983 | 1585.8586 | 1744.6651 | -33.3553 | -57.0167 | -99.671 | -151.4611 | 43.996 | 69.3239 | 126.8312 | 231.654 | 9.0065 | 16.526 | 33.4629 | 57.055 | -0.0029378 | -0.0033719 | -0.0043111 | -0.005539 | 2.8911 | 4.2842 | 7.6067 | 11.2222 | 3249.1959 | 3332.4425 | 3518.1286 | 3871.9894
7 | 2 | 6 | 1773.8591 | 1807.6626 | 1871.3505 | 1979.0544 | 1675.4233 | 1718.8568 | 1816.6392 | 1998.5557 | -37.973 | -68.8655 | -123.3707 | -189.3742 | 70.6944 | 108.0811 | 186.6056 | 322.9584 | 14.5425 | 25.9749 | 50.4556 | 84.6586 | -72.3154 | -82.9073 | -105.9463 | -136.5127 | -0.39634 | -0.85169 | -1.6439 | -2.5786 | 3423.8345 | 3507.951 | 3694.09 | 4056.7617
7 | 2 | 7 | 1684.1356 | 1712.797 | 1767.7763 | 1852.1851 | 2137.9653 | 2193.3897 | 2318.1673 | 2550.3064 | -46.9942 | -85.4727 | -155.9664 | -241.9294 | 120.2832 | 180.4839 | 299.8697 | 517.9425 | 21.615 | 37.3925 | 70.9653 | 118.8327 | -426.2816 | -488.8074 | -624.0417 | -801.1735 | -0.1303 | -0.31278 | -0.49385 | -0.82287 | 3490.593 | 3549.4703 | 3676.2768 | 3995.341
7 | 2 | 8 | 1672.9686 | 1698.9715 | 1748.8142 | 1816.8983 | 2553.8829 | 2620.0896 | 2769.1412 | 3046.4405 | -55.9389 | -99.2005 | -181.268 | -277.5312 | 167.5787 | 248.8737 | 410.4137 | 699.5685 | 20.1003 | 35.1586 | 67.4482 | 113.5793 | -846.8904 | -973.0079 | -1246.6936 | -1606.1474 | 6.3685 | 9.8547 | 16.1902 | 29.3949 | 3518.0698 | 3540.7395 | 3584.0459 | 3822.2029
7 | 2 | 9 | 1762.839 | 1788.5661 | 1839.2103 | 1902.9316 | 2834.4722 | 2907.9529 | 3073.3805 | 3381.146 | -63.7254 | -110.1619 | -198.4311 | -300.8021 | 187.1596 | 279.5637 | 460.44 | 783.6579 | 16.9624 | 30.4429 | 59.3689 | 100.803 | -1241.4327 | -1426.3141 | -1826.8417 | -2351.0668 | 15.6118 | 24.6543 | 43.5578 | 72.2856 | 3511.887 | 3494.7039 | 3450.6847 | 3588.9552
7 | 2 | 10 | 1842.3247 | 1868.1258 | 1920.4278 | 1980.3839 | 3057.2404 | 3136.4961 | 3314.9251 | 3646.8787 | -69.8051 | -116.3647 | -204.891 | -310.1641 | 179.0642 | 268.1697 | 444.4911 | 764.7174 | 11.4766 | 21.4055 | 44.193 | 76.5676 | -1594.3079 | -1832.7205 | -2349.6524 | -3026.4184 | 21.0221 | 32.6675 | 54.6201 | 95.5222 | 3447.015 | 3377.7794 | 3224.1136 | 3227.4872
7 | 2 | 11 | 1983.529 | 2011.4851 | 2068.8642 | 2133.377 | 3186.1222 | 3268.719 | 3454.6699 | 3800.6174 | -74.8642 | -123.507 | -218.6451 | -326.3846 | 161.069 | 244.0355 | 409.0791 | 711.7852 | 9.7231 | 18.0451 | 40.5513 | 68.2733 | -1923.1766 | -2208.4219 | -2826.3692 | -3635.4084 | 21.5542 | 33.2782 | 57.2152 | 98.297 | 3363.9567 | 3243.6339 | 2985.3654 | 2850.557
7 | 2 | 12 | 2118.8349 | 2149.0443 | 2212.6086 | 2282.4054 | 3282.7709 | 3367.8732 | 3559.4648 | 3915.9064 | -79.1606 | -128.8224 | -227.9511 | -336.1713 | 155.8747 | 233.1779 | 389.616 | 677.793 | 6.744 | 14.0253 | 34.2373 | 58.1313 | -2032.88 | -2334.5245 | -2987.9656 | -3843.5937 | 13.3126 | 21.3207 | 37.3609 | 64.728 | 3465.4964 | 3322.0944 | 3017.3709 | 2819.1991
7 | 2 | 13 | 2306.4584 | 2339.8987 | 2413.3234 | 2493.6864 | 3348.73 | 3435.5422 | 3630.9833 | 3994.5867 | -82.5436 | -134.251 | -238.5775 | -345.2248 | 145.975 | 222.4441 | 373.6671 | 641.0446 | 6.0043 | 13.0261 | 34.1127 | 56.9534 | -2019.5911 | -2319.1625 | -2967.4582 | -3814.8336 | 3.3906 | 5.0858 | 11.774 | 15.2112 | 3708.4236 | 3562.5834 | 3257.8248 | 3041.4239
7 | 2 | 14 | 2478.0981 | 2515.1352 | 2598.1405 | 2689.4965 | 3363.8626 | 3451.0671 | 3647.3914 | 4012.6379 | -86.84 | -140.3407 | -249.204 | -361.7536 | 137.0914 | 205.4434 | 342.8503 | 585.3749 | 6.7209 | 14.9568 | 38.0279 | 63.8664 | -1929.6826 | -2216.5251 | -2837.8005 | -3650.2771 | -1.1809 | -2.0757 | -4.1659 | -5.3605 | 3968.0696 | 3827.661 | 3535.2396 | 3333.9845
7 | 2 | 15 | 2582.4076 | 2622.1039 | 2712.0481 | 2814.6736 | 3319.4325 | 3405.4852 | 3599.2164 | 3959.6387 | -90.0088 | -145.6561 | -259.8305 | -375.238 | 123.0941 | 184.7856 | 308.2831 | 516.2488 | 7.785 | 17.2991 | 43.3834 | 72.1984 | -1739.4844 | -1997.5743 | -2556.2064 | -3285.9526 | -2.5952 | -4.0838 | -7.9571 | -11.3057 | 4200.6308 | 4082.3596 | 3838.937 | 3690.263
7 | 2 | 16 | 2682.8966 | 2725.9637 | 2826.1987 | 2945.1463 | 3182.7288 | 3265.2377 | 3450.9905 | 3796.5695 | -92.1875 | -149.0315 | -267.4061 | -386.7195 | 69.9964 | 102.7219 | 162.7837 | 266.7878 | 10.0882 | 21.4447 | 49.7706 | 85.0122 | -1397.38 | -1604.9617 | -2053.9887 | -2639.3296 | -4.0719 | -6.2827 | -12.51 | -16.7595 | 4452.0706 | 4355.0921 | 4155.8386 | 4050.7074
7 | 2 | 17 | 2862.6593 | 2911.0946 | 3023.2331 | 3164.192 | 2931.8156 | 3007.8197 | 3178.9286 | 3497.2636 | -91.5625 | -149.0837 | -267.1245 | -391.1502 | 75.7986 | 108.6175 | 168.4772 | 270.1053 | 12.0222 | 24.0713 | 54.7281 | 96.2834 | -956.6851 | -1099.2984 | -1407.622 | -1808.4953 | -10.0903 | -15.4793 | -27.5989 | -43.4156 | 4823.9577 | 4787.7417 | 4723.0216 | 4784.7833
7 | 2 | 18 | 2966.2435 | 3019.0488 | 3139.3177 | 3302.5314 | 2582.978 | 2649.9389 | 2800.6886 | 3081.147 | -87.0824 | -145.3168 | -259.1391 | -381.3636 | 90.4938 | 129.136 | 195.8133 | 297.3834 | 15.0868 | 29.3624 | 62.3472 | 110.3769 | -463.6686 | -533.1259 | -682.8952 | -875.9776 | -15.4707 | -23.7363 | -39.7274 | -69.9924 | 5088.5804 | 5125.3071 | 5216.4051 | 5464.1051
7 | 2 | 19 | 2984.4618 | 3040.0047 | 3162.8781 | 3339.9557 | 2227.9711 | 2285.7289 | 2415.7594 | 2657.6713 | -79.1889 | -133.1376 | -237.2464 | -349.7681 | 94.8906 | 135.568 | 204.4804 | 304.589 | 15.6595 | 30.4523 | 63.1297 | 113.8467 | -85.7599 | -98.8588 | -126.9473 | -162.2415 | -22.5369 | -34.9639 | -59.0187 | -102.8625 | 5135.4973 | 5224.7936 | 5423.0351 | 5801.1906
7 | 2 | 20 | 3000.6797 | 3056.8758 | 3180.5525 | 3362.5465 | 2060.142 | 2113.5489 | 2233.7845 | 2457.4736 | -69.6957 | -118.6877 | -215.1489 | -314.1663 | 104.3914 | 148.3083 | 222.8957 | 328.5497 | 16.5526 | 31.4705 | 65.071 | 115.7584 | -0.0029378 | -0.0033719 | -0.0043111 | -0.005539 | -20.0964 | -30.2464 | -47.9943 | -83.633 | 5091.9707 | 5201.266 | 5439.1561 | 5866.5233
7 | 2 | 21 | 2974.3562 | 3031.3333 | 3153.8117 | 3341.4831 | 1787.5296 | 1833.8694 | 1938.1945 | 2132.2835 | -61.5443 | -105.2904 | -190.7684 | -277.4108 | 193.3088 | 273.9828 | 416.4782 | 613.7152 | 15.7274 | 29.6969 | 61.803 | 107.5281 | -0.0029378 | -0.0033719 | -0.0043111 | -0.005539 | -7.4299 | -13.2763 | -26.0727 | -42.4981 | 4901.9448 | 5050.3122 | 5353.442 | 5875.0955
7 | 2 | 22 | 2736.6817 | 2789.9222 | 2901.5153 | 3081.1714 | 1550.0384 | 1590.2215 | 1680.686 | 1848.9883 | -53.7578 | -92.8326 | -167.3503 | -242.3501 | 211.304 | 291.6851 | 438.661 | 644.8816 | 14.7719 | 27.7662 | 57.2407 | 99.5388 | -0.0029378 | -0.0033719 | -0.0043111 | -0.005539 | -3.6593 | -6.8988 | -12.7279 | -21.4335 | 4455.3759 | 4599.8601 | 4898.0205 | 5410.7909
7 | 2 | 23 | 2462.4735 | 2511.7572 | 2611.4727 | 2779.0288 | 1363.922 | 1399.2803 | 1478.8825 | 1626.9764 | -45.4228 | -78.3827 | -140.8047 | -204.8617 | 318.6058 | 427.268 | 618.7278 | 889.9723 | 12.8379 | 23.6015 | 49.6839 | 85.3437 | -0.0029378 | -0.0033719 | -0.0043111 | -0.005539 | 9.3302 | 14.8863 | 23.962 | 38.6538 | 4121.7436 | 4298.4072 | 4641.9199 | 5215.1078
7 | 2 | 24 | 2308.7319 | 2355.4486 | 2449.0442 | 2610.4523 | 1246.617 | 1278.9342 | 1351.6902 | 1487.0473 | -38.7335 | -66.4818 | -118.9121 | -169.6847 | 311.7203 | 418.0817 | 616.1282 | 904.2419 | 9.7231 | 18.0451 | 38.8076 | 64.5779 | -0.0029378 | -0.0033719 | -0.0043111 | -0.005539 | 10.0306 | 15.8246 | 27.8249 | 41.7727 | 3848.0865 | 4019.849 | 4364.5788 | 4938.4018
7 | 3 | 1 | 2174.2569 | 2218.7457 | 2305.4094 | 2460.0841 | 1178.9505 | 1209.5135 | 1278.3204 | 1406.3302 | -34.2229 | -57.3474 | -104.1191 | -145.9889 | 224.5458 | 301.6967 | 448.3269 | 668.5513 | 7.3249 | 14.4558 | 31.3754 | 53.0172 | -0.0029378 | -0.0033719 | -0.0043111 | -0.005539 | 7.2236 | 11.6447 | 19.7825 | 30.7705 | 3558.0759 | 3698.7058 | 3979.0912 | 4472.7589
7 | 3 | 2 | 2070.5695 | 2113.0319 | 2194.9795 | 2344.08 | 1143.21 | 1172.8465 | 1239.5674 | 1363.6966 | -31.9675 | -53.0845 | -96.262 | -136.0859 | 139.6647 | 191.7437 | 297.0149 | 451.8012 | 6.5133 | 12.5062 | 27.3357 | 46.1417 | -0.0029378 | -0.0033719 | -0.0043111 | -0.005539 | 4.0665 | 6.5089 | 11.4871 | 17.3011 | 3332.0535 | 3443.5493 | 3674.1184 | 4086.929
7 | 3 | 3 | 1975.9674 | 2016.871 | 2093.7047 | 2236.1959 | 1158.8684 | 1188.9108 | 1256.5456 | 1382.3749 | -30.475 | -51.2577 | -91.609 | -129.3437 | 84.4827 | 122.1572 | 197.858 | 316.3936 | 5.8686 | 11.1144 | 24.601 | 42.4311 | -0.0029378 | -0.0033719 | -0.0043111 | -0.005539 | 2.7499 | 4.1799 | 7.0601 | 10.8421 | 3197.4591 | 3291.9722 | 3488.156 | 3858.8882
7 | 3 | 4 | 1905.1075 | 1943.9525 | 2016.2424 | 2151.2579 | 1248.2444 | 1280.6038 | 1353.4548 | 1488.9885 | -31.4955 | -52.145 | -93.416 | -134.0829 | 49.5891 | 79.2479 | 138.6748 | 235.0508 | 6.2744 | 11.8103 | 25.3835 | 42.5327 | -0.0029378 | -0.0033719 | -0.0043111 | -0.005539 | 1.322 | 1.79 | 3.3352 | 5.1447 | 3179.039 | 3265.256 | 3443.6705 | 3788.8861
7 | 3 | 5 | 1831.2655 | 1867.4869 | 1934.0159 | 2055.9339 | 1463.3235 | 1501.2586 | 1586.6621 | 1745.549 | -33.8273 | -56.8515 | -102.7986 | -151.0364 | 43.996 | 69.3239 | 126.8312 | 231.654 | 8.6007 | 15.4361 | 32.1579 | 54.7632 | -0.0029378 | -0.0033719 | -0.0043111 | -0.005539 | 2.8911 | 4.2842 | 7.6067 | 11.2222 | 3316.2464 | 3400.9348 | 3584.471 | 3948.0805
7 | 3 | 6 | 1837.7599 | 1872.6882 | 1938.5141 | 2052.5709 | 1663.3919 | 1706.5136 | 1803.5937 | 1984.2039 | -37.8659 | -67.0385 | -123.0891 | -179.8959 | 70.6944 | 108.0811 | 186.6056 | 322.9584 | 12.2163 | 21.6898 | 43.6812 | 73.0978 | -67.581 | -77.4579 | -98.858 | -126.9477 | -0.39634 | -0.85169 | -1.6439 | -2.5786 | 3478.2192 | 3563.6245 | 3748.8036 | 4123.4088
7 | 3 | 7 | 1730.1852 | 1760.1769 | 1817.178 | 1904.8413 | 2123.1392 | 2178.1793 | 2302.0915 | 2532.6209 | -45.1038 | -80.7663 | -151.5183 | -224.9759 | 120.2832 | 180.4839 | 299.8697 | 517.9425 | 17.1294 | 30.0313 | 58.8463 | 98.5112 | -436.6046 | -500.812 | -639.9758 | -822.8934 | -0.1303 | -0.31278 | -0.49385 | -0.82287 | 3508.8982 | 3566.9803 | 3685.9976 | 4005.2237
7 | 3 | 8 | 1727.7241 | 1755.0004 | 1808.6976 | 1881.3087 | 2504.3192 | 2569.241 | 2715.4 | 2987.3176 | -52.9974 | -94.3289 | -178.3455 | -262.4644 | 167.5787 | 248.8737 | 410.4137 | 699.5685 | 17.5352 | 30.7272 | 60.7985 | 101.676 | -813.0256 | -934.9406 | -1199.4068 | -1545.7416 | 6.3685 | 9.8547 | 16.1902 | 29.3949 | 3557.5027 | 3584.4275 | 3633.7478 | 3891.0596
7 | 3 | 9 | 1784.6778 | 1810.8755 | 1864.4193 | 1929.2421 | 2777.5128 | 2849.5168 | 3011.6202 | 3313.201 | -60.1282 | -104.1855 | -197.3155 | -285.7354 | 187.1596 | 279.5637 | 460.44 | 783.6579 | 15.3541 | 27.513 | 55.9763 | 92.6104 | -1297.5205 | -1490.4396 | -1908.5595 | -2456.3276 | 15.6118 | 24.6543 | 43.5578 | 72.2856 | 3422.6674 | 3397.4983 | 3330.1385 | 3448.934
7 | 3 | 10 | 1845.7517 | 1871.8488 | 1927.4773 | 1987.5722 | 2987.7939 | 3065.2493 | 3239.6252 | 3564.0383 | -65.5523 | -111.1625 | -210.0305 | -294.789 | 179.0642 | 268.1697 | 444.4911 | 764.7174 | 10.9989 | 20.1518 | 43.535 | 71.6414 | -1690.4637 | -1941.0114 | -2483.7126 | -3194.2218 | 21.0221 | 32.6675 | 54.6201 | 95.5222 | 3288.6148 | 3205.9132 | 3016.0055 | 2994.4806
7 | 3 | 11 | 2004.2159 | 2033.0952 | 2096.1734 | 2162.246 | 3102.4698 | 3182.898 | 3363.9667 | 3700.8312 | -70.0629 | -116.4779 | -220.9385 | -304.1509 | 161.069 | 244.0355 | 409.0791 | 711.7852 | 7.5638 | 15.0245 | 36.3762 | 57.9921 | -1915.4447 | -2199.6098 | -2815.2418 | -3621.2401 | 21.5542 | 33.2782 | 57.2152 | 98.297 | 3311.365 | 3192.2436 | 2926.6303 | 2805.7604
7 | 3 | 12 | 2100.621 | 2131.2662 | 2198.4124 | 2269.4329 | 3185.8926 | 3268.4835 | 3454.4209 | 3800.3435 | -73.8873 | -121.0191 | -232.333 | -313.6291 | 155.8747 | 233.1779 | 389.616 | 677.793 | 6.2663 | 12.9178 | 34.8113 | 53.3068 | -2029.3014 | -2330.4263 | -2982.7553 | -3836.6581 | 13.3126 | 21.3207 | 37.3609 | 64.728 | 3358.7783 | 3215.7206 | 2899.5333 | 2715.3169
7 | 3 | 13 | 2316.4094 | 2351.2168 | 2424.8219 | 2513.5287 | 3236.483 | 3320.3853 | 3509.2754 | 3860.691 | -78.1837 | -126.4998 | -241.9205 | -324.9941 | 145.975 | 222.4441 | 373.6671 | 641.0446 | 5.2877 | 11.7913 | 35.2093 | 52.1289 | -2030.6754 | -2331.9746 | -2984.5836 | -3839.2919 | 3.3906 | 5.0858 | 11.774 | 15.2112 | 3598.6865 | 3452.4489 | 3128.2436 | 2918.3184
7 | 3 | 14 | 2433.5986 | 2470.6273 | 2547.0081 | 2646.0011 | 3264.8443 | 3349.4819 | 3540.0272 | 3894.5223 | -81.1252 | -131.9805 | -252.547 | -337.3249 | 137.0914 | 205.4434 | 342.8503 | 585.3749 | 6.0043 | 13.0261 | 39.1244 | 56.8517 | -1924.8547 | -2210.6807 | -2829.7597 | -3640.0992 | -1.1809 | -2.0757 | -4.1659 | -5.3605 | 3834.378 | 3693.8417 | 3382.5373 | 3199.9654
7 | 3 | 15 | 2543.8707 | 2583.5654 | 2670.3678 | 2776.5805 | 3224.528 | 3308.1204 | 3496.3128 | 3846.4303 | -83.2734 | -135.7995 | -263.1736 | -351.5423 | 123.0941 | 184.7856 | 308.2831 | 516.2488 | 7.1267 | 14.9568 | 44.6045 | 63.8664 | -1649.5317 | -1893.601 | -2419.4688 | -3100.5965 | -2.5952 | -4.0838 | -7.9571 | -11.3057 | 4163.2193 | 4057.9439 | 3828.9687 | 3739.6815
7 | 3 | 16 | 2661.0938 | 2705.3598 | 2799.0188 | 2922.7387 | 3093.7475 | 3173.9496 | 3354.5093 | 3690.4267 | -85.5593 | -139.3402 | -271.788 | -361.1371 | 69.9964 | 102.7219 | 162.7837 | 266.7878 | 8.655 | 18.6909 | 51.7741 | 75.8074 | -1373.8007 | -1578.1664 | -2020.2982 | -2596.8524 | -4.0719 | -6.2827 | -12.51 | -16.7595 | 4370.0608 | 4276.9328 | 4063.4897 | 3981.0117
7 | 3 | 17 | 2855.7913 | 2905.5426 | 3016.3569 | 3161.0833 | 2831.1648 | 2904.5597 | 3069.7943 | 3377.2006 | -85.5134 | -139.4445 | -272.3406 | -363.6811 | 75.7986 | 108.6175 | 168.4772 | 270.1053 | 10.2551 | 21.1794 | 57.6496 | 85.558 | -926.2304 | -1064.2774 | -1362.6976 | -1751.2596 | -10.0903 | -15.4793 | -27.5989 | -43.4156 | 4751.1757 | 4720.698 | 4649.6408 | 4735.5909
7 | 3 | 18 | 2982.6608 | 3037.1453 | 3159.068 | 3323.3058 | 2489.8222 | 2554.3682 | 2699.6811 | 2970.0247 | -81.9468 | -135.3471 | -265.3941 | -356.206 | 90.4938 | 129.136 | 195.8133 | 297.3834 | 12.675 | 25.344 | 65.6017 | 98.8802 | -443.0946 | -509.6414 | -653.1268 | -838.1346 | -15.4707 | -23.7363 | -39.7274 | -69.9924 | 5035.1397 | 5077.2688 | 5161.9157 | 5425.261
7 | 3 | 19 | 3044.4142 | 3101.966 | 3228.4431 | 3411.1183 | 2159.2288 | 2215.2045 | 2341.223 | 2575.6709 | -74.6018 | -124.0552 | -241.7711 | -324.1856 | 94.8906 | 135.568 | 204.4804 | 304.589 | 12.842 | 25.6283 | 66.1215 | 98.9818 | -85.7599 | -98.8588 | -126.9473 | -162.2415 | -22.5369 | -34.9639 | -59.0187 | -102.8625 | 5128.4769 | 5220.4889 | 5412.5309 | 5801.0705
7 | 3 | 20 | 3030.1389 | 3087.6244 | 3213.0651 | 3399.6865 | 2004.0705 | 2056.0239 | 2172.9869 | 2390.5879 | -66.2362 | -112.1544 | -218.353 | -292.4737 | 104.3914 | 148.3083 | 222.8957 | 328.5497 | 13.4731 | 26.1794 | 65.3282 | 99.8172 | -0.0029378 | -0.0033719 | -0.0043111 | -0.005539 | -20.0964 | -30.2464 | -47.9943 | -83.633 | 5065.7383 | 5175.7317 | 5407.9243 | 5842.5291
7 | 3 | 21 | 2994.6226 | 3052.3209 | 3176.7133 | 3369.004 | 1737.2292 | 1782.2651 | 1883.6545 | 2072.282 | -59.6845 | -100.4187 | -192.3705 | -259.7243 | 193.3088 | 273.9828 | 416.4782 | 613.7152 | 12.6845 | 24.6792 | 58.2831 | 91.6886 | -0.0029378 | -0.0033719 | -0.0043111 | -0.005539 | -7.4299 | -13.2763 | -26.0727 | -42.4981 | 4870.7278 | 5019.5496 | 5316.6817 | 5844.4618
7 | 3 | 22 | 2683.106 | 2735.7232 | 2846.5809 | 3025.7265 | 1506.3509 | 1545.4014 | 1633.3162 | 1796.875 | -53.0257 | -88.9005 | -169.2339 | -234.875 | 211.304 | 291.6851 | 438.661 | 644.8816 | 13.1853 | 25.1206 | 57.6252 | 91.7903 | -0.0029378 | -0.0033719 | -0.0043111 | -0.005539 | -3.6593 | -6.8988 | -12.7279 | -21.4335 | 4357.2583 | 4502.1276 | 4794.2173 | 5302.9593
7 | 3 | 23 | 2493.0384 | 2542.8826 | 2645.5569 | 2818.1066 | 1323.1406 | 1357.4416 | 1434.6637 | 1578.3297 | -45.2392 | -77.3301 | -144.4953 | -202.1256 | 318.6058 | 427.268 | 618.7278 | 889.9723 | 12.0629 | 22.9056 | 50.5909 | 82.1788 | -0.0029378 | -0.0033719 | -0.0043111 | -0.005539 | 9.3302 | 14.8863 | 23.962 | 38.6538 | 4110.9357 | 4288.0507 | 4629.0017 | 5205.11
7 | 3 | 24 | 2320.4799 | 2367.7279 | 2462.0847 | 2626.0592 | 1219.4904 | 1251.1044 | 1322.2772 | 1454.6888 | -38.6569 | -65.4292 | -122.6027 | -171.263 | 311.7203 | 418.0817 | 616.1282 | 904.2419 | 9.962 | 18.4567 | 40.424 | 67.2123 | -0.0029378 | -0.0033719 | -0.0043111 | -0.005539 | 10.0306 | 15.8246 | 27.8249 | 41.7727 | 3833.0232 | 4005.7626 | 4346.1321 | 4922.7063
7 | 4 | 1 | 2224.0522 | 2270.0658 | 2360.0825 | 2518.9944 | 1150.2753 | 1180.0949 | 1247.2282 | 1372.1245 | -35.899 | -62.0017 | -105.0815 | -153.3478 | 224.5458 | 301.6967 | 448.3269 | 668.5513 | 8.1365 | 15.7204 | 33.9855 | 63.0575 | -0.0029378 | -0.0033719 | -0.0043111 | -0.005539 | 7.2236 | 11.6447 | 19.7825 | 30.7705 | 3578.3315 | 3717.2176 | 4004.3198 | 4500.1449
7 | 4 | 2 | 2094.0426 | 2137.4348 | 2221.8432 | 2372.6342 | 1125.3611 | 1154.5349 | 1220.214 | 1342.4052 | -33.2788 | -56.6862 | -96.262 | -139.555 | 139.6647 | 191.7437 | 297.0149 | 451.8012 | 6.6802 | 12.7905 | 27.2111 | 57.055 | -0.0029378 | -0.0033719 | -0.0043111 | -0.005539 | 4.0665 | 6.5089 | 11.4871 | 17.3011 | 3336.5334 | 3446.3232 | 3681.5042 | 4101.6361
7 | 4 | 3 | 1980.6973 | 2022.0879 | 2100.6798 | 2243.1101 | 1141.776 | 1171.3753 | 1238.0125 | 1361.986 | -32.1512 | -54.085 | -92.8529 | -135.2406 | 84.4827 | 122.1572 | 197.858 | 316.3936 | 5.7017 | 11.3987 | 24.4765 | 52.6746 | -0.0029378 | -0.0033719 | -0.0043111 | -0.005539 | 2.7499 | 4.1799 | 7.0601 | 10.8421 | 3183.2534 | 3277.1107 | 3475.2296 | 3849.7602
7 | 4 | 4 | 1868.7815 | 1907.2612 | 1979.7246 | 2111.7634 | 1235.4693 | 1267.4975 | 1339.6029 | 1473.7495 | -32.6997 | -54.8593 | -93.1345 | -132.8128 | 49.5891 | 79.2479 | 138.6748 | 235.0508 | 5.8686 | 11.3987 | 24.4765 | 49.4082 | -0.0029378 | -0.0033719 | -0.0043111 | -0.005539 | 1.322 | 1.79 | 3.3352 | 5.1447 | 3128.328 | 3212.3327 | 3392.6753 | 3742.2981
7 | 4 | 5 | 1719.1572 | 1753.273 | 1816.5575 | 1930.3997 | 1447.8087 | 1485.3416 | 1569.8397 | 1727.042 | -34.3759 | -59.5657 | -102.517 | -142.7158 | 43.996 | 69.3239 | 126.8312 | 231.654 | 8.1949 | 15.0245 | 31.2508 | 52.573 | -0.0029378 | -0.0033719 | -0.0043111 | -0.005539 | 2.8911 | 4.2842 | 7.6067 | 11.2222 | 3187.669 | 3267.678 | 3449.5646 | 3810.1695
7 | 4 | 6 | 1634.546 | 1665.6674 | 1722.9575 | 1823.2591 | 1647.3383 | 1690.0437 | 1786.1869 | 1965.0541 | -38.9936 | -69.5876 | -122.8076 | -166.4115 | 70.6944 | 108.0811 | 186.6056 | 322.9584 | 11.8105 | 21.2782 | 42.2517 | 73.0978 | -62.6636 | -71.8656 | -91.8257 | -118.0885 | -0.39634 | -0.85169 | -1.6439 | -2.5786 | 3262.3356 | 3342.7655 | 3521.7246 | 3897.2908
7 | 4 | 7 | 1439.6317 | 1464.3473 | 1508.009 | 1577.492 | 2071.2839 | 2124.9797 | 2245.8656 | 2470.7645 | -46.78 | -84.368 | -151.2368 | -204.3246 | 120.2832 | 180.4839 | 299.8697 | 517.9425 | 16.5566 | 29.3354 | 56.4474 | 94.6989 | -410.7034 | -470.4117 | -599.6815 | -770.3075 | -0.1303 | -0.31278 | -0.49385 | -0.82287 | 3190.1418 | 3244.0539 | 3358.7796 | 3685.4429
7 | 4 | 8 | 1386.4248 | 1407.6166 | 1444.7507 | 1496.8484 | 2431.5795 | 2494.6156 | 2636.5293 | 2900.5489 | -55.2527 | -99.0962 | -178.0639 | -235.9202 | 167.5787 | 248.8737 | 410.4137 | 699.5685 | 16.3178 | 28.9238 | 56.6342 | 95.6736 | -835.0427 | -958.6352 | -1226.4388 | -1578.6343 | 6.3685 | 9.3334 | 16.1902 | 29.3949 | 3117.9739 | 3131.6316 | 3160.0155 | 3407.4798
7 | 4 | 9 | 1504.5413 | 1525.8573 | 1565.8535 | 1616.1229 | 2668.3704 | 2737.545 | 2893.2785 | 3183.0087 | -63.1157 | -113.8245 | -199.88 | -264.3551 | 187.1596 | 279.5637 | 460.44 | 783.6579 | 14.3756 | 26.6898 | 53.5774 | 91.2932 | -1317.0508 | -1512.6977 | -1937.0159 | -2493.8141 | 15.6118 | 24.2724 | 43.5578 | 72.2856 | 3009.8922 | 2967.4061 | 2879.8112 | 2988.1992
7 | 4 | 10 | 1669.6936 | 1693.1118 | 1739.4484 | 1794.3696 | 2849.1468 | 2923.0079 | 3089.2919 | 3398.6508 | -68.8305 | -123.072 | -212.7999 | -280.8838 | 179.0642 | 268.1697 | 444.4911 | 764.7174 | 10.2958 | 20.3088 | 43.2859 | 85.2907 | -1718.5862 | -1973.3013 | -2525.3975 | -3249.4111 | 21.0221 | 30.3738 | 54.6201 | 95.5222 | 2941.8058 | 2838.5985 | 2632.94 | 2608.2557
7 | 4 | 11 | 1844.9568 | 1872.1161 | 1926.2293 | 1990.5065 | 2950.2041 | 3026.685 | 3198.867 | 3519.1986 | -74.696 | -133.0417 | -228.6425 | -294.6766 | 161.069 | 244.0355 | 409.0791 | 711.7852 | 7.8026 | 17.0946 | 38.9863 | 76.9964 | -2032.503 | -2333.1607 | -2984.5438 | -3837.9863 | 21.5542 | 31.1659 | 57.2152 | 98.297 | 2878.3877 | 2724.8946 | 2417.1906 | 2264.1209
7 | 4 | 12 | 2032.6649 | 2063.2214 | 2125.9332 | 2201.708 | 3022.437 | 3100.7904 | 3277.1882 | 3605.3628 | -79.7551 | -142.2893 | -244.2035 | -303.6137 | 155.8747 | 233.1779 | 389.616 | 677.793 | 6.2663 | 16.4163 | 39.1975 | 66.4103 | -2155.3046 | -2474.2217 | -3165.1482 | -4070.2104 | 13.3126 | 19.9111 | 37.3609 | 64.728 | 2995.4956 | 2817.0061 | 2459.9442 | 2242.178
7 | 4 | 13 | 2263.1191 | 2297.6204 | 2371.6669 | 2462.723 | 3057.1707 | 3136.4246 | 3314.8495 | 3646.7955 | -84.7377 | -151.9807 | -257.9574 | -309.815 | 145.975 | 222.4441 | 373.6671 | 641.0446 | 5.7655 | 17.0933 | 42.0675 | 55.7225 | -2158.0607 | -2477.6409 | -3170.0297 | -4076.7566 | 3.3906 | 6.2408 | 11.774 | 15.2112 | 3232.6224 | 3050.2017 | 2686.0379 | 2434.9252
7 | 4 | 14 | 2327.7004 | 2363.2148 | 2440.0143 | 2535.7399 | 3089.179 | 3169.2626 | 3349.5557 | 3684.9771 | -89.1106 | -160.7846 | -273.032 | -322.7584 | 137.0914 | 205.4434 | 342.8503 | 585.3749 | 6.8879 | 20.543 | 49.6352 | 63.6103 | -2033.2177 | -2334.4068 | -2986.8072 | -3840.6921 | -1.1809 | -2.3289 | -4.1659 | -5.3605 | 3437.3496 | 3260.9435 | 2918.0503 | 2700.8912
7 | 4 | 15 | 2479.5749 | 2518.1534 | 2603.2608 | 2712.5356 | 3047.9284 | 3126.9427 | 3304.8282 | 3635.7706 | -92.2794 | -167.4833 | -284.4925 | -336.551 | 123.0941 | 184.7856 | 308.2831 | 516.2488 | 7.3656 | 23.2969 | 55.3752 | 71.498 | -1794.5248 | -2060.4611 | -2636.2801 | -3389.2662 | -2.5952 | -4.5103 | -7.9571 | -11.3057 | 3768.5636 | 3620.7238 | 3343.0176 | 3198.9301
7 | 4 | 16 | 2613.456 | 2654.6213 | 2749.1072 | 2878.7568 | 2921.5938 | 2997.333 | 3167.8453 | 3485.0704 | -93.5141 | -172.5204 | -293.1071 | -343.7181 | 69.9964 | 102.7219 | 162.7837 | 266.7878 | 8.655 | 26.7467 | 62.4203 | 77.6397 | -1447.0462 | -1661.7662 | -2126.4766 | -2733.1954 | -4.0719 | -7.2834 | -12.51 | -16.7595 | 4069.0689 | 3939.8529 | 3710.0628 | 3614.5817
7 | 4 | 17 | 2728.8977 | 2773.3298 | 2876.1884 | 3025.2365 | 2694.9436 | 2764.8071 | 2922.0914 | 3214.707 | -92.2029 | -172.129 | -292.4157 | -348.1488 | 75.7986 | 108.6175 | 168.4772 | 270.1053 | 9.1327 | 29.2162 | 66.9906 | 86.1749 | -998.6688 | -1147.0663 | -1467.8661 | -1885.3271 | -10.0903 | -15.7055 | -27.5989 | -43.4156 | 4407.8106 | 4341.0699 | 4245.8671 | 4319.3321
7 | 4 | 18 | 2794.0842 | 2841.8546 | 2951.2128 | 3116.693 | 2386.5352 | 2448.4036 | 2587.6883 | 2846.8171 | -87.2508 | -165.9263 | -285.1877 | -341.0983 | 90.4938 | 129.136 | 195.8133 | 297.3834 | 10.589 | 33.0776 | 73.7731 | 93.4945 | -478.7375 | -550.3548 | -704.8477 | -904.2793 | -15.4707 | -22.3362 | -39.7274 | -69.9924 | 4700.2432 | 4713.8544 | 4778.7248 | 5039.0179
7 | 4 | 19 | 2849.2286 | 2900.6469 | 3015.6967 | 3196.765 | 2073.9825 | 2127.7482 | 2248.7916 | 2473.9835 | -78.046 | -151.8071 | -261.0015 | -310.352 | 94.8906 | 135.568 | 204.4804 | 304.589 | 10.3501 | 33.4892 | 73.3859 | 95.015 | -85.2675 | -98.2734 | -126.0698 | -160.7894 | -22.5369 | -32.5984 | -59.0187 | -102.8625 | 4842.6013 | 4914.7733 | 5096.2646 | 5496.3485
7 | 4 | 20 | 2881.5751 | 2935.1058 | 3051.8219 | 3236.0084 | 1936.2362 | 1986.431 | 2099.4351 | 2309.6706 | -69.6345 | -134.9734 | -233.1355 | -277.1781 | 104.3914 | 148.3083 | 222.8957 | 328.5497 | 11.2418 | 32.685 | 72.07 | 98.4848 | -0.0029378 | -0.0033719 | -0.0043111 | -0.005539 | -20.0964 | -27.472 | -47.9943 | -83.633 | 4843.7107 | 4940.0812 | 5165.0886 | 5611.8969
7 | 4 | 21 | 2906.3022 | 2962.3147 | 3081.1471 | 3271.121 | 1680.5582 | 1724.1248 | 1822.2068 | 2004.681 | -62.5343 | -119.0272 | -206.1139 | -256.7595 | 193.3088 | 273.9828 | 416.4782 | 613.7152 | 12.1118 | 31.021 | 67.6865 | 106.8431 | -0.0029378 | -0.0033719 | -0.0043111 | -0.005539 | -7.4299 | -13.2763 | -26.0727 | -42.4981 | 4722.3138 | 4859.1364 | 5155.3277 | 5697.0971
7 | 4 | 22 | 2678.496 | 2731.5349 | 2840.9315 | 3021.2153 | 1461.7642 | 1499.6589 | 1584.9715 | 1743.6891 | -55.3269 | -104.7425 | -180.1314 | -240.6553 | 211.304 | 291.6851 | 438.661 | 644.8816 | 13.0184 | 30.0895 | 64.1585 | 118.3022 | -0.0029378 | -0.0033719 | -0.0043111 | -0.005539 | -3.6593 | -6.4818 | -12.7279 | -21.4335 | 4305.5935 | 4441.7408 | 4735.8591 | 5265.9938
7 | 4 | 23 | 2407.0577 | 2455.4993 | 2553.3672 | 2721.4906 | 1286.2158 | 1319.5596 | 1394.6267 | 1534.2833 | -47.5405 | -88.631 | -154.0722 | -214.6483 | 318.6058 | 427.268 | 618.7278 | 889.9723 | 13.0048 | 27.62 | 57.636 | 109.2366 | -0.0029378 | -0.0033719 | -0.0043111 | -0.005539 | 9.3302 | 14.0522 | 23.962 | 38.6538 | 3986.6709 | 4155.3647 | 4494.2431 | 5078.9828
7 | 4 | 24 | 2342.5084 | 2390.2551 | 2486.7973 | 2656.0381 | 1108.3825 | 1137.1161 | 1201.8043 | 1322.1519 | -40.7746 | -73.572 | -126.2061 | -179.4712 | 311.7203 | 418.0817 | 616.1282 | 904.2419 | 10.3678 | 21.2403 | 44.4123 | 82.9126 | -0.0029378 | -0.0033719 | -0.0043111 | -0.005539 | 10.0306 | 15.8246 | 27.8249 | 41.7727 | 3742.232 | 3908.9423 | 4250.7566 | 4827.6404
7 | 5 | 1 | 2287.8283 | 2334.6033 | 2428.5788 | 2595.0572 | 1064.8348 | 1092.4395 | 1154.5862 | 1270.2054 | -34.4065 | -62.7238 | -107.9274 | -149.8787 | 224.5458 | 301.6967 | 448.3269 | 668.5513 | 9.4842 | 15.0245 | 32.5559 | 52.573 | -0.0029378 | -0.0033719 | -0.0043111 | -0.005539 | 7.2236 | 11.6447 | 19.7825 | 30.7705 | 3559.5074 | 3692.6816 | 3975.8986 | 4467.2732
7 | 5 | 2 | 2160.4271 | 2205.1397 | 2293.4272 | 2452.0584 | 1042.5202 | 1069.5464 | 1130.3908 | 1243.5871 | -31.6791 | -57.4083 | -95.6989 | -138.3974 | 139.6647 | 191.7437 | 297.0149 | 451.8012 | 8.6726 | 11.3987 | 25.7815 | 43.4057 | -0.0029378 | -0.0033719 | -0.0043111 | -0.005539 | 4.0665 | 6.5089 | 11.4871 | 17.3011 | 3323.669 | 3426.9257 | 3662.3984 | 4069.7505
7 | 5 | 3 | 2077.829 | 2121.1721 | 2205.2821 | 2358.1249 | 1043.0735 | 1070.1141 | 1130.9907 | 1244.2471 | -30.6586 | -54.8593 | -92.8529 | -131.6551 | 84.4827 | 122.1572 | 197.858 | 316.3936 | 7.8976 | 10.7028 | 23.694 | 39.7967 | -0.0029378 | -0.0033719 | -0.0043111 | -0.005539 | 2.7499 | 4.1799 | 7.0601 | 10.8421 | 3185.3713 | 3273.4634 | 3472.0277 | 3837.7437
7 | 5 | 4 | 2057.3202 | 2099.7971 | 2182.9725 | 2333.14 | 1077.3714 | 1105.3011 | 1168.1795 | 1285.1599 | -30.7351 | -54.8593 | -92.8529 | -134.0829 | 49.5891 | 79.2479 | 138.6748 | 235.0508 | 7.086 | 10.7028 | 23.1715 | 39.7967 | -0.0029378 | -0.0033719 | -0.0043111 | -0.005539 | 1.322 | 1.79 | 3.3352 | 5.1447 | 3161.9508 | 3241.9763 | 3423.4762 | 3764.2036
7 | 5 | 5 | 2103.8607 | 2147.1595 | 2231.7918 | 2382.1873 | 1164.7545 | 1194.9495 | 1262.9278 | 1389.3962 | -31.8628 | -59.4005 | -103.7609 | -148.725 | 43.996 | 69.3239 | 126.8312 | 231.654 | 8.0279 | 15.0245 | 31.2508 | 53.446 | -0.0029378 | -0.0033719 | -0.0043111 | -0.005539 | 2.8911 | 4.2842 | 7.6067 | 11.2222 | 3291.6645 | 3371.3377 | 3556.6431 | 3919.1751
7 | 5 | 6 | 2359.6173 | 2408.3006 | 2505.9549 | 2676.4054 | 1111.619 | 1140.4366 | 1205.3137 | 1326.0127 | -34.7737 | -70.4749 | -125.9351 | -179.8959 | 70.6944 | 108.0811 | 186.6056 | 322.9584 | 12.3832 | 23.3659 | 46.2913 | 77.6815 | -62.6636 | -71.8656 | -91.8257 | -118.0885 | -0.39634 | -0.85169 | -1.6439 | -2.5786 | 3456.4803 | 3536.9919 | 3724.7609 | 4102.4951
7 | 5 | 7 | 2575.8991 | 2627.94 | 2734.8173 | 2916.2044 | 1237.9386 | 1270.0308 | 1342.2803 | 1476.695 | -40.4119 | -86.917 | -157.2103 | -219.8121 | 120.2832 | 180.4839 | 299.8697 | 517.9425 | 16.3178 | 32.9246 | 63.284 | 106.1581 | -441.9997 | -506.7697 | -647.2199 | -832.125 | -0.1303 | -0.31278 | -0.49385 | -0.82287 | 3467.8967 | 3517.3798 | 3635.3272 | 3964.24
7 | 5 | 8 | 2811.5496 | 2867.095 | 2983.7669 | 3176.3105 | 1372.0622 | 1407.6314 | 1487.7088 | 1636.6866 | -48.3055 | -103.1938 | -183.7559 | -241.5047 | 167.5787 | 248.8737 | 410.4137 | 699.5685 | 16.3178 | 31.8171 | 61.979 | 103.9679 | -917.8328 | -1052.1124 | -1342.3271 | -1723.7005 | 6.3685 | 9.3334 | 16.1902 | 29.3949 | 3407.7385 | 3409.4445 | 3433.9756 | 3680.7231
7 | 5 | 9 | 3026.2528 | 3085.229 | 3210.5827 | 3412.4329 | 1486.4622 | 1524.9971 | 1611.7512 | 1773.1504 | -55.727 | -116.0951 | -205.572 | -257.6089 | 187.1596 | 279.5637 | 460.44 | 783.6579 | 14.7814 | 27.7973 | 55.6649 | 91.1916 | -1367.2691 | -1567.8712 | -2001.5435 | -2570.7745 | 15.6118 | 24.2724 | 43.5578 | 72.2856 | 3307.2718 | 3257.8933 | 3174.8811 | 3304.335
7 | 5 | 10 | 3238.1612 | 3299.9559 | 3434.7236 | 3647.6078 | 1579.3712 | 1620.3147 | 1712.4912 | 1883.9785 | -61.3653 | -126.2301 | -216.6849 | -260.2285 | 179.0642 | 268.1697 | 444.4911 | 764.7174 | 12.694 | 19.7402 | 41.8563 | 66.5119 | -1806.1365 | -2073.0339 | -2651.2196 | -3408.6793 | 21.0221 | 30.3738 | 54.6201 | 95.5222 | 3162.8109 | 3039.2904 | 2820.2778 | 2789.4299
7 | 5 | 11 | 3394.7425 | 3459.1931 | 3600.8396 | 3822.2171 | 1647.3246 | 1690.0298 | 1786.1722 | 1965.0378 | -66.7893 | -138.0267 | -236.8989 | -273.5966 | 161.069 | 244.0355 | 409.0791 | 711.7852 | 10.3678 | 18.6137 | 42.0675 | 61.9283 | -2052.7895 | -2356.3955 | -3013.9752 | -3874.7565 | 21.5542 | 31.1659 | 57.2152 | 98.297 | 3115.4792 | 2948.6158 | 2644.4994 | 2510.9124
7 | 5 | 12 | 3531.9554 | 3599.1163 | 3746.7624 | 3974.8412 | 1701.3861 | 1745.4927 | 1844.7903 | 2029.5259 | -71.5272 | -147.718 | -253.4989 | -282.9584 | 155.8747 | 233.1779 | 389.616 | 677.793 | 7.7076 | 17.9164 | 42.0784 | 54.3037 | -2184.6344 | -2507.8956 | -3208.103 | -4124.7231 | 13.3126 | 19.9111 | 37.3609 | 64.728 | 3154.0748 | 2960.0008 | 2599.0062 | 2393.5103
7 | 5 | 13 | 3721.0328 | 3791.8676 | 3948.7623 | 4189.2253 | 1726.5838 | 1771.3436 | 1872.1118 | 2059.5834 | -75.7165 | -157.8531 | -269.6124 | -298.6379 | 145.975 | 222.4441 | 373.6671 | 641.0446 | 4.8236 | 21.3662 | 49.7706 | 60.0013 | -2186.5041 | -2510.2682 | -3211.5235 | -4129.0898 | 3.3906 | 6.2408 | 11.774 | 15.2112 | 3339.585 | 3145.141 | 2774.9499 | 2537.3381
7 | 5 | 14 | 3779.9231 | 3852.1571 | 4011.7297 | 4255.2106 | 1765.5938 | 1811.3649 | 1914.4098 | 2106.1171 | -79.4338 | -165.6045 | -282.5984 | -316.7452 | 137.0914 | 205.4434 | 342.8503 | 585.3749 | 5.7071 | 23.7085 | 55.386 | 64.28 | -2066.2688 | -2372.4903 | -3035.7116 | -3903.0885 | -1.1809 | -2.3289 | -4.1659 | -5.3605 | 3541.432 | 3352.2501 | 3001.8999 | 2785.7884
7 | 5 | 15 | 3779.2836 | 3851.7403 | 4011.8854 | 4255.3138 | 1794.2588 | 1840.773 | 1945.4909 | 2140.3106 | -82.2376 | -171.6942 | -293.3014 | -330.1132 | 123.0941 | 184.7856 | 308.2831 | 516.2488 | 6.4237 | 26.8739 | 62.4311 | 74.3579 | -1824.3334 | -2094.9439 | -2680.916 | -3446.5937 | -2.5952 | -4.5103 | -7.9571 | -11.3057 | 3793.894 | 3633.0245 | 3345.916 | 3198.2184
7 | 5 | 16 | 3706.4347 | 3779.6341 | 3938.183 | 4180.9249 | 1788.1464 | 1834.5022 | 1938.8633 | 2133.0193 | -84.3093 | -175.1218 | -298.8651 | -340.7453 | 69.9964 | 102.7219 | 162.7837 | 266.7878 | 7.1403 | 29.6278 | 68.4311 | 82.6898 | -1462.3239 | -1679.4841 | -2149.4501 | -2762.5675 | -4.0719 | -7.2834 | -12.51 | -16.7595 | 4021.0127 | 3884.5967 | 3647.4359 | 3543.3496
7 | 5 | 17 | 3583.8966 | 3655.2284 | 3808.3586 | 4043.8094 | 1795.5424 | 1842.0899 | 1946.8827 | 2141.8417 | -84.3399 | -174.7824 | -298.5316 | -340.4368 | 75.7986 | 108.6175 | 168.4772 | 270.1053 | 8.9658 | 32.3627 | 73.9085 | 88.8315 | -1009.3189 | -1159.5784 | -1484.6212 | -1907.7787 | -10.0903 | -15.7055 | -27.5989 | -43.4156 | 4360.4543 | 4288.2322 | 4186.8752 | 4252.9568
7 | 5 | 18 | 3399.6678 | 3467.2698 | 3611.9644 | 3836.1895 | 1768.2725 | 1814.1131 | 1917.3144 | 2109.3125 | -80.439 | -168.9103 | -288.4579 | -331.0751 | 90.4938 | 129.136 | 195.8133 | 297.3834 | 10.7559 | 34.9785 | 78.6034 | 92.9863 | -481.0395 | -552.9818 | -708.132 | -908.3981 | -15.4707 | -22.3362 | -39.7274 | -69.9924 | 4692.2409 | 4701.269 | 4767.3782 | 5026.4061
7 | 5 | 19 | 3232.3007 | 3295.8802 | 3433.3717 | 3648.8188 | 1658.2401 | 1701.2282 | 1798.0076 | 1978.0585 | -71.8898 | -153.8516 | -262.6697 | -309.9234 | 94.8906 | 135.568 | 204.4804 | 304.589 | 11.4807 | 34.2826 | 75.4707 | 91.5452 | -85.2675 | -98.2734 | -126.0698 | -160.7894 | -22.5369 | -32.5984 | -59.0187 | -102.8625 | 4817.2178 | 4882.2355 | 5063.5724 | 5449.4361
7 | 5 | 20 | 3086.2375 | 3146.5842 | 3275.9211 | 3479.6333 | 1633.039 | 1675.3737 | 1770.6824 | 1947.9969 | -64.6519 | -136.8005 | -233.483 | -286.344 | 104.3914 | 148.3083 | 222.8957 | 328.5497 | 12.5176 | 33.6354 | 73.1124 | 95.2183 | -0.0029378 | -0.0033719 | -0.0043111 | -0.005539 | -20.0964 | -27.472 | -47.9943 | -83.633 | 4751.4342 | 4839.6257 | 5061.13 | 5481.4155
7 | 5 | 21 | 2987.5722 | 3046.2489 | 3170.5075 | 3371.3153 | 1467.334 | 1505.3731 | 1591.0108 | 1750.3331 | -57.2938 | -120.2452 | -206.6664 | -263.9224 | 193.3088 | 273.9828 | 416.4782 | 613.7152 | 14.7719 | 32.6863 | 70.5565 | 96.4978 | -0.0029378 | -0.0033719 | -0.0043111 | -0.005539 | -7.4299 | -13.2763 | -26.0727 | -42.4981 | 4598.2602 | 4724.7662 | 5015.8096 | 5525.4355
7 | 5 | 22 | 2690.3628 | 2743.8463 | 2855.0902 | 3040.639 | 1308.4785 | 1342.3994 | 1418.7658 | 1560.8397 | -51.2141 | -106.2911 | -184.0164 | -238.7647 | 211.304 | 291.6851 | 438.661 | 644.8816 | 18.0767 | 32.735 | 68.1982 | 98.4472 | -0.0029378 | -0.0033719 | -0.0043111 | -0.005539 | -3.6593 | -6.4818 | -12.7279 | -21.4335 | 4173.3456 | 4297.8896 | 4583.9667 | 5084.6037
7 | 5 | 23 | 2494.3575 | 2544.7951 | 2647.3785 | 2823.8155 | 1177.6329 | 1208.1617 | 1276.8916 | 1404.7584 | -44.5553 | -90.1273 | -155.1112 | -208.3267 | 318.6058 | 427.268 | 618.7278 | 889.9723 | 17.3601 | 27.62 | 58.294 | 87.0897 | -0.0029378 | -0.0033719 | -0.0043111 | -0.005539 | 9.3302 | 14.0522 | 23.962 | 38.6538 | 3972.7282 | 4131.7662 | 4470.1383 | 5035.9574
7 | 5 | 24 | 2244.4426 | 2290.2638 | 2380.911 | 2539.9622 | 1180.4475 | 1211.0494 | 1279.9436 | 1408.1159 | -38.3685 | -74.2942 | -127.7315 | -173.5744 | 311.7203 | 418.0817 | 616.1282 | 904.2419 | 12.861 | 21.2403 | 44.1524 | 68.6158 | -0.0029378 | -0.0033719 | -0.0043111 | -0.005539 | 10.0306 | 15.8246 | 27.8249 | 41.7727 | 3721.1305 | 3882.1623 | 4221.2241 | 4789.1286
7 | 6 | 1 | 2087.8672 | 2130.9238 | 2214.276 | 2363.3637 | 1144.7746 | 1174.4517 | 1241.2639 | 1365.5629 | -35.899 | -60.1747 | -103.2745 | -152.6148 | 224.5458 | 301.6967 | 448.3269 | 668.5513 | 7.3249 | 14.3286 | 30.7283 | 52.573 | -0.0029378 | -0.0033719 | -0.0043111 | -0.005539 | 7.2236 | 11.6447 | 19.7825 | 30.7705 | 3435.8342 | 3572.8673 | 3851.0988 | 4328.2011
7 | 6 | 2 | 1977.5417 | 2018.7197 | 2097.2418 | 2239.4419 | 1121.4486 | 1150.521 | 1215.9718 | 1337.7381 | -33.1717 | -55.6336 | -94.455 | -138.822 | 139.6647 | 191.7437 | 297.0149 | 451.8012 | 7.086 | 13.4864 | 28.5162 | 48.964 | -0.0029378 | -0.0033719 | -0.0043111 | -0.005539 | 4.0665 | 6.5089 | 11.4871 | 17.3011 | 3216.6329 | 3325.3427 | 3555.7726 | 3956.4187
7 | 6 | 3 | 1895.412 | 1934.8745 | 2009.1062 | 2145.4179 | 1135.0047 | 1164.4285 | 1230.6705 | 1353.9087 | -32.1512 | -53.0324 | -91.3275 | -134.0829 | 84.4827 | 122.1572 | 197.858 | 316.3936 | 5.8686 | 11.3987 | 25.259 | 43.4057 | -0.0029378 | -0.0033719 | -0.0043111 | -0.005539 | 2.7499 | 4.1799 | 7.0601 | 10.8421 | 3091.3638 | 3184.003 | 3378.6219 | 3735.8796
7 | 6 | 4 | 1817.4829 | 1854.8738 | 1924.6449 | 2051.7292 | 1230.6255 | 1262.5282 | 1334.3509 | 1467.9716 | -32.1512 | -54.085 | -93.1345 | -136.819 | 49.5891 | 79.2479 | 138.6748 | 235.0508 | 6.4414 | 12.0946 | 26.564 | 45.6975 | -0.0029378 | -0.0033719 | -0.0043111 | -0.005539 | 1.322 | 1.79 | 3.3352 | 5.1447 | 3073.3068 | 3156.4461 | 3334.4311 | 3668.7692
7 | 6 | 5 | 1739.9817 | 1774.4649 | 1838.6207 | 1952.6618 | 1436.5823 | 1473.8242 | 1557.6671 | 1713.6505 | -34.2994 | -58.6784 | -102.517 | -153.4641 | 43.996 | 69.3239 | 126.8312 | 231.654 | 9.0065 | 16.526 | 33.4629 | 57.055 | -0.0029378 | -0.0033719 | -0.0043111 | -0.005539 | 2.8911 | 4.2842 | 7.6067 | 11.2222 | 3198.1553 | 3279.7414 | 3461.6673 | 3812.7738
7 | 6 | 6 | 1753.4412 | 1787.1853 | 1850.2292 | 1958.1274 | 1632.291 | 1674.6064 | 1769.8714 | 1947.1047 | -38.9936 | -68.7002 | -123.0891 | -186.9464 | 70.6944 | 108.0811 | 186.6056 | 322.9584 | 13.3251 | 23.8872 | 47.0738 | 79.9733 | -61.4844 | -70.5029 | -90.0928 | -115.9189 | -0.39634 | -0.85169 | -1.6439 | -2.5786 | 3368.8774 | 3453.7051 | 3638.9541 | 4002.72
7 | 6 | 7 | 1639.0135 | 1667.5627 | 1720.7205 | 1804.3682 | 2068.0882 | 2121.7011 | 2242.4005 | 2466.9524 | -45.7595 | -83.4806 | -152.5573 | -230.0234 | 120.2832 | 180.4839 | 299.8697 | 517.9425 | 18.0713 | 31.4231 | 61.3318 | 102.9932 | -385.4398 | -442.3785 | -566.2382 | -729.9414 | -0.1303 | -0.31278 | -0.49385 | -0.82287 | 3414.1265 | 3474.9988 | 3605.0332 | 3931.4686
7 | 6 | 8 | 1646.6963 | 1673.3345 | 1723.0488 | 1793.1386 | 2417.8937 | 2480.575 | 2621.6899 | 2884.2236 | -54.7807 | -98.87 | -178.898 | -267.9365 | 167.5787 | 248.8737 | 410.4137 | 699.5685 | 18.644 | 32.9246 | 64.0665 | 108.5515 | -882.3558 | -1013.4572 | -1297.9521 | -1671.7686 | 6.3685 | 9.3334 | 16.1902 | 29.3949 | 3320.0448 | 3332.7139 | 3358.5591 | 3575.1719
7 | 6 | 9 | 1668.773 | 1694.9647 | 1742.7259 | 1803.8831 | 2660.5025 | 2729.4731 | 2884.7474 | 3173.6233 | -62.5366 | -110.2752 | -195.5745 | -291.2075 | 187.1596 | 279.5637 | 460.44 | 783.6579 | 15.745 | 28.0816 | 55.6649 | 95.8769 | -1363.4804 | -1566.0167 | -2004.9348 | -2580.0682 | 15.6118 | 24.2724 | 43.5578 | 72.2856 | 3121.775 | 3080.0638 | 2986.6267 | 3058.0511
7 | 6 | 10 | 1806.4822 | 1834.6832 | 1887.8595 | 1951.7645 | 2815.8302 | 2888.8276 | 3053.1672 | 3358.9086 | -67.9606 | -117.2001 | -202.792 | -300.5695 | 179.0642 | 268.1697 | 444.4911 | 764.7174 | 10.4628 | 19.7402 | 41.9917 | 72.6161 | -1711.7474 | -1966.073 | -2517.18 | -3239.0072 | 21.0221 | 30.3738 | 54.6201 | 95.5222 | 3053.1534 | 2958.5213 | 2762.1576 | 2703.952
7 | 6 | 11 | 1870.9381 | 1899.7202 | 1955.0691 | 2019.9072 | 2924.4477 | 3000.2609 | 3170.9398 | 3488.4747 | -73.5683 | -125.0645 | -214.6624 | -314.2458 | 161.069 | 244.0355 | 409.0791 | 711.7852 | 7.5638 | 15.7204 | 35.6777 | 61.5858 | -2105.6623 | -2416.7492 | -3090.1346 | -3970.7908 | 21.5542 | 31.1659 | 57.2152 | 98.297 | 2806.3422 | 2649.089 | 2323.1838 | 2095.0133
7 | 6 | 12 | 1942.1613 | 1971.0608 | 2029.4086 | 2096.4151 | 3001.01 | 3078.808 | 3253.9552 | 3579.8033 | -77.3927 | -131.1021 | -225.0074 | -326.0355 | 155.8747 | 233.1779 | 389.616 | 677.793 | 6.5852 | 15.0055 | 35.5531 | 60.2686 | -2229.5946 | -2559.117 | -3272.4432 | -4205.0771 | 13.3126 | 19.9111 | 37.3609 | 64.728 | 2811.9564 | 2627.7442 | 2248.4433 | 1947.8953
7 | 6 | 13 | 2062.5804 | 2092.9775 | 2156.7223 | 2229.9977 | 3045.0253 | 3123.9643 | 3301.6804 | 3632.3076 | -81.6891 | -138.636 | -235.3523 | -337.4004 | 145.975 | 222.4441 | 373.6671 | 641.0446 | 6.2663 | 16.2403 | 38.2986 | 61.04 | -2229.5477 | -2559.2807 | -3273.0099 | -4205.9395 | 3.3906 | 6.2408 | 11.774 | 15.2112 | 2952.0007 | 2763.9502 | 2373.7801 | 2036.2611
7 | 6 | 14 | 2101.3216 | 2131.924 | 2197.3524 | 2272.8483 | 3069.1635 | 3148.7282 | 3327.8531 | 3661.1012 | -85.4064 | -144.6736 | -245.2108 | -348.4571 | 137.0914 | 205.4434 | 342.8503 | 585.3749 | 5.9324 | 17.0445 | 41.0441 | 63.0269 | -2049.729 | -2353.7792 | -3012.0383 | -3872.1527 | -1.1809 | -2.3289 | -4.1659 | -5.3605 | 3177.1927 | 3002.3584 | 2647.6848 | 2356.381
7 | 6 | 15 | 2162.2747 | 2193.3231 | 2262.6924 | 2343.5076 | 3040.6921 | 3119.5188 | 3296.9819 | 3627.1387 | -87.5546 | -149.8238 | -252.4282 | -357.5108 | 123.0941 | 184.7856 | 308.2831 | 516.2488 | 5.7071 | 18.2793 | 44.572 | 65.5596 | -1807.089 | -2075.4454 | -2656.3585 | -3414.8238 | -2.5952 | -4.5103 | -7.9571 | -11.3057 | 3434.5292 | 3286.1273 | 2995.7858 | 2768.8142
7 | 6 | 16 | 2287.6556 | 2319.7816 | 2397.8597 | 2495.0867 | 2896.4757 | 2971.5638 | 3140.6101 | 3455.1079 | -88.4986 | -152.3728 | -258.4018 | -363.8282 | 69.9964 | 102.7219 | 162.7837 | 266.7878 | 6.6626 | 20.21 | 48.7471 | 72.5743 | -1450.3375 | -1665.9539 | -2132.49 | -2740.6793 | -4.0719 | -7.2834 | -12.51 | -16.7595 | 3717.8822 | 3588.6671 | 3346.5987 | 3168.2898
7 | 6 | 17 | 2460.5565 | 2497.8349 | 2587.0558 | 2704.442 | 2678.3656 | 2747.7994 | 2904.1162 | 3194.9317 | -87.7665 | -151.3723 | -256.8763 | -360.3592 | 75.7986 | 108.6175 | 168.4772 | 270.1053 | 7.5461 | 22.1407 | 53.1821 | 78.5127 | -990.018 | -1137.9452 | -1457.8535 | -1873.5831 | -10.0903 | -15.7055 | -27.5989 | -43.4156 | 4134.3921 | 4071.3694 | 3970.5026 | 3970.6339
7 | 6 | 18 | 2618.7264 | 2662.1011 | 2762.1626 | 2903.3195 | 2363.2499 | 2424.5146 | 2562.4404 | 2819.0408 | -82.5238 | -144.2821 | -244.4428 | -341.0944 | 90.4938 | 129.136 | 195.8133 | 297.3834 | 8.0239 | 23.3754 | 54.2245 | 80.2741 | -491.182 | -564.6574 | -723.1341 | -927.6002 | -15.4707 | -22.3362 | -39.7274 | -69.9924 | 4491.3176 | 4507.8515 | 4567.3366 | 4761.3307
7 | 6 | 19 | 2661.3898 | 2707.6091 | 2812.7322 | 2969.3066 | 2057.5916 | 2110.9325 | 2231.0192 | 2454.4314 | -74.2958 | -130.7718 | -221.5877 | -308.345 | 94.8906 | 135.568 | 204.4804 | 304.589 | 8.488 | 22.9638 | 53.8265 | 78.7313 | -87.7 | -101.0957 | -129.8738 | -166.2357 | -22.5369 | -32.5984 | -59.0187 | -102.8625 | 4637.8273 | 4712.6076 | 4891.5781 | 5229.6151
7 | 6 | 20 | 2649.4574 | 2697.3481 | 2802.4356 | 2962.4122 | 1920.0965 | 1969.8729 | 2081.935 | 2290.4181 | -66.6165 | -117.5919 | -200.5397 | -278.4481 | 104.3914 | 148.3083 | 222.8957 | 328.5497 | 9.9525 | 23.982 | 54.9853 | 83.1757 | -0.0029378 | -0.0033719 | -0.0043111 | -0.005539 | -20.0964 | -27.472 | -47.9943 | -83.633 | 4597.182 | 4694.4439 | 4913.7133 | 5302.4691
7 | 6 | 21 | 2690.8624 | 2742.4695 | 2850.4088 | 3021.8495 | 1673.1148 | 1716.4885 | 1814.1361 | 1995.802 | -60.279 | -106.5172 | -182.9007 | -257.6049 | 193.3088 | 273.9828 | 416.4782 | 613.7152 | 11.801 | 25.9438 | 56.729 | 89.039 | -0.0029378 | -0.0033719 | -0.0043111 | -0.005539 | -7.4299 | -13.2763 | -26.0727 | -42.4981 | 4501.3752 | 4639.0876 | 4928.7744 | 5420.2972
7 | 6 | 22 | 2551.0694 | 2601.3837 | 2704.3312 | 2873.4295 | 1462.1631 | 1500.0681 | 1585.404 | 1744.1649 | -53.0716 | -94.999 | -164.6987 | -234.7585 | 211.304 | 291.6851 | 438.661 | 644.8816 | 12.7076 | 26.1009 | 56.071 | 92.648 | -0.0029378 | -0.0033719 | -0.0043111 | -0.005539 | -3.6593 | -6.4818 | -12.7279 | -21.4335 | 4180.5102 | 4317.7536 | 4607.0363 | 5098.9264
7 | 6 | 23 | 2408.3101 | 2456.844 | 2554.396 | 2719.9633 | 1287.6239 | 1321.0042 | 1396.1535 | 1535.963 | -46.4128 | -82.376 | -140.2416 | -202.0092 | 315.7047 | 422.8425 | 609.5201 | 867.1439 | 10.6066 | 21.6519 | 46.4267 | 76.9101 | -0.0029378 | -0.0033719 | -0.0043111 | -0.005539 | 9.3302 | 14.0522 | 23.962 | 38.6538 | 3985.1598 | 4154.0153 | 4490.2123 | 5036.6194
7 | 6 | 24 | 2241.6482 | 2287.2918 | 2377.9318 | 2537.3143 | 1168.743 | 1199.0414 | 1267.2524 | 1394.1539 | -39.754 | -69.9182 | -118.6305 | -171.5714 | 280.1266 | 371.8196 | 541.7903 | 786.1509 | 8.9115 | 17.6335 | 37.5026 | 64.1338 | -0.0029378 | -0.0033719 | -0.0043111 | -0.005539 | 10.0306 | 15.8246 | 27.8249 | 41.7727 | 3669.7029 | 3821.6893 | 4133.6672 | 4651.9487
7 | 7 | 1 | 2087.5181 | 2130.172 | 2213.7457 | 2363.309 | 1127.2178 | 1156.4398 | 1222.2273 | 1344.62 | -36.6618 | -62.1669 | -105.363 | -155.7755 | 236.7389 | 318.0527 | 460.1705 | 662.478 | 7.3249 | 15.0245 | 32.0333 | 54.8649 | -0.0029378 | -0.0033719 | -0.0043111 | -0.005539 | 7.2236 | 11.6447 | 19.7825 | 30.7705 | 3429.3586 | 3569.1633 | 3842.592 | 4300.2613
7 | 7 | 2 | 1965.4743 | 2006.104 | 2084.241 | 2226.4913 | 1104.056 | 1132.6774 | 1197.1132 | 1316.991 | -33.8273 | -57.5736 | -97.7874 | -141.9828 | 161.7574 | 218.8335 | 324.8075 | 473.0057 | 6.2744 | 12.7905 | 27.0866 | 46.5705 | -0.0029378 | -0.0033719 | -0.0043111 | -0.005539 | 4.0665 | 6.5089 | 11.4871 | 17.3011 | 3207.7983 | 3319.3373 | 3546.9436 | 3938.3713
7 | 7 | 3 | 1871.3577 | 1910.38 | 1983.7628 | 2119.0534 | 1107.1802 | 1135.8827 | 1200.5008 | 1320.7178 | -32.6997 | -54.8593 | -93.1345 | -137.2437 | 104.7711 | 144.9452 | 221.8829 | 333.7101 | 6.4414 | 12.7905 | 26.564 | 45.6975 | -0.0029378 | -0.0033719 | -0.0043111 | -0.005539 | 2.7499 | 4.1799 | 7.0601 | 10.8421 | 3059.7977 | 3153.3157 | 3346.6317 | 3692.7718
7 | 7 | 4 | 1803.0916 | 1840.2147 | 1909.8085 | 2039.0769 | 1153.2041 | 1183.0996 | 1250.4038 | 1375.6181 | -31.6791 | -54.085 | -93.1345 | -137.2437 | 68.3819 | 98.023 | 158.932 | 241.7649 | 6.2744 | 12.0946 | 25.259 | 43.4057 | -0.0029378 | -0.0033719 | -0.0043111 | -0.005539 | 1.322 | 1.79 | 3.3352 | 5.1447 | 3000.592 | 3081.1335 | 3254.5997 | 3567.7611
7 | 7 | 5 | 1738.8543 | 1774.3237 | 1840.1471 | 1960.8655 | 1259.039 | 1291.6783 | 1365.1593 | 1501.8651 | -32.2277 | -55.9119 | -94.9415 | -141.9828 | 42.9893 | 63.9647 | 109.7506 | 178.2301 | 7.086 | 13.6327 | 27.9936 | 48.091 | -0.0029378 | -0.0033719 | -0.0043111 | -0.005539 | 2.8911 | 4.2842 | 7.6067 | 11.2222 | 3018.6291 | 3091.9682 | 3255.7115 | 3558.2855
7 | 7 | 6 | 1791.7672 | 1828.2197 | 1896.5404 | 2020.8158 | 1270.3499 | 1303.2823 | 1377.4235 | 1515.3574 | -34.011 | -59.731 | -104.324 | -154.6218 | 31.594 | 46.2625 | 83.7999 | 145.37 | 8.8395 | 15.8301 | 32.5559 | 55.7379 | -60.2412 | -69.0377 | -88.1706 | -113.4295 | -0.39634 | -0.85169 | -1.6439 | -2.5786 | 3007.9021 | 3063.9742 | 3196.1811 | 3466.6512
7 | 7 | 7 | 1747.6406 | 1781.7157 | 1845.6388 | 1958.0281 | 1494.687 | 1533.4351 | 1620.6692 | 1782.9615 | -38.5216 | -69.1438 | -124.8961 | -185.368 | 31.594 | 50.6881 | 81.6204 | 138.1644 | 12.3832 | 22.3857 | 43.5567 | 74.1741 | -393.8863 | -452.225 | -578.9362 | -746.0882 | -0.1303 | -0.31278 | -0.49385 | -0.82287 | 2853.7665 | 2866.5431 | 2887.159 | 3021.0491
7 | 7 | 8 | 1831.3321 | 1865.7598 | 1931.0252 | 2040.2471 | 1730.2379 | 1775.0924 | 1876.0739 | 2063.9422 | -45.364 | -82.8194 | -148.8773 | -221.2781 | 43.3881 | 64.5012 | 104.8512 | 172.1567 | 14.9483 | 27.1014 | 53.7128 | 91.1916 | -895.2263 | -1028.3514 | -1317.0266 | -1695.8248 | 6.3685 | 9.3334 | 16.1902 | 29.3949 | 2685.6846 | 2630.6173 | 2515.9494 | 2479.8294
7 | 7 | 9 | 1928.1294 | 1962.892 | 2030.7089 | 2138.7361 | 1936.7721 | 1986.9808 | 2100.0162 | 2310.3099 | -52.1299 | -95.6077 | -172.2954 | -254.8768 | 58.4822 | 84.7463 | 134.5695 | 225.0892 | 17.5352 | 31.7074 | 62.5015 | 105.9172 | -1337.7474 | -1536.3414 | -1966.6332 | -2530.0657 | 15.6118 | 24.2724 | 43.5578 | 72.2856 | 2566.6535 | 2458.6499 | 2232.4252 | 2067.3955
7 | 7 | 10 | 2101.8722 | 2138.8698 | 2213.955 | 2329.4292 | 2077.2011 | 2131.0504 | 2252.2815 | 2477.823 | -58.3167 | -106.3516 | -190.4974 | -280.4592 | 71.6819 | 104.9914 | 169.9815 | 278.0216 | 17.941 | 33.2089 | 65.7587 | 111.3738 | -1758.7795 | -2019.1558 | -2582.9628 | -3320.6841 | 21.0221 | 30.3738 | 54.6201 | 95.5222 | 2472.6221 | 2312.9869 | 1983.1365 | 1691.0265
7 | 7 | 11 | 2199.0501 | 2237.6177 | 2317.0078 | 2435.775 | 2172.1961 | 2228.508 | 2355.2833 | 2591.1392 | -63.3758 | -115.1556 | -203.9699 | -301.7271 | 88.1814 | 129.1257 | 206.1875 | 334.8424 | 17.7741 | 33.5108 | 67.5863 | 113.3231 | -2011.9598 | -2310.339 | -2956.8504 | -3803.4023 | 21.5542 | 31.1659 | 57.2152 | 98.297 | 2423.4202 | 2234.4334 | 1842.4598 | 1468.2474
7 | 7 | 12 | 2306.2033 | 2346.159 | 2430.0203 | 2555.5786 | 2218.136 | 2275.6388 | 2405.0954 | 2645.9394 | -68.3279 | -120.4189 | -211.1873 | -311.0891 | 99.9756 | 145.4817 | 232.9323 | 373.855 | 14.8533 | 28.7586 | 60.6252 | 102.6354 | -2223.8354 | -2552.5371 | -3264.2799 | -4195.5116 | 13.3126 | 19.9111 | 37.3609 | 64.728 | 2360.3175 | 2142.9932 | 1690.5669 | 1236.1358
7 | 7 | 13 | 2415.9835 | 2458.3489 | 2547.654 | 2680.4075 | 2224.069 | 2281.7256 | 2411.5284 | 2653.0167 | -72.1522 | -124.6296 | -215.5588 | -313.4004 | 104.3723 | 148.8344 | 240.8054 | 384.3781 | 11.2513 | 23.7586 | 53.0792 | 88.3386 | -2199.8589 | -2524.9469 | -3228.4917 | -4147.8692 | 3.3906 | 6.2408 | 11.774 | 15.2112 | 2487.0556 | 2269.3317 | 1820.7906 | 1360.0824
7 | 7 | 14 | 2453.6162 | 2497.2226 | 2588.5291 | 2723.5437 | 2224.8722 | 2282.5497 | 2412.3994 | 2653.9748 | -75.9766 | -127.7876 | -219.6487 | -317.7149 | 101.8892 | 147.9111 | 235.5334 | 368.1238 | 8.2003 | 20.1314 | 47.5585 | 78.1966 | -2083.9439 | -2392.3315 | -3060.002 | -3933.0156 | -1.1809 | -2.3289 | -4.1659 | -5.3605 | 2627.4766 | 2425.3668 | 2000.2037 | 1567.748
7 | 7 | 15 | 2508.8577 | 2553.7748 | 2648.6547 | 2788.3577 | 2204.5104 | 2261.6599 | 2390.3212 | 2629.6858 | -78.7805 | -131.8852 | -224.8542 | -324.7654 | 95.5079 | 138.9362 | 215.8168 | 333.5701 | 7.9384 | 20.367 | 48.7363 | 78.3359 | -1799.3328 | -2066.3694 | -2644.5109 | -3399.8622 | -2.5952 | -4.5103 | -7.9571 | -11.3057 | 2936.1059 | 2771.9731 | 2426.2067 | 2094.0161
7 | 7 | 16 | 2525.5448 | 2572.5956 | 2670.2952 | 2815.078 | 2157.9078 | 2213.8492 | 2339.7907 | 2574.0952 | -80.3036 | -136.0349 | -233.4687 | -331.1993 | 52.6091 | 76.8545 | 118.2481 | 177.5986 | 8.7269 | 22.8366 | 54.6117 | 85.7948 | -1443.1994 | -1657.7118 | -2121.9975 | -2727.8286 | -4.0719 | -7.2834 | -12.51 | -16.7595 | 3217.2136 | 3085.106 | 2814.9694 | 2576.7791
7 | 7 | 17 | 2550.9866 | 2599.6905 | 2699.6593 | 2849.0021 | 2101.3961 | 2155.8726 | 2278.5159 | 2506.6843 | -80.1506 | -138.3577 | -234.5843 | -334.8972 | 55.909 | 78.861 | 123.9417 | 185.9365 | 9.9212 | 25.3061 | 58.5241 | 91.5076 | -1011.8176 | -1162.1556 | -1487.0362 | -1909.482 | -10.0903 | -15.7055 | -27.5989 | -43.4156 | 3616.1545 | 3543.5115 | 3411.4216 | 3345.3357
7 | 7 | 18 | 2581.2098 | 2631.1924 | 2733.6681 | 2890.0143 | 1988.7617 | 2040.3182 | 2156.3878 | 2372.3265 | -77.7729 | -136.4699 | -234.1744 | -331.5444 | 55.909 | 78.861 | 123.9417 | 185.9365 | 12.9057 | 30.1667 | 67.3832 | 105.4131 | -490.0027 | -563.2947 | -721.4012 | -925.4306 | -15.4707 | -22.3362 | -39.7274 | -69.9924 | 4055.54 | 4058.4376 | 4086.0778 | 4226.723
7 | 7 | 19 | 2546.3268 | 2595.5515 | 2697.437 | 2857.6805 | 1837.3156 | 1884.9461 | 1992.1769 | 2191.6716 | -71.4024 | -125.7259 | -217.5744 | -307.5403 | 61.7112 | 86.6393 | 133.4029 | 194.2744 | 13.4636 | 30.3129 | 66.2027 | 105.8573 | -87.7 | -101.0957 | -129.8738 | -166.2357 | -22.5369 | -32.5984 | -59.0187 | -102.8625 | 4277.1779 | 4338.0297 | 4482.7525 | 4772.8453
7 | 7 | 20 | 2537.6715 | 2586.7323 | 2688.1367 | 2848.8687 | 1765.2477 | 1811.0098 | 1914.0346 | 2105.7042 | -64.606 | -113.7117 | -198.0519 | -283.42 | 84.0129 | 116.5453 | 173.4607 | 245.5131 | 14.0227 | 29.9135 | 64.4293 | 104.4009 | -0.0029378 | -0.0033719 | -0.0043111 | -0.005539 | -20.0964 | -27.472 | -47.9943 | -83.633 | 4316.2495 | 4403.0138 | 4594.0107 | 4937.4284
7 | 7 | 21 | 2547.9253 | 2597.463 | 2699.9561 | 2866.7751 | 1576.7596 | 1617.6354 | 1709.6594 | 1880.8631 | -58.2379 | -101.5323 | -176.1698 | -251.4038 | 133.3026 | 187.0809 | 283.4135 | 413.2193 | 12.7564 | 25.9249 | 56.4664 | 95.6248 | -0.0029378 | -0.0033719 | -0.0043111 | -0.005539 | -7.4299 | -13.2763 | -26.0727 | -42.4981 | 4205.0731 | 4313.2921 | 4547.2485 | 4962.575
7 | 7 | 22 | 2431.7064 | 2479.6556 | 2577.5203 | 2741.3203 | 1410.3871 | 1446.9499 | 1529.264 | 1682.4031 | -52.1582 | -91.9541 | -158.2493 | -230.8688 | 146.1034 | 200.3576 | 302.0824 | 445.5177 | 12.7795 | 25.1206 | 54.1189 | 91.7749 | -0.0029378 | -0.0033719 | -0.0043111 | -0.005539 | -3.6593 | -6.4818 | -12.7279 | -21.4335 | 3945.156 | 4053.6445 | 4292.0041 | 4708.7081
7 | 7 | 23 | 2232.171 | 2276.9939 | 2366.2267 | 2521.2995 | 1276.4505 | 1309.5412 | 1384.0383 | 1522.6347 | -46.0479 | -79.4963 | -139.4842 | -202.8586 | 165.9029 | 226.3745 | 341.0084 | 507.3495 | 11.2513 | 22.0824 | 46.4267 | 81.2905 | -0.0029378 | -0.0033719 | -0.0043111 | -0.005539 | 9.3302 | 14.0522 | 23.962 | 38.6538 | 3649.0551 | 3769.5445 | 4022.1737 | 4468.3638
7 | 7 | 24 | 2149.5858 | 2193.889 | 2280.5677 | 2434.783 | 1147.6166 | 1177.3673 | 1244.3454 | 1368.953 | -39.9376 | -68.7002 | -117.8731 | -174.7321 | 280.1266 | 371.8196 | 541.7903 | 786.1509 | 9.0784 | 17.6335 | 37.5026 | 65.0068 | -0.0029378 | -0.0033719 | -0.0043111 | -0.005539 | 10.0306 | 15.8246 | 27.8249 | 41.7727 | 3556.4974 | 3707.8304 | 4014.1534 | 4521.9287
7 | 8 | 1 | 2020.1639 | 2062.2143 | 2142.8264 | 2289.0461 | 1104.2519 | 1132.8785 | 1197.3257 | 1317.2248 | -34.4065 | -58.8436 | -102.7986 | -151.4611 | 236.7389 | 318.0527 | 460.1705 | 662.478 | 7.7307 | 15.0245 | 32.0333 | 55.7379 | -0.0029378 | -0.0033719 | -0.0043111 | -0.005539 | 7.2236 | 11.6447 | 19.7825 | 30.7705 | 3341.6996 | 3480.9676 | 3749.3355 | 4203.7906
7 | 8 | 2 | 1901.533 | 1941.1196 | 2016.5414 | 2155.5754 | 1083.6139 | 1111.7054 | 1174.9481 | 1292.6063 | -32.1512 | -54.2503 | -93.416 | -139.9797 | 161.7574 | 218.8335 | 324.8075 | 473.0057 | 6.2744 | 12.0946 | 26.6886 | 46.5705 | -0.0029378 | -0.0033719 | -0.0043111 | -0.005539 | 4.0665 | 6.5089 | 11.4871 | 17.3011 | 3125.0911 | 3236.0082 | 3461.0523 | 3845.0738
7 | 8 | 3 | 1815.0353 | 1853.164 | 1924.1946 | 2057.1585 | 1084.4175 | 1112.5298 | 1175.8194 | 1293.5649 | -30.6586 | -52.4234 | -88.968 | -134.8159 | 104.7711 | 144.9452 | 221.8829 | 333.7101 | 5.8686 | 11.3987 | 23.9539 | 43.4057 | -0.0029378 | -0.0033719 | -0.0043111 | -0.005539 | 2.7499 | 4.1799 | 7.0601 | 10.8421 | 2982.1809 | 3073.7909 | 3263.9386 | 3603.8599
7 | 8 | 4 | 1747.5543 | 1783.8663 | 1851.4821 | 1978.6316 | 1119.1648 | 1148.178 | 1213.4955 | 1335.0138 | -30.5515 | -51.6491 | -88.968 | -130.9261 | 68.3819 | 98.023 | 158.932 | 241.7649 | 5.8686 | 11.3987 | 23.9539 | 41.2155 | -0.0029378 | -0.0033719 | -0.0043111 | -0.005539 | 1.322 | 1.79 | 3.3352 | 5.1447 | 2911.7373 | 2991.6035 | 3162.2265 | 3470.8389
7 | 8 | 5 | 1682.5122 | 1717.1299 | 1780.9134 | 1900.4206 | 1199.8052 | 1230.9089 | 1300.9328 | 1431.207 | -30.7351 | -51.8144 | -90.7749 | -135.6653 | 42.9893 | 63.9647 | 109.7506 | 178.2301 | 6.2744 | 12.0946 | 25.259 | 43.5074 | -0.0029378 | -0.0033719 | -0.0043111 | -0.005539 | 2.8911 | 4.2842 | 7.6067 | 11.2222 | 2903.7342 | 2976.5646 | 3133.6831 | 3428.9164
7 | 8 | 6 | 1736.1731 | 1772.2601 | 1839.0632 | 1963.8381 | 1165.5119 | 1195.7265 | 1263.749 | 1390.2997 | -31.8628 | -56.5208 | -100.1575 | -152.1941 | 31.594 | 46.2625 | 83.7999 | 145.37 | 8.6007 | 15.8301 | 31.2508 | 54.8649 | -61.4844 | -70.5029 | -90.0928 | -115.9189 | -0.39634 | -0.85169 | -1.6439 | -2.5786 | 2848.1361 | 2902.2037 | 3025.9686 | 3283.6811
7 | 8 | 7 | 1728.8267 | 1763.88 | 1828.7701 | 1946.9767 | 1315.2686 | 1349.3656 | 1426.1283 | 1568.9395 | -34.8808 | -63.0541 | -111.347 | -169.5722 | 31.594 | 50.6881 | 81.6204 | 138.1644 | 10.76 | 19.0443 | 38.1497 | 65.0068 | -436.7756 | -500.9797 | -640.0787 | -822.788 | -0.1303 | -0.31278 | -0.49385 | -0.82287 | 2614.6626 | 2618.6313 | 2622.7489 | 2725.9043
7 | 8 | 8 | 1855.3377 | 1891.4885 | 1960.6719 | 2081.9146 | 1487.4524 | 1526.0131 | 1612.8249 | 1774.3317 | -39.9399 | -72.3017 | -128.7917 | -198.3154 | 43.3881 | 64.5012 | 104.8512 | 172.1567 | 13.1582 | 23.4756 | 46.9384 | 80.7071 | -893.8522 | -1024.8367 | -1306.4627 | -1670.2807 | 6.3685 | 9.3334 | 16.1902 | 26.4737 | 2471.9129 | 2417.6733 | 2306.2223 | 2266.9877
7 | 8 | 9 | 2024.1575 | 2063.1268 | 2138.9637 | 2266.4806 | 1646.5909 | 1689.277 | 1785.3766 | 1964.1625 | -45.1062 | -83.263 | -150.8892 | -231.4893 | 58.4822 | 84.7463 | 134.5695 | 225.0892 | 16.7236 | 30.0313 | 59.2443 | 101.3335 | -1453.0222 | -1667.2471 | -2131.1595 | -2739.0861 | 15.6118 | 24.2724 | 43.5578 | 69.9437 | 2263.4376 | 2140.9437 | 1879.6631 | 1656.434
7 | 8 | 10 | 2229.9572 | 2272.2667 | 2357.2332 | 2494.4832 | 1776.8833 | 1822.9471 | 1926.6509 | 2119.5839 | -50.6373 | -93.2849 | -166.5268 | -257.4964 | 71.6819 | 104.9914 | 169.9815 | 278.0216 | 17.7741 | 32.2287 | 63.4085 | 109.1837 | -1759.4574 | -2019.5052 | -2582.6185 | -3319.8162 | 21.0221 | 30.3738 | 54.6201 | 88.5006 | 2307.2238 | 2150.0176 | 1822.7488 | 1512.4605
7 | 8 | 11 | 2364.6212 | 2408.9784 | 2499.6427 | 2643.1077 | 1872.8537 | 1921.4054 | 2030.7103 | 2234.0638 | -55.6199 | -100.4272 | -177.4348 | -269.2861 | 88.1814 | 129.1257 | 206.1875 | 334.8424 | 14.6145 | 26.9552 | 55.6649 | 96.4073 | -1989.5839 | -2284.0159 | -2921.7927 | -3756.5413 | 21.5542 | 31.1659 | 57.2152 | 92.9895 | 2316.6211 | 2133.1874 | 1750.1931 | 1375.5833
7 | 8 | 12 | 2444.8711 | 2489.8297 | 2584.0303 | 2731.7883 | 1932.8992 | 1983.0076 | 2095.8169 | 2305.6901 | -60.3578 | -104.0288 | -178.9603 | -269.5944 | 99.9756 | 145.4817 | 232.9323 | 373.855 | 8.8531 | 17.9178 | 39.9042 | 73.0449 | -2134.8814 | -2451.4595 | -3137.2751 | -4035.4312 | 13.3126 | 19.9111 | 37.3609 | 61.4658 | 2304.6724 | 2100.6596 | 1673.8093 | 1240.8184
7 | 8 | 13 | 2562.6421 | 2609.7904 | 2709.5055 | 2863.8746 | 1957.6343 | 2008.3839 | 2122.6368 | 2335.1957 | -63.7407 | -109.3442 | -186.4592 | -280.9595 | 104.3723 | 148.8344 | 240.8054 | 384.3781 | 6.5771 | 14.3096 | 35.1551 | 64.7506 | -2142.167 | -2459.4402 | -3146.6998 | -4047.1389 | 3.3906 | 6.2408 | 11.774 | 19.5539 | 2428.7086 | 2218.7746 | 1786.7178 | 1339.6545
7 | 8 | 14 | 2614.4327 | 2662.7959 | 2764.8664 | 2921.7104 | 1986.0698 | 2037.5566 | 2153.4691 | 2369.1155 | -67.8535 | -117.374 | -199.9317 | -297.0635 | 101.8892 | 147.9111 | 235.5334 | 368.1238 | 7.3656 | 15.8287 | 38.5477 | 71.7653 | -2030.1707 | -2331.0261 | -2982.7756 | -3836.0661 | -1.1809 | -2.3289 | -4.1659 | -5.9801 | 2610.5523 | 2413.3632 | 2005.5434 | 1591.6053
7 | 8 | 15 | 2669.236 | 2718.7531 | 2823.858 | 2984.2627 | 2009.0747 | 2061.1578 | 2178.4129 | 2396.5572 | -71.3872 | -123.2984 | -210.6348 | -312.8594 | 95.5079 | 138.9362 | 215.8168 | 333.5701 | 8.393 | 17.8867 | 43.5053 | 80.0972 | -1731.7779 | -1989.0809 | -2546.6936 | -3277.5049 | -2.5952 | -4.5103 | -7.9571 | -11.3336 | 2976.4513 | 2819.8441 | 2496.3075 | 2192.7894
7 | 8 | 16 | 2749.3596 | 2802.1023 | 2912.6315 | 3081.0712 | 1973.282 | 2024.4372 | 2139.6034 | 2353.8613 | -73.4589 | -129.275 | -220.5699 | -328.3469 | 52.6091 | 76.8545 | 118.2481 | 177.5986 | 10.399 | 21.3364 | 50.8103 | 92.1397 | -1375.7386 | -1580.5198 | -2023.8559 | -2602.5534 | -4.0719 | -7.2834 | -12.51 | -19.1724 | 3332.3801 | 3207.6523 | 2964.3574 | 2754.5982
7 | 8 | 17 | 2783.7573 | 2838.0777 | 2950.9894 | 3123.4488 | 1945.9001 | 1996.3455 | 2109.9136 | 2321.1984 | -75.347 | -131.7631 | -226.1335 | -339.0953 | 55.909 | 78.861 | 123.9417 | 185.9365 | 11.9991 | 24.5019 | 56.9348 | 102.3346 | -959.3253 | -1101.8799 | -1410.3488 | -1811.9218 | -10.0903 | -15.7055 | -27.5989 | -43.5145 | 3752.8029 | 3688.4376 | 3577.6982 | 3538.3866
7 | 8 | 18 | 2785.0428 | 2839.8984 | 2954.1133 | 3130.4491 | 1863.3955 | 1911.7021 | 2020.455 | 2222.7815 | -74.722 | -131.5369 | -227.2491 | -342.7932 | 55.909 | 78.861 | 123.9417 | 185.9365 | 14.8968 | 29.3624 | 64.8138 | 115.8976 | -471.6152 | -542.4015 | -695.1561 | -892.1754 | -15.4707 | -22.3362 | -39.7274 | -65.7026 | 4157.4363 | 4163.5494 | 4201.1912 | 4354.3934
7 | 8 | 19 | 2760.6896 | 2815.6095 | 2929.5925 | 3110.4548 | 1713.1328 | 1757.544 | 1857.5271 | 2043.5382 | -69.7699 | -124.1162 | -214.5341 | -323.953 | 61.7112 | 86.6393 | 133.4029 | 194.2744 | 16.0423 | 30.7367 | 67.0258 | 118.1894 | -89.3717 | -103.0438 | -132.4841 | -169.8574 | -22.5369 | -32.5984 | -59.0187 | -96.5302 | 4369.8974 | 4430.771 | 4581.5114 | 4876.1162
7 | 8 | 20 | 2771.2963 | 2826.0683 | 2940.4705 | 3122.9662 | 1647.2 | 1689.9019 | 1786.0371 | 1964.8892 | -63.8738 | -113.4853 | -196.332 | -295.9427 | 84.0129 | 116.5453 | 173.4607 | 245.5131 | 16.5295 | 31.0589 | 65.8481 | 116.2889 | -0.0029378 | -0.0033719 | -0.0043111 | -0.005539 | -20.0964 | -27.472 | -47.9943 | -76.9429 | 4435.0656 | 4522.6138 | 4721.4856 | 5076.7663
7 | 8 | 21 | 2733.0278 | 2786.9526 | 2899.5312 | 3083.4369 | 1492.292 | 1530.9781 | 1618.0724 | 1780.1047 | -57.6128 | -101.9149 | -178.3349 | -268.6655 | 133.3026 | 187.0809 | 283.4135 | 413.2193 | 16.2051 | 29.9812 | 63.3652 | 111.2235 | -0.0029378 | -0.0033719 | -0.0043111 | -0.005539 | -7.4299 | -13.2763 | -26.0727 | -41.8966 | 4309.7819 | 4419.7982 | 4659.9704 | 5077.4167
7 | 8 | 22 | 2507.5947 | 2557.5016 | 2659.8329 | 2832.0396 | 1348.8146 | 1383.7812 | 1462.5017 | 1608.9553 | -51.5331 | -92.1715 | -160.1329 | -241.08 | 146.1034 | 200.3576 | 302.0824 | 445.5177 | 15.4885 | 28.0505 | 59.1902 | 103.1325 | -0.0029378 | -0.0033719 | -0.0043111 | -0.005539 | -3.6593 | -6.4818 | -12.7279 | -20.832 | 3962.8058 | 4071.0342 | 4310.7421 | 4727.7274
7 | 8 | 23 | 2282.7093 | 2328.6178 | 2420.6836 | 2581.2342 | 1230.8238 | 1262.7316 | 1334.5658 | 1468.208 | -44.4023 | -80.1575 | -139.5607 | -209.9092 | 168.8039 | 232.8066 | 353.1897 | 530.1779 | 13.6495 | 25.1396 | 52.1559 | 89.5848 | -0.0029378 | -0.0033719 | -0.0043111 | -0.005539 | 9.3302 | 14.0522 | 23.962 | 36.2479 | 3660.9115 | 3783.1869 | 4044.9919 | 4495.538
7 | 8 | 24 | 2051.845 | 2093.7427 | 2174.7421 | 2320.1627 | 1206.1953 | 1237.4646 | 1307.8615 | 1438.8296 | -38.2614 | -66.7602 | -116.6291 | -174.7321 | 311.7203 | 418.0817 | 616.1282 | 904.2419 | 10.3678 | 19.0253 | 39.7147 | 69.933 | -0.0029378 | -0.0033719 | -0.0043111 | -0.005539 | 10.0306 | 15.8246 | 27.8249 | 41.7727 | 3551.8946 | 3717.3753 | 4049.638 | 4600.2021
7 | 9 | 1 | 1928.5006 | 1968.3561 | 2043.7734 | 2181.895 | 1157.1762 | 1187.1748 | 1254.7108 | 1380.3563 | -35.3199 | -58.5131 | -99.3895 | -150.6117 | 224.5458 | 301.6967 | 448.3269 | 668.5513 | 7.3249 | 14.7402 | 31.6353 | 55.7379 | -0.0029378 | -0.0033719 | -0.0043111 | -0.005539 | 7.2236 | 11.6447 | 19.7825 | 30.7705 | 3289.4483 | 3425.096 | 3698.8351 | 4166.6938
7 | 9 | 2 | 1828.0461 | 1865.8365 | 1936.7553 | 2068.5113 | 1135.5954 | 1165.0345 | 1231.311 | 1354.6133 | -32.6997 | -53.1977 | -90.2885 | -134.0829 | 139.6647 | 191.7437 | 297.0149 | 451.8012 | 5.7017 | 11.1144 | 24.0785 | 43.5074 | -0.0029378 | -0.0033719 | -0.0043111 | -0.005539 | 4.0665 | 6.5089 | 11.4871 | 17.3011 | 3080.3717 | 3187.0368 | 3410.3541 | 3801.6458
7 | 9 | 3 | 1767.0263 | 1803.6765 | 1871.583 | 1998.965 | 1146.9713 | 1176.7053 | 1243.6457 | 1368.1832 | -31.6791 | -51.536 | -87.161 | -132.0798 | 84.4827 | 122.1572 | 197.858 | 316.3936 | 5.4628 | 10.4185 | 22.6489 | 41.2155 | -0.0029378 | -0.0033719 | -0.0043111 | -0.005539 | 2.7499 | 4.1799 | 7.0601 | 10.8421 | 2975.0109 | 3065.598 | 3255.6304 | 3603.5141
7 | 9 | 4 | 1706.4661 | 1741.5069 | 1805.5536 | 1924.8767 | 1240.7824 | 1272.9483 | 1345.3638 | 1480.0873 | -31.6791 | -52.4234 | -90.2885 | -132.5045 | 49.5891 | 79.2479 | 138.6748 | 235.0508 | 5.8686 | 11.3987 | 23.9539 | 42.0885 | -0.0029378 | -0.0033719 | -0.0043111 | -0.005539 | 1.322 | 1.79 | 3.3352 | 5.1447 | 2972.3461 | 3054.465 | 3226.5886 | 3554.738
7 | 9 | 5 | 1660.7634 | 1693.6909 | 1753.9143 | 1862.2148 | 1449.4794 | 1487.0556 | 1571.6512 | 1729.0349 | -33.3553 | -57.9041 | -99.9525 | -151.4611 | 43.996 | 69.3239 | 126.8312 | 231.654 | 9.0065 | 16.526 | 33.4629 | 58.1313 | -0.0029378 | -0.0033719 | -0.0043111 | -0.005539 | 2.8911 | 4.2842 | 7.6067 | 11.2222 | 3132.7781 | 3212.973 | 3393.5094 | 3740.7906
7 | 9 | 6 | 1684.2299 | 1716.1097 | 1775.4926 | 1878.0607 | 1655.2584 | 1698.1692 | 1794.7747 | 1974.5018 | -38.5216 | -68.8655 | -124.6912 | -189.3742 | 70.6944 | 108.0811 | 186.6056 | 322.9584 | 14.5425 | 25.9749 | 51.238 | 85.5316 | -61.4844 | -70.5029 | -90.0928 | -115.9189 | -0.39634 | -0.85169 | -1.6439 | -2.5786 | 3324.323 | 3408.1149 | 3591.6831 | 3953.1809
7 | 9 | 7 | 1583.7168 | 1610.6916 | 1659.9258 | 1738.6938 | 2110.1076 | 2164.8099 | 2287.9616 | 2517.076 | -46.5222 | -85.4727 | -159.0939 | -241.9294 | 120.2832 | 180.4839 | 299.8697 | 517.9425 | 21.3761 | 37.3925 | 71.7478 | 119.909 | -407.9496 | -467.4637 | -595.7023 | -762.1201 | -0.1303 | -0.31278 | -0.49385 | -0.82287 | 3380.8816 | 3440.1287 | 3564.2149 | 3888.7489
7 | 9 | 8 | 1569.1216 | 1593.2956 | 1638.4009 | 1700.4513 | 2507.3271 | 2572.3269 | 2718.6614 | 2990.9056 | -56.564 | -100.0879 | -182.8701 | -279.8425 | 167.5787 | 248.8737 | 410.4137 | 699.5685 | 19.8614 | 34.747 | 68.6152 | 114.2115 | -915.1159 | -1049.7493 | -1340.553 | -1719.6551 | 5.8419 | 9.3334 | 16.5853 | 26.4737 | 3298.0508 | 3308.7393 | 3329.2534 | 3532.113
7 | 9 | 9 | 1606.7429 | 1629.6184 | 1674.2374 | 1726.0902 | 2804.6703 | 2877.3784 | 3041.0667 | 3345.5963 | -64.3504 | -111.9366 | -201.3537 | -303.4219 | 187.1596 | 279.5637 | 460.44 | 783.6579 | 16.7236 | 30.0313 | 61.8409 | 101.5368 | -1412.5713 | -1621.2966 | -2073.5833 | -2666.6217 | 15.6363 | 24.2724 | 44.168 | 69.9437 | 3154.0109 | 3107.6311 | 3006.816 | 3056.7814
7 | 9 | 10 | 1714.228 | 1737.7521 | 1785.3439 | 1836.2102 | 3010.2875 | 3088.3259 | 3264.0146 | 3590.87 | -70.5372 | -117.5304 | -209.4157 | -310.897 | 179.0642 | 268.1697 | 444.4911 | 764.7174 | 11.2377 | 21.2782 | 46.8004 | 78.276 | -1770.2935 | -2031.9619 | -2598.9806 | -3342.227 | 19.4232 | 30.3738 | 55.9785 | 88.5006 | 3093.4097 | 2996.4074 | 2788.2321 | 2705.4502
7 | 9 | 11 | 1784.9762 | 1809.1846 | 1859.4402 | 1910.9827 | 3152.9279 | 3234.6642 | 3418.6777 | 3761.021 | -76.6169 | -126.4475 | -221.8492 | -329.7373 | 161.069 | 244.0355 | 409.0791 | 711.7852 | 9.2454 | 18.3483 | 43.2832 | 71.931 | -2052.6781 | -2355.9102 | -3012.5152 | -3872.1928 | 20.1073 | 31.1659 | 57.134 | 92.9895 | 2999.0307 | 2855.0408 | 2553.2498 | 2346.7792
7 | 9 | 12 | 1847.4708 | 1872.5141 | 1924.4777 | 1976.6527 | 3249.6732 | 3333.9175 | 3523.5774 | 3876.4252 | -82.2246 | -132.8155 | -228.3092 | -341.5269 | 155.8747 | 233.1779 | 389.616 | 677.793 | 6.4332 | 14.6129 | 36.5089 | 63.6367 | -2178.5542 | -2500.6054 | -3198.0697 | -4111.3813 | 12.3489 | 19.9111 | 36.5532 | 61.4658 | 3011.022 | 2840.7126 | 2484.3544 | 2203.0652
7 | 9 | 13 | 1921.8434 | 1948.0919 | 2003.0847 | 2058.1461 | 3319.3262 | 3405.3762 | 3599.1012 | 3959.5119 | -87.0695 | -139.9057 | -237.8966 | -355.2033 | 145.975 | 222.4441 | 373.6671 | 641.0446 | 5.4547 | 13.4864 | 35.7995 | 62.9893 | -2106.392 | -2418.7037 | -3095.2831 | -3981.1971 | 3.9254 | 6.2408 | 10.4074 | 19.5539 | 3203.063 | 3037.0301 | 2688.8804 | 2404.8455
7 | 9 | 14 | 2003.5118 | 2031.2991 | 2089.9422 | 2149.8694 | 3353.0465 | 3439.9706 | 3635.6636 | 3999.7357 | -92.0216 | -146.8828 | -247.4842 | -373.735 | 137.0914 | 205.4434 | 342.8503 | 585.3749 | 6.2798 | 15.0055 | 39.7147 | 71.75 | -1997.6818 | -2294.1157 | -2936.1962 | -3776.182 | -1.5066 | -2.3289 | -1.7332 | -5.9801 | 3408.7195 | 3248.3912 | 2922.7571 | 2650.8329
7 | 9 | 15 | 2076.2817 | 2106.0242 | 2169.1216 | 2235.214 | 3313.3119 | 3399.2059 | 3592.5799 | 3952.3376 | -96.8665 | -153.0856 | -259.4312 | -389.8393 | 123.0941 | 184.7856 | 308.2831 | 516.2488 | 7.4023 | 17.2016 | 44.6722 | 79.6377 | -1819.3072 | -2088.7616 | -2671.9681 | -3433.946 | -2.8802 | -4.5103 | -5.7909 | -11.3336 | 3601.036 | 3460.8598 | 3177.4668 | 2948.3193
7 | 9 | 16 | 2155.4934 | 2188.5101 | 2258.7301 | 2335.8586 | 3179.0934 | 3261.508 | 3447.0486 | 3792.2329 | -98.3591 | -157.5136 | -265.7628 | -400.8961 | 69.9964 | 102.7219 | 162.7837 | 266.7878 | 9.0608 | 20.6703 | 52.6866 | 92.5533 | -1456.783 | -1672.7847 | -2140.117 | -2749.9976 | -4.7452 | -7.2834 | -10.5184 | -19.1724 | 3853.7567 | 3735.8286 | 3504.8508 | 3317.3666
7 | 9 | 17 | 2387.0942 | 2426.6792 | 2511.8801 | 2616.6408 | 2915.3328 | 2990.9097 | 3161.0566 | 3477.6019 | -97.1549 | -156.461 | -266.8784 | -400.8961 | 75.7986 | 108.6175 | 168.4772 | 270.1053 | 10.7559 | 23.1696 | 58.9492 | 99.568 | -996.6777 | -1144.8067 | -1464.9673 | -1881.36 | -10.0903 | -15.7055 | -26.7343 | -43.5145 | 4285.0587 | 4232.4029 | 4141.7831 | 4138.1454
7 | 9 | 18 | 2621.4616 | 2667.7214 | 2768.479 | 2902.7612 | 2573.902 | 2640.6276 | 2790.8477 | 3070.3206 | -92.5678 | -151.6415 | -260.1369 | -391.1093 | 90.4938 | 129.136 | 195.8133 | 297.3834 | 13.1758 | 26.9227 | 67.4239 | 112.4836 | -477.1438 | -548.478 | -702.3491 | -901.0966 | -14.1378 | -22.3362 | -39.9953 | -65.7026 | 4715.1839 | 4741.9521 | 4820.0826 | 5025.0401
7 | 9 | 19 | 2762.5242 | 2813.4663 | 2924.1619 | 3082.377 | 2224.5428 | 2282.2117 | 2412.0422 | 2653.5819 | -83.1052 | -137.8006 | -237.1947 | -357.9355 | 94.8906 | 135.568 | 204.4804 | 304.589 | 13.8436 | 28.0126 | 68.8534 | 112.4836 | -86.9392 | -100.2215 | -128.6801 | -164.4111 | -20.7887 | -32.5984 | -60.8805 | -96.5302 | 4904.9682 | 4988.6381 | 5182.7826 | 5534.1546
7 | 9 | 20 | 2820.2369 | 2873.198 | 2986.3859 | 3154.5704 | 2053.5363 | 2106.772 | 2226.6221 | 2449.594 | -74.2981 | -124.2903 | -213.2136 | -324.8778 | 104.3914 | 148.3083 | 222.8957 | 328.5497 | 15.1193 | 30.1382 | 69.1052 | 116.2582 | -0.0029378 | -0.0033719 | -0.0043111 | -0.005539 | -18.3509 | -27.472 | -49.6152 | -76.9429 | 4900.632 | 5006.6509 | 5242.1758 | 5647.146
7 | 9 | 21 | 2813.6707 | 2867.4519 | 2980.7924 | 3158.7198 | 1774.1137 | 1820.1057 | 1923.6479 | 2116.2802 | -65.5217 | -110.0577 | -188.7565 | -285.5026 | 193.3088 | 273.9828 | 416.4782 | 613.7152 | 14.9388 | 28.9035 | 64.7948 | 109.891 | -0.0029378 | -0.0033719 | -0.0043111 | -0.005539 | -7.4299 | -13.2763 | -25.3312 | -41.8966 | 4723.0775 | 4867.1065 | 5171.6213 | 5671.2015
7 | 9 | 22 | 2586.01 | 2635.9625 | 2740.0597 | 2909.8415 | 1537.1082 | 1576.956 | 1666.6659 | 1833.5643 | -56.5311 | -96.5474 | -167.1454 | -252.0203 | 211.304 | 291.6851 | 438.661 | 644.8816 | 14.2222 | 27.1001 | 59.9726 | 102.1425 | -0.0029378 | -0.0033719 | -0.0043111 | -0.005539 | -3.5236 | -6.4818 | -10.8742 | -20.832 | 4288.5868 | 4428.6712 | 4727.3354 | 5217.572
7 | 9 | 23 | 2383.2358 | 2430.6242 | 2526.5011 | 2689.2832 | 1349.1674 | 1384.1431 | 1462.8843 | 1609.3761 | -48.089 | -81.0448 | -139.5607 | -211.7958 | 318.6058 | 427.268 | 618.7278 | 889.9723 | 12.3968 | 23.4743 | 50.3283 | 87.7218 | -0.0029378 | -0.0033719 | -0.0043111 | -0.005539 | 8.7873 | 14.0522 | 22.8498 | 36.2479 | 4024.1011 | 4198.5136 | 4541.7262 | 5100.8
7 | 9 | 24 | 2194.6467 | 2239.0179 | 2327.019 | 2480.1806 | 1244.2642 | 1276.5204 | 1349.1391 | 1484.2407 | -41.3231 | -68.2566 | -116.3476 | -176.3105 | 311.7203 | 418.0817 | 616.1282 | 904.2419 | 9.4842 | 18.3294 | 39.1921 | 68.07 | -0.0029378 | -0.0033719 | -0.0043111 | -0.005539 | 10.0306 | 15.8246 | 27.8249 | 41.7727 | 3728.82 | 3899.5141 | 4242.9515 | 4802.1898
7 | 10 | 1 | 2034.978 | 2076.3095 | 2157.3364 | 2299.6814 | 1204.2754 | 1235.495 | 1305.7798 | 1436.5394 | -37.3174 | -60.5052 | -103.556 | -155.7755 | 224.5458 | 301.6967 | 448.3269 | 668.5513 | 7.3249 | 14.6129 | 30.7283 | 56.0428 | -0.0029378 | -0.0033719 | -0.0043111 | -0.005539 | 7.2236 | 11.6447 | 19.7825 | 30.7705 | 3441.0275 | 3579.2502 | 3858.3936 | 4335.8043
7 | 10 | 2 | 1915.2481 | 1954.5447 | 2030.2199 | 2164.9036 | 1181.0628 | 1211.6806 | 1280.6107 | 1408.8499 | -34.4065 | -56.8515 | -94.7365 | -141.9828 | 139.6647 | 191.7437 | 297.0149 | 451.8012 | 6.4414 | 12.9367 | 26.6886 | 49.1673 | -0.0029378 | -0.0033719 | -0.0043111 | -0.005539 | 4.0665 | 6.5089 | 11.4871 | 17.3011 | 3212.0741 | 3320.5598 | 3551.2805 | 3950.0347
7 | 10 | 3 | 1838.3256 | 1876.1264 | 1948.2482 | 2077.207 | 1185.1912 | 1215.916 | 1285.087 | 1413.7745 | -32.8068 | -54.2503 | -90.2885 | -136.819 | 84.4827 | 122.1572 | 197.858 | 316.3936 | 5.8686 | 11.3987 | 24.601 | 44.5836 | -0.0029378 | -0.0033719 | -0.0043111 | -0.005539 | 2.7499 | 4.1799 | 7.0601 | 10.8421 | 3083.8083 | 3175.5245 | 3372.5616 | 3725.9763
7 | 10 | 4 | 1764.3869 | 1799.7782 | 1868.1077 | 1987.8735 | 1277.0708 | 1310.1775 | 1384.7109 | 1523.3746 | -32.8068 | -55.0245 | -91.609 | -139.555 | 49.5891 | 79.2479 | 138.6748 | 235.0508 | 6.2744 | 12.0946 | 25.3835 | 44.5836 | -0.0029378 | -0.0033719 | -0.0043111 | -0.005539 | 1.322 | 1.79 | 3.3352 | 5.1447 | 3065.8335 | 3148.0603 | 3328.5988 | 3656.4666
7 | 10 | 5 | 1688.4117 | 1721.3546 | 1783.6581 | 1890.5816 | 1490.8438 | 1529.4924 | 1616.5021 | 1778.3772 | -35.1692 | -59.731 | -102.517 | -154.1971 | 43.996 | 69.3239 | 126.8312 | 231.654 | 8.4337 | 15.8301 | 31.3754 | 55.9411 | -0.0029378 | -0.0033719 | -0.0043111 | -0.005539 | 2.8911 | 4.2842 | 7.6067 | 11.2222 | 3199.4042 | 3280.5507 | 3463.4522 | 3813.5734
7 | 10 | 6 | 1692.326 | 1724.0498 | 1783.7796 | 1883.5284 | 1710.6452 | 1754.9918 | 1854.8298 | 2040.5708 | -39.6492 | -69.7528 | -121.5637 | -186.9464 | 70.6944 | 108.0811 | 186.6056 | 322.9584 | 12.2163 | 21.9741 | 43.0341 | 74.2757 | -57.4385 | -65.7823 | -83.8559 | -107.7457 | -0.39634 | -0.85169 | -1.6439 | -2.5786 | 3388.3979 | 3472.71 | 3661.1857 | 4024.0627
7 | 10 | 7 | 1532.9679 | 1558.4401 | 1605.0391 | 1675.8453 | 2206.8525 | 2264.0628 | 2392.8608 | 2632.4797 | -47.6499 | -84.5332 | -151.5183 | -230.4481 | 120.2832 | 180.4839 | 299.8697 | 517.9425 | 17.1294 | 30.0313 | 58.7218 | 100.4605 | -413.5601 | -474.4273 | -605.9691 | -777.6512 | -0.1303 | -0.31278 | -0.49385 | -0.82287 | 3415.8926 | 3473.7448 | 3598.5101 | 3917.8059
7 | 10 | 8 | 1451.0358 | 1471.7628 | 1509.6555 | 1556.7426 | 2662.9556 | 2731.9899 | 2887.4073 | 3176.5496 | -56.6711 | -99.3136 | -178.1405 | -271.0973 | 167.5787 | 248.8737 | 410.4137 | 699.5685 | 17.2963 | 31.1212 | 60.1513 | 103.8286 | -906.5495 | -1040.3326 | -1329.4207 | -1706.2792 | 5.8419 | 9.3334 | 16.5853 | 26.4737 | 3341.4878 | 3353.4347 | 3376.652 | 3585.7866
7 | 10 | 9 | 1485.6877 | 1504.8596 | 1541.5357 | 1577.9001 | 2972.5809 | 3049.6419 | 3223.1299 | 3545.8911 | -65.1897 | -111.2754 | -196.829 | -301.4188 | 187.1596 | 279.5637 | 460.44 | 783.6579 | 15.5062 | 28.2279 | 55.3292 | 95.8392 | -1346.2675 | -1544.9563 | -1974.7989 | -2537.6779 | 15.6363 | 24.2724 | 44.168 | 69.9437 | 3265.1134 | 3230.3338 | 3152.9747 | 3234.1353
7 | 10 | 10 | 1566.798 | 1585.9952 | 1623.7048 | 1658.19 | 3210.6402 | 3293.8726 | 3481.2544 | 3829.864 | -72.0321 | -120.523 | -207.6604 | -316.2529 | 179.0642 | 268.1697 | 444.4911 | 764.7174 | 10.9989 | 20.8666 | 43.6704 | 78.1368 | -1715.0882 | -1969.9667 | -2521.9202 | -3243.1747 | 19.4232 | 30.3738 | 55.9785 | 88.5006 | 3199.8042 | 3108.7882 | 2919.5186 | 2859.9813
7 | 10 | 11 | 1655.4215 | 1676.1383 | 1715.1214 | 1753.2236 | 3342.238 | 3428.8819 | 3623.9441 | 3986.8426 | -78.2189 | -128.718 | -218.0054 | -333.2064 | 161.069 | 244.0355 | 409.0791 | 711.7852 | 7.7307 | 15.9871 | 35.9891 | 65.891 | -1952.8095 | -2243.1131 | -2872.0082 | -3694.2377 | 20.1073 | 31.1659 | 57.134 | 92.9895 | 3155.5381 | 3024.3776 | 2751.2541 | 2583.2877
7 | 10 | 12 | 1763.9807 | 1786.0253 | 1828.7871 | 1870.6635 | 3444.3448 | 3533.6358 | 3734.6573 | 4108.6424 | -83.9337 | -135.3644 | -227.5929 | -350.4681 | 155.8747 | 233.1779 | 389.616 | 677.793 | 6.3613 | 14.4856 | 34.684 | 64.1296 | -2059.4253 | -2365.9217 | -3029.9394 | -3897.7836 | 12.3489 | 19.9111 | 36.5532 | 61.4658 | 3239.5514 | 3085.9497 | 2766.7654 | 2534.4425
7 | 10 | 13 | 1944.9609 | 1970.1693 | 2023.535 | 2072.2107 | 3496.82 | 3587.4713 | 3791.5554 | 4171.2383 | -88.9622 | -142.785 | -239.2584 | -362.6826 | 145.975 | 222.4441 | 373.6671 | 641.0446 | 5.7885 | 13.7897 | 35.2797 | 64.901 | -2047.6649 | -2351.2413 | -3007.6837 | -3862.9189 | 3.9254 | 6.2408 | 10.4074 | 19.5539 | 3460.8426 | 3306.0889 | 2987.5025 | 2743.347
7 | 10 | 14 | 1952.2408 | 1977.3445 | 2033.0682 | 2077.0728 | 3534.6051 | 3626.236 | 3832.5253 | 4216.3108 | -93.3657 | -148.9878 | -251.2054 | -381.098 | 137.0914 | 205.4434 | 342.8503 | 585.3749 | 6.2663 | 15.1626 | 39.4547 | 72.4462 | -1915.6965 | -2200.229 | -2815.7551 | -3617.1977 | -1.5066 | -2.3289 | -1.7332 | -5.9801 | 3619.6348 | 3472.6406 | 3179.2048 | 2946.9289
7 | 10 | 15 | 2060.7463 | 2088.8275 | 2147.388 | 2206.6177 | 3490.0136 | 3580.4885 | 3784.1753 | 4163.1191 | -97.083 | -155.1907 | -262.8708 | -394.8907 | 123.0941 | 184.7856 | 308.2831 | 516.2488 | 7.6276 | 17.7892 | 46.4998 | 82.6257 | -1638.8145 | -1883.0007 | -2412.9982 | -3107.8035 | -2.8802 | -4.5103 | -5.7909 | -11.3336 | 3942.7038 | 3829.1891 | 3604.6863 | 3454.5836
7 | 10 | 16 | 2227.0388 | 2260.0865 | 2331.1467 | 2410.0125 | 3329.4275 | 3415.7393 | 3610.0539 | 3971.5613 | -99.0476 | -159.1751 | -271.4855 | -407.5256 | 69.9964 | 102.7219 | 162.7837 | 266.7878 | 9.8004 | 21.6695 | 56.6017 | 95.7822 | -1338.105 | -1538.2188 | -1971.6364 | -2536.4128 | -4.7452 | -7.2834 | -10.5184 | -19.1724 | 4194.3654 | 4095.5399 | 3906.9458 | 3781.0331
7 | 10 | 17 | 2401.548 | 2440.5093 | 2520.4058 | 2626.6562 | 3070.5281 | 3150.1283 | 3329.3328 | 3662.7291 | -98.3154 | -159.5058 | -271.833 | -408.796 | 75.7986 | 108.6175 | 168.4772 | 270.1053 | 11.4006 | 24.4234 | 63.1974 | 104.4566 | -888.0267 | -1021.4743 | -1310.4249 | -1685.1171 | -10.0903 | -15.7055 | -26.7343 | -43.5145 | 4562.8429 | 4526.9929 | 4472.4209 | 4526.5197
7 | 10 | 18 | 2630.4705 | 2676.4347 | 2770.6817 | 2908.3935 | 2701.1728 | 2771.1978 | 2928.8457 | 3222.1376 | -94.0167 | -153.7989 | -264.605 | -400.5876 | 90.4938 | 129.136 | 195.8133 | 297.3834 | 13.9793 | 28.9806 | 71.9942 | 118.3621 | -426.9945 | -490.936 | -628.6381 | -805.4362 | -14.1378 | -22.3362 | -39.9953 | -65.7026 | 4900.9675 | 4938.6779 | 5034.0964 | 5274.55
7 | 10 | 19 | 2738.9191 | 2789.1628 | 2892.4822 | 3050.6685 | 2347.9586 | 2408.8269 | 2545.8602 | 2800.8003 | -85.6052 | -141.6718 | -242.2259 | -366.7972 | 94.8906 | 135.568 | 204.4804 | 304.589 | 14.609 | 29.9135 | 72.0673 | 117.73 | -84.6906 | -97.6387 | -125.5518 | -161.1141 | -20.7887 | -32.5984 | -60.8805 | -96.5302 | 5005.2927 | 5091.5622 | 5286.232 | 5649.3463
7 | 10 | 20 | 2782.8827 | 2834.441 | 2941.5516 | 3107.0231 | 2157.4476 | 2213.3771 | 2339.2917 | 2573.5462 | -76.0355 | -126.3346 | -216.5249 | -326.9972 | 104.3914 | 148.3083 | 222.8957 | 328.5497 | 14.799 | 29.8052 | 70.0313 | 115.6038 | -0.0029378 | -0.0033719 | -0.0043111 | -0.005539 | -18.3509 | -27.472 | -49.6152 | -76.9429 | 4965.1313 | 5072.1216 | 5307.6258 | 5720.7771
7 | 10 | 21 | 2840.1539 | 2893.6584 | 3004.8319 | 3182.5633 | 1873.2559 | 1921.8181 | 2031.1464 | 2234.5436 | -66.8636 | -111.1625 | -188.4644 | -287.9304 | 193.3088 | 273.9828 | 416.4782 | 613.7152 | 13.4961 | 26.6397 | 61.9438 | 104.2088 | -0.0029378 | -0.0033719 | -0.0043111 | -0.005539 | -7.4299 | -13.2763 | -25.3312 | -41.8966 | 4845.9183 | 4991.6568 | 5300.6003 | 5805.1983
7 | 10 | 22 | 2641.117 | 2691.9304 | 2796.2969 | 2967.0434 | 1615.328 | 1657.2036 | 1751.4786 | 1926.8701 | -57.98 | -98.5395 | -166.0958 | -254.8728 | 211.304 | 291.6851 | 438.661 | 644.8816 | 13.9969 | 26.943 | 58.6784 | 100.803 | -0.0029378 | -0.0033719 | -0.0043111 | -0.005539 | -3.5236 | -6.4818 | -10.8742 | -20.832 | 4420.2394 | 4562.7375 | 4868.1406 | 5363.8878
7 | 10 | 23 | 2440.83 | 2488.9421 | 2586.0273 | 2749.0663 | 1416.106 | 1452.817 | 1535.4649 | 1689.2249 | -49.5379 | -83.9765 | -143.1642 | -217.3843 | 318.6058 | 427.268 | 618.7278 | 889.9723 | 12.4687 | 23.8859 | 50.2038 | 89.4455 | -0.0029378 | -0.0033719 | -0.0043111 | -0.005539 | 8.7873 | 14.0522 | 22.8498 | 36.2479 | 4147.2569 | 4322.9853 | 4670.105 | 5236.5671
7 | 10 | 24 | 2262.0438 | 2307.4083 | 2397.7475 | 2552.2517 | 1298.6909 | 1332.3581 | 1408.1533 | 1549.1644 | -42.3 | -70.414 | -117.3866 | -181.4743 | 311.7203 | 418.0817 | 616.1282 | 904.2419 | 10.1289 | 19.0253 | 39.5901 | 70.7684 | -0.0029378 | -0.0033719 | -0.0043111 | -0.005539 | 10.0306 | 15.8246 | 27.8249 | 41.7727 | 3850.3115 | 4022.2806 | 4372.0531 | 4936.7193
7 | 11 | 1 | 2120.3174 | 2162.9931 | 2247.0269 | 2394.2035 | 1221.6268 | 1253.2961 | 1324.5937 | 1457.2372 | -36.9961 | -60.2269 | -103.556 | -159.6653 | 224.5458 | 301.6967 | 448.3269 | 668.5513 | 8.1365 | 15.4361 | 32.9403 | 59.0043 | -0.0029378 | -0.0033719 | -0.0043111 | -0.005539 | 7.2236 | 11.6447 | 19.7825 | 30.7705 | 3544.8511 | 3684.8364 | 3969.11 | 4450.0961
7 | 11 | 2 | 2017.4467 | 2058.7365 | 2138.1934 | 2279.9767 | 1184.1144 | 1214.8113 | 1283.9195 | 1412.49 | -34.2994 | -55.7988 | -94.455 | -143.8695 | 139.6647 | 191.7437 | 297.0149 | 451.8012 | 6.4414 | 12.5062 | 26.6886 | 49.0657 | -0.0029378 | -0.0033719 | -0.0043111 | -0.005539 | 4.0665 | 6.5089 | 11.4871 | 17.3011 | 3317.4314 | 3428.5043 | 3662.8443 | 4066.7596
7 | 11 | 3 | 1900.5194 | 1939.3528 | 2013.4238 | 2147.0297 | 1192.5854 | 1223.5019 | 1293.1045 | 1422.5947 | -32.6997 | -53.1977 | -91.3275 | -136.819 | 84.4827 | 122.1572 | 197.858 | 316.3936 | 5.7017 | 11.1144 | 23.9539 | 43.0632 | -0.0029378 | -0.0033719 | -0.0043111 | -0.005539 | 2.7499 | 4.1799 | 7.0601 | 10.8421 | 3153.3364 | 3247.1052 | 3444.0685 | 3803.0988
7 | 11 | 4 | 1823.7224 | 1860.4249 | 1929.8825 | 2055.0803 | 1284.986 | 1318.2979 | 1393.2932 | 1532.8163 | -33.3553 | -53.1977 | -91.609 | -139.1303 | 49.5891 | 79.2479 | 138.6748 | 235.0508 | 5.8686 | 11.3987 | 23.9539 | 43.0632 | -0.0029378 | -0.0033719 | -0.0043111 | -0.005539 | 1.322 | 1.79 | 3.3352 | 5.1447 | 3132.1299 | 3217.9583 | 3397.5264 | 3732.0194
7 | 11 | 5 | 1750.4476 | 1784.7339 | 1848.7558 | 1961.0875 | 1497.6995 | 1536.5258 | 1623.9356 | 1786.5551 | -35.5035 | -58.6784 | -100.9915 | -153.7724 | 43.996 | 69.3239 | 126.8312 | 231.654 | 8.1949 | 15.0245 | 30.7283 | 53.5477 | -0.0029378 | -0.0033719 | -0.0043111 | -0.005539 | 2.8911 | 4.2842 | 7.6067 | 11.2222 | 3267.7226 | 3351.2105 | 3536.8618 | 3890.2885
7 | 11 | 6 | 1761.9114 | 1794.9636 | 1857.4543 | 1962.3075 | 1715.6941 | 1760.1717 | 1860.3043 | 2046.5935 | -39.5421 | -68.7002 | -121.2821 | -186.5217 | 70.6944 | 108.0811 | 186.6056 | 322.9584 | 11.8105 | 21.2782 | 42.2517 | 72.6537 | -55.5737 | -63.5951 | -80.9833 | -103.9779 | -0.39634 | -0.85169 | -1.6439 | -2.5786 | 3464.5982 | 3551.3476 | 3742.7065 | 4111.4349
7 | 11 | 7 | 1605.8353 | 1632.5319 | 1682.3517 | 1757.6227 | 2208.3014 | 2265.5493 | 2394.4319 | 2634.2081 | -48.0913 | -83.4806 | -149.7113 | -232.3348 | 120.2832 | 180.4839 | 299.8697 | 517.9425 | 16.3178 | 29.3354 | 55.9248 | 95.8769 | -400.1883 | -458.7662 | -585.6461 | -752.6676 | -0.1303 | -0.31278 | -0.49385 | -0.82287 | 3502.3279 | 3565.3408 | 3696.7268 | 4019.8248
7 | 11 | 8 | 1548.4505 | 1571.1802 | 1613.5703 | 1666.713 | 2662.3851 | 2731.4046 | 2886.7887 | 3175.8691 | -57.661 | -98.0957 | -174.7315 | -272.5593 | 167.5787 | 248.8737 | 410.4137 | 699.5685 | 16.3178 | 28.6394 | 56.1117 | 96.9531 | -882.2088 | -1012.0391 | -1292.9028 | -1661.169 | 5.8419 | 9.3158 | 16.5853 | 26.4737 | 3460.7042 | 3479.2788 | 3515.8354 | 3731.8492
7 | 11 | 9 | 1637.3953 | 1659.7847 | 1702.8242 | 1748.429 | 2972.5195 | 3049.5789 | 3223.0634 | 3545.818 | -66.7588 | -110.1097 | -195.0221 | -305.6168 | 187.1596 | 279.5637 | 460.44 | 783.6579 | 14.5425 | 26.1212 | 52.0097 | 92.027 | -1359.5981 | -1560.8345 | -1996.722 | -2567.3301 | 15.6363 | 24.6123 | 44.168 | 69.9437 | 3400.8965 | 3368.7166 | 3290.7611 | 3366.9286
7 | 11 | 10 | 1714.7156 | 1737.3172 | 1782.1028 | 1823.3651 | 3205.4281 | 3288.5254 | 3475.603 | 3823.6467 | -73.6012 | -119.3573 | -207.7371 | -322.8787 | 179.0642 | 268.1697 | 444.4911 | 764.7174 | 10.6297 | 19.7402 | 41.7183 | 76.5147 | -1743.5691 | -2001.4917 | -2560.0085 | -3290.6963 | 19.4232 | 31.4786 | 55.9785 | 88.5006 | 3312.0905 | 3224.3821 | 3032.148 | 2963.1695
7 | 11 | 11 | 1815.2761 | 1838.0438 | 1886.3131 | 1929.5742 | 3343.5685 | 3430.2469 | 3625.3868 | 3988.4297 | -81.3571 | -127.5522 | -218.9266 | -344.8796 | 161.069 | 244.0355 | 409.0791 | 711.7852 | 8.5423 | 16.2416 | 36.249 | 70.1697 | -1980.923 | -2274.0836 | -2909.0291 | -3739.905 | 20.1073 | 31.4976 | 57.134 | 92.9895 | 3286.2832 | 3158.4295 | 2886.2063 | 2708.1637
7 | 11 | 12 | 1949.3519 | 1974.4654 | 2028.1177 | 2077.678 | 3451.3069 | 3540.7783 | 3742.2061 | 4116.9472 | -87.6204 | -135.7472 | -230.8737 | -366.1474 | 155.8747 | 233.1779 | 389.616 | 677.793 | 7.4837 | 14.8674 | 35.017 | 71.7124 | -1808.1212 | -2072.1859 | -2641.6898 | -3390.9056 | 12.3489 | 19.7026 | 36.5532 | 61.4658 | 3680.6244 | 3575.0585 | 3358.9467 | 3248.5433
7 | 11 | 13 | 2109.3235 | 2138.0263 | 2199.3154 | 2258.5822 | 3494.7862 | 3585.3848 | 3789.3502 | 4168.8123 | -94.065 | -144.2728 | -245.7432 | -386.9906 | 145.975 | 222.4441 | 373.6671 | 641.0446 | 7.6276 | 16.0832 | 37.7625 | 78.1813 | -1933.1431 | -2218.1645 | -2834.6517 | -3643.5606 | 3.9254 | 5.3539 | 10.4074 | 19.5539 | 3734.4295 | 3604.855 | 3330.1078 | 3135.623
7 | 11 | 14 | 2293.924 | 2326.6943 | 2396.7883 | 2467.3683 | 3521.2439 | 3612.5284 | 3818.0379 | 4200.3727 | -99.489 | -153.9032 | -260.8943 | -409.8371 | 137.0914 | 205.4434 | 342.8503 | 585.3749 | 9.2277 | 19.6603 | 46.4971 | 90.9952 | -1865.3338 | -2140.4376 | -2736.3098 | -3518.8122 | -1.5066 | -1.373 | -1.7332 | -5.9801 | 3995.1575 | 3868.6126 | 3605.2363 | 3409.4817
7 | 11 | 15 | 2428.7848 | 2465.6251 | 2543.671 | 2627.6414 | 3451.8852 | 3541.3717 | 3742.8332 | 4117.6371 | -104.1504 | -160.9324 | -275.7639 | -427.2113 | 123.0941 | 184.7856 | 308.2831 | 516.2488 | 10.6976 | 23.9332 | 54.5846 | 102.8345 | -1623.1129 | -1862.4824 | -2380.6308 | -3060.6317 | -2.8802 | -3.3458 | -5.7909 | -11.3336 | 4284.3183 | 4188.955 | 3987.1864 | 3865.1851
7 | 11 | 16 | 2562.8789 | 2605.8711 | 2693.6708 | 2795.9701 | 3311.0098 | 3396.8442 | 3590.0838 | 3949.5915 | -106.222 | -165.9695 | -283.1345 | -442.2743 | 69.9964 | 102.7219 | 162.7837 | 266.7878 | 12.428 | 27.9219 | 62.6721 | 114.877 | -1333.872 | -1530.9912 | -1957.0532 | -2514.0784 | -4.7452 | -5.9875 | -10.5184 | -19.1724 | 4511.4739 | 4430.4107 | 4258.5043 | 4151.7015
7 | 11 | 17 | 2679.2539 | 2726.8184 | 2823.6422 | 2943.9407 | 3050.1767 | 3129.2493 | 3307.266 | 3638.4526 | -105.8548 | -166.4654 | -283.687 | -443.5442 | 75.7986 | 108.6175 | 168.4772 | 270.1053 | 13.7309 | 30.2641 | 66.9825 | 122.4751 | -938.2983 | -1077.7847 | -1379.4127 | -1772.4376 | -10.0903 | -14.958 | -26.7343 | -43.5145 | 4764.7167 | 4735.7412 | 4676.534 | 4715.4774
7 | 11 | 18 | 2823.3972 | 2876.1484 | 2983.8812 | 3128.904 | 2698.7998 | 2768.7633 | 2926.2727 | 3219.307 | -101.6326 | -159.4885 | -275.3434 | -432.6 | 90.4938 | 129.136 | 195.8133 | 297.3834 | 16.273 | 33.5867 | 72.7225 | 132.4667 | -375.3425 | -430.9544 | -551.3789 | -709.2897 | -14.1378 | -22.3457 | -39.9953 | -65.7026 | 5137.8509 | 5194.8458 | 5311.9721 | 5570.4687
7 | 11 | 19 | 2944.226 | 3000.8359 | 3117.2545 | 3284.2352 | 2341.3715 | 2402.0691 | 2538.718 | 2792.9429 | -91.7722 | -144.5429 | -248.2348 | -391.6425 | 94.8906 | 135.568 | 204.4804 | 304.589 | 16.5118 | 32.0676 | 69.2054 | 132.1771 | -63.2186 | -72.7673 | -93.0764 | -118.547 | -20.7887 | -33.6776 | -60.8805 | -96.5302 | 5221.2205 | 5319.5528 | 5527.4666 | 5907.2245
7 | 11 | 20 | 2972.6557 | 3029.3325 | 3147.9699 | 3323.0659 | 2148.3148 | 2204.0075 | 2329.3891 | 2562.652 | -81.8681 | -126.7175 | -217.4461 | -349.4149 | 104.3914 | 148.3083 | 222.8957 | 328.5497 | 16.2811 | 30.3129 | 65.2822 | 127.7591 | -0.0029378 | -0.0033719 | -0.0043111 | -0.005539 | -18.3509 | -28.6812 | -49.6152 | -76.9429 | 5141.421 | 5256.5591 | 5498.4713 | 5915.6633
7 | 11 | 21 | 3022.9481 | 3080.3439 | 3202.2037 | 3388.7972 | 1859.6029 | 1907.8111 | 2016.3427 | 2218.2574 | -72.1477 | -111.0496 | -193.1939 | -308.0367 | 193.3088 | 273.9828 | 416.4782 | 613.7152 | 15.9568 | 28.1101 | 60.6387 | 119.3896 | -0.0029378 | -0.0033719 | -0.0043111 | -0.005539 | -7.4299 | -12.8593 | -25.3312 | -41.8966 | 5012.2361 | 5166.3357 | 5477.1338 | 5990.2206
7 | 11 | 22 | 2781.5753 | 2834.533 | 2946.562 | 3125.1144 | 1608.2275 | 1649.9191 | 1743.7797 | 1918.4002 | -62.3201 | -97.8176 | -170.8254 | -271.3976 | 211.304 | 291.6851 | 438.661 | 644.8816 | 15.669 | 27.8745 | 58.9384 | 112.4766 | -0.0029378 | -0.0033719 | -0.0043111 | -0.005539 | -3.5236 | -5.6477 | -10.8742 | -20.832 | 4550.9292 | 4700.5431 | 5006.2371 | 5508.6376
7 | 11 | 23 | 2544.1488 | 2594.0204 | 2696.2595 | 2865.8121 | 1415.5641 | 1452.2611 | 1534.8773 | 1688.5785 | -52.2783 | -83.3677 | -145.0478 | -229.5947 | 318.6058 | 427.268 | 618.7278 | 889.9723 | 14.7719 | 25.8165 | 53.9808 | 100.5357 | -0.0029378 | -0.0033719 | -0.0043111 | -0.005539 | 8.7873 | 13.6351 | 22.8498 | 36.2479 | 4249.5966 | 4429.6302 | 4781.6431 | 5351.5463
7 | 11 | 24 | 2370.7529 | 2418.2929 | 2513.7379 | 2676.1822 | 1290.5077 | 1323.9627 | 1399.2803 | 1539.4029 | -43.4713 | -69.9704 | -121.8346 | -189.6785 | 311.7203 | 418.0817 | 616.1282 | 904.2419 | 11.2513 | 20.2601 | 41.8022 | 77.4782 | -0.0029378 | -0.0033719 | -0.0043111 | -0.005539 | 10.0306 | 15.8246 | 27.8249 | 41.7727 | 3950.7885 | 4126.4482 | 4476.9345 | 5049.3939
7 | 12 | 1 | 2203.2333 | 2247.7127 | 2335.436 | 2488.5629 | 1224.599 | 1256.3454 | 1327.8164 | 1460.7827 | -38.0166 | -59.2874 | -101.749 | -159.2406 | 224.5458 | 301.6967 | 448.3269 | 668.5513 | 7.5638 | 14.0442 | 30.0812 | 56.5092 | -0.0029378 | -0.0033719 | -0.0043111 | -0.005539 | 7.2236 | 11.6447 | 19.7825 | 30.7705 | 3629.1459 | 3772.1531 | 4059.6896 | 4545.9305
7 | 12 | 2 | 2041.8871 | 2083.9439 | 2164.6315 | 2308.1482 | 1183.2109 | 1213.8844 | 1282.9398 | 1411.4122 | -34.7408 | -54.8593 | -94.1734 | -143.4448 | 139.6647 | 191.7437 | 297.0149 | 451.8012 | 5.7017 | 11.1144 | 23.9539 | 45.2534 | -0.0029378 | -0.0033719 | -0.0043111 | -0.005539 | 4.0665 | 6.5089 | 11.4871 | 17.3011 | 3339.7871 | 3452.3325 | 3685.8496 | 4090.4657
7 | 12 | 3 | 1954.4089 | 1994.774 | 2071.4148 | 2208.5502 | 1185.6335 | 1216.3698 | 1285.5666 | 1414.3021 | -33.2482 | -53.0324 | -89.7254 | -138.7056 | 84.4827 | 122.1572 | 197.858 | 316.3936 | 5.4628 | 10.0069 | 22.4621 | 41.6444 | -0.0029378 | -0.0033719 | -0.0043111 | -0.005539 | 2.7499 | 4.1799 | 7.0601 | 10.8421 | 3199.4866 | 3294.452 | 3494.6319 | 3853.0211
7 | 12 | 4 | 1882.8226 | 1921.2164 | 1993.4912 | 2122.2462 | 1274.898 | 1307.9484 | 1382.3549 | 1520.7827 | -33.2482 | -53.1977 | -91.3275 | -138.7056 | 49.5891 | 79.2479 | 138.6748 | 235.0508 | 5.4628 | 10.7028 | 22.4621 | 40.7713 | -0.0029378 | -0.0033719 | -0.0043111 | -0.005539 | 1.322 | 1.79 | 3.3352 | 5.1447 | 3180.8434 | 3267.7044 | 3448.9865 | 3785.2845
7 | 12 | 5 | 1813.6111 | 1849.6303 | 1916.7108 | 2033.1111 | 1484.6622 | 1523.1505 | 1609.7995 | 1771.0034 | -35.3964 | -58.5131 | -102.2355 | -155.3508 | 43.996 | 69.3239 | 126.8312 | 231.654 | 8.1949 | 15.0245 | 30.7283 | 54.319 | -0.0029378 | -0.0033719 | -0.0043111 | -0.005539 | 2.8911 | 4.2842 | 7.6067 | 11.2222 | 3317.9559 | 3402.8968 | 3589.4367 | 3945.9533
7 | 12 | 6 | 1807.7177 | 1842.1805 | 1907.1889 | 2015.0841 | 1701.2931 | 1745.3973 | 1844.6895 | 2029.415 | -40.5627 | -68.7002 | -124.4096 | -191.2609 | 70.6944 | 108.0811 | 186.6056 | 322.9584 | 12.9193 | 23.0816 | 44.9863 | 79.5292 | -55.7152 | -63.8908 | -81.6216 | -104.8488 | -0.39634 | -0.85169 | -1.6439 | -2.5786 | 3495.9503 | 3585.2979 | 3775.7951 | 4148.2985
7 | 12 | 7 | 1669.4472 | 1697.71 | 1750.8594 | 1831.4373 | 2182.7201 | 2239.3047 | 2366.6943 | 2603.6929 | -48.5633 | -85.1422 | -154.1594 | -238.6522 | 120.2832 | 180.4839 | 299.8697 | 517.9425 | 18.644 | 32.9246 | 62.7614 | 107.0311 | -404.3843 | -463.7037 | -592.337 | -761.7124 | -0.1303 | -0.31278 | -0.49385 | -0.82287 | 3538.0165 | 3601.2645 | 3733.1947 | 4058.9162
7 | 12 | 8 | 1733.711 | 1760.6914 | 1812.7148 | 1881.5264 | 2577.9779 | 2644.8092 | 2795.2671 | 3075.1825 | -59.0465 | -99.9226 | -180.705 | -279.3015 | 167.5787 | 248.8737 | 410.4137 | 699.5685 | 17.941 | 31.5328 | 61.4564 | 105.9172 | -901.3514 | -1034.3703 | -1322.5136 | -1700.3802 | 5.8419 | 9.3158 | 16.5853 | 26.4737 | 3542.6525 | 3560.9299 | 3593.2187 | 3808.9866
7 | 12 | 9 | 1813.8036 | 1839.2691 | 1891.8992 | 1955.3453 | 2872.2476 | 2946.7075 | 3114.3398 | 3426.2069 | -68.0371 | -113.433 | -200.9955 | -311.9345 | 187.1596 | 279.5637 | 460.44 | 783.6579 | 15.1872 | 27.1014 | 53.7128 | 96.3057 | -1360.4046 | -1560.7549 | -1994.1066 | -2561.6557 | 15.6363 | 24.6123 | 44.168 | 69.9437 | 3475.5925 | 3443.0661 | 3369.4576 | 3457.8694
7 | 12 | 10 | 1952.0769 | 1979.4142 | 2036.7312 | 2102.4499 | 3068.2936 | 3147.8358 | 3326.9099 | 3660.0636 | -76.4487 | -121.0189 | -210.583 | -328.7716 | 179.0642 | 268.1697 | 444.4911 | 764.7174 | 9.89 | 18.2021 | 38.8591 | 73.9179 | -1646.5995 | -1888.646 | -2412.5158 | -3100.6157 | 19.4232 | 31.4786 | 55.9785 | 88.5006 | 3505.6997 | 3435.4356 | 3279.871 | 3260.2622
7 | 12 | 11 | 2107.459 | 2137.656 | 2201.5233 | 2271.58 | 3206.2717 | 3289.3908 | 3476.5177 | 3824.653 | -84.2045 | -130.8755 | -224.6186 | -355.087 | 161.069 | 244.0355 | 409.0791 | 711.7852 | 9.0201 | 16.4163 | 36.5847 | 75.5623 | -1965.8865 | -2255.9815 | -2883.6931 | -3705.1502 | 20.1073 | 31.4976 | 57.134 | 92.9895 | 3453.836 | 3332.1392 | 3072.5271 | 2916.3327
7 | 12 | 12 | 2249.521 | 2282.2241 | 2351.9732 | 2427.276 | 3304.4693 | 3390.1341 | 3582.9921 | 3941.7896 | -91.3813 | -137.2436 | -235.5266 | -380.2446 | 155.8747 | 233.1779 | 389.616 | 677.793 | 8.2722 | 13.6137 | 32.2959 | 77.3459 | -2127.6098 | -2442.3563 | -3123.7215 | -4014.4898 | 12.3489 | 19.7026 | 36.5532 | 61.4658 | 3511.4949 | 3359.2526 | 3034.1824 | 2790.9359
7 | 12 | 13 | 2495.4559 | 2533.1057 | 2614.874 | 2704.4096 | 3348.9458 | 3435.7636 | 3631.2173 | 3994.8441 | -97.8259 | -146.0476 | -249.3572 | -404.6695 | 145.975 | 222.4441 | 373.6671 | 641.0446 | 9.8724 | 15.956 | 37.378 | 91.0328 | -2133.7592 | -2449.6529 | -3133.5797 | -4027.6502 | 3.9254 | 5.3539 | 10.4074 | 19.5539 | 3772.5893 | 3616.9228 | 3284.6069 | 3018.5654
7 | 12 | 14 | 2547.2432 | 2586.4741 | 2670.3594 | 2761.1531 | 3376.7232 | 3464.2612 | 3661.336 | 4027.9789 | -102.9592 | -154.7384 | -264.2268 | -424.355 | 137.0914 | 205.4434 | 342.8503 | 585.3749 | 10.8998 | 18.9752 | 43.776 | 101.4532 | -2013.8881 | -2312.14 | -2957.7505 | -3801.2832 | -1.5066 | -1.373 | -1.7332 | -5.9801 | 3953.6037 | 3806.9024 | 3494.6112 | 3244.3418
7 | 12 | 15 | 2677.2608 | 2718.6701 | 2809.7567 | 2912.9481 | 3320.8253 | 3406.9141 | 3600.7267 | 3961.3001 | -106.7072 | -161.7677 | -276.2504 | -442.1538 | 123.0941 | 184.7856 | 308.2831 | 516.2488 | 12.4999 | 22.9638 | 52.3861 | 113.3942 | -1781.7763 | -2045.8827 | -2617.3864 | -3363.2497 | -2.8802 | -3.3458 | -5.7909 | -11.3336 | 4242.3165 | 4122.3375 | 3871.7249 | 3687.154
7 | 12 | 16 | 2874.6374 | 2919.8993 | 3023.4566 | 3149.3737 | 3171.2121 | 3253.4224 | 3438.5031 | 3782.8316 | -108.3374 | -165.9173 | -284.865 | -451.4403 | 69.9964 | 102.7219 | 162.7837 | 266.7878 | 13.9332 | 26.1293 | 59.6911 | 124.3604 | -1426.1009 | -1637.8142 | -2095.7187 | -2692.353 | -4.7452 | -5.9875 | -10.5184 | -19.1724 | 4590.5956 | 4492.4538 | 4293.3324 | 4160.3879
7 | 12 | 17 | 2933.3222 | 2982.9269 | 3092.6627 | 3232.9777 | 2926.7949 | 3002.6689 | 3173.4848 | 3491.2746 | -108.1078 | -164.7516 | -282.853 | -452.8263 | 75.7986 | 108.6175 | 168.4772 | 270.1053 | 15.6052 | 28.8832 | 64.386 | 132.6059 | -980.7863 | -1126.5851 | -1441.5959 | -1850.7747 | -10.0903 | -14.958 | -26.7343 | -43.5145 | 4852.5365 | 4816.8017 | 4747.8275 | 4779.8481
7 | 12 | 18 | 2957.4745 | 3009.5339 | 3124.3298 | 3283.3375 | 2581.1304 | 2648.0435 | 2798.6853 | 3078.9431 | -103.8091 | -157.3309 | -272.984 | -437.5679 | 90.4938 | 129.136 | 195.8133 | 297.3834 | 16.9665 | 30.8138 | 67.5159 | 139.1918 | -437.8272 | -503.7874 | -646.3294 | -830.6728 | -14.1378 | -22.3457 | -39.9953 | -65.7026 | 5090.2911 | 5134.0633 | 5227.0358 | 5464.9125
7 | 12 | 19 | 3020.0892 | 3075.8149 | 3196.7801 | 3372.8466 | 2243.3388 | 2301.495 | 2432.4224 | 2676.003 | -93.6603 | -142.5506 | -244.8363 | -396.4942 | 94.8906 | 135.568 | 204.4804 | 304.589 | 16.7276 | 29.441 | 64.6459 | 136.4712 | -71.3103 | -82.2086 | -105.5502 | -134.8934 | -20.7887 | -33.6776 | -60.8805 | -96.5302 | 5189.287 | 5283.8822 | 5487.0619 | 5861.9919
7 | 12 | 20 | 3057.6801 | 3115.5727 | 3239.2588 | 3422.0481 | 2073.9973 | 2127.7634 | 2248.8076 | 2474.0012 | -82.705 | -125.3342 | -215.0866 | -352.2634 | 104.3914 | 148.3083 | 222.8957 | 328.5497 | 16.8308 | 28.3822 | 61.6297 | 130.2918 | -0.0029378 | -0.0033719 | -0.0043111 | -0.005539 | -18.3509 | -28.6812 | -49.6152 | -76.9429 | 5151.8406 | 5266.0078 | 5507.8857 | 5925.6789
7 | 12 | 21 | 3091.095 | 3151.4396 | 3278.0421 | 3470.3568 | 1798.2819 | 1844.9004 | 1949.8531 | 2145.1096 | -72.2984 | -110.2753 | -190.8344 | -313.6214 | 193.3088 | 273.9828 | 416.4782 | 613.7152 | 16.8403 | 28.129 | 59.5963 | 124.2142 | -0.0029378 | -0.0033719 | -0.0043111 | -0.005539 | -7.4299 | -12.8593 | -25.3312 | -41.8966 | 5019.7947 | 5175.3139 | 5487.7997 | 5997.8723
7 | 12 | 22 | 2876.4892 | 2933.1762 | 3050.8075 | 3236.6737 | 1554.1528 | 1594.4425 | 1685.1472 | 1853.8963 | -62.5779 | -97.9828 | -169.7864 | -277.2905 | 211.304 | 291.6851 | 438.661 | 644.8816 | 16.9217 | 29.0009 | 60.108 | 120.5676 | -0.0029378 | -0.0033719 | -0.0043111 | -0.005539 | -3.5236 | -5.6477 | -10.8742 | -20.832 | 4592.7633 | 4744.6709 | 5054.0588 | 5557.8912
7 | 12 | 23 | 2629.583 | 2682.5307 | 2789.7267 | 2965.5813 | 1370.014 | 1405.5301 | 1485.4879 | 1634.2433 | -53.2989 | -82.5934 | -143.7273 | -233.4845 | 318.6058 | 427.268 | 618.7278 | 889.9723 | 14.605 | 25.1206 | 52.2913 | 101.7513 | -0.0029378 | -0.0033719 | -0.0043111 | -0.005539 | 8.7873 | 13.6351 | 22.8498 | 36.2479 | 4288.2932 | 4471.4879 | 4825.3519 | 5394.3061
7 | 12 | 24 | 2433.3917 | 2482.6217 | 2581.6161 | 2749.6698 | 1255.1346 | 1287.6726 | 1360.9257 | 1497.2075 | -44.0198 | -69.1961 | -120.2326 | -191.5652 | 311.7203 | 418.0817 | 616.1282 | 904.2419 | 11.0124 | 19.4369 | 40.3726 | 78.2496 | -0.0029378 | -0.0033719 | -0.0043111 | -0.005539 | 10.0306 | 15.8246 | 27.8249 | 41.7727 | 3977.2668 | 4154.4379 | 4506.6306 | 5079.5707
7 | 13 | 1 | 2262.0383 | 2308.0391 | 2399.0946 | 2557.2575 | 1197.753 | 1228.8034 | 1298.7076 | 1428.759 | -36.3405 | -61.1143 | -103.556 | -152.6148 | 224.5458 | 301.6967 | 448.3269 | 668.5513 | 7.3249 | 14.7402 | 31.5107 | 55.6362 | -0.0029378 | -0.0033719 | -0.0043111 | -0.005539 | 7.2236 | 11.6447 | 19.7825 | 30.7705 | 3662.5422 | 3803.8065 | 4093.862 | 4588.3542
7 | 13 | 2 | 2109.3386 | 2152.7764 | 2236.5828 | 2385.4529 | 1170.0158 | 1200.3472 | 1268.6326 | 1395.6723 | -33.7202 | -55.7988 | -96.057 | -143.1365 | 139.6647 | 191.7437 | 297.0149 | 451.8012 | 7.086 | 13.6327 | 27.9936 | 51.1542 | -0.0029378 | -0.0033719 | -0.0043111 | -0.005539 | 4.0665 | 6.5089 | 11.4871 | 17.3011 | 3396.4485 | 3509.2067 | 3745.6498 | 4158.2396
7 | 13 | 3 | 1970.2741 | 2011.0952 | 2088.4633 | 2227.6174 | 1184.0665 | 1214.7622 | 1283.8676 | 1412.4329 | -32.5926 | -53.1977 | -91.3275 | -136.3943 | 84.4827 | 122.1572 | 197.858 | 316.3936 | 5.8686 | 11.3987 | 24.4765 | 44.2787 | -0.0029378 | -0.0033719 | -0.0043111 | -0.005539 | 2.7499 | 4.1799 | 7.0601 | 10.8421 | 3214.8463 | 3310.3922 | 3510.3937 | 3875.1649
7 | 13 | 4 | 1893.8064 | 1932.6081 | 2005.2513 | 2135.7217 | 1275.7122 | 1308.7837 | 1383.2378 | 1521.754 | -32.6997 | -53.9719 | -91.609 | -138.822 | 49.5891 | 79.2479 | 138.6748 | 235.0508 | 6.4414 | 12.0946 | 25.3835 | 46.4689 | -0.0029378 | -0.0033719 | -0.0043111 | -0.005539 | 1.322 | 1.79 | 3.3352 | 5.1447 | 3194.1685 | 3280.549 | 3464.2694 | 3805.3124
7 | 13 | 5 | 1828.9339 | 1865.3118 | 1933.2333 | 2051.8547 | 1476.9722 | 1515.2611 | 1601.4613 | 1761.8301 | -34.3759 | -58.6784 | -102.517 | -155.7755 | 43.996 | 69.3239 | 126.8312 | 231.654 | 9.0065 | 15.8301 | 32.1579 | 57.055 | -0.0029378 | -0.0033719 | -0.0043111 | -0.005539 | 2.8911 | 4.2842 | 7.6067 | 11.2222 | 3327.4208 | 3411.3293 | 3598.769 | 3957.835
7 | 13 | 6 | 1818.5737 | 1853.6106 | 1919.1524 | 2029.2452 | 1682.8583 | 1726.4846 | 1824.7009 | 2007.4247 | -38.9936 | -68.8655 | -124.4096 | -186.9464 | 70.6944 | 108.0811 | 186.6056 | 322.9584 | 13.3251 | 23.8872 | 46.2913 | 80.8463 | -46.833 | -53.6924 | -68.6178 | -88.4239 | -0.39634 | -0.85169 | -1.6439 | -2.5786 | 3499.2286 | 3588.6539 | 3782.0788 | 4162.5258
7 | 13 | 7 | 1684.683 | 1713.5624 | 1767.7187 | 1849.6957 | 2166.5076 | 2222.6719 | 2349.1153 | 2584.3535 | -46.78 | -84.2549 | -152.8388 | -232.0264 | 120.2832 | 180.4839 | 299.8697 | 517.9425 | 18.0713 | 31.4231 | 60.8093 | 103.8662 | -417.1414 | -478.5029 | -611.5822 | -786.59 | -0.1303 | -0.31278 | -0.49385 | -0.82287 | 3525.4933 | 3585.0707 | 3712.598 | 4036.4187
7 | 13 | 8 | 1711.7563 | 1738.2996 | 1789.289 | 1857.179 | 2576.8727 | 2643.6753 | 2794.0687 | 3073.8642 | -56.2733 | -100.8621 | -182.5886 | -273.9457 | 167.5787 | 248.8737 | 410.4137 | 699.5685 | 18.644 | 33.3362 | 64.191 | 109.4245 | -932.2227 | -1069.7495 | -1367.6896 | -1758.1307 | 5.8419 | 9.3158 | 16.5853 | 26.4737 | 3492.1975 | 3502.8889 | 3524.2697 | 3734.4336
7 | 13 | 9 | 1851.2708 | 1878.1372 | 1932.8213 | 1999.7077 | 2866.311 | 2940.617 | 3107.9029 | 3419.1254 | -64.4246 | -114.703 | -203.1607 | -296.7921 | 187.1596 | 279.5637 | 460.44 | 783.6579 | 15.745 | 28.9048 | 57.2299 | 96.5466 | -1369.199 | -1571.8479 | -2010.7865 | -2585.3823 | 15.6363 | 24.6123 | 44.168 | 69.9437 | 3502.4991 | 3465.2841 | 3388.6148 | 3486.8069
7 | 13 | 10 | 1963.1276 | 1990.6841 | 2048.8443 | 2115.9626 | 3075.0773 | 3154.7954 | 3334.2654 | 3668.1557 | -70.2901 | -124.1158 | -215.8757 | -307.7324 | 179.0642 | 268.1697 | 444.4911 | 764.7174 | 10.2958 | 21.2593 | 44.2038 | 74.2604 | -1755.4637 | -2015.0155 | -2577.1383 | -3312.8184 | 19.4232 | 31.4786 | 55.9785 | 88.5006 | 3421.2343 | 3327.2558 | 3134.7691 | 3091.046
7 | 13 | 11 | 2098.7232 | 2129.0894 | 2192.9301 | 2264.5796 | 3198.314 | 3281.2269 | 3467.8893 | 3815.1606 | -76.2627 | -134.1377 | -230.4743 | -323.4118 | 161.069 | 244.0355 | 409.0791 | 711.7852 | 7.8026 | 18.4567 | 40.2372 | 64.9915 | -2005.4858 | -2302.0291 | -2944.1665 | -3784.231 | 20.1073 | 31.4976 | 57.134 | 92.9895 | 3404.2676 | 3268.1392 | 2992.6289 | 2841.8635
7 | 13 | 12 | 2253.2073 | 2286.824 | 2357.2349 | 2435.2127 | 3295.87 | 3381.3119 | 3573.668 | 3931.5318 | -81.5491 | -143.1069 | -245.8303 | -339.0912 | 155.8747 | 233.1779 | 389.616 | 677.793 | 6.896 | 19.2974 | 43.1072 | 65.6612 | -2137.7594 | -2454.0427 | -3138.9731 | -4034.9838 | 12.3489 | 19.7026 | 36.5532 | 61.4658 | 3504.8884 | 3343.1643 | 3015.3759 | 2797.5895
7 | 13 | 13 | 2419.4919 | 2455.8666 | 2534.1817 | 2621.0921 | 3357.5539 | 3444.5949 | 3640.551 | 4005.1124 | -85.8149 | -151.1888 | -259.661 | -354.7706 | 145.975 | 222.4441 | 373.6671 | 641.0446 | 7.2937 | 21.767 | 48.2002 | 71.2571 | -2143.7097 | -2460.8637 | -3147.4758 | -4045.1844 | 3.9254 | 5.3539 | 10.4074 | 19.5539 | 3704.7152 | 3537.9739 | 3199.8707 | 2958.1051
7 | 13 | 14 | 2611.8573 | 2651.7332 | 2739.1554 | 2839.9723 | 3379.2494 | 3466.8528 | 3664.0752 | 4030.9923 | -90.5528 | -159.2706 | -273.4916 | -367.7141 | 137.0914 | 205.4434 | 342.8503 | 585.3749 | 7.4375 | 23.3944 | 53.4176 | 76.6497 | -2016.6694 | -2315.2282 | -2961.602 | -3806.3882 | -1.5066 | -1.373 | -1.7332 | -5.9801 | 4026.9068 | 3871.5519 | 3562.6717 | 3352.9068
7 | 13 | 15 | 2849.958 | 2894.1647 | 2994.0848 | 3113.7593 | 3335.5201 | 3421.9899 | 3616.6601 | 3978.8291 | -93.6145 | -164.4208 | -280.7855 | -378.6542 | 123.0941 | 184.7856 | 308.2831 | 516.2488 | 7.9872 | 25.3061 | 57.7281 | 82.2456 | -1777.9766 | -2041.2822 | -2611.0747 | -3354.962 | -2.8802 | -3.3458 | -5.7909 | -11.3336 | 4442.0882 | 4317.1975 | 4079.1049 | 3946.133
7 | 13 | 16 | 3026.2459 | 3074.0226 | 3185.4319 | 3328.058 | 3183.786 | 3266.3223 | 3452.1368 | 3797.8306 | -95.7627 | -167.7962 | -286.5542 | -387.708 | 69.9964 | 102.7219 | 162.7837 | 266.7878 | 8.8124 | 28.06 | 62.9455 | 90.5775 | -1432.4563 | -1644.921 | -2104.6797 | -2704.4361 | -4.7452 | -5.9875 | -10.5184 | -19.1724 | 4755.8767 | 4652.422 | 4461.5457 | 4371.9374
7 | 13 | 17 | 3195.1617 | 3248.1387 | 3371.1064 | 3537.9546 | 2920.4657 | 2996.1756 | 3166.6221 | 3483.7247 | -94.6656 | -167.2395 | -287.1066 | -384.972 | 75.7986 | 108.6175 | 168.4772 | 270.1053 | 9.6959 | 30.1179 | 67.256 | 96.7192 | -973.9854 | -1118.8435 | -1431.9466 | -1838.9115 | -10.0903 | -14.958 | -26.7343 | -43.5145 | 5122.3806 | 5082.0087 | 5027.6741 | 5121.1059
7 | 13 | 18 | 3218.6465 | 3273.0379 | 3400.6628 | 3584.4467 | 2575.4848 | 2642.2515 | 2792.5639 | 3072.2087 | -89.7441 | -159.3231 | -273.8286 | -366.5563 | 90.4938 | 129.136 | 195.8133 | 297.3834 | 10.5795 | 31.3527 | 68.9563 | 99.8994 | -446.1534 | -513.2951 | -658.219 | -845.1546 | -14.1378 | -22.3457 | -39.9953 | -65.7026 | 5345.1693 | 5380.8142 | 5485.9535 | 5776.5246
7 | 13 | 19 | 3204.2119 | 3261.961 | 3392.1986 | 3588.8485 | 2235.6965 | 2293.6545 | 2424.136 | 2666.8867 | -80.4957 | -143.4901 | -246.4384 | -331.9203 | 94.8906 | 135.568 | 204.4804 | 304.589 | 11.0437 | 30.9411 | 67.7758 | 97.8109 | -71.3103 | -82.2086 | -105.5502 | -134.8934 | -20.7887 | -33.6776 | -60.8805 | -96.5302 | 5373.2479 | 5462.7485 | 5675.7217 | 6094.7912
7 | 13 | 20 | 3219.9354 | 3279.1651 | 3410.9986 | 3611.6936 | 2068.6379 | 2122.2651 | 2242.9965 | 2467.6081 | -71.7958 | -127.048 | -218.2907 | -300.0205 | 104.3914 | 148.3083 | 222.8957 | 328.5497 | 11.6245 | 31.1361 | 66.7226 | 97.9765 | -0.0029378 | -0.0033719 | -0.0043111 | -0.005539 | -18.3509 | -28.6812 | -49.6152 | -76.9429 | 5314.4396 | 5425.142 | 5675.7032 | 6128.859
7 | 13 | 21 | 3227.4733 | 3290.0201 | 3423.7768 | 3630.1871 | 1796.9695 | 1843.554 | 1948.4301 | 2143.5441 | -64.2235 | -111.9891 | -194.0385 | -272.8596 | 193.3088 | 273.9828 | 416.4782 | 613.7152 | 13.1623 | 30.8829 | 64.8138 | 99.9899 | -0.0029378 | -0.0033719 | -0.0043111 | -0.005539 | -7.4299 | -12.8593 | -25.3312 | -41.8966 | 5159.2575 | 5313.588 | 5634.1247 | 6172.6745
7 | 13 | 22 | 3001.3982 | 3060.8498 | 3185.0418 | 3382.7476 | 1560.7331 | 1601.1935 | 1692.2822 | 1861.7457 | -56.2098 | -98.7571 | -172.709 | -245.6989 | 211.304 | 291.6851 | 438.661 | 644.8816 | 13.4242 | 29.8052 | 61.8084 | 98.7743 | -0.0029378 | -0.0033719 | -0.0043111 | -0.005539 | -3.5236 | -5.6477 | -10.8742 | -20.832 | 4727.1232 | 4879.1254 | 5194.2059 | 5721.6129
7 | 13 | 23 | 2765.1895 | 2820.8526 | 2935.2819 | 3123.6921 | 1371.2489 | 1406.7971 | 1486.827 | 1635.7164 | -48.5304 | -83.5329 | -145.0478 | -208.6351 | 315.7047 | 422.8425 | 609.5201 | 867.1439 | 11.2513 | 24.1214 | 50.5991 | 82.9349 | -0.0029378 | -0.0033719 | -0.0043111 | -0.005539 | 8.7873 | 13.6351 | 22.8498 | 36.2479 | 4423.6483 | 4604.7124 | 4960.0257 | 5537.0946
7 | 13 | 24 | 2582.8707 | 2635.103 | 2741.796 | 2923.3251 | 1234.1489 | 1266.1429 | 1338.1713 | 1472.1745 | -41.8716 | -69.9704 | -121.8346 | -178.1972 | 280.1266 | 371.8196 | 541.7903 | 786.1509 | 9.3173 | 19.2798 | 40.11 | 67.197 | -0.0029378 | -0.0033719 | -0.0043111 | -0.005539 | 10.0306 | 15.8246 | 27.8249 | 41.7727 | 4074.6195 | 4238.1962 | 4567.8534 | 5112.4175
7 | 14 | 1 | 2393.5381 | 2441.9437 | 2540.0235 | 2710.1267 | 1177.4939 | 1208.0192 | 1276.741 | 1404.5927 | -36.9961 | -61.2795 | -105.4396 | -160.09 | 236.7389 | 318.0527 | 460.1705 | 662.478 | 7.7307 | 15.5633 | 32.2932 | 55.6362 | -0.0029378 | -0.0033719 | -0.0043111 | -0.005539 | 7.2236 | 11.6447 | 19.7825 | 30.7705 | 3785.7262 | 3933.9408 | 4223.5669 | 4703.5086
7 | 14 | 2 | 2211.7368 | 2257.2439 | 2346.7639 | 2505.296 | 1141.0395 | 1170.6197 | 1237.2139 | 1361.1074 | -34.8479 | -55.9641 | -96.262 | -145.8726 | 161.7574 | 218.8335 | 324.8075 | 473.0057 | 6.2744 | 12.5062 | 27.4711 | 48.7607 | -0.0029378 | -0.0033719 | -0.0043111 | -0.005539 | 4.0665 | 6.5089 | 11.4871 | 17.3011 | 3490.0238 | 3609.7447 | 3851.4772 | 4259.5928
7 | 14 | 3 | 2102.7247 | 2145.922 | 2230.3719 | 2381.0796 | 1141.6734 | 1171.27 | 1237.9012 | 1361.8635 | -33.2482 | -53.1977 | -91.609 | -139.555 | 104.7711 | 144.9452 | 221.8829 | 333.7101 | 6.4414 | 12.0946 | 26.166 | 46.5705 | -0.0029378 | -0.0033719 | -0.0043111 | -0.005539 | 2.7499 | 4.1799 | 7.0601 | 10.8421 | 3325.1093 | 3425.2108 | 3631.7688 | 3994.5053
7 | 14 | 4 | 1985.1119 | 2025.7487 | 2104.3228 | 2245.5131 | 1180.9446 | 1211.5594 | 1280.4826 | 1408.7089 | -32.6997 | -52.4234 | -90.2885 | -139.1303 | 68.3819 | 98.023 | 158.932 | 241.7649 | 6.2744 | 11.3987 | 23.9539 | 44.2787 | -0.0029378 | -0.0033719 | -0.0043111 | -0.005539 | 1.322 | 1.79 | 3.3352 | 5.1447 | 3209.3323 | 3296.093 | 3480.7337 | 3806.2744
7 | 14 | 5 | 1899.4394 | 1937.8953 | 2011.4044 | 2142.708 | 1285.0079 | 1318.3204 | 1393.317 | 1532.8425 | -33.2482 | -54.4155 | -93.416 | -144.2942 | 42.9893 | 63.9647 | 109.7506 | 178.2301 | 7.086 | 13.2211 | 26.6886 | 48.7607 | -0.0029378 | -0.0033719 | -0.0043111 | -0.005539 | 2.8911 | 4.2842 | 7.6067 | 11.2222 | 3204.1626 | 3283.2668 | 3455.3469 | 3769.4637
7 | 14 | 6 | 1922.1629 | 1961.0359 | 2035.5281 | 2168.2111 | 1302.4649 | 1336.2299 | 1412.2454 | 1553.6663 | -35.0315 | -58.9567 | -104.6055 | -158.9363 | 31.594 | 46.2625 | 83.7999 | 145.37 | 8.8395 | 15.8301 | 31.2508 | 55.7379 | -42.9373 | -49.1886 | -62.8349 | -81.1224 | -0.39634 | -0.85169 | -1.6439 | -2.5786 | 3186.6962 | 3250.3613 | 3393.7398 | 3680.3482
7 | 14 | 7 | 1945.9079 | 1983.3164 | 2056.3062 | 2181.6851 | 1546.8689 | 1586.9698 | 1677.2493 | 1845.2075 | -39.1772 | -68.4217 | -123.6522 | -190.1072 | 31.594 | 50.6881 | 81.6204 | 138.1644 | 12.3832 | 22.3857 | 43.6812 | 75.0471 | -407.9232 | -467.7891 | -597.6585 | -768.7046 | -0.1303 | -0.31278 | -0.49385 | -0.82287 | 3089.5232 | 3106.8364 | 3137.0527 | 3280.4696
7 | 14 | 8 | 2109.642 | 2148.5774 | 2226.8383 | 2353.888 | 1812.6817 | 1859.6735 | 1965.4666 | 2162.2866 | -46.5987 | -82.5931 | -150.7609 | -226.0172 | 43.3881 | 64.5012 | 104.8512 | 172.1567 | 14.9483 | 27.513 | 53.1902 | 91.8613 | -920.7598 | -1056.4611 | -1350.536 | -1736.5384 | 5.8419 | 9.3158 | 16.5853 | 26.4737 | 3019.1436 | 2970.5266 | 2865.6347 | 2844.1107
7 | 14 | 9 | 2255.1781 | 2295.5053 | 2378.0021 | 2506.4572 | 2052.91 | 2106.1294 | 2225.9429 | 2448.8468 | -53.9132 | -97.2082 | -176.3441 | -263.5057 | 58.4822 | 84.7463 | 134.5695 | 225.0892 | 17.941 | 31.9444 | 63.5439 | 106.7902 | -1350.1082 | -1549.6699 | -1981.9422 | -2548.3318 | 15.6363 | 24.6123 | 44.168 | 69.9437 | 2996.1261 | 2896.0596 | 2687.9401 | 2545.2895
7 | 14 | 10 | 2500.2226 | 2544.0991 | 2637.5557 | 2777.8269 | 2213.0497 | 2270.4207 | 2399.5804 | 2639.8721 | -60.9063 | -109.2222 | -195.3141 | -289.5127 | 71.6819 | 104.9914 | 169.9815 | 278.0216 | 18.1799 | 33.7478 | 66.8011 | 113.0182 | -1728.4226 | -1983.6919 | -2536.4585 | -3260.2925 | 19.4232 | 31.4786 | 55.9785 | 88.5006 | 3033.2284 | 2891.8236 | 2598.1245 | 2347.4344
7 | 14 | 11 | 2722.5203 | 2770.3075 | 2873.8575 | 3026.4827 | 2311.1395 | 2371.0533 | 2505.9378 | 2756.8801 | -66.3304 | -119.244 | -210.9517 | -314.2458 | 88.1814 | 129.1257 | 206.1875 | 334.8424 | 18.1799 | 35.2669 | 69.7957 | 116.1831 | -1972.4583 | -2263.9461 | -2895.0719 | -3721.1994 | 20.1073 | 31.4976 | 57.134 | 92.9895 | 3121.3397 | 2954.0609 | 2606.8889 | 2291.9324
7 | 14 | 12 | 2936.1646 | 2988.6351 | 3102.631 | 3268.6072 | 2356.5874 | 2417.6795 | 2555.2164 | 2811.0934 | -71.2518 | -125.6121 | -221.8597 | -320.8717 | 99.9756 | 145.4817 | 232.9323 | 373.855 | 15.3311 | 31.7859 | 65.7668 | 106.3683 | -2105.6726 | -2416.9335 | -3090.8625 | -3972.9025 | 12.3489 | 19.7026 | 36.5532 | 61.4658 | 3243.4831 | 3060.7392 | 2680.3774 | 2327.6155
7 | 14 | 13 | 3226.1108 | 3284.9028 | 3413.8069 | 3600.7392 | 2351.9929 | 2412.9658 | 2550.2346 | 2805.6127 | -75.5483 | -130.9275 | -228.3963 | -327.0728 | 104.3723 | 148.8344 | 240.8054 | 384.3781 | 11.729 | 27.8745 | 60.506 | 94.7059 | -2108.2365 | -2420.0572 | -3095.1557 | -3978.4322 | 3.9254 | 5.3539 | 10.4074 | 19.5539 | 3514.3456 | 3328.9466 | 2952.2082 | 2599.4847
7 | 14 | 14 | 3436.5282 | 3499.9448 | 3639.2274 | 3841.1026 | 2349.9245 | 2410.8438 | 2547.9919 | 2803.1454 | -79.1584 | -136.5734 | -237.4973 | -330.9626 | 101.8892 | 147.9111 | 235.5334 | 368.1238 | 9.3078 | 25.5011 | 56.6748 | 86.4492 | -1992.3852 | -2287.2526 | -2925.5917 | -3760.2529 | -1.5066 | -1.373 | -1.7332 | -5.9801 | 3824.5995 | 3659.0017 | 3314.6053 | 3001.6255
7 | 14 | 15 | 3532.1481 | 3598.4543 | 3743.3009 | 3952.4515 | 2329.6987 | 2390.0936 | 2526.0613 | 2779.0187 | -82.6921 | -141.7236 | -245.0728 | -337.2801 | 95.5079 | 138.9362 | 215.8168 | 333.5701 | 9.3716 | 26.021 | 58.3752 | 90.5399 | -1748.7697 | -2007.8587 | -2568.6514 | -3301.3308 | -2.8802 | -3.3458 | -5.7909 | -11.3336 | 4132.3843 | 4000.577 | 3724.0389 | 3505.6359
7 | 14 | 16 | 3599.2487 | 3669.7157 | 3819.8098 | 4034.8892 | 2290.4928 | 2349.8714 | 2483.5509 | 2732.2514 | -84.2153 | -145.2643 | -249.8025 | -349.9153 | 52.6091 | 76.8545 | 118.2481 | 177.5986 | 10.8048 | 28.0789 | 62.8102 | 99.1127 | -1405.6535 | -1614.1527 | -2065.2191 | -2653.6105 | -4.7452 | -5.9875 | -10.5184 | -19.1724 | 4458.5415 | 4359.116 | 4158.8789 | 4021.1538
7 | 14 | 17 | 3586.7672 | 3657.0121 | 3807.6914 | 4025.5765 | 2229.7814 | 2287.5861 | 2417.7223 | 2659.8308 | -85.0828 | -145.9255 | -252.4436 | -354.0376 | 55.909 | 78.861 | 123.9417 | 185.9365 | 11.9991 | 29.3137 | 65.1576 | 107.0157 | -957.2947 | -1099.6253 | -1407.301 | -1807.5954 | -10.0903 | -14.958 | -26.7343 | -43.5145 | 4831.989 | 4792.2641 | 4728.0341 | 4773.212
7 | 14 | 18 | 3472.5805 | 3541.6428 | 3688.0915 | 3903.0276 | 2122.7043 | 2177.7331 | 2301.62 | 2532.1021 | -82.3096 | -143.5419 | -248.343 | -351.4181 | 55.909 | 78.861 | 123.9417 | 185.9365 | 15.1356 | 33.7627 | 72.3272 | 119.8074 | -457.2003 | -525.5774 | -673.0032 | -863.1454 | -14.1378 | -22.3457 | -39.9953 | -65.7026 | 5112.6818 | 5140.5347 | 5224.6389 | 5460.6074
7 | 14 | 19 | 3392.0932 | 3460.4183 | 3604.147 | 3820.2336 | 1939.5623 | 1989.8433 | 2103.0416 | 2313.6382 | -75.6813 | -131.1974 | -228.5284 | -325.8356 | 61.7112 | 86.6393 | 133.4029 | 194.2744 | 15.0637 | 32.9395 | 70.2397 | 117.7188 | -71.3103 | -82.2086 | -105.5502 | -134.8934 | -20.7887 | -33.6776 | -60.8805 | -96.5302 | 5240.65 | 5322.7568 | 5515.8721 | 5888.6059
7 | 14 | 20 | 3242.3199 | 3306.6545 | 3443.043 | 3651.3644 | 1847.5645 | 1895.4606 | 2003.2896 | 2203.8972 | -68.1855 | -117.1391 | -204.1891 | -296.247 | 84.0129 | 116.5453 | 173.4607 | 245.5131 | 15.3121 | 31.5598 | 66.9013 | 113.7297 | -0.0029378 | -0.0033719 | -0.0043111 | -0.005539 | -18.3509 | -28.6812 | -49.6152 | -76.9429 | 5102.67 | 5204.3966 | 5432.8859 | 5841.309
7 | 14 | 21 | 3176.2673 | 3238.4335 | 3371.3844 | 3581.9745 | 1650.3246 | 1693.1075 | 1789.4249 | 1968.6163 | -60.904 | -103.5766 | -179.3739 | -263.0771 | 133.3026 | 187.0809 | 283.4135 | 413.2193 | 13.4011 | 27.8555 | 59.5963 | 99.5611 | -0.0029378 | -0.0033719 | -0.0043111 | -0.005539 | -7.4299 | -12.8593 | -25.3312 | -41.8966 | 4904.9586 | 5030.0382 | 5299.1097 | 5758.392
7 | 14 | 22 | 2934.9645 | 2992.5099 | 3114.9332 | 3314.0062 | 1468.3862 | 1506.4526 | 1592.1517 | 1751.5883 | -53.8038 | -92.7805 | -161.1719 | -238.2275 | 146.1034 | 200.3576 | 302.0824 | 445.5177 | 13.0184 | 26.767 | 57.2488 | 94.7365 | -0.0029378 | -0.0033719 | -0.0043111 | -0.005539 | -3.5236 | -5.6477 | -10.8742 | -20.832 | 4505.1422 | 4627.6555 | 4894.3657 | 5346.7835
7 | 14 | 23 | 2672.4152 | 2725.8279 | 2836.4795 | 3021.9655 | 1321.8 | 1356.0663 | 1433.2102 | 1576.7305 | -47.145 | -81.0448 | -142.4067 | -207.4814 | 165.9029 | 226.3745 | 341.0084 | 507.3495 | 11.4182 | 23.7288 | 49.0341 | 82.1635 | -0.0029378 | -0.0033719 | -0.0043111 | -0.005539 | 8.7873 | 13.6351 | 22.8498 | 36.2479 | 4133.1757 | 4264.5844 | 4540.171 | 5016.97
7 | 14 | 24 | 2502.7919 | 2553.7345 | 2657.8064 | 2836.4473 | 1188.2319 | 1219.0355 | 1288.384 | 1417.4016 | -40.4862 | -69.3614 | -120.7957 | -177.0435 | 280.1266 | 371.8196 | 541.7903 | 786.1509 | 9.0784 | 18.8682 | 39.85 | 65.8798 | -0.0029378 | -0.0033719 | -0.0043111 | -0.005539 | 10.0306 | 15.8246 | 27.8249 | 41.7727 | 3949.7703 | 4109.9178 | 4434.8557 | 4970.6032
7 | 15 | 1 | 2348.6351 | 2396.8792 | 2493.596 | 2663.0029 | 1134.2659 | 1163.6706 | 1229.8694 | 1353.0274 | -35.6412 | -60.5052 | -104.1191 | -156.2002 | 236.7389 | 318.0527 | 460.1705 | 662.478 | 7.7307 | 15.8477 | 33.5983 | 58.3722 | -0.0029378 | -0.0033719 | -0.0043111 | -0.005539 | 7.2236 | 11.6447 | 19.7825 | 30.7705 | 3698.9501 | 3845.5862 | 4132.8934 | 4611.4453
7 | 15 | 2 | 2195.8213 | 2241.3528 | 2330.8089 | 2490.2849 | 1109.2266 | 1137.9821 | 1202.7197 | 1323.1589 | -32.8068 | -55.0245 | -96.262 | -141.9828 | 161.7574 | 218.8335 | 324.8075 | 473.0057 | 6.2744 | 12.9178 | 27.4711 | 47.8877 | -0.0029378 | -0.0033719 | -0.0043111 | -0.005539 | 4.0665 | 6.5089 | 11.4871 | 17.3011 | 3444.3365 | 3562.5672 | 3801.028 | 4209.65
7 | 15 | 3 | 2050.0137 | 2092.7401 | 2175.2585 | 2324.9149 | 1110.0064 | 1138.7821 | 1203.5651 | 1324.089 | -31.6791 | -52.4234 | -90.2885 | -134.8159 | 104.7711 | 144.9452 | 221.8829 | 333.7101 | 5.8686 | 11.8103 | 24.7364 | 43.4057 | -0.0029378 | -0.0033719 | -0.0043111 | -0.005539 | 2.7499 | 4.1799 | 7.0601 | 10.8421 | 3241.7277 | 3340.0309 | 3542.2101 | 3902.1404
7 | 15 | 4 | 1964.2945 | 2005.0527 | 2083.0319 | 2224.9832 | 1143.1287 | 1172.7631 | 1239.4793 | 1363.5996 | -31.2071 | -52.4234 | -88.968 | -135.2406 | 68.3819 | 98.023 | 158.932 | 241.7649 | 5.8686 | 11.3987 | 24.7364 | 43.4057 | -0.0029378 | -0.0033719 | -0.0043111 | -0.005539 | 1.322 | 1.79 | 3.3352 | 5.1447 | 3151.7858 | 3236.6008 | 3420.5425 | 3743.6519
7 | 15 | 5 | 1871.8828 | 1910.1807 | 1983.1691 | 2115.8095 | 1222.9234 | 1254.6264 | 1325.9996 | 1458.784 | -31.2071 | -52.5886 | -92.0955 | -135.6653 | 42.9893 | 63.9647 | 109.7506 | 178.2301 | 6.2744 | 12.0946 | 26.0415 | 44.8245 | -0.0029378 | -0.0033719 | -0.0043111 | -0.005539 | 2.8911 | 4.2842 | 7.6067 | 11.2222 | 3115.7509 | 3192.5586 | 3360.4676 | 3673.1994
7 | 15 | 6 | 1893.4054 | 1932.6328 | 2007.0578 | 2142.7613 | 1187.4365 | 1218.2196 | 1287.5216 | 1416.4529 | -32.9904 | -57.2951 | -100.1575 | -152.1941 | 31.594 | 46.2625 | 83.7999 | 145.37 | 8.6007 | 15.8301 | 32.0333 | 54.8649 | -46.833 | -53.6924 | -68.6178 | -88.4239 | -0.39634 | -0.85169 | -1.6439 | -2.5786 | 3040.8169 | 3101.1057 | 3239.9934 | 3516.2525
7 | 15 | 7 | 1907.3694 | 1945.5404 | 2019.2434 | 2149.7721 | 1355.3979 | 1390.5352 | 1469.6399 | 1616.8083 | -35.4293 | -63.8284 | -112.9491 | -171.5753 | 31.594 | 50.6881 | 81.6204 | 138.1644 | 10.76 | 19.4558 | 38.9322 | 67.197 | -363.1504 | -417.0931 | -534.287 | -688.7259 | -0.1303 | -0.31278 | -0.49385 | -0.82287 | 2906.4113 | 2924.9852 | 2961.706 | 3110.8178
7 | 15 | 8 | 2129.6089 | 2171.0162 | 2253.3051 | 2393.2542 | 1526.2269 | 1565.7927 | 1654.8675 | 1820.5844 | -40.5956 | -73.0759 | -131.9192 | -200.3185 | 43.3881 | 64.5012 | 104.8512 | 172.1567 | 13.1582 | 24.2988 | 48.5034 | 83.3414 | -847.3825 | -973.1883 | -1246.0306 | -1604.2039 | 5.8419 | 9.3158 | 16.5853 | 27.2089 | 2830.246 | 2788.6603 | 2700.1627 | 2692.0232
7 | 15 | 9 | 2325.8181 | 2369.8421 | 2459.8619 | 2607.0407 | 1696.0642 | 1740.0329 | 1839.0199 | 2023.1776 | -46.3103 | -85.8642 | -153.8118 | -238.2316 | 58.4822 | 84.7463 | 134.5695 | 225.0892 | 16.7236 | 31.266 | 62.1143 | 106.1581 | -1319.2436 | -1514.7944 | -1938.5839 | -2494.0771 | 15.6363 | 24.6123 | 44.168 | 71.1383 | 2747.1705 | 2649.841 | 2447.3379 | 2300.2951
7 | 15 | 10 | 2567.91 | 2616.2387 | 2717.0335 | 2876.1208 | 1844.8301 | 1892.6554 | 2000.3248 | 2200.6354 | -52.4206 | -94.9987 | -172.5769 | -262.352 | 71.6819 | 104.9914 | 169.9815 | 278.0216 | 17.7741 | 33.4635 | 66.2786 | 114.0082 | -1668.9696 | -1916.3855 | -2452.4084 | -3154.3846 | 19.4232 | 31.4786 | 55.9785 | 91.0486 | 2800.229 | 2667.4434 | 2384.6115 | 2143.0981
7 | 15 | 11 | 2778.2267 | 2829.9885 | 2940.2423 | 3110.6583 | 1947.5577 | 1998.046 | 2111.7108 | 2323.1756 | -57.3726 | -103.1936 | -182.1644 | -276.453 | 88.1814 | 129.1257 | 206.1875 | 334.8424 | 14.6145 | 28.6015 | 58.7949 | 102.549 | -1920.3333 | -2204.9938 | -2821.5706 | -3628.575 | 20.1073 | 31.4976 | 57.134 | 93.2429 | 2870.9816 | 2709.0719 | 2370.3345 | 2059.4402
7 | 15 | 12 | 2960.58 | 3015.7244 | 3134.3027 | 3315.4135 | 2013.8027 | 2066.0083 | 2183.5394 | 2402.1971 | -62.4318 | -106.9605 | -183.6899 | -276.7613 | 99.9756 | 145.4817 | 232.9323 | 373.855 | 8.6142 | 19.9757 | 44.3392 | 78.3136 | -2033.6742 | -2335.3005 | -2988.6478 | -3843.6778 | 12.3489 | 19.7026 | 36.5532 | 59.7337 | 2999.2154 | 2824.6317 | 2459.3292 | 2109.0737
7 | 15 | 13 | 3236.8958 | 3297.4076 | 3429.3675 | 3628.7852 | 2044.6685 | 2097.6743 | 2217.0068 | 2439.0158 | -67.3838 | -111.3364 | -190.9073 | -287.7017 | 104.3723 | 148.8344 | 240.8054 | 384.3781 | 6.2663 | 15.956 | 38.2851 | 70.0193 | -2038.9544 | -2341.5654 | -2996.9914 | -3854.34 | 3.9254 | 5.3539 | 10.4074 | 17.1201 | 3289.7899 | 3112.3243 | 2747.9735 | 2397.2768
7 | 15 | 14 | 3413.3839 | 3477.3694 | 3617.7678 | 3828.8854 | 2084.3615 | 2138.3964 | 2260.0455 | 2486.3643 | -72.2288 | -118.3135 | -201.5338 | -301.4944 | 101.8892 | 147.9111 | 235.5334 | 368.1238 | 6.9829 | 17.8867 | 42.4601 | 77.907 | -1971.8614 | -2264.2046 | -2897.0505 | -3723.7741 | -1.5066 | -1.373 | -1.7332 | -2.6524 | 3561.0208 | 3397.6724 | 3055.4893 | 2733.3598
7 | 15 | 15 | 3538.085 | 3604.4283 | 3751.3007 | 3970.5305 | 2102.8374 | 2157.3512 | 2280.0786 | 2508.4036 | -76.4487 | -124.5163 | -212.2368 | -319.6016 | 95.5079 | 138.9362 | 215.8168 | 333.5701 | 7.6411 | 19.9446 | 47.4177 | 86.2389 | -1741.4884 | -1999.9023 | -2559.1979 | -3289.4761 | -2.8802 | -3.3458 | -5.7909 | -8.3373 | 3923.2542 | 3792.8959 | 3517.3881 | 3281.3282
7 | 15 | 16 | 3604.9482 | 3673.2529 | 3824.6134 | 4051.6379 | 2076.1399 | 2129.9616 | 2251.1308 | 2476.557 | -79.648 | -129.7186 | -222.6584 | -333.086 | 52.6091 | 76.8545 | 118.2481 | 177.5986 | 9.6104 | 22.5712 | 53.1577 | 96.0913 | -1389.834 | -1596.2457 | -2042.6388 | -2624.0884 | -4.7452 | -5.9875 | -10.5184 | -15.7166 | 4269.0804 | 4170.6883 | 3971.3345 | 3828.9937
7 | 15 | 17 | 3632.6414 | 3702.3021 | 3856.1255 | 4087.4512 | 2038.1533 | 2090.9902 | 2209.9425 | 2431.2441 | -81.0641 | -133.094 | -228.427 | -342.2561 | 55.909 | 78.861 | 123.9417 | 185.9365 | 11.6164 | 24.9135 | 57.7172 | 104.5248 | -940.7576 | -1080.6552 | -1382.8271 | -1775.108 | -10.0903 | -14.958 | -26.7343 | -41.93 | 4706.4082 | 4668.3596 | 4609.7384 | 4649.8625
7 | 15 | 18 | 3476.1736 | 3542.9316 | 3690.1288 | 3913.9449 | 1949.252 | 1999.7842 | 2113.548 | 2325.1967 | -79.8905 | -131.9283 | -226.6966 | -343.9507 | 55.909 | 78.861 | 123.9417 | 185.9365 | 14.681 | 29.3624 | 64.6892 | 114.5804 | -456.5787 | -524.8553 | -672.0529 | -861.867 | -14.1378 | -22.3457 | -39.9953 | -66.222 | 4945.4085 | 4971.8099 | 5053.5629 | 5267.6189
7 | 15 | 19 | 3378.9021 | 3445.1222 | 3589.102 | 3812.0968 | 1776.5141 | 1822.5684 | 1926.2506 | 2119.1436 | -74.6477 | -122.5677 | -213.4951 | -321.9498 | 61.7112 | 86.6393 | 133.4029 | 194.2744 | 15.4207 | 30.4523 | 66.2433 | 116.8723 | -70.525 | -81.3073 | -104.4008 | -133.4516 | -20.7887 | -33.6776 | -60.8805 | -99.4235 | 5066.5867 | 5147.2296 | 5336.2225 | 5687.5622
7 | 15 | 20 | 3288.5939 | 3352.6746 | 3491.8856 | 3709.1466 | 1710.243 | 1754.5792 | 1854.3937 | 2040.091 | -67.5169 | -112.3805 | -194.7299 | -293.0902 | 84.0129 | 116.5453 | 173.4607 | 245.5131 | 15.9798 | 30.7746 | 65.8481 | 115.4158 | -0.0029378 | -0.0033719 | -0.0043111 | -0.005539 | -18.3509 | -28.6812 | -49.6152 | -79.7972 | 5012.9588 | 5113.5086 | 5341.2386 | 5737.2737
7 | 15 | 21 | 3186.8646 | 3249.7194 | 3384.0868 | 3598.876 | 1535.4793 | 1575.2849 | 1664.8997 | 1831.6212 | -60.4931 | -101.7497 | -177.5669 | -267.5079 | 133.3026 | 187.0809 | 283.4135 | 413.2193 | 15.6554 | 30.8044 | 64.9302 | 112.9848 | -0.0029378 | -0.0033719 | -0.0043111 | -0.005539 | -7.4299 | -12.8593 | -25.3312 | -41.2951 | 4803.3759 | 4928.2772 | 5194.4278 | 5647.8927
7 | 15 | 22 | 2876.1369 | 2933.2115 | 3053.1958 | 3250.4447 | 1384.3683 | 1420.2566 | 1501.0521 | 1651.3661 | -53.2858 | -92.7805 | -161.1719 | -242.6584 | 146.1034 | 200.3576 | 302.0824 | 445.5177 | 14.9388 | 29.2853 | 60.7551 | 107.084 | -0.0029378 | -0.0033719 | -0.0043111 | -0.005539 | -3.5236 | -5.6477 | -10.8742 | -17.8246 | 4364.7351 | 4484.6794 | 4745.0351 | 5193.9238
7 | 15 | 23 | 2583.6206 | 2635.8875 | 2742.4015 | 2923.0413 | 1260.2658 | 1292.9369 | 1366.4895 | 1503.3285 | -46.5199 | -80.1575 | -139.5607 | -209.9092 | 168.8039 | 232.8066 | 353.1897 | 530.1779 | 13.5776 | 25.5512 | 53.7209 | 93.0921 | -0.0029378 | -0.0033719 | -0.0043111 | -0.005539 | 8.7873 | 13.6351 | 22.8498 | 34.4435 | 3988.5324 | 4120.6564 | 4399.0863 | 4874.1686
7 | 15 | 24 | 2335.5035 | 2382.8083 | 2477.7302 | 2641.844 | 1229.5164 | 1261.3903 | 1333.1483 | 1466.6485 | -39.3891 | -67.6476 | -117.8731 | -176.7352 | 311.7203 | 418.0817 | 616.1282 | 904.2419 | 10.1289 | 19.8485 | 41.2796 | 72.1232 | -0.0029378 | -0.0033719 | -0.0043111 | -0.005539 | 10.0306 | 15.8246 | 27.8249 | 41.7727 | 3857.5076 | 4030.3024 | 4378.2338 | 4949.8895
7 | 16 | 1 | 2187.2922 | 2231.8286 | 2319.9982 | 2475.2023 | 1173.1048 | 1203.5163 | 1271.9819 | 1399.357 | -35.1692 | -57.9041 | -100.4285 | -149.0333 | 224.5458 | 301.6967 | 448.3269 | 668.5513 | 7.5638 | 14.7402 | 31.5107 | 55.0681 | -0.0029378 | -0.0033719 | -0.0043111 | -0.005539 | 7.2236 | 11.6447 | 19.7825 | 30.7705 | 3564.558 | 3705.519 | 3991.1674 | 4479.9104
7 | 16 | 2 | 2064.5121 | 2106.9722 | 2189.3064 | 2337.5562 | 1147.628 | 1177.379 | 1244.3577 | 1368.9666 | -31.7862 | -52.5886 | -91.3275 | -132.5045 | 139.6647 | 191.7437 | 297.0149 | 451.8012 | 5.7017 | 11.1144 | 23.9539 | 43.7106 | -0.0029378 | -0.0033719 | -0.0043111 | -0.005539 | 4.0665 | 6.5089 | 11.4871 | 17.3011 | 3329.7837 | 3441.1261 | 3674.7883 | 4086.8256
7 | 16 | 3 | 1960.9723 | 2001.3372 | 2079.1389 | 2219.5831 | 1155.059 | 1185.0027 | 1252.4151 | 1377.8308 | -31.2071 | -50.7617 | -88.1999 | -127.7653 | 84.4827 | 122.1572 | 197.858 | 316.3936 | 5.4628 | 10.4185 | 22.4621 | 40 | -0.0029378 | -0.0033719 | -0.0043111 | -0.005539 | 2.7499 | 4.1799 | 7.0601 | 10.8421 | 3177.5167 | 3272.3304 | 3470.7299 | 3836.8787
7 | 16 | 4 | 1876.8559 | 1915.2175 | 1987.446 | 2118.5517 | 1251.5057 | 1283.9496 | 1356.9909 | 1492.8788 | -31.7862 | -52.4234 | -90.0069 | -132.5045 | 49.5891 | 79.2479 | 138.6748 | 235.0508 | 5.8686 | 11.3987 | 23.9539 | 42.1902 | -0.0029378 | -0.0033719 | -0.0043111 | -0.005539 | 1.322 | 1.79 | 3.3352 | 5.1447 | 3153.3521 | 3239.1769 | 3420.3896 | 3761.306
7 | 16 | 5 | 1833.1367 | 1869.4193 | 1937.3041 | 2057.6932 | 1459.0503 | 1496.8746 | 1582.0288 | 1740.4517 | -33.4624 | -58.0693 | -102.517 | -151.8857 | 43.996 | 69.3239 | 126.8312 | 231.654 | 9.2454 | 16.526 | 33.4629 | 57.2583 | -0.0029378 | -0.0033719 | -0.0043111 | -0.005539 | 2.8911 | 4.2842 | 7.6067 | 11.2222 | 3314.8541 | 3398.3552 | 3584.7124 | 3946.3881
7 | 16 | 6 | 1840.0326 | 1874.8967 | 1941.3883 | 2054.1292 | 1670.5342 | 1713.841 | 1811.3379 | 1992.7237 | -38.6287 | -69.0307 | -126.2166 | -189.7988 | 70.6944 | 108.0811 | 186.6056 | 322.9584 | 14.7814 | 26.1212 | 50.4556 | 86.9504 | -47.7736 | -54.6663 | -69.6018 | -89.374 | -0.39634 | -0.85169 | -1.6439 | -2.5786 | 3509.2439 | 3598.3912 | 3792.325 | 4175.0103
7 | 16 | 7 | 1770.1736 | 1800.6844 | 1859.5523 | 1949.6039 | 2135.4431 | 2190.8022 | 2315.4326 | 2547.2979 | -47.1013 | -86.4122 | -157.7734 | -243.9325 | 120.2832 | 180.4839 | 299.8697 | 517.9425 | 21.615 | 37.8041 | 70.8408 | 120.4548 | -394.7671 | -452.7193 | -578.2289 | -742.9106 | -0.1303 | -0.31278 | -0.49385 | -0.82287 | 3605.5162 | 3670.3303 | 3809.1992 | 4147.6332
7 | 16 | 8 | 1909.1124 | 1939.9127 | 2000.9013 | 2086.6077 | 2512.6817 | 2577.8203 | 2724.4673 | 2997.293 | -57.0666 | -101.1926 | -183.075 | -282.2703 | 167.5787 | 248.8737 | 410.4137 | 699.5685 | 20.3392 | 35.5701 | 66.9257 | 116.0744 | -894.8133 | -1026.7708 | -1312.4773 | -1686.6575 | 5.7089 | 9.3158 | 12.5993 | 27.2089 | 3663.541 | 3683.5291 | 3719.755 | 3957.8247
7 | 16 | 9 | 2048.3333 | 2080.2826 | 2144.489 | 2231.3076 | 2751.1222 | 2822.4421 | 2983.0052 | 3281.7206 | -65.6158 | -113.6504 | -201.5586 | -310.2805 | 187.1596 | 279.5637 | 460.44 | 783.6579 | 17.4402 | 31.266 | 59.2443 | 105.59 | -1353.7341 | -1553.7751 | -1986.8805 | -2553.551 | 15.7747 | 24.6123 | 41.7217 | 71.1383 | 3600.4801 | 3570.7413 | 3500.4611 | 3609.5829
7 | 16 | 10 | 2236.989 | 2271.4023 | 2343.1636 | 2435.5086 | 2938.1961 | 3014.3657 | 3185.8469 | 3504.8747 | -71.8026 | -119.4094 | -211.1461 | -317.7556 | 179.0642 | 268.1697 | 444.4911 | 764.7174 | 11.9543 | 22.513 | 43.5459 | 81.6595 | -1690.246 | -1940.2617 | -2481.492 | -3189.2527 | 20.1969 | 31.4786 | 56.4466 | 91.0486 | 3624.3519 | 3548.2583 | 3380.856 | 3370.8005
7 | 16 | 11 | 2445.1919 | 2483.071 | 2563.3558 | 2665.7256 | 3046.2665 | 3125.2377 | 3303.0262 | 3633.7883 | -77.5173 | -127.6044 | -223.6562 | -336.596 | 161.069 | 244.0355 | 409.0791 | 711.7852 | 10.4397 | 19.9947 | 39.3816 | 75.657 | -1859.5931 | -2135.5667 | -2733.1665 | -3514.5572 | 20.4819 | 31.4976 | 60.1823 | 93.2429 | 3746.3387 | 3640.6653 | 3418.2023 | 3329.0457
7 | 16 | 12 | 2639.9045 | 2681.3403 | 2770.296 | 2883.6853 | 3117.7253 | 3198.549 | 3380.508 | 3719.029 | -81.9973 | -133.3634 | -231.7183 | -346.3824 | 155.8747 | 233.1779 | 389.616 | 677.793 | 7.4606 | 15.6906 | 33.8501 | 66.6929 | -2031.516 | -2332.7557 | -2984.9056 | -3837.1535 | 12.0801 | 19.7026 | 42.7013 | 59.7337 | 3819.5319 | 3682.3413 | 3400.3477 | 3223.398
7 | 16 | 13 | 2909.9089 | 2956.2293 | 3058.5545 | 3189.4957 | 3157.7922 | 3239.6546 | 3423.952 | 3766.8234 | -87.133 | -139.6793 | -241.1008 | -358.4804 | 145.975 | 222.4441 | 373.6671 | 641.0446 | 6.7209 | 14.9757 | 33.8609 | 65.1725 | -2040.7782 | -2343.3098 | -2998.1636 | -3853.7254 | 3.3634 | 5.3539 | 12.8158 | 17.1201 | 4095.8492 | 3955.6685 | 3663.586 | 3467.4505
7 | 16 | 14 | 3120.7801 | 3171.6813 | 3285.0131 | 3430.5222 | 3163.9292 | 3245.9507 | 3430.6064 | 3774.1441 | -90.6996 | -146.0474 | -253.3293 | -375.0091 | 137.0914 | 205.4434 | 342.8503 | 585.3749 | 7.2353 | 16.4948 | 38.943 | 72.6161 | -1926.4733 | -2212.4927 | -2831.6556 | -3640.2082 | -1.0994 | -1.373 | -2.591 | -2.6524 | 4410.7639 | 4279.6571 | 4009.8367 | 3844.7876
7 | 16 | 15 | 3301.5084 | 3356.5623 | 3481.9641 | 3643.5668 | 3113.9858 | 3194.7125 | 3376.4533 | 3714.5683 | -93.9754 | -152.4154 | -264.0324 | -389.2268 | 123.0941 | 184.7856 | 308.2831 | 516.2488 | 8.6685 | 19.1214 | 44.5585 | 81.821 | -1671.6278 | -1920.6268 | -2459.6727 | -3162.916 | -2.169 | -3.3458 | -7.5864 | -8.3373 | 4779.4846 | 4678.7938 | 4479.9675 | 4395.7248
7 | 16 | 16 | 3476.5675 | 3536.6964 | 3675.56 | 3856.6546 | 2975.3446 | 3052.4772 | 3226.1265 | 3549.1879 | -96.5956 | -155.7909 | -271.1215 | -403.1357 | 69.9964 | 102.7219 | 162.7837 | 266.7878 | 10.8048 | 22.5712 | 54.5981 | 96.0537 | -1342.7341 | -1542.8501 | -1975.7286 | -2539.3559 | -3.9362 | -5.9875 | -12.0351 | -15.7166 | 5089.4474 | 5009.8382 | 4860.1832 | 4810.4758
7 | 16 | 17 | 3616.7664 | 3681.6648 | 3830.4034 | 4032.5303 | 2729.9036 | 2800.6734 | 2959.9981 | 3256.4096 | -95.8635 | -155.6778 | -271.9555 | -404.8304 | 75.7986 | 108.6175 | 168.4772 | 270.1053 | 12.7388 | 26.3053 | 61.9031 | 105.7028 | -927.1066 | -1065.3493 | -1364.114 | -1751.9919 | -9.7591 | -14.958 | -26.5584 | -41.93 | 5402.4782 | 5381.2759 | 5358.154 | 5465.9956
7 | 16 | 18 | 3613.3871 | 3680.6846 | 3832.4547 | 4048.0665 | 2410.5758 | 2473.0673 | 2613.7552 | 2875.4942 | -91.6413 | -150.693 | -266.253 | -394.6192 | 90.4938 | 129.136 | 195.8133 | 297.3834 | 15.5645 | 30.8639 | 71.2848 | 119.9355 | -426.4837 | -490.7164 | -629.4097 | -808.409 | -14.545 | -22.3457 | -39.9682 | -66.222 | 5597.3512 | 5649.9968 | 5777.6771 | 6071.6293
7 | 16 | 19 | 3587.2856 | 3655.6946 | 3807.2953 | 4033.3821 | 2095.1051 | 2149.4185 | 2271.6946 | 2499.18 | -82.3294 | -136.5738 | -243.3109 | -359.863 | 94.8906 | 135.568 | 204.4804 | 304.589 | 16.1373 | 31.5598 | 72.7767 | 121.4559 | -70.525 | -81.3073 | -104.4008 | -133.4516 | -21.7469 | -33.6776 | -59.1243 | -99.4235 | 5618.8172 | 5720.6822 | 5949.4112 | 6365.8689
7 | 16 | 20 | 3500.2425 | 3567.1166 | 3714.3645 | 3936.5221 | 1956.9493 | 2007.6811 | 2121.8941 | 2334.3786 | -72.7596 | -122.5677 | -216.6886 | -321.5251 | 104.3914 | 148.3083 | 222.8957 | 328.5497 | 17.2692 | 32.8623 | 72.3706 | 120.9742 | -0.0029378 | -0.0033719 | -0.0043111 | -0.005539 | -19.1463 | -28.6812 | -47.7738 | -79.7972 | 5486.9436 | 5604.7161 | 5867.0582 | 6319.0968
7 | 16 | 21 | 3440.2221 | 3506.6763 | 3649.7259 | 3875.0896 | 1708.111 | 1752.3919 | 1852.082 | 2037.5478 | -63.9526 | -108.1178 | -191.1159 | -284.0366 | 193.3088 | 273.9828 | 416.4782 | 613.7152 | 16.2051 | 30.8044 | 66.4952 | 114.0611 | -0.0029378 | -0.0033719 | -0.0043111 | -0.005539 | -7.1585 | -12.8593 | -25.702 | -41.2951 | 5286.733 | 5442.875 | 5767.959 | 6315.0764
7 | 16 | 22 | 3121.6488 | 3182.7067 | 3311.9437 | 3522.053 | 1484.8969 | 1523.3913 | 1610.0539 | 1771.2833 | -55.7247 | -94.7726 | -166.9404 | -249.4007 | 211.304 | 291.6851 | 438.661 | 644.8816 | 15.0108 | 28.8737 | 60.6306 | 104.6529 | -0.0029378 | -0.0033719 | -0.0043111 | -0.005539 | -2.9807 | -5.6477 | -11.9864 | -17.8246 | 4774.1522 | 4926.2331 | 5242.3581 | 5775.6399
7 | 16 | 23 | 2806.2383 | 2861.9676 | 2977.2224 | 3171.4431 | 1313.1901 | 1347.2332 | 1423.8746 | 1566.4601 | -47.1755 | -80.3227 | -141.9203 | -209.9092 | 318.6058 | 427.268 | 618.7278 | 889.9723 | 13.1134 | 24.709 | 50.9862 | 88.7118 | -0.0029378 | -0.0033719 | -0.0043111 | -0.005539 | 8.5158 | 13.6351 | 22.1083 | 34.4435 | 4412.4849 | 4594.4869 | 4950.9947 | 5541.116
7 | 16 | 24 | 2588.0721 | 2640.4894 | 2746.9643 | 2929.6902 | 1210.1592 | 1241.5313 | 1312.1595 | 1443.558 | -40.0447 | -66.9254 | -118.7071 | -174.3074 | 311.7203 | 418.0817 | 616.1282 | 904.2419 | 9.962 | 18.741 | 39.0676 | 68.7174 | -0.0029378 | -0.0033719 | -0.0043111 | -0.005539 | 10.0306 | 15.8246 | 27.8249 | 41.7727 | 4089.8965 | 4267.7391 | 4623.4331 | 5213.6673
7 | 17 | 1 | 2419.6733 | 2468.9189 | 2567.0276 | 2740.2234 | 1158.3234 | 1188.3517 | 1255.9547 | 1381.7248 | -36.4476 | -60.34 | -102.0305 | -155.3508 | 224.5458 | 301.6967 | 448.3269 | 668.5513 | 7.5638 | 14.7402 | 31.5107 | 54.8649 | -0.0029378 | -0.0033719 | -0.0043111 | -0.005539 | 7.2236 | 11.6447 | 19.7825 | 30.7705 | 3780.8794 | 3925.0089 | 4220.5676 | 4720.7785
7 | 17 | 2 | 2271.3896 | 2318.0634 | 2409.742 | 2573.1969 | 1132.5152 | 1161.8744 | 1227.9711 | 1350.939 | -33.8273 | -55.0245 | -94.455 | -141.5581 | 139.6647 | 191.7437 | 297.0149 | 451.8012 | 6.6802 | 12.7905 | 27.4711 | 46.8755 | -0.0029378 | -0.0033719 | -0.0043111 | -0.005539 | 4.0665 | 6.5089 | 11.4871 | 17.3011 | 3520.4859 | 3635.953 | 3879.2269 | 4298.55
7 | 17 | 3 | 2176.2796 | 2221.0233 | 2308.5992 | 2464.6028 | 1148.0429 | 1177.8047 | 1244.8077 | 1369.4616 | -32.8068 | -53.1977 | -91.3275 | -136.819 | 84.4827 | 122.1572 | 197.858 | 316.3936 | 5.8686 | 11.3987 | 24.7364 | 42.1902 | -0.0029378 | -0.0033719 | -0.0043111 | -0.005539 | 2.7499 | 4.1799 | 7.0601 | 10.8421 | 3384.614 | 3483.3628 | 3691.7296 | 4066.6657
7 | 17 | 4 | 2066.5137 | 2108.4515 | 2190.2323 | 2334.1068 | 1242.6322 | 1274.8461 | 1347.3696 | 1482.2939 | -32.8068 | -53.1977 | -93.1345 | -137.2437 | 49.5891 | 79.2479 | 138.6748 | 235.0508 | 6.2744 | 11.683 | 25.259 | 44.3804 | -0.0029378 | -0.0033719 | -0.0043111 | -0.005539 | 1.322 | 1.79 | 3.3352 | 5.1447 | 3333.5217 | 3422.8175 | 3611.7321 | 3963.7273
7 | 17 | 5 | 1957.1234 | 1995.7019 | 2070.6445 | 2199.2236 | 1454.1137 | 1491.81 | 1576.6761 | 1734.563 | -34.483 | -57.9041 | -102.517 | -153.7724 | 43.996 | 69.3239 | 126.8312 | 231.654 | 8.4337 | 15.8301 | 32.0333 | 54.8649 | -0.0029378 | -0.0033719 | -0.0043111 | -0.005539 | 2.8911 | 4.2842 | 7.6067 | 11.2222 | 3432.072 | 3519.0425 | 3711.2705 | 4077.7497
7 | 17 | 6 | 1949.4125 | 1986.5647 | 2058.9539 | 2179.8117 | 1661.6936 | 1704.7713 | 1801.7523 | 1982.1781 | -39.5421 | -67.9259 | -123.0891 | -184.9433 | 70.6944 | 108.0811 | 186.6056 | 322.9584 | 12.2163 | 21.9741 | 43.0341 | 74.1741 | -40.2527 | -46.0732 | -58.7908 | -75.9438 | -0.39634 | -0.85169 | -1.6439 | -2.5786 | 3613.8256 | 3706.5403 | 3906.8222 | 4295.6567
7 | 17 | 7 | 1924.753 | 1958.3668 | 2024.558 | 2127.6084 | 2112.2655 | 2167.0237 | 2290.3014 | 2519.65 | -47.5428 | -83.6458 | -152.8388 | -232.0264 | 120.2832 | 180.4839 | 299.8697 | 517.9425 | 17.1294 | 30.0313 | 58.7218 | 99.4858 | -337.4832 | -387.455 | -495.8855 | -638.7251 | -0.1303 | -0.31278 | -0.49385 | -0.82287 | 3789.2749 | 3864.492 | 4024.2326 | 4393.1124
7 | 17 | 8 | 2006.375 | 2039.1767 | 2104.2715 | 2199.2648 | 2492.9901 | 2557.6182 | 2703.1159 | 2973.8035 | -56.564 | -99.1483 | -179.666 | -272.6756 | 167.5787 | 248.8737 | 410.4137 | 699.5685 | 17.5352 | 30.8369 | 60.1513 | 102.854 | -860.2056 | -987.1894 | -1262.0266 | -1621.4869 | 5.7089 | 9.3158 | 12.5993 | 27.2089 | 3773.4183 | 3799.4834 | 3848.8592 | 4108.5371
7 | 17 | 9 | 2087.8899 | 2120.571 | 2185.3672 | 2277.1523 | 2740.6391 | 2811.6872 | 2971.6385 | 3269.2156 | -64.899 | -110.9971 | -199.675 | -298.6828 | 187.1596 | 279.5637 | 460.44 | 783.6579 | 15.593 | 27.7973 | 55.9248 | 94.763 | -1278.912 | -1467.6881 | -1875.6163 | -2407.6064 | 15.7747 | 24.6123 | 41.7217 | 71.1383 | 3703.2454 | 3685.5463 | 3639.8009 | 3789.6379
7 | 17 | 10 | 2264.3038 | 2299.373 | 2370.6867 | 2467.9203 | 2931.1393 | 3007.126 | 3178.1953 | 3496.4569 | -71.1623 | -119.1399 | -210.583 | -314.6705 | 179.0642 | 268.1697 | 444.4911 | 764.7174 | 11.2377 | 20.9939 | 44.3284 | 76.2891 | -1680.3009 | -1928.3748 | -2464.8909 | -3165.3748 | 20.1969 | 31.4786 | 56.4466 | 91.0486 | 3654.4787 | 3579.6264 | 3418.6742 | 3416.387
7 | 17 | 11 | 2475.6849 | 2513.9567 | 2596.2956 | 2702.0286 | 3039.2983 | 3118.0888 | 3295.4707 | 3625.4761 | -77.242 | -126.3953 | -223.0165 | -328.7716 | 161.069 | 244.0355 | 409.0791 | 711.7852 | 8.2084 | 16.526 | 36.8446 | 65.8046 | -1908.7124 | -2190.9777 | -2801.8807 | -3600.6193 | 20.4819 | 31.4976 | 60.1823 | 93.2429 | 3718.7882 | 3606.7316 | 3372.9752 | 3268.9465
7 | 17 | 12 | 2708.7978 | 2751.4214 | 2845.1348 | 2961.9551 | 3126.4058 | 3207.4545 | 3389.9202 | 3729.3836 | -82.1634 | -132.5981 | -234.9635 | -344.8756 | 155.8747 | 233.1779 | 389.616 | 677.793 | 6.6721 | 14.7402 | 36.98 | 62.967 | -2004.4893 | -2301.4159 | -2944.2 | -3784.6584 | 12.0801 | 19.7026 | 42.7013 | 59.7337 | 3923.1777 | 3792.4825 | 3525.1888 | 3362.2984
7 | 17 | 13 | 3012.9178 | 3061.1488 | 3171.4275 | 3305.9364 | 3169.1251 | 3251.2813 | 3436.2402 | 3780.3421 | -87.146 | -140.4626 | -246.9106 | -358.2437 | 145.975 | 222.4441 | 373.6671 | 641.0446 | 6.3382 | 14.3096 | 39.8609 | 64.1825 | -2003.7064 | -2300.7501 | -2943.7597 | -3784.2125 | 3.3634 | 5.3539 | 12.8158 | 17.1201 | 4246.8671 | 4113.3251 | 3843.3413 | 3666.1695
7 | 17 | 14 | 3258.4689 | 3311.8639 | 3435.7889 | 3586.2685 | 3194.0171 | 3276.8186 | 3463.2302 | 3810.0349 | -92.0981 | -147.6049 | -261.4986 | -376.3509 | 137.0914 | 205.4434 | 342.8503 | 585.3749 | 7.2937 | 16.6519 | 47.6884 | 73.0449 | -1902.6003 | -2185.1273 | -2796.7114 | -3595.5509 | -1.0994 | -1.373 | -2.591 | -2.6524 | 4601.0734 | 4476.6725 | 4228.7568 | 4080.1691
7 | 17 | 15 | 3448.8959 | 3506.8845 | 3640.852 | 3808.3965 | 3146.4585 | 3228.0271 | 3411.6631 | 3753.3039 | -96.2874 | -154.4167 | -273.2406 | -396.0364 | 123.0941 | 184.7856 | 308.2831 | 516.2488 | 9.1327 | 20.1017 | 55.516 | 86.2013 | -1617.7255 | -1860.2429 | -2385.3966 | -3069.7621 | -2.169 | -3.3458 | -7.5864 | -8.3373 | 5011.3994 | 4921.7934 | 4750.0906 | 4690.0147
7 | 17 | 16 | 3533.1729 | 3594.6562 | 3736.9082 | 3917.2397 | 3016.3527 | 3094.5484 | 3270.5911 | 3598.105 | -98.252 | -158.4012 | -280.8162 | -409.0963 | 69.9964 | 102.7219 | 162.7837 | 266.7878 | 11.7833 | 24.8052 | 64.7732 | 101.7513 | -1315.6559 | -1511.3181 | -1934.1638 | -2484.1692 | -3.9362 | -5.9875 | -12.0351 | -15.7166 | 5213.4612 | 5141.0248 | 5008.0409 | 4974.9017
7 | 17 | 17 | 3659.2601 | 3725.156 | 3878.485 | 4078.9667 | 2756.4281 | 2827.8856 | 2988.7583 | 3288.0498 | -97.2292 | -157.8445 | -279.8433 | -411.9447 | 75.7986 | 108.6175 | 168.4772 | 270.1053 | 13.8612 | 28.236 | 69.4681 | 113.8314 | -892.3936 | -1025.5342 | -1312.9674 | -1685.4101 | -9.7591 | -14.958 | -26.5584 | -41.93 | 5505.9661 | 5491.5582 | 5485.8195 | 5611.6685
7 | 17 | 18 | 3739.2281 | 3809.0459 | 3968.8387 | 4189.1262 | 2432.4959 | 2495.5558 | 2637.5229 | 2901.642 | -92.8999 | -153.4688 | -272.6153 | -401.0004 | 90.4938 | 129.136 | 195.8133 | 297.3834 | 16.7589 | 33.2238 | 77.4202 | 127.4319 | -422.8364 | -486.2143 | -623.0552 | -799.9563 | -14.545 | -22.3457 | -39.9682 | -66.222 | 5748.6955 | 5804.9328 | 5943.9565 | 6248.4048
7 | 17 | 19 | 3740.7418 | 3812.1184 | 3974.2983 | 4206.616 | 2106.575 | 2161.1858 | 2284.1313 | 2512.8621 | -83.7256 | -139.5148 | -247.1087 | -367.5182 | 94.8906 | 135.568 | 204.4804 | 304.589 | 17.2366 | 33.3511 | 75.7171 | 126.7998 | -74.1367 | -85.4923 | -109.9376 | -141.0675 | -21.7469 | -33.6776 | -59.1243 | -99.4235 | 5779.8347 | 5883.5386 | 6122.4566 | 6542.8576
7 | 17 | 20 | 3577.7548 | 3646.3719 | 3799.7359 | 4024.5269 | 1961.6515 | 2012.5053 | 2126.9927 | 2339.9877 | -75.0257 | -124.508 | -219.5241 | -328.5677 | 104.3914 | 148.3083 | 222.8957 | 328.5497 | 17.1511 | 32.7946 | 72.6386 | 123.2549 | -0.0029378 | -0.0033719 | -0.0043111 | -0.005539 | -19.1463 | -28.6812 | -47.7738 | -79.7972 | 5566.774 | 5686.7875 | 5954.9607 | 6407.9488
7 | 17 | 21 | 3495.2486 | 3562.8502 | 3712.2781 | 3939.5551 | 1706.9072 | 1751.1569 | 1850.7768 | 2036.1118 | -65.4123 | -109.7796 | -193.7465 | -285.6111 | 193.3088 | 273.9828 | 416.4782 | 613.7152 | 15.0013 | 29.2365 | 65.8562 | 108.8829 | -0.0029378 | -0.0033719 | -0.0043111 | -0.005539 | -7.1585 | -12.8593 | -25.702 | -41.2951 | 5337.8921 | 5494.5842 | 5825.9365 | 6371.3534
7 | 17 | 22 | 3202.4883 | 3265.2734 | 3400.7496 | 3615.7212 | 1483.928 | 1522.3972 | 1609.0034 | 1770.1275 | -56.2404 | -95.6602 | -171.6594 | -250.1297 | 211.304 | 291.6851 | 438.661 | 644.8816 | 14.5466 | 27.8745 | 62.0683 | 101.5257 | -0.0029378 | -0.0033719 | -0.0043111 | -0.005539 | -2.9807 | -5.6477 | -11.9864 | -17.8246 | 4853.0429 | 5005.919 | 5326.8321 | 5864.2962
7 | 17 | 23 | 2892.4975 | 2950.1708 | 3071.6149 | 3271.2722 | 1307.9626 | 1341.8702 | 1418.2065 | 1560.2244 | -47.5405 | -81.6539 | -145.8052 | -213.0659 | 318.6058 | 427.268 | 618.7278 | 889.9723 | 12.9465 | 24.4247 | 52.8111 | 88.4068 | -0.0029378 | -0.0033719 | -0.0043111 | -0.005539 | 8.5158 | 13.6351 | 22.1083 | 34.4435 | 4492.9848 | 4675.7117 | 5037.6591 | 5631.2477
7 | 17 | 24 | 2668.3527 | 2721.8974 | 2833.0712 | 3021.9309 | 1207.9117 | 1239.2255 | 1309.7226 | 1440.877 | -40.3025 | -68.2566 | -120.0276 | -176.3105 | 311.7203 | 418.0817 | 616.1282 | 904.2419 | 9.962 | 19.1526 | 41.415 | 69.933 | -0.0029378 | -0.0033719 | -0.0043111 | -0.005539 | 10.0306 | 15.8246 | 27.8249 | 41.7727 | 4167.6718 | 4345.9218 | 4708.13 | 5302.4395
7 | 18 | 1 | 2504.5157 | 2554.0183 | 2657.6172 | 2838.0102 | 1154.638 | 1184.5707 | 1251.9586 | 1377.3286 | -35.899 | -61.0012 | -106.197 | -155.3508 | 224.5458 | 301.6967 | 448.3269 | 668.5513 | 8.1365 | 15.8477 | 33.5983 | 57.2583 | -0.0029378 | -0.0033719 | -0.0043111 | -0.005539 | 7.2236 | 11.6447 | 19.7825 | 30.7705 | 3863.1577 | 4006.7736 | 4305.0821 | 4816.5625
7 | 18 | 2 | 2331.9314 | 2378.5588 | 2473.8563 | 2642.9711 | 1133.6161 | 1163.0038 | 1229.1648 | 1352.2522 | -33.2788 | -56.4079 | -95.7755 | -141.5581 | 139.6647 | 191.7437 | 297.0149 | 451.8012 | 6.5133 | 12.9178 | 27.4711 | 46.7738 | -0.0029378 | -0.0033719 | -0.0043111 | -0.005539 | 4.0665 | 6.5089 | 11.4871 | 17.3011 | 3582.5102 | 3696.3218 | 3943.2144 | 4369.5358
7 | 18 | 3 | 2231.1673 | 2275.6344 | 2366.26 | 2527.8848 | 1143.8768 | 1173.5306 | 1240.2904 | 1364.492 | -32.1512 | -53.9719 | -91.3275 | -134.5075 | 84.4827 | 122.1572 | 197.858 | 316.3936 | 5.7017 | 11.1144 | 24.7364 | 42.1902 | -0.0029378 | -0.0033719 | -0.0043111 | -0.005539 | 2.7499 | 4.1799 | 7.0601 | 10.8421 | 3435.8243 | 3532.6413 | 3744.8732 | 4127.2895
7 | 18 | 4 | 2121.0759 | 2162.6136 | 2246.8454 | 2397.1658 | 1241.5518 | 1273.7377 | 1346.1981 | 1481.0052 | -32.6997 | -53.9719 | -91.3275 | -136.819 | 49.5891 | 79.2479 | 138.6748 | 235.0508 | 5.8686 | 11.3987 | 24.7364 | 42.1902 | -0.0029378 | -0.0033719 | -0.0043111 | -0.005539 | 1.322 | 1.79 | 3.3352 | 5.1447 | 3386.7049 | 3474.8127 | 3668.4582 | 4023.7321
7 | 18 | 5 | 2036.8521 | 2075.8864 | 2153.9525 | 2290.3865 | 1450.7531 | 1488.3623 | 1573.0323 | 1730.5543 | -34.483 | -58.6784 | -102.2355 | -151.4611 | 43.996 | 69.3239 | 126.8312 | 231.654 | 8.1949 | 15.0245 | 30.7283 | 53.5477 | -0.0029378 | -0.0033719 | -0.0043111 | -0.005539 | 2.8911 | 4.2842 | 7.6067 | 11.2222 | 3508.2012 | 3594.1995 | 3789.9111 | 4165.8981
7 | 18 | 6 | 2038.6358 | 2076.747 | 2153.2501 | 2281.4482 | 1655.6426 | 1698.5634 | 1795.1913 | 1974.9601 | -38.9936 | -68.7002 | -122.8842 | -184.2104 | 70.6944 | 108.0811 | 186.6056 | 322.9584 | 11.8105 | 21.2782 | 41.7291 | 71.7806 | -44.3847 | -50.7642 | -64.6737 | -83.3612 | -0.39634 | -0.85169 | -1.6439 | -2.5786 | 3693.0087 | 3784.3537 | 3987.5743 | 4380.9971
7 | 18 | 7 | 2000.4936 | 2035.0552 | 2105.2057 | 2214.1827 | 2100.6989 | 2155.1573 | 2277.7598 | 2505.8526 | -46.9942 | -85.1422 | -152.5573 | -230.0234 | 120.2832 | 180.4839 | 299.8697 | 517.9425 | 16.3178 | 29.3354 | 56.7073 | 95.0038 | -376.1128 | -431.324 | -550.9533 | -708.1713 | -0.1303 | -0.31278 | -0.49385 | -0.82287 | 3814.5561 | 3883.2526 | 4035.5381 | 4393.9642
7 | 18 | 8 | 2100.2229 | 2134.1351 | 2205.2183 | 2306.8837 | 2469.8712 | 2533.8999 | 2678.0484 | 2946.2257 | -56.0154 | -100.6448 | -179.1029 | -267.5118 | 167.5787 | 248.8737 | 410.4137 | 699.5685 | 16.3178 | 28.9048 | 56.7073 | 95.9785 | -861.3374 | -988.5917 | -1264.2078 | -1625.1459 | 5.7089 | 7.0302 | 12.5993 | 27.2089 | 3842.3466 | 3863.6072 | 3919.6764 | 4183.2076
7 | 18 | 9 | 2166.1158 | 2198.7685 | 2269.537 | 2365.4381 | 2751.5411 | 2822.8719 | 2983.4594 | 3282.2203 | -64.8225 | -114.9294 | -200.714 | -295.9466 | 187.1596 | 279.5637 | 460.44 | 783.6579 | 14.5425 | 26.6709 | 53.1902 | 89.3063 | -1306.2583 | -1499.3723 | -1917.306 | -2463.5557 | 15.7747 | 23.307 | 41.7217 | 71.1383 | 3764.053 | 3736.8804 | 3690.3283 | 3832.2586
7 | 18 | 10 | 2379.4231 | 2416.1152 | 2495.8415 | 2598.4361 | 2942.3889 | 3018.6672 | 3190.3932 | 3509.8762 | -71.1929 | -124.0117 | -214.673 | -314.7869 | 179.0642 | 268.1697 | 444.4911 | 764.7174 | 10.2958 | 20.1518 | 41.9917 | 72.921 | -1636.0173 | -1877.9154 | -2401.2723 | -3084.8138 | 20.1969 | 31.3216 | 56.4466 | 91.0486 | 3824.1588 | 3752.4983 | 3613.2188 | 3637.3986
7 | 18 | 11 | 2620.6844 | 2663.7313 | 2754.6729 | 2867.0545 | 3047.7408 | 3126.7502 | 3304.6247 | 3635.5468 | -77.8517 | -132.9288 | -228.427 | -331.7403 | 161.069 | 244.0355 | 409.0791 | 711.7852 | 8.0415 | 16.8279 | 37.2426 | 64.7283 | -1863.6047 | -2139.6092 | -2737.1298 | -3517.7752 | 20.4819 | 33.3824 | 60.1823 | 93.2429 | 3916.5611 | 3812.1893 | 3600.2449 | 3522.8423
7 | 18 | 12 | 2846.9175 | 2895.1247 | 2996.8805 | 3120.3616 | 3131.8711 | 3213.0615 | 3395.8462 | 3735.9031 | -83.4899 | -140.0711 | -240.374 | -350.2722 | 155.8747 | 233.1779 | 389.616 | 677.793 | 6.744 | 16.2403 | 37.2535 | 63.7537 | -1986.3856 | -2280.5036 | -2917.3302 | -3749.438 | 12.0801 | 22.8846 | 42.7013 | 59.7337 | 4083.612 | 3959.9143 | 3704.5934 | 3557.8349
7 | 18 | 13 | 3142.6776 | 3194.2851 | 3309.8547 | 3455.6179 | 3172.777 | 3255.0279 | 3440.1999 | 3784.6984 | -89.386 | -148.5967 | -253.6415 | -370.8073 | 145.975 | 222.4441 | 373.6671 | 641.0446 | 7.3656 | 17.7404 | 41.0414 | 69.8954 | -1890.5446 | -2168.0336 | -2765.2094 | -3538.6686 | 3.3634 | 6.7891 | 12.8158 | 17.1201 | 4492.228 | 4379.6564 | 4158.7281 | 4058.9004
7 | 18 | 14 | 3472.31 | 3527.9402 | 3659.0882 | 3830.2572 | 3201.7726 | 3284.7751 | 3471.6394 | 3819.2862 | -95.3892 | -156.3481 | -266.909 | -395.3483 | 137.0914 | 205.4434 | 342.8503 | 585.3749 | 9.2046 | 20.9059 | 48.0864 | 83.0518 | -1917.775 | -2201.8237 | -2816.4888 | -3618.8406 | -1.0994 | -1.8415 | -2.591 | -2.6524 | 4806.1151 | 4679.0513 | 4435.6754 | 4301.1289
7 | 18 | 15 | 3588.8369 | 3650.9177 | 3789.3791 | 3967.5871 | 3155.0452 | 3236.8363 | 3420.9735 | 3763.5466 | -100.0811 | -162.2725 | -275.8051 | -415.5749 | 123.0941 | 184.7856 | 308.2831 | 516.2488 | 11.5214 | 23.6598 | 54.609 | 97.5254 | -1678.0563 | -1926.7891 | -2464.5423 | -3165.1212 | -2.169 | -4.3018 | -7.5864 | -8.3373 | 5098.1913 | 5002.836 | 4825.311 | 4755.8746
7 | 18 | 16 | 3704.889 | 3771.5031 | 3919.1752 | 4114.7626 | 3002.1185 | 3079.9452 | 3255.1572 | 3581.1256 | -102.1528 | -165.648 | -284.4197 | -429.0595 | 69.9964 | 102.7219 | 162.7837 | 266.7878 | 13.4323 | 27.1095 | 61.1315 | 111.999 | -1273.4058 | -1461.6497 | -1866.5492 | -2388.6926 | -3.9362 | -6.7445 | -12.0351 | -15.7166 | 5410.9415 | 5347.2377 | 5235.2436 | 5241.2064
7 | 18 | 17 | 3853.354 | 3926.4887 | 4084.8561 | 4299.1063 | 2770.6119 | 2842.437 | 3004.1376 | 3304.9692 | -101.3136 | -165.4218 | -284.0098 | -430.3293 | 75.7986 | 108.6175 | 168.4772 | 270.1053 | 14.7936 | 29.5791 | 65.8264 | 119.3562 | -875.5122 | -1005.7054 | -1286.5776 | -1650.1236 | -9.7591 | -14.958 | -26.5584 | -41.93 | 5727.9732 | 5721.0371 | 5726.1516 | 5871.154
7 | 18 | 18 | 3858.6589 | 3934.2743 | 4096.716 | 4325.098 | 2442.3398 | 2505.6548 | 2648.1965 | 2913.3845 | -97.0913 | -158.8275 | -274.2173 | -415.3791 | 90.4938 | 129.136 | 195.8133 | 297.3834 | 16.7276 | 32.7635 | 71.8155 | 129.0053 | -411.7608 | -473.2649 | -605.4521 | -774.8706 | -14.545 | -22.2238 | -39.9682 | -66.222 | 5884.8231 | 5947.5124 | 6092.9037 | 6408.3994
7 | 18 | 19 | 3784.9573 | 3860.6182 | 4022.0441 | 4255.5 | 2123.7517 | 2178.8077 | 2302.7557 | 2533.3515 | -86.8354 | -144.2645 | -249.2738 | -376.6167 | 94.8906 | 135.568 | 204.4804 | 304.589 | 16.011 | 32.4792 | 70.7704 | 123.0028 | -72.465 | -83.5442 | -107.3272 | -137.4458 | -21.7469 | -32.9383 | -59.1243 | -99.4235 | 5838.5632 | 5946.7261 | 6184.3252 | 6602.9574
7 | 18 | 20 | 3655.1246 | 3727.3744 | 3882.6602 | 4111.5659 | 1976.5216 | 2027.7608 | 2143.116 | 2357.7257 | -76.5052 | -129.8146 | -221.4076 | -329.958 | 104.3914 | 148.3083 | 222.8957 | 328.5497 | 15.6364 | 31.5477 | 68.4121 | 115.5063 | -0.0029378 | -0.0033719 | -0.0043111 | -0.005539 | -19.1463 | -27.6901 | -47.7738 | -79.7972 | 5656.0196 | 5777.4831 | 6047.8984 | 6503.5869
7 | 18 | 21 | 3578.9177 | 3649.6434 | 3801.4892 | 4033.6106 | 1715.5951 | 1760.07 | 1860.1969 | 2046.4753 | -66.5706 | -114.1467 | -195.9115 | -288.8882 | 193.3088 | 273.9828 | 416.4782 | 613.7152 | 14.5955 | 29.7564 | 64.5511 | 106.6927 | -0.0029378 | -0.0033719 | -0.0043111 | -0.005539 | -7.1585 | -12.8593 | -25.702 | -41.2951 | 5428.6851 | 5586.4433 | 5921.0976 | 6470.305
7 | 18 | 22 | 3255.4856 | 3320.0103 | 3457.1053 | 3674.5652 | 1494.33 | 1533.0689 | 1620.2821 | 1782.5357 | -57.3986 | -100.0273 | -171.941 | -257.2966 | 211.304 | 291.6851 | 438.661 | 644.8816 | 14.7855 | 29.1093 | 61.2858 | 102.8428 | -0.0029378 | -0.0033719 | -0.0043111 | -0.005539 | -2.9807 | -6.2733 | -11.9864 | -17.8246 | 4915.5229 | 5067.5697 | 5393.4025 | 5929.6986
7 | 18 | 23 | 2935.2635 | 2993.9369 | 3116.8425 | 3318.3545 | 1315.308 | 1349.406 | 1426.171 | 1568.9864 | -49.1401 | -84.9162 | -147.4073 | -220.2328 | 318.6058 | 427.268 | 618.7278 | 889.9723 | 14.1272 | 26.6397 | 54.6387 | 93.4346 | -0.0029378 | -0.0033719 | -0.0043111 | -0.005539 | 8.5158 | 13.2181 | 22.1083 | 34.4435 | 4542.6773 | 4725.5491 | 5091.0767 | 5684.9529
7 | 18 | 24 | 2717.4031 | 2771.2578 | 2884.7941 | 3077.2767 | 1210.0598 | 1241.4293 | 1312.0517 | 1443.4394 | -41.3537 | -71.5189 | -123.1552 | -182.628 | 311.7203 | 418.0817 | 616.1282 | 904.2419 | 10.7736 | 20.6717 | 43.3672 | 73.4403 | -0.0029378 | -0.0033719 | -0.0043111 | -0.005539 | 10.0306 | 15.8246 | 27.8249 | 41.7727 | 4218.6308 | 4395.7428 | 4761.0066 | 5357.5374
7 | 19 | 1 | 2553.9093 | 2604.3355 | 2709.9859 | 2893.7284 | 1153.688 | 1183.5962 | 1250.9286 | 1376.1954 | -35.899 | -61.0012 | -103.3511 | -152.6148 | 224.5458 | 301.6967 | 448.3269 | 668.5513 | 7.3249 | 14.4558 | 30.9882 | 52.573 | -0.0029378 | -0.0033719 | -0.0043111 | -0.005539 | 7.2236 | 11.6447 | 19.7825 | 30.7705 | 3910.7897 | 4054.7245 | 4356.6567 | 4869.1983
7 | 19 | 2 | 2387.6812 | 2435.1439 | 2532.9897 | 2705.8677 | 1128.5542 | 1157.8108 | 1223.6763 | 1346.2141 | -33.1717 | -55.7988 | -95.7755 | -138.3974 | 139.6647 | 191.7437 | 297.0149 | 451.8012 | 5.7017 | 11.1144 | 24.7364 | 42.0885 | -0.0029378 | -0.0033719 | -0.0043111 | -0.005539 | 4.0665 | 6.5089 | 11.4871 | 17.3011 | 3632.4937 | 3746.5194 | 3994.1247 | 4424.8698
7 | 19 | 3 | 2288.0441 | 2333.0524 | 2426.1976 | 2591.9229 | 1144.111 | 1173.7709 | 1240.5443 | 1364.7713 | -32.1512 | -53.9719 | -89.802 | -134.0829 | 84.4827 | 122.1572 | 197.858 | 316.3936 | 5.4628 | 10.4185 | 22.6489 | 39.7967 | -0.0029378 | -0.0033719 | -0.0043111 | -0.005539 | 2.7499 | 4.1799 | 7.0601 | 10.8421 | 3492.6965 | 3589.6035 | 3804.5026 | 4189.6381
7 | 19 | 4 | 2175.8985 | 2218.2307 | 2304.9211 | 2459.2927 | 1238.3804 | 1270.4841 | 1342.7594 | 1477.2221 | -32.6997 | -53.9719 | -91.609 | -136.3943 | 49.5891 | 79.2479 | 138.6748 | 235.0508 | 5.4628 | 10.4185 | 22.6489 | 39.7967 | -0.0029378 | -0.0033719 | -0.0043111 | -0.005539 | 1.322 | 1.79 | 3.3352 | 5.1447 | 3437.9502 | 3526.1959 | 3720.7261 | 4080.1071
7 | 19 | 5 | 2115.887 | 2156.2392 | 2237.9087 | 2380.3479 | 1446.3969 | 1483.8932 | 1568.3089 | 1725.3579 | -34.8479 | -58.6784 | -103.8375 | -151.0364 | 43.996 | 69.3239 | 126.8312 | 231.654 | 8.1949 | 15.0245 | 30.7283 | 53.446 | -0.0029378 | -0.0033719 | -0.0043111 | -0.005539 | 2.8911 | 4.2842 | 7.6067 | 11.2222 | 3582.515 | 3670.0831 | 3867.5419 | 4250.9861
7 | 19 | 6 | 2109.5547 | 2148.6905 | 2228.308 | 2362.0878 | 1648.4531 | 1691.1875 | 1787.3958 | 1966.3839 | -39.4656 | -70.5271 | -124.4096 | -188.9495 | 70.6944 | 108.0811 | 186.6056 | 322.9584 | 12.9193 | 23.0816 | 45.7688 | 76.3643 | -46.0564 | -52.7123 | -67.2841 | -86.9829 | -0.39634 | -0.85169 | -1.6439 | -2.5786 | 3755.7032 | 3846.9497 | 4054.7405 | 4449.2835
7 | 19 | 7 | 2088.0152 | 2124.5926 | 2199.0632 | 2314.3788 | 2082.481 | 2136.4671 | 2258.0065 | 2484.1211 | -47.4663 | -86.0817 | -155.9664 | -236.7656 | 120.2832 | 180.4839 | 299.8697 | 517.9425 | 18.644 | 32.9246 | 62.7614 | 106.1581 | -343.2671 | -393.8802 | -503.3658 | -646.4734 | -0.1303 | -0.31278 | -0.49385 | -0.82287 | 3918.5598 | 3994.1935 | 4159.8748 | 4538.5387
7 | 19 | 8 | 2185.8579 | 2220.4896 | 2295.7107 | 2405.2745 | 2447.1318 | 2510.571 | 2653.3924 | 2919.1007 | -57.508 | -101.7495 | -182.512 | -274.6787 | 167.5787 | 248.8737 | 410.4137 | 699.5685 | 17.941 | 31.5328 | 61.5809 | 103.9679 | -782.5832 | -897.5969 | -1145.1197 | -1464.9567 | 5.7089 | 7.0302 | 12.5993 | 27.2089 | 3984.127 | 4019.1508 | 4106.0655 | 4415.485
7 | 19 | 9 | 2317.9813 | 2352.5382 | 2430.6873 | 2540.7112 | 2690.8202 | 2760.5768 | 2917.6205 | 3209.7884 | -65.843 | -114.4856 | -199.9566 | -305.0003 | 187.1596 | 279.5637 | 460.44 | 783.6579 | 14.7814 | 27.1014 | 53.5016 | 92.1662 | -1307.2226 | -1500.1024 | -1917.4024 | -2462.8434 | 15.7747 | 23.307 | 41.7217 | 71.1383 | 3853.4516 | 3828.4991 | 3786.6121 | 3929.6183
7 | 19 | 10 | 2593.517 | 2632.5474 | 2722.5863 | 2844.2288 | 2877.9705 | 2952.5788 | 3120.5451 | 3433.0336 | -73.234 | -122.0715 | -209.2625 | -319.526 | 179.0642 | 268.1697 | 444.4911 | 764.7174 | 9.4842 | 18.064 | 38.9836 | 68.0324 | -1648.144 | -1891.5307 | -2418.1675 | -3106.684 | 20.1969 | 31.3216 | 56.4466 | 91.0486 | 3958.8548 | 3889.0793 | 3755.6227 | 3774.8508
7 | 19 | 11 | 2864.326 | 2909.933 | 3012.3649 | 3145.5976 | 2992.3506 | 3069.924 | 3244.5659 | 3569.4737 | -79.8928 | -130.2665 | -223.298 | -340.7941 | 161.069 | 244.0355 | 409.0791 | 711.7852 | 8.2084 | 16.2416 | 36.249 | 65.1948 | -1897.8039 | -2178.1542 | -2784.8375 | -3577.9718 | 20.4819 | 33.3824 | 60.1823 | 93.2429 | 4068.7392 | 3965.0958 | 3754.3057 | 3666.5283
7 | 19 | 12 | 3146.5848 | 3199.508 | 3315.3792 | 3461.9018 | 3082.2098 | 3162.1128 | 3341.9991 | 3676.6638 | -84.9519 | -138.131 | -233.9246 | -353.0083 | 155.8747 | 233.1779 | 389.616 | 677.793 | 6.2663 | 13.6137 | 32.9295 | 59.5348 | -2009.7893 | -2306.821 | -2949.7908 | -3790.3397 | 12.0801 | 22.8846 | 42.7013 | 59.7337 | 4308.2745 | 4186.3449 | 3938.9097 | 3792.2791
7 | 19 | 13 | 3555.9363 | 3614.8779 | 3750.2384 | 3926.6273 | 3130.1276 | 3211.2728 | 3393.9557 | 3733.8233 | -90.376 | -145.8823 | -248.7176 | -373.968 | 145.975 | 222.4441 | 373.6671 | 641.0446 | 7.4606 | 16.2403 | 37.6271 | 68.943 | -2010.822 | -2307.9101 | -2950.627 | -3790.0808 | 3.3634 | 6.7891 | 12.8158 | 17.1201 | 4741.665 | 4617.8319 | 4368.9596 | 4223.5095
7 | 19 | 14 | 3773.2257 | 3834.7841 | 3980.2955 | 4173.4536 | 3157.3776 | 3239.2292 | 3423.5024 | 3766.3288 | -95.7235 | -155.4605 | -263.5872 | -396.5059 | 137.0914 | 205.4434 | 342.8503 | 585.3749 | 8.7269 | 18.2982 | 43.3672 | 79.2618 | -1871.1747 | -2148.3191 | -2748.3196 | -3532.3887 | -1.0994 | -1.8415 | -2.591 | -2.6524 | 5108.424 | 4992.1338 | 4775.5176 | 4672.8721
7 | 19 | 15 | 3891.9648 | 3962.2214 | 4115.7685 | 4311.706 | 3123.6483 | 3204.6255 | 3386.9302 | 3726.0943 | -100.599 | -161.385 | -275.5342 | -419.0441 | 123.0941 | 184.7856 | 308.2831 | 516.2488 | 11.0437 | 21.748 | 50.4122 | 94.6084 | -1602.5969 | -1839.0495 | -2347.7855 | -3004.981 | -2.169 | -4.3018 | -7.5864 | -8.3373 | 5444.3859 | 5368.6443 | 5230.488 | 5216.2951
7 | 19 | 16 | 4004.5818 | 4081.8557 | 4244.7009 | 4452.8785 | 2989.7468 | 3067.2528 | 3241.7426 | 3566.3678 | -102.5636 | -163.9862 | -279.7006 | -429.7923 | 69.9964 | 102.7219 | 162.7837 | 266.7878 | 12.8827 | 24.0903 | 56.1523 | 106.8918 | -1285.3326 | -1477.8316 | -1894.0914 | -2434.9172 | -3.9362 | -6.7445 | -12.0351 | -15.7166 | 5685.3752 | 5627.3585 | 5519.5524 | 5512.4998
7 | 19 | 17 | 4088.0501 | 4170.2646 | 4340.6416 | 4564.2464 | 2754.4342 | 2825.84 | 2986.5964 | 3285.6714 | -101.8315 | -163.7078 | -279.2142 | -429.4842 | 75.7986 | 108.6175 | 168.4772 | 270.1053 | 14.077 | 26.021 | 59.1577 | 114.7948 | -894.7457 | -1027.5789 | -1313.9315 | -1684.3709 | -9.7591 | -14.958 | -26.5584 | -41.93 | 5926.0236 | 5924.4983 | 5935.1687 | 6079.0329
7 | 19 | 18 | 4008.152 | 4092.4456 | 4262.9963 | 4494.0748 | 2425.5148 | 2488.3936 | 2629.9534 | 2893.3145 | -96.6958 | -156.7309 | -267.5382 | -411.7975 | 90.4938 | 129.136 | 195.8133 | 297.3834 | 15.1275 | 27.9517 | 62.8102 | 120.0636 | -413.3232 | -475.3284 | -608.6578 | -779.496 | -14.545 | -22.2238 | -39.9682 | -66.222 | 6014.7241 | 6083.6438 | 6235.409 | 6547.3206
7 | 19 | 19 | 3883.2321 | 3964.8422 | 4131.9415 | 4368.5951 | 2103.5719 | 2158.1048 | 2280.875 | 2509.2798 | -86.547 | -140.2889 | -239.3904 | -371.4567 | 94.8906 | 135.568 | 204.4804 | 304.589 | 14.6498 | 26.4326 | 59.293 | 114.5693 | -71.9493 | -82.9454 | -106.4466 | -135.853 | -21.7469 | -32.9383 | -59.1243 | -99.4235 | 5916.1011 | 6028.7749 | 6271.6287 | 6690.3
7 | 19 | 20 | 3746.2369 | 3822.8165 | 3982.6961 | 4215.8598 | 1961.1967 | 2012.0386 | 2126.4995 | 2339.4452 | -76.0332 | -123.2899 | -211.8059 | -326.8013 | 104.3914 | 148.3083 | 222.8957 | 328.5497 | 14.514 | 25.3738 | 56.1523 | 109.263 | -0.0029378 | -0.0033719 | -0.0043111 | -0.005539 | -19.1463 | -27.6901 | -47.7738 | -79.7972 | 5731.1566 | 5857.5538 | 6128.6595 | 6586.5136
7 | 19 | 21 | 3682.8826 | 3755.011 | 3911.6973 | 4152.5102 | 1710.7631 | 1755.1128 | 1854.9577 | 2040.7114 | -65.6265 | -109.3358 | -187.9119 | -289.6212 | 193.3088 | 273.9828 | 416.4782 | 613.7152 | 14.5235 | 25.9438 | 56.4664 | 106.2486 | -0.0029378 | -0.0033719 | -0.0043111 | -0.005539 | -7.1585 | -12.8593 | -25.702 | -41.2951 | 5528.6901 | 5687.852 | 6025.9814 | 6582.2636
7 | 19 | 22 | 3369.6226 | 3434.9849 | 3577.4207 | 3804.9535 | 1488.7127 | 1527.306 | 1614.1913 | 1775.835 | -56.9266 | -97.8176 | -169.5049 | -255.7182 | 211.304 | 291.6851 | 438.661 | 644.8816 | 15.2496 | 27.7662 | 58.5431 | 104.5889 | -0.0029378 | -0.0033719 | -0.0043111 | -0.005539 | -2.9807 | -6.2733 | -11.9864 | -17.8246 | 5024.9787 | 5177.6479 | 5507.3205 | 6056.7107
7 | 19 | 23 | 3054.3349 | 3114.1922 | 3242.7868 | 3454.9259 | 1310.2512 | 1344.2181 | 1420.6879 | 1562.9543 | -48.6681 | -83.3677 | -144.7663 | -218.2298 | 318.6058 | 427.268 | 618.7278 | 889.9723 | 13.4826 | 24.709 | 51.5088 | 90.8003 | -0.0029378 | -0.0033719 | -0.0043111 | -0.005539 | 8.5158 | 13.2181 | 22.1083 | 34.4435 | 4656.5192 | 4840.2344 | 5211.0491 | 5814.861
7 | 19 | 24 | 2819.2775 | 2875.7441 | 2994.001 | 3193.4996 | 1204.3413 | 1235.5626 | 1305.8512 | 1436.618 | -40.8817 | -70.7447 | -120.0276 | -178.3136 | 311.7203 | 418.0817 | 616.1282 | 904.2419 | 10.3678 | 19.8485 | 41.2796 | 70.806 | -0.0029378 | -0.0033719 | -0.0043111 | -0.005539 | 10.0306 | 15.8246 | 27.8249 | 41.7727 | 4314.8528 | 4494.3134 | 4865.053 | 5468.619
7 | 20 | 1 | 2621.907 | 2673.6169 | 2782.5635 | 2970.5425 | 1157.9214 | 1187.9393 | 1255.5188 | 1381.2453 | -36.4476 | -60.3922 | -103.6326 | -157.3539 | 224.5458 | 301.6967 | 448.3269 | 668.5513 | 7.5638 | 14.7402 | 31.1127 | 54.7632 | -0.0029378 | -0.0033719 | -0.0043111 | -0.005539 | 7.2236 | 11.6447 | 19.7825 | 30.7705 | 3982.7111 | 4129.2423 | 4433.6676 | 4948.5133
7 | 20 | 2 | 2452.4169 | 2501.464 | 2602.206 | 2778.9905 | 1134.1474 | 1163.549 | 1229.7409 | 1352.8861 | -33.7508 | -55.9641 | -96.057 | -143.5612 | 139.6647 | 191.7437 | 297.0149 | 451.8012 | 7.086 | 13.3483 | 28.3781 | 48.964 | -0.0029378 | -0.0033719 | -0.0043111 | -0.005539 | 4.0665 | 6.5089 | 11.4871 | 17.3011 | 3703.6278 | 3820.6464 | 4072.7657 | 4506.3761
7 | 20 | 3 | 2348.657 | 2395.4274 | 2491.3478 | 2660.5732 | 1147.8877 | 1177.6454 | 1244.6393 | 1369.2763 | -32.1512 | -53.2498 | -91.609 | -136.819 | 84.4827 | 122.1572 | 197.858 | 316.3936 | 5.8686 | 11.8103 | 24.861 | 43.5074 | -0.0029378 | -0.0033719 | -0.0043111 | -0.005539 | 2.7499 | 4.1799 | 7.0601 | 10.8421 | 3557.4917 | 3657.967 | 3874.1529 | 4263.768
7 | 20 | 4 | 2227.9394 | 2271.3043 | 2360.3573 | 2517.9335 | 1244.5201 | 1276.783 | 1349.4166 | 1484.5459 | -32.6997 | -54.1372 | -93.211 | -139.2467 | 49.5891 | 79.2479 | 138.6748 | 235.0508 | 6.4414 | 12.5062 | 26.166 | 44.3804 | -0.0029378 | -0.0033719 | -0.0043111 | -0.005539 | 1.322 | 1.79 | 3.3352 | 5.1447 | 3497.1094 | 3587.4908 | 3784.7346 | 4147.8029
7 | 20 | 5 | 2150.7413 | 2191.5397 | 2274.9953 | 2419.1778 | 1451.2758 | 1488.8986 | 1573.5991 | 1731.1779 | -34.8479 | -58.8436 | -102.7986 | -155.7755 | 43.996 | 69.3239 | 126.8312 | 231.654 | 9.0065 | 16.2416 | 32.9403 | 55.7379 | -0.0029378 | -0.0033719 | -0.0043111 | -0.005539 | 2.8911 | 4.2842 | 7.6067 | 11.2222 | 3623.0598 | 3711.441 | 3913.1697 | 4293.1887
7 | 20 | 6 | 2131.3219 | 2170.8683 | 2251.7391 | 2386.9177 | 1647.4625 | 1690.1712 | 1786.3217 | 1965.2023 | -38.9936 | -69.0307 | -124.6912 | -189.3742 | 70.6944 | 108.0811 | 186.6056 | 322.9584 | 13.3251 | 23.8872 | 47.1984 | 78.6561 | -42.1519 | -48.2873 | -61.6855 | -79.6806 | -0.39634 | -0.85169 | -1.6439 | -2.5786 | 3781.262 | 3874.8381 | 4083.8442 | 4482.1011
7 | 20 | 7 | 2102.022 | 2138.4381 | 2213.4611 | 2329.2911 | 2087.288 | 2141.3987 | 2263.2186 | 2489.8553 | -46.9942 | -84.5854 | -153.1204 | -232.4511 | 120.2832 | 180.4839 | 299.8697 | 517.9425 | 18.0713 | 31.5328 | 60.9338 | 102.9932 | -373.0574 | -427.8269 | -546.4834 | -702.3272 | -0.1303 | -0.31278 | -0.49385 | -0.82287 | 3907.4826 | 3979.1284 | 4137.3857 | 4504.4809
7 | 20 | 8 | 2226.7744 | 2263.3516 | 2340.5734 | 2451.1322 | 2444.639 | 2508.0136 | 2650.6895 | 2916.1271 | -57.508 | -100.4184 | -180.2291 | -279.8425 | 167.5787 | 248.8737 | 410.4137 | 699.5685 | 18.8829 | 32.9246 | 63.793 | 108.5515 | -865.3608 | -993.0515 | -1269.6066 | -1631.7569 | 5.7089 | 7.0302 | 12.5993 | 27.2089 | 3940.7151 | 3966.7238 | 4028.2334 | 4290.9889
7 | 20 | 9 | 2308.0716 | 2343.7838 | 2421.7937 | 2527.7453 | 2707.6607 | 2777.8539 | 2935.8805 | 3229.8769 | -66.7128 | -113.1545 | -200.2381 | -310.5888 | 187.1596 | 279.5637 | 460.44 | 783.6579 | 16.1508 | 28.6394 | 56.2362 | 98.067 | -1328.5529 | -1524.8639 | -1949.7882 | -2505.1942 | 15.7747 | 23.307 | 41.7217 | 71.1383 | 3839.5518 | 3815.1295 | 3766.0458 | 3894.7024
7 | 20 | 10 | 2512.0091 | 2551.9061 | 2637.9255 | 2749.8901 | 2884.0493 | 2958.8152 | 3127.1363 | 3440.2848 | -74.6064 | -120.5752 | -210.1071 | -327.9669 | 179.0642 | 268.1697 | 444.4911 | 764.7174 | 11.1074 | 20.298 | 41.8428 | 77.1997 | -1685.3637 | -1934.4749 | -2473.6458 | -3178.1663 | 20.1969 | 31.3216 | 56.4466 | 91.0486 | 3846.4568 | 3775.4605 | 3624.0894 | 3617.0074
7 | 20 | 11 | 2777.0652 | 2822.3812 | 2920.5756 | 3043.8908 | 3010.2645 | 3088.3024 | 3263.9898 | 3590.8427 | -81.2652 | -128.7701 | -223.8611 | -349.6596 | 161.069 | 244.0355 | 409.0791 | 711.7852 | 9.3309 | 16.2416 | 36.3735 | 71.5398 | -1946.8901 | -2234.8603 | -2858.1487 | -3672.4284 | 20.4819 | 33.3824 | 60.1823 | 93.2429 | 3950.0562 | 3840.7127 | 3608.1905 | 3489.2134
7 | 20 | 12 | 2999.7304 | 3049.717 | 3158.3233 | 3292.2636 | 3104.3792 | 3184.8569 | 3366.037 | 3703.1088 | -87.452 | -137.5741 | -234.7692 | -373.3554 | 155.8747 | 233.1779 | 389.616 | 677.793 | 9.4747 | 15.8477 | 36.3735 | 76.3643 | -2070.8623 | -2377.3624 | -3040.6708 | -3906.8221 | 12.0801 | 22.8846 | 42.7013 | 59.7337 | 4123.2247 | 3991.5475 | 3717.6112 | 3529.0859
7 | 20 | 13 | 3215.1791 | 3266.7961 | 3384.8912 | 3534.5785 | 3162.4598 | 3244.4432 | 3429.0131 | 3772.3913 | -92.9831 | -145.6038 | -249.5622 | -394.315 | 145.975 | 222.4441 | 373.6671 | 641.0446 | 10.3501 | 17.0824 | 39.7661 | 86.8864 | -2080.7196 | -2388.813 | -3055.4909 | -3925.6668 | 3.3634 | 6.7891 | 12.8158 | 17.1201 | 4363.6247 | 4223.1382 | 3935.1002 | 3732.039
7 | 20 | 14 | 3475.0095 | 3530.0729 | 3660.2316 | 3828.7863 | 3190.0959 | 3272.7958 | 3458.9786 | 3805.3575 | -97.8587 | -154.1294 | -262.8297 | -412.5383 | 137.0914 | 205.4434 | 342.8503 | 585.3749 | 11.2106 | 18.5826 | 44.0765 | 95.6624 | -1958.4136 | -2248.6272 | -2876.7052 | -3696.4357 | -1.0994 | -1.8415 | -2.591 | -2.6524 | 4756.0358 | 4622.2965 | 4364.011 | 4203.5546
7 | 20 | 15 | 3566.2226 | 3628.1221 | 3764.4771 | 3934.5489 | 3169.065 | 3251.2196 | 3436.1749 | 3780.2703 | -101.1345 | -160.8281 | -272.7647 | -426.3314 | 123.0941 | 184.7856 | 308.2831 | 516.2488 | 12.1077 | 21.0521 | 48.5846 | 103.791 | -1728.37 | -1984.614 | -2538.8985 | -3261.3747 | -2.169 | -4.3018 | -7.5864 | -8.3373 | 5038.8158 | 4935.4355 | 4738.2702 | 4638.8157
7 | 20 | 16 | 3628.7371 | 3695.8629 | 3838.3614 | 4016.8103 | 3036.1219 | 3114.8301 | 3292.0265 | 3621.687 | -103.2062 | -164.0905 | -279.5723 | -437.0797 | 69.9964 | 102.7219 | 162.7837 | 266.7878 | 13.469 | 23.9332 | 55.8896 | 113.4401 | -1381.698 | -1587.0088 | -2031.0362 | -2609.0491 | -3.9362 | -6.7445 | -12.0351 | -15.7166 | 5259.4839 | 5179.5044 | 5026.4177 | 4956.8799
7 | 20 | 17 | 3625.5681 | 3697.0109 | 3843.034 | 4028.9307 | 2796.2548 | 2868.7448 | 3031.9419 | 3335.5578 | -102.2599 | -163.3685 | -278.8809 | -435.922 | 75.7986 | 108.6175 | 168.4772 | 270.1053 | 14.8303 | 27.0987 | 61.2425 | 119.8227 | -883.444 | -1015.6555 | -1301.4324 | -1672.3726 | -9.7591 | -14.958 | -26.5584 | -41.93 | 5516.9888 | 5507.4898 | 5497.8239 | 5604.1919
7 | 20 | 18 | 3576.9823 | 3651.3491 | 3799.1835 | 3993.5709 | 2455.167 | 2518.8146 | 2662.1049 | 2928.6856 | -97.275 | -155.6695 | -265.3978 | -415.383 | 90.4938 | 129.136 | 195.8133 | 297.3834 | 15.5469 | 28.3145 | 63.7253 | 122.5962 | -419.8021 | -482.8811 | -618.9784 | -794.452 | -14.545 | -22.2238 | -39.9682 | -66.222 | 5606.5679 | 5666.8398 | 5796.4826 | 6066.1792
7 | 20 | 19 | 3418.866 | 3490.7927 | 3633.8739 | 3833.0578 | 2133.3636 | 2188.6687 | 2313.1777 | 2544.8172 | -86.5776 | -139.3927 | -240.3777 | -374.3091 | 94.8906 | 135.568 | 204.4804 | 304.589 | 15.6052 | 27.4913 | 61.6378 | 119.533 | -70.525 | -81.3073 | -104.4008 | -133.4516 | -21.7469 | -32.9383 | -59.1243 | -99.4235 | 5483.8759 | 5588.8825 | 5809.2671 | 6194.8128
7 | 20 | 20 | 3365.9008 | 3433.9597 | 3574.5317 | 3778.3834 | 1985.3875 | 2036.8566 | 2152.7293 | 2368.3016 | -75.9567 | -123.229 | -211.6776 | -329.2289 | 104.3914 | 148.3083 | 222.8957 | 328.5497 | 15.7084 | 27.1474 | 59.5421 | 116.9628 | -0.0029378 | -0.0033719 | -0.0043111 | -0.005539 | -19.1463 | -27.6901 | -47.7738 | -79.7972 | 5376.2822 | 5495.3496 | 5750.2432 | 6183.1657
7 | 20 | 21 | 3356.2853 | 3422.2033 | 3562.4113 | 3777.7243 | 1727.4845 | 1772.2677 | 1873.0885 | 2060.6578 | -66.7847 | -110.2753 | -189.309 | -294.4767 | 193.3088 | 273.9828 | 416.4782 | 613.7152 | 16.1237 | 27.5902 | 59.7208 | 114.05 | -0.0029378 | -0.0033719 | -0.0043111 | -0.005539 | -7.1585 | -12.8593 | -25.702 | -41.2951 | 5219.2562 | 5372.9061 | 5696.6836 | 6230.3699
7 | 20 | 22 | 3116.5995 | 3177.1026 | 3306.8249 | 3513.8712 | 1507.0371 | 1546.1054 | 1634.0603 | 1797.6936 | -57.9471 | -97.9828 | -169.7864 | -260.149 | 211.304 | 291.6851 | 438.661 | 644.8816 | 15.669 | 27.8934 | 58.803 | 108.8829 | -0.0029378 | -0.0033719 | -0.0043111 | -0.005539 | -2.9807 | -6.2733 | -11.9864 | -17.8246 | 4789.6789 | 4938.5271 | 5256.5721 | 5787.3502
7 | 20 | 23 | 2886.257 | 2942.9812 | 3063.123 | 3261.0992 | 1329.5616 | 1364.0291 | 1441.626 | 1585.9891 | -49.1401 | -83.6982 | -143.7273 | -218.2298 | 315.7047 | 422.8425 | 609.5201 | 867.1439 | 12.8515 | 23.0329 | 48.3762 | 89.1935 | -0.0029378 | -0.0033719 | -0.0043111 | -0.005539 | 8.5158 | 13.2181 | 22.1083 | 34.4435 | 4503.7475 | 4682.4022 | 5041.0221 | 5619.6338
7 | 20 | 24 | 2695.0168 | 2749.323 | 2861.8766 | 3051.2111 | 1201.1566 | 1232.2953 | 1302.3981 | 1432.8191 | -41.3537 | -70.1356 | -122.1162 | -180.7413 | 280.1266 | 371.8196 | 541.7903 | 786.1509 | 10.0339 | 18.1723 | 38.6695 | 70.2755 | -0.0029378 | -0.0033719 | -0.0043111 | -0.005539 | 10.0306 | 15.8246 | 27.8249 | 41.7727 | 4155.0079 | 4317.2959 | 4650.4389 | 5201.4824
7 | 21 | 1 | 2501.3201 | 2552.1054 | 2655.464 | 2833.2557 | 1138.4647 | 1167.9782 | 1234.4221 | 1358.036 | -36.6618 | -63.1064 | -107.2466 | -158.2033 | 236.7389 | 318.0527 | 460.1705 | 662.478 | 8.2084 | 15.4361 | 32.4178 | 57.4992 | -0.0029378 | -0.0033719 | -0.0043111 | -0.005539 | 7.2236 | 11.6447 | 19.7825 | 30.7705 | 3855.2911 | 4002.1073 | 4295.0061 | 4783.8306
7 | 21 | 2 | 2341.3044 | 2389.6179 | 2485.3811 | 2653.4038 | 1108.2205 | 1136.9499 | 1201.6287 | 1321.9587 | -33.8273 | -57.0167 | -97.864 | -141.9828 | 161.7574 | 218.8335 | 324.8075 | 473.0057 | 6.5133 | 12.5062 | 27.4711 | 47.8877 | -0.0029378 | -0.0033719 | -0.0043111 | -0.005539 | 4.0665 | 6.5089 | 11.4871 | 17.3011 | 3588.0318 | 3707.3963 | 3952.9071 | 4371.5687
7 | 21 | 3 | 2227.4639 | 2273.3625 | 2363.9351 | 2523.8379 | 1112.0002 | 1140.8277 | 1205.7271 | 1326.4675 | -32.1512 | -55.355 | -93.6975 | -137.2437 | 104.7711 | 144.9452 | 221.8829 | 333.7101 | 6.4414 | 12.6524 | 26.8131 | 45.6975 | -0.0029378 | -0.0033719 | -0.0043111 | -0.005539 | 2.7499 | 4.1799 | 7.0601 | 10.8421 | 3421.2724 | 3520.6093 | 3731.7164 | 4103.3059
7 | 21 | 4 | 2118.5094 | 2161.8705 | 2246.888 | 2397.7851 | 1153.8252 | 1183.7369 | 1251.0773 | 1376.359 | -31.6791 | -54.4155 | -92.377 | -135.2406 | 68.3819 | 98.023 | 158.932 | 241.7649 | 6.0356 | 11.8103 | 24.861 | 43.4057 | -0.0029378 | -0.0033719 | -0.0043111 | -0.005539 | 1.322 | 1.79 | 3.3352 | 5.1447 | 3316.392 | 3402.8118 | 3592.7121 | 3929.2133
7 | 21 | 5 | 1987.9835 | 2028.3293 | 2106.2339 | 2244.4254 | 1262.1035 | 1294.8222 | 1368.482 | 1505.5206 | -32.3348 | -56.4077 | -95.5045 | -140.4044 | 42.9893 | 63.9647 | 109.7506 | 178.2301 | 7.086 | 13.6327 | 28.1182 | 48.091 | -0.0029378 | -0.0033719 | -0.0043111 | -0.005539 | 2.8911 | 4.2842 | 7.6067 | 11.2222 | 3270.7157 | 3348.622 | 3524.6825 | 3847.0793
7 | 21 | 6 | 2006.4311 | 2047.1249 | 2125.8289 | 2265.1835 | 1274.1505 | 1307.1815 | 1381.5444 | 1519.891 | -34.011 | -59.2872 | -104.8871 | -156.9332 | 31.594 | 46.2625 | 83.7999 | 145.37 | 8.6007 | 15.8301 | 32.1579 | 54.8649 | -41.0292 | -47.023 | -60.134 | -77.7315 | -0.39634 | -0.85169 | -1.6439 | -2.5786 | 3245.3397 | 3309.2371 | 3456.6661 | 3748.0661
7 | 21 | 7 | 2063.4403 | 2104.0527 | 2183.1887 | 2317.2462 | 1494.4789 | 1533.2217 | 1620.4436 | 1782.7133 | -38.6287 | -69.6395 | -125.4592 | -188.2205 | 31.594 | 50.6881 | 81.6204 | 138.1644 | 12.3832 | 22.3857 | 43.6812 | 74.1741 | -373.0574 | -427.8269 | -546.4834 | -702.3272 | -0.1303 | -0.31278 | -0.49385 | -0.82287 | 3190.0801 | 3212.5689 | 3256.4976 | 3420.9276
7 | 21 | 8 | 2264.5544 | 2307.1896 | 2393.2146 | 2532.4309 | 1730.0933 | 1774.9441 | 1875.9172 | 2063.7698 | -47.2849 | -84.3678 | -151.2473 | -229.2944 | 43.3881 | 64.5012 | 104.8512 | 172.1567 | 15.1872 | 27.1014 | 53.3148 | 91.1916 | -853.5954 | -978.9179 | -1249.6891 | -1604.066 | 5.7089 | 7.0302 | 12.5993 | 27.2089 | 3158.0515 | 3117.4807 | 3038.9605 | 3053.3975
7 | 21 | 9 | 2396.5457 | 2439.6896 | 2529.8119 | 2670.9421 | 1938.5372 | 1988.7917 | 2101.93 | 2312.4154 | -55.3927 | -99.0961 | -176.4724 | -270.3682 | 58.4822 | 84.7463 | 134.5695 | 225.0892 | 18.1799 | 32.2287 | 63.4085 | 108.5515 | -1347.3454 | -1546.3923 | -1977.128 | -2540.0455 | 15.7747 | 23.307 | 41.7217 | 71.1383 | 3024.7816 | 2923.2749 | 2717.8413 | 2577.7227
7 | 21 | 10 | 2619.6811 | 2666.4425 | 2765.7496 | 2915.689 | 2091.8239 | 2146.0522 | 2268.1368 | 2495.2659 | -62.2351 | -110.1705 | -196.763 | -298.8031 | 71.6819 | 104.9914 | 169.9815 | 278.0216 | 18.6576 | 33.6205 | 66.7903 | 114.0082 | -1698.2583 | -1949.3507 | -2492.6937 | -3202.6214 | 20.1969 | 31.3216 | 56.4466 | 91.0486 | 3061.5479 | 2922.907 | 2637.6481 | 2392.6088
7 | 21 | 11 | 2855.7681 | 2906.0827 | 3016.2161 | 3178.4252 | 2180.3717 | 2236.8955 | 2364.148 | 2600.8916 | -68.3454 | -120.1924 | -213.6445 | -324.8102 | 88.1814 | 129.1257 | 206.1875 | 334.8424 | 19.3742 | 34.0321 | 68.0953 | 119.909 | -1946.0214 | -2233.9248 | -2856.886 | -3670.4297 | 20.4819 | 33.3824 | 60.1823 | 93.2429 | 3149.8106 | 2985.4012 | 2644.2988 | 2332.0712
7 | 21 | 12 | 3044.2021 | 3098.4501 | 3216.9153 | 3389.9382 | 2242.1646 | 2300.2904 | 2431.1493 | 2674.6023 | -74.0601 | -126.3951 | -222.9505 | -339.0276 | 99.9756 | 145.4817 | 232.9323 | 373.855 | 16.9312 | 30.0123 | 62.1035 | 114.2491 | -2068.9005 | -2375.1784 | -3037.9394 | -3903.2051 | 12.0801 | 22.8846 | 42.7013 | 59.7337 | 3272.3931 | 3095.5455 | 2724.9118 | 2370.1457
7 | 21 | 13 | 3285.7837 | 3344.7082 | 3475.2834 | 3663.6546 | 2253.5324 | 2311.9528 | 2443.4752 | 2688.1626 | -78.3566 | -130.4927 | -227.322 | -346.5029 | 104.3723 | 148.8344 | 240.8054 | 384.3781 | 14.4516 | 25.0123 | 54.4952 | 106.5382 | -2086.265 | -2395.3182 | -3064.0793 | -3936.9678 | 3.3634 | 6.7891 | 12.8158 | 17.1201 | 3496.8819 | 3311.486 | 2935.4738 | 2576.3828
7 | 21 | 14 | 3445.8546 | 3508.5988 | 3646.8907 | 3846.3494 | 2251.0499 | 2309.406 | 2440.7835 | 2685.2013 | -82.8672 | -135.8082 | -231.4884 | -357.9843 | 101.8892 | 147.9111 | 235.5334 | 368.1238 | 12.5081 | 21.3852 | 49.1614 | 101.0175 | -1968.1165 | -2259.9409 | -2891.4122 | -3715.4244 | -1.0994 | -1.8415 | -2.591 | -2.6524 | 3759.2187 | 3589.7104 | 3246.8773 | 2924.6308
7 | 21 | 15 | 3485.9531 | 3549.7095 | 3690.8717 | 3894.2203 | 2242.2611 | 2300.3893 | 2431.2538 | 2674.7174 | -87.1636 | -140.0709 | -238.7825 | -370.1985 | 95.5079 | 138.9362 | 215.8168 | 333.5701 | 12.7388 | 21.4935 | 50.8617 | 104.664 | -1732.3874 | -1989.4463 | -2545.4998 | -3270.3504 | -2.169 | -4.3018 | -7.5864 | -8.3373 | 4014.7411 | 3876.7095 | 3596.9354 | 3358.2856
7 | 21 | 16 | 3550.3012 | 3616.3792 | 3762.5679 | 3974.3572 | 2199.4386 | 2256.4567 | 2384.822 | 2623.6359 | -89.3424 | -143.4464 | -244.551 | -379.3686 | 52.6091 | 76.8545 | 118.2481 | 177.5986 | 13.6943 | 23.963 | 54.7741 | 112.9959 | -1378.2373 | -1583.0243 | -2025.7824 | -2602.1309 | -3.9362 | -6.7445 | -12.0351 | -15.7166 | 4344.5273 | 4240.4384 | 4038.0436 | 3891.3716
7 | 21 | 17 | 3446.3859 | 3510.823 | 3653.0509 | 3861.1329 | 2154.0489 | 2209.8903 | 2335.6065 | 2569.492 | -89.7378 | -144.7166 | -246.7056 | -383.3746 | 55.909 | 78.861 | 123.9417 | 185.9365 | 14.4109 | 25.6094 | 58.6866 | 116.0744 | -936.7284 | -1076.2461 | -1377.6047 | -1768.5668 | -9.7591 | -14.958 | -26.5584 | -41.93 | 4634.5294 | 4589.263 | 4520.4169 | 4538.7644
7 | 21 | 18 | 3278.8127 | 3340.9464 | 3476.4154 | 3677.4198 | 2053.981 | 2107.2283 | 2227.1043 | 2450.1244 | -86.0948 | -141.7239 | -243.3731 | -377.1696 | 55.909 | 78.861 | 123.9417 | 185.9365 | 16.9177 | 30.0584 | 66.3787 | 128.3203 | -441.3596 | -507.3618 | -649.539 | -832.5195 | -14.545 | -22.2238 | -39.9682 | -66.222 | 4863.6211 | 4885.7846 | 4960.9598 | 5165.8899
7 | 21 | 19 | 3170.8664 | 3231.7226 | 3363.4188 | 3565.5284 | 1860.2743 | 1908.4999 | 2017.0706 | 2219.0582 | -78.4591 | -129.8752 | -224.4031 | -345.1492 | 61.7112 | 86.6393 | 133.4029 | 194.2744 | 16.7589 | 29.7564 | 64.2912 | 123.9399 | -68.1026 | -78.4794 | -100.7457 | -128.7926 | -21.7469 | -32.9383 | -59.1243 | -99.4235 | 4941.3022 | 5015.3253 | 5193.9105 | 5529.4356
7 | 21 | 20 | 3093.968 | 3153.2972 | 3281.1713 | 3478.1199 | 1792.1825 | 1838.6429 | 1943.2396 | 2137.8339 | -69.7722 | -117.087 | -202.792 | -308.2734 | 84.0129 | 116.5453 | 173.4607 | 245.5131 | 16.6014 | 29.2365 | 62.5909 | 117.1131 | -0.0029378 | -0.0033719 | -0.0043111 | -0.005539 | -19.1463 | -27.6901 | -47.7738 | -79.7972 | 4897.8434 | 4992.9416 | 5209.8924 | 5590.5039
7 | 21 | 21 | 3093.3566 | 3153.3972 | 3281.6805 | 3483.3024 | 1597.5402 | 1638.9547 | 1732.1915 | 1905.6516 | -61.5137 | -104.6292 | -181.4624 | -272.247 | 133.3026 | 187.0809 | 283.4135 | 413.2193 | 14.5235 | 26.4827 | 56.8508 | 103.9567 | -0.0029378 | -0.0033719 | -0.0043111 | -0.005539 | -7.1585 | -12.8593 | -25.702 | -41.2951 | 4770.0478 | 4888.4235 | 5146.9676 | 5592.5824
7 | 21 | 22 | 2894.2292 | 2950.9262 | 3070.5572 | 3263.7458 | 1422.8199 | 1459.705 | 1542.7447 | 1697.2337 | -54.8549 | -93.9984 | -163.2604 | -244.6615 | 146.1034 | 200.3576 | 302.0824 | 445.5177 | 14.1408 | 25.9438 | 55.4104 | 99.2339 | -0.0029378 | -0.0033719 | -0.0043111 | -0.005539 | -2.9807 | -6.2733 | -11.9864 | -17.8246 | 4419.4548 | 4536.6575 | 4795.5436 | 5243.2394
7 | 21 | 23 | 2672.447 | 2725.5994 | 2836.0388 | 3019.6979 | 1279.8918 | 1313.0716 | 1387.7697 | 1526.7396 | -47.1755 | -81.7058 | -141.6493 | -211.9122 | 165.9029 | 226.3745 | 341.0084 | 507.3495 | 12.5407 | 23.3172 | 48.5007 | 86.115 | -0.0029378 | -0.0033719 | -0.0043111 | -0.005539 | 8.5158 | 13.2181 | 22.1083 | 34.4435 | 4092.1197 | 4219.8717 | 4493.7724 | 4962.4277
7 | 21 | 24 | 2521.7759 | 2573.1387 | 2677.3494 | 2855.3785 | 1150.1471 | 1179.9634 | 1247.0892 | 1371.9716 | -40.4096 | -68.9176 | -120.0382 | -181.0496 | 280.1266 | 371.8196 | 541.7903 | 786.1509 | 10.2008 | 18.4567 | 38.6695 | 68.9583 | -0.0029378 | -0.0033719 | -0.0043111 | -0.005539 | 10.0306 | 15.8246 | 27.8249 | 41.7727 | 3931.8685 | 4090.2821 | 4412.6808 | 4943.1768
7 | 22 | 1 | 2353.3021 | 2401.3321 | 2497.8315 | 2665.9076 | 1100.6884 | 1129.2226 | 1193.4618 | 1312.974 | -36.6618 | -60.5052 | -102.7986 | -156.2002 | 236.7389 | 318.0527 | 460.1705 | 662.478 | 8.2084 | 15.4361 | 32.8158 | 57.2583 | -0.0029378 | -0.0033719 | -0.0043111 | -0.005539 | 7.2236 | 11.6447 | 19.7825 | 30.7705 | 3669.4968 | 3815.1796 | 4101.2593 | 4573.1827
7 | 22 | 2 | 2187.5884 | 2232.4766 | 2321.4406 | 2479.1607 | 1078.7866 | 1106.7529 | 1169.7139 | 1286.848 | -33.8273 | -55.1898 | -94.9415 | -139.9797 | 161.7574 | 218.8335 | 324.8075 | 473.0057 | 6.7522 | 12.5062 | 26.6886 | 46.7738 | -0.0029378 | -0.0033719 | -0.0043111 | -0.005539 | 4.0665 | 6.5089 | 11.4871 | 17.3011 | 3405.1207 | 3521.8849 | 3759.1919 | 4163.1041
7 | 22 | 3 | 2083.2792 | 2126.3333 | 2209.9984 | 2360.7252 | 1085.0041 | 1113.1316 | 1176.4555 | 1294.2646 | -31.6791 | -52.5886 | -89.2495 | -135.2406 | 104.7711 | 144.9452 | 221.8829 | 333.7101 | 6.1075 | 11.3987 | 23.9539 | 43.5074 | -0.0029378 | -0.0033719 | -0.0043111 | -0.005539 | 2.7499 | 4.1799 | 7.0601 | 10.8421 | 3250.2297 | 3347.3968 | 3550.0969 | 3907.8032
7 | 22 | 4 | 1977.2571 | 2017.8869 | 2096.5099 | 2238.5293 | 1119.6425 | 1148.668 | 1214.0134 | 1335.5836 | -31.6791 | -51.8144 | -89.2495 | -133.2375 | 68.3819 | 98.023 | 158.932 | 241.7649 | 6.1075 | 11.3987 | 23.9539 | 41.3172 | -0.0029378 | -0.0033719 | -0.0043111 | -0.005539 | 1.322 | 1.79 | 3.3352 | 5.1447 | 3141.029 | 3225.9489 | 3407.4906 | 3729.0965
7 | 22 | 5 | 1873.0658 | 1911.5445 | 1984.4799 | 2116.8477 | 1199.7541 | 1230.8565 | 1300.8774 | 1431.1461 | -31.2071 | -52.867 | -90.7749 | -137.9766 | 42.9893 | 63.9647 | 109.7506 | 178.2301 | 6.2744 | 12.0946 | 25.3835 | 43.5074 | -0.0029378 | -0.0033719 | -0.0043111 | -0.005539 | 2.8911 | 4.2842 | 7.6067 | 11.2222 | 3093.7647 | 3169.8741 | 3337.3189 | 3642.9713
7 | 22 | 6 | 1883.5405 | 1922.5079 | 1996.305 | 2131.112 | 1162.8827 | 1193.0292 | 1260.8982 | 1387.1634 | -32.9904 | -56.5208 | -100.439 | -152.6187 | 31.594 | 46.2625 | 83.7999 | 145.37 | 8.8395 | 15.4185 | 31.3754 | 54.8649 | -41.0292 | -47.023 | -60.134 | -77.7315 | -0.39634 | -0.85169 | -1.6439 | -2.5786 | 3012.4407 | 3072.8226 | 3210.1615 | 3485.5814
7 | 22 | 7 | 1907.0307 | 1945.1633 | 2018.741 | 2149.3606 | 1309.7825 | 1343.7372 | 1420.1797 | 1562.3952 | -35.9013 | -63.0541 | -111.6286 | -169.5722 | 31.594 | 50.6881 | 81.6204 | 138.1644 | 10.9989 | 19.0443 | 38.1497 | 65.1084 | -362.4793 | -415.4552 | -530.1651 | -681.0019 | -0.1303 | -0.31278 | -0.49385 | -0.82287 | 2860.8951 | 2879.8107 | 2916.4034 | 3063.6317
7 | 22 | 8 | 2177.5337 | 2219.7121 | 2304.2871 | 2447.6747 | 1462.1192 | 1500.0231 | 1585.3564 | 1744.1125 | -41.0676 | -73.2412 | -131.9192 | -200.7431 | 43.3881 | 64.5012 | 104.8512 | 172.1567 | 13.6359 | 23.8872 | 47.7209 | 82.0243 | -886.2949 | -1017.0973 | -1300.1612 | -1670.3304 | 5.7089 | 7.0302 | 12.5993 | 20.7012 | 2775.0233 | 2724.8152 | 2622.7346 | 2595.5958
7 | 22 | 9 | 2367.7525 | 2412.6534 | 2504.9039 | 2655.8702 | 1600.5847 | 1642.0781 | 1735.4927 | 1909.2833 | -47.8335 | -86.1425 | -155.6188 | -238.9646 | 58.4822 | 84.7463 | 134.5695 | 225.0892 | 17.4402 | 30.4429 | 60.6739 | 103.5237 | -1316.9395 | -1511.953 | -1934.0868 | -2485.9153 | 15.7747 | 23.307 | 41.7217 | 67.5823 | 2695.2613 | 2595.1322 | 2387.6561 | 2236.4688
7 | 22 | 10 | 2585.4918 | 2633.6758 | 2735.3344 | 2895.5417 | 1729.7467 | 1774.5886 | 1875.5413 | 2063.3563 | -54.0203 | -97.9913 | -174.5888 | -269.7108 | 71.6819 | 104.9914 | 169.9815 | 278.0216 | 18.4907 | 32.6403 | 64.7136 | 112.691 | -1673.9509 | -1922.02 | -2458.9593 | -3160.4499 | 20.1969 | 31.3216 | 56.4466 | 91.8311 | 2697.6367 | 2557.2063 | 2268.4692 | 2011.281
7 | 22 | 11 | 2846.6561 | 2899.4242 | 3012.7271 | 3187.7686 | 1807.5169 | 1854.3749 | 1959.8666 | 2156.1258 | -59.735 | -106.021 | -188.3428 | -286.2397 | 88.1814 | 129.1257 | 206.1875 | 334.8424 | 15.5699 | 28.6205 | 58.7218 | 102.2065 | -1909.2439 | -2192.7331 | -2806.3785 | -3607.6989 | 20.4819 | 33.3824 | 60.1823 | 97.7081 | 2809.4274 | 2646.1736 | 2302.9639 | 1984.7128
7 | 22 | 12 | 3012.1441 | 3068.1025 | 3188.9175 | 3373.024 | 1874.1896 | 1922.776 | 2032.1588 | 2235.6574 | -63.7736 | -112.389 | -193.2774 | -291.2871 | 99.9756 | 145.4817 | 232.9323 | 373.855 | 9.8086 | 20.6717 | 45.7688 | 82.8973 | -2029.6468 | -2331.1686 | -2984.01 | -3836.7155 | 12.0801 | 22.8846 | 42.7013 | 69.2934 | 2914.7776 | 2736.3587 | 2365.1914 | 2006.7245
7 | 22 | 13 | 3213.7414 | 3273.7661 | 3404.1968 | 3602.0938 | 1891.2199 | 1940.2478 | 2050.6246 | 2255.9722 | -68.6186 | -119.6966 | -204.1854 | -307.3912 | 104.3723 | 148.8344 | 240.8054 | 384.3781 | 7.2937 | 18.171 | 42.4601 | 77.2373 | -2035.4807 | -2337.5837 | -2991.3707 | -3844.7432 | 3.3634 | 6.7891 | 12.8158 | 20.3934 | 3115.8915 | 2930.528 | 2555.3467 | 2187.9404
7 | 22 | 14 | 3372.6915 | 3436.0036 | 3573.7989 | 3781.2628 | 1928.1069 | 1978.091 | 2090.6206 | 2299.9735 | -72.3359 | -127.0042 | -216.6954 | -326.3477 | 101.8892 | 147.9111 | 235.5334 | 368.1238 | 8.0103 | 20.6405 | 48.7227 | 87.7594 | -1868.2196 | -2147.7592 | -2753.1152 | -3542.34 | -1.0994 | -1.8415 | -2.591 | -3.7663 | 3469.043 | 3306.0413 | 2976.2741 | 2664.6654
7 | 22 | 15 | 3499.5662 | 3565.7411 | 3710.2051 | 3927.6914 | 1935.2002 | 1985.3682 | 2098.3118 | 2308.4348 | -76.7394 | -133.0939 | -228.4375 | -342.5682 | 95.5079 | 138.9362 | 215.8168 | 333.5701 | 8.9074 | 22.9828 | 53.9402 | 97.4085 | -1655.7358 | -1902.5787 | -2437.0745 | -3133.8955 | -2.169 | -4.3018 | -7.5864 | -11.2236 | 3804.5376 | 3673.0539 | 3405.1755 | 3179.4175
7 | 22 | 16 | 3531.1373 | 3600.1173 | 3747.8645 | 3972.4645 | 1911.4559 | 1961.0083 | 2072.5662 | 2280.111 | -79.9387 | -138.2962 | -237.3336 | -355.7443 | 52.6091 | 76.8545 | 118.2481 | 177.5986 | 10.5659 | 25.7367 | 59.8048 | 107.1592 | -1306.8705 | -1501.6829 | -1923.9269 | -2475.024 | -3.9362 | -6.7445 | -12.0351 | -18.2507 | 4115.0228 | 4016.9933 | 3825.1879 | 3688.3143
7 | 22 | 17 | 3507.4544 | 3576.5769 | 3723.978 | 3948.4192 | 1894.5434 | 1943.6574 | 2054.2282 | 2259.9367 | -81.3548 | -139.5664 | -238.4492 | -359.7505 | 55.909 | 78.861 | 123.9417 | 185.9365 | 12.0941 | 28.4905 | 65.0223 | 116.0369 | -879.4746 | -1010.5743 | -1294.0249 | -1661.8752 | -9.7591 | -14.958 | -26.5584 | -42.2614 | 4499.4125 | 4462.4871 | 4408.1375 | 4446.4421
7 | 22 | 18 | 3451.7357 | 3520.9233 | 3666.9814 | 3891.388 | 1808.5374 | 1855.4218 | 1960.973 | 2157.3431 | -79.6021 | -137.3481 | -237.4763 | -358.7092 | 55.909 | 78.861 | 123.9417 | 185.9365 | 14.514 | 32.5279 | 71.0736 | 126.0925 | -424.4144 | -488.1884 | -625.7522 | -802.8667 | -14.545 | -22.2238 | -39.9682 | -65.9129 | 4812.1347 | 4839.9738 | 4919.773 | 5133.2713
7 | 22 | 19 | 3305.049 | 3371.4809 | 3511.8747 | 3731.5715 | 1652.8867 | 1695.736 | 1792.203 | 1971.6726 | -73.8873 | -129.04 | -224.7612 | -339.0198 | 61.7112 | 86.6393 | 133.4029 | 194.2744 | 15.2537 | 34.0294 | 73.0258 | 128.4859 | -70.525 | -81.3073 | -104.4008 | -133.4516 | -21.7469 | -32.9383 | -59.1243 | -97.1985 | 4868.7414 | 4944.6 | 5122.2202 | 5456.3344
7 | 22 | 20 | 3210.8575 | 3274.9804 | 3410.6963 | 3623.5284 | 1604.273 | 1645.8621 | 1739.4919 | 1913.683 | -66.0243 | -117.7482 | -203.9076 | -307.8488 | 84.0129 | 116.5453 | 173.4607 | 245.5131 | 15.8129 | 33.94 | 71.848 | 127.0295 | -0.0029378 | -0.0033719 | -0.0043111 | -0.005539 | -19.1463 | -27.6901 | -47.7738 | -76.7006 | 4829.7828 | 4925.8863 | 5143.8112 | 5525.1991
7 | 22 | 21 | 3129.8625 | 3191.6304 | 3322.974 | 3533.3548 | 1456.6408 | 1494.4027 | 1579.4163 | 1737.5776 | -59.914 | -106.1778 | -185.424 | -279.4139 | 133.3026 | 187.0809 | 283.4135 | 413.2193 | 15.9662 | 33.1466 | 69.3652 | 120.5453 | -0.0029378 | -0.0033719 | -0.0043111 | -0.005539 | -7.1585 | -12.8593 | -25.702 | -41.2951 | 4668.6967 | 4787.2202 | 5044.0386 | 5483.9824
7 | 22 | 22 | 2815.9498 | 2871.4733 | 2988.0338 | 3179.5012 | 1320.2246 | 1354.45 | 1431.502 | 1574.8513 | -53.8344 | -95.5469 | -165.6199 | -251.8284 | 146.1034 | 200.3576 | 302.0824 | 445.5177 | 15.6554 | 30.8044 | 64.4076 | 112.3527 | -0.0029378 | -0.0033719 | -0.0043111 | -0.005539 | -2.9807 | -6.2733 | -11.9864 | -20.2305 | 4241.1153 | 4355.2617 | 4608.4152 | 5040.1583
7 | 22 | 23 | 2565.6263 | 2617.0693 | 2722.629 | 2901.2677 | 1206.2083 | 1237.478 | 1307.8756 | 1438.8451 | -46.5964 | -82.9239 | -144.0088 | -217.0761 | 168.8039 | 232.8066 | 353.1897 | 530.1779 | 14.0553 | 27.0703 | 56.0683 | 97.0437 | -0.0029378 | -0.0033719 | -0.0043111 | -0.005539 | 8.5158 | 13.2181 | 22.1083 | 33.2405 | 3916.6103 | 4044.7149 | 4317.8579 | 4783.4932
7 | 22 | 24 | 2333.8451 | 2381.0021 | 2475.9105 | 2640.3201 | 1178.2142 | 1208.7582 | 1277.522 | 1405.4519 | -39.9376 | -69.3614 | -120.7957 | -181.4743 | 311.7203 | 418.0817 | 616.1282 | 904.2419 | 10.6066 | 20.6717 | 42.8446 | 73.8845 | -0.0029378 | -0.0033719 | -0.0043111 | -0.005539 | 10.0306 | 15.8246 | 27.8249 | 41.7727 | 3804.4763 | 3974.9735 | 4319.4302 | 4884.1912
7 | 23 | 1 | 2197.6868 | 2242.572 | 2331.2002 | 2487.1795 | 1131.3682 | 1160.6977 | 1226.7275 | 1349.5708 | -35.3199 | -58.5131 | -100.4285 | -150.6117 | 224.5458 | 301.6967 | 448.3269 | 668.5513 | 7.3249 | 14.7402 | 31.5107 | 54.7632 | -0.0029378 | -0.0033719 | -0.0043111 | -0.005539 | 7.2236 | 11.6447 | 19.7825 | 30.7705 | 3532.8264 | 3672.8348 | 3957.115 | 4440.2181
7 | 23 | 2 | 2070.5963 | 2113.1945 | 2195.888 | 2344.2995 | 1111.3198 | 1140.1296 | 1204.9893 | 1325.6558 | -32.6997 | -53.1977 | -91.3275 | -136.3943 | 139.6647 | 191.7437 | 297.0149 | 451.8012 | 5.7017 | 11.1144 | 23.9539 | 43.4057 | -0.0029378 | -0.0033719 | -0.0043111 | -0.005539 | 4.0665 | 6.5089 | 11.4871 | 17.3011 | 3298.6464 | 3409.4901 | 3642.0015 | 4046.0634
7 | 23 | 3 | 1988.2357 | 2029.1918 | 2108.023 | 2250.2521 | 1125.3075 | 1154.4799 | 1220.1559 | 1342.3412 | -31.572 | -51.3708 | -88.1999 | -132.0798 | 84.4827 | 122.1572 | 197.858 | 316.3936 | 5.4628 | 10.4185 | 22.4621 | 41.1139 | -0.0029378 | -0.0033719 | -0.0043111 | -0.005539 | 2.7499 | 4.1799 | 7.0601 | 10.8421 | 3174.6637 | 3269.0532 | 3467.3549 | 3828.8575
7 | 23 | 4 | 1924.7792 | 1963.9779 | 2038.9828 | 2173.2508 | 1221.1259 | 1252.7822 | 1324.0505 | 1456.6397 | -32.2277 | -52.4234 | -90.0069 | -134.8159 | 49.5891 | 79.2479 | 138.6748 | 235.0508 | 5.8686 | 11.3987 | 23.9539 | 42.0885 | -0.0029378 | -0.0033719 | -0.0043111 | -0.005539 | 1.322 | 1.79 | 3.3352 | 5.1447 | 3170.4542 | 3256.77 | 3438.9861 | 3777.353
7 | 23 | 5 | 1857.4349 | 1894.0464 | 1963.7168 | 2085.5039 | 1432.2519 | 1469.3815 | 1552.9717 | 1708.4848 | -34.483 | -57.9041 | -102.517 | -153.7724 | 43.996 | 69.3239 | 126.8312 | 231.654 | 9.0065 | 16.526 | 33.4629 | 57.928 | -0.0029378 | -0.0033719 | -0.0043111 | -0.005539 | 2.8911 | 4.2842 | 7.6067 | 11.2222 | 3311.0944 | 3395.6544 | 3582.0679 | 3941.0149
7 | 23 | 6 | 1847.9591 | 1883.3562 | 1950.9009 | 2065.3384 | 1629.059 | 1671.2907 | 1766.367 | 1943.2494 | -39.5421 | -69.9181 | -126.2166 | -192.1102 | 70.6944 | 108.0811 | 186.6056 | 322.9584 | 14.5425 | 25.9749 | 50.4556 | 85.5316 | -37.1248 | -42.598 | -54.5354 | -70.4292 | -0.39634 | -0.85169 | -1.6439 | -2.5786 | 3485.1918 | 3575.335 | 3771.9332 | 4151.9598
7 | 23 | 7 | 1791.649 | 1823.3064 | 1883.6733 | 1978.6958 | 2047.6802 | 2100.7641 | 2220.2724 | 2442.6084 | -47.6499 | -86.5254 | -157.7734 | -244.6655 | 120.2832 | 180.4839 | 299.8697 | 517.9425 | 21.3761 | 37.3925 | 70.8408 | 118.8327 | -287.1545 | -329.3993 | -420.4838 | -539.3309 | -0.1303 | -0.31278 | -0.49385 | -0.82287 | 3646.0538 | 3725.7094 | 3895.9052 | 4273.2601
7 | 23 | 8 | 1953.956 | 1986.081 | 2050.3092 | 2141.7478 | 2400.6466 | 2462.8808 | 2602.9892 | 2863.6501 | -57.6916 | -101.1405 | -183.075 | -282.5786 | 167.5787 | 248.8737 | 410.4137 | 699.5685 | 19.8614 | 34.747 | 66.9257 | 113.1352 | -708.4663 | -813.5103 | -1040.0784 | -1335.4563 | 4.471 | 7.0302 | 12.5993 | 20.7012 | 3780.3558 | 3824.9619 | 3920.0837 | 4220.7678
7 | 23 | 9 | 2027.8089 | 2059.4256 | 2125.3232 | 2211.7991 | 2637.8065 | 2706.1888 | 2860.1385 | 3146.5501 | -65.5852 | -113.7635 | -201.5586 | -308.5858 | 187.1596 | 279.5637 | 460.44 | 783.6579 | 16.7236 | 30.0313 | 59.2443 | 101.3335 | -1204.5229 | -1383.6011 | -1770.923 | -2276.132 | 14.9468 | 23.307 | 41.7217 | 67.5823 | 3614.3372 | 3601.1518 | 3574.3861 | 3726.2052
7 | 23 | 10 | 2211.8104 | 2246.1676 | 2318.5778 | 2411.1405 | 2812.5853 | 2885.4985 | 3049.6488 | 3355.0378 | -72.4276 | -121.1842 | -211.1461 | -320.3754 | 179.0642 | 268.1697 | 444.4911 | 764.7174 | 11.2377 | 21.2782 | 43.5459 | 77.1997 | -1619.2789 | -1859.8189 | -2380.6658 | -3061.3716 | 20.2159 | 31.3216 | 56.4466 | 91.8311 | 3543.2069 | 3471.4325 | 3320.8983 | 3318.1795
7 | 23 | 11 | 2414.1892 | 2451.7994 | 2533.1393 | 2635.6295 | 2919.8209 | 2995.5142 | 3165.923 | 3482.9556 | -79.0864 | -129.3792 | -223.6562 | -337.3288 | 161.069 | 244.0355 | 409.0791 | 711.7852 | 9.3173 | 17.9178 | 39.3816 | 69.8801 | -1907.7477 | -2191.6649 | -2806.1869 | -3607.972 | 21.4727 | 33.3824 | 60.1823 | 97.7081 | 3539.0351 | 3421.6052 | 3177.8623 | 3052.6577
7 | 23 | 12 | 2577.8105 | 2618.3591 | 2706.9586 | 2818.1298 | 2995.321 | 3072.9715 | 3247.7867 | 3573.017 | -84.0385 | -135.025 | -231.7183 | -346.8071 | 155.8747 | 233.1779 | 389.616 | 677.793 | 6.5051 | 14.3096 | 33.8501 | 60.7128 | -1934.9671 | -2221.4562 | -2838.7882 | -3638.1492 | 14.1297 | 22.8846 | 42.7013 | 69.2934 | 3730.6354 | 3605.2213 | 3350.4062 | 3213.9897
7 | 23 | 13 | 2746.9982 | 2790.6978 | 2887.2843 | 3008.4001 | 3048.9746 | 3128.016 | 3305.9626 | 3637.0187 | -88.5491 | -141.3931 | -241.1008 | -363.7606 | 145.975 | 222.4441 | 373.6671 | 641.0446 | 5.8374 | 13.3104 | 33.8609 | 61.9283 | -2055.9817 | -2359.9743 | -3016.5428 | -3870.8327 | 4.3326 | 6.7891 | 12.8158 | 20.3934 | 3807.5869 | 3659.8901 | 3355.9472 | 3134.1918
7 | 23 | 14 | 2889.5038 | 2936.0473 | 3039.4879 | 3169.1873 | 3078.6507 | 3158.4614 | 3338.14 | 3672.4183 | -93.0597 | -149.475 | -253.3293 | -380.4059 | 137.0914 | 205.4434 | 342.8503 | 585.3749 | 6.9598 | 15.937 | 38.943 | 71.1332 | -1944.8785 | -2232.551 | -2853.8216 | -3661.8563 | -0.99627 | -1.8415 | -2.591 | -3.7663 | 4073.2713 | 3932.0216 | 3649.6793 | 3452.0851
7 | 23 | 15 | 3032.761 | 3082.4482 | 3194.1739 | 3335.6241 | 3046.9024 | 3125.8901 | 3303.7157 | 3634.5468 | -97.249 | -155.3994 | -264.0324 | -396.2017 | 123.0941 | 184.7856 | 308.2831 | 516.2488 | 8.2627 | 18.6909 | 44.5585 | 82.9725 | -1699.3812 | -1950.9702 | -2494.1325 | -3199.8352 | -2.7445 | -4.3018 | -7.5864 | -11.2236 | 4411.6456 | 4301.1434 | 4084.9799 | 3962.1316
7 | 23 | 16 | 3136.075 | 3189.6468 | 3309.9345 | 3465.1744 | 2925.5801 | 3001.4227 | 3172.1676 | 3489.8256 | -99.7927 | -159.5491 | -271.1215 | -409.686 | 69.9964 | 102.7219 | 162.7837 | 266.7878 | 11.0437 | 23.1101 | 54.5981 | 98.4207 | -1387.8256 | -1593.9752 | -2039.8606 | -2620.735 | -4.3434 | -6.7445 | -12.0351 | -18.2507 | 4650.7336 | 4556.6327 | 4376.4668 | 4271.5368
7 | 23 | 17 | 3243.7624 | 3301.2601 | 3429.1075 | 3602.21 | 2701.0062 | 2771.0268 | 2928.665 | 3221.9388 | -98.4049 | -160.0451 | -271.9555 | -412.5346 | 75.7986 | 108.6175 | 168.4772 | 270.1053 | 13.0496 | 27.2557 | 61.9031 | 110.7041 | -928.8088 | -1067.4111 | -1367.0052 | -1756.0572 | -9.6234 | -14.958 | -26.5584 | -42.2614 | 4996.7797 | 4965.746 | 4922.6337 | 4994.1051
7 | 23 | 18 | 3357.8579 | 3419.784 | 3555.8981 | 3749.8304 | 2390.6385 | 2452.6133 | 2592.1375 | 2851.7118 | -94.6547 | -154.1729 | -266.253 | -402.0151 | 90.4938 | 129.136 | 195.8133 | 297.3834 | 16.3531 | 32.5279 | 71.2848 | 126.4573 | -429.6353 | -494.1025 | -633.1406 | -812.2477 | -14.3903 | -22.2238 | -39.9682 | -65.9129 | 5316.663 | 5363.5619 | 5475.7719 | 5745.2072
7 | 23 | 19 | 3357.5559 | 3421.1199 | 3560.4264 | 3766.3092 | 2064.4627 | 2117.9817 | 2238.4695 | 2462.6277 | -84.4294 | -140.7758 | -243.3109 | -367.567 | 94.8906 | 135.568 | 204.4804 | 304.589 | 16.9258 | 34.0294 | 72.7767 | 127.8761 | -69.3457 | -79.9446 | -102.6679 | -131.282 | -21.1958 | -32.9383 | -59.1243 | -97.1985 | 5358.8641 | 5455.0404 | 5671.0499 | 6065.3544
7 | 23 | 20 | 3267.5168 | 3329.7675 | 3465.0177 | 3669.1873 | 1926.6977 | 1976.6453 | 2089.0927 | 2298.2925 | -74.9361 | -125.3864 | -216.6886 | -329.2289 | 104.3914 | 148.3083 | 222.8957 | 328.5497 | 17.58 | 34.2244 | 72.3706 | 127.5976 | -0.0029378 | -0.0033719 | -0.0043111 | -0.005539 | -18.4948 | -27.6901 | -47.7738 | -76.7006 | 5222.752 | 5335.8656 | 5584.91 | 6017.6919
7 | 23 | 21 | 3216.1142 | 3277.9674 | 3411.0431 | 3619.0131 | 1678.2053 | 1721.7109 | 1819.6556 | 2001.8743 | -65.078 | -110.2753 | -191.1159 | -287.7345 | 193.3088 | 273.9828 | 416.4782 | 613.7152 | 16.444 | 31.6275 | 66.4952 | 116.4921 | -0.0029378 | -0.0033719 | -0.0043111 | -0.005539 | -7.2942 | -12.8593 | -25.702 | -41.2951 | 5031.6971 | 5182.1507 | 5496.8498 | 6022.0596
7 | 23 | 22 | 2945.0862 | 3002.5584 | 3124.0556 | 3320.1602 | 1459.3813 | 1497.2142 | 1582.3877 | 1740.8465 | -56.9266 | -96.1559 | -166.9404 | -251.4038 | 211.304 | 291.6851 | 438.661 | 644.8816 | 15.0108 | 28.8737 | 60.6306 | 104.7922 | -0.0029378 | -0.0033719 | -0.0043111 | -0.005539 | -3.3879 | -6.2733 | -11.9864 | -20.2305 | 4570.4649 | 4717.8988 | 5026.8037 | 5539.0407
7 | 23 | 23 | 2684.6962 | 2738.1926 | 2848.4014 | 3032.8225 | 1287.6823 | 1321.064 | 1396.2167 | 1536.0326 | -48.0125 | -81.706 | -141.9203 | -213.4906 | 318.6058 | 427.268 | 618.7278 | 889.9723 | 13.1134 | 24.709 | 50.9862 | 89.724 | -0.0029378 | -0.0033719 | -0.0043111 | -0.005539 | 8.3801 | 13.2181 | 22.1083 | 33.2405 | 4264.4623 | 4442.7424 | 4794.5159 | 5368.2957
7 | 23 | 24 | 2476.2798 | 2526.2777 | 2627.3361 | 2801.1451 | 1192.2041 | 1223.1107 | 1292.691 | 1422.1399 | -40.7746 | -68.1435 | -118.7071 | -176.3105 | 311.7203 | 418.0817 | 616.1282 | 904.2419 | 9.962 | 18.4567 | 39.0676 | 68.9583 | -0.0029378 | -0.0033719 | -0.0043111 | -0.005539 | 10.0306 | 15.8246 | 27.8249 | 41.7727 | 3959.4192 | 4133.6045 | 4484.3363 | 5061.9419
7 | 24 | 1 | 2293.5745 | 2340.2205 | 2432.839 | 2594.795 | 1156.1834 | 1186.1563 | 1253.6343 | 1379.1721 | -35.899 | -60.0617 | -102.0305 | -152.6148 | 224.5458 | 301.6967 | 448.3269 | 668.5513 | 7.5638 | 14.7402 | 31.5107 | 56.0804 | -0.0029378 | -0.0033719 | -0.0043111 | -0.005539 | 7.2236 | 11.6447 | 19.7825 | 30.7705 | 3653.1892 | 3794.3934 | 4084.0587 | 4576.749
7 | 24 | 2 | 2154.7829 | 2198.7704 | 2285.2458 | 2438.6879 | 1133.6632 | 1163.0522 | 1229.2159 | 1352.3085 | -33.6437 | -55.6336 | -94.455 | -143.1365 | 139.6647 | 191.7437 | 297.0149 | 451.8012 | 6.6802 | 12.5062 | 27.4711 | 48.091 | -0.0029378 | -0.0033719 | -0.0043111 | -0.005539 | 4.0665 | 6.5089 | 11.4871 | 17.3011 | 3405.2108 | 3516.9445 | 3755.9756 | 4165.0476
7 | 24 | 3 | 2060.9827 | 2103.1876 | 2184.7016 | 2331.4224 | 1150.0002 | 1179.8127 | 1246.9299 | 1371.7963 | -32.6997 | -53.9719 | -91.3275 | -136.3943 | 84.4827 | 122.1572 | 197.858 | 316.3936 | 5.8686 | 11.3987 | 24.7364 | 43.4057 | -0.0029378 | -0.0033719 | -0.0043111 | -0.005539 | 2.7499 | 4.1799 | 7.0601 | 10.8421 | 3271.3814 | 3366.7608 | 3569.9542 | 3937.4603
7 | 24 | 4 | 1968.4259 | 2008.3456 | 2084.5873 | 2221.4341 | 1248.8211 | 1281.1954 | 1354.0801 | 1489.6764 | -32.6997 | -54.8593 | -93.1345 | -136.819 | 49.5891 | 79.2479 | 138.6748 | 235.0508 | 6.2744 | 12.0946 | 25.259 | 43.4057 | -0.0029378 | -0.0033719 | -0.0043111 | -0.005539 | 1.322 | 1.79 | 3.3352 | 5.1447 | 3241.7299 | 3327.8108 | 3512.7976 | 3857.8871
7 | 24 | 5 | 1870.4605 | 1907.1292 | 1976.6409 | 2099.5759 | 1458.1472 | 1495.9481 | 1581.0496 | 1739.3744 | -34.955 | -58.6784 | -102.517 | -153.7724 | 43.996 | 69.3239 | 126.8312 | 231.654 | 8.6007 | 15.8301 | 32.0333 | 54.8649 | -0.0029378 | -0.0033719 | -0.0043111 | -0.005539 | 2.8911 | 4.2842 | 7.6067 | 11.2222 | 3349.1375 | 3433.8336 | 3621.6403 | 3982.9134
7 | 24 | 6 | 1881.134 | 1916.9069 | 1984.7426 | 2101.3926 | 1657.2776 | 1700.2408 | 1796.9641 | 1976.9104 | -40.0141 | -68.7002 | -123.0891 | -186.9464 | 70.6944 | 108.0811 | 186.6056 | 322.9584 | 12.2163 | 21.9741 | 43.0341 | 73.0978 | -32.4317 | -37.3784 | -48.2747 | -62.9529 | -0.39634 | -0.85169 | -1.6439 | -2.5786 | 3548.4801 | 3640.2726 | 3838.3387 | 4221.8814
7 | 24 | 7 | 1761.6029 | 1792.0809 | 1850.3137 | 1939.8907 | 2120.729 | 2175.7066 | 2299.4782 | 2529.7458 | -48.0148 | -85.3075 | -152.8388 | -234.3378 | 120.2832 | 180.4839 | 299.8697 | 517.9425 | 17.1294 | 30.0313 | 58.7218 | 99.3842 | -289.5313 | -331.7753 | -422.8743 | -542.6654 | -0.1303 | -0.31278 | -0.49385 | -0.82287 | 3682.068 | 3760.907 | 3932.1764 | 4309.1371
7 | 24 | 8 | 1818.201 | 1846.7933 | 1903.4428 | 1981.5445 | 2503.8122 | 2568.7208 | 2714.8502 | 2986.7128 | -57.5845 | -100.81 | -179.666 | -276.9901 | 167.5787 | 248.8737 | 410.4137 | 699.5685 | 17.5352 | 31.1388 | 60.1513 | 103.9679 | -590.2347 | -676.3299 | -859.9709 | -1096.6258 | 4.471 | 7.0302 | 12.5993 | 20.7012 | 3863.7789 | 3925.4168 | 4061.8205 | 4418.8789
7 | 24 | 9 | 1829.122 | 1856.1352 | 1910.9361 | 1977.5364 | 2777.4911 | 2849.4946 | 3011.5966 | 3313.1751 | -66.3915 | -112.6587 | -199.675 | -302.9972 | 187.1596 | 279.5637 | 460.44 | 783.6579 | 15.745 | 27.7973 | 55.9248 | 95.8769 | -1037.1605 | -1191.5031 | -1524.091 | -1958.6691 | 14.9468 | 23.307 | 41.7217 | 67.5823 | 3720.9125 | 3732.136 | 3756.8532 | 3976.1623
7 | 24 | 10 | 1955.1498 | 1983.3637 | 2042.2783 | 2110.0148 | 2976.5818 | 3053.7465 | 3227.468 | 3550.6637 | -73.1269 | -120.8537 | -210.583 | -319.526 | 179.0642 | 268.1697 | 444.4911 | 764.7174 | 11.2377 | 20.9939 | 44.3284 | 76.3267 | -1428.0316 | -1638.0689 | -2090.0962 | -2679.8102 | 20.2159 | 31.3216 | 56.4466 | 91.8311 | 3641.0909 | 3598.6728 | 3514.3332 | 3594.2174
7 | 24 | 11 | 2127.3812 | 2158.355 | 2222.9462 | 2298.6001 | 3099.6881 | 3180.0442 | 3360.9506 | 3697.5131 | -79.3136 | -129.936 | -223.0165 | -333.627 | 161.069 | 244.0355 | 409.0791 | 711.7852 | 8.4473 | 16.6532 | 36.8446 | 65.6389 | -1848.1331 | -2123.815 | -2720.7847 | -3500.1336 | 21.4727 | 33.3824 | 60.1823 | 97.7081 | 3490.6117 | 3378.7193 | 3146.2017 | 3037.4849
7 | 24 | 12 | 2257.5677 | 2290.6545 | 2360.3842 | 2443.1054 | 3178.139 | 3260.5289 | 3446.0138 | 3791.0945 | -84.2657 | -136.9131 | -234.9635 | -354.4703 | 155.8747 | 233.1779 | 389.616 | 677.793 | 7.6276 | 16.2403 | 36.98 | 66.8545 | -2033.7485 | -2335.9915 | -2990.109 | -3843.7725 | 14.1297 | 22.8846 | 42.7013 | 69.2934 | 3495.3244 | 3350.5816 | 3050.6229 | 2849.898
7 | 24 | 13 | 2432.5297 | 2469.0155 | 2546.6571 | 2641.1593 | 3221.3964 | 3304.9077 | 3492.9173 | 3842.6948 | -90.0547 | -145.5518 | -246.9106 | -369.8414 | 145.975 | 222.4441 | 373.6671 | 641.0446 | 8.0103 | 16.9064 | 39.8609 | 72.6912 | -2047.3195 | -2351.7937 | -3011.0067 | -3871.6591 | 4.3326 | 6.7891 | 12.8158 | 20.3934 | 3674.8697 | 3522.7173 | 3208.0009 | 2976.4829
7 | 24 | 14 | 2527.5646 | 2566.0417 | 2647.2898 | 2747.8859 | 3258.9514 | 3343.4362 | 3533.6376 | 3887.4929 | -95.4022 | -154.0774 | -261.4986 | -392.3796 | 137.0914 | 205.4434 | 342.8503 | 585.3749 | 9.4435 | 20.6216 | 47.6884 | 85.8477 | -1915.0442 | -2200.3362 | -2817.6233 | -3622.011 | -0.99627 | -1.8415 | -2.591 | -3.7663 | 3921.6083 | 3779.2877 | 3489.7532 | 3288.4444
7 | 24 | 15 | 2657.6647 | 2699.1273 | 2789.4814 | 2900.2163 | 3206.5328 | 3289.6588 | 3476.8009 | 3824.9645 | -99.5915 | -160.1671 | -273.2406 | -412.4897 | 123.0941 | 184.7856 | 308.2831 | 516.2488 | 11.5214 | 24.4829 | 55.516 | 99.8771 | -1662.0977 | -1909.3684 | -2442.9725 | -3134.7183 | -2.7445 | -4.3018 | -7.5864 | -11.2236 | 4234.3794 | 4124.2173 | 3906.2818 | 3782.8751
7 | 24 | 16 | 2787.5291 | 2833.5199 | 2933.8464 | 3062.0268 | 3068.9522 | 3148.5115 | 3327.624 | 3660.8492 | -101.5561 | -164.3168 | -280.8162 | -425.5494 | 69.9964 | 102.7219 | 162.7837 | 266.7878 | 14.1001 | 29.1864 | 64.7732 | 114.554 | -1363.747 | -1567.1323 | -2006.7138 | -2577.7792 | -4.3434 | -6.7445 | -12.0351 | -18.2507 | 4470.9312 | 4375.7462 | 4189.462 | 4082.6385
7 | 24 | 17 | 2935.6047 | 2986.4313 | 3097.7766 | 3247.5737 | 2811.0919 | 2883.9665 | 3048.0296 | 3353.2565 | -100.7475 | -163.7601 | -279.8433 | -424.5082 | 75.7986 | 108.6175 | 168.4772 | 270.1053 | 15.7722 | 31.9403 | 69.4681 | 124.6472 | -873.8057 | -1004.04 | -1283.7558 | -1642.2398 | -9.6234 | -14.958 | -26.5584 | -42.2614 | 4854.0909 | 4828.1974 | 4793.594 | 4886.5733
7 | 24 | 18 | 3014.8054 | 3069.5347 | 3187.9253 | 3356.3171 | 2488.1494 | 2552.652 | 2697.8673 | 2968.0292 | -96.0838 | -157.888 | -272.6153 | -413.5639 | 90.4938 | 129.136 | 195.8133 | 297.3834 | 18.1921 | 35.8206 | 77.4202 | 136.893 | -401.144 | -461.2916 | -590.3601 | -754.9894 | -14.3903 | -22.2238 | -39.9682 | -65.9129 | 5100.0226 | 5145.7399 | 5256.0825 | 5524.1566
7 | 24 | 19 | 3073.7313 | 3131.5739 | 3254.7709 | 3440.7502 | 2151.8535 | 2207.638 | 2333.2261 | 2566.8733 | -85.8585 | -142.9945 | -247.1087 | -374.9179 | 94.8906 | 135.568 | 204.4804 | 304.589 | 17.9532 | 35.409 | 75.7171 | 132.9569 | -63.9706 | -73.7884 | -94.8628 | -121.3752 | -21.1958 | -32.9383 | -59.1243 | -97.1985 | 5167.4037 | 5260.4678 | 5467.0988 | 5851.6777
7 | 24 | 20 | 3048.1984 | 3105.6889 | 3228.4379 | 3416.6658 | 1999.237 | 2051.0651 | 2167.746 | 2384.8221 | -76.4723 | -127.0482 | -219.5241 | -333.1149 | 104.3914 | 148.3083 | 222.8957 | 328.5497 | 17.7008 | 34.441 | 72.6386 | 126.7775 | -0.0029378 | -0.0033719 | -0.0043111 | -0.005539 | -18.4948 | -27.6901 | -47.7738 | -76.7006 | 5074.5575 | 5184.7616 | 5424.4161 | 5846.9941
7 | 24 | 21 | 3028.6891 | 3086.7516 | 3208.3017 | 3403.293 | 1733.6008 | 1778.5426 | 1879.7203 | 2067.9538 | -67.4075 | -112.1545 | -193.7465 | -292.0449 | 193.3088 | 273.9828 | 416.4782 | 613.7152 | 15.9568 | 31.0102 | 65.8562 | 114.5957 | -0.0029378 | -0.0033719 | -0.0043111 | -0.005539 | -7.2942 | -12.8593 | -25.702 | -41.2951 | 4896.8509 | 5045.2699 | 5350.9036 | 5866.2121
7 | 24 | 22 | 2764.8246 | 2818.5683 | 2929.6861 | 3112.966 | 1505.3663 | 1544.3913 | 1632.2487 | 1795.7005 | -58.7076 | -98.9225 | -171.6594 | -258.142 | 211.304 | 291.6851 | 438.661 | 644.8816 | 15.5021 | 29.5208 | 62.0683 | 108.0099 | -0.0029378 | -0.0033719 | -0.0043111 | -0.005539 | -3.3879 | -6.2733 | -11.9864 | -20.2305 | 4434.8987 | 4578.9664 | 4879.014 | 5383.18
7 | 24 | 23 | 2554.4597 | 2605.142 | 2708.1873 | 2882.942 | 1327.5703 | 1361.9862 | 1439.4669 | 1583.6137 | -48.9565 | -84.1419 | -145.8052 | -217.0721 | 318.6058 | 427.268 | 618.7278 | 889.9723 | 13.4242 | 25.2479 | 52.8111 | 91.4853 | -0.0029378 | -0.0033719 | -0.0043111 | -0.005539 | 8.3801 | 13.2181 | 22.1083 | 33.2405 | 4173.4807 | 4348.7169 | 4695.4919 | 5264.1763
7 | 24 | 24 | 2359.948 | 2407.0454 | 2503.1449 | 2667.9842 | 1223.8049 | 1255.5308 | 1326.9554 | 1459.8355 | -41.7186 | -70.5794 | -120.0276 | -180.3166 | 311.7203 | 418.0817 | 616.1282 | 904.2419 | 10.4397 | 19.9757 | 41.415 | 72.4657 | -0.0029378 | -0.0033719 | -0.0043111 | -0.005539 | 10.0306 | 15.8246 | 27.8249 | 41.7727 | 3874.2219 | 4045.8754 | 4395.4365 | 4965.9778
7 | 25 | 1 | 2201.7961 | 2246.7528 | 2335.4649 | 2489.4068 | 1180.0698 | 1210.6618 | 1279.534 | 1407.6653 | -36.8431 | -61.0012 | -106.197 | -159.357 | 224.5458 | 301.6967 | 448.3269 | 668.5513 | 8.5057 | 15.8477 | 33.5983 | 59.6894 | -0.0029378 | -0.0033719 | -0.0043111 | -0.005539 | 7.2236 | 11.6447 | 19.7825 | 30.7705 | 3585.295 | 3725.5992 | 4010.5052 | 4496.7208
7 | 25 | 2 | 2072.5831 | 2115.5287 | 2198.28 | 2344.8885 | 1155.1876 | 1185.1346 | 1252.5545 | 1377.9842 | -33.6437 | -56.4079 | -95.7755 | -143.1365 | 139.6647 | 191.7437 | 297.0149 | 451.8012 | 6.9191 | 12.9178 | 27.4711 | 49.2049 | -0.0029378 | -0.0033719 | -0.0043111 | -0.005539 | 4.0665 | 6.5089 | 11.4871 | 17.3011 | 3344.7742 | 3455.4225 | 3691.0279 | 4098.0377
7 | 25 | 3 | 1958.3184 | 1998.9711 | 2076.2582 | 2214.485 | 1166.6026 | 1196.8455 | 1264.9317 | 1391.6008 | -32.5161 | -53.9719 | -91.3275 | -136.3943 | 84.4827 | 122.1572 | 197.858 | 316.3936 | 5.8686 | 11.1144 | 24.7364 | 42.5327 | -0.0029378 | -0.0033719 | -0.0043111 | -0.005539 | 2.7499 | 4.1799 | 7.0601 | 10.8421 | 3185.5032 | 3279.2929 | 3479.5126 | 3839.4543
7 | 25 | 4 | 1896.5187 | 1936.0545 | 2009.4406 | 2139.2974 | 1261.3582 | 1294.0575 | 1367.6739 | 1504.6315 | -33.1717 | -53.9719 | -91.3275 | -138.822 | 49.5891 | 79.2479 | 138.6748 | 235.0508 | 5.8686 | 11.3987 | 24.7364 | 43.4057 | -0.0029378 | -0.0033719 | -0.0043111 | -0.005539 | 1.322 | 1.79 | 3.3352 | 5.1447 | 3181.482 | 3268.5733 | 3452.5292 | 3788.7024
7 | 25 | 5 | 1821.9063 | 1858.413 | 1926.5318 | 2043.2777 | 1471.8232 | 1509.9787 | 1595.8783 | 1755.6881 | -34.8479 | -58.6784 | -102.2355 | -155.7755 | 43.996 | 69.3239 | 126.8312 | 231.654 | 8.1949 | 15.0245 | 30.7283 | 52.573 | -0.0029378 | -0.0033719 | -0.0043111 | -0.005539 | 2.8911 | 4.2842 | 7.6067 | 11.2222 | 3313.9606 | 3398.3424 | 3585.3365 | 3938.6339
7 | 25 | 6 | 1822.061 | 1856.8826 | 1922.9277 | 2032.9664 | 1680.9713 | 1724.5487 | 1822.6549 | 2005.1738 | -40.0141 | -68.7002 | -122.8842 | -186.9464 | 70.6944 | 108.0811 | 186.6056 | 322.9584 | 11.8105 | 21.2782 | 41.7291 | 71.7806 | -41.0292 | -47.023 | -60.134 | -77.7315 | -0.39634 | -0.85169 | -1.6439 | -2.5786 | 3504.0975 | 3594.2158 | 3789.2552 | 4165.6228
7 | 25 | 7 | 1697.4948 | 1726.5536 | 1781.923 | 1866.1754 | 2142.4918 | 2198.0336 | 2323.0754 | 2555.706 | -48.0148 | -85.1422 | -152.5573 | -232.0264 | 120.2832 | 180.4839 | 299.8697 | 517.9425 | 16.3178 | 29.3354 | 56.7073 | 96.1177 | -333.8625 | -382.4465 | -487.2598 | -624.835 | -0.1303 | -0.31278 | -0.49385 | -0.82287 | 3594.58 | 3666.505 | 3821.2644 | 4178.2574
7 | 25 | 8 | 1695.3891 | 1721.2571 | 1772.066 | 1839.8813 | 2547.4675 | 2613.5078 | 2762.1851 | 3038.7878 | -57.9494 | -100.6448 | -179.1029 | -274.2541 | 167.5787 | 248.8737 | 410.4137 | 699.5685 | 16.3178 | 28.9048 | 56.7073 | 97.194 | -704.5747 | -808.6295 | -1033.1119 | -1326.9347 | 4.471 | 7.0302 | 12.5993 | 20.7012 | 3668.6999 | 3710.2993 | 3801.7565 | 4094.9439
7 | 25 | 9 | 1694.8658 | 1719.1345 | 1766.9877 | 1822.0461 | 2830.4771 | 2903.8541 | 3069.0486 | 3376.3803 | -66.8636 | -114.9294 | -200.714 | -307.3117 | 187.1596 | 279.5637 | 460.44 | 783.6579 | 14.5425 | 26.6709 | 53.1902 | 91.1916 | -1181.7152 | -1358.2486 | -1739.9897 | -2236.8416 | 14.9468 | 23.307 | 41.7217 | 67.5823 | 3493.413 | 3479.3523 | 3450.6844 | 3596.7048
7 | 25 | 10 | 1840.7549 | 1865.5972 | 1918.4215 | 1976.8813 | 3036.6704 | 3115.3928 | 3292.6213 | 3622.3414 | -74.6194 | -124.0117 | -214.673 | -325.7272 | 179.0642 | 268.1697 | 444.4911 | 764.7174 | 10.7016 | 20.1518 | 41.9917 | 73.8316 | -1507.8659 | -1733.1323 | -2221.4043 | -2859.916 | 20.2159 | 31.3216 | 56.4466 | 91.8311 | 3504.9217 | 3443.489 | 3317.895 | 3343.9595
7 | 25 | 11 | 1997.0787 | 2022.2508 | 2081.3792 | 2148.7164 | 3177.5461 | 3259.9206 | 3445.3709 | 3790.3872 | -81.2477 | -132.9288 | -228.427 | -344.5674 | 161.069 | 244.0355 | 409.0791 | 711.7852 | 8.6142 | 16.8279 | 37.2426 | 67.7275 | -1802.914 | -2071.1511 | -2651.9953 | -3410.3275 | 21.4727 | 33.3824 | 60.1823 | 97.7081 | 3481.6191 | 3372.3373 | 3152.8319 | 3061.4294
7 | 25 | 12 | 2136.2779 | 2162.8602 | 2227.2282 | 2301.9856 | 3278.8247 | 3363.8247 | 3555.186 | 3911.199 | -86.5646 | -140.0711 | -240.374 | -362.6745 | 155.8747 | 233.1779 | 389.616 | 677.793 | 7.7945 | 16.2403 | 37.2535 | 66.5495 | -1949.5937 | -2240.3325 | -2871.0048 | -3697.1637 | 14.1297 | 22.8846 | 42.7013 | 69.2934 | 3556.7431 | 3418.5841 | 3140.6063 | 2966.9823
7 | 25 | 13 | 2322.7553 | 2355.3058 | 2428.7072 | 2511.1897 | 3322.4604 | 3408.5916 | 3602.4996 | 3963.2506 | -92.4607 | -148.5967 | -253.6415 | -382.7848 | 145.975 | 222.4441 | 373.6671 | 641.0446 | 8.1772 | 17.7404 | 41.0414 | 73.9068 | -1961.6539 | -2253.2611 | -2883.4098 | -3702.9208 | 4.3326 | 6.7891 | 12.8158 | 20.3934 | 3749.5858 | 3609.0133 | 3321.6799 | 3124.0795
7 | 25 | 14 | 2373.4469 | 2409.511 | 2486.0271 | 2567.2275 | 3357.2352 | 3444.268 | 3640.2055 | 4004.7323 | -96.5735 | -156.3481 | -266.909 | -400.5835 | 137.0914 | 205.4434 | 342.8503 | 585.3749 | 9.8493 | 20.9059 | 48.0864 | 86.619 | -1823.2774 | -2093.5578 | -2675.958 | -3429.2903 | -0.99627 | -1.8415 | -2.591 | -3.7663 | 3956.7756 | 3828.3808 | 3571.7112 | 3410.3136
7 | 25 | 15 | 2571.3623 | 2609.3276 | 2696.6824 | 2798.3028 | 3304.8785 | 3390.5539 | 3583.4357 | 3942.2777 | -100.977 | -162.2725 | -275.8051 | -416.3795 | 123.0941 | 184.7856 | 308.2831 | 516.2488 | 11.4495 | 23.6598 | 54.609 | 98.255 | -1543.6658 | -1777.9503 | -2285.7053 | -2945.2295 | -2.7445 | -4.3018 | -7.5864 | -11.2236 | 4363.397 | 4263.8023 | 4073.9133 | 3982.2518
7 | 25 | 16 | 2719.4255 | 2763.2689 | 2862.6074 | 2983.5922 | 3143.3091 | 3224.796 | 3408.2482 | 3749.547 | -102.3931 | -165.648 | -284.4197 | -427.1278 | 69.9964 | 102.7219 | 162.7837 | 266.7878 | 13.0496 | 27.1095 | 61.1315 | 109.4245 | -1248.5203 | -1437.952 | -1848.1986 | -2380.8673 | -4.3434 | -6.7445 | -12.0351 | -18.2507 | 4590.5238 | 4507.5518 | 4350.1174 | 4283.1058
7 | 25 | 17 | 2917.9475 | 2966.1466 | 3078.9915 | 3225.4389 | 2892.2158 | 2967.1934 | 3135.9911 | 3450.0264 | -102.24 | -165.4218 | -284.0098 | -426.5114 | 75.7986 | 108.6175 | 168.4772 | 270.1053 | 14.4109 | 29.5791 | 65.8264 | 117.3276 | -888.7786 | -1021.4558 | -1307.9178 | -1679.062 | -9.6234 | -14.958 | -26.5584 | -42.2614 | 4899.7308 | 4869.7009 | 4830.8002 | 4915.0635
7 | 25 | 18 | 3049.564 | 3102.4807 | 3225.1063 | 3397.5785 | 2545.0876 | 2611.0663 | 2759.6046 | 3035.9489 | -97.0279 | -158.8275 | -274.2173 | -413.9886 | 90.4938 | 129.136 | 195.8133 | 297.3834 | 16.178 | 32.7635 | 71.8155 | 128.5988 | -431.2465 | -495.8573 | -635.1785 | -814.6498 | -14.3903 | -22.2238 | -39.9682 | -65.9129 | 5158.6588 | 5198.5378 | 5302.9758 | 5564.9582
7 | 25 | 19 | 3111.358 | 3166.5476 | 3295.5899 | 3484.7286 | 2204.5738 | 2261.7251 | 2390.3901 | 2629.7615 | -88.1444 | -144.2645 | -249.2738 | -376.192 | 94.8906 | 135.568 | 204.4804 | 304.589 | 16.178 | 32.4792 | 70.7704 | 124.7642 | -64.2069 | -73.9756 | -94.9628 | -121.491 | -21.1958 | -32.9383 | -59.1243 | -97.1985 | 5253.4533 | 5345.1415 | 5557.8699 | 5948.9618
7 | 25 | 20 | 3089.2094 | 3145.0343 | 3272.8366 | 3463.7234 | 2043.3193 | 2096.2902 | 2215.5439 | 2437.4065 | -77.6306 | -129.8146 | -221.4076 | -333.9642 | 104.3914 | 148.3083 | 222.8957 | 328.5497 | 16.1142 | 31.5477 | 68.4121 | 119.902 | -0.0029378 | -0.0033719 | -0.0043111 | -0.005539 | -18.4948 | -27.6901 | -47.7738 | -76.7006 | 5156.906 | 5263.6724 | 5510.5026 | 5938.9111
7 | 25 | 21 | 3081.7534 | 3138.6788 | 3264.4259 | 3462.7632 | 1775.1418 | 1821.1605 | 1924.7626 | 2117.5066 | -68.4586 | -114.1467 | -195.9115 | -294.8973 | 193.3088 | 273.9828 | 416.4782 | 613.7152 | 15.5509 | 29.7564 | 64.5511 | 112.3039 | -0.0029378 | -0.0033719 | -0.0043111 | -0.005539 | -7.2942 | -12.8593 | -25.702 | -41.2951 | 4989.9992 | 5136.5692 | 5448.6001 | 5970.091
7 | 25 | 22 | 2853.9044 | 2908.2046 | 3023.7295 | 3212.4975 | 1546.2712 | 1586.3566 | 1676.6012 | 1844.4945 | -59.2867 | -100.0273 | -171.941 | -258.9914 | 211.304 | 291.6851 | 438.661 | 644.8816 | 15.2632 | 29.1093 | 61.2858 | 107.1369 | -0.0029378 | -0.0033719 | -0.0043111 | -0.005539 | -3.3879 | -6.2733 | -11.9864 | -20.2305 | 4564.0653 | 4709.0517 | 5016.3458 | 5529.7831
7 | 25 | 23 | 2595.9396 | 2646.6758 | 2751.6956 | 2927.7662 | 1359.3655 | 1394.6056 | 1473.942 | 1621.5412 | -50.0077 | -84.9162 | -147.4073 | -222.2359 | 318.6058 | 427.268 | 618.7278 | 889.9723 | 14.1272 | 26.6397 | 54.6387 | 96.069 | -0.0029378 | -0.0033719 | -0.0043111 | -0.005539 | 8.3801 | 13.2181 | 22.1083 | 33.2405 | 4246.4076 | 4423.4877 | 4773.7008 | 5346.3477
7 | 25 | 24 | 2403.6776 | 2452.0412 | 2550.1535 | 2715.6781 | 1247.3113 | 1279.6465 | 1352.443 | 1487.8754 | -41.8257 | -71.5189 | -123.1552 | -182.3197 | 311.7203 | 418.0817 | 613.4083 | 904.2419 | 10.7736 | 20.6717 | 43.3672 | 74.7575 | -0.0029378 | -0.0033719 | -0.0043111 | -0.005539 | 10.0306 | 15.8246 | 27.8249 | 41.7727 | 3941.6846 | 4114.7433 | 4464.0373 | 5042.0003
7 | 26 | 1 | 2270.9783 | 2318.075 | 2410.9763 | 2567.0214 | 1187.808 | 1218.6006 | 1287.9244 | 1416.8959 | -36.371 | -61.0012 | -102.0305 | -155.0425 | 224.5458 | 301.6967 | 448.3269 | 668.5513 | 7.3249 | 14.4558 | 30.0812 | 53.9918 | -0.0029378 | -0.0033719 | -0.0043111 | -0.005539 | 7.2236 | 11.6447 | 19.9909 | 30.7705 | 3661.5067 | 3803.4684 | 4095.2648 | 4582.1829
7 | 26 | 2 | 2137.6235 | 2181.9855 | 2268.6236 | 2417.6471 | 1160.1662 | 1190.2423 | 1257.9528 | 1383.923 | -33.7508 | -55.7988 | -94.455 | -140.8251 | 139.6647 | 191.7437 | 297.0149 | 451.8012 | 5.7017 | 11.1144 | 24.7364 | 43.5074 | -0.0029378 | -0.0033719 | -0.0043111 | -0.005539 | 4.0665 | 6.5089 | 7.9571 | 17.3011 | 3413.4688 | 3525.7925 | 3761.8255 | 4173.349
7 | 26 | 3 | 2040.5508 | 2083.2981 | 2164.8194 | 2306.4559 | 1170.9871 | 1201.3437 | 1269.6858 | 1396.8309 | -32.7303 | -53.9719 | -91.609 | -134.0829 | 84.4827 | 122.1572 | 197.858 | 316.3936 | 5.4628 | 10.4185 | 26.0415 | 40.3425 | -0.0029378 | -0.0033719 | -0.0043111 | -0.005539 | 2.7499 | 4.1799 | 5.2592 | 10.8421 | 3271.5001 | 3367.4221 | 3572.0505 | 3936.7765
7 | 26 | 4 | 1915.8758 | 1955.7062 | 2030.6281 | 2160.6677 | 1264.1099 | 1296.8806 | 1370.6576 | 1507.914 | -33.2788 | -53.9719 | -94.7365 | -136.819 | 49.5891 | 79.2479 | 138.6748 | 235.0508 | 5.4628 | 10.4185 | 27.9936 | 39.0253 | -0.0029378 | -0.0033719 | -0.0043111 | -0.005539 | 1.322 | 1.79 | 4.7653 | 5.1447 | 3203.0779 | 3290.0678 | 3477.9787 | 3810.9779
7 | 26 | 5 | 1839.7727 | 1876.7606 | 1946.0037 | 2063.1378 | 1475.5444 | 1513.7963 | 1599.9131 | 1760.1269 | -34.955 | -58.6784 | -105.6445 | -155.7755 | 43.996 | 69.3239 | 126.8312 | 231.654 | 8.1949 | 15.0245 | 36.1975 | 52.6746 | -0.0029378 | -0.0033719 | -0.0043111 | -0.005539 | 2.8911 | 4.2842 | 3.5111 | 11.2222 | 3335.441 | 3420.5077 | 3606.8078 | 3963.0345
7 | 26 | 6 | 1862.9728 | 1898.6822 | 1966.8828 | 2079.318 | 1674.8542 | 1718.273 | 1816.0221 | 1997.8769 | -40.0141 | -70.5271 | -130.9462 | -188.9495 | 70.6944 | 108.0811 | 186.6056 | 322.9584 | 12.9193 | 23.0816 | 55.2777 | 77.7831 | -36.8972 | -42.332 | -54.2511 | -70.3141 | -0.39634 | -0.85169 | -1.4491 | -2.5786 | 3544.133 | 3634.4072 | 3838.1419 | 4216.0943
7 | 26 | 7 | 1767.3742 | 1797.967 | 1856.7897 | 1943.9179 | 2152.8036 | 2208.6127 | 2334.2563 | 2568.0065 | -48.1219 | -86.0817 | -159.0939 | -238.7687 | 120.2832 | 180.4839 | 299.8697 | 517.9425 | 18.644 | 32.9246 | 68.2307 | 106.3614 | -314.9525 | -361.1878 | -461.3548 | -593.5482 | -0.1303 | -0.31278 | -1.8523 | -0.82287 | 3695.9002 | 3772.4058 | 3936.8454 | 4303.0885
7 | 26 | 8 | 1773.5791 | 1802.0881 | 1857.1466 | 1927.9913 | 2546.7084 | 2612.7291 | 2761.362 | 3037.8823 | -58.1636 | -101.7495 | -184.114 | -277.4148 | 167.5787 | 248.8737 | 409.6196 | 699.5685 | 17.941 | 31.5328 | 66.2786 | 104.2728 | -788.1037 | -903.4378 | -1152.3727 | -1478.7108 | 4.471 | 7.0302 | 10.8972 | 20.7012 | 3664.0109 | 3697.0664 | 3768.8174 | 4034.2904
7 | 26 | 9 | 1857.1654 | 1886.7424 | 1942.9029 | 2005.9917 | 2837.9155 | 2911.4855 | 3077.114 | 3385.2534 | -66.7128 | -114.4856 | -195.0221 | -305.7333 | 187.1596 | 279.5637 | 460.44 | 783.6579 | 14.7814 | 27.1014 | 49.1505 | 91.5981 | -1291.1295 | -1482.1617 | -1895.8057 | -2436.906 | 14.9468 | 23.307 | 39.4432 | 67.5823 | 3554.1263 | 3531.5527 | 3478.2228 | 3591.4442
7 | 26 | 10 | 2014.9063 | 2045.6905 | 2108.24 | 2174.8385 | 3030.9408 | 3109.5147 | 3286.4088 | 3615.5067 | -73.4481 | -122.0715 | -205.6485 | -317.523 | 179.0642 | 268.1697 | 444.4911 | 764.7174 | 9.4842 | 18.064 | 36.8446 | 68.439 | -1645.9944 | -1889.7226 | -2417.3358 | -3107.0039 | 20.2159 | 31.3216 | 57.4114 | 91.8311 | 3535.1689 | 3460.9664 | 3310.4115 | 3290.8057
7 | 26 | 11 | 2242.9249 | 2275.1606 | 2348.2222 | 2428.6531 | 3156.1415 | 3237.9611 | 3422.1623 | 3764.8544 | -79.6349 | -130.2665 | -217.8771 | -336.3631 | 161.069 | 244.0355 | 409.0791 | 711.7852 | 8.2084 | 16.2416 | 35.4151 | 64.9316 | -1893.4701 | -2173.9074 | -2780.9296 | -3574.1984 | 21.4727 | 33.3824 | 62.7111 | 97.7081 | 3616.7117 | 3502.6074 | 3278.7831 | 3157.371
7 | 26 | 12 | 2409.284 | 2441.9359 | 2523.0196 | 2614.715 | 3249.6331 | 3333.8764 | 3523.534 | 3876.3774 | -84.9519 | -138.131 | -231.3496 | -352.4672 | 155.8747 | 233.1779 | 389.616 | 677.793 | 6.2663 | 13.6137 | 37.6271 | 60.2463 | -2019.3502 | -2318.5447 | -2966.1616 | -3812.3285 | 14.1297 | 22.8846 | 43.0003 | 69.2934 | 3730.8857 | 3588.8128 | 3319.2859 | 3133.6294
7 | 26 | 13 | 2579.4379 | 2617.1697 | 2705.0329 | 2805.394 | 3302.9201 | 3388.5448 | 3581.3123 | 3939.9417 | -90.4831 | -145.8823 | -240.169 | -375.3134 | 145.975 | 222.4441 | 373.6671 | 641.0446 | 7.2218 | 16.2403 | 40.8952 | 69.5529 | -2018.7165 | -2317.805 | -2965.0675 | -3810.2639 | 4.3326 | 6.7891 | 9.7417 | 20.3934 | 3930.6877 | 3787.5007 | 3505.4127 | 3290.7493
7 | 26 | 14 | 2791.4227 | 2835.8309 | 2932.8179 | 3045.2524 | 3340.1815 | 3426.7722 | 3621.7144 | 3984.3895 | -96.2721 | -155.4605 | -252.3976 | -397.4269 | 137.0914 | 205.4434 | 342.8503 | 585.3749 | 8.4161 | 18.2982 | 42.9827 | 78.7578 | -1911.854 | -2195.5268 | -2809.4797 | -3610.8039 | -0.99627 | -1.8415 | -1.3192 | -3.7663 | 4267.9894 | 4133.5158 | 3877.1687 | 3681.7775
7 | 26 | 15 | 2988.5786 | 3033.8672 | 3140.9549 | 3275.9435 | 3303.6895 | 3389.3341 | 3582.1465 | 3940.8594 | -100.0199 | -161.385 | -261.2171 | -413.2228 | 123.0941 | 184.7856 | 308.2831 | 516.2488 | 10.0162 | 21.748 | 45.9881 | 90.597 | -1658.141 | -1904.1001 | -2435.7508 | -3127.7093 | -2.7445 | -4.3018 | -4.0564 | -11.2236 | 4664.473 | 4559.948 | 4376.3484 | 4271.4929
7 | 26 | 16 | 3153.2737 | 3204.2018 | 3318.8325 | 3478.4923 | 3156.3263 | 3238.1507 | 3422.3626 | 3765.0748 | -101.9845 | -163.9862 | -268.0246 | -423.8547 | 69.9964 | 102.7219 | 162.7837 | 266.7878 | 11.3775 | 24.0903 | 51.7281 | 101.1191 | -1315.5731 | -1511.2449 | -1934.2818 | -2484.5189 | -4.3434 | -6.7445 | -8.3089 | -18.2507 | 4969.073 | 4887.1891 | 4745.0917 | 4684.8499
7 | 26 | 17 | 3270.1251 | 3324.6535 | 3446.3246 | 3630.3073 | 2889.3294 | 2964.2322 | 3132.8614 | 3446.5833 | -100.6733 | -163.7078 | -267.5382 | -421.1187 | 75.7986 | 108.6175 | 168.4772 | 270.1053 | 12.2611 | 26.021 | 56.6857 | 106.2861 | -874.0046 | -1004.8005 | -1288.0234 | -1656.8258 | -9.6234 | -14.958 | -26.2269 | -42.2614 | 5263.2129 | 5240.0578 | 5222.5604 | 5333.076
7 | 26 | 18 | 3311.7662 | 3368.5745 | 3497.0118 | 3697.8528 | 2543.3625 | 2609.2964 | 2757.7341 | 3033.8911 | -95.8719 | -156.7309 | -253.5026 | -406.1681 | 90.4938 | 129.136 | 195.8133 | 297.3834 | 13.3835 | 27.9517 | 58.2506 | 112.1229 | -400.4871 | -460.5811 | -589.9227 | -755.9151 | -14.3903 | -22.2238 | -43.344 | -65.9129 | 5448.2567 | 5495.4227 | 5622.0405 | 5913.2541
7 | 26 | 19 | 3299.3349 | 3358.1366 | 3489.5089 | 3700.2553 | 2204.8269 | 2261.9846 | 2390.6644 | 2630.0634 | -85.1745 | -140.2889 | -226.9569 | -361.2047 | 94.8906 | 135.568 | 204.4804 | 304.589 | 12.9057 | 26.4326 | 55.6405 | 106.2221 | -58.9179 | -67.8109 | -86.8252 | -110.761 | -21.1958 | -32.9383 | -63.5919 | -97.1985 | 5446.6698 | 5541.0839 | 5762.9202 | 6171.9655
7 | 26 | 20 | 3309.1674 | 3369.2902 | 3503.098 | 3715.2952 | 2045.35 | 2098.3735 | 2217.7457 | 2439.8288 | -74.7679 | -123.2899 | -201.1794 | -317.3986 | 104.3914 | 148.3083 | 222.8957 | 328.5497 | 12.77 | 25.3738 | 53.1577 | 101.4616 | -0.0029378 | -0.0033719 | -0.0043111 | -0.005539 | -18.4948 | -27.6901 | -51.0359 | -76.7006 | 5378.4132 | 5490.3624 | 5744.6776 | 6191.0305
7 | 26 | 21 | 3265.527 | 3325.5105 | 3460.7523 | 3672.9391 | 1776.8082 | 1822.8701 | 1926.5695 | 2119.4944 | -65.5194 | -109.3358 | -183.2589 | -282.7626 | 193.3088 | 273.9828 | 416.4782 | 613.7152 | 13.3292 | 25.9438 | 54.5142 | 98.7897 | -0.0029378 | -0.0033719 | -0.0043111 | -0.005539 | -7.2942 | -12.8593 | -25.3312 | -41.2951 | 5176.1567 | 5326.1087 | 5649.7197 | 6180.8752
7 | 26 | 22 | 3007.9465 | 3064.9539 | 3189.4357 | 3389.2159 | 1546.0711 | 1586.1514 | 1676.3843 | 1844.2559 | -57.3986 | -97.8176 | -165.0568 | -253.2904 | 211.304 | 291.6851 | 438.661 | 644.8816 | 14.533 | 27.7662 | 55.1613 | 102.1578 | -0.0029378 | -0.0033719 | -0.0043111 | -0.005539 | -3.3879 | -6.2733 | -9.4427 | -20.2305 | 4719.0653 | 4866.4624 | 5185.1385 | 5706.9848
7 | 26 | 23 | 2730.4364 | 2783.2788 | 2897.3823 | 3082.3133 | 1362.1238 | 1397.4354 | 1476.9327 | 1624.8313 | -48.9565 | -83.3677 | -141.9203 | -217.8051 | 318.6058 | 427.268 | 618.7278 | 889.9723 | 13.4106 | 24.709 | 49.6812 | 90.8003 | -0.0029378 | -0.0033719 | -0.0043111 | -0.005539 | 8.3801 | 13.2181 | 23.6251 | 33.2405 | 4383.9971 | 4562.5383 | 4924.4244 | 5503.3471
7 | 26 | 24 | 2550.6796 | 2601.6799 | 2706.6574 | 2884.8645 | 1247.6313 | 1279.9748 | 1352.79 | 1488.2571 | -41.8257 | -70.7447 | -118.7071 | -180.3166 | 311.7203 | 418.0817 | 613.4083 | 904.2419 | 10.3678 | 19.8485 | 39.85 | 71.2501 | -0.0029378 | -0.0033719 | -0.0043111 | -0.005539 | 10.0306 | 15.8246 | 29.0791 | 41.7727 | 4088.6009 | 4264.6614 | 4623.0733 | 5210.0642
7 | 27 | 1 | 2370.3644 | 2419.3244 | 2516.0791 | 2681.1554 | 1188.0735 | 1218.8731 | 1288.2123 | 1417.2127 | -36.6923 | -60.3922 | -102.0305 | -155.4672 | 224.5458 | 301.6967 | 448.3269 | 668.5513 | 7.5638 | 14.7402 | 30.8636 | 54.1951 | -0.0029378 | -0.0033719 | -0.0043111 | -0.005539 | 7.2236 | 11.6447 | 19.9909 | 30.7705 | 3761.0758 | 3905.8835 | 4201.438 | 4696.4123
7 | 27 | 2 | 2241.1926 | 2287.712 | 2378.9404 | 2536.9813 | 1152.5253 | 1182.4033 | 1249.6679 | 1374.8084 | -33.8579 | -55.9641 | -94.455 | -143.9859 | 139.6647 | 191.7437 | 297.0149 | 451.8012 | 7.086 | 13.3483 | 26.0415 | 49.6115 | -0.0029378 | -0.0033719 | -0.0043111 | -0.005539 | 4.0665 | 6.5089 | 7.9571 | 17.3011 | 3510.6742 | 3625.7487 | 3865.1625 | 4286.5121
7 | 27 | 3 | 2131.9654 | 2176.2476 | 2262.019 | 2411.8354 | 1163.8023 | 1193.9726 | 1261.8953 | 1388.2603 | -32.2583 | -53.2498 | -91.609 | -134.9322 | 84.4827 | 122.1572 | 197.858 | 316.3936 | 6.1075 | 11.8103 | 26.0415 | 43.7106 | -0.0029378 | -0.0033719 | -0.0043111 | -0.005539 | 2.7499 | 4.1799 | 5.2592 | 10.8421 | 3356.8466 | 3455.1145 | 3661.4597 | 4036.1042
7 | 27 | 4 | 2043.5101 | 2086.093 | 2166.881 | 2306.9376 | 1253.7313 | 1286.233 | 1359.4042 | 1495.5337 | -32.2583 | -54.1372 | -93.1345 | -139.2467 | 49.5891 | 79.2479 | 138.6748 | 235.0508 | 6.4414 | 12.5062 | 26.166 | 45.9008 | -0.0029378 | -0.0033719 | -0.0043111 | -0.005539 | 1.322 | 1.79 | 4.7653 | 5.1447 | 3322.3327 | 3411.7296 | 3602.7526 | 3949.3153
7 | 27 | 5 | 1971.0844 | 2010.7558 | 2086.533 | 2213.7236 | 1457.3284 | 1495.1081 | 1580.1618 | 1738.3978 | -35.1692 | -58.8436 | -104.1191 | -156.2002 | 43.996 | 69.3239 | 126.8312 | 231.654 | 9.0065 | 16.2416 | 33.4629 | 57.2583 | -0.0029378 | -0.0033719 | -0.0043111 | -0.005539 | 2.8911 | 4.2842 | 3.5111 | 11.2222 | 3449.1343 | 3536.8666 | 3726.3766 | 4096.0502
7 | 27 | 6 | 1958.1958 | 1996.0551 | 2068.5944 | 2189.0563 | 1658.1641 | 1701.1502 | 1797.9252 | 1977.9678 | -39.5727 | -69.0307 | -126.2166 | -189.7988 | 70.6944 | 108.0811 | 186.6056 | 322.9584 | 13.3251 | 23.8872 | 49.8085 | 80.075 | -33.2855 | -38.147 | -48.7143 | -62.6982 | -0.39634 | -0.85169 | -1.4491 | -2.5786 | 3627.1248 | 3721.1441 | 3926.5537 | 4314.9819
7 | 27 | 7 | 1855.8652 | 1888.6473 | 1951.3416 | 2047.0476 | 2120.5884 | 2175.5624 | 2299.3258 | 2529.5781 | -47.1013 | -84.5854 | -154.6458 | -235.1872 | 120.2832 | 180.4839 | 299.8697 | 517.9425 | 18.0713 | 31.5328 | 64.0665 | 103.0949 | -342.3183 | -392.3757 | -500.8842 | -644.0668 | -0.1303 | -0.31278 | -1.8523 | -0.82287 | 3725.258 | 3798.9525 | 3957.2212 | 4317.5862
7 | 27 | 8 | 1886.6668 | 1916.828 | 1977.8049 | 2060.1419 | 2507.7809 | 2572.7924 | 2719.1534 | 2991.4469 | -56.8853 | -100.4184 | -179.9475 | -277.8395 | 167.5787 | 248.8737 | 409.6196 | 699.5685 | 18.8829 | 32.9246 | 64.9735 | 108.7548 | -786.1444 | -903.0351 | -1156.6048 | -1489.4093 | 4.471 | 7.0302 | 10.8972 | 20.7012 | 3742.3505 | 3774.9953 | 3845.8963 | 4113.3645
7 | 27 | 9 | 1993.5168 | 2024.4586 | 2087.9788 | 2166.5318 | 2772.3389 | 2844.2088 | 3006.0102 | 3307.0293 | -65.3273 | -113.1545 | -193.7015 | -304.2713 | 187.1596 | 279.5637 | 460.44 | 783.6579 | 15.912 | 28.6394 | 51.8852 | 96.2834 | -1288.8564 | -1479.6053 | -1892.7836 | -2433.8314 | 14.9468 | 23.307 | 39.4432 | 67.5823 | 3629.6903 | 3607.4179 | 3559.2722 | 3682.982
7 | 27 | 10 | 2178.9064 | 2210.7555 | 2281.7357 | 2367.4662 | 2963.8699 | 3040.705 | 3213.6846 | 3535.5001 | -72.5347 | -120.5752 | -204.328 | -318.3723 | 179.0642 | 268.1697 | 444.4911 | 764.7174 | 10.7016 | 20.298 | 41.0712 | 74.5431 | -1637.3409 | -1879.8925 | -2405.3024 | -3093.2149 | 20.2159 | 31.3216 | 57.4114 | 91.8311 | 3642.8823 | 3570.7821 | 3428.7635 | 3422.4707
7 | 27 | 11 | 2397.304 | 2430.9554 | 2512.2251 | 2610.45 | 3093.7234 | 3173.9249 | 3354.4831 | 3690.398 | -78.7215 | -128.7701 | -216.5566 | -337.2125 | 161.069 | 244.0355 | 409.0791 | 711.7852 | 8.2084 | 16.2416 | 39.6416 | 65.0332 | -1941.1535 | -2228.0724 | -2849.2281 | -3661.6944 | 21.4727 | 33.3824 | 62.7111 | 97.7081 | 3661.9026 | 3541.6972 | 3312.3553 | 3176.4676
7 | 27 | 12 | 2560.5536 | 2596.3512 | 2684.902 | 2792.0381 | 3193.1225 | 3275.9007 | 3462.2602 | 3808.9677 | -84.8012 | -137.5741 | -230.3106 | -355.7443 | 155.8747 | 233.1779 | 389.616 | 677.793 | 7.8026 | 15.8477 | 41.7291 | 67.2234 | -2032.2114 | -2333.221 | -2984.9878 | -3837.5066 | 14.1297 | 22.8846 | 43.0003 | 69.2934 | 3814.4705 | 3673.3671 | 3406.2092 | 3222.0647
7 | 27 | 13 | 2782.6824 | 2825.3569 | 2924.2323 | 3042.2092 | 3238.8435 | 3322.8071 | 3511.8349 | 3863.5068 | -90.1181 | -145.6038 | -238.8485 | -376.1628 | 145.975 | 222.4441 | 373.6671 | 641.0446 | 7.9614 | 17.0824 | 41.0197 | 72.921 | -2036.2329 | -2337.9554 | -2991.1318 | -3844.946 | 4.3326 | 6.7891 | 9.7417 | 20.3934 | 4053.4438 | 3910.9205 | 3630.5155 | 3418.9663
7 | 27 | 14 | 2980.3293 | 3029.5716 | 3137.8625 | 3265.937 | 3276.2051 | 3361.1373 | 3552.3456 | 3908.0743 | -95.4657 | -154.1294 | -249.1935 | -393.9619 | 137.0914 | 205.4434 | 342.8503 | 585.3749 | 8.583 | 18.5826 | 41.6776 | 79.9357 | -1908.3323 | -2191.257 | -2803.6659 | -3603.8265 | -0.99627 | -1.8415 | -1.3192 | -3.7663 | 4397.4147 | 4267.5069 | 4020.5575 | 3837.7671
7 | 27 | 15 | 3159.7763 | 3210.6335 | 3328.7183 | 3476.0494 | 3237.4024 | 3321.3286 | 3510.2724 | 3861.7878 | -99.6856 | -160.8281 | -258.2945 | -411.3361 | 123.0941 | 184.7856 | 308.2831 | 516.2488 | 9.4801 | 21.0521 | 45.9881 | 88.6101 | -1680.5609 | -1929.9577 | -2469.8166 | -3174.9774 | -2.7445 | -4.3018 | -4.0564 | -11.2236 | 4746.7621 | 4642.7123 | 4461.0944 | 4345.1589
7 | 27 | 16 | 3270.5715 | 3326.8196 | 3451.9823 | 3613.6503 | 3123.785 | 3204.7658 | 3387.0785 | 3726.2575 | -101.5737 | -164.0905 | -267.4721 | -422.0845 | 69.9964 | 102.7219 | 162.7837 | 266.7878 | 11.3192 | 23.9332 | 54.9853 | 99.8172 | -1327.8547 | -1525.3399 | -1952.7624 | -2510.3767 | -4.3434 | -6.7445 | -8.3089 | -18.2507 | 5041.9004 | 4962.0657 | 4828.2864 | 4755.8011
7 | 27 | 17 | 3377.6752 | 3435.6083 | 3569.0783 | 3753.8602 | 2863.3876 | 2937.6179 | 3104.7331 | 3415.6382 | -100.6579 | -163.3685 | -268.3062 | -422.6213 | 75.7986 | 108.6175 | 168.4772 | 270.1053 | 12.7524 | 27.0987 | 61.5078 | 108.9358 | -917.2896 | -1053.8134 | -1349.0306 | -1733.0117 | -9.6234 | -14.958 | -26.2269 | -42.2614 | 5302.0429 | 5276.8024 | 5260.2327 | 5350.645
7 | 27 | 18 | 3351.2638 | 3409.8503 | 3546.198 | 3743.9557 | 2516.3042 | 2581.5367 | 2728.3952 | 3001.6142 | -95.673 | -155.6695 | -258.1556 | -402.6236 | 90.4938 | 129.136 | 195.8133 | 297.3834 | 13.7079 | 28.3145 | 63.8553 | 113.0266 | -416.5606 | -478.9895 | -613.6909 | -787.5326 | -14.3903 | -22.2238 | -43.344 | -65.9129 | 5445.1459 | 5491.9547 | 5619.0713 | 5899.9107
7 | 27 | 19 | 3325.7155 | 3385.4275 | 3523.1309 | 3731.277 | 2181.2186 | 2237.7644 | 2365.0663 | 2601.9019 | -85.1592 | -139.3927 | -228.4824 | -362.2828 | 94.8906 | 135.568 | 204.4804 | 304.589 | 13.5273 | 27.4913 | 57.7281 | 109.5192 | -59.3757 | -68.3536 | -87.5764 | -111.8761 | -21.1958 | -32.9383 | -63.5919 | -97.1985 | 5449.6213 | 5545.5666 | 5770.7549 | 6175.9296
7 | 27 | 20 | 3269.515 | 3329.7442 | 3464.8174 | 3670.8773 | 2028.8653 | 2081.4615 | 2199.8717 | 2420.1648 | -74.8596 | -123.229 | -203.7438 | -319.2097 | 104.3914 | 148.3083 | 222.8957 | 328.5497 | 13.7974 | 27.1474 | 54.7227 | 105.0859 | -0.0029378 | -0.0033719 | -0.0043111 | -0.005539 | -18.4948 | -27.6901 | -51.0359 | -76.7006 | 5323.2118 | 5435.739 | 5687.5234 | 6128.7618
7 | 27 | 21 | 3248.9554 | 3309.3507 | 3444.0656 | 3656.2079 | 1758.8371 | 1804.433 | 1907.0836 | 2098.0572 | -65.7642 | -110.2753 | -182.9773 | -285.3067 | 193.3088 | 273.9828 | 416.4782 | 613.7152 | 14.2127 | 27.5902 | 53.2092 | 104.16 | -0.0029378 | -0.0033719 | -0.0043111 | -0.005539 | -7.2942 | -12.8593 | -25.3312 | -41.2951 | 5142.2527 | 5292.2188 | 5612.5236 | 6145.533
7 | 27 | 22 | 3026.3321 | 3083.9578 | 3208.743 | 3412.2765 | 1530.3568 | 1570.0297 | 1659.3455 | 1825.5108 | -57.6128 | -97.9828 | -161.9293 | -255.7182 | 211.304 | 291.6851 | 438.661 | 644.8816 | 14.4747 | 27.8934 | 52.4267 | 101.7289 | -0.0029378 | -0.0033719 | -0.0043111 | -0.005539 | -3.3879 | -6.2733 | -9.4427 | -20.2305 | 4721.4641 | 4869.3066 | 5187.7998 | 5708.4436
7 | 27 | 23 | 2769.4611 | 2823.4102 | 2938.2692 | 3128.71 | 1348.2551 | 1383.2072 | 1461.895 | 1608.2879 | -49.8264 | -83.6982 | -140.3182 | -216.2267 | 315.7047 | 422.8425 | 605.7524 | 867.1439 | 11.896 | 23.0329 | 45.4547 | 85.5469 | -0.0029378 | -0.0033719 | -0.0043111 | -0.005539 | 8.3801 | 13.2181 | 23.6251 | 33.2405 | 4403.8677 | 4582.0093 | 4934.6739 | 5506.697
7 | 27 | 24 | 2608.6581 | 2661.3598 | 2769.4252 | 2953.7083 | 1209.0081 | 1240.3503 | 1310.9114 | 1442.1848 | -42.147 | -70.1356 | -117.3866 | -178.7382 | 280.1266 | 371.8196 | 541.7903 | 786.1509 | 9.7231 | 18.1723 | 35.8104 | 69.1616 | -0.0029378 | -0.0033719 | -0.0043111 | -0.005539 | 10.0306 | 15.8246 | 29.0791 | 41.7727 | 4075.3966 | 4237.3877 | 4569.6254 | 5114.2344
7 | 28 | 1 | 2433.1336 | 2483.2542 | 2583.1206 | 2756.1474 | 1153.1613 | 1183.0558 | 1250.3575 | 1375.5671 | -37.2409 | -62.0538 | -106.6835 | -160.9393 | 236.7389 | 317.5162 | 460.1705 | 662.478 | 7.7307 | 15.8477 | 33.5983 | 57.2583 | -0.0029378 | -0.0033719 | -0.0043111 | -0.005539 | 7.2236 | 11.5405 | 19.9909 | 30.7705 | 3800.7443 | 3949.1572 | 4240.5499 | 4721.2765
7 | 28 | 2 | 2267.7391 | 2314.8591 | 2407.3132 | 2570.1157 | 1117.7398 | 1146.716 | 1211.9503 | 1333.3139 | -34.4065 | -56.6862 | -97.5825 | -146.7219 | 161.7574 | 216.9508 | 324.0133 | 473.0057 | 6.6802 | 13.2021 | 28.7761 | 48.091 | -0.0029378 | -0.0033719 | -0.0043111 | -0.005539 | 4.0665 | 4.6146 | 7.9571 | 17.3011 | 3523.5736 | 3639.6529 | 3882.4233 | 4295.1
7 | 28 | 3 | 2139.7102 | 2184.1978 | 2270.2838 | 2423.8733 | 1124.1443 | 1153.2865 | 1218.8947 | 1340.9537 | -32.9139 | -54.085 | -93.1345 | -140.4044 | 104.7711 | 144.9452 | 221.8829 | 333.7101 | 6.6802 | 12.5062 | 26.6886 | 47.3196 | -0.0029378 | -0.0033719 | -0.0043111 | -0.005539 | 2.7499 | 2.9545 | 5.2592 | 10.8421 | 3345.1389 | 3443.8019 | 3649.8704 | 4016.2889
7 | 28 | 4 | 2056.4801 | 2099.3869 | 2181.385 | 2327.5792 | 1162.4319 | 1192.5667 | 1260.4094 | 1386.6256 | -32.9139 | -54.085 | -93.1345 | -139.9797 | 68.3819 | 97.4865 | 155.9584 | 241.7649 | 6.2744 | 12.7905 | 27.4711 | 43.7106 | -0.0029378 | -0.0033719 | -0.0043111 | -0.005539 | 1.322 | 2.5375 | 4.7653 | 5.1447 | 3261.9736 | 3350.6797 | 3536.8504 | 3864.8398
7 | 28 | 5 | 1980.9652 | 2021.779 | 2099.3435 | 2235.8158 | 1270.3665 | 1303.2994 | 1377.4414 | 1515.3772 | -33.4624 | -56.0772 | -96.262 | -145.1435 | 42.9893 | 63.9647 | 109.7506 | 178.2301 | 7.086 | 14.0442 | 28.7761 | 48.1926 | -0.0029378 | -0.0033719 | -0.0043111 | -0.005539 | 2.8911 | 1.8943 | 3.5111 | 11.2222 | 3270.8328 | 3348.9011 | 3522.5564 | 3843.6888
7 | 28 | 6 | 2014.4546 | 2055.8616 | 2135 | 2273.4603 | 1286.7204 | 1320.0773 | 1395.1738 | 1534.8852 | -35.3528 | -60.6184 | -104.6055 | -159.3609 | 31.594 | 46.2625 | 83.7999 | 145.37 | 8.6007 | 16.526 | 33.4629 | 55.9411 | -33.2855 | -38.147 | -48.7143 | -62.6982 | -0.39634 | -0.74743 | -1.4491 | -2.5786 | 3272.335 | 3339.2145 | 3492.6677 | 3785.019
7 | 28 | 7 | 2012.3932 | 2051.5683 | 2127.8667 | 2258.3652 | 1506.4651 | 1545.5186 | 1633.44 | 1797.0112 | -39.4985 | -69.1438 | -122.0501 | -190.9565 | 31.594 | 50.6881 | 81.6204 | 138.1644 | 12.3832 | 21.6898 | 42.2517 | 74.3774 | -276.9137 | -317.2094 | -404.0246 | -517.7446 | -0.1303 | -1.1645 | -1.8523 | -0.82287 | 3246.293 | 3281.9471 | 3357.2518 | 3558.3942
7 | 28 | 8 | 2152.8947 | 2193.6815 | 2274.6927 | 2405.5406 | 1740.8822 | 1786.0128 | 1887.6154 | 2076.6395 | -48.0171 | -82.2104 | -146.2362 | -231.914 | 43.3881 | 64.5012 | 104.8512 | 172.1567 | 14.9483 | 24.8674 | 49.1505 | 91.4965 | -721.6728 | -826.586 | -1051.8302 | -1344.436 | 4.471 | 6.1094 | 10.8972 | 20.7012 | 3186.8945 | 3166.3759 | 3129.1406 | 3190.1844
7 | 28 | 9 | 2322.5736 | 2365.8553 | 2453.0523 | 2587.2693 | 1946.8063 | 1997.2752 | 2110.8962 | 2322.2794 | -56.2014 | -94.2244 | -169.6543 | -272.5633 | 58.4822 | 84.7463 | 134.5695 | 225.0892 | 17.941 | 27.7973 | 55.1424 | 108.3107 | -1325.3121 | -1520.8246 | -1944.1855 | -2498.3833 | 14.9468 | 21.8839 | 39.4432 | 67.5823 | 2979.2365 | 2882.509 | 2679.2638 | 2539.5843
7 | 28 | 10 | 2509.4601 | 2555.8091 | 2651.2977 | 2792.3809 | 2097.8225 | 2152.2063 | 2274.641 | 2502.4215 | -62.8602 | -104.081 | -183.6899 | -301.3063 | 71.6819 | 104.9914 | 169.9815 | 278.0216 | 18.5857 | 26.6709 | 53.7128 | 114.0722 | -1700.8809 | -1952.129 | -2496.3036 | -3208.8857 | 20.2159 | 31.5924 | 57.4114 | 91.8311 | 2954.025 | 2815.0601 | 2527.0509 | 2268.5354
7 | 28 | 11 | 2727.6429 | 2779.1828 | 2884.2236 | 3036.1767 | 2198.0064 | 2254.9874 | 2383.2691 | 2621.9275 | -69.0469 | -112.2759 | -197.4438 | -326.8888 | 88.1814 | 129.1257 | 206.1875 | 334.8424 | 18.4187 | 23.4932 | 50.1956 | 118.5542 | -1953.9571 | -2242.7083 | -2868.1077 | -3686.9558 | 21.4727 | 34.6782 | 62.7111 | 97.7081 | 3030.7182 | 2866.4831 | 2521.0354 | 2195.3642
7 | 28 | 12 | 2888.6118 | 2942.4576 | 3055.0169 | 3217.4132 | 2243.4212 | 2301.5795 | 2432.5117 | 2676.1012 | -73.8919 | -120.1404 | -207.7889 | -338.2538 | 99.9756 | 145.4817 | 232.9323 | 373.855 | 15.9038 | 22.0824 | 48.1189 | 108.9428 | -2080.9943 | -2388.8405 | -3055.6163 | -3928.3315 | 14.1297 | 23.0755 | 43.0003 | 69.2934 | 3107.1558 | 2925.6958 | 2548.1751 | 2179.0204
7 | 28 | 13 | 3046.0743 | 3101.7814 | 3221.9879 | 3397.2048 | 2257.3173 | 2315.8358 | 2447.5791 | 2692.6774 | -78.7674 | -127.0653 | -218.4153 | -344.8796 | 104.3723 | 148.8344 | 240.8054 | 384.3781 | 12.7076 | 20.1504 | 45.98 | 96.509 | -2084.734 | -2393.2564 | -3061.2896 | -3935.1022 | 4.3326 | 5.0397 | 9.7417 | 20.3934 | 3261.3026 | 3071.32 | 2686.3892 | 2311.1809
7 | 28 | 14 | 3231.9202 | 3290.6737 | 3420.038 | 3609.7966 | 2256.5921 | 2315.0919 | 2446.7928 | 2691.8124 | -83.0638 | -134.0424 | -230.0807 | -351.1971 | 101.8892 | 147.9111 | 235.5334 | 368.1238 | 10.1343 | 21.7968 | 50.155 | 88.3539 | -1975.4557 | -2267.9215 | -2901.1361 | -3729.0051 | -0.99627 | -0.66077 | -1.3192 | -3.7663 | 3541.02 | 3372.8488 | 3019.9833 | 2674.1182
7 | 28 | 15 | 3322.3026 | 3381.6835 | 3516.3844 | 3714.7408 | 2258.5142 | 2317.0637 | 2448.8769 | 2694.1051 | -86.7046 | -139.9668 | -240.2208 | -359.826 | 95.5079 | 138.3998 | 215.8168 | 333.5701 | 10.1112 | 22.601 | 53.0359 | 91.3308 | -1685.54 | -1935.9922 | -2478.447 | -3187.6248 | -2.7445 | -2.3032 | -4.0564 | -11.2236 | 3911.4469 | 3781.4858 | 3511.3898 | 3275.0724
7 | 28 | 16 | 3391.4825 | 3451.1433 | 3591.6735 | 3800.5919 | 2199.7582 | 2256.7846 | 2385.1686 | 2624.0172 | -88.3349 | -145.7782 | -250.4374 | -370.5744 | 52.6091 | 76.8545 | 118.2481 | 177.5986 | 11.3056 | 27.5699 | 62.553 | 100.1069 | -1305.9066 | -1500.2021 | -1920.9675 | -2471.6494 | -4.3434 | -5.0316 | -8.3089 | -18.2507 | 4256.5706 | 4161.3404 | 3977.9294 | 3841.8401
7 | 28 | 17 | 3377.4462 | 3437.7575 | 3578.6705 | 3790.1973 | 2145.7948 | 2201.4222 | 2326.6567 | 2559.646 | -88.5162 | -148.1532 | -255.7195 | -372.2693 | 55.909 | 78.861 | 123.9417 | 185.9365 | 12.2611 | 31.5774 | 70.765 | 105.3755 | -918.1571 | -1054.7028 | -1349.8867 | -1733.8693 | -9.6234 | -14.7576 | -26.2269 | -42.2614 | 4575.1144 | 4532.0046 | 4468.2007 | 4492.7553
7 | 28 | 18 | 3261.591 | 3319.4234 | 3455.85 | 3664.7853 | 2038.9083 | 2091.7648 | 2210.7611 | 2432.1447 | -85.6358 | -144.1079 | -249.0546 | -367.2219 | 55.909 | 78.861 | 123.9417 | 185.9365 | 14.9348 | 34.3313 | 75.3868 | 117.5197 | -415.2175 | -477.4476 | -611.759 | -785.1996 | -14.3903 | -24.1276 | -43.344 | -65.9129 | 4856.0995 | 4878.6975 | 4961.7821 | 5182.0518
7 | 28 | 19 | 3145.261 | 3203.275 | 3335.1649 | 3540.4602 | 1855.1776 | 1903.2711 | 2011.5444 | 2212.9786 | -78.3214 | -130.5975 | -225.6365 | -338.0539 | 61.7112 | 86.6393 | 133.4029 | 194.2744 | 14.8479 | 31.2931 | 68.4148 | 115.1263 | -60.5672 | -69.8754 | -89.8748 | -115.0903 | -21.1958 | -35.4595 | -63.5919 | -97.1985 | 4916.9132 | 4988.546 | 5169.4238 | 5512.4967
7 | 28 | 20 | 3024.5406 | 3081.9859 | 3207.6713 | 3403.458 | 1789.7992 | 1836.1978 | 1940.6554 | 2134.9909 | -69.9864 | -116.1476 | -199.8588 | -305.7293 | 84.0129 | 116.5453 | 173.4607 | 245.5131 | 15.1682 | 28.5217 | 61.8192 | 111.378 | -0.0029378 | -0.0033719 | -0.0043111 | -0.005539 | -18.4948 | -29.3433 | -51.0359 | -76.7006 | 4825.0368 | 4917.7564 | 5132.7076 | 5512.9045
7 | 28 | 21 | 2997.8321 | 3056.0627 | 3179.9214 | 3377.9961 | 1598.2681 | 1639.7015 | 1732.9808 | 1906.5199 | -61.835 | -103.9682 | -180.0548 | -270.6686 | 133.3026 | 187.0809 | 283.4135 | 413.2193 | 13.5681 | 25.6405 | 56.6017 | 100.8559 | -0.0029378 | -0.0033719 | -0.0043111 | -0.005539 | -7.2942 | -12.8593 | -25.3312 | -41.2951 | 4673.8387 | 4791.6547 | 5047.5271 | 5486.6219
7 | 28 | 22 | 2785.2764 | 2840.5282 | 2955.6033 | 3143.1477 | 1429.2355 | 1466.2869 | 1549.701 | 1704.8867 | -55.1762 | -93.3374 | -161.8527 | -245.8192 | 146.1034 | 199.8211 | 302.0824 | 445.5177 | 13.6631 | 24.1214 | 51.9041 | 98.2216 | -0.0029378 | -0.0033719 | -0.0043111 | -0.005539 | -3.3879 | -4.6051 | -9.4427 | -20.2305 | 4315.7114 | 4432.8119 | 4687.9911 | 5125.7183
7 | 28 | 23 | 2553.5504 | 2604.5196 | 2709.9163 | 2886.3841 | 1288.2481 | 1321.6446 | 1396.8303 | 1536.7076 | -48.5174 | -81.8191 | -141.8437 | -213.0699 | 165.9029 | 226.3745 | 341.0084 | 507.3495 | 12.0629 | 22.1908 | 47.5422 | 84.3314 | -0.0029378 | -0.0033719 | -0.0043111 | -0.005539 | 8.3801 | 13.7651 | 23.6251 | 33.2405 | 3979.624 | 4106.6721 | 4377.0743 | 4834.9375
7 | 28 | 24 | 2440.832 | 2490.0752 | 2590.7547 | 2765.6503 | 1157.3606 | 1187.3639 | 1254.9107 | 1380.5763 | -41.31 | -70.0835 | -120.5141 | -179.8959 | 280.1266 | 371.8196 | 541.7903 | 786.1509 | 9.7231 | 18.4743 | 39.3275 | 68.0477 | -0.0029378 | -0.0033719 | -0.0043111 | -0.005539 | 10.0306 | 16.7806 | 29.0791 | 41.7727 | 3856.7599 | 4014.4267 | 4335.3439 | 4862.2965
7 | 29 | 1 | 2277.055 | 2323.805 | 2416.8666 | 2581.3316 | 1105.0642 | 1133.7118 | 1198.2064 | 1318.1937 | -36.1897 | -63.0543 | -107.17 | -156.2002 | 236.7389 | 317.5162 | 460.1705 | 662.478 | 7.7307 | 16.5436 | 35.5504 | 57.2583 | -0.0029378 | -0.0033719 | -0.0043111 | -0.005539 | 7.2236 | 11.5405 | 19.9909 | 30.7705 | 3597.6197 | 3740.0595 | 4023.6105 | 4493.8263
7 | 29 | 2 | 2144.17 | 2189.0998 | 2275.9161 | 2431.5355 | 1079.3612 | 1107.3425 | 1170.337 | 1287.5335 | -33.3553 | -56.7993 | -97.7874 | -139.9797 | 161.7574 | 216.9508 | 324.0133 | 473.0057 | 6.2744 | 13.2021 | 29.2987 | 46.7738 | -0.0029378 | -0.0033719 | -0.0043111 | -0.005539 | 4.0665 | 4.6146 | 7.9571 | 17.3011 | 3362.2713 | 3474.4071 | 3709.7305 | 4116.1644
7 | 29 | 3 | 2031.762 | 2074.1701 | 2155.5544 | 2303.489 | 1087.0188 | 1115.1986 | 1178.6401 | 1296.668 | -32.3348 | -54.085 | -91.8139 | -135.2406 | 104.7711 | 144.9452 | 221.8829 | 333.7101 | 5.8686 | 12.7905 | 27.9936 | 43.5074 | -0.0029378 | -0.0033719 | -0.0043111 | -0.005539 | 2.7499 | 2.9545 | 5.2592 | 10.8421 | 3199.8327 | 3295.9706 | 3497.5119 | 3852.9704
7 | 29 | 4 | 1956.1917 | 1997.042 | 2074.7768 | 2215.3445 | 1120.555 | 1149.6042 | 1215.0029 | 1336.6722 | -31.3142 | -53.3108 | -90.4934 | -133.2375 | 68.3819 | 97.4865 | 155.9584 | 241.7649 | 5.8686 | 12.0946 | 25.7815 | 41.3172 | -0.0029378 | -0.0033719 | -0.0043111 | -0.005539 | 1.322 | 2.5375 | 4.7653 | 5.1447 | 3121.0022 | 3205.4506 | 3385.7872 | 3707.0003
7 | 29 | 5 | 1882.9084 | 1922.1105 | 1995.6924 | 2128.1824 | 1199.2497 | 1230.339 | 1300.3305 | 1430.5444 | -31.8628 | -53.476 | -93.6209 | -137.9766 | 42.9893 | 63.9647 | 109.7506 | 178.2301 | 6.2744 | 12.7905 | 26.6886 | 43.5074 | -0.0029378 | -0.0033719 | -0.0043111 | -0.005539 | 2.8911 | 1.8943 | 3.5111 | 11.2222 | 3102.4472 | 3177.6197 | 3342.348 | 3653.7042
7 | 29 | 6 | 1885.6288 | 1925.1764 | 1999.4046 | 2134.5567 | 1162.0378 | 1192.1624 | 1259.9821 | 1386.1555 | -32.9904 | -56.5208 | -99.876 | -152.6187 | 31.594 | 46.2625 | 83.7999 | 145.37 | 8.6007 | 14.6129 | 29.9458 | 54.8649 | -35.718 | -40.9693 | -52.5183 | -68.1444 | -0.39634 | -0.74743 | -1.4491 | -2.5786 | 3018.7565 | 3079.9766 | 3219.289 | 3497.6053
7 | 29 | 7 | 1895.8651 | 1933.9744 | 2006.9716 | 2137.8497 | 1307.101 | 1340.9862 | 1417.2723 | 1559.1966 | -36.557 | -62.8888 | -111.347 | -169.5722 | 31.594 | 50.6881 | 81.6204 | 138.1644 | 10.76 | 16.8103 | 33.9855 | 65.1084 | -315.7954 | -362.5323 | -464.1301 | -598.3284 | -0.1303 | -1.1645 | -1.8523 | -0.82287 | 2892.8374 | 2915.8734 | 2962.5204 | 3131.5957
7 | 29 | 8 | 2098.7336 | 2140.3421 | 2221.3996 | 2359.4123 | 1469.2042 | 1507.2917 | 1593.0385 | 1752.5639 | -41.2512 | -73.9633 | -130.3171 | -200.7431 | 43.3881 | 64.5012 | 104.8512 | 172.1567 | 13.1582 | 22.67 | 45.5088 | 82.0243 | -619.9342 | -709.1201 | -899.8056 | -1145.5582 | 4.471 | 6.1094 | 10.8972 | 20.7012 | 2967.7697 | 2957.831 | 2945.5727 | 3040.557
7 | 29 | 9 | 2239.0984 | 2282.2424 | 2368.5642 | 2509.5519 | 1637.9339 | 1680.3956 | 1775.99 | 1953.836 | -48.5656 | -85.0378 | -153.7352 | -238.9646 | 58.4822 | 84.7463 | 134.5695 | 225.0892 | 16.9624 | 28.4932 | 56.97 | 103.5237 | -1111.6448 | -1274.4786 | -1623.7306 | -2073.886 | 14.9468 | 21.8839 | 39.4432 | 67.5823 | 2807.2133 | 2738.2452 | 2598.071 | 2546.7325
7 | 29 | 10 | 2390.4385 | 2436.0217 | 2528.3309 | 2675.0019 | 1778.6958 | 1824.8065 | 1928.6161 | 2121.746 | -55.8801 | -96.7213 | -173.9492 | -269.7108 | 71.6819 | 104.9914 | 169.9815 | 278.0216 | 18.1799 | 32.119 | 64.3291 | 112.691 | -1543.364 | -1771.3846 | -2263.0971 | -2900.7567 | 20.2159 | 31.5924 | 57.4114 | 91.8311 | 2679.9678 | 2561.4253 | 2311.6227 | 2108.8241
7 | 29 | 11 | 2583.4544 | 2633.233 | 2734.4638 | 2890.0719 | 1872.7464 | 1921.2953 | 2030.594 | 2233.9358 | -61.4112 | -106.5257 | -189.2287 | -286.2397 | 88.1814 | 129.1257 | 206.1875 | 334.8424 | 15.498 | 29.1891 | 60.812 | 102.2065 | -1896.3222 | -2177.816 | -2788.1612 | -3588.6717 | 21.4727 | 34.6782 | 62.7111 | 97.7081 | 2623.6195 | 2463.1798 | 2117.3785 | 1783.8533
7 | 29 | 12 | 2734.1677 | 2786.8099 | 2894.708 | 3058.8415 | 1937.2619 | 1987.4833 | 2100.5473 | 2310.8942 | -67.598 | -116.3302 | -202.9061 | -291.2871 | 99.9756 | 145.4817 | 232.9323 | 373.855 | 10.3813 | 25.4347 | 55.1559 | 82.8973 | -2062.746 | -2368.4134 | -3030.879 | -3899.1889 | 14.1297 | 23.0755 | 43.0003 | 69.2934 | 2665.5721 | 2483.5416 | 2092.5589 | 1705.3054
7 | 29 | 13 | 2893.3305 | 2948.2723 | 3064.1841 | 3239.4156 | 1958.9427 | 2009.7262 | 2124.0555 | 2336.7565 | -73.2057 | -125.2472 | -215.3395 | -307.3912 | 104.3723 | 148.8344 | 240.8054 | 384.3781 | 8.4161 | 23.7396 | 54.3842 | 77.2373 | -2050.4576 | -2354.4813 | -3013.4608 | -3877.6975 | 4.3326 | 5.0397 | 9.7417 | 20.3934 | 2845.7309 | 2655.8838 | 2264.3707 | 1873.0922
7 | 29 | 14 | 3010.7007 | 3067.8702 | 3189.1412 | 3371.0555 | 1995.5547 | 2047.2874 | 2163.7534 | 2380.4297 | -78.0812 | -134.0512 | -230.1325 | -326.3477 | 101.8892 | 147.9111 | 235.5334 | 368.1238 | 9.3716 | 25.2763 | 58.4348 | 87.7594 | -1916.4307 | -2200.956 | -2817.7657 | -3626.5252 | -0.99627 | -0.66077 | -1.3192 | -3.7663 | 3122.008 | 2952.6771 | 2597.6454 | 2250.7292
7 | 29 | 15 | 3071.5502 | 3130.0576 | 3254.8754 | 3441.0034 | 2011.4113 | 2063.555 | 2180.9465 | 2399.3445 | -82.9567 | -142.6899 | -243.4001 | -342.5682 | 95.5079 | 138.3998 | 215.8168 | 333.5701 | 10.4356 | 28.7261 | 64.7704 | 97.4085 | -1676.6462 | -1925.7267 | -2465.6993 | -3173.9063 | -2.7445 | -2.3032 | -4.0564 | -11.2236 | 3426.5577 | 3290.0187 | 3003.2535 | 2743.6283
7 | 29 | 16 | 3153.862 | 3215.5808 | 3346.4694 | 3539.3547 | 1987.4782 | 2039.0014 | 2154.9962 | 2370.7955 | -85.0284 | -147.4486 | -253.3351 | -355.7443 | 52.6091 | 76.8545 | 118.2481 | 177.5986 | 12.333 | 31.6072 | 71.5529 | 107.1592 | -1330.4167 | -1528.2587 | -1956.7891 | -2517.54 | -4.3434 | -5.0316 | -8.3089 | -18.2507 | 3786.4938 | 3682.305 | 3472.8333 | 3303.373
7 | 29 | 17 | 3197.6756 | 3260.4221 | 3394.0262 | 3591.6713 | 1957.9373 | 2008.6947 | 2122.9654 | 2335.5572 | -85.896 | -148.771 | -255.5664 | -359.7505 | 55.909 | 78.861 | 123.9417 | 185.9365 | 13.6943 | 34.7727 | 77.2171 | 116.0369 | -867.5252 | -997.2739 | -1278.1433 | -1644.3655 | -9.6234 | -14.7576 | -26.2269 | -42.2614 | 4262.1717 | 4221.948 | 4158.2138 | 4182.8245
7 | 29 | 18 | 3167.9472 | 3229.3947 | 3362.2388 | 3562.6083 | 1872.4993 | 1921.0419 | 2030.3261 | 2233.6411 | -83.4876 | -144.9431 | -250.2986 | -358.7092 | 55.909 | 78.861 | 123.9417 | 185.9365 | 16.3531 | 37.6362 | 82.6837 | 126.0925 | -401.4146 | -461.7513 | -592.0105 | -760.2271 | -14.3903 | -24.1276 | -43.344 | -65.9129 | 4613.4162 | 4636.1118 | 4713.5372 | 4923.4292
7 | 29 | 19 | 3069.4545 | 3130.0997 | 3259.456 | 3459.3505 | 1693.1816 | 1737.0756 | 1835.8943 | 2019.7391 | -77.7729 | -135.5825 | -232.6489 | -339.0198 | 61.7112 | 86.6393 | 133.4029 | 194.2744 | 17.0927 | 36.2444 | 78.9039 | 128.4859 | -59.5394 | -68.5329 | -87.7756 | -112.0394 | -21.1958 | -35.4595 | -63.5919 | -97.1985 | 4682.9319 | 4750.484 | 4923.6407 | 5253.5921
7 | 29 | 20 | 3006.2145 | 3065.948 | 3191.9068 | 3387.9553 | 1644.456 | 1687.0868 | 1783.0618 | 1961.6159 | -70.2442 | -123.1247 | -212.9215 | -307.8488 | 84.0129 | 116.5453 | 173.4607 | 245.5131 | 17.58 | 35.7245 | 76.5456 | 127.0295 | -0.0029378 | -0.0033719 | -0.0043111 | -0.005539 | -18.4948 | -29.3433 | -51.0359 | -76.7006 | 4663.5215 | 4752.8333 | 4961.0133 | 5337.559
7 | 29 | 21 | 2929.5036 | 2987.0424 | 3108.9635 | 3306.3094 | 1488.7368 | 1527.3307 | 1614.2175 | 1775.8637 | -62.5648 | -110.0579 | -190.4763 | -279.4139 | 133.3026 | 187.0809 | 283.4135 | 413.2193 | 17.3275 | 32.578 | 70.5457 | 120.5453 | -0.0029378 | -0.0033719 | -0.0043111 | -0.005539 | -7.2942 | -12.8593 | -25.3312 | -41.2951 | 4499.0085 | 4611.1115 | 4861.3283 | 5295.2232
7 | 29 | 22 | 2703.4132 | 2757.5025 | 2868.915 | 3054.8452 | 1340.8474 | 1375.6074 | 1453.863 | 1599.4515 | -55.434 | -99.5923 | -172.8373 | -251.8284 | 146.1034 | 199.8211 | 302.0824 | 445.5177 | 16.539 | 33.4134 | 68.8453 | 112.3527 | -0.0029378 | -0.0033719 | -0.0043111 | -0.005539 | -3.3879 | -4.6051 | -9.4427 | -20.2305 | 4148.0783 | 4262.1437 | 4511.4214 | 4940.1025
7 | 29 | 23 | 2447.0794 | 2496.5863 | 2596.8126 | 2768.7743 | 1224.6011 | 1256.3476 | 1327.8187 | 1460.7853 | -47.6476 | -84.3681 | -148.0987 | -217.0761 | 168.8039 | 230.8 | 350.4697 | 530.1779 | 14.533 | 28.4621 | 59.7236 | 97.0437 | -0.0029378 | -0.0033719 | -0.0043111 | -0.005539 | 8.3801 | 13.7651 | 23.6251 | 33.2405 | 3815.7471 | 3941.5897 | 4210.3467 | 4672.9399
7 | 29 | 24 | 2228.1695 | 2273.4054 | 2363.468 | 2520.6334 | 1196.0498 | 1227.0561 | 1296.8609 | 1426.7273 | -40.9888 | -71.9104 | -123.8466 | -181.4743 | 311.7203 | 417.5452 | 613.4083 | 904.2419 | 10.8455 | 21.7981 | 45.7173 | 73.8845 | -0.0029378 | -0.0033719 | -0.0043111 | -0.005539 | 10.0306 | 16.7806 | 29.0791 | 41.7727 | 3715.824 | 3884.6716 | 4224.6827 | 4785.7799
7 | 30 | 1 | 2118.0091 | 2162.1062 | 2247.14 | 2397.0393 | 1142.4696 | 1172.0869 | 1238.7645 | 1362.8133 | -35.3199 | -62.0017 | -107.9274 | -150.6117 | 224.5458 | 301.6967 | 448.3269 | 668.5513 | 7.3249 | 18.1723 | 38.4205 | 54.7632 | -0.0029378 | -0.0033719 | -0.0043111 | -0.005539 | 7.2236 | 11.5405 | 19.9909 | 30.7705 | 3464.2501 | 3603.5976 | 3884.7111 | 4363.3204
7 | 30 | 2 | 2013.562 | 2055.701 | 2135.9983 | 2280.01 | 1120.7848 | 1149.8399 | 1215.252 | 1336.9462 | -32.6997 | -55.9119 | -96.262 | -136.3943 | 139.6647 | 191.7437 | 297.0149 | 451.8012 | 5.7017 | 14.4558 | 31.5107 | 43.4057 | -0.0029378 | -0.0033719 | -0.0043111 | -0.005539 | 4.0665 | 4.6146 | 7.9571 | 17.3011 | 3251.077 | 3360.4398 | 3591.4669 | 3993.0643
7 | 30 | 3 | 1951.5076 | 1992.136 | 2069.0481 | 2208.6385 | 1134.6083 | 1164.0218 | 1230.2407 | 1353.4359 | -31.572 | -54.085 | -91.8139 | -132.0798 | 84.4827 | 122.1572 | 197.858 | 316.3936 | 5.4628 | 13.2021 | 27.9936 | 41.1139 | -0.0029378 | -0.0033719 | -0.0043111 | -0.005539 | 2.7499 | 2.9545 | 5.2592 | 10.8421 | 3147.2364 | 3240.3833 | 3438.5815 | 3798.3386
7 | 30 | 4 | 1889.308 | 1928.4038 | 2001.773 | 2133.3198 | 1230.3229 | 1262.2177 | 1334.0227 | 1467.6105 | -32.2277 | -55.1377 | -94.9415 | -134.8159 | 49.5891 | 79.2479 | 138.6748 | 235.0508 | 5.8686 | 12.7905 | 27.9936 | 42.0885 | -0.0029378 | -0.0033719 | -0.0043111 | -0.005539 | 1.322 | 2.5375 | 4.7653 | 5.1447 | 3144.18 | 3230.0563 | 3412.2838 | 3748.3928
7 | 30 | 5 | 1835.2053 | 1872.1092 | 1940.9772 | 2060.8372 | 1437.8568 | 1475.1317 | 1559.049 | 1715.1707 | -34.483 | -60.6184 | -104.324 | -153.7724 | 43.996 | 69.3239 | 126.8312 | 231.654 | 9.0065 | 17.9178 | 36.1975 | 57.928 | -0.0029378 | -0.0033719 | -0.0043111 | -0.005539 | 2.8911 | 1.8943 | 3.5111 | 11.2222 | 3294.4697 | 3375.7551 | 3562.2377 | 3923.0341
7 | 30 | 6 | 1860.3663 | 1895.6386 | 1963.5205 | 2078.3305 | 1642.1703 | 1684.7418 | 1780.5834 | 1958.8894 | -39.5421 | -71.8581 | -128.0236 | -192.1102 | 70.6944 | 108.0811 | 186.6056 | 322.9584 | 14.5425 | 26.8171 | 51.7606 | 85.5316 | -35.718 | -40.9693 | -52.5183 | -68.1444 | -0.39634 | -0.74743 | -1.4491 | -2.5786 | 3512.1171 | 3601.7038 | 3800.4792 | 4182.8767
7 | 30 | 7 | 1772.4591 | 1803.413 | 1862.1316 | 1953.6784 | 2092.5596 | 2146.8069 | 2268.9345 | 2496.1435 | -47.6499 | -88.4654 | -161.1058 | -244.6655 | 120.2832 | 180.4839 | 299.8697 | 517.9425 | 21.3761 | 34.747 | 66.8011 | 118.8327 | -271.8794 | -311.4179 | -397.0178 | -510.7218 | -0.1303 | -1.1645 | -1.8523 | -0.82287 | 3687.0184 | 3764.403 | 3937.761 | 4330.3869
7 | 30 | 8 | 1828.9462 | 1859.1281 | 1916.9104 | 1997.1606 | 2456.7379 | 2520.4262 | 2663.8082 | 2930.5595 | -57.6916 | -106.6821 | -192.0995 | -282.5786 | 167.5787 | 248.8737 | 409.6196 | 699.5685 | 19.8614 | 35.8545 | 69.6603 | 113.1352 | -605.9963 | -693.8092 | -880.8592 | -1120.7241 | 4.471 | 6.1094 | 10.8972 | 20.7012 | 3813.9074 | 3869.9005 | 3997.937 | 4357.8222
7 | 30 | 9 | 1848.9854 | 1878.136 | 1934.5811 | 2005.0843 | 2709.7458 | 2779.9931 | 2938.1413 | 3232.3641 | -65.5852 | -120.3578 | -212.595 | -308.5858 | 187.1596 | 279.0273 | 460.44 | 783.6579 | 16.7236 | 31.5328 | 62.626 | 101.3335 | -953.9324 | -1092.5958 | -1388.2739 | -1767.968 | 14.9468 | 21.8839 | 39.4432 | 67.5823 | 3758.0435 | 3777.6195 | 3834.3628 | 4113.4683
7 | 30 | 10 | 1955.8572 | 1985.8942 | 2046.5554 | 2116.5867 | 2889.6226 | 2964.5329 | 3133.1793 | 3446.933 | -72.4276 | -130.3275 | -227.8744 | -320.3754 | 179.0642 | 268.1697 | 444.4911 | 764.7174 | 11.2377 | 25.279 | 52.1478 | 77.1997 | -1356.3316 | -1556.5001 | -1986.6488 | -2542.9398 | 20.2159 | 31.5924 | 57.4114 | 91.8311 | 3627.2383 | 3588.6408 | 3519.2616 | 3633.9526
7 | 30 | 11 | 2154.1075 | 2188.2538 | 2257.6979 | 2336.9284 | 2991.2551 | 3068.8002 | 3243.3781 | 3568.167 | -79.0864 | -141.0714 | -244.9609 | -337.3288 | 161.069 | 244.0355 | 409.0791 | 711.7852 | 9.3173 | 24.1891 | 50.7182 | 69.8801 | -1851.8781 | -2126.9421 | -2722.838 | -3502.8567 | 21.4727 | 34.6782 | 62.7111 | 97.7081 | 3406.2572 | 3291.9433 | 3055.7855 | 2944.2834
7 | 30 | 12 | 2274.0725 | 2310.3898 | 2384.6122 | 2469.0713 | 3084.7408 | 3164.7094 | 3344.7434 | 3679.6829 | -84.0385 | -150.5975 | -260.0354 | -346.8071 | 155.8747 | 233.1779 | 389.616 | 677.793 | 6.5051 | 22.6321 | 50.4691 | 60.7128 | -2016.0563 | -2315.0413 | -2962.4435 | -3809.129 | 14.1297 | 23.0755 | 43.0003 | 69.2934 | 3435.228 | 3288.3459 | 2989.9621 | 2800.6173
7 | 30 | 13 | 2407.4053 | 2445.626 | 2525.7165 | 2619.7785 | 3131.1982 | 3212.3712 | 3395.1165 | 3735.1004 | -88.5491 | -161.0631 | -276.1489 | -363.7606 | 145.975 | 221.9077 | 373.6671 | 641.0446 | 5.8374 | 24.9744 | 55.4266 | 61.9283 | -2015.0582 | -2314.2524 | -2962.1806 | -3809.245 | 4.3326 | 5.0397 | 9.7417 | 20.3934 | 3591.1412 | 3434.6035 | 3121.339 | 2905.2396
7 | 30 | 14 | 2511.8951 | 2551.7537 | 2636.7826 | 2738.8982 | 3157.3059 | 3239.1557 | 3423.4248 | 3766.2434 | -93.0597 | -168.6492 | -287.8144 | -380.4059 | 137.0914 | 205.4434 | 342.8503 | 585.3749 | 6.9598 | 25.9425 | 58.432 | 71.1332 | -1998.0102 | -2293.6459 | -2933.4011 | -3768.9652 | -0.99627 | -0.66077 | -1.3192 | -3.7663 | 3721.1862 | 3559.3393 | 3238.9551 | 3008.5123
7 | 30 | 15 | 2667.618 | 2711.5008 | 2804.555 | 2920.6174 | 3123.9579 | 3204.9431 | 3387.2659 | 3726.4636 | -97.249 | -173.5211 | -296.1475 | -396.2017 | 123.0941 | 184.7856 | 308.2831 | 516.2488 | 8.2627 | 27.9814 | 63.7226 | 82.9725 | -1753.7646 | -2013.5731 | -2575.7876 | -3309.5462 | -2.7445 | -2.3032 | -4.0564 | -11.2236 | 4069.1746 | 3939.8136 | 3687.8353 | 3529.3308
7 | 30 | 16 | 2794.7691 | 2842.9439 | 2942.8991 | 3081.4135 | 2988.1623 | 3065.6272 | 3240.0246 | 3564.4776 | -99.7927 | -175.8439 | -300.109 | -409.686 | 69.9964 | 102.7219 | 162.7837 | 266.7878 | 11.0437 | 31.1469 | 70.7677 | 98.4207 | -1391.0479 | -1597.4331 | -2043.9243 | -2625.9535 | -4.3434 | -5.0316 | -8.3089 | -18.2507 | 4368.7875 | 4264.1313 | 4064.1329 | 3957.2096
7 | 30 | 17 | 2960.7171 | 3013.4278 | 3125.4391 | 3287.4499 | 2747.1597 | 2818.3769 | 2978.7087 | 3276.9939 | -98.4049 | -173.9039 | -295.456 | -412.5346 | 75.7986 | 108.6175 | 168.4772 | 270.1053 | 13.0496 | 32.2544 | 72.3327 | 110.7041 | -915.8887 | -1051.8031 | -1344.8781 | -1724.1059 | -9.6234 | -14.7576 | -26.2269 | -42.2614 | 4772.808 | 4732.212 | 4678.3967 | 4766.3512
7 | 30 | 18 | 3091.0073 | 3149.199 | 3270.2602 | 3453.9588 | 2419.5937 | 2482.3191 | 2623.5333 | 2886.2515 | -94.6547 | -164.0473 | -281.702 | -402.0151 | 90.4938 | 129.136 | 195.8133 | 297.3834 | 16.3531 | 33.0965 | 73.6377 | 126.4573 | -413.3528 | -475.2603 | -608.8864 | -781.4318 | -14.3903 | -24.1276 | -43.344 | -65.9129 | 5095.0501 | 5130.3154 | 5229.3122 | 5514.6912
7 | 30 | 19 | 3138.6656 | 3199.3838 | 3325.2345 | 3522.8522 | 2085.3782 | 2139.4394 | 2261.1478 | 2487.5771 | -84.4294 | -147.7705 | -253.8359 | -367.567 | 94.8906 | 135.568 | 204.4804 | 304.589 | 16.9258 | 30.627 | 68.5556 | 127.8761 | -55.3986 | -63.8904 | -82.0864 | -104.9679 | -21.1958 | -35.4595 | -63.5919 | -97.1985 | 5174.8362 | 5257.8977 | 5459.9042 | 5873.1608
7 | 30 | 20 | 3058.7382 | 3117.4562 | 3241.4156 | 3434.8854 | 1952.3722 | 2002.9853 | 2116.9312 | 2328.9187 | -74.9361 | -130.9368 | -226.5329 | -329.2289 | 104.3914 | 148.3083 | 222.8957 | 328.5497 | 17.58 | 31.0508 | 67.6892 | 127.5976 | -0.0029378 | -0.0033719 | -0.0043111 | -0.005539 | -18.4948 | -29.3433 | -51.0359 | -76.7006 | 5039.6479 | 5139.5171 | 5371.3586 | 5814.0163
7 | 30 | 21 | 3041.3074 | 3099.7798 | 3225.0061 | 3420.4975 | 1699.7425 | 1743.8065 | 1843.0082 | 2027.5653 | -65.078 | -116.9827 | -200.8318 | -287.7345 | 193.3088 | 271.9763 | 416.4782 | 613.7152 | 16.444 | 31.373 | 67.543 | 116.4921 | -0.0029378 | -0.0033719 | -0.0043111 | -0.005539 | -7.2942 | -12.8593 | -25.3312 | -41.2951 | 4878.4276 | 5017.0904 | 5325.8681 | 5849.2351
7 | 30 | 22 | 2821.1782 | 2875.5496 | 2991.5223 | 3179.1217 | 1475.9981 | 1514.2618 | 1600.4051 | 1760.6682 | -56.9266 | -102.5849 | -177.9768 | -251.4038 | 211.304 | 291.6851 | 438.661 | 644.8816 | 15.0108 | 30.9438 | 65.4555 | 104.7922 | -0.0029378 | -0.0033719 | -0.0043111 | -0.005539 | -3.3879 | -4.6051 | -9.4427 | -20.2305 | 4463.1738 | 4605.2469 | 4908.6201 | 5417.8239
7 | 30 | 23 | 2582.3159 | 2633.7191 | 2739.8332 | 2915.8594 | 1303.0348 | 1336.8146 | 1412.8633 | 1554.3462 | -48.0125 | -86.4734 | -150.3922 | -213.4906 | 318.6058 | 426.7316 | 618.7278 | 889.9723 | 13.1134 | 26.8157 | 56.5936 | 89.724 | -0.0029378 | -0.0033719 | -0.0043111 | -0.005539 | 8.3801 | 13.7651 | 23.6251 | 33.2405 | 4177.4345 | 4351.3694 | 4701.2465 | 5269.6462
7 | 30 | 24 | 2400.1291 | 2449.1909 | 2547.1626 | 2714.848 | 1207.034 | 1238.3251 | 1308.7709 | 1439.83 | -40.7746 | -71.1361 | -123.8466 | -176.3105 | 311.7203 | 417.5452 | 613.4083 | 904.2419 | 9.962 | 20.8287 | 44.1524 | 68.9583 | -0.0029378 | -0.0033719 | -0.0043111 | -0.005539 | 10.0306 | 16.7806 | 29.0791 | 41.7727 | 3898.0984 | 4071.531 | 4418.7223 | 4993.3348
7 | 31 | 1 | 2248.1455 | 2295.5851 | 2386.4353 | 2543.8258 | 1159.6848 | 1189.7483 | 1257.4307 | 1383.3487 | -35.899 | -62.1669 | -105.6445 | -152.6148 | 224.5458 | 301.6967 | 448.3269 | 668.5513 | 7.5638 | 15.4361 | 33.4629 | 56.0804 | -0.0029378 | -0.0033719 | -0.0043111 | -0.005539 | 7.2236 | 11.5405 | 19.9909 | 30.7705 | 3611.2615 | 3751.8364 | 4039.9979 | 4529.9564
7 | 31 | 2 | 2112.4176 | 2156.8449 | 2241.6775 | 2391.0553 | 1139.9595 | 1169.5117 | 1236.0429 | 1359.8191 | -33.6437 | -56.8515 | -96.262 | -143.1365 | 139.6647 | 191.7437 | 297.0149 | 451.8012 | 6.6802 | 11.8103 | 26.166 | 48.091 | -0.0029378 | -0.0033719 | -0.0043111 | -0.005539 | 4.0665 | 4.6146 | 7.9571 | 17.3011 | 3369.1418 | 3477.6703 | 3712.5921 | 4124.9256
7 | 31 | 3 | 2003.9218 | 2046.1156 | 2125.7311 | 2267.7286 | 1153.3542 | 1183.2537 | 1250.5666 | 1375.7972 | -32.6997 | -54.2503 | -93.1345 | -136.3943 | 84.4827 | 122.1572 | 197.858 | 316.3936 | 5.8686 | 11.1144 | 23.9539 | 43.4057 | -0.0029378 | -0.0033719 | -0.0043111 | -0.005539 | 2.7499 | 2.9545 | 5.2592 | 10.8421 | 3217.6746 | 3311.3417 | 3510.2301 | 3877.7674
7 | 31 | 4 | 1930.2162 | 1970.4386 | 2045.6212 | 2179.0457 | 1249.6186 | 1282.0136 | 1354.9448 | 1490.6277 | -32.6997 | -54.2503 | -93.416 | -136.819 | 49.5891 | 79.2479 | 138.6748 | 235.0508 | 6.2744 | 11.3987 | 23.9539 | 43.4057 | -0.0029378 | -0.0033719 | -0.0043111 | -0.005539 | 1.322 | 2.5375 | 4.7653 | 5.1447 | 3204.3178 | 3291.3826 | 3474.5398 | 3816.4501
7 | 31 | 5 | 1862.0431 | 1899.4586 | 1969.311 | 2090.2984 | 1457.0149 | 1494.7864 | 1579.8218 | 1738.0237 | -34.955 | -60.6184 | -107.4515 | -153.7724 | 43.996 | 69.3239 | 126.8312 | 231.654 | 8.6007 | 17.9178 | 36.1975 | 54.8649 | -0.0029378 | -0.0033719 | -0.0043111 | -0.005539 | 2.8911 | 1.8943 | 3.5111 | 11.2222 | 3339.5878 | 3422.7593 | 3608.2168 | 3972.2852
7 | 31 | 6 | 1872.1586 | 1908.1226 | 1976.455 | 2090.6428 | 1663.5709 | 1706.6972 | 1803.7878 | 1984.4175 | -40.0141 | -72.6323 | -129.3441 | -186.9464 | 70.6944 | 108.0811 | 186.6056 | 322.9584 | 12.2163 | 25.5634 | 50.4556 | 73.0978 | -27.9742 | -32.0933 | -41.0986 | -53.1111 | -0.39634 | -0.74743 | -1.4491 | -2.5786 | 3550.2555 | 3642.9912 | 3845.4123 | 4228.4804
7 | 31 | 7 | 1765.7643 | 1797.1976 | 1855.7926 | 1945.2607 | 2114.9376 | 2169.765 | 2293.1986 | 2522.8374 | -48.0148 | -89.2396 | -162.4263 | -234.3378 | 120.2832 | 180.4839 | 299.8697 | 517.9425 | 17.1294 | 35.1586 | 67.4482 | 99.3842 | -320.2082 | -367.4934 | -470.1509 | -605.5973 | -0.1303 | -1.1645 | -1.8523 | -0.82287 | 3649.7611 | 3724.7075 | 3881.8797 | 4244.6669
7 | 31 | 8 | 1795.0183 | 1824.5154 | 1880.4524 | 1955.9527 | 2502.0544 | 2566.9174 | 2712.9442 | 2984.616 | -57.5845 | -104.9074 | -189.2535 | -276.9901 | 167.5787 | 248.8737 | 409.6196 | 699.5685 | 17.5352 | 34.747 | 67.5728 | 103.9679 | -685.3532 | -784.5532 | -996.5221 | -1269.3502 | 4.471 | 6.1094 | 10.8972 | 20.7012 | 3743.7198 | 3791.7023 | 3895.7107 | 4218.4658
7 | 31 | 9 | 1779.5183 | 1807.3936 | 1859.656 | 1922.5682 | 2769.8989 | 2841.7055 | 3003.3645 | 3304.1186 | -66.3915 | -116.9214 | -206.6981 | -302.9972 | 187.1596 | 279.0273 | 460.44 | 783.6579 | 15.745 | 28.9238 | 57.2813 | 95.8769 | -1220.7927 | -1400.0922 | -1785.6846 | -2283.0777 | 14.9468 | 21.8839 | 39.4432 | 67.5823 | 3480.0844 | 3461.9206 | 3427.8023 | 3587.7289
7 | 31 | 10 | 1886.345 | 1915.4606 | 1970.7657 | 2032.9011 | 2966.6126 | 3043.5188 | 3216.6585 | 3538.7718 | -73.1269 | -125.2294 | -216.2855 | -319.526 | 179.0642 | 268.1697 | 444.4911 | 764.7174 | 11.2377 | 19.7402 | 41.9809 | 76.3267 | -1685.9969 | -1935.3036 | -2475.2507 | -3182.2607 | 20.2159 | 31.5924 | 57.4114 | 91.8311 | 3304.3516 | 3217.9488 | 3039.7713 | 3002.7612
7 | 31 | 11 | 2088.0185 | 2121.094 | 2185.3765 | 2256.1671 | 3081.5087 | 3161.3935 | 3341.2389 | 3675.8275 | -79.3136 | -134.477 | -230.526 | -333.627 | 161.069 | 244.0355 | 409.0791 | 711.7852 | 8.4473 | 15.4185 | 35.7291 | 65.6389 | -1981.2352 | -2273.8795 | -2907.5526 | -3737.0508 | 21.4727 | 34.6782 | 62.7111 | 97.7081 | 3299.9675 | 3168.2633 | 2896.056 | 2736.449
7 | 31 | 12 | 2228.629 | 2263.5598 | 2333.9701 | 2410.9129 | 3180.7483 | 3263.2058 | 3448.843 | 3794.207 | -84.2657 | -142.785 | -243.5226 | -354.4703 | 155.8747 | 233.1779 | 389.616 | 677.793 | 7.6276 | 14.6129 | 34.9466 | 66.8545 | -2119.6767 | -2432.9551 | -3111.1961 | -3998.222 | 14.1297 | 23.0755 | 43.0003 | 69.2934 | 3383.0668 | 3221.8918 | 2895.6575 | 2666.3685
7 | 31 | 13 | 2371.0131 | 2407.8257 | 2484.7935 | 2571.0789 | 3231.3952 | 3315.1657 | 3503.7588 | 3854.622 | -90.0547 | -151.8674 | -257.4815 | -369.8414 | 145.975 | 221.9077 | 373.6671 | 641.0446 | 8.0103 | 16.132 | 39.3843 | 72.6912 | -2050.1084 | -2354.1977 | -3012.8257 | -3874.3956 | 4.3326 | 5.0397 | 9.7417 | 20.3934 | 3620.5631 | 3460.0057 | 3141.0383 | 2915.5932
7 | 31 | 14 | 2414.4059 | 2451.4871 | 2530.7733 | 2620.6748 | 3260.2025 | 3344.7197 | 3534.9941 | 3888.9852 | -95.4022 | -159.7318 | -269.71 | -392.3796 | 137.0914 | 205.4434 | 342.8503 | 585.3749 | 9.4435 | 16.8089 | 42.2544 | 85.8477 | -1919.5142 | -2204.4324 | -2821.5091 | -3628.4427 | -0.99627 | -0.66077 | -1.3192 | -3.7663 | 3805.2306 | 3653.6341 | 3358.3336 | 3156.294
7 | 31 | 15 | 2569.6963 | 2610.0363 | 2698.0485 | 2803.0962 | 3198.5515 | 3281.4706 | 3468.1468 | 3815.4439 | -99.5915 | -165.0472 | -280.3366 | -412.4897 | 123.0941 | 184.7856 | 308.2831 | 516.2488 | 11.5214 | 19.4355 | 47.7345 | 99.8771 | -1691.9863 | -1943.505 | -2488.0844 | -3199.3254 | -2.7445 | -2.3032 | -4.0564 | -11.2236 | 4108.541 | 3984.8725 | 3749.7356 | 3611.6273
7 | 31 | 16 | 2653.0336 | 2693.6794 | 2788.5974 | 2912.5375 | 3059.2914 | 3138.6002 | 3317.1489 | 3649.3252 | -101.5561 | -167.4832 | -284.7846 | -425.5494 | 69.9964 | 102.7219 | 162.7837 | 266.7878 | 14.1001 | 22.0621 | 53.2146 | 114.554 | -1387.2445 | -1593.1537 | -2038.6372 | -2619.3893 | -4.3434 | -5.0316 | -8.3089 | -18.2507 | 4303.2775 | 4191.3953 | 3990.0139 | 3880.0151
7 | 31 | 17 | 2814.5579 | 2858.6599 | 2964.2376 | 3112.2334 | 2817.2634 | 2890.2979 | 3054.7212 | 3360.6182 | -100.7475 | -166.3174 | -282.4911 | -424.5082 | 75.7986 | 108.6175 | 168.4772 | 270.1053 | 15.7722 | 23.7085 | 56.1577 | 124.6472 | -924.0201 | -1061.4542 | -1358.4509 | -1744.2773 | -9.6234 | -14.7576 | -26.2269 | -42.2614 | 4689.0011 | 4638.7545 | 4576.4247 | 4656.5573
7 | 31 | 18 | 2999.5553 | 3049.9222 | 3168.0792 | 3341.6488 | 2486.9189 | 2551.3896 | 2696.533 | 2966.5614 | -96.0838 | -158.0094 | -271.0967 | -413.5639 | 90.4938 | 129.136 | 195.8133 | 297.3834 | 18.1921 | 26.7656 | 62.0845 | 136.893 | -398.004 | -457.8591 | -587.0877 | -753.9317 | -14.3903 | -24.1276 | -43.344 | -65.9129 | 5086.682 | 5117.2174 | 5220.9818 | 5509.0781
7 | 31 | 19 | 3026.8139 | 3080.6282 | 3202.8578 | 3388.1732 | 2160.0158 | 2216.0119 | 2342.0763 | 2576.6097 | -85.8585 | -142.2285 | -243.0256 | -374.9179 | 94.8906 | 135.568 | 204.4804 | 304.589 | 17.9532 | 26.6384 | 60.7795 | 132.9569 | -50.0874 | -57.8367 | -74.4707 | -95.3809 | -21.1958 | -35.4595 | -63.5919 | -97.1985 | 5142.5317 | 5223.3217 | 5429.1058 | 5834.8314
7 | 31 | 20 | 2977.0619 | 3031.4188 | 3151.7519 | 3335.7319 | 2025.9739 | 2078.4951 | 2196.7366 | 2416.7157 | -76.4723 | -126.8913 | -219.326 | -333.1149 | 104.3914 | 148.3083 | 222.8957 | 328.5497 | 17.7008 | 28.4431 | 63.5033 | 126.7775 | -0.0029378 | -0.0033719 | -0.0043111 | -0.005539 | -18.4948 | -29.3433 | -51.0359 | -76.7006 | 5030.1579 | 5130.4274 | 5364.5213 | 5797.9538
7 | 31 | 21 | 2969.0139 | 3026.0095 | 3146.797 | 3335.4451 | 1769.1397 | 1815.0028 | 1918.2547 | 2110.3469 | -67.4075 | -112.3282 | -194.6639 | -292.0449 | 193.3088 | 271.9763 | 416.4782 | 613.7152 | 15.9568 | 26.7968 | 58.5458 | 114.5957 | -0.0029378 | -0.0033719 | -0.0043111 | -0.005539 | -7.2942 | -12.8593 | -25.3312 | -41.2951 | 4872.7146 | 5014.5946 | 5320.0762 | 5840.7574
7 | 31 | 22 | 2764.2107 | 2817.9455 | 2930.6146 | 3113.0561 | 1523.3055 | 1562.7956 | 1651.6999 | 1817.0996 | -58.7076 | -98.8178 | -171.2458 | -258.142 | 211.304 | 291.6851 | 438.661 | 644.8816 | 15.5021 | 26.1198 | 56.7182 | 108.0099 | -0.0029378 | -0.0033719 | -0.0043111 | -0.005539 | -3.3879 | -4.6051 | -9.4427 | -20.2305 | 4452.2239 | 4595.1197 | 4897.0008 | 5404.6691
7 | 31 | 23 | 2539.9848 | 2591.136 | 2694.5983 | 2866.9021 | 1338.497 | 1373.1961 | 1451.3145 | 1596.6478 | -48.9565 | -84.2549 | -144.7002 | -217.0721 | 318.6058 | 426.7316 | 618.7278 | 889.9723 | 13.4242 | 22.7784 | 48.3789 | 91.4853 | -0.0029378 | -0.0033719 | -0.0043111 | -0.005539 | 8.3801 | 13.7651 | 23.6251 | 33.2405 | 4169.9324 | 4343.3489 | 4691.94 | 5261.1704
7 | 31 | 24 | 2372.87 | 2419.6897 | 2515.9923 | 2680.9322 | 1233.0079 | 1264.9723 | 1336.9341 | 1470.8134 | -41.7186 | -71.3014 | -121.2821 | -180.3166 | 311.7203 | 417.5452 | 613.4083 | 904.2419 | 10.4397 | 18.741 | 40.2372 | 72.4657 | -0.0029378 | -0.0033719 | -0.0043111 | -0.005539 | 10.0306 | 16.7806 | 29.0791 | 41.7727 | 3896.347 | 4066.4241 | 4414.3645 | 4989.9037
8 | 1 | 1 | 2272.8331 | 2318.5458 | 2410.1369 | 2570.2694 | 1169.773 | 1200.0981 | 1268.3692 | 1395.3826 | -36.8431 | -60.34 | -103.556 | -155.3508 | 224.5458 | 301.6967 | 448.3269 | 668.5513 | 8.5057 | 14.3286 | 30.6037 | 53.446 | -0.0029378 | -0.0033719 | -0.0043111 | -0.005539 | 7.2236 | 11.5405 | 19.9909 | 30.7705 | 3646.0352 | 3785.8663 | 4073.8673 | 4563.0634
8 | 1 | 2 | 2155.4682 | 2199.2579 | 2285.8743 | 2439.453 | 1141.8312 | 1171.4319 | 1238.0723 | 1362.0517 | -33.6437 | -54.8593 | -93.1345 | -141.1334 | 139.6647 | 191.7437 | 297.0149 | 451.8012 | 6.9191 | 11.3987 | 24.7364 | 43.4057 | -0.0029378 | -0.0033719 | -0.0043111 | -0.005539 | 4.0665 | 4.6146 | 7.9571 | 12.1564 | 3414.303 | 3523.5841 | 3760.5164 | 4167.7291
8 | 1 | 3 | 2037.7253 | 2079.2184 | 2160.5063 | 2305.7605 | 1150.102 | 1179.9172 | 1247.0403 | 1371.9178 | -32.5161 | -53.1977 | -90.0069 | -136.819 | 84.4827 | 122.1572 | 197.858 | 316.3936 | 5.8686 | 11.3987 | 23.9539 | 43.4057 | -0.0029378 | -0.0033719 | -0.0043111 | -0.005539 | 2.7499 | 2.9545 | 5.2592 | 8.3247 | 3248.4095 | 3342.445 | 3544.6064 | 3908.9778
8 | 1 | 4 | 1990.2038 | 2030.7571 | 2108.7536 | 2247.8017 | 1241.9786 | 1274.1756 | 1346.6609 | 1481.5143 | -33.1717 | -54.085 | -93.1345 | -139.555 | 49.5891 | 79.2479 | 138.6748 | 235.0508 | 5.8686 | 12.0946 | 26.0415 | 45.5959 | -0.0029378 | -0.0033719 | -0.0043111 | -0.005539 | 1.322 | 2.5375 | 4.7653 | 6.9004 | 3255.7876 | 3344.7243 | 3531.7574 | 3877.3024
8 | 1 | 5 | 1956.4796 | 1995.5431 | 2070.1166 | 2199.3822 | 1451.5339 | 1489.1633 | 1573.8789 | 1731.4857 | -34.8479 | -59.731 | -105.6445 | -158.5116 | 43.996 | 69.3239 | 126.8312 | 231.654 | 8.1949 | 17.2219 | 34.7679 | 59.4485 | -0.0029378 | -0.0033719 | -0.0043111 | -0.005539 | 2.8911 | 1.8943 | 3.5111 | 5.7461 | 3428.2446 | 3513.4121 | 3703.4569 | 4069.1994
8 | 1 | 6 | 2001.353 | 2039.4748 | 2114.3166 | 2239.8655 | 1655.2614 | 1698.1723 | 1794.7779 | 1974.5053 | -40.0141 | -71.745 | -128.0236 | -194.8463 | 70.6944 | 108.0811 | 186.6056 | 322.9584 | 11.8105 | 25.5634 | 49.8085 | 84.6586 | -25.1076 | -28.7354 | -36.5945 | -47.1075 | -0.39634 | -0.74743 | -1.4491 | -1.6457 | 3673.6012 | 3770.0638 | 3979.4414 | 4378.3884
8 | 1 | 7 | 1887.8859 | 1920.6781 | 1985.3318 | 2084.6029 | 2107.469 | 2162.1029 | 2285.1006 | 2513.9285 | -48.0148 | -87.578 | -158.0549 | -242.6624 | 120.2832 | 180.4839 | 299.8697 | 517.9425 | 16.3178 | 33.6205 | 64.0665 | 108.5515 | -304.7018 | -349.818 | -447.8688 | -577.4852 | -0.1303 | -1.1645 | -1.8523 | -3.3402 | 3779.1089 | 3858.3249 | 4026.5926 | 4401.5376
8 | 1 | 8 | 1890.1377 | 1920.5002 | 1981.0615 | 2065.3575 | 2483.7071 | 2548.0946 | 2693.0506 | 2962.7302 | -57.9494 | -102.5236 | -185.1636 | -281.4249 | 167.5787 | 248.8737 | 409.6196 | 699.5685 | 16.3178 | 31.8171 | 61.4564 | 105.0442 | -644.6047 | -738.7251 | -940.4515 | -1201.5627 | 4.471 | 6.1094 | 10.8972 | 17.8302 | 3859.6581 | 3914.1462 | 4030.4702 | 4367.5429
8 | 1 | 9 | 1928.4832 | 1957.2956 | 2016.6765 | 2093.1135 | 2744.0578 | 2815.1945 | 2975.3453 | 3273.2937 | -66.8636 | -114.816 | -203.3762 | -309.0143 | 187.1596 | 279.0273 | 460.44 | 783.6579 | 14.5425 | 26.6898 | 52.4077 | 89.976 | -1133.7494 | -1301.8419 | -1664.4876 | -2134.9069 | 14.9468 | 21.8839 | 39.4432 | 64.0444 | 3688.5769 | 3683.4333 | 3676.4489 | 3860.1643
8 | 1 | 10 | 2064.5637 | 2094.5993 | 2158.6055 | 2237.5819 | 2940.6989 | 3016.9334 | 3188.5607 | 3507.8602 | -74.6194 | -124.394 | -216.6542 | -329.1286 | 179.0642 | 268.1697 | 444.4911 | 764.7174 | 10.7016 | 22.67 | 46.6785 | 80.3645 | -1594.1416 | -1830.5844 | -2342.7723 | -3013.3386 | 20.2159 | 31.5924 | 57.4114 | 93.8514 | 3546.4832 | 3478.9864 | 3336.3206 | 3341.9082
8 | 1 | 11 | 2202.3158 | 2235.2593 | 2305.1447 | 2389.8777 | 3060.1154 | 3139.4456 | 3318.0424 | 3650.3081 | -81.2477 | -133.6416 | -232.7783 | -351.5542 | 161.069 | 244.0355 | 409.0791 | 711.7852 | 8.6142 | 21.4163 | 45.7715 | 79.8187 | -1910.8554 | -2194.192 | -2808.0189 | -3611.7498 | 21.4727 | 34.6782 | 62.7111 | 101.3588 | 3461.4841 | 3347.0014 | 3099.9516 | 2969.8446
8 | 1 | 12 | 2334.8692 | 2371.3264 | 2447.7244 | 2539.1616 | 3149.1478 | 3230.7861 | 3414.579 | 3756.5118 | -86.5646 | -140.288 | -242.6473 | -366.5047 | 155.8747 | 233.1779 | 389.616 | 677.793 | 7.7945 | 18.898 | 42.2544 | 74.6893 | -2049.1724 | -2352.9252 | -3010.9311 | -3872.3898 | 14.1297 | 23.0755 | 43.0003 | 70.0551 | 3526.0788 | 3384.0507 | 3083.5957 | 2879.3162
8 | 1 | 13 | 2504.4739 | 2544.6148 | 2629.0453 | 2729.7565 | 3202.2416 | 3285.2563 | 3472.148 | 3819.8457 | -92.4607 | -146.6561 | -249.3888 | -376.7159 | 145.975 | 221.9077 | 373.6671 | 641.0446 | 8.1772 | 15.2898 | 36.5983 | 67.4072 | -2052.9066 | -2357.4847 | -3017.2246 | -3880.5244 | 4.3326 | 5.0397 | 9.7417 | 15.8614 | 3719.833 | 3567.9676 | 3254.587 | 3016.6753
8 | 1 | 14 | 2682.8249 | 2726.2666 | 2819.0321 | 2931.5789 | 3237.0045 | 3320.9204 | 3509.8409 | 3861.3132 | -96.5735 | -152.8589 | -260.0153 | -390.5085 | 137.0914 | 205.4434 | 342.8503 | 585.3749 | 9.8493 | 15.5552 | 38.0387 | 70.813 | -1934.6036 | -2221.8534 | -2844.2491 | -3658.8841 | -0.99627 | -0.66077 | -1.3192 | -1.856 | 4034.5967 | 3892.8126 | 3604.1783 | 3397.8313
8 | 1 | 15 | 2833.6783 | 2881.594 | 2982.9149 | 3107.9437 | 3183.9369 | 3266.4771 | 3452.3004 | 3798.0106 | -100.977 | -157.1216 | -267.3094 | -403.8768 | 123.0941 | 184.7856 | 308.2831 | 516.2488 | 11.4495 | 17.6132 | 42.8717 | 80.0178 | -1664.8156 | -1912.4498 | -2448.8901 | -3150.5501 | -2.7445 | -2.3032 | -4.0564 | -5.7475 | 4383.6217 | 4278.5952 | 4066.1143 | 3942.0464
8 | 1 | 16 | 2915.0204 | 2966.5996 | 3075.1117 | 3213.9064 | 3061.5846 | 3140.9529 | 3319.6354 | 3652.0607 | -102.3931 | -161.2714 | -274.3985 | -414.625 | 69.9964 | 102.7219 | 162.7837 | 266.7878 | 13.0496 | 20.6513 | 50.0413 | 90.6416 | -1361.9496 | -1563.8912 | -2001.2212 | -2572.8642 | -4.3434 | -5.0316 | -8.3089 | -12.9668 | 4590.965 | 4500.7315 | 4323.6436 | 4222.9404
8 | 1 | 17 | 3014.9884 | 3068.6214 | 3184.7329 | 3342.6114 | 2792.7488 | 2865.1478 | 3028.1403 | 3331.3755 | -102.24 | -158.8878 | -271.8234 | -411.1561 | 75.7986 | 108.6175 | 168.4772 | 270.1053 | 14.4109 | 22.582 | 53.1712 | 95.9103 | -871.3784 | -1001.4335 | -1283.4992 | -1652.4952 | -9.6234 | -14.7576 | -26.2269 | -41.5596 | 4914.7048 | 4889.8898 | 4852.9721 | 4934.7915
8 | 1 | 18 | 3058.6529 | 3114.6644 | 3236.4719 | 3408.3148 | 2470.2769 | 2534.3162 | 2678.4884 | 2946.7098 | -97.0279 | -151.1888 | -260.1474 | -390.7334 | 90.4938 | 129.136 | 195.8133 | 297.3834 | 16.178 | 24.6589 | 56.9483 | 101.3823 | -406.1408 | -467.0452 | -598.5778 | -768.5531 | -14.3903 | -24.1276 | -43.344 | -71.6869 | 5118.0427 | 5160.4141 | 5265.6528 | 5522.8169
8 | 1 | 19 | 3134.2275 | 3193.5224 | 3321.0421 | 3510.6605 | 2142.6353 | 2198.1808 | 2323.2309 | 2555.8771 | -88.1444 | -135.9648 | -232.5522 | -351.2381 | 94.8906 | 135.568 | 204.4804 | 304.589 | 16.178 | 24.5317 | 55.7678 | 100.6109 | -54.2194 | -62.5277 | -80.3536 | -102.7983 | -21.1958 | -35.4595 | -63.5919 | -104.6071 | 5224.3718 | 5317.851 | 5528.0235 | 5913.0941
8 | 1 | 20 | 3132.6282 | 3191.8516 | 3319.7912 | 3514.1485 | 2003.6172 | 2055.5588 | 2172.4954 | 2390.0471 | -77.6306 | -121.7934 | -209.8151 | -314.0538 | 104.3914 | 148.3083 | 222.8957 | 328.5497 | 16.1142 | 26.6208 | 59.0764 | 105.2586 | -0.0029378 | -0.0033719 | -0.0043111 | -0.005539 | -18.4948 | -29.3433 | -51.0359 | -81.5849 | 5160.6227 | 5271.1994 | 5513.4035 | 5942.3597
8 | 1 | 21 | 3077.8111 | 3136.9384 | 3263.2088 | 3460.4944 | 1737.9822 | 1783.0376 | 1884.471 | 2073.1802 | -68.4586 | -109.1704 | -189.2429 | -282.883 | 193.3088 | 271.9763 | 416.4782 | 613.7152 | 15.5509 | 26.924 | 58.1586 | 102.8275 | -0.0029378 | -0.0033719 | -0.0043111 | -0.005539 | -7.2942 | -12.8593 | -25.3312 | -40.6936 | 4948.8973 | 5096.8433 | 5407.738 | 5926.6352
8 | 1 | 22 | 2853.3616 | 2908.6141 | 3025.7692 | 3216.1481 | 1500.3101 | 1539.204 | 1626.7663 | 1789.6691 | -59.2867 | -97.3216 | -166.1064 | -250.1336 | 211.304 | 291.6851 | 438.661 | 646.0139 | 15.2632 | 25.4049 | 54.1189 | 94.8381 | -0.0029378 | -0.0033719 | -0.0043111 | -0.005539 | -3.3879 | -4.6051 | -9.4427 | -15.0385 | 4517.5615 | 4662.9781 | 4969.762 | 5481.4915
8 | 1 | 23 | 2587.4696 | 2639.2422 | 2745.1668 | 2922.274 | 1324.1971 | 1358.5255 | 1435.8093 | 1579.5899 | -50.0077 | -81.9844 | -142.4067 | -212.2205 | 318.6058 | 426.7316 | 618.7278 | 894.422 | 14.1272 | 21.6519 | 46.4998 | 81.1888 | -0.0029378 | -0.0033719 | -0.0043111 | -0.005539 | 8.3801 | 13.7651 | 23.6251 | 36.4066 | 4202.7691 | 4377.9286 | 4727.4177 | 5301.6553
8 | 1 | 24 | 2408.6925 | 2457.2969 | 2554.7588 | 2724.802 | 1222.9558 | 1254.6596 | 1326.0346 | 1458.8225 | -41.8257 | -69.1961 | -117.6681 | -176.3105 | 311.7203 | 417.5452 | 613.4083 | 904.2419 | 10.7736 | 16.9552 | 36.3329 | 62.9558 | -0.0029378 | -0.0033719 | -0.0043111 | -0.005539 | 10.0306 | 16.7806 | 29.0791 | 44.6214 | 3922.3441 | 4094.038 | 4441.9413 | 5019.1276
8 | 2 | 1 | 2277.0586 | 2323.4944 | 2415.0491 | 2577.3633 | 1171.7577 | 1202.1342 | 1270.5212 | 1397.7501 | -35.899 | -59.4526 | -102.517 | -153.0395 | 224.5458 | 301.6967 | 448.3269 | 668.5513 | 7.3249 | 13.898 | 30.2057 | 52.4714 | -0.0029378 | -0.0033719 | -0.0043111 | -0.005539 | 7.3458 | 11.5405 | 19.9909 | 30.7705 | 3652.1308 | 3793.3079 | 4081.5725 | 4573.8615
8 | 2 | 2 | 2136.8273 | 2180.8596 | 2266.3267 | 2420.0057 | 1147.9816 | 1177.7418 | 1244.7412 | 1369.3884 | -33.1717 | -55.6336 | -93.416 | -138.822 | 139.6647 | 191.7437 | 297.0149 | 451.8012 | 5.9405 | 11.8103 | 25.3835 | 44.7229 | -0.0029378 | -0.0033719 | -0.0043111 | -0.005539 | 2.8802 | 4.6146 | 7.9571 | 12.1564 | 3400.1197 | 3511.133 | 3748.0031 | 4159.247
8 | 2 | 3 | 2045.0432 | 2087.1188 | 2168.1717 | 2314.8303 | 1162.0653 | 1192.1906 | 1260.012 | 1386.1884 | -32.1512 | -53.9719 | -91.609 | -136.819 | 84.4827 | 122.1572 | 197.858 | 316.3936 | 6.5133 | 12.5062 | 26.166 | 45.6975 | -0.0029378 | -0.0033719 | -0.0043111 | -0.005539 | 1.9192 | 2.9545 | 5.2592 | 8.3247 | 3267.8697 | 3362.9521 | 3565.8536 | 3934.6101
8 | 2 | 4 | 1987.0557 | 2027.2922 | 2105.0874 | 2243.6974 | 1256.7416 | 1289.3213 | 1362.6682 | 1499.1246 | -32.6997 | -54.8593 | -93.416 | -141.5581 | 49.5891 | 79.2479 | 138.6748 | 235.0508 | 7.3249 | 13.6327 | 28.1182 | 49.4082 | -0.0029378 | -0.0033719 | -0.0043111 | -0.005539 | 1.5881 | 2.5375 | 4.7653 | 6.9004 | 3269.5967 | 3357.1688 | 3545.8936 | 3892.6177
8 | 2 | 5 | 1952.1418 | 1990.7071 | 2065.2713 | 2193.4275 | 1468.7703 | 1506.8466 | 1592.5681 | 1752.0464 | -34.955 | -59.731 | -105.9261 | -160.5146 | 43.996 | 69.3239 | 126.8312 | 231.654 | 9.8181 | 17.9178 | 36.1975 | 61.6387 | -0.0029378 | -0.0033719 | -0.0043111 | -0.005539 | 1.3275 | 1.8943 | 3.5111 | 5.7461 | 3441.0957 | 3526.9554 | 3718.4488 | 4083.9926
8 | 2 | 6 | 1990.8039 | 2028.7238 | 2103.4602 | 2226.6255 | 1671.9654 | 1715.3093 | 1812.8898 | 1994.431 | -40.1212 | -72.5192 | -129.6257 | -198.8524 | 70.6944 | 108.0811 | 186.6056 | 322.9584 | 16.3178 | 28.9048 | 55.4023 | 93.6226 | -19.96 | -22.8452 | -29.0737 | -37.3158 | -0.39634 | -0.74743 | -1.4491 | -1.6457 | 3689.304 | 3784.9071 | 3998.2096 | 4399.8235
8 | 2 | 7 | 1866.4938 | 1899.0085 | 1962.159 | 2059.8761 | 2130.1072 | 2185.3279 | 2309.6468 | 2540.9328 | -48.1219 | -87.2996 | -158.0549 | -246.2439 | 120.2832 | 180.4839 | 299.8697 | 517.9425 | 20.6364 | 35.8545 | 68.2307 | 115.2237 | -242.6634 | -277.8643 | -353.166 | -450.0733 | -0.78453 | -1.1645 | -1.8523 | -3.3402 | 3845.9507 | 3934.3463 | 4126.8331 | 4534.3176
8 | 2 | 8 | 1855.3378 | 1884.8143 | 1943.4998 | 2024.6338 | 2516.0741 | 2581.3007 | 2728.1457 | 3001.3397 | -57.036 | -101.9148 | -183.3566 | -279.8425 | 167.5787 | 248.8737 | 409.6196 | 699.5685 | 19.6945 | 34.4626 | 65.6206 | 112.1605 | -663.5203 | -760.6305 | -968.5413 | -1235.7543 | 4.0747 | 6.1094 | 12.4315 | 17.8302 | 3842.2035 | 3893.0154 | 4007.4194 | 4339.9359
8 | 2 | 9 | 1874.9692 | 1902.9662 | 1959.5864 | 2031.7973 | 2781.8725 | 2853.9895 | 3016.3473 | 3318.4015 | -65.371 | -110.9971 | -198.9176 | -296.3713 | 187.1596 | 279.0273 | 460.44 | 783.6579 | 13.3971 | 24.2988 | 48.4926 | 84.4177 | -1138.2662 | -1306.5103 | -1668.7553 | -2136.7697 | 13.8365 | 21.8839 | 41.9233 | 64.0444 | 3667.5976 | 3664.6584 | 3659.1167 | 3849.1779
8 | 2 | 10 | 1979.6997 | 2008.5863 | 2068.8353 | 2140.027 | 2991.7287 | 3069.2861 | 3243.8916 | 3568.732 | -71.4507 | -118.1394 | -209.0681 | -310.0476 | 179.0642 | 268.1697 | 444.4911 | 764.7174 | 8.9115 | 16.9376 | 36.8961 | 64.7659 | -1706.8744 | -1959.3313 | -2506.1947 | -3222.4737 | 20.3543 | 31.5924 | 59.9185 | 93.8514 | 3401.4333 | 3317.1013 | 3138.7699 | 3099.5723
8 | 2 | 11 | 2082.5374 | 2112.8797 | 2177.468 | 2250.7363 | 3126.8646 | 3207.9252 | 3390.4176 | 3729.9309 | -76.9818 | -126.9434 | -225.9496 | -328.1549 | 161.069 | 244.0355 | 409.0791 | 711.7852 | 8.0415 | 15.8477 | 35.9891 | 62.5757 | -1950.9987 | -2239.7537 | -2865.2548 | -3684.5071 | 21.8691 | 34.6782 | 64.0466 | 101.3588 | 3372.401 | 3248.6691 | 2985.7959 | 2843.725
8 | 2 | 12 | 2195.3791 | 2227.4959 | 2296.3958 | 2374.2714 | 3213.3395 | 3296.6418 | 3484.1812 | 3833.0839 | -82.2988 | -134.8078 | -243.3943 | -346.2621 | 155.8747 | 233.1779 | 389.616 | 677.793 | 8.1134 | 16.6708 | 40.0287 | 67.8291 | -2068.4191 | -2374.8449 | -3038.6528 | -3907.9443 | 14.6617 | 23.0755 | 39.2619 | 70.0551 | 3436.6505 | 3287.4093 | 2967.4367 | 2768.8261
8 | 2 | 13 | 2358.3075 | 2393.3785 | 2469.798 | 2557.2519 | 3267.1743 | 3351.8723 | 3542.5536 | 3897.3016 | -87.2508 | -141.0106 | -258.7503 | -364.3693 | 145.975 | 221.9077 | 373.6671 | 641.0446 | 8.4242 | 17.494 | 44.9863 | 73.5267 | -2076.714 | -2384.5786 | -3051.5173 | -3924.6285 | 3.358 | 5.0397 | 12.6196 | 15.8614 | 3619.2741 | 3464.1031 | 3133.357 | 2895.9884
8 | 2 | 14 | 2393.2056 | 2428.7429 | 2507.3859 | 2594.8907 | 3310.2634 | 3396.0784 | 3589.2745 | 3948.7012 | -91.5473 | -147.9877 | -274.1064 | -378.162 | 137.0914 | 205.4434 | 342.8503 | 585.3749 | 8.583 | 18.5826 | 50.7263 | 79.2242 | -1963.4563 | -2254.7697 | -2885.7111 | -3711.003 | -0.24703 | -0.66077 | -1.0973 | -1.856 | 3793.8929 | 3645.429 | 3329.3222 | 3117.17
8 | 2 | 15 | 2540.4855 | 2578.8916 | 2665.1841 | 2764.6072 | 3277.7605 | 3362.733 | 3554.0321 | 3909.9296 | -95.188 | -154.0774 | -284.5279 | -393.5331 | 123.0941 | 184.7856 | 308.2831 | 516.2488 | 8.9658 | 19.533 | 54.5142 | 82.9725 | -1708.7824 | -1962.7814 | -2512.8433 | -3231.6753 | -1.6749 | -2.3032 | -4.9926 | -5.7475 | 4144.6606 | 4026.7811 | 3779.6497 | 3642.8022
8 | 2 | 16 | 2640.0933 | 2681.8636 | 2777.446 | 2889.1089 | 3133.6857 | 3214.9232 | 3397.8137 | 3738.0677 | -97.3668 | -157.2876 | -288.771 | -402.2786 | 69.9964 | 102.7219 | 162.7837 | 266.7878 | 10.327 | 22.2869 | 61.0367 | 93.5962 | -1357.6417 | -1559.7203 | -1997.1959 | -2568.0776 | -3.1571 | -5.0316 | -8.2507 | -12.9668 | 4395.9369 | 4299.756 | 4104.8625 | 4004.2377
8 | 2 | 17 | 2811.5938 | 2858.1689 | 2965.7441 | 3099.5491 | 2863.6397 | 2937.8765 | 3105.0064 | 3415.9389 | -96.4205 | -156.1219 | -285.2337 | -401.5454 | 75.7986 | 108.6175 | 168.4772 | 270.1053 | 11.6164 | 24.5019 | 65.5448 | 101.8264 | -908.4884 | -1043.9047 | -1336.7909 | -1717.9182 | -9.4713 | -14.7576 | -24.3029 | -41.5596 | 4748.2682 | 4714.3805 | 4658.445 | 4726.3964
8 | 2 | 18 | 2913.7682 | 2964.0516 | 3078.6386 | 3234.1875 | 2528.9543 | 2594.5148 | 2742.1115 | 3016.7041 | -90.7057 | -148.3707 | -269.3911 | -382.1642 | 90.095 | 129.136 | 195.8133 | 297.3834 | 12.2611 | 25.3251 | 66.5872 | 103.5878 | -408.4354 | -469.6681 | -601.854 | -772.5726 | -15.6064 | -24.1276 | -41.8679 | -71.6869 | 5030.331 | 5070.8611 | 5170.0377 | 5425.439
8 | 2 | 19 | 2950.0023 | 3002.9313 | 3121.2402 | 3289.2492 | 2258.7894 | 2317.3461 | 2449.1753 | 2694.4334 | -80.771 | -132.2592 | -242.0009 | -342.3644 | 94.8906 | 135.568 | 204.4804 | 304.589 | 11.7833 | 24.5019 | 63.5926 | 100.0804 | -45.8121 | -52.8878 | -68.0817 | -87.1881 | -22.7893 | -35.4595 | -59.5085 | -104.6071 | 5166.0931 | 5259.7409 | 5468.8975 | 5854.1925
8 | 2 | 20 | 2988.1218 | 3043.3031 | 3164.3955 | 3343.2379 | 2041.1154 | 2094.0291 | 2213.1542 | 2434.7775 | -71.5991 | -117.9745 | -213.4951 | -303.2976 | 104.3914 | 148.3083 | 222.8957 | 328.5497 | 11.3857 | 23.6977 | 58.4266 | 95.6624 | -0.0029378 | -0.0033719 | -0.0043111 | -0.005539 | -19.8494 | -29.3433 | -47.1906 | -81.5849 | 5053.5629 | 5162.017 | 5398.182 | 5817.3394
8 | 2 | 21 | 2933.7248 | 2989.5657 | 3108.3279 | 3293.6709 | 1773.596 | 1819.5746 | 1923.0865 | 2115.6626 | -64.0268 | -105.8473 | -190.7684 | -273.4007 | 193.3088 | 271.9763 | 416.4782 | 613.7152 | 12.2204 | 24.533 | 56.5909 | 96.4978 | -0.0029378 | -0.0033719 | -0.0043111 | -0.005539 | -7.2942 | -12.8593 | -25.3312 | -40.6936 | 4841.526 | 4986.9397 | 5288.3796 | 5805.4467
8 | 2 | 22 | 2742.1158 | 2795.3471 | 2906.9811 | 3085.7314 | 1532.3118 | 1572.0353 | 1661.4653 | 1827.8429 | -56.3475 | -95.2164 | -169.2339 | -246.2399 | 211.304 | 291.6851 | 438.661 | 646.0139 | 13.2573 | 25.9438 | 56.331 | 96.5995 | -0.0029378 | -0.0033719 | -0.0043111 | -0.005539 | -2.6848 | -4.6051 | -12.4085 | -15.0385 | 4439.9537 | 4585.1865 | 4881.7916 | 5394.9036
8 | 2 | 23 | 2528.8235 | 2578.9414 | 2681.0518 | 2852.8925 | 1349.1059 | 1384.0801 | 1462.8176 | 1609.3028 | -48.0125 | -81.706 | -144.4953 | -213.4906 | 318.6058 | 426.7316 | 618.7278 | 894.422 | 12.5407 | 24.0131 | 50.7263 | 87.5338 | -0.0029378 | -0.0033719 | -0.0043111 | -0.005539 | 8.7981 | 13.7651 | 21.4007 | 36.4066 | 4169.8586 | 4345.822 | 4690.2246 | 5267.0616
8 | 2 | 24 | 2351.9205 | 2399.1942 | 2494.1709 | 2658.5391 | 1239.5473 | 1271.6813 | 1344.0247 | 1478.6141 | -40.8817 | -69.1961 | -119.4751 | -178.3136 | 311.7203 | 417.5452 | 613.4083 | 904.2419 | 9.962 | 18.8682 | 39.1921 | 68.9583 | -0.0029378 | -0.0033719 | -0.0043111 | -0.005539 | 10.6278 | 16.7806 | 29.0791 | 44.6214 | 3882.8933 | 4054.8701 | 4400.3956 | 4976.6557
8 | 3 | 1 | 2205.9032 | 2250.7629 | 2338.8321 | 2494.7573 | 1183.5241 | 1214.2057 | 1283.2794 | 1411.7858 | -36.371 | -60.0617 | -102.517 | -152.6148 | 224.5458 | 301.6967 | 448.3269 | 668.5513 | 7.3249 | 14.3096 | 30.7283 | 53.7885 | -0.0029378 | -0.0033719 | -0.0043111 | -0.005539 | 7.3458 | 11.5405 | 19.9909 | 30.7705 | 3592.2698 | 3732.4503 | 4018.6363 | 4507.0331
8 | 3 | 2 | 2071.5913 | 2114.1071 | 2196.8194 | 2344.9506 | 1153.6656 | 1183.5731 | 1250.9043 | 1376.1687 | -33.7508 | -55.6336 | -93.416 | -141.1334 | 139.6647 | 191.7437 | 297.0149 | 451.8012 | 6.1075 | 12.2219 | 25.3835 | 47.0147 | -0.0029378 | -0.0033719 | -0.0043111 | -0.005539 | 2.8802 | 4.6146 | 7.9571 | 12.1564 | 3340.1555 | 3450.6234 | 3684.6589 | 4090.9526
8 | 3 | 3 | 2007.722 | 2049.1996 | 2128.6821 | 2272.1659 | 1159.5119 | 1189.571 | 1257.2433 | 1383.1425 | -32.6997 | -53.9719 | -90.57 | -136.819 | 84.4827 | 122.1572 | 197.858 | 316.3936 | 6.2744 | 12.5062 | 26.166 | 45.6975 | -0.0029378 | -0.0033719 | -0.0043111 | -0.005539 | 1.9192 | 2.9545 | 5.2592 | 8.3247 | 3227.2076 | 3322.4133 | 3524.6344 | 3888.8998
8 | 3 | 4 | 1940.3733 | 1979.8182 | 2055.7152 | 2190.5963 | 1255.8788 | 1288.4361 | 1361.7327 | 1498.0954 | -32.6997 | -54.8593 | -93.416 | -141.5581 | 49.5891 | 79.2479 | 138.6748 | 235.0508 | 6.6802 | 12.5062 | 26.6886 | 45.6975 | -0.0029378 | -0.0033719 | -0.0043111 | -0.005539 | 1.5881 | 2.5375 | 4.7653 | 6.9004 | 3221.4069 | 3307.6832 | 3494.1564 | 3834.7767
8 | 3 | 5 | 1897.2582 | 1934.7597 | 2006.6666 | 2130.9928 | 1463.5092 | 1501.4491 | 1586.8635 | 1745.7706 | -34.955 | -59.731 | -102.7986 | -156.2002 | 43.996 | 69.3239 | 126.8312 | 231.654 | 9.2454 | 16.526 | 33.5874 | 59.2452 | -0.0029378 | -0.0033719 | -0.0043111 | -0.005539 | 1.3275 | 1.8943 | 3.5111 | 5.7461 | 3380.3782 | 3464.2185 | 3654.657 | 4017.203
8 | 3 | 6 | 1917.0189 | 1953.5223 | 2025.1627 | 2142.4508 | 1663.443 | 1706.566 | 1803.6491 | 1984.2649 | -39.6492 | -69.9181 | -126.2166 | -192.1102 | 70.6944 | 108.0811 | 186.6056 | 322.9584 | 14.3037 | 25.279 | 49.1505 | 84.4553 | -18.9309 | -21.6993 | -27.7948 | -36.0178 | -0.39634 | -0.74743 | -1.4491 | -1.6457 | 3606.4835 | 3701.0835 | 3909.1074 | 4304.3556
8 | 3 | 7 | 1792.4376 | 1823.3982 | 1883.9328 | 1975.6256 | 2111.4238 | 2166.1602 | 2289.3888 | 2518.646 | -47.5428 | -85.4727 | -156.4528 | -239.5016 | 120.2832 | 180.4839 | 299.8697 | 517.9425 | 19.0498 | 33.6205 | 64.191 | 109.8687 | -262.5847 | -299.97 | -379.7831 | -482.7616 | -0.78453 | -1.1645 | -1.8523 | -3.3402 | 3732.2824 | 3817.0557 | 3999.294 | 4396.4795
8 | 3 | 8 | 1779.2632 | 1807.6216 | 1863.434 | 1939.9459 | 2487.048 | 2551.5221 | 2696.6731 | 2966.7154 | -56.564 | -99.3136 | -181.7545 | -275.4117 | 167.5787 | 248.8737 | 409.6196 | 699.5685 | 18.8829 | 33.6205 | 64.8381 | 110.8433 | -700.8229 | -801.6383 | -1018.0225 | -1301.0226 | 4.0747 | 6.1094 | 12.4315 | 17.8302 | 3699.4607 | 3746.7953 | 3847.2194 | 4158.469
8 | 3 | 9 | 1881.8439 | 1910.3697 | 1967.4076 | 2041.1875 | 2737.614 | 2808.5837 | 2968.3584 | 3265.6071 | -63.8784 | -109.1702 | -198.9176 | -293.9435 | 187.1596 | 279.0273 | 460.44 | 783.6579 | 14.2087 | 25.6906 | 51.2272 | 89.0014 | -1050.5017 | -1203.3489 | -1531.4986 | -1959.7526 | 13.8365 | 21.8839 | 41.9233 | 64.0444 | 3720.2824 | 3733.0361 | 3758.9404 | 3989.8022
8 | 3 | 10 | 2021.0335 | 2051.0428 | 2113.1533 | 2190.4241 | 2923.7665 | 2999.562 | 3170.2011 | 3487.6621 | -69.9581 | -117.1999 | -211.9141 | -308.0445 | 179.0642 | 268.1697 | 444.4911 | 764.7174 | 10.1289 | 19.1715 | 41.4583 | 71.743 | -1445.2379 | -1656.1235 | -2108.9651 | -2698.3038 | 20.3543 | 31.5924 | 59.9185 | 93.8514 | 3639.1513 | 3596.215 | 3508.343 | 3602.0496
8 | 3 | 11 | 2193.305 | 2226.1804 | 2295.6843 | 2380.7068 | 3034.5498 | 3113.2172 | 3290.3219 | 3619.8117 | -76.5098 | -126.1691 | -227.4751 | -328.5796 | 161.069 | 244.0355 | 409.0791 | 711.7852 | 8.9834 | 18.0451 | 40.6759 | 70.3242 | -1737.5147 | -1993.7148 | -2547.1088 | -3271.2348 | 21.8691 | 34.6782 | 64.0466 | 101.3588 | 3605.7517 | 3516.2724 | 3325.2239 | 3284.1725
8 | 3 | 12 | 2355.6139 | 2391.0404 | 2468.3082 | 2559.5248 | 3115.5665 | 3196.3342 | 3378.1673 | 3716.4538 | -81.9339 | -134.1988 | -244.9197 | -346.6868 | 155.8747 | 233.1779 | 389.616 | 677.793 | 9.3309 | 18.8682 | 44.193 | 74.8063 | -1975.8881 | -2270.1895 | -2908.006 | -3742.1082 | 14.6617 | 23.0755 | 39.2619 | 70.0551 | 3593.2256 | 3458.1079 | 3166.6207 | 3009.8379
8 | 3 | 13 | 2545.9668 | 2585.0141 | 2670.9106 | 2772.7185 | 3153.6562 | 3235.4113 | 3419.4674 | 3761.8897 | -86.7788 | -140.2364 | -257.1483 | -360.3631 | 145.975 | 221.9077 | 373.6671 | 641.0446 | 8.4242 | 17.9056 | 45.6334 | 75.9201 | -1916.5192 | -2202.3764 | -2821.4551 | -3629.3343 | 3.358 | 5.0397 | 12.6196 | 15.8614 | 3854.0822 | 3722.6656 | 3443.6948 | 3277.7369
8 | 3 | 14 | 2661.7793 | 2703.4539 | 2794.8548 | 2901.8926 | 3197.7882 | 3280.6874 | 3467.3191 | 3814.5333 | -91.6238 | -147.0482 | -270.9023 | -373.7313 | 137.0914 | 205.4434 | 342.8503 | 585.3749 | 8.0103 | 17.4751 | 49.1614 | 77.034 | -1780.3605 | -2046.9604 | -2623.9377 | -3375.0365 | -0.24703 | -0.66077 | -1.0973 | -1.856 | 4132.438 | 4012.3903 | 3758.2483 | 3628.211
8 | 3 | 15 | 2766.9929 | 2811.8699 | 2908.5363 | 3025.3298 | 3153.083 | 3234.8233 | 3418.846 | 3761.2061 | -95.4788 | -152.5289 | -282.6443 | -387.5239 | 123.0941 | 184.7856 | 308.2831 | 516.2488 | 8.4297 | 18.9752 | 55.8192 | 83.9471 | -1581.9602 | -1817.4492 | -2325.4461 | -2982.9791 | -1.6749 | -2.3032 | -4.9926 | -5.7475 | 4372.4859 | 4278.1728 | 4078.4015 | 4010.4812
8 | 3 | 16 | 2892.0959 | 2941.3612 | 3047.1603 | 3177.6603 | 3024.3535 | 3102.7567 | 3279.2663 | 3607.649 | -97.5504 | -156.7917 | -289.4518 | -403.3196 | 69.9964 | 102.7219 | 162.7837 | 266.7878 | 11.1387 | 23.5514 | 65.8589 | 100.4717 | -1253.46 | -1439.7938 | -1841.143 | -2358.9747 | -3.1571 | -5.0316 | -8.2507 | -12.9668 | 4643.417 | 4568.7741 | 4416.2237 | 4377.3077
8 | 3 | 17 | 2912.7861 | 2964.1954 | 3073.9507 | 3216.9383 | 2782.712 | 2854.8508 | 3017.2576 | 3319.403 | -96.6041 | -156.4003 | -286.8769 | -405.0145 | 75.7986 | 108.6175 | 168.4772 | 270.1053 | 12.9057 | 27.0012 | 71.8588 | 110.1207 | -832.4746 | -957.1102 | -1226.3504 | -1574.2694 | -9.4713 | -14.7576 | -24.3029 | -41.5596 | 4845.6524 | 4826.3968 | 4794.0142 | 4895.7237
8 | 3 | 18 | 2952.4625 | 3007.3856 | 3120.6401 | 3282.7547 | 2450.9835 | 2514.5226 | 2657.5688 | 2923.6953 | -91.3614 | -149.5886 | -271.8684 | -387.328 | 90.095 | 129.136 | 195.8133 | 297.3834 | 13.5504 | 28.5203 | 74.3417 | 112.9959 | -358.5545 | -412.6942 | -529.5185 | -679.5196 | -15.6064 | -24.1276 | -41.8679 | -71.6869 | 5041.5692 | 5093.1541 | 5205.1091 | 5478.2948
8 | 3 | 19 | 2980.0299 | 3036.1889 | 3154.142 | 3327.2121 | 2190.7138 | 2247.5057 | 2375.3618 | 2613.2283 | -81.7916 | -133.9208 | -241.6322 | -344.6757 | 94.8906 | 135.568 | 204.4804 | 304.589 | 12.428 | 25.6094 | 68.1522 | 104.0319 | -55.3294 | -63.7402 | -81.7904 | -104.5298 | -22.7893 | -35.4595 | -59.5085 | -104.6071 | 5118.1519 | 5211.7515 | 5419.2054 | 5795.2487
8 | 3 | 20 | 3067.2723 | 3125.6904 | 3250.6834 | 3436.3496 | 1976.9381 | 2028.1881 | 2143.5677 | 2358.2226 | -71.964 | -118.5836 | -212.4455 | -302.8729 | 104.3914 | 148.3083 | 222.8957 | 328.5497 | 12.0303 | 24.3936 | 62.3391 | 98.0935 | -0.0029378 | -0.0033719 | -0.0043111 | -0.005539 | -19.8494 | -29.3433 | -47.1906 | -81.5849 | 5068.8158 | 5178.6501 | 5419.8455 | 5836.752
8 | 3 | 21 | 3034.1348 | 3092.0987 | 3215.6625 | 3407.4703 | 1727.716 | 1772.5051 | 1873.3394 | 2060.9339 | -63.9197 | -105.682 | -188.4749 | -270.9729 | 193.3088 | 271.9763 | 416.4782 | 613.7152 | 12.2204 | 24.2487 | 57.5088 | 94.5485 | -0.0029378 | -0.0033719 | -0.0043111 | -0.005539 | -7.2942 | -12.8593 | -25.3312 | -40.6936 | 4896.163 | 5042.2842 | 5349.1784 | 5864.9959
8 | 3 | 22 | 2853.052 | 2908.1436 | 3025.4494 | 3211.5045 | 1506.6589 | 1545.7174 | 1633.6502 | 1797.2424 | -56.8195 | -95.0512 | -165.8248 | -243.8121 | 211.304 | 291.6851 | 438.661 | 646.0139 | 12.4456 | 24.1214 | 54.3788 | 91.9142 | -0.0029378 | -0.0033719 | -0.0043111 | -0.005539 | -2.6848 | -4.6051 | -12.4085 | -15.0385 | 4523.9533 | 4670.0079 | 4973.9017 | 5487.8187
8 | 3 | 23 | 2635.3026 | 2687.2573 | 2794.5945 | 2973.4587 | 1332.5132 | 1367.0572 | 1444.8263 | 1589.5099 | -48.561 | -80.9318 | -141.0862 | -208.7514 | 315.3059 | 420.2996 | 605.7524 | 867.1439 | 10.9174 | 21.0832 | 46.6866 | 80.76 | -0.0029378 | -0.0033719 | -0.0043111 | -0.005539 | 8.7981 | 13.7651 | 21.4007 | 36.4066 | 4254.2733 | 4428.5273 | 4772.17 | 5338.5221
8 | 3 | 24 | 2476.0934 | 2525.8373 | 2627.4112 | 2800.1557 | 1201.4902 | 1232.6376 | 1302.7599 | 1433.217 | -41.3537 | -68.1435 | -119.4751 | -173.9991 | 280.1266 | 371.8196 | 541.7903 | 786.1509 | 8.4473 | 16.6708 | 36.4575 | 64.3747 | -0.0029378 | -0.0033719 | -0.0043111 | -0.005539 | 10.6278 | 16.7806 | 29.0791 | 44.6214 | 3935.4287 | 4095.5991 | 4418.0185 | 4954.5149
8 | 4 | 1 | 2319.1509 | 2366.5097 | 2460.5984 | 2624.3539 | 1149.3898 | 1179.1865 | 1246.2681 | 1371.0682 | -37.1338 | -61.5579 | -105.6445 | -157.7786 | 236.7389 | 317.5162 | 460.1705 | 662.478 | 8.3754 | 15.4361 | 33.4629 | 58.5755 | -0.0029378 | -0.0033719 | -0.0043111 | -0.005539 | 7.3458 | 11.5405 | 19.9909 | 30.7705 | 3683.8641 | 3828.6277 | 4114.842 | 4589.4619
8 | 4 | 2 | 2172.1702 | 2216.7875 | 2304.5334 | 2459.7275 | 1120.6931 | 1149.7459 | 1215.1526 | 1336.8369 | -34.2994 | -56.2424 | -98.069 | -146.2973 | 161.3585 | 216.9508 | 324.0133 | 473.0057 | 7.086 | 13.4864 | 27.9936 | 50.2812 | -0.0029378 | -0.0033719 | -0.0043111 | -0.005539 | 2.8802 | 4.6146 | 7.9571 | 12.1564 | 3429.8858 | 3545.3394 | 3781.5769 | 4185.7049
8 | 4 | 3 | 2011.3115 | 2052.9889 | 2132.9112 | 2277.0713 | 1124.6612 | 1153.8168 | 1219.4552 | 1341.5703 | -32.6997 | -54.4155 | -92.0955 | -139.555 | 104.7711 | 144.9452 | 221.8829 | 333.7101 | 6.6802 | 12.6524 | 26.8131 | 47.8877 | -0.0029378 | -0.0033719 | -0.0043111 | -0.005539 | 1.9192 | 2.9545 | 5.2592 | 8.3247 | 3216.6407 | 3312.939 | 3514.2218 | 3869.0035
8 | 4 | 4 | 1967.0445 | 2007.5278 | 2085.2727 | 2224.9 | 1168.5605 | 1198.8541 | 1267.0546 | 1393.9362 | -32.2277 | -53.6413 | -92.0955 | -139.555 | 68.3819 | 97.4865 | 155.9584 | 241.7649 | 6.8472 | 12.9367 | 26.8131 | 47.8877 | -0.0029378 | -0.0033719 | -0.0043111 | -0.005539 | 1.5881 | 2.5375 | 4.7653 | 6.9004 | 3180.1915 | 3265.698 | 3447.7644 | 3775.8287
8 | 4 | 5 | 1913.6393 | 1952.4919 | 2026.7797 | 2159.0304 | 1275.2185 | 1308.2771 | 1382.7024 | 1521.165 | -33.3553 | -55.4682 | -95.5045 | -144.2942 | 42.9893 | 63.9647 | 109.7506 | 179.3623 | 7.3249 | 13.6327 | 28.6407 | 50.2812 | -0.0029378 | -0.0033719 | -0.0043111 | -0.005539 | 1.3275 | 1.8943 | 3.5111 | 5.7461 | 3207.1412 | 3284.7892 | 3455.8756 | 3771.2853
8 | 4 | 6 | 1970.3409 | 2010.3584 | 2087.3545 | 2223.3923 | 1288.9926 | 1322.4084 | 1397.6375 | 1537.5957 | -35.0315 | -59.1219 | -103.5665 | -158.9363 | 31.1951 | 46.2625 | 83.7999 | 145.37 | 9.0065 | 16.1144 | 32.805 | 57.055 | -19.5781 | -22.1984 | -27.8187 | -35.321 | -0.39634 | -0.74743 | -1.4491 | -1.6457 | 3244.5292 | 3313.0759 | 3468.7626 | 3767.5101
8 | 4 | 7 | 1931.2849 | 1969.2129 | 2041.6328 | 2165.8812 | 1519.028 | 1558.4072 | 1647.0619 | 1811.9971 | -39.1772 | -68.5348 | -121.0111 | -188.1041 | 31.594 | 50.6881 | 81.6204 | 138.1644 | 11.9774 | 21.2782 | 42.3762 | 73.9708 | -285.5788 | -326.7237 | -415.2201 | -531.0828 | -0.78453 | -1.1645 | -1.8523 | -3.3402 | 3168.3438 | 3203.1635 | 3274.6078 | 3467.4865
8 | 4 | 8 | 2051.2982 | 2089.095 | 2165.0882 | 2287.8742 | 1771.9734 | 1817.9099 | 1921.3272 | 2113.7271 | -46.2338 | -81.6014 | -146.2362 | -222.0111 | 43.3881 | 64.5012 | 104.8512 | 172.1567 | 13.9698 | 24.8674 | 49.0151 | 84.3161 | -725.8072 | -832.2317 | -1061.6547 | -1359.6342 | 4.0747 | 6.735 | 12.4315 | 17.8302 | 3112.6631 | 3089.2754 | 3044.8223 | 3094.2589
8 | 4 | 9 | 2203.0957 | 2242.0926 | 2322.7596 | 2447.7954 | 1982.4532 | 2033.8462 | 2149.5477 | 2364.8014 | -54.2039 | -94.5027 | -168.6153 | -257.9211 | 58.0834 | 84.7463 | 134.5695 | 225.0892 | 15.4261 | 27.3857 | 54.5467 | 95.8769 | -1184.7975 | -1359.6524 | -1735.7725 | -2220.5296 | 13.8365 | 23.3165 | 41.9233 | 64.0444 | 3033.8935 | 2957.2322 | 2798.959 | 2719.1565
8 | 4 | 10 | 2413.4135 | 2455.623 | 2545.6253 | 2680.5333 | 2116.3196 | 2171.183 | 2294.6972 | 2524.4861 | -60.8627 | -104.6898 | -185.7784 | -281.5004 | 71.6819 | 104.9914 | 169.9815 | 278.0216 | 14.3756 | 26.4055 | 53.7642 | 93.2425 | -1478.7115 | -1697.6943 | -2168.098 | -2771.9229 | 20.3543 | 33.1468 | 59.9185 | 93.8514 | 3096.5707 | 2988.9656 | 2770.1103 | 2616.7117
8 | 4 | 11 | 2616.1278 | 2661.6113 | 2760.4659 | 2906.517 | 2198.5232 | 2255.5175 | 2383.8294 | 2622.5439 | -66.8353 | -113.7721 | -198.4934 | -299.6075 | 87.7826 | 129.1257 | 206.1875 | 334.8424 | 12.1213 | 22.9544 | 48.7552 | 87.0367 | -1832.4351 | -2106.5108 | -2700.6701 | -3477.7588 | 21.8691 | 35.7384 | 64.0466 | 101.3588 | 3037.1536 | 2884.6644 | 2564.1211 | 2274.9325
8 | 4 | 12 | 2839.802 | 2890.2548 | 2999.6785 | 3159.6199 | 2230.7472 | 2288.577 | 2418.7695 | 2660.9829 | -72.3359 | -121.915 | -212.4523 | -313.284 | 99.9756 | 145.4817 | 232.9323 | 373.855 | 11.0844 | 21.5436 | 47.8482 | 85.6179 | -1939.3242 | -2228.6863 | -2856.8895 | -3680.7552 | 14.6617 | 21.3112 | 39.2619 | 70.0551 | 3184.6109 | 3016.5669 | 2669.1485 | 2356.0915
8 | 4 | 13 | 3057.8187 | 3112.8092 | 3232.8167 | 3406.4498 | 2228.3284 | 2286.0955 | 2416.1469 | 2658.0976 | -77.5457 | -129.9446 | -222.7973 | -328.9635 | 104.3723 | 148.8344 | 240.8054 | 384.3781 | 9.8086 | 20.1328 | 46.294 | 84.3384 | -1962.025 | -2254.7758 | -2889.985 | -3722.6033 | 3.358 | 6.8839 | 12.6196 | 15.8614 | 3364.1153 | 3190.0354 | 2835.9004 | 2497.5584
8 | 4 | 14 | 3278.5937 | 3338.4907 | 3469.2236 | 3657.0368 | 2223.6 | 2281.2444 | 2411.0198 | 2652.4571 | -82.4213 | -136.9217 | -235.0258 | -347.0706 | 101.8892 | 147.9111 | 235.5334 | 368.1238 | 10.3583 | 21.9538 | 51.2516 | 92.2261 | -1872.4277 | -2151.8899 | -2758.1998 | -3552.4195 | -0.24703 | -0.62557 | -1.0973 | -1.856 | 3659.3451 | 3500.1628 | 3172.7055 | 2868.4977
8 | 4 | 15 | 3386.5532 | 3449.6136 | 3586.5193 | 3782.47 | 2194.9749 | 2251.8772 | 2379.982 | 2618.3112 | -86.6106 | -143.7857 | -245.4474 | -358.1273 | 95.5079 | 138.3998 | 215.8168 | 333.5701 | 10.589 | 23.2969 | 54.5169 | 95.8727 | -1642.7281 | -1887.3332 | -2417.12 | -3109.1562 | -1.6749 | -2.9288 | -4.9926 | -5.7475 | 3956.6114 | 3829.1398 | 3569.275 | 3357.193
8 | 4 | 16 | 3426.8107 | 3492.32 | 3634.8653 | 3835.0299 | 2145.3563 | 2200.9723 | 2326.1812 | 2559.1229 | -89.1543 | -148.1007 | -254.4201 | -375.6179 | 52.6091 | 76.8545 | 118.2481 | 177.5986 | 13.2396 | 28.0004 | 64.034 | 114.0569 | -1169.0297 | -1343.8067 | -1721.0059 | -2209.7844 | -3.1571 | -4.9449 | -8.2507 | -12.9668 | 4376.6745 | 4301.295 | 4159.6518 | 4087.4393
8 | 4 | 17 | 3323.0977 | 3387.9627 | 3526.4187 | 3722.665 | 2092.8186 | 2147.0726 | 2269.2153 | 2496.4524 | -90.4938 | -149.5361 | -256.5746 | -385.9417 | 55.909 | 78.861 | 123.9417 | 185.9365 | 15.4844 | 31.1659 | 69.5114 | 125.569 | -865.5921 | -994.7905 | -1274.1917 | -1637.2665 | -9.4713 | -13.8017 | -24.3029 | -41.5596 | 4521.7524 | 4486.934 | 4434.0178 | 4465.855
8 | 4 | 18 | 3199.3751 | 3261.803 | 3396.7199 | 3589.3153 | 1986.9144 | 2038.423 | 2154.3848 | 2370.1229 | -87.6135 | -142.9418 | -246.7822 | -375.8468 | 55.909 | 78.861 | 123.9417 | 185.9365 | 17.1647 | 33.2062 | 71.9834 | 132.2565 | -389.2277 | -447.4599 | -572.6878 | -733.2087 | -15.6064 | -22.9712 | -41.8679 | -71.6869 | 4766.9155 | 4798.9202 | 4885.692 | 5096.8889
8 | 4 | 19 | 3126.1912 | 3187.5331 | 3319.325 | 3511.197 | 1874.4117 | 1923.0038 | 2032.3997 | 2235.9223 | -78.6228 | -128.3267 | -221.762 | -340.3613 | 61.7112 | 86.6393 | 133.4029 | 195.4066 | 15.8034 | 29.3448 | 64.0313 | 122.0769 | -39.7698 | -45.8775 | -58.9565 | -75.4502 | -22.7893 | -33.0602 | -59.5085 | -104.6071 | 4936.9355 | 5019.2568 | 5208.9319 | 5544.1843
8 | 4 | 20 | 3156.6832 | 3218.0841 | 3351.0786 | 3550.0981 | 1752.6458 | 1798.0813 | 1900.3705 | 2090.6719 | -70.4714 | -113.8247 | -194.1008 | -301.2945 | 84.0129 | 116.5453 | 173.4607 | 245.5131 | 14.1313 | 25.6405 | 56.4664 | 109.8952 | -0.0029378 | -0.0033719 | -0.0043111 | -0.005539 | -19.8494 | -27.0916 | -47.1906 | -81.5849 | 4917.1495 | 5017.4317 | 5240.0803 | 5613.2933
8 | 4 | 21 | 3052.6357 | 3111.8611 | 3237.7267 | 3436.7417 | 1585.3181 | 1626.4157 | 1718.9393 | 1891.0723 | -62.3201 | -100.7579 | -174.2968 | -268.9699 | 133.3026 | 187.0809 | 283.4135 | 413.2193 | 12.865 | 23.171 | 50.8509 | 98.9289 | -0.0029378 | -0.0033719 | -0.0043111 | -0.005539 | -7.2942 | -12.8593 | -25.3312 | -40.6936 | 4714.5041 | 4834.9082 | 5091.298 | 5530.2931
8 | 4 | 22 | 2891.1041 | 2947.5325 | 3066.6279 | 3260.4429 | 1405.6991 | 1442.1403 | 1524.1808 | 1676.8109 | -55.7684 | -90.736 | -155.8898 | -241.3844 | 146.1034 | 199.8211 | 302.0824 | 449.9672 | 12.2787 | 21.3676 | 47.3337 | 90.9395 | -0.0029378 | -0.0033719 | -0.0043111 | -0.005539 | -2.6848 | -6.0647 | -12.4085 | -15.0385 | 4396.7293 | 4514.0574 | 4771.9222 | 5221.732
8 | 4 | 23 | 2624.1058 | 2675.9146 | 2783.3915 | 2963.8147 | 1275.8342 | 1308.9088 | 1383.3701 | 1521.8995 | -48.561 | -79.8268 | -137.4062 | -213.3742 | 165.9029 | 226.3745 | 341.0084 | 507.3495 | 11.5621 | 20.5444 | 43.9412 | 82.9502 | -0.0029378 | -0.0033719 | -0.0043111 | -0.005539 | 8.7981 | 12.7225 | 21.4007 | 36.4066 | 4037.6392 | 4164.6347 | 4435.7013 | 4899.0407
8 | 4 | 24 | 2446.6934 | 2496.2606 | 2597.4569 | 2769.1488 | 1152.3964 | 1182.2711 | 1249.5281 | 1374.6547 | -41.4302 | -68.8655 | -119.9616 | -180.6249 | 280.1266 | 371.8196 | 541.7903 | 786.1509 | 9.795 | 17.3491 | 37.6271 | 68.9583 | -0.0029378 | -0.0033719 | -0.0043111 | -0.005539 | 10.6278 | 16.7806 | 29.0791 | 44.6214 | 3858.2061 | 4015.6122 | 4335.5156 | 4862.9035
8 | 5 | 1 | 2293.1927 | 2340.0952 | 2434.1996 | 2597.126 | 1105.3519 | 1134.0069 | 1198.5183 | 1318.5369 | -37.7588 | -60.7836 | -104.6055 | -160.09 | 236.7389 | 317.5162 | 460.1705 | 662.478 | 8.9115 | 15.7204 | 33.4629 | 62.5117 | -0.0029378 | -0.0033719 | -0.0043111 | -0.005539 | 7.3458 | 11.5405 | 19.9909 | 30.7705 | 3613.7789 | 3758.0922 | 4041.7323 | 4511.3275
8 | 5 | 2 | 2140.2417 | 2184.2224 | 2271.4364 | 2424.8839 | 1086.4028 | 1114.5666 | 1177.972 | 1295.9331 | -34.3759 | -55.3029 | -95.223 | -144.2942 | 161.3585 | 216.9508 | 324.0133 | 473.0057 | 6.9191 | 12.7905 | 26.6886 | 51.1542 | -0.0029378 | -0.0033719 | -0.0043111 | -0.005539 | 2.8802 | 4.6146 | 7.9571 | 12.1564 | 3363.4235 | 3477.8386 | 3712.8402 | 4112.8336
8 | 5 | 3 | 2025.4117 | 2067.2491 | 2148.5704 | 2293.9347 | 1093.7571 | 1122.1116 | 1185.9463 | 1304.7058 | -32.7762 | -53.6413 | -92.0955 | -137.1273 | 104.7711 | 144.9452 | 221.8829 | 333.7101 | 6.6802 | 12.0946 | 26.6886 | 48.7607 | -0.0029378 | -0.0033719 | -0.0043111 | -0.005539 | 1.9192 | 2.9545 | 5.2592 | 8.3247 | 3199.7602 | 3295.7104 | 3496.2475 | 3852.3033
8 | 5 | 4 | 1924.629 | 1964.3713 | 2040.302 | 2178.7539 | 1126.1494 | 1155.3436 | 1221.0688 | 1343.3455 | -32.2277 | -51.9796 | -89.2495 | -137.1273 | 68.3819 | 97.4865 | 155.9584 | 241.7649 | 6.2744 | 11.3987 | 25.3835 | 45.2534 | -0.0029378 | -0.0033719 | -0.0043111 | -0.005539 | 1.5881 | 2.5375 | 4.7653 | 6.9004 | 3094.7922 | 3179.1547 | 3358.2242 | 3678.8853
8 | 5 | 5 | 1874.7913 | 1913.2374 | 1986.3586 | 2118.8658 | 1203.6191 | 1234.8216 | 1305.0682 | 1435.7565 | -32.3042 | -53.8065 | -92.377 | -137.9766 | 42.9893 | 63.9647 | 109.7506 | 179.3623 | 6.8472 | 12.9367 | 26.6886 | 46.5705 | -0.0029378 | -0.0033719 | -0.0043111 | -0.005539 | 1.3275 | 1.8943 | 3.5111 | 5.7461 | 3097.2672 | 3173.0449 | 3338.9957 | 3648.3191
8 | 5 | 6 | 1923.5846 | 1962.8947 | 2038.7164 | 2176.8592 | 1167.4887 | 1197.7546 | 1265.8924 | 1392.6577 | -33.5389 | -56.5208 | -99.1185 | -150.191 | 31.1951 | 46.2625 | 83.7999 | 145.37 | 7.7891 | 14.3286 | 29.5478 | 52.1289 | -19.6387 | -22.4128 | -28.4127 | -36.473 | -0.39634 | -0.74743 | -1.4491 | -1.6457 | 3076.4836 | 3141.5593 | 3288.9762 | 3578.7061
8 | 5 | 7 | 1910.9683 | 1949.3268 | 2022.9853 | 2153.1812 | 1324.722 | 1359.064 | 1436.3784 | 1580.2161 | -36.4499 | -62.2798 | -110.3081 | -169.1475 | 31.594 | 50.6881 | 81.6204 | 138.1644 | 9.2454 | 16.526 | 34.11 | 59.0043 | -312.1546 | -357.753 | -456.7533 | -587.8413 | -0.78453 | -1.1645 | -1.8523 | -3.3402 | 2927.1407 | 2954.4076 | 3006.1806 | 3170.237
8 | 5 | 8 | 2106.2335 | 2147.0028 | 2227.8952 | 2365.1192 | 1499.5192 | 1538.3926 | 1625.9087 | 1788.7257 | -41.6926 | -72.4669 | -130.5986 | -197.8907 | 43.3881 | 64.5012 | 104.8512 | 172.1567 | 12.3832 | 21.9741 | 44.3284 | 78.3136 | -827.6998 | -948.9153 | -1211.0042 | -1555.1098 | 4.0747 | 6.735 | 12.4315 | 17.8302 | 2796.2063 | 2757.2234 | 2673.812 | 2669.1448
8 | 5 | 9 | 2319.7846 | 2363.2766 | 2452.6023 | 2598.3376 | 1669.8599 | 1713.1493 | 1810.6069 | 1991.9194 | -47.8794 | -84.4809 | -151.1708 | -233.3761 | 58.0834 | 84.7463 | 134.5695 | 225.0892 | 15.593 | 28.0816 | 55.8517 | 98.4959 | -1296.3629 | -1488.5207 | -1905.7395 | -2454.2978 | 13.8365 | 23.3165 | 41.9233 | 64.0444 | 2732.9151 | 2639.5688 | 2438.6435 | 2290.2126
8 | 5 | 10 | 2544.2282 | 2591.1821 | 2690.5489 | 2846.9156 | 1800.5257 | 1847.2024 | 1952.286 | 2147.7862 | -55.1633 | -94.5027 | -170.1408 | -266.4337 | 71.6819 | 104.9914 | 169.9815 | 278.0216 | 17.6071 | 31.0115 | 61.8436 | 110.828 | -1701.653 | -1953.1322 | -2498.3428 | -3213.041 | 20.3543 | 33.1468 | 59.9185 | 93.8514 | 2697.5808 | 2559.8993 | 2266.0948 | 1997.9281
8 | 5 | 11 | 2773.6894 | 2824.032 | 2934.2124 | 3102.4531 | 1905.214 | 1954.6047 | 2065.7982 | 2272.6653 | -62.3706 | -103.4198 | -182.5743 | -287.1606 | 87.7826 | 129.1257 | 206.1875 | 334.8424 | 15.6649 | 27.7973 | 57.8039 | 105.6986 | -1954.3483 | -2244.1356 | -2872.5127 | -3696.0658 | 21.8691 | 35.7384 | 64.0466 | 101.3588 | 2787.5011 | 2623.7426 | 2272.9616 | 1933.7918
8 | 5 | 12 | 2982.9522 | 3037.5574 | 3156.8242 | 3336.4149 | 1969.366 | 2020.4197 | 2135.3573 | 2349.19 | -69.4403 | -109.9009 | -190.0733 | -303.9977 | 99.9756 | 145.4817 | 232.9323 | 373.855 | 12.8745 | 23.0816 | 50.0603 | 98.1756 | -2066.7451 | -2373.6976 | -3039.5105 | -3911.8448 | 14.6617 | 21.3112 | 39.2619 | 70.0551 | 2943.6447 | 2764.2529 | 2384.8523 | 2011.8482
8 | 5 | 13 | 3216.6376 | 3276.1251 | 3406.0658 | 3600.2135 | 1984.846 | 2036.301 | 2152.1421 | 2367.6556 | -76.0685 | -116.1038 | -200.9047 | -322.4132 | 104.3723 | 148.8344 | 240.8054 | 384.3781 | 11.6707 | 20.4171 | 46.4186 | 97.7691 | -2132.7513 | -2448.5624 | -3132.297 | -4026.2191 | 3.358 | 6.8839 | 12.6196 | 15.8614 | 3112.0647 | 2923.8953 | 2524.8498 | 2117.2454
8 | 5 | 14 | 3360.7115 | 3423.6701 | 3559.803 | 3762.8296 | 2020.2107 | 2072.5825 | 2190.4875 | 2409.8409 | -82.406 | -123.3592 | -211.8127 | -344.8348 | 101.8892 | 147.9111 | 235.5334 | 368.1238 | 12.2204 | 20.4347 | 47.0765 | 104.5805 | -2008.9707 | -2306.6922 | -2951.2784 | -3793.6097 | -0.24703 | -0.62557 | -1.0973 | -1.856 | 3403.408 | 3233.9214 | 2868.7121 | 2505.0743
8 | 5 | 15 | 3483.4369 | 3549.026 | 3691.3512 | 3902.6299 | 2022.2984 | 2074.7243 | 2192.7512 | 2412.3313 | -87.1744 | -130.3363 | -222.4392 | -367.2566 | 95.5079 | 138.3998 | 215.8168 | 333.5701 | 13.5016 | 22.3654 | 52.0341 | 118.6099 | -1763.2945 | -2024.7448 | -2590.5252 | -3328.9743 | -1.6749 | -2.9288 | -4.9926 | -5.7475 | 3762.6009 | 3626.5056 | 3333.9963 | 3065.1628
8 | 5 | 16 | 3541.2831 | 3608.5336 | 3753.362 | 3973.9777 | 1996.9782 | 2048.7478 | 2165.2969 | 2382.1278 | -90.2667 | -135.5386 | -232.6558 | -382.3191 | 52.6091 | 76.8545 | 118.2481 | 177.5986 | 15.1736 | 24.7077 | 57.7741 | 128.7031 | -1392.8316 | -1599.5696 | -2046.7431 | -2629.6558 | -3.1571 | -4.9449 | -8.2507 | -12.9668 | 4119.7886 | 4018.7905 | 3807.0314 | 3637.4655
8 | 5 | 17 | 3437.0434 | 3502.9878 | 3643.8968 | 3859.2538 | 1969.7407 | 2020.8042 | 2135.7637 | 2349.6371 | -90.5092 | -138.6357 | -237.9379 | -385.7088 | 55.909 | 78.861 | 123.9417 | 185.9365 | 16.9258 | 28.569 | 63.8986 | 138.1267 | -911.2363 | -1047.0811 | -1340.6274 | -1721.8956 | -9.4713 | -13.8017 | -24.3029 | -41.5596 | 4468.4021 | 4431.7035 | 4364.6325 | 4383.79
8 | 5 | 18 | 3348.341 | 3414.3641 | 3552.687 | 3764.6315 | 1868.3084 | 1916.7423 | 2025.782 | 2228.6419 | -87.5829 | -136.4173 | -235.9259 | -377.7335 | 55.909 | 78.861 | 123.9417 | 185.9365 | 18.8598 | 31.7169 | 70.5457 | 145.36 | -388.6759 | -447.0593 | -572.9213 | -734.9818 | -15.6064 | -22.9712 | -41.8679 | -71.6869 | 4799.553 | 4835.2365 | 4922.2412 | 5140.1677
8 | 5 | 19 | 3253.8086 | 3317.5383 | 3452.3013 | 3661.3905 | 1773.9279 | 1819.9151 | 1923.4464 | 2116.0586 | -81.3196 | -126.2824 | -218.5579 | -351.4181 | 61.7112 | 86.6393 | 133.4029 | 195.4066 | 18.454 | 29.7862 | 65.7235 | 139.2336 | -33.0156 | -38.0131 | -48.6028 | -61.6081 | -22.7893 | -33.0602 | -59.5085 | -104.6071 | 4970.7772 | 5056.5232 | 5248.2049 | 5594.456
8 | 5 | 20 | 3266.7831 | 3330.4493 | 3466.5719 | 3680.0631 | 1661.8056 | 1704.8861 | 1801.8737 | 1982.3117 | -73.6402 | -114.712 | -197.2284 | -321.0963 | 84.0129 | 116.5453 | 173.4607 | 245.5131 | 18.3685 | 29.2663 | 63.3652 | 135.587 | -0.0029378 | -0.0033719 | -0.0043111 | -0.005539 | -19.8494 | -27.0916 | -47.1906 | -81.5849 | 4937.4776 | 5039.3401 | 5260.8482 | 5640.7882
8 | 5 | 21 | 3109.6713 | 3170.5645 | 3299.9911 | 3505.0176 | 1506.4443 | 1545.4973 | 1633.4175 | 1796.9864 | -65.4889 | -103.1938 | -179.0263 | -284.7657 | 133.3026 | 187.0809 | 283.4135 | 413.2193 | 16.8634 | 27.7662 | 59.7127 | 123.3036 | -0.0029378 | -0.0033719 | -0.0043111 | -0.005539 | -7.2942 | -12.8593 | -25.3312 | -40.6936 | 4693.4956 | 4814.8525 | 5072.173 | 5513.062
8 | 5 | 22 | 2832.0285 | 2887.1898 | 3003.934 | 3194.874 | 1360.6291 | 1395.902 | 1475.312 | 1623.0484 | -57.9166 | -94.2767 | -163.4653 | -259.9163 | 146.1034 | 199.8211 | 302.0824 | 449.9672 | 17.5895 | 29.8363 | 61.8517 | 120.8725 | -0.0029378 | -0.0033719 | -0.0043111 | -0.005539 | -2.6848 | -6.0647 | -12.4085 | -15.0385 | 4295.7463 | 4412.4044 | 4667.302 | 5113.8018
8 | 5 | 23 | 2544.9029 | 2596.0749 | 2700.2087 | 2875.213 | 1240.5995 | 1272.7607 | 1345.1656 | 1479.8692 | -49.6581 | -81.6537 | -143.4563 | -223.2772 | 168.8039 | 230.8 | 350.4697 | 530.1779 | 15.1777 | 26.1198 | 54.2326 | 103.2717 | -0.0029378 | -0.0033719 | -0.0043111 | -0.005539 | 8.7981 | 12.7225 | 21.4007 | 36.4066 | 3928.6212 | 4056.821 | 4328.0167 | 4801.6557
8 | 5 | 24 | 2291.8145 | 2337.3585 | 2429.8652 | 2589.5501 | 1216.3692 | 1247.9023 | 1318.8929 | 1450.9657 | -41.9787 | -69.6397 | -120.0382 | -185.3641 | 311.7203 | 417.5452 | 613.4083 | 904.2419 | 11.824 | 20.279 | 42.5116 | 80.1126 | -0.0029378 | -0.0033719 | -0.0043111 | -0.005539 | 10.6278 | 16.7806 | 29.0791 | 44.6214 | 3800.3742 | 3970.2225 | 4313.7146 | 4884.122
8 | 6 | 1 | 2125.8438 | 2168.7266 | 2253.3451 | 2403.4974 | 1171.9163 | 1202.297 | 1270.6932 | 1397.9393 | -36.9961 | -59.731 | -102.517 | -159.6653 | 224.5458 | 301.6967 | 448.3269 | 668.5513 | 9.795 | 16.9376 | 35.675 | 67.3362 | -0.0029378 | -0.0033719 | -0.0043111 | -0.005539 | 7.3458 | 11.5405 | 19.9909 | 30.7705 | 3502.4477 | 3641.4639 | 3925.5098 | 4408.4239
8 | 6 | 2 | 1980.0888 | 2020.5989 | 2098.881 | 2240.3365 | 1145.2983 | 1174.989 | 1241.8317 | 1366.1876 | -34.3759 | -54.2503 | -93.416 | -143.8695 | 139.6647 | 191.7437 | 297.0149 | 451.8012 | 7.5638 | 13.6327 | 29.4232 | 54.7632 | -0.0029378 | -0.0033719 | -0.0043111 | -0.005539 | 2.8802 | 4.6146 | 7.9571 | 12.1564 | 3241.1169 | 3351.3252 | 3581.6877 | 3981.3699
8 | 6 | 3 | 1902.7941 | 1941.9572 | 2016.41 | 2151.9736 | 1158.5093 | 1188.5424 | 1256.1562 | 1381.9465 | -32.7762 | -52.4234 | -90.2885 | -139.1303 | 84.4827 | 122.1572 | 197.858 | 316.3936 | 6.9191 | 12.5062 | 26.6886 | 48.964 | -0.0029378 | -0.0033719 | -0.0043111 | -0.005539 | 1.9192 | 2.9545 | 5.2592 | 8.3247 | 3121.8453 | 3215.6907 | 3412.0791 | 3768.4666
8 | 6 | 4 | 1852.5776 | 1890.0978 | 1961.267 | 2090.0976 | 1251.6692 | 1284.1174 | 1357.1682 | 1493.0738 | -32.8833 | -52.5886 | -92.0955 | -139.555 | 49.5891 | 79.2479 | 138.6748 | 235.0508 | 6.9191 | 12.9367 | 26.6886 | 48.964 | -0.0029378 | -0.0033719 | -0.0043111 | -0.005539 | 1.5881 | 2.5375 | 4.7653 | 6.9004 | 3129.4568 | 3216.3452 | 3396.4642 | 3734.526
8 | 6 | 5 | 1818.6851 | 1854.6037 | 1922.4644 | 2040.9609 | 1462.4784 | 1500.3916 | 1585.7459 | 1744.5411 | -35.0315 | -58.9567 | -102.7986 | -158.5116 | 43.996 | 69.3239 | 126.8312 | 231.654 | 9.6512 | 17.2219 | 34.8925 | 62.6133 | -0.0029378 | -0.0033719 | -0.0043111 | -0.005539 | 1.3275 | 1.8943 | 3.5111 | 5.7461 | 3301.1037 | 3384.4753 | 3570.6423 | 3926.9983
8 | 6 | 6 | 1856.5555 | 1891.8004 | 1959.2466 | 2073.5011 | 1672.7564 | 1716.1208 | 1813.7475 | 1995.3745 | -40.7463 | -70.0833 | -126.4982 | -197.1577 | 70.6944 | 108.0811 | 186.6056 | 322.9584 | 14.7814 | 26.4055 | 51.238 | 87.8234 | -19.6387 | -22.4128 | -28.4127 | -36.473 | -0.39634 | -0.74743 | -1.4491 | -1.6457 | 3554.0064 | 3649.1642 | 3854.4778 | 4244.381
8 | 6 | 7 | 1765.9628 | 1796.6637 | 1855.3789 | 1946.2493 | 2127.5151 | 2182.6686 | 2306.8363 | 2537.8408 | -49.8746 | -86.5254 | -157.7734 | -246.9768 | 120.2832 | 180.4839 | 299.8697 | 517.9425 | 19.8614 | 34.747 | 66.4031 | 113.9065 | -310.9345 | -355.9631 | -453.4948 | -582.9885 | -0.78453 | -1.1645 | -1.8523 | -3.3402 | 3672.0289 | 3750.9102 | 3915.3675 | 4282.6336
8 | 6 | 8 | 1761.5227 | 1789.3052 | 1843.7193 | 1919.1307 | 2519.7483 | 2585.07 | 2732.1295 | 3005.7224 | -60.572 | -103.0805 | -187.4465 | -294.252 | 167.5787 | 248.8737 | 409.6196 | 699.5685 | 20.1003 | 35.8545 | 68.3553 | 118.6935 | -813.7179 | -932.3552 | -1189.0245 | -1527.8234 | 4.0747 | 6.735 | 12.4315 | 17.8302 | 3598.7348 | 3630.4027 | 3689.7843 | 3938.8699
8 | 6 | 9 | 1798.9065 | 1825.1333 | 1878.4897 | 1946.3743 | 2778.7584 | 2850.7947 | 3012.9707 | 3314.6868 | -69.5626 | -114.9292 | -206.4165 | -324.9982 | 187.1596 | 279.0273 | 460.44 | 783.6579 | 17.7741 | 31.5328 | 62.1035 | 106.8918 | -1256.2452 | -1439.5545 | -1836.5605 | -2360.3984 | 13.8365 | 23.3165 | 41.9233 | 64.0444 | 3470.6273 | 3455.3208 | 3412.9502 | 3530.2587
8 | 6 | 10 | 1956.2534 | 1983.8158 | 2042.5971 | 2113.9233 | 2970.1382 | 3047.1359 | 3220.4813 | 3542.9774 | -77.3185 | -124.1246 | -217.5295 | -346.1497 | 179.0642 | 268.1697 | 444.4911 | 764.7174 | 13.5056 | 24.4559 | 50.4447 | 90.6082 | -1716.7816 | -1969.6538 | -2518.9215 | -3241.9112 | 20.3543 | 33.1468 | 59.9185 | 93.8514 | 3345.2157 | 3262.9455 | 3081.4817 | 3018.0167
8 | 6 | 11 | 2074.4744 | 2103.692 | 2167.0849 | 2241.3958 | 3093.7206 | 3173.922 | 3354.48 | 3690.3946 | -85.6229 | -133.0417 | -231.2069 | -369.3043 | 161.069 | 244.0355 | 409.0791 | 711.7852 | 12.3601 | 22.67 | 47.4502 | 89.8591 | -1933.608 | -2219.3315 | -2839.985 | -3656.4699 | 21.8691 | 35.7384 | 64.0466 | 101.3588 | 3344.2623 | 3227.6847 | 2970.9488 | 2809.0192
8 | 6 | 12 | 2214.7203 | 2246.7551 | 2316.2901 | 2396.0893 | 3178.6277 | 3261.0302 | 3446.5437 | 3791.6774 | -92.7231 | -141.1845 | -243.6404 | -394.4622 | 155.8747 | 233.1779 | 389.616 | 677.793 | 11.3232 | 20.8477 | 45.896 | 89.5541 | -1950.7846 | -2237.0756 | -2857.3513 | -3674.5386 | 14.6617 | 21.3112 | 39.2619 | 70.0551 | 3531.6999 | 3404.8619 | 3136.616 | 2956.1681
8 | 6 | 13 | 2330.8596 | 2365.4339 | 2440.1049 | 2523.9504 | 3235.2763 | 3319.1474 | 3507.967 | 3859.2516 | -99.0606 | -150.7106 | -258.6383 | -416.8837 | 145.975 | 221.9077 | 373.6671 | 641.0446 | 11.9815 | 22.2205 | 49.2886 | 99.632 | -2081.3288 | -2388.4575 | -3055.3502 | -3933.1012 | 3.358 | 6.8839 | 12.6196 | 15.8614 | 3547.0609 | 3396.4253 | 3069.6588 | 2789.7552
8 | 6 | 14 | 2400.2349 | 2436.3444 | 2514.4129 | 2600.8747 | 3267.3254 | 3352.0273 | 3542.7174 | 3897.4819 | -104.4847 | -157.6877 | -270.3038 | -436.5693 | 137.0914 | 205.4434 | 342.8503 | 585.3749 | 12.1172 | 22.3654 | 50.6045 | 106.786 | -1962.2574 | -2251.8474 | -2880.2611 | -3706.4424 | -0.24703 | -0.62557 | -1.0973 | -1.856 | 3749.7798 | 3606.0197 | 3298.9228 | 3045.6498
8 | 6 | 15 | 2410.1284 | 2448.1754 | 2528.5645 | 2616.7505 | 3217.824 | 3301.2426 | 3489.0437 | 3838.4333 | -107.9418 | -162.6726 | -277.5213 | -446.8929 | 123.0941 | 184.7856 | 308.2831 | 516.2488 | 13.1446 | 23.5812 | 54.257 | 115.4604 | -1724.9012 | -1979.6418 | -2532.4323 | -3258.5049 | -1.6749 | -2.9288 | -4.9926 | -5.7475 | 3929.6732 | 3812.5416 | 3565.2021 | 3375.7477
8 | 6 | 16 | 2488.8275 | 2533.0584 | 2620.8745 | 2717.4731 | 3081.9195 | 3161.815 | 3341.6843 | 3676.3175 | -108.8859 | -164.9433 | -284.0472 | -452.9023 | 69.9964 | 102.7219 | 162.7837 | 266.7878 | 14.9836 | 26.7656 | 61.3021 | 126.5283 | -1357.0657 | -1557.8806 | -1993.1839 | -2563.9516 | -3.1571 | -4.9449 | -8.2507 | -12.9668 | 4186.6184 | 4096.592 | 3901.1627 | 3757.2861
8 | 6 | 17 | 2545.8198 | 2592.6145 | 2686.0441 | 2799.1939 | 2828.7345 | 2902.0664 | 3067.1592 | 3374.3017 | -107.0261 | -164.2214 | -281.4723 | -448.1632 | 75.7986 | 108.6175 | 168.4772 | 270.1053 | 15.2225 | 29.089 | 65.0277 | 131.2512 | -894.0227 | -1026.675 | -1313.8784 | -1688.8251 | -9.4713 | -13.8017 | -24.3029 | -41.5596 | 4455.0553 | 4427.6894 | 4367.0545 | 4396.3041
8 | 6 | 18 | 2639.5886 | 2690.6904 | 2792.7391 | 2925.3714 | 2480.1533 | 2544.4486 | 2689.1972 | 2958.491 | -100.8393 | -158.184 | -274.2443 | -427.3199 | 90.095 | 129.136 | 195.8133 | 297.3834 | 15.9622 | 32.2734 | 71.2144 | 132.5683 | -366.9386 | -421.6904 | -540.0064 | -693.568 | -15.6064 | -22.9712 | -41.8679 | -71.6869 | 4742.4147 | 4793.7027 | 4892.8455 | 5121.2393
8 | 6 | 19 | 2682.5131 | 2735.8499 | 2841.553 | 2987.3899 | 2216.1144 | 2273.5648 | 2402.9034 | 2643.5279 | -89.8841 | -143.5079 | -249.0957 | -383.0891 | 94.8906 | 135.568 | 204.4804 | 304.589 | 14.7678 | 32.4006 | 70.2424 | 123.2618 | -43.4153 | -50.1611 | -64.6015 | -82.6055 | -22.7893 | -33.0602 | -59.5085 | -104.6071 | 4852.1972 | 4950.6542 | 5145.9735 | 5488.4669
8 | 6 | 20 | 2796.9022 | 2851.6242 | 2964.027 | 3126.8117 | 1998.12 | 2049.9191 | 2166.5349 | 2383.4897 | -79.036 | -129.4406 | -225.2783 | -339.3995 | 104.3914 | 148.3083 | 222.8957 | 328.5497 | 15.4071 | 33.7938 | 72.246 | 121.5645 | -0.0029378 | -0.0033719 | -0.0043111 | -0.005539 | -19.8494 | -27.0916 | -47.1906 | -81.5849 | 4815.9323 | 4927.1098 | 5153.2304 | 5539.4256
8 | 6 | 21 | 2771.9356 | 2824.0194 | 2935.3517 | 3108.8 | 1750.1944 | 1795.5663 | 1897.7125 | 2087.7477 | -69.239 | -114.5991 | -199.8588 | -302.7605 | 193.3088 | 271.9763 | 416.4782 | 613.7152 | 16.1332 | 33.8425 | 71.3173 | 120.413 | -0.0029378 | -0.0033719 | -0.0043111 | -0.005539 | -7.2942 | -12.8593 | -25.3312 | -40.6936 | 4655.0359 | 4797.943 | 5095.6654 | 5587.2163
8 | 6 | 22 | 2603.9169 | 2653.8876 | 2757.9881 | 2928.6108 | 1514.7086 | 1553.9758 | 1642.3783 | 1806.8446 | -60.432 | -101.4192 | -177.2088 | -268.1245 | 211.304 | 291.6851 | 438.661 | 646.0139 | 16.3951 | 32.5902 | 68.1874 | 115.1597 | -0.0029378 | -0.0033719 | -0.0043111 | -0.005539 | -2.6848 | -6.0647 | -12.4085 | -15.0385 | 4283.205 | 4424.6513 | 4717.5932 | 5213.4604
8 | 6 | 23 | 2376.8438 | 2423.0265 | 2518.0432 | 2679.6585 | 1338.3688 | 1373.0646 | 1451.1755 | 1596.4949 | -50.5279 | -84.5334 | -148.0987 | -224.0102 | 318.6058 | 426.7316 | 618.7278 | 894.422 | 14.4611 | 28.0505 | 57.7606 | 98.003 | -0.0029378 | -0.0033719 | -0.0043111 | -0.005539 | 8.7981 | 12.7225 | 21.4007 | 36.4066 | 4006.5468 | 4179.059 | 4519.0047 | 5080.9692
8 | 6 | 24 | 2195.4148 | 2239.415 | 2326.8642 | 2479.914 | 1227.4762 | 1259.2972 | 1330.9361 | 1464.2148 | -42.5273 | -70.2487 | -122.0396 | -185.6724 | 311.7203 | 417.5452 | 613.4083 | 904.2419 | 10.9405 | 21.3865 | 44.5991 | 78.3512 | -0.0029378 | -0.0033719 | -0.0043111 | -0.005539 | 10.6278 | 16.7806 | 29.0791 | 44.6214 | 3713.6494 | 3884.1725 | 4222.8428 | 4785.6654
8 | 7 | 1 | 2059.975 | 2101.4661 | 2183.064 | 2328.0275 | 1178.2344 | 1208.7789 | 1277.5439 | 1405.476 | -37.3174 | -60.34 | -105.0815 | -160.5146 | 224.5458 | 301.6967 | 448.3269 | 668.5513 | 7.9696 | 15.4361 | 33.3384 | 59.5501 | -0.0029378 | -0.0033719 | -0.0043111 | -0.005539 | 7.3458 | 11.5405 | 19.9909 | 30.7705 | 3440.7503 | 3578.5749 | 3857.1782 | 4331.8553
8 | 7 | 2 | 1955.3281 | 1995.1818 | 2072.1431 | 2211.5194 | 1152.2164 | 1182.0864 | 1249.3329 | 1374.44 | -34.955 | -54.8593 | -93.1345 | -141.9828 | 139.6647 | 191.7437 | 297.0149 | 451.8012 | 5.9405 | 11.3987 | 25.259 | 46.7738 | -0.0029378 | -0.0033719 | -0.0043111 | -0.005539 | 2.8802 | 4.6146 | 7.9571 | 12.1564 | 3221.072 | 3330.1625 | 3558.5683 | 3954.7025
8 | 7 | 3 | 1867.2525 | 1905.3545 | 1978.0517 | 2110.5969 | 1167.316 | 1197.5774 | 1265.7052 | 1392.4517 | -33.3553 | -52.4234 | -90.0069 | -137.2437 | 84.4827 | 122.1572 | 197.858 | 316.3936 | 5.7017 | 10.7028 | 23.1715 | 42.1902 | -0.0029378 | -0.0033719 | -0.0043111 | -0.005539 | 1.9192 | 2.9545 | 5.2592 | 8.3247 | 3093.3139 | 3186.3197 | 3380.0343 | 3732.7079
8 | 7 | 4 | 1816.4324 | 1853.2063 | 1922.5746 | 2048.3829 | 1262.7917 | 1295.5282 | 1369.2282 | 1506.3415 | -33.3553 | -54.085 | -91.8139 | -139.555 | 49.5891 | 79.2479 | 138.6748 | 235.0508 | 5.7017 | 11.3987 | 23.9539 | 42.1902 | -0.0029378 | -0.0033719 | -0.0043111 | -0.005539 | 1.5881 | 2.5375 | 4.7653 | 6.9004 | 3102.7447 | 3187.8301 | 3367.3787 | 3699.3052
8 | 7 | 5 | 1783.491 | 1818.533 | 1884.3098 | 2000.7937 | 1471.4604 | 1509.6064 | 1595.4849 | 1755.2553 | -35.7177 | -60.6184 | -105.6445 | -161.2477 | 43.996 | 69.3239 | 126.8312 | 231.654 | 9.6512 | 17.9178 | 35.4151 | 62.8166 | -0.0029378 | -0.0033719 | -0.0043111 | -0.005539 | 1.3275 | 1.8943 | 3.5111 | 5.7461 | 3274.2053 | 3356.6537 | 3539.9032 | 3895.0126
8 | 7 | 6 | 1841.481 | 1876.1514 | 1943.0264 | 2055.8157 | 1680.7532 | 1724.3249 | 1822.4183 | 2004.9136 | -41.4325 | -70.6402 | -127.7421 | -199.1608 | 70.6944 | 108.0811 | 186.6056 | 322.9584 | 14.5425 | 25.5634 | 50.331 | 85.6332 | -20.6283 | -23.4245 | -29.4787 | -37.6642 | -0.39634 | -0.74743 | -1.4491 | -1.6457 | 3545.014 | 3639.3086 | 3843.7114 | 4230.8502
8 | 7 | 7 | 1713.9383 | 1742.8856 | 1798.9377 | 1885.5138 | 2132.6883 | 2187.9759 | 2312.4455 | 2544.0117 | -49.3261 | -87.2475 | -159.0173 | -246.9768 | 120.2832 | 180.4839 | 299.8697 | 517.9425 | 19.8614 | 35.1586 | 66.9257 | 114.0082 | -284.877 | -326.4842 | -416.8187 | -537.07 | -0.78453 | -1.1645 | -1.8523 | -3.3402 | 3651.7836 | 3731.6078 | 3900.4903 | 4274.0891
8 | 7 | 8 | 1669.6183 | 1695.339 | 1745.0826 | 1813.0868 | 2525.3981 | 2590.8664 | 2738.2556 | 3012.462 | -59.6585 | -102.75 | -185.8445 | -287.626 | 167.5787 | 248.8737 | 409.6196 | 699.5685 | 19.6945 | 34.747 | 66.9257 | 114.3131 | -756.6693 | -866.67 | -1104.5154 | -1418.7875 | 4.0747 | 6.735 | 12.4315 | 17.8302 | 3570.0365 | 3607.141 | 3681.9551 | 3950.847
8 | 7 | 9 | 1649.8743 | 1672.8848 | 1718.6221 | 1775.5042 | 2793.5141 | 2865.9329 | 3028.9701 | 3332.2884 | -67.9935 | -115.4861 | -204.533 | -313.6332 | 187.1596 | 279.0273 | 460.44 | 783.6579 | 16.1508 | 28.9238 | 57.1568 | 98.9024 | -1201.1963 | -1377.9545 | -1760.5215 | -2264.3286 | 13.8365 | 23.3165 | 41.9233 | 64.0444 | 3391.3454 | 3376.6447 | 3342.0578 | 3476.4355
8 | 7 | 10 | 1726.0336 | 1749.4483 | 1796.9418 | 1851.0875 | 2989.8279 | 3067.336 | 3241.8306 | 3566.4646 | -75.308 | -122.7415 | -213.8389 | -326.1558 | 179.0642 | 268.1697 | 444.4911 | 764.7174 | 10.2958 | 19.7402 | 41.8563 | 74.7687 | -1604.7295 | -1840.5942 | -2350.8253 | -3021.4205 | 20.3543 | 33.1468 | 59.9185 | 93.8514 | 3245.5384 | 3174.5053 | 3020.3742 | 3003.3131
8 | 7 | 11 | 1790.0363 | 1814.126 | 1863.8099 | 1917.5078 | 3117.5981 | 3198.4185 | 3380.3701 | 3718.8773 | -82.6989 | -131.6586 | -227.5929 | -345.4206 | 161.069 | 244.0355 | 409.0791 | 711.7852 | 7.5638 | 16.132 | 36.3248 | 66.2335 | -2010.4109 | -2307.0412 | -2949.5778 | -3791.9465 | 21.8691 | 35.7384 | 64.0466 | 101.3588 | 3005.0264 | 2869.7505 | 2576.4599 | 2378.3954
8 | 7 | 12 | 1866.6527 | 1892.01 | 1944.9088 | 1999.97 | 3197.6163 | 3280.5111 | 3467.1328 | 3814.3283 | -88.9622 | -141.35 | -241.0654 | -366.9968 | 155.8747 | 233.1779 | 389.616 | 677.793 | 6.2663 | 16.113 | 37.7652 | 65.586 | -2150.5429 | -2468.0107 | -3155.597 | -4056.6366 | 14.6617 | 21.3112 | 39.2619 | 70.0551 | 3001.5666 | 2833.7625 | 2482.0224 | 2204.099
8 | 7 | 13 | 2008.5534 | 2037.0056 | 2096.2926 | 2159.2756 | 3243.6343 | 3327.722 | 3517.0295 | 3869.2216 | -94.5699 | -150.7629 | -256.8974 | -388.2647 | 145.975 | 221.9077 | 373.6671 | 641.0446 | 6.744 | 18.8669 | 44.0278 | 73.2329 | -2148.984 | -2466.3717 | -3153.7609 | -4054.4279 | 3.358 | 6.8839 | 12.6196 | 15.8614 | 3164.7107 | 2995.2516 | 2632.9784 | 2315.9435
8 | 7 | 14 | 2033.7769 | 2062.9665 | 2124.1446 | 2187.7174 | 3268.8306 | 3353.5716 | 3544.3495 | 3899.2775 | -99.4148 | -158.9581 | -270.9224 | -406.6805 | 137.0914 | 205.4434 | 342.8503 | 585.3749 | 7.2218 | 21.748 | 49.9032 | 78.4863 | -2003.969 | -2300.1584 | -2941.5731 | -3782.1676 | -0.24703 | -0.62557 | -1.0973 | -1.856 | 3343.2899 | 3183.9875 | 2847.6548 | 2560.1519
8 | 7 | 15 | 2130.1109 | 2162.7624 | 2230.2696 | 2303.9097 | 3209.2137 | 3292.4091 | 3479.7077 | 3828.1624 | -103.2698 | -165.4915 | -282.1014 | -420.4731 | 123.0941 | 184.7856 | 308.2831 | 516.2488 | 8.0469 | 25.3251 | 57.7308 | 88.5642 | -1769.7742 | -2031.6336 | -2598.578 | -3340.257 | -1.6749 | -2.9288 | -4.9926 | -5.7475 | 3595.7467 | 3465.2284 | 3190.3193 | 2970.4075
8 | 7 | 16 | 2222.1903 | 2260.8749 | 2336.6653 | 2423.2497 | 3073.5847 | 3153.2641 | 3332.647 | 3666.3752 | -104.7624 | -167.7622 | -287.3068 | -429.6431 | 69.9964 | 102.7219 | 162.7837 | 266.7878 | 9.4082 | 28.7748 | 65.1603 | 98.2132 | -1392.7536 | -1599.0409 | -2045.4639 | -2628.633 | -3.1571 | -4.9449 | -8.2507 | -12.9668 | 3874.5066 | 3773.8877 | 3556.2348 | 3383.3832
8 | 7 | 17 | 2368.5659 | 2412.0143 | 2497.7511 | 2606.4017 | 2821.7837 | 2894.9354 | 3059.6225 | 3366.0103 | -102.7955 | -166.4312 | -285.2183 | -426.4822 | 75.7986 | 108.6175 | 168.4772 | 270.1053 | 10.8279 | 31.1171 | 69.4708 | 104.1516 | -903.8975 | -1038.1466 | -1328.4288 | -1706.4337 | -9.4713 | -13.8017 | -24.3029 | -41.5596 | 4260.8118 | 4228.3048 | 4157.3715 | 4172.1934
8 | 7 | 18 | 2557.5841 | 2606.3695 | 2704.3715 | 2840.9832 | 2482.6038 | 2546.9627 | 2691.8543 | 2961.4141 | -97.1878 | -159.0105 | -275.3493 | -409.2206 | 90.095 | 129.136 | 195.8133 | 297.3834 | 12.523 | 34.028 | 74.5529 | 111.8138 | -365.8709 | -420.7954 | -539.3138 | -692.4542 | -15.6064 | -22.9712 | -41.8679 | -71.6869 | 4664.1408 | 4713.7191 | 4810.061 | 5038.2328
8 | 7 | 19 | 2559.1117 | 2608.4021 | 2708.627 | 2855.0733 | 2219.6346 | 2277.1763 | 2406.7203 | 2647.727 | -86.4139 | -143.6733 | -249.3668 | -366.6846 | 94.8906 | 135.568 | 204.4804 | 304.589 | 12.77 | 33.6354 | 72.9879 | 108.7506 | -33.6977 | -38.9496 | -50.1471 | -64.0386 | -22.7893 | -33.0602 | -59.5085 | -104.6071 | 4743.5059 | 4839.0987 | 5033.7931 | 5380.8097
8 | 7 | 20 | 2683.8265 | 2735.0778 | 2842.239 | 3004.2699 | 2003.9841 | 2055.9352 | 2172.8933 | 2390.4848 | -76.8442 | -129.7191 | -225.7543 | -328.4632 | 104.3914 | 148.3083 | 222.8957 | 328.5497 | 14.2127 | 34.9013 | 73.5511 | 113.195 | -0.0029378 | -0.0033719 | -0.0043111 | -0.005539 | -19.8494 | -27.0916 | -47.1906 | -81.5849 | 4709.7182 | 4817.4085 | 5038.6298 | 5426.4457
8 | 7 | 21 | 2697.0611 | 2748.1571 | 2856.4353 | 3026.5607 | 1742.4826 | 1787.6546 | 1889.3507 | 2078.5486 | -67.4886 | -114.2686 | -199.0142 | -288.6633 | 193.3088 | 271.9763 | 416.4782 | 613.7152 | 13.4961 | 31.3243 | 67.0286 | 105.5106 | -0.0029378 | -0.0033719 | -0.0043111 | -0.005539 | -7.2942 | -12.8593 | -25.3312 | -40.6936 | 4571.5629 | 4711.9812 | 5004.943 | 5494.9727
8 | 7 | 22 | 2518.472 | 2567.2477 | 2667.7583 | 2833.2068 | 1512.4683 | 1551.6775 | 1639.9493 | 1804.1723 | -59.0771 | -100.3144 | -175.4018 | -257.9172 | 211.304 | 291.6851 | 438.661 | 646.0139 | 13.3523 | 29.2663 | 62.071 | 100.0539 | -0.0029378 | -0.0033719 | -0.0043111 | -0.005539 | -2.6848 | -6.0647 | -12.4085 | -15.0385 | 4193.8318 | 4333.494 | 4620.6249 | 5110.4856
8 | 7 | 23 | 2333.5485 | 2379.7075 | 2473.1106 | 2632.4523 | 1334.1984 | 1368.7861 | 1446.6536 | 1591.5202 | -50.163 | -84.3681 | -146.4967 | -217.6926 | 318.6058 | 426.7316 | 618.7278 | 894.422 | 11.824 | 24.4247 | 50.8617 | 85.5316 | -0.0029378 | -0.0033719 | -0.0043111 | -0.005539 | 8.7981 | 12.7225 | 21.4007 | 36.4066 | 3956.809 | 4128.0009 | 4464.2534 | 5022.6345
8 | 7 | 24 | 2191.5183 | 2236.6471 | 2324.4584 | 2476.8941 | 1229.4463 | 1261.3184 | 1333.0723 | 1466.5649 | -42.8486 | -69.9182 | -121.7581 | -182.2073 | 311.7203 | 417.5452 | 613.4083 | 904.2419 | 9.7231 | 19.5642 | 40.3726 | 70.4635 | -0.0029378 | -0.0033719 | -0.0043111 | -0.005539 | 10.6278 | 16.7806 | 29.0791 | 44.6214 | 3710.1843 | 3881.9338 | 4218.6283 | 4780.5729
8 | 8 | 1 | 2074.7033 | 2118.1231 | 2200.4721 | 2346.7473 | 1176.6391 | 1207.1423 | 1275.8142 | 1403.573 | -36.4476 | -60.5052 | -103.8375 | -155.3508 | 224.5458 | 301.6967 | 448.3269 | 668.5513 | 7.3249 | 15.1517 | 32.2932 | 56.182 | -0.0029378 | -0.0033719 | -0.0043111 | -0.005539 | 7.3458 | 11.5405 | 19.9909 | 30.7705 | 3454.1085 | 3593.1457 | 3873.0554 | 4350.4678
8 | 8 | 2 | 1965.6018 | 2006.6565 | 2084.0017 | 2224.17 | 1156.0686 | 1186.0385 | 1253.5098 | 1379.0351 | -33.7202 | -55.0245 | -93.1345 | -141.5581 | 139.6647 | 191.7437 | 297.0149 | 451.8012 | 5.7017 | 11.8103 | 25.259 | 44.3804 | -0.0029378 | -0.0033719 | -0.0043111 | -0.005539 | 2.8802 | 4.6146 | 7.9571 | 12.1564 | 3236.1938 | 3345.8356 | 3574.6038 | 3969.9794
8 | 8 | 3 | 1884.3047 | 1923.6461 | 1997.0563 | 2131.4714 | 1166.8725 | 1197.1224 | 1265.2243 | 1391.9227 | -32.6997 | -53.1977 | -90.2885 | -134.8159 | 84.4827 | 122.1572 | 197.858 | 316.3936 | 5.8686 | 11.3987 | 23.9539 | 43.5074 | -0.0029378 | -0.0033719 | -0.0043111 | -0.005539 | 1.9192 | 2.9545 | 5.2592 | 8.3247 | 3110.745 | 3204.0779 | 3399.0589 | 3756.7983
8 | 8 | 4 | 1835.7468 | 1873.3218 | 1943.8341 | 2071.6348 | 1262.7895 | 1295.526 | 1369.2259 | 1506.3389 | -32.6997 | -54.2503 | -93.416 | -139.555 | 49.5891 | 79.2479 | 138.6748 | 235.0508 | 6.4414 | 12.0946 | 26.166 | 45.9008 | -0.0029378 | -0.0033719 | -0.0043111 | -0.005539 | 1.5881 | 2.5375 | 4.7653 | 6.9004 | 3123.4523 | 3208.474 | 3389.2459 | 3726.2651
8 | 8 | 5 | 1810.0272 | 1845.9889 | 1913.4357 | 2031.722 | 1471.8396 | 1509.9954 | 1595.896 | 1755.7076 | -35.5035 | -59.731 | -104.324 | -158.5116 | 43.996 | 69.3239 | 126.8312 | 231.654 | 9.2454 | 17.2219 | 34.8925 | 59.5501 | -0.0029378 | -0.0033719 | -0.0043111 | -0.005539 | 1.3275 | 1.8943 | 3.5111 | 5.7461 | 3300.9291 | 3384.69 | 3570.2383 | 3925.8628
8 | 8 | 6 | 1854.4289 | 1889.7766 | 1957.4623 | 2072.3151 | 1676.1062 | 1719.5575 | 1817.3797 | 1999.3704 | -40.1977 | -70.8054 | -126.4982 | -194.4216 | 70.6944 | 108.0811 | 186.6056 | 322.9584 | 14.5425 | 25.5634 | 49.933 | 85.5316 | -13.5592 | -15.47 | -19.7236 | -25.732 | -0.39634 | -0.74743 | -1.4491 | -1.6457 | 3561.6188 | 3655.9556 | 3863.7098 | 4258.3761
8 | 8 | 7 | 1714.1093 | 1743.8152 | 1800.2871 | 1887.147 | 2127.7767 | 2182.937 | 2307.12 | 2538.1528 | -48.7775 | -86.3601 | -157.7734 | -242.2377 | 120.2832 | 180.4839 | 299.8697 | 517.9425 | 19.0498 | 33.6205 | 64.191 | 108.6532 | -310.4209 | -356.0041 | -455.1411 | -586.6022 | -0.78453 | -1.1645 | -1.8523 | -3.3402 | 3621.2361 | 3697.3278 | 3856.701 | 4219.7154
8 | 8 | 8 | 1666.4649 | 1692.7878 | 1742.5882 | 1810.7392 | 2521.5789 | 2586.9481 | 2734.1144 | 3007.9061 | -58.5615 | -102.0279 | -184.319 | -280.1509 | 167.5787 | 248.8737 | 409.6196 | 699.5685 | 18.0713 | 31.8171 | 62.1035 | 105.1458 | -792.7076 | -909.8803 | -1164.2391 | -1499.3998 | 4.0747 | 6.735 | 12.4315 | 20.3475 | 3526.4994 | 3555.2535 | 3612.2993 | 3864.1565
8 | 8 | 9 | 1674.9871 | 1699.7789 | 1746.7441 | 1804.1375 | 2820.2639 | 2893.3762 | 3057.9746 | 3364.1974 | -67.1106 | -114.5987 | -201.482 | -308.0445 | 187.1596 | 279.0273 | 460.44 | 783.6579 | 14.5425 | 26.6898 | 53.0548 | 91.154 | -1308.2458 | -1501.2028 | -1919.3157 | -2468.0911 | 13.8365 | 23.3165 | 41.9233 | 68.2241 | 3335.4332 | 3306.3872 | 3239.3391 | 3335.2353
8 | 8 | 10 | 1783.5382 | 1809.9171 | 1860.3767 | 1916.2484 | 3040.42 | 3119.2396 | 3296.6869 | 3626.8141 | -74.2438 | -123.8463 | -217.043 | -328.8879 | 179.0642 | 268.1697 | 444.4911 | 764.7174 | 12.2163 | 22.67 | 47.7101 | 82.9613 | -1678.2577 | -1926.0636 | -2462.9097 | -3166.9303 | 20.3543 | 33.1468 | 59.9185 | 97.5174 | 3283.0915 | 3203.2334 | 3029.2305 | 2992.4404
8 | 8 | 11 | 1848.4126 | 1875.6701 | 1928.4789 | 1984.4827 | 3175.4913 | 3257.8125 | 3443.143 | 3787.9362 | -80.4305 | -133.5377 | -233.3615 | -354.0456 | 161.069 | 244.0355 | 409.0791 | 711.7852 | 11.2377 | 22.3857 | 47.5855 | 83.8343 | -1914.023 | -2197.2129 | -2810.7427 | -3614.8842 | 21.8691 | 35.7384 | 64.0466 | 103.7411 | 3223.6263 | 3104.8917 | 2848.2288 | 2702.8497
8 | 8 | 12 | 1979.9093 | 2008.0168 | 2066.4982 | 2128.3348 | 3281.0387 | 3366.0961 | 3557.5865 | 3913.84 | -85.6733 | -143.0637 | -245.5135 | -372.4609 | 155.8747 | 233.1779 | 389.616 | 677.793 | 9.4842 | 21.3865 | 46.9384 | 83.5294 | -2053.0001 | -2356.8412 | -3015.0273 | -3877.2588 | 14.6617 | 21.3112 | 39.2619 | 63.596 | 3302.2952 | 3150.0836 | 2839.3604 | 2617.3735
8 | 8 | 13 | 2125.4058 | 2155.4969 | 2220.3742 | 2290.4372 | 3335.6886 | 3422.1628 | 3616.8428 | 3979.0301 | -90.5182 | -150.9282 | -257.1789 | -389.7188 | 145.975 | 221.9077 | 373.6671 | 641.0446 | 7.0779 | 19.0131 | 44.9348 | 81.3768 | -2052.6492 | -2356.5515 | -3014.7881 | -3876.6777 | 3.358 | 6.8839 | 12.6196 | 20.807 | 3474.3379 | 3317.9848 | 2996.4716 | 2746.2992
8 | 8 | 14 | 2202.6909 | 2234.2104 | 2303.0442 | 2377.61 | 3374.1708 | 3461.6425 | 3658.5684 | 4024.9341 | -94.4497 | -159.2886 | -271.4855 | -409.4045 | 137.0914 | 205.4434 | 342.8503 | 585.3749 | 6.744 | 21.4637 | 49.5052 | 91.3684 | -1931.3356 | -2217.6328 | -2837.7647 | -3649.5485 | -0.24703 | -0.62557 | -1.0973 | -0.94539 | 3694.6647 | 3545.2131 | 3243.6206 | 3019.3891
8 | 8 | 15 | 2338.263 | 2372.9036 | 2449.6575 | 2536.3745 | 3312.9392 | 3398.8236 | 3592.1759 | 3951.8931 | -98.0905 | -166.7094 | -282.5878 | -425.9295 | 123.0941 | 184.7856 | 308.2831 | 516.2488 | 7.8081 | 25.0407 | 58.1153 | 105.2962 | -1699.0421 | -1950.8833 | -2496.1314 | -3209.0841 | -1.6749 | -2.9288 | -4.9926 | -7.2819 | 3983.2969 | 3861.032 | 3624.5199 | 3467.5171
8 | 8 | 16 | 2488.5397 | 2527.8275 | 2615.3391 | 2721.2389 | 3163.5827 | 3245.5951 | 3430.2306 | 3773.7307 | -99.5066 | -170.5286 | -289.3954 | -436.253 | 69.9964 | 102.7219 | 162.7837 | 266.7878 | 9.7054 | 29.1864 | 66.2027 | 119.8714 | -1334.5928 | -1532.6652 | -1961.3295 | -2520.9801 | -3.1571 | -4.9449 | -8.2507 | -13.177 | 4294.5677 | 4197.1921 | 4015.5805 | 3911.2186
8 | 8 | 17 | 2693.2969 | 2739.2142 | 2839.3273 | 2971.2887 | 2903.6839 | 2978.9588 | 3148.4258 | 3463.7062 | -98.7744 | -169.1976 | -288.1409 | -435.0955 | 75.7986 | 108.6175 | 168.4772 | 270.1053 | 10.4221 | 31.656 | 71.4202 | 127.6728 | -883.6973 | -1014.9961 | -1298.9457 | -1668.6881 | -9.4713 | -13.8017 | -24.3029 | -38.3796 | 4691.2584 | 4660.4509 | 4616.2609 | 4690.6099
8 | 8 | 18 | 2843.8686 | 2895.0145 | 3005.6948 | 3161.0403 | 2555.2545 | 2621.4967 | 2770.6284 | 3048.0766 | -92.876 | -160.7243 | -275.4259 | -417.4089 | 90.095 | 129.136 | 195.8133 | 297.3834 | 11.7114 | 33.871 | 75.0727 | 133.9162 | -376.0331 | -432.3173 | -553.7551 | -710.5667 | -15.6064 | -22.9712 | -41.8679 | -68.6892 | 5016.4139 | 5063.5053 | 5176.1604 | 5443.7517
8 | 8 | 19 | 2847.3302 | 2900.0465 | 3013.4354 | 3179.7096 | 2285.6538 | 2344.9069 | 2478.304 | 2726.4791 | -82.5436 | -145.3871 | -249.4433 | -376.0306 | 94.8906 | 135.568 | 204.4804 | 304.589 | 11.8783 | 33.4784 | 72.8498 | 129.0916 | -33.6093 | -38.82 | -50.0019 | -64.1016 | -22.7893 | -33.0602 | -59.5085 | -97.1874 | 5100.8107 | 5196.7326 | 5410.1159 | 5802.5497
8 | 8 | 20 | 2948.608 | 3004.2471 | 3123.7726 | 3304.8191 | 2060.7323 | 2114.1545 | 2234.4246 | 2458.1778 | -72.8667 | -130.6586 | -224.2288 | -337.8132 | 104.3914 | 148.3083 | 222.8957 | 328.5497 | 13.5681 | 33.7749 | 72.506 | 127.3943 | -0.0029378 | -0.0033719 | -0.0043111 | -0.005539 | -19.8494 | -27.0916 | -47.1906 | -75.4531 | 5034.5807 | 5142.7312 | 5382.1751 | 5805.669
8 | 8 | 21 | 2905.8986 | 2961.5538 | 3079.7735 | 3264.4711 | 1790.2857 | 1836.6969 | 1941.1829 | 2135.5712 | -65.5523 | -115.3733 | -199.2958 | -300.4452 | 193.3088 | 271.9763 | 416.4782 | 613.7152 | 14.0689 | 32.0202 | 68.4581 | 119.7962 | -0.0029378 | -0.0033719 | -0.0043111 | -0.005539 | -7.2942 | -12.8593 | -25.3312 | -40.6936 | 4830.7124 | 4974.0112 | 5281.2614 | 5792.4094
8 | 8 | 22 | 2705.8623 | 2758.4978 | 2868.4993 | 3048.0428 | 1549.6047 | 1589.7765 | 1680.2157 | 1848.471 | -57.2173 | -100.4797 | -174.0813 | -259.9163 | 211.304 | 291.6851 | 438.661 | 646.0139 | 12.9465 | 28.5704 | 60.766 | 106.1093 | -0.0029378 | -0.0033719 | -0.0043111 | -0.005539 | -2.6848 | -6.0647 | -12.4085 | -19.8504 | 4419.8124 | 4561.982 | 4861.6478 | 5368.8647
8 | 8 | 23 | 2488.2085 | 2537.8406 | 2638.5377 | 2808.6569 | 1366.3499 | 1401.771 | 1481.515 | 1629.8725 | -48.6681 | -84.3681 | -144.9712 | -218.1134 | 318.6058 | 426.7316 | 618.7278 | 894.422 | 11.4182 | 23.5826 | 49.5567 | 87.5338 | -0.0029378 | -0.0033719 | -0.0043111 | -0.005539 | 8.7981 | 12.7225 | 21.4007 | 32.7977 | 4144.7094 | 4318.2768 | 4664.7623 | 5235.1641
8 | 8 | 24 | 2293.0306 | 2339.1803 | 2431.2107 | 2593.088 | 1255.7027 | 1288.2554 | 1361.5417 | 1497.8852 | -41.4302 | -70.2487 | -119.1936 | -178.6218 | 311.7203 | 417.5452 | 613.4083 | 904.2419 | 8.6142 | 16.9552 | 37.1154 | 65.451 | -0.0029378 | -0.0033719 | -0.0043111 | -0.005539 | 10.6278 | 16.7806 | 29.0791 | 44.6214 | 3838.2625 | 4008.4646 | 4353.1573 | 4926.66
8 | 9 | 1 | 2159.4807 | 2203.1906 | 2289.3064 | 2443.4271 | 1207.5441 | 1238.8484 | 1309.324 | 1440.4385 | -36.1897 | -60.5052 | -102.2355 | -151.0364 | 224.5458 | 301.6967 | 448.3269 | 668.5513 | 7.3249 | 14.0442 | 30.6037 | 52.6746 | -0.0029378 | -0.0033719 | -0.0043111 | -0.005539 | 7.3458 | 11.5405 | 19.9909 | 30.7705 | 3570.0486 | 3708.8118 | 3995.3121 | 4484.8201
8 | 9 | 2 | 2054.0008 | 2096.1775 | 2177.4475 | 2325.0042 | 1177.271 | 1207.7905 | 1276.4993 | 1404.3267 | -33.9344 | -55.0245 | -94.6599 | -139.555 | 139.6647 | 191.7437 | 297.0149 | 451.8012 | 5.7017 | 11.3987 | 25.259 | 44.5836 | -0.0029378 | -0.0033719 | -0.0043111 | -0.005539 | 2.8802 | 4.6146 | 7.9571 | 12.1564 | 3345.581 | 3456.697 | 3689.5135 | 4098.3116
8 | 9 | 3 | 1972.9603 | 2013.3532 | 2090.7995 | 2232.3204 | 1184.6592 | 1215.3703 | 1284.5102 | 1413.1399 | -32.3348 | -53.3629 | -92.8529 | -137.2437 | 84.4827 | 122.1572 | 197.858 | 316.3936 | 6.2744 | 12.0946 | 26.564 | 45.9008 | -0.0029378 | -0.0033719 | -0.0043111 | -0.005539 | 1.9192 | 2.9545 | 5.2592 | 8.3247 | 3217.9582 | 3312.5635 | 3512.1337 | 3878.8303
8 | 9 | 4 | 1911.1037 | 1949.9079 | 2023.7089 | 2156.9519 | 1276.1187 | 1309.2008 | 1383.6786 | 1522.2389 | -32.8068 | -54.2503 | -94.6599 | -141.9828 | 49.5891 | 79.2479 | 138.6748 | 235.0508 | 7.086 | 13.6327 | 28.5162 | 49.0657 | -0.0029378 | -0.0033719 | -0.0043111 | -0.005539 | 1.5881 | 2.5375 | 4.7653 | 6.9004 | 3212.6759 | 3300.273 | 3484.6796 | 3828.2192
8 | 9 | 5 | 1861.7847 | 1898.4218 | 1967.9018 | 2089.983 | 1485.0185 | 1523.516 | 1610.1858 | 1771.4283 | -34.6972 | -59.731 | -105.6445 | -158.9363 | 43.996 | 69.3239 | 126.8312 | 231.654 | 9.8181 | 17.9178 | 36.1975 | 61.7403 | -0.0029378 | -0.0033719 | -0.0043111 | -0.005539 | 1.3275 | 1.8943 | 3.5111 | 5.7461 | 3367.2446 | 3451.3394 | 3638.9786 | 4001.61
8 | 9 | 6 | 1893.4045 | 1929.399 | 1997.7558 | 2114.1856 | 1701.2224 | 1745.3247 | 1844.6128 | 2029.3306 | -39.6492 | -71.745 | -129.3441 | -199.2771 | 70.6944 | 108.0811 | 186.6056 | 322.9584 | 16.3178 | 28.6394 | 55.8003 | 94.6989 | -13.5592 | -15.47 | -19.7236 | -25.732 | -0.39634 | -0.74743 | -1.4491 | -1.6457 | 3628.0343 | 3723.4819 | 3934.2577 | 4334.5187
8 | 9 | 7 | 1790.9259 | 1821.7999 | 1881.244 | 1973.4064 | 2155.0734 | 2210.9414 | 2336.7174 | 2570.7141 | -47.757 | -86.6906 | -157.7734 | -244.6655 | 120.2832 | 180.4839 | 299.8697 | 517.9425 | 20.3975 | 35.8545 | 68.7533 | 115.5286 | -301.0454 | -344.7509 | -438.9644 | -561.6823 | -0.78453 | -1.1645 | -1.8523 | -3.3402 | 3737.0931 | 3816.4736 | 3987.9944 | 4367.9037
8 | 9 | 8 | 1727.6453 | 1754.71 | 1806.3394 | 1878.3826 | 2569.6106 | 2636.225 | 2786.1945 | 3065.2015 | -57.4338 | -102.1932 | -183.28 | -281.0002 | 167.5787 | 248.8737 | 409.6196 | 699.5685 | 19.4556 | 34.051 | 66.8011 | 112.0213 | -743.9291 | -852.9873 | -1087.6527 | -1391.1092 | 4.4764 | 6.735 | 21.348 | 20.3475 | 3687.4038 | 3725.4142 | 3819.37 | 4103.4119
8 | 9 | 9 | 1777.565 | 1803.504 | 1854.0761 | 1918.8208 | 2874.3503 | 2948.8648 | 3116.6198 | 3428.7152 | -66.3479 | -112.3802 | -197.597 | -301.8435 | 187.1596 | 279.0273 | 460.44 | 783.6579 | 13.1582 | 24.1715 | 48.8906 | 84.2785 | -1212.48 | -1391.096 | -1776.6934 | -2278.7976 | 14.9549 | 23.3165 | 52.2063 | 68.2241 | 3588.36 | 3575.4079 | 3557.9423 | 3703.0555
8 | 9 | 10 | 1893.381 | 1920.3575 | 1972.9953 | 2037.9449 | 3111.3562 | 3192.0148 | 3373.6021 | 3711.4315 | -73.1903 | -121.6278 | -207.4661 | -316.7939 | 179.0642 | 268.1697 | 444.4911 | 764.7174 | 8.6726 | 16.8103 | 37.6298 | 65.8046 | -1687.5719 | -1936.4171 | -2475.4169 | -3182.3105 | 21.3289 | 33.1468 | 65.0045 | 97.5174 | 3453.0406 | 3372.4542 | 3210.8399 | 3178.3114
8 | 9 | 11 | 2008.7629 | 2037.4347 | 2094.3217 | 2161.6901 | 3278.7853 | 3363.7843 | 3555.1432 | 3911.152 | -80.5048 | -131.8149 | -224.3476 | -342.801 | 161.069 | 244.0355 | 409.0791 | 711.7852 | 7.5638 | 15.8301 | 36.2002 | 64.4875 | -1938.4918 | -2224.3085 | -2843.2952 | -3654.8298 | 22.8246 | 35.7384 | 53.7419 | 103.7411 | 3460.0089 | 3340.6995 | 3080.8435 | 2955.2251
8 | 9 | 12 | 2086.5348 | 2115.9712 | 2177.2345 | 2245.0099 | 3403.6022 | 3491.8369 | 3690.4806 | 4060.0419 | -86.6915 | -141.6715 | -238.9462 | -367.2298 | 155.8747 | 233.1779 | 389.616 | 677.793 | 8.2804 | 17.6335 | 39.3329 | 73.3498 | -2069.5445 | -2374.9386 | -3036.3283 | -3903 | 13.4347 | 21.3112 | 16.1361 | 63.596 | 3511.4907 | 3363.3206 | 3037.5256 | 2849.5608
8 | 9 | 13 | 2269.5571 | 2302.2502 | 2374.2303 | 2451.862 | 3458.5291 | 3548.1877 | 3750.037 | 4125.5623 | -92.7712 | -150.8059 | -252.7002 | -388.1894 | 145.975 | 221.9077 | 373.6671 | 641.0446 | 9.2359 | 19.6914 | 42.7255 | 81.3392 | -2068.4658 | -2373.8744 | -3035.1206 | -3901.0065 | 4.319 | 6.8839 | 2.2636 | 20.807 | 3726.379 | 3574.2406 | 3255.1028 | 3031.4191
8 | 9 | 14 | 2420.3191 | 2455.9392 | 2536.4544 | 2623.326 | 3498.8853 | 3589.5901 | 3793.7947 | 4173.7018 | -98.7744 | -159.6099 | -264.9287 | -411.4603 | 137.0914 | 205.4434 | 342.8503 | 585.3749 | 10.2782 | 21.6397 | 46.9005 | 90.8866 | -1907.3154 | -2189.8038 | -2801.7023 | -3602.8826 | -0.38548 | -0.62557 | -3.1918 | -0.94539 | 4060.0986 | 3922.5732 | 3650.1771 | 3458.001
8 | 9 | 15 | 2596.4521 | 2636.0881 | 2729.8698 | 2829.9989 | 3449.4741 | 3538.898 | 3740.2189 | 4114.7609 | -103.0708 | -165.8648 | -274.0298 | -427.2561 | 123.0941 | 184.7856 | 308.2831 | 516.2488 | 10.8998 | 23.5514 | 49.9059 | 99.1169 | -1659.0933 | -1904.9571 | -2437.2779 | -3133.6182 | -1.9464 | -2.9288 | -5.5582 | -7.2819 | 4415.8096 | 4309.5724 | 4111.4118 | 3991.9692
8 | 9 | 16 | 2720.7765 | 2764.4506 | 2871.3285 | 2983.3078 | 3299.5747 | 3385.1126 | 3577.6849 | 3935.951 | -104.594 | -169.2403 | -279.5168 | -438.4292 | 69.9964 | 102.7219 | 162.7837 | 266.7878 | 12.7388 | 26.7169 | 55.646 | 110.0831 | -1308.8955 | -1503.2552 | -1923.9652 | -2473.4021 | -3.0078 | -4.9449 | -8.3089 | -13.177 | 4686.5891 | 4601.5617 | 4455.6523 | 4371.1215
8 | 9 | 17 | 2898.239 | 2947.6463 | 3066.314 | 3202.7662 | 3006.1268 | 3084.0575 | 3259.5033 | 3585.907 | -102.7342 | -167.0219 | -277.2234 | -433.0734 | 75.7986 | 108.6175 | 168.4772 | 270.1053 | 14.1001 | 29.1864 | 60.0809 | 117.7829 | -845.2542 | -970.9507 | -1242.6631 | -1596.2208 | -8.8171 | -13.8017 | -23.4965 | -38.3796 | 5037.459 | 5017.7334 | 5010.9925 | 5108.8876
8 | 9 | 18 | 2977.4069 | 3030.305 | 3157.2078 | 3313.6626 | 2642.9558 | 2711.4716 | 2865.7218 | 3152.6926 | -95.8153 | -157.496 | -261.3808 | -408.6447 | 90.095 | 129.136 | 195.8133 | 297.3834 | 14.5778 | 30.0096 | 60.9988 | 118.5696 | -364.6475 | -419.1976 | -536.8524 | -688.8078 | -14.9522 | -22.9712 | -38.4285 | -68.6892 | 5249.6206 | 5301.2573 | 5443.0801 | 5716.1663
8 | 9 | 19 | 2967.1488 | 3021.489 | 3149.3322 | 3315.6317 | 2363.4289 | 2424.6983 | 2562.6345 | 2819.2544 | -85.5593 | -140.8887 | -234.2722 | -365.1431 | 94.8906 | 135.568 | 204.4804 | 304.589 | 13.8612 | 28.7748 | 57.7308 | 112.872 | -28.1967 | -32.5502 | -41.7819 | -53.0377 | -21.318 | -33.0602 | -54.4496 | -97.1874 | 5304.2555 | 5404.0311 | 5643.6743 | 6036.9789
8 | 9 | 20 | 3087.5191 | 3145.9538 | 3276.6195 | 3461.3123 | 2125.8272 | 2180.937 | 2305.0061 | 2535.8273 | -75.3799 | -124.2293 | -205.0854 | -319.9467 | 104.3914 | 148.3083 | 222.8957 | 328.5497 | 12.9139 | 26.3243 | 53.1604 | 105.0706 | -0.0029378 | -0.0033719 | -0.0043111 | -0.005539 | -18.1745 | -27.0916 | -42.5457 | -75.4531 | 5237.0943 | 5350.199 | 5610.0463 | 6035.3546
8 | 9 | 21 | 3023.9559 | 3081.7197 | 3205.4473 | 3397.9304 | 1850.7926 | 1898.7724 | 2006.7898 | 2207.7479 | -66.2079 | -110.9973 | -183.4744 | -284.7697 | 193.3088 | 271.9763 | 416.4782 | 613.7152 | 13.032 | 25.9249 | 52.4294 | 101.9545 | -0.0029378 | -0.0033719 | -0.0043111 | -0.005539 | -7.2942 | -12.8593 | -23.8483 | -40.6936 | 5007.5842 | 5154.5334 | 5473.8176 | 5995.8791
8 | 9 | 22 | 2795.3327 | 2849.7603 | 2961.8123 | 3147.8699 | 1595.3996 | 1636.7586 | 1729.8705 | 1903.0982 | -57.8729 | -98.3743 | -164.7859 | -254.8728 | 211.304 | 291.6851 | 438.661 | 646.0139 | 13.6631 | 26.2281 | 53.0765 | 98.6504 | -0.0029378 | -0.0033719 | -0.0043111 | -0.005539 | -3.4992 | -6.0647 | -14.6329 | -19.8504 | 4554.3243 | 4699.9897 | 5003.9972 | 5520.9036
8 | 9 | 23 | 2555.938 | 2606.499 | 2709.0228 | 2885.3412 | 1405.6029 | 1442.0417 | 1524.0765 | 1676.6961 | -49.5379 | -83.2022 | -142.8932 | -217.3843 | 318.6058 | 426.7316 | 618.7278 | 894.422 | 12.7076 | 24.2974 | 49.1614 | 89.5848 | -0.0029378 | -0.0033719 | -0.0043111 | -0.005539 | 8.2552 | 12.7225 | 16.2105 | 32.7977 | 4251.5686 | 4429.0866 | 4774.3014 | 5361.452
8 | 9 | 24 | 2393.47 | 2441.9794 | 2539.1758 | 2706.5134 | 1290.503 | 1323.9579 | 1399.2752 | 1539.3974 | -41.5373 | -69.4745 | -119.1936 | -179.4712 | 311.7203 | 417.5452 | 613.4083 | 904.2419 | 9.7231 | 18.741 | 38.8076 | 68.7174 | -0.0029378 | -0.0033719 | -0.0043111 | -0.005539 | 10.6278 | 16.7806 | 29.0791 | 44.6214 | 3974.5039 | 4149.5263 | 4500.5481 | 5084.0147
8 | 10 | 1 | 2253.6056 | 2299.6513 | 2391.1155 | 2550.6437 | 1228.5464 | 1260.3952 | 1332.0965 | 1465.4915 | -36.7689 | -60.5052 | -102.2355 | -153.7724 | 224.5458 | 301.6967 | 448.3269 | 668.5513 | 7.3249 | 14.0442 | 29.8212 | 53.751 | -0.0029378 | -0.0033719 | -0.0043111 | -0.005539 | 7.3458 | 11.5405 | 19.9909 | 30.7705 | 3684.5967 | 3826.8193 | 4119.1113 | 4615.43
8 | 10 | 2 | 2108.1335 | 2151.1654 | 2235.6675 | 2386.2504 | 1197.9208 | 1228.9756 | 1298.8895 | 1428.9591 | -33.9344 | -55.1898 | -94.9415 | -139.9797 | 139.6647 | 191.7437 | 297.0149 | 451.8012 | 6.1075 | 11.8103 | 25.7815 | 46.8755 | -0.0029378 | -0.0033719 | -0.0043111 | -0.005539 | 2.8802 | 4.6146 | 7.9571 | 12.1564 | 3420.7693 | 3533.1164 | 3770.3649 | 4186.0574
8 | 10 | 3 | 2024.2252 | 2065.8757 | 2146.1862 | 2290.1408 | 1206.4714 | 1237.7478 | 1308.1608 | 1439.1589 | -32.8068 | -53.3629 | -91.8139 | -137.2437 | 84.4827 | 122.1572 | 197.858 | 316.3936 | 6.2744 | 12.0946 | 25.9061 | 45.9008 | -0.0029378 | -0.0033719 | -0.0043111 | -0.005539 | 1.9192 | 2.9545 | 5.2592 | 8.3247 | 3290.5632 | 3387.4636 | 3591.5521 | 3962.6696
8 | 10 | 4 | 1959.3075 | 1998.9121 | 2075.1958 | 2211.5562 | 1298.85 | 1332.5213 | 1408.3258 | 1549.3542 | -32.8068 | -54.4155 | -92.0955 | -139.9797 | 49.5891 | 79.2479 | 138.6748 | 235.0508 | 6.4414 | 12.0946 | 25.9061 | 46.7738 | -0.0029378 | -0.0033719 | -0.0043111 | -0.005539 | 1.5881 | 2.5375 | 4.7653 | 6.9004 | 3282.9664 | 3370.8944 | 3560.768 | 3909.6501
8 | 10 | 5 | 1901.1093 | 1938.3171 | 2009.8692 | 2134.3 | 1510.2989 | 1549.4518 | 1637.597 | 1801.5844 | -34.6972 | -59.731 | -104.324 | -154.1971 | 43.996 | 69.3239 | 126.8312 | 231.654 | 9.2454 | 16.526 | 33.9855 | 58.233 | -0.0029378 | -0.0033719 | -0.0043111 | -0.005539 | 1.3275 | 1.8943 | 3.5111 | 5.7461 | 3431.2769 | 3515.7787 | 3707.4657 | 4077.3149
8 | 10 | 6 | 1919.8201 | 1955.8091 | 2025.6272 | 2143.812 | 1727.7161 | 1772.5053 | 1873.3395 | 2060.934 | -39.6492 | -69.9181 | -124.8961 | -192.1102 | 70.6944 | 108.0811 | 186.6056 | 322.9584 | 14.3037 | 25.279 | 49.026 | 83.3414 | -12.4365 | -14.2056 | -18.1721 | -23.7829 | -0.39634 | -0.74743 | -1.4491 | -1.6457 | 3680.0522 | 3776.8034 | 3990.081 | 4393.507
8 | 10 | 7 | 1817.7686 | 1849.1121 | 1909.1797 | 2002.7778 | 2186.6107 | 2243.2962 | 2370.9129 | 2608.3339 | -47.6499 | -85.7511 | -155.1323 | -239.9263 | 120.2832 | 180.4839 | 299.8697 | 517.9425 | 19.0498 | 33.6205 | 64.191 | 108.6532 | -270.9159 | -311.1045 | -398.6786 | -514.9756 | -0.78453 | -1.1645 | -1.8523 | -3.3402 | 3824.362 | 3908.4926 | 4088.49 | 4479.4653
8 | 10 | 8 | 1769.3138 | 1796.8148 | 1850.0065 | 1923.5845 | 2628.018 | 2696.1466 | 2849.5249 | 3134.8737 | -57.2196 | -101.4189 | -180.434 | -280.5756 | 167.5787 | 248.8737 | 409.6196 | 699.5685 | 19.0498 | 33.7667 | 64.7136 | 109.8311 | -658.1157 | -755.3267 | -965.0584 | -1237.3746 | 4.4764 | 6.735 | 21.348 | 20.3475 | 3873.1015 | 3925.5911 | 4049.7202 | 4370.2552
8 | 10 | 9 | 1796.9298 | 1822.7884 | 1874.2661 | 1936.865 | 2951.4525 | 3027.9658 | 3200.2207 | 3520.6878 | -66.4244 | -113.1023 | -196.2765 | -301.8435 | 187.1596 | 279.0273 | 460.44 | 783.6579 | 14.1367 | 25.7096 | 51.6252 | 88.9638 | -1122.2411 | -1288.4921 | -1648.4063 | -2119.262 | 14.9549 | 23.3165 | 52.2063 | 68.2241 | 3775.968 | 3777.2131 | 3794.0754 | 3977.2931
8 | 10 | 10 | 1946.1585 | 1973.2999 | 2030.5282 | 2095.6814 | 3191.6752 | 3274.416 | 3460.6909 | 3807.2413 | -73.7389 | -121.6278 | -208.9915 | -321.1084 | 179.0642 | 268.1697 | 444.4911 | 764.7174 | 9.89 | 19.0443 | 41.8563 | 72.5785 | -1532.7778 | -1759.9047 | -2252.4658 | -2899.2942 | 21.3289 | 33.1468 | 65.0045 | 97.5174 | 3741.6001 | 3686.5442 | 3581.1136 | 3617.3333
8 | 10 | 11 | 2068.7037 | 2097.2453 | 2159.3581 | 2227.9187 | 3354.4937 | 3441.4554 | 3637.2329 | 4001.462 | -80.0328 | -131.8149 | -224.8341 | -345.1123 | 161.069 | 244.0355 | 409.0791 | 711.7852 | 9.3173 | 18.3483 | 40.1668 | 72.3376 | -1775.0549 | -2038.4319 | -2609.9319 | -3361.0884 | 22.8246 | 35.7384 | 53.7419 | 103.7411 | 3761.3207 | 3666.5761 | 3464.8129 | 3411.0438
8 | 10 | 12 | 2269.4487 | 2301.8036 | 2372.8697 | 2451.3184 | 3459.043 | 3548.715 | 3750.5943 | 4126.1754 | -86.7681 | -140.8972 | -240.3951 | -366.8051 | 155.8747 | 233.1779 | 389.616 | 677.793 | 9.6647 | 19.8674 | 43.424 | 79.0098 | -1982.1909 | -2275.5568 | -2911.5506 | -3746.0632 | 13.4347 | 21.3112 | 16.1361 | 63.596 | 3838.5068 | 3708.4211 | 3420.6946 | 3285.0243
8 | 10 | 13 | 2503.6109 | 2540.8286 | 2623.5256 | 2716.8738 | 3541.596 | 3633.4081 | 3840.1054 | 4224.6501 | -92.2992 | -150.7538 | -252.547 | -388.0731 | 145.975 | 221.9077 | 373.6671 | 641.0446 | 9.2508 | 19.9757 | 43.1127 | 82.4155 | -1991.0214 | -2286.0632 | -2925.7407 | -3764.7135 | 4.319 | 6.8839 | 2.2636 | 20.807 | 4121.431 | 3986.1871 | 3704.3867 | 3533.0044
8 | 10 | 14 | 2608.4353 | 2647.7415 | 2735.8695 | 2836.2158 | 3582.8421 | 3675.7234 | 3884.828 | 4273.8511 | -98.8509 | -158.8356 | -264.4941 | -408.608 | 137.0914 | 205.4434 | 342.8503 | 585.3749 | 9.7054 | 21.2281 | 43.7706 | 90.5441 | -1849.4149 | -2123.5879 | -2717.8669 | -3497.0127 | -0.38548 | -0.62557 | -3.1918 | -0.94539 | 4389.423 | 4267.0874 | 4021.7656 | 3879.4198
8 | 10 | 15 | 2723.9052 | 2766.7919 | 2861.5103 | 2971.5576 | 3545.7461 | 3637.6658 | 3844.6053 | 4229.6006 | -102.4917 | -166.2565 | -275.1971 | -425.9821 | 123.0941 | 184.7856 | 308.2831 | 516.2488 | 10.8414 | 23.963 | 49.3861 | 101.5104 | -1605.3969 | -1843.781 | -2360.5374 | -3037.709 | -1.9464 | -2.9288 | -5.5582 | -7.2819 | 4693.7518 | 4600.2401 | 4422.4921 | 4347.9443
8 | 10 | 16 | 2877.9768 | 2925.7582 | 3032.1933 | 3161.1258 | 3383.1176 | 3470.8213 | 3668.2694 | 4035.6065 | -104.4563 | -168.5793 | -284.0932 | -436.3058 | 69.9964 | 102.7219 | 162.7837 | 266.7878 | 14.0282 | 29.3624 | 60.3328 | 118.3774 | -1275.5155 | -1465.1839 | -1876.0103 | -2413.0593 | -3.0078 | -4.9449 | -8.3089 | -13.177 | 4962.1394 | 4889.9558 | 4755.1667 | 4719.3556
8 | 10 | 17 | 3007.8976 | 3060.1724 | 3177.6461 | 3328.0054 | 3088.6978 | 3168.7689 | 3349.0339 | 3684.403 | -102.8543 | -167.0831 | -283.1202 | -432.8366 | 75.7986 | 108.6175 | 168.4772 | 270.1053 | 15.6283 | 32.1163 | 67.1152 | 128.2673 | -825.631 | -948.7848 | -1215.3251 | -1562.6455 | -8.8171 | -13.8017 | -23.4965 | -38.3796 | 5250.7198 | 5240.0055 | 5240.3305 | 5376.9195
8 | 10 | 18 | 3079.3155 | 3135.9589 | 3262.2866 | 3430.1184 | 2709.5971 | 2779.8405 | 2937.9801 | 3232.1867 | -96.4074 | -158.4967 | -269.3557 | -411.9896 | 90.095 | 129.136 | 195.8133 | 297.3834 | 16.7507 | 33.7627 | 69.598 | 131.6884 | -320.6679 | -369.0429 | -473.4527 | -608.2897 | -14.9522 | -22.9712 | -38.4285 | -68.6892 | 5463.7307 | 5528.1872 | 5684.4411 | 6002.4083
8 | 10 | 19 | 3000.7571 | 3057.0701 | 3180.5827 | 3353.4189 | 2417.5664 | 2480.2392 | 2621.3351 | 2883.8332 | -86.075 | -141.611 | -238.633 | -366.6013 | 94.8906 | 135.568 | 204.4804 | 304.589 | 15.0556 | 31.1171 | 63.7307 | 121.6481 | -27.074 | -31.2859 | -40.2305 | -51.0885 | -21.318 | -33.0602 | -54.4496 | -97.1874 | 5393.8026 | 5498.0375 | 5736.8159 | 6148.6119
8 | 10 | 20 | 3035.5411 | 3092.7417 | 3216.8043 | 3400.6338 | 2180.1748 | 2236.6935 | 2363.9345 | 2600.6567 | -75.6683 | -124.56 | -208.1259 | -320.3674 | 104.3914 | 148.3083 | 222.8957 | 328.5497 | 14.3471 | 28.3822 | 59.1604 | 111.6565 | -0.0029378 | -0.0033719 | -0.0043111 | -0.005539 | -18.1745 | -27.0916 | -42.5457 | -75.4531 | 5240.6087 | 5354.4708 | 5612.119 | 6045.6705
8 | 10 | 21 | 2948.6631 | 3004.6727 | 3124.4657 | 3310.3378 | 1904.7269 | 1954.105 | 2065.2701 | 2272.0843 | -66.0243 | -110.5537 | -185.7573 | -284.0366 | 193.3088 | 271.9763 | 416.4782 | 613.7152 | 13.1758 | 26.4637 | 54.7768 | 102.7412 | -0.0029378 | -0.0033719 | -0.0043111 | -0.005539 | -7.2942 | -12.8593 | -23.8483 | -40.6936 | 4986.5532 | 5133.8014 | 5451.3809 | 5974.1427
8 | 10 | 22 | 2774.1149 | 2826.7628 | 2939.8804 | 3122.6165 | 1647.5081 | 1690.218 | 1786.3711 | 1965.2567 | -57.8729 | -97.3216 | -166.0298 | -249.7089 | 211.304 | 291.6851 | 438.661 | 646.0139 | 12.8515 | 25.2479 | 53.2119 | 95.3839 | -0.0029378 | -0.0033719 | -0.0043111 | -0.005539 | -3.4992 | -6.0647 | -14.6329 | -19.8504 | 4584.4035 | 4730.524 | 5037.4573 | 5559.706
8 | 10 | 23 | 2539.7948 | 2589.4305 | 2693.0134 | 2865.5209 | 1450.7887 | 1488.3988 | 1573.0708 | 1730.5967 | -48.9588 | -83.037 | -141.2912 | -212.2205 | 315.3059 | 420.2996 | 605.7524 | 867.1439 | 11.0844 | 21.3676 | 46.2399 | 81.3921 | -0.0029378 | -0.0033719 | -0.0043111 | -0.005539 | 8.2552 | 12.7225 | 16.2105 | 32.7977 | 4276.2671 | 4449.1786 | 4792.9915 | 5365.2253
8 | 10 | 24 | 2409.807 | 2458.2765 | 2557.0419 | 2725.0479 | 1302.9499 | 1336.7274 | 1412.7712 | 1554.2448 | -41.7515 | -68.5871 | -116.5525 | -174.7321 | 280.1266 | 371.8196 | 541.7903 | 786.1509 | 8.6142 | 16.5436 | 35.2905 | 64.2354 | -0.0029378 | -0.0033719 | -0.0043111 | -0.005539 | 10.6278 | 16.7806 | 29.0791 | 44.6214 | 3970.3711 | 4131.5572 | 4459.4161 | 4999.5627
8 | 11 | 1 | 2264.3592 | 2310.5691 | 2402.928 | 2563.3852 | 1229.0265 | 1260.8877 | 1332.617 | 1466.0641 | -37.3174 | -61.3926 | -107.17 | -158.5116 | 236.7389 | 317.5162 | 460.1705 | 662.478 | 8.1365 | 15.4361 | 32.6804 | 58.233 | -0.0029378 | -0.0033719 | -0.0043111 | -0.005539 | 7.3458 | 11.5405 | 19.9909 | 30.7705 | 3708.2865 | 3854.5535 | 4141.2125 | 4622.4136
8 | 11 | 2 | 2147.3612 | 2191.1586 | 2278.2145 | 2431.9635 | 1187.5456 | 1218.3315 | 1287.6399 | 1416.583 | -34.483 | -56.9646 | -96.4669 | -144.2942 | 161.3585 | 216.9508 | 324.0133 | 473.0057 | 7.086 | 13.0748 | 28.5162 | 50.3828 | -0.0029378 | -0.0033719 | -0.0043111 | -0.005539 | 2.8802 | 4.6146 | 7.9571 | 12.1564 | 3471.7457 | 3587.1624 | 3829.8698 | 4239.7918
8 | 11 | 3 | 2051.9887 | 2094.3619 | 2176.7609 | 2323.7751 | 1176.5107 | 1207.0105 | 1275.6749 | 1403.4198 | -32.4419 | -53.3108 | -91.8139 | -139.9797 | 104.7711 | 144.9452 | 221.8829 | 333.7101 | 6.4414 | 12.3789 | 25.9061 | 46.8755 | -0.0029378 | -0.0033719 | -0.0043111 | -0.005539 | 1.9192 | 2.9545 | 5.2592 | 8.3247 | 3309.1863 | 3408.337 | 3613.6657 | 3976.12
8 | 11 | 4 | 1988.026 | 2028.6561 | 2107.4897 | 2248.7373 | 1217.5293 | 1249.0925 | 1320.1508 | 1452.3495 | -32.4419 | -53.3108 | -92.0955 | -137.9766 | 68.3819 | 97.4865 | 155.9584 | 241.7649 | 6.8472 | 12.9367 | 26.6886 | 46.8755 | -0.0029378 | -0.0033719 | -0.0043111 | -0.005539 | 1.5881 | 2.5375 | 4.7653 | 6.9004 | 3249.9277 | 3337.3952 | 3522.953 | 3858.6454
8 | 11 | 5 | 1947.0725 | 1986.3858 | 2062.2892 | 2196.8854 | 1323.1444 | 1357.4455 | 1434.6679 | 1578.3342 | -32.9904 | -54.5287 | -96.4669 | -143.1405 | 42.9893 | 63.9647 | 109.7506 | 179.3623 | 7.3249 | 13.917 | 28.5162 | 50.4845 | -0.0029378 | -0.0033719 | -0.0043111 | -0.005539 | 1.3275 | 1.8943 | 3.5111 | 5.7461 | 3288.8652 | 3369.0753 | 3542.2636 | 3867.6665
8 | 11 | 6 | 2001.9022 | 2041.6234 | 2120.0891 | 2258.3372 | 1343.0877 | 1377.9059 | 1456.2922 | 1602.1239 | -34.8808 | -59.8441 | -104.8105 | -157.3579 | 31.1951 | 46.2625 | 83.7999 | 145.37 | 9.0065 | 16.1144 | 32.6804 | 57.36 | -8.0394 | -9.1193 | -11.4858 | -14.7253 | -0.39634 | -0.74743 | -1.4491 | -1.6457 | 3341.8751 | 3412.1954 | 3575.1162 | 3889.4622
8 | 11 | 7 | 1953.7894 | 1991.1526 | 2065.1179 | 2189.7983 | 1588.2419 | 1629.4154 | 1722.1096 | 1894.5601 | -38.9194 | -68.3695 | -122.2551 | -186.101 | 31.594 | 50.6881 | 81.6204 | 138.1644 | 11.5716 | 21.2782 | 42.7742 | 72.9586 | -262.7989 | -301.6931 | -386.2512 | -498.1486 | -0.78453 | -1.1645 | -1.8523 | -3.3402 | 3282.6941 | 3321.3073 | 3401.2636 | 3607.8915
8 | 11 | 8 | 1993.8479 | 2029.9448 | 2102.7279 | 2219.6721 | 1886.4767 | 1935.3816 | 2045.4816 | 2250.3143 | -46.8894 | -81.4361 | -146.2362 | -222.0111 | 43.3881 | 64.5012 | 104.8512 | 172.1567 | 13.7309 | 24.8674 | 49.6731 | 84.621 | -672.5283 | -771.8509 | -986.2543 | -1265.2692 | 4.4764 | 11.5946 | 21.348 | 20.3475 | 3222.5024 | 3213.0026 | 3191.5911 | 3259.8313
8 | 11 | 9 | 2115.6642 | 2152.5666 | 2228.3029 | 2343.8474 | 2143.413 | 2198.9787 | 2324.0742 | 2556.8048 | -54.311 | -95.4423 | -170.2174 | -255.918 | 58.0834 | 84.7463 | 134.5695 | 225.0892 | 14.9483 | 27.7973 | 55.6649 | 94.3188 | -1193.638 | -1370.057 | -1752.1007 | -2252.4862 | 14.9549 | 29.1497 | 52.2063 | 68.2241 | 3099.1149 | 3027.7394 | 2872.4997 | 2779.8802
8 | 11 | 10 | 2243.7728 | 2281.769 | 2361.6538 | 2479.7592 | 2343.7328 | 2404.4915 | 2541.2783 | 2795.7595 | -61.2605 | -106.5167 | -187.3804 | -281.9251 | 71.6819 | 104.9914 | 169.9815 | 278.0216 | 13.9698 | 26.2593 | 54.0999 | 93.0016 | -1583.4088 | -1817.094 | -2322.8172 | -2984.3826 | 21.3289 | 36.4425 | 65.0045 | 97.5174 | 3049.8168 | 2930.343 | 2681.8203 | 2477.7517
8 | 11 | 11 | 2371.1555 | 2411.4018 | 2496.5908 | 2620.9036 | 2457.1821 | 2520.882 | 2664.2899 | 2931.0894 | -67.8887 | -116.3733 | -202.9414 | -301.1901 | 87.7826 | 129.1257 | 206.1875 | 334.8424 | 12.0493 | 23.7775 | 49.9357 | 87.2025 | -1823.2438 | -2092.7189 | -2676.3448 | -3440.7546 | 22.8246 | 29.1822 | 53.7419 | 103.7411 | 3059.8617 | 2905.2769 | 2591.4596 | 2335.8342
8 | 11 | 12 | 2476.5853 | 2518.7094 | 2609.496 | 2738.451 | 2530.1713 | 2595.7632 | 2743.431 | 3018.1557 | -73.4964 | -125.2904 | -215.3749 | -317.6025 | 99.9756 | 145.4817 | 232.9323 | 373.855 | 10.7736 | 22.6511 | 49.8112 | 85.1362 | -1961.5481 | -2251.7373 | -2880.2652 | -3703.1058 | 13.4347 | 8.2366 | 16.1361 | 63.596 | 3095.8959 | 2913.8144 | 2556.1664 | 2258.4856
8 | 11 | 13 | 2695.4363 | 2742.2074 | 2843.9055 | 2987.6695 | 2545.4948 | 2611.4841 | 2760.0462 | 3036.4346 | -79.469 | -131.6584 | -227.322 | -336.018 | 104.3723 | 148.8344 | 240.8054 | 384.3781 | 9.3309 | 21.6695 | 49.822 | 84.8312 | -1979.2146 | -2272.3449 | -2907.2128 | -3738.1173 | 4.319 | 0.81648 | 2.2636 | 20.807 | 3300.2697 | 3121.0085 | 2762.3079 | 2439.9851
8 | 11 | 14 | 2827.229 | 2877.0409 | 2985.2632 | 3138.6167 | 2540.292 | 2606.1464 | 2754.4049 | 3030.2284 | -84.3139 | -140.4624 | -241.3575 | -354.5498 | 101.8892 | 147.9111 | 235.5334 | 368.1238 | 10.1343 | 24.4234 | 55.822 | 92.719 | -1940.7472 | -2227.6275 | -2848.5743 | -3660.5561 | -0.38548 | -2.0162 | -3.1918 | -0.94539 | 3454.098 | 3285.4157 | 2937.8999 | 2613.6366
8 | 11 | 15 | 2939.3012 | 2992.5091 | 3107.0362 | 3267.1604 | 2524.0645 | 2589.4982 | 2736.8095 | 3010.8711 | -88.6409 | -147.4916 | -253.0996 | -368.0342 | 95.5079 | 138.3998 | 215.8168 | 333.5701 | 10.7559 | 26.178 | 60.33 | 99.2032 | -1691.6791 | -1941.8895 | -2483.2976 | -3190.7407 | -1.9464 | -3.2416 | -5.5582 | -7.2819 | 3787.3631 | 3653.9623 | 3378.0373 | 3144.748
8 | 11 | 16 | 3015.4754 | 3070.8443 | 3190.8313 | 3359.6016 | 2450.0537 | 2513.5688 | 2656.5607 | 2922.5862 | -91.1846 | -152.5287 | -261.9956 | -385.5249 | 52.6091 | 76.8545 | 118.2481 | 177.5986 | 13.6454 | 31.1659 | 69.6495 | 115.0956 | -1321.815 | -1517.7239 | -1941.5677 | -2494.7765 | -3.0078 | -4.8231 | -8.3089 | -13.177 | 4115.7762 | 4017.3578 | 3823.4173 | 3681.4035
8 | 11 | 17 | 2962.0001 | 3016.9809 | 3135.5684 | 3303.3623 | 2376.4125 | 2438.0184 | 2576.7124 | 2834.7421 | -91.5036 | -153.9642 | -264.4317 | -389.2226 | 55.909 | 78.861 | 123.9417 | 185.9365 | 15.2456 | 33.9197 | 74.3444 | 124.5191 | -856.8874 | -984.1525 | -1259.0625 | -1616.147 | -8.8171 | -13.1585 | -23.4965 | -38.3796 | 4452.359 | 4416.5048 | 4363.5761 | 4404.8107
8 | 11 | 18 | 2844.3231 | 2898.176 | 3011.3038 | 3175.3524 | 2262.252 | 2320.8985 | 2452.9298 | 2698.5639 | -86.368 | -148.2051 | -256.1648 | -372.3857 | 55.909 | 78.861 | 123.9417 | 185.9365 | 16.4481 | 35.9601 | 78.1214 | 128.5723 | -347.8342 | -399.9613 | -512.3765 | -657.346 | -14.9522 | -21.5982 | -38.4285 | -68.6892 | 4729.7779 | 4764.1309 | 4859.3269 | 5090.0042
8 | 11 | 19 | 2708.4438 | 2759.2679 | 2867.2284 | 3027.2167 | 2126.55 | 2181.6785 | 2305.7899 | 2536.6895 | -77.4539 | -133.3116 | -230.5815 | -334.4726 | 61.7112 | 86.6393 | 133.4029 | 195.4066 | 14.609 | 32.4006 | 70.4293 | 113.3649 | -28.1967 | -32.5502 | -41.7819 | -53.0377 | -21.318 | -30.5227 | -54.4496 | -97.1874 | 4784.3454 | 4863.6018 | 5050.0374 | 5387.9802
8 | 11 | 20 | 2752.2682 | 2803.9835 | 2914.4526 | 3084.2717 | 1963.2538 | 2014.1491 | 2128.73 | 2341.8991 | -67.9606 | -117.1479 | -202.4339 | -292.5532 | 84.0129 | 116.5453 | 173.4607 | 245.5131 | 12.6981 | 28.3944 | 62.0818 | 101.0815 | -0.0029378 | -0.0033719 | -0.0043111 | -0.005539 | -18.1745 | -24.458 | -42.5457 | -75.4531 | 4726.095 | 4821.4631 | 5033.7412 | 5404.7536
8 | 11 | 21 | 2675.5136 | 2727.2364 | 2834.3776 | 3004.9835 | 1764.0315 | 1809.7621 | 1912.7159 | 2104.2535 | -60.2813 | -102.8633 | -178.1817 | -260.2285 | 133.3026 | 187.0809 | 283.4135 | 413.2193 | 11.5037 | 25.2289 | 54.7768 | 91.4324 | -0.0029378 | -0.0033719 | -0.0043111 | -0.005539 | -7.2942 | -12.4422 | -23.8483 | -40.6936 | 4516.7729 | 4633.9995 | 4883.2495 | 5312.9609
8 | 11 | 22 | 2527.8376 | 2576.2695 | 2677.8906 | 2845.8431 | 1553.3718 | 1593.6413 | 1684.3003 | 1852.9646 | -54.3087 | -92.0672 | -159.9797 | -234.6461 | 146.1034 | 199.8211 | 302.0824 | 449.9672 | 10.7871 | 22.8867 | 50.0792 | 83.4431 | -0.0029378 | -0.0033719 | -0.0043111 | -0.005539 | -3.4992 | -7.3159 | -14.6329 | -19.8504 | 4180.2892 | 4293.2322 | 4539.7356 | 4977.7158
8 | 11 | 23 | 2318.9908 | 2364.939 | 2457.8658 | 2616.3756 | 1396.0089 | 1432.199 | 1513.6739 | 1665.2518 | -47.6499 | -80.3837 | -139.6891 | -206.2113 | 165.9029 | 226.3745 | 341.0084 | 507.3495 | 10.4397 | 20.956 | 44.9348 | 77.6439 | -0.0029378 | -0.0033719 | -0.0043111 | -0.005539 | 8.2552 | 10.0117 | 16.2105 | 32.7977 | 3851.9447 | 3974.0931 | 4234.0001 | 4693.2016
8 | 11 | 24 | 2245.7912 | 2291.0026 | 2381.7909 | 2540.5564 | 1245.6775 | 1277.9703 | 1350.6715 | 1485.9265 | -41.4631 | -68.8133 | -118.3595 | -175.465 | 280.1266 | 371.8196 | 541.7903 | 786.1509 | 8.7812 | 17.2395 | 37.5026 | 65.2101 | -0.0029378 | -0.0033719 | -0.0043111 | -0.005539 | 10.6278 | 16.7806 | 29.0791 | 44.6214 | 3749.5383 | 3905.9959 | 4222.4706 | 4746.9946
8 | 12 | 1 | 2112.5157 | 2155.1747 | 2240.0752 | 2391.2981 | 1183.9794 | 1214.6728 | 1283.7731 | 1412.329 | -36.2968 | -60.6184 | -104.324 | -156.5085 | 236.7389 | 317.5162 | 460.1705 | 662.478 | 8.3034 | 15.7204 | 33.9855 | 58.233 | -0.0029378 | -0.0033719 | -0.0043111 | -0.005539 | 7.3458 | 11.5405 | 19.9909 | 30.7705 | 3512.5834 | 3654.0029 | 3933.6668 | 4398.5945
8 | 12 | 2 | 2016.5821 | 2057.9963 | 2138.804 | 2284.2554 | 1147.3662 | 1177.1105 | 1244.0739 | 1368.6543 | -33.4624 | -55.3029 | -93.6209 | -142.2911 | 161.3585 | 216.9508 | 324.0133 | 473.0057 | 6.4414 | 12.3789 | 27.2111 | 48.091 | -0.0029378 | -0.0033719 | -0.0043111 | -0.005539 | 2.8802 | 4.6146 | 7.9571 | 12.1564 | 3301.163 | 3413.7447 | 3648.4343 | 4043.8662
8 | 12 | 3 | 1920.9828 | 1960.3652 | 2036.6263 | 2175.759 | 1143.0741 | 1172.7071 | 1239.42 | 1363.5344 | -32.4419 | -52.7017 | -90.7749 | -135.6653 | 104.7711 | 144.9452 | 221.8829 | 333.7101 | 6.4414 | 12.0946 | 25.9061 | 46.8755 | -0.0029378 | -0.0033719 | -0.0043111 | -0.005539 | 1.9192 | 2.9545 | 5.2592 | 8.3247 | 3144.7438 | 3240.3615 | 3438.3152 | 3792.5329
8 | 12 | 4 | 1863.4849 | 1901.9163 | 1974.9656 | 2108.5535 | 1172.754 | 1203.1564 | 1271.6016 | 1398.9386 | -31.3142 | -51.8144 | -87.929 | -133.6622 | 68.3819 | 97.4865 | 155.9584 | 241.7649 | 6.2744 | 11.683 | 24.601 | 43.7106 | -0.0029378 | -0.0033719 | -0.0043111 | -0.005539 | 1.5881 | 2.5375 | 4.7653 | 6.9004 | 3081.1662 | 3164.962 | 3343.9587 | 3666.2002
8 | 12 | 5 | 1809.7204 | 1847.043 | 1916.8838 | 2043.8627 | 1254.5911 | 1287.1151 | 1360.3365 | 1496.5593 | -31.9699 | -52.867 | -90.7749 | -138.4013 | 42.9893 | 63.9647 | 109.7506 | 179.3623 | 6.8472 | 12.9367 | 26.6886 | 46.0025 | -0.0029378 | -0.0033719 | -0.0043111 | -0.005539 | 1.3275 | 1.8943 | 3.5111 | 5.7461 | 3083.5027 | 3160.0835 | 3326.3913 | 3633.126
8 | 12 | 6 | 1869.8595 | 1908.9121 | 1981.8244 | 2114.2224 | 1215.5142 | 1247.0251 | 1317.9658 | 1449.9457 | -33.2046 | -56.5208 | -98.837 | -150.6157 | 31.1951 | 46.2625 | 83.7999 | 145.37 | 7.7891 | 14.6129 | 29.9458 | 51.3575 | -8.8247 | -10.0206 | -12.6352 | -16.167 | -0.39634 | -0.74743 | -1.4491 | -1.6457 | 3081.9322 | 3149.5238 | 3300.6146 | 3592.4673
8 | 12 | 7 | 1857.2765 | 1894.1988 | 1964.7802 | 2090.5921 | 1380.2958 | 1416.0785 | 1496.6363 | 1646.5081 | -36.0849 | -62.2798 | -110.0265 | -167.5692 | 31.594 | 50.6881 | 81.6204 | 138.1644 | 9.0065 | 16.526 | 34.11 | 59.3093 | -294.4234 | -337.5623 | -431.4712 | -556.1927 | -0.78453 | -1.1645 | -1.8523 | -3.3402 | 2946.8799 | 2976.4848 | 3033.797 | 3207.4718
8 | 12 | 8 | 1956.5811 | 1994.4913 | 2067.6808 | 2193.0802 | 1586.3569 | 1627.4815 | 1720.0657 | 1892.3115 | -41.2512 | -72.3017 | -129.2781 | -196.3123 | 43.3881 | 64.5012 | 104.8512 | 172.1567 | 12.3832 | 21.9741 | 44.8509 | 76.3267 | -642.9963 | -737.863 | -941.9037 | -1205.0463 | 4.4764 | 11.5946 | 21.348 | 20.3475 | 2918.9382 | 2909.878 | 2887.6146 | 2952.8639
8 | 12 | 9 | 2102.7726 | 2141.9562 | 2220.6308 | 2349.106 | 1780.8107 | 1826.9763 | 1930.9093 | 2124.2688 | -47.5451 | -85.3683 | -152.9778 | -229.4863 | 58.0834 | 84.7463 | 134.5695 | 225.0892 | 15.593 | 28.0816 | 56.3743 | 95.636 | -1095.0983 | -1257.2519 | -1606.4001 | -2057.3347 | 14.9549 | 29.1497 | 52.2063 | 68.2241 | 2829.5713 | 2768.29 | 2635.3123 | 2575.5031
8 | 12 | 10 | 2281.0396 | 2322.865 | 2408.9568 | 2543.4715 | 1960.1237 | 2010.9378 | 2125.3361 | 2338.1653 | -54.2804 | -97.4953 | -173.7548 | -260.2325 | 71.6819 | 104.9914 | 169.9815 | 278.0216 | 16.9624 | 31.2958 | 62.3661 | 108.0698 | -1570.2596 | -1803.554 | -2309.3363 | -2972.6192 | 21.3289 | 36.4425 | 65.0045 | 97.5174 | 2726.5965 | 2605.4833 | 2348.5538 | 2132.3939
8 | 12 | 11 | 2390.3804 | 2433.836 | 2524.862 | 2662.5749 | 2081.5897 | 2135.5527 | 2257.04 | 2483.0579 | -59.9952 | -107.4651 | -190.5597 | -277.0695 | 87.7826 | 129.1257 | 206.1875 | 334.8424 | 15.0203 | 28.366 | 59.247 | 100.7501 | -1866.0127 | -2142.9035 | -2742.9022 | -3528.8248 | 22.8246 | 29.1822 | 53.7419 | 103.7411 | 2671.5898 | 2505.6939 | 2167.6166 | 1879.0721
8 | 12 | 12 | 2561.5318 | 2607.8476 | 2706.4874 | 2853.8507 | 2164.227 | 2220.3322 | 2346.6425 | 2581.6331 | -65.6028 | -115.6079 | -201.6727 | -286.4316 | 99.9756 | 145.4817 | 232.9323 | 373.855 | 11.5852 | 24.3462 | 52.8084 | 88.0755 | -1993.726 | -2289.7428 | -2931.1378 | -3771.0282 | 13.4347 | 8.2366 | 16.1361 | 63.596 | 2791.4255 | 2600.8937 | 2222.1963 | 1903.5506
8 | 12 | 13 | 2812.3064 | 2863.6934 | 2973.907 | 3138.9564 | 2192.2193 | 2249.0502 | 2376.9942 | 2615.0242 | -70.4478 | -124.5249 | -215.6316 | -300.5326 | 104.3723 | 148.8344 | 240.8054 | 384.3781 | 9.9036 | 22.5049 | 52.0368 | 84.1615 | -2002.3964 | -2299.7868 | -2943.9148 | -3786.5188 | 4.319 | 0.81648 | 2.2636 | 20.807 | 3050.2764 | 2860.5877 | 2486.4605 | 2156.2757
8 | 12 | 14 | 2921.5035 | 2975.8451 | 3090.5989 | 3262.8253 | 2234.2387 | 2292.159 | 2422.5553 | 2665.1478 | -76.0554 | -132.7198 | -227.8602 | -316.6367 | 101.8892 | 147.9111 | 235.5334 | 368.1238 | 9.4028 | 23.63 | 54.7822 | 87.0214 | -1967.1475 | -2258.2887 | -2888.5373 | -3712.3255 | -0.38548 | -2.0162 | -3.1918 | -0.94539 | 3223.4458 | 3046.5205 | 2683.8807 | 2353.2108
8 | 12 | 15 | 3064.4555 | 3122.0924 | 3242.3639 | 3425.9245 | 2257.762 | 2316.2921 | 2448.0613 | 2693.2079 | -80.3519 | -140.6365 | -239.8838 | -333.1655 | 95.5079 | 138.3998 | 215.8168 | 333.5701 | 10.3732 | 26.5111 | 61.3048 | 94.9092 | -1717.4577 | -1971.8291 | -2522.3104 | -3241.2321 | -1.9464 | -3.2416 | -5.5582 | -7.2819 | 3628.3427 | 3487.5882 | 3199.7944 | 2965.9322
8 | 12 | 16 | 3160.4408 | 3223.7302 | 3347.9533 | 3540.3189 | 2229.1582 | 2286.9467 | 2417.0465 | 2659.0873 | -83.5512 | -144.6731 | -248.8565 | -348.5366 | 52.6091 | 76.8545 | 118.2481 | 177.5986 | 11.5675 | 29.3922 | 66.7822 | 103.6852 | -1339.4056 | -1538.0564 | -1967.861 | -2528.336 | -3.0078 | -4.8231 | -8.3089 | -13.177 | 4027.811 | 3929.3711 | 3725.0036 | 3590.6404
8 | 12 | 17 | 3220.7896 | 3285.6569 | 3413.7813 | 3613.1651 | 2184.1611 | 2240.7831 | 2368.2568 | 2605.4119 | -84.4187 | -146.1607 | -251.3691 | -358.9767 | 55.909 | 78.861 | 123.9417 | 185.9365 | 13.7404 | 32.5577 | 72.3841 | 116.1719 | -857.4522 | -984.9676 | -1260.6467 | -1619.1473 | -8.8171 | -13.1585 | -23.4965 | -38.3796 | 4523.9121 | 4493.5719 | 4442.8515 | 4504.1819
8 | 12 | 18 | 3163.7837 | 3227.6726 | 3354.0179 | 3554.4086 | 2067.1398 | 2120.7282 | 2241.3722 | 2465.8211 | -81.9033 | -143.0549 | -245.7432 | -355.9323 | 55.909 | 78.861 | 123.9417 | 185.9365 | 15.9934 | 35.7055 | 77.7261 | 125.2529 | -341.5162 | -392.6507 | -502.9602 | -645.318 | -14.9522 | -21.5982 | -38.4285 | -68.6892 | 4864.4542 | 4905.6634 | 5009.926 | 5261.4796
8 | 12 | 19 | 2998.3588 | 3058.884 | 3178.9285 | 3371.2994 | 1950.4865 | 2001.0508 | 2114.8866 | 2326.6694 | -75.64 | -130.9278 | -226.4916 | -329.6169 | 61.7112 | 86.6393 | 133.4029 | 195.4066 | 15.1099 | 33.4905 | 73.0285 | 117.1619 | -28.1967 | -32.5502 | -41.7819 | -53.0377 | -21.318 | -30.5227 | -54.4496 | -97.1874 | 4900.5116 | 4986.0639 | 5177.5234 | 5530.6954
8 | 12 | 20 | 2994.9308 | 3055.0408 | 3177.4107 | 3372.6827 | 1801.4803 | 1848.1817 | 1953.3211 | 2148.9248 | -67.9606 | -117.0348 | -204.3175 | -297.2923 | 84.0129 | 116.5453 | 173.4607 | 245.5131 | 14.8574 | 31.7359 | 68.4581 | 112.1981 | -0.0029378 | -0.0033719 | -0.0043111 | -0.005539 | -18.1745 | -24.458 | -42.5457 | -75.4531 | 4809.1433 | 4910.0076 | 5125.7831 | 5506.5678
8 | 12 | 21 | 2908.2947 | 2965.0684 | 3085.4174 | 3278.974 | 1624.747 | 1666.8668 | 1761.6915 | 1938.1057 | -60.9675 | -104.7423 | -181.3858 | -266.9708 | 133.3026 | 187.0809 | 283.4135 | 413.2193 | 14.0689 | 29.0009 | 62.4582 | 106.5006 | -0.0029378 | -0.0033719 | -0.0043111 | -0.005539 | -7.2942 | -12.4422 | -23.8483 | -40.6936 | 4612.1485 | 4730.8292 | 4987.7422 | 5429.1296
8 | 12 | 22 | 2677.7328 | 2730.8172 | 2841.8802 | 3022.4774 | 1458.8768 | 1496.6966 | 1581.8407 | 1740.2447 | -54.7807 | -95.7731 | -166.3113 | -246.1275 | 146.1034 | 199.8211 | 302.0824 | 449.9672 | 15.6785 | 30.5322 | 63.6279 | 108.9957 | -0.0029378 | -0.0033719 | -0.0043111 | -0.005539 | -3.4992 | -7.3159 | -14.6329 | -19.8504 | 4240.1087 | 4354.7748 | 4608.4826 | 5055.7015
8 | 12 | 23 | 2395.9614 | 2444.0188 | 2542.0018 | 2708.1666 | 1325.9612 | 1360.3354 | 1437.7221 | 1581.6943 | -47.5734 | -81.4885 | -143.1748 | -215.3813 | 168.8039 | 230.8 | 350.4697 | 530.1779 | 13.9834 | 26.8157 | 55.4131 | 95.2447 | -0.0029378 | -0.0033719 | -0.0043111 | -0.005539 | 8.2552 | 10.0117 | 16.2105 | 32.7977 | 3865.3888 | 3990.4898 | 4258.6382 | 4732.6944
8 | 12 | 24 | 2168.9047 | 2212.1989 | 2298.6823 | 2450.8387 | 1302.271 | 1336.031 | 1412.0351 | 1553.435 | -40.8074 | -68.7002 | -119.9616 | -179.8959 | 311.7203 | 417.5452 | 613.4083 | 904.2419 | 10.9405 | 20.5633 | 43.0341 | 74.7199 | -0.0029378 | -0.0033719 | -0.0043111 | -0.005539 | 10.6278 | 16.7806 | 29.0791 | 44.6214 | 3763.6539 | 3934.4155 | 4276.273 | 4847.9554
8 | 13 | 1 | 2079.5701 | 2121.6297 | 2204.4043 | 2352.1475 | 1233.403 | 1265.3776 | 1337.3624 | 1471.2847 | -35.7177 | -58.5131 | -102.2355 | -153.7724 | 224.5458 | 301.6967 | 448.3269 | 668.5513 | 9.0784 | 16.132 | 33.9855 | 61.9436 | -0.0029378 | -0.0033719 | -0.0043111 | -0.005539 | 7.3458 | 11.5405 | 19.9909 | 30.7705 | 3518.2224 | 3657.86 | 3941.8302 | 4430.9196
8 | 13 | 2 | 2003.0006 | 2044.2543 | 2123.7838 | 2267.2008 | 1196.847 | 1227.8739 | 1297.7252 | 1427.6782 | -32.3348 | -54.085 | -93.1345 | -139.555 | 139.6647 | 191.7437 | 297.0149 | 451.8012 | 7.3249 | 13.2211 | 27.9936 | 51.2558 | -0.0029378 | -0.0033719 | -0.0043111 | -0.005539 | 2.8802 | 4.6146 | 7.9571 | 12.1564 | 3317.3797 | 3427.6192 | 3661.336 | 4070.5319
8 | 13 | 3 | 1948.197 | 1987.6998 | 2064.4834 | 2204.2732 | 1208.3988 | 1239.7252 | 1310.2507 | 1441.458 | -31.3142 | -52.4234 | -88.6864 | -134.8159 | 84.4827 | 122.1572 | 197.858 | 316.3936 | 6.6802 | 12.0946 | 25.9061 | 46.7738 | -0.0029378 | -0.0033719 | -0.0043111 | -0.005539 | 1.9192 | 2.9545 | 5.2592 | 8.3247 | 3218.3607 | 3312.2046 | 3515.0667 | 3882.402
8 | 13 | 4 | 1875.6645 | 1913.8723 | 1986.4215 | 2116.4261 | 1299.8084 | 1333.5045 | 1409.365 | 1550.4975 | -32.3348 | -52.4234 | -90.2885 | -135.2406 | 49.5891 | 79.2479 | 138.6748 | 235.0508 | 6.6802 | 12.7905 | 26.6886 | 46.7738 | -0.0029378 | -0.0033719 | -0.0043111 | -0.005539 | 1.5881 | 2.5375 | 4.7653 | 6.9004 | 3200.9926 | 3289.5259 | 3475.6224 | 3820.4024
8 | 13 | 5 | 1831.5939 | 1867.7784 | 1936.2669 | 2055.4106 | 1511.4185 | 1550.6004 | 1638.811 | 1802.92 | -34.011 | -58.9567 | -102.7986 | -154.1971 | 43.996 | 69.3239 | 126.8312 | 231.654 | 9.6512 | 17.2219 | 34.7679 | 60.4231 | -0.0029378 | -0.0033719 | -0.0043111 | -0.005539 | 1.3275 | 1.8943 | 3.5111 | 5.7461 | 3363.9731 | 3447.8588 | 3637.3853 | 4001.9512
8 | 13 | 6 | 1848.8041 | 1884.1594 | 1951.1816 | 2062.1489 | 1740.6458 | 1785.7702 | 1887.3591 | 2076.3575 | -39.1772 | -69.9181 | -126.2166 | -192.5349 | 70.6944 | 108.0811 | 186.6056 | 322.9584 | 14.9483 | 26.4055 | 51.238 | 87.8234 | -13.6611 | -15.4983 | -19.4022 | -24.4186 | -0.39634 | -0.74743 | -1.4491 | -1.6457 | 3621.858 | 3718.2524 | 3929.3164 | 4330.689
8 | 13 | 7 | 1754.8281 | 1785.4296 | 1843.2188 | 1929.207 | 2216.9065 | 2274.3774 | 2403.7622 | 2644.4727 | -48.1984 | -86.3601 | -156.1713 | -242.2377 | 120.2832 | 180.4839 | 299.8697 | 517.9425 | 19.8614 | 34.4626 | 66.2786 | 113.1352 | -260.6127 | -299.3039 | -383.5062 | -495.1065 | -0.78453 | -1.1645 | -1.8523 | -3.3402 | 3802.2836 | 3887.925 | 4071.5994 | 4464.0729
8 | 13 | 8 | 1761.2832 | 1788.5665 | 1841.9615 | 1914.0209 | 2641.4654 | 2709.9425 | 2864.1057 | 3150.9147 | -58.4544 | -102.0279 | -184.6005 | -284.89 | 167.5787 | 248.8737 | 409.6196 | 699.5685 | 20.1003 | 35.4429 | 68.2307 | 116.5033 | -716.6061 | -823.039 | -1053.4168 | -1354.6154 | 4.4764 | 11.5946 | 21.348 | 20.3475 | 3819.8436 | 3869.3533 | 3967.2481 | 4261.8495
8 | 13 | 9 | 1787.4259 | 1812.6651 | 1864.069 | 1926.1696 | 2943.2337 | 3019.5339 | 3191.3091 | 3510.8839 | -66.7893 | -112.824 | -201.482 | -313.2085 | 187.1596 | 279.0273 | 460.44 | 783.6579 | 17.5352 | 30.7272 | 60.6739 | 106.1205 | -1268.1427 | -1455.5004 | -1861.2206 | -2392.7508 | 14.9549 | 29.1497 | 52.2063 | 68.2241 | 3615.3772 | 3602.7787 | 3565.9956 | 3689.0967
8 | 13 | 10 | 1935.2626 | 1960.9181 | 2017.3335 | 2083.3897 | 3166.1774 | 3248.2571 | 3433.044 | 3776.8258 | -73.6012 | -120.2447 | -212.39 | -330.0456 | 179.0642 | 268.1697 | 444.4911 | 764.7174 | 13.0279 | 24.1715 | 48.8906 | 87.545 | -1639.7352 | -1882.2601 | -2407.4318 | -3095.3254 | 21.3289 | 36.4425 | 65.0045 | 97.5174 | 3601.5245 | 3535.4542 | 3388.9419 | 3384.6242
8 | 13 | 11 | 2061.0149 | 2089.9012 | 2151.6856 | 2220.6769 | 3303.3971 | 3389.0341 | 3581.8295 | 3940.5106 | -80.1223 | -129.1617 | -223.298 | -350.7724 | 161.069 | 244.0355 | 409.0791 | 711.7852 | 11.8824 | 21.9741 | 45.3735 | 83.3901 | -1959.9039 | -2248.9855 | -2874.4419 | -3692.61 | 22.8246 | 29.1822 | 53.7419 | 103.7411 | 3520.1618 | 3395.9799 | 3143.9697 | 3016.7215
8 | 13 | 12 | 2155.341 | 2185.8584 | 2251.3804 | 2322.9089 | 3418.0693 | 3506.6791 | 3706.167 | 4077.2992 | -86.2785 | -136.4172 | -235.45 | -369.6126 | 155.8747 | 233.1779 | 389.616 | 677.793 | 10.2008 | 19.0253 | 41.7318 | 81.9713 | -2095.6293 | -2404.7207 | -3073.3724 | -3947.8183 | 13.4347 | 8.2366 | 16.1361 | 63.596 | 3571.0127 | 3411.8394 | 3096.209 | 2906.1375
8 | 13 | 13 | 2280.4191 | 2313.0299 | 2384.9163 | 2463.332 | 3469.9902 | 3559.946 | 3762.4642 | 4139.2339 | -91.7791 | -143.5595 | -246.3581 | -390.3395 | 145.975 | 221.9077 | 373.6671 | 641.0446 | 10.7871 | 19.4369 | 43.8193 | 88.3386 | -2095.4705 | -2404.7482 | -3073.7428 | -3948.1868 | 4.319 | 0.81648 | 2.2636 | 20.807 | 3724.2408 | 3566.8293 | 3247.0297 | 3014.2298
8 | 13 | 14 | 2446.6695 | 2482.5754 | 2562.7666 | 2652.9021 | 3500.4175 | 3591.1621 | 3795.4561 | 4175.5296 | -97.0961 | -150.5366 | -257.2661 | -408.022 | 137.0914 | 205.4434 | 342.8503 | 585.3749 | 10.3732 | 19.1702 | 43.8924 | 91.7443 | -1986.2363 | -2279.7511 | -2914.9037 | -3745.2855 | -0.38548 | -2.0162 | -3.1918 | -0.94539 | 4010.8338 | 3866.0472 | 3569.6039 | 3351.298
8 | 13 | 15 | 2593.97 | 2633.2395 | 2722.5274 | 2825.989 | 3443.2902 | 3532.5539 | 3733.5138 | 4107.3844 | -100.1577 | -156.7394 | -266.0855 | -418.2293 | 123.0941 | 184.7856 | 308.2831 | 516.2488 | 10.9948 | 21.0819 | 48.2029 | 98.6574 | -1717.2245 | -1971.1341 | -2520.3024 | -3237.4512 | -1.9464 | -3.2416 | -5.5582 | -7.2819 | 4352.0205 | 4240.5458 | 4020.5811 | 3885.3172
8 | 13 | 16 | 2750.5885 | 2793.8125 | 2893.8472 | 3015.4023 | 3284.608 | 3369.7579 | 3561.4567 | 3918.0977 | -101.5432 | -159.9496 | -274.4185 | -430.8645 | 69.9964 | 102.7219 | 162.7837 | 266.7878 | 12.7619 | 24.5317 | 56.553 | 110.4967 | -1339.3632 | -1537.6655 | -1966.236 | -2524.6529 | -3.0078 | -4.8231 | -8.3089 | -13.177 | 4674.0405 | 4588.3859 | 4425.6771 | 4342.0901
8 | 13 | 17 | 2860.1357 | 2908.696 | 3017.2383 | 3156.6831 | 3010.5684 | 3088.6142 | 3264.3192 | 3591.2052 | -101.0689 | -161.0545 | -276.2916 | -426.9705 | 75.7986 | 108.6175 | 168.4772 | 270.1053 | 13.9562 | 27.6971 | 62.8129 | 118.1964 | -854.1165 | -980.8862 | -1254.6685 | -1610.3145 | -8.8171 | -13.1585 | -23.4965 | -38.3796 | 4996.4564 | 4978.5256 | 4958.391 | 5060.5254
8 | 13 | 18 | 2976.888 | 3028.1655 | 3145.4614 | 3308.6559 | 2640.7118 | 2709.1694 | 2863.2886 | 3150.0157 | -96.2982 | -155.0171 | -266.2177 | -416.0262 | 90.095 | 129.136 | 195.8133 | 297.3834 | 16.1291 | 31.5585 | 69.3354 | 126.9724 | -340.557 | -391.5254 | -501.3056 | -642.4467 | -14.9522 | -21.5982 | -38.4285 | -68.6892 | 5272.0165 | 5329.8886 | 5467.9471 | 5755.8653
8 | 13 | 19 | 2975.34 | 3030.4365 | 3150.3803 | 3321.0887 | 2346.9772 | 2407.8201 | 2544.7962 | 2799.6297 | -86.8661 | -141.2284 | -242.5946 | -375.9182 | 94.8906 | 135.568 | 204.4804 | 304.589 | 16.1291 | 31.0088 | 66.9852 | 125.6706 | -27.074 | -31.2859 | -40.2305 | -51.0885 | -21.318 | -30.5227 | -54.4496 | -97.1874 | 5298.0788 | 5401.7965 | 5629.3675 | 6026.7838
8 | 13 | 20 | 2977.6321 | 3034.2275 | 3156.0719 | 3333.8779 | 2113.4027 | 2168.1904 | 2291.5344 | 2521.0066 | -77.5411 | -126.0564 | -218.1375 | -337.0843 | 104.3914 | 148.3083 | 222.8957 | 328.5497 | 17.0792 | 31.4326 | 67.4239 | 127.1535 | -0.0029378 | -0.0033719 | -0.0043111 | -0.005539 | -18.1745 | -24.458 | -42.5457 | -75.4531 | 5116.7869 | 5231.641 | 5477.2384 | 5898.0446
8 | 13 | 21 | 2927.0694 | 2983.6692 | 3102.9601 | 3287.3512 | 1846.7572 | 1894.6324 | 2002.4142 | 2202.9342 | -68.0348 | -111.3279 | -194.2435 | -303.2976 | 193.3088 | 271.9763 | 416.4782 | 613.7152 | 17.5664 | 31.6275 | 67.0177 | 124.5831 | -0.0029378 | -0.0033719 | -0.0043111 | -0.005539 | -7.2942 | -12.4422 | -23.8483 | -40.6936 | 4909.3698 | 5058.1319 | 5370.7742 | 5884.587
8 | 13 | 22 | 2718.6197 | 2771.0748 | 2881.3438 | 3060.9997 | 1597.2465 | 1638.6535 | 1731.8732 | 1905.3014 | -58.7864 | -98.8702 | -171.5934 | -268.9699 | 211.304 | 291.6851 | 438.661 | 646.0139 | 17.3506 | 31.0711 | 64.6703 | 118.4415 | -0.0029378 | -0.0033719 | -0.0043111 | -0.005539 | -3.4992 | -7.3159 | -14.6329 | -19.8504 | 4482.2324 | 4626.295 | 4930.3176 | 5441.9305
8 | 13 | 23 | 2485.3417 | 2534.1144 | 2634.635 | 2805.5061 | 1400.8847 | 1437.2011 | 1518.9606 | 1671.0679 | -49.2167 | -82.7586 | -143.7273 | -222.8525 | 318.6058 | 426.7316 | 618.7278 | 894.422 | 14.9388 | 26.943 | 55.0259 | 99.9676 | -0.0029378 | -0.0033719 | -0.0043111 | -0.005539 | 8.2552 | 10.0117 | 16.2105 | 32.7977 | 4178.8066 | 4352.2398 | 4699.8282 | 5280.9033
8 | 13 | 24 | 2332.1878 | 2378.9994 | 2473.2156 | 2636.3957 | 1286.6144 | 1319.9685 | 1395.0589 | 1534.7588 | -40.9582 | -68.4218 | -119.1936 | -181.0496 | 311.7203 | 417.5452 | 613.4083 | 904.2419 | 11.4182 | 20.5444 | 42.3248 | 76.8085 | -0.0029378 | -0.0033719 | -0.0043111 | -0.005539 | 10.6278 | 16.7806 | 29.0791 | 44.6214 | 3911.6074 | 4085.4129 | 4433.8887 | 5015.7711
8 | 14 | 1 | 2183.847 | 2227.7197 | 2315.0228 | 2469.9794 | 1225.7251 | 1257.5007 | 1329.0374 | 1462.126 | -35.9756 | -59.4526 | -102.0305 | -155.3508 | 224.5458 | 301.6967 | 448.3269 | 668.5513 | 7.9696 | 15.0245 | 31.5107 | 57.928 | -0.0029378 | -0.0033719 | -0.0043111 | -0.005539 | 7.3458 | 11.5405 | 19.9909 | 30.7705 | 3613.4548 | 3754.0261 | 4041.8538 | 4533.9988
8 | 14 | 2 | 2093.0101 | 2135.6375 | 2219.2241 | 2369.0351 | 1187.5715 | 1218.3581 | 1287.668 | 1416.6139 | -33.3553 | -53.9719 | -91.609 | -139.1303 | 139.6647 | 191.7437 | 297.0149 | 451.8012 | 5.7017 | 11.1144 | 23.9539 | 44.3804 | -0.0029378 | -0.0033719 | -0.0043111 | -0.005539 | 2.8802 | 4.6146 | 7.9571 | 12.1564 | 3395.4699 | 3507.4929 | 3744.2048 | 4154.8511
8 | 14 | 3 | 2022.2876 | 2063.581 | 2143.6129 | 2287.9329 | 1197.0353 | 1228.0672 | 1297.9294 | 1427.9029 | -32.2277 | -51.536 | -88.4815 | -134.8159 | 84.4827 | 122.1572 | 197.858 | 316.3936 | 5.4628 | 10.7028 | 22.6489 | 42.0885 | -0.0029378 | -0.0033719 | -0.0043111 | -0.005539 | 1.9192 | 2.9545 | 5.2592 | 8.3247 | 3278.957 | 3375.9232 | 3578.8227 | 3947.8212
8 | 14 | 4 | 1957.6576 | 1997.3471 | 2073.7757 | 2209.5672 | 1291.2641 | 1324.7388 | 1400.1005 | 1540.3053 | -32.2277 | -53.1977 | -90.2885 | -136.819 | 49.5891 | 79.2479 | 138.6748 | 235.0508 | 5.8686 | 10.7028 | 23.4314 | 42.0885 | -0.0029378 | -0.0033719 | -0.0043111 | -0.005539 | 1.5881 | 2.5375 | 4.7653 | 6.9004 | 3273.7369 | 3361.3729 | 3550.455 | 3897.0877
8 | 14 | 5 | 1923.9997 | 1962.0715 | 2034.9431 | 2160.9579 | 1505.6862 | 1544.7195 | 1632.5955 | 1796.0821 | -35.0315 | -58.8436 | -104.1191 | -158.5116 | 43.996 | 69.3239 | 126.8312 | 231.654 | 9.6512 | 17.9178 | 34.8925 | 62.6133 | -0.0029378 | -0.0033719 | -0.0043111 | -0.005539 | 1.3275 | 1.8943 | 3.5111 | 5.7461 | 3449.626 | 3537.0799 | 3728.65 | 4098.5364
8 | 14 | 6 | 1937.9747 | 1974.6495 | 2046.601 | 2164.116 | 1732.317 | 1777.2254 | 1878.3282 | 2066.4223 | -40.0906 | -69.9181 | -126.2166 | -194.4216 | 70.6944 | 108.0811 | 186.6056 | 322.9584 | 14.5425 | 25.5634 | 49.8085 | 85.5316 | -3.9074 | -4.4283 | -5.6029 | -7.3078 | -0.39634 | -0.74743 | -1.4491 | -1.6457 | 3711.1342 | 3810.4256 | 4028.0747 | 4435.6532
8 | 14 | 7 | 1804.3941 | 1835.0739 | 1895.2092 | 1985.3889 | 2207.4684 | 2264.6946 | 2393.5286 | 2633.2143 | -48.0913 | -85.4727 | -155.9664 | -246.5522 | 120.2832 | 180.4839 | 299.8697 | 517.9425 | 19.8614 | 35.1586 | 66.4031 | 113.9065 | -270.2488 | -310.5792 | -398.4914 | -515.0881 | -0.78453 | -1.1645 | -1.8523 | -3.3402 | 3832.8824 | 3918.1945 | 4098.7005 | 4485.4718
8 | 14 | 8 | 1763.6952 | 1791.1632 | 1844.9248 | 1916.4274 | 2625.2063 | 2693.262 | 2846.4763 | 3131.5198 | -58.1331 | -100.2531 | -181.268 | -286.7767 | 167.5787 | 248.8737 | 409.6196 | 699.5685 | 19.6945 | 34.4626 | 66.4031 | 114.2115 | -716.8499 | -822.7074 | -1050.895 | -1346.6311 | 4.4764 | 11.5946 | 21.348 | 20.3475 | 3805.6682 | 3856.3956 | 3956.6087 | 4248.6668
8 | 14 | 9 | 1797.471 | 1823.4235 | 1875.4348 | 1937.777 | 2920.5418 | 2996.2538 | 3166.7046 | 3483.8155 | -67.0166 | -110.275 | -198.4311 | -312.3591 | 187.1596 | 279.0273 | 460.44 | 783.6579 | 16.3178 | 28.6394 | 56.1117 | 98.6992 | -1290.3759 | -1481.0417 | -1893.8716 | -2434.1245 | 14.9549 | 29.1497 | 52.2063 | 68.2241 | 3579.0527 | 3565.1771 | 3518.5946 | 3625.6902
8 | 14 | 10 | 1826.9673 | 1851.4909 | 1903.206 | 1959.1527 | 3149.5249 | 3231.173 | 3414.9879 | 3756.9617 | -73.7519 | -116.8083 | -203.3656 | -324.4571 | 179.0642 | 268.1697 | 444.4911 | 764.7174 | 10.2958 | 19.0443 | 40.2887 | 73.2482 | -1680.3158 | -1928.6949 | -2466.2945 | -3169.1625 | 21.3289 | 36.4425 | 65.0045 | 97.5174 | 3433.1134 | 3360.8172 | 3198.3181 | 3157.9777
8 | 14 | 11 | 1868.9795 | 1894.2303 | 1947.4082 | 2000.234 | 3291.9613 | 3377.3018 | 3569.4298 | 3926.8692 | -80.4872 | -124.229 | -214.7601 | -342.8725 | 161.069 | 244.0355 | 409.0791 | 711.7852 | 7.8026 | 14.6129 | 32.6696 | 64.9539 | -1968.2605 | -2259.2622 | -2889.2165 | -3712.9696 | 22.8246 | 29.1822 | 53.7419 | 103.7411 | 3303.8893 | 3175.8715 | 2908.352 | 2751.7412
8 | 14 | 12 | 1915.194 | 1940.6902 | 1995.2995 | 2047.9702 | 3401.0841 | 3489.2536 | 3687.7502 | 4057.0382 | -87.0084 | -131.6497 | -225.9496 | -365.719 | 155.8747 | 233.1779 | 389.616 | 677.793 | 7.3887 | 13.2021 | 31.24 | 68.258 | -2112.9 | -2425.7205 | -3103.2506 | -3990.0511 | 13.4347 | 8.2366 | 16.1361 | 63.596 | 3293.0678 | 3127.1903 | 2790.8416 | 2558.8852
8 | 14 | 13 | 2032.7728 | 2060.8069 | 2120.4121 | 2180.3961 | 3455.3462 | 3544.9224 | 3746.5859 | 4121.7656 | -93.2694 | -140.5667 | -239.7036 | -387.4075 | 145.975 | 221.9077 | 373.6671 | 641.0446 | 8.8219 | 14.7212 | 34.508 | 79.653 | -2098.5672 | -2409.5455 | -3082.961 | -3964.1127 | 4.319 | 0.81648 | 2.2636 | 20.807 | 3455.3982 | 3293.0625 | 2954.7721 | 2692.146
8 | 14 | 14 | 2083.3104 | 2112.0075 | 2174.4251 | 2236.7798 | 3498.2513 | 3588.9397 | 3793.1073 | 4172.9456 | -98.4792 | -148.3181 | -253.4577 | -408.6716 | 137.0914 | 205.4434 | 342.8503 | 585.3749 | 10.0882 | 16.0941 | 38.1605 | 90.6193 | -1936.6072 | -2223.9025 | -2846.1471 | -3661.188 | -0.38548 | -2.0162 | -3.1918 | -0.94539 | 3693.2694 | 3548.2479 | 3245.7466 | 3014.9144
8 | 14 | 15 | 2196.2024 | 2227.6665 | 2296.0095 | 2370.616 | 3443.5103 | 3532.7797 | 3733.7524 | 4107.647 | -102.3778 | -153.7987 | -262.8402 | -425.1965 | 123.0941 | 184.7856 | 308.2831 | 516.2488 | 11.63 | 18.8479 | 44.4231 | 103.7757 | -1704.9795 | -1958.0947 | -2506.201 | -3222.8613 | -1.9464 | -3.2416 | -5.5582 | -7.2819 | 3965.1331 | 3848.9447 | 3607.8687 | 3442.9478
8 | 14 | 16 | 2332.7262 | 2368.9641 | 2447.3926 | 2540.0112 | 3287.6863 | 3372.9161 | 3564.7945 | 3921.7697 | -103.3219 | -158.0615 | -270.4158 | -433.0923 | 69.9964 | 102.7219 | 162.7837 | 266.7878 | 13.7662 | 22.4439 | 50.1631 | 116.9321 | -1336.3249 | -1534.9562 | -1964.7765 | -2525.321 | -3.0078 | -4.8231 | -8.3089 | -13.177 | 4261.5206 | 4169.2052 | 3981.6328 | 3873.9107
8 | 14 | 17 | 2485.0461 | 2526.627 | 2616.2628 | 2731.3035 | 3002.5179 | 3080.355 | 3255.5902 | 3581.602 | -102.0106 | -156.0084 | -267.9174 | -429.9315 | 75.7986 | 108.6175 | 168.4772 | 270.1053 | 15.1275 | 24.5019 | 55.3806 | 123.0738 | -866.5442 | -995.6066 | -1274.4925 | -1636.831 | -8.8171 | -13.1585 | -23.4965 | -38.3796 | 4601.1181 | 4575.3278 | 4529.8044 | 4600.9426
8 | 14 | 18 | 2658.8783 | 2706.3424 | 2807.0675 | 2950.9577 | 2621.324 | 2689.2791 | 2842.2668 | 3126.8887 | -96.2959 | -148.1442 | -256.2414 | -414.9811 | 90.095 | 129.136 | 195.8133 | 297.3834 | 16.7507 | 27.6971 | 60.4627 | 131.609 | -353.3535 | -406.4001 | -520.7844 | -668.0269 | -14.9522 | -21.5982 | -38.4285 | -68.6892 | 4922.4465 | 4976.3121 | 5090.156 | 5355.1417
8 | 14 | 19 | 2718.8604 | 2769.4556 | 2875.9824 | 3032.612 | 2336.4394 | 2397.0091 | 2533.3702 | 2787.0595 | -86.9403 | -131.8674 | -228.3752 | -376.3391 | 94.8906 | 135.568 | 204.4804 | 304.589 | 16.9977 | 26.6086 | 58.1153 | 129.4188 | -27.074 | -31.2859 | -40.2305 | -51.0885 | -21.318 | -30.5227 | -54.4496 | -97.1874 | 5031.8558 | 5134.9654 | 5348.8931 | 5729.0644
8 | 14 | 20 | 2830.9289 | 2884.6909 | 2998.6892 | 3168.8261 | 2099.3168 | 2153.7393 | 2276.2613 | 2504.204 | -77.2198 | -118.4701 | -206.969 | -338.2379 | 104.3914 | 148.3083 | 222.8957 | 328.5497 | 17.9627 | 27.4629 | 59.0764 | 130.3559 | -0.0029378 | -0.0033719 | -0.0043111 | -0.005539 | -18.1745 | -24.458 | -42.5457 | -75.4531 | 4957.2026 | 5071.2699 | 5307.4035 | 5718.2391
8 | 14 | 21 | 2783.9864 | 2836.6268 | 2948.3904 | 3122.7776 | 1831.1634 | 1878.6343 | 1985.5061 | 2184.3329 | -67.7135 | -105.2381 | -183.8325 | -297.709 | 193.3088 | 271.9763 | 416.4782 | 613.7152 | 16.0518 | 25.4049 | 53.9835 | 117.3011 | -0.0029378 | -0.0033719 | -0.0043111 | -0.005539 | -7.2942 | -12.4422 | -23.8483 | -40.6936 | 4749.4996 | 4894.9588 | 5196.6731 | 5699.7186
8 | 14 | 22 | 2567.7445 | 2617.1019 | 2720.8363 | 2886.8315 | 1582.1193 | 1623.1341 | 1715.4709 | 1887.2566 | -59.4856 | -94.1636 | -163.5419 | -264.2307 | 211.304 | 291.6851 | 438.661 | 646.0139 | 15.4302 | 24.9934 | 52.6785 | 108.9692 | -0.0029378 | -0.0033719 | -0.0043111 | -0.005539 | -3.4992 | -7.3159 | -14.6329 | -19.8504 | 4313.6102 | 4455.4315 | 4749.4676 | 5244.9845
8 | 14 | 23 | 2392.4416 | 2439.8512 | 2536.0105 | 2697.9567 | 1386.9894 | 1422.9456 | 1503.8941 | 1654.4927 | -49.6581 | -79.7137 | -138.5218 | -217.6887 | 318.6058 | 426.7316 | 618.7278 | 894.422 | 12.7795 | 22.0824 | 45.9042 | 90.4954 | -0.0029378 | -0.0033719 | -0.0043111 | -0.005539 | 8.2552 | 10.0117 | 16.2105 | 32.7977 | 4069.4105 | 4241.9055 | 4582.221 | 5152.4702
8 | 14 | 24 | 2228.6281 | 2273.327 | 2363.2621 | 2517.73 | 1271.7908 | 1304.7606 | 1378.9858 | 1517.0762 | -40.8511 | -67.6997 | -116.6291 | -180.6249 | 311.7203 | 417.5452 | 613.4083 | 904.2419 | 10.2008 | 18.0451 | 36.98 | 72.0215 | -0.0029378 | -0.0033719 | -0.0043111 | -0.005539 | 10.6278 | 16.7806 | 29.0791 | 44.6214 | 3792.1138 | 3962.7554 | 4305.0819 | 4875.0605
8 | 15 | 1 | 2111.3773 | 2154.4456 | 2239.1148 | 2387.135 | 1216.9057 | 1248.4527 | 1319.4746 | 1451.6056 | -36.6618 | -60.34 | -102.2355 | -153.3478 | 224.5458 | 301.6967 | 448.3269 | 668.5513 | 7.5638 | 14.3286 | 30.6037 | 54.319 | -0.0029378 | -0.0033719 | -0.0043111 | -0.005539 | 7.3458 | 11.5405 | 19.9909 | 30.7705 | 3531.0737 | 3670.1207 | 3955.2712 | 4439.0282
8 | 15 | 2 | 2029.6675 | 2071.7201 | 2152.481 | 2296.5665 | 1182.4981 | 1213.1531 | 1282.167 | 1410.562 | -33.8273 | -54.8593 | -93.1345 | -139.1303 | 139.6647 | 191.7437 | 297.0149 | 451.8012 | 5.7017 | 11.3987 | 24.4765 | 44.2787 | -0.0029378 | -0.0033719 | -0.0043111 | -0.005539 | 2.8802 | 4.6146 | 7.9571 | 12.1564 | 3326.5819 | 3437.7676 | 3670.9578 | 4076.229
8 | 15 | 3 | 1951.4083 | 1991.5005 | 2068.5257 | 2206.7852 | 1193.6023 | 1224.5451 | 1294.207 | 1423.8077 | -32.8068 | -53.1977 | -90.0069 | -134.8159 | 84.4827 | 122.1572 | 197.858 | 316.3936 | 5.7017 | 11.3987 | 23.9539 | 42.0885 | -0.0029378 | -0.0033719 | -0.0043111 | -0.005539 | 1.9192 | 2.9545 | 5.2592 | 8.3247 | 3204.3044 | 3299.355 | 3499.7927 | 3862.5784
8 | 15 | 4 | 1888.5352 | 1927.2473 | 2000.1772 | 2130.8078 | 1285.0597 | 1318.3735 | 1393.3732 | 1532.9043 | -32.8068 | -54.085 | -93.1345 | -139.555 | 49.5891 | 79.2479 | 138.6748 | 235.0508 | 6.4414 | 12.0946 | 25.7815 | 45.2534 | -0.0029378 | -0.0033719 | -0.0043111 | -0.005539 | 1.5881 | 2.5375 | 4.7653 | 6.9004 | 3198.4038 | 3285.4124 | 3469.6333 | 3811.356
8 | 15 | 5 | 1846.1253 | 1882.5888 | 1951.4494 | 2071.7658 | 1499.5531 | 1538.4274 | 1625.9454 | 1788.7661 | -34.483 | -59.731 | -104.324 | -158.5116 | 43.996 | 69.3239 | 126.8312 | 231.654 | 9.2454 | 17.2219 | 34.7679 | 60.3215 | -0.0029378 | -0.0033719 | -0.0043111 | -0.005539 | 1.3275 | 1.8943 | 3.5111 | 5.7461 | 3365.7612 | 3449.7218 | 3638.1768 | 3999.7364
8 | 15 | 6 | 1885.2219 | 1921.7379 | 1989.8652 | 2104.4384 | 1717.6425 | 1762.1706 | 1862.4169 | 2048.9177 | -39.6492 | -70.8054 | -126.2166 | -194.4216 | 70.6944 | 108.0811 | 186.6056 | 322.9584 | 14.5425 | 25.5634 | 50.331 | 85.5316 | -5.0301 | -5.6927 | -7.1544 | -9.2569 | -0.39634 | -0.74743 | -1.4491 | -1.6457 | 3643.0257 | 3740.3074 | 3954.3986 | 4356.5219
8 | 15 | 7 | 1733.0438 | 1762.9248 | 1819.5266 | 1904.7898 | 2190.693 | 2247.4844 | 2375.3393 | 2613.2035 | -48.1984 | -86.1949 | -156.1713 | -239.5016 | 120.2832 | 180.4839 | 299.8697 | 517.9425 | 19.0498 | 33.6205 | 64.0665 | 109.4245 | -238.1051 | -272.6257 | -346.9165 | -443.1178 | -0.78453 | -1.1645 | -1.8523 | -3.3402 | 3775.9818 | 3864.5285 | 4053.8619 | 4459.4008
8 | 15 | 8 | 1680.7403 | 1706.8167 | 1756.4729 | 1823.0401 | 2602.3991 | 2669.8635 | 2821.7467 | 3104.3139 | -58.2402 | -100.201 | -181.1914 | -275.4117 | 167.5787 | 248.8737 | 409.6196 | 699.5685 | 18.0713 | 32.2287 | 61.979 | 106.1581 | -685.7217 | -786.3448 | -1002.9179 | -1282.7179 | 4.4764 | 11.5946 | 21.348 | 34.7832 | 3729.304 | 3782.8314 | 3887.0569 | 4209.7341
8 | 15 | 9 | 1670.6559 | 1694.4396 | 1740.6952 | 1795.1507 | 2896.8639 | 2971.962 | 3141.0309 | 3455.5709 | -66.6822 | -111.8845 | -198.3545 | -301.4188 | 187.1596 | 279.0273 | 460.44 | 783.6579 | 14.5425 | 27.1014 | 52.9303 | 92.1662 | -1189.1286 | -1364.1375 | -1740.9329 | -2228.747 | 14.9549 | 29.1497 | 52.2063 | 85.0936 | 3528.366 | 3525.658 | 3508.0153 | 3681.4735
8 | 15 | 10 | 1719.0467 | 1742.4539 | 1788.4233 | 1838.0213 | 3124.1335 | 3205.1234 | 3387.4564 | 3726.6732 | -74.331 | -121.132 | -211.0695 | -318.256 | 179.0642 | 268.1697 | 444.4911 | 764.7174 | 12.2163 | 22.67 | 46.6785 | 81.2376 | -1664.9598 | -1910.8266 | -2442.838 | -3138.7436 | 21.3289 | 36.4425 | 65.0045 | 105.5232 | 3316.4987 | 3242.901 | 3078.1463 | 3059.1731
8 | 15 | 11 | 1729.1684 | 1751.8131 | 1796.9127 | 1842.5849 | 3256.6176 | 3341.0419 | 3531.1071 | 3884.7089 | -80.9593 | -130.2144 | -225.31 | -342.2599 | 161.069 | 244.0355 | 409.0791 | 711.7852 | 11.5852 | 21.4163 | 45.6361 | 81.6664 | -1953.1377 | -2242.0096 | -2867.3809 | -3685.9474 | 22.8246 | 29.1822 | 53.7419 | 87.5149 | 3147.1678 | 3015.2651 | 2743.786 | 2580.053
8 | 15 | 12 | 1853.9668 | 1878.8261 | 1929.6278 | 1979.7326 | 3360.3615 | 3447.4753 | 3643.5953 | 4008.4616 | -87.0389 | -137.9134 | -236.9861 | -357.5186 | 155.8747 | 233.1779 | 389.616 | 677.793 | 10.3094 | 19.1823 | 42.517 | 77.4099 | -2134.2591 | -2449.4443 | -3131.4725 | -4023.3159 | 13.4347 | 8.2366 | 16.1361 | 26.7968 | 3172.6491 | 2999.5406 | 2653.0337 | 2389.3594
8 | 15 | 13 | 1971.3567 | 1998.3846 | 2055.0365 | 2111.753 | 3413.0155 | 3501.4942 | 3700.6872 | 4071.2707 | -93.3765 | -145.3341 | -246.5735 | -369.733 | 145.975 | 221.9077 | 373.6671 | 641.0446 | 8.8219 | 15.1626 | 36.9854 | 67.6969 | -2134.9494 | -2450.4239 | -3133.1696 | -4025.8594 | 4.319 | 0.81648 | 2.2636 | 3.8289 | 3315.1621 | 3142.0077 | 2788.8968 | 2500.0017
8 | 15 | 14 | 2066.3556 | 2095.3632 | 2156.8462 | 2219.9206 | 3444.8409 | 3534.1447 | 3735.1951 | 4109.2341 | -99.1654 | -151.7021 | -257.4815 | -386.2616 | 137.0914 | 205.4434 | 342.8503 | 585.3749 | 9.9579 | 15.1436 | 38.1659 | 71.9756 | -2007.3533 | -2304.1457 | -2946.2894 | -3785.2947 | -0.38548 | -2.0162 | -3.1918 | -5.256 | 3551.3416 | 3392.2308 | 3066.0948 | 2809.6927
8 | 15 | 15 | 2187.7808 | 2218.6206 | 2288.4688 | 2363.1342 | 3391.1622 | 3479.0744 | 3676.992 | 4045.2026 | -103.7197 | -156.8523 | -266.301 | -399.63 | 123.0941 | 184.7856 | 308.2831 | 516.2488 | 11.63 | 17.4859 | 43.1235 | 79.8633 | -1749.2067 | -2008.0664 | -2568.0351 | -3299.1148 | -1.9464 | -3.2416 | -5.5582 | -8.2147 | 3858.7942 | 3731.8062 | 3476.9731 | 3297.4893
8 | 15 | 16 | 2324.3315 | 2359.026 | 2438.6538 | 2530.795 | 3234.5461 | 3318.3983 | 3507.1753 | 3858.3806 | -105.1357 | -159.5667 | -271.225 | -407.1009 | 69.9964 | 102.7219 | 162.7837 | 266.7878 | 13.8748 | 20.5241 | 49.646 | 90.9312 | -1363.8828 | -1565.9961 | -2003.0806 | -2573.0023 | -3.0078 | -4.8231 | -8.3089 | -12.9668 | 4170.7225 | 4070.2843 | 3875.6443 | 3753.8247
8 | 15 | 17 | 2509.1427 | 2549.5871 | 2639.8604 | 2756.2664 | 2957.7538 | 3034.4304 | 3207.0531 | 3528.2044 | -104.1894 | -157.0179 | -266.5615 | -402.4745 | 75.7986 | 108.6175 | 168.4772 | 270.1053 | 15.0691 | 22.582 | 52.7759 | 97.4154 | -866.476 | -995.1716 | -1273.2416 | -1634.8515 | -8.8171 | -13.1585 | -23.4965 | -37.2364 | 4578.2817 | 4549.869 | 4504.8671 | 4577.4291
8 | 15 | 18 | 2694.2347 | 2739.8312 | 2843.9937 | 2989.099 | 2593.9237 | 2661.1684 | 2812.557 | 3094.2038 | -98.9467 | -148.3793 | -253.0784 | -381.9354 | 90.095 | 129.136 | 195.8133 | 297.3834 | 16.4888 | 24.6589 | 56.6884 | 102.6841 | -346.0334 | -397.8765 | -509.6934 | -653.8979 | -14.9522 | -21.5982 | -38.4285 | -63.6545 | 4934.8099 | 4986.9405 | 5107.8521 | 5383.8825
8 | 15 | 19 | 2765.4314 | 2814.3051 | 2924.1566 | 3083.9669 | 2313.9953 | 2373.9832 | 2509.0343 | 2760.2867 | -88.4634 | -133.8163 | -228.4164 | -344.1387 | 94.8906 | 135.568 | 204.4804 | 304.589 | 16.5118 | 24.9433 | 56.8129 | 101.0398 | -24.301 | -28.0464 | -35.999 | -45.7361 | -21.318 | -30.5227 | -54.4496 | -89.2553 | 5056.7466 | 5156.4141 | 5375.6192 | 5770.7523
8 | 15 | 20 | 2795.6552 | 2847.2117 | 2958.9988 | 3127.9893 | 2086.3786 | 2140.4657 | 2262.2325 | 2488.7704 | -78.3781 | -120.4712 | -207.3684 | -312.6635 | 104.3914 | 148.3083 | 222.8957 | 328.5497 | 17.318 | 27.0324 | 60.1216 | 106.5604 | -0.0029378 | -0.0033719 | -0.0043111 | -0.005539 | -18.1745 | -24.458 | -42.5457 | -67.2356 | 4907.1877 | 5018.0854 | 5254.3302 | 5671.9652
8 | 15 | 21 | 2744.097 | 2796.2004 | 2906.513 | 3079.9903 | 1812.6122 | 1859.6022 | 1965.3913 | 2162.2037 | -68.7647 | -108.344 | -187.8458 | -280.7635 | 193.3088 | 271.9763 | 416.4782 | 613.7152 | 16.2187 | 27.2084 | 57.8987 | 104.3327 | -0.0029378 | -0.0033719 | -0.0043111 | -0.005539 | -7.2942 | -12.4422 | -23.8483 | -38.8891 | 4690.1748 | 4834.1978 | 5134.5827 | 5640.5837
8 | 15 | 22 | 2563.2801 | 2613.6226 | 2715.9013 | 2884.1795 | 1574.7035 | 1615.526 | 1707.43 | 1878.4105 | -59.5927 | -95.7731 | -166.0298 | -250.0173 | 211.304 | 291.6851 | 438.661 | 646.0139 | 14.7855 | 25.4049 | 53.9835 | 95.267 | -0.0029378 | -0.0033719 | -0.0043111 | -0.005539 | -3.4992 | -7.3159 | -14.6329 | -24.0608 | 4300.9782 | 4443.1463 | 4735.3089 | 5229.7873
8 | 15 | 23 | 2383.2602 | 2430.8251 | 2526.6179 | 2688.8143 | 1388.3562 | 1424.3479 | 1505.3762 | 1656.1231 | -49.7652 | -81.9322 | -139.7657 | -210.2174 | 318.6058 | 426.7316 | 618.7278 | 894.422 | 12.3737 | 21.6519 | 45.7173 | 80.7447 | -0.0029378 | -0.0033719 | -0.0043111 | -0.005539 | 8.2552 | 10.0117 | 16.2105 | 23.7754 | 4061.0829 | 4231.6325 | 4572.8797 | 5133.6565
8 | 15 | 24 | 2237.0294 | 2281.8568 | 2372.0544 | 2527.5996 | 1273.342 | 1306.3521 | 1380.6678 | 1518.9266 | -41.5373 | -69.3092 | -117.8731 | -176.6188 | 311.7203 | 417.5452 | 613.4083 | 904.2419 | 8.8531 | 16.5436 | 36.073 | 63.3847 | -0.0029378 | -0.0033719 | -0.0043111 | -0.005539 | 10.6278 | 16.7806 | 29.0791 | 44.6214 | 3800.0324 | 3969.7657 | 4313.4052 | 4882.1498
8 | 16 | 1 | 2120.4102 | 2163.4022 | 2248.1176 | 2397.4093 | 1217.1464 | 1248.6996 | 1319.7357 | 1451.8928 | -36.5241 | -60.34 | -99.1845 | -153.3478 | 224.5458 | 301.6967 | 448.3269 | 668.5513 | 7.3249 | 13.898 | 28.7761 | 53.3444 | -0.0029378 | -0.0033719 | -0.0043111 | -0.005539 | 7.3458 | 11.5405 | 19.9909 | 30.7705 | 3540.2461 | 3678.8937 | 3965.7584 | 4448.6149
8 | 16 | 2 | 2029.1459 | 2070.8273 | 2151.6148 | 2295.8078 | 1185.0013 | 1215.7212 | 1284.8811 | 1413.5479 | -33.7202 | -55.7467 | -91.609 | -139.1303 | 139.6647 | 191.7437 | 297.0149 | 451.8012 | 6.1075 | 11.8103 | 23.9539 | 45.1517 | -0.0029378 | -0.0033719 | -0.0043111 | -0.005539 | 2.8802 | 4.6146 | 7.9571 | 12.1564 | 3329.0764 | 3438.967 | 3673.8086 | 4079.3292
8 | 16 | 3 | 1941.4955 | 1981.3959 | 2057.3555 | 2195.6534 | 1192.0228 | 1222.9247 | 1292.4944 | 1421.9236 | -32.6997 | -54.085 | -90.2885 | -139.1303 | 84.4827 | 122.1572 | 197.858 | 316.3936 | 6.6802 | 12.7905 | 25.3835 | 46.5705 | -0.0029378 | -0.0033719 | -0.0043111 | -0.005539 | 1.9192 | 2.9545 | 5.2592 | 8.3247 | 3193.8978 | 3288.1344 | 3488.0579 | 3849.73
8 | 16 | 4 | 1891.7484 | 1930.1496 | 2003.7295 | 2134.5553 | 1283.8309 | 1317.1128 | 1392.0408 | 1531.4384 | -33.2482 | -54.8593 | -93.416 | -141.5581 | 49.5891 | 79.2479 | 138.6748 | 235.0508 | 7.3249 | 13.6327 | 27.4711 | 50.2812 | -0.0029378 | -0.0033719 | -0.0043111 | -0.005539 | 1.5881 | 2.5375 | 4.7653 | 6.9004 | 3200.8302 | 3287.8178 | 3473.2612 | 3816.6624
8 | 16 | 5 | 1856.9087 | 1893.5941 | 1963.4909 | 2084.2163 | 1497.7024 | 1536.5287 | 1623.9388 | 1786.5585 | -35.5035 | -59.731 | -102.7986 | -158.5116 | 43.996 | 69.3239 | 126.8312 | 231.654 | 9.8181 | 17.9178 | 35.675 | 62.5117 | -0.0029378 | -0.0033719 | -0.0043111 | -0.005539 | 1.3275 | 1.8943 | 3.5111 | 5.7461 | 3374.2461 | 3459.5244 | 3650.6441 | 4012.1695
8 | 16 | 6 | 1874.6527 | 1910.488 | 1979.324 | 2092.4524 | 1715.2579 | 1759.7241 | 1859.8313 | 2046.0731 | -40.1977 | -71.745 | -129.6257 | -201.1638 | 70.6944 | 108.0811 | 186.6056 | 322.9584 | 16.3178 | 29.1891 | 55.2777 | 94.4956 | -5.0301 | -5.6927 | -7.1544 | -9.2569 | -0.39634 | -0.74743 | -1.4491 | -1.6457 | 3631.2986 | 3729.2973 | 3942.8095 | 4343.913
8 | 16 | 7 | 1729.6358 | 1759.0962 | 1816.9613 | 1900.983 | 2184.259 | 2240.8836 | 2368.3629 | 2605.5286 | -48.1984 | -87.4127 | -158.0549 | -244.2408 | 120.2832 | 180.4839 | 299.8697 | 517.9425 | 20.6364 | 35.8545 | 68.2307 | 116.1984 | -241.7799 | -276.8929 | -352.3223 | -449.7477 | -0.78453 | -1.1645 | -1.8523 | -3.3402 | 3764.0516 | 3850.848 | 4041.1953 | 4443.3238
8 | 16 | 8 | 1687.9203 | 1713.7056 | 1764.6393 | 1831.5283 | 2594.1603 | 2661.4111 | 2812.8135 | 3094.486 | -57.2196 | -102.1932 | -183.075 | -280.5756 | 167.5787 | 248.8737 | 409.6196 | 699.5685 | 19.6945 | 34.4626 | 65.6206 | 113.9065 | -726.6533 | -832.9981 | -1061.4596 | -1355.9528 | 7.5983 | 11.5946 | 15.2607 | 34.7832 | 3693.0791 | 3734.8564 | 3823.4191 | 4137.7442
8 | 16 | 9 | 1708.6471 | 1733.0605 | 1782.2117 | 1838.8507 | 2882.7166 | 2957.448 | 3125.6913 | 3438.6951 | -65.7688 | -111.4407 | -197.1106 | -299.8404 | 187.1596 | 279.0273 | 460.44 | 783.6579 | 13.1582 | 24.1715 | 48.4926 | 84.8466 | -1251.3411 | -1434.5575 | -1828.7305 | -2338.0926 | 18.7282 | 29.1497 | 44.8513 | 85.0936 | 3493.2998 | 3476.8587 | 3435.8458 | 3593.2109
8 | 16 | 10 | 1725.4921 | 1749.2575 | 1796.5365 | 1847.9808 | 3086.986 | 3167.0128 | 3347.1778 | 3682.3612 | -72.5041 | -120.523 | -209.544 | -314.3662 | 179.0642 | 268.1697 | 444.4911 | 764.7174 | 8.8395 | 17.5062 | 35.4665 | 66.0678 | -1728.0525 | -1982.7836 | -2534.322 | -3256.7274 | 23.3431 | 36.4425 | 59.7886 | 105.5232 | 3223.1683 | 3135.0821 | 2939.5944 | 2895.5568
8 | 16 | 11 | 1836.8397 | 1862.4873 | 1914.7099 | 1967.9717 | 3219.5257 | 3302.9885 | 3490.8889 | 3840.4633 | -79.2394 | -129.6575 | -223.298 | -336.0588 | 161.069 | 244.0355 | 409.0791 | 711.7852 | 7.5638 | 16.0047 | 34.1615 | 65.522 | -1985.7501 | -2278.4037 | -2911.6373 | -3739.8752 | 17.903 | 29.1822 | 57.8362 | 87.5149 | 3177.9117 | 3046.637 | 2771.7402 | 2597.323
8 | 16 | 12 | 1959.4395 | 1986.7138 | 2044.4864 | 2103.979 | 3318.5387 | 3404.5683 | 3598.2474 | 3958.5726 | -85.4262 | -138.905 | -238.859 | -358.1761 | 155.8747 | 233.1779 | 389.616 | 677.793 | 8.2804 | 17.1122 | 37.2941 | 70.877 | -2129.2813 | -2443.3681 | -3123.2448 | -4013.1065 | 4.7533 | 8.2366 | 32.0936 | 26.7968 | 3232.1791 | 3067.5357 | 2739.6337 | 2466.7358
8 | 16 | 13 | 2141.9819 | 2172.8799 | 2238.1738 | 2310.8602 | 3369.7197 | 3457.076 | 3653.7422 | 4019.6246 | -90.9268 | -147.9874 | -252.6131 | -379.444 | 145.975 | 221.9077 | 373.6671 | 641.0446 | 8.7581 | 18.6313 | 39.9042 | 77.4475 | -2129.8647 | -2444.3178 | -3124.9367 | -4015.2927 | 0.56193 | 0.81648 | 7.7352 | 3.8289 | 3446.2051 | 3279.0062 | 2935.6727 | 2658.0691
8 | 16 | 14 | 2216.8495 | 2249.3196 | 2317.3337 | 2396.7847 | 3401.7081 | 3489.8937 | 3688.4268 | 4057.7825 | -96.3509 | -154.9645 | -264.2785 | -397.9757 | 137.0914 | 205.4434 | 342.8503 | 585.3749 | 8.9888 | 19.4355 | 43.5567 | 85.2337 | -1988.8745 | -2282.6684 | -2918.3308 | -3749.1486 | -1.0506 | -2.0162 | -1.0838 | -5.256 | 3678.362 | 3524.4432 | 3208.4744 | 2972.7953
8 | 16 | 15 | 2325.4698 | 2360.3947 | 2434.1744 | 2526.5595 | 3358.0821 | 3445.1368 | 3641.1238 | 4005.7426 | -100.6473 | -161.2194 | -271.291 | -413.7717 | 123.0941 | 184.7856 | 308.2831 | 516.2488 | 9.3716 | 20.6513 | 46.4998 | 91.2737 | -1736.0569 | -1992.7282 | -2547.9312 | -3272.9753 | -2.2124 | -3.2416 | -5.5582 | -8.2147 | 3977.101 | 3853.7793 | 3605.3006 | 3444.8628
8 | 16 | 16 | 2501.211 | 2542.1545 | 2623.4917 | 2741.9959 | 3208.7633 | 3291.947 | 3479.2193 | 3827.6251 | -101.5913 | -163.6553 | -274.9711 | -422.0923 | 69.9964 | 102.7219 | 162.7837 | 266.7878 | 10.7329 | 23.8358 | 53.2823 | 100.9228 | -1349.4465 | -1549.2448 | -1981.2171 | -2544.4038 | -3.0214 | -4.8231 | -9.3629 | -12.9668 | 4336.6443 | 4242.936 | 4053.2258 | 3957.8688
8 | 16 | 17 | 2664.1164 | 2710.3858 | 2802.8916 | 2941.9595 | 2954.627 | 3031.2226 | 3203.6628 | 3524.4746 | -100.28 | -162.1591 | -273.7166 | -416.6203 | 75.7986 | 108.6175 | 168.4772 | 270.1053 | 12.0941 | 26.178 | 59.1577 | 108.3817 | -845.4439 | -970.8164 | -1241.4053 | -1592.4668 | -8.4289 | -13.1585 | -27.308 | -37.2364 | 4752.4833 | 4730.2699 | 4691.7594 | 4798.5974
8 | 16 | 18 | 2762.5559 | 2812.143 | 2912.6377 | 3074.9203 | 2574.7143 | 2641.461 | 2791.7284 | 3071.2896 | -94.0167 | -152.7984 | -258.913 | -394.1946 | 90.095 | 129.136 | 195.8133 | 297.3834 | 12.7388 | 26.7169 | 61.6405 | 109.27 | -332.2792 | -382.0159 | -489.1545 | -627.0799 | -14.0265 | -21.5982 | -41.8097 | -63.6545 | 4999.7816 | 5053.0443 | 5171.9428 | 5467.9342
8 | 16 | 19 | 2845.2472 | 2897.8709 | 3007.3287 | 3182.5235 | 2290.0054 | 2349.3713 | 2483.0224 | 2731.6699 | -82.7708 | -136.3564 | -229.5215 | -351.5423 | 94.8906 | 135.568 | 204.4804 | 304.589 | 12.0222 | 25.4821 | 57.4654 | 103.5724 | -13.4542 | -15.5841 | -20.1129 | -25.6999 | -19.5318 | -30.5227 | -55.7174 | -89.2553 | 5126.4085 | 5225.8292 | 5446.9452 | 5855.8574
8 | 16 | 20 | 2887.8448 | 2942.8352 | 3057.588 | 3238.4159 | 2066.1761 | 2119.7395 | 2240.3273 | 2464.6716 | -72.9127 | -119.3053 | -198.0519 | -306.887 | 104.3914 | 148.3083 | 222.8957 | 328.5497 | 11.1468 | 23.4431 | 51.3301 | 96.5201 | -0.0029378 | -0.0033719 | -0.0043111 | -0.005539 | -16.41 | -24.458 | -42.2927 | -67.2356 | 4980.2336 | 5090.5595 | 5331.7923 | 5754.0292
8 | 16 | 21 | 2839.1792 | 2893.1671 | 3009.9012 | 3189.8281 | 1796.7848 | 1843.3646 | 1948.2299 | 2143.3238 | -64.5777 | -107.4566 | -177.2854 | -274.1376 | 193.3088 | 271.9763 | 416.4782 | 613.7152 | 11.7426 | 23.9942 | 50.4637 | 95.1654 | -0.0029378 | -0.0033719 | -0.0043111 | -0.005539 | -7.0228 | -12.4422 | -21.9947 | -38.8891 | 4769.4121 | 4912.6 | 5225.7886 | 5729.0001
8 | 16 | 22 | 2626.0402 | 2677.67 | 2783.8537 | 2956.742 | 1559.2595 | 1599.6816 | 1690.6843 | 1859.9879 | -56.8218 | -95.7731 | -159.0833 | -248.1306 | 211.304 | 291.6851 | 438.661 | 646.0139 | 12.7795 | 24.709 | 52.4158 | 94.394 | -0.0029378 | -0.0033719 | -0.0043111 | -0.005539 | -4.1778 | -7.3159 | -12.7793 | -24.0608 | 4348.3807 | 4490.6534 | 4793.748 | 5284.9408
8 | 16 | 23 | 2458.9249 | 2507.7135 | 2607.7128 | 2775.5123 | 1372.0239 | 1407.5921 | 1487.6672 | 1636.6409 | -48.2726 | -82.0975 | -137.4722 | -212.6452 | 318.6058 | 426.7316 | 618.7278 | 894.422 | 12.0629 | 23.4743 | 47.5937 | 86.6455 | -0.0029378 | -0.0033719 | -0.0043111 | -0.005539 | 6.7621 | 10.0117 | 19.9178 | 23.7754 | 4120.1041 | 4293.4223 | 4644.1427 | 5204.3453
8 | 16 | 24 | 2268.4801 | 2314.3079 | 2406.2353 | 2565.282 | 1261.3383 | 1294.0372 | 1367.6524 | 1504.6078 | -41.5067 | -69.3092 | -114.5406 | -179.0465 | 311.7203 | 417.5452 | 613.4083 | 904.2419 | 9.7231 | 18.3294 | 37.7625 | 68.07 | -0.0029378 | -0.0033719 | -0.0043111 | -0.005539 | 10.6278 | 16.7806 | 29.0791 | 44.6214 | 3820.3799 | 3991.6877 | 4339.5927 | 4907.771
8 | 17 | 1 | 2128.6292 | 2172.0533 | 2256.7515 | 2407.6379 | 1205.7105 | 1236.9673 | 1307.3358 | 1438.2513 | -36.0521 | -59.5657 | -100.71 | -153.3478 | 224.5458 | 301.6967 | 448.3269 | 668.5513 | 7.086 | 13.4864 | 28.9007 | 52.1289 | -0.0029378 | -0.0033719 | -0.0043111 | -0.005539 | 7.3458 | 11.5405 | 19.9909 | 30.7705 | 3537.2623 | 3676.1751 | 3960.5915 | 4443.9865
8 | 17 | 2 | 2038.8799 | 2080.9056 | 2162.3033 | 2307.7898 | 1169.8357 | 1200.1625 | 1268.4373 | 1395.4575 | -33.3553 | -55.1377 | -91.609 | -139.555 | 139.6647 | 191.7437 | 297.0149 | 451.8012 | 5.8686 | 11.683 | 25.3835 | 45.2534 | -0.0029378 | -0.0033719 | -0.0043111 | -0.005539 | 2.8802 | 4.6146 | 7.9571 | 12.1564 | 3323.7709 | 3433.9683 | 3669.4828 | 4072.8977
8 | 17 | 3 | 1962.2841 | 2002.6798 | 2079.9714 | 2220.3318 | 1178.3052 | 1208.8515 | 1277.6206 | 1405.5604 | -32.3348 | -53.3108 | -90.2885 | -134.8159 | 84.4827 | 122.1572 | 197.858 | 316.3936 | 6.2744 | 12.0946 | 26.166 | 45.2534 | -0.0029378 | -0.0033719 | -0.0043111 | -0.005539 | 1.9192 | 2.9545 | 5.2592 | 8.3247 | 3200.9279 | 3295.4235 | 3496.5825 | 3861.0424
8 | 17 | 4 | 1884.7477 | 1923.1042 | 1996.3608 | 2127.2977 | 1271.9221 | 1304.8953 | 1379.1282 | 1517.2328 | -32.8833 | -53.476 | -91.8905 | -139.555 | 49.5891 | 79.2479 | 138.6748 | 235.0508 | 6.4414 | 12.3789 | 26.166 | 45.2534 | -0.0029378 | -0.0033719 | -0.0043111 | -0.005539 | 1.5881 | 2.5375 | 4.7653 | 6.9004 | 3181.4021 | 3268.6844 | 3453.2003 | 3792.1745
8 | 17 | 5 | 1841.6968 | 1878.241 | 1947.4528 | 2067.8804 | 1484.2409 | 1522.7183 | 1609.3427 | 1770.5008 | -35.0315 | -58.9567 | -102.7986 | -156.5085 | 43.996 | 69.3239 | 126.8312 | 231.654 | 9.0065 | 16.526 | 33.4629 | 58.1313 | -0.0029378 | -0.0033719 | -0.0043111 | -0.005539 | 1.3275 | 1.8943 | 3.5111 | 5.7461 | 3345.2332 | 3429.7434 | 3617.7978 | 3977.3987
8 | 17 | 6 | 1871.1502 | 1906.7277 | 1975.7429 | 2089.7795 | 1693.2824 | 1737.1789 | 1836.0035 | 2019.8592 | -39.1772 | -69.9181 | -124.8961 | -190.1072 | 70.6944 | 108.0811 | 186.6056 | 322.9584 | 14.3037 | 25.279 | 49.026 | 83.3414 | -7.5191 | -8.6133 | -11.1398 | -14.9237 | -0.39634 | -0.74743 | -1.4491 | -1.6457 | 3602.338 | 3697.9879 | 3909.8931 | 4309.262
8 | 17 | 7 | 1721.2015 | 1750.6478 | 1807.0875 | 1893.0291 | 2166.5121 | 2222.6766 | 2349.1202 | 2584.359 | -47.1778 | -85.5858 | -154.6458 | -237.9232 | 120.2832 | 180.4839 | 299.8697 | 517.9425 | 19.0498 | 33.6205 | 64.191 | 109.4245 | -256.3457 | -294.3902 | -377.3176 | -487.549 | -0.78453 | -1.1645 | -1.8523 | -3.3402 | 3722.7385 | 3806.2882 | 3986.4528 | 4375.9427
8 | 17 | 8 | 1695.3739 | 1721.6339 | 1773.0496 | 1842.2198 | 2564.2395 | 2630.7147 | 2780.3708 | 3058.7945 | -56.7476 | -100.6446 | -179.9475 | -276.5694 | 167.5787 | 248.8737 | 409.6196 | 699.5685 | 19.0498 | 33.6205 | 64.3156 | 110.5008 | -663.383 | -760.8405 | -969.9113 | -1238.3045 | 7.5983 | 11.5946 | 15.2607 | 34.7832 | 3733.7096 | 3784.9523 | 3892.7574 | 4230.9929
8 | 17 | 9 | 1761.3909 | 1787.1057 | 1839.2044 | 1902.4455 | 2828.2822 | 2901.6024 | 3066.6687 | 3373.7621 | -65.3733 | -111.5538 | -195.227 | -297.8374 | 187.1596 | 279.0273 | 460.44 | 783.6579 | 14.1367 | 25.5634 | 50.7047 | 89.5319 | -1093.0857 | -1254.0678 | -1599.6371 | -2043.3497 | 18.7282 | 29.1497 | 44.8513 | 85.0936 | 3651.2386 | 3656.8269 | 3667.005 | 3893.3039
8 | 17 | 10 | 1832.6745 | 1858.9263 | 1914.0131 | 1974.3531 | 3024.571 | 3102.9798 | 3279.5021 | 3607.9084 | -72.2157 | -119.914 | -206.135 | -315.0992 | 179.0642 | 268.1697 | 444.4911 | 764.7174 | 9.89 | 19.3286 | 39.5062 | 73.2482 | -1553.3058 | -1783.2508 | -2280.0475 | -2926.8918 | 23.3431 | 36.4425 | 59.7886 | 105.5232 | 3444.0213 | 3382.682 | 3251.1185 | 3283.7594
8 | 17 | 11 | 1913.1894 | 1940.4903 | 1999.2272 | 2061.2459 | 3149.9978 | 3231.6581 | 3415.5007 | 3757.5258 | -79.423 | -130.0489 | -221.696 | -339.1032 | 161.069 | 244.0355 | 409.0791 | 711.7852 | 9.0784 | 17.7905 | 37.4187 | 71.2836 | -1900.7051 | -2181.805 | -2790.5497 | -3587.3657 | 17.903 | 29.1822 | 57.8362 | 87.5149 | 3271.1095 | 3151.3026 | 2906.8161 | 2762.8865
8 | 17 | 12 | 2026.0339 | 2054.8078 | 2117.5845 | 2184.0828 | 3258.0319 | 3342.4929 | 3532.6406 | 3886.396 | -85.5793 | -139.9055 | -235.45 | -362.6826 | 155.8747 | 233.1779 | 389.616 | 677.793 | 9.187 | 18.898 | 40.0287 | 77.6132 | -2049.3986 | -2352.879 | -3010.3105 | -3871.2821 | 4.7533 | 8.2366 | 32.0936 | 26.7968 | 3318.903 | 3164.8288 | 2866.2031 | 2618.7171
8 | 17 | 13 | 2171.7888 | 2203.7953 | 2272.0278 | 2349.6004 | 3295.5213 | 3380.9541 | 3573.2899 | 3931.1158 | -91.5519 | -146.9957 | -247.3204 | -380.7896 | 145.975 | 221.9077 | 373.6671 | 641.0446 | 8.2804 | 18.2197 | 38.5991 | 78.1813 | -2117.0727 | -2429.7911 | -3106.8461 | -3992.755 | 0.56193 | 0.81648 | 7.7352 | 3.8289 | 3413.5027 | 3248.9066 | 2911.1526 | 2630.2264
8 | 17 | 14 | 2272.576 | 2306.5714 | 2379.2895 | 2464.2311 | 3332.1723 | 3418.5553 | 3613.0301 | 3974.8356 | -96.5039 | -155.0254 | -258.9859 | -396.8939 | 137.0914 | 205.4434 | 342.8503 | 585.3749 | 7.8664 | 18.2008 | 39.1948 | 80.2699 | -1981.9529 | -2274.873 | -2909.0641 | -3738.6571 | -1.0506 | -2.0162 | -1.0838 | -5.256 | 3670.1988 | 3516.8563 | 3205.231 | 2963.9044
8 | 17 | 15 | 2370.7792 | 2407.349 | 2483.7375 | 2581.0029 | 3299.4847 | 3385.0203 | 3577.5874 | 3935.8437 | -100.8003 | -162.0025 | -269.126 | -415.4258 | 123.0941 | 184.7856 | 308.2831 | 516.2488 | 9.0024 | 20.2587 | 44.9348 | 90.5887 | -1724.3716 | -1979.4932 | -2531.7889 | -3253.8389 | -2.2124 | -3.2416 | -5.5582 | -8.2147 | 3974.9762 | 3852.6764 | 3608.0697 | 3446.2046
8 | 17 | 16 | 2536.962 | 2578.9202 | 2664.7873 | 2785.4667 | 3130.178 | 3211.3245 | 3394.0103 | 3733.8834 | -103.344 | -166.3174 | -277.254 | -429.0266 | 69.9964 | 102.7219 | 162.7837 | 266.7878 | 12.1891 | 25.9235 | 55.0368 | 109.7476 | -1345.5125 | -1544.9011 | -1976.3739 | -2539.6296 | -3.0214 | -4.8231 | -9.3629 | -12.9668 | 4297.4476 | 4202.8484 | 4013.6272 | 3914.2626
8 | 17 | 17 | 2705.4487 | 2752.2599 | 2849.827 | 2991.1372 | 2879.6937 | 2954.3467 | 3122.4135 | 3435.0891 | -101.3771 | -165.5955 | -276.281 | -429.4472 | 75.7986 | 108.6175 | 168.4772 | 270.1053 | 14.1951 | 29.7849 | 63.1242 | 121.0563 | -843.8345 | -969.2332 | -1240.4088 | -1593.5155 | -8.4289 | -13.1585 | -27.308 | -37.2364 | 4721.4955 | 4697.0217 | 4659.8441 | 4757.1889
8 | 17 | 18 | 2815.1669 | 2866.9547 | 2970.8854 | 3135.4229 | 2505.9097 | 2570.8727 | 2717.1245 | 2989.2148 | -95.9508 | -156.6786 | -261.5541 | -408.5999 | 90.095 | 129.136 | 195.8133 | 297.3834 | 15.5564 | 31.8428 | 65.5448 | 125.8962 | -318.3996 | -366.1443 | -469.0839 | -601.7351 | -14.0265 | -21.5982 | -41.8097 | -63.6545 | 4998.3511 | 5054.3851 | 5176.9203 | 5473.9277
8 | 17 | 19 | 2773.4639 | 2825.6341 | 2931.7897 | 3101.4594 | 2234.4201 | 2292.3451 | 2422.752 | 2665.3642 | -84.3835 | -139.0708 | -229.3165 | -360.051 | 94.8906 | 135.568 | 204.4804 | 304.589 | 14.1001 | 29.0592 | 58.1125 | 115.8558 | -12.3315 | -14.3197 | -18.5615 | -23.7507 | -19.5318 | -30.5227 | -55.7174 | -89.2553 | 5000.6278 | 5098.6931 | 5313.5394 | 5714.2114
8 | 17 | 20 | 2835.7108 | 2889.8122 | 3003.358 | 3180.455 | 2024.8809 | 2077.3738 | 2195.5514 | 2415.4119 | -73.9768 | -121.2455 | -197.5654 | -313.5087 | 104.3914 | 148.3083 | 222.8957 | 328.5497 | 13.1528 | 26.6086 | 52.2371 | 105.0929 | -0.0029378 | -0.0033719 | -0.0043111 | -0.005539 | -16.41 | -24.458 | -42.2927 | -67.2356 | 4887.7461 | 4996.396 | 5234.1798 | 5648.7596
8 | 17 | 21 | 2798.1369 | 2851.6688 | 2965.3464 | 3144.8646 | 1762.7726 | 1808.4705 | 1911.3508 | 2102.7517 | -64.912 | -108.1787 | -177.0038 | -277.1781 | 193.3088 | 271.9763 | 416.4782 | 613.7152 | 12.4592 | 24.8173 | 50.4637 | 97.5964 | -0.0029378 | -0.0033719 | -0.0043111 | -0.005539 | -7.0228 | -12.4422 | -21.9947 | -38.8891 | 4694.7398 | 4836.3087 | 5144.6363 | 5642.8552
8 | 17 | 22 | 2601.8213 | 2652.2283 | 2759.1097 | 2929.9632 | 1538.7771 | 1578.6682 | 1668.4755 | 1835.5551 | -57.7047 | -95.8862 | -157.7628 | -249.5926 | 211.304 | 291.6851 | 438.661 | 646.0139 | 12.4456 | 24.2785 | 49.6812 | 94.0891 | -0.0029378 | -0.0033719 | -0.0043111 | -0.005539 | -4.1778 | -7.3159 | -12.7793 | -24.0608 | 4302.4626 | 4443.6546 | 4745.381 | 5231.9623
8 | 17 | 23 | 2461.825 | 2510.775 | 2611.4087 | 2779.7825 | 1356.5511 | 1391.7182 | 1470.8903 | 1618.1839 | -48.3491 | -82.2106 | -136.1517 | -212.5288 | 315.3059 | 420.2996 | 605.7524 | 867.1439 | 11.0844 | 21.3676 | 44.0765 | 80.7447 | -0.0029378 | -0.0033719 | -0.0043111 | -0.005539 | 6.7621 | 10.0117 | 19.9178 | 23.7754 | 4103.1764 | 4271.9582 | 4615.8897 | 5157.0961
8 | 17 | 24 | 2298.0284 | 2344.764 | 2437.9214 | 2600.0882 | 1228.8398 | 1260.6962 | 1332.4146 | 1465.8414 | -41.0347 | -68.535 | -114.5406 | -174.6157 | 280.1266 | 371.8196 | 541.7903 | 786.1509 | 8.3754 | 16.132 | 34.3699 | 63.4863 | -0.0029378 | -0.0033719 | -0.0043111 | -0.005539 | 10.6278 | 16.7806 | 29.0791 | 44.6214 | 3784.9604 | 3941.654 | 4261.0305 | 4785.567
8 | 18 | 1 | 2150.1688 | 2194.2764 | 2280.4844 | 2434.2639 | 1168.4231 | 1198.7132 | 1266.9056 | 1393.7724 | -36.7383 | -61.3926 | -105.363 | -158.5116 | 236.7389 | 317.5162 | 460.1705 | 662.478 | 7.8976 | 15.0245 | 32.6804 | 59.0043 | -0.0029378 | -0.0033719 | -0.0043111 | -0.005539 | 7.3458 | 11.5405 | 19.9909 | 30.7705 | 3533.833 | 3675.6748 | 3954.8646 | 4421.7719
8 | 18 | 2 | 2047.4609 | 2089.9654 | 2171.4828 | 2319.4077 | 1134.8473 | 1164.267 | 1230.4998 | 1353.7209 | -33.9039 | -55.9119 | -97.7874 | -146.6055 | 161.3585 | 216.9508 | 324.0133 | 473.0057 | 6.9191 | 13.0748 | 28.5162 | 49.837 | -0.0029378 | -0.0033719 | -0.0043111 | -0.005539 | 2.8802 | 4.6146 | 7.9571 | 12.1564 | 3319.5592 | 3432.9573 | 3664.6775 | 4061.5167
8 | 18 | 3 | 1952.1593 | 1992.8083 | 2069.9673 | 2210.4502 | 1136.6024 | 1166.0676 | 1232.4028 | 1355.8145 | -32.7762 | -53.3108 | -91.8139 | -137.5519 | 104.7711 | 144.9452 | 221.8829 | 333.7101 | 6.4414 | 12.3789 | 26.6886 | 46.5705 | -0.0029378 | -0.0033719 | -0.0043111 | -0.005539 | 1.9192 | 2.9545 | 5.2592 | 8.3247 | 3169.1142 | 3265.8404 | 3464.3825 | 3817.3125
8 | 18 | 4 | 1893.2108 | 1932.1324 | 2006.3032 | 2141.5525 | 1180.0537 | 1210.6453 | 1279.5165 | 1407.6461 | -31.7557 | -53.3108 | -91.8139 | -137.5519 | 68.3819 | 97.4865 | 155.9584 | 241.7649 | 6.6802 | 12.9367 | 26.6886 | 46.7738 | -0.0029378 | -0.0033719 | -0.0043111 | -0.005539 | 1.5881 | 2.5375 | 4.7653 | 6.9004 | 3118.1561 | 3202.4243 | 3381.4137 | 3707.0803
8 | 18 | 5 | 1851.7473 | 1889.5319 | 1960.8287 | 2089.5569 | 1288.7383 | 1322.1474 | 1397.3618 | 1537.2923 | -32.8833 | -55.1377 | -94.9415 | -142.7158 | 42.9893 | 63.9647 | 109.7506 | 179.3623 | 7.086 | 13.917 | 28.5162 | 49.837 | -0.0029378 | -0.0033719 | -0.0043111 | -0.005539 | 1.3275 | 1.8943 | 3.5111 | 5.7461 | 3159.0021 | 3236.3143 | 3405.0225 | 3719.0734
8 | 18 | 6 | 1917.7916 | 1956.4708 | 2031.2433 | 2163.6941 | 1300.6139 | 1334.3309 | 1410.2383 | 1551.4583 | -34.5595 | -59.8441 | -104.8105 | -159.2446 | 31.1951 | 46.2625 | 83.7999 | 145.37 | 9.0065 | 16.1144 | 32.6804 | 56.6109 | -8.6418 | -9.8777 | -12.6912 | -16.8728 | -0.39634 | -0.74743 | -1.4491 | -1.6457 | 3215.0095 | 3282.7094 | 3439.0112 | 3739.3702
8 | 18 | 7 | 1871.605 | 1907.8497 | 1977.6038 | 2098.6695 | 1528.6397 | 1568.268 | 1657.4837 | 1823.4625 | -39.2537 | -68.2043 | -123.5756 | -185.6764 | 31.594 | 50.6881 | 81.6204 | 138.1644 | 11.5716 | 21.2782 | 42.2517 | 72.8569 | -257.085 | -294.8417 | -377.04 | -486.1743 | -0.78453 | -1.1645 | -1.8523 | -3.3402 | 3146.2869 | 3183.8736 | 3256.4916 | 3457.9625
8 | 18 | 8 | 1943.5983 | 1980.0507 | 2050.5503 | 2167.5372 | 1787.2328 | 1833.5648 | 1937.8727 | 2131.9295 | -46.7823 | -81.2709 | -145.9547 | -222.0111 | 43.3881 | 64.5012 | 104.8512 | 172.1567 | 13.7309 | 24.8674 | 48.8906 | 85.1891 | -623.2533 | -714.1674 | -908.539 | -1157.6464 | 7.5983 | 8.326 | 15.2607 | 34.7832 | 3125.5128 | 3115.8719 | 3102.9318 | 3211.9381
8 | 18 | 9 | 2057.6498 | 2094.8272 | 2168.854 | 2285.2887 | 2000.9266 | 2052.7985 | 2169.5781 | 2386.8377 | -54.8595 | -94.2244 | -168.1289 | -258.3458 | 58.0834 | 84.7463 | 134.5695 | 225.0892 | 15.1872 | 27.7973 | 54.8824 | 96.3057 | -1048.5152 | -1203.3453 | -1535.705 | -1962.2553 | 18.7282 | 25.0294 | 44.8513 | 85.0936 | 3047.2006 | 2987.629 | 2868.9014 | 2858.0138
8 | 18 | 10 | 2202.5391 | 2241.9779 | 2321.5092 | 2443.7238 | 2146.6858 | 2202.3364 | 2327.6229 | 2560.7089 | -62.281 | -104.2462 | -185.0104 | -286.6643 | 71.6819 | 104.9914 | 169.9815 | 278.0216 | 14.2087 | 25.8477 | 53.5774 | 94.9885 | -1486.6683 | -1707.4291 | -2184.5793 | -2806.0574 | 23.3431 | 33.3025 | 59.7886 | 105.5232 | 2909.5093 | 2796.7806 | 2562.8899 | 2390.2444
8 | 18 | 11 | 2378.0122 | 2420.6545 | 2508.5313 | 2640.0456 | 2234.3006 | 2292.2224 | 2422.6224 | 2665.2215 | -69.2742 | -113.3285 | -197.7254 | -307.9323 | 87.7826 | 129.1257 | 206.1875 | 334.8424 | 12.1213 | 22.67 | 48.6307 | 89.8591 | -1805.1956 | -2073.0127 | -2653.359 | -3413.5303 | 17.903 | 32.2179 | 57.8362 | 87.5149 | 2855.6498 | 2710.5493 | 2392.7236 | 2096.0208
8 | 18 | 12 | 2538.9459 | 2584.5814 | 2680.3259 | 2821.994 | 2274.1142 | 2333.0681 | 2465.7917 | 2712.7138 | -74.989 | -121.4713 | -211.4028 | -326.7724 | 99.9756 | 145.4817 | 232.9323 | 373.855 | 11.0844 | 20.4361 | 45.6361 | 89.6558 | -2016.8622 | -2315.3532 | -2962.0706 | -3809.4063 | 4.7533 | 17.0703 | 32.0936 | 26.7968 | 2837.0221 | 2663.813 | 2283.3062 | 1888.8367
8 | 18 | 13 | 2712.9067 | 2761.6143 | 2866.5552 | 3021.2962 | 2272.1074 | 2331.0093 | 2463.6158 | 2710.32 | -80.9615 | -127.5089 | -220.4272 | -343.3012 | 104.3723 | 148.8344 | 240.8054 | 384.3781 | 10.2863 | 18.504 | 44.082 | 89.4525 | -2011.7204 | -2310.0013 | -2956.4861 | -3803.7722 | 0.56193 | 4.1379 | 7.7352 | 3.8289 | 3007.5526 | 2826.5898 | 2445.8802 | 2062.2022
8 | 18 | 14 | 2863.9324 | 2915.6861 | 3028.9096 | 3195.4875 | 2265.7848 | 2324.5229 | 2456.7603 | 2702.7781 | -86.3856 | -135.3734 | -232.3743 | -363.8361 | 101.8892 | 147.9111 | 235.5334 | 368.1238 | 11.5526 | 20.4347 | 47.4745 | 101.2917 | -1880.505 | -2159.5442 | -2764.21 | -3556.1943 | -1.0506 | -0.81648 | -1.0838 | -5.256 | 3275.2179 | 3112.8208 | 2771.0098 | 2442.3946
8 | 18 | 15 | 2971.2104 | 3025.0024 | 3144.9731 | 3321.4419 | 2249.8643 | 2308.1896 | 2439.4979 | 2683.787 | -90.2406 | -142.3504 | -241.1937 | -379.632 | 95.5079 | 138.3998 | 215.8168 | 333.5701 | 12.2611 | 20.9546 | 50.4177 | 108.8899 | -1694.8552 | -1945.9172 | -2489.5867 | -3200.5364 | -2.2124 | -3.2416 | -5.5582 | -8.2147 | 3541.5355 | 3401.0372 | 3114.3668 | 2859.3057
8 | 18 | 16 | 3080.0712 | 3136.2439 | 3265.0123 | 3454.5279 | 2200.4679 | 2257.5127 | 2385.9381 | 2624.8637 | -93.3329 | -147.5528 | -253.2173 | -395.544 | 52.6091 | 76.8545 | 118.2481 | 177.5986 | 14.9117 | 25.9425 | 59.997 | 124.5414 | -1313.9148 | -1508.8681 | -1930.8174 | -2481.7656 | -3.0214 | -5.362 | -9.3629 | -12.9668 | 3937.7908 | 3834.7707 | 3635.7978 | 3491.2552
8 | 18 | 17 | 3095.6728 | 3152.6477 | 3282.9798 | 3476.2905 | 2140.4748 | 2195.9643 | 2320.8883 | 2553.2999 | -93.1798 | -146.274 | -252.5259 | -401.1286 | 55.909 | 78.861 | 123.9417 | 185.9365 | 16.6788 | 29.5195 | 66.1215 | 133.4191 | -825.1341 | -947.7978 | -1212.9853 | -1558.0537 | -8.4289 | -15.1842 | -27.308 | -37.2364 | 4381.9925 | 4347.7366 | 4301.1122 | 4352.5273
8 | 18 | 18 | 2996.728 | 3053.7181 | 3180.1444 | 3371.3222 | 2024.0884 | 2076.5607 | 2194.6921 | 2414.4666 | -89.5367 | -139.5144 | -240.9265 | -388.606 | 55.909 | 78.861 | 123.9417 | 185.9365 | 18.1201 | 31.9714 | 70.8164 | 138.7894 | -315.3123 | -362.6159 | -464.6501 | -596.1746 | -14.0265 | -23.1974 | -41.8097 | -63.6545 | 4675.97 | 4715.7836 | 4822.2083 | 5062.0795
8 | 18 | 19 | 2846.1271 | 2900.3928 | 3019.5448 | 3203.5901 | 1914.2445 | 1963.8693 | 2075.5899 | 2283.4375 | -80.5155 | -124.7862 | -215.7014 | -349.8435 | 61.7112 | 86.6393 | 133.4029 | 195.4066 | 16.2811 | 28.5393 | 62.6017 | 125.0009 | -17.1679 | -19.7974 | -25.3284 | -32.0024 | -19.5318 | -31.0616 | -55.7174 | -89.2553 | 4721.1488 | 4803.7954 | 4994.3921 | 5336.3339
8 | 18 | 20 | 2831.6721 | 2886.5803 | 3004.2522 | 3189.2641 | 1796.6619 | 1843.2384 | 1948.0966 | 2143.1772 | -69.8947 | -109.7272 | -188.3983 | -305.1883 | 84.0129 | 116.5453 | 173.4607 | 245.5131 | 14.1313 | 24.9446 | 55.8192 | 111.4003 | -0.0029378 | -0.0033719 | -0.0043111 | -0.005539 | -16.41 | -24.4932 | -42.2927 | -67.2356 | 4640.1707 | 4737.0848 | 4950.9334 | 5316.9253
8 | 18 | 21 | 2739.2387 | 2792.8041 | 2904.8819 | 3085.3311 | 1627.6496 | 1669.8447 | 1764.8388 | 1941.5682 | -61.6362 | -98.3221 | -168.8758 | -266.1214 | 133.3026 | 187.0809 | 283.4135 | 413.2193 | 12.6262 | 22.8867 | 49.8193 | 98.0406 | -0.0029378 | -0.0033719 | -0.0043111 | -0.005539 | -7.0228 | -11.3996 | -21.9947 | -38.8891 | 4444.1552 | 4562.8913 | 4812.0787 | 5233.143
8 | 18 | 22 | 2560.0908 | 2610.9327 | 2714.8741 | 2888.1676 | 1444.6792 | 1482.1309 | 1566.4464 | 1723.3089 | -54.5359 | -89.3529 | -153.5197 | -238.5359 | 146.1034 | 199.8211 | 302.0824 | 449.9672 | 11.634 | 21.3676 | 47.2092 | 88.734 | -0.0029378 | -0.0033719 | -0.0043111 | -0.005539 | -4.1778 | -6.2733 | -12.7793 | -24.0608 | 4103.7907 | 4218.6228 | 4464.3087 | 4887.5754
8 | 18 | 23 | 2384.0225 | 2432.203 | 2528.3882 | 2694.2998 | 1310.357 | 1344.3266 | 1420.8026 | 1563.0805 | -47.8771 | -78.5568 | -135.0361 | -207.7897 | 165.9029 | 226.3745 | 341.0084 | 507.3495 | 11.0844 | 20.2601 | 43.6298 | 80.7447 | -0.0029378 | -0.0033719 | -0.0043111 | -0.005539 | 6.7621 | 11.8884 | 19.9178 | 23.7754 | 3830.2488 | 3956.4924 | 4218.7064 | 4661.4546
8 | 18 | 24 | 2245.8053 | 2291.7997 | 2383.2531 | 2543.7862 | 1176.1805 | 1206.6717 | 1275.3168 | 1403.0259 | -40.5627 | -67.7607 | -116.5525 | -175.0404 | 280.1266 | 371.8196 | 541.7903 | 786.1509 | 8.9115 | 16.8279 | 36.7201 | 65.8798 | -0.0029378 | -0.0033719 | -0.0043111 | -0.005539 | 10.6278 | 16.7806 | 29.0791 | 44.6214 | 3681.086 | 3836.1354 | 4149.6025 | 4668.4182
8 | 19 | 1 | 2117.9802 | 2161.42 | 2247.4421 | 2400.6258 | 1119.2971 | 1148.3136 | 1213.6389 | 1335.1716 | -36.2663 | -60.6184 | -104.324 | -156.5085 | 236.7389 | 317.5162 | 460.1705 | 662.478 | 8.4337 | 15.7204 | 33.9855 | 59.0043 | -0.0029378 | -0.0033719 | -0.0043111 | -0.005539 | 7.3458 | 11.5405 | 19.9909 | 30.7705 | 3453.5264 | 3593.889 | 3870.8995 | 4331.5362
8 | 19 | 2 | 2011.5293 | 2053.3878 | 2134.2557 | 2280.7967 | 1099.585 | 1128.0906 | 1192.2654 | 1311.6578 | -32.8833 | -55.1377 | -94.9415 | -142.2911 | 161.3585 | 216.9508 | 324.0133 | 473.0057 | 6.4414 | 12.7905 | 27.2111 | 47.6469 | -0.0029378 | -0.0033719 | -0.0043111 | -0.005539 | 2.8802 | 4.6146 | 7.9571 | 12.1564 | 3248.9082 | 3360.6933 | 3590.7569 | 3982.9668
8 | 19 | 3 | 1916.9549 | 1956.6143 | 2033.1125 | 2172.5212 | 1101.622 | 1130.1804 | 1194.4741 | 1314.0876 | -31.8628 | -53.3108 | -91.8139 | -133.2375 | 104.7711 | 144.9452 | 221.8829 | 333.7101 | 6.4414 | 12.3789 | 26.6886 | 45.4567 | -0.0029378 | -0.0033719 | -0.0043111 | -0.005539 | 1.9192 | 2.9545 | 5.2592 | 8.3247 | 3099.8429 | 3193.7593 | 3389.599 | 3740.8573
8 | 19 | 4 | 1856.2015 | 1894.7052 | 1967.6025 | 2102.2865 | 1137.3096 | 1166.7932 | 1233.1697 | 1356.6582 | -31.3907 | -51.6491 | -88.968 | -133.2375 | 68.3819 | 97.4865 | 155.9584 | 241.7649 | 6.0356 | 11.683 | 25.259 | 44.3804 | -0.0029378 | -0.0033719 | -0.0043111 | -0.005539 | 1.5881 | 2.5375 | 4.7653 | 6.9004 | 3038.123 | 3121.5529 | 3297.7826 | 3618.7472
8 | 19 | 5 | 1803.8303 | 1841.0249 | 1910.7345 | 2038.6128 | 1222.3147 | 1254.0019 | 1325.3396 | 1458.0579 | -31.3907 | -53.476 | -92.0955 | -137.9766 | 42.9893 | 63.9647 | 109.7506 | 179.3623 | 6.8472 | 12.7905 | 26.6886 | 46.7738 | -0.0029378 | -0.0033719 | -0.0043111 | -0.005539 | 1.3275 | 1.8943 | 3.5111 | 5.7461 | 3045.9153 | 3120.197 | 3283.9245 | 3590.5707
8 | 19 | 6 | 1883.7817 | 1922.912 | 1996.1368 | 2132.0522 | 1178.912 | 1209.474 | 1278.2786 | 1406.2842 | -33.0669 | -56.3555 | -98.5555 | -150.191 | 31.1951 | 46.2625 | 83.7999 | 145.37 | 7.7891 | 14.6129 | 29.9458 | 51.2558 | -8.0394 | -9.1193 | -11.4858 | -14.7253 | -0.39634 | -0.74743 | -1.4491 | -1.6457 | 3060.1752 | 3127.0391 | 3276.6707 | 3568.4003
8 | 19 | 7 | 1873.7011 | 1911.4023 | 1983.2278 | 2111.6351 | 1334.0473 | 1368.6311 | 1446.4898 | 1591.3399 | -36.0849 | -62.1146 | -109.745 | -167.1445 | 31.594 | 50.6881 | 81.6204 | 138.1644 | 9.0065 | 16.8103 | 33.9855 | 59.106 | -240.2118 | -275.856 | -353.7113 | -457.54 | -0.78453 | -1.1645 | -1.8523 | -3.3402 | 2971.2676 | 3008.3967 | 3080.0149 | 3272.2208
8 | 19 | 8 | 1987.967 | 2026.9544 | 2102.3882 | 2232.2015 | 1511.5628 | 1550.7485 | 1638.9674 | 1803.0921 | -41.7997 | -72.3017 | -128.9966 | -196.3123 | 43.3881 | 64.5012 | 104.8512 | 172.1567 | 12.3832 | 21.9741 | 44.7264 | 78.3136 | -563.284 | -644.9346 | -819.1399 | -1043.1568 | 7.5983 | 8.326 | 15.2607 | 34.7832 | 2957.8157 | 2955.2679 | 2958.0574 | 3081.0779
8 | 19 | 9 | 2136.2406 | 2177.2224 | 2258.5189 | 2392.27 | 1678.2128 | 1721.7186 | 1819.6638 | 2001.8832 | -48.6421 | -83.3761 | -149.5687 | -234.5337 | 58.0834 | 84.7463 | 134.5695 | 225.0892 | 15.593 | 28.0816 | 56.1875 | 96.4073 | -955.9764 | -1095.1372 | -1392.4441 | -1774.7786 | 18.7282 | 25.0294 | 44.8513 | 85.0936 | 2902.2394 | 2858.285 | 2771.7781 | 2791.431
8 | 19 | 10 | 2312.3496 | 2356.0736 | 2444.3047 | 2586.3962 | 1803.1439 | 1849.8885 | 1955.1249 | 2150.9093 | -55.4846 | -94.3375 | -169.8593 | -268.016 | 71.6819 | 104.9914 | 169.9815 | 278.0216 | 17.1294 | 31.0115 | 62.2416 | 109.6125 | -1479.8113 | -1697.9304 | -2167.4645 | -2774.1502 | 23.3431 | 33.3025 | 59.7886 | 105.5232 | 2692.352 | 2582.9997 | 2354.1175 | 2188.2967
8 | 19 | 11 | 2470.0219 | 2516.6181 | 2611.52 | 2762.7635 | 1897.7919 | 1946.9901 | 2057.7505 | 2263.8117 | -62.7684 | -103.4198 | -182.2928 | -289.5922 | 87.7826 | 129.1257 | 206.1875 | 334.8424 | 15.4261 | 28.0816 | 57.942 | 103.2675 | -1926.5674 | -2211.0063 | -2826.7546 | -3632.2885 | 17.903 | 32.2179 | 57.8362 | 87.5149 | 2499.5897 | 2338.6073 | 1982.1889 | 1630.3193
8 | 19 | 12 | 2628.0871 | 2677.3665 | 2780.1421 | 2940.6531 | 1961.7423 | 2012.5983 | 2127.091 | 2340.096 | -69.4732 | -110.7883 | -193.1242 | -304.0017 | 99.9756 | 145.4817 | 232.9323 | 373.855 | 12.1579 | 22.9544 | 50.1983 | 95.6429 | -2055.8985 | -2359.7681 | -3017.7082 | -3878.608 | 4.7533 | 17.0703 | 32.0936 | 26.7968 | 2581.3445 | 2404.9148 | 2011.625 | 1594.4342
8 | 19 | 13 | 2808.8526 | 2861.2534 | 2973.4503 | 3146.1333 | 1986.2854 | 2037.7777 | 2153.7028 | 2369.3726 | -75.5529 | -118.9311 | -204.2371 | -322.8419 | 104.3723 | 148.8344 | 240.8054 | 384.3781 | 10.9541 | 20.2899 | 47.3392 | 93.9192 | -2076.3003 | -2383.6234 | -3049.2896 | -3920.5587 | 0.56193 | 4.1379 | 7.7352 | 3.8289 | 2759.1732 | 2569.7388 | 2169.5062 | 1754.2315
8 | 19 | 14 | 2958.0803 | 3013.6346 | 3133.2322 | 3315.8302 | 2021.878 | 2074.293 | 2192.2954 | 2411.8299 | -81.5254 | -126.9608 | -216.9522 | -343.6851 | 101.8892 | 147.9111 | 235.5334 | 368.1238 | 11.2649 | 21.0034 | 49.3021 | 99.5151 | -1934.488 | -2220.9742 | -2841.3677 | -3653.0302 | -1.0506 | -0.81648 | -1.0838 | -5.256 | 3076.0484 | 2908.0906 | 2550.9596 | 2193.3276
8 | 19 | 15 | 3075.0854 | 3133.0894 | 3259.3536 | 3450.9996 | 2033.1238 | 2085.8304 | 2204.4891 | 2425.2446 | -85.4875 | -134.1031 | -227.3737 | -362.3333 | 95.5079 | 138.3998 | 215.8168 | 333.5701 | 12.785 | 23.3456 | 54.7822 | 110.4813 | -1684.3539 | -1934.0752 | -2474.7931 | -3181.5769 | -2.2124 | -3.2416 | -5.5582 | -8.2147 | 3444.4483 | 3309.2453 | 3026.7167 | 2768.1707
8 | 19 | 16 | 3121.8332 | 3181.7576 | 3311.7911 | 3511.6032 | 2009.347 | 2061.4372 | 2178.7082 | 2396.8821 | -88.5032 | -138.2529 | -237.5903 | -373.198 | 52.6091 | 76.8545 | 118.2481 | 177.5986 | 14.0512 | 26.2268 | 60.7822 | 120.6762 | -1301.7764 | -1495.0996 | -1913.518 | -2459.5888 | -3.0214 | -5.362 | -9.3629 | -12.9668 | 3804.5396 | 3707.5616 | 3509.0585 | 3361.0064
8 | 19 | 17 | 3170.5657 | 3231.5439 | 3364.8169 | 3569.8992 | 1978.4854 | 2029.7755 | 2145.2454 | 2360.0683 | -88.2737 | -140.4626 | -240.0264 | -379.3237 | 55.909 | 78.861 | 123.9417 | 185.9365 | 16.0423 | 29.3922 | 66.9067 | 129.0234 | -818.5312 | -940.4502 | -1204.1557 | -1547.2821 | -8.4289 | -15.1842 | -27.308 | -37.2364 | 4305.7686 | 4273.4757 | 4229.4205 | 4281.0852
8 | 19 | 18 | 3103.5322 | 3163.9495 | 3295.5718 | 3498.6759 | 1867.5945 | 1916.0098 | 2025.0078 | 2227.7902 | -85.7889 | -137.3569 | -236.2075 | -371.232 | 55.909 | 78.861 | 123.9417 | 185.9365 | 17.7374 | 32.4128 | 71.4662 | 138.1044 | -306.1109 | -352.1232 | -451.4225 | -579.4686 | -14.0265 | -23.1974 | -41.8097 | -63.6545 | 4638.8468 | 4678.5557 | 4786.5479 | 5036.1519
8 | 19 | 19 | 2961.2408 | 3019.0451 | 3144.4106 | 3338.6959 | 1776.7269 | 1822.7867 | 1926.4814 | 2119.3974 | -78.9464 | -125.3429 | -216.9559 | -343.6425 | 61.7112 | 86.6393 | 133.4029 | 195.4066 | 16.8539 | 29.3746 | 65.2037 | 129.1404 | -11.0884 | -12.8545 | -16.6392 | -21.2614 | -19.5318 | -31.0616 | -55.7174 | -89.2553 | 4706.9662 | 4788.5866 | 4980.1861 | 5328.4811
8 | 19 | 20 | 2935.3063 | 2993.1738 | 3115.8186 | 3311.5452 | 1668.5533 | 1711.8087 | 1809.1901 | 1990.3607 | -69.9252 | -112.1108 | -194.0243 | -305.3046 | 84.0129 | 116.5453 | 173.4607 | 245.5131 | 16.0518 | 27.62 | 60.6333 | 120.6692 | -0.0029378 | -0.0033719 | -0.0043111 | -0.005539 | -16.41 | -24.4932 | -42.2927 | -67.2356 | 4617.5861 | 4712.5404 | 4922.7814 | 5295.5426
8 | 19 | 21 | 2820.4935 | 2876.3422 | 2993.3947 | 3183.6743 | 1508.0249 | 1547.1188 | 1635.1313 | 1798.8718 | -61.7738 | -101.3147 | -175.5407 | -268.9739 | 133.3026 | 187.0809 | 283.4135 | 413.2193 | 14.7855 | 26.1198 | 56.9808 | 109.703 | -0.0029378 | -0.0033719 | -0.0043111 | -0.005539 | -7.0228 | -11.3996 | -21.9947 | -38.8891 | 4407.8069 | 4523.944 | 4771.3806 | 5197.5999
8 | 19 | 22 | 2567.6764 | 2618.9275 | 2723.3186 | 2899.9631 | 1366.6057 | 1402.0334 | 1481.7923 | 1630.1776 | -55.5871 | -92.3977 | -161.8633 | -250.442 | 146.1034 | 199.8211 | 302.0824 | 449.9672 | 16.1563 | 28.6015 | 60.4979 | 112.0965 | -0.0029378 | -0.0033719 | -0.0043111 | -0.005539 | -4.1778 | -6.2733 | -12.7793 | -24.0608 | 4036.7739 | 4150.7093 | 4393.0444 | 4817.696
8 | 19 | 23 | 2339.1031 | 2386.5128 | 2481.6957 | 2645.5664 | 1247.4976 | 1279.8376 | 1352.645 | 1488.0977 | -47.8006 | -80.3837 | -139.9707 | -215.3813 | 168.8039 | 230.8 | 350.4697 | 530.1779 | 14.2222 | 25.7082 | 53.7236 | 97.13 | -0.0029378 | -0.0033719 | -0.0043111 | -0.005539 | 6.7621 | 11.8884 | 19.9178 | 23.7754 | 3728.5855 | 3854.3601 | 4118.4768 | 4569.3605
8 | 19 | 24 | 2105.6732 | 2149.2246 | 2233.5285 | 2380.8987 | 1223.6538 | 1255.3758 | 1326.7916 | 1459.6553 | -40.5933 | -68.535 | -119.6801 | -179.7795 | 311.7203 | 417.5452 | 613.4083 | 904.2419 | 10.9405 | 20.5633 | 42.0648 | 74.1741 | -0.0029378 | -0.0033719 | -0.0043111 | -0.005539 | 10.6278 | 16.7806 | 29.0791 | 44.6214 | 3622.0195 | 3790.9512 | 4125.1879 | 4683.8062
8 | 20 | 1 | 1991.4262 | 2032.8513 | 2112.2456 | 2253.531 | 1170.0987 | 1200.4322 | 1268.7224 | 1395.7711 | -34.955 | -59.4005 | -102.2355 | -153.3478 | 224.5458 | 301.6967 | 448.3269 | 668.5513 | 8.8395 | 16.8279 | 34.7679 | 60.3215 | -0.0029378 | -0.0033719 | -0.0043111 | -0.005539 | 7.3458 | 11.5405 | 19.9909 | 30.7705 | 3367.298 | 3503.9448 | 3781.814 | 4255.5921
8 | 20 | 2 | 1916.4339 | 1956.2869 | 2032.1384 | 2169.751 | 1142.7343 | 1172.3585 | 1239.0516 | 1363.1291 | -32.2277 | -54.085 | -93.1345 | -136.819 | 139.6647 | 191.7437 | 297.0149 | 451.8012 | 7.086 | 13.6327 | 29.2987 | 48.964 | -0.0029378 | -0.0033719 | -0.0043111 | -0.005539 | 2.8802 | 4.6146 | 7.9571 | 12.1564 | 3176.5685 | 3284.5479 | 3512.3219 | 3908.9772
8 | 20 | 3 | 1861.1597 | 1900.3074 | 1973.224 | 2105.9878 | 1153.8568 | 1183.7693 | 1251.1116 | 1376.3967 | -31.2071 | -52.4234 | -90.0069 | -132.5045 | 84.4827 | 122.1572 | 197.858 | 316.3936 | 6.4414 | 12.5062 | 26.6886 | 46.5705 | -0.0029378 | -0.0033719 | -0.0043111 | -0.005539 | 1.9192 | 2.9545 | 5.2592 | 8.3247 | 3076.6497 | 3169.2679 | 3364.1301 | 3721.1634
8 | 20 | 4 | 1817.9185 | 1854.8512 | 1924.9961 | 2052.2196 | 1252.0967 | 1284.556 | 1357.6318 | 1493.5838 | -32.2277 | -53.3108 | -91.8139 | -135.2406 | 49.5891 | 79.2479 | 138.6748 | 235.0508 | 6.6802 | 12.7905 | 26.6886 | 46.5705 | -0.0029378 | -0.0033719 | -0.0043111 | -0.005539 | 1.5881 | 2.5375 | 4.7653 | 6.9004 | 3095.642 | 3180.6688 | 3360.9384 | 3699.079
8 | 20 | 5 | 1790.5768 | 1825.8359 | 1892.4283 | 2010.1634 | 1466.2726 | 1504.2842 | 1589.8599 | 1749.067 | -34.011 | -58.9567 | -102.517 | -154.1971 | 43.996 | 69.3239 | 126.8312 | 231.654 | 9.4123 | 17.2219 | 35.2905 | 60.3215 | -0.0029378 | -0.0033719 | -0.0043111 | -0.005539 | 1.3275 | 1.8943 | 3.5111 | 5.7461 | 3277.5713 | 3359.6001 | 3545.3998 | 3902.7495
8 | 20 | 6 | 1848.2683 | 1882.7902 | 1949.9863 | 2064.3498 | 1678.5918 | 1722.1075 | 1820.0748 | 2002.3354 | -39.1772 | -70.8054 | -126.2166 | -192.1102 | 70.6944 | 108.0811 | 186.6056 | 322.9584 | 14.9483 | 26.4055 | 51.7606 | 87.7218 | -6.3677 | -7.1712 | -8.8754 | -11.1036 | -0.39634 | -0.74743 | -1.4491 | -1.6457 | 3566.5616 | 3660.6603 | 3871.8862 | 4272.5059
8 | 20 | 7 | 1745.5002 | 1775.0489 | 1832.8273 | 1922.478 | 2130.7899 | 2186.0283 | 2310.3871 | 2541.7471 | -47.6499 | -87.4127 | -159.2988 | -239.5016 | 120.2832 | 180.4839 | 299.8697 | 517.9425 | 19.8614 | 34.747 | 66.8011 | 113.0335 | -267.7142 | -306.4776 | -390.6757 | -502.5066 | -0.78453 | -1.1645 | -1.8523 | -3.3402 | 3700.2861 | 3781.2532 | 3958.0583 | 4349.8527
8 | 20 | 8 | 1731.969 | 1759.2879 | 1813.1119 | 1886.2899 | 2507.7326 | 2572.7429 | 2719.1011 | 2991.3894 | -57.2196 | -104.7421 | -188.9719 | -280.1509 | 167.5787 | 248.8737 | 409.6196 | 699.5685 | 20.1003 | 35.4429 | 68.7533 | 115.5286 | -564.1702 | -645.9959 | -820.8934 | -1046.0001 | 7.5983 | 8.326 | 15.2607 | 34.7832 | 3813.5892 | 3873.9353 | 4015.9814 | 4401.4087
8 | 20 | 9 | 1782.4146 | 1809.9962 | 1863.1568 | 1929.9979 | 2740.8214 | 2811.8743 | 2971.8362 | 3269.4331 | -64.899 | -117.4783 | -208.2235 | -308.1611 | 187.1596 | 279.0273 | 460.44 | 783.6579 | 17.1294 | 30.7272 | 61.1965 | 103.727 | -1038.4178 | -1191.8101 | -1521.4196 | -1945.5102 | 18.7282 | 25.0294 | 44.8513 | 85.0936 | 3642.9365 | 3647.366 | 3671.8376 | 3918.2383
8 | 20 | 10 | 1894.5989 | 1924.3525 | 1981.7236 | 2049.1153 | 2896.1583 | 2971.2381 | 3140.2658 | 3454.7292 | -71.6343 | -126.8911 | -221.9775 | -320.259 | 179.0642 | 268.1697 | 444.4911 | 764.7174 | 12.861 | 24.1715 | 49.5377 | 85.0499 | -1516.0118 | -1741.4085 | -2229.9931 | -2870.4795 | 23.3431 | 33.3025 | 59.7886 | 105.5232 | 3418.3793 | 3352.9348 | 3223.8362 | 3268.3965
8 | 20 | 11 | 2077.5222 | 2109.7515 | 2175.3031 | 2253.7281 | 2986.1796 | 3063.5931 | 3237.8748 | 3562.1126 | -77.714 | -136.9129 | -237.8201 | -338.7908 | 161.069 | 244.0355 | 409.0791 | 711.7852 | 11.2377 | 21.9741 | 47.2011 | 79.0474 | -1803.671 | -2071.4852 | -2651.8864 | -3412.2432 | 17.903 | 32.2179 | 57.8362 | 87.5149 | 3372.5266 | 3263.174 | 3037.5877 | 2943.1541
8 | 20 | 12 | 2214.9221 | 2248.8606 | 2320.3876 | 2406.9902 | 3071.5779 | 3151.2053 | 3330.4711 | 3663.9814 | -83.3217 | -145.83 | -250.5351 | -355.2033 | 155.8747 | 233.1779 | 389.616 | 677.793 | 9.5562 | 20.0055 | 44.4664 | 75.2351 | -2057.0575 | -2361.1976 | -3019.8643 | -3882.0733 | 4.7533 | 17.0703 | 32.0936 | 26.7968 | 3316.3051 | 3163.292 | 2846.6355 | 2613.5199
8 | 20 | 13 | 2379.2042 | 2416.1984 | 2496.0105 | 2593.6594 | 3102.9295 | 3183.3696 | 3364.4652 | 3701.3796 | -88.2737 | -155.6866 | -267.1351 | -371.7319 | 145.975 | 221.9077 | 373.6671 | 641.0446 | 9.4978 | 21.2403 | 48.257 | 78.2983 | -2054.1103 | -2357.9222 | -3015.726 | -3876.2507 | 0.56193 | 4.1379 | 7.7352 | 3.8289 | 3495.7844 | 3333.2452 | 3007.2739 | 2770.2282
8 | 20 | 14 | 2481.9033 | 2520.8826 | 2605.8532 | 2709.9957 | 3132.0862 | 3213.2822 | 3396.0794 | 3736.1596 | -93.2258 | -163.7684 | -279.6451 | -387.528 | 137.0914 | 205.4434 | 342.8503 | 585.3749 | 9.0838 | 21.7968 | 50.4177 | 80.831 | -1931.0804 | -2216.9321 | -2835.752 | -3644.6783 | -1.0506 | -0.81648 | -1.0838 | -5.256 | 3734.8081 | 3579.8879 | 3278.7196 | 3074.8988
8 | 20 | 15 | 2630.5064 | 2672.5865 | 2766.2845 | 2884.508 | 3080.1333 | 3159.9825 | 3339.7475 | 3674.1868 | -96.3945 | -169.8581 | -288.8228 | -400.8961 | 123.0941 | 184.7856 | 308.2831 | 516.2488 | 9.8724 | 23.7085 | 55.5106 | 89.0612 | -1669.5904 | -1916.9563 | -2452.2766 | -3151.2546 | -2.2124 | -3.2416 | -5.5582 | -8.2147 | 4075.4089 | 3951.0071 | 3723.1682 | 3603.6393
8 | 20 | 16 | 2770.4257 | 2816.4872 | 2921.0183 | 3057.7387 | 2931.0159 | 3006.9994 | 3178.0615 | 3496.3097 | -99.3796 | -173.2336 | -295.9119 | -416.2671 | 69.9964 | 102.7219 | 162.7837 | 266.7878 | 11.7114 | 27.9814 | 63.7226 | 103.0907 | -1289.022 | -1480.2919 | -1894.0143 | -2433.3958 | -3.0214 | -5.362 | -9.3629 | -12.9668 | 4391.7264 | 4295.3024 | 4126.2971 | 4061.2974
8 | 20 | 17 | 2904.5561 | 2954.6391 | 3068.1295 | 3226.1952 | 2680.0191 | 2749.4957 | 2905.909 | 3196.9041 | -99.1195 | -171.7895 | -293.4134 | -417.1125 | 75.7986 | 108.6175 | 168.4772 | 270.1053 | 13.5504 | 30.451 | 69.0755 | 112.9806 | -807.5443 | -927.7696 | -1187.5945 | -1525.1984 | -8.4289 | -15.1842 | -27.308 | -37.2364 | 4758.8315 | 4728.46 | 4703.2753 | 4826.6379
8 | 20 | 18 | 3023.253 | 3079.699 | 3202.5469 | 3378.3113 | 2350.7908 | 2411.7325 | 2548.9311 | 2804.1788 | -94.3488 | -163.0378 | -279.9304 | -403.8568 | 90.095 | 129.136 | 195.8133 | 297.3834 | 15.7233 | 32.5279 | 72.2054 | 123.0738 | -293.0376 | -337.1302 | -432.1262 | -554.1866 | -14.0265 | -23.1974 | -41.8097 | -63.6545 | 5078.4492 | 5129.7299 | 5265.6304 | 5581.2493
8 | 20 | 19 | 3004.8735 | 3059.6955 | 3183.552 | 3369.6808 | 2111.5854 | 2166.326 | 2289.564 | 2518.8388 | -84.7025 | -144.7689 | -248.6552 | -366.0601 | 94.8906 | 135.568 | 204.4804 | 304.589 | 15.3175 | 29.9013 | 66.7253 | 119.1376 | -11.0884 | -12.8545 | -16.6392 | -21.2614 | -19.5318 | -31.0616 | -55.7174 | -89.2553 | 5111.3444 | 5202.8058 | 5423.3099 | 5835.6695
8 | 20 | 20 | 3027.0796 | 3083.0167 | 3208.0069 | 3401.6051 | 1924.8035 | 1974.7019 | 2087.0388 | 2296.0329 | -74.875 | -126.6652 | -217.38 | -326.6849 | 104.3914 | 148.3083 | 222.8957 | 328.5497 | 16.3625 | 30.1978 | 65.599 | 120.278 | -0.0029378 | -0.0033719 | -0.0043111 | -0.005539 | -16.41 | -24.4932 | -42.2927 | -67.2356 | 4981.3492 | 5085.063 | 5323.8633 | 5752.5396
8 | 20 | 21 | 2929.9903 | 2985.8583 | 3105.9223 | 3296.9804 | 1688.9004 | 1732.6833 | 1831.2522 | 2014.6321 | -66.3893 | -112.3805 | -194.7299 | -292.782 | 193.3088 | 271.9763 | 416.4782 | 613.7152 | 16.444 | 30.3928 | 65.9753 | 116.4921 | -0.0029378 | -0.0033719 | -0.0043111 | -0.005539 | -7.0228 | -11.3996 | -21.9947 | -38.8891 | 4755.2286 | 4897.1272 | 5202.8991 | 5710.1432
8 | 20 | 22 | 2697.8977 | 2751.4841 | 2861.2674 | 3040.5429 | 1474.3039 | 1512.5237 | 1598.5681 | 1758.6473 | -57.6893 | -99.7576 | -173.1189 | -260.4573 | 211.304 | 291.6851 | 438.661 | 646.0139 | 16.4671 | 30.6595 | 64.4103 | 111.6676 | -0.0029378 | -0.0033719 | -0.0043111 | -0.005539 | -4.1778 | -6.2733 | -12.7793 | -24.0608 | 4338.1027 | 4480.3182 | 4777.0044 | 5272.348
8 | 20 | 23 | 2480.9098 | 2531.6526 | 2632.2874 | 2801.655 | 1305.5855 | 1339.4314 | 1415.629 | 1557.3888 | -48.6681 | -83.646 | -145.5343 | -218.2298 | 318.6058 | 426.7316 | 618.7278 | 894.422 | 14.2942 | 26.5314 | 55.5485 | 95.2823 | -0.0029378 | -0.0033719 | -0.0043111 | -0.005539 | 6.7621 | 11.8884 | 19.9178 | 23.7754 | 4077.4863 | 4252.5861 | 4596.5718 | 5154.2882
8 | 20 | 24 | 2282.1278 | 2328.6326 | 2421.0993 | 2582.7859 | 1203.5698 | 1234.7711 | 1305.0147 | 1435.6977 | -40.4096 | -70.0835 | -120.5141 | -176.7352 | 311.7203 | 417.5452 | 613.4083 | 904.2419 | 10.9405 | 20.5444 | 43.1072 | 74.415 | -0.0029378 | -0.0033719 | -0.0043111 | -0.005539 | 10.6278 | 16.7806 | 29.0791 | 44.6214 | 3778.5737 | 3948.187 | 4291.1902 | 4865.0211
8 | 21 | 1 | 2141.9669 | 2186.0053 | 2272.466 | 2425.3314 | 1154.5403 | 1184.4706 | 1251.8527 | 1377.2121 | -34.8785 | -59.4526 | -102.0305 | -153.0395 | 224.5458 | 301.6967 | 448.3269 | 668.5513 | 7.7307 | 15.4361 | 32.8158 | 54.8649 | -0.0029378 | -0.0033719 | -0.0043111 | -0.005539 | 7.3458 | 11.5405 | 19.9909 | 30.7705 | 3501.2481 | 3639.6931 | 3923.4174 | 4403.6851
8 | 21 | 2 | 2048.5314 | 2090.8911 | 2172.8228 | 2320.242 | 1129.8647 | 1159.1552 | 1225.0973 | 1347.7774 | -32.2583 | -54.8593 | -93.1345 | -136.819 | 139.6647 | 191.7437 | 297.0149 | 451.8012 | 5.8686 | 11.3987 | 24.7364 | 42.1902 | -0.0029378 | -0.0033719 | -0.0043111 | -0.005539 | 2.8802 | 4.6146 | 7.9571 | 12.1564 | 3294.5484 | 3402.9407 | 3634.4898 | 4037.3427
8 | 21 | 3 | 1958.1671 | 1997.9234 | 2075.4377 | 2216.3806 | 1148.9356 | 1178.7205 | 1245.7755 | 1370.5264 | -31.6791 | -52.4234 | -90.0069 | -132.5045 | 84.4827 | 122.1572 | 197.858 | 316.3936 | 5.4628 | 10.7028 | 23.4314 | 39.8983 | -0.0029378 | -0.0033719 | -0.0043111 | -0.005539 | 1.9192 | 2.9545 | 5.2592 | 8.3247 | 3167.2853 | 3260.0316 | 3457.7505 | 3819.0136
8 | 21 | 4 | 1898.5403 | 1937.3484 | 2011.1237 | 2143.4284 | 1249.5902 | 1281.9845 | 1354.914 | 1490.5938 | -31.6791 | -53.1977 | -90.2885 | -136.819 | 49.5891 | 79.2479 | 138.6748 | 235.0508 | 5.8686 | 11.1144 | 23.9539 | 41.2155 | -0.0029378 | -0.0033719 | -0.0043111 | -0.005539 | 1.5881 | 2.5375 | 4.7653 | 6.9004 | 3173.4942 | 3259.0315 | 3443.1391 | 3780.3644
8 | 21 | 5 | 1866.0314 | 1903.0624 | 1973.2252 | 2095.8352 | 1456.8322 | 1494.599 | 1579.6237 | 1737.8058 | -34.483 | -59.731 | -104.324 | -156.2002 | 43.996 | 69.3239 | 126.8312 | 231.654 | 9.8181 | 17.9178 | 36.1975 | 60.4231 | -0.0029378 | -0.0033719 | -0.0043111 | -0.005539 | 1.3275 | 1.8943 | 3.5111 | 5.7461 | 3343.5192 | 3427.063 | 3615.0604 | 3975.2585
8 | 21 | 6 | 1920.0859 | 1956.7942 | 2027.7654 | 2145.7058 | 1664.9346 | 1708.0963 | 1805.2665 | 1986.0442 | -39.5421 | -69.9181 | -126.2166 | -192.1102 | 70.6944 | 108.0811 | 186.6056 | 322.9584 | 14.5425 | 25.5634 | 49.8085 | 84.6586 | -2.2357 | -2.4802 | -2.9926 | -3.6861 | -0.39634 | -0.74743 | -1.4491 | -1.6457 | 3628.0833 | 3725.3892 | 3938.7877 | 4341.9249
8 | 21 | 7 | 1813.7339 | 1845.8419 | 1907.1775 | 2000.6814 | 2104.2157 | 2158.7652 | 2281.5731 | 2510.0477 | -47.1013 | -86.5254 | -157.7734 | -241.9294 | 120.2832 | 180.4839 | 299.8697 | 517.9425 | 19.8614 | 35.1586 | 66.9257 | 112.1605 | -238.4174 | -273.7572 | -350.5953 | -452.5629 | -0.78453 | -1.1645 | -1.8523 | -3.3402 | 3771.791 | 3858.8025 | 4045.3249 | 4442.9996
8 | 21 | 8 | 1789.5103 | 1818.8419 | 1874.983 | 1952.4099 | 2479.4386 | 2543.7154 | 2688.4223 | 2957.6384 | -56.0154 | -102.9674 | -185.921 | -277.8395 | 167.5787 | 248.8737 | 409.6196 | 699.5685 | 19.6945 | 34.4626 | 66.4031 | 112.2622 | -735.5913 | -844.3583 | -1079.5637 | -1386.5184 | 7.5983 | 8.326 | 15.2607 | 34.7832 | 3672.2137 | 3706.8939 | 3789.204 | 4092.3043
8 | 21 | 9 | 1896.7511 | 1926.829 | 1985.2204 | 2059.6092 | 2732.7764 | 2803.6207 | 2963.1131 | 3259.8365 | -63.8019 | -115.5904 | -204.6862 | -301.1105 | 187.1596 | 279.0273 | 460.44 | 783.6579 | 16.1508 | 28.6394 | 56.6342 | 96.0801 | -1144.5298 | -1315.209 | -1684.4197 | -2165.4595 | 18.7282 | 25.0294 | 44.8513 | 85.0936 | 3643.2345 | 3632.3465 | 3621.1531 | 3817.7073
8 | 21 | 10 | 2063.7487 | 2094.9177 | 2159.896 | 2240.0773 | 2913.2473 | 2988.7701 | 3158.7953 | 3475.1141 | -70.0958 | -123.1763 | -214.5552 | -306.5827 | 179.0642 | 268.1697 | 444.4911 | 764.7174 | 10.057 | 19.4558 | 40.2887 | 69.7561 | -1437.8015 | -1653.9904 | -2122.311 | -2733.2941 | 23.3431 | 33.3025 | 59.7886 | 105.5232 | 3681.563 | 3627.4492 | 3526.3934 | 3615.3113
8 | 21 | 11 | 2226.6274 | 2260.5511 | 2332.4098 | 2419.3692 | 3033.6632 | 3112.3077 | 3289.3606 | 3618.7542 | -75.7034 | -133.0329 | -228.3092 | -321.5331 | 161.069 | 244.0355 | 409.0791 | 711.7852 | 7.3249 | 15.4361 | 34.7571 | 57.7512 | -1731.9572 | -1989.1325 | -2544.4924 | -3266.1184 | 17.903 | 32.2179 | 57.8362 | 87.5149 | 3638.9269 | 3542.3828 | 3350.6413 | 3307.5232
8 | 21 | 12 | 2364.9029 | 2401.1312 | 2479.1414 | 2573.2558 | 3125.8066 | 3206.8398 | 3389.2705 | 3728.6689 | -81.4182 | -141.2279 | -242.3447 | -340.7979 | 155.8747 | 233.1779 | 389.616 | 677.793 | 6.0274 | 14.7212 | 34.11 | 56.3324 | -1731.175 | -1990.0578 | -2549.53 | -3276.6552 | 4.7533 | 17.0703 | 32.0936 | 26.7968 | 3844.7717 | 3741.6548 | 3532.3569 | 3445.3938
8 | 21 | 13 | 2555.9099 | 2595.3474 | 2682.4868 | 2788.9223 | 3174.0906 | 3256.3755 | 3441.6242 | 3786.2653 | -86.4773 | -150.8061 | -257.2142 | -361.6411 | 145.975 | 221.9077 | 373.6671 | 641.0446 | 6.744 | 17.0635 | 39.0676 | 62.9029 | -1611.7189 | -1852.5878 | -2369.9597 | -3032.5203 | 0.56193 | 4.1379 | 7.7352 | 3.8289 | 4185.0851 | 4091.4382 | 3917.4069 | 3888.8026
8 | 21 | 14 | 2668.2973 | 2709.1451 | 2802.0694 | 2917.2506 | 3201.5528 | 3284.5496 | 3471.401 | 3819.0239 | -91.3223 | -159.497 | -272.0839 | -382.4844 | 137.0914 | 205.4434 | 342.8503 | 585.3749 | 7.4606 | 19.3868 | 45.4655 | 69.9177 | -1505.6862 | -1732.5132 | -2221.3803 | -2851.1821 | -1.0506 | -0.81648 | -1.0838 | -5.256 | 4416.343 | 4325.6982 | 4167.2382 | 4152.6444
8 | 21 | 15 | 2812.5613 | 2857.4003 | 2958.9822 | 3088.0185 | 3159.0876 | 3240.9836 | 3425.3567 | 3768.3687 | -95.1773 | -166.3609 | -283.826 | -398.7048 | 123.0941 | 184.7856 | 308.2831 | 516.2488 | 8.6916 | 23.3754 | 54.0756 | 80.4398 | -1280.1015 | -1472.9671 | -1888.3166 | -2421.9971 | -2.2124 | -3.2416 | -5.5582 | -8.2147 | 4725.9434 | 4663.9754 | 4568.9968 | 4624.1591
8 | 21 | 16 | 2942.4827 | 2990.0496 | 3101.2057 | 3248.6257 | 3008.3425 | 3086.3306 | 3261.9057 | 3588.55 | -96.777 | -170.5107 | -289.876 | -407.8749 | 69.9964 | 102.7219 | 162.7837 | 266.7878 | 10.6609 | 27.383 | 62.1631 | 90.9618 | -1083.0182 | -1245.3503 | -1595.1466 | -2045.9148 | -3.0214 | -5.362 | -9.3629 | -12.9668 | 4848.666 | 4785.262 | 4693.6727 | 4728.1689
8 | 21 | 17 | 3125.9849 | 3179.9957 | 3303.2783 | 3471.4377 | 2764.9973 | 2836.6769 | 2998.0498 | 3298.2718 | -95.3892 | -168.2923 | -288.9031 | -404.4057 | 75.7986 | 108.6175 | 168.4772 | 270.1053 | 12.1891 | 30.2641 | 68.163 | 99.7379 | -580.9414 | -669.5959 | -860.4826 | -1104.3149 | -8.4289 | -15.1842 | -27.308 | -37.2364 | 5294.2104 | 5302.4819 | 5361.2747 | 5593.5956
8 | 21 | 18 | 3371.2639 | 3431.7683 | 3569.9469 | 3770.323 | 2425.563 | 2488.4431 | 2630.0057 | 2893.372 | -89.6744 | -159.819 | -275.9065 | -386.7195 | 90.095 | 129.136 | 195.8133 | 297.3834 | 13.8843 | 33.871 | 73.2451 | 107.2984 | -241.3875 | -277.8748 | -356.0422 | -454.8832 | -14.0265 | -23.1974 | -41.8097 | -63.6545 | 5555.7178 | 5622.3272 | 5795.2526 | 6163.1195
8 | 21 | 19 | 3348.1887 | 3411.3222 | 3550.6949 | 3754.8964 | 2169.7298 | 2225.9777 | 2352.6092 | 2588.1973 | -79.9976 | -141.3848 | -244.3498 | -344.4919 | 94.8906 | 135.568 | 204.4804 | 304.589 | 13.4866 | 32.7824 | 70.3751 | 102.4739 | -11.0884 | -12.8545 | -16.6392 | -21.2614 | -19.5318 | -31.0616 | -55.7174 | -89.2553 | 5515.678 | 5620.3495 | 5861.4532 | 6295.1479
8 | 21 | 20 | 3393.7637 | 3459.0704 | 3601.1376 | 3813.3802 | 1963.9476 | 2014.8609 | 2129.4823 | 2342.7267 | -70.7185 | -124.4468 | -215.1632 | -312.0507 | 104.3914 | 148.3083 | 222.8957 | 328.5497 | 13.9739 | 32.5293 | 69.3733 | 104.0431 | -0.0029378 | -0.0033719 | -0.0043111 | -0.005539 | -16.41 | -24.4932 | -42.2927 | -67.2356 | 5388.9452 | 5505.8253 | 5765.4287 | 6209.4078
8 | 21 | 21 | 3275.1625 | 3339.4386 | 3476.4736 | 3688.9592 | 1715.7802 | 1760.2599 | 1860.3976 | 2046.6961 | -63.0392 | -109.3879 | -189.5905 | -274.987 | 193.3088 | 271.9763 | 416.4782 | 613.7152 | 13.1853 | 28.8249 | 61.8084 | 95.8128 | -0.0029378 | -0.0033719 | -0.0043111 | -0.005539 | -7.0228 | -11.3996 | -21.9947 | -38.8891 | 5127.372 | 5279.7089 | 5603.5683 | 6131.3016
8 | 21 | 22 | 3023.9562 | 3082.2102 | 3207.7759 | 3411.8439 | 1491.9124 | 1530.5886 | 1617.6607 | 1779.6518 | -54.8113 | -96.3212 | -166.9404 | -246.2439 | 211.304 | 291.6851 | 438.661 | 646.0139 | 13.2803 | 27.4629 | 58.1559 | 92.7496 | -0.0029378 | -0.0033719 | -0.0043111 | -0.005539 | -4.1778 | -6.2733 | -12.7793 | -24.0608 | 4681.461 | 4829.349 | 5142.5296 | 5659.9489
8 | 21 | 23 | 2778.7907 | 2833.4861 | 2948.8388 | 3142.7372 | 1314.0954 | 1348.1619 | 1424.8562 | 1567.5399 | -46.9177 | -80.9318 | -140.5997 | -208.3308 | 318.6058 | 426.7316 | 618.7278 | 894.422 | 11.5852 | 23.0329 | 49.0341 | 79.1003 | -0.0029378 | -0.0033719 | -0.0043111 | -0.005539 | 6.7621 | 11.8884 | 19.9178 | 23.7754 | 4382.9186 | 4562.3658 | 4920.7705 | 5499.2385
8 | 21 | 24 | 2573.9159 | 2625.4941 | 2732.189 | 2914.0792 | 1210.7473 | 1242.1346 | 1312.7971 | 1444.2594 | -39.8611 | -67.3692 | -117.3866 | -174.7321 | 311.7203 | 417.5452 | 613.4083 | 904.2419 | 9.4842 | 18.8682 | 39.0676 | 66.324 | -0.0029378 | -0.0033719 | -0.0043111 | -0.005539 | 10.6278 | 16.7806 | 29.0791 | 44.6214 | 4076.6315 | 4253.4502 | 4609.1501 | 5198.7882
8 | 22 | 1 | 2441.5944 | 2490.8885 | 2591.8586 | 2765.7769 | 1157.7783 | 1187.7925 | 1255.3636 | 1381.0746 | -36.5241 | -57.791 | -100.71 | -148.725 | 224.5458 | 301.6967 | 448.3269 | 668.5513 | 7.3249 | 14.0442 | 30.2057 | 51.7 | -0.0029378 | -0.0033719 | -0.0043111 | -0.005539 | 7.3458 | 11.5405 | 19.9909 | 30.7705 | 3802.0622 | 3948.1681 | 4245.0314 | 4749.1428
8 | 22 | 2 | 2331.324 | 2379.0953 | 2474.6163 | 2642.3334 | 1136.5176 | 1165.9806 | 1232.3109 | 1355.7134 | -33.3553 | -53.3629 | -91.609 | -137.2437 | 139.6647 | 191.7437 | 297.0149 | 451.8012 | 5.7017 | 11.1144 | 23.4314 | 41.3172 | -0.0029378 | -0.0033719 | -0.0043111 | -0.005539 | 2.8802 | 4.6146 | 7.9571 | 12.1564 | 3582.7299 | 3699.1823 | 3943.7173 | 4366.0724
8 | 22 | 3 | 2213.54 | 2258.7852 | 2348.6164 | 2506.7844 | 1149.6374 | 1179.4405 | 1246.5365 | 1371.3635 | -32.2277 | -51.536 | -88.763 | -132.5045 | 84.4827 | 122.1572 | 197.858 | 316.3936 | 5.7017 | 10.7028 | 23.4314 | 41.3172 | -0.0029378 | -0.0033719 | -0.0043111 | -0.005539 | 1.9192 | 2.9545 | 5.2592 | 8.3247 | 3423.0504 | 3522.5008 | 3732.9342 | 4111.6734
8 | 22 | 4 | 2148.139 | 2191.4168 | 2277.1877 | 2427.4374 | 1250.7626 | 1283.1873 | 1356.1852 | 1491.9924 | -32.6997 | -53.3629 | -90.57 | -137.2437 | 49.5891 | 79.2479 | 138.6748 | 235.0508 | 6.4414 | 12.0946 | 25.3835 | 43.5074 | -0.0029378 | -0.0033719 | -0.0043111 | -0.005539 | 1.5881 | 2.5375 | 4.7653 | 6.9004 | 3423.8175 | 3515.1177 | 3711.6223 | 4067.639
8 | 22 | 5 | 2098.816 | 2140.2268 | 2221.5306 | 2360.1447 | 1464.7773 | 1502.7501 | 1588.2385 | 1747.2833 | -35.0315 | -58.0693 | -102.7986 | -154.1971 | 43.996 | 69.3239 | 126.8312 | 231.654 | 9.2454 | 17.2219 | 33.4629 | 59.4485 | -0.0029378 | -0.0033719 | -0.0043111 | -0.005539 | 1.3275 | 1.8943 | 3.5111 | 5.7461 | 3583.1276 | 3673.3442 | 3870.7715 | 4250.0739
8 | 22 | 6 | 2151.9631 | 2192.9275 | 2274.7105 | 2408.8832 | 1667.4503 | 1710.6772 | 1807.9942 | 1989.0451 | -39.5421 | -69.9181 | -126.4982 | -192.1102 | 70.6944 | 108.0811 | 186.6056 | 322.9584 | 14.5425 | 25.5634 | 49.933 | 84.6586 | -0.0029378 | -0.0033719 | -0.0043111 | -0.005539 | -0.39634 | -0.74743 | -1.4491 | -1.6457 | 3864.709 | 3966.5802 | 4191.2918 | 4611.7838
8 | 22 | 7 | 2067.6136 | 2104.1112 | 2177.4094 | 2289.2432 | 2102.7412 | 2157.2525 | 2279.9743 | 2508.2889 | -48.0913 | -85.638 | -156.2479 | -239.9263 | 120.2832 | 180.4839 | 299.8697 | 517.9425 | 19.0498 | 33.6205 | 64.191 | 108.5515 | -98.232 | -113.4025 | -145.6451 | -184.8751 | -0.78453 | -1.1645 | -1.8523 | -3.3402 | 4162.58 | 4275.2632 | 4517.6992 | 4995.8845
8 | 22 | 8 | 2082.2921 | 2116.0764 | 2185.8163 | 2283.1726 | 2489.2704 | 2553.802 | 2699.0827 | 2969.3664 | -57.1125 | -100.4184 | -180.2291 | -278.2642 | 167.5787 | 248.8737 | 409.6196 | 699.5685 | 18.0713 | 31.5328 | 61.5809 | 104.2728 | -383.6795 | -441.84 | -566.6992 | -724.1341 | 7.5983 | 8.326 | 15.2607 | 24.7584 | 4324.0187 | 4416.3525 | 4624.432 | 5078.7404
8 | 22 | 9 | 2193.3199 | 2227.355 | 2299.5154 | 2394.1337 | 2747.1774 | 2818.395 | 2978.7279 | 3277.015 | -65.4475 | -112.2671 | -198.9941 | -304.2713 | 187.1596 | 279.0273 | 460.44 | 783.6579 | 14.7814 | 26.4055 | 52.0097 | 89.4079 | -936.8214 | -1076.2119 | -1377.0311 | -1764.4636 | 18.7282 | 25.0294 | 44.8513 | 72.9929 | 4158.8976 | 4187.7331 | 4259.5189 | 4548.4726
8 | 22 | 10 | 2296.1432 | 2330.4097 | 2405.9451 | 2501.4319 | 2933.7228 | 3009.7764 | 3180.9966 | 3499.5387 | -72.1828 | -121.6799 | -213.0297 | -323.5361 | 179.0642 | 268.1697 | 444.4911 | 764.7174 | 12.0493 | 21.9741 | 45.8825 | 78.9235 | -1410.266 | -1619.9426 | -2074.6639 | -2667.7309 | 23.3431 | 33.3025 | 59.7886 | 97.9685 | 3961.8738 | 3922.0099 | 3849.4102 | 3951.3128
8 | 22 | 11 | 2417.5131 | 2454.1767 | 2535.4326 | 2635.7339 | 3063.1658 | 3142.5751 | 3321.3499 | 3653.9468 | -78.4461 | -131.7018 | -228.8722 | -347.2318 | 161.069 | 244.0355 | 409.0791 | 711.7852 | 11.1074 | 20.9939 | 44.4529 | 77.6063 | -1547.8023 | -1778.2229 | -2275.7948 | -2917.5043 | 17.903 | 32.2179 | 57.8362 | 93.9753 | 4044.5099 | 3984.0744 | 3863.4837 | 3908.3114
8 | 22 | 12 | 2534.8831 | 2573.9633 | 2660.5613 | 2766.9947 | 3149.7856 | 3231.4404 | 3415.2706 | 3757.2726 | -83.6889 | -138.2351 | -238.5363 | -361.4492 | 155.8747 | 233.1779 | 389.616 | 677.793 | 9.4842 | 18.741 | 41.1957 | 73.0226 | -1693.4842 | -1946.7128 | -2499.8174 | -3228.7152 | 4.7533 | 17.0703 | 32.0936 | 51.7696 | 4077.6078 | 3989.445 | 3800.3836 | 3736.6882
8 | 22 | 13 | 2648.8023 | 2690.8292 | 2783.5313 | 2898.4284 | 3194.2293 | 3277.0363 | 3463.4603 | 3810.2881 | -89.4036 | -144.3248 | -247.3559 | -373.2389 | 145.975 | 221.9077 | 373.6671 | 641.0446 | 6.6721 | 15.6906 | 36.3221 | 65.0709 | -1531.755 | -1761.6403 | -2263.2983 | -2921.6493 | 0.56193 | 4.1379 | 7.7352 | 12.8874 | 4375.082 | 4303.6367 | 4154.0619 | 4132.8312
8 | 22 | 14 | 2856.023 | 2902.7402 | 3005.5764 | 3134.8249 | 3220.8667 | 3304.3643 | 3492.3429 | 3842.0629 | -94.3557 | -150.4145 | -256.7384 | -386.7232 | 137.0914 | 205.4434 | 342.8503 | 585.3749 | 6.744 | 16.0832 | 37.7625 | 68.4766 | -1538.4831 | -1767.5287 | -2264.8551 | -2912.5056 | -1.0506 | -0.81648 | -1.0838 | -1.558 | 4586.8358 | 4509.8714 | 4355.8549 | 4329.9525
8 | 22 | 15 | 2988.775 | 3039.627 | 3150.9149 | 3293.2422 | 3169.6691 | 3251.8394 | 3436.83 | 3780.991 | -98.073 | -154.7904 | -264.0324 | -400.5161 | 123.0941 | 184.7856 | 308.2831 | 516.2488 | 7.5692 | 18.0139 | 42.1975 | 76.8085 | -1077.593 | -1240.5421 | -1597.1865 | -2066.6082 | -2.2124 | -3.2416 | -5.5582 | -7.8834 | 5111.2291 | 5095.6919 | 5071.4484 | 5192.2828
8 | 22 | 16 | 3087.3511 | 3142.531 | 3262.0083 | 3419.9982 | 3021.0544 | 3099.372 | 3275.6891 | 3603.7136 | -99.3819 | -157.2263 | -268.4804 | -406.8336 | 69.9964 | 102.7219 | 162.7837 | 266.7878 | 9.2996 | 21.0521 | 48.4601 | 87.4322 | -803.601 | -925.1103 | -1191.2219 | -1543.1592 | -3.0214 | -5.362 | -9.3629 | -13.7284 | 5281.6972 | 5277.9785 | 5279.876 | 5414.2106
8 | 22 | 17 | 3223.8801 | 3284.2267 | 3413.1531 | 3589.7538 | 2765.6316 | 2837.3276 | 2998.7375 | 3299.0283 | -97.2008 | -155.1211 | -266.1104 | -403.673 | 75.7986 | 108.6175 | 168.4772 | 270.1053 | 10.2551 | 23.1101 | 52.8951 | 94.7894 | -478.5613 | -550.5174 | -708.1622 | -919.3052 | -8.4289 | -15.1842 | -27.308 | -43.2207 | 5491.3743 | 5532.4592 | 5631.6822 | 5887.4779
8 | 22 | 18 | 3275.5229 | 3338.8777 | 3473.1853 | 3666.2244 | 2423.6932 | 2486.5249 | 2627.9783 | 2891.1416 | -91.1954 | -146.3173 | -251.3068 | -381.2474 | 90.095 | 129.136 | 195.8133 | 297.3834 | 11.5445 | 24.9135 | 55.7651 | 99.8548 | -165.3223 | -189.9714 | -243.5339 | -314.0884 | -14.0265 | -23.1974 | -41.8097 | -69.0094 | 5530.3114 | 5619.966 | 5816.0917 | 6190.2591
8 | 22 | 19 | 3243.2632 | 3306.5024 | 3440.8872 | 3640.0365 | 2173.6095 | 2229.958 | 2356.8158 | 2592.8252 | -81.1842 | -130.8148 | -226.0051 | -338.5951 | 94.8906 | 135.568 | 204.4804 | 304.589 | 11.9503 | 24.3746 | 54.2001 | 95.9033 | -7.0425 | -8.1339 | -10.4023 | -13.0881 | -19.5318 | -31.0616 | -55.7174 | -90.8398 | 5415.955 | 5526.3927 | 5764.2588 | 6190.831
8 | 22 | 20 | 3223.8555 | 3286.5873 | 3420.5702 | 3623.7268 | 1973.3536 | 2024.5107 | 2139.6811 | 2353.9468 | -72.5914 | -114.651 | -198.6255 | -299.1034 | 104.3914 | 148.3083 | 222.8957 | 328.5497 | 13.64 | 25.2289 | 55.1613 | 96.5995 | -0.0029378 | -0.0033719 | -0.0043111 | -0.005539 | -16.41 | -24.4932 | -42.2927 | -67.5447 | 5226.2363 | 5345.4876 | 5597.3858 | 6036.1691
8 | 22 | 21 | 3143.8073 | 3204.6556 | 3335.0646 | 3539.1433 | 1719.9501 | 1764.538 | 1864.919 | 2051.6703 | -64.5777 | -102.1933 | -178.6164 | -269.0902 | 193.3088 | 271.9763 | 416.4782 | 613.7152 | 13.9019 | 25.1206 | 53.461 | 95.1431 | -0.0029378 | -0.0033719 | -0.0043111 | -0.005539 | -7.0228 | -11.3996 | -21.9947 | -35.8817 | 4999.3648 | 5152.6942 | 5469.3073 | 5994.6944
8 | 22 | 22 | 2906.4835 | 2962.7655 | 3082.6815 | 3276.6065 | 1494.9436 | 1533.6984 | 1620.9474 | 1783.2676 | -56.6076 | -91.2841 | -158.3259 | -236.3409 | 211.304 | 291.6851 | 438.661 | 646.0139 | 12.9465 | 24.0131 | 50.3283 | 88.2676 | -0.0029378 | -0.0033719 | -0.0043111 | -0.005539 | -4.1778 | -6.2733 | -12.7793 | -20.4519 | 4564.8892 | 4714.6013 | 5021.5088 | 5537.3572
8 | 22 | 23 | 2685.3029 | 2738.6477 | 2849.3812 | 3034.0386 | 1318.3381 | 1352.5146 | 1429.4565 | 1572.6009 | -48.2726 | -76.8342 | -133.5872 | -200.8555 | 318.6058 | 426.7316 | 618.7278 | 894.422 | 11.2513 | 20.2601 | 42.7715 | 74.6183 | -0.0029378 | -0.0033719 | -0.0043111 | -0.005539 | 6.7621 | 11.8884 | 19.9178 | 29.7903 | 4291.9847 | 4473.2049 | 4826.6632 | 5404.609
8 | 22 | 24 | 2492.9785 | 2543.299 | 2645.9093 | 2820.6157 | 1209.9296 | 1241.2957 | 1311.9105 | 1443.2841 | -41.5067 | -64.9333 | -111.6946 | -167.6815 | 311.7203 | 417.5452 | 613.4083 | 904.2419 | 8.6142 | 15.4361 | 32.9403 | 58.5755 | -0.0029378 | -0.0033719 | -0.0043111 | -0.005539 | 10.6278 | 16.7806 | 29.0791 | 44.6214 | 3992.3607 | 4169.4199 | 4521.5486 | 5103.6514
8 | 23 | 1 | 2330.3562 | 2377.6745 | 2472.8771 | 2637.1026 | 1172.5576 | 1202.9549 | 1271.3886 | 1398.7042 | -34.4065 | -57.791 | -99.1845 | -148.3003 | 224.5458 | 301.6967 | 448.3269 | 668.5513 | 6.9191 | 13.2021 | 28.7761 | 50.3828 | -0.0029378 | -0.0033719 | -0.0043111 | -0.005539 | 7.3458 | 11.5405 | 19.9909 | 30.7705 | 3707.3151 | 3849.2743 | 4142.1707 | 4637.2056
8 | 23 | 2 | 2209.7517 | 2254.9505 | 2344.4867 | 2501.9284 | 1144.7072 | 1174.3825 | 1241.1908 | 1365.4825 | -32.8068 | -53.1977 | -91.609 | -136.819 | 139.6647 | 191.7437 | 297.0149 | 451.8012 | 5.7017 | 11.1144 | 23.9539 | 43.5074 | -0.0029378 | -0.0033719 | -0.0043111 | -0.005539 | 2.8802 | 4.6146 | 7.9571 | 12.1564 | 3469.8957 | 3583.6046 | 3822.9901 | 4238.0513
8 | 23 | 3 | 2077.0168 | 2119.5719 | 2202.422 | 2350.2518 | 1160.375 | 1190.4564 | 1258.1791 | 1384.172 | -31.6791 | -51.536 | -90.2885 | -132.5045 | 84.4827 | 122.1572 | 197.858 | 316.3936 | 6.2744 | 12.0946 | 25.3835 | 43.5074 | -0.0029378 | -0.0033719 | -0.0043111 | -0.005539 | 1.9192 | 2.9545 | 5.2592 | 8.3247 | 3298.386 | 3395.6953 | 3598.8091 | 3970.1394
8 | 23 | 4 | 2031.6935 | 2072.8639 | 2152.7849 | 2293.9178 | 1256.2636 | 1288.8309 | 1362.1499 | 1498.5544 | -31.7862 | -53.3629 | -93.416 | -137.6683 | 49.5891 | 79.2479 | 138.6748 | 235.0508 | 7.086 | 13.6327 | 27.4711 | 48.091 | -0.0029378 | -0.0033719 | -0.0043111 | -0.005539 | 1.5881 | 2.5375 | 4.7653 | 6.9004 | 3314.4311 | 3403.7465 | 3592.4258 | 3944.8404
8 | 23 | 5 | 1955.8637 | 1994.3458 | 2068.8212 | 2197.1217 | 1470.542 | 1508.6642 | 1594.4891 | 1754.1598 | -34.483 | -59.731 | -102.7986 | -156.6249 | 43.996 | 69.3239 | 126.8312 | 231.654 | 9.8181 | 17.9178 | 35.675 | 61.7403 | -0.0029378 | -0.0033719 | -0.0043111 | -0.005539 | 1.3275 | 1.8943 | 3.5111 | 5.7461 | 3447.0613 | 3532.4116 | 3726.5248 | 4093.7915
8 | 23 | 6 | 2029.6571 | 2068.3176 | 2144.1919 | 2269.6266 | 1677.3785 | 1720.8627 | 1818.7592 | 2000.8881 | -39.6492 | -70.8576 | -129.6257 | -196.8494 | 70.6944 | 108.0811 | 186.6056 | 322.9584 | 16.3178 | 28.4932 | 55.2777 | 93.6226 | -4.135 | -4.6943 | -5.8872 | -7.423 | -0.39634 | -0.74743 | -1.4491 | -1.6457 | 3749.8673 | 3849.4553 | 4067.8725 | 4481.1776
8 | 23 | 7 | 1929.5828 | 1963.2412 | 2029.4117 | 2130.6744 | 2127.4485 | 2182.6003 | 2306.7641 | 2537.7613 | -47.6499 | -86.5254 | -158.0549 | -242.3541 | 120.2832 | 180.4839 | 299.8697 | 517.9425 | 20.3975 | 35.8545 | 68.2307 | 115.3254 | -236.3967 | -270.8712 | -345.567 | -443.7216 | -0.78453 | -1.1645 | -1.8523 | -3.3402 | 3912.8809 | 4003.6188 | 4198.8021 | 4612.2877
8 | 23 | 8 | 1925.499 | 1956.1779 | 2017.6324 | 2103.1286 | 2520.7816 | 2586.1302 | 2733.2499 | 3006.9551 | -57.1431 | -101.3058 | -183.075 | -282.5786 | 167.5787 | 248.8737 | 409.6196 | 699.5685 | 19.4556 | 34.051 | 65.6206 | 110.945 | -630.9396 | -723.8416 | -924.7855 | -1187.8122 | 5.546 | 8.326 | 15.2607 | 24.7584 | 3950.7783 | 4008.4115 | 4133.5227 | 4474.9647
8 | 23 | 9 | 1975.814 | 2005.7199 | 2066.9251 | 2144.7645 | 2781.1898 | 2853.2892 | 3015.6071 | 3317.5872 | -66.2408 | -111.1624 | -197.1106 | -299.1075 | 187.1596 | 279.0273 | 460.44 | 783.6579 | 13.1582 | 23.8872 | 48.4926 | 83.3038 | -1190.4043 | -1365.893 | -1747.0684 | -2248.4359 | 16.0353 | 25.0294 | 44.8513 | 72.9929 | 3716.7119 | 3709.8976 | 3692.137 | 3854.7629
8 | 23 | 10 | 2144.6625 | 2176.7794 | 2244.907 | 2327.5899 | 2947.1079 | 3023.5085 | 3195.5098 | 3515.5053 | -73.4481 | -120.4099 | -209.544 | -315.9446 | 179.0642 | 268.1697 | 444.4911 | 764.7174 | 8.6726 | 16.526 | 35.4665 | 63.7537 | -1589.4917 | -1824.9504 | -2335.6118 | -3004.9156 | 21.6275 | 33.3025 | 59.7886 | 97.9685 | 3638.1948 | 3572.9258 | 3435.0071 | 3448.6745
8 | 23 | 11 | 2258.1582 | 2292.181 | 2364.6761 | 2451.6771 | 3078.5314 | 3158.339 | 3338.0106 | 3672.2759 | -79.6349 | -130.2665 | -223.298 | -336.7878 | 161.069 | 244.0355 | 409.0791 | 711.7852 | 7.3249 | 15.1341 | 34.1615 | 61.1193 | -1941.5416 | -2228.5738 | -2850.3582 | -3664.5537 | 20.2213 | 32.2179 | 57.8362 | 93.9753 | 3504.1283 | 3383.0673 | 3130.1072 | 2989.4913
8 | 23 | 12 | 2358.795 | 2394.4684 | 2471.3905 | 2562.6609 | 3148.6403 | 3230.2654 | 3414.0287 | 3755.9065 | -85.1355 | -139.3488 | -238.859 | -360.3671 | 155.8747 | 233.1779 | 389.616 | 677.793 | 7.8026 | 16.1144 | 37.2941 | 66.4743 | -1944.8797 | -2234.4206 | -2864.0311 | -3693.129 | 10.5952 | 17.0703 | 32.0936 | 51.7696 | 3651.6926 | 3517.3271 | 3241.5329 | 3061.1082
8 | 23 | 13 | 2505.6239 | 2543.8439 | 2627.7211 | 2726.1977 | 3208.7299 | 3291.9127 | 3479.1831 | 3827.5853 | -90.6667 | -147.2133 | -252.6131 | -382.7889 | 145.975 | 221.9077 | 373.6671 | 641.0446 | 8.2804 | 17.2395 | 39.9042 | 73.2482 | -1766.8584 | -2031.7082 | -2610.3102 | -3376.9317 | 2.4567 | 4.1379 | 7.7352 | 12.8874 | 4013.5407 | 3900.1203 | 3665.2874 | 3521.2426
8 | 23 | 14 | 2580.9986 | 2620.8598 | 2708.8557 | 2812.496 | 3216.2903 | 3299.6692 | 3487.3808 | 3836.6039 | -95.8765 | -154.9646 | -264.2785 | -400.8961 | 137.0914 | 205.4434 | 342.8503 | 585.3749 | 8.845 | 18.8858 | 43.5567 | 78.0727 | -1675.2754 | -1927.0717 | -2477.2767 | -3205.9913 | -0.39905 | -0.81648 | -1.0838 | -1.558 | 4171.6744 | 4062.0054 | 3840.0045 | 3704.102
8 | 23 | 15 | 2663.255 | 2705.4143 | 2799.574 | 2911.7239 | 3152.7023 | 3234.4327 | 3418.4331 | 3760.7519 | -98.6039 | -159.0622 | -271.291 | -408.7919 | 123.0941 | 184.7856 | 308.2831 | 516.2488 | 9.2996 | 20.1017 | 46.4998 | 85.2267 | -1577.4431 | -1812.7695 | -2324.3591 | -2996.4939 | -2.2124 | -3.2416 | -5.5582 | -7.8834 | 4270.0917 | 4169.6611 | 3971.5818 | 3860.7821
8 | 23 | 16 | 2764.26 | 2810.0797 | 2912.9103 | 3039.1902 | 2998.8256 | 3076.567 | 3251.5867 | 3577.1976 | -99.3337 | -161.385 | -274.9711 | -417.1125 | 69.9964 | 102.7219 | 162.7837 | 266.7878 | 10.8998 | 23.2671 | 53.2823 | 96.2945 | -1208.2576 | -1389.1623 | -1782.2161 | -2297.6328 | -3.415 | -5.362 | -9.3629 | -13.7284 | 4532.9756 | 4456.7264 | 4314.0129 | 4250.9966
8 | 23 | 17 | 2902.7958 | 2953.2045 | 3066.3251 | 3212.5286 | 2743.282 | 2814.3986 | 2974.5041 | 3272.3683 | -97.8388 | -159.7235 | -273.7166 | -415.2219 | 75.7986 | 108.6175 | 168.4772 | 270.1053 | 12.9057 | 26.4326 | 59.1577 | 107.5017 | -800.9055 | -920.2862 | -1178.139 | -1512.4778 | -9.7754 | -15.1842 | -27.308 | -43.2207 | 4826.2624 | 4807.4593 | 4789.3005 | 4891.5834
8 | 23 | 18 | 2917.351 | 2970.2237 | 3087.2759 | 3248.0618 | 2402.9038 | 2465.1965 | 2605.4366 | 2866.3427 | -91.8334 | -150.1976 | -258.913 | -392.7962 | 90.095 | 129.136 | 195.8133 | 297.3834 | 13.8612 | 28.0789 | 61.6405 | 110.3769 | -280.6753 | -322.7912 | -413.3474 | -529.1638 | -14.9522 | -23.1974 | -41.8097 | -69.0094 | 5036.7501 | 5096.449 | 5236.0962 | 5531.1953
8 | 23 | 19 | 2902.3063 | 2956.3184 | 3075.1408 | 3244.2662 | 2166.3569 | 2222.5174 | 2348.952 | 2584.1739 | -81.2431 | -134.6951 | -229.5215 | -346.2541 | 94.8906 | 135.568 | 204.4804 | 304.589 | 12.9057 | 26.1482 | 57.4654 | 102.3875 | -9.9091 | -11.4918 | -14.9064 | -19.0917 | -19.9851 | -31.0616 | -55.7174 | -90.8398 | 5065.3223 | 5163.3035 | 5385.8935 | 5779.231
8 | 23 | 20 | 2946.5819 | 3002.3664 | 3123.7636 | 3302.2744 | 1964.0457 | 2014.9615 | 2129.5887 | 2342.8437 | -70.4714 | -115.3733 | -198.0519 | -298.5583 | 104.3914 | 148.3083 | 222.8957 | 328.5497 | 11.1468 | 23.2861 | 51.3301 | 91.2821 | -0.0029378 | -0.0033719 | -0.0043111 | -0.005539 | -16.5321 | -24.4932 | -42.2927 | -67.5447 | 4939.1594 | 5049.0524 | 5287.2292 | 5698.8413
8 | 23 | 21 | 2924.9601 | 2980.9737 | 3099.7296 | 3285.4016 | 1718.9601 | 1763.5223 | 1863.8455 | 2050.4893 | -61.8786 | -103.2461 | -177.2854 | -264.6554 | 193.3088 | 271.9763 | 416.4782 | 613.7152 | 11.7426 | 23.4255 | 50.4637 | 90.8003 | -0.0029378 | -0.0033719 | -0.0043111 | -0.005539 | -6.4798 | -11.3996 | -21.9947 | -35.8817 | 4780.6102 | 4925.2487 | 5231.2326 | 5739.8638
8 | 23 | 22 | 2731.9293 | 2784.8055 | 2895.0012 | 3074.6439 | 1499.5104 | 1538.3836 | 1625.8992 | 1788.7153 | -54.7784 | -91.7279 | -159.0833 | -239.4977 | 211.304 | 291.6851 | 438.661 | 646.0139 | 12.7795 | 24.8363 | 52.4158 | 92.2191 | -0.0029378 | -0.0033719 | -0.0043111 | -0.005539 | -3.6349 | -6.2733 | -12.7793 | -20.4519 | 4397.1071 | 4541.7061 | 4840.1104 | 5341.637
8 | 23 | 23 | 2549.003 | 2599.4799 | 2702.3872 | 2876.8925 | 1320.4316 | 1354.6623 | 1431.7264 | 1575.0981 | -46.5199 | -79.2701 | -137.4722 | -206.7484 | 318.6058 | 426.7316 | 618.7278 | 894.422 | 12.0629 | 22.9056 | 47.5937 | 84.0265 | -0.0029378 | -0.0033719 | -0.0043111 | -0.005539 | 7.7123 | 11.8884 | 19.9178 | 29.7903 | 4161.2927 | 4336.3944 | 4682.8763 | 5253.4754
8 | 23 | 24 | 2300.5464 | 2346.665 | 2440.172 | 2600.3737 | 1219.0756 | 1250.6789 | 1321.8275 | 1454.1941 | -39.754 | -66.4818 | -114.5406 | -171.996 | 311.7203 | 417.5452 | 613.4083 | 904.2419 | 9.4842 | 17.7607 | 37.7625 | 65.451 | -0.0029378 | -0.0033719 | -0.0043111 | -0.005539 | 10.6278 | 16.7806 | 29.0791 | 44.6214 | 3811.6974 | 3982.9452 | 4327.7045 | 4896.8804
8 | 24 | 1 | 2162.6193 | 2206.4796 | 2293.4821 | 2445.462 | 1171.3553 | 1201.7215 | 1270.085 | 1397.2701 | -35.6412 | -57.791 | -100.71 | -148.725 | 224.5458 | 301.6967 | 448.3269 | 668.5513 | 6.9191 | 13.7599 | 28.9007 | 51.8017 | -0.0029378 | -0.0033719 | -0.0043111 | -0.005539 | 7.3458 | 11.5405 | 19.9909 | 30.7705 | 3537.1412 | 3677.4038 | 3960.0712 | 4445.125
8 | 24 | 2 | 2072.4808 | 2114.7757 | 2197.9227 | 2344.8734 | 1144.0993 | 1173.7589 | 1240.5317 | 1364.7574 | -32.8068 | -54.1372 | -91.609 | -137.2437 | 139.6647 | 191.7437 | 297.0149 | 451.8012 | 6.1075 | 11.8103 | 25.3835 | 45.0278 | -0.0029378 | -0.0033719 | -0.0043111 | -0.005539 | 2.8802 | 4.6146 | 7.9571 | 12.1564 | 3332.4228 | 3442.5625 | 3677.1967 | 4081.3669
8 | 24 | 3 | 1984.459 | 2024.546 | 2103.6382 | 2244.3278 | 1159.9898 | 1190.0613 | 1257.7615 | 1383.7126 | -31.7862 | -53.1977 | -90.2885 | -136.819 | 84.4827 | 122.1572 | 197.858 | 316.3936 | 6.2744 | 12.0946 | 26.166 | 45.9008 | -0.0029378 | -0.0033719 | -0.0043111 | -0.005539 | 1.9192 | 2.9545 | 5.2592 | 8.3247 | 3205.3359 | 3298.6126 | 3500.3902 | 3861.835
8 | 24 | 4 | 1935.3099 | 1974.5004 | 2049.4179 | 2183.479 | 1255.9485 | 1288.5077 | 1361.8083 | 1498.1785 | -31.7862 | -53.3629 | -91.8905 | -137.2437 | 49.5891 | 79.2479 | 138.6748 | 235.0508 | 6.4414 | 12.5062 | 26.166 | 45.9008 | -0.0029378 | -0.0033719 | -0.0043111 | -0.005539 | 1.5881 | 2.5375 | 4.7653 | 6.9004 | 3217.0878 | 3303.9333 | 3488.9376 | 3832.2603
8 | 24 | 5 | 1889.992 | 1927.144 | 1998.0329 | 2121.478 | 1464.452 | 1502.4164 | 1587.8859 | 1746.8953 | -34.483 | -58.0693 | -102.7986 | -154.1971 | 43.996 | 69.3239 | 126.8312 | 231.654 | 9.2454 | 16.526 | 33.4629 | 57.2583 | -0.0029378 | -0.0033719 | -0.0043111 | -0.005539 | 1.3275 | 1.8943 | 3.5111 | 5.7461 | 3374.5269 | 3459.2318 | 3646.9211 | 4008.8291
8 | 24 | 6 | 1917.4991 | 1954.079 | 2023.9134 | 2142.6195 | 1663.0288 | 1706.1411 | 1803.2 | 1983.7708 | -39.1772 | -69.9181 | -124.8961 | -190.1072 | 70.6944 | 108.0811 | 186.6056 | 322.9584 | 14.3037 | 25.279 | 49.026 | 83.3414 | -1.6746 | -1.9515 | -2.6147 | -3.6272 | -0.39634 | -0.74743 | -1.4491 | -1.6457 | 3624.2778 | 3720.9632 | 3933.7852 | 4337.31
8 | 24 | 7 | 1801.4348 | 1833.4915 | 1893.322 | 1985.59 | 2109.1192 | 2163.7958 | 2286.8898 | 2515.8969 | -47.1778 | -84.6985 | -154.6458 | -237.4986 | 120.2832 | 180.4839 | 299.8697 | 517.9425 | 19.0498 | 33.6205 | 64.191 | 108.5515 | -264.1937 | -302.5354 | -385.6159 | -495.513 | -0.78453 | -1.1645 | -1.8523 | -3.3402 | 3737.7308 | 3822.9934 | 4002.1586 | 4391.6292
8 | 24 | 8 | 1747.9366 | 1775.4733 | 1828.8849 | 1902.3771 | 2506.6062 | 2571.5873 | 2717.8797 | 2990.0457 | -56.564 | -99.3136 | -179.9475 | -275.4117 | 167.5787 | 248.8737 | 409.6196 | 699.5685 | 19.0498 | 33.6205 | 64.3156 | 108.7548 | -699.1733 | -801.4836 | -1022.4734 | -1313.6159 | 5.546 | 8.326 | 15.2607 | 24.7584 | 3690.9801 | 3737.0835 | 3833.5395 | 4136.477
8 | 24 | 9 | 1825.8255 | 1852.6625 | 1907.4775 | 1974.9916 | 2756.5152 | 2827.9749 | 2988.8528 | 3288.1537 | -64.899 | -110.2228 | -195.227 | -296.6797 | 187.1596 | 279.0273 | 460.44 | 783.6579 | 13.9698 | 25.279 | 50.7047 | 87.1161 | -1235.797 | -1419.2391 | -1816.7426 | -2337.4784 | 16.0353 | 25.0294 | 44.8513 | 72.9929 | 3498.8095 | 3480.5112 | 3440.3566 | 3572.7542
8 | 24 | 10 | 1952.5122 | 1978.8684 | 2039.2268 | 2109.0959 | 2936.7407 | 3012.8726 | 3184.2689 | 3503.1386 | -71.6343 | -118.4178 | -206.135 | -310.7807 | 179.0642 | 268.1697 | 444.4911 | 764.7174 | 9.6512 | 18.7599 | 39.5062 | 68.5406 | -1608.005 | -1847.1308 | -2365.4693 | -3044.4563 | 21.6275 | 33.3025 | 59.7886 | 97.9685 | 3419.9565 | 3346.4246 | 3195.6773 | 3188.2239
8 | 24 | 11 | 2025.0258 | 2052.6363 | 2114.1763 | 2184.4097 | 3064.3696 | 3143.8101 | 3322.6551 | 3655.3828 | -77.8211 | -128.2744 | -221.696 | -333.9354 | 161.069 | 244.0355 | 409.0791 | 711.7852 | 8.6726 | 17.2219 | 37.4187 | 67.1218 | -1935.2559 | -2222.0837 | -2843.3395 | -3656.3933 | 20.2213 | 32.2179 | 57.8362 | 93.9753 | 3266.2813 | 3139.5635 | 2876.1299 | 2722.3461
8 | 24 | 12 | 2121.2365 | 2151.3523 | 2216.5562 | 2290.6431 | 3157.7103 | 3239.5706 | 3423.8632 | 3766.7258 | -83.9008 | -137.1914 | -235.45 | -354.7786 | 155.8747 | 233.1779 | 389.616 | 677.793 | 8.6142 | 17.9178 | 40.0287 | 71.1597 | -2063.7408 | -2369.8619 | -3032.9798 | -3900.7467 | 10.5952 | 17.0703 | 32.0936 | 51.7696 | 3306.3893 | 3152.0356 | 2833.7281 | 2602.5658
8 | 24 | 13 | 2294.2663 | 2328.3646 | 2402.0858 | 2486.9875 | 3184.3246 | 3266.8748 | 3452.7207 | 3798.473 | -88.7457 | -144.2816 | -247.3204 | -372.4609 | 145.975 | 221.9077 | 373.6671 | 641.0446 | 8.0415 | 16.8279 | 38.5991 | 70.6139 | -2080.3199 | -2388.8285 | -3057.0093 | -3930.9149 | 2.4567 | 4.1379 | 7.7352 | 12.8874 | 3465.9984 | 3305.0028 | 2970.4783 | 2706.6306
8 | 24 | 14 | 2415.3102 | 2451.997 | 2531.7591 | 2624.5857 | 3208.8487 | 3292.0347 | 3479.312 | 3827.7271 | -94.1698 | -151.8677 | -258.9859 | -388.1405 | 137.0914 | 205.4434 | 342.8503 | 585.3749 | 7.2218 | 16.113 | 39.1948 | 73.0449 | -1941.8021 | -2229.9239 | -2853.9124 | -3669.9069 | -0.39905 | -0.81648 | -1.0838 | -1.558 | 3732.1011 | 3582.98 | 3279.1341 | 3051.1271
8 | 24 | 15 | 2535.9103 | 2577.2988 | 2664.2175 | 2768.6184 | 3149.3659 | 3231.0099 | 3414.8156 | 3756.7721 | -98.8311 | -157.7922 | -269.126 | -405.5147 | 123.0941 | 184.7856 | 308.2831 | 516.2488 | 8.0469 | 18.5826 | 44.9348 | 82.2498 | -1697.5052 | -1949.3823 | -2494.7573 | -3207.4023 | -2.2124 | -3.2416 | -5.5582 | -7.8834 | 4017.8685 | 3901.2608 | 3662.8096 | 3503.0887
8 | 24 | 16 | 2638.1718 | 2683.9844 | 2779.5928 | 2904.083 | 2989.1448 | 3066.6351 | 3241.0899 | 3565.6496 | -100.14 | -161.7766 | -277.254 | -418.1496 | 69.9964 | 102.7219 | 162.7837 | 266.7878 | 11.2337 | 23.8358 | 55.0368 | 100.4341 | -1309.2631 | -1503.8279 | -1924.9179 | -2474.2497 | -3.415 | -5.362 | -9.3629 | -13.7284 | 4295.7284 | 4206.2107 | 4026.9684 | 3930.8269
8 | 24 | 17 | 2776.7938 | 2827.0407 | 2931.4368 | 3076.191 | 2735.7807 | 2806.7029 | 2966.3706 | 3263.4203 | -99.1172 | -161.2199 | -276.281 | -416.6839 | 75.7986 | 108.6175 | 168.4772 | 270.1053 | 13.3115 | 27.8433 | 63.1242 | 112.5142 | -804.9238 | -924.9487 | -1184.466 | -1521.8213 | -9.7754 | -15.1842 | -27.308 | -43.2207 | 4687.8682 | 4668.8517 | 4641.3539 | 4740.5048
8 | 24 | 18 | 2863.1534 | 2917.7135 | 3032.1913 | 3194.4932 | 2391.6652 | 2453.6665 | 2593.2507 | 2852.9365 | -92.7774 | -151.5809 | -261.5541 | -394.3744 | 90.095 | 129.136 | 195.8133 | 297.3834 | 14.434 | 29.4897 | 65.5448 | 115.9352 | -278.1904 | -320.0212 | -410.1191 | -525.7508 | -14.9522 | -23.1974 | -41.8097 | -69.0094 | 4973.4276 | 5035.2063 | 5173.3173 | 5471.6135
8 | 24 | 19 | 2827.3577 | 2883.5423 | 2995.3338 | 3164.6892 | 2162.0385 | 2218.0871 | 2344.2696 | 2579.0226 | -81.7151 | -134.4167 | -229.3165 | -345.5213 | 94.8906 | 135.568 | 204.4804 | 304.589 | 12.7388 | 25.7367 | 58.1125 | 104.6793 | -6.0134 | -6.988 | -9.1235 | -11.7901 | -19.9851 | -31.0616 | -55.7174 | -90.8398 | 4989.312 | 5090.4678 | 5308.039 | 5704.829
8 | 24 | 20 | 2842.31 | 2897.9616 | 3010.6979 | 3186.3223 | 1966.869 | 2017.858 | 2132.6499 | 2346.2115 | -70.3949 | -116.0345 | -197.5654 | -295.8223 | 104.3914 | 148.3083 | 222.8957 | 328.5497 | 11.3857 | 23.2861 | 52.2371 | 92.7009 | -0.0029378 | -0.0033719 | -0.0043111 | -0.005539 | -16.5321 | -24.4932 | -42.2927 | -67.5447 | 4838.0261 | 4946.8828 | 5178.6182 | 5590.4117
8 | 24 | 21 | 2804.5816 | 2858.9062 | 2970.6975 | 3146.8186 | 1730.5467 | 1775.4093 | 1876.4088 | 2064.3106 | -61.8786 | -102.3587 | -177.0038 | -261.9193 | 193.3088 | 271.9763 | 416.4782 | 613.7152 | 11.0979 | 22.7296 | 50.4637 | 88.7118 | -0.0029378 | -0.0033719 | -0.0043111 | -0.005539 | -6.4798 | -11.3996 | -21.9947 | -35.8817 | 4671.1737 | 4815.2598 | 5115.0453 | 5615.7496
8 | 24 | 22 | 2661.1572 | 2711.0857 | 2818.6962 | 2992.098 | 1514.7518 | 1554.0201 | 1642.4252 | 1806.8961 | -55.3269 | -92.6152 | -157.7628 | -237.4946 | 211.304 | 291.6851 | 438.661 | 646.0139 | 11.729 | 23.0329 | 49.6812 | 87.3946 | -0.0029378 | -0.0033719 | -0.0043111 | -0.005539 | -3.6349 | -6.2733 | -12.7793 | -20.4519 | 4339.9773 | 4480.9319 | 4778.9172 | 5274.4506
8 | 24 | 23 | 2495.677 | 2543.5364 | 2645.6801 | 2813.3216 | 1335.1532 | 1369.7657 | 1447.6889 | 1592.6591 | -47.1755 | -78.4958 | -136.1517 | -204.7453 | 315.3059 | 420.2996 | 605.7524 | 867.1439 | 10.4397 | 20.2601 | 44.0765 | 76.9101 | -0.0029378 | -0.0033719 | -0.0043111 | -0.005539 | 7.7123 | 11.8884 | 19.9178 | 29.7903 | 4117.1096 | 4287.2509 | 4626.9597 | 5175.0742
8 | 24 | 24 | 2329.4323 | 2376.4919 | 2470.4482 | 2632.9109 | 1211.7584 | 1243.172 | 1313.8935 | 1445.4656 | -40.5167 | -66.7602 | -114.5406 | -169.9929 | 280.1266 | 371.8196 | 541.7903 | 786.1509 | 8.2084 | 15.8477 | 34.3699 | 61.9436 | -0.0029378 | -0.0033719 | -0.0043111 | -0.005539 | 10.6278 | 16.7806 | 29.0791 | 44.6214 | 3799.6339 | 3957.3481 | 4275.0361 | 4801.0939
8 | 25 | 1 | 2160.2235 | 2204.4644 | 2290.8685 | 2444.4309 | 1155.0747 | 1185.0187 | 1252.4321 | 1377.8495 | -36.7383 | -61.3926 | -105.363 | -158.0869 | 236.7389 | 317.5162 | 460.1705 | 662.478 | 7.8976 | 15.0245 | 32.6804 | 56.8142 | -0.0029378 | -0.0033719 | -0.0043111 | -0.005539 | 7.3458 | 11.5405 | 19.9909 | 30.7705 | 3530.5393 | 3672.1683 | 3950.7751 | 4414.2506
8 | 25 | 2 | 2047.7462 | 2089.7383 | 2171.7017 | 2318.3657 | 1128.2696 | 1157.5188 | 1223.3677 | 1345.8746 | -34.3759 | -55.9119 | -97.7874 | -144.2942 | 161.3585 | 216.9508 | 324.0133 | 473.0057 | 6.6802 | 13.0748 | 28.5162 | 49.837 | -0.0029378 | -0.0033719 | -0.0043111 | -0.005539 | 2.8802 | 4.6146 | 7.9571 | 12.1564 | 3312.5559 | 3425.982 | 3657.7643 | 4054.9397
8 | 25 | 3 | 1937.473 | 1977.5102 | 2053.9474 | 2192.9429 | 1129.8143 | 1159.1036 | 1225.0426 | 1347.7173 | -32.2277 | -53.3108 | -91.8139 | -137.1273 | 104.7711 | 144.9452 | 221.8829 | 333.7101 | 6.4414 | 12.3789 | 26.6886 | 46.5705 | -0.0029378 | -0.0033719 | -0.0043111 | -0.005539 | 1.9192 | 2.9545 | 5.2592 | 8.3247 | 3148.1884 | 3243.5783 | 3441.0024 | 3792.1328
8 | 25 | 4 | 1877.7237 | 1916.5228 | 1989.9913 | 2123.5269 | 1173.2689 | 1203.6846 | 1272.1598 | 1399.5528 | -32.2277 | -53.3108 | -91.8139 | -137.5519 | 68.3819 | 97.4865 | 155.9584 | 241.7649 | 6.8472 | 12.9367 | 26.6886 | 46.7738 | -0.0029378 | -0.0033719 | -0.0043111 | -0.005539 | 1.5881 | 2.5375 | 4.7653 | 6.9004 | 3095.5791 | 3179.854 | 3357.7453 | 3680.9612
8 | 25 | 5 | 1836.1496 | 1873.5622 | 1944.1792 | 2071.1328 | 1278.4027 | 1311.5439 | 1386.155 | 1524.9633 | -32.8833 | -55.1377 | -94.9415 | -142.2911 | 42.9893 | 63.9647 | 109.7506 | 179.3623 | 7.086 | 13.917 | 28.5162 | 48.964 | -0.0029378 | -0.0033719 | -0.0043111 | -0.005539 | 1.3275 | 1.8943 | 3.5111 | 5.7461 | 3133.0688 | 3209.741 | 3377.1663 | 3687.8719
8 | 25 | 6 | 1891.3743 | 1929.8084 | 2003.2937 | 2133.9983 | 1288.3972 | 1321.7975 | 1396.9919 | 1536.8854 | -34.5595 | -59.8441 | -104.8105 | -159.2446 | 31.1951 | 46.2625 | 83.7999 | 145.37 | 9.0065 | 16.1144 | 32.6804 | 56.6109 | -3.9074 | -4.4283 | -5.6029 | -7.3078 | -0.39634 | -0.74743 | -1.4491 | -1.6457 | 3181.1099 | 3248.9629 | 3404.9034 | 3704.6665
8 | 25 | 7 | 1826.946 | 1862.5031 | 1930.0613 | 2047.64 | 1511.237 | 1550.4142 | 1638.6142 | 1802.7035 | -39.7257 | -68.2043 | -123.5756 | -187.6794 | 31.594 | 50.6881 | 81.6204 | 138.1644 | 11.7385 | 21.2782 | 42.2517 | 72.8569 | -254.3764 | -291.0379 | -370.4912 | -476.0123 | -0.78453 | -1.1645 | -1.8523 | -3.3402 | 3086.6288 | 3124.4769 | 3196.6285 | 3394.333
8 | 25 | 8 | 1917.4139 | 1952.9728 | 2022.3796 | 2136.0895 | 1775.6413 | 1821.6729 | 1925.3042 | 2118.1024 | -46.6752 | -81.2709 | -145.9547 | -221.5864 | 43.3881 | 64.5012 | 104.8512 | 172.1567 | 13.7309 | 24.8674 | 48.8906 | 85.1891 | -751.7344 | -860.9199 | -1096.9188 | -1407.883 | 5.546 | 8.326 | 15.2607 | 24.7584 | 2957.3107 | 2930.1495 | 2873.8128 | 2906.8267
8 | 25 | 9 | 2084.5242 | 2121.7815 | 2196.5027 | 2312.4613 | 1998.8109 | 2050.6279 | 2167.284 | 2384.3139 | -53.5482 | -94.2244 | -168.1289 | -255.1851 | 58.0834 | 84.7463 | 134.5695 | 225.0892 | 14.9483 | 27.7973 | 54.8824 | 95.4327 | -1327.4136 | -1523.2959 | -1947.4892 | -2503.2018 | 16.0353 | 25.0294 | 44.8513 | 72.9929 | 2791.4404 | 2692.4621 | 2482.472 | 2331.903
8 | 25 | 10 | 2310.9455 | 2351.748 | 2436.4783 | 2562.5319 | 2150.6087 | 2206.3609 | 2331.8764 | 2565.3883 | -60.8627 | -104.2462 | -185.0104 | -279.1891 | 71.6819 | 104.9914 | 169.9815 | 278.0216 | 13.9698 | 25.8477 | 53.5774 | 92.7983 | -1661.5766 | -1907.7636 | -2441.2832 | -3140.6131 | 21.6275 | 33.3025 | 59.7886 | 97.9685 | 2846.3941 | 2710.2408 | 2425.4086 | 2176.9065
8 | 25 | 11 | 2482.0758 | 2525.3734 | 2617.7245 | 2751.69 | 2246.8743 | 2305.1221 | 2436.2559 | 2680.2203 | -67.4909 | -113.3285 | -197.7254 | -300.0322 | 87.7826 | 129.1257 | 206.1875 | 334.8424 | 11.8824 | 22.67 | 48.6307 | 85.4787 | -1921.1828 | -2205.8704 | -2822.6145 | -3630.4611 | 20.2213 | 32.2179 | 57.8362 | 93.9753 | 2860.1627 | 2695.3102 | 2346.2949 | 2015.7133
8 | 25 | 12 | 2721.4328 | 2769.4371 | 2872.0935 | 3020.3841 | 2297.014 | 2356.5616 | 2490.6217 | 2740.0302 | -73.54 | -121.4713 | -211.4028 | -316.4448 | 99.9756 | 145.4817 | 232.9323 | 373.855 | 10.1289 | 20.4361 | 45.6361 | 82.6411 | -2064.3768 | -2370.1731 | -3032.5276 | -3899.703 | 10.5952 | 17.0703 | 32.0936 | 51.7696 | 3001.2297 | 2817.3423 | 2429.4468 | 2052.5322
8 | 25 | 13 | 2947.6815 | 3000.0733 | 3113.8548 | 3277.1394 | 2303.7585 | 2363.481 | 2497.9347 | 2748.0756 | -78.4921 | -127.5089 | -220.4272 | -332.1242 | 104.3723 | 148.8344 | 240.8054 | 384.3781 | 8.6862 | 18.504 | 44.082 | 79.8034 | -2081.9891 | -2390.4084 | -3058.3303 | -3932.298 | 2.4567 | 4.1379 | 7.7352 | 12.8874 | 3206.474 | 3017.1134 | 2625.6546 | 2237.8616
8 | 25 | 14 | 3114.5513 | 3170.4492 | 3292.8046 | 3468.7059 | 2291.4488 | 2350.8522 | 2484.5875 | 2733.3918 | -83.337 | -135.3734 | -232.3743 | -348.2283 | 101.8892 | 147.9111 | 235.5334 | 368.1238 | 9.2508 | 20.4347 | 47.4745 | 87.6912 | -1931.3626 | -2217.8203 | -2838.1832 | -3649.6521 | -0.39905 | -0.81648 | -1.0838 | -1.558 | 3502.0414 | 3335.637 | 2988.7588 | 2658.4742
8 | 25 | 15 | 3218.7004 | 3277.0721 | 3404.1838 | 3588.7782 | 2267.8303 | 2326.6214 | 2458.9782 | 2705.218 | -87.7405 | -142.3504 | -241.1937 | -365.9108 | 95.5079 | 138.3998 | 215.8168 | 333.5701 | 9.6335 | 20.9546 | 50.4177 | 92.3124 | -1672.2038 | -1920.43 | -2457.8862 | -3160.2659 | -2.2124 | -3.2416 | -5.5582 | -7.8834 | 3829.5154 | 3697.0259 | 3424.7583 | 3185.8187
8 | 25 | 16 | 3290.3126 | 3351.3514 | 3483.9544 | 3677.8433 | 2201.2604 | 2258.3257 | 2386.7974 | 2625.809 | -90.8327 | -147.5528 | -253.2173 | -379.3952 | 52.6091 | 76.8545 | 118.2481 | 177.5986 | 12.2841 | 25.9425 | 59.997 | 108.3065 | -1302.6819 | -1496.1393 | -1914.7544 | -2460.8566 | -3.415 | -5.362 | -9.3629 | -13.7284 | 4159.5366 | 4063.4201 | 3871.6622 | 3735.5772
8 | 25 | 17 | 3152.1316 | 3210.9462 | 3338.0836 | 3525.9073 | 2152.3956 | 2208.1942 | 2333.8139 | 2567.5199 | -90.0241 | -146.274 | -252.5259 | -380.7818 | 55.909 | 78.861 | 123.9417 | 185.9365 | 14.1232 | 29.5195 | 66.1215 | 119.8185 | -800.8779 | -920.228 | -1178.229 | -1513.6482 | -9.7754 | -15.1842 | -27.308 | -43.2207 | 4473.882 | 4445.8347 | 4403.8977 | 4461.5315
8 | 25 | 18 | 3090.5966 | 3149.3032 | 3274.3534 | 3463.6965 | 2027.0357 | 2079.5844 | 2197.8878 | 2417.9823 | -84.8119 | -139.5144 | -240.9265 | -365.5231 | 55.909 | 78.861 | 123.9417 | 185.9365 | 16.0423 | 31.9714 | 70.8164 | 125.633 | -272.4728 | -313.3525 | -401.2718 | -513.9559 | -14.9522 | -23.1974 | -41.8097 | -69.0094 | 4817.3466 | 4863.6558 | 4982.9914 | 5244.7598
8 | 25 | 19 | 2979.89 | 3037.1364 | 3158.1166 | 3343.6067 | 1927.77 | 1977.7453 | 2090.2553 | 2299.5716 | -75.7142 | -124.7862 | -215.7014 | -322.9871 | 61.7112 | 86.6393 | 133.4029 | 195.4066 | 14.0363 | 28.5393 | 62.6017 | 113.1616 | -5.0779 | -5.8699 | -7.52 | -9.4767 | -19.9851 | -31.0616 | -55.7174 | -90.8398 | 4882.6302 | 4968.3426 | 5165.4377 | 5528.4429
8 | 25 | 20 | 2947.3047 | 3003.8669 | 3124.7581 | 3310.9065 | 1802.6173 | 1849.3482 | 1954.554 | 2150.2812 | -66.3281 | -109.7272 | -188.3983 | -281.4925 | 84.0129 | 116.5453 | 173.4607 | 245.5131 | 12.5312 | 24.9446 | 55.8192 | 98.688 | -0.0029378 | -0.0033719 | -0.0043111 | -0.005539 | -16.5321 | -24.4932 | -42.2927 | -67.5447 | 4763.603 | 4860.4813 | 5077.8967 | 5456.3461
8 | 25 | 21 | 2901.0987 | 2957.2686 | 3075.7363 | 3263.4035 | 1618.3371 | 1660.2907 | 1754.7414 | 1930.4595 | -59.1973 | -98.3221 | -168.8758 | -251.904 | 133.3026 | 187.0809 | 283.4135 | 413.2193 | 11.2649 | 22.8867 | 49.8193 | 89.7087 | -0.0029378 | -0.0033719 | -0.0043111 | -0.005539 | -6.4798 | -11.3996 | -21.9947 | -35.8817 | 4598.3232 | 4717.8019 | 4972.8357 | 5408.9998
8 | 25 | 22 | 2699.3342 | 2752.0565 | 2862.711 | 3041.646 | 1445.6867 | 1483.1646 | 1567.5389 | 1724.5108 | -53.3318 | -89.3529 | -153.5197 | -229.0576 | 146.1034 | 199.8211 | 302.0824 | 449.9672 | 10.9174 | 21.3676 | 47.2092 | 83.0365 | -0.0029378 | -0.0033719 | -0.0043111 | -0.005539 | -3.6349 | -6.2733 | -12.7793 | -20.4519 | 4245.0722 | 4360.7803 | 4613.2382 | 5049.6454
8 | 25 | 23 | 2506.3505 | 2556.191 | 2658.8539 | 2829.8735 | 1304.5263 | 1338.3447 | 1414.4805 | 1556.1252 | -46.6729 | -78.5568 | -135.0361 | -203.0506 | 165.9029 | 226.3745 | 341.0084 | 507.3495 | 10.4397 | 20.2601 | 43.6298 | 77.2373 | -0.0029378 | -0.0033719 | -0.0043111 | -0.005539 | 7.7123 | 11.8884 | 19.9178 | 29.7903 | 3948.2557 | 4074.4985 | 4342.85 | 4797.3197
8 | 25 | 24 | 2307.6565 | 2354.4919 | 2447.4911 | 2610.8001 | 1173.7761 | 1204.205 | 1272.7098 | 1400.1578 | -40.4862 | -67.7607 | -116.5525 | -174.6157 | 280.1266 | 371.8196 | 541.7903 | 786.1509 | 8.9115 | 16.8279 | 36.7201 | 65.0068 | -0.0029378 | -0.0033719 | -0.0043111 | -0.005539 | 10.6278 | 16.7806 | 29.0791 | 44.6214 | 3740.6095 | 3896.3609 | 4211.2336 | 4732.1158
8 | 26 | 1 | 2162.5304 | 2207.0044 | 2293.3224 | 2447.921 | 1128.7864 | 1158.0489 | 1223.928 | 1346.4911 | -36.7383 | -60.6184 | -98.1455 | -156.0838 | 236.7389 | 317.5162 | 460.1705 | 662.478 | 8.4337 | 15.7204 | 28.3781 | 59.0043 | -0.0029378 | -0.0033719 | -0.0043111 | -0.005539 | 7.3458 | 11.5405 | 12.7035 | 30.7705 | 3507.094 | 3649.2087 | 3920.3528 | 4390.5755
8 | 26 | 2 | 1993.505 | 2034.7668 | 2113.2926 | 2257.8613 | 1105.1526 | 1133.8025 | 1198.3022 | 1318.2991 | -33.9039 | -55.1377 | -90.57 | -141.8664 | 161.3585 | 216.9508 | 324.0133 | 473.0057 | 6.4414 | 12.7905 | 24.7364 | 48.964 | -0.0029378 | -0.0033719 | -0.0043111 | -0.005539 | 2.8802 | 4.6146 | 5.4351 | 12.1564 | 3235.4309 | 3347.7841 | 3575.2054 | 3968.4146
8 | 26 | 3 | 1889.6401 | 1928.8664 | 2002.3371 | 2139.4373 | 1110.7373 | 1139.5319 | 1204.3576 | 1324.9609 | -32.2277 | -53.3108 | -87.4425 | -137.1273 | 104.7711 | 144.9452 | 221.8829 | 333.7101 | 6.2744 | 12.3789 | 24.3384 | 46.5705 | -0.0029378 | -0.0033719 | -0.0043111 | -0.005539 | 1.9192 | 2.9545 | 4.1998 | 8.3247 | 3081.1115 | 3175.3629 | 3369.6689 | 3715.8708
8 | 26 | 4 | 1834.1348 | 1872.1881 | 1942.6771 | 2075.1918 | 1143.9559 | 1173.6117 | 1240.3761 | 1364.5862 | -31.7557 | -51.6491 | -84.5965 | -132.8128 | 68.3819 | 97.4865 | 155.9584 | 241.7649 | 6.2744 | 11.683 | 22.1263 | 44.3804 | -0.0029378 | -0.0033719 | -0.0043111 | -0.005539 | 1.5881 | 2.5375 | 3.829 | 6.9004 | 3022.5765 | 3105.8543 | 3280.3662 | 3600.0054
8 | 26 | 5 | 1772.6623 | 1809.2016 | 1876.131 | 2001.8446 | 1224.746 | 1256.4963 | 1327.9758 | 1460.9581 | -31.7557 | -53.476 | -90.57 | -137.9766 | 42.9893 | 63.9647 | 109.7506 | 179.3623 | 6.8472 | 12.7905 | 26.166 | 46.5705 | -0.0029378 | -0.0033719 | -0.0043111 | -0.005539 | 1.3275 | 1.8943 | 3.8101 | 5.7461 | 3016.8136 | 3090.868 | 3253.2592 | 3556.4996
8 | 26 | 6 | 1842.1425 | 1879.9903 | 1951.1577 | 2082.9186 | 1184.2867 | 1214.9881 | 1284.1063 | 1412.6956 | -33.5389 | -56.3555 | -98.632 | -149.7663 | 31.1951 | 46.2625 | 83.7999 | 145.37 | 7.7891 | 14.6129 | 30.8528 | 52.1289 | -2.2357 | -2.4802 | -2.9926 | -3.6861 | -0.39634 | -0.74743 | -0.38967 | -1.6457 | 3029.2425 | 3096.2706 | 3247.9025 | 3538.0149
8 | 26 | 7 | 1804.8083 | 1841.0273 | 1908.9861 | 2031.8215 | 1342.0976 | 1376.8901 | 1455.2186 | 1600.9428 | -35.9779 | -62.1146 | -112.9491 | -166.7198 | 31.594 | 50.6881 | 81.6204 | 138.1644 | 9.0065 | 16.8103 | 40.424 | 59.106 | -253.0793 | -289.9512 | -369.9036 | -476.0604 | -0.78453 | -1.1645 | -2.4178 | -3.3402 | 2897.6646 | 2932.1854 | 3000.9786 | 3183.9143
8 | 26 | 8 | 1939.3373 | 1976.9154 | 2048.9676 | 2174.7118 | 1532.6413 | 1572.3734 | 1661.8226 | 1828.2359 | -41.1441 | -72.3017 | -129.0732 | -195.8876 | 43.3881 | 64.5012 | 104.8512 | 172.1567 | 12.2163 | 21.9741 | 51.8852 | 78.3136 | -830.5783 | -952.8425 | -1217.8492 | -1566.1316 | 5.546 | 8.326 | 14.5666 | 24.7584 | 2661.4066 | 2618.946 | 2535.1707 | 2516.1571
8 | 26 | 9 | 2211.3561 | 2253.0253 | 2336.393 | 2473.3354 | 1708.5765 | 1752.8695 | 1852.5867 | 2038.103 | -46.8589 | -83.3761 | -152.5679 | -227.0585 | 58.0834 | 84.7463 | 134.5695 | 225.0892 | 15.593 | 28.0816 | 65.6206 | 96.3057 | -1307.5389 | -1500.7423 | -1919.2242 | -2467.5562 | 16.0353 | 25.0294 | 45.2193 | 72.9929 | 2655.2465 | 2559.6337 | 2362.5971 | 2211.2114
8 | 26 | 10 | 2432.8691 | 2477.9348 | 2570.6444 | 2716.922 | 1874.2221 | 1922.8093 | 2032.194 | 2235.6961 | -54.1733 | -94.3375 | -168.487 | -257.8047 | 71.6819 | 104.9914 | 169.9815 | 278.0216 | 16.9624 | 31.0115 | 70.3697 | 107.3207 | -1685.3466 | -1934.6197 | -2474.4932 | -3181.4923 | 21.6275 | 33.3025 | 64.7163 | 97.9685 | 2677.8431 | 2541.0923 | 2264.9256 | 1996.6318
8 | 26 | 11 | 2685.7167 | 2735.1275 | 2839.3781 | 2999.5436 | 1972.2525 | 2023.381 | 2138.4871 | 2352.6333 | -60.3295 | -103.4198 | -179.6765 | -276.6448 | 87.7826 | 129.1257 | 206.1875 | 334.8424 | 14.7814 | 28.0816 | 65.6206 | 102.1912 | -1971.0313 | -2262.2698 | -2892.7774 | -3717.9359 | 20.2213 | 32.2179 | 61.9101 | 93.9753 | 2749.3937 | 2582.2442 | 2239.1295 | 1888.605
8 | 26 | 12 | 2897.8253 | 2951.0186 | 3064.4144 | 3236.3222 | 2044.3679 | 2097.366 | 2216.6809 | 2438.6573 | -66.5928 | -110.7883 | -189.5456 | -291.479 | 99.9756 | 145.4817 | 232.9323 | 373.855 | 11.3463 | 22.9544 | 54.8066 | 90.3896 | -2096.6754 | -2406.7203 | -3077.9098 | -3955.9505 | 10.5952 | 17.0703 | 31.9259 | 51.7696 | 2900.8422 | 2716.3824 | 2333.3048 | 1943.5642
8 | 26 | 13 | 3222.5607 | 3281.5646 | 3410.3862 | 3601.7789 | 2077.0603 | 2130.9059 | 2252.1288 | 2477.655 | -72.5654 | -118.9311 | -200.7351 | -305.5801 | 104.3723 | 148.8344 | 240.8054 | 384.3781 | 9.6647 | 20.2899 | 52.6676 | 86.0315 | -2102.677 | -2413.7838 | -3087.213 | -3967.7345 | 2.4567 | 4.1379 | 7.447 | 12.8874 | 3240.8724 | 3053.0177 | 2675.487 | 2289.4161
8 | 26 | 14 | 3429.0385 | 3491.9134 | 3630.6696 | 3833.9784 | 2114.6046 | 2169.4234 | 2292.8376 | 2522.4402 | -78.1731 | -126.9608 | -214.0027 | -324.4202 | 101.8892 | 147.9111 | 235.5334 | 368.1238 | 9.5697 | 21.0034 | 56.9781 | 90.3102 | -1911.7025 | -2195.4197 | -2809.764 | -3612.8862 | -0.39905 | -0.81648 | 1.3923 | -1.558 | 3664.8274 | 3507.0543 | 3193.6443 | 2875.9882
8 | 26 | 15 | 3478.7814 | 3542.9184 | 3684.9647 | 3891.736 | 2126.1798 | 2181.2987 | 2305.3884 | 2536.2479 | -82.4695 | -134.1031 | -224.7057 | -343.3768 | 95.5079 | 138.3998 | 215.8168 | 333.5701 | 10.6121 | 23.3456 | 62.1956 | 100.8323 | -1648.3022 | -1893.1249 | -2423.0464 | -3115.1424 | -2.2124 | -3.2416 | -0.70222 | -7.8834 | 3978.097 | 3855.493 | 3619.9112 | 3395.9837
8 | 26 | 16 | 3589.9127 | 3656.7116 | 3808.1346 | 4023.0221 | 2091.3949 | 2145.6121 | 2267.6717 | 2494.7542 | -85.2274 | -138.2529 | -237.7683 | -356.5529 | 52.6091 | 76.8545 | 118.2481 | 177.5986 | 12.2122 | 26.2268 | 73.0177 | 111.0271 | -1272.6064 | -1461.8604 | -1871.31 | -2405.1143 | -3.415 | -5.362 | -6.1319 | -13.7284 | 4384.8802 | 4299.9298 | 4151.8618 | 4031.0066
8 | 26 | 17 | 3536.1111 | 3602.896 | 3752.5417 | 3967.9155 | 2044.0994 | 2097.0905 | 2216.3898 | 2438.337 | -85.9878 | -140.4626 | -244.934 | -362.5621 | 55.909 | 78.861 | 123.9417 | 185.9365 | 13.8124 | 29.3922 | 85.3317 | 121.222 | -794.9729 | -913.3729 | -1169.1315 | -1501.1321 | -9.7754 | -15.1842 | -23.548 | -43.2207 | 4759.1958 | 4739.2201 | 4740.5914 | 4806.4961
8 | 26 | 18 | 3515.7971 | 3583.2097 | 3732.1767 | 3952.2985 | 1921.3484 | 1971.1573 | 2083.2924 | 2291.9114 | -82.9239 | -137.3569 | -243.9611 | -356.357 | 55.909 | 78.861 | 123.9417 | 185.9365 | 15.8265 | 32.4128 | 98.0951 | 128.1128 | -260.8865 | -300.1721 | -384.7834 | -493.4437 | -14.9522 | -23.1974 | -46.1529 | -69.0094 | 5150.1183 | 5204.9144 | 5362.6087 | 5639.4492
8 | 26 | 19 | 3351.5167 | 3415.9659 | 3557.348 | 3770.8256 | 1825.8346 | 1873.1674 | 1979.7281 | 2177.9763 | -76.0814 | -125.3429 | -224.7095 | -324.8778 | 61.7112 | 86.6393 | 133.4029 | 195.4066 | 14.4652 | 29.3746 | 93.92 | 117.4891 | -9.9091 | -11.4918 | -14.9064 | -19.0917 | -19.9851 | -31.0616 | -57.4803 | -90.8398 | 5147.552 | 5237.2508 | 5467.3028 | 5826.8884
8 | 26 | 20 | 3348.8371 | 3413.9589 | 3554.5549 | 3771.2852 | 1707.4246 | 1751.6878 | 1851.3378 | 2036.729 | -67.8229 | -112.1108 | -201.4963 | -290.1254 | 84.0129 | 116.5453 | 173.4607 | 245.5131 | 13.735 | 27.62 | 84.403 | 108.8147 | -0.0029378 | -0.0033719 | -0.0043111 | -0.005539 | -16.5321 | -24.4932 | -41.8963 | -67.5447 | 5069.6516 | 5173.2046 | 5420.3594 | 5804.6664
8 | 26 | 21 | 3208.0377 | 3270.6196 | 3402.3959 | 3616.1869 | 1545.2427 | 1585.3015 | 1675.4861 | 1843.2677 | -60.1436 | -101.3147 | -175.6421 | -260.1122 | 133.3026 | 187.0809 | 283.4135 | 413.2193 | 13.1134 | 26.1198 | 66.0972 | 101.7999 | -0.0029378 | -0.0033719 | -0.0043111 | -0.005539 | -6.4798 | -11.3996 | -24.0432 | -35.8817 | 4833.07 | 4956.404 | 5227.7031 | 5678.4744
8 | 26 | 22 | 2910.081 | 2967.2439 | 3086.0439 | 3282.7897 | 1396.8943 | 1433.1073 | 1514.6339 | 1666.3079 | -53.9874 | -92.3977 | -155.5565 | -243.275 | 146.1034 | 199.8211 | 302.0824 | 449.9672 | 15.0338 | 28.6015 | 55.1478 | 106.8278 | -0.0029378 | -0.0033719 | -0.0043111 | -0.005539 | -3.6349 | -6.2733 | -12.3761 | -20.4519 | 4410.4874 | 4530.0995 | 4789.9711 | 5242.1601
8 | 26 | 23 | 2597.6449 | 2649.6081 | 2753.8281 | 2933.5584 | 1275.5912 | 1308.6595 | 1383.1066 | 1521.6096 | -46.6729 | -80.3837 | -130.5363 | -210.2174 | 168.8039 | 230.8 | 350.4697 | 530.1779 | 13.5776 | 25.7082 | 43.2914 | 93.1785 | -0.0029378 | -0.0033719 | -0.0043111 | -0.005539 | 7.7123 | 11.8884 | 13.6885 | 29.7903 | 4016.654 | 4146.2773 | 4413.8436 | 4898.0916
8 | 26 | 24 | 2303.6727 | 2349.4339 | 2441.9564 | 2600.5817 | 1253.2483 | 1285.7374 | 1358.8805 | 1494.9575 | -40.4862 | -68.535 | -110.4507 | -177.0435 | 311.7203 | 417.5452 | 613.4083 | 904.2419 | 10.7016 | 20.5633 | 35.4123 | 73.9708 | -0.0029378 | -0.0033719 | -0.0043111 | -0.005539 | 10.6278 | 16.7806 | 22.0908 | 44.6214 | 3849.4817 | 4021.5221 | 4361.2933 | 4941.3242
8 | 27 | 1 | 2156.3262 | 2199.3208 | 2285.0732 | 2435.5322 | 1200.5588 | 1231.682 | 1301.7499 | 1432.106 | -35.3964 | -59.4005 | -93.416 | -153.3478 | 224.5458 | 301.6967 | 448.3269 | 668.5513 | 8.6726 | 16.8279 | 26.6886 | 61.6387 | -0.0029378 | -0.0033719 | -0.0043111 | -0.005539 | 7.3458 | 11.5405 | 12.7035 | 30.7705 | 3562.0498 | 3701.664 | 3981.1218 | 4475.2454
8 | 27 | 2 | 2026.111 | 2067.1634 | 2146.8421 | 2289.8211 | 1167.5682 | 1197.8361 | 1265.9786 | 1392.7526 | -32.6997 | -54.085 | -85.8404 | -139.1303 | 139.6647 | 191.7437 | 296.2208 | 451.8012 | 7.086 | 13.6327 | 23.9539 | 51.1542 | -0.0029378 | -0.0033719 | -0.0043111 | -0.005539 | 2.8802 | 4.6146 | 5.4351 | 12.1564 | 3310.6074 | 3420.902 | 3652.5858 | 4058.5496
8 | 27 | 3 | 1885.8296 | 1924.2292 | 1997.5787 | 2130.2206 | 1186.2279 | 1216.9796 | 1286.2111 | 1415.0111 | -32.2277 | -52.4234 | -84.3149 | -134.3912 | 84.4827 | 122.1572 | 197.858 | 316.3936 | 6.6802 | 12.5062 | 23.9539 | 46.5705 | -0.0029378 | -0.0033719 | -0.0043111 | -0.005539 | 1.9192 | 2.9545 | 4.1998 | 8.3247 | 3132.909 | 3226.4 | 3425.4823 | 3782.1238
8 | 27 | 4 | 1838.1146 | 1875.1723 | 1945.1704 | 2071.8651 | 1274.4803 | 1307.5198 | 1381.902 | 1520.2844 | -32.2277 | -53.3108 | -84.5199 | -134.8159 | 49.5891 | 79.2479 | 138.6748 | 235.0508 | 6.6802 | 12.7905 | 22.6489 | 46.5705 | -0.0029378 | -0.0033719 | -0.0043111 | -0.005539 | 1.5881 | 2.5375 | 3.829 | 6.9004 | 3138.2217 | 3223.9538 | 3407.7009 | 3745.8498
8 | 27 | 5 | 1806.6272 | 1842.2045 | 1908.8717 | 2025.3045 | 1490.5482 | 1529.1891 | 1616.1816 | 1778.0245 | -34.011 | -58.9567 | -90.7749 | -154.1971 | 43.996 | 69.3239 | 126.8312 | 231.654 | 9.6512 | 17.2219 | 26.6886 | 60.3215 | -0.0029378 | -0.0033719 | -0.0043111 | -0.005539 | 1.3275 | 1.8943 | 3.8101 | 5.7461 | 3318.1361 | 3400.8735 | 3591.6039 | 3946.848
8 | 27 | 6 | 1832.5119 | 1867.642 | 1933.0699 | 2042.8503 | 1711.6101 | 1755.9818 | 1855.8761 | 2041.7218 | -39.1772 | -70.8054 | -95.7095 | -194.4216 | 70.6944 | 108.0811 | 186.6056 | 322.9584 | 14.9483 | 26.4055 | 26.6886 | 87.7218 | -0.0029378 | -0.0033719 | -0.0043111 | -0.005539 | -0.39634 | -0.74743 | -0.38967 | -1.6457 | 3590.1883 | 3686.5541 | 3906.1368 | 4299.1794
8 | 27 | 7 | 1730.09 | 1759.1862 | 1814.7455 | 1900.7876 | 2172.3004 | 2228.615 | 2355.3964 | 2591.2637 | -48.1984 | -87.4127 | -111.347 | -242.2377 | 120.2832 | 180.4839 | 299.8697 | 517.9425 | 19.8614 | 34.747 | 35.4151 | 113.0335 | -244.8304 | -280.543 | -358.1358 | -461.3057 | -0.78453 | -1.1645 | -2.4178 | -3.3402 | 3748.7217 | 3833.9118 | 4033.526 | 4416.1437
8 | 27 | 8 | 1771.7686 | 1798.8118 | 1851.7306 | 1924.3513 | 2595.4875 | 2662.7727 | 2814.2525 | 3096.0692 | -58.7887 | -104.7421 | -134.7651 | -287.626 | 167.5787 | 248.8737 | 409.6196 | 699.5685 | 20.1003 | 35.4429 | 50.9781 | 116.4017 | -815.4129 | -935.3698 | -1195.0927 | -1535.5374 | 5.546 | 8.326 | 14.5666 | 24.7584 | 3686.2795 | 3714.1151 | 3811.2896 | 4037.9856
8 | 27 | 9 | 1975.0526 | 2003.9412 | 2063.4879 | 2136.9556 | 2899.4063 | 2974.5703 | 3143.7877 | 3458.6037 | -67.8864 | -117.4783 | -160.0668 | -317.9477 | 187.1596 | 279.0273 | 460.44 | 783.6579 | 17.1294 | 30.7272 | 67.4482 | 104.6 | -1306.1419 | -1498.7263 | -1915.5224 | -2460.9179 | 16.0353 | 25.0294 | 45.2193 | 72.9929 | 3720.7549 | 3697.0908 | 3704.7938 | 3777.9445
8 | 27 | 10 | 2223.017 | 2256.7031 | 2325.6593 | 2406.3105 | 3126.4998 | 3207.551 | 3390.0221 | 3729.4958 | -75.7494 | -126.8911 | -189.535 | -337.2125 | 179.0642 | 268.1697 | 444.4911 | 764.7174 | 12.861 | 24.1715 | 87.958 | 85.9229 | -1624.8531 | -1865.2084 | -2385.4671 | -3065.9367 | 21.6275 | 33.3025 | 64.7163 | 97.9685 | 3862.4669 | 3797.7983 | 3737.8448 | 3681.2659
8 | 27 | 11 | 2482.5826 | 2521.0117 | 2601.1432 | 2693.6027 | 3272.1913 | 3357.0194 | 3547.9935 | 3903.2863 | -82.4847 | -136.9129 | -205.096 | -358.7887 | 161.069 | 244.0355 | 409.0791 | 711.7852 | 11.4766 | 21.9741 | 84.3164 | 83.0852 | -1883.3642 | -2161.9411 | -2765.0522 | -3554.3627 | 20.2213 | 32.2179 | 61.9101 | 93.9753 | 3981.6919 | 3877.4046 | 3734.2941 | 3572.5834
8 | 27 | 12 | 2765.7741 | 2808.4128 | 2901.0805 | 3008.1031 | 3382.4185 | 3470.104 | 3667.5113 | 4034.7725 | -89.22 | -145.83 | -220.7336 | -380.0566 | 155.8747 | 233.1779 | 389.616 | 677.793 | 9.962 | 20.0055 | 83.0221 | 79.3746 | -2039.1948 | -2340.4355 | -2992.2118 | -3844.072 | 10.5952 | 17.0703 | 31.9259 | 51.7696 | 4196.2096 | 4062.5052 | 3860.2105 | 3627.6841
8 | 27 | 13 | 3216.2086 | 3266.0052 | 3380.0824 | 3515.3639 | 3437.2241 | 3526.3304 | 3726.9363 | 4100.1483 | -95.7717 | -155.6866 | -224.0661 | -401.3246 | 145.975 | 221.9077 | 373.6671 | 641.0446 | 10.1425 | 21.2403 | 62.5854 | 87.2623 | -2023.2734 | -2322.3295 | -2969.1992 | -3813.8688 | 2.4567 | 4.1379 | 7.447 | 12.8874 | 4692.9617 | 4561.6055 | 4357.4531 | 4141.5131
8 | 27 | 14 | 3403.7795 | 3456.8597 | 3579.5043 | 3727.0862 | 3486.1395 | 3576.5139 | 3779.9746 | 4158.4978 | -101.6678 | -163.7684 | -235.0507 | -421.8595 | 137.0914 | 205.4434 | 342.8503 | 585.3749 | 10.0393 | 21.7968 | 64.9437 | 92.6549 | -1902.3778 | -2183.8687 | -2792.9557 | -3588.6308 | -0.39905 | -0.81648 | 1.3923 | -1.558 | 5032.6051 | 4912.1601 | 4740.6587 | 4551.5655
8 | 27 | 15 | 3502.4016 | 3556.8513 | 3684.4225 | 3846.6657 | 3425.0399 | 3513.8304 | 3713.7252 | 4085.6142 | -105.5228 | -169.8581 | -242.1397 | -438.08 | 123.0941 | 184.7856 | 308.2831 | 516.2488 | 11.2337 | 23.7085 | 66.2569 | 102.2023 | -1652.0917 | -1896.5012 | -2424.8329 | -3113.3824 | -2.2124 | -3.2416 | -0.70222 | -7.8834 | 5301.9424 | 5209.575 | 5105.0129 | 4991.3853
8 | 27 | 16 | 3747.5423 | 3807.201 | 3948.849 | 4141.9306 | 3254.543 | 3338.9136 | 3528.8577 | 3882.2343 | -107.046 | -173.2336 | -251.0359 | -449.2531 | 69.9964 | 102.7219 | 162.7837 | 266.7878 | 13.1446 | 27.9814 | 79.2911 | 115.4604 | -1261.4568 | -1448.377 | -1852.2632 | -2377.6833 | -3.415 | -5.362 | -6.1319 | -13.7284 | 5713.3086 | 5649.8454 | 5610.3505 | 5565.7484
8 | 27 | 17 | 3872.7085 | 3938.0228 | 4085.8782 | 4302.5199 | 2967.4507 | 3044.3786 | 3217.5673 | 3539.7715 | -105.5511 | -171.7895 | -253.4719 | -445.4759 | 75.7986 | 108.6175 | 168.4772 | 270.1053 | 14.5059 | 30.451 | 89.4553 | 124.579 | -752.5203 | -864.1714 | -1104.9402 | -1416.9319 | -9.7754 | -15.1842 | -23.548 | -43.2207 | 6062.6169 | 6070.3249 | 6179.418 | 6331.3473
8 | 27 | 18 | 3945.2385 | 4012.55 | 4169.8771 | 4408.2752 | 2586.1845 | 2653.2285 | 2804.1654 | 3084.972 | -99.1042 | -163.0378 | -245.205 | -423.0501 | 90.095 | 129.136 | 195.8133 | 297.3834 | 15.7952 | 32.5279 | 96.6763 | 128.9747 | -239.236 | -275.0291 | -351.8809 | -450.3748 | -14.9522 | -23.1974 | -46.1529 | -69.0094 | 6284.0208 | 6366.1781 | 6623.2934 | 6977.1709
8 | 27 | 19 | 3813.8838 | 3881.1803 | 4036.0108 | 4273.7911 | 2314.6773 | 2374.6828 | 2509.7738 | 2761.1002 | -87.8277 | -144.7689 | -232.1318 | -372.9228 | 94.8906 | 135.568 | 204.4804 | 304.589 | 14.6728 | 29.9013 | 103.7648 | 120.214 | -5.8632 | -6.7712 | -8.6695 | -10.9185 | -19.9851 | -31.0616 | -57.4803 | -90.8398 | 6124.4484 | 6238.7308 | 6555.7482 | 6985.0132
8 | 27 | 20 | 3805.1754 | 3875.5891 | 4031.7012 | 4271.812 | 2089.5882 | 2143.7585 | 2265.7127 | 2492.599 | -76.2933 | -126.6652 | -216.6992 | -327.8426 | 104.3914 | 148.3083 | 222.8957 | 328.5497 | 15.0732 | 30.1978 | 108.1835 | 117.1995 | -0.0029378 | -0.0033719 | -0.0043111 | -0.005539 | -16.5321 | -24.4932 | -41.8963 | -67.5447 | 5921.3999 | 6046.6919 | 6369.8933 | 6814.7673
8 | 27 | 21 | 3644.2895 | 3713.596 | 3864.9641 | 4097.8198 | 1825.4467 | 1872.7694 | 1979.3075 | 2177.5136 | -66.9378 | -112.3805 | -195.5745 | -290.7789 | 193.3088 | 271.9763 | 416.4782 | 613.7152 | 15.7274 | 30.3928 | 97.6213 | 115.6038 | -0.0029378 | -0.0033719 | -0.0043111 | -0.005539 | -6.4798 | -11.3996 | -24.0432 | -35.8817 | 5605.3519 | 5764.951 | 6138.7491 | 6677.9863
8 | 27 | 22 | 3307.9945 | 3372.9812 | 3510.4377 | 3724.81 | 1581.8755 | 1622.8839 | 1715.2065 | 1886.9657 | -58.2379 | -99.7576 | -167.99 | -260.7656 | 211.304 | 291.6851 | 438.661 | 646.0139 | 16.2282 | 30.6595 | 78.9283 | 111.2235 | -0.0029378 | -0.0033719 | -0.0043111 | -0.005539 | -3.6349 | -6.2733 | -12.3761 | -20.4519 | 5055.5265 | 5212.1754 | 5562.8632 | 6087.79
8 | 27 | 23 | 2988.833 | 3047.9583 | 3171.729 | 3371.3793 | 1397.5157 | 1433.7448 | 1515.3077 | 1667.0492 | -49.2167 | -83.646 | -132.2667 | -218.9628 | 318.6058 | 426.7316 | 618.7278 | 894.422 | 14.2942 | 26.5314 | 50.2038 | 96.1553 | -0.0029378 | -0.0033719 | -0.0043111 | -0.005539 | 7.7123 | 11.8884 | 13.6885 | 29.7903 | 4677.7414 | 4863.2052 | 5237.3857 | 5839.8278
8 | 27 | 24 | 2721.2148 | 2776.4473 | 2889.1098 | 3075.018 | 1275.5209 | 1308.5874 | 1383.0303 | 1521.5257 | -41.4302 | -70.0835 | -110.3741 | -181.0496 | 311.7203 | 418.0817 | 613.4083 | 904.2419 | 10.9405 | 20.5444 | 37.7625 | 75.288 | -0.0029378 | -0.0033719 | -0.0043111 | -0.005539 | 10.6278 | 16.7806 | 22.0908 | 44.6214 | 4288.5912 | 4470.3545 | 4835.0233 | 5439.6398
8 | 28 | 1 | 2508.6759 | 2559.7416 | 2662.5792 | 2836.5435 | 1208.7702 | 1240.1063 | 1310.6534 | 1441.9011 | -35.427 | -57.9041 | -99.3895 | -153.0395 | 224.5458 | 301.6967 | 448.3269 | 668.5513 | 7.7307 | 15.4361 | 32.6804 | 57.055 | -0.0029378 | -0.0033719 | -0.0043111 | -0.005539 | 7.3458 | 7.2563 | 12.7035 | 30.7705 | 3921.6385 | 4066.3295 | 4367.5497 | 4881.7764
8 | 28 | 2 | 2364.0606 | 2412.0985 | 2508.1204 | 2674.4793 | 1176.4876 | 1206.9868 | 1275.6498 | 1403.3922 | -33.2788 | -52.4234 | -90.2885 | -136.819 | 139.6647 | 191.7437 | 296.2208 | 451.8012 | 5.7017 | 11.3987 | 24.601 | 43.5074 | -0.0029378 | -0.0033719 | -0.0043111 | -0.005539 | 2.8802 | 3.163 | 5.4351 | 12.1564 | 3655.513 | 3772.9639 | 4019.7344 | 4448.5119
8 | 28 | 3 | 2227.1794 | 2273.2222 | 2363.1185 | 2518.3536 | 1192.5298 | 1223.4448 | 1293.0442 | 1422.5284 | -31.6791 | -50.7617 | -87.161 | -132.5045 | 84.4827 | 122.1572 | 197.858 | 316.3936 | 5.4628 | 10.7028 | 23.1715 | 41.2155 | -0.0029378 | -0.0033719 | -0.0043111 | -0.005539 | 1.9192 | 2.4332 | 4.1998 | 8.3247 | 3479.8918 | 3581.1951 | 3794.2266 | 4174.3059
8 | 28 | 4 | 2161.4365 | 2205.5325 | 2291.4737 | 2439.6305 | 1285.3578 | 1318.6793 | 1393.6963 | 1533.2598 | -32.2277 | -51.6491 | -88.6864 | -134.8159 | 49.5891 | 79.2479 | 138.6748 | 235.0508 | 5.8686 | 10.7028 | 23.1715 | 41.2155 | -0.0029378 | -0.0033719 | -0.0043111 | -0.005539 | 1.5881 | 2.1204 | 3.829 | 6.9004 | 3471.6094 | 3564.6304 | 3762.1546 | 4121.2355
8 | 28 | 5 | 2090.7971 | 2132.3711 | 2212.8839 | 2348.0163 | 1499.1848 | 1538.0496 | 1625.5462 | 1788.3269 | -34.483 | -58.0693 | -102.7986 | -158.5116 | 43.996 | 69.3239 | 126.8312 | 231.654 | 9.8181 | 18.064 | 36.1975 | 61.7403 | -0.0029378 | -0.0033719 | -0.0043111 | -0.005539 | 1.3275 | 2.1204 | 3.8101 | 5.7461 | 3610.6376 | 3701.8563 | 3902.4661 | 4276.9666
8 | 28 | 6 | 2095.3402 | 2135.4062 | 2214.1144 | 2341.8341 | 1718.1499 | 1762.6911 | 1862.9671 | 2049.5229 | -39.6492 | -71.745 | -132.4717 | -192.1102 | 70.6944 | 108.0811 | 186.6056 | 322.9584 | 14.5425 | 32.2287 | 61.4564 | 84.6586 | -0.0029378 | -0.0033719 | -0.0043111 | -0.005539 | -0.39634 | -0.31278 | -0.38967 | -1.6457 | 3858.6786 | 3966.346 | 4192.2778 | 4605.2126
8 | 28 | 7 | 2005.9326 | 2040.8068 | 2110.4776 | 2215.1923 | 2178.7905 | 2235.2733 | 2362.4336 | 2599.0055 | -48.6704 | -90.0139 | -165.6305 | -244.2408 | 120.2832 | 180.4839 | 299.8697 | 517.9425 | 19.8614 | 43.9116 | 83.2712 | 113.0335 | -236.0205 | -270.7617 | -346.5306 | -447.3624 | -0.78453 | -1.1645 | -2.4178 | -3.3402 | 4039.3923 | 4138.5355 | 4341.4731 | 4750.2304
8 | 28 | 8 | 2035.1341 | 2066.9987 | 2133.6449 | 2225.0604 | 2594.8542 | 2662.123 | 2813.5659 | 3095.3138 | -58.1636 | -106.6212 | -193.7781 | -284.5817 | 167.5787 | 248.8737 | 409.6196 | 699.5685 | 19.6945 | 43.9116 | 83.3958 | 113.1352 | -670.5656 | -769.9731 | -987.2381 | -1275.941 | 5.546 | 8.2136 | 14.5666 | 24.7584 | 4094.0782 | 4153.5263 | 4273.7765 | 4597.3135
8 | 28 | 9 | 2202.134 | 2235.3165 | 2306.8684 | 2396.1278 | 2912.0564 | 2987.5483 | 3157.504 | 3473.6935 | -66.8199 | -116.034 | -206.7746 | -313.3248 | 187.1596 | 279.5637 | 460.44 | 783.6579 | 16.1508 | 33.7667 | 65.4852 | 96.9531 | -1156.4947 | -1326.7025 | -1695.4981 | -2179.2799 | 16.0353 | 24.9522 | 45.2193 | 72.9929 | 4110.2216 | 4118.411 | 4133.2442 | 4330.8206
8 | 28 | 10 | 2454.0434 | 2493.1341 | 2574.5006 | 2668.8696 | 3134.3374 | 3215.5917 | 3398.5203 | 3738.845 | -74.5758 | -123.6199 | -217.8876 | -325.1145 | 179.0642 | 268.1697 | 444.4911 | 764.7174 | 10.1289 | 24.4559 | 50.3716 | 70.6291 | -1449.738 | -1663.5313 | -2127.4949 | -2736.322 | 21.6275 | 35.9294 | 64.7163 | 97.9685 | 4274.8876 | 4250.1295 | 4187.2174 | 4279.5931
8 | 28 | 11 | 2804.1627 | 2848.9072 | 2946.3855 | 3060.1299 | 3265.0754 | 3349.7189 | 3540.2777 | 3894.7979 | -81.2346 | -131.928 | -227.7567 | -342.0681 | 161.069 | 244.0355 | 409.0791 | 711.7852 | 7.3968 | 18.6327 | 40.5405 | 61.2586 | -1725.8763 | -1979.6993 | -2530.9319 | -3257.1393 | 20.2213 | 33.8496 | 61.9101 | 93.9753 | 4450.8143 | 4383.5165 | 4239.5044 | 4222.7394
8 | 28 | 12 | 3151.7264 | 3202.6374 | 3315.7131 | 3449.1204 | 3375.5987 | 3463.1075 | 3660.1167 | 4026.6375 | -87.4214 | -138.5744 | -237.8307 | -365.339 | 155.8747 | 233.1779 | 389.616 | 677.793 | 6.744 | 15.7028 | 35.5938 | 62.0299 | -1824.956 | -2094.0793 | -2678.1917 | -3445.6984 | 10.5952 | 16.92 | 31.9259 | 51.7696 | 4788.1616 | 4698.8919 | 4516.9431 | 4456.3129
8 | 28 | 13 | 3456.2377 | 3515.1604 | 3642.8721 | 3792.6663 | 3442.6059 | 3531.8518 | 3732.7717 | 4106.5681 | -93.2104 | -145.9951 | -248.7386 | -388.1853 | 145.975 | 221.9077 | 373.6671 | 641.0446 | 7.6995 | 14.1823 | 34.9466 | 71.2348 | -1792.4746 | -2057.9605 | -2634.9985 | -3394.6167 | 2.4567 | 4.3113 | 7.447 | 12.8874 | 5169.2899 | 5083.4579 | 4907.9675 | 4841.5991
8 | 28 | 14 | 3783.2436 | 3846.5117 | 3989.6896 | 4165.152 | 3469.6317 | 3559.5782 | 3762.0754 | 4138.8062 | -99.2136 | -153.9117 | -262.2877 | -408.412 | 137.0914 | 205.4434 | 342.8503 | 585.3749 | 8.9658 | 16.5246 | 40.4268 | 82.2011 | -1627.5344 | -1867.7572 | -2389.758 | -3076.6108 | -0.39905 | 0.93835 | 1.3923 | -1.558 | 5671.7855 | 5607.3274 | 5484.3886 | 5484.9534
8 | 28 | 15 | 3928.3834 | 3997.3987 | 4150.0966 | 4339.5438 | 3392.5536 | 3480.5019 | 3678.5007 | 4046.8623 | -103.3264 | -159.8361 | -272.7093 | -428.9469 | 123.0941 | 184.7856 | 308.2831 | 516.2488 | 11.0437 | 19.9744 | 47.4718 | 96.6747 | -1358.4332 | -1558.7044 | -1992.4281 | -2560.8588 | -2.2124 | -0.64317 | -0.70222 | -7.8834 | 5991.1028 | 5963.4768 | 5918.5126 | 6001.6405
8 | 28 | 16 | 4062.3271 | 4138.079 | 4300.9524 | 4506.8765 | 3220.2602 | 3303.742 | 3491.6853 | 3841.3394 | -104.8495 | -162.1589 | -278.2728 | -439.6953 | 69.9964 | 102.7219 | 162.7837 | 266.7878 | 13.1215 | 25.7854 | 58.294 | 111.1483 | -1063.7044 | -1220.8301 | -1560.4245 | -2003.0961 | -3.415 | -3.3634 | -6.1319 | -13.7284 | 6193.7363 | 6183.9758 | 6168.8861 | 6269.6323
8 | 28 | 17 | 4235.4283 | 4314.0873 | 4488.5549 | 4721.7044 | 2930.1943 | 3006.1564 | 3177.1707 | 3495.3296 | -104.0103 | -160.1058 | -276.2609 | -436.2262 | 75.7986 | 108.6175 | 168.4772 | 270.1053 | 14.9606 | 28.9509 | 64.9519 | 121.2415 | -613.8175 | -704.9944 | -901.5994 | -1156.3866 | -9.7754 | -12.9676 | -23.548 | -43.2207 | 6528.7786 | 6579.7442 | 6697.7463 | 6972.5473
8 | 28 | 18 | 4276.0232 | 4359.6743 | 4540.1704 | 4787.974 | 2561.0889 | 2627.4823 | 2776.9546 | 3055.0362 | -96.6193 | -151.4673 | -262.9828 | -416.2285 | 90.095 | 129.136 | 195.8133 | 297.3834 | 16.8946 | 33.0789 | 71.4635 | 128.802 | -196.0367 | -225.5561 | -289.2357 | -371.1798 | -14.9522 | -25.5087 | -46.1529 | -69.0094 | 6636.4934 | 6746.8395 | 6986.0304 | 7412.7779
8 | 28 | 19 | 4091.3066 | 4170.4641 | 4344.1331 | 4594.6628 | 2282.6075 | 2341.7816 | 2475.0009 | 2722.8452 | -85.8148 | -135.7995 | -237.1947 | -370.7237 | 94.8906 | 135.568 | 204.4804 | 304.589 | 16.258 | 33.6665 | 71.8507 | 124.1808 | -0.0029378 | -0.0033719 | -0.0043111 | -0.005539 | -19.9851 | -31.8957 | -57.4803 | -90.8398 | 6379.2598 | 6513.7818 | 6800.7857 | 7284.7088
8 | 28 | 20 | 3990.1514 | 4064.6715 | 4234.132 | 4487.9693 | 2068.1481 | 2121.7626 | 2242.4654 | 2467.0239 | -74.4641 | -121.0191 | -209.047 | -324.4901 | 104.3914 | 148.3083 | 222.8957 | 328.5497 | 16.8403 | 33.0194 | 69.4924 | 122.0393 | -0.0029378 | -0.0033719 | -0.0043111 | -0.005539 | -16.5321 | -24.3361 | -41.8963 | -67.5447 | 6088.532 | 6222.4031 | 6518.038 | 7013.5418
8 | 28 | 21 | 3859.0105 | 3932.4751 | 4096.4024 | 4346.9645 | 1801.5663 | 1848.27 | 1953.4144 | 2149.0275 | -65.2922 | -106.7345 | -186.3969 | -283.42 | 193.3088 | 273.9828 | 416.4782 | 613.7152 | 14.9293 | 31.0711 | 65.0574 | 109.8576 | -0.0029378 | -0.0033719 | -0.0043111 | -0.005539 | -6.4798 | -12.2337 | -24.0432 | -35.8817 | 5797.0401 | 5966.8274 | 6320.908 | 6900.2574
8 | 28 | 22 | 3490.8553 | 3560.0565 | 3707.6289 | 3936.8172 | 1563.7387 | 1604.2769 | 1695.541 | 1865.3309 | -56.9266 | -93.2241 | -162.9788 | -251.4038 | 211.304 | 291.6851 | 438.661 | 646.0139 | 14.3077 | 26.2471 | 56.1956 | 101.5257 | -0.0029378 | -0.0033719 | -0.0043111 | -0.005539 | -3.6349 | -6.4818 | -12.3761 | -20.4519 | 5219.6413 | 5382.5563 | 5722.6673 | 6277.8265
8 | 28 | 23 | 3132.6483 | 3195.9352 | 3327.9512 | 3538.7188 | 1374.1636 | 1409.7873 | 1489.9873 | 1639.1933 | -48.1196 | -78.6089 | -138.2402 | -209.1761 | 318.6058 | 426.7316 | 618.7278 | 894.422 | 12.1349 | 23.4743 | 48.7633 | 85.242 | -0.0029378 | -0.0033719 | -0.0043111 | -0.005539 | 7.7123 | 8.4126 | 13.6885 | 29.7903 | 4797.1423 | 4985.7287 | 5360.8735 | 5978.1846
8 | 28 | 24 | 2885.41 | 2944.0445 | 3065.3068 | 3265.786 | 1255.6922 | 1288.2446 | 1361.5303 | 1497.8727 | -40.7746 | -65.9859 | -113.5016 | -176.3105 | 311.7203 | 418.0817 | 613.4083 | 904.2419 | 9.962 | 17.9178 | 37.6271 | 68.9583 | -0.0029378 | -0.0033719 | -0.0043111 | -0.005539 | 10.6278 | 12.8092 | 22.0908 | 44.6214 | 4432.6347 | 4615.1085 | 4986.4574 | 5605.1643
8 | 29 | 1 | 2696.4097 | 2751.1141 | 2863.6261 | 3052.6479 | 1203.0871 | 1234.2759 | 1304.4914 | 1435.1219 | -34.4065 | -57.843 | -97.9512 | -148.725 | 224.5458 | 301.6967 | 448.3269 | 668.5513 | 7.3249 | 12.9367 | 27.1868 | 51.7 | -0.0029378 | -0.0033719 | -0.0043111 | -0.005539 | 7.3458 | 7.2563 | 12.7035 | 30.7705 | 4104.3039 | 4249.4334 | 4558.3792 | 5090.0611
8 | 29 | 2 | 2532.3272 | 2583.7549 | 2688.9257 | 2868.6233 | 1168.0132 | 1198.2927 | 1266.4612 | 1393.2835 | -32.2583 | -53.4149 | -91.4146 | -137.2437 | 139.6647 | 191.7437 | 296.2208 | 451.8012 | 5.7017 | 11.5449 | 24.4521 | 41.3172 | -0.0029378 | -0.0033719 | -0.0043111 | -0.005539 | 2.8802 | 3.163 | 5.4351 | 12.1564 | 3816.3258 | 3935.081 | 4190.076 | 4629.9323
8 | 29 | 3 | 2397.2849 | 2446.7376 | 2545.145 | 2714.3176 | 1175.6856 | 1206.164 | 1274.7803 | 1402.4356 | -31.6791 | -52.197 | -88.2871 | -132.5045 | 84.4827 | 122.1572 | 197.858 | 316.3936 | 5.7017 | 12.2408 | 25.7572 | 41.3172 | -0.0029378 | -0.0033719 | -0.0043111 | -0.005539 | 1.9192 | 2.4332 | 4.1998 | 8.3247 | 3633.3921 | 3737.5325 | 3959.4489 | 4350.2787
8 | 29 | 4 | 2293.5449 | 2340.5719 | 2433.379 | 2591.5778 | 1270.2882 | 1303.219 | 1377.3566 | 1515.2838 | -31.7862 | -53.0844 | -91.1331 | -137.2437 | 49.5891 | 79.2479 | 138.6748 | 235.0508 | 6.4414 | 12.2408 | 25.6326 | 43.5074 | -0.0029378 | -0.0033719 | -0.0043111 | -0.005539 | 1.5881 | 2.1204 | 3.829 | 6.9004 | 3589.6625 | 3684.3123 | 3887.7347 | 4255.0709
8 | 29 | 5 | 2237.1377 | 2281.8157 | 2369.7994 | 2516.5253 | 1486.7018 | 1525.243 | 1612.011 | 1773.4363 | -34.483 | -58.7303 | -103.9247 | -154.1971 | 43.996 | 69.3239 | 126.8312 | 231.654 | 9.2454 | 19.6021 | 39.2435 | 59.4485 | -0.0029378 | -0.0033719 | -0.0043111 | -0.005539 | 1.3275 | 2.1204 | 3.8101 | 5.7461 | 3743.9224 | 3839.3714 | 4047.7663 | 4432.6076
8 | 29 | 6 | 2293.8849 | 2338.5513 | 2427.618 | 2570.4143 | 1700.6901 | 1744.7786 | 1844.0356 | 2028.6956 | -39.6492 | -72.406 | -131.7908 | -192.1102 | 70.6944 | 108.0811 | 186.6056 | 322.9584 | 14.5425 | 31.5328 | 61.1829 | 84.6586 | -0.0029378 | -0.0033719 | -0.0043111 | -0.005539 | -0.39634 | -0.31278 | -0.38967 | -1.6457 | 4039.7634 | 4150.2216 | 4387.2574 | 4812.9655
8 | 29 | 7 | 2191.2728 | 2230.359 | 2309.6219 | 2427.696 | 2158.0531 | 2213.9984 | 2339.9483 | 2574.2686 | -47.6499 | -89.7875 | -166.7566 | -239.9263 | 120.2832 | 180.4839 | 299.8697 | 517.9425 | 19.0498 | 45.4497 | 85.0122 | 108.5515 | -227.9709 | -261.2118 | -333.1224 | -427.5558 | -0.78453 | -1.1645 | -2.4178 | -3.3402 | 4212.2536 | 4318.1271 | 4532.1552 | 4957.6363
8 | 29 | 8 | 2212.8657 | 2249.7338 | 2325.5478 | 2429.2201 | 2567.8298 | 2634.3981 | 2784.2637 | 3063.0773 | -57.3573 | -105.4553 | -194.6227 | -278.2642 | 167.5787 | 248.8737 | 409.6196 | 699.5685 | 18.0713 | 44.3422 | 84.6142 | 104.2728 | -721.963 | -827.9034 | -1056.5092 | -1354.1539 | 5.546 | 8.2136 | 14.5666 | 24.7584 | 4192.5713 | 4252.2026 | 4367.4801 | 4688.4791
8 | 29 | 9 | 2391.1571 | 2431.0309 | 2512.3002 | 2615.0444 | 2855.7135 | 2929.7448 | 3096.4122 | 3406.484 | -65.7994 | -116.5819 | -208.9397 | -304.2713 | 187.1596 | 279.5637 | 460.44 | 783.6579 | 14.5425 | 35.5891 | 69.4383 | 89.4079 | -1160.3537 | -1331.7416 | -1702.2153 | -2185.3479 | 16.0353 | 24.9522 | 45.2193 | 72.9929 | 4238.455 | 4252.5574 | 4272.6549 | 4477.968
8 | 29 | 10 | 2704.3308 | 2750.7608 | 2845.7163 | 2960.5238 | 3071.4595 | 3151.0838 | 3330.3427 | 3663.8402 | -73.1138 | -123.2805 | -215.9628 | -323.5361 | 179.0642 | 268.1697 | 444.4911 | 764.7174 | 12.0493 | 24.8756 | 50.3473 | 78.9235 | -1532.6787 | -1759.9984 | -2251.7663 | -2893.3211 | 21.6275 | 35.9294 | 64.7163 | 97.9685 | 4382.7388 | 4347.5404 | 4267.8845 | 4349.116
8 | 29 | 11 | 3092.5954 | 3145.1925 | 3257.5955 | 3394.4038 | 3198.8482 | 3281.775 | 3468.4686 | 3815.7978 | -79.3006 | -131.0316 | -227.4339 | -347.2318 | 161.069 | 244.0355 | 409.0791 | 711.7852 | 11.2377 | 19.3001 | 40.9629 | 77.6063 | -1800.7456 | -2067.7986 | -2645.4941 | -3399.321 | 20.2213 | 33.8496 | 61.9101 | 93.9753 | 4603.9254 | 4525.3224 | 4365.0881 | 4347.0156
8 | 29 | 12 | 3524.9047 | 3584.6389 | 3717.2641 | 3880.9609 | 3301.8467 | 3387.4435 | 3580.1484 | 3938.6612 | -83.9183 | -138.6175 | -238.6235 | -361.4492 | 155.8747 | 233.1779 | 389.616 | 677.793 | 9.795 | 15.692 | 36.9232 | 73.0226 | -1935.3568 | -2221.9522 | -2841.6442 | -3649.7585 | 10.5952 | 16.92 | 31.9259 | 51.7696 | 4983.7412 | 4877.3026 | 4675.6099 | 4610.9996
8 | 29 | 13 | 3896.5815 | 3964.3425 | 4114.738 | 4301.2756 | 3363.5251 | 3450.7208 | 3647.0255 | 4012.2352 | -89.3424 | -147.143 | -250.0945 | -373.2389 | 145.975 | 221.9077 | 373.6671 | 641.0446 | 7.2218 | 14.9771 | 36.2761 | 65.0709 | -1919.0599 | -2203.424 | -2818.1197 | -3619.2398 | 2.4567 | 4.3113 | 7.447 | 12.8874 | 5407.3578 | 5305.6924 | 5110.9395 | 5040.035
8 | 29 | 14 | 4115.1091 | 4184.2283 | 4344.8403 | 4550.9735 | 3394.6639 | 3482.667 | 3680.7889 | 4049.3797 | -93.6388 | -156.1122 | -265.7321 | -386.7232 | 137.0914 | 205.4434 | 342.8503 | 585.3749 | 7.2937 | 18.4269 | 43.9682 | 68.4766 | -1804.542 | -2072.3367 | -2651.9528 | -3409.054 | -0.39905 | 0.93835 | 1.3923 | -1.558 | 5755.5784 | 5663.255 | 5496.1551 | 5456.8695
8 | 29 | 15 | 4176.54 | 4248.1715 | 4413.6576 | 4626.6756 | 3332.2093 | 3418.5933 | 3613.0702 | 3974.8797 | -96.259 | -163.3067 | -279.5628 | -400.5161 | 123.0941 | 184.7856 | 308.2831 | 516.2488 | 8.1189 | 23.1304 | 54.1324 | 76.8085 | -1530.8474 | -1758.5147 | -2250.7569 | -2891.7484 | -2.2124 | -0.64317 | -0.70222 | -7.8834 | 6010.6435 | 5952.2162 | 5858.1215 | 5894.4647
8 | 29 | 16 | 4312.3066 | 4388.1495 | 4563.4829 | 4796.0037 | 3165.1922 | 3247.2464 | 3431.9758 | 3775.6507 | -97.2796 | -166.8474 | -285.4079 | -406.8336 | 69.9964 | 102.7219 | 162.7837 | 266.7878 | 9.8493 | 29.2257 | 64.6946 | 87.4322 | -1180.89 | -1356.3324 | -1735.2855 | -2227.5888 | -3.415 | -3.3634 | -6.1319 | -13.7284 | 6275.76 | 6240.8004 | 6196.1118 | 6277.7237
8 | 29 | 17 | 4443.3684 | 4523.38 | 4708.6527 | 4961.6433 | 2888.6716 | 2963.5573 | 3132.1481 | 3445.7986 | -95.4197 | -162.9674 | -280.55 | -403.673 | 75.7986 | 108.6175 | 168.4772 | 270.1053 | 11.2106 | 33.0871 | 72.1864 | 94.7894 | -678.0075 | -779.4772 | -998.3337 | -1281.1201 | -9.7754 | -12.9676 | -23.548 | -43.2207 | 6635.8464 | 6673.2296 | 6779.0329 | 7044.3229
8 | 29 | 18 | 4457.9942 | 4542.1105 | 4732.014 | 4999.7966 | 2515.4406 | 2580.6507 | 2727.4588 | 3000.584 | -89.5979 | -153.4415 | -268.5924 | -381.2474 | 90.095 | 129.136 | 195.8133 | 297.3834 | 12.428 | 38.2143 | 80.0032 | 99.8548 | -215.6159 | -248.1293 | -317.9436 | -406.9121 | -14.9522 | -25.5087 | -46.1529 | -69.0094 | 6755.7918 | 6863.0321 | 7102.6004 | 7540.4499
8 | 29 | 19 | 4229.8452 | 4310.8508 | 4491.7648 | 4753.2103 | 2251.9527 | 2310.3322 | 2441.7623 | 2686.2782 | -78.7934 | -136.6689 | -239.8816 | -338.5951 | 94.8906 | 135.568 | 204.4804 | 304.589 | 11.9503 | 37.9598 | 78.9608 | 95.9033 | -1.1822 | -1.3661 | -1.7371 | -2.1752 | -19.9851 | -31.8957 | -57.4803 | -90.8398 | 6488.678 | 6624.7801 | 6917.8692 | 7408.3708
8 | 29 | 20 | 4099.5288 | 4176.596 | 4351.6867 | 4612.084 | 2037.3723 | 2090.189 | 2209.0956 | 2430.3124 | -68.8281 | -120.949 | -211.6574 | -299.1034 | 104.3914 | 148.3083 | 222.8957 | 328.5497 | 13.1623 | 36.901 | 76.7406 | 96.5995 | -0.0029378 | -0.0033719 | -0.0043111 | -0.005539 | -16.5321 | -24.3361 | -41.8963 | -67.5447 | 6169.0916 | 6306.7058 | 6606.8606 | 7100.892
8 | 29 | 21 | 3956.6708 | 4032.5894 | 4201.3337 | 4458.3473 | 1775.5807 | 1821.6107 | 1925.2385 | 2118.0301 | -60.6768 | -106.447 | -185.3168 | -269.0902 | 193.3088 | 273.9828 | 416.4782 | 613.7152 | 12.7795 | 31.6479 | 66.0538 | 95.1431 | -0.0029378 | -0.0033719 | -0.0043111 | -0.005539 | -6.4798 | -12.2337 | -24.0432 | -35.8817 | 5871.1803 | 6041.1467 | 6399.74 | 6980.2583
8 | 29 | 22 | 3569.4652 | 3639.5559 | 3790.9061 | 4027.4206 | 1543.176 | 1583.1812 | 1673.2452 | 1840.8024 | -53.3929 | -92.7713 | -161.6171 | -236.3409 | 211.304 | 291.6851 | 438.661 | 646.0139 | 12.5407 | 26.3567 | 56.3581 | 88.2676 | -0.0029378 | -0.0033719 | -0.0043111 | -0.005539 | -3.6349 | -6.4818 | -12.3761 | -20.4519 | 5279.4552 | 5441.5224 | 5785.1729 | 6345.7062
8 | 29 | 23 | 3216.5641 | 3280.3739 | 3416.5296 | 3635.6009 | 1356.0249 | 1391.1784 | 1470.3197 | 1617.5562 | -45.6065 | -77.9909 | -134.9949 | -200.8555 | 318.6058 | 426.7316 | 618.7278 | 894.422 | 10.6066 | 20.4063 | 43.7923 | 74.6183 | -0.0029378 | -0.0033719 | -0.0043111 | -0.005539 | 7.7123 | 8.4126 | 13.6885 | 29.7903 | 4863.9042 | 5049.1085 | 5428.0586 | 6051.1265
8 | 29 | 24 | 2921.1073 | 2978.8052 | 3101.358 | 3305.7351 | 1245.5214 | 1277.8102 | 1350.5022 | 1485.7403 | -38.8406 | -66.09 | -111.7818 | -167.6815 | 311.7203 | 418.0817 | 613.4083 | 904.2419 | 7.9696 | 14.8498 | 32.7183 | 58.5755 | -0.0029378 | -0.0033719 | -0.0043111 | -0.005539 | 10.6278 | 12.8092 | 22.0908 | 44.6214 | 4458.1028 | 4636.2626 | 5008.2915 | 5631.227
8 | 30 | 1 | 2729.2895 | 2783.695 | 2897.6046 | 3090.6929 | 1186.9803 | 1217.7515 | 1287.0269 | 1415.9086 | -34.4065 | -58.0693 | -99.671 | -148.3003 | 224.5458 | 301.6967 | 448.3269 | 668.5513 | 6.9191 | 13.6327 | 28.7653 | 50.3828 | -0.0029378 | -0.0033719 | -0.0043111 | -0.005539 | 7.3458 | 7.2563 | 12.7035 | 30.7705 | 4120.6711 | 4265.9594 | 4574.7519 | 5108.0003
8 | 30 | 2 | 2547.4593 | 2598.5003 | 2704.0985 | 2886.3432 | 1150.7891 | 1180.6221 | 1247.7853 | 1372.7374 | -32.8068 | -53.5282 | -90.57 | -136.819 | 139.6647 | 191.7437 | 296.2208 | 451.8012 | 5.7017 | 10.7028 | 23.296 | 43.5074 | -0.0029378 | -0.0033719 | -0.0043111 | -0.005539 | 2.8802 | 3.163 | 5.4351 | 12.1564 | 3813.6852 | 3931.2004 | 4186.2614 | 4629.721
8 | 30 | 3 | 2414.3145 | 2463.2613 | 2562.464 | 2734.103 | 1163.9233 | 1194.0968 | 1262.0265 | 1388.4047 | -31.6791 | -52.5886 | -90.57 | -132.5045 | 84.4827 | 122.1572 | 197.858 | 316.3936 | 6.2744 | 11.3987 | 24.601 | 43.5074 | -0.0029378 | -0.0033719 | -0.0043111 | -0.005539 | 1.9192 | 2.4332 | 4.1998 | 8.3247 | 3639.2321 | 3740.7552 | 3960.575 | 4358.2234
8 | 30 | 4 | 2322.5366 | 2368.5553 | 2462.4215 | 2625.6847 | 1260.1669 | 1292.8354 | 1366.3822 | 1503.2105 | -31.7862 | -52.7539 | -90.57 | -137.6683 | 49.5891 | 79.2479 | 138.6748 | 235.0508 | 7.086 | 12.0946 | 25.3835 | 48.091 | -0.0029378 | -0.0033719 | -0.0043111 | -0.005539 | 1.5881 | 2.1204 | 3.829 | 6.9004 | 3609.1775 | 3702.0963 | 3906.1168 | 4281.2635
8 | 30 | 5 | 2252.6257 | 2295.9463 | 2384.7203 | 2535.157 | 1470.4298 | 1508.5491 | 1594.3674 | 1754.0259 | -34.483 | -59.8962 | -105.9261 | -156.6249 | 43.996 | 69.3239 | 126.8312 | 231.654 | 9.8181 | 19.4558 | 39.119 | 61.7403 | -0.0029378 | -0.0033719 | -0.0043111 | -0.005539 | 1.3275 | 2.1204 | 3.8101 | 5.7461 | 3743.7111 | 3835.496 | 4042.9177 | 4431.693
8 | 30 | 6 | 2254.6531 | 2296.4015 | 2383.0895 | 2525.9249 | 1681.0447 | 1724.624 | 1822.7344 | 2005.2614 | -39.6492 | -72.0755 | -132.7532 | -196.8494 | 70.6944 | 108.0811 | 186.6056 | 322.9584 | 16.3178 | 32.9246 | 62.2389 | 93.6226 | -0.0029378 | -0.0033719 | -0.0043111 | -0.005539 | -0.39634 | -0.31278 | -0.38967 | -1.6457 | 3982.6615 | 4089.6396 | 4321.5213 | 4749.2667
8 | 30 | 7 | 2182.6773 | 2219.7238 | 2298.3478 | 2419.1404 | 2132.5343 | 2187.818 | 2312.2786 | 2543.828 | -47.6499 | -91.1187 | -169.0395 | -242.3541 | 120.2832 | 180.4839 | 299.8697 | 517.9425 | 20.3975 | 46.4299 | 87.4355 | 115.3254 | -237.8864 | -272.8283 | -348.6359 | -448.474 | -0.78453 | -1.1645 | -2.4178 | -3.3402 | 4169.5715 | 4269.344 | 4477.8383 | 4902.068
8 | 30 | 8 | 2262.8817 | 2299.5512 | 2377.7672 | 2487.3609 | 2528.3564 | 2593.9013 | 2741.4632 | 3015.9908 | -57.1431 | -106.0643 | -194.3412 | -282.5786 | 167.5787 | 248.8737 | 409.6196 | 699.5685 | 19.4556 | 45.4497 | 86.1304 | 110.945 | -760.3683 | -872.1141 | -1113.5253 | -1428.4125 | 5.546 | 8.2136 | 14.5666 | 24.7584 | 4166.307 | 4217.811 | 4321.6805 | 4627.6324
8 | 30 | 9 | 2412.2538 | 2450.1902 | 2532.5733 | 2640.9468 | 2804.7283 | 2877.4379 | 3041.1296 | 3345.6655 | -66.2408 | -116.0861 | -206.8513 | -299.1075 | 187.1596 | 279.5637 | 460.44 | 783.6579 | 13.1582 | 33.0708 | 64.9627 | 83.3038 | -1220.525 | -1400.9676 | -1791.1945 | -2300.3984 | 16.0353 | 24.9522 | 45.2193 | 72.9929 | 4146.5695 | 4148.1611 | 4146.2791 | 4327.0611
8 | 30 | 10 | 2700.5077 | 2743.6281 | 2837.9307 | 2956.5559 | 2994.2616 | 3071.8846 | 3246.638 | 3571.7534 | -73.4481 | -122.6195 | -213.3112 | -315.9446 | 179.0642 | 268.1697 | 444.4911 | 764.7174 | 8.6726 | 21.3879 | 45.2246 | 63.7537 | -1580.5803 | -1815.051 | -2322.2642 | -2983.7321 | 21.6275 | 35.9294 | 64.7163 | 97.9685 | 4250.1051 | 4203.3293 | 4103.4253 | 4155.072
8 | 30 | 11 | 2948.9537 | 2994.7415 | 3099.6386 | 3231.1223 | 3126.9027 | 3207.9643 | 3390.459 | 3729.9765 | -79.6349 | -130.2054 | -224.7823 | -336.7878 | 161.069 | 244.0355 | 409.0791 | 711.7852 | 7.3249 | 16.6722 | 37.6677 | 61.1193 | -1845.1623 | -2118.4165 | -2709.5077 | -3480.7616 | 20.2213 | 33.8496 | 61.9101 | 93.9753 | 4339.6744 | 4248.6412 | 4064.4646 | 4010.4293
8 | 30 | 12 | 3229.8368 | 3280.6468 | 3397.7338 | 3543.9232 | 3234.2007 | 3318.0439 | 3506.8008 | 3857.9686 | -85.1355 | -137.626 | -236.1768 | -360.3671 | 155.8747 | 233.1779 | 389.616 | 677.793 | 7.8026 | 16.2416 | 36.2382 | 66.4743 | -1956.0027 | -2245.7997 | -2872.3458 | -3688.6744 | 10.5952 | 16.92 | 31.9259 | 51.7696 | 4597.1719 | 4481.6045 | 4253.792 | 4148.8873
8 | 30 | 13 | 3597.5728 | 3655.0626 | 3789.6915 | 3959.2423 | 3280.8472 | 3365.8997 | 3557.379 | 3913.6116 | -90.6667 | -143.2198 | -243.9573 | -382.7889 | 145.975 | 221.9077 | 373.6671 | 641.0446 | 8.2804 | 15.1517 | 35.591 | 73.2482 | -1945.7608 | -2233.9207 | -2856.5489 | -3666.7923 | 2.4567 | 4.3113 | 7.447 | 12.8874 | 4998.7046 | 4885.1925 | 4663.2694 | 4550.453
8 | 30 | 14 | 3724.1244 | 3784.761 | 3925.9487 | 4103.0542 | 3299.5255 | 3385.0622 | 3577.6316 | 3935.8924 | -95.8765 | -150.5274 | -254.8653 | -400.8961 | 137.0914 | 205.4434 | 342.8503 | 585.3749 | 8.845 | 16.3865 | 38.9836 | 78.0727 | -1840.4042 | -2112.7716 | -2701.1282 | -3466.1429 | -0.39905 | 0.93835 | 1.3923 | -1.558 | 5232.9065 | 5129.2924 | 4930.8129 | 4833.7971
8 | 30 | 15 | 3853.1149 | 3916.6245 | 4065.1569 | 4255.6773 | 3250.5147 | 3334.7808 | 3524.4898 | 3877.429 | -98.6039 | -154.9033 | -263.9664 | -408.7919 | 123.0941 | 184.7856 | 308.2831 | 516.2488 | 9.2996 | 17.8867 | 42.6361 | 85.2267 | -1561.31 | -1792.4374 | -2291.0385 | -2937.37 | -2.2124 | -0.64317 | -0.70222 | -7.8834 | 5573.8971 | 5506.0937 | 5384.8589 | 5380.5365
8 | 30 | 16 | 3991.9211 | 4061.1045 | 4219.9768 | 4427.9572 | 3085.4101 | 3165.396 | 3345.4691 | 3680.4813 | -99.3337 | -156.2866 | -266.6074 | -417.1125 | 69.9964 | 102.7219 | 162.7837 | 266.7878 | 10.8998 | 21.4827 | 49.6812 | 96.2945 | -1174.641 | -1348.7365 | -1723.946 | -2208.9697 | -3.415 | -3.3634 | -6.1319 | -13.7284 | 5880.8377 | 5842.3185 | 5781.2254 | 5831.7104
8 | 30 | 17 | 4006.4139 | 4075.6948 | 4238.3138 | 4462.0765 | 2805.9274 | 2878.668 | 3042.4297 | 3347.0958 | -97.8388 | -153.903 | -264.0324 | -415.2219 | 75.7986 | 108.6175 | 168.4772 | 270.1053 | 12.9057 | 24.2365 | 54.8987 | 107.5017 | -669.8109 | -769.8429 | -985.0553 | -1261.5475 | -9.7754 | -12.9676 | -23.548 | -43.2207 | 6123.6204 | 6150.5034 | 6231.4837 | 6466.7891
8 | 30 | 18 | 3946.2837 | 4016.5678 | 4179.5353 | 4412.9198 | 2449.8134 | 2513.3222 | 2656.3 | 2922.2995 | -91.8334 | -145.4297 | -250.5493 | -392.7962 | 90.095 | 129.136 | 195.8133 | 297.3834 | 13.8612 | 28.3646 | 62.8508 | 110.3769 | -216.6111 | -249.1936 | -319.0216 | -407.5283 | -14.9522 | -25.5087 | -46.1529 | -69.0094 | 6176.6566 | 6267.2585 | 6478.7756 | 6873.6456
8 | 30 | 19 | 3724.9923 | 3790.3705 | 3945.0425 | 4176.5519 | 2199.1519 | 2256.1626 | 2384.5112 | 2623.2939 | -81.2431 | -131.4758 | -228.1703 | -346.2541 | 94.8906 | 135.568 | 204.4804 | 304.589 | 12.9057 | 31.4515 | 67.6621 | 102.3875 | -0.0029378 | -0.0033719 | -0.0043111 | -0.005539 | -19.9851 | -31.8957 | -57.4803 | -90.8398 | 5930.7094 | 6050.1779 | 6316.0413 | 6769.723
8 | 30 | 20 | 3628.6763 | 3693.5153 | 3844.7859 | 4075.7259 | 1993.6856 | 2045.3697 | 2161.7267 | 2378.2 | -70.4714 | -116.9737 | -204.9571 | -298.5583 | 104.3914 | 148.3083 | 222.8957 | 328.5497 | 11.1468 | 33.4323 | 69.1459 | 91.2821 | -0.0029378 | -0.0033719 | -0.0043111 | -0.005539 | -16.5321 | -24.3361 | -41.8963 | -67.5447 | 5650.8936 | 5779.3124 | 6051.6965 | 6507.6491
8 | 30 | 21 | 3550.8273 | 3615.6174 | 3763.8001 | 3995.1153 | 1735.7954 | 1780.794 | 1882.0998 | 2070.5715 | -61.8786 | -106.1776 | -185.4345 | -264.6554 | 193.3088 | 273.9828 | 416.4782 | 613.7152 | 11.7426 | 32.0703 | 67.4455 | 90.8003 | -0.0029378 | -0.0033719 | -0.0043111 | -0.005539 | -6.4798 | -12.2337 | -24.0432 | -35.8817 | 5423.3127 | 5584.0498 | 5920.3416 | 6469.6596
8 | 30 | 22 | 3233.2881 | 3295.7516 | 3430.4219 | 3642.7106 | 1512.1656 | 1551.3668 | 1639.621 | 1803.8111 | -54.7784 | -92.6672 | -162.0165 | -239.4977 | 211.304 | 291.6851 | 438.661 | 646.0139 | 12.7795 | 27.6213 | 57.1541 | 92.2191 | -0.0029378 | -0.0033719 | -0.0043111 | -0.005539 | -3.6349 | -6.4818 | -12.3761 | -20.4519 | 4911.121 | 5067.2725 | 5391.4611 | 5924.7996
8 | 30 | 23 | 2996.1294 | 3055.1582 | 3180.2565 | 3383.2068 | 1326.199 | 1360.5793 | 1437.9799 | 1581.9779 | -46.5199 | -78.2173 | -135.6758 | -206.7484 | 318.6058 | 426.7316 | 618.7278 | 894.422 | 12.0629 | 22.3668 | 46.8004 | 84.0265 | -0.0029378 | -0.0033719 | -0.0043111 | -0.005539 | 7.7123 | 8.4126 | 13.6885 | 29.7903 | 4614.1865 | 4795.0278 | 5161.7729 | 5766.6696
8 | 30 | 24 | 2732.5706 | 2787.6378 | 2901.1624 | 3090.8966 | 1221.0264 | 1252.6802 | 1323.9427 | 1456.5211 | -39.754 | -66.1512 | -113.7831 | -171.996 | 311.7203 | 418.0817 | 613.4083 | 904.2419 | 9.4842 | 16.2416 | 35.017 | 65.451 | -0.0029378 | -0.0033719 | -0.0043111 | -0.005539 | 10.6278 | 12.8092 | 22.0908 | 44.6214 | 4245.6724 | 4421.296 | 4781.8338 | 5389.7304
8 | 31 | 1 | 2542.9249 | 2593.9626 | 2698.7824 | 2876.9297 | 1179.6214 | 1210.2018 | 1279.0478 | 1407.1304 | -35.6412 | -57.3472 | -99.9525 | -148.725 | 224.5458 | 301.6967 | 448.3269 | 668.5513 | 6.9191 | 15.1341 | 30.9774 | 51.8017 | -0.0029378 | -0.0033719 | -0.0043111 | -0.005539 | 7.3458 | 7.2563 | 12.7035 | 30.7705 | 3925.7129 | 4070.901 | 4369.8811 | 4886.4531
8 | 31 | 2 | 2378.945 | 2426.7281 | 2523.8538 | 2692.6914 | 1154.4056 | 1184.3323 | 1251.7066 | 1377.0514 | -32.8068 | -52.9191 | -90.57 | -137.2437 | 139.6647 | 191.7437 | 296.2208 | 451.8012 | 6.1075 | 12.2408 | 26.8131 | 45.0278 | -0.0029378 | -0.0033719 | -0.0043111 | -0.005539 | 2.8802 | 3.163 | 5.4351 | 12.1564 | 3649.1932 | 3765.2855 | 4013.4551 | 4441.479
8 | 31 | 3 | 2242.1944 | 2288.2819 | 2378.779 | 2536.7226 | 1170.4167 | 1200.7585 | 1269.0673 | 1396.1505 | -31.7862 | -50.927 | -87.724 | -136.819 | 84.4827 | 122.1572 | 197.858 | 316.3936 | 6.2744 | 11.3987 | 24.203 | 45.9008 | -0.0029378 | -0.0033719 | -0.0043111 | -0.005539 | 1.9192 | 2.4332 | 4.1998 | 8.3247 | 3473.4983 | 3574.0992 | 3786.3788 | 4166.6678
8 | 31 | 4 | 2176.7356 | 2221.1429 | 2307.8834 | 2457.4443 | 1266.3042 | 1299.1318 | 1373.0368 | 1510.5314 | -31.7862 | -51.9796 | -89.2495 | -137.2437 | 49.5891 | 79.2479 | 138.6748 | 235.0508 | 6.4414 | 11.3987 | 24.0785 | 45.9008 | -0.0029378 | -0.0033719 | -0.0043111 | -0.005539 | 1.5881 | 2.1204 | 3.829 | 6.9004 | 3468.8692 | 3561.0587 | 3758.2487 | 4118.5786
8 | 31 | 5 | 2110.3001 | 2152.3885 | 2233.712 | 2371.0327 | 1479.8031 | 1518.1654 | 1604.5308 | 1765.207 | -34.483 | -57.2951 | -101.478 | -154.1971 | 43.996 | 69.3239 | 126.8312 | 231.654 | 9.2454 | 16.526 | 33.5874 | 57.2583 | -0.0029378 | -0.0033719 | -0.0043111 | -0.005539 | 1.3275 | 2.1204 | 3.8101 | 5.7461 | 3610.1861 | 3701.2258 | 3900.9892 | 4276.6956
8 | 31 | 6 | 2050.1935 | 2089.8272 | 2166.7874 | 2292.4657 | 1682.4939 | 1726.1108 | 1824.3058 | 2006.9901 | -39.1772 | -71.1359 | -129.6257 | -190.1072 | 70.6944 | 108.0811 | 186.6056 | 322.9584 | 14.3037 | 30.7272 | 58.7218 | 83.3414 | -0.0029378 | -0.0033719 | -0.0043111 | -0.005539 | -0.39634 | -0.31278 | -0.38967 | -1.6457 | 3778.109 | 3883.2942 | 4106.4009 | 4513.9972
8 | 31 | 7 | 1988.1216 | 2022.4658 | 2091.7431 | 2195.3985 | 2132.0571 | 2187.3284 | 2311.7612 | 2543.2588 | -47.1778 | -88.3522 | -164.0284 | -237.4986 | 120.2832 | 180.4839 | 299.8697 | 517.9425 | 19.0498 | 43.5 | 81.9662 | 108.5515 | -207.8454 | -237.7804 | -302.3386 | -387.5322 | -0.78453 | -1.1645 | -2.4178 | -3.3402 | 4003.704 | 4106.481 | 4316.5552 | 4736.7804
8 | 31 | 8 | 2028.6187 | 2061.5845 | 2128.0791 | 2218.6506 | 2547.4768 | 2613.5174 | 2762.1952 | 3038.7989 | -56.564 | -102.9674 | -190.6506 | -275.4117 | 167.5787 | 248.8737 | 409.6196 | 699.5685 | 19.0498 | 44.0578 | 83.5203 | 108.7548 | -584.2187 | -669.8916 | -854.5465 | -1097.2903 | 5.546 | 8.2136 | 14.5666 | 24.7584 | 4127.4873 | 4203.3879 | 4352.7837 | 4717.8292
8 | 31 | 9 | 2094.4663 | 2127.4233 | 2194.0122 | 2276.5509 | 2830.8638 | 2904.2509 | 3069.4679 | 3376.8416 | -64.899 | -113.1545 | -201.8401 | -296.6797 | 187.1596 | 279.5637 | 460.44 | 783.6579 | 13.9698 | 32.6592 | 63.6576 | 87.1161 | -1000.1378 | -1147.1495 | -1463.9775 | -1879.486 | 16.0353 | 24.9522 | 45.2193 | 72.9929 | 4077.458 | 4108.5453 | 4166.9793 | 4420.9937
8 | 31 | 10 | 2240.171 | 2276.6044 | 2348.1822 | 2429.9692 | 3043.7561 | 3122.6622 | 3300.3042 | 3630.7936 | -71.6343 | -120.5752 | -211.4276 | -310.7807 | 179.0642 | 268.1697 | 444.4911 | 764.7174 | 9.6512 | 22.7797 | 46.7164 | 68.5406 | -1436.706 | -1648.7697 | -2106.7335 | -2705.8053 | 21.6275 | 35.9294 | 64.7163 | 97.9685 | 3985.9296 | 3956.8005 | 3886.2492 | 3975.4032
8 | 31 | 11 | 2425.0764 | 2464.073 | 2543.2063 | 2630.9535 | 3172.3395 | 3254.579 | 3439.7255 | 3784.1764 | -77.8211 | -128.2132 | -219.4897 | -333.9354 | 161.069 | 244.0355 | 409.0791 | 711.7852 | 8.6726 | 16.6722 | 37.6677 | 67.1218 | -1883.0323 | -2161.7024 | -2764.9396 | -3553.3063 | 20.2213 | 33.8496 | 61.9101 | 93.9753 | 3826.5254 | 3723.2935 | 3507.1595 | 3400.7706
8 | 31 | 12 | 2640.8195 | 2682.6044 | 2771.0144 | 2869.1181 | 3275.3862 | 3360.297 | 3551.4576 | 3907.0973 | -83.9008 | -133.807 | -229.3588 | -354.7786 | 155.8747 | 233.1779 | 389.616 | 677.793 | 8.6142 | 15.1341 | 34.2752 | 71.1597 | -1945.2495 | -2233.6349 | -2857.4538 | -3670.9896 | 10.5952 | 16.92 | 31.9259 | 51.7696 | 4062.1396 | 3940.6916 | 3691.4765 | 3551.1695
8 | 31 | 13 | 2883.5824 | 2930.5009 | 3030.1544 | 3141.0568 | 3335.9507 | 3422.4317 | 3617.127 | 3979.3428 | -88.7457 | -139.2877 | -235.6138 | -372.4609 | 145.975 | 221.9077 | 373.6671 | 641.0446 | 8.0415 | 13.7599 | 33.6281 | 70.6139 | -1922.1504 | -2207.1857 | -2823.0968 | -3624.256 | 2.4567 | 4.3113 | 7.447 | 12.8874 | 4365.1103 | 4246.4381 | 4003.3131 | 3848.2285
8 | 31 | 14 | 3116.1894 | 3164.0205 | 3273.8092 | 3401.7284 | 3371.5601 | 3458.9641 | 3655.7377 | 4021.8199 | -94.1698 | -145.6558 | -246.5218 | -388.1405 | 137.0914 | 205.4434 | 342.8503 | 585.3749 | 7.2218 | 16.3689 | 38.9728 | 73.0449 | -1730.6759 | -1988.6421 | -2547.2798 | -3276.2581 | -0.39905 | 0.93835 | 1.3923 | -1.558 | 4806.8179 | 4711.4374 | 4518.9606 | 4416.0115
8 | 31 | 15 | 3131.6855 | 3181.154 | 3293.3912 | 3425.4452 | 3317.1996 | 3403.1945 | 3596.7954 | 3956.9752 | -98.8311 | -149.4227 | -252.7768 | -405.5147 | 123.0941 | 184.7856 | 308.2831 | 516.2488 | 8.0469 | 17.9056 | 43.9303 | 82.2498 | -1410.3764 | -1618.4158 | -2066.2916 | -2647.5225 | -2.2124 | -0.64317 | -0.70222 | -7.8834 | 5068.6063 | 5018.558 | 4922.6294 | 4919.9984
8 | 31 | 16 | 3308.3354 | 3362.5334 | 3486.1439 | 3638.853 | 3146.9822 | 3228.5644 | 3412.231 | 3753.9286 | -100.14 | -148.2048 | -254.0207 | -418.1496 | 69.9964 | 102.7219 | 162.7837 | 266.7878 | 11.2337 | 20.2303 | 46.9249 | 100.4341 | -1111.4646 | -1276.7682 | -1633.1601 | -2093.2298 | -3.415 | -3.3634 | -6.1319 | -13.7284 | 5321.5281 | 5285.7135 | 5214.7708 | 5234.8957
8 | 31 | 17 | 3369.1625 | 3426.0388 | 3556.1027 | 3725.6304 | 2879.1249 | 2953.7631 | 3121.7968 | 3434.4106 | -99.1172 | -143.6636 | -245.9587 | -416.6839 | 75.7986 | 108.6175 | 168.4772 | 270.1053 | 13.3115 | 22.0337 | 50.3175 | 112.5142 | -650.4387 | -747.5993 | -956.5452 | -1224.4079 | -9.7754 | -12.9676 | -23.548 | -43.2207 | 5578.0662 | 5606.2225 | 5670.6423 | 5858.348
8 | 31 | 18 | 3318.0407 | 3377.646 | 3509.8016 | 3690.4185 | 2505.8039 | 2570.7642 | 2717.0098 | 2989.0887 | -92.7774 | -134.2508 | -232.9622 | -394.3744 | 90.095 | 129.136 | 195.8133 | 297.3834 | 14.434 | 25.5322 | 56.6315 | 115.9352 | -192.6048 | -221.7523 | -284.0889 | -362.5979 | -14.9522 | -25.5087 | -46.1529 | -69.0094 | 5628.0392 | 5721.5665 | 5916.0523 | 6266.844
8 | 31 | 19 | 3207.8652 | 3267.6582 | 3397.0549 | 3578.7705 | 2253.081 | 2311.4898 | 2442.9858 | 2687.6241 | -81.7151 | -121.3494 | -211.1461 | -345.5213 | 94.8906 | 135.568 | 204.4804 | 304.589 | 12.7388 | 28.8561 | 62.6233 | 104.6793 | -1.1822 | -1.3661 | -1.7371 | -2.1752 | -19.9851 | -31.8957 | -57.4803 | -90.8398 | 5465.6932 | 5588.9608 | 5836.7809 | 6237.1268
8 | 31 | 20 | 3202.4876 | 3261.2782 | 3390.9266 | 3582.63 | 2030.9024 | 2083.5514 | 2202.0805 | 2422.5948 | -70.3949 | -109.5007 | -192.0995 | -295.8223 | 104.3914 | 148.3083 | 222.8957 | 328.5497 | 11.3857 | 30.5512 | 63.793 | 92.7009 | -0.0029378 | -0.0033719 | -0.0043111 | -0.005539 | -16.5321 | -24.3361 | -41.8963 | -67.5447 | 5262.2371 | 5389.8489 | 5645.6957 | 6063.1027
8 | 31 | 21 | 3127.099 | 3186.4587 | 3313.431 | 3507.1615 | 1780.0935 | 1826.2405 | 1930.1317 | 2123.4133 | -61.8786 | -98.5393 | -171.8089 | -261.9193 | 193.3088 | 273.9828 | 416.4782 | 613.7152 | 11.0979 | 25.8179 | 54.9312 | 88.7118 | -0.0029378 | -0.0033719 | -0.0043111 | -0.005539 | -6.4798 | -12.2337 | -24.0432 | -35.8817 | 5043.2379 | 5201.7235 | 5519.1157 | 6035.1952
8 | 31 | 22 | 2965.2724 | 3023.4064 | 3144.1881 | 3334.3774 | 1544.2647 | 1584.2981 | 1674.4257 | 1842.1011 | -55.3269 | -86.6906 | -150.1978 | -237.4946 | 211.304 | 291.6851 | 438.661 | 646.0139 | 11.729 | 20.6906 | 44.7128 | 87.3946 | -0.0029378 | -0.0033719 | -0.0043111 | -0.005539 | -3.6349 | -6.4818 | -12.3761 | -20.4519 | 4673.6055 | 4826.9045 | 5139.4095 | 5651.9349
8 | 31 | 23 | 2753.5054 | 2808.0093 | 2920.9194 | 3104.8393 | 1365.8126 | 1401.2198 | 1480.9324 | 1629.2316 | -47.1755 | -74.8419 | -128.1002 | -204.7453 | 315.3059 | 422.8425 | 605.7524 | 867.1439 | 10.4397 | 17.3491 | 37.9385 | 76.9101 | -0.0029378 | -0.0033719 | -0.0043111 | -0.005539 | 7.7123 | 8.4126 | 13.6885 | 29.7903 | 4405.5973 | 4582.9881 | 4931.1267 | 5503.1644
8 | 31 | 24 | 2558.6687 | 2609.8365 | 2714.6837 | 2890.9339 | 1237.678 | 1269.7635 | 1341.9978 | 1476.3843 | -40.5167 | -64.6548 | -112.4626 | -169.9929 | 280.1266 | 371.8196 | 541.7903 | 786.1509 | 8.2084 | 16.2416 | 35.2039 | 61.9436 | -0.0029378 | -0.0033719 | -0.0043111 | -0.005539 | 10.6278 | 12.8092 | 22.0908 | 44.6214 | 4054.7899 | 4215.8124 | 4543.2995 | 5090.0355
9 | 1 | 1 | 2309.1288 | 2355.8357 | 2448.8 | 2609.3469 | 1187.1989 | 1217.9758 | 1287.264 | 1416.1694 | -36.7383 | -58.7305 | -102.5936 | -151.1528 | 236.7389 | 318.0527 | 460.1705 | 661.3457 | 7.8976 | 15.1517 | 31.6353 | 55.5123 | -0.0029378 | -0.0033719 | -0.0043111 | -0.005539 | 7.3458 | 7.2563 | 12.7035 | 18.8354 | 3711.5688 | 3855.5383 | 4137.9754 | 4610.0515
9 | 1 | 2 | 2153.9777 | 2197.6368 | 2283.6517 | 2435.2082 | 1159.9828 | 1190.0541 | 1257.7539 | 1383.7042 | -34.3759 | -54.3024 | -94.7365 | -139.6714 | 161.3585 | 216.9508 | 324.0133 | 473.0057 | 6.6802 | 13.6327 | 28.3781 | 49.5098 | -0.0029378 | -0.0033719 | -0.0043111 | -0.005539 | 2.8802 | 3.163 | 5.4351 | 8.3247 | 3450.5007 | 3567.1316 | 3804.4912 | 4210.0757
9 | 1 | 3 | 2059.5924 | 2101.2637 | 2183.2991 | 2328.5707 | 1156.4947 | 1186.4756 | 1253.9718 | 1379.5434 | -32.2277 | -51.8665 | -89.0445 | -132.9292 | 104.7711 | 144.9452 | 221.8829 | 333.7101 | 6.4414 | 11.8103 | 24.861 | 42.9393 | -0.0029378 | -0.0033719 | -0.0043111 | -0.005539 | 1.9192 | 2.4332 | 4.1998 | 6.9004 | 3296.9882 | 3395.0581 | 3599.1657 | 3958.7292
9 | 1 | 4 | 2001.3952 | 2041.4537 | 2120.4578 | 2260.1275 | 1196.8763 | 1227.9041 | 1297.7571 | 1427.7133 | -32.2277 | -51.7013 | -87.724 | -132.9292 | 68.3819 | 98.023 | 155.9584 | 241.7649 | 6.8472 | 11.3987 | 23.5559 | 41.5205 | -0.0029378 | -0.0033719 | -0.0043111 | -0.005539 | 1.5881 | 2.1204 | 3.829 | 5.8074 | 3242.858 | 3329.1952 | 3513.8299 | 3843.9988
9 | 1 | 5 | 1898.7538 | 1935.8221 | 2009.2644 | 2138.3358 | 1304.176 | 1337.9853 | 1414.1006 | 1555.7074 | -32.8833 | -54.5808 | -93.6975 | -140.4044 | 42.9893 | 63.9647 | 109.7506 | 178.2301 | 7.086 | 13.6327 | 27.5956 | 48.2943 | -0.0029378 | -0.0033719 | -0.0043111 | -0.005539 | 1.3275 | 2.1204 | 3.8101 | 5.7461 | 3221.4464 | 3298.9411 | 3470.8195 | 3785.9037
9 | 1 | 6 | 1961.8421 | 2000.2221 | 2076.4307 | 2209.7698 | 1310.766 | 1344.7462 | 1421.2461 | 1563.5684 | -34.5595 | -59.1219 | -104.8871 | -159.3609 | 31.1951 | 46.2625 | 83.7999 | 145.37 | 9.0065 | 18.064 | 35.7995 | 61.9436 | -0.0029378 | -0.0033719 | -0.0043111 | -0.005539 | -0.39634 | -0.31278 | -0.38967 | -0.66275 | 3277.8509 | 3349.8567 | 3511.9952 | 3820.6226
9 | 1 | 7 | 1915.8025 | 1952.5016 | 2023.0393 | 2143.7891 | 1539.7736 | 1579.6906 | 1669.5561 | 1836.7439 | -39.7257 | -68.5869 | -123.9337 | -190.5319 | 31.594 | 50.6881 | 81.6204 | 138.1644 | 11.7385 | 24.5831 | 47.8455 | 81.2529 | -163.532 | -187.5101 | -238.8949 | -305.437 | -0.78453 | -1.1645 | -2.4178 | -3.5115 | 3294.8664 | 3350.202 | 3456.8148 | 3700.47
9 | 1 | 8 | 2054.6168 | 2091.119 | 2165.4436 | 2284.603 | 1825.1407 | 1872.4555 | 1978.9757 | 2177.1485 | -46.6752 | -79.8266 | -146.3128 | -222.1275 | 43.3881 | 64.5012 | 104.8512 | 172.1567 | 13.7309 | 27.7973 | 54.8066 | 92.9153 | -623.311 | -714.0403 | -907.5909 | -1154.3653 | 5.546 | 8.2136 | 14.5666 | 23.6919 | 3272.4363 | 3270.2197 | 3264.74 | 3374.0226
9 | 1 | 9 | 2090.4376 | 2125.8806 | 2199.4901 | 2311.6945 | 2078.7546 | 2132.6441 | 2253.966 | 2479.6761 | -53.5482 | -92.7801 | -168.7685 | -256.1508 | 58.0834 | 84.7463 | 134.5695 | 223.9569 | 14.9483 | 32.2287 | 63.0105 | 107.6409 | -1059.1149 | -1215.225 | -1550.0065 | -1979.5293 | 16.0353 | 24.9522 | 45.2193 | 73.366 | 3145.5961 | 3092.4468 | 2977.4804 | 2960.6543
9 | 1 | 10 | 2211.8911 | 2248.3326 | 2326.0745 | 2439.0164 | 2263.1047 | 2321.7732 | 2453.8543 | 2699.581 | -60.8627 | -101.3056 | -183.0856 | -280.2712 | 71.6819 | 104.9914 | 169.9815 | 278.0216 | 13.9698 | 32.9246 | 64.9627 | 112.4279 | -1528.3497 | -1754.6723 | -2243.9852 | -2881.9599 | 21.6275 | 35.9294 | 64.7163 | 105.0165 | 2993.0625 | 2887.9733 | 2652.5184 | 2471.8322
9 | 1 | 11 | 2423.5993 | 2464.0128 | 2551.1898 | 2673.6459 | 2376.6254 | 2438.2369 | 2576.9433 | 2834.996 | -67.4909 | -108.7784 | -195.8772 | -297.2248 | 87.7826 | 129.1257 | 206.1875 | 334.8424 | 11.8824 | 32.9246 | 65.1495 | 113.4025 | -1792.2463 | -2057.6188 | -2631.3745 | -3379.604 | 20.2213 | 33.8496 | 61.9101 | 100.3493 | 3060.3738 | 2931.7524 | 2634.1286 | 2380.4073
9 | 1 | 12 | 2610.5376 | 2654.5868 | 2750.0848 | 2883.2272 | 2442.5759 | 2505.897 | 2648.4525 | 2913.6661 | -73.54 | -113.4848 | -200.8117 | -307.0112 | 99.9756 | 145.4817 | 232.9323 | 373.855 | 10.1289 | 28.6394 | 58.8355 | 103.1213 | -1899.121 | -2180.5203 | -2788.955 | -3582.1998 | 10.5952 | 16.92 | 31.9259 | 51.6707 | 3201.1521 | 3057.5198 | 2732.4643 | 2436.3294
9 | 1 | 13 | 2813.7234 | 2861.1847 | 2966.7256 | 3112.9036 | 2460.0437 | 2523.8177 | 2667.3927 | 2934.5029 | -78.4921 | -116.1991 | -202.3371 | -305.0081 | 104.3723 | 148.8344 | 240.8054 | 384.3781 | 8.6862 | 22.1014 | 47.3121 | 84.8883 | -1905.3153 | -2187.6666 | -2797.8513 | -3592.2183 | 2.4567 | 4.3113 | 7.447 | 12.5407 | 3405.4749 | 3256.3837 | 2929.4943 | 2631.9872
9 | 1 | 14 | 3068.7752 | 3121.0417 | 3239.4984 | 3402.7523 | 2458.231 | 2521.958 | 2665.4272 | 2932.3406 | -83.337 | -119.6877 | -205.6696 | -311.6341 | 101.8892 | 147.9111 | 235.5334 | 368.1238 | 9.2508 | 18.8682 | 43.4078 | 77.9112 | -1761.8114 | -2023.2123 | -2588.1521 | -3323.3957 | -0.39905 | 0.93835 | 1.3923 | 3.1675 | 3792.5987 | 3667.8175 | 3391.4373 | 3149.2657
9 | 1 | 15 | 3235.5959 | 3291.1172 | 3417.7513 | 3594.3736 | 2427.628 | 2490.5617 | 2632.2447 | 2895.8353 | -87.7405 | -122.6193 | -211.7197 | -318.801 | 95.5079 | 138.3998 | 215.8168 | 333.5701 | 9.6335 | 20.103 | 46.2778 | 82.7358 | -1492.0917 | -1713.6792 | -2192.0606 | -2813.0202 | -2.2124 | -0.64317 | -0.70222 | -0.98298 | 4186.3207 | 4103.24 | 3907.6081 | 3773.7106
9 | 1 | 16 | 3364.3779 | 3421.1548 | 3555.7078 | 3744.5784 | 2366.0604 | 2427.398 | 2565.4878 | 2822.3934 | -90.8327 | -125.9947 | -220.6158 | -332.7101 | 52.6091 | 76.8545 | 118.2481 | 177.5986 | 12.2841 | 26.09 | 56.8914 | 101.7554 | -1069.8669 | -1230.9907 | -1578.6905 | -2027.459 | -3.415 | -3.3634 | -6.1319 | -9.0641 | 4631.2169 | 4591.1485 | 4490.897 | 4477.0927
9 | 1 | 17 | 3346.6635 | 3402.8454 | 3537.0872 | 3727.8634 | 2297.6792 | 2357.2441 | 2491.343 | 2740.8238 | -90.0241 | -126.6559 | -220.4109 | -334.4048 | 55.909 | 78.861 | 123.9417 | 185.9365 | 14.1232 | 29.0009 | 61.849 | 110.2906 | -631.168 | -724.9454 | -927.0393 | -1186.8506 | -9.7754 | -12.9676 | -23.548 | -37.508 | 4983.4075 | 5003.3827 | 5043.2227 | 5206.1509
9 | 1 | 18 | 3158.1644 | 3212.0907 | 3339.1062 | 3523.6861 | 2158.9893 | 2214.9588 | 2340.9634 | 2575.3853 | -84.8119 | -120.7316 | -211.8623 | -319.4543 | 55.909 | 78.861 | 123.9417 | 185.9365 | 16.0423 | 30.2181 | 64.8436 | 113.5946 | -189.1377 | -217.7526 | -279.0158 | -356.3611 | -14.9522 | -25.5087 | -46.1529 | -75.357 | 5100.2032 | 5172.1358 | 5331.8238 | 5647.4301
9 | 1 | 19 | 3124.1973 | 3179.0677 | 3305.7259 | 3492.332 | 2054.8029 | 2108.0714 | 2227.9954 | 2451.1048 | -75.7142 | -111.1014 | -192.2527 | -289.7455 | 61.7112 | 86.6393 | 133.4029 | 194.2744 | 14.0363 | 27.1975 | 58.5295 | 103.1102 | -0.0029378 | -0.0033719 | -0.0043111 | -0.005539 | -19.9851 | -31.8957 | -57.4803 | -93.8472 | 5159.0454 | 5257.9755 | 5475.9164 | 5857.2231
9 | 1 | 20 | 2974.8447 | 3027.6712 | 3147.9748 | 3329.3669 | 1903.1908 | 1952.529 | 2063.6044 | 2270.2519 | -66.3281 | -102.6891 | -179.461 | -267.9365 | 84.0129 | 116.5453 | 173.4607 | 245.5131 | 12.5312 | 28.8561 | 60.8066 | 105.1611 | -0.0029378 | -0.0033719 | -0.0043111 | -0.005539 | -16.5321 | -24.3361 | -41.8963 | -67.5544 | 4891.7164 | 4998.573 | 5224.4849 | 5614.7966
9 | 1 | 21 | 2860.9328 | 2913.777 | 3029.4921 | 3209.4404 | 1709.5129 | 1753.8302 | 1853.6021 | 2039.2201 | -59.1973 | -93.7198 | -165.3489 | -248.98 | 133.3026 | 187.0809 | 283.4135 | 413.2193 | 11.2649 | 26.9254 | 56.6315 | 100.2349 | -0.0029378 | -0.0033719 | -0.0043111 | -0.005539 | -6.4798 | -12.2337 | -24.0432 | -38.7792 | 4649.3331 | 4775.6565 | 5033.7428 | 5474.3501
9 | 1 | 22 | 2709.293 | 2760.7018 | 2870.7634 | 3046.9526 | 1521.2227 | 1560.6587 | 1649.4415 | 1814.6151 | -53.3318 | -85.5249 | -148.4674 | -223.3975 | 146.1034 | 200.3576 | 302.0824 | 441.6295 | 10.9174 | 24.728 | 51.6225 | 90.2963 | -0.0029378 | -0.0033719 | -0.0043111 | -0.005539 | -3.6349 | -6.4818 | -12.3761 | -20.2918 | 4330.5669 | 4454.4361 | 4713.0621 | 5149.7985
9 | 1 | 23 | 2495.5047 | 2544.1763 | 2644.878 | 2811.8688 | 1371.8903 | 1407.4551 | 1487.5224 | 1636.4815 | -46.6729 | -73.6762 | -128.1768 | -190.2235 | 165.9029 | 226.3745 | 341.0084 | 502.8998 | 10.4397 | 19.1526 | 40.286 | 70.6445 | -0.0029378 | -0.0033719 | -0.0043111 | -0.005539 | 7.7123 | 8.4126 | 13.6885 | 20.2138 | 4004.774 | 4131.8916 | 4399.2022 | 4851.8794
9 | 1 | 24 | 2408.5824 | 2457.0627 | 2555.0088 | 2722.0298 | 1228.0381 | 1259.8737 | 1331.5454 | 1464.8851 | -40.4862 | -63.6022 | -110.9371 | -163.7918 | 280.1266 | 371.8196 | 541.7903 | 786.1509 | 8.9115 | 15.9573 | 33.9719 | 59.0837 | -0.0029378 | -0.0033719 | -0.0043111 | -0.005539 | 10.6278 | 12.8092 | 22.0908 | 33.4479 | 3895.7973 | 4053.917 | 4373.4657 | 4901.8001
9 | 2 | 1 | 2241.153 | 2286.8388 | 2376.9832 | 2534.8208 | 1166.4132 | 1196.6512 | 1264.7263 | 1391.3748 | -34.6207 | -57.0688 | -98.632 | -144.4106 | 236.7389 | 318.0527 | 460.1705 | 661.3457 | 6.9191 | 13.2021 | 28.6407 | 50.827 | -0.0029378 | -0.0033719 | -0.0043111 | -0.005539 | 4.4737 | 7.2563 | 12.7035 | 18.8354 | 3621.0743 | 3764.9289 | 4044.5879 | 4512.7877
9 | 2 | 2 | 2113.6804 | 2157.2273 | 2241.9977 | 2391.9964 | 1135.3531 | 1164.7859 | 1231.0483 | 1354.3243 | -32.2583 | -52.4755 | -90.7749 | -132.9292 | 161.3585 | 216.9508 | 324.0133 | 473.0057 | 5.7017 | 11.526 | 24.601 | 43.9515 | -0.0029378 | -0.0033719 | -0.0043111 | -0.005539 | 2.2179 | 3.163 | 5.4351 | 8.3247 | 3386.0504 | 3501.1741 | 3736.3162 | 4138.668
9 | 2 | 3 | 2020.4291 | 2062.2031 | 2142.1997 | 2286.3023 | 1133.3202 | 1162.7003 | 1228.844 | 1351.8993 | -30.7657 | -51.7013 | -87.929 | -128.6147 | 104.7711 | 144.9452 | 221.8829 | 333.7101 | 5.7017 | 11.1144 | 23.296 | 42.6343 | -0.0029378 | -0.0033719 | -0.0043111 | -0.005539 | 1.5881 | 2.4332 | 4.1998 | 6.9004 | 3235.0415 | 3331.6916 | 3532.4891 | 3892.8261
9 | 2 | 4 | 1959.0311 | 1999.3287 | 2076.4651 | 2215.0816 | 1165.3241 | 1195.5339 | 1263.5454 | 1390.0757 | -30.2937 | -49.8744 | -86.4035 | -128.19 | 68.3819 | 98.023 | 155.9584 | 241.7649 | 5.4628 | 10.4185 | 21.8664 | 39.127 | -0.0029378 | -0.0033719 | -0.0043111 | -0.005539 | 1.322 | 2.1204 | 3.829 | 5.8074 | 3169.2254 | 3255.5467 | 3435.2565 | 3763.661
9 | 2 | 5 | 1884.2709 | 1922.5322 | 1995.2171 | 2125.9266 | 1240.7821 | 1272.9481 | 1345.3636 | 1480.087 | -31.3142 | -51.8144 | -89.531 | -135.6653 | 42.9893 | 63.9647 | 109.7506 | 178.2301 | 6.6802 | 12.6524 | 25.3835 | 45.0278 | -0.0029378 | -0.0033719 | -0.0043111 | -0.005539 | 1.3275 | 2.1204 | 3.8101 | 5.7461 | 3144.7328 | 3222.4001 | 3389.9895 | 3699.3468
9 | 2 | 6 | 1824.4009 | 1861.1693 | 1930.0639 | 2053.4671 | 1318.888 | 1353.0787 | 1430.0527 | 1573.2568 | -31.9699 | -55.6334 | -97.3115 | -147.8796 | 31.1951 | 46.2625 | 83.7999 | 145.37 | 8.1949 | 15.0245 | 30.0703 | 52.6746 | -0.0029378 | -0.0033719 | -0.0043111 | -0.005539 | -0.1303 | -0.31278 | -0.38967 | -0.66275 | 3150.5758 | 3219.5854 | 3376.2813 | 3676.2208
9 | 2 | 7 | 1958.2377 | 1997.2932 | 2072.4485 | 2203.05 | 1345.839 | 1380.7285 | 1459.2754 | 1605.4059 | -34.9879 | -62.1667 | -111.6286 | -169.5722 | 31.594 | 50.6881 | 81.6204 | 138.1644 | 11.1658 | 20.1518 | 40.424 | 69.7937 | -205.9489 | -236.0583 | -301.5115 | -388.391 | -0.78453 | -1.1645 | -2.4178 | -3.5115 | 3105.1151 | 3149.472 | 3238.2103 | 3454.9393
9 | 2 | 8 | 2148.595 | 2190.3956 | 2271.8557 | 2409.3771 | 1536.0299 | 1575.8499 | 1665.4968 | 1832.2781 | -39.575 | -70.5269 | -130.8802 | -198.4317 | 43.3881 | 64.5012 | 104.8512 | 172.1567 | 14.5425 | 26.4055 | 51.1027 | 88.1284 | -630.1619 | -721.9673 | -920.4187 | -1181.2915 | 5.1877 | 8.2136 | 14.6221 | 23.6919 | 3078.0064 | 3072.8715 | 3056.6295 | 3145.9088
9 | 2 | 9 | 2296.2296 | 2339.2598 | 2425.4989 | 2567.4708 | 1749.5734 | 1794.9293 | 1897.0392 | 2087.007 | -45.3204 | -82.7061 | -154.2982 | -232.0304 | 58.0834 | 84.7463 | 134.5695 | 223.9569 | 19.2887 | 33.7667 | 66.7903 | 112.1229 | -1069.7676 | -1228.4883 | -1572.9641 | -2025.311 | 16.1982 | 24.9522 | 43.5835 | 73.366 | 3024.2855 | 2966.4598 | 2840.219 | 2806.5822
9 | 2 | 10 | 2513.6821 | 2560.1869 | 2654.6844 | 2803.3047 | 1946.4846 | 1996.9451 | 2110.5473 | 2321.8956 | -51.0657 | -92.6149 | -174.5888 | -258.4622 | 71.6819 | 104.9914 | 169.9815 | 278.0216 | 20.1003 | 35.8545 | 71.4148 | 121.2902 | -1437.6416 | -1649.8659 | -2110.1599 | -2714.5756 | 23.1884 | 35.9294 | 61.7626 | 105.0165 | 3086.43 | 2991.4265 | 2783.6418 | 2656.4907
9 | 2 | 11 | 2813.0274 | 2864.868 | 2973.1718 | 3136.5868 | 2092.1848 | 2146.4225 | 2268.5281 | 2495.6965 | -56.704 | -100.9751 | -188.5478 | -275.4157 | 87.7826 | 129.1257 | 206.1875 | 334.8424 | 18.0129 | 32.3559 | 66.5304 | 112.3262 | -1671.1601 | -1918.1303 | -2453.1998 | -3155.1717 | 21.3424 | 33.8496 | 62.4446 | 100.3493 | 3304.4861 | 3187.5162 | 2935.1148 | 2749.2138
9 | 2 | 12 | 3082.9211 | 3138.8693 | 3260.0816 | 3437.4144 | 2189.8074 | 2246.5758 | 2374.379 | 2612.1472 | -62.9979 | -107.5084 | -198.3402 | -287.6299 | 99.9756 | 145.4817 | 232.9323 | 373.855 | 13.7445 | 26.1022 | 56.7615 | 97.1564 | -1793.9769 | -2058.2201 | -2629.6586 | -3377.833 | 10.5735 | 16.92 | 28.5379 | 51.6707 | 3540.0474 | 3408.2206 | 3124.6934 | 2906.7808
9 | 2 | 13 | 3303.6156 | 3362.9931 | 3494.6701 | 3684.2338 | 2242.5506 | 2300.6864 | 2431.5678 | 2675.0628 | -68.529 | -114.816 | -209.4532 | -304.5834 | 102.8767 | 148.8344 | 240.8054 | 384.3781 | 12.5407 | 24.2974 | 54.5494 | 93.7883 | -1635.6408 | -1880.9112 | -2411.9001 | -3105.7488 | 2.6848 | 4.3113 | 8.6485 | 12.5407 | 3960.0985 | 3845.3954 | 3608.8879 | 3439.6714
9 | 2 | 14 | 3567.3585 | 3631.5977 | 3776.0613 | 3983.3354 | 2284.0805 | 2343.2929 | 2476.5981 | 2724.6024 | -73.2974 | -122.8457 | -221.4002 | -323.1154 | 101.8892 | 147.9111 | 235.5334 | 368.1238 | 12.8881 | 25.5322 | 57.544 | 100.7014 | -1554.7107 | -1789.0499 | -2296.3776 | -2956.7278 | 0.67866 | 0.93835 | 2.2704 | 3.1675 | 4338.8868 | 4237.3767 | 4030.2294 | 3900.0872
9 | 2 | 15 | 3784.1241 | 3852.0045 | 4007.1979 | 4229.0301 | 2291.0211 | 2350.4133 | 2484.1236 | 2732.8815 | -78.173 | -129.7097 | -230.7827 | -340.9143 | 95.5079 | 138.3998 | 215.8168 | 333.5701 | 14.1544 | 27.8555 | 62.5015 | 109.4775 | -1244.1228 | -1428.5222 | -1827.7396 | -2350.8754 | -0.51849 | -0.64317 | 0.17589 | -0.98298 | 4861.9933 | 4809.7981 | 4711.2933 | 4712.1865
9 | 2 | 16 | 3826.8894 | 3894.8289 | 4053.7613 | 4279.8387 | 2247.9069 | 2306.1815 | 2437.3755 | 2681.4521 | -81.2958 | -135.6862 | -239.9603 | -359.1378 | 52.6091 | 76.8545 | 118.2481 | 177.5986 | 17.508 | 34.3625 | 71.1007 | 128.5347 | -988.5112 | -1135.8008 | -1453.635 | -1866.0251 | -2.4024 | -3.3634 | -6.9451 | -9.0641 | 5072.704 | 5037.377 | 4979.9453 | 5033.197
9 | 2 | 17 | 3813.9867 | 3882.0386 | 4039.7614 | 4268.2747 | 2189.5188 | 2246.2797 | 2374.0661 | 2611.8029 | -82.1633 | -138.8354 | -244.2801 | -371.581 | 55.909 | 78.861 | 123.9417 | 185.9365 | 21.3394 | 40.5675 | 81.5871 | 150.4296 | -569.4253 | -654.7444 | -838.5486 | -1075.1743 | -8.5511 | -12.9676 | -26.7167 | -37.508 | 5420.6143 | 5441.1995 | 5509.8108 | 5732.1803
9 | 2 | 18 | 3677.3958 | 3744.6554 | 3897.7619 | 4125.0323 | 2037.6962 | 2090.5213 | 2209.4468 | 2430.6988 | -79.6479 | -137.5045 | -240.7426 | -370.5398 | 55.909 | 78.861 | 123.9417 | 185.9365 | 25.5997 | 48.3579 | 92.7856 | 169.5509 | -157.3748 | -181.0853 | -232.1194 | -297.278 | -16.4154 | -25.5087 | -47.3557 | -75.357 | 5543.1626 | 5618.297 | 5803.7184 | 6168.0435
9 | 2 | 19 | 3559.8131 | 3625.0871 | 3773.2279 | 3995.2385 | 1979.4882 | 2030.8043 | 2146.3327 | 2361.2645 | -73.2469 | -127.1521 | -220.4521 | -343.6834 | 61.7112 | 86.6393 | 133.4029 | 194.2744 | 25.0351 | 46.4272 | 87.7035 | 162.5362 | -0.0029378 | -0.0033719 | -0.0043111 | -0.005539 | -20.6638 | -31.8957 | -53.4673 | -93.8472 | 5532.134 | 5629.9067 | 5866.7433 | 6275.7774
9 | 2 | 20 | 3450.1078 | 3515.1942 | 3658.6517 | 3879.5566 | 1800.6102 | 1847.2891 | 1952.3776 | 2147.887 | -66.009 | -113.7549 | -197.2389 | -306.0784 | 84.0129 | 116.5453 | 173.4607 | 245.5131 | 22.1606 | 41.0467 | 77.6638 | 145.6691 | -0.0029378 | -0.0033719 | -0.0043111 | -0.005539 | -16.1276 | -24.3361 | -38.3906 | -67.5544 | 5274.7519 | 5381.981 | 5626.52 | 6044.9874
9 | 2 | 21 | 3245.7801 | 3308.3734 | 3443.6212 | 3655.1554 | 1628.2976 | 1670.5095 | 1765.5414 | 1942.3411 | -58.4061 | -101.245 | -174.1024 | -264.5839 | 133.3026 | 187.0809 | 283.4135 | 413.2193 | 16.7779 | 31.7372 | 61.7055 | 116.4699 | -0.0029378 | -0.0033719 | -0.0043111 | -0.005539 | -7.1531 | -12.2337 | -20.7066 | -38.7792 | 4958.596 | 5084.2189 | 5359.4682 | 5823.8171
9 | 2 | 22 | 2955.9246 | 3014.0174 | 3136.2999 | 3333.6567 | 1467.548 | 1505.5926 | 1591.2428 | 1750.5884 | -52.51 | -89.6746 | -155.1323 | -233.7212 | 144.6078 | 200.3576 | 302.0824 | 441.6295 | 13.6631 | 26.3554 | 52.7922 | 97.8944 | -0.0029378 | -0.0033719 | -0.0043111 | -0.005539 | -3.7706 | -6.4818 | -10.8932 | -20.2918 | 4525.4598 | 4650.1632 | 4916.3875 | 5369.7504
9 | 2 | 23 | 2664.7386 | 2718.1691 | 2827.1415 | 3008.6918 | 1337.5189 | 1372.1927 | 1450.254 | 1595.4811 | -44.5094 | -75.9468 | -131.7142 | -194.2297 | 168.8039 | 232.8066 | 350.4697 | 529.0457 | 10.1425 | 20.103 | 41.1957 | 74.7352 | -0.0029378 | -0.0033719 | -0.0043111 | -0.005539 | 5.5813 | 8.4126 | 16.6543 | 20.2138 | 4142.2729 | 4275.7338 | 4553.9967 | 5033.9323
9 | 2 | 24 | 2527.9873 | 2578.6604 | 2681.653 | 2858.9296 | 1215.0837 | 1246.5834 | 1317.4991 | 1449.4322 | -38.3991 | -64.3764 | -111.4236 | -165.7948 | 311.7203 | 418.0817 | 613.4083 | 903.1097 | 8.4473 | 16.2592 | 34.2346 | 61.5147 | -0.0029378 | -0.0033719 | -0.0043111 | -0.005539 | 8.0136 | 12.8092 | 22.0908 | 33.4479 | 4032.8501 | 4208.0141 | 4557.4577 | 5140.6337
9 | 3 | 1 | 2416.375 | 2465.4654 | 2563.6785 | 2735.2651 | 1153.4676 | 1183.37 | 1250.6896 | 1375.9325 | -32.3348 | -54.4155 | -97.3115 | -139.9797 | 224.5458 | 301.6967 | 448.3269 | 668.5513 | 6.5133 | 12.5062 | 31.4999 | 48.091 | -0.0029378 | -0.0033719 | -0.0043111 | -0.005539 | 4.4737 | 7.2563 | 12.7035 | 18.8354 | 3773.0377 | 3915.8757 | 4209.5826 | 4706.6901
9 | 3 | 2 | 2285.962 | 2332.9059 | 2425.5397 | 2589.607 | 1116.2076 | 1145.1441 | 1210.2891 | 1331.4863 | -30.7351 | -50.7617 | -89.2495 | -130.0767 | 139.6647 | 191.7437 | 296.2208 | 451.8012 | 5.4628 | 10.7028 | 26.0306 | 41.2155 | -0.0029378 | -0.0033719 | -0.0043111 | -0.005539 | 2.2179 | 3.163 | 5.4351 | 8.3247 | 3518.777 | 3632.8944 | 3874.2615 | 4292.3525
9 | 3 | 3 | 2185.5939 | 2230.2193 | 2318.1008 | 2475.7481 | 1111.8711 | 1140.6952 | 1205.587 | 1326.3134 | -29.0589 | -49.1001 | -86.122 | -125.7623 | 84.4827 | 122.1572 | 197.858 | 316.3936 | 5.8686 | 11.3987 | 24.0785 | 43.4057 | -0.0029378 | -0.0033719 | -0.0043111 | -0.005539 | 1.5881 | 2.4332 | 4.1998 | 6.9004 | 3360.3426 | 3457.8002 | 3663.6979 | 4042.9934
9 | 3 | 4 | 2146.1644 | 2189.9886 | 2276.2735 | 2429.442 | 1147.2175 | 1176.9579 | 1243.9127 | 1368.4769 | -28.5869 | -48.3258 | -87.724 | -125.7623 | 49.5891 | 79.2479 | 138.6748 | 233.9185 | 5.8686 | 10.7028 | 24.601 | 39.8983 | -0.0029378 | -0.0033719 | -0.0043111 | -0.005539 | 1.322 | 2.1204 | 3.829 | 5.8074 | 3321.5719 | 3410.6883 | 3599.5627 | 3951.7754
9 | 3 | 5 | 2147.7522 | 2190.8602 | 2276.2764 | 2426.7712 | 1243.4384 | 1275.6732 | 1348.2437 | 1483.2556 | -30.2631 | -51.0401 | -101.7596 | -133.6622 | 43.996 | 69.3239 | 126.8312 | 231.654 | 7.086 | 13.2211 | 35.017 | 46.7738 | -0.0029378 | -0.0033719 | -0.0043111 | -0.005539 | 1.3275 | 2.1204 | 3.8101 | 5.7461 | 3413.3341 | 3500.1553 | 3688.4147 | 4060.5331
9 | 3 | 6 | 2201.2351 | 2244.8885 | 2331.8886 | 2482.4167 | 1339.833 | 1374.5668 | 1452.7631 | 1598.2415 | -32.0464 | -54.6939 | -128.5867 | -145.4518 | 70.6944 | 108.0811 | 186.6056 | 322.9584 | 6.8472 | 12.9367 | 59.6288 | 46.5705 | -0.0029378 | -0.0033719 | -0.0043111 | -0.005539 | -0.1303 | -0.31278 | -0.38967 | -0.66275 | 3586.4301 | 3685.463 | 3901.9055 | 4304.067
9 | 3 | 7 | 2417.9711 | 2466.108 | 2563.3319 | 2725.8902 | 1377.0744 | 1412.7735 | 1493.1434 | 1642.6654 | -35.4293 | -62.8888 | -164.3099 | -169.1475 | 120.2832 | 180.4839 | 299.8697 | 517.9425 | 9.8181 | 17.9178 | 82.7487 | 61.4994 | -217.79 | -249.474 | -318.2734 | -409.1494 | -0.78453 | -1.1645 | -2.4178 | -3.5115 | 3671.1428 | 3763.7558 | 3954.0925 | 4366.1891
9 | 3 | 8 | 2649.3282 | 2700.4038 | 2806.8074 | 2978.0944 | 1575.0446 | 1615.876 | 1707.7999 | 1878.8174 | -40.5956 | -73.8502 | -193.983 | -205.0576 | 167.5787 | 248.8737 | 409.6196 | 699.5685 | 14.5425 | 25.5634 | 84.8254 | 86.6079 | -702.6329 | -806.1481 | -1030.2977 | -1323.8678 | 5.1877 | 8.2136 | 14.6221 | 23.6919 | 3668.4533 | 3718.9321 | 3799.3936 | 4137.8547
9 | 3 | 9 | 2845.4322 | 2899.0117 | 3012.189 | 3191.1424 | 1763.405 | 1809.1194 | 1912.0366 | 2103.5062 | -47.91 | -87.6911 | -208.0186 | -247.7098 | 187.1596 | 279.5637 | 460.44 | 788.1076 | 19.6945 | 34.4626 | 68.2822 | 114.8812 | -1143.7828 | -1312.9802 | -1679.214 | -2157.8533 | 16.1982 | 24.9522 | 43.5835 | 73.366 | 3640.1966 | 3646.4384 | 3609.2986 | 3865.4402
9 | 3 | 10 | 3159.8664 | 3218.8648 | 3345.7101 | 3539.0997 | 1951.0909 | 2001.6709 | 2115.5419 | 2327.3904 | -55.1479 | -102.3062 | -214.7601 | -292.3651 | 179.0642 | 268.1697 | 444.4911 | 764.7174 | 25.6364 | 45.3034 | 49.3265 | 149.2586 | -1503.8931 | -1726.7412 | -2209.1568 | -2839.5313 | 23.1884 | 35.9294 | 61.7626 | 105.0165 | 3779.8053 | 3740.8909 | 3592.9154 | 3753.586
9 | 3 | 11 | 3557.4906 | 3623.5249 | 3768.3958 | 3986.156 | 2056.9798 | 2110.3048 | 2230.3559 | 2453.7017 | -61.8832 | -112.1628 | -225.6681 | -314.3662 | 161.069 | 244.0355 | 409.0791 | 711.7852 | 23.9548 | 43.106 | 42.23 | 144.2308 | -1835.014 | -2106.1099 | -2692.8832 | -3460.0598 | 21.3424 | 33.8496 | 62.4446 | 100.3493 | 3923.9394 | 3836.5481 | 3593.954 | 3621.797
9 | 3 | 12 | 3868.8677 | 3940.5391 | 4099.9508 | 4335.257 | 2147.4745 | 2203.1455 | 2328.478 | 2561.6497 | -70.6137 | -123.7332 | -235.5371 | -338.0618 | 155.8747 | 233.1779 | 389.616 | 677.793 | 22.679 | 41.2647 | 39.2354 | 143.0529 | -1954.9162 | -2243.8632 | -2869.0952 | -3685.7896 | 10.5735 | 16.92 | 28.5379 | 51.6707 | 4179.9394 | 4067.4508 | 3781.1859 | 3745.5718
9 | 3 | 13 | 4150.3441 | 4226.4521 | 4399.7864 | 4651.9071 | 2203.4899 | 2260.613 | 2389.2148 | 2628.4685 | -75.6729 | -127.6654 | -246.6501 | -338.3702 | 145.975 | 221.9077 | 373.6671 | 641.0446 | 14.9388 | 29.3151 | 40.5405 | 112.0812 | -1941.0976 | -2228.2363 | -2849.2822 | -3659.4185 | 2.6848 | 4.3113 | 8.6485 | 12.5407 | 4500.6621 | 4386.6975 | 4115.9249 | 4048.2534
9 | 3 | 14 | 4404.5973 | 4485.3006 | 4671.3689 | 4939.9994 | 2253.7241 | 2312.1495 | 2443.683 | 2688.3912 | -81.204 | -135.5819 | -258.8787 | -355.0153 | 137.0914 | 205.4434 | 342.8503 | 585.3749 | 14.6905 | 29.2663 | 43.933 | 114.8547 | -1803.1573 | -2070.1611 | -2647.2995 | -3398.9617 | 0.67866 | 0.93835 | 2.2704 | 3.1675 | 4926.4206 | 4827.355 | 4597.9275 | 4577.8108
9 | 3 | 15 | 4491.7736 | 4574.1003 | 4766.8098 | 5039.2634 | 2278.9202 | 2337.9988 | 2471.0029 | 2718.4468 | -85.896 | -141.5586 | -268.2613 | -365.7637 | 123.0941 | 184.7856 | 308.2831 | 520.6984 | 14.609 | 29.5195 | 49.6731 | 119.288 | -1529.3547 | -1755.9754 | -2245.407 | -2881.4097 | -0.51849 | -0.64317 | 0.17589 | -0.98298 | 5292.6278 | 5228.2271 | 5082.2765 | 5149.5402
9 | 3 | 16 | 4482.9246 | 4564.4626 | 4761.2903 | 5033.6533 | 2259.6387 | 2318.2174 | 2450.0962 | 2695.4465 | -86.9471 | -145.0992 | -271.1839 | -381.2512 | 69.9964 | 102.7219 | 162.7837 | 266.7878 | 18.549 | 36.5477 | 56.1956 | 139.8657 | -1140.4509 | -1309.7858 | -1675.2244 | -2148.7201 | -2.4024 | -3.3634 | -6.9451 | -9.0641 | 5601.3083 | 5563.7011 | 5477.0124 | 5596.7181
9 | 3 | 17 | 4374.9453 | 4455.9585 | 4648.8682 | 4915.3368 | 2206.4503 | 2263.6502 | 2392.4247 | 2631.9999 | -86.2149 | -145.5952 | -266.5308 | -384.949 | 75.7986 | 108.6175 | 168.4772 | 270.1053 | 22.0696 | 42.5157 | 58.5431 | 156.9361 | -660.0829 | -758.4809 | -970.5061 | -1243.9141 | -8.5511 | -12.9676 | -26.7167 | -37.508 | 5924.4149 | 5953.6982 | 6004.5596 | 6308.0069
9 | 3 | 18 | 3988.7458 | 4063.1545 | 4237.9594 | 4482.1284 | 2079.1263 | 2133.0254 | 2254.369 | 2480.1194 | -80.9722 | -139.723 | -256.9433 | -374.7379 | 90.095 | 129.136 | 195.8133 | 297.3834 | 24.765 | 46.6628 | 69.1567 | 167.8647 | -183.7535 | -211.4366 | -270.8892 | -346.5238 | -16.4154 | -25.5087 | -47.3557 | -75.357 | 5901.5911 | 5995.3103 | 6182.1102 | 6630.8772
9 | 3 | 19 | 3774.6201 | 3845.2883 | 4008.8453 | 4240.6082 | 2023.527 | 2075.9847 | 2194.0834 | 2413.7969 | -73.1857 | -129.8143 | -231.7183 | -352.6206 | 94.8906 | 135.568 | 204.4804 | 304.589 | 28.4119 | 51.9661 | 75.0131 | 178.9437 | -0.0029378 | -0.0033719 | -0.0043111 | -0.005539 | -20.6638 | -31.8957 | -53.4673 | -93.8472 | 5827.597 | 5947.0939 | 6197.2323 | 6691.4645
9 | 3 | 20 | 3598.2128 | 3666.508 | 3820.5924 | 4048.4331 | 1842.1563 | 1889.9122 | 1997.4255 | 2197.4459 | -66.0243 | -119.1313 | -208.0186 | -333.9723 | 104.3914 | 148.3083 | 222.8957 | 327.4174 | 30.4137 | 54.7998 | 78.0619 | 184.5508 | -0.0029378 | -0.0033719 | -0.0043111 | -0.005539 | -16.1276 | -24.3361 | -38.3906 | -67.5544 | 5493.0193 | 5616.0575 | 5872.562 | 6356.3149
9 | 3 | 21 | 3402.0275 | 3467.1108 | 3609.32 | 3831.8339 | 1638.3611 | 1680.8338 | 1776.4531 | 1954.3455 | -58.5286 | -106.7866 | -184.882 | -297.6414 | 193.3088 | 273.9828 | 416.4782 | 613.7152 | 27.5609 | 49.437 | 71.1522 | 166.7091 | -0.0029378 | -0.0033719 | -0.0043111 | -0.005539 | -7.1531 | -12.2337 | -20.7066 | -38.7792 | 5195.5738 | 5352.3407 | 5667.8105 | 6230.1776
9 | 3 | 22 | 3096.8907 | 3156.8108 | 3284.9903 | 3492.8531 | 1447.6877 | 1485.2174 | 1569.7085 | 1726.8976 | -52.3418 | -93.9984 | -161.1824 | -257.3006 | 211.304 | 291.6851 | 438.661 | 644.8816 | 21.881 | 39.4126 | 57.0187 | 134.6875 | -0.0029378 | -0.0033719 | -0.0043111 | -0.005539 | -3.7706 | -6.4818 | -10.8932 | -20.2918 | 4721.648 | 4872.6424 | 5178.2986 | 5721.722
9 | 3 | 23 | 2814.3271 | 2870.2032 | 2985.8596 | 3179.368 | 1295.1044 | 1328.6786 | 1404.2645 | 1544.8862 | -43.5348 | -76.0599 | -134.6368 | -200.8555 | 318.6058 | 426.7316 | 618.7278 | 884.9519 | 13.0048 | 24.2974 | 47.3229 | 86.4199 | -0.0029378 | -0.0033719 | -0.0043111 | -0.005539 | 5.5813 | 8.4126 | 16.6543 | 20.2138 | 4403.0856 | 4582.2602 | 4938.1879 | 5514.9788
9 | 3 | 24 | 2521.575 | 2571.5836 | 2674.1494 | 2847.3158 | 1285.9919 | 1319.3298 | 1394.3839 | 1534.0162 | -37.3174 | -63.2717 | -109.6166 | -165.6785 | 311.7203 | 418.0817 | 613.4083 | 903.1097 | 9.7231 | 18.4567 | 35.7264 | 66.8698 | -0.0029378 | -0.0033719 | -0.0043111 | -0.005539 | 8.0136 | 12.8092 | 22.0908 | 33.4479 | 4099.7035 | 4276.9859 | 4630.1378 | 5219.0753
9 | 4 | 1 | 2429.7188 | 2478.3479 | 2577.2582 | 2745.66 | 1220.8417 | 1252.4907 | 1323.7424 | 1456.3007 | -34.483 | -58.2346 | -99.9525 | -149.0333 | 224.5458 | 301.6967 | 448.3269 | 668.5513 | 8.1365 | 15.1341 | 32.805 | 56.9158 | -0.0029378 | -0.0033719 | -0.0043111 | -0.005539 | 4.4737 | 7.2563 | 12.7035 | 18.8354 | 3853.2306 | 3996.6878 | 4294.8792 | 4797.2244
9 | 4 | 2 | 2307.4964 | 2354.4388 | 2448.1398 | 2609.6685 | 1178.9246 | 1209.487 | 1278.2923 | 1406.2993 | -32.3348 | -52.7539 | -90.57 | -134.8159 | 139.6647 | 191.7437 | 296.2208 | 451.8012 | 5.8686 | 11.3987 | 24.7256 | 44.5836 | -0.0029378 | -0.0033719 | -0.0043111 | -0.005539 | 2.2179 | 3.163 | 5.4351 | 8.3247 | 3601.8345 | 3717.4739 | 3962.2393 | 4385.8559
9 | 4 | 3 | 2207.5542 | 2252.0884 | 2340.7709 | 2496.0835 | 1180.0168 | 1210.6075 | 1279.4765 | 1407.6021 | -31.2071 | -50.927 | -87.4425 | -130.0767 | 84.4827 | 122.1572 | 197.858 | 316.3936 | 5.4628 | 10.7028 | 23.296 | 42.1902 | -0.0029378 | -0.0033719 | -0.0043111 | -0.005539 | 1.5881 | 2.4332 | 4.1998 | 6.9004 | 3447.8945 | 3547.0587 | 3758.1544 | 4139.0875
9 | 4 | 4 | 2115.6002 | 2157.5821 | 2240.6241 | 2386.5824 | 1279.0889 | 1312.2479 | 1386.8991 | 1525.7819 | -31.2071 | -51.8144 | -89.2495 | -130.5014 | 49.5891 | 79.2479 | 138.6748 | 233.9185 | 5.4628 | 10.7028 | 23.296 | 40 | -0.0029378 | -0.0033719 | -0.0043111 | -0.005539 | 1.322 | 2.1204 | 3.829 | 5.8074 | 3419.853 | 3510.0833 | 3704.0693 | 4061.5832
9 | 4 | 5 | 2038.7495 | 2077.6628 | 2155.3943 | 2288.383 | 1487.0342 | 1525.584 | 1612.3714 | 1773.8328 | -34.011 | -58.0693 | -103.0801 | -154.1971 | 43.996 | 69.3239 | 126.8312 | 231.654 | 9.8181 | 18.064 | 36.3221 | 62.8166 | -0.0029378 | -0.0033719 | -0.0043111 | -0.005539 | 1.3275 | 2.1204 | 3.8101 | 5.7461 | 3546.9114 | 3634.6824 | 3831.6447 | 4208.23
9 | 4 | 6 | 1939.2356 | 1974.1704 | 2043.6774 | 2156.2836 | 1835.5492 | 1883.1339 | 1990.2616 | 2189.5646 | -39.1772 | -71.9102 | -132.7532 | -201.5885 | 70.6944 | 108.0811 | 186.6056 | 322.9584 | 18.4771 | 32.2287 | 61.4564 | 103.8662 | -0.0029378 | -0.0033719 | -0.0043111 | -0.005539 | -0.1303 | -0.31278 | -0.38967 | -0.66275 | 3824.6458 | 3925.3877 | 4148.8539 | 4570.416
9 | 4 | 7 | 1968.3955 | 2001.6233 | 2068.9402 | 2170.4785 | 2173.8706 | 2230.2259 | 2357.099 | 2593.1367 | -47.6499 | -88.3522 | -165.6305 | -258.1499 | 120.2832 | 180.4839 | 299.8697 | 517.9425 | 25.3975 | 43.9116 | 83.3958 | 139.6625 | -220.0999 | -252.5163 | -322.9432 | -415.5257 | -0.78453 | -1.1645 | -2.4178 | -3.5115 | 4019.4124 | 4114.2116 | 4318.3132 | 4744.0331
9 | 4 | 8 | 2010.3813 | 2041.4242 | 2106.0322 | 2193.0501 | 2609.513 | 2677.1618 | 2829.4602 | 3112.7997 | -57.9058 | -104.7943 | -192.176 | -298.799 | 167.5787 | 248.8737 | 409.6196 | 699.5685 | 25.3975 | 43.9116 | 83.3958 | 140.8404 | -669.4158 | -769.1643 | -986.1632 | -1271.6575 | 5.1877 | 8.0822 | 14.6221 | 23.6919 | 4090.7365 | 4145.495 | 4264.7907 | 4599.4941
9 | 4 | 9 | 2094.2706 | 2124.2417 | 2189.9772 | 2273.1354 | 2896.9968 | 2972.0984 | 3141.1751 | 3455.7295 | -65.8759 | -113.8766 | -203.3656 | -318.064 | 187.1596 | 279.5637 | 460.44 | 788.1076 | 18.8829 | 33.3551 | 64.9627 | 111.6788 | -1227.1305 | -1408.5937 | -1801.0082 | -2312.3658 | 16.1982 | 24.091 | 43.5835 | 73.366 | 3920.5017 | 3910.8796 | 3895.7646 | 4071.5875
9 | 4 | 10 | 2230.3466 | 2260.5056 | 2330.3052 | 2414.4263 | 3128.4815 | 3209.5841 | 3392.1709 | 3731.8598 | -73.2668 | -119.6357 | -211.6326 | -330.5867 | 179.0642 | 268.1697 | 444.4911 | 764.7174 | 13.1582 | 24.6021 | 49.8491 | 87.7482 | -1614.2681 | -1853.1515 | -2369.6222 | -3042.2078 | 23.1884 | 34.3126 | 61.7626 | 105.0165 | 3886.7039 | 3824.3869 | 3697.3241 | 3730.9737
9 | 4 | 11 | 2455.0422 | 2489.1062 | 2568.308 | 2660.7231 | 3279.3391 | 3364.3524 | 3555.7437 | 3911.8126 | -80.1093 | -126.282 | -219.618 | -345.537 | 161.069 | 244.0355 | 409.0791 | 711.7852 | 9.4842 | 18.2211 | 40.0179 | 73.2106 | -1891.4005 | -2171.3373 | -2776.8883 | -3566.5821 | 21.3424 | 34.9829 | 62.4446 | 100.3493 | 3954.7672 | 3853.0787 | 3639.0869 | 3545.7618
9 | 4 | 12 | 2607.1986 | 2643.391 | 2728.8935 | 2827.2124 | 3385.2889 | 3473.0488 | 3670.6236 | 4038.1965 | -85.352 | -132.2063 | -226.6411 | -358.4845 | 155.8747 | 233.1779 | 389.616 | 677.793 | 7.3249 | 14.311 | 33.1082 | 65.891 | -2009.7059 | -2307.2697 | -2950.588 | -3788.2504 | 10.5735 | 15.547 | 28.5379 | 51.6707 | 4071.2026 | 3939.9997 | 3673.5502 | 3514.0287
9 | 4 | 13 | 2871.2501 | 2910.6163 | 3008.3095 | 3125.2995 | 3436.0666 | 3525.1429 | 3725.6813 | 4098.7676 | -90.4111 | -137.0259 | -233.3826 | -372.5854 | 145.975 | 221.9077 | 373.6671 | 641.0446 | 6.2663 | 12.1136 | 30.3736 | 64.4721 | -1992.9641 | -2288.1868 | -2926.0894 | -3755.6554 | 2.6848 | 4.6227 | 8.6485 | 12.5407 | 4378.8675 | 4249.1906 | 3987.2081 | 3813.8837
9 | 4 | 14 | 3066.939 | 3112.0507 | 3219.542 | 3345.8159 | 3449.6765 | 3539.1057 | 3740.4383 | 4115.0024 | -95.7281 | -142.5065 | -242.4836 | -393.545 | 137.0914 | 205.4434 | 342.8503 | 585.3749 | 7.4606 | 13.2211 | 32.9837 | 74.55 | -1858.8668 | -2134.6507 | -2730.7088 | -3505.8545 | 0.67866 | 1.1645 | 2.2704 | 3.1675 | 4707.2513 | 4593.8281 | 4364.8921 | 4224.5112
9 | 4 | 15 | 3256.2963 | 3302.7089 | 3419.5909 | 3566.9049 | 3398.594 | 3486.6989 | 3685.0502 | 4054.0677 | -99.5831 | -146.7693 | -249.4961 | -409.341 | 123.0941 | 184.7856 | 308.2831 | 520.6984 | 9.0024 | 15.1517 | 37.1587 | 87.2623 | -1573.9769 | -1807.6617 | -2312.1854 | -2966.373 | -0.51849 | 0.20852 | 0.17589 | -0.98298 | 5112.9083 | 5035.1225 | 4888.5774 | 4852.2364
9 | 4 | 16 | 3346.2475 | 3392.5865 | 3516.7334 | 3685.1946 | 3210.7168 | 3293.9512 | 3481.3375 | 3829.9554 | -100.5271 | -149.2053 | -254.2257 | -422.0923 | 69.9964 | 102.7219 | 162.7837 | 266.7878 | 12.1891 | 19.2974 | 45.6334 | 105.4466 | -1173.4272 | -1347.9853 | -1724.4986 | -2211.3429 | -2.4024 | -3.7629 | -6.9451 | -9.0641 | 5362.7931 | 5307.6036 | 5220.8186 | 5244.8852
9 | 4 | 17 | 3377.5545 | 3427.5322 | 3556.8588 | 3739.1209 | 2906.6295 | 2981.9807 | 3151.6196 | 3467.2199 | -98.5602 | -146.5431 | -252.4953 | -416.7366 | 75.7986 | 108.6175 | 168.4772 | 270.1053 | 14.1951 | 21.924 | 50.7155 | 116.7553 | -678.1594 | -779.5166 | -997.855 | -1278.727 | -8.5511 | -14.9662 | -26.7167 | -37.508 | 5588.907 | 5599.0286 | 5650.6041 | 5860.2299
9 | 4 | 18 | 3319.6763 | 3370.3555 | 3501.147 | 3697.0989 | 2509.3952 | 2574.4486 | 2720.9038 | 2993.3726 | -91.6413 | -139.1224 | -240.0617 | -399.0502 | 90.095 | 129.136 | 195.8133 | 297.3834 | 16.615 | 25.6595 | 56.4447 | 126.506 | -188.9047 | -217.4231 | -278.5206 | -355.7596 | -16.4154 | -26.2385 | -47.3557 | -75.357 | 5638.8201 | 5716.8155 | 5908.3707 | 6284.194
9 | 4 | 19 | 3398.9224 | 3453.3072 | 3589.8103 | 3798.4877 | 2281.9541 | 2341.1114 | 2474.2925 | 2722.0659 | -80.8368 | -123.6199 | -215.0416 | -355.9731 | 94.8906 | 135.568 | 204.4804 | 304.589 | 17.413 | 26.2471 | 57.6766 | 126.3668 | -0.0029378 | -0.0033719 | -0.0043111 | -0.005539 | -20.6638 | -29.7577 | -53.4673 | -93.8472 | 5691.6766 | 5802.8527 | 6057.7466 | 6501.6835
9 | 4 | 20 | 3326.6552 | 3384.5859 | 3519.8739 | 3726.8843 | 2019.5693 | 2071.9244 | 2189.7921 | 2409.0758 | -71.3436 | -109.9443 | -191.342 | -315.6321 | 104.3914 | 148.3083 | 222.8957 | 327.4174 | 17.0887 | 26.7981 | 57.4059 | 121.5046 | -0.0029378 | -0.0033719 | -0.0043111 | -0.005539 | -16.1276 | -22.3633 | -38.3906 | -67.5544 | 5380.2304 | 5499.3058 | 5760.2306 | 6201.6901
9 | 4 | 21 | 3163.3481 | 3221.6968 | 3350.2876 | 3550.2575 | 1762.6636 | 1808.3588 | 1911.2327 | 2102.6217 | -63.1157 | -99.9225 | -174.4605 | -280.1469 | 193.3088 | 273.9828 | 416.4782 | 613.7152 | 16.0613 | 26.6709 | 56.6234 | 114.2491 | -0.0029378 | -0.0033719 | -0.0043111 | -0.005539 | -7.1531 | -10.5655 | -20.7066 | -38.7792 | 5065.1101 | 5220.2178 | 5539.4505 | 6061.912
9 | 4 | 22 | 2919.264 | 2975.0022 | 3093.8851 | 3283.6456 | 1535.3351 | 1575.137 | 1664.7434 | 1831.4493 | -55.2527 | -89.0132 | -155.772 | -243.0831 | 211.304 | 291.6851 | 438.661 | 644.8816 | 13.9969 | 23.4932 | 49.9222 | 98.3079 | -0.0029378 | -0.0033719 | -0.0043111 | -0.005539 | -3.7706 | -5.6477 | -10.8932 | -20.2918 | 4620.8738 | 4770.6532 | 5080.5422 | 5594.9039
9 | 4 | 23 | 2701.4342 | 2753.7177 | 2864.0707 | 3046.3798 | 1349.4745 | 1384.4582 | 1463.2172 | 1609.7425 | -46.2315 | -75.9466 | -132.0723 | -205.17 | 318.6058 | 426.7316 | 618.7278 | 884.9519 | 12.2299 | 22.1014 | 46.0179 | 85.6332 | -0.0029378 | -0.0033719 | -0.0043111 | -0.005539 | 5.5813 | 9.8723 | 16.6543 | 20.2138 | 4341.0911 | 4520.9312 | 4876.6113 | 5441.7457
9 | 4 | 24 | 2509.6936 | 2558.8145 | 2661.1435 | 2835.0085 | 1234.8255 | 1266.8371 | 1338.9049 | 1472.9816 | -39.4656 | -64.82 | -111.2187 | -169.9929 | 311.7203 | 418.0817 | 613.4083 | 903.1097 | 9.4842 | 17.2219 | 37.0315 | 66.0831 | -0.0029378 | -0.0033719 | -0.0043111 | -0.005539 | 8.0136 | 12.8092 | 22.0908 | 33.4479 | 4034.2687 | 4208.9409 | 4561.3558 | 5140.6323
9 | 5 | 1 | 2324.1766 | 2370.4013 | 2464.1627 | 2626.987 | 1182.2976 | 1212.9474 | 1281.9496 | 1410.3228 | -34.7912 | -56.5208 | -96.7484 | -146.4176 | 224.5458 | 301.6967 | 448.3269 | 668.5513 | 6.2744 | 12.3789 | 27.0758 | 50.0821 | -0.0029378 | -0.0033719 | -0.0043111 | -0.005539 | 4.4737 | 7.2563 | 12.7035 | 18.8354 | 3706.974 | 3848.1565 | 4137.4657 | 4628.3555
9 | 5 | 2 | 2181.7051 | 2225.7714 | 2313.3724 | 2467.3449 | 1153.2947 | 1183.1926 | 1250.502 | 1375.7262 | -32.9774 | -52.7017 | -90.4934 | -136.5146 | 139.6647 | 191.7437 | 296.2208 | 451.8012 | 5.8686 | 10.9871 | 23.8186 | 43.2066 | -0.0029378 | -0.0033719 | -0.0043111 | -0.005539 | 2.2179 | 3.163 | 5.4351 | 8.3247 | 3449.7706 | 3562.1528 | 3798.8512 | 4209.8834
9 | 5 | 3 | 2103.7688 | 2145.7027 | 2229.1971 | 2378.1432 | 1163.8832 | 1194.0556 | 1261.983 | 1388.3569 | -31.8497 | -51.6491 | -88.968 | -133.7785 | 84.4827 | 122.1572 | 197.858 | 316.3936 | 6.2744 | 11.683 | 25.1236 | 45.2951 | -0.0029378 | -0.0033719 | -0.0043111 | -0.005539 | 1.5881 | 2.4332 | 4.1998 | 6.9004 | 3328.1445 | 3424.3792 | 3629.3892 | 4001.3052
9 | 5 | 4 | 2025.0569 | 2064.7078 | 2143.6244 | 2284.4864 | 1261.8305 | 1294.5422 | 1368.1861 | 1505.195 | -31.7426 | -52.7017 | -90.4934 | -136.0899 | 49.5891 | 79.2479 | 138.6748 | 233.9185 | 6.4414 | 12.5251 | 25.9061 | 45.2951 | -0.0029378 | -0.0033719 | -0.0043111 | -0.005539 | 1.322 | 2.1204 | 3.829 | 5.8074 | 3312.4945 | 3400.4383 | 3589.7228 | 3938.6069
9 | 5 | 5 | 1928.9658 | 1965.2075 | 2037.9212 | 2164.6403 | 1474.2802 | 1512.4993 | 1598.5424 | 1758.619 | -33.9979 | -58.9567 | -104.324 | -157.4743 | 43.996 | 69.3239 | 126.8312 | 231.654 | 10.76 | 19.7402 | 38.6723 | 66.9338 | -0.0029378 | -0.0033719 | -0.0043111 | -0.005539 | 1.3275 | 2.1204 | 3.8101 | 5.7461 | 3425.3286 | 3509.9313 | 3701.4489 | 4070.1134
9 | 5 | 6 | 1816.8067 | 1848.8708 | 1912.8806 | 2018.7394 | 1813.7531 | 1860.7727 | 1966.6283 | 2163.5647 | -39.057 | -70.9707 | -131.1512 | -202.8626 | 70.6944 | 108.0811 | 186.6056 | 322.9584 | 18.2382 | 31.8171 | 61.4564 | 103.5015 | -0.0029378 | -0.0033719 | -0.0043111 | -0.005539 | -0.1303 | -0.31278 | -0.38967 | -0.66275 | 3680.3021 | 3778.2548 | 3996.0258 | 4405.2331
9 | 5 | 7 | 1800.1648 | 1830.0912 | 1889.9571 | 1981.9421 | 2132.0373 | 2187.3081 | 2311.7397 | 2543.2352 | -48.1854 | -88.3522 | -165.3489 | -259.424 | 120.2832 | 180.4839 | 299.8697 | 517.9425 | 26.1222 | 45.4497 | 85.2234 | 142.7674 | -234.1272 | -268.4931 | -343.1971 | -442.2236 | -0.78453 | -1.1645 | -2.4178 | -3.5115 | 3795.5104 | 3885.323 | 4075.826 | 4480.7281
9 | 5 | 8 | 1873.2869 | 1901.6216 | 1959.9273 | 2040.2509 | 2547.3231 | 2613.3597 | 2762.0285 | 3038.6155 | -57.8928 | -102.9674 | -189.0486 | -297.7618 | 167.5787 | 248.8737 | 409.6196 | 699.5685 | 25.3975 | 44.3422 | 83.9183 | 141.5519 | -634.1585 | -726.5945 | -925.5474 | -1186.94 | 5.1877 | 8.0822 | 14.6221 | 23.6919 | 3926.7225 | 3986.7175 | 4115.5199 | 4458.9768
9 | 5 | 9 | 1892.9549 | 1918.7628 | 1975.1664 | 2047.3819 | 2824.6147 | 2897.8399 | 3062.6922 | 3369.3873 | -66.3349 | -112.9892 | -203.3656 | -319.4543 | 187.1596 | 279.5637 | 460.44 | 788.1076 | 20.1003 | 35.4429 | 68.8047 | 117.723 | -1108.3107 | -1270.4752 | -1619.9284 | -2077.7588 | 16.1982 | 24.091 | 43.5835 | 73.366 | 3766.3822 | 3772.2359 | 3787.3928 | 3998.7528
9 | 5 | 10 | 2002.1732 | 2028.0682 | 2087.8194 | 2160.1877 | 3032.955 | 3111.5811 | 3288.5927 | 3617.9094 | -73.2844 | -120.523 | -212.6716 | -327.238 | 179.0642 | 268.1697 | 444.4911 | 764.7174 | 13.1582 | 24.4559 | 50.3716 | 87.9933 | -1490.657 | -1709.027 | -2180.4797 | -2798.3649 | 23.1884 | 34.3126 | 61.7626 | 105.0165 | 3686.5975 | 3637.0375 | 3539.8862 | 3610.2213
9 | 5 | 11 | 2114.0353 | 2141.6542 | 2205.3199 | 2279.0326 | 3172.2574 | 3254.4948 | 3439.6364 | 3784.0785 | -79.7925 | -127.9437 | -222.464 | -344.1915 | 161.069 | 244.0355 | 409.0791 | 711.7852 | 9.4842 | 18.2211 | 40.2805 | 72.8876 | -1852.0647 | -2126.1518 | -2719.9055 | -3497.2748 | 21.3424 | 34.9829 | 62.4446 | 100.3493 | 3546.3312 | 3439.2929 | 3214.3911 | 3106.6669
9 | 5 | 12 | 2285.3853 | 2316.1145 | 2387.0219 | 2467.9372 | 3278.3905 | 3363.3792 | 3554.7152 | 3910.6811 | -86.0863 | -134.4249 | -230.4494 | -357.2551 | 155.8747 | 233.1779 | 389.616 | 677.793 | 7.3968 | 14.1837 | 34.5513 | 66.317 | -1973.2296 | -2264.8441 | -2896.4624 | -3722.8349 | 10.5735 | 15.547 | 28.5379 | 51.6707 | 3678.3048 | 3543.1334 | 3267.5304 | 3094.309
9 | 5 | 13 | 2478.3465 | 2510.4416 | 2590.1618 | 2684.1931 | 3335.4325 | 3421.9 | 3616.5651 | 3978.7246 | -91.3597 | -140.1318 | -238.7164 | -376.2117 | 145.975 | 221.9077 | 373.6671 | 641.0446 | 6.744 | 12.6822 | 31.5568 | 68.5072 | -1956.2387 | -2245.3038 | -2871.0173 | -3688.4286 | 2.6848 | 4.6227 | 8.6485 | 12.5407 | 3921.5844 | 3786.1186 | 3510.8657 | 3320.3699
9 | 5 | 14 | 2648.331 | 2685.4635 | 2773.3586 | 2874.9682 | 3355.8211 | 3442.8172 | 3638.6722 | 4003.0455 | -96.9979 | -145.8907 | -249.906 | -399.9075 | 137.0914 | 205.4434 | 342.8503 | 585.3749 | 8.583 | 13.6435 | 35.4719 | 81.4227 | -1826.4697 | -2096.0986 | -2678.9896 | -3438.4546 | 0.67866 | 1.1645 | 2.2704 | 3.1675 | 4227.0377 | 4106.5426 | 3863.7277 | 3709.6168
9 | 5 | 15 | 2774.3709 | 2812.3878 | 2907.2069 | 3024.5983 | 3281.9443 | 3367.0252 | 3558.5685 | 3914.9203 | -101.5085 | -151.3714 | -258.2495 | -421.2918 | 123.0941 | 184.7856 | 308.2831 | 520.6984 | 11.2337 | 16.7006 | 41.5991 | 97.9473 | -1573.4206 | -1806.0438 | -2307.8937 | -2959.4632 | -0.51849 | 0.20852 | 0.17589 | -0.98298 | 4515.1954 | 4423.6925 | 4249.6904 | 4176.4263
9 | 5 | 16 | 2864.7808 | 2904.4508 | 3007.085 | 3144.2675 | 3096.3687 | 3176.6388 | 3357.3514 | 3693.5535 | -102.0111 | -152.8678 | -262.1345 | -432.4649 | 69.9964 | 102.7219 | 162.7837 | 266.7878 | 14.2901 | 21.2403 | 50.0738 | 115.8906 | -1158.3981 | -1329.8034 | -1699.4051 | -2178.1746 | -2.4024 | -3.7629 | -6.9451 | -9.0641 | 4782.6244 | 4718.6176 | 4608.8092 | 4600.7959
9 | 5 | 17 | 2892.2985 | 2934.3995 | 3041.8267 | 3194.9358 | 2811.6999 | 2884.5902 | 3048.6888 | 3353.9817 | -99.7099 | -147.9963 | -255.5874 | -427.1089 | 75.7986 | 108.6175 | 168.4772 | 270.1053 | 16.615 | 24.5628 | 55.8138 | 128.2757 | -623.9493 | -716.0549 | -914.7061 | -1172.4901 | -8.5511 | -14.9662 | -26.7167 | -37.508 | 5064.2017 | 5073.1526 | 5117.7963 | 5310.1915
9 | 5 | 18 | 2903.0256 | 2946.5786 | 3058.7328 | 3228.8799 | 2442.8809 | 2506.21 | 2648.7833 | 2914.03 | -92.1047 | -138.4183 | -240.5023 | -406.9946 | 90.095 | 129.136 | 195.8133 | 297.3834 | 19.6579 | 28.7464 | 62.8481 | 140.6232 | -169.182 | -194.5902 | -249.2157 | -318.9066 | -16.4154 | -26.2385 | -47.3557 | -75.357 | 5177.9574 | 5251.424 | 5429.1038 | 5779.6582
9 | 5 | 19 | 2956.1632 | 3003.0523 | 3119.4602 | 3299.396 | 2236.0118 | 2293.978 | 2424.4779 | 2667.2628 | -81.7417 | -122.9679 | -215.2772 | -363.4931 | 94.8906 | 135.568 | 204.4804 | 304.589 | 19.9782 | 29.709 | 62.8995 | 138.8618 | -0.0029378 | -0.0033719 | -0.0043111 | -0.005539 | -20.6638 | -29.7577 | -53.4673 | -93.8472 | 5204.6353 | 5309.5784 | 5542.5692 | 5952.7638
9 | 5 | 20 | 2969.9389 | 3022.0835 | 3140.9149 | 3324.1915 | 1988.1382 | 2039.6786 | 2155.7118 | 2371.5828 | -70.9066 | -110.5102 | -194.2292 | -320.7245 | 104.3914 | 148.3083 | 222.8957 | 327.4174 | 19.5235 | 30.7082 | 65.4988 | 133.149 | -0.0029378 | -0.0033719 | -0.0043111 | -0.005539 | -16.1276 | -22.3633 | -38.3906 | -67.5544 | 4994.9549 | 5107.9018 | 5352.3971 | 5768.0562
9 | 5 | 21 | 2869.9358 | 2922.3156 | 3037.0801 | 3219.2427 | 1732.9754 | 1777.901 | 1879.0422 | 2067.2077 | -62.541 | -99.9314 | -175.8222 | -280.8083 | 193.3088 | 273.9828 | 416.4782 | 613.7152 | 16.634 | 28.0627 | 59.3716 | 116.4211 | -0.0029378 | -0.0033719 | -0.0043111 | -0.005539 | -7.1531 | -10.5655 | -20.7066 | -38.7792 | 4743.157 | 4891.7617 | 5195.4389 | 5696.9938
9 | 5 | 22 | 2697.2912 | 2748.9814 | 2857.6417 | 3033.2899 | 1514.381 | 1553.6397 | 1642.0231 | 1806.4538 | -55.2266 | -89.0222 | -155.8132 | -242.8952 | 211.304 | 291.6851 | 438.661 | 644.8816 | 13.9969 | 24.4735 | 52.1478 | 98.9595 | -0.0029378 | -0.0033719 | -0.0043111 | -0.005539 | -3.7706 | -5.6477 | -10.8932 | -20.2918 | 4377.973 | 4524.1063 | 4823.763 | 5320.3923
9 | 5 | 23 | 2493.7661 | 2542.6056 | 2643.0176 | 2811.2987 | 1331.0937 | 1365.6009 | 1443.2872 | 1587.8167 | -46.0983 | -75.5119 | -130.5881 | -200.2429 | 318.6058 | 426.7316 | 618.7278 | 884.9519 | 10.6066 | 19.3096 | 41.3338 | 78.1298 | -0.0029378 | -0.0033719 | -0.0043111 | -0.005539 | 5.5813 | 9.8723 | 16.6543 | 20.2138 | 4113.5522 | 4288.6047 | 4632.4283 | 5182.1625
9 | 5 | 24 | 2330.8078 | 2377.7666 | 2471.7225 | 2632.6563 | 1219.0921 | 1250.6958 | 1321.8453 | 1454.2137 | -39.8809 | -63.6631 | -109.2585 | -165.0659 | 311.7203 | 418.0817 | 613.4083 | 903.1097 | 7.5638 | 14.6129 | 31.24 | 58.478 | -0.0029378 | -0.0033719 | -0.0043111 | -0.005539 | 8.0136 | 12.8092 | 22.0908 | 33.4479 | 3837.3137 | 4010.2996 | 4351.044 | 4916.8343
9 | 6 | 1 | 2119.6769 | 2162.645 | 2246.8582 | 2396.2483 | 1168.5335 | 1198.8265 | 1267.0253 | 1393.9041 | -35.2763 | -55.9119 | -96.262 | -147.1466 | 224.5458 | 301.6967 | 448.3269 | 668.5513 | 7.086 | 13.0748 | 27.7337 | 51.6624 | -0.0029378 | -0.0033719 | -0.0043111 | -0.005539 | 4.4737 | 7.2563 | 12.7035 | 18.8354 | 3489.0367 | 3627.584 | 3906.3814 | 4382.0494
9 | 6 | 2 | 2020.3215 | 2061.6327 | 2142.0429 | 2285.7701 | 1138.0928 | 1167.5967 | 1234.0189 | 1357.5924 | -32.4419 | -52.4234 | -88.6864 | -135.2406 | 139.6647 | 191.7437 | 296.2208 | 451.8012 | 5.4628 | 10.2912 | 23.1715 | 42.4951 | -0.0029378 | -0.0033719 | -0.0043111 | -0.005539 | 2.2179 | 3.163 | 5.4351 | 8.3247 | 3273.3149 | 3382.0005 | 3612.1984 | 4010.7374
9 | 6 | 3 | 1952.1395 | 1991.9395 | 2068.7975 | 2207.4716 | 1152.8468 | 1182.7332 | 1250.0165 | 1375.192 | -31.8933 | -50.7617 | -87.161 | -135.2406 | 84.4827 | 122.1572 | 197.858 | 316.3936 | 6.0356 | 11.3987 | 24.4765 | 44.6853 | -0.0029378 | -0.0033719 | -0.0043111 | -0.005539 | 1.5881 | 2.4332 | 4.1998 | 6.9004 | 3165.1964 | 3259.8967 | 3458.183 | 3815.3967
9 | 6 | 4 | 1887.7935 | 1925.8575 | 1998.7155 | 2129.7162 | 1248.0647 | 1280.4195 | 1353.26 | 1488.7742 | -32.4419 | -52.4234 | -88.6864 | -135.2406 | 49.5891 | 79.2479 | 138.6748 | 233.9185 | 6.2744 | 11.683 | 24.601 | 44.6853 | -0.0029378 | -0.0033719 | -0.0043111 | -0.005539 | 1.322 | 2.1204 | 3.829 | 5.8074 | 3160.599 | 3246.9015 | 3430.3897 | 3767.6556
9 | 6 | 5 | 1818.6558 | 1853.8145 | 1921.3453 | 2040.022 | 1458.6389 | 1496.4526 | 1581.5827 | 1739.961 | -34.2252 | -58.7914 | -104.324 | -158.9363 | 43.996 | 69.3239 | 126.8312 | 231.654 | 10.76 | 19.4558 | 38.1497 | 66.5273 | -0.0029378 | -0.0033719 | -0.0043111 | -0.005539 | 1.3275 | 2.1204 | 3.8101 | 5.7461 | 3299.15 | 3382.3724 | 3567.3908 | 3924.9686
9 | 6 | 6 | 1720.2169 | 1751.9323 | 1811.5379 | 1910.2185 | 1792.2224 | 1838.6838 | 1943.2829 | 2137.8814 | -39.8634 | -71.5797 | -132.4717 | -204.0163 | 70.6944 | 108.0811 | 186.6056 | 322.9584 | 18.644 | 32.513 | 62.6369 | 105.2851 | -0.0029378 | -0.0033719 | -0.0043111 | -0.005539 | -0.1303 | -0.31278 | -0.38967 | -0.66275 | 3561.781 | 3659.3143 | 3871.1977 | 4271.6588
9 | 6 | 7 | 1699.2058 | 1729.0419 | 1784.4154 | 1868.5051 | 2102.9403 | 2157.4568 | 2280.1902 | 2508.5263 | -47.8641 | -89.1265 | -168.4764 | -261.3107 | 120.2832 | 180.4839 | 299.8697 | 517.9425 | 27.1727 | 46.4299 | 87.3109 | 146.6396 | -214.5868 | -245.7139 | -312.8419 | -400.4352 | -0.78453 | -1.1645 | -2.4178 | -3.5115 | 3686.3666 | 3777.4075 | 3968.0501 | 4376.3562
9 | 6 | 8 | 1719.6531 | 1745.8574 | 1797.7857 | 1869.9078 | 2494.1206 | 2558.778 | 2704.3417 | 2975.152 | -58.12 | -105.4033 | -193.4966 | -299.6484 | 167.5787 | 248.8737 | 409.6196 | 699.5685 | 26.3611 | 45.4497 | 86.0058 | 145.5257 | -678.957 | -779.323 | -996.536 | -1280.7556 | 5.1877 | 8.0822 | 14.6221 | 23.6919 | 3675.8242 | 3722.3146 | 3822.3424 | 4133.4418
9 | 6 | 9 | 1775.4803 | 1800.2249 | 1851.8463 | 1919.2354 | 2744.5724 | 2815.7225 | 2975.9033 | 3273.9076 | -67.0341 | -114.4856 | -204.4046 | -316.1772 | 187.1596 | 279.5637 | 460.44 | 788.1076 | 18.4771 | 33.2089 | 64.8381 | 110.136 | -1189.7482 | -1366.2614 | -1749.168 | -2252.0646 | 16.1982 | 24.091 | 43.5835 | 73.366 | 3485.1054 | 3472.064 | 3443.0386 | 3596.5108
9 | 6 | 10 | 1875.0417 | 1900.2597 | 1954.9525 | 2022.116 | 2919.1951 | 2994.8721 | 3165.2444 | 3482.209 | -73.2209 | -121.9063 | -212.1085 | -323.6525 | 179.0642 | 268.1697 | 444.4911 | 764.7174 | 11.4047 | 21.5625 | 44.7155 | 78.0129 | -1612.2669 | -1850.9789 | -2368.2124 | -3046.1433 | 23.1884 | 34.3126 | 61.7626 | 105.0165 | 3322.4062 | 3246.2915 | 3090.8452 | 3082.2759
9 | 6 | 11 | 2013.535 | 2041.6167 | 2101.7859 | 2172.4802 | 3046.3195 | 3125.2921 | 3303.0837 | 3633.8515 | -79.6219 | -130.2144 | -224.8235 | -340.6061 | 161.069 | 244.0355 | 409.0791 | 711.7852 | 8.3754 | 16.3987 | 37.0342 | 66.2112 | -1962.8434 | -2252.5104 | -2879.5294 | -3699.9921 | 21.3424 | 34.9829 | 62.4446 | 100.3493 | 3208.176 | 3079.6011 | 2809.0746 | 2644.0792
9 | 6 | 12 | 2131.9206 | 2162.0617 | 2227.6534 | 2302.1898 | 3140.3728 | 3221.7836 | 3405.0644 | 3746.0444 | -84.8646 | -138.3571 | -238.7825 | -355.1317 | 155.8747 | 233.1779 | 389.616 | 677.793 | 7.6357 | 16.0047 | 36.5874 | 67.1858 | -2077.9291 | -2384.6155 | -3048.1831 | -3915.5323 | 10.5735 | 15.547 | 28.5379 | 51.6707 | 3283.5835 | 3125.6022 | 2800.4935 | 2574.2197
9 | 6 | 13 | 2278.7034 | 2311.8167 | 2383.6653 | 2464.6495 | 3201.2386 | 3284.2273 | 3471.0604 | 3818.6492 | -89.3447 | -145.6126 | -251.216 | -367.346 | 145.975 | 221.9077 | 373.6671 | 641.0446 | 6.744 | 15.2898 | 37.2454 | 67.0842 | -2061.5868 | -2365.9449 | -3024.1103 | -3883.0258 | 2.6848 | 4.6227 | 8.6485 | 12.5407 | 3484.4143 | 3326.3068 | 2998.9604 | 2753.5964
9 | 6 | 14 | 2384.6719 | 2420.0947 | 2497.4258 | 2585.2654 | 3212.8706 | 3296.1609 | 3483.6729 | 3832.5247 | -93.3832 | -153.8075 | -265.2515 | -383.875 | 137.0914 | 205.4434 | 342.8503 | 585.3749 | 7.2937 | 17.2205 | 41.4204 | 72.7818 | -1915.11 | -2198.1403 | -2810.3264 | -3609.4111 | 0.67866 | 1.1645 | 2.2704 | 3.1675 | 3734.113 | 3588.1361 | 3292.0618 | 3085.8281
9 | 6 | 15 | 2540.5497 | 2579.5255 | 2665.5278 | 2767.3439 | 3157.0742 | 3238.9179 | 3423.1735 | 3765.9669 | -96.552 | -160.1756 | -273.3135 | -398.0921 | 123.0941 | 184.7856 | 308.2831 | 520.6984 | 7.9519 | 19.5438 | 45.7309 | 79.7965 | -1615.133 | -1853.9515 | -2370.1569 | -3042.8888 | -0.51849 | 0.20852 | 0.17589 | -0.98298 | 4116.4665 | 4008.8543 | 3799.4208 | 3691.8419
9 | 6 | 16 | 2607.9021 | 2648.1382 | 2740.2047 | 2858.2343 | 2996.6253 | 3074.3096 | 3249.2009 | 3574.5729 | -97.496 | -161.8894 | -276.5176 | -401.6737 | 69.9964 | 102.7219 | 162.7837 | 266.7878 | 9.8493 | 23.0126 | 53.4231 | 90.3185 | -1201.6051 | -1379.4923 | -1763.6041 | -2262.7225 | -2.4024 | -3.7629 | -6.9451 | -9.0641 | 4382.8695 | 4303.0377 | 4158.5455 | 4116.4533
9 | 6 | 17 | 2732.0405 | 2777.0922 | 2878.3486 | 3014.8776 | 2718.0804 | 2788.5437 | 2947.1784 | 3242.3061 | -94.95 | -159.7841 | -272.9036 | -397.78 | 75.7986 | 108.6175 | 168.4772 | 270.1053 | 11.4495 | 25.3549 | 57.7335 | 99.0946 | -681.0623 | -782.1673 | -1000.1531 | -1282.2048 | -8.5511 | -14.9662 | -26.7167 | -37.508 | 4752.8055 | 4742.6907 | 4751.9642 | 4908.8909
9 | 6 | 18 | 2762.6974 | 2811.5013 | 2918.4576 | 3072.047 | 2346.2972 | 2407.1224 | 2544.0588 | 2798.8185 | -89.0516 | -149.4839 | -258.3817 | -377.7823 | 90.095 | 129.136 | 195.8133 | 297.3834 | 13.9562 | 28.569 | 62.1576 | 112.3527 | -174.7865 | -201.1903 | -257.9644 | -330.3208 | -16.4154 | -26.2385 | -47.3557 | -75.357 | 4932.7923 | 4999.4159 | 5156.7855 | 5497.1414
9 | 6 | 19 | 2838.2664 | 2889.4645 | 3001.3411 | 3167.1979 | 2159.8807 | 2215.8733 | 2341.9298 | 2576.4486 | -78.9334 | -132.1545 | -230.2339 | -344.1835 | 94.8906 | 135.568 | 204.4804 | 304.589 | 16.1237 | 29.9622 | 64.5593 | 119.5331 | -0.0029378 | -0.0033719 | -0.0043111 | -0.005539 | -20.6638 | -29.7577 | -53.4673 | -93.8472 | 5009.5612 | 5108.9524 | 5328.605 | 5729.7323
9 | 6 | 20 | 2845.2688 | 2897.5557 | 3011.3179 | 3185.0752 | 1925.4406 | 1975.3556 | 2087.7296 | 2296.7929 | -69.3331 | -115.8777 | -205.2138 | -309.0065 | 104.3914 | 148.3083 | 222.8957 | 327.4174 | 17.5895 | 31.5125 | 66.2407 | 120.899 | -0.0029378 | -0.0033719 | -0.0043111 | -0.005539 | -16.1276 | -22.3633 | -38.3906 | -67.5544 | 4807.2267 | 4914.4877 | 5144.5752 | 5553.618
9 | 6 | 21 | 2786.454 | 2839.0622 | 2950.2267 | 3125.6445 | 1689.6747 | 1733.4777 | 1832.0918 | 2015.5558 | -61.6537 | -104.1942 | -185.2048 | -278.9931 | 193.3088 | 273.9828 | 416.4782 | 613.7152 | 17.0982 | 31.1198 | 64.9871 | 117.2524 | -0.0029378 | -0.0033719 | -0.0043111 | -0.005539 | -7.1531 | -10.5655 | -20.7066 | -38.7792 | 4617.726 | 4762.8794 | 5057.8681 | 5554.39
9 | 6 | 22 | 2613.783 | 2664.1668 | 2769.2277 | 2940.3377 | 1474.7385 | 1512.9695 | 1599.0393 | 1759.1657 | -54.4463 | -91.6234 | -160.5428 | -243.5078 | 211.304 | 291.6851 | 438.661 | 644.8816 | 14.4611 | 26.6885 | 56.1983 | 101.2096 | -0.0029378 | -0.0033719 | -0.0043111 | -0.005539 | -3.7706 | -5.6477 | -10.8932 | -20.2918 | 4256.0667 | 4398.2354 | 4691.6862 | 5181.7894
9 | 6 | 23 | 2430.928 | 2479.1762 | 2576.7154 | 2741.8864 | 1299.4828 | 1333.1705 | 1409.0119 | 1550.1091 | -46.0043 | -77.0604 | -135.0361 | -204.0163 | 318.6058 | 426.7316 | 618.7278 | 884.9519 | 11.824 | 21.9552 | 46.1668 | 82.875 | -0.0029378 | -0.0033719 | -0.0043111 | -0.005539 | 5.5813 | 9.8723 | 16.6543 | 20.2138 | 4020.4147 | 4193.842 | 4532.2357 | 5076.0144
9 | 6 | 24 | 2273.1101 | 2319.3498 | 2410.7517 | 2569.5006 | 1196.406 | 1227.4215 | 1297.247 | 1427.1522 | -39.2384 | -64.1069 | -110.2975 | -170.4176 | 311.7203 | 418.0817 | 613.4083 | 903.1097 | 8.5423 | 15.7204 | 33.9855 | 61.906 | -0.0029378 | -0.0033719 | -0.0043111 | -0.005539 | 8.0136 | 12.8092 | 22.0908 | 33.4479 | 3758.551 | 3929.2723 | 4267.1814 | 4824.6932
9 | 7 | 1 | 2119.3913 | 2162.8461 | 2247.5027 | 2396.825 | 1151.3227 | 1181.1695 | 1248.3639 | 1373.3739 | -34.3628 | -56.0772 | -96.262 | -147.5713 | 224.5458 | 301.6967 | 448.3269 | 668.5513 | 7.7307 | 14.6129 | 30.7283 | 55.4747 | -0.0029378 | -0.0033719 | -0.0043111 | -0.005539 | 4.4737 | 7.2563 | 12.7035 | 18.8354 | 3473.0985 | 3611.501 | 3891.3591 | 4365.4835
9 | 7 | 2 | 1976.1821 | 2017.0619 | 2095.4346 | 2236.1198 | 1129.0884 | 1158.3589 | 1224.2556 | 1346.8514 | -32.6561 | -52.4234 | -90.0069 | -135.6653 | 139.6647 | 191.7437 | 296.2208 | 451.8012 | 6.4414 | 12.0946 | 25.9061 | 47.1804 | -0.0029378 | -0.0033719 | -0.0043111 | -0.005539 | 2.2179 | 3.163 | 5.4351 | 8.3247 | 3220.9355 | 3329.9954 | 3557.2409 | 3954.6068
9 | 7 | 3 | 1896.016 | 1935.4325 | 2009.6058 | 2144.6591 | 1143.5314 | 1173.1763 | 1239.9159 | 1364.08 | -31.4213 | -50.7617 | -87.161 | -130.9261 | 84.4827 | 122.1572 | 197.858 | 316.3936 | 5.8686 | 11.3987 | 23.9539 | 42.4951 | -0.0029378 | -0.0033719 | -0.0043111 | -0.005539 | 1.5881 | 2.4332 | 4.1998 | 6.9004 | 3100.0626 | 3193.8328 | 3388.3682 | 3743.5965
9 | 7 | 4 | 1818.6559 | 1855.9263 | 1925.7156 | 2051.8655 | 1243.2213 | 1275.4505 | 1348.0083 | 1482.9967 | -31.4213 | -50.7617 | -87.161 | -133.2375 | 49.5891 | 79.2479 | 138.6748 | 233.9185 | 5.8686 | 10.9871 | 23.1715 | 42.4951 | -0.0029378 | -0.0033719 | -0.0043111 | -0.005539 | 1.322 | 2.1204 | 3.829 | 5.8074 | 3087.2328 | 3172.9671 | 3352.234 | 3683.8402
9 | 7 | 5 | 1770.432 | 1805.3896 | 1870.8826 | 1986.4095 | 1445.8302 | 1483.3118 | 1567.6944 | 1724.6819 | -34.2252 | -57.1298 | -99.671 | -152.1941 | 43.996 | 69.3239 | 126.8312 | 231.654 | 9.0065 | 16.1144 | 32.6804 | 57.5632 | -0.0029378 | -0.0033719 | -0.0043111 | -0.005539 | 1.3275 | 2.1204 | 3.8101 | 5.7461 | 3236.364 | 3319.1269 | 3502.2235 | 3853.8553
9 | 7 | 6 | 1691.1158 | 1722.6851 | 1781.3787 | 1878.9024 | 1765.084 | 1810.842 | 1913.8571 | 2105.509 | -39.3914 | -69.9181 | -129.3441 | -199.5855 | 70.6944 | 108.0811 | 186.6056 | 322.9584 | 17.4632 | 30.7272 | 58.5349 | 99.4858 | -0.0029378 | -0.0033719 | -0.0043111 | -0.005539 | -0.1303 | -0.31278 | -0.38967 | -0.66275 | 3504.8328 | 3602.1011 | 3810.6383 | 4206.602
9 | 7 | 7 | 1663.8691 | 1692.9374 | 1747.0433 | 1830.3526 | 2076.5185 | 2130.35 | 2251.5413 | 2477.0086 | -47.1778 | -88.187 | -162.5029 | -254.1438 | 120.2832 | 180.4839 | 299.8697 | 517.9425 | 25.1586 | 43.5 | 81.8416 | 137.4723 | -208.2473 | -238.9546 | -305.8122 | -394.7379 | -0.78453 | -1.1645 | -2.4178 | -3.5115 | 3629.6197 | 3718.9653 | 3909.5629 | 4310.3829
9 | 7 | 8 | 1663.1143 | 1688.7012 | 1738.4158 | 1808.1178 | 2457.8875 | 2521.6056 | 2665.0547 | 2931.9308 | -56.6711 | -102.9674 | -189.0486 | -294.06 | 167.5787 | 248.8737 | 409.6196 | 699.5685 | 25.3975 | 43.9116 | 83.2712 | 140.942 | -716.1521 | -821.8532 | -1050.9671 | -1352.3923 | 5.1877 | 8.0822 | 14.6221 | 23.6919 | 3546.3426 | 3586.3538 | 3670.9678 | 3957.7988
9 | 7 | 9 | 1731.7249 | 1756.7343 | 1807.2014 | 1872.1324 | 2715.1121 | 2785.4985 | 2943.9599 | 3238.7654 | -65.2203 | -113.7114 | -201.7636 | -308.5858 | 187.1596 | 279.5637 | 460.44 | 788.1076 | 18.3101 | 32.513 | 63.5331 | 108.8189 | -1290.3113 | -1480.1942 | -1891.191 | -2429.6564 | 16.1982 | 24.091 | 43.5835 | 73.366 | 3312.9734 | 3284.4949 | 3225.7632 | 3342.9481
9 | 7 | 10 | 1838.293 | 1864.5007 | 1918.4976 | 1984.2269 | 2892.3275 | 2967.308 | 3136.1123 | 3450.1597 | -72.0627 | -122.1847 | -212.595 | -320.8001 | 179.0642 | 268.1697 | 444.4911 | 764.7174 | 12.2163 | 22.67 | 46.8031 | 81.1777 | -1626.604 | -1866.9937 | -2387.411 | -3068.7733 | 23.1884 | 34.3126 | 61.7626 | 105.0165 | 3246.4227 | 3167.7828 | 3007.6605 | 2995.7247
9 | 7 | 11 | 1957.6224 | 1985.9127 | 2045.2227 | 2114.989 | 2996.0106 | 3073.679 | 3248.5344 | 3573.8397 | -77.808 | -130.4927 | -226.8355 | -333.0144 | 161.069 | 244.0355 | 409.0791 | 711.7852 | 8.3754 | 17.0946 | 37.0342 | 66.5161 | -1874.0024 | -2151.1773 | -2751.2822 | -3536.8973 | 21.3424 | 34.9829 | 62.4446 | 100.3493 | 3192.6094 | 3074.0347 | 2824.1974 | 2697.5677
9 | 7 | 12 | 2058.8318 | 2088.7657 | 2152.2375 | 2224.7484 | 3092.6347 | 3172.8079 | 3353.3026 | 3689.0993 | -82.5022 | -139.6882 | -239.7554 | -345.2289 | 155.8747 | 233.1779 | 389.616 | 677.793 | 6.991 | 15.1815 | 35.8049 | 63.0088 | -1996.0567 | -2291.292 | -2930.2174 | -3765.6994 | 10.5735 | 15.547 | 28.5379 | 51.6707 | 3246.3467 | 3094.5 | 2789.5262 | 2595.3919
9 | 7 | 13 | 2176.6592 | 2209.5896 | 2278.6721 | 2357.0503 | 3125.4837 | 3206.5085 | 3388.9203 | 3728.2837 | -87.0128 | -147.8309 | -253.7144 | -354.707 | 145.975 | 221.9077 | 373.6671 | 641.0446 | 6.0993 | 14.6237 | 34.8979 | 61.6916 | -2056.8628 | -2360.4864 | -3017.1932 | -3874.8503 | 2.6848 | 4.6227 | 8.6485 | 12.5407 | 3313.0262 | 3148.9349 | 2813.8984 | 2571.0536
9 | 7 | 14 | 2283.0443 | 2318.023 | 2391.9248 | 2476.1616 | 3138.1944 | 3219.5487 | 3402.7024 | 3743.4459 | -90.9443 | -155.9737 | -267.6733 | -371.2358 | 137.0914 | 205.4434 | 342.8503 | 585.3749 | 7.2218 | 17.5346 | 41.4231 | 71.9728 | -1910.2336 | -2192.5885 | -2803.443 | -3601.3299 | 0.67866 | 1.1645 | 2.2704 | 3.1675 | 3565.0526 | 3413.152 | 3110.0547 | 2907.557
9 | 7 | 15 | 2358.9488 | 2397.0943 | 2476.5346 | 2568.717 | 3079.2231 | 3159.0487 | 3338.7607 | 3673.1011 | -92.7276 | -161.4023 | -275.7353 | -378.2862 | 123.0941 | 184.7856 | 308.2831 | 520.6984 | 8.1772 | 19.3381 | 45.3383 | 79.8605 | -1618.9077 | -1858.3298 | -2376.0836 | -3051.4683 | -0.51849 | 0.20852 | 0.17589 | -0.98298 | 3857.2895 | 3740.7431 | 3517.2737 | 3411.6395
9 | 7 | 16 | 2430.3587 | 2473.6697 | 2560.1701 | 2664.7924 | 2898.4193 | 2973.5577 | 3142.7174 | 3457.4263 | -92.5134 | -162.2897 | -278.2998 | -380.173 | 69.9964 | 102.7219 | 162.7837 | 266.7878 | 9.0608 | 21.9646 | 50.9429 | 85.7613 | -1200.69 | -1378.5388 | -1762.8652 | -2262.9933 | -2.4024 | -3.7629 | -6.9451 | -9.0641 | 4112.2294 | 4027.3226 | 3868.5042 | 3822.5374
9 | 7 | 17 | 2541.0623 | 2586.4997 | 2680.9439 | 2806.0195 | 2647.9025 | 2716.5465 | 2871.0854 | 3158.5933 | -89.2376 | -157.418 | -273.2887 | -370.3864 | 75.7986 | 108.6175 | 168.4772 | 270.1053 | 10.2782 | 24.3259 | 55.118 | 91.4589 | -649.0097 | -745.8849 | -955.0124 | -1225.9365 | -8.5511 | -14.9662 | -26.7167 | -37.508 | 4528.2433 | 4517.7205 | 4520.6067 | 4692.346
9 | 7 | 18 | 2632.3926 | 2681.3483 | 2784.2193 | 2931.6246 | 2286.6208 | 2345.899 | 2479.3525 | 2727.6326 | -81.8466 | -147.8399 | -258.2036 | -350.6969 | 90.095 | 129.136 | 195.8133 | 297.3834 | 12.6262 | 27.9151 | 60.7849 | 100.8671 | -170.7406 | -196.4697 | -251.7275 | -322.1476 | -16.4154 | -26.2385 | -47.3557 | -75.357 | 4752.732 | 4813.7503 | 4962.8832 | 5309.3061
9 | 7 | 19 | 2690.0748 | 2740.7768 | 2847.3178 | 3004.8893 | 2118.1343 | 2173.0446 | 2296.6648 | 2526.6507 | -72.6418 | -131.0064 | -231.1715 | -319.9507 | 94.8906 | 135.568 | 204.4804 | 304.589 | 15.0108 | 31.2755 | 65.7316 | 109.263 | -0.0029378 | -0.0033719 | -0.0043111 | -0.005539 | -20.6638 | -29.7577 | -53.4673 | -93.8472 | 4824.8019 | 4919.8975 | 5129.5515 | 5531.5885
9 | 7 | 20 | 2730.0129 | 2781.6811 | 2891.056 | 3058.9779 | 1890.4876 | 1939.4964 | 2049.8305 | 2255.0986 | -64.8553 | -115.4429 | -203.1771 | -289.2045 | 104.3914 | 148.3083 | 222.8957 | 327.4174 | 16.0843 | 31.6695 | 66.1053 | 111.2123 | -0.0029378 | -0.0033719 | -0.0043111 | -0.005539 | -16.1276 | -22.3633 | -38.3906 | -67.5544 | 4659.9904 | 4763.3458 | 4988.3156 | 5395.9418
9 | 7 | 21 | 2670.3091 | 2721.6051 | 2828.6421 | 2998.3677 | 1666.1586 | 1709.352 | 1806.5936 | 1987.5042 | -58.6685 | -101.9847 | -178.3101 | -258.7665 | 193.3088 | 273.9828 | 416.4782 | 613.7152 | 13.5776 | 26.9728 | 56.7209 | 97.563 | -0.0029378 | -0.0033719 | -0.0043111 | -0.005539 | -7.1531 | -10.5655 | -20.7066 | -38.7792 | 4477.5296 | 4619.359 | 4909.4137 | 5399.5989
9 | 7 | 22 | 2512.988 | 2562.3401 | 2663.1109 | 2828.6152 | 1464.0003 | 1501.9529 | 1587.396 | 1746.3564 | -52.3747 | -89.5791 | -155.4551 | -223.2812 | 211.304 | 291.6851 | 438.661 | 644.8816 | 10.4397 | 21.113 | 45.3843 | 79.2284 | -0.0029378 | -0.0033719 | -0.0043111 | -0.005539 | -3.7706 | -5.6477 | -10.8932 | -20.2918 | 4142.5838 | 4281.861 | 4568.1997 | 5055.5032
9 | 7 | 23 | 2379.4631 | 2427.3212 | 2523.2562 | 2685.7745 | 1292.7455 | 1326.2586 | 1401.7068 | 1542.0724 | -45.1673 | -75.9035 | -130.5115 | -192.5349 | 315.3059 | 422.8425 | 605.7524 | 866.0116 | 8.6142 | 17.5238 | 38.5477 | 66.7946 | -0.0029378 | -0.0033719 | -0.0043111 | -0.005539 | 5.5813 | 9.8723 | 16.6543 | 20.2138 | 3956.5397 | 4127.9115 | 4455.4016 | 4988.3265
9 | 7 | 24 | 2240 | 2284.671 | 2374.4404 | 2532.0623 | 1175.7581 | 1206.2384 | 1274.8589 | 1402.522 | -38.8734 | -64.9943 | -111.5414 | -166.1032 | 280.1266 | 371.8196 | 541.7903 | 786.1509 | 8.3754 | 16.4163 | 34.508 | 61.1346 | -0.0029378 | -0.0033719 | -0.0043111 | -0.005539 | 8.0136 | 12.8092 | 22.0908 | 33.4479 | 3673.3973 | 3826.9569 | 4136.1426 | 4649.2091
9 | 8 | 1 | 2093.2104 | 2135.5355 | 2219.0592 | 2368.1742 | 1122.6679 | 1151.7719 | 1217.2939 | 1339.1926 | -35.0927 | -58.9567 | -101.478 | -153.7724 | 236.7389 | 318.0527 | 460.1705 | 661.3457 | 7.7307 | 15.0245 | 31.3754 | 55.9411 | -0.0029378 | -0.0033719 | -0.0043111 | -0.005539 | 4.4737 | 7.2563 | 12.7035 | 18.8354 | 3429.7259 | 3568.6807 | 3839.1202 | 4289.7111
9 | 8 | 2 | 1959.4167 | 1999.3785 | 2076.8966 | 2218.0817 | 1099.1171 | 1127.6105 | 1191.758 | 1311.0995 | -32.2583 | -54.4155 | -94.9415 | -139.9797 | 161.3585 | 216.9508 | 324.0133 | 473.0057 | 7.086 | 13.6327 | 28.6407 | 49.0657 | -0.0029378 | -0.0033719 | -0.0043111 | -0.005539 | 2.2179 | 3.163 | 5.4351 | 8.3247 | 3196.935 | 3306.3166 | 3531.798 | 3919.5921
9 | 8 | 3 | 1869.28 | 1907.106 | 1980.132 | 2114.7216 | 1107.574 | 1136.2866 | 1200.9277 | 1321.1875 | -31.3448 | -51.8144 | -88.968 | -133.2375 | 104.7711 | 144.9452 | 221.8829 | 333.7101 | 6.2744 | 11.683 | 24.601 | 43.2665 | -0.0029378 | -0.0033719 | -0.0043111 | -0.005539 | 1.5881 | 2.4332 | 4.1998 | 6.9004 | 3058.1399 | 3150.6364 | 3342.7711 | 3686.543
9 | 8 | 4 | 1807.8485 | 1844.5415 | 1914.6891 | 2043.5852 | 1151.7894 | 1181.6483 | 1248.8699 | 1373.9306 | -30.7657 | -51.6491 | -88.968 | -130.9261 | 68.3819 | 98.023 | 155.9584 | 241.7649 | 5.8686 | 11.3987 | 24.0785 | 42.1902 | -0.0029378 | -0.0033719 | -0.0043111 | -0.005539 | 1.322 | 2.1204 | 3.829 | 5.8074 | 3004.4418 | 3086.0794 | 3258.4527 | 3576.3466
9 | 8 | 5 | 1775.4477 | 1810.8047 | 1878.4088 | 2001.4222 | 1252.4297 | 1284.8976 | 1357.9928 | 1493.981 | -32.4419 | -53.6413 | -92.377 | -140.4044 | 42.9893 | 63.9647 | 109.7506 | 178.2301 | 7.086 | 13.6327 | 28.1182 | 48.1926 | -0.0029378 | -0.0033719 | -0.0043111 | -0.005539 | 1.3275 | 2.1204 | 3.8101 | 5.7461 | 3046.8354 | 3121.7754 | 3285.6991 | 3587.1621
9 | 8 | 6 | 1738.1816 | 1772.1799 | 1836.4522 | 1951.9571 | 1381.6365 | 1417.4539 | 1498.09 | 1648.1074 | -34.2252 | -59.1219 | -104.8871 | -157.3579 | 31.1951 | 46.2625 | 83.7999 | 145.37 | 9.8181 | 18.064 | 35.4151 | 60.6264 | -0.0029378 | -0.0033719 | -0.0043111 | -0.005539 | -0.1303 | -0.31278 | -0.38967 | -0.66275 | 3126.4729 | 3194.5222 | 3348.4761 | 3648.0348
9 | 8 | 7 | 1810.3599 | 1845.4923 | 1912.3605 | 2029.1475 | 1465.2832 | 1503.2691 | 1588.7871 | 1747.8868 | -38.3708 | -69.309 | -125.1776 | -190.5319 | 31.594 | 50.6881 | 81.6204 | 138.1644 | 13.8979 | 24.5831 | 47.8455 | 81.1513 | -237.1675 | -271.691 | -346.6839 | -446.0963 | -0.78453 | -1.1645 | -2.4178 | -3.5115 | 3044.812 | 3081.8681 | 3156.334 | 3356.2103
9 | 8 | 8 | 1909.4766 | 1945.1642 | 2014.2542 | 2129.2464 | 1701.5339 | 1745.6443 | 1844.9505 | 2029.7022 | -44.7718 | -82.2104 | -149.0822 | -228.7533 | 43.3881 | 64.5012 | 104.8512 | 172.1567 | 15.912 | 28.0816 | 55.1424 | 93.6867 | -730.6051 | -838.4297 | -1072.4122 | -1380.5341 | 5.1877 | 8.0822 | 14.6221 | 23.969 | 2900.1213 | 2870.8335 | 2812.3259 | 2839.4734
9 | 8 | 9 | 2065.6127 | 2102.7897 | 2177.3986 | 2296.3077 | 1898.4137 | 1947.6281 | 2058.4247 | 2264.5535 | -51.6448 | -96.9387 | -175.6278 | -269.2861 | 58.0834 | 84.7463 | 134.5695 | 223.9569 | 17.941 | 32.513 | 63.9311 | 109.1837 | -1241.9075 | -1425.308 | -1822.6721 | -2343.9499 | 16.1982 | 24.091 | 43.5835 | 71.077 | 2762.6966 | 2669.5214 | 2479.6075 | 2351.8428
9 | 8 | 10 | 2218.9833 | 2259.3033 | 2340.247 | 2465.1774 | 2027.3111 | 2079.867 | 2198.1865 | 2418.3109 | -57.4973 | -108.9005 | -196.1233 | -300.3407 | 71.6819 | 104.9914 | 169.9815 | 278.0216 | 18.4771 | 33.4932 | 66.5304 | 115.8183 | -1627.1123 | -1867.6787 | -2388.9109 | -3072.2804 | 23.1884 | 34.3126 | 61.7626 | 100.1767 | 2675.0323 | 2535.3884 | 2251.6737 | 2004.8838
9 | 8 | 11 | 2384.563 | 2426.8368 | 2515.1588 | 2648.8848 | 2097.5024 | 2151.8779 | 2274.2939 | 2502.0396 | -62.0079 | -119.9228 | -213.4913 | -328.2344 | 87.7826 | 129.1257 | 206.1875 | 334.8424 | 18.1799 | 33.7776 | 67.5755 | 118.5389 | -1868.7553 | -2145.2782 | -2744.3171 | -3529.4732 | 21.3424 | 34.9829 | 62.4446 | 101.977 | 2678.6072 | 2511.3998 | 2167.8519 | 1848.5751
9 | 8 | 12 | 2477.1939 | 2521.4517 | 2614.5014 | 2753.2509 | 2144.9178 | 2200.5225 | 2325.7058 | 2558.5998 | -66.0464 | -127.013 | -224.3227 | -340.3324 | 99.9756 | 145.4817 | 232.9323 | 373.855 | 15.4261 | 29.6305 | 62.3688 | 109.8005 | -1987.9049 | -2282.1097 | -2919.259 | -3753.9051 | 10.5735 | 15.547 | 28.5379 | 46.9076 | 2694.1355 | 2503.5107 | 2120.4645 | 1748.1762
9 | 8 | 13 | 2626.873 | 2674.3379 | 2774.8509 | 2924.754 | 2135.8399 | 2191.2092 | 2315.8627 | 2547.7711 | -69.9779 | -131.6672 | -228.8991 | -347.2666 | 102.8767 | 148.8344 | 240.8054 | 384.3781 | 11.1794 | 23.6611 | 51.8906 | 92.7677 | -1965.1365 | -2256.2352 | -2886.6778 | -3712.2178 | 2.6848 | 4.6227 | 8.6485 | 14.7197 | 2844.3393 | 2654.7629 | 2276.4812 | 1904.9062
9 | 8 | 14 | 2744.738 | 2794.9795 | 2901.9767 | 3060.474 | 2131.103 | 2186.3496 | 2310.7267 | 2542.1207 | -72.7818 | -136.9305 | -236.3981 | -356.6285 | 101.8892 | 147.9111 | 235.5334 | 368.1238 | 9.3309 | 21.1428 | 48.1244 | 88.7521 | -1810.7811 | -2079.2746 | -2660.7859 | -3421.9319 | 0.67866 | 1.1645 | 2.2704 | 3.8192 | 3104.1769 | 2935.3424 | 2601.4476 | 2284.7295
9 | 8 | 15 | 2833.488 | 2887.4298 | 3000.0529 | 3167.2097 | 2100.0716 | 2154.5137 | 2277.0796 | 2505.1043 | -75.0677 | -142.246 | -244.1786 | -370.421 | 95.5079 | 138.3998 | 215.8168 | 333.5701 | 9.6417 | 22.6619 | 52.2994 | 95.3227 | -1594.6114 | -1830.7008 | -2341.755 | -3009.8034 | -0.51849 | 0.20852 | 0.17589 | 0.60149 | 3368.5117 | 3230.2668 | 2959.491 | 2721.5839
9 | 8 | 16 | 2884.551 | 2943.3923 | 3061.6612 | 3237.7294 | 2039.1962 | 2092.0602 | 2211.0733 | 2432.4881 | -76.4837 | -146.674 | -253.0747 | -386.217 | 52.6091 | 76.8545 | 118.2481 | 177.5986 | 13.2573 | 28.9143 | 64.1558 | 115.2154 | -1180.4692 | -1355.5132 | -1734.11 | -2227.7555 | -2.4024 | -3.7629 | -6.9451 | -10.0457 | 3730.2581 | 3635.2713 | 3461.0087 | 3339.0134
9 | 8 | 17 | 2821.7562 | 2880.7653 | 2996.794 | 3171.7667 | 1961.2335 | 2012.0763 | 2126.5393 | 2339.489 | -76.4072 | -144.4557 | -250.7813 | -383.1727 | 55.909 | 78.861 | 123.9417 | 185.9365 | 14.7135 | 31.6871 | 69.2379 | 122.7759 | -669.0929 | -768.7051 | -983.9088 | -1263.3484 | -8.5511 | -14.9662 | -26.7167 | -43.3404 | 4099.5611 | 4075.2628 | 4055.1061 | 4130.1066
9 | 8 | 18 | 2777.4848 | 2836.0289 | 2950.7581 | 3127.4722 | 1844.9286 | 1892.7564 | 2000.4315 | 2200.7529 | -71.713 | -134.9298 | -236.2592 | -358.011 | 55.909 | 78.861 | 123.9417 | 185.9365 | 15.5971 | 32.5103 | 69.7578 | 123.6642 | -162.7129 | -187.2749 | -240.0617 | -307.4286 | -16.4154 | -26.2385 | -47.3557 | -77.3328 | 4443.0783 | 4491.7134 | 4621.2124 | 4895.0534
9 | 8 | 19 | 2749.8588 | 2806.5009 | 2919.8211 | 3094.3416 | 1825.2277 | 1872.5448 | 1979.0701 | 2177.2523 | -65.6464 | -120.0363 | -209.2271 | -315.4751 | 61.7112 | 86.6393 | 133.4029 | 194.2744 | 13.9019 | 28.4729 | 61.6784 | 109.4468 | -0.0029378 | -0.0033719 | -0.0043111 | -0.005539 | -20.6638 | -29.7577 | -53.4673 | -87.5218 | 4564.3866 | 4644.3606 | 4831.2737 | 5172.3127
9 | 8 | 20 | 2680.9086 | 2734.9157 | 2845.1657 | 3018.4079 | 1682.5473 | 1726.1655 | 1824.3636 | 2007.0537 | -60.4495 | -109.2923 | -189.4996 | -287.1566 | 84.0129 | 116.5453 | 173.4607 | 245.5131 | 15.1058 | 29.5818 | 62.1901 | 109.6501 | -0.0029378 | -0.0033719 | -0.0043111 | -0.005539 | -16.1276 | -22.3633 | -38.3906 | -61.4505 | 4385.9945 | 4475.5494 | 4677.2856 | 5032.0123
9 | 8 | 21 | 2617.6742 | 2667.7269 | 2773.5067 | 2945.2159 | 1524.1554 | 1563.6675 | 1652.6214 | 1818.1134 | -54.9184 | -99.601 | -173.9386 | -261.9989 | 133.3026 | 187.0809 | 283.4135 | 413.2193 | 14.2222 | 28.0627 | 58.7976 | 103.9525 | -0.0029378 | -0.0033719 | -0.0043111 | -0.005539 | -7.1531 | -10.5655 | -20.7066 | -33.3658 | 4227.2801 | 4336.3681 | 4573.6896 | 4985.1309
9 | 8 | 22 | 2432.6465 | 2479.3835 | 2577.1831 | 2741.2045 | 1361.7106 | 1397.0115 | 1476.4846 | 1624.3385 | -49.3872 | -89.7443 | -157.3386 | -236.4165 | 144.6078 | 200.3576 | 302.0824 | 441.6295 | 13.1718 | 25.581 | 53.7128 | 93.9122 | -0.0029378 | -0.0033719 | -0.0043111 | -0.005539 | -3.7706 | -5.6477 | -10.8932 | -17.8859 | 3898.9758 | 4006.9381 | 4241.2267 | 4646.7768
9 | 8 | 23 | 2293.1617 | 2337.9435 | 2429.9602 | 2588.6262 | 1236.3064 | 1268.3564 | 1340.5106 | 1474.7481 | -43.7795 | -77.1735 | -133.9205 | -199.0444 | 165.9029 | 226.3745 | 341.0084 | 502.8998 | 9.962 | 19.3096 | 41.4692 | 74.8063 | -0.0029378 | -0.0033719 | -0.0043111 | -0.005539 | 5.5813 | 9.8723 | 16.6543 | 24.4242 | 3667.1318 | 3784.6794 | 4035.6779 | 4466.4547
9 | 8 | 24 | 2177.0378 | 2221.749 | 2310.0832 | 2465.0609 | 1121.1911 | 1150.2567 | 1215.6925 | 1337.4309 | -38.6898 | -66.2643 | -112.386 | -168.2982 | 280.1266 | 371.8196 | 541.7903 | 786.1509 | 7.9696 | 15.7204 | 34.11 | 60.2839 | -0.0029378 | -0.0033719 | -0.0043111 | -0.005539 | 8.0136 | 12.8092 | 22.0908 | 33.4479 | 3555.6459 | 3706.0873 | 4011.3764 | 4514.0707
9 | 9 | 1 | 2027.4318 | 2069.4561 | 2150.3675 | 2296.4226 | 1090.3966 | 1118.664 | 1182.3025 | 1300.6972 | -34.3322 | -57.4603 | -99.876 | -147.4549 | 236.7389 | 318.0527 | 460.1705 | 661.3457 | 6.8472 | 13.0748 | 29.1633 | 50.2436 | -0.0029378 | -0.0033719 | -0.0043111 | -0.005539 | 4.4737 | 7.2563 | 12.7035 | 18.8354 | 3331.553 | 3469.0402 | 3734.8271 | 4180.0841
9 | 9 | 2 | 1893.4001 | 1932.9702 | 2008.065 | 2145.5853 | 1073.69 | 1101.5243 | 1164.1878 | 1280.7685 | -31.9699 | -53.8065 | -92.3004 | -133.6622 | 161.3585 | 216.9508 | 324.0133 | 473.0057 | 5.8686 | 11.3987 | 24.9991 | 43.2665 | -0.0029378 | -0.0033719 | -0.0043111 | -0.005539 | 2.2179 | 3.163 | 5.4351 | 8.3247 | 3104.5623 | 3212.1972 | 3434.3955 | 3817.2829
9 | 9 | 3 | 1813.2858 | 1851.1463 | 1922.6182 | 2053.8046 | 1082.3708 | 1110.4301 | 1173.6003 | 1291.1235 | -30.9493 | -51.2053 | -87.6474 | -128.923 | 104.7711 | 144.9452 | 221.8829 | 333.7101 | 5.6297 | 10.9871 | 23.8186 | 42.4951 | -0.0029378 | -0.0033719 | -0.0043111 | -0.005539 | 1.5881 | 2.4332 | 4.1998 | 6.9004 | 2976.6932 | 3068.7332 | 3258.4679 | 3599.1052
9 | 9 | 4 | 1758.5424 | 1795.069 | 1863.4477 | 1989.6793 | 1119.3632 | 1148.3815 | 1213.7106 | 1335.2505 | -30.8422 | -50.1527 | -86.3269 | -128.923 | 68.3819 | 98.023 | 155.9584 | 241.7649 | 5.4628 | 10.0069 | 22.389 | 39.127 | -0.0029378 | -0.0033719 | -0.0043111 | -0.005539 | 1.322 | 2.1204 | 3.829 | 5.8074 | 2922.2273 | 3003.4447 | 3173.0035 | 3482.7005
9 | 9 | 5 | 1709.7621 | 1744.814 | 1810.7839 | 1930.5293 | 1197.2116 | 1228.248 | 1298.1206 | 1428.1132 | -30.9493 | -51.9796 | -90.7749 | -133.6622 | 42.9893 | 63.9647 | 109.7506 | 178.2301 | 6.4414 | 12.2408 | 25.9061 | 44.6853 | -0.0029378 | -0.0033719 | -0.0043111 | -0.005539 | 1.3275 | 2.1204 | 3.8101 | 5.7461 | 2926.7796 | 2999.405 | 3157.592 | 3453.6362
9 | 9 | 6 | 1687.0378 | 1721.3447 | 1785.097 | 1900.8573 | 1272.7348 | 1305.729 | 1380.0094 | 1518.2022 | -32.7326 | -55.7465 | -98.837 | -147.8796 | 31.1951 | 46.2625 | 83.7999 | 145.37 | 8.1949 | 15.0245 | 31.3754 | 52.8779 | -0.0029378 | -0.0033719 | -0.0043111 | -0.005539 | -0.1303 | -0.31278 | -0.38967 | -0.66275 | 2966.2968 | 3032.2981 | 3181.0507 | 3468.7596
9 | 9 | 7 | 1798.6532 | 1835.0337 | 1902.1885 | 2026.6974 | 1285.2279 | 1318.5461 | 1393.5555 | 1533.1049 | -35.5364 | -63.0541 | -113.1541 | -169.5722 | 31.594 | 50.6881 | 81.6204 | 138.1644 | 11.1658 | 20.4361 | 40.9466 | 69.7937 | -232.1164 | -266.1816 | -340.3738 | -439.0591 | -0.78453 | -1.1645 | -2.4178 | -3.5115 | 2858.2035 | 2894.3038 | 2962.3653 | 3155.6177
9 | 9 | 8 | 1948.3015 | 1986.3014 | 2060.384 | 2187.7161 | 1444.1608 | 1481.5991 | 1565.8843 | 1722.6906 | -40.2306 | -72.4669 | -130.5986 | -198.7401 | 43.3881 | 64.5012 | 104.8512 | 172.1567 | 14.5425 | 26.4055 | 52.4077 | 87.7858 | -695.0594 | -796.3627 | -1013.9335 | -1294.5416 | 4.9053 | 8.0822 | 16.6706 | 23.969 | 2720.0083 | 2698.0598 | 2655.6657 | 2701.0364
9 | 9 | 9 | 2142.0179 | 2182.8579 | 2265.5119 | 2399.587 | 1606.7959 | 1648.4503 | 1742.2274 | 1916.6924 | -47.0731 | -84.4809 | -152.9778 | -238.9646 | 58.0834 | 84.7463 | 134.5695 | 223.9569 | 19.0498 | 34.051 | 67.3128 | 112.9959 | -1270.7589 | -1458.08 | -1863.9846 | -2396.6681 | 15.6444 | 24.091 | 48.9942 | 71.077 | 2523.7594 | 2431.6357 | 2241.6535 | 2088.6767
9 | 9 | 10 | 2284.202 | 2327.0484 | 2415.5663 | 2554.4813 | 1754.1893 | 1799.6647 | 1902.0441 | 2092.513 | -53.2598 | -96.1644 | -171.9478 | -267.2831 | 71.6819 | 104.9914 | 169.9815 | 278.0216 | 20.1003 | 36.1388 | 71.1549 | 121.9224 | -1602.1005 | -1839.1195 | -2352.7723 | -3026.5417 | 22.2247 | 34.3126 | 63.6258 | 100.1767 | 2497.0378 | 2366.8722 | 2097.6524 | 1853.2903
9 | 9 | 11 | 2439.0658 | 2484.2965 | 2579.6538 | 2725.8431 | 1856.1411 | 1904.2596 | 2012.5891 | 2214.1279 | -60.5437 | -105.5251 | -184.3813 | -288.8593 | 87.7826 | 129.1257 | 206.1875 | 334.8424 | 17.941 | 32.7973 | 65.488 | 115.5774 | -1872.7482 | -2149.7028 | -2749.8316 | -3536.6721 | 22.3713 | 34.9829 | 51.5514 | 101.977 | 2490.0098 | 2330.2341 | 1981.2568 | 1666.8363
9 | 9 | 12 | 2583.8759 | 2631.8322 | 2733.1539 | 2887.7579 | 1924.0111 | 1973.889 | 2086.1796 | 2295.0877 | -66.807 | -112.8936 | -189.5207 | -300.5326 | 99.9756 | 145.4817 | 232.9323 | 373.855 | 13.8395 | 26.5436 | 54.812 | 100.1667 | -2027.5905 | -2327.0921 | -2975.8618 | -3825.862 | 9.9084 | 15.547 | 20.0247 | 46.9076 | 2537.213 | 2353.3079 | 1961.7201 | 1577.3803
9 | 9 | 13 | 2746.511 | 2797.217 | 2905.8016 | 3070.7042 | 1950.2403 | 2000.7982 | 2114.6196 | 2326.3757 | -72.0497 | -120.3143 | -197.0197 | -317.3697 | 102.8767 | 148.8344 | 240.8054 | 384.3781 | 12.3968 | 24.7578 | 51.8906 | 97.3291 | -2014.4163 | -2312.2275 | -2956.99 | -3800.7665 | 2.978 | 4.6227 | 6.2307 | 14.7197 | 2728.5367 | 2543.6883 | 2165.3382 | 1775.3706
9 | 9 | 14 | 2865.1606 | 2918.387 | 3032.3263 | 3205.045 | 1979.1215 | 2030.4282 | 2145.9351 | 2360.8271 | -77.1089 | -128.344 | -204.5187 | -333.4738 | 101.8892 | 147.9111 | 235.5334 | 368.1238 | 12.8162 | 25.9925 | 53.1956 | 104.6487 | -1852.2077 | -2126.254 | -2719.6037 | -3496.0624 | 0.67323 | 1.1645 | 1.3598 | 3.8192 | 3030.3441 | 2869.2853 | 2544.2279 | 2212.9275
9 | 9 | 15 | 3000.2932 | 3056.4399 | 3176.8783 | 3358.6221 | 1988.6046 | 2040.1571 | 2156.2175 | 2372.1392 | -81.0404 | -133.8246 | -213.6197 | -347.6913 | 95.5079 | 138.3998 | 215.8168 | 333.5701 | 13.6047 | 27.4927 | 56.201 | 111.8667 | -1569.3866 | -1801.7876 | -2304.7608 | -2962.1413 | 0.0054293 | 0.20852 | -0.52632 | 0.60149 | 3447.5889 | 3327.0858 | 3086.2069 | 2866.967
9 | 9 | 16 | 3031.6358 | 3089.2339 | 3213.1077 | 3400.3968 | 1949.0271 | 1999.5536 | 2113.3041 | 2324.9285 | -83.2497 | -138.3049 | -220.9903 | -361.2919 | 52.6091 | 76.8545 | 118.2481 | 177.5986 | 16.3137 | 32.4805 | 65.5827 | 127.6199 | -1164.7225 | -1337.4577 | -1711.0333 | -2198.1733 | -2.5518 | -3.7629 | -5.657 | -10.0457 | 3799.0617 | 3718.5971 | 3572.5621 | 3461.033
9 | 9 | 17 | 3016.2795 | 3074.0483 | 3197.8521 | 3386.7067 | 1891.6727 | 1940.7123 | 2051.1156 | 2256.5124 | -83.2038 | -139.9055 | -227.5929 | -370.1537 | 55.909 | 78.861 | 123.9417 | 185.9365 | 19.704 | 38.2739 | 75.8092 | 143.9189 | -648.08 | -744.5845 | -953.1674 | -1224.2696 | -9.7645 | -14.9662 | -23.4059 | -43.3404 | 4242.5169 | 4232.4394 | 4244.5523 | 4335.3107
9 | 9 | 18 | 2987.3201 | 3045.3197 | 3168.825 | 3360.9884 | 1775.6002 | 1821.6308 | 1925.2597 | 2118.0535 | -79.7749 | -136.1908 | -223.774 | -369.5371 | 55.909 | 78.861 | 123.9417 | 185.9365 | 23.8557 | 44.9203 | 86.3605 | 161.6214 | -149.4436 | -171.9847 | -220.5205 | -282.7333 | -16.8307 | -26.2385 | -44.6767 | -77.3328 | 4596.6358 | 4656.3178 | 4815.4156 | 5096.9966
9 | 9 | 19 | 2973.0007 | 3030.7523 | 3153.9747 | 3345.2232 | 1749.5061 | 1794.8602 | 1896.9662 | 2086.9267 | -72.3534 | -125.1163 | -206.3294 | -336.7878 | 61.7112 | 86.6393 | 133.4029 | 194.2744 | 22.6614 | 42.578 | 81.403 | 152.4165 | -0.0029378 | -0.0033719 | -0.0043111 | -0.005539 | -19.2386 | -29.7577 | -50.3797 | -87.5218 | 4715.2845 | 4799.9524 | 5009.0334 | 5354.5256
9 | 9 | 20 | 2950.4517 | 3008.1343 | 3131.5688 | 3324.9075 | 1603.6899 | 1645.2638 | 1738.8596 | 1912.9874 | -64.5669 | -112.3281 | -188.3323 | -299.2994 | 84.0129 | 116.5453 | 173.4607 | 245.5131 | 20.1777 | 37.6091 | 73.9735 | 136.5617 | -0.0029378 | -0.0033719 | -0.0043111 | -0.005539 | -14.8029 | -22.3633 | -37.3691 | -61.4505 | 4578.9594 | 4672.8579 | 4892.1568 | 5259.2143
9 | 9 | 21 | 2813.3087 | 2868.4655 | 2985.2974 | 3171.8062 | 1465.819 | 1503.8188 | 1589.368 | 1748.5259 | -58.3801 | -99.8704 | -168.5282 | -261.8109 | 133.3026 | 187.0809 | 283.4135 | 413.2193 | 15.2727 | 29.1594 | 58.9844 | 109.0222 | -0.0029378 | -0.0033719 | -0.0043111 | -0.005539 | -6.2029 | -10.5655 | -22.5603 | -33.3658 | 4363.117 | 4478.0853 | 4725.9705 | 5147.3912
9 | 9 | 22 | 2564.1973 | 2615.0052 | 2720.5328 | 2893.3404 | 1338.9529 | 1373.6638 | 1451.8088 | 1597.1916 | -52.5583 | -88.7959 | -150.1212 | -233.0677 | 144.6078 | 200.3576 | 302.0824 | 441.6295 | 12.8745 | 24.728 | 50.1956 | 92.8777 | -0.0029378 | -0.0033719 | -0.0043111 | -0.005539 | -3.3634 | -5.6477 | -14.2297 | -17.8859 | 4004.7079 | 4119.3077 | 4360.2645 | 4774.0801
9 | 9 | 23 | 2338.1017 | 2384.9834 | 2479.7416 | 2642.0505 | 1223.1166 | 1254.8246 | 1326.2091 | 1459.0145 | -45.2438 | -76.7819 | -129.5491 | -197.5824 | 168.8039 | 232.8066 | 350.4697 | 529.0457 | 9.8317 | 19.0253 | 40.1641 | 73.4668 | -0.0029378 | -0.0033719 | -0.0043111 | -0.005539 | 6.3957 | 9.8723 | 11.8349 | 24.4242 | 3701.0029 | 3824.727 | 4078.8659 | 4530.4137
9 | 9 | 24 | 2114.631 | 2157.5035 | 2242.0002 | 2389.3312 | 1193.4938 | 1224.4338 | 1294.0894 | 1423.6783 | -38.95 | -64.9331 | -111.0655 | -166.8362 | 311.7203 | 418.0817 | 613.4083 | 903.1097 | 8.1365 | 15.8301 | 33.8501 | 59.7158 | -0.0029378 | -0.0033719 | -0.0043111 | -0.005539 | 8.0136 | 12.8092 | 22.0908 | 33.4479 | 3597.0423 | 3763.7217 | 4094.3689 | 4642.4413
9 | 10 | 1 | 1978.8506 | 2019.4814 | 2097.6344 | 2237.4515 | 1146.8073 | 1176.537 | 1243.4679 | 1367.9876 | -33.7837 | -56.4077 | -96.7484 | -145.1435 | 224.5458 | 301.6967 | 448.3269 | 668.5513 | 7.7307 | 15.0245 | 31.3754 | 56.3477 | -0.0029378 | -0.0033719 | -0.0043111 | -0.005539 | 4.4737 | 7.2563 | 12.7035 | 18.8354 | 3328.6214 | 3463.5849 | 3736.7553 | 4204.0245
9 | 10 | 2 | 1869.768 | 1908.5539 | 1982.093 | 2115.881 | 1120.1989 | 1149.2388 | 1214.6167 | 1336.2473 | -30.9493 | -51.9796 | -88.968 | -130.9261 | 139.6647 | 191.7437 | 296.2208 | 451.8012 | 6.2744 | 12.0946 | 25.9061 | 44.7869 | -0.0029378 | -0.0033719 | -0.0043111 | -0.005539 | 2.2179 | 3.163 | 5.4351 | 8.3247 | 3107.1716 | 3212.8111 | 3435.2995 | 3826.1095
9 | 10 | 3 | 1832.1778 | 1870.0713 | 1941.9061 | 2072.4382 | 1133.448 | 1162.8314 | 1228.9826 | 1352.0518 | -30.2937 | -50.1527 | -85.8404 | -126.1869 | 84.4827 | 122.1572 | 197.858 | 316.3936 | 5.8686 | 10.9871 | 23.8186 | 42.4951 | -0.0029378 | -0.0033719 | -0.0043111 | -0.005539 | 1.5881 | 2.4332 | 4.1998 | 6.9004 | 3027.2686 | 3118.3242 | 3310.9203 | 3664.0866
9 | 10 | 4 | 1775.3336 | 1811.59 | 1879.5286 | 2002.9422 | 1230.1588 | 1262.0493 | 1333.8448 | 1467.4148 | -30.9493 | -51.0922 | -88.968 | -130.9261 | 49.5891 | 79.2479 | 138.6748 | 233.9185 | 6.2744 | 11.683 | 24.601 | 43.8123 | -0.0029378 | -0.0033719 | -0.0043111 | -0.005539 | 1.322 | 2.1204 | 3.829 | 5.8074 | 3031.7257 | 3115.595 | 3291.506 | 3622.9635
9 | 10 | 5 | 1720.0968 | 1754.0769 | 1817.8771 | 1928.8884 | 1442.7953 | 1480.1982 | 1564.4037 | 1721.0617 | -33.2046 | -57.2951 | -101.1965 | -152.6187 | 43.996 | 69.3239 | 126.8312 | 231.654 | 9.4123 | 17.2219 | 34.8925 | 59.7534 | -0.0029378 | -0.0033719 | -0.0043111 | -0.005539 | 1.3275 | 2.1204 | 3.8101 | 5.7461 | 3184.4203 | 3265.6429 | 3446.6139 | 3794.4794
9 | 10 | 6 | 1672.1093 | 1703.0113 | 1761.1511 | 1856.5572 | 1764.0077 | 1809.7377 | 1912.6901 | 2104.2251 | -38.9194 | -71.1359 | -129.6257 | -199.5855 | 70.6944 | 108.0811 | 186.6056 | 322.9584 | 17.8324 | 30.8369 | 60.0268 | 100.803 | -0.0029378 | -0.0033719 | -0.0043111 | -0.005539 | -0.1303 | -0.31278 | -0.38967 | -0.66275 | 3485.5912 | 3580.2149 | 3790.454 | 4184.2901
9 | 10 | 7 | 1733.4781 | 1763.6145 | 1820.8989 | 1910.1216 | 2058.345 | 2111.7054 | 2231.8361 | 2455.3301 | -47.1778 | -89.2396 | -164.3099 | -254.1438 | 120.2832 | 180.4839 | 299.8697 | 517.9425 | 25.3975 | 43.9116 | 83.2712 | 138.3453 | -197.374 | -226.0729 | -288.5257 | -371.7971 | -0.78453 | -1.1645 | -2.4178 | -3.5115 | 3692.1675 | 3783.2383 | 3980.6224 | 4392.2872
9 | 10 | 8 | 1753.3541 | 1781.125 | 1834.8284 | 1910.2318 | 2461.0649 | 2524.8654 | 2668.4999 | 2935.721 | -57.7681 | -105.6817 | -192.4576 | -301.1105 | 167.5787 | 248.8737 | 409.6196 | 699.5685 | 25.7164 | 44.7538 | 84.7008 | 142.1576 | -700.1785 | -803.2003 | -1026.9246 | -1322.8067 | 4.9053 | 8.0822 | 16.6706 | 23.969 | 3654.6728 | 3698.8181 | 3794.9372 | 4087.7307
9 | 10 | 9 | 1875.6652 | 1904.0517 | 1959.7015 | 2033.949 | 2739.3957 | 2810.4116 | 2970.2902 | 3267.7324 | -66.3173 | -115.8688 | -208.0186 | -320.3754 | 187.1596 | 279.5637 | 460.44 | 788.1076 | 19.8614 | 35.4429 | 68.2822 | 115.491 | -1140.7637 | -1309.2392 | -1674.6362 | -2155.3975 | 15.6444 | 24.091 | 48.9942 | 71.077 | 3630.6453 | 3628.453 | 3625.0533 | 3800.5842
9 | 10 | 10 | 2033.0544 | 2063.2781 | 2123.9986 | 2202.2649 | 2945.3386 | 3021.6933 | 3193.5914 | 3513.3947 | -72.6112 | -121.6278 | -214.4786 | -325.8475 | 179.0642 | 268.1697 | 444.4911 | 764.7174 | 12.789 | 24.1715 | 49.6622 | 85.5581 | -1512.8015 | -1736.3425 | -2221.2221 | -2859.0139 | 22.2247 | 34.3126 | 63.6258 | 100.1767 | 3607.0582 | 3553.6551 | 3439.6685 | 3481.2504
9 | 10 | 11 | 2196.2021 | 2228.5017 | 2297.0617 | 2379.9728 | 3097.6155 | 3177.9178 | 3358.7032 | 3695.0407 | -78.4331 | -129.988 | -225.3866 | -342.3763 | 161.069 | 244.0355 | 409.0791 | 711.7852 | 10.2958 | 20.1707 | 42.7526 | 74.9343 | -1795.3101 | -2060.6808 | -2635.696 | -3390.3075 | 22.3713 | 34.9829 | 51.5514 | 101.977 | 3613.8106 | 3514.9399 | 3298.0654 | 3231.0262
9 | 10 | 12 | 2402.8251 | 2438.8817 | 2517.0472 | 2609.4433 | 3198.0799 | 3280.9866 | 3467.6354 | 3814.8812 | -84.1479 | -136.6344 | -234.6925 | -354.8991 | 155.8747 | 233.1779 | 389.616 | 677.793 | 8.5423 | 17.2408 | 39.1109 | 70.0082 | -1945.4122 | -2233.2546 | -2856.641 | -3673.1815 | 9.9084 | 15.547 | 20.0247 | 46.9076 | 3745.6703 | 3615.9451 | 3342.1007 | 3190.9527
9 | 10 | 13 | 2636.9188 | 2677.1684 | 2766.3883 | 2870.9126 | 3274.3645 | 3359.2489 | 3550.3498 | 3905.8786 | -88.735 | -143.8898 | -245.6006 | -373.7393 | 145.975 | 221.9077 | 373.6671 | 641.0446 | 8.3754 | 17.7905 | 42.5035 | 73.0714 | -1920.1145 | -2204.5349 | -2820.599 | -3627.4347 | 2.978 | 4.6227 | 6.2307 | 14.7197 | 4059.7621 | 3932.3134 | 3672.9399 | 3504.4529
9 | 10 | 14 | 2885.0884 | 2929.9191 | 3031.9238 | 3151.5981 | 3303.2765 | 3388.9104 | 3581.6988 | 3940.3668 | -93.1385 | -150.2579 | -257.2661 | -390.6925 | 137.0914 | 205.4434 | 342.8503 | 585.3749 | 9.3309 | 19.0253 | 47.461 | 81.0607 | -1691.9867 | -1941.6794 | -2482.468 | -3192.7888 | 0.67323 | 1.1645 | 1.3598 | 3.8192 | 4550.3353 | 4452.5255 | 4265.5595 | 4178.7384
9 | 10 | 15 | 3114.4629 | 3164.4454 | 3278.8626 | 3417.8241 | 3255.1957 | 3339.5831 | 3529.5653 | 3883.0127 | -96.5214 | -155.7385 | -265.8806 | -402.174 | 123.0941 | 184.7856 | 308.2831 | 520.6984 | 10.1343 | 21.7792 | 53.9835 | 90.2656 | -1424.8357 | -1635.4746 | -2091.4943 | -2689.8632 | 0.0054293 | 0.20852 | -0.52632 | 0.60149 | 4981.5353 | 4919.5887 | 4812.7934 | 4820.3652
9 | 10 | 16 | 3286.5661 | 3342.2381 | 3469.6721 | 3629.4094 | 3062.0491 | 3141.4295 | 3320.1391 | 3652.6148 | -97.542 | -158.1744 | -271.1627 | -410.9194 | 69.9964 | 102.7219 | 162.7837 | 266.7878 | 12.1403 | 25.2289 | 61.5484 | 101.3335 | -1087.9735 | -1249.3152 | -1598.062 | -2053.2166 | -2.5518 | -3.7629 | -5.657 | -10.0457 | 5242.6848 | 5200.3659 | 5139.2617 | 5175.9639
9 | 10 | 17 | 3339.4206 | 3398.3309 | 3530.1452 | 3707.6056 | 2790.2047 | 2862.5377 | 3025.3818 | 3328.3407 | -95.3173 | -155.5123 | -266.7807 | -403.8689 | 75.7986 | 108.6175 | 168.4772 | 270.1053 | 12.6899 | 26.1794 | 64.0313 | 104.3104 | -600.9608 | -690.3298 | -883.1931 | -1133.8571 | -9.7645 | -14.9662 | -23.4059 | -43.3404 | 5512.0712 | 5534.8572 | 5614.6557 | 5829.2957
9 | 10 | 18 | 3414.5478 | 3477.4841 | 3616.3661 | 3816.2423 | 2412.2121 | 2474.7461 | 2615.5294 | 2877.4461 | -89.1611 | -147.2043 | -255.3862 | -389.343 | 90.095 | 129.136 | 195.8133 | 297.3834 | 16.6245 | 32.4507 | 74.9806 | 122.9875 | -130.9978 | -150.7533 | -193.1201 | -247.3361 | -16.8307 | -26.2385 | -44.6767 | -77.3328 | 5696.4897 | 5789.6207 | 6009.5065 | 6400.0474
9 | 10 | 19 | 3402.3238 | 3466.0545 | 3605.7103 | 3811.9772 | 2210.1354 | 2267.4308 | 2396.4204 | 2636.3957 | -78.3566 | -132.5892 | -230.6476 | -351.5463 | 94.8906 | 135.568 | 204.4804 | 304.589 | 18.8069 | 35.9316 | 80.1169 | 131.1426 | -0.0029378 | -0.0033719 | -0.0043111 | -0.005539 | -19.2386 | -29.7577 | -50.3797 | -87.5218 | 5628.5585 | 5742.6348 | 6005.6964 | 6445.0309
9 | 10 | 20 | 3372.3687 | 3436.3009 | 3575.9849 | 3786.8486 | 1965.2841 | 2016.232 | 2130.9314 | 2344.3209 | -67.6592 | -117.8609 | -209.8044 | -315.6363 | 104.3914 | 148.3083 | 222.8957 | 327.4174 | 20.4966 | 38.1778 | 81.6629 | 135.1428 | -0.0029378 | -0.0033719 | -0.0043111 | -0.005539 | -14.8029 | -22.3633 | -37.3691 | -61.4505 | 5380.0758 | 5498.7915 | 5764.2971 | 6216.6375
9 | 10 | 21 | 3246.0755 | 3307.8497 | 3443.2728 | 3650.9055 | 1720.2729 | 1764.8692 | 1865.269 | 2052.0554 | -60.5589 | -104.3505 | -188.9614 | -280.5756 | 193.3088 | 273.9828 | 416.4782 | 613.7152 | 18.5775 | 34.8553 | 73.7108 | 123.4428 | -0.0029378 | -0.0033719 | -0.0043111 | -0.005539 | -6.2029 | -10.5655 | -22.5603 | -33.3658 | 5111.47 | 5266.6376 | 5587.2049 | 6126.1721
9 | 10 | 22 | 2969.7277 | 3027.429 | 3150.6414 | 3346.0977 | 1502.7732 | 1541.7309 | 1629.4369 | 1792.6073 | -53.6094 | -92.3365 | -162.9788 | -242.6624 | 211.304 | 291.6851 | 438.661 | 644.8816 | 14.795 | 27.494 | 59.5773 | 100.8671 | -0.0029378 | -0.0033719 | -0.0043111 | -0.005539 | -3.3634 | -5.6477 | -14.2297 | -17.8859 | 4641.6241 | 4790.3514 | 5101.1039 | 5623.8998
9 | 10 | 23 | 2696.4696 | 2749.8671 | 2861.1981 | 3044.5297 | 1322.1244 | 1356.3991 | 1433.5619 | 1577.1175 | -45.1673 | -77.6083 | -135.1127 | -202.4379 | 318.6058 | 426.7316 | 618.7278 | 884.9519 | 11.991 | 23.2089 | 47.9809 | 83.8496 | -0.0029378 | -0.0033719 | -0.0043111 | -0.005539 | 6.3957 | 9.8723 | 11.8349 | 24.4242 | 4310.4162 | 4488.4673 | 4838.1864 | 5412.4295
9 | 10 | 24 | 2505.8405 | 2555.6164 | 2658.1881 | 2834.7929 | 1210.959 | 1242.3518 | 1313.0267 | 1444.512 | -38.4014 | -64.6548 | -111.8996 | -164.1001 | 311.7203 | 418.0817 | 613.4083 | 903.1097 | 8.7093 | 16.9376 | 35.4151 | 63.3248 | -0.0029378 | -0.0033719 | -0.0043111 | -0.005539 | 8.0136 | 12.8092 | 22.0908 | 33.4479 | 4006.8383 | 4181.1384 | 4530.2251 | 5115.0817
9 | 11 | 1 | 2291.708 | 2337.3719 | 2429.9754 | 2592.3308 | 1174.342 | 1204.7855 | 1273.3234 | 1400.8328 | -34.8043 | -57.7388 | -99.3895 | -149.8827 | 224.5458 | 301.6967 | 448.3269 | 668.5513 | 7.8976 | 15.0245 | 32.1579 | 57.2207 | -0.0029378 | -0.0033719 | -0.0043111 | -0.005539 | 4.4737 | 7.2563 | 12.7035 | 18.8354 | 3668.1599 | 3808.3927 | 4097.0932 | 4587.8829
9 | 11 | 2 | 2161.2363 | 2204.8908 | 2291.8906 | 2446.166 | 1145.7798 | 1175.4829 | 1242.3538 | 1366.7619 | -32.4419 | -52.4234 | -90.2885 | -135.2406 | 139.6647 | 191.7437 | 296.2208 | 451.8012 | 5.8686 | 11.3987 | 24.601 | 43.4698 | -0.0029378 | -0.0033719 | -0.0043111 | -0.005539 | 2.2179 | 3.163 | 5.4351 | 8.3247 | 3422.3224 | 3534.2524 | 3770.2085 | 4181.2774
9 | 11 | 3 | 2072.3754 | 2113.8776 | 2196.228 | 2343.6185 | 1158.3145 | 1188.3425 | 1255.945 | 1381.7141 | -31.3142 | -50.7617 | -87.161 | -130.5014 | 84.4827 | 122.1572 | 197.858 | 316.3936 | 5.4628 | 10.7028 | 23.1715 | 41.1779 | -0.0029378 | -0.0033719 | -0.0043111 | -0.005539 | 1.5881 | 2.4332 | 4.1998 | 6.9004 | 3290.9062 | 3386.7482 | 3590.2369 | 3959.2976
9 | 11 | 4 | 2003.326 | 2043.1289 | 2121.2807 | 2260.2586 | 1252.1844 | 1284.646 | 1357.7269 | 1493.6884 | -31.4213 | -52.4234 | -88.968 | -130.9261 | 49.5891 | 79.2479 | 138.6748 | 233.9185 | 5.4628 | 10.7028 | 22.6489 | 40.2033 | -0.0029378 | -0.0033719 | -0.0043111 | -0.005539 | 1.322 | 2.1204 | 3.829 | 5.8074 | 3280.4602 | 3367.4191 | 3555.1881 | 3902.9446
9 | 11 | 5 | 1951.7057 | 1989.002 | 2062.7673 | 2190.9883 | 1464.4241 | 1502.3877 | 1587.8556 | 1746.862 | -34.2252 | -58.9567 | -102.7986 | -154.6218 | 43.996 | 69.3239 | 126.8312 | 231.654 | 9.8181 | 18.064 | 36.1975 | 62.9183 | -0.0029378 | -0.0033719 | -0.0043111 | -0.005539 | 1.3275 | 2.1204 | 3.8101 | 5.7461 | 3437.0433 | 3521.938 | 3714.6589 | 4083.5414
9 | 11 | 6 | 1879.3089 | 1913.4101 | 1980.1824 | 2090.6134 | 1791.5526 | 1837.9967 | 1942.5566 | 2137.0824 | -39.3914 | -71.745 | -132.4717 | -202.0132 | 70.6944 | 108.0811 | 186.6056 | 322.9584 | 18.4771 | 32.2287 | 61.3318 | 103.9679 | -0.0029378 | -0.0033719 | -0.0043111 | -0.005539 | -0.1303 | -0.31278 | -0.38967 | -0.66275 | 3720.5083 | 3819.6554 | 4037.8108 | 4451.9407
9 | 11 | 7 | 1915.161 | 1948.2362 | 2013.7618 | 2113.4298 | 2104.7869 | 2159.3513 | 2282.1924 | 2510.7291 | -47.2849 | -89.1265 | -165.3489 | -256.1469 | 120.2832 | 180.4839 | 299.8697 | 517.9425 | 25.3975 | 43.9116 | 83.2712 | 139.8657 | -202.9908 | -232.4293 | -296.4441 | -381.6288 | -0.78453 | -1.1645 | -2.4178 | -3.5115 | 3914.5683 | 4009.2627 | 4214.8843 | 4640.6801
9 | 11 | 8 | 1922.8363 | 1953.5905 | 2015.292 | 2098.8954 | 2518.8615 | 2584.1603 | 2731.168 | 3004.6646 | -56.6711 | -104.7943 | -192.176 | -296.7959 | 167.5787 | 248.8737 | 409.6196 | 699.5685 | 25.3975 | 43.9116 | 83.3958 | 140.8404 | -683.175 | -783.773 | -1002.2537 | -1290.0492 | 4.9053 | 9.3334 | 16.6706 | 23.969 | 3899.7332 | 3951.3021 | 4061.7161 | 4381.0927
9 | 11 | 9 | 2015.0314 | 2046.2344 | 2109.1193 | 2187.9622 | 2820.5888 | 2893.7095 | 3058.3269 | 3364.5849 | -64.6411 | -114.8161 | -204.6862 | -312.9001 | 187.1596 | 279.5637 | 460.44 | 788.1076 | 18.8829 | 33.7667 | 64.8381 | 111.009 | -1098.6376 | -1260.6743 | -1611.9999 | -2072.578 | 15.6444 | 27.1511 | 48.9942 | 71.077 | 3894.0284 | 3904.9351 | 3925.0324 | 4137.2627
9 | 11 | 10 | 2120.5039 | 2152.6786 | 2218.7047 | 2294.4024 | 3068.116 | 3147.6536 | 3326.7174 | 3659.8518 | -71.0115 | -122.2368 | -214.2736 | -320.6837 | 179.0642 | 268.1697 | 444.4911 | 764.7174 | 13.1582 | 24.5831 | 50.4447 | 86.6344 | -1444.859 | -1657.2165 | -2116.339 | -2717.0404 | 22.2247 | 35.6085 | 63.6258 | 100.1767 | 3887.1964 | 3849.2403 | 3773.371 | 3868.0585
9 | 11 | 11 | 2336.2633 | 2371.2587 | 2446.1601 | 2532.674 | 3211.4036 | 3294.6558 | 3482.0821 | 3830.7747 | -76.7263 | -130.4318 | -225.1816 | -330.895 | 161.069 | 244.0355 | 409.0791 | 711.7852 | 9.2454 | 18.7599 | 40.1533 | 71.3254 | -1631.2829 | -1872.467 | -2394.4419 | -3076.019 | 22.3713 | 27.9758 | 51.5514 | 101.977 | 4032.3433 | 3953.7869 | 3809.4025 | 3841.6222
9 | 11 | 12 | 2467.5277 | 2504.1712 | 2584.9541 | 2676.8527 | 3328.8749 | 3415.1724 | 3609.4547 | 3970.9022 | -81.0556 | -136.0255 | -233.1671 | -341.4146 | 155.8747 | 233.1779 | 389.616 | 677.793 | 6.9191 | 15.4361 | 35.9891 | 61.8155 | -1703.3924 | -1955.2759 | -2499.3306 | -3206.6757 | 9.9084 | 10.4708 | 20.0247 | 46.9076 | 4184.6567 | 4087.1268 | 3907.5409 | 3886.1806
9 | 11 | 13 | 2721.2052 | 2762.124 | 2854.3338 | 2961.1915 | 3405.7016 | 3493.9908 | 3692.7569 | 4062.5462 | -85.0942 | -142.2283 | -242.2681 | -351.3175 | 145.975 | 221.9077 | 373.6671 | 641.0446 | 4.9769 | 14.0253 | 33.8501 | 56.7877 | -1659.3519 | -1904.641 | -2434.8027 | -3126.0699 | 2.978 | 3.1454 | 6.2307 | 14.7197 | 4536.3905 | 4448.3238 | 4283.7677 | 4258.9023
9 | 11 | 14 | 2956.2439 | 3001.7076 | 3105.7546 | 3229.7396 | 3435.4737 | 3524.5346 | 3725.0384 | 4098.0603 | -88.9186 | -150.1449 | -254.7782 | -365.1102 | 137.0914 | 205.4434 | 342.8503 | 585.3749 | 5.4547 | 16.7792 | 40.1127 | 61.3714 | -1508.5876 | -1732.7274 | -2218.7313 | -2854.2998 | 0.67323 | 0.81648 | 1.3598 | 3.8192 | 4937.4307 | 4866.4089 | 4741.6062 | 4758.9552
9 | 11 | 15 | 3128.5143 | 3179.2916 | 3292.8264 | 3431.5503 | 3370.8514 | 3458.2371 | 3654.9693 | 4020.9745 | -91.0668 | -155.6256 | -263.6743 | -373.7393 | 123.0941 | 184.7856 | 308.2831 | 520.6984 | 6.2798 | 20.6405 | 47.4177 | 69.2591 | -1233.8093 | -1417.1424 | -1814.9115 | -2335.4999 | 0.0054293 | -0.43465 | -0.52632 | 0.60149 | 5303.869 | 5269.7522 | 5224.3843 | 5333.8447
9 | 11 | 16 | 3218.5091 | 3274.1646 | 3396.2532 | 3549.6295 | 3182.0712 | 3264.563 | 3450.2774 | 3795.7851 | -92.1179 | -157.9484 | -269.4428 | -382.9091 | 69.9964 | 102.7219 | 162.7837 | 266.7878 | 8.75 | 25.7556 | 57.9799 | 83.5934 | -875.219 | -1005.7828 | -1289.303 | -1661.4057 | -2.5518 | -3.1549 | -5.657 | -10.0457 | 5509.438 | 5500.3189 | 5502.8914 | 5641.4354
9 | 11 | 17 | 3304.7579 | 3364.2511 | 3494.1916 | 3667.053 | 2870.6666 | 2945.0856 | 3112.6256 | 3424.3211 | -90.0003 | -154.7906 | -266.8679 | -380.7141 | 75.7986 | 108.6175 | 168.4772 | 270.1053 | 10.2782 | 28.7938 | 63.9798 | 92.027 | -480.2648 | -551.7772 | -705.9378 | -904.8343 | -9.7645 | -12.8457 | -23.4059 | -43.3404 | 5681.4717 | 5727.3344 | 5843.0627 | 6124.6175
9 | 11 | 18 | 3301.7658 | 3363.5594 | 3496.7991 | 3684.1285 | 2483.5797 | 2547.9638 | 2692.9124 | 2962.5781 | -84.3926 | -145.0994 | -252.0643 | -361.4492 | 90.095 | 129.136 | 195.8133 | 297.3834 | 12.6981 | 31.6871 | 67.5592 | 101.6384 | -93.7244 | -107.9605 | -138.6863 | -178.4484 | -16.8307 | -24.7437 | -44.6767 | -77.3328 | 5693.1908 | 5794.5428 | 6017.6567 | 6428.498
9 | 11 | 19 | 3313.9383 | 3377.1141 | 3512.7826 | 3708.1268 | 2278.3815 | 2337.4461 | 2470.4187 | 2717.8042 | -74.1672 | -128.4921 | -223.6351 | -323.5361 | 94.8906 | 135.568 | 204.4804 | 304.589 | 13.4961 | 31.1672 | 66.3814 | 102.8164 | -0.0029378 | -0.0033719 | -0.0043111 | -0.005539 | -19.2386 | -27.9933 | -50.3797 | -87.5218 | 5607.2977 | 5724.8066 | 5980.0441 | 6422.2728
9 | 11 | 20 | 3307.5528 | 3371.3812 | 3508.2117 | 3711.9708 | 2018.8947 | 2071.2324 | 2189.0606 | 2408.2712 | -65.146 | -114.2075 | -198.8965 | -286.0477 | 104.3914 | 148.3083 | 222.8957 | 327.4174 | 13.8164 | 30.8044 | 64.6703 | 101.36 | -0.0029378 | -0.0033719 | -0.0043111 | -0.005539 | -14.8029 | -21.7201 | -37.3691 | -61.4505 | 5364.7035 | 5485.7952 | 5748.5685 | 6201.5156
9 | 11 | 21 | 3174.8409 | 3234.8807 | 3365.4966 | 3569.8968 | 1763.2693 | 1808.9802 | 1911.8894 | 2103.3443 | -58.5178 | -103.5766 | -180.6944 | -260.0406 | 193.3088 | 273.9828 | 416.4782 | 613.7152 | 13.7445 | 29.6793 | 62.3228 | 99.1698 | -0.0029378 | -0.0033719 | -0.0043111 | -0.005539 | -6.2029 | -11.6082 | -22.5603 | -33.3658 | 5080.4398 | 5232.3348 | 5552.928 | 6092.7142
9 | 11 | 22 | 2945.3965 | 3001.5832 | 3122.8762 | 3318.6243 | 1533.9006 | 1573.6653 | 1663.188 | 1829.7381 | -52.2545 | -91.8931 | -159.3649 | -231.7221 | 211.304 | 291.6851 | 438.661 | 644.8816 | 12.3968 | 26.3743 | 55.0259 | 89.3703 | -0.0029378 | -0.0033719 | -0.0043111 | -0.005539 | -3.3634 | -7.3159 | -14.2297 | -17.8859 | 4647.377 | 4794.0956 | 5106.1523 | 5633.0008
9 | 11 | 23 | 2673.1164 | 2725.68 | 2835.1705 | 3018.3718 | 1349.7399 | 1384.7305 | 1463.5051 | 1610.0591 | -44.7259 | -78.4958 | -134.6263 | -200.5512 | 318.6058 | 426.7316 | 618.7278 | 884.9519 | 11.5852 | 23.6015 | 48.8987 | 80.5456 | -0.0029378 | -0.0033719 | -0.0043111 | -0.005539 | 6.3957 | 7.37 | 11.8349 | 24.4242 | 4314.7141 | 4489.6144 | 4843.5063 | 5417.7958
9 | 11 | 24 | 2501.4566 | 2552.1378 | 2655.0977 | 2828.9263 | 1242.0037 | 1274.2013 | 1346.6881 | 1481.5442 | -37.8529 | -65.5423 | -114.2591 | -166.9526 | 311.7203 | 418.0817 | 613.4083 | 903.1097 | 9.2454 | 18.0451 | 37.7625 | 64.2995 | -0.0029378 | -0.0033719 | -0.0043111 | -0.005539 | 8.0136 | 12.8092 | 22.0908 | 33.4479 | 4034.5837 | 4209.7293 | 4560.7839 | 5144.3695
9 | 12 | 1 | 2355.6892 | 2403.8233 | 2500.4357 | 2667.4504 | 1168.2787 | 1198.565 | 1266.749 | 1393.6001 | -34.7737 | -55.7988 | -97.5825 | -142.7158 | 224.5458 | 301.6967 | 448.3269 | 668.5513 | 6.2744 | 12.5062 | 27.4711 | 47.406 | -0.0029378 | -0.0033719 | -0.0043111 | -0.005539 | 4.4737 | 7.2563 | 12.7035 | 18.8354 | 3724.4852 | 3868.0453 | 4158.0995 | 4653.1219
9 | 12 | 2 | 2235.2046 | 2281.1458 | 2372.2837 | 2532.0772 | 1136.3747 | 1165.834 | 1232.156 | 1355.543 | -32.5184 | -52.2581 | -89.7254 | -133.2375 | 139.6647 | 191.7437 | 296.2208 | 451.8012 | 5.4628 | 11.1144 | 23.9539 | 44.2411 | -0.0029378 | -0.0033719 | -0.0043111 | -0.005539 | 2.2179 | 3.163 | 5.4351 | 8.3247 | 3486.4034 | 3600.7395 | 3840.3198 | 4258.7442
9 | 12 | 3 | 2179.7354 | 2224.6703 | 2312.7471 | 2468.8365 | 1148.188 | 1177.9535 | 1244.9649 | 1369.6346 | -31.3907 | -51.3708 | -86.8794 | -132.8128 | 84.4827 | 122.1572 | 197.858 | 316.3936 | 6.0356 | 12.0946 | 25.259 | 44.2411 | -0.0029378 | -0.0033719 | -0.0043111 | -0.005539 | 1.5881 | 2.4332 | 4.1998 | 6.9004 | 3388.636 | 3487.9347 | 3698.145 | 4073.1878
9 | 12 | 4 | 2108.0448 | 2151.0763 | 2234.7312 | 2382.5897 | 1242.797 | 1275.0152 | 1347.5483 | 1482.4905 | -31.3907 | -52.4234 | -90.0069 | -135.2406 | 49.5891 | 79.2479 | 138.6748 | 233.9185 | 6.4414 | 12.0946 | 25.259 | 45.5583 | -0.0029378 | -0.0033719 | -0.0043111 | -0.005539 | 1.322 | 2.1204 | 3.829 | 5.8074 | 3376.8007 | 3467.1277 | 3660.0311 | 4015.1183
9 | 12 | 5 | 1994.9258 | 2034.0613 | 2110.2117 | 2241.7309 | 1454.2299 | 1491.9293 | 1576.8021 | 1734.7017 | -33.5389 | -57.9041 | -102.7986 | -158.9363 | 43.996 | 69.3239 | 126.8312 | 231.654 | 10.76 | 19.4558 | 37.5026 | 65.9814 | -0.0029378 | -0.0033719 | -0.0043111 | -0.005539 | 1.3275 | 2.1204 | 3.8101 | 5.7461 | 3471.6973 | 3558.9833 | 3752.3549 | 4120.8724
9 | 12 | 6 | 1884.0956 | 1919.3319 | 1987.0664 | 2098.3715 | 1781.2804 | 1827.4582 | 1931.4187 | 2124.8292 | -39.1772 | -71.5797 | -130.6647 | -201.5885 | 70.6944 | 108.0811 | 186.6056 | 322.9584 | 18.2382 | 31.5328 | 60.8093 | 103.8662 | -0.0029378 | -0.0033719 | -0.0043111 | -0.005539 | -0.1303 | -0.31278 | -0.38967 | -0.66275 | 3714.9982 | 3814.5081 | 4034.8414 | 4447.7685
9 | 12 | 7 | 1915.9546 | 1950.1636 | 2016.2956 | 2117.402 | 2089.1292 | 2143.2876 | 2265.2149 | 2492.0515 | -47.1778 | -89.1265 | -166.951 | -256.1469 | 120.2832 | 180.4839 | 299.8697 | 517.9425 | 26.1222 | 44.8919 | 84.5763 | 143.8019 | -165.3304 | -189.051 | -240.0453 | -306.1441 | -0.78453 | -1.1645 | -2.4178 | -3.5115 | 3938.1965 | 4039.4849 | 4256.5423 | 4705.3955
9 | 12 | 8 | 1969.0031 | 2001.7798 | 2066.3345 | 2155.9606 | 2479.9165 | 2544.2057 | 2688.9405 | 2958.2085 | -56.0919 | -104.516 | -191.9712 | -294.06 | 167.5787 | 248.8737 | 409.6196 | 699.5685 | 25.3975 | 44.1959 | 84.0537 | 141.7134 | -368.2402 | -420.4884 | -532.9734 | -681.8185 | 4.9053 | 9.3334 | 16.6706 | 23.969 | 4222.469 | 4323.3841 | 4540.6744 | 5003.5415
9 | 12 | 9 | 2015.4033 | 2047.192 | 2111.3083 | 2193.5696 | 2754.0425 | 2825.4381 | 2986.1716 | 3285.2041 | -64.6411 | -115.4773 | -207.6087 | -312.9001 | 187.1596 | 279.5637 | 460.44 | 788.1076 | 19.8614 | 35.1586 | 68.2307 | 117.2371 | -927.0034 | -1060.5496 | -1348.4381 | -1724.8352 | 15.6444 | 27.1511 | 48.9942 | 71.077 | 4000.4667 | 4038.4766 | 4119.098 | 4417.4601
9 | 12 | 10 | 2051.4667 | 2082.3534 | 2146.3962 | 2223.3881 | 2970.496 | 3047.503 | 3220.8693 | 3543.4042 | -71.2694 | -121.0711 | -212.7482 | -322.6868 | 179.0642 | 268.1697 | 444.4911 | 764.7174 | 13.1582 | 24.5831 | 49.6731 | 88.1771 | -1332.5864 | -1526.5691 | -1948.5127 | -2511.1581 | 22.2247 | 35.6085 | 63.6258 | 100.1767 | 3832.554 | 3810.5775 | 3763.7946 | 3886.0186
9 | 12 | 11 | 2145.29 | 2177.4517 | 2244.6979 | 2322.7975 | 3121.134 | 3202.0461 | 3384.204 | 3723.0951 | -77.5327 | -127.7175 | -219.2081 | -334.7847 | 161.069 | 244.0355 | 409.0791 | 711.7852 | 9.2454 | 18.6137 | 39.7174 | 72.7664 | -1482.5955 | -1696.7876 | -2160.8441 | -2779.7917 | 22.3713 | 27.9758 | 51.5514 | 101.977 | 3898.9815 | 3845.6176 | 3749.1977 | 3817.8448
9 | 12 | 12 | 2263.7285 | 2297.5743 | 2369.6629 | 2452.3838 | 3220.5929 | 3304.0834 | 3492.0461 | 3841.7363 | -82.8519 | -131.7627 | -226.1546 | -347.3073 | 155.8747 | 233.1779 | 389.616 | 677.793 | 6.5133 | 14.6129 | 33.4656 | 62.8124 | -1861.9225 | -2136.435 | -2732.0773 | -3516.7891 | 9.9084 | 10.4708 | 20.0247 | 46.9076 | 3711.8434 | 3591.7215 | 3346.5834 | 3217.5367
9 | 12 | 13 | 2354.9244 | 2389.7616 | 2465.5598 | 2551.6535 | 3300.0929 | 3385.6443 | 3578.2468 | 3936.5692 | -87.4391 | -137.026 | -235.7421 | -357.0939 | 145.975 | 221.9077 | 373.6671 | 641.0446 | 4.9769 | 12.6443 | 30.6064 | 60.0765 | -1791.7976 | -2055.624 | -2628.5695 | -3385.4007 | 2.978 | 3.1454 | 6.2307 | 14.7197 | 3929.7105 | 3820.4533 | 3589.9993 | 3461.5689
9 | 12 | 14 | 2503.212 | 2540.6556 | 2623.7396 | 2719.8612 | 3323.7377 | 3409.9021 | 3603.8846 | 3964.7742 | -91.5542 | -144.4467 | -245.3296 | -374.7804 | 137.0914 | 205.4434 | 342.8503 | 585.3749 | 5.6216 | 14.0361 | 34.5216 | 66.3045 | -1751.1765 | -2009.9585 | -2571.152 | -3308.365 | 0.67323 | 0.81648 | 1.3598 | 3.8192 | 4127.6053 | 4016.4485 | 3789.8742 | 3656.9885
9 | 12 | 15 | 2649.708 | 2690.803 | 2780.9252 | 2890.0425 | 3281.7483 | 3366.8241 | 3558.356 | 3914.6865 | -94.358 | -146.9957 | -249.9826 | -389.4225 | 123.0941 | 184.7856 | 308.2831 | 520.6984 | 7.2218 | 15.8395 | 38.9592 | 76.484 | -1520.4422 | -1745.6524 | -2233.5742 | -2872.1144 | 0.0054293 | -0.43465 | -0.52632 | 0.60149 | 4446.9775 | 4365.1696 | 4202.4404 | 4140.9761
9 | 12 | 16 | 2725.3744 | 2769.0217 | 2864.6127 | 2989.6176 | 3096.7917 | 3177.0727 | 3357.81 | 3694.0581 | -94.7229 | -146.9957 | -252.8285 | -397.3186 | 69.9964 | 102.7219 | 162.7837 | 266.7878 | 9.5616 | 19.181 | 45.0865 | 91.5898 | -1099.4478 | -1262.5023 | -1615.4112 | -2077.0443 | -2.5518 | -3.1549 | -5.657 | -10.0457 | 4705.0017 | 4655.3445 | 4556.3962 | 4557.6448
9 | 12 | 17 | 2781.1034 | 2827.7491 | 2929.9395 | 3069.912 | 2810.8742 | 2883.7432 | 3047.7935 | 3352.9968 | -91.3071 | -141.8977 | -245.3296 | -386.9868 | 75.7986 | 108.6175 | 168.4772 | 270.1053 | 11.8145 | 21.8265 | 48.7281 | 101.3405 | -552.857 | -635.7912 | -815.3886 | -1049.6808 | -9.7645 | -12.8457 | -23.4059 | -43.3404 | 5025.6622 | 5051.4017 | 5110.8143 | 5314.3464
9 | 12 | 18 | 2801.4128 | 2851.0584 | 2958.2246 | 3114.7309 | 2425.282 | 2488.1549 | 2629.701 | 2893.0369 | -83.7019 | -134.3639 | -232.6912 | -364.1365 | 90.095 | 129.136 | 195.8133 | 297.3834 | 14.3797 | 26.6695 | 57.2542 | 112.1675 | -127.0485 | -146.2678 | -187.6352 | -240.5517 | -16.8307 | -24.7437 | -44.6767 | -77.3328 | 5103.5884 | 5189.6434 | 5375.99 | 5735.2977
9 | 12 | 19 | 2889.1407 | 2942.4638 | 3055.8677 | 3225.1673 | 2223.8535 | 2281.5045 | 2411.2947 | 2652.7595 | -73.5837 | -120.2447 | -211.351 | -324.3367 | 94.8906 | 135.568 | 204.4804 | 304.589 | 15.0108 | 28.2076 | 59.5909 | 111.1553 | -0.0029378 | -0.0033719 | -0.0043111 | -0.005539 | -19.2386 | -27.9933 | -50.3797 | -87.5218 | 5130.0703 | 5239.5024 | 5469.4987 | 5881.807
9 | 12 | 20 | 2919.0256 | 2974.1856 | 3090.6959 | 3269.9421 | 1977.8035 | 2029.076 | 2144.5061 | 2359.2549 | -64.9908 | -109.7271 | -193.1385 | -292.4368 | 104.3914 | 148.3083 | 222.8957 | 327.4174 | 15.9757 | 30.8355 | 63.9419 | 114.625 | -0.0029378 | -0.0033719 | -0.0043111 | -0.005539 | -14.8029 | -21.7201 | -37.3691 | -61.4505 | 4937.3996 | 5050.9547 | 5291.5277 | 5717.3467
9 | 12 | 21 | 2848.5284 | 2902.9077 | 3017.6768 | 3198.7308 | 1726.4934 | 1771.2509 | 1872.0138 | 2059.4756 | -58.8346 | -99.7574 | -175.9754 | -262.1152 | 193.3088 | 273.9828 | 416.4782 | 613.7152 | 14.795 | 28.6015 | 59.84 | 105.661 | -0.0029378 | -0.0033719 | -0.0043111 | -0.005539 | -6.2029 | -11.6082 | -22.5603 | -33.3658 | 4718.0852 | 4865.3741 | 5167.4689 | 5682.096
9 | 12 | 22 | 2633.8422 | 2685.0644 | 2791.0841 | 2964.4559 | 1501.8931 | 1540.828 | 1628.4827 | 1791.5574 | -52.2064 | -87.9087 | -154.1594 | -231.7937 | 211.304 | 291.6851 | 438.661 | 644.8816 | 12.5271 | 25.0123 | 51.896 | 91.5828 | -0.0029378 | -0.0033719 | -0.0043111 | -0.005539 | -3.3634 | -7.3159 | -14.2297 | -17.8859 | 4303.9936 | 4447.3619 | 4741.7304 | 5242.7927
9 | 12 | 23 | 2432.9931 | 2481.6912 | 2579.9124 | 2745.0829 | 1328.0404 | 1362.4684 | 1439.9765 | 1584.1744 | -45.364 | -74.233 | -128.8577 | -193.9969 | 318.6058 | 426.7316 | 618.7278 | 884.9519 | 9.7231 | 19.4369 | 41.0197 | 73.6924 | -0.0029378 | -0.0033719 | -0.0043111 | -0.005539 | 6.3957 | 7.37 | 11.8349 | 24.4242 | 4050.391 | 4223.4617 | 4562.6092 | 5118.3233
9 | 12 | 24 | 2294.8233 | 2342.7756 | 2434.9895 | 2593.9867 | 1219.2783 | 1250.8868 | 1322.0472 | 1454.4358 | -38.6287 | -63.1064 | -108.4905 | -163.559 | 311.7203 | 418.0817 | 613.4083 | 903.1097 | 7.3249 | 14.7402 | 31.5107 | 56.6749 | -0.0029378 | -0.0033719 | -0.0043111 | -0.005539 | 8.0136 | 12.8092 | 22.0908 | 33.4479 | 3802.5288 | 3976.1836 | 4315.5517 | 4878.0905
9 | 13 | 1 | 2134.6361 | 2179.5336 | 2264.8836 | 2415.2495 | 1158.6543 | 1188.6911 | 1256.3134 | 1382.1195 | -33.9039 | -55.6336 | -94.455 | -143.8695 | 224.5458 | 301.6967 | 448.3269 | 668.5513 | 6.6802 | 13.2021 | 27.4711 | 49.9387 | -0.0029378 | -0.0033719 | -0.0043111 | -0.005539 | 4.4737 | 7.2563 | 12.7035 | 18.8354 | 3495.0833 | 3634.7429 | 3915.2392 | 4390.8193
9 | 13 | 2 | 2032.6137 | 2075.3112 | 2156.3273 | 2301.3767 | 1126.2775 | 1155.475 | 1221.2077 | 1343.4983 | -31.7557 | -51.3708 | -88.1999 | -132.3881 | 139.6647 | 191.7437 | 296.2208 | 451.8012 | 5.4628 | 10.4185 | 22.4621 | 40.7713 | -0.0029378 | -0.0033719 | -0.0043111 | -0.005539 | 2.2179 | 3.163 | 5.4351 | 8.3247 | 3274.478 | 3384.7372 | 3613.4487 | 4013.3785
9 | 13 | 3 | 1964.1191 | 2005.7271 | 2082.8582 | 2222.6242 | 1140.773 | 1170.3463 | 1236.925 | 1360.7895 | -30.7351 | -49.5439 | -85.354 | -130.0767 | 84.4827 | 122.1572 | 197.858 | 316.3936 | 5.8686 | 11.3987 | 23.9539 | 43.0632 | -0.0029378 | -0.0033719 | -0.0043111 | -0.005539 | 1.5881 | 2.4332 | 4.1998 | 6.9004 | 3166.0934 | 3262.5152 | 3460.4366 | 3819.6886
9 | 13 | 4 | 1904.3762 | 1943.8153 | 2017.1855 | 2149.6039 | 1235.6312 | 1267.6636 | 1339.7784 | 1473.9426 | -31.2071 | -51.3708 | -88.4815 | -134.8159 | 49.5891 | 79.2479 | 138.6748 | 233.9185 | 6.2744 | 12.0946 | 24.7364 | 43.0632 | -0.0029378 | -0.0033719 | -0.0043111 | -0.005539 | 1.322 | 2.1204 | 3.829 | 5.8074 | 3165.9829 | 3253.5676 | 3435.7184 | 3771.5142
9 | 13 | 5 | 1864.2243 | 1901.9291 | 1971.3991 | 2092.9958 | 1445.2961 | 1482.7638 | 1567.1153 | 1724.0448 | -33.9039 | -57.9041 | -102.517 | -158.5116 | 43.996 | 69.3239 | 126.8312 | 231.654 | 10.76 | 19.4558 | 38.2851 | 65.0068 | -0.0029378 | -0.0033719 | -0.0043111 | -0.005539 | 1.3275 | 2.1204 | 3.8101 | 5.7461 | 3331.697 | 3417.6856 | 3604.9194 | 3960.9304
9 | 13 | 6 | 1806.203 | 1840.4947 | 1903.8514 | 2009.1512 | 1774.2899 | 1820.2865 | 1923.8389 | 2116.4904 | -39.0701 | -70.6923 | -130.6647 | -201.5885 | 70.6944 | 108.0811 | 186.6056 | 322.9584 | 18.644 | 32.9246 | 62.1143 | 105.9548 | -0.0029378 | -0.0033719 | -0.0043111 | -0.005539 | -0.1303 | -0.31278 | -0.38967 | -0.66275 | 3630.6279 | 3730.7783 | 3945.3517 | 4352.298
9 | 13 | 7 | 1814.7902 | 1846.2125 | 1907.7851 | 2002.3634 | 2082.989 | 2136.9882 | 2258.5572 | 2484.7271 | -47.6499 | -88.0739 | -163.8234 | -260.4613 | 120.2832 | 180.4839 | 299.8697 | 517.9425 | 26.9338 | 46.4299 | 87.3109 | 147.3093 | -127.6298 | -145.3874 | -183.2589 | -232.9742 | -0.78453 | -1.1645 | -2.4178 | -3.5115 | 3868.9321 | 3975.4887 | 4204.0227 | 4655.3953
9 | 13 | 8 | 1782.4419 | 1812.0812 | 1867.9508 | 1942.8379 | 2474.7426 | 2538.8977 | 2683.3305 | 2952.0367 | -57.036 | -101.8017 | -187.0366 | -298.3743 | 167.5787 | 248.8737 | 409.6196 | 699.5685 | 26.1222 | 45.4497 | 85.3587 | 145.2207 | -497.8409 | -569.1883 | -722.2284 | -919.5958 | 4.9053 | 9.3334 | 16.6706 | 23.969 | 3900.9139 | 3983.6456 | 4153.6652 | 4545.6627
9 | 13 | 9 | 1722.1667 | 1750.5749 | 1800.749 | 1859.3149 | 2746.9179 | 2818.1288 | 2978.4465 | 3276.7054 | -65.371 | -109.8314 | -197.6631 | -314.4784 | 187.1596 | 279.5637 | 460.44 | 788.1076 | 18.4771 | 32.9246 | 64.191 | 110.7041 | -950.9307 | -1089.398 | -1387.3595 | -1771.4131 | 15.6444 | 27.1511 | 48.9942 | 71.077 | 3674.0641 | 3709.1139 | 3767.7982 | 4020.0175
9 | 13 | 10 | 1760.4331 | 1789.2604 | 1839.5013 | 1891.9884 | 2932.0896 | 3008.1009 | 3179.2257 | 3497.5905 | -72.6548 | -115.1468 | -202.5976 | -321.8374 | 179.0642 | 268.1697 | 444.4911 | 764.7174 | 11.4047 | 21.2782 | 42.8988 | 77.8318 | -1363.9979 | -1566.262 | -2003.4363 | -2572.2944 | 22.2247 | 35.6085 | 63.6258 | 100.1767 | 3468.5636 | 3441.0089 | 3363.7087 | 3438.173
9 | 13 | 11 | 1790.5389 | 1819.2064 | 1869.0414 | 1919.2792 | 3071.6694 | 3151.2991 | 3330.5702 | 3664.0904 | -78.9182 | -121.5149 | -208.5711 | -336.3631 | 161.069 | 244.0355 | 409.0791 | 711.7852 | 8.1365 | 15.8301 | 33.8501 | 66.0302 | -1643.9242 | -1885.7305 | -2406.3232 | -3079.3762 | 22.3713 | 27.9758 | 51.5514 | 101.977 | 3330.9427 | 3251.1014 | 3079.1979 | 3047.4228
9 | 13 | 12 | 1784.7354 | 1811.0496 | 1860.1646 | 1908.3075 | 3176.1855 | 3258.5247 | 3443.8956 | 3788.7642 | -85.1815 | -126.9434 | -217.8771 | -357.9393 | 155.8747 | 233.1779 | 389.616 | 677.793 | 7.5638 | 13.917 | 31.638 | 66.3574 | -1815.427 | -2082.8744 | -2662.2157 | -3425.1701 | 9.9084 | 10.4708 | 20.0247 | 46.9076 | 3233.6593 | 3117.3221 | 2865.2462 | 2705.0202
9 | 13 | 13 | 1867.664 | 1894.3045 | 1946.9408 | 2000.0123 | 3225.7081 | 3309.3311 | 3497.5924 | 3847.8381 | -90.2406 | -131.3193 | -225.376 | -378.7826 | 145.975 | 221.9077 | 373.6671 | 641.0446 | 6.911 | 12.0946 | 28.7788 | 68.446 | -1779.9704 | -2042.5352 | -2611.9622 | -3362.5461 | 2.978 | 3.1454 | 6.2307 | 14.7197 | 3379.025 | 3266.9289 | 3015.8716 | 2830.7319
9 | 13 | 14 | 1929.7415 | 1955.0514 | 2011.3465 | 2070.2672 | 3255.9256 | 3340.332 | 3530.3568 | 3883.8835 | -95.8483 | -137.1916 | -234.1189 | -400.0505 | 137.0914 | 205.4434 | 342.8503 | 585.3749 | 7.6995 | 11.2525 | 28.6543 | 76.1304 | -1431.2081 | -1639.9622 | -2093.4888 | -2697.6056 | 0.67323 | 0.81648 | 1.3598 | 3.8192 | 3804.0749 | 3735.7418 | 3586.9599 | 3521.8189
9 | 13 | 15 | 1954.7548 | 1979.2812 | 2038.9667 | 2102.9795 | 3202.3574 | 3285.3751 | 3472.2735 | 3819.9838 | -98.6521 | -138.8011 | -238.2088 | -414.2681 | 123.0941 | 184.7856 | 308.2831 | 520.6984 | 9.0024 | 11.6641 | 29.7725 | 84.3606 | -1082.0182 | -1239.5063 | -1581.8197 | -2039.7182 | 0.0054293 | -0.43465 | -0.52632 | 0.60149 | 4108.5439 | 4082.364 | 4028.7411 | 4074.6376
9 | 13 | 16 | 2041.8108 | 2066.9495 | 2137.314 | 2216.5724 | 3022.9633 | 3101.3304 | 3277.7589 | 3605.9907 | -100.1447 | -140.4627 | -241.0549 | -421.4349 | 69.9964 | 102.7219 | 162.7837 | 266.7878 | 10.8998 | 14.575 | 35.4394 | 97.1745 | -768.4967 | -881.0689 | -1126.8941 | -1457.5293 | -2.5518 | -3.1549 | -5.657 | -10.0457 | 4274.4772 | 4260.8903 | 4239.6901 | 4297.5156
9 | 13 | 17 | 2135.4208 | 2164.6242 | 2242.8595 | 2339.9323 | 2738.0305 | 2809.011 | 2968.81 | 3266.1039 | -97.9199 | -137.4701 | -236.1203 | -415.9626 | 75.7986 | 108.6175 | 168.4772 | 270.1053 | 12.1891 | 16.9173 | 39.2165 | 104.6334 | -402.1409 | -461.8363 | -591.775 | -765.2405 | -9.7645 | -12.8457 | -23.4059 | -43.3404 | 4451.6136 | 4487.0178 | 4568.0621 | 4756.2315
9 | 13 | 18 | 2242.6929 | 2277.09 | 2364.4243 | 2481.8567 | 2367.3136 | 2428.6837 | 2566.8466 | 2823.8883 | -90.3148 | -128.3878 | -221.8798 | -391.9587 | 90.095 | 129.136 | 195.8133 | 297.3834 | 14.3702 | 20.4049 | 45.7282 | 111.8514 | -77.706 | -89.7113 | -115.8566 | -150.0748 | -16.8307 | -24.7437 | -44.6767 | -77.3328 | 4529.6201 | 4612.4719 | 4790.3992 | 5095.6135
9 | 13 | 19 | 2329.4297 | 2368.8025 | 2460.0504 | 2589.5665 | 2181.8829 | 2238.4459 | 2365.7866 | 2602.6943 | -79.0383 | -115.9822 | -200.6269 | -349.3064 | 94.8906 | 135.568 | 204.4804 | 304.589 | 15.5021 | 24.0131 | 51.9068 | 114.004 | -0.0029378 | -0.0033719 | -0.0043111 | -0.005539 | -19.2386 | -27.9933 | -50.3797 | -87.5218 | 4523.4255 | 4622.8507 | 4831.2133 | 5174.0199
9 | 13 | 20 | 2404.5828 | 2447.6469 | 2542.7023 | 2686.2453 | 1940.5913 | 1990.8991 | 2104.1573 | 2314.8657 | -68.5551 | -105.3513 | -185.5523 | -309.082 | 104.3914 | 148.3083 | 222.8957 | 327.4174 | 16.5621 | 27.9056 | 58.1477 | 116.0174 | -0.0029378 | -0.0033719 | -0.0043111 | -0.005539 | -14.8029 | -21.7201 | -37.3691 | -61.4505 | 4382.7667 | 4487.685 | 4704.9774 | 5074.0078
9 | 13 | 21 | 2397.2464 | 2444.1342 | 2536.9913 | 2687.0142 | 1697.1526 | 1741.1494 | 1840.2 | 2024.4759 | -60.7992 | -97.4869 | -172.0799 | -278.7604 | 193.3088 | 273.9828 | 416.4782 | 613.7152 | 16.7874 | 29.3164 | 60.2867 | 112.9166 | -0.0029378 | -0.0033719 | -0.0043111 | -0.005539 | -6.2029 | -11.6082 | -22.5603 | -33.3658 | 4237.4901 | 4379.4845 | 4659.3118 | 5125.9901
9 | 13 | 22 | 2328.3177 | 2375.0694 | 2465.7555 | 2618.0413 | 1480.2474 | 1518.6213 | 1605.0126 | 1765.7371 | -53.0433 | -86.6908 | -152.0708 | -243.275 | 211.304 | 291.6851 | 438.661 | 644.8816 | 13.9834 | 25.2966 | 52.0205 | 98.2926 | -0.0029378 | -0.0033719 | -0.0043111 | -0.005539 | -3.3634 | -7.3159 | -14.2297 | -17.8859 | 3977.4428 | 4116.6624 | 4395.1447 | 4865.7861
9 | 13 | 23 | 2212.05 | 2257.4812 | 2344.2696 | 2494.77 | 1305.876 | 1339.7294 | 1415.944 | 1557.7353 | -45.1804 | -73.9547 | -128.6527 | -203.0506 | 318.6058 | 426.7316 | 618.7278 | 884.9519 | 11.5852 | 21.2593 | 43.8166 | 80.4022 | -0.0029378 | -0.0033719 | -0.0043111 | -0.005539 | 6.3957 | 7.37 | 11.8349 | 24.4242 | 3809.3294 | 3978.6134 | 4305.9358 | 4839.2274
9 | 13 | 24 | 2121.0885 | 2163.8801 | 2248.7907 | 2398.1903 | 1198.1392 | 1229.1997 | 1299.1264 | 1429.2197 | -38.4145 | -62.0538 | -108.2856 | -167.5652 | 311.7203 | 418.0817 | 613.4083 | 903.1097 | 8.5423 | 15.8477 | 32.9403 | 59.979 | -0.0029378 | -0.0033719 | -0.0043111 | -0.005539 | 8.0136 | 12.8092 | 22.0908 | 33.4479 | 3609.0865 | 3777.7612 | 4108.0666 | 4656.3759
9 | 14 | 1 | 2003.0987 | 2043.9767 | 2123.4396 | 2266.0223 | 1156.912 | 1186.9037 | 1254.4242 | 1380.0411 | -33.3553 | -57.0167 | -97.864 | -146.2973 | 224.5458 | 301.6967 | 448.3269 | 668.5513 | 7.4918 | 14.6129 | 30.8528 | 53.5477 | -0.0029378 | -0.0033719 | -0.0043111 | -0.005539 | 4.4737 | 7.2563 | 12.7035 | 18.8354 | 3363.1638 | 3497.4262 | 3771.8788 | 4240.6951
9 | 14 | 2 | 1923.2576 | 1962.9432 | 2038.7143 | 2176.9801 | 1132.3772 | 1161.7328 | 1227.8215 | 1350.7744 | -31.2071 | -52.5886 | -90.2885 | -134.8159 | 139.6647 | 191.7437 | 296.2208 | 451.8012 | 6.4414 | 12.0946 | 26.6886 | 45.4567 | -0.0029378 | -0.0033719 | -0.0043111 | -0.005539 | 2.2179 | 3.163 | 5.4351 | 8.3247 | 3172.7486 | 3279.0854 | 3504.5875 | 3898.5157
9 | 14 | 3 | 1857.334 | 1895.0042 | 1968.0247 | 2101.6802 | 1146.0246 | 1175.734 | 1242.6192 | 1367.0539 | -30.0795 | -50.7617 | -87.161 | -130.0767 | 84.4827 | 122.1572 | 197.858 | 316.3936 | 5.8686 | 11.3987 | 24.0785 | 42.1902 | -0.0029378 | -0.0033719 | -0.0043111 | -0.005539 | 1.5881 | 2.4332 | 4.1998 | 6.9004 | 3065.2155 | 3155.9623 | 3349.615 | 3704.1361
9 | 14 | 4 | 1812.2407 | 1848.1496 | 1918.0098 | 2045.745 | 1240.1125 | 1272.261 | 1344.6374 | 1479.2882 | -30.7351 | -50.7617 | -87.161 | -130.0767 | 49.5891 | 79.2479 | 138.6748 | 233.9185 | 5.8686 | 11.3987 | 23.9539 | 42.0885 | -0.0029378 | -0.0033719 | -0.0043111 | -0.005539 | 1.322 | 2.1204 | 3.829 | 5.8074 | 3078.3949 | 3162.4125 | 3341.9398 | 3676.7654
9 | 14 | 5 | 1764.1292 | 1797.5408 | 1863.3523 | 1979.9898 | 1447.0396 | 1484.5525 | 1569.0058 | 1726.1245 | -32.8833 | -57.1298 | -99.671 | -149.458 | 43.996 | 69.3239 | 126.8312 | 231.654 | 9.0065 | 16.526 | 33.4629 | 55.7379 | -0.0029378 | -0.0033719 | -0.0043111 | -0.005539 | 1.3275 | 2.1204 | 3.8101 | 5.7461 | 3232.6124 | 3312.9305 | 3496.7869 | 3849.7888
9 | 14 | 6 | 1701.3654 | 1731.7575 | 1791.3228 | 1891.1189 | 1768.5104 | 1814.3571 | 1917.5723 | 2109.5962 | -38.5216 | -69.9181 | -129.3441 | -196.8494 | 70.6944 | 108.0811 | 186.6056 | 322.9584 | 17.4632 | 30.7272 | 59.5042 | 99.1809 | -0.0029378 | -0.0033719 | -0.0043111 | -0.005539 | -0.1303 | -0.31278 | -0.38967 | -0.66275 | 3519.3786 | 3614.6887 | 3825.2668 | 4225.3368
9 | 14 | 7 | 1684.6504 | 1713.4772 | 1767.919 | 1854.6368 | 2082.7563 | 2136.7495 | 2258.3049 | 2484.4495 | -46.5222 | -86.5254 | -162.5029 | -251.4077 | 120.2832 | 180.4839 | 299.8697 | 517.9425 | 25.1586 | 43.5 | 81.9662 | 137.269 | -187.6783 | -215.1863 | -275.2902 | -355.8075 | -0.78453 | -1.1645 | -2.4178 | -3.5115 | 3677.8635 | 3771.3344 | 3967.8487 | 4383.5711
9 | 14 | 8 | 1627.5321 | 1653.0667 | 1701.0717 | 1766.4291 | 2482.0111 | 2546.3546 | 2691.2116 | 2960.7071 | -56.0919 | -101.3058 | -186.2025 | -294.06 | 167.5787 | 248.8737 | 409.6196 | 699.5685 | 25.3975 | 43.9116 | 83.3958 | 140.7388 | -511.3754 | -588.2666 | -758.0488 | -988.8351 | 4.9053 | 9.3334 | 16.6706 | 23.969 | 3739.9575 | 3811.9676 | 3957.7179 | 4308.5173
9 | 14 | 9 | 1552.5045 | 1574.8349 | 1616.3933 | 1666.8076 | 2751.5139 | 2822.844 | 2983.4299 | 3282.1878 | -64.6411 | -109.5007 | -197.1106 | -310.4723 | 187.1596 | 279.5637 | 460.44 | 788.1076 | 18.4771 | 32.513 | 63.5331 | 108.3107 | -792.9885 | -912.2367 | -1174.7992 | -1529.573 | 15.6444 | 27.1511 | 48.9942 | 71.077 | 3667.6698 | 3715.1694 | 3800.8808 | 4076.4455
9 | 14 | 10 | 1510.5443 | 1530.145 | 1567.9578 | 1609.9867 | 2937.4525 | 3013.6029 | 3185.0407 | 3503.9877 | -72.2899 | -116.034 | -202.0451 | -322.5704 | 179.0642 | 268.1697 | 444.4911 | 764.7174 | 12.2163 | 22.7797 | 46.4051 | 81.5425 | -1227.9012 | -1411.0783 | -1809.6509 | -2330.3351 | 22.2247 | 35.6085 | 63.6258 | 100.1767 | 3361.3109 | 3343.1934 | 3295.8243 | 3407.5055
9 | 14 | 11 | 1545.0137 | 1563.7438 | 1602.7133 | 1641.7905 | 3069.2079 | 3148.7738 | 3327.9012 | 3661.1542 | -79.1017 | -121.6278 | -210.312 | -341.4105 | 161.069 | 244.0355 | 409.0791 | 711.7852 | 8.8395 | 16.1144 | 36.2382 | 66.0302 | -1530.6526 | -1758.0635 | -2250.2581 | -2887.4032 | 22.3713 | 27.9758 | 51.5514 | 101.977 | 3196.7471 | 3120.9519 | 2966.913 | 2953.9233
9 | 14 | 12 | 1584.153 | 1603.1042 | 1642.8453 | 1682.1598 | 3161.0514 | 3242.9983 | 3427.486 | 3770.7113 | -85.3651 | -127.3868 | -218.3741 | -363.7198 | 155.8747 | 233.1779 | 389.616 | 677.793 | 7.3249 | 14.0266 | 32.721 | 64.1672 | -1677.5826 | -1927.4678 | -2469.2971 | -3174.3789 | 9.9084 | 10.4708 | 20.0247 | 46.9076 | 3155.3647 | 3048.9232 | 2825.0218 | 2703.6402
9 | 14 | 13 | 1570.7121 | 1587.028 | 1625.7038 | 1665.3011 | 3221.4165 | 3304.9282 | 3492.939 | 3842.7187 | -91.5213 | -132.9806 | -227.9616 | -382.5599 | 145.975 | 221.9077 | 373.6671 | 641.0446 | 6.7671 | 12.1136 | 30.509 | 64.2911 | -1945.0787 | -2234.1802 | -2861.4656 | -3683.324 | 2.978 | 3.1454 | 6.2307 | 14.7197 | 2911.2486 | 2761.9621 | 2439.6223 | 2162.1913
9 | 14 | 14 | 1597.305 | 1615.6708 | 1655.5355 | 1694.1231 | 3252.79 | 3337.1151 | 3526.9569 | 3880.1431 | -96.5498 | -140.236 | -239.1512 | -406.0229 | 137.0914 | 205.4434 | 342.8503 | 585.3749 | 8.0564 | 13.917 | 34.2887 | 76.3184 | -1780.4478 | -2045.2965 | -2620.0037 | -3372.6429 | 0.67323 | 0.81648 | 1.3598 | 3.8192 | 3118.9184 | 2987.4302 | 2701.8363 | 2461.1128
9 | 14 | 15 | 1670.0322 | 1687.4079 | 1730.7545 | 1781.3545 | 3211.3105 | 3294.5603 | 3481.9812 | 3830.6636 | -99.3537 | -144.2203 | -245.4062 | -418.2374 | 123.0941 | 184.7856 | 308.2831 | 520.6984 | 8.94 | 15.0245 | 36.8988 | 83.7619 | -1586.4053 | -1821.1333 | -2329.3814 | -2994.5728 | 0.0054293 | -0.43465 | -0.52632 | 0.60149 | 3327.6233 | 3215.99 | 2982.6037 | 2804.2697
9 | 14 | 16 | 1783.3996 | 1802.2234 | 1852.0289 | 1925.7702 | 3018.2611 | 3096.5063 | 3272.6603 | 3600.3815 | -99.7951 | -144.1072 | -244.1622 | -424.8631 | 69.9964 | 102.7219 | 162.7837 | 266.7878 | 10.2293 | 16.5436 | 39.7688 | 92.9668 | -1157.9342 | -1329.4188 | -1700.3613 | -2184.4886 | -2.5518 | -3.1549 | -5.657 | -10.0457 | 3621.6055 | 3541.3143 | 3377.0613 | 3266.5091
9 | 14 | 17 | 1944.7682 | 1970.6444 | 2031.4683 | 2125.2875 | 2735.4702 | 2806.3843 | 2966.0339 | 3263.0498 | -96.3051 | -139.1224 | -238.7412 | -414.5356 | 75.7986 | 108.6175 | 168.4772 | 270.1053 | 11.7575 | 18.7586 | 44.2038 | 99.1085 | -608.0112 | -698.854 | -895.4859 | -1150.8429 | -9.7645 | -12.8457 | -23.4059 | -43.3404 | 4053.7137 | 4053.5825 | 4052.5502 | 4148.8322
9 | 14 | 18 | 2083.9502 | 2114.9549 | 2186.4473 | 2305.2948 | 2359.0879 | 2420.2447 | 2557.9276 | 2814.0761 | -88.807 | -130.4839 | -223.9377 | -392.1097 | 90.095 | 129.136 | 195.8133 | 297.3834 | 14.2725 | 23.171 | 51.1135 | 108.5167 | -120.1221 | -138.3643 | -177.5905 | -227.5635 | -16.8307 | -24.7437 | -44.6767 | -77.3328 | 4321.6458 | 4393.9146 | 4545.0966 | 4828.265
9 | 14 | 19 | 2156.41 | 2190.1259 | 2267.4427 | 2396.4723 | 2175.4021 | 2231.7971 | 2358.7596 | 2594.9636 | -77.454 | -117.0868 | -204.1231 | -351.1523 | 94.8906 | 135.568 | 204.4804 | 304.589 | 16.3232 | 27.2273 | 57.8878 | 115.938 | -0.0029378 | -0.0033719 | -0.0043111 | -0.005539 | -19.2386 | -27.9933 | -50.3797 | -87.5218 | 4346.3303 | 4439.6348 | 4634.0634 | 4973.2831
9 | 14 | 20 | 2188.5841 | 2227.2138 | 2309.2822 | 2442.3978 | 1935.9768 | 1986.165 | 2099.1539 | 2309.3612 | -67.2592 | -106.8997 | -185.3579 | -308.3082 | 104.3914 | 148.3083 | 222.8957 | 327.4174 | 17.1932 | 28.8859 | 61.3318 | 115.5732 | -0.0029378 | -0.0033719 | -0.0043111 | -0.005539 | -14.8029 | -21.7201 | -37.3691 | -61.4505 | 4164.0805 | 4261.9497 | 4469.9323 | 4824.9855
9 | 14 | 21 | 2275.3671 | 2316.484 | 2404.8239 | 2549.3291 | 1695.6199 | 1739.577 | 1838.5381 | 2022.6476 | -59.641 | -96.991 | -166.5928 | -268.6247 | 193.3088 | 273.9828 | 416.4782 | 613.7152 | 14.1503 | 25.2966 | 53.1902 | 99.064 | -0.0029378 | -0.0033719 | -0.0043111 | -0.005539 | -6.2029 | -11.6082 | -22.5603 | -33.3658 | 4112.5992 | 4246.7379 | 4523.8729 | 4982.7598
9 | 14 | 22 | 2233.9074 | 2276.559 | 2364.6918 | 2511.4023 | 1484.3591 | 1522.8395 | 1609.4708 | 1770.6417 | -52.5407 | -85.1422 | -146.3023 | -233.564 | 211.304 | 291.6851 | 438.661 | 644.8816 | 10.9405 | 19.7212 | 42.3762 | 80.831 | -0.0029378 | -0.0033719 | -0.0043111 | -0.005539 | -3.3634 | -7.3159 | -14.2297 | -17.8859 | 3884.604 | 4018.3433 | 4294.6636 | 4756.3012
9 | 14 | 23 | 2137.4864 | 2178.9609 | 2263.6114 | 2409.7746 | 1315.2608 | 1349.3575 | 1426.1197 | 1568.9301 | -45.1498 | -73.4588 | -124.6912 | -196.192 | 315.3059 | 422.8425 | 605.7524 | 866.0116 | 8.9481 | 16.5436 | 36.3221 | 67.7275 | -0.0029378 | -0.0033719 | -0.0043111 | -0.005539 | 6.3957 | 7.37 | 11.8349 | 24.4242 | 3738.2441 | 3901.6123 | 4218.945 | 4740.6705
9 | 14 | 24 | 2072.6761 | 2115.8869 | 2198.3715 | 2344.653 | 1186.7249 | 1217.4894 | 1286.75 | 1415.6039 | -38.4145 | -64.159 | -109.0536 | -167.4488 | 280.1266 | 371.8196 | 541.7903 | 786.1509 | 8.5423 | 15.7204 | 33.5874 | 61.2962 | -0.0029378 | -0.0033719 | -0.0043111 | -0.005539 | 8.0136 | 12.8092 | 22.0908 | 33.4479 | 3517.6661 | 3669.5631 | 3973.5321 | 4473.6975
9 | 15 | 1 | 1961.3613 | 2002.5364 | 2079.9686 | 2220.1583 | 1139.833 | 1169.3819 | 1235.9057 | 1359.6682 | -35.2457 | -58.9567 | -101.1965 | -151.7694 | 236.7389 | 318.0527 | 460.1705 | 661.3457 | 7.8976 | 14.6129 | 31.8979 | 55.497 | -0.0029378 | -0.0033719 | -0.0043111 | -0.005539 | 4.4737 | 7.2563 | 12.7035 | 18.8354 | 3315.0558 | 3452.8801 | 3719.4455 | 4163.7297
9 | 15 | 2 | 1868.8831 | 1908.2 | 1981.7593 | 2116.5271 | 1112.8542 | 1141.7038 | 1206.653 | 1327.4861 | -32.4419 | -54.3634 | -93.6209 | -141.8664 | 161.3585 | 216.9508 | 324.0133 | 473.0057 | 7.086 | 13.2211 | 28.5162 | 49.9387 | -0.0029378 | -0.0033719 | -0.0043111 | -0.005539 | 2.2179 | 3.163 | 5.4351 | 8.3247 | 3119.9549 | 3228.8719 | 3452.7516 | 3833.4104
9 | 15 | 3 | 1799.0365 | 1837.3206 | 1906.9302 | 2037.4814 | 1117.0208 | 1145.9784 | 1211.1708 | 1332.4563 | -31.3142 | -51.8144 | -88.968 | -133.2375 | 104.7711 | 144.9452 | 221.8829 | 333.7101 | 6.0356 | 11.683 | 24.601 | 43.2665 | -0.0029378 | -0.0033719 | -0.0043111 | -0.005539 | 1.5881 | 2.4332 | 4.1998 | 6.9004 | 2997.1349 | 3090.5427 | 3279.8124 | 3620.5716
9 | 15 | 4 | 1756.7665 | 1793.5912 | 1861.0159 | 1987.1128 | 1157.4641 | 1187.4701 | 1255.0229 | 1380.6997 | -30.8422 | -51.6491 | -88.968 | -133.2375 | 68.3819 | 98.023 | 155.9584 | 241.7649 | 5.8686 | 11.3987 | 24.601 | 42.1902 | -0.0029378 | -0.0033719 | -0.0043111 | -0.005539 | 1.322 | 2.1204 | 3.829 | 5.8074 | 2958.9581 | 3040.9509 | 3211.455 | 3524.332
9 | 15 | 5 | 1705.498 | 1740.7488 | 1804.364 | 1923.3703 | 1262.5284 | 1295.2581 | 1368.9427 | 1506.0274 | -31.8628 | -53.6413 | -93.9025 | -142.7158 | 42.9893 | 63.9647 | 109.7506 | 178.2301 | 7.086 | 13.6327 | 28.6407 | 49.0657 | -0.0029378 | -0.0033719 | -0.0043111 | -0.005539 | 1.3275 | 2.1204 | 3.8101 | 5.7461 | 2987.5635 | 3062.0801 | 3221.6014 | 3519.7183
9 | 15 | 6 | 1680.2419 | 1714.3398 | 1775.7291 | 1887.6042 | 1393.808 | 1429.9409 | 1511.2874 | 1662.6264 | -33.7531 | -60.0093 | -106.4125 | -159.6693 | 31.1951 | 46.2625 | 83.7999 | 145.37 | 9.8181 | 18.064 | 36.1975 | 62.8166 | -0.0029378 | -0.0033719 | -0.0043111 | -0.005539 | -0.1303 | -0.31278 | -0.38967 | -0.66275 | 3081.1767 | 3148.2817 | 3300.2075 | 3598.0797
9 | 15 | 7 | 1753.2043 | 1787.4928 | 1851.7917 | 1964.4754 | 1482.1493 | 1520.5724 | 1607.0747 | 1768.0057 | -38.7052 | -68.7 | -124.1387 | -188.5288 | 31.594 | 50.6881 | 81.6204 | 138.1644 | 13.8979 | 24.8674 | 48.368 | 82.0243 | -175.5176 | -201.0126 | -256.2044 | -328.9834 | -0.78453 | -1.1645 | -2.4178 | -3.5115 | 3065.8381 | 3112.7436 | 3206.0939 | 3431.6462
9 | 15 | 8 | 1805.2436 | 1839.3918 | 1903.1569 | 2009.8154 | 1743.4169 | 1788.6131 | 1890.3638 | 2079.663 | -46.2338 | -80.8793 | -144.9923 | -224.8635 | 43.3881 | 64.5012 | 104.8512 | 172.1567 | 15.912 | 28.0816 | 55.1424 | 94.5597 | -608.6825 | -698.4225 | -892.6064 | -1146.6117 | 4.9053 | 9.3334 | 16.6706 | 27.3078 | 2957.9496 | 2950.6193 | 2932.586 | 3012.0273
9 | 15 | 9 | 1846.2418 | 1880.5317 | 1944.0312 | 2045.6766 | 1962.2559 | 2013.1253 | 2127.648 | 2340.7087 | -54.7524 | -93.9459 | -168.9735 | -261.1983 | 58.0834 | 84.7463 | 134.5695 | 223.9569 | 18.2382 | 32.513 | 64.0557 | 109.387 | -1139.6916 | -1308.4157 | -1674.7632 | -2156.9671 | 15.6444 | 27.1511 | 48.9942 | 80.0102 | 2706.0197 | 2635.7059 | 2475.5619 | 2381.574
9 | 15 | 10 | 1945.3746 | 1980.5993 | 2048.3983 | 2150.4914 | 2119.5171 | 2174.4633 | 2298.1642 | 2528.3002 | -62.0363 | -103.9677 | -186.418 | -284.8939 | 71.6819 | 104.9914 | 169.9815 | 278.0216 | 18.644 | 33.4932 | 66.5304 | 114.5011 | -1519.6772 | -1745.0493 | -2233.6332 | -2874.8415 | 22.2247 | 35.6085 | 63.6258 | 103.6088 | 2595.7288 | 2480.1387 | 2226.6488 | 2015.1876
9 | 15 | 11 | 2049.0918 | 2086.1476 | 2158.4525 | 2264.1391 | 2220.9308 | 2278.506 | 2408.1257 | 2649.2732 | -68.7716 | -112.3279 | -200.4536 | -304.1588 | 87.7826 | 129.1257 | 206.1875 | 334.8424 | 18.5137 | 33.0816 | 66.793 | 115.0316 | -1772.5192 | -2035.5781 | -2605.8145 | -3353.6606 | 22.3713 | 27.9758 | 51.5514 | 84.183 | 2557.3994 | 2406.9307 | 2084.8421 | 1789.6499
9 | 15 | 12 | 2134.905 | 2172.7902 | 2248.8175 | 2359.5496 | 2273.2186 | 2332.1493 | 2464.8206 | 2711.6455 | -74.9278 | -117.1474 | -207.1185 | -311.9424 | 99.9756 | 145.4817 | 232.9323 | 373.855 | 15.9269 | 28.6503 | 59.7587 | 104.9759 | -2041.112 | -2342.2644 | -2994.2374 | -3847.6643 | 9.9084 | 10.4708 | 20.0247 | 32.522 | 2417.8946 | 2230.1304 | 1824.998 | 1422.9414
9 | 15 | 13 | 2275.5344 | 2315.811 | 2398.0168 | 2518.8933 | 2282.5192 | 2341.691 | 2474.9051 | 2722.7399 | -79.4078 | -119.9748 | -207.3234 | -314.5621 | 102.8767 | 148.8344 | 240.8054 | 384.3781 | 11.8471 | 21.289 | 48.498 | 87.0702 | -2010.9509 | -2307.8794 | -2950.6857 | -3791.8284 | 2.978 | 3.1454 | 6.2307 | 10.4355 | 2585.3966 | 2402.9168 | 2010.4468 | 1617.1264
9 | 15 | 14 | 2343.773 | 2384.5104 | 2469.4385 | 2595.7252 | 2282.8973 | 2342.0789 | 2475.3151 | 2723.1909 | -83.8878 | -124.4638 | -212.1814 | -319.6095 | 101.8892 | 147.9111 | 235.5334 | 368.1238 | 10.1655 | 18.3592 | 44.0738 | 80.4202 | -1847.2535 | -2120.3957 | -2711.817 | -3485.5787 | 0.67323 | 0.81648 | 1.3598 | 2.9573 | 2808.2569 | 2648.8167 | 2301.7222 | 1965.2293
9 | 15 | 15 | 2422.5308 | 2463.5856 | 2551.5395 | 2685.4697 | 2254.9837 | 2313.4418 | 2445.0489 | 2689.8938 | -87.0566 | -129.005 | -218.4364 | -329.0878 | 95.5079 | 138.3998 | 215.8168 | 333.5701 | 10.6433 | 19.4667 | 46.0368 | 84.8006 | -1550.1068 | -1779.504 | -2276.0053 | -2924.9116 | 0.0054293 | -0.43465 | -0.52632 | -0.54162 | 3146.5078 | 3025.9502 | 2763.4739 | 2539.1933
9 | 15 | 16 | 2471.9175 | 2512.5888 | 2601.3926 | 2746.3754 | 2188.1842 | 2244.9106 | 2372.619 | 2610.2109 | -88.6563 | -132.5456 | -227.614 | -343.3052 | 52.6091 | 76.8545 | 118.2481 | 177.5986 | 14.5697 | 25.7191 | 57.8932 | 104.7949 | -1124.3089 | -1290.9858 | -1651.5757 | -2121.9133 | -2.5518 | -3.1549 | -5.657 | -9.0641 | 3511.7635 | 3433.3866 | 3265.3063 | 3164.6973
9 | 15 | 17 | 2464.7056 | 2506.0547 | 2596.2167 | 2743.0001 | 2116.5278 | 2171.3965 | 2294.9229 | 2524.7344 | -86.7965 | -131.3799 | -227.1275 | -342.2639 | 55.909 | 78.861 | 123.9417 | 185.9365 | 16.2648 | 28.4919 | 62.4528 | 112.9013 | -598.0646 | -687.0498 | -879.3103 | -1129.0427 | -9.7645 | -12.8457 | -23.4059 | -37.5567 | 3958.7816 | 3953.5287 | 3947.6903 | 4057.7089
9 | 15 | 18 | 2454.2054 | 2496.647 | 2589.1219 | 2740.8314 | 1960.5486 | 2011.3737 | 2125.7968 | 2338.6721 | -80.4261 | -121.854 | -210.7986 | -319.8383 | 55.909 | 78.861 | 123.9417 | 185.9365 | 16.9095 | 29.3151 | 63.4952 | 112.4724 | -113.6402 | -130.8745 | -167.975 | -215.3721 | -16.8307 | -24.7437 | -44.6767 | -72.9609 | 4276.6756 | 4338.7247 | 4478.9052 | 4769.7412
9 | 15 | 19 | 2418.8361 | 2461.2159 | 2553.447 | 2703.1358 | 1919.4381 | 1969.1975 | 2081.2212 | 2289.6328 | -71.8004 | -110.2838 | -189.3818 | -283.0788 | 61.7112 | 86.6393 | 133.4029 | 194.2744 | 14.6416 | 25.8355 | 56.3229 | 100.2419 | -0.0029378 | -0.0033719 | -0.0043111 | -0.005539 | -19.2386 | -27.9933 | -50.3797 | -81.6643 | 4323.5851 | 4404.6077 | 4584.6281 | 4922.5363
9 | 15 | 20 | 2441.5457 | 2486.2308 | 2581.152 | 2735.5026 | 1760.4798 | 1806.1184 | 1908.8648 | 2100.0168 | -64.0445 | -100.9841 | -176.5902 | -263.6976 | 84.0129 | 116.5453 | 173.4607 | 245.5131 | 15.6066 | 27.3668 | 58.0151 | 102.1912 | -0.0029378 | -0.0033719 | -0.0043111 | -0.005539 | -14.8029 | -21.7201 | -37.3691 | -60.0874 | 4222.7947 | 4313.5537 | 4507.529 | 4859.4332
9 | 15 | 21 | 2412.6469 | 2459.9634 | 2554.6461 | 2710.9132 | 1587.6721 | 1628.8308 | 1721.4918 | 1893.8804 | -58.179 | -94.616 | -164.1567 | -246.7441 | 133.3026 | 187.0809 | 283.4135 | 413.2193 | 14.9619 | 26.2593 | 55.9275 | 99.128 | -0.0029378 | -0.0033719 | -0.0043111 | -0.005539 | -6.2029 | -11.6082 | -22.5603 | -36.3732 | 4084.1987 | 4195.9069 | 4428.7577 | 4834.018
9 | 15 | 22 | 2256.422 | 2301.8812 | 2390.9786 | 2541.6051 | 1420.7198 | 1457.5504 | 1540.4675 | 1694.7285 | -52.0993 | -85.5337 | -150.1212 | -223.1648 | 144.6078 | 200.3576 | 302.0824 | 441.6295 | 13.3387 | 24.0619 | 50.7182 | 90.4049 | -0.0029378 | -0.0033719 | -0.0043111 | -0.005539 | -3.3634 | -7.3159 | -14.2297 | -23.2993 | 3779.6226 | 3890.9981 | 4119.8915 | 4521.8984
9 | 15 | 23 | 2153.2397 | 2197.3802 | 2282.9567 | 2430.5967 | 1285.9568 | 1319.2938 | 1394.3458 | 1533.9743 | -45.836 | -73.8502 | -129.5491 | -192.4185 | 165.9029 | 226.3745 | 341.0084 | 502.8998 | 10.1289 | 18.6137 | 40.6867 | 71.2989 | -0.0029378 | -0.0033719 | -0.0043111 | -0.005539 | 6.3957 | 7.37 | 11.8349 | 17.2064 | 3575.785 | 3695.1787 | 3941.279 | 4363.552
9 | 15 | 24 | 2073.1035 | 2115.2111 | 2198.4923 | 2345.5067 | 1153.1732 | 1183.0679 | 1250.3703 | 1375.5812 | -39.6492 | -64.7157 | -111.0655 | -163.9837 | 280.1266 | 371.8196 | 541.7903 | 786.1509 | 8.3034 | 15.3088 | 33.8501 | 58.9667 | -0.0029378 | -0.0033719 | -0.0043111 | -0.005539 | 8.0136 | 12.8092 | 22.0908 | 33.4479 | 3483.0682 | 3633.4975 | 3935.5239 | 4435.6642
9 | 16 | 1 | 1960.0251 | 2000.555 | 2078.407 | 2218.9728 | 1111.9475 | 1140.7735 | 1205.6699 | 1326.4045 | -35.3222 | -58.1824 | -96.5435 | -147.0302 | 236.7389 | 318.0527 | 460.1705 | 661.3457 | 6.6802 | 13.0748 | 27.9936 | 51.7863 | -0.0029378 | -0.0033719 | -0.0043111 | -0.005539 | 4.4737 | 7.2563 | 12.7035 | 18.8354 | 3284.5402 | 3421.5266 | 3688.3967 | 4130.309
9 | 16 | 2 | 1857.8913 | 1896.503 | 1969.7149 | 2104.4458 | 1089.5835 | 1117.8298 | 1181.4209 | 1299.7273 | -32.4113 | -53.5891 | -88.968 | -135.5489 | 161.3585 | 216.9508 | 324.0133 | 473.0057 | 5.7017 | 10.9871 | 23.9539 | 43.9362 | -0.0029378 | -0.0033719 | -0.0043111 | -0.005539 | 2.2179 | 3.163 | 5.4351 | 8.3247 | 3084.3386 | 3191.8412 | 3415.5659 | 3793.8853
9 | 16 | 3 | 1776.2984 | 1813.0128 | 1882.5612 | 2010.988 | 1091.0014 | 1119.2844 | 1182.9583 | 1301.4186 | -31.3907 | -51.9275 | -85.8404 | -131.2344 | 104.7711 | 144.9452 | 221.8829 | 333.7101 | 5.7017 | 10.9871 | 23.4314 | 43.2665 | -0.0029378 | -0.0033719 | -0.0043111 | -0.005539 | 1.5881 | 2.4332 | 4.1998 | 6.9004 | 2947.9669 | 3038.7319 | 3229.1888 | 3565.0436
9 | 16 | 4 | 1722.3322 | 1757.9444 | 1824.6876 | 1948.0408 | 1125.9139 | 1155.102 | 1220.8135 | 1343.0646 | -30.9187 | -50.8749 | -82.9944 | -128.4983 | 68.3819 | 98.023 | 155.9584 | 241.7649 | 5.4628 | 10.2912 | 22.1263 | 40 | -0.0029378 | -0.0033719 | -0.0043111 | -0.005539 | 1.322 | 2.1204 | 3.829 | 5.8074 | 2892.4913 | 2972.6028 | 3144.4161 | 3450.1738
9 | 16 | 5 | 1667.2059 | 1700.7177 | 1764.6589 | 1881.3045 | 1201.4006 | 1232.5456 | 1302.6627 | 1433.1101 | -31.3907 | -52.867 | -89.2495 | -135.9735 | 42.9893 | 63.9647 | 109.7506 | 178.2301 | 6.6802 | 12.5251 | 25.3835 | 46.7738 | -0.0029378 | -0.0033719 | -0.0043111 | -0.005539 | 1.3275 | 2.1204 | 3.8101 | 5.7461 | 2888.2098 | 2959.0033 | 3117.012 | 3409.1856
9 | 16 | 6 | 1639.574 | 1672.3555 | 1733.7914 | 1846.1007 | 1280.0707 | 1313.2552 | 1387.9636 | 1526.953 | -33.0669 | -55.7465 | -97.03 | -150.191 | 31.1951 | 46.2625 | 83.7999 | 145.37 | 8.1949 | 15.0245 | 30.7283 | 53.751 | -0.0029378 | -0.0033719 | -0.0043111 | -0.005539 | -0.1303 | -0.31278 | -0.38967 | -0.66275 | 2925.8345 | 2990.8349 | 3138.8592 | 3421.3155
9 | 16 | 7 | 1742.2815 | 1778.117 | 1843.1666 | 1963.2217 | 1296.1425 | 1329.7436 | 1405.3901 | 1546.1245 | -35.6129 | -62.2798 | -111.347 | -171.8836 | 31.594 | 50.6881 | 81.6204 | 138.1644 | 11.1658 | 20.4361 | 40.424 | 70.6667 | -215.5332 | -246.8483 | -314.9923 | -405.7393 | -0.78453 | -1.1645 | -2.4178 | -3.5115 | 2829.2531 | 2868.6922 | 2941.8439 | 3137.043
9 | 16 | 8 | 1862.3673 | 1898.6872 | 1968.6101 | 2089.306 | 1475.9881 | 1514.2515 | 1600.3943 | 1760.6563 | -40.3071 | -71.6926 | -127.7527 | -198.7401 | 43.3881 | 64.5012 | 104.8512 | 172.1567 | 14.5425 | 26.4055 | 51.1027 | 88.6589 | -737.1583 | -845.3582 | -1079.9606 | -1388.8123 | 5.9803 | 9.3334 | 16.6043 | 27.3078 | 2624.8009 | 2596.128 | 2533.8492 | 2550.5332
9 | 16 | 9 | 2047.7194 | 2086.6108 | 2164.0086 | 2291.2036 | 1641.8495 | 1684.4127 | 1780.2356 | 1958.5067 | -46.601 | -84.594 | -149.6453 | -234.6501 | 58.0834 | 84.7463 | 134.5695 | 223.9569 | 18.8829 | 34.051 | 65.6206 | 114.742 | -1240.822 | -1423.6473 | -1819.7577 | -2339.6 | 17.6261 | 27.1511 | 46.5777 | 80.0102 | 2496.7383 | 2408.7307 | 2221.609 | 2094.1693
9 | 16 | 10 | 2202.4495 | 2243.5496 | 2326.8382 | 2460.0912 | 1783.2709 | 1829.5003 | 1933.5769 | 2127.2035 | -52.8643 | -94.7811 | -168.4104 | -263.3932 | 71.6819 | 104.9914 | 169.9815 | 278.0216 | 20.1003 | 35.7272 | 69.4004 | 122.1479 | -1629.2423 | -1869.5477 | -2389.7791 | -3070.9719 | 22.9088 | 35.6085 | 60.5706 | 103.6088 | 2418.3047 | 2285.0482 | 2002.178 | 1756.7079
9 | 16 | 11 | 2353.5988 | 2396.9978 | 2487.3058 | 2626.6861 | 1893.4541 | 1942.5398 | 2053.047 | 2258.6373 | -59.5997 | -103.0891 | -180.8439 | -280.2304 | 87.7826 | 129.1257 | 206.1875 | 334.8424 | 17.3682 | 32.1014 | 63.9311 | 115.9046 | -1889.0356 | -2168.0694 | -2772.2443 | -3563.1107 | 17.5012 | 27.9758 | 52.0696 | 84.183 | 2421.0697 | 2257.582 | 1909.4528 | 1576.9122
9 | 16 | 12 | 2506.3842 | 2552.1262 | 2649.3984 | 2796.8761 | 1962.3447 | 2013.2164 | 2127.7443 | 2340.8146 | -64.7353 | -109.4051 | -189.1108 | -285.2779 | 99.9756 | 145.4817 | 232.9323 | 373.855 | 12.861 | 25.4361 | 53.9754 | 98.1005 | -1948.2195 | -2236.844 | -2862.0179 | -3680.4207 | 6.488 | 10.4708 | 26.116 | 32.522 | 2575.0987 | 2400.4821 | 2039.0377 | 1676.4697
9 | 16 | 13 | 2674.2711 | 2723.2886 | 2828.132 | 2986.4736 | 1987.6613 | 2039.1893 | 2155.1947 | 2371.0139 | -69.1082 | -114.8336 | -200.2238 | -294.6398 | 102.8767 | 148.8344 | 240.8054 | 384.3781 | 11.0124 | 22.8081 | 51.8987 | 93.844 | -1919.238 | -2203.8219 | -2820.1992 | -3626.7543 | 1.8867 | 3.1454 | 7.2549 | 10.4355 | 2789.362 | 2618.6103 | 2262.8627 | 1924.7511
9 | 16 | 14 | 2789.1104 | 2840.6841 | 2950.3475 | 3116.8922 | 2006.4425 | 2058.4574 | 2175.5589 | 2393.4173 | -73.0397 | -119.3747 | -213.9778 | -306.0048 | 101.8892 | 147.9111 | 235.5334 | 368.1238 | 10.7871 | 22.9354 | 56.0738 | 95.9325 | -1768.5054 | -2030.7459 | -2598.617 | -3341.254 | 0.5565 | 0.81648 | 2.2257 | 2.9573 | 3067.2406 | 2920.6838 | 2607.1444 | 2330.0645
9 | 16 | 15 | 2890.1742 | 2944.2029 | 3058.5726 | 3234.6758 | 2003.5687 | 2055.5091 | 2172.4429 | 2389.9893 | -76.757 | -123.6375 | -225.4383 | -317.0614 | 95.5079 | 138.3998 | 215.8168 | 333.5701 | 11.3368 | 24.1702 | 61.1667 | 102.9473 | -1529.222 | -1755.7737 | -2246.124 | -2886.6639 | -0.38276 | -0.43465 | 0.29361 | -0.54162 | 3394.2259 | 3282.4361 | 3036.7302 | 2856.9156
9 | 16 | 16 | 2970.1631 | 3027.5402 | 3145.9508 | 3333.9404 | 1958.7315 | 2009.5095 | 2123.8265 | 2336.5045 | -79.3007 | -129.6141 | -235.9365 | -332.5489 | 52.6091 | 76.8545 | 118.2481 | 177.5986 | 14.2847 | 29.0118 | 71.9888 | 118.5988 | -1107.406 | -1271.7296 | -1627.1232 | -2090.2111 | -2.1446 | -3.1549 | -6.3267 | -9.0641 | 3806.937 | 3738.4174 | 3590.6278 | 3534.8182
9 | 16 | 17 | 2960.5091 | 3018.8616 | 3136.6921 | 3329.0171 | 1902.4683 | 1951.7878 | 2062.8211 | 2269.3901 | -78.5992 | -130.8843 | -242.8206 | -340.9858 | 55.909 | 78.861 | 123.9417 | 185.9365 | 17.6383 | 35.2168 | 83.458 | 136.1133 | -547.9024 | -630.0213 | -807.5117 | -1037.8375 | -8.3041 | -12.8457 | -28.7584 | -37.5567 | 4301.7192 | 4310.9758 | 4327.8221 | 4504.077
9 | 16 | 18 | 2920.8839 | 2979.5153 | 3096.731 | 3292.012 | 1770.2756 | 1816.1681 | 1919.4863 | 2111.7019 | -75.4281 | -127.7786 | -235.8742 | -337.2086 | 55.909 | 78.861 | 123.9417 | 185.9365 | 21.4209 | 41.2038 | 92.6312 | 151.7273 | -106.5526 | -122.7474 | -157.5277 | -201.5862 | -15.905 | -24.7437 | -46.667 | -72.9609 | 4570.6036 | 4640.4785 | 4792.7213 | 5129.6219
9 | 16 | 19 | 2852.6741 | 2909.3435 | 3023.9311 | 3211.2039 | 1758.8533 | 1804.4497 | 1907.1012 | 2098.0766 | -69.1342 | -117.5915 | -212.661 | -311.2013 | 61.7112 | 86.6393 | 133.4029 | 194.2744 | 20.6323 | 39.1458 | 84.5438 | 142.3191 | -0.0029378 | -0.0033719 | -0.0043111 | -0.005539 | -18.1826 | -27.9933 | -48.8968 | -81.6643 | 4606.5511 | 4693.9901 | 4887.4169 | 5253.0027
9 | 16 | 20 | 2870.2778 | 2926.5276 | 3044.405 | 3234.9102 | 1613.8783 | 1655.7164 | 1749.9068 | 1925.1409 | -62.6896 | -107.848 | -191.5364 | -283.0749 | 84.0129 | 116.5453 | 173.4607 | 245.5131 | 18.5544 | 35.2845 | 75.1512 | 129.061 | -0.0029378 | -0.0033719 | -0.0043111 | -0.005539 | -14.5314 | -21.7201 | -35.6453 | -60.0874 | 4509.4995 | 4604.5023 | 4815.7377 | 5191.4574
9 | 16 | 21 | 2746.635 | 2799.6742 | 2912.9526 | 3094.2733 | 1473.8837 | 1512.0926 | 1598.1125 | 1758.146 | -57.1584 | -97.2172 | -168.8863 | -251.0585 | 133.3026 | 187.0809 | 283.4135 | 413.2193 | 14.0553 | 27.494 | 59.3174 | 105.0288 | -0.0029378 | -0.0033719 | -0.0043111 | -0.005539 | -6.7459 | -11.6082 | -21.0773 | -36.3732 | 4303.9694 | 4417.513 | 4663.828 | 5083.2301
9 | 16 | 22 | 2509.914 | 2558.6047 | 2661.8477 | 2830.399 | 1337.4319 | 1372.1034 | 1450.1596 | 1595.3773 | -51.5508 | -87.3606 | -151.7233 | -223.1648 | 144.6078 | 200.3576 | 302.0824 | 441.6295 | 11.824 | 23.0627 | 50.5909 | 89.5319 | -0.0029378 | -0.0033719 | -0.0043111 | -0.005539 | -4.3135 | -7.3159 | -12.3761 | -23.2993 | 3947.9105 | 4059.4485 | 4300.5769 | 4710.468
9 | 16 | 23 | 2292.153 | 2338.1886 | 2431.0497 | 2588.6478 | 1222.8969 | 1254.5992 | 1325.9709 | 1458.7524 | -45.364 | -75.5119 | -128.3052 | -190.4155 | 168.8039 | 232.8066 | 350.4697 | 529.0457 | 9.187 | 17.9178 | 39.7147 | 71.1972 | -0.0029378 | -0.0033719 | -0.0043111 | -0.005539 | 5.0384 | 7.37 | 14.43 | 17.2064 | 3652.7123 | 3775.3669 | 4033.3254 | 4474.4285
9 | 16 | 24 | 2094.3984 | 2137.0015 | 2219.6257 | 2366.5836 | 1193.3768 | 1224.3138 | 1293.9626 | 1423.5388 | -39.1772 | -65.49 | -109.3351 | -163.9837 | 311.7203 | 418.0817 | 613.4083 | 903.1097 | 7.7307 | 15.3088 | 32.9403 | 59.8398 | -0.0029378 | -0.0033719 | -0.0043111 | -0.005539 | 8.0136 | 12.8092 | 22.0908 | 33.4479 | 3576.0597 | 3742.0216 | 4072.6883 | 4622.5305
9 | 17 | 1 | 1967.9555 | 2008.3029 | 2085.203 | 2225.0729 | 1150.8859 | 1180.7214 | 1247.8903 | 1372.8528 | -34.011 | -57.1298 | -95.223 | -147.0302 | 224.5458 | 301.6967 | 448.3269 | 668.5513 | 7.4918 | 14.6129 | 30.0703 | 54.624 | -0.0029378 | -0.0033719 | -0.0043111 | -0.005539 | 4.4737 | 7.2563 | 12.7035 | 18.8354 | 3321.3389 | 3455.457 | 3728.9667 | 4192.9007
9 | 17 | 2 | 1875.5001 | 1914.1619 | 1987.1134 | 2121.9252 | 1121.7021 | 1150.781 | 1216.2467 | 1338.0405 | -31.8628 | -51.8144 | -86.122 | -132.8128 | 139.6647 | 191.7437 | 296.2208 | 451.8012 | 6.2744 | 11.683 | 24.601 | 45.5583 | -0.0029378 | -0.0033719 | -0.0043111 | -0.005539 | 2.2179 | 3.163 | 5.4351 | 8.3247 | 3113.4935 | 3219.715 | 3443.4908 | 3832.8315
9 | 17 | 3 | 1815.2942 | 1852.7997 | 1922.2545 | 2052.8327 | 1137.371 | 1166.8561 | 1233.2362 | 1356.7314 | -30.7351 | -49.9875 | -82.9944 | -128.0736 | 84.4827 | 122.1572 | 197.858 | 316.3936 | 5.7017 | 10.9871 | 22.7734 | 42.1902 | -0.0029378 | -0.0033719 | -0.0043111 | -0.005539 | 1.5881 | 2.4332 | 4.1998 | 6.9004 | 3013.6996 | 3105.2425 | 3297.3232 | 3646.969
9 | 17 | 4 | 1751.7534 | 1787.4143 | 1853.4628 | 1975.8211 | 1236.2668 | 1268.3157 | 1340.4677 | 1474.7009 | -31.2836 | -51.6491 | -86.122 | -132.8128 | 49.5891 | 79.2479 | 138.6748 | 233.9185 | 6.2744 | 11.683 | 24.0785 | 44.5836 | -0.0029378 | -0.0033719 | -0.0043111 | -0.005539 | 1.322 | 2.1204 | 3.829 | 5.8074 | 3013.9193 | 3097.1288 | 3274.3865 | 3602.0131
9 | 17 | 5 | 1690.2401 | 1723.559 | 1784.2065 | 1894.9755 | 1447.8705 | 1485.405 | 1569.9067 | 1727.1157 | -33.5389 | -57.2951 | -98.632 | -152.1941 | 43.996 | 69.3239 | 126.8312 | 231.654 | 9.4123 | 17.2219 | 34.8925 | 60.4231 | -0.0029378 | -0.0033719 | -0.0043111 | -0.005539 | 1.3275 | 2.1204 | 3.8101 | 5.7461 | 3159.3044 | 3240.3318 | 3421.0107 | 3767.715
9 | 17 | 6 | 1640.5418 | 1670.8965 | 1725.816 | 1820.6928 | 1776.1821 | 1822.2277 | 1925.8906 | 2118.7475 | -39.1772 | -70.9707 | -128.3052 | -199.5855 | 70.6944 | 108.0811 | 186.6056 | 322.9584 | 17.8324 | 30.7272 | 59.5042 | 101.5744 | -0.0029378 | -0.0033719 | -0.0043111 | -0.005539 | -0.1303 | -0.31278 | -0.38967 | -0.66275 | 3465.9403 | 3560.6456 | 3769.1173 | 4163.7194
9 | 17 | 7 | 1664.8974 | 1693.374 | 1747.5485 | 1830.5101 | 2090.8688 | 2145.0724 | 2267.1012 | 2494.1267 | -47.1778 | -88.3522 | -164.3099 | -254.1438 | 120.2832 | 180.4839 | 299.8697 | 517.9425 | 25.3975 | 43.9116 | 82.7487 | 139.6625 | -190.0353 | -217.2872 | -276.326 | -355.1297 | -0.78453 | -1.1645 | -2.4178 | -3.5115 | 3663.4493 | 3756.0379 | 3954.2143 | 4369.4569
9 | 17 | 8 | 1669.7415 | 1695.9751 | 1746.4027 | 1814.7252 | 2476.9458 | 2541.158 | 2685.7194 | 2954.6649 | -57.2196 | -104.9074 | -192.9441 | -296.7959 | 167.5787 | 248.8737 | 409.6196 | 699.5685 | 25.7164 | 44.7538 | 84.7008 | 143.0306 | -661.662 | -757.5652 | -964.9584 | -1239.4092 | 5.9803 | 9.3334 | 16.6043 | 27.3078 | 3627.0812 | 3677.6214 | 3785.1443 | 4103.0917
9 | 17 | 9 | 1839.1186 | 1866.6347 | 1924.18 | 1992.0165 | 2723.821 | 2794.4331 | 2953.4028 | 3249.1539 | -65.7688 | -115.7035 | -208.8632 | -315.6363 | 187.1596 | 279.5637 | 460.44 | 788.1076 | 19.8614 | 35.4429 | 67.7596 | 116.3641 | -1072.891 | -1229.7549 | -1568.5454 | -2014.888 | 17.6261 | 27.1511 | 46.5777 | 80.0102 | 3648.9269 | 3657.7671 | 3674.9515 | 3895.1279
9 | 17 | 10 | 1987.1512 | 2016.5722 | 2079.525 | 2150.7654 | 2906.5526 | 2981.9019 | 3151.5363 | 3467.1283 | -72.5041 | -122.2368 | -218.1692 | -323.1115 | 179.0642 | 268.1697 | 444.4911 | 764.7174 | 12.861 | 24.1715 | 48.3572 | 86.4311 | -1479.861 | -1697.7966 | -2169.181 | -2788.1146 | 22.9088 | 35.6085 | 60.5706 | 103.6088 | 3556.1726 | 3506.3904 | 3397.1301 | 3461.4249
9 | 17 | 11 | 2157.5798 | 2189.9776 | 2259.307 | 2340.2706 | 3018.6965 | 3096.953 | 3273.1324 | 3600.9009 | -79.3465 | -130.5449 | -232.6912 | -341.9516 | 161.069 | 244.0355 | 409.0791 | 711.7852 | 10.1289 | 20.1707 | 42.7526 | 75.7057 | -1760.4343 | -2020.9115 | -2585.5617 | -3326.8799 | 17.5012 | 27.9758 | 52.0696 | 84.183 | 3525.1946 | 3427.6562 | 3218.0879 | 3144.0139
9 | 17 | 12 | 2287.8211 | 2321.9399 | 2395.8838 | 2481.9185 | 3132.3776 | 3213.5812 | 3396.3954 | 3736.5073 | -84.4822 | -137.026 | -245.1247 | -351.7383 | 155.8747 | 233.1779 | 389.616 | 677.793 | 8.2084 | 17.5062 | 39.1109 | 71.8934 | -1874.6935 | -2152.2493 | -2753.7288 | -3542.814 | 6.488 | 10.4708 | 26.116 | 32.522 | 3631.5941 | 3507.4007 | 3248.2686 | 3106.082
9 | 17 | 13 | 2491.7891 | 2529.7434 | 2613.1526 | 2712.2824 | 3177.3029 | 3259.671 | 3445.1072 | 3790.0971 | -89.3271 | -144.1684 | -257.8397 | -367.8424 | 145.975 | 221.9077 | 373.6671 | 641.0446 | 8.5192 | 18.3294 | 43.026 | 77.2484 | -1959.4005 | -2248.7341 | -2875.0649 | -3694.8828 | 1.8867 | 3.1454 | 7.2549 | 10.4355 | 3776.7452 | 3639.8945 | 3349.3033 | 3168.3827
9 | 17 | 14 | 2665.7492 | 2707.2336 | 2798.8041 | 2909.6824 | 3201.4093 | 3284.4024 | 3471.2455 | 3818.8528 | -93.7307 | -150.9802 | -270.5546 | -385.9496 | 137.0914 | 205.4434 | 342.8503 | 585.3749 | 9.7136 | 20.3873 | 47.2011 | 86.4534 | -1805.0457 | -2071.8808 | -2649.4314 | -3404.5885 | 0.5565 | 0.81648 | 2.2257 | 2.9573 | 4115.7437 | 3995.4222 | 3742.3405 | 3612.7826
9 | 17 | 15 | 2893.2191 | 2939.8743 | 3044.198 | 3172.9177 | 3155.5388 | 3237.3428 | 3421.5087 | 3764.1355 | -96.7158 | -155.852 | -278.1303 | -398.5846 | 123.0941 | 184.7856 | 308.2831 | 520.6984 | 10.9948 | 23.5528 | 52.1586 | 97.4196 | -1465.449 | -1683.1102 | -2155.2008 | -2774.0343 | -0.38276 | -0.43465 | 0.29361 | -0.54162 | 4620.2993 | 4546.1586 | 4393.111 | 4382.0107
9 | 17 | 16 | 3040.4659 | 3092.0135 | 3208.0829 | 3355.5814 | 2975.4021 | 3052.5362 | 3226.1889 | 3549.2565 | -98.1319 | -158.1748 | -280.7712 | -406.5969 | 69.9964 | 102.7219 | 162.7837 | 266.7878 | 12.9057 | 27.1298 | 58.6811 | 111.0202 | -1055.5115 | -1212.6731 | -1553.3517 | -1998.942 | -2.1446 | -3.1549 | -6.3267 | -9.0641 | 4942.9823 | 4900.3987 | 4815.287 | 4868.043
9 | 17 | 17 | 3140.1175 | 3195.6451 | 3322.3362 | 3486.5027 | 2693.4385 | 2763.263 | 2920.4595 | 3212.9117 | -95.9813 | -154.9039 | -271.9413 | -400.3919 | 75.7986 | 108.6175 | 168.4772 | 270.1053 | 13.6943 | 28.7938 | 59.8589 | 115.1109 | -478.088 | -550.9244 | -709.2197 | -916.1612 | -8.3041 | -12.8457 | -28.7584 | -37.5567 | 5340.6755 | 5377.6454 | 5461.2125 | 5730.5208
9 | 17 | 18 | 3194.3959 | 3253.2275 | 3387.1789 | 3569.7465 | 2313.8409 | 2373.8247 | 2508.8669 | 2760.1025 | -89.6109 | -148.0922 | -258.6632 | -385.1332 | 90.095 | 129.136 | 195.8133 | 297.3834 | 17.7958 | 35.0286 | 68.4609 | 131.8387 | -97.6704 | -112.5491 | -144.5239 | -185.1614 | -15.905 | -24.7437 | -46.667 | -72.9609 | 5412.9413 | 5505.8318 | 5710.4658 | 6115.8157
9 | 17 | 19 | 3192.5272 | 3252.3223 | 3386.0419 | 3576.025 | 2134.6841 | 2190.0235 | 2314.6095 | 2546.3924 | -78.9136 | -132.5897 | -232.3225 | -349.9561 | 94.8906 | 135.568 | 204.4804 | 304.589 | 20.1451 | 38.0979 | 71.5096 | 139.3464 | -0.0029378 | -0.0033719 | -0.0043111 | -0.005539 | -18.1826 | -27.9933 | -48.8968 | -81.6643 | 5345.1479 | 5455.4253 | 5695.4178 | 6134.7268
9 | 17 | 20 | 3214.5014 | 3275.6142 | 3409.4833 | 3609.6762 | 1909.7803 | 1959.2893 | 2070.7494 | 2278.1123 | -68.7976 | -119.4707 | -207.8654 | -318.3642 | 104.3914 | 148.3083 | 222.8957 | 327.4174 | 21.524 | 39.9514 | 74.6206 | 141.7886 | -0.0029378 | -0.0033719 | -0.0043111 | -0.005539 | -14.5314 | -21.7201 | -35.6453 | -60.0874 | 5166.8652 | 5281.969 | 5534.2339 | 5978.5374
9 | 17 | 21 | 3067.3094 | 3126.3378 | 3250.5974 | 3449.7101 | 1677.4545 | 1720.9407 | 1818.8416 | 2000.9787 | -61.7738 | -106.5692 | -186.3309 | -282.4583 | 193.3088 | 273.9828 | 416.4782 | 613.7152 | 19.5181 | 35.9804 | 68.4933 | 128.9747 | -0.0029378 | -0.0033719 | -0.0043111 | -0.005539 | -6.7459 | -11.6082 | -21.0773 | -36.3732 | 4889.0682 | 5039.061 | 5346.998 | 5874.5417
9 | 17 | 22 | 2821.3219 | 2876.2741 | 2990.1878 | 3179.4041 | 1466.8665 | 1504.8935 | 1590.5039 | 1749.7755 | -55.0385 | -93.2241 | -159.7853 | -244.9699 | 211.304 | 291.6851 | 438.661 | 644.8816 | 14.9388 | 28.0329 | 55.1424 | 103.8662 | -0.0029378 | -0.0033719 | -0.0043111 | -0.005539 | -4.3135 | -7.3159 | -12.3761 | -23.2993 | 4455.0763 | 4600.3423 | 4902.3294 | 5409.6527
9 | 17 | 23 | 2610.1449 | 2662.1405 | 2767.8189 | 2948.2722 | 1285.1866 | 1318.5037 | 1393.5107 | 1533.0556 | -46.2315 | -78.6089 | -134.5602 | -203.1669 | 318.6058 | 426.7316 | 618.7278 | 884.9519 | 12.0629 | 23.4743 | 45.6334 | 85.6332 | -0.0029378 | -0.0033719 | -0.0043111 | -0.005539 | 5.0384 | 7.37 | 14.43 | 17.2064 | 4184.8041 | 4359.6078 | 4705.5562 | 5265.9469
9 | 17 | 24 | 2432.6907 | 2482.1934 | 2582.0797 | 2752.4373 | 1188.6157 | 1219.4293 | 1288.8002 | 1417.8595 | -38.9936 | -65.0464 | -111.1421 | -167.5652 | 311.7203 | 418.0817 | 613.4083 | 903.1097 | 8.5423 | 16.9376 | 34.11 | 63.7913 | -0.0029378 | -0.0033719 | -0.0043111 | -0.005539 | 8.0136 | 12.8092 | 22.0908 | 33.4479 | 3910.5862 | 4084.4013 | 4429.3425 | 5003.075
9 | 18 | 1 | 2242.0637 | 2287.9188 | 2379.2715 | 2537.5893 | 1135.2382 | 1164.668 | 1230.9236 | 1354.1872 | -34.955 | -58.0693 | -101.1965 | -148.6086 | 224.5458 | 301.6967 | 448.3269 | 668.5513 | 8.0279 | 15.3088 | 31.8979 | 55.9411 | -0.0029378 | -0.0033719 | -0.0043111 | -0.005539 | 4.4737 | 7.2563 | 12.7035 | 18.8354 | 3579.3914 | 3718.7759 | 4001.9226 | 4486.4902
9 | 18 | 2 | 2110.6676 | 2154.1096 | 2239.3794 | 2390.0652 | 1114.8615 | 1143.7631 | 1208.8295 | 1329.8805 | -32.3348 | -53.476 | -90.2885 | -134.8159 | 139.6647 | 191.7437 | 296.2208 | 451.8012 | 5.7017 | 11.3987 | 24.4765 | 43.0632 | -0.0029378 | -0.0033719 | -0.0043111 | -0.005539 | 2.2179 | 3.163 | 5.4351 | 8.3247 | 3340.7755 | 3450.6987 | 3684.0485 | 4088.3134
9 | 18 | 3 | 2050.0434 | 2092.5428 | 2174.401 | 2320.1238 | 1131.5467 | 1160.8809 | 1226.9211 | 1349.7838 | -31.2071 | -50.7617 | -87.4425 | -130.0767 | 84.4827 | 122.1572 | 197.858 | 316.3936 | 5.4628 | 10.7028 | 23.1715 | 40.873 | -0.0029378 | -0.0033719 | -0.0043111 | -0.005539 | 1.5881 | 2.4332 | 4.1998 | 6.9004 | 3241.9136 | 3337.9518 | 3539.1046 | 3903.9923
9 | 18 | 4 | 1936.2112 | 1976.0792 | 2051.3151 | 2186.1822 | 1230.1053 | 1261.9945 | 1333.7868 | 1467.351 | -31.6791 | -52.4234 | -88.968 | -132.5045 | 49.5891 | 79.2479 | 138.6748 | 233.9185 | 5.4628 | 10.7028 | 22.6489 | 39.8983 | -0.0029378 | -0.0033719 | -0.0043111 | -0.005539 | 1.322 | 2.1204 | 3.829 | 5.8074 | 3191.0084 | 3277.718 | 3461.2824 | 3800.6474
9 | 18 | 5 | 1870.9408 | 1908.6991 | 1978.2677 | 2101.0689 | 1442.6869 | 1480.087 | 1564.2862 | 1720.9324 | -34.011 | -58.9567 | -102.7986 | -154.1971 | 43.996 | 69.3239 | 126.8312 | 231.654 | 9.8181 | 18.064 | 36.1975 | 62.6133 | -0.0029378 | -0.0033719 | -0.0043111 | -0.005539 | 1.3275 | 2.1204 | 3.8101 | 5.7461 | 3334.7554 | 3419.3344 | 3606.5899 | 3967.8122
9 | 18 | 6 | 1810.4591 | 1844.6026 | 1908.5509 | 2013.9412 | 1771.6301 | 1817.5577 | 1920.955 | 2113.3176 | -39.5421 | -71.9102 | -132.4717 | -201.5885 | 70.6944 | 108.0811 | 186.6056 | 322.9584 | 18.4771 | 32.2287 | 61.3318 | 103.7646 | -0.0029378 | -0.0033719 | -0.0043111 | -0.005539 | -0.1303 | -0.31278 | -0.38967 | -0.66275 | 3631.5853 | 3730.2438 | 3944.5777 | 4351.7251
9 | 18 | 7 | 1844.5209 | 1876.2406 | 1940.675 | 2036.5609 | 2069.4399 | 2123.0879 | 2243.8662 | 2468.5649 | -47.6499 | -90.1792 | -165.6305 | -256.1469 | 120.2832 | 180.4839 | 299.8697 | 517.9425 | 25.5495 | 43.9116 | 82.7487 | 139.5608 | -195.6995 | -224.0448 | -285.7642 | -368.1804 | -0.78453 | -1.1645 | -2.4178 | -3.5115 | 3815.6596 | 3908.3356 | 4113.347 | 4534.7903
9 | 18 | 8 | 1861.0449 | 1890.8928 | 1950.7483 | 2033.33 | 2454.0804 | 2517.6998 | 2660.9267 | 2927.3895 | -56.6711 | -105.2379 | -192.9441 | -294.06 | 167.5787 | 248.8737 | 409.6196 | 699.5685 | 25.3975 | 43.9116 | 83.3958 | 140.7388 | -704.6389 | -808.0344 | -1032.2515 | -1327.6549 | 5.9803 | 9.3158 | 16.6043 | 27.3078 | 3752.772 | 3797.4214 | 3896.0991 | 4206.6197
9 | 18 | 9 | 1987.1165 | 2018.3408 | 2081.4816 | 2163.0614 | 2715.9865 | 2786.3955 | 2944.908 | 3239.8084 | -65.2203 | -116.4255 | -208.9915 | -313.3248 | 187.1596 | 279.5637 | 460.44 | 788.1076 | 18.8829 | 33.6395 | 65.3607 | 110.8058 | -1161.9069 | -1333.5191 | -1705.5609 | -2194.4693 | 17.6261 | 25.6969 | 46.5777 | 80.0102 | 3699.6444 | 3693.6919 | 3684.2156 | 3873.9993
9 | 18 | 10 | 2139.4694 | 2171.6426 | 2240.9087 | 2327.19 | 2893.6879 | 2968.7037 | 3137.5873 | 3451.7824 | -72.4276 | -125.7861 | -221.9115 | -325.1145 | 179.0642 | 268.1697 | 444.4911 | 764.7174 | 13.1582 | 24.7402 | 50.1848 | 86.672 | -1530.796 | -1757.1154 | -2247.6035 | -2891.3591 | 22.9088 | 33.5882 | 60.5706 | 103.6088 | 3645.0649 | 3583.9429 | 3464.2274 | 3517.4969
9 | 18 | 11 | 2362.6298 | 2398.4518 | 2478.3036 | 2574.8803 | 3024.4621 | 3102.8681 | 3279.384 | 3607.7786 | -78.6144 | -136.0342 | -236.6385 | -339.6402 | 161.069 | 244.0355 | 409.0791 | 711.7852 | 9.4842 | 18.7897 | 41.461 | 71.1597 | -1773.3689 | -2035.7297 | -2604.0999 | -3349.2935 | 17.5012 | 28.688 | 52.0696 | 84.183 | 3723.1631 | 3621.0692 | 3419.559 | 3360.853
9 | 18 | 12 | 2593.5645 | 2633.8015 | 2723.5961 | 2832.9526 | 3114.2961 | 3195.0309 | 3376.7898 | 3714.9384 | -83.643 | -145.2296 | -249.2768 | -351.4299 | 155.8747 | 233.1779 | 389.616 | 677.793 | 7.2299 | 15.6229 | 35.4719 | 65.1572 | -1879.473 | -2157.568 | -2759.8369 | -3548.3818 | 6.488 | 13.7421 | 26.116 | 32.522 | 3914.3372 | 3788.5777 | 3542.4761 | 3423.5515
9 | 18 | 13 | 2803.9841 | 2848.8271 | 2947.1168 | 3069.2807 | 3181.4162 | 3263.891 | 3449.5672 | 3795.0037 | -88.7021 | -153.3724 | -260.3898 | -363.2197 | 145.975 | 221.9077 | 373.6671 | 641.0446 | 6.1713 | 13.6733 | 33.5956 | 64.0809 | -1859.7156 | -2135.1131 | -2731.4454 | -3511.7209 | 1.8867 | 3.9917 | 7.2549 | 10.4355 | 4191.0156 | 4063.8053 | 3819.3663 | 3704.9049
9 | 18 | 14 | 3050.4426 | 3101.0359 | 3209.9913 | 3349.4608 | 3203.5996 | 3286.6495 | 3473.6204 | 3821.4656 | -93.5776 | -160.5147 | -275.4643 | -383.7546 | 137.0914 | 205.4434 | 342.8503 | 585.3749 | 7.6045 | 15.4767 | 37.5107 | 73.2858 | -1761.0836 | -2021.7551 | -2586.1757 | -3324.5204 | 0.5565 | 1.0697 | 2.2257 | 2.9573 | 4544.6336 | 4427.4053 | 4204.5584 | 4124.2694
9 | 18 | 15 | 3332.4121 | 3390.4987 | 3512.3064 | 3675.0189 | 3146.3454 | 3227.911 | 3411.5404 | 3753.1689 | -96.8535 | -165.6648 | -282.7584 | -399.975 | 123.0941 | 184.7856 | 308.2831 | 520.6984 | 9.4435 | 18.2305 | 43.7733 | 86.5439 | -1474.4908 | -1693.0096 | -2165.9778 | -2783.8996 | -0.38276 | 0.22612 | 0.29361 | -0.54162 | 5039.5681 | 4962.9776 | 4827.4606 | 4851.014
9 | 18 | 16 | 3504.0284 | 3571.2658 | 3699.883 | 3885.479 | 2965.8206 | 3042.7063 | 3215.7998 | 3537.827 | -97.7975 | -167.0481 | -288.2453 | -408.7203 | 69.9964 | 102.7219 | 162.7837 | 266.7878 | 12.333 | 23.2184 | 53.0305 | 104.1823 | -1043.5373 | -1198.9329 | -1535.2272 | -1973.5904 | -2.1446 | -3.4677 | -6.3267 | -9.0641 | 5408.699 | 5370.4637 | 5301.6978 | 5402.9014
9 | 18 | 17 | 3583.851 | 3653.1082 | 3790.4839 | 3993.3999 | 2680.8214 | 2750.3188 | 2906.7789 | 3197.8611 | -94.703 | -162.9508 | -281.2223 | -402.94 | 75.7986 | 108.6175 | 168.4772 | 270.1053 | 14.1001 | 25.1491 | 57.2055 | 114.2755 | -546.562 | -628.0623 | -804.129 | -1032.5361 | -8.3041 | -16.0183 | -28.7584 | -37.5567 | 5705.002 | 5730.1622 | 5808.8359 | 6102.6091
9 | 18 | 18 | 3560.7926 | 3632.0175 | 3772.3543 | 3988.0085 | 2311.9012 | 2371.8347 | 2506.7637 | 2757.7887 | -88.2255 | -150.6585 | -260.3687 | -378.0866 | 90.095 | 129.136 | 195.8133 | 297.3834 | 15.8034 | 27.2192 | 60.0024 | 120.1763 | -84.8837 | -97.8779 | -125.814 | -161.2602 | -15.905 | -25.9081 | -46.667 | -72.9609 | 5789.578 | 5885.7629 | 6102.0839 | 6551.0492
9 | 18 | 19 | 3485.4091 | 3554.9629 | 3694.4714 | 3910.1095 | 2142.8518 | 2198.4029 | 2323.4657 | 2556.1354 | -77.421 | -131.3369 | -228.6071 | -337.0126 | 94.8906 | 135.568 | 204.4804 | 304.589 | 16.1237 | 27.1109 | 58.562 | 116.3265 | -0.0029378 | -0.0033719 | -0.0043111 | -0.005539 | -18.1826 | -27.1593 | -48.8968 | -81.6643 | 5643.6686 | 5757.5452 | 6003.4713 | 6468.4779
9 | 18 | 20 | 3404.7635 | 3472.5903 | 3611.3572 | 3828.1917 | 1915.2905 | 1964.9424 | 2076.724 | 2284.6853 | -67.5934 | -116.0518 | -202.4196 | -299.8324 | 104.3914 | 148.3083 | 222.8957 | 327.4174 | 15.9662 | 27.4142 | 58.5512 | 113.2103 | -0.0029378 | -0.0033719 | -0.0043111 | -0.005539 | -14.5314 | -20.8941 | -35.6453 | -60.0874 | 5358.284 | 5476.3058 | 5731.4589 | 6193.5794
9 | 18 | 21 | 3249.2097 | 3312.5168 | 3446.7196 | 3658.009 | 1678.2488 | 1721.7556 | 1819.7028 | 2001.9262 | -60.5697 | -104.4205 | -182.4871 | -272.247 | 193.3088 | 273.9828 | 416.4782 | 613.7152 | 15.6554 | 27.5238 | 57.6306 | 110.0079 | -0.0029378 | -0.0033719 | -0.0043111 | -0.005539 | -6.7459 | -10.5655 | -21.0773 | -36.3732 | 5069.1043 | 5220.7897 | 5536.9625 | 6075.0326
9 | 18 | 22 | 2954.5431 | 3012.5961 | 3135.0737 | 3332.5427 | 1466.4414 | 1504.4573 | 1590.0429 | 1749.2683 | -53.8344 | -92.6239 | -160.6711 | -239.9224 | 211.304 | 291.6851 | 438.661 | 644.8816 | 13.9603 | 24.3462 | 51.1162 | 96.257 | -0.0029378 | -0.0033719 | -0.0043111 | -0.005539 | -4.3135 | -6.2733 | -12.3761 | -23.2993 | 4588.0979 | 4734.1842 | 5041.8423 | 5559.7224
9 | 18 | 23 | 2707.4397 | 2761.0211 | 2873.784 | 3059.857 | 1289.3297 | 1322.7542 | 1398.003 | 1537.9977 | -46.0479 | -78.8351 | -137.0481 | -202.4339 | 318.6058 | 426.7316 | 618.7278 | 884.9519 | 12.5407 | 22.1122 | 46.554 | 84.8995 | -0.0029378 | -0.0033719 | -0.0043111 | -0.005539 | 5.0384 | 8.8297 | 14.43 | 17.2064 | 4286.9033 | 4462.6103 | 4814.4463 | 5382.4731
9 | 18 | 24 | 2541.4725 | 2592.4056 | 2697.3769 | 2877.8191 | 1186.2791 | 1217.0321 | 1286.2666 | 1415.0722 | -38.81 | -65.9338 | -114.9505 | -169.26 | 311.7203 | 418.0817 | 613.4083 | 903.1097 | 9.7231 | 17.5062 | 37.2426 | 66.324 | -0.0029378 | -0.0033719 | -0.0043111 | -0.005539 | 8.0136 | 12.8092 | 22.0908 | 33.4479 | 4018.3957 | 4191.8976 | 4541.4304 | 5126.5073
9 | 19 | 1 | 2346.91 | 2394.1424 | 2489.9907 | 2658.0711 | 1144.1694 | 1173.8307 | 1240.6076 | 1364.8409 | -34.2994 | -57.7388 | -97.7874 | -141.5581 | 224.5458 | 301.6967 | 448.3269 | 668.5513 | 6.5133 | 12.7905 | 27.2111 | 47.8877 | -0.0029378 | -0.0033719 | -0.0043111 | -0.005539 | 4.4737 | 7.2563 | 12.7035 | 18.8354 | 3692.3099 | 3831.9745 | 4121.0482 | 4616.6229
9 | 19 | 2 | 2230.4434 | 2275.8642 | 2366.4071 | 2526.8625 | 1121.3657 | 1150.4359 | 1215.8819 | 1337.6392 | -31.572 | -52.4234 | -90.2885 | -132.0798 | 139.6647 | 191.7437 | 296.2208 | 451.8012 | 5.7017 | 11.3987 | 23.9539 | 43.4057 | -0.0029378 | -0.0033719 | -0.0043111 | -0.005539 | 2.2179 | 3.163 | 5.4351 | 8.3247 | 3467.8183 | 3580.1788 | 3817.606 | 4235.9479
9 | 19 | 3 | 2135.5671 | 2179.0452 | 2264.7409 | 2418.0668 | 1138.7423 | 1168.263 | 1234.7232 | 1358.3672 | -31.1 | -51.536 | -87.161 | -130.0767 | 84.4827 | 122.1572 | 197.858 | 316.3936 | 6.2744 | 12.0946 | 25.3835 | 43.4057 | -0.0029378 | -0.0033719 | -0.0043111 | -0.005539 | 1.5881 | 2.4332 | 4.1998 | 6.9004 | 3335.5517 | 3432.4538 | 3639.7401 | 4013.0514
9 | 19 | 4 | 2051.6835 | 2093.0716 | 2174.0882 | 2317.7382 | 1233.1618 | 1265.1302 | 1337.1009 | 1470.9969 | -31.1 | -52.4234 | -90.2885 | -134.8159 | 49.5891 | 79.2479 | 138.6748 | 233.9185 | 6.4414 | 12.0946 | 26.166 | 44.2787 | -0.0029378 | -0.0033719 | -0.0043111 | -0.005539 | 1.322 | 2.1204 | 3.829 | 5.8074 | 3311.0948 | 3399.2379 | 3589.5662 | 3937.9184
9 | 19 | 5 | 1992.4204 | 2031.3726 | 2107.5781 | 2239.0418 | 1446.698 | 1484.2021 | 1568.6354 | 1725.7171 | -33.9039 | -58.9567 | -104.324 | -156.2002 | 43.996 | 69.3239 | 126.8312 | 231.654 | 10.76 | 19.4558 | 38.4096 | 64.8035 | -0.0029378 | -0.0033719 | -0.0043111 | -0.005539 | 1.3275 | 2.1204 | 3.8101 | 5.7461 | 3461.295 | 3547.5148 | 3740.9361 | 4110.7568
9 | 19 | 6 | 1935.0006 | 1970.8057 | 2040.8913 | 2155.605 | 1775.9309 | 1821.97 | 1925.6182 | 2118.4478 | -39.5421 | -71.745 | -131.1512 | -201.1638 | 70.6944 | 108.0811 | 186.6056 | 322.9584 | 18.2382 | 31.9444 | 60.8093 | 102.6883 | -0.0029378 | -0.0033719 | -0.0043111 | -0.005539 | -0.1303 | -0.31278 | -0.38967 | -0.66275 | 3760.1887 | 3860.74 | 4082.3793 | 4497.8674
9 | 19 | 7 | 1985.8688 | 2020.7757 | 2090.1302 | 2196.9897 | 2069.154 | 2122.7946 | 2243.5561 | 2468.2238 | -47.1013 | -89.1265 | -165.6305 | -258.1499 | 120.2832 | 180.4839 | 299.8697 | 517.9425 | 26.1222 | 45.4497 | 84.5763 | 141.751 | -150.0247 | -171.2686 | -217.0797 | -277.3965 | -0.78453 | -1.1645 | -2.4178 | -3.5115 | 4003.5177 | 4107.9441 | 4333.0042 | 4785.849
9 | 19 | 8 | 1970.4209 | 2002.5713 | 2067.1181 | 2158.1983 | 2456.4801 | 2520.1617 | 2663.5287 | 2930.252 | -57.0666 | -104.02 | -192.4576 | -296.063 | 167.5787 | 248.8737 | 409.6196 | 699.5685 | 25.5495 | 44.1959 | 84.1783 | 140.4338 | -675.8259 | -774.6939 | -988.8418 | -1270.899 | 5.9803 | 9.3158 | 16.6043 | 27.3078 | 3893.1171 | 3946.4045 | 4059.7496 | 4388.7984
9 | 19 | 9 | 2031.7972 | 2063.0341 | 2127.8016 | 2212.4014 | 2740.328 | 2811.3681 | 2971.3012 | 3268.8446 | -65.5087 | -114.9292 | -206.6981 | -315.4443 | 187.1596 | 279.5637 | 460.44 | 788.1076 | 20.1003 | 35.4429 | 68.3553 | 116.1984 | -1148.1832 | -1317.2756 | -1684.2007 | -2167.5944 | 17.6261 | 25.6969 | 46.5777 | 80.0102 | 3783.3194 | 3782.9008 | 3783.577 | 3982.5234
9 | 19 | 10 | 2148.27 | 2180.1868 | 2248.7236 | 2334.0555 | 2938.1954 | 3014.365 | 3185.8462 | 3504.8739 | -72.1369 | -122.3499 | -216.004 | -322.8031 | 179.0642 | 268.1697 | 444.4911 | 764.7174 | 13.3971 | 24.4559 | 49.5377 | 86.1637 | -1513.9206 | -1737.0617 | -2221.211 | -2858.3472 | 22.9088 | 33.5882 | 60.5706 | 103.6088 | 3715.778 | 3661.354 | 3551.9542 | 3612.269
9 | 19 | 11 | 2318.4922 | 2353.345 | 2429.1672 | 2521.9267 | 3063.2813 | 3142.6936 | 3321.4752 | 3654.0846 | -76.724 | -130.4927 | -227.117 | -331.0113 | 161.069 | 244.0355 | 409.0791 | 711.7852 | 9.4842 | 18.917 | 39.7688 | 69.7784 | -1772.4252 | -2034.9496 | -2604.9402 | -3354.7483 | 17.5012 | 28.688 | 52.0696 | 84.183 | 3720.6788 | 3622.2368 | 3419.5027 | 3355.9983
9 | 19 | 12 | 2463.9827 | 2501.2115 | 2583.2938 | 2682.1946 | 3167.8251 | 3249.9476 | 3434.8306 | 3778.7914 | -81.3877 | -138.0265 | -236.9094 | -343.1093 | 155.8747 | 233.1779 | 389.616 | 677.793 | 7.158 | 14.7699 | 34.4999 | 61.2808 | -1886.5558 | -2166.2586 | -2773.4515 | -3570.8888 | 6.488 | 13.7421 | 26.116 | 32.522 | 3833.385 | 3708.5639 | 3457.9955 | 3318.5837
9 | 19 | 13 | 2698.0922 | 2740.1009 | 2832.7537 | 2944.12 | 3241.8672 | 3325.9091 | 3515.1134 | 3867.1136 | -85.7606 | -144.3945 | -246.497 | -353.3205 | 145.975 | 221.9077 | 373.6671 | 641.0446 | 5.6216 | 12.8203 | 32.2878 | 57.3669 | -1883.5006 | -2163.2375 | -2770.2635 | -3566.5527 | 1.8867 | 3.9917 | 7.2549 | 10.4355 | 4124.1814 | 3997.0976 | 3744.3164 | 3600.2074
9 | 19 | 14 | 2813.9923 | 2858.8607 | 2957.6528 | 3076.0093 | 3272.695 | 3357.5361 | 3548.5396 | 3903.8871 | -89.22 | -150.5973 | -258.4439 | -367.8461 | 137.0914 | 205.4434 | 342.8503 | 585.3749 | 6.2663 | 14.3394 | 36.203 | 63.4933 | -1781.8296 | -2045.8814 | -2617.8428 | -3365.8697 | 0.5565 | 1.0697 | 2.2257 | 2.9573 | 4359.5519 | 4240.7705 | 4011.1847 | 3898.0061
9 | 19 | 15 | 3009.1646 | 3060.4386 | 3170.0383 | 3302.2147 | 3210.9882 | 3294.2297 | 3481.6318 | 3830.2792 | -90.7891 | -155.4692 | -265.2515 | -377.6329 | 123.0941 | 184.7856 | 308.2831 | 520.6984 | 7.1498 | 17.6619 | 42.4655 | 70.9369 | -1479.9411 | -1699.2812 | -2174.0487 | -2793.9879 | -0.38276 | 0.22612 | 0.29361 | -0.54162 | 4779.2838 | 4702.5916 | 4563.4121 | 4551.9669
9 | 19 | 16 | 3055.3471 | 3113.3726 | 3229.2541 | 3368.4993 | 3041.7156 | 3120.5689 | 3298.0918 | 3628.3597 | -90.3171 | -156.7394 | -268.9316 | -379.6361 | 69.9964 | 102.7219 | 162.7837 | 266.7878 | 9.3309 | 22.6497 | 51.9095 | 81.3197 | -1063.6931 | -1221.5889 | -1563.072 | -2007.8286 | -2.1446 | -3.4677 | -6.3267 | -9.0641 | 5020.2353 | 4977.5172 | 4903.7088 | 4948.4379
9 | 19 | 17 | 3115.1847 | 3176.3689 | 3298.1255 | 3452.7504 | 2758.8414 | 2830.3614 | 2991.375 | 3290.9286 | -87.0718 | -153.3032 | -263.0241 | -370.2739 | 75.7986 | 108.6175 | 168.4772 | 270.1053 | 10.7871 | 26.2092 | 58.432 | 88.6394 | -510.7493 | -587.2728 | -752.4294 | -965.9804 | -8.3041 | -16.0183 | -28.7584 | -37.5567 | 5354.4866 | 5384.9628 | 5472.1979 | 5728.6126
9 | 19 | 18 | 3098.6784 | 3161.5042 | 3286.3558 | 3455.9699 | 2378.4319 | 2440.0902 | 2578.9021 | 2837.151 | -80.3671 | -143.0029 | -248.5021 | -353.4371 | 90.095 | 129.136 | 195.8133 | 297.3834 | 13.5192 | 30.9425 | 65.4663 | 101.9615 | -81.2719 | -93.6929 | -120.2772 | -153.6443 | -15.905 | -25.9081 | -46.667 | -72.9609 | 5403.1805 | 5499.0689 | 5711.0912 | 6112.4235
9 | 19 | 19 | 3122.1632 | 3184.4217 | 3311.692 | 3492.0581 | 2190.2729 | 2247.0534 | 2374.8837 | 2612.7024 | -71.6343 | -124.8993 | -218.8289 | -319.1053 | 94.8906 | 135.568 | 204.4804 | 304.589 | 14.8669 | 30.5498 | 64.0259 | 106.0787 | -0.0029378 | -0.0033719 | -0.0043111 | -0.005539 | -18.1826 | -27.1593 | -48.8968 | -81.6643 | 5332.3737 | 5445.531 | 5687.352 | 6114.653
9 | 19 | 20 | 3095.8886 | 3156.8047 | 3283.9237 | 3473.2214 | 1946.2756 | 1996.7307 | 2110.3207 | 2321.6463 | -63.6642 | -111.5542 | -196.1788 | -291.5158 | 104.3914 | 148.3083 | 222.8957 | 327.4174 | 16.3816 | 31.2471 | 64.7244 | 112.2844 | -0.0029378 | -0.0033719 | -0.0043111 | -0.005539 | -14.5314 | -20.8941 | -35.6453 | -60.0874 | 5084.7385 | 5200.6391 | 5450.0361 | 5882.9608
9 | 19 | 21 | 2983.3127 | 3040.2969 | 3162.1609 | 3353.2793 | 1700.5925 | 1744.6786 | 1843.9299 | 2028.5793 | -58.6051 | -99.4269 | -175.1308 | -262.7727 | 193.3088 | 273.9828 | 416.4782 | 613.7152 | 15.2008 | 28.1899 | 59.0575 | 103.422 | -0.0029378 | -0.0033719 | -0.0043111 | -0.005539 | -6.7459 | -10.5655 | -21.0773 | -36.3732 | 4827.061 | 4977.1525 | 5285.414 | 5799.8444
9 | 19 | 22 | 2757.7392 | 2810.4152 | 2922.6981 | 3106.7167 | 1483.4389 | 1521.8955 | 1608.473 | 1769.5441 | -51.8698 | -89.405 | -155.1218 | -232.0264 | 211.304 | 291.6851 | 438.661 | 644.8816 | 13.1718 | 24.6007 | 52.0205 | 90.1153 | -0.0029378 | -0.0033719 | -0.0043111 | -0.005539 | -4.3135 | -6.2733 | -12.3761 | -23.2993 | 4409.4676 | 4552.9148 | 4854.3506 | 5355.9265
9 | 19 | 23 | 2545.9934 | 2595.9474 | 2699.2049 | 2874.9835 | 1307.8267 | 1341.7307 | 1418.0591 | 1560.0622 | -44.0068 | -75.7294 | -128.8577 | -193.6886 | 318.6058 | 426.7316 | 618.7278 | 884.9519 | 9.962 | 19.4369 | 41.0197 | 71.7806 | -0.0029378 | -0.0033719 | -0.0043111 | -0.005539 | 5.0384 | 8.8297 | 14.43 | 17.2064 | 4143.4165 | 4316.9434 | 4662.5794 | 5215.2905
9 | 19 | 24 | 2388.2615 | 2436.6248 | 2533.9544 | 2702.1031 | 1204.0187 | 1235.2316 | 1305.5014 | 1436.2332 | -37.7894 | -62.9412 | -108.2856 | -160.5146 | 311.7203 | 418.0817 | 613.4083 | 903.1097 | 7.3249 | 14.7402 | 31.5107 | 55.7379 | -0.0029378 | -0.0033719 | -0.0043111 | -0.005539 | 8.0136 | 12.8092 | 22.0908 | 33.4479 | 3881.5466 | 4054.5429 | 4398.1757 | 4970.1115
9 | 20 | 1 | 2186.7353 | 2231.3882 | 2319.338 | 2475.1856 | 1166.592 | 1196.8346 | 1264.9202 | 1391.5881 | -33.1717 | -55.7988 | -96.262 | -143.5612 | 224.5458 | 301.6967 | 448.3269 | 668.5513 | 7.086 | 13.0748 | 27.9936 | 48.091 | -0.0029378 | -0.0033719 | -0.0043111 | -0.005539 | 4.4737 | 7.2563 | 12.7035 | 18.8354 | 3556.2582 | 3694.4486 | 3977.0159 | 4458.6848
9 | 20 | 2 | 2122.9653 | 2166.6281 | 2251.8935 | 2403.8262 | 1131.3704 | 1160.7 | 1226.7299 | 1349.5735 | -31.0235 | -51.536 | -87.161 | -129.3437 | 139.6647 | 191.7437 | 296.2208 | 451.8012 | 5.4628 | 10.7028 | 22.6489 | 40.2409 | -0.0029378 | -0.0033719 | -0.0043111 | -0.005539 | 2.2179 | 3.163 | 5.4351 | 8.3247 | 3370.6547 | 3481.3982 | 3715.7629 | 4124.4173
9 | 20 | 3 | 2008.7171 | 2050.3559 | 2130.0261 | 2274.5595 | 1142.9886 | 1172.6194 | 1239.3274 | 1363.4325 | -30.003 | -50.5965 | -86.8794 | -129.3437 | 84.4827 | 122.1572 | 197.858 | 316.3936 | 6.0356 | 11.3987 | 23.9539 | 42.5327 | -0.0029378 | -0.0033719 | -0.0043111 | -0.005539 | 1.5881 | 2.4332 | 4.1998 | 6.9004 | 3213.8061 | 3308.3645 | 3508.4815 | 3874.4693
9 | 20 | 4 | 1956.2121 | 1995.9023 | 2072.3336 | 2209.7552 | 1238.5919 | 1270.7011 | 1342.9887 | 1477.4744 | -30.5515 | -52.4234 | -90.0069 | -132.0798 | 49.5891 | 79.2479 | 138.6748 | 233.9185 | 6.2744 | 12.0946 | 25.259 | 43.4057 | -0.0029378 | -0.0033719 | -0.0043111 | -0.005539 | 1.322 | 2.1204 | 3.829 | 5.8074 | 3221.4351 | 3307.6395 | 3493.074 | 3838.2759
9 | 20 | 5 | 1901.0519 | 1938.4684 | 2010.2288 | 2136.2712 | 1450.0877 | 1487.6797 | 1572.3108 | 1729.7606 | -33.3553 | -57.9041 | -102.517 | -155.7755 | 43.996 | 69.3239 | 126.8312 | 231.654 | 10.9989 | 19.4558 | 38.8076 | 66.1207 | -0.0029378 | -0.0033719 | -0.0043111 | -0.005539 | 1.3275 | 2.1204 | 3.8101 | 5.7461 | 3374.1036 | 3459.1407 | 3649.4673 | 4013.7716
9 | 20 | 6 | 1823.8583 | 1857.689 | 1922.3693 | 2029.7132 | 1782.4076 | 1828.6146 | 1932.6408 | 2126.1737 | -37.8659 | -71.5797 | -130.6647 | -198.8524 | 70.6944 | 108.0811 | 186.6056 | 322.9584 | 18.8829 | 32.9246 | 62.1143 | 105.0818 | -0.0029378 | -0.0033719 | -0.0043111 | -0.005539 | -0.1303 | -0.31278 | -0.38967 | -0.66275 | 3657.844 | 3755.4134 | 3972.6715 | 4384.4064
9 | 20 | 7 | 1833.585 | 1866.1081 | 1928.008 | 2022.8602 | 2080.2384 | 2134.1664 | 2255.5748 | 2481.446 | -45.9737 | -89.1265 | -165.3489 | -255.8385 | 120.2832 | 180.4839 | 299.8697 | 517.9425 | 27.1727 | 46.4299 | 87.3109 | 146.233 | -141.8222 | -162.4161 | -206.7363 | -264.4716 | -0.78453 | -1.1645 | -2.4178 | -3.5115 | 3872.6989 | 3974.4811 | 4196.2604 | 4644.6601
9 | 20 | 8 | 1773.0553 | 1800.8255 | 1855.4506 | 1932.1493 | 2498.1513 | 2562.9132 | 2708.7122 | 2979.9602 | -54.8113 | -102.8543 | -190.3691 | -291.3239 | 167.5787 | 248.8737 | 409.6196 | 699.5685 | 26.3611 | 45.4497 | 85.4833 | 144.0428 | -663.5743 | -761.4947 | -974.0049 | -1254.0006 | 5.9803 | 9.3158 | 16.6043 | 27.3078 | 3752.7413 | 3803.0288 | 3911.496 | 4237.704
9 | 20 | 9 | 1824.9113 | 1851.3085 | 1905.3795 | 1974.9301 | 2795.0988 | 2867.5587 | 3030.6884 | 3334.1788 | -62.4906 | -111.0492 | -199.7516 | -302.3805 | 187.1596 | 279.5637 | 460.44 | 788.1076 | 18.4771 | 32.9246 | 64.191 | 108.5515 | -1221.367 | -1401.1609 | -1790.4716 | -2300.6328 | 17.6261 | 25.6969 | 46.5777 | 80.0102 | 3559.4153 | 3544.8423 | 3517.0535 | 3682.7649
9 | 20 | 10 | 1891.0801 | 1916.9769 | 1972.4242 | 2038.8616 | 3014.6063 | 3092.7568 | 3268.6975 | 3596.0219 | -68.1289 | -116.643 | -204.6862 | -307.4281 | 179.0642 | 268.1697 | 444.4911 | 764.7174 | 11.4047 | 21.2782 | 43.5459 | 73.9333 | -1605.567 | -1842.274 | -2354.6864 | -3025.5394 | 22.9088 | 33.5882 | 60.5706 | 103.6088 | 3445.3681 | 3373.8527 | 3230.3568 | 3244.1754
9 | 20 | 11 | 1979.6363 | 2006.7222 | 2065.513 | 2132.509 | 3173.5612 | 3255.8324 | 3441.0501 | 3785.6337 | -72.9738 | -123.0111 | -214.2736 | -316.4815 | 161.069 | 244.0355 | 409.0791 | 711.7852 | 7.7307 | 16.1144 | 34.4972 | 61.1569 | -1849.2085 | -2122.5086 | -2714.5966 | -3490.6901 | 17.5012 | 28.688 | 52.0696 | 84.183 | 3417.3162 | 3305.8727 | 3073.3388 | 2968.0963
9 | 20 | 12 | 2118.5622 | 2148.2078 | 2212.8424 | 2284.1869 | 3284.7195 | 3369.8723 | 3561.5776 | 3918.2307 | -77.4539 | -129.5444 | -222.3356 | -330.5826 | 155.8747 | 233.1779 | 389.616 | 677.793 | 6.9191 | 14.2013 | 32.9322 | 56.0275 | -1988.8518 | -2282.5692 | -2918.663 | -3751.9433 | 6.488 | 13.7421 | 26.116 | 32.522 | 3506.2577 | 3367.0878 | 3082.0856 | 2886.2341
9 | 20 | 13 | 2282.6417 | 2315.4139 | 2387.3778 | 2466.3006 | 3367.4128 | 3454.7094 | 3651.2409 | 4016.8728 | -81.7503 | -135.1382 | -230.3977 | -337.6333 | 145.975 | 221.9077 | 373.6671 | 641.0446 | 5.3827 | 12.6632 | 30.073 | 52.2152 | -1967.1124 | -2257.8405 | -2887.3608 | -3711.5544 | 1.8867 | 3.9917 | 7.2549 | 10.4355 | 3754.4362 | 3615.7074 | 3331.8552 | 3137.681
9 | 20 | 14 | 2424.5435 | 2460.6242 | 2539.2311 | 2626.5217 | 3410.3637 | 3498.7737 | 3697.812 | 4068.1075 | -84.8884 | -140.2883 | -239.2171 | -350.8848 | 137.0914 | 205.4434 | 342.8503 | 585.3749 | 5.2158 | 13.4864 | 32.1606 | 52.8849 | -1799.6434 | -2065.7038 | -2641.6251 | -3394.965 | 0.5565 | 1.0697 | 2.2257 | 2.9573 | 4093.2391 | 3973.4053 | 3733.4374 | 3589.9964
9 | 20 | 15 | 2617.3375 | 2657.8339 | 2746.6003 | 2849.8988 | 3362.712 | 3449.8867 | 3646.1439 | 4011.2654 | -86.899 | -143.6638 | -244.9857 | -357.0861 | 123.0941 | 184.7856 | 308.2831 | 520.6984 | 5.0489 | 14.2906 | 34.3835 | 56.189 | -1452.7005 | -1668.3466 | -2135.3148 | -2746.0354 | -0.38276 | 0.22612 | 0.29361 | -0.54162 | 4568.2103 | 4495.0127 | 4355.4038 | 4334.3884
9 | 20 | 16 | 2701.9425 | 2745.9565 | 2841.1757 | 2959.55 | 3188.082 | 3270.7296 | 3456.7949 | 3802.9551 | -87.371 | -145.2123 | -247.6267 | -361.4004 | 69.9964 | 102.7219 | 162.7837 | 266.7878 | 6.744 | 17.7594 | 40.7706 | 64.28 | -1060.1599 | -1217.6092 | -1558.2601 | -2002.6116 | -2.1446 | -3.4677 | -6.3267 | -9.0641 | 4817.0894 | 4770.8781 | 4689.3112 | 4720.4969
9 | 20 | 17 | 2814.2107 | 2862.2397 | 2966.8018 | 3105.2788 | 2881.1352 | 2955.8256 | 3123.9766 | 3436.8087 | -84.9321 | -140.3928 | -240.6037 | -358.2397 | 75.7986 | 108.6175 | 168.4772 | 270.1053 | 7.8664 | 19.8173 | 44.683 | 71.8405 | -544.5631 | -625.5678 | -800.5219 | -1027.6287 | -8.3041 | -16.0183 | -28.7584 | -37.5567 | 5141.2117 | 5164.5212 | 5234.0546 | 5460.6083
9 | 20 | 18 | 2869.0711 | 2919.8467 | 3031.0415 | 3189.7373 | 2471.6194 | 2535.6935 | 2679.944 | 2948.3112 | -78.411 | -130.8148 | -224.4797 | -336.6634 | 90.095 | 129.136 | 195.8133 | 297.3834 | 9.8805 | 22.3356 | 49.5052 | 81.452 | -76.6045 | -88.2502 | -113.0899 | -144.1927 | -15.905 | -25.9081 | -46.667 | -72.9609 | 5269.7456 | 5362.0387 | 5572.0674 | 5963.0669
9 | 20 | 19 | 2878.0486 | 2930.7813 | 3044.6308 | 3211.6412 | 2263.7079 | 2322.3921 | 2454.5083 | 2700.3005 | -69.6345 | -117.087 | -202.792 | -302.4522 | 94.8906 | 135.568 | 204.4804 | 304.589 | 12.3737 | 25.1206 | 53.3364 | 91.0259 | -0.0029378 | -0.0033719 | -0.0043111 | -0.005539 | -18.1826 | -27.1593 | -48.8968 | -81.6643 | 5161.2007 | 5269.6125 | 5505.2629 | 5923.4345
9 | 20 | 20 | 2927.5831 | 2982.5393 | 3100.3842 | 3280.4053 | 2008.6061 | 2060.6771 | 2177.9048 | 2395.9982 | -62.0623 | -105.6818 | -186.1154 | -279.6058 | 104.3914 | 148.3083 | 222.8957 | 327.4174 | 14.628 | 28.1899 | 59.1929 | 101.5744 | -0.0029378 | -0.0033719 | -0.0043111 | -0.005539 | -14.5314 | -20.8941 | -35.6453 | -60.0874 | 4978.612 | 5093.1352 | 5338.6126 | 5765.6966
9 | 20 | 21 | 2846.652 | 2900.645 | 3015.9068 | 3198.068 | 1753.7509 | 1799.215 | 1901.5687 | 2091.9901 | -56.1967 | -98.5395 | -172.3614 | -259.1872 | 193.3088 | 273.9828 | 416.4782 | 613.7152 | 15.7369 | 30.0123 | 61.3318 | 104.8409 | -0.0029378 | -0.0033719 | -0.0043111 | -0.005539 | -6.7459 | -10.5655 | -21.0773 | -36.3732 | 4746.503 | 4894.7467 | 5201.8425 | 5713.0482
9 | 20 | 22 | 2689.4455 | 2742.1801 | 2851.4785 | 3030.6634 | 1528.0718 | 1567.6854 | 1656.8679 | 1822.7851 | -50.5585 | -86.6908 | -152.3524 | -228.8657 | 211.304 | 291.6851 | 438.661 | 644.8816 | 13.7445 | 25.9925 | 53.3256 | 91.6357 | -0.0029378 | -0.0033719 | -0.0043111 | -0.005539 | -4.3135 | -6.2733 | -12.3761 | -23.2993 | 4387.6909 | 4534.5758 | 4835.6003 | 5337.7953
9 | 20 | 23 | 2497.9235 | 2547.7471 | 2649.4663 | 2821.0598 | 1346.0452 | 1380.9399 | 1459.4989 | 1605.6517 | -43.244 | -74.0678 | -130.1782 | -193.3803 | 318.6058 | 426.7316 | 618.7278 | 884.9519 | 11.1074 | 21.6709 | 44.5991 | 76.9101 | -0.0029378 | -0.0033719 | -0.0043111 | -0.005539 | 5.0384 | 8.8297 | 14.43 | 17.2064 | 4135.4732 | 4311.8481 | 4656.5394 | 5212.394
9 | 20 | 24 | 2358.026 | 2405.6879 | 2501.4233 | 2667.1557 | 1229.5769 | 1261.4524 | 1333.2139 | 1466.7207 | -37.1338 | -62.9412 | -108.2856 | -162.5177 | 311.7203 | 418.0817 | 613.4083 | 903.1097 | 8.3034 | 15.7204 | 33.4629 | 58.5755 | -0.0029378 | -0.0033719 | -0.0043111 | -0.005539 | 8.0136 | 12.8092 | 22.0908 | 33.4479 | 3878.5036 | 4050.807 | 4395.3093 | 4966.4862
9 | 21 | 1 | 2135.0055 | 2178.6973 | 2264.1558 | 2415.8909 | 1173.0007 | 1203.4095 | 1271.8691 | 1399.2329 | -33.9344 | -55.0245 | -96.262 | -146.7219 | 224.5458 | 301.6967 | 448.3269 | 668.5513 | 7.4918 | 14.6129 | 29.9458 | 53.751 | -0.0029378 | -0.0033719 | -0.0043111 | -0.005539 | 4.4737 | 7.2563 | 12.7035 | 18.8354 | 3510.5802 | 3650.6448 | 3930.7348 | 4409.534
9 | 21 | 2 | 2029.1471 | 2070.9599 | 2151.9714 | 2296.9809 | 1147.0653 | 1176.8018 | 1243.7477 | 1368.2954 | -31.7862 | -50.5965 | -88.4049 | -132.5045 | 139.6647 | 191.7437 | 296.2208 | 451.8012 | 6.4414 | 12.3789 | 25.7815 | 46.8755 | -0.0029378 | -0.0033719 | -0.0043111 | -0.005539 | 2.2179 | 3.163 | 5.4351 | 8.3247 | 3292.7471 | 3404.4474 | 3634.7473 | 4039.7677
9 | 21 | 3 | 1949.748 | 1989.9701 | 2066.452 | 2205.8357 | 1156.8374 | 1186.8271 | 1254.3434 | 1379.9522 | -30.6586 | -49.657 | -85.2774 | -130.0767 | 84.4827 | 122.1572 | 197.858 | 316.3936 | 5.8686 | 11.3987 | 23.9539 | 43.7106 | -0.0029378 | -0.0033719 | -0.0043111 | -0.005539 | 1.5881 | 2.4332 | 4.1998 | 6.9004 | 3167.8632 | 3263.1261 | 3461.5254 | 3822.7103
9 | 21 | 4 | 1883.796 | 1922.3522 | 1994.5884 | 2125.5297 | 1251.8723 | 1284.3258 | 1357.3885 | 1493.3161 | -31.2071 | -50.5965 | -85.5589 | -130.5014 | 49.5891 | 79.2479 | 138.6748 | 233.9185 | 5.8686 | 11.3987 | 23.9539 | 42.1902 | -0.0029378 | -0.0033719 | -0.0043111 | -0.005539 | 1.322 | 2.1204 | 3.829 | 5.8074 | 3161.238 | 3248.845 | 3432.8715 | 3770.2549
9 | 21 | 5 | 1808.5266 | 1843.9881 | 1910.5548 | 2028.5572 | 1462.2049 | 1500.111 | 1585.4493 | 1744.2147 | -33.3553 | -56.9646 | -98.069 | -149.458 | 43.996 | 69.3239 | 126.8312 | 231.654 | 9.0065 | 16.526 | 33.4629 | 57.2583 | -0.0029378 | -0.0033719 | -0.0043111 | -0.005539 | 1.3275 | 2.1204 | 3.8101 | 5.7461 | 3291.7032 | 3375.1014 | 3562.0351 | 3917.9668
9 | 21 | 6 | 1732.2635 | 1764.3657 | 1824.1345 | 1924.6662 | 1785.0739 | 1831.35 | 1935.5319 | 2129.3543 | -38.5216 | -69.7528 | -127.7421 | -196.8494 | 70.6944 | 108.0811 | 186.6056 | 322.9584 | 17.7021 | 30.7272 | 58.5349 | 99.3842 | -0.0029378 | -0.0033719 | -0.0043111 | -0.005539 | -0.1303 | -0.31278 | -0.38967 | -0.66275 | 3567.0791 | 3664.455 | 3876.6709 | 4278.8454
9 | 21 | 7 | 1716.9484 | 1746.4701 | 1803.2466 | 1890.9214 | 2101.5193 | 2155.9989 | 2278.6494 | 2506.8313 | -46.5222 | -86.3601 | -160.9009 | -251.4077 | 120.2832 | 180.4839 | 299.8697 | 517.9425 | 25.1586 | 43.5 | 81.8416 | 137.3706 | -137.2036 | -156.9531 | -199.3772 | -254.4822 | -0.78453 | -1.1645 | -2.4178 | -3.5115 | 3779.3992 | 3881.9753 | 4100.9114 | 4543.6644
9 | 21 | 8 | 1674.1941 | 1700.3758 | 1750.2145 | 1819.1801 | 2510.4159 | 2575.4958 | 2722.0106 | 2994.5902 | -54.5229 | -100.0879 | -184.3955 | -287.7425 | 167.5787 | 248.8737 | 409.6196 | 699.5685 | 25.3975 | 43.9116 | 83.2712 | 140.7388 | -657.8979 | -753.7696 | -960.0434 | -1227.2564 | 5.9803 | 9.3158 | 16.6043 | 27.3078 | 3671.1458 | 3724.1151 | 3837.2812 | 4166.3864
9 | 21 | 9 | 1649.778 | 1673.8195 | 1719.7305 | 1775.3338 | 2822.1208 | 2895.2812 | 3059.988 | 3366.4124 | -62.8579 | -108.2828 | -195.0221 | -299.5322 | 187.1596 | 279.5637 | 460.44 | 788.1076 | 18.3101 | 32.2287 | 62.7614 | 108.5139 | -1222.9503 | -1403.0917 | -1793.3119 | -2305.2029 | 17.6261 | 25.6969 | 46.5777 | 80.0102 | 3409.1865 | 3395.2155 | 3361.1637 | 3513.6429
9 | 21 | 10 | 1721.7531 | 1745.9931 | 1793.1274 | 1844.955 | 3039.125 | 3117.9111 | 3295.2828 | 3625.2694 | -68.0241 | -114.4856 | -200.9955 | -306.5827 | 179.0642 | 268.1697 | 444.4911 | 764.7174 | 12.2163 | 22.3857 | 45.6334 | 80.9744 | -1560.7477 | -1791.4243 | -2291.174 | -2946.3648 | 22.9088 | 33.5882 | 60.5706 | 103.6088 | 3346.2956 | 3282.1379 | 3146.9358 | 3166.5775
9 | 21 | 11 | 1845.6853 | 1871.494 | 1923.1547 | 1978.0477 | 3179.6682 | 3262.0977 | 3447.6719 | 3792.9186 | -73.846 | -120.6885 | -208.4945 | -316.3693 | 161.069 | 244.0355 | 409.0791 | 711.7852 | 8.1365 | 16.526 | 35.1551 | 64.6907 | -1802.9046 | -2069.5232 | -2647.0412 | -3403.7428 | 17.5012 | 28.688 | 52.0696 | 84.183 | 3335.3097 | 3232.6294 | 3011.5948 | 2911.5131
9 | 21 | 12 | 1995.8027 | 2023.6839 | 2081.7581 | 2143.5844 | 3295.5659 | 3380.9999 | 3573.3383 | 3931.1691 | -78.4331 | -126.726 | -217.5189 | -328.8919 | 155.8747 | 233.1779 | 389.616 | 677.793 | 6.5133 | 14.4667 | 32.8185 | 59.7646 | -1908.1658 | -2190.5474 | -2802.21 | -3603.5435 | 6.488 | 13.7421 | 26.116 | 32.522 | 3473.6456 | 3348.7971 | 3083.918 | 2912.3976
9 | 21 | 13 | 2171.6243 | 2202.5445 | 2269.1682 | 2341.8877 | 3358.3886 | 3445.4513 | 3641.4561 | 4006.1082 | -83.0202 | -131.1019 | -225.0179 | -341.1062 | 145.975 | 221.9077 | 373.6671 | 641.0446 | 5.2158 | 13.4675 | 32.1714 | 56.1556 | -1932.1496 | -2217.6281 | -2835.824 | -3645.267 | 1.8867 | 3.9917 | 7.2549 | 10.4355 | 3667.9206 | 3538.6325 | 3262.8758 | 3069.2584
9 | 21 | 14 | 2357.0951 | 2391.6526 | 2467.6333 | 2553.2242 | 3391.7515 | 3479.679 | 3677.631 | 4045.9056 | -87.5308 | -137.9137 | -235.1579 | -358.0598 | 137.0914 | 205.4434 | 342.8503 | 585.3749 | 6.0274 | 16.5246 | 37.6515 | 63.7008 | -1773.0321 | -2035.1782 | -2602.7256 | -3345.2829 | 0.5565 | 1.0697 | 2.2257 | 2.9573 | 4031.959 | 3921.2774 | 3690.1084 | 3547.8201
9 | 21 | 15 | 2505.5837 | 2543.3267 | 2628.2681 | 2728.144 | 3352.3726 | 3439.2793 | 3634.933 | 3998.9318 | -89.8626 | -141.237 | -240.8499 | -367.9626 | 123.0941 | 184.7856 | 308.2831 | 520.6984 | 6.5051 | 18.0247 | 41.8266 | 69.0558 | -1477.9028 | -1696.6404 | -2170.0788 | -2788.8583 | -0.38276 | 0.22612 | 0.29361 | -0.54162 | 4419.4074 | 4347.7651 | 4202.6757 | 4159.4674
9 | 21 | 16 | 2632.2447 | 2674.5711 | 2770.647 | 2891.1806 | 3174.0417 | 3256.3253 | 3441.5711 | 3786.2069 | -89.7861 | -140.9587 | -243.2094 | -370.3905 | 69.9964 | 102.7219 | 162.7837 | 266.7878 | 7.3887 | 20.367 | 46.2615 | 74.7533 | -1054.8358 | -1211.1163 | -1549.1062 | -1989.9327 | -2.1446 | -3.4677 | -6.3267 | -9.0641 | 4736.905 | 4698.4427 | 4622.6211 | 4649.5414
9 | 21 | 17 | 2711.3088 | 2756.3429 | 2860.3211 | 2998.9621 | 2863.0876 | 2937.31 | 3104.4077 | 3415.2803 | -86.143 | -136.9134 | -235.224 | -357.8678 | 75.7986 | 108.6175 | 168.4772 | 270.1053 | 8.678 | 22.7283 | 50.0386 | 80.7934 | -489.3581 | -562.7976 | -721.4951 | -927.3951 | -8.3041 | -16.0183 | -28.7584 | -37.5567 | 5075.0679 | 5109.2695 | 5197.7672 | 5442.3215
9 | 21 | 18 | 2791.8284 | 2841.0319 | 2953.1246 | 3113.0438 | 2442.3133 | 2505.6277 | 2648.1678 | 2913.3529 | -79.6655 | -127.8311 | -220.9835 | -339.7567 | 90.095 | 129.136 | 195.8133 | 297.3834 | 11.2649 | 26.4637 | 56.4149 | 92.9376 | -69.3457 | -79.9446 | -102.6679 | -131.282 | -15.905 | -25.9081 | -46.667 | -72.9609 | 5170.5853 | 5268.5754 | 5483.2022 | 5872.718
9 | 21 | 19 | 2820.0539 | 2871.4485 | 2985.3827 | 3152.8529 | 2243.7652 | 2301.9324 | 2432.8847 | 2676.5115 | -69.8816 | -114.5991 | -200.1404 | -307.7364 | 94.8906 | 135.568 | 204.4804 | 304.589 | 14.2942 | 29.2853 | 61.0286 | 102.4474 | -0.0029378 | -0.0033719 | -0.0043111 | -0.005539 | -18.1826 | -27.1593 | -48.8968 | -81.6643 | 5084.9366 | 5196.4725 | 5434.7349 | 5846.9946
9 | 21 | 20 | 2772.0425 | 2824.332 | 2935.7899 | 3106.8144 | 1993.3646 | 2045.0405 | 2161.3787 | 2377.8172 | -62.5671 | -104.2466 | -182.1433 | -278.8768 | 104.3914 | 148.3083 | 222.8957 | 327.4174 | 15.3311 | 30.1206 | 62.0629 | 106.7902 | -0.0029378 | -0.0033719 | -0.0043111 | -0.005539 | -14.5314 | -20.8941 | -35.6453 | -60.0874 | 4808.0281 | 4922.6573 | 5164.3343 | 5579.8695
9 | 21 | 21 | 2704.4663 | 2756.3166 | 2863.445 | 3034.2922 | 1746.7084 | 1791.9899 | 1893.9327 | 2083.5893 | -56.9289 | -93.781 | -163.9413 | -250.8667 | 193.3088 | 273.9828 | 416.4782 | 613.7152 | 13.1718 | 25.7082 | 53.8481 | 93.2425 | -0.0029378 | -0.0033719 | -0.0043111 | -0.005539 | -6.7459 | -10.5655 | -21.0773 | -36.3732 | 4593.9776 | 4743.6477 | 5042.6811 | 5537.5939
9 | 21 | 22 | 2571.6335 | 2622.1511 | 2724.1476 | 2893.0176 | 1522.0313 | 1561.4883 | 1650.3183 | 1815.5796 | -50.8492 | -82.9849 | -142.6117 | -218.1173 | 211.304 | 291.6851 | 438.661 | 644.8816 | 9.962 | 20.1328 | 43.0341 | 76.3267 | -0.0029378 | -0.0033719 | -0.0043111 | -0.005539 | -4.3135 | -6.2733 | -12.3761 | -23.2993 | 4259.7651 | 4406.1958 | 4701.169 | 5188.3834
9 | 21 | 23 | 2368.6026 | 2416.0664 | 2510.8128 | 2671.589 | 1345.6711 | 1380.5562 | 1459.0933 | 1605.2055 | -44.0833 | -71.1361 | -122.3211 | -186.9464 | 315.3059 | 422.8425 | 605.7524 | 866.0116 | 8.3754 | 16.8279 | 36.1975 | 63.8929 | -0.0029378 | -0.0033719 | -0.0043111 | -0.005539 | 5.0384 | 8.8297 | 14.43 | 17.2064 | 3998.907 | 4173.9831 | 4503.9605 | 5036.9536
9 | 21 | 24 | 2260.3932 | 2306.3648 | 2397.7207 | 2557.3369 | 1212.065 | 1243.4865 | 1314.226 | 1445.8314 | -37.8965 | -62.1669 | -106.6835 | -160.9393 | 280.1266 | 371.8196 | 541.7903 | 786.1509 | 8.1365 | 15.7204 | 33.4629 | 59.4109 | -0.0029378 | -0.0033719 | -0.0043111 | -0.005539 | 8.0136 | 12.8092 | 22.0908 | 33.4479 | 3730.8355 | 3888.0302 | 4202.6028 | 4721.2331
9 | 22 | 1 | 2097.8163 | 2140.9559 | 2224.8367 | 2374.4587 | 1155.9361 | 1185.9026 | 1253.3662 | 1378.8771 | -35.2457 | -57.9041 | -99.3895 | -149.0333 | 236.7389 | 318.0527 | 460.1705 | 661.3457 | 7.6588 | 15.0245 | 31.2508 | 54.4207 | -0.0029378 | -0.0033719 | -0.0043111 | -0.005539 | 4.4737 | 7.2563 | 12.7035 | 18.8354 | 3467.3752 | 3609.2845 | 3882.934 | 4338.8987
9 | 22 | 2 | 1988.9326 | 2030.1789 | 2109.1738 | 2252.3409 | 1122.7085 | 1151.8135 | 1217.3379 | 1339.241 | -32.8833 | -54.2503 | -93.416 | -139.555 | 161.3585 | 216.9508 | 324.0133 | 473.0057 | 7.086 | 13.6327 | 28.5162 | 48.964 | -0.0029378 | -0.0033719 | -0.0043111 | -0.005539 | 2.2179 | 3.163 | 5.4351 | 8.3247 | 3249.4173 | 3361.4853 | 3591.056 | 3982.3157
9 | 22 | 3 | 1906.0886 | 1946.1664 | 2021.1061 | 2158.1807 | 1123.5522 | 1152.6791 | 1218.2527 | 1340.2474 | -31.3907 | -50.7617 | -88.6864 | -130.5014 | 104.7711 | 144.9452 | 221.8829 | 333.7101 | 6.0356 | 11.683 | 24.601 | 44.3804 | -0.0029378 | -0.0033719 | -0.0043111 | -0.005539 | 1.5881 | 2.4332 | 4.1998 | 6.9004 | 3110.6418 | 3207.1418 | 3401.3518 | 3752.912
9 | 22 | 4 | 1850.2399 | 1888.7346 | 1960.6438 | 2092.4424 | 1165.9687 | 1196.1952 | 1264.2444 | 1390.8447 | -31.3907 | -50.7617 | -87.161 | -130.5014 | 68.3819 | 98.023 | 155.9584 | 241.7649 | 5.8686 | 11.3987 | 23.9539 | 42.0885 | -0.0029378 | -0.0033719 | -0.0043111 | -0.005539 | 1.322 | 2.1204 | 3.829 | 5.8074 | 3060.3876 | 3145.7068 | 3321.4643 | 3642.441
9 | 22 | 5 | 1791.8041 | 1828.8849 | 1896.9628 | 2020.3753 | 1267.9676 | 1300.8383 | 1374.8404 | 1512.5157 | -31.8628 | -53.476 | -92.0955 | -139.9797 | 42.9893 | 63.9647 | 109.7506 | 178.2301 | 7.086 | 13.917 | 27.9936 | 48.964 | -0.0029378 | -0.0033719 | -0.0043111 | -0.005539 | 1.3275 | 2.1204 | 3.8101 | 5.7461 | 3079.3088 | 3156.2459 | 3321.2577 | 3625.8459
9 | 22 | 6 | 1740.5395 | 1775.7285 | 1840.047 | 1955.3094 | 1399.6699 | 1435.9549 | 1517.6435 | 1669.6189 | -34.3017 | -58.9567 | -104.6055 | -156.9332 | 31.1951 | 46.2625 | 83.7999 | 145.37 | 9.8181 | 17.9178 | 36.1975 | 62.6133 | -0.0029378 | -0.0033719 | -0.0043111 | -0.005539 | -0.1303 | -0.31278 | -0.38967 | -0.66275 | 3146.7877 | 3216.5908 | 3372.6883 | 3675.3102
9 | 22 | 7 | 1805.5576 | 1840.561 | 1907.1257 | 2024.2997 | 1485.4035 | 1523.911 | 1610.6033 | 1771.8876 | -38.9194 | -67.3169 | -122.0501 | -185.7927 | 31.594 | 50.6881 | 81.6204 | 138.1644 | 14.1367 | 24.8674 | 47.7209 | 81.821 | -162.3593 | -186.1982 | -238.4552 | -309.1551 | -0.78453 | -1.1645 | -2.4178 | -3.5115 | 3134.6286 | 3185.348 | 3284.1472 | 3517.7134
9 | 22 | 8 | 1876.623 | 1911.8044 | 1979.1095 | 2090.6858 | 1757.2521 | 1802.8069 | 1905.365 | 2096.1665 | -44.8483 | -79.4961 | -142.9038 | -216.9636 | 43.3881 | 64.5012 | 104.8512 | 172.1567 | 15.912 | 28.0816 | 54.6198 | 93.4834 | -670.3744 | -769.2563 | -984.2189 | -1268.8982 | 5.9803 | 9.3158 | 16.6043 | 27.8717 | 2983.9328 | 2967.7574 | 2933.427 | 2994.5022
9 | 22 | 9 | 1989.9162 | 2025.8782 | 2096.3373 | 2207.4679 | 1986.757 | 2038.2615 | 2154.2141 | 2369.9351 | -52.2699 | -90.6227 | -164.7964 | -252.8737 | 58.0834 | 84.7463 | 134.5695 | 223.9569 | 18.0713 | 32.513 | 63.4085 | 108.209 | -1244.6015 | -1427.5754 | -1824.3734 | -2346.7358 | 17.6261 | 25.6969 | 46.5777 | 76.3595 | 2773.5825 | 2688.8978 | 2505.9374 | 2386.319
9 | 22 | 10 | 2164.7149 | 2202.6758 | 2280.1321 | 2397.6936 | 2169.8897 | 2226.1418 | 2352.7826 | 2588.388 | -59.2194 | -101.4189 | -181.9594 | -278.5725 | 71.6819 | 104.9914 | 169.9815 | 278.0216 | 18.4771 | 33.2089 | 65.8833 | 112.4501 | -1630.2489 | -1870.3041 | -2390.7289 | -3074.9668 | 22.9088 | 33.5882 | 60.5706 | 98.6772 | 2758.2041 | 2628.8832 | 2356.6617 | 2121.6913
9 | 22 | 11 | 2373.2956 | 2414.8521 | 2501.4261 | 2629.6431 | 2274.837 | 2333.8097 | 2466.5754 | 2713.576 | -64.6434 | -109.6138 | -197.3155 | -299.8404 | 87.7826 | 129.1257 | 206.1875 | 334.8424 | 17.941 | 33.2089 | 66.4058 | 113.4248 | -1853.6021 | -2127.3791 | -2720.879 | -3500.265 | 17.5012 | 28.688 | 52.0696 | 84.6481 | 2853.1118 | 2702.6914 | 2374.47 | 2076.0289
9 | 22 | 12 | 2514.9063 | 2559.1067 | 2652.0559 | 2787.7705 | 2349.6378 | 2410.5497 | 2547.681 | 2802.8035 | -69.3071 | -116.095 | -203.7755 | -311.5138 | 99.9756 | 145.4817 | 232.9323 | 373.855 | 14.9483 | 28.7776 | 59.6315 | 103.8133 | -1941.6123 | -2228.6804 | -2850.9404 | -3667.7082 | 6.488 | 13.7421 | 26.116 | 41.7755 | 2975.0367 | 2812.8824 | 2463.7008 | 2130.7957
9 | 22 | 13 | 2739.9164 | 2788.5446 | 2892.6043 | 3042.7089 | 2363.2466 | 2424.5112 | 2562.4368 | 2819.0369 | -73.4222 | -120.4709 | -209.954 | -316.2529 | 102.8767 | 148.8344 | 240.8054 | 384.3781 | 10.4628 | 22.9354 | 49.9357 | 89.8591 | -1906.259 | -2188.242 | -2799.2253 | -3600.1741 | 1.8867 | 3.9917 | 7.2549 | 12.0228 | 3238.7079 | 3080.1044 | 2743.8579 | 2431.5786
9 | 22 | 14 | 3042.9879 | 3097.805 | 3217.2206 | 3386.8773 | 2360.353 | 2421.5426 | 2559.2993 | 2815.5852 | -76.1954 | -125.9515 | -217.5295 | -328.0425 | 101.8892 | 147.9111 | 235.5334 | 368.1238 | 8.3754 | 21.6519 | 48.517 | 86.3893 | -1680.5114 | -1929.7521 | -2469.8801 | -3177.7238 | 0.5565 | 1.0697 | 2.2257 | 3.5156 | 3757.4551 | 3634.2767 | 3375.3865 | 3154.725
9 | 22 | 15 | 3217.1127 | 3276.0617 | 3405.3234 | 3587.9315 | 2337.046 | 2397.6314 | 2534.0278 | 2787.7831 | -79.5478 | -132.0413 | -227.9511 | -343.8383 | 95.5079 | 138.3998 | 215.8168 | 333.5701 | 8.6862 | 24.2961 | 53.7344 | 97.3555 | -1400.6094 | -1608.5699 | -2059.0492 | -2648.605 | -0.38276 | 0.22612 | 0.29361 | 0.41909 | 4177.8128 | 4096.0038 | 3922.1958 | 3814.616
9 | 22 | 16 | 3311.176 | 3374.7622 | 3511.749 | 3701.3004 | 2262.3542 | 2321.0033 | 2453.0405 | 2698.6858 | -80.706 | -136.9652 | -238.1677 | -361.3289 | 52.6091 | 76.8545 | 118.2481 | 177.5986 | 12.5407 | 31.8929 | 67.9383 | 121.3014 | -996.5859 | -1144.8956 | -1465.9897 | -1885.2924 | -2.1446 | -3.4677 | -6.3267 | -9.0641 | 4559.2435 | 4519.1845 | 4440.4918 | 4443.2008
9 | 22 | 17 | 3279.0978 | 3341.4243 | 3478.7606 | 3670.3683 | 2182.32 | 2238.8943 | 2366.2605 | 2603.2157 | -79.2111 | -135.6864 | -237.4763 | -360.7124 | 55.909 | 78.861 | 123.9417 | 185.9365 | 14.0689 | 35.4889 | 74.0628 | 130.1791 | -519.6384 | -596.9882 | -764.0587 | -980.8664 | -8.3041 | -16.0183 | -28.7584 | -46.2281 | 4924.242 | 4945.9756 | 5012.7322 | 5201.8926
9 | 22 | 18 | 3160.3593 | 3220.8331 | 3353.5756 | 3544.9737 | 2016.9664 | 2069.2541 | 2186.9699 | 2405.971 | -73.4199 | -125.6646 | -220.1082 | -333.9723 | 55.909 | 78.861 | 123.9417 | 185.9365 | 14.8805 | 35.0773 | 73.6648 | 128.5347 | -67.113 | -77.4678 | -99.6797 | -127.6014 | -15.905 | -25.9081 | -46.667 | -76.0184 | 5091.6773 | 5174.9851 | 5371.6971 | 5727.8237
9 | 22 | 19 | 3049.659 | 3107.8966 | 3234.462 | 3420.1277 | 1972.8843 | 2024.0293 | 2139.1722 | 2353.387 | -65.3427 | -110.2752 | -191.1266 | -287.3138 | 61.7112 | 86.6393 | 133.4029 | 194.2744 | 12.7795 | 28.5704 | 60.8905 | 106.211 | -0.0029378 | -0.0033719 | -0.0043111 | -0.005539 | -18.1826 | -27.1593 | -48.8968 | -79.5285 | 5013.5058 | 5109.6977 | 5327.9 | 5707.1523
9 | 22 | 20 | 2979.1418 | 3036.7848 | 3159.7624 | 3346.667 | 1798.9525 | 1845.5884 | 1950.5802 | 2145.9096 | -59.4902 | -99.7574 | -172.8479 | -260.345 | 84.0129 | 116.5453 | 173.4607 | 245.5131 | 13.9834 | 27.6213 | 58.2723 | 101.7777 | -0.0029378 | -0.0033719 | -0.0043111 | -0.005539 | -14.5314 | -20.8941 | -35.6453 | -57.6424 | 4802.0659 | 4905.885 | 5133.5781 | 5521.8744
9 | 22 | 21 | 2836.8247 | 2892.2811 | 3007.6949 | 3190.5902 | 1618.976 | 1660.9462 | 1755.4341 | 1931.2217 | -55.6659 | -91.8408 | -159.2988 | -237.4986 | 133.3026 | 187.0809 | 283.4135 | 413.2193 | 13.7445 | 26.3865 | 54.6198 | 96.9531 | -0.0029378 | -0.0033719 | -0.0043111 | -0.005539 | -6.7459 | -10.5655 | -21.0773 | -33.9673 | 4540.4331 | 4664.285 | 4920.7818 | 5360.5129
9 | 22 | 22 | 2614.4726 | 2665.9783 | 2771.401 | 2945.3106 | 1449.6836 | 1487.2651 | 1571.8726 | 1729.2785 | -50.0582 | -83.6458 | -145.2633 | -216.2307 | 144.6078 | 200.3576 | 302.0824 | 441.6295 | 12.694 | 23.9048 | 50.5801 | 89.103 | -0.0029378 | -0.0033719 | -0.0043111 | -0.005539 | -4.3135 | -6.2733 | -12.3761 | -20.2918 | 4167.0833 | 4287.5833 | 4538.2925 | 4968.7936
9 | 22 | 23 | 2451.3768 | 2500.1663 | 2599.1921 | 2767.6393 | 1307.3369 | 1341.2282 | 1417.528 | 1559.4779 | -44.3434 | -71.9624 | -124.9727 | -187.3711 | 165.9029 | 226.3745 | 341.0084 | 502.8998 | 9.4842 | 18.3294 | 39.6416 | 69.8954 | -0.0029378 | -0.0033719 | -0.0043111 | -0.005539 | 5.0384 | 8.8297 | 14.43 | 21.4168 | 3894.7928 | 4022.9623 | 4286.823 | 4733.9526
9 | 22 | 24 | 2302.1383 | 2349.0659 | 2442.6821 | 2605.6811 | 1168.473 | 1198.7644 | 1266.9597 | 1393.8319 | -39.1772 | -63.55 | -109.0536 | -161.364 | 280.1266 | 371.8196 | 541.7903 | 786.1509 | 7.8976 | 15.0245 | 32.805 | 58.4363 | -0.0029378 | -0.0033719 | -0.0043111 | -0.005539 | 8.0136 | 12.8092 | 22.0908 | 33.4479 | 3727.469 | 3883.9301 | 4197.2699 | 4716.1785
9 | 23 | 1 | 2118.6564 | 2162.2245 | 2247.1678 | 2398.3645 | 1130.2828 | 1159.5842 | 1225.5506 | 1348.2761 | -33.4624 | -55.355 | -96.5435 | -142.4075 | 236.7389 | 318.0527 | 460.1705 | 661.3457 | 6.6802 | 12.7905 | 27.9936 | 48.1926 | -0.0029378 | -0.0033719 | -0.0043111 | -0.005539 | 4.4737 | 7.2563 | 12.7035 | 18.8354 | 3463.3667 | 3604.5497 | 3877.0383 | 4332.6014
9 | 23 | 2 | 1946.074 | 1986.2621 | 2063.59 | 2203.6768 | 1111.6528 | 1140.4712 | 1205.3504 | 1326.053 | -31.2071 | -51.6491 | -88.968 | -130.5014 | 161.3585 | 216.9508 | 324.0133 | 473.0057 | 5.8686 | 11.1144 | 23.9539 | 42.1902 | -0.0029378 | -0.0033719 | -0.0043111 | -0.005539 | 2.2179 | 3.163 | 5.4351 | 8.3247 | 3195.9617 | 3306.3091 | 3533.3705 | 3922.7436
9 | 23 | 3 | 1859.6148 | 1898.1644 | 1971.1781 | 2105.7931 | 1109.0433 | 1137.7941 | 1202.5209 | 1322.9402 | -30.1866 | -49.9875 | -85.8404 | -126.1869 | 104.7711 | 144.9452 | 221.8829 | 333.7101 | 5.8686 | 10.7028 | 23.4314 | 41.3172 | -0.0029378 | -0.0033719 | -0.0043111 | -0.005539 | 1.5881 | 2.4332 | 4.1998 | 6.9004 | 3050.6964 | 3144.0488 | 3337.3683 | 3684.4685
9 | 23 | 4 | 1793.1567 | 1830.4559 | 1899.7654 | 2028.6464 | 1144.0476 | 1173.7058 | 1240.4756 | 1364.6957 | -29.7145 | -49.1001 | -82.9944 | -125.7623 | 68.3819 | 98.023 | 155.9584 | 241.7649 | 5.4628 | 10.0069 | 22.1263 | 39.0253 | -0.0029378 | -0.0033719 | -0.0043111 | -0.005539 | 1.322 | 2.1204 | 3.829 | 5.8074 | 2982.6536 | 3065.2085 | 3239.156 | 3554.1719
9 | 23 | 5 | 1723.1742 | 1758.3237 | 1823.8068 | 1944.9942 | 1222.3917 | 1254.0809 | 1325.4231 | 1458.1497 | -30.7351 | -51.6491 | -89.2495 | -133.2375 | 42.9893 | 63.9647 | 109.7506 | 178.2301 | 6.4414 | 12.0946 | 25.3835 | 44.3804 | -0.0029378 | -0.0033719 | -0.0043111 | -0.005539 | 1.3275 | 2.1204 | 3.8101 | 5.7461 | 2965.586 | 3038.9319 | 3198.9203 | 3498.2574
9 | 23 | 6 | 1684.8226 | 1719.0977 | 1781.598 | 1897.1996 | 1301.0262 | 1334.7539 | 1410.6853 | 1551.9501 | -31.9699 | -54.6939 | -97.03 | -145.4518 | 31.1951 | 46.2625 | 83.7999 | 145.37 | 8.1949 | 15.0245 | 30.7283 | 52.6746 | -0.0029378 | -0.0033719 | -0.0043111 | -0.005539 | -0.1303 | -0.31278 | -0.38967 | -0.66275 | 2993.1356 | 3060.1285 | 3209.3875 | 3501.0742
9 | 23 | 7 | 1788.349 | 1824.2994 | 1891.6344 | 2013.4553 | 1314.9131 | 1349.0008 | 1425.7428 | 1568.5153 | -34.4088 | -61.2272 | -111.347 | -169.1475 | 31.594 | 50.6881 | 81.6204 | 138.1644 | 11.1658 | 20.1518 | 40.424 | 69.5904 | -162.2581 | -185.9821 | -237.8508 | -307.6783 | -0.78453 | -1.1645 | -2.4178 | -3.5115 | 2948.5704 | 2995.7662 | 3087.8059 | 3309.3882
9 | 23 | 8 | 1936.2691 | 1973.6485 | 2046.415 | 2171.0964 | 1509.0137 | 1548.1333 | 1636.2035 | 1800.0514 | -39.103 | -69.7526 | -127.7527 | -194.0009 | 43.3881 | 64.5012 | 104.8512 | 172.1567 | 14.5425 | 26.4055 | 51.1027 | 86.6079 | -726.4939 | -832.9749 | -1064.1341 | -1369.3594 | 5.8392 | 9.3158 | 16.6043 | 27.8717 | 2743.4557 | 2719.2766 | 2663.2898 | 2694.4236
9 | 23 | 9 | 2171.5806 | 2212.619 | 2294.182 | 2427.945 | 1706.3476 | 1750.5828 | 1850.17 | 2035.4443 | -44.7412 | -81.7666 | -149.6453 | -231.914 | 58.0834 | 84.7463 | 134.5695 | 223.9569 | 19.0498 | 33.6205 | 65.6206 | 112.0213 | -1239.0972 | -1421.2771 | -1816.2139 | -2335.5062 | 16.5403 | 25.6969 | 46.5777 | 76.3595 | 2687.7631 | 2604.2218 | 2425.2606 | 2308.3068
9 | 23 | 10 | 2365.6584 | 2409.7422 | 2499.5427 | 2639.0748 | 1882.8036 | 1931.6132 | 2041.4989 | 2245.9327 | -50.928 | -92.5627 | -168.4104 | -257.9211 | 71.6819 | 104.9914 | 169.9815 | 278.0216 | 20.1003 | 35.4429 | 69.4004 | 118.4526 | -1553.5449 | -1783.1837 | -2281.2368 | -2935.7651 | 21.7143 | 33.5882 | 60.5706 | 98.6772 | 2757.4855 | 2639.6316 | 2391.3469 | 2186.4727
9 | 23 | 11 | 2554.0634 | 2600.9503 | 2698.7941 | 2846.7023 | 2014.5987 | 2066.8251 | 2184.4026 | 2403.1467 | -57.1148 | -99.9834 | -180.8439 | -274.8746 | 87.7826 | 129.1257 | 206.1875 | 334.8424 | 17.7741 | 31.7074 | 63.9311 | 110.26 | -1783.5717 | -2047.5679 | -2620.1972 | -3372.3394 | 18.2288 | 28.688 | 52.0696 | 84.6481 | 2851.761 | 2709.7451 | 2404.3438 | 2132.3853
9 | 23 | 12 | 2806.7338 | 2857.8152 | 2967.0022 | 3128.8813 | 2109.2056 | 2163.8845 | 2286.9835 | 2515.9999 | -62.8296 | -107.2388 | -189.1108 | -284.9696 | 99.9756 | 145.4817 | 232.9323 | 373.855 | 13.6726 | 25.5634 | 53.9754 | 95.9632 | -1879.6637 | -2157.9202 | -2761.1543 | -3552.5333 | 8.8497 | 13.7421 | 26.116 | 41.7755 | 3095.9439 | 2941.3278 | 2616.7443 | 2318.9721
9 | 23 | 13 | 3069.7427 | 3125.8081 | 3247.1664 | 3425.5796 | 2151.4196 | 2207.1928 | 2332.7556 | 2566.3556 | -68.3301 | -115.5469 | -200.2238 | -303.8097 | 102.8767 | 148.8344 | 240.8054 | 384.3781 | 12.3968 | 24.0429 | 51.8987 | 92.0493 | -1852.5283 | -2126.9342 | -2721.5376 | -3500.7136 | 2.5599 | 3.9917 | 7.2549 | 12.0228 | 3418.1372 | 3267.3888 | 2958.1196 | 2675.862
9 | 23 | 14 | 3383.6185 | 3444.9774 | 3581.0291 | 3779.1883 | 2184.8937 | 2241.5347 | 2369.0511 | 2606.2858 | -73.8307 | -123.4113 | -213.9778 | -324.653 | 101.8892 | 147.9111 | 235.5334 | 368.1238 | 13.1134 | 25.8274 | 56.0738 | 99.7337 | -1774.2036 | -2036.3616 | -2603.959 | -3346.5607 | 0.69223 | 1.0697 | 2.2257 | 3.5156 | 3836.1728 | 3701.5473 | 3425.9764 | 3185.6335
9 | 23 | 15 | 3467.8985 | 3530.8118 | 3670.9185 | 3875.1805 | 2192.8938 | 2249.7423 | 2377.7256 | 2615.8289 | -78.0506 | -129.501 | -225.4383 | -342.7602 | 95.5079 | 138.3998 | 215.8168 | 333.5701 | 14.0105 | 27.8853 | 61.1667 | 108.4081 | -1469.8727 | -1687.2138 | -2157.6083 | -2772.5553 | -0.0027146 | 0.22612 | 0.29361 | 0.41909 | 4222.3848 | 4130.3504 | 3942.8746 | 3818.0911
9 | 23 | 16 | 3510.4953 | 3573.6636 | 3717.2716 | 3929.4432 | 2152.3393 | 2208.1364 | 2333.7529 | 2567.4527 | -80.5943 | -135.4777 | -235.9365 | -360.6754 | 52.6091 | 76.8545 | 118.2481 | 177.5986 | 17.4361 | 33.6963 | 71.9888 | 127.567 | -1032.6035 | -1185.6782 | -1516.9357 | -1949.4452 | -2.4757 | -3.4677 | -6.3267 | -9.0641 | 4617.2062 | 4567.7273 | 4482.0624 | 4482.8768
9 | 23 | 17 | 3381.7782 | 3443.9554 | 3582.6023 | 3789.567 | 2072.45 | 2126.176 | 2247.1299 | 2472.1555 | -80.9133 | -137.6874 | -242.8206 | -368.8041 | 55.909 | 78.861 | 123.9417 | 185.9365 | 21.1956 | 39.7917 | 83.458 | 145.9545 | -510.2209 | -586.1822 | -750.3691 | -963.7151 | -10.4595 | -16.0183 | -28.7584 | -46.2281 | 4929.7391 | 4948.8963 | 5015.1839 | 5214.8662
9 | 23 | 18 | 3275.8293 | 3337.2913 | 3472.9904 | 3678.8365 | 1907.9208 | 1957.3816 | 2068.7331 | 2275.8942 | -76.6911 | -133.6421 | -235.8742 | -360.5959 | 55.909 | 78.861 | 123.9417 | 185.9365 | 24.3334 | 45.3495 | 92.6312 | 160.2513 | -62.432 | -72.0627 | -92.7474 | -118.8581 | -16.5701 | -25.9081 | -46.667 | -76.0184 | 5108.2994 | 5187.2705 | 5383.0079 | 5745.446
9 | 23 | 19 | 3133.1058 | 3192.7861 | 3321.9447 | 3518.3785 | 1881.6607 | 1930.4407 | 2040.2596 | 2244.5693 | -68.9047 | -120.2448 | -212.661 | -325.4188 | 61.7112 | 86.6393 | 133.4029 | 194.2744 | 22.5745 | 41.7724 | 84.5438 | 145.8794 | -0.0029378 | -0.0033719 | -0.0043111 | -0.005539 | -17.7754 | -27.1593 | -48.8968 | -79.5285 | 5012.3692 | 5104.2311 | 5318.5889 | 5698.1487
9 | 23 | 20 | 3098.2366 | 3157.3607 | 3285.555 | 3484.8183 | 1716.0641 | 1760.5512 | 1860.7055 | 2047.0348 | -62.5366 | -107.9002 | -191.5364 | -288.6633 | 84.0129 | 116.5453 | 173.4607 | 245.5131 | 19.6999 | 36.8036 | 75.1512 | 130.0886 | -0.0029378 | -0.0033719 | -0.0043111 | -0.005539 | -13.9614 | -20.8941 | -35.6453 | -57.6424 | 4841.5127 | 4942.4631 | 5167.6864 | 5561.1435
9 | 23 | 21 | 2952.4346 | 3009.5083 | 3130.8576 | 3323.4036 | 1561.606 | 1602.0889 | 1693.2285 | 1862.7869 | -56.0919 | -97.4346 | -168.8863 | -254.3357 | 133.3026 | 187.0809 | 283.4135 | 413.2193 | 15.0338 | 28.6015 | 59.3174 | 104.8409 | -0.0029378 | -0.0033719 | -0.0043111 | -0.005539 | -6.2029 | -10.5655 | -21.0773 | -33.9673 | 4600.0792 | 4719.2762 | 4976.849 | 5415.9421
9 | 23 | 22 | 2663.2585 | 2715.3231 | 2823.5226 | 3000.2988 | 1417.2194 | 1453.9593 | 1536.6721 | 1690.5531 | -51.0328 | -86.5254 | -151.7233 | -226.0172 | 144.6078 | 200.3576 | 302.0824 | 441.6295 | 12.3968 | 23.8859 | 50.5909 | 89.4455 | -0.0029378 | -0.0033719 | -0.0043111 | -0.005539 | -3.7706 | -6.2733 | -12.3761 | -20.2918 | 4182.6761 | 4300.7238 | 4548.7644 | 4975.6123
9 | 23 | 23 | 2413.0828 | 2461.5708 | 2558.7853 | 2722.7325 | 1289.7054 | 1323.1396 | 1398.4104 | 1538.4459 | -43.7184 | -74.5114 | -128.3052 | -190.5319 | 168.8039 | 232.8066 | 350.4697 | 529.0457 | 9.5928 | 18.741 | 39.7147 | 69.7937 | -0.0029378 | -0.0033719 | -0.0043111 | -0.005539 | 5.8527 | 8.8297 | 14.43 | 21.4168 | 3843.3163 | 3970.5729 | 4233.5006 | 4690.8972
9 | 23 | 24 | 2159.8119 | 2203.6811 | 2289.5087 | 2436.2462 | 1263.3499 | 1296.1009 | 1369.8335 | 1507.0073 | -37.5316 | -63.7153 | -109.3351 | -162.097 | 311.7203 | 418.0817 | 613.4083 | 903.1097 | 7.8976 | 15.4361 | 32.9403 | 57.36 | -0.0029378 | -0.0033719 | -0.0043111 | -0.005539 | 8.0136 | 12.8092 | 22.0908 | 33.4479 | 3713.2588 | 3882.3902 | 4218.4422 | 4775.0685
9 | 24 | 1 | 2034.7286 | 2076.2568 | 2156.7769 | 2296.6763 | 1203.5832 | 1234.7848 | 1305.0292 | 1435.7136 | -32.6561 | -54.746 | -95.223 | -142.7158 | 224.5458 | 301.6967 | 448.3269 | 668.5513 | 7.4918 | 14.3286 | 30.0703 | 52.4338 | -0.0029378 | -0.0033719 | -0.0043111 | -0.005539 | 4.4737 | 7.2563 | 12.7035 | 18.8354 | 3442.1642 | 3579.5737 | 3857.6796 | 4329.4891
9 | 24 | 2 | 1937.2296 | 1977.3929 | 2053.3168 | 2187.8004 | 1171.2674 | 1201.6312 | 1269.9896 | 1397.1652 | -30.2937 | -50.927 | -86.122 | -128.923 | 139.6647 | 191.7437 | 296.2208 | 451.8012 | 6.0356 | 11.683 | 24.601 | 44.6853 | -0.0029378 | -0.0033719 | -0.0043111 | -0.005539 | 2.2179 | 3.163 | 5.4351 | 8.3247 | 3226.1184 | 3334.6836 | 3563.4371 | 3960.8483
9 | 24 | 3 | 1813.2489 | 1850.8486 | 1920.987 | 2047.1976 | 1181.7683 | 1212.4044 | 1281.3756 | 1409.6914 | -29.166 | -49.1001 | -82.9944 | -126.1869 | 84.4827 | 122.1572 | 197.858 | 316.3936 | 5.6297 | 10.7028 | 22.7734 | 40 | -0.0029378 | -0.0033719 | -0.0043111 | -0.005539 | 1.5881 | 2.4332 | 4.1998 | 6.9004 | 3057.5487 | 3149.4427 | 3344.1952 | 3693.9905
9 | 24 | 4 | 1764.8373 | 1800.5893 | 1867.3028 | 1987.2882 | 1282.1664 | 1315.4052 | 1390.236 | 1529.4529 | -30.2937 | -49.9875 | -86.122 | -130.9261 | 49.5891 | 79.2479 | 138.6748 | 233.9185 | 6.0356 | 11.3987 | 24.0785 | 42.3935 | -0.0029378 | -0.0033719 | -0.0043111 | -0.005539 | 1.322 | 2.1204 | 3.829 | 5.8074 | 3073.6539 | 3158.7707 | 3337.9949 | 3667.9289
9 | 24 | 5 | 1724.2333 | 1757.7915 | 1820.5839 | 1929.8563 | 1493.9108 | 1532.6389 | 1619.8276 | 1782.0357 | -32.9904 | -57.2951 | -98.632 | -149.8827 | 43.996 | 69.3239 | 126.8312 | 231.654 | 9.4123 | 17.2219 | 34.8925 | 59.5501 | -0.0029378 | -0.0033719 | -0.0043111 | -0.005539 | 1.3275 | 2.1204 | 3.8101 | 5.7461 | 3239.8865 | 3321.7982 | 3507.309 | 3858.954
9 | 24 | 6 | 1641.5139 | 1671.3265 | 1726.6981 | 1817.3417 | 1835.7926 | 1883.3835 | 1990.5255 | 2189.8548 | -38.1566 | -70.0833 | -128.3052 | -195.271 | 70.6944 | 108.0811 | 186.6056 | 322.9584 | 17.8324 | 30.7272 | 59.5042 | 100.7014 | -0.0029378 | -0.0033719 | -0.0043111 | -0.005539 | -0.1303 | -0.31278 | -0.38967 | -0.66275 | 3527.5434 | 3623.1188 | 3834.6342 | 4234.9171
9 | 24 | 7 | 1645.0252 | 1673.0008 | 1724.3418 | 1802.8544 | 2165.5566 | 2221.6963 | 2348.0841 | 2583.2191 | -47.2849 | -88.3522 | -164.3099 | -254.5685 | 120.2832 | 180.4839 | 299.8697 | 517.9425 | 25.3975 | 43.9116 | 82.7487 | 139.6625 | -179.4568 | -205.6992 | -262.9162 | -339.3072 | -0.78453 | -1.1645 | -2.4178 | -3.5115 | 3728.7362 | 3823.8767 | 4025.4003 | 4446.2914
9 | 24 | 8 | 1692.5845 | 1718.5395 | 1768.0811 | 1833.1317 | 2589.1836 | 2656.3054 | 2807.4173 | 3088.5494 | -57.0689 | -105.2379 | -192.9441 | -297.9538 | 167.5787 | 248.8737 | 409.6196 | 699.5685 | 25.9553 | 44.7538 | 84.7008 | 142.1576 | -629.7632 | -721.6413 | -920.416 | -1183.6091 | 5.8392 | 9.3158 | 16.6043 | 27.8717 | 3794.3092 | 3850.9088 | 3973.0629 | 4309.716
9 | 24 | 9 | 1842.7624 | 1869.8606 | 1923.5535 | 1985.0891 | 2908.2899 | 2983.6842 | 3153.42 | 3469.2006 | -66.5315 | -117.0866 | -208.8632 | -319.2217 | 187.1596 | 279.5637 | 460.44 | 788.1076 | 19.8614 | 35.4429 | 67.7596 | 115.491 | -1135.556 | -1301.0516 | -1658.5805 | -2129.3769 | 16.5403 | 25.6969 | 46.5777 | 76.3595 | 3772.526 | 3776.11 | 3784.3072 | 3985.6492
9 | 24 | 10 | 1929.347 | 1956.6938 | 2011.9845 | 2068.375 | 3181.5389 | 3264.0169 | 3449.7003 | 3795.1501 | -73.846 | -124.5073 | -218.1692 | -331.436 | 179.0642 | 268.1697 | 444.4911 | 764.7174 | 12.789 | 23.7599 | 48.3572 | 85.5581 | -1566.639 | -1798.2869 | -2300.3703 | -2959.1084 | 21.7143 | 33.5882 | 60.5706 | 98.6772 | 3683.9686 | 3623.4343 | 3496.5642 | 3521.9332
9 | 24 | 11 | 2105.089 | 2135.0574 | 2197.8007 | 2259.2363 | 3344.2182 | 3430.9135 | 3626.0913 | 3989.2048 | -80.2469 | -132.8675 | -232.6912 | -353.0124 | 161.069 | 244.0355 | 409.0791 | 711.7852 | 10.6297 | 20.455 | 42.7526 | 74.6294 | -1807.4901 | -2074.9718 | -2654.5002 | -3414.0501 | 18.2288 | 28.688 | 52.0696 | 84.6481 | 3751.4977 | 3651.3101 | 3440.6018 | 3352.4413
9 | 24 | 12 | 2264.6126 | 2296.5252 | 2365.1943 | 2432.2741 | 3479.6565 | 3569.8629 | 3772.9452 | 4150.7645 | -86.5103 | -141.1755 | -245.1247 | -371.8524 | 155.8747 | 233.1779 | 389.616 | 677.793 | 8.8762 | 18.0748 | 39.1109 | 71.8934 | -1962.231 | -2252.1449 | -2879.9258 | -3701.7629 | 8.8497 | 13.7421 | 26.116 | 41.7755 | 3869.1284 | 3738.0625 | 3467.932 | 3300.8852
9 | 24 | 13 | 2661.3496 | 2699.7918 | 2785.51 | 2876.376 | 3561.6524 | 3653.9844 | 3861.8523 | 4248.5746 | -92.0108 | -150.2579 | -257.8397 | -389.1141 | 145.975 | 221.9077 | 373.6671 | 641.0446 | 9.3539 | 19.1823 | 43.026 | 77.2484 | -1929.6376 | -2214.9378 | -2832.5706 | -3640.4808 | 2.5599 | 3.9917 | 7.2549 | 12.0228 | 4359.2424 | 4233.6623 | 3980.9001 | 3825.6716
9 | 24 | 14 | 2756.0908 | 2795.4535 | 2885.1688 | 2983.8866 | 3596.5267 | 3689.7628 | 3899.6661 | 4290.175 | -96.0494 | -156.7911 | -270.5546 | -410.3822 | 137.0914 | 205.4434 | 342.8503 | 585.3749 | 10.3094 | 21.113 | 47.2011 | 85.1362 | -1763.0014 | -2023.838 | -2588.4875 | -3326.6688 | 0.69223 | 1.0697 | 2.2257 | 3.5156 | 4641.6598 | 4532.2133 | 4318.0698 | 4211.0373
9 | 24 | 15 | 2943.8326 | 2986.2346 | 3083.9692 | 3201.0561 | 3547.6982 | 3639.6685 | 3846.722 | 4231.9292 | -99.3253 | -162.1066 | -278.1303 | -421.8637 | 123.0941 | 184.7856 | 308.2831 | 520.6984 | 11.3517 | 23.4553 | 52.1586 | 94.3411 | -1459.0727 | -1675.2068 | -2143.073 | -2754.4603 | -0.0027146 | 0.22612 | 0.29361 | 0.41909 | 5067.576 | 4997.0568 | 4870.2233 | 4872.1199
9 | 24 | 16 | 3153.6653 | 3200.9325 | 3308.2 | 3458.3243 | 3312.7297 | 3398.6086 | 3591.9487 | 3951.6431 | -99.1416 | -163.4899 | -280.7712 | -427.8729 | 69.9964 | 102.7219 | 162.7837 | 266.7878 | 12.9519 | 26.6208 | 58.6811 | 105.3073 | -1022.592 | -1174.3899 | -1502.8521 | -1931.2211 | -2.4757 | -3.4677 | -6.3267 | -9.0641 | 5425.1339 | 5387.5362 | 5331.6634 | 5413.9045
9 | 24 | 17 | 3268.7048 | 3320.5799 | 3436.8396 | 3610.2445 | 2974.8825 | 3052.0031 | 3225.6255 | 3548.6366 | -95.94 | -157.6178 | -271.9413 | -412.4976 | 75.7986 | 108.6175 | 168.4772 | 270.1053 | 13.5016 | 27.4615 | 59.8589 | 107.1062 | -499.0971 | -573.5379 | -734.4538 | -943.4349 | -10.4595 | -16.0183 | -28.7584 | -46.2281 | 5727.3908 | 5761.4881 | 5855.6477 | 6133.932
9 | 24 | 18 | 3206.9287 | 3260.4621 | 3379.969 | 3566.0468 | 2550.2391 | 2616.3513 | 2765.1903 | 3042.0939 | -88.5185 | -148.2049 | -258.6632 | -392.3834 | 90.095 | 129.136 | 195.8133 | 297.3834 | 16.7914 | 32.1772 | 68.4609 | 120.8572 | -50.8381 | -58.7165 | -75.5154 | -96.4182 | -16.5701 | -25.9081 | -46.667 | -76.0184 | 5708.1275 | 5805.297 | 6028.5877 | 6461.5612
9 | 24 | 19 | 3135.7282 | 3190.3617 | 3310.8544 | 3496.0612 | 2339.7522 | 2400.4077 | 2536.9621 | 2791.0112 | -77.242 | -131.876 | -232.3225 | -352.8919 | 94.8906 | 135.568 | 204.4804 | 304.589 | 18.4242 | 34.835 | 71.5096 | 124.8575 | -0.0029378 | -0.0033719 | -0.0043111 | -0.005539 | -17.7754 | -27.1593 | -48.8968 | -79.5285 | 5493.7747 | 5602.1338 | 5842.5829 | 6284.0929
9 | 24 | 20 | 3124.0452 | 3180.7682 | 3303.5463 | 3492.0547 | 2084.9714 | 2139.0221 | 2260.7068 | 2487.0919 | -67.4144 | -116.5387 | -207.8654 | -315.4035 | 104.3914 | 148.3083 | 222.8957 | 327.4174 | 20.1139 | 36.8157 | 74.6206 | 129.061 | -0.0029378 | -0.0033719 | -0.0043111 | -0.005539 | -13.9614 | -20.8941 | -35.6453 | -57.6424 | 5252.1433 | 5367.4781 | 5618.2543 | 6062.5736
9 | 24 | 21 | 2968.5948 | 3024.1789 | 3143.2461 | 3324.0093 | 1815.4578 | 1862.5216 | 1968.4767 | 2165.5982 | -59.6585 | -104.8552 | -186.3309 | -280.7675 | 193.3088 | 273.9828 | 416.4782 | 613.7152 | 18.4187 | 34.2068 | 68.4933 | 120.1986 | -0.0029378 | -0.0033719 | -0.0043111 | -0.005539 | -6.2029 | -10.5655 | -21.0773 | -33.9673 | 4929.9157 | 5079.4659 | 5389.2818 | 5908.781
9 | 24 | 22 | 2766.2887 | 2819.6542 | 2931.5294 | 3104.8937 | 1580.9155 | 1621.8991 | 1714.1657 | 1885.8206 | -52.9232 | -91.2318 | -159.7853 | -240.543 | 211.304 | 291.6851 | 438.661 | 644.8816 | 14.2453 | 26.6709 | 55.1424 | 95.5343 | -0.0029378 | -0.0033719 | -0.0043111 | -0.005539 | -3.7706 | -6.2733 | -12.3761 | -20.2918 | 4516.0568 | 4662.4008 | 4967.3328 | 5470.29
9 | 24 | 23 | 2538.5172 | 2588.2476 | 2690.9265 | 2856.0812 | 1392.9022 | 1429.0117 | 1510.3053 | 1661.5459 | -44.4811 | -77.3909 | -134.5602 | -202.3215 | 318.6058 | 426.7316 | 618.7278 | 884.9519 | 11.6802 | 22.2395 | 45.6334 | 79.9357 | -0.0029378 | -0.0033719 | -0.0043111 | -0.005539 | 5.8527 | 8.8297 | 14.43 | 21.4168 | 4223.0741 | 4397.6658 | 4745.4584 | 5301.6044
9 | 24 | 24 | 2357.3171 | 2404.6457 | 2498.4826 | 2658.2526 | 1269.2808 | 1302.1856 | 1376.2643 | 1514.0822 | -37.5316 | -63.7153 | -111.1421 | -164.1001 | 311.7203 | 418.0817 | 618.8482 | 903.1097 | 8.4704 | 16.1144 | 34.11 | 59.4109 | -0.0029378 | -0.0033719 | -0.0043111 | -0.005539 | 8.0136 | 12.8092 | 22.0908 | 33.4479 | 3917.2677 | 4090.1179 | 4438.6495 | 5004.1977
9 | 25 | 1 | 2181.1513 | 2225.4676 | 2313.3818 | 2462.3901 | 1199.3311 | 1230.4225 | 1300.4188 | 1430.6415 | -34.483 | -58.0693 | -93.211 | -149.458 | 224.5458 | 301.6967 | 453.7669 | 668.5513 | 8.1949 | 15.3088 | 34.2454 | 56.6109 | -0.0029378 | -0.0033719 | -0.0043111 | -0.005539 | 4.4737 | 7.2563 | 15.6869 | 18.8354 | 3583.2109 | 3722.0792 | 4024.2844 | 4487.5657
9 | 25 | 2 | 2000.5774 | 2041.8862 | 2121.9107 | 2261.0802 | 1161.3825 | 1191.4901 | 1259.2716 | 1385.3739 | -32.3348 | -53.476 | -85.6355 | -135.2406 | 139.6647 | 191.7437 | 299.7349 | 451.8012 | 5.8686 | 11.3987 | 26.6886 | 43.0632 | -0.0029378 | -0.0033719 | -0.0043111 | -0.005539 | 2.2179 | 3.163 | 10.5184 | 8.3247 | 3277.3734 | 3386.2024 | 3632.4844 | 4014.3971
9 | 25 | 3 | 1922.2632 | 1961.7528 | 2038.0643 | 2171.7166 | 1169.0163 | 1199.3218 | 1267.5488 | 1394.48 | -31.3142 | -50.7617 | -82.2264 | -130.5014 | 84.4827 | 122.1572 | 200.578 | 316.3936 | 5.4628 | 10.7028 | 22.6489 | 40.873 | -0.0029378 | -0.0033719 | -0.0043111 | -0.005539 | 1.5881 | 2.4332 | 8.3278 | 6.9004 | 3151.4958 | 3245.6026 | 3454.937 | 3799.8566
9 | 25 | 4 | 1861.2228 | 1898.5157 | 1970.8679 | 2097.1615 | 1264.4593 | 1297.239 | 1371.0364 | 1508.3307 | -31.3142 | -52.4234 | -84.0334 | -130.5014 | 49.5891 | 79.2479 | 141.3948 | 233.9185 | 5.4628 | 10.7028 | 23.4314 | 39.8983 | -0.0029378 | -0.0033719 | -0.0043111 | -0.005539 | 1.322 | 2.1204 | 6.4945 | 5.8074 | 3150.7389 | 3235.399 | 3429.1872 | 3754.6095
9 | 25 | 5 | 1789.9582 | 1824.6669 | 1892.3949 | 2005.0467 | 1478.9183 | 1517.2577 | 1603.5714 | 1764.1516 | -34.011 | -58.9567 | -97.864 | -154.1971 | 43.996 | 69.3239 | 129.5512 | 231.654 | 9.9484 | 18.064 | 37.5026 | 62.6133 | -0.0029378 | -0.0033719 | -0.0043111 | -0.005539 | 1.3275 | 2.1204 | 2.9645 | 5.7461 | 3290.1345 | 3372.4729 | 3568.1163 | 3915.0092
9 | 25 | 6 | 1711.3773 | 1742.7558 | 1801.5374 | 1898.0119 | 1811.696 | 1858.6623 | 1964.3979 | 2161.1109 | -39.6492 | -71.9102 | -127.8187 | -201.5885 | 70.6944 | 108.0811 | 189.3256 | 322.9584 | 18.4771 | 32.2287 | 63.5439 | 103.7646 | -0.0029378 | -0.0033719 | -0.0043111 | -0.005539 | -0.1303 | -0.31278 | -1.0594 | -0.66275 | 3572.4624 | 3669.5015 | 3889.9224 | 4283.5891
9 | 25 | 7 | 1679.2105 | 1707.3013 | 1761.932 | 1843.7644 | 2133.3609 | 2188.666 | 2313.1749 | 2544.8141 | -47.757 | -90.1792 | -168.2715 | -256.5716 | 120.2832 | 180.4839 | 299.8697 | 517.9425 | 25.5495 | 43.9116 | 100.3992 | 139.5608 | -150.2135 | -171.8862 | -219.1407 | -282.9611 | -0.78453 | -1.1645 | -2.6127 | -3.5115 | 3759.6492 | 3857.133 | 4085.3509 | 4503.0377
9 | 25 | 8 | 1620.6786 | 1644.9195 | 1692.0743 | 1753.4723 | 2549.2451 | 2615.3316 | 2764.1125 | 3040.9082 | -58.0894 | -105.2379 | -194.8937 | -297.5291 | 167.5787 | 248.8737 | 424.0136 | 699.5685 | 25.3975 | 43.9116 | 107.2981 | 140.7388 | -605.5996 | -693.9796 | -885.1749 | -1138.1606 | 5.8392 | 9.3158 | 19.5836 | 27.8717 | 3705.0501 | 3763.1346 | 3927.0136 | 4226.8698
9 | 25 | 9 | 1785.5751 | 1811.8294 | 1863.3737 | 1922.6324 | 2834.3987 | 2907.8775 | 3073.3008 | 3381.0583 | -66.608 | -116.4255 | -205.5202 | -317.5269 | 187.1596 | 279.5637 | 474.0398 | 788.1076 | 19.0498 | 33.6395 | 90.2324 | 111.6788 | -1169.3124 | -1341.9459 | -1716.2004 | -2207.7781 | 16.5403 | 25.6969 | 51.5352 | 76.3595 | 3606.8031 | 3600.2357 | 3630.7613 | 3754.5316
9 | 25 | 10 | 1906.1872 | 1934.0311 | 1987.499 | 2048.815 | 3047.7866 | 3126.7972 | 3304.6744 | 3635.6015 | -74.2897 | -125.7861 | -204.4046 | -337.1001 | 179.0642 | 268.1697 | 458.0908 | 764.7174 | 13.4921 | 24.7402 | 61.5809 | 87.1008 | -1539.7093 | -1767.3414 | -2260.6448 | -2907.7797 | 21.7143 | 33.5882 | 63.117 | 98.6772 | 3554.2454 | 3494.1989 | 3409.9127 | 3390.0321
9 | 25 | 11 | 2060.3684 | 2089.563 | 2147.5445 | 2214.7626 | 3205.8549 | 3288.9633 | 3476.0658 | 3824.1558 | -82.1221 | -136.0342 | -209.0576 | -354.6702 | 161.069 | 244.0355 | 422.679 | 711.7852 | 9.7462 | 18.7897 | 44.4529 | 73.3345 | -1778.7643 | -2041.9019 | -2612.0533 | -3359.3438 | 18.2288 | 28.688 | 49.0551 | 84.6481 | 3594.3808 | 3492.1034 | 3318.6864 | 3194.6722
9 | 25 | 12 | 2293.7432 | 2326.512 | 2392.4677 | 2472.6314 | 3322.3033 | 3408.4305 | 3602.3293 | 3963.0632 | -88.9339 | -145.2296 | -219.9656 | -376.13 | 155.8747 | 233.1779 | 403.216 | 677.793 | 7.5868 | 15.6229 | 39.5062 | 66.4437 | -1879.7283 | -2157.8955 | -2760.5239 | -3549.9986 | 8.8497 | 13.7421 | 15.5827 | 41.7755 | 3819.6955 | 3694.3604 | 3472.6124 | 3295.5782
9 | 25 | 13 | 2633.797 | 2672.1606 | 2754.7377 | 2852.6963 | 3388.9346 | 3476.7891 | 3674.5767 | 4042.5454 | -94.4345 | -153.3724 | -229.2716 | -392.9673 | 145.975 | 221.9077 | 387.267 | 641.0446 | 5.9785 | 13.6733 | 35.2797 | 63.1619 | -1906.3939 | -2188.0958 | -2798.0831 | -3596.4487 | 2.5599 | 3.9917 | 5.0224 | 12.0228 | 4176.4165 | 4047.0542 | 3829.5288 | 3622.0551
9 | 25 | 14 | 2880.1961 | 2923.094 | 3017.2046 | 3131.8868 | 3419.1079 | 3507.7446 | 3707.2932 | 4078.5381 | -99.3865 | -160.5147 | -242.8206 | -413.5021 | 137.0914 | 205.4434 | 356.4501 | 585.3749 | 6.934 | 15.4767 | 39.4547 | 71.0497 | -1741.821 | -1999.2342 | -2556.536 | -3285.5363 | 0.69223 | 1.0697 | 1.1649 | 3.5156 | 4602.8142 | 4493.0794 | 4322.211 | 4171.3267
9 | 25 | 15 | 3035.759 | 3081.5901 | 3183.6106 | 3314.414 | 3351.7785 | 3438.6697 | 3634.2888 | 3998.2231 | -102.4788 | -165.6648 | -250.1146 | -428.8732 | 123.0941 | 184.7856 | 321.883 | 520.6984 | 8.2953 | 18.2305 | 43.8897 | 81.1276 | -1448.7203 | -1663.0628 | -2126.9608 | -2733.0426 | -0.0027146 | 0.22612 | -3.848 | 0.41909 | 4967.7251 | 4894.7745 | 4802.7486 | 4752.9664
9 | 25 | 16 | 3210.3875 | 3259.0357 | 3374.5721 | 3529.1048 | 3147.6346 | 3229.2337 | 3412.9383 | 3754.7068 | -102.8437 | -167.0481 | -254.0762 | -437.6183 | 69.9964 | 102.7219 | 135.584 | 266.7878 | 10.874 | 23.2184 | 53.4691 | 96.6775 | -1017.1771 | -1167.9609 | -1494.1329 | -1919.4645 | -2.4757 | -3.4677 | -9.2059 | -9.0641 | 5316.396 | 5275.7329 | 5219.1484 | 5281.13
9 | 25 | 17 | 3351.3582 | 3405.9276 | 3529.8828 | 3708.6223 | 2837.5348 | 2911.0949 | 3076.7012 | 3384.7993 | -99.8257 | -162.9508 | -251.2962 | -429.294 | 75.7986 | 108.6175 | 143.9975 | 270.1053 | 12.1633 | 25.1491 | 66.7659 | 102.7175 | -482.8541 | -554.8022 | -710.1491 | -911.6001 | -10.4595 | -16.0183 | -23.7306 | -46.2281 | 5683.7157 | 5717.0178 | 5832.1715 | 6079.122
9 | 25 | 18 | 3445.1503 | 3505.4782 | 3638.5063 | 3841.0584 | 2436.6634 | 2499.8313 | 2642.0417 | 2906.6133 | -91.0623 | -150.6585 | -241.4273 | -397.2736 | 90.095 | 129.136 | 168.6136 | 297.3834 | 13.6997 | 27.2192 | 81.1593 | 107.1995 | -48.4157 | -55.8886 | -71.8603 | -91.7592 | -16.5701 | -25.9081 | -40.4824 | -76.0184 | 5829.5604 | 5929.2094 | 6176.5509 | 6587.2035
9 | 25 | 19 | 3330.6466 | 3390.785 | 3521.7712 | 3721.7183 | 2241.7156 | 2299.8297 | 2430.6624 | 2674.0667 | -78.5816 | -131.3369 | -218.7772 | -344.8348 | 94.8906 | 135.568 | 177.2807 | 304.589 | 13.8531 | 27.1109 | 88.8948 | 103.9971 | -0.0029378 | -0.0033719 | -0.0043111 | -0.005539 | -17.7754 | -27.1593 | -46.5547 | -79.5285 | 5584.7459 | 5694.7941 | 5953.273 | 6380.0022
9 | 25 | 20 | 3318.0426 | 3378.7816 | 3513.8667 | 3718.0679 | 1996.6863 | 2048.4483 | 2164.9804 | 2381.7795 | -68.2361 | -116.0518 | -193.486 | -305.1514 | 104.3914 | 148.3083 | 198.416 | 327.4174 | 14.2453 | 27.4142 | 82.3723 | 104.4037 | -0.0029378 | -0.0033719 | -0.0043111 | -0.005539 | -13.9614 | -20.8941 | -47.8807 | -57.6424 | 5351.1653 | 5466.0029 | 5718.2643 | 6168.8691
9 | 25 | 21 | 3230.2609 | 3291.5945 | 3427.2092 | 3628.1418 | 1743.2798 | 1788.4724 | 1890.2151 | 2079.4995 | -61.0593 | -104.4205 | -176.8095 | -274.9461 | 193.3088 | 273.9828 | 421.9181 | 613.7152 | 14.4122 | 27.5238 | 78.7198 | 101.6454 | -0.0029378 | -0.0033719 | -0.0043111 | -0.005539 | -6.2029 | -10.5655 | -18.6771 | -33.9673 | 5113.9965 | 5266.5842 | 5622.5713 | 6114.083
9 | 25 | 22 | 2941.2694 | 2998.4031 | 3120.8977 | 3309.7001 | 1517.1474 | 1556.4778 | 1645.0227 | 1809.7538 | -54.2475 | -92.6239 | -156.8004 | -241.8886 | 211.304 | 291.6851 | 444.1011 | 644.8816 | 12.6221 | 24.3462 | 70.7135 | 90.973 | -0.0029378 | -0.0033719 | -0.0043111 | -0.005539 | -3.7706 | -6.2733 | -10.2234 | -20.2918 | 4624.3218 | 4772.0117 | 5113.707 | 5593.1226
9 | 25 | 23 | 2654.6661 | 2707.2863 | 2816.8504 | 2994.2316 | 1334.2833 | 1368.8732 | 1446.7456 | 1591.6214 | -46.2774 | -78.8351 | -132.0618 | -206.0949 | 318.6058 | 426.7316 | 624.1677 | 884.9519 | 11.8471 | 22.1122 | 60.3598 | 80.9326 | -0.0029378 | -0.0033719 | -0.0043111 | -0.005539 | 5.8527 | 8.8297 | 11.9593 | 21.4168 | 4278.9746 | 4454.9944 | 4828.0168 | 5367.0538
9 | 25 | 24 | 2436.1094 | 2485.822 | 2584.4732 | 2751.9688 | 1225.5742 | 1257.3459 | 1328.8738 | 1461.946 | -38.4145 | -65.9338 | -108.5671 | -170.3013 | 311.7203 | 418.0817 | 618.8482 | 903.1097 | 9.2454 | 17.5062 | 44.5991 | 64.5626 | -0.0029378 | -0.0033719 | -0.0043111 | -0.005539 | 8.0136 | 12.8092 | 24.5803 | 33.4479 | 3952.2454 | 4125.6278 | 4492.8033 | 5044.7282
9 | 26 | 1 | 2257.3635 | 2303.4945 | 2395.0613 | 2551.5387 | 1163.9352 | 1194.109 | 1262.0395 | 1388.4189 | -34.483 | -57.7388 | -96.057 | -144.2942 | 224.5458 | 301.6967 | 453.7669 | 668.5513 | 6.4414 | 12.7905 | 34.2454 | 48.964 | -0.0029378 | -0.0033719 | -0.0043111 | -0.005539 | 4.4737 | 7.2563 | 15.6869 | 18.8354 | 3622.2737 | 3761.6049 | 4064.7386 | 4532.0087
9 | 26 | 2 | 2108.525 | 2152.0428 | 2237.2281 | 2384.5731 | 1143.7982 | 1173.4499 | 1240.2052 | 1364.3982 | -32.2277 | -52.4234 | -85.354 | -134.8159 | 139.6647 | 191.7437 | 299.7349 | 451.8012 | 5.8686 | 11.3987 | 26.166 | 43.5074 | -0.0029378 | -0.0033719 | -0.0043111 | -0.005539 | 2.2179 | 3.163 | 10.5184 | 8.3247 | 3367.8437 | 3479.3714 | 3728.4943 | 4117.7831
9 | 26 | 3 | 2008.4589 | 2050.1819 | 2131.0717 | 2270.0653 | 1156.6816 | 1186.6674 | 1254.1745 | 1379.7664 | -31.2071 | -51.536 | -82.2264 | -132.5045 | 84.4827 | 122.1572 | 200.578 | 316.3936 | 6.2744 | 12.0946 | 23.4314 | 44.3804 | -0.0029378 | -0.0033719 | -0.0043111 | -0.005539 | 1.5881 | 2.4332 | 8.3278 | 6.9004 | 3226.2756 | 3321.9949 | 3535.3526 | 3884.996
9 | 26 | 4 | 1900.5687 | 1939.6686 | 2014.639 | 2143.5746 | 1249.2645 | 1281.6503 | 1354.5608 | 1490.2053 | -31.2071 | -52.4234 | -85.354 | -134.8159 | 49.5891 | 79.2479 | 141.3948 | 233.9185 | 6.4414 | 12.0946 | 26.0415 | 45.6975 | -0.0029378 | -0.0033719 | -0.0043111 | -0.005539 | 1.322 | 2.1204 | 6.4945 | 5.8074 | 3175.9757 | 3262.355 | 3457.7724 | 3784.3819
9 | 26 | 5 | 1823.0222 | 1859.4731 | 1928.2118 | 2044.1207 | 1464.5954 | 1502.5635 | 1588.0413 | 1747.0663 | -34.011 | -58.9567 | -104.1191 | -158.5116 | 43.996 | 69.3239 | 129.5512 | 231.654 | 10.76 | 19.4558 | 45.7688 | 66.324 | -0.0029378 | -0.0033719 | -0.0043111 | -0.005539 | 1.3275 | 2.1204 | 2.9645 | 5.7461 | 3309.6872 | 3393.9767 | 3590.4141 | 3936.394
9 | 26 | 6 | 1735.4107 | 1767.9541 | 1828.4477 | 1927.0623 | 1792.5958 | 1839.067 | 1943.6878 | 2138.3269 | -39.0701 | -71.745 | -134.0738 | -201.5885 | 70.6944 | 108.0811 | 189.3256 | 322.9584 | 18.2382 | 31.9444 | 75.663 | 102.8916 | -0.0029378 | -0.0033719 | -0.0043111 | -0.005539 | -0.1303 | -0.31278 | -1.0594 | -0.66275 | 3577.7358 | 3674.9853 | 3901.9865 | 4288.9824
9 | 26 | 7 | 1725.8886 | 1755.0874 | 1814.2181 | 1898.2731 | 2108.9817 | 2163.6548 | 2286.7407 | 2515.7329 | -47.1778 | -89.1265 | -171.399 | -256.1469 | 120.2832 | 180.4839 | 299.8697 | 517.9425 | 26.1222 | 45.4497 | 104.4389 | 141.8526 | -132.5357 | -152.331 | -195.8294 | -254.8091 | -0.78453 | -1.1645 | -2.6127 | -3.5115 | 3800.7776 | 3902.0537 | 4135.4264 | 4559.3336
9 | 26 | 8 | 1701.8432 | 1728.3894 | 1781.0642 | 1848.7561 | 2505.3108 | 2570.2583 | 2716.4751 | 2988.5004 | -56.6711 | -104.02 | -194.5356 | -296.7959 | 167.5787 | 248.8737 | 424.0136 | 699.5685 | 25.3975 | 44.1959 | 101.8289 | 140.7388 | -599.1849 | -687.449 | -878.6423 | -1129.4995 | 5.8392 | 9.3158 | 19.5836 | 27.8717 | 3750.1133 | 3809.564 | 3969.7875 | 4279.1399
9 | 26 | 9 | 1854.8265 | 1882.5503 | 1938.9877 | 2005.3398 | 2793.1727 | 2865.5827 | 3028.6 | 3331.8812 | -65.2968 | -114.9292 | -204.1231 | -316.061 | 187.1596 | 279.5637 | 474.0398 | 788.1076 | 20.1003 | 35.4429 | 84.0537 | 116.7066 | -1151.7633 | -1321.9526 | -1691.0413 | -2176.1367 | 16.5403 | 25.6969 | 51.5352 | 76.3595 | 3654.7393 | 3651.9547 | 3682.0521 | 3826.1971
9 | 26 | 10 | 2111.2834 | 2142.768 | 2208.7888 | 2285.7429 | 3006.1118 | 3084.042 | 3259.487 | 3585.8891 | -72.5806 | -122.3499 | -205.6485 | -325.7312 | 179.0642 | 268.1697 | 458.0908 | 764.7174 | 13.3251 | 24.4559 | 60.6739 | 85.3548 | -1516.3812 | -1740.7362 | -2226.9482 | -2864.7162 | 21.7143 | 33.5882 | 63.117 | 98.6772 | 3742.537 | 3689.9377 | 3617.5608 | 3629.9339
9 | 26 | 11 | 2390.7792 | 2427.1485 | 2503.2205 | 2595.6103 | 3146.814 | 3228.3917 | 3412.0485 | 3753.7279 | -79.3159 | -130.4927 | -211.5454 | -342.5682 | 161.069 | 244.0355 | 422.679 | 711.7852 | 9.4123 | 18.917 | 47.5855 | 70.6139 | -1757.5902 | -2017.7915 | -2581.6026 | -3320.4482 | 18.2288 | 28.688 | 49.0551 | 84.6481 | 3889.3971 | 3798.8964 | 3641.4406 | 3553.3688
9 | 26 | 12 | 2636.1977 | 2676.5216 | 2761.2595 | 2868.853 | 3264.9445 | 3349.5847 | 3540.1359 | 3894.6419 | -84.5587 | -138.0265 | -215.1594 | -359.4053 | 155.8747 | 233.1779 | 403.216 | 677.793 | 7.253 | 14.7699 | 37.8898 | 61.977 | -1853.819 | -2128.5444 | -2723.9324 | -3504.2602 | 8.8497 | 13.7421 | 15.5827 | 41.7755 | 4134.7418 | 4021.2253 | 3818.9921 | 3681.3748
9 | 26 | 13 | 3105.3791 | 3154.3638 | 3259.6112 | 3398.9189 | 3331.7188 | 3418.09 | 3612.5383 | 3974.2946 | -89.4036 | -144.3945 | -223.1449 | -371.195 | 145.975 | 221.9077 | 387.267 | 641.0446 | 5.7166 | 12.8203 | 31.638 | 59.0378 | -1893.3953 | -2173.2715 | -2779.4744 | -3573.3397 | 2.5599 | 3.9917 | 5.0224 | 12.0228 | 4608.5504 | 4493.5075 | 4293.4576 | 4140.784
9 | 26 | 14 | 3431.3431 | 3485.5968 | 3605.2721 | 3767.0124 | 3363.3441 | 3450.5352 | 3646.8293 | 4012.0194 | -93.8071 | -150.5973 | -232.4508 | -389.3022 | 137.0914 | 205.4434 | 356.4501 | 585.3749 | 6.7671 | 14.3394 | 32.8185 | 66.4813 | -1729.337 | -1985.1022 | -2538.8716 | -3263.3485 | 0.69223 | 1.0697 | 1.1649 | 3.5156 | 5116.0938 | 5021.2849 | 4871.2125 | 4781.753
9 | 26 | 15 | 3560.3875 | 3616.6832 | 3745.2084 | 3921.9832 | 3294.338 | 3379.7402 | 3572.0069 | 3929.7044 | -96.3203 | -155.4692 | -243.0773 | -400.359 | 123.0941 | 184.7856 | 321.883 | 520.6984 | 8.1284 | 17.6619 | 38.2986 | 77.2067 | -1425.7861 | -1636.9084 | -2093.9757 | -2691.4767 | -0.0027146 | 0.22612 | -3.848 | 0.41909 | 5463.839 | 5406.7195 | 5336.4959 | 5358.176
9 | 26 | 16 | 3686.4079 | 3743.8027 | 3879.9558 | 4082.8753 | 3100.3677 | 3180.7415 | 3361.6875 | 3698.3238 | -96.5016 | -156.7394 | -252.05 | -407.9466 | 69.9964 | 102.7219 | 135.584 | 266.7878 | 11.026 | 22.6497 | 52.7651 | 93.6296 | -1002.1857 | -1150.776 | -1472.0935 | -1890.8417 | -2.4757 | -3.4677 | -9.2059 | -9.0641 | 5766.6351 | 5738.9327 | 5696.6429 | 5833.7641
9 | 26 | 17 | 3706.824 | 3766.49 | 3906.0306 | 4126.3708 | 2797.2094 | 2869.7241 | 3032.9769 | 3336.6965 | -93.2234 | -153.3032 | -253.1655 | -401.0082 | 75.7986 | 108.6175 | 143.9975 | 270.1053 | 13.2708 | 26.2092 | 67.6784 | 103.9261 | -445.9053 | -512.8138 | -657.4567 | -845.1277 | -10.4595 | -16.0183 | -23.7306 | -46.2281 | 6043.5146 | 6088.9056 | 6216.3305 | 6544.7346
9 | 26 | 18 | 3707.2395 | 3769.8275 | 3915.5965 | 4150.0525 | 2412.1679 | 2474.7008 | 2615.4815 | 2877.3935 | -85.7254 | -143.0029 | -248.3077 | -376.5796 | 90.095 | 129.136 | 168.6136 | 297.3834 | 15.836 | 30.9425 | 87.5411 | 114.6514 | -35.2866 | -40.8208 | -52.6242 | -67.1483 | -16.5701 | -25.9081 | -40.4824 | -76.0184 | 6087.7563 | 6194.8748 | 6445.8185 | 6919.7344
9 | 26 | 19 | 3604.7832 | 3668.5517 | 3811.9254 | 4042.146 | 2226.7306 | 2284.4562 | 2414.4143 | 2656.1915 | -74.556 | -124.8993 | -225.4527 | -330.0377 | 94.8906 | 135.568 | 177.2807 | 304.589 | 16.2282 | 30.5498 | 97.624 | 113.5376 | -0.0029378 | -0.0033719 | -0.0043111 | -0.005539 | -17.7754 | -27.1593 | -46.5547 | -79.5285 | 5850.2982 | 5967.0638 | 6229.2327 | 6706.8923
9 | 26 | 20 | 3526.0498 | 3590.8686 | 3734.5403 | 3961.432 | 1974.9893 | 2026.1888 | 2141.4547 | 2355.898 | -65.3075 | -111.5542 | -202.0345 | -293.3985 | 104.3914 | 148.3083 | 198.416 | 327.4174 | 16.6204 | 31.2471 | 92.791 | 113.6016 | -0.0029378 | -0.0033719 | -0.0043111 | -0.005539 | -13.9614 | -20.8941 | -47.8807 | -57.6424 | 5542.7792 | 5664.1612 | 5917.2824 | 6407.3025
9 | 26 | 21 | 3362.021 | 3427.2634 | 3568.8345 | 3782.1828 | 1732.4638 | 1777.376 | 1878.4874 | 2066.5974 | -58.97 | -99.4269 | -177.5774 | -261.4986 | 193.3088 | 273.9828 | 421.9181 | 613.7152 | 14.9619 | 28.1899 | 78.4599 | 103.422 | -0.0029378 | -0.0033719 | -0.0043111 | -0.005539 | -6.2029 | -10.5655 | -18.6771 | -33.9673 | 5237.5797 | 5396.8163 | 5751.4411 | 6270.446
9 | 26 | 22 | 3087.9804 | 3149.4353 | 3279.8553 | 3481.2866 | 1503.2783 | 1542.2491 | 1629.9846 | 1793.2098 | -52.2347 | -89.405 | -154.1594 | -231.1771 | 211.304 | 291.6851 | 444.1011 | 644.8816 | 13.1718 | 24.6007 | 64.4618 | 91.1916 | -0.0029378 | -0.0033719 | -0.0043111 | -0.005539 | -3.7706 | -6.2733 | -10.2234 | -20.2918 | 4759.7262 | 4912.2886 | 5254.0157 | 5759.0951
9 | 26 | 23 | 2726.8866 | 2781.971 | 2896.2182 | 3079.0621 | 1321.1325 | 1355.3815 | 1432.4864 | 1575.9343 | -44.4482 | -75.7294 | -132.0618 | -193.264 | 318.6058 | 426.7316 | 624.1677 | 884.9519 | 10.1289 | 19.4369 | 57.6252 | 73.3011 | -0.0029378 | -0.0033719 | -0.0043111 | -0.005539 | 5.8527 | 8.8297 | 11.9593 | 21.4168 | 4338.1554 | 4516.6178 | 4890.3907 | 5441.3967
9 | 26 | 24 | 2513.7832 | 2564.7375 | 2667.928 | 2843.2007 | 1215.6415 | 1247.1557 | 1318.1039 | 1450.0976 | -38.2614 | -62.9412 | -110.1691 | -160.5146 | 311.7203 | 421.847 | 618.8482 | 903.1097 | 7.3249 | 14.7402 | 46.0287 | 55.7379 | -0.0029378 | -0.0033719 | -0.0043111 | -0.005539 | 8.0136 | 12.8092 | 24.5803 | 33.4479 | 4018.2191 | 4198.3451 | 4565.3157 | 5125.0736
9 | 27 | 1 | 2331.7639 | 2379.9503 | 2475.2515 | 2639.1515 | 1155.5004 | 1185.4555 | 1252.8937 | 1378.3573 | -33.8273 | -52.3103 | -91.8905 | -141.5581 | 224.5458 | 303.5794 | 453.7669 | 668.5513 | 7.086 | 14.3286 | 28.9007 | 48.964 | -0.0029378 | -0.0033719 | -0.0043111 | -0.005539 | 4.4737 | 9.1072 | 15.6869 | 18.8354 | 3689.5396 | 3840.1073 | 4134.6048 | 4612.296
9 | 27 | 2 | 2203.9165 | 2250.3423 | 2339.7851 | 2495.8353 | 1127.5242 | 1156.7541 | 1222.5595 | 1344.9855 | -31.6791 | -49.7091 | -85.354 | -132.0798 | 139.6647 | 193.6264 | 299.7349 | 451.8012 | 5.4628 | 12.0946 | 26.0415 | 39.8983 | -0.0029378 | -0.0033719 | -0.0043111 | -0.005539 | 2.2179 | 5.9875 | 10.5184 | 8.3247 | 3447.1039 | 3569.0924 | 3813.2811 | 4208.7597
9 | 27 | 3 | 2041.3821 | 2085.1956 | 2166.6615 | 2310.5069 | 1141.2305 | 1170.8156 | 1237.421 | 1361.3352 | -30.5515 | -47.8822 | -82.508 | -130.0767 | 84.4827 | 122.1572 | 200.578 | 316.3936 | 6.0356 | 12.0946 | 24.7364 | 42.0885 | -0.0029378 | -0.0033719 | -0.0043111 | -0.005539 | 1.5881 | 4.7188 | 8.3278 | 6.9004 | 3244.1645 | 3347.0963 | 3555.2125 | 3907.1424
9 | 27 | 4 | 1956.0837 | 1997.4973 | 2074.2007 | 2208.3601 | 1236.5716 | 1268.6284 | 1340.7982 | 1475.0645 | -31.1 | -49.7091 | -87.161 | -132.0798 | 49.5891 | 79.2479 | 141.3948 | 233.9185 | 6.4414 | 13.917 | 27.9936 | 43.4057 | -0.0029378 | -0.0033719 | -0.0043111 | -0.005539 | 1.322 | 3.7629 | 6.4945 | 5.8074 | 3218.9049 | 3313.3409 | 3503.7166 | 3834.4709
9 | 27 | 5 | 1878.0948 | 1916.3899 | 1987.1731 | 2108.303 | 1453.1102 | 1490.7805 | 1575.588 | 1733.3659 | -33.3553 | -57.9041 | -104.1191 | -156.2002 | 43.996 | 71.2065 | 129.5512 | 231.654 | 10.76 | 24.5831 | 46.5513 | 66.1207 | -0.0029378 | -0.0033719 | -0.0043111 | -0.005539 | 1.3275 | 1.79 | 2.9645 | 5.7461 | 3353.9301 | 3446.8426 | 3637.7046 | 3988.984
9 | 27 | 6 | 1798.6015 | 1832.438 | 1895.8317 | 2000.1217 | 1781.3916 | 1827.5722 | 1931.5392 | 2124.9617 | -38.5216 | -72.5192 | -134.0738 | -201.1638 | 70.6944 | 108.0811 | 189.3256 | 322.9584 | 18.644 | 41.3026 | 77.1548 | 105.0818 | -0.0029378 | -0.0033719 | -0.0043111 | -0.005539 | -0.1303 | -0.5213 | -1.0594 | -0.66275 | 3630.6767 | 3736.35 | 3958.7139 | 4351.2915
9 | 27 | 7 | 1811.1384 | 1843.9997 | 1905.2397 | 1997.5754 | 2086.2017 | 2140.2842 | 2262.0407 | 2488.5594 | -46.5222 | -89.1265 | -170.36 | -256.1469 | 120.2832 | 182.3665 | 299.8697 | 517.9425 | 27.1727 | 57.4169 | 105.8685 | 146.233 | -128.5579 | -147.6051 | -189.1776 | -244.8148 | -0.78453 | -1.5815 | -2.6127 | -3.5115 | 3868.9313 | 3985.7542 | 4210.8683 | 4645.8372
9 | 27 | 8 | 1800.1603 | 1830.7828 | 1887.6142 | 1963.8379 | 2469.7248 | 2533.7498 | 2677.8898 | 2946.0512 | -56.0154 | -102.8543 | -195.0986 | -294.06 | 167.5787 | 258.287 | 424.0136 | 699.5685 | 26.3611 | 56.721 | 105.8685 | 144.2461 | -537.9077 | -617.6172 | -789.666 | -1013.3133 | 5.8392 | 10.5425 | 19.5836 | 27.8717 | 3875.741 | 3969.6116 | 4130.205 | 4474.202
9 | 27 | 9 | 1940.8311 | 1972.6881 | 2033.4182 | 2108.3449 | 2741.4051 | 2812.4731 | 2972.469 | 3270.1293 | -63.8019 | -110.8319 | -204.4046 | -305.8497 | 187.1596 | 288.9771 | 474.0398 | 788.1076 | 18.644 | 44.6075 | 84.0537 | 108.6532 | -1144.5214 | -1313.4625 | -1679.7401 | -2160.992 | 16.5403 | 27.3949 | 51.5352 | 76.3595 | 3696.2567 | 3721.8464 | 3731.3713 | 3884.7529
9 | 27 | 10 | 2147.1337 | 2181.8192 | 2251.1873 | 2335.2945 | 2909.745 | 2985.1771 | 3154.9978 | 3470.9364 | -69.9887 | -115.373 | -205.8535 | -310.5888 | 179.0642 | 277.5831 | 458.0908 | 764.7174 | 11.4047 | 28.0816 | 55.1424 | 75.1112 | -1515.0823 | -1739.0374 | -2224.3834 | -2861.1569 | 21.7143 | 33.7724 | 63.117 | 98.6772 | 3683.9909 | 3652.0229 | 3552.2984 | 3572.9909
9 | 27 | 11 | 2344.2087 | 2380.633 | 2458.3692 | 2554.1882 | 3036.2474 | 3114.9589 | 3292.1627 | 3621.8368 | -75.0478 | -120.8015 | -212.0319 | -322.8031 | 161.069 | 251.5661 | 422.679 | 711.7852 | 7.8976 | 17.5062 | 36.5847 | 61.0177 | -1744.3103 | -2001.7926 | -2559.7175 | -3291.3056 | 18.2288 | 26.7246 | 49.0551 | 84.6481 | 3748.2934 | 3668.7948 | 3487.1011 | 3419.3672
9 | 27 | 12 | 2537.8876 | 2576.0585 | 2662.51 | 2771.9871 | 3126.6955 | 3207.7518 | 3390.2344 | 3729.7293 | -79.6349 | -126.5084 | -218.4919 | -337.3288 | 155.8747 | 240.7086 | 403.216 | 677.793 | 7.086 | 12.3789 | 28.7788 | 59.4972 | -1860.7623 | -2136.1474 | -2732.5815 | -3513.8356 | 8.8497 | 8.395 | 15.5827 | 41.7755 | 3895.9964 | 3782.637 | 3549.2484 | 3429.6176
9 | 27 | 13 | 2909.7218 | 2953.7962 | 3057.8862 | 3194.1326 | 3176.1411 | 3258.4791 | 3443.8475 | 3788.7112 | -83.5664 | -132.7112 | -229.6048 | -349.1185 | 145.975 | 231.321 | 387.267 | 641.0446 | 5.7885 | 11.9484 | 28.6543 | 56.7612 | -1827.4503 | -2098.1319 | -2684.4071 | -3452.1197 | 2.5599 | 2.4332 | 5.0224 | 12.0228 | 4329.1695 | 4227.1349 | 4008.6655 | 3891.4342
9 | 27 | 14 | 3093.7999 | 3140.7578 | 3254.022 | 3403.7081 | 3190.3545 | 3273.061 | 3459.2589 | 3805.6659 | -87.3143 | -139.6883 | -243.1539 | -360.5998 | 137.0914 | 212.974 | 356.4501 | 585.3749 | 6.0274 | 14.8593 | 34.1344 | 58.8498 | -1617.6765 | -1857.3132 | -2376.5321 | -3056.4527 | 0.69223 | 0.72983 | 1.1649 | 3.5156 | 4722.9747 | 4645.3803 | 4485.3442 | 4440.0617
9 | 27 | 15 | 3227.0757 | 3277.3266 | 3397.9388 | 3559.2626 | 3134.6429 | 3215.9052 | 3398.8516 | 3739.2095 | -89.4625 | -144.8906 | -250.7294 | -369.6534 | 123.0941 | 192.3163 | 321.883 | 520.6984 | 6.2079 | 19.8471 | 43.3915 | 63.6743 | -1320.608 | -1516.4132 | -1939.9619 | -2493.6926 | -0.0027146 | -2.3289 | -3.848 | 0.41909 | 5080.9474 | 5041.7624 | 4967.5256 | 5019.9179
9 | 27 | 16 | 3364.8576 | 3416.7868 | 3546.4346 | 3729.7522 | 2957.2814 | 3033.9458 | 3206.5409 | 3527.6409 | -89.858 | -148.266 | -259.1391 | -375.6627 | 69.9964 | 85.7779 | 135.584 | 266.7878 | 8.1772 | 28.1399 | 58.9005 | 74.7422 | -894.5728 | -1027.6202 | -1315.268 | -1690.8669 | -2.4757 | -5.5705 | -9.2059 | -9.0641 | 5413.4061 | 5383.1935 | 5363.8468 | 5523.3295
9 | 27 | 17 | 3387.9199 | 3440.8134 | 3574.9938 | 3775.1568 | 2669.7236 | 2738.9333 | 2894.7457 | 3184.6229 | -86.2915 | -146.0477 | -257.4087 | -365.0269 | 75.7986 | 93.5562 | 143.9975 | 270.1053 | 9.2996 | 35.2344 | 71.6016 | 79.9093 | -428.851 | -493.0226 | -631.6518 | -811.5569 | -10.4595 | -13.4117 | -23.7306 | -46.2281 | 5617.1398 | 5656.0552 | 5772.5475 | 6086.9823
9 | 27 | 18 | 3385.1372 | 3441.1093 | 3578.9183 | 3791.1349 | 2301.0416 | 2360.6936 | 2494.9888 | 2744.8347 | -79.3419 | -137.9049 | -247.8212 | -340.598 | 90.095 | 112.192 | 168.6136 | 297.3834 | 11.2418 | 42.8799 | 85.4616 | 87.8986 | -31.2407 | -36.1002 | -46.3873 | -58.9751 | -16.5701 | -21.5021 | -40.4824 | -76.0184 | 5660.3628 | 5761.3677 | 5993.2915 | 6445.66
9 | 27 | 19 | 3339.6426 | 3397.8079 | 3535.1655 | 3747.4577 | 2134.1458 | 2189.4712 | 2314.0259 | 2545.7503 | -69.8487 | -122.846 | -223.3641 | -307.7324 | 94.8906 | 118.624 | 177.2807 | 304.589 | 13.0184 | 44.2731 | 87.143 | 94.5332 | -0.0029378 | -0.0033719 | -0.0043111 | -0.005539 | -17.7754 | -25.0388 | -46.5547 | -79.5285 | 5494.0702 | 5602.288 | 5843.692 | 6305.0638
9 | 27 | 20 | 3295.0055 | 3355.9074 | 3492.9911 | 3706.0688 | 1908.0043 | 1957.4673 | 2068.8237 | 2275.9938 | -62.7179 | -110.3882 | -200.4325 | -282.4583 | 104.3914 | 133.2469 | 198.416 | 327.4174 | 15.0338 | 44.7334 | 86.9346 | 103.3204 | -0.0029378 | -0.0033719 | -0.0043111 | -0.005539 | -13.9614 | -25.8729 | -47.8807 | -57.6424 | 5245.753 | 5355.0905 | 5598.8478 | 6072.6942
9 | 27 | 21 | 3124.4233 | 3187.0118 | 3317.0326 | 3519.258 | 1666.6194 | 1709.8247 | 1807.0932 | 1988.0539 | -56.8524 | -101.419 | -183.8325 | -259.6119 | 193.3088 | 275.8654 | 421.9181 | 613.7152 | 15.9038 | 43.9103 | 85.4941 | 105.7139 | -0.0029378 | -0.0033719 | -0.0043111 | -0.005539 | -6.2029 | -9.9224 | -18.6771 | -33.9673 | 4937.1972 | 5105.2675 | 5429.0243 | 5933.1563
9 | 27 | 22 | 2831.7244 | 2889.1574 | 3006.5721 | 3195.0863 | 1460.1269 | 1497.9791 | 1583.1961 | 1741.7359 | -50.6656 | -90.6751 | -166.3879 | -228.8657 | 211.304 | 295.4504 | 444.1011 | 644.8816 | 13.7445 | 41.1266 | 80.2848 | 93.8259 | -0.0029378 | -0.0033719 | -0.0043111 | -0.005539 | -3.7706 | -5.3173 | -10.2234 | -20.2918 | 4462.4606 | 4627.7177 | 4937.5384 | 5426.3667
9 | 27 | 23 | 2534.0731 | 2586.2747 | 2690.6279 | 2865.877 | 1278.4592 | 1311.6019 | 1386.2163 | 1525.0308 | -42.8791 | -76.0599 | -136.7148 | -193.3803 | 318.6058 | 430.4969 | 624.1677 | 884.9519 | 11.3463 | 32.6579 | 64.4618 | 77.7831 | -0.0029378 | -0.0033719 | -0.0043111 | -0.005539 | 5.8527 | 7.2482 | 11.9593 | 21.4168 | 4105.4551 | 4292.2163 | 4640.7139 | 5181.6737
9 | 27 | 24 | 2364.427 | 2412.3171 | 2509.1221 | 2677.9716 | 1178.352 | 1208.8995 | 1277.6714 | 1405.6162 | -37.1338 | -61.4448 | -108.8486 | -162.5177 | 311.7203 | 421.847 | 618.8482 | 903.1097 | 8.3034 | 21.5436 | 43.2941 | 59.4485 | -0.0029378 | -0.0033719 | -0.0043111 | -0.005539 | 8.0136 | 14.0779 | 24.5803 | 33.4479 | 3833.6796 | 4017.2369 | 4364.6631 | 4917.0706
9 | 28 | 1 | 2194.69 | 2240.9914 | 2330.2043 | 2486.3399 | 1130.2791 | 1159.5804 | 1225.5466 | 1348.2717 | -32.6997 | -53.3629 | -91.8905 | -143.8695 | 224.5458 | 303.5794 | 453.7669 | 668.5513 | 7.6588 | 15.0245 | 30.7283 | 53.446 | -0.0029378 | -0.0033719 | -0.0043111 | -0.005539 | 4.4737 | 9.1072 | 15.6869 | 18.8354 | 3528.9448 | 3674.9166 | 3964.038 | 4431.5694
9 | 28 | 2 | 2064.4042 | 2108.243 | 2191.5758 | 2339.5215 | 1111.687 | 1140.5062 | 1205.3874 | 1326.0937 | -31.1 | -49.7091 | -85.354 | -130.0767 | 139.6647 | 193.6264 | 299.7349 | 451.8012 | 6.4414 | 12.0946 | 25.259 | 44.2787 | -0.0029378 | -0.0033719 | -0.0043111 | -0.005539 | 2.2179 | 5.9875 | 10.5184 | 8.3247 | 3293.3121 | 3410.7453 | 3647.1171 | 4039.9376
9 | 28 | 3 | 1967.3122 | 2009.3601 | 2087.4052 | 2227.6179 | 1128.6162 | 1157.8743 | 1223.7435 | 1346.288 | -29.8653 | -47.8822 | -82.508 | -125.3376 | 84.4827 | 122.1572 | 200.578 | 316.3936 | 6.0356 | 11.3987 | 23.9539 | 41.9869 | -0.0029378 | -0.0033719 | -0.0043111 | -0.005539 | 1.5881 | 4.7188 | 8.3278 | 6.9004 | 3158.1664 | 3257.6236 | 3461.4962 | 3813.8437
9 | 28 | 4 | 1885.3152 | 1924.7576 | 1998.0744 | 2128.8432 | 1228.3762 | 1260.2206 | 1331.912 | 1465.2885 | -30.628 | -48.9349 | -85.6355 | -130.0767 | 49.5891 | 79.2479 | 141.3948 | 233.9185 | 5.8686 | 13.2211 | 26.6886 | 41.1139 | -0.0029378 | -0.0033719 | -0.0043111 | -0.005539 | 1.322 | 3.7629 | 6.4945 | 5.8074 | 3139.8402 | 3232.2718 | 3418.9246 | 3744.8892
9 | 28 | 5 | 1829.1956 | 1867.1242 | 1935.8542 | 2053.7685 | 1445.192 | 1482.6571 | 1567.0025 | 1723.9206 | -32.7762 | -57.9041 | -102.7986 | -149.0333 | 43.996 | 71.2065 | 129.5512 | 231.654 | 9.0065 | 24.1715 | 46.5513 | 57.055 | -0.0029378 | -0.0033719 | -0.0043111 | -0.005539 | 1.3275 | 1.79 | 2.9645 | 5.7461 | 3295.9384 | 3389.042 | 3579.1207 | 3923.1055
9 | 28 | 6 | 1761.2885 | 1794.8394 | 1856.9452 | 1959.1381 | 1757.6169 | 1803.1813 | 1905.7606 | 2096.6017 | -37.9424 | -71.745 | -137.2012 | -194.4216 | 70.6944 | 108.0811 | 189.3256 | 322.9584 | 17.4632 | 42.8041 | 79.8895 | 98.2063 | -0.0029378 | -0.0033719 | -0.0043111 | -0.005539 | -0.1303 | -0.5213 | -1.0594 | -0.66275 | 3568.9874 | 3676.6362 | 3893.6559 | 4281.8147
9 | 28 | 7 | 1773.755 | 1806.509 | 1866.2355 | 1956.9373 | 2048.746 | 2101.8576 | 2221.428 | 2443.8798 | -46.0502 | -90.7882 | -173.4875 | -248.98 | 120.2832 | 182.3665 | 299.8697 | 517.9425 | 25.1586 | 60.3102 | 111.2133 | 137.269 | -131.3259 | -150.4084 | -192.0855 | -248.0859 | -0.78453 | -1.5815 | -2.6127 | -3.5115 | 3789.7822 | 3908.2653 | 4130.5608 | 4555.4513
9 | 28 | 8 | 1755.7671 | 1784.6075 | 1839.8923 | 1916.3299 | 2418.3475 | 2481.0405 | 2622.182 | 2884.7649 | -54.4158 | -102.8022 | -193.7781 | -285.0064 | 167.5787 | 258.287 | 424.0136 | 699.5685 | 25.3975 | 56.721 | 104.5635 | 139.5608 | -571.419 | -654.977 | -835.4787 | -1071.3345 | 5.8392 | 10.5425 | 19.5836 | 27.8717 | 3747.0952 | 3833.4194 | 3980.9782 | 4311.7548
9 | 28 | 9 | 1764.7816 | 1792.7046 | 1846.0767 | 1913.8464 | 2666.8801 | 2736.0161 | 2891.6626 | 3181.2311 | -62.0951 | -109.3354 | -201.5586 | -298.3743 | 187.1596 | 288.9771 | 474.0398 | 788.1076 | 18.3101 | 43.2157 | 81.3191 | 107.2344 | -1036.1715 | -1188.4134 | -1517.9276 | -1951.481 | 16.5403 | 27.3949 | 51.5352 | 76.3595 | 3555.4051 | 3590.5595 | 3625.1472 | 3816.9237
9 | 28 | 10 | 1884.8209 | 1911.7494 | 1968.9224 | 2042.2512 | 2823.8807 | 2897.0868 | 3061.8963 | 3368.5118 | -68.1748 | -112.824 | -201.5586 | -305.425 | 179.0642 | 277.5831 | 458.0908 | 764.7174 | 12.2163 | 27.7973 | 55.1424 | 79.3899 | -1461.732 | -1676.2797 | -2139.416 | -2743.6673 | 21.7143 | 33.7724 | 63.117 | 98.6772 | 3391.7896 | 3358.8852 | 3266.1942 | 3304.4551
9 | 28 | 11 | 1988.2045 | 2015.3821 | 2076.1953 | 2155.4972 | 2914.0737 | 2989.6179 | 3159.6913 | 3476.0999 | -73.4918 | -119.3573 | -210.8645 | -316.3653 | 161.069 | 251.5661 | 422.679 | 711.7852 | 8.5057 | 22.67 | 45.6334 | 62.9029 | -1706.7106 | -1958.1887 | -2502.2513 | -3214.2753 | 18.2288 | 26.7246 | 49.0551 | 84.6481 | 3309.8793 | 3228.4148 | 3040.1383 | 2960.2928
9 | 28 | 12 | 2089.6513 | 2117.1965 | 2182.0678 | 2267.2089 | 2995.3525 | 3073.0038 | 3247.8208 | 3573.0546 | -77.3162 | -125.5601 | -218.6451 | -327.7302 | 155.8747 | 240.7086 | 403.216 | 677.793 | 7.158 | 18.6137 | 39.9773 | 58.116 | -1768.0246 | -2028.3358 | -2591.3607 | -3328.1835 | 8.8497 | 8.395 | 15.5827 | 41.7755 | 3411.5453 | 3304.0217 | 3078.6589 | 2962.0342
9 | 28 | 13 | 2228.5473 | 2259.5418 | 2331.3089 | 2423.4543 | 3025.5344 | 3103.9681 | 3280.5467 | 3609.0576 | -80.9264 | -131.7629 | -227.9511 | -336.6674 | 145.975 | 231.321 | 387.267 | 641.0446 | 6.2663 | 17.2395 | 37.9006 | 57.8111 | -1735.8469 | -1991.7868 | -2545.9584 | -3273.1024 | 2.5599 | 2.4332 | 5.0224 | 12.0228 | 3592.1096 | 3490.9539 | 3268.1361 | 3133.6205
9 | 28 | 14 | 2305.1664 | 2337.5581 | 2413.0746 | 2509.1211 | 3030.6718 | 3109.2387 | 3286.1171 | 3615.1858 | -85.2993 | -138.5747 | -239.6931 | -354.7747 | 137.0914 | 212.974 | 356.4501 | 585.3749 | 7.6276 | 18.8669 | 41.6885 | 67.889 | -1557.2646 | -1787.8367 | -2288.4046 | -2946.8655 | 0.69223 | 0.72983 | 1.1649 | 3.5156 | 3838.6856 | 3752.9561 | 3570.3975 | 3479.4462
9 | 28 | 15 | 2343.7479 | 2376.4041 | 2454.6318 | 2556.7081 | 2973.3519 | 3050.4329 | 3223.9659 | 3546.8109 | -87.8124 | -143.7771 | -248.3077 | -365.4066 | 123.0941 | 192.3163 | 321.883 | 520.6984 | 8.583 | 22.0323 | 48.0864 | 74.8021 | -1230.0704 | -1411.6394 | -1804.8462 | -2320.4646 | -0.0027146 | -2.3289 | -3.848 | 0.41909 | 4130.8915 | 4083.4401 | 3991.5653 | 4013.5674
9 | 28 | 16 | 2390.6736 | 2425.0328 | 2508.2769 | 2620.479 | 2803.4453 | 2876.1216 | 3039.7384 | 3344.1351 | -87.5217 | -146.8741 | -255.6783 | -366.2521 | 69.9964 | 85.7779 | 135.584 | 266.7878 | 9.8724 | 28.412 | 59.5557 | 83.2356 | -837.3878 | -960.9638 | -1229.4604 | -1583.2194 | -2.4757 | -5.5705 | -9.2059 | -9.0641 | 4346.6024 | 4301.9359 | 4248.8103 | 4356.102
9 | 28 | 17 | 2410.4441 | 2445.6471 | 2533.0778 | 2658.8968 | 2526.0414 | 2591.5264 | 2738.9531 | 3013.2294 | -84.1999 | -145.8737 | -258.1144 | -356.4655 | 75.7986 | 93.5562 | 143.9975 | 270.1053 | 10.9948 | 38.3998 | 77.7261 | 88.6059 | -423.3918 | -486.2344 | -621.7519 | -797.8414 | -10.4595 | -13.4117 | -23.7306 | -46.2281 | 4505.2277 | 4523.6096 | 4590.1576 | 4830.3023
9 | 28 | 18 | 2407.0945 | 2444.6267 | 2535.0626 | 2673.5278 | 2193.6964 | 2250.5656 | 2378.5958 | 2616.7862 | -77.4646 | -136.9045 | -245.8859 | -335.3138 | 90.095 | 112.192 | 168.6136 | 297.3834 | 13.4731 | 47.1353 | 92.6312 | 99.3954 | -21.9058 | -25.1937 | -31.9913 | -40.1393 | -16.5701 | -21.5021 | -40.4824 | -76.0184 | 4588.4184 | 4670.9193 | 4856.5437 | 5235.6212
9 | 28 | 19 | 2294.3644 | 2332.0507 | 2418.0945 | 2551.3009 | 2050.6225 | 2103.7826 | 2223.4626 | 2446.1181 | -68.2926 | -120.906 | -220.0316 | -303.7223 | 94.8906 | 118.624 | 177.2807 | 304.589 | 15.4885 | 46.4881 | 90.9823 | 106.2333 | -0.0029378 | -0.0033719 | -0.0043111 | -0.005539 | -17.7754 | -25.0388 | -46.5547 | -79.5285 | 4369.295 | 4454.9972 | 4643.2295 | 5024.9849
9 | 28 | 20 | 2421.9752 | 2465.9009 | 2560.5019 | 2708.9928 | 1844.8924 | 1892.7193 | 2000.3923 | 2200.7098 | -60.904 | -107.4566 | -192.652 | -276.445 | 104.3914 | 133.2469 | 198.416 | 327.4174 | 16.2146 | 41.2349 | 80.8804 | 107.9417 | -0.0029378 | -0.0033719 | -0.0043111 | -0.005539 | -13.9614 | -25.8729 | -47.8807 | -57.6424 | 4312.6053 | 4399.7692 | 4599.6537 | 5010.9686
9 | 28 | 21 | 2392.302 | 2440.6772 | 2535.256 | 2685.2022 | 1621.8358 | 1663.8801 | 1758.5349 | 1934.633 | -55.48 | -94.9988 | -169.4388 | -246.8565 | 193.3088 | 275.8654 | 421.9181 | 613.7152 | 13.5776 | 32.3546 | 64.9843 | 94.0515 | -0.0029378 | -0.0033719 | -0.0043111 | -0.005539 | -6.2029 | -9.9224 | -18.6771 | -33.9673 | 4159.3383 | 4307.8528 | 4592.5731 | 5046.7726
9 | 28 | 22 | 2321.9827 | 2369.8592 | 2462.2384 | 2614.1114 | 1432.3865 | 1469.5196 | 1553.1176 | 1708.6454 | -49.0353 | -84.2549 | -149.4298 | -214.5319 | 211.304 | 295.4504 | 444.1011 | 644.8816 | 10.6066 | 28.3172 | 57.5006 | 76.4659 | -0.0029378 | -0.0033719 | -0.0043111 | -0.005539 | -3.7706 | -5.3173 | -10.2234 | -20.2918 | 3923.471 | 4073.5709 | 4357.3003 | 4809.2751
9 | 28 | 23 | 2214.2103 | 2259.5734 | 2347.9358 | 2499.2047 | 1269.2012 | 1302.1039 | 1376.178 | 1513.9872 | -42.6344 | -71.4666 | -126.0117 | -181.3579 | 315.3059 | 426.0714 | 614.9601 | 866.0116 | 8.7812 | 23.6205 | 48.1162 | 65.0068 | -0.0029378 | -0.0033719 | -0.0043111 | -0.005539 | 5.8527 | 7.2482 | 11.9593 | 21.4168 | 3770.7141 | 3947.1473 | 4273.1334 | 4784.2637
9 | 28 | 24 | 2108.572 | 2151.515 | 2235.7372 | 2385.4515 | 1153.8923 | 1183.8057 | 1251.15 | 1376.439 | -37.2103 | -60.5052 | -107.2466 | -158.0869 | 280.1266 | 375.5849 | 547.2302 | 786.1509 | 8.3034 | 19.8674 | 39.7147 | 58.1313 | -0.0029378 | -0.0033719 | -0.0043111 | -0.005539 | 8.0136 | 14.0779 | 24.5803 | 33.4479 | 3521.6947 | 3684.3423 | 3991.1615 | 4481.5282
9 | 29 | 1 | 1975.9608 | 2017.0422 | 2095.5607 | 2236.6974 | 1112.9612 | 1141.8135 | 1206.769 | 1327.6137 | -33.9344 | -55.355 | -98.1455 | -149.0333 | 236.7389 | 319.9353 | 465.6105 | 661.3457 | 7.6588 | 19.4558 | 37.8871 | 54.4207 | -0.0029378 | -0.0033719 | -0.0043111 | -0.005539 | 4.4737 | 9.1072 | 15.6869 | 18.8354 | 3303.856 | 3451.9957 | 3723.3642 | 4149.8741
9 | 29 | 2 | 1884.7109 | 1924.7941 | 1998.9905 | 2134.4607 | 1092.6241 | 1120.9492 | 1184.7177 | 1303.3543 | -32.2277 | -50.7617 | -88.968 | -139.555 | 161.3585 | 220.7162 | 327.5274 | 473.0057 | 7.086 | 14.3286 | 29.4232 | 48.964 | -0.0029378 | -0.0033719 | -0.0043111 | -0.005539 | 2.2179 | 5.9875 | 10.5184 | 8.3247 | 3115.7667 | 3236.0105 | 3462.205 | 3828.5489
9 | 29 | 3 | 1802.3129 | 1841.1234 | 1911.5061 | 2040.2441 | 1101.5233 | 1130.0791 | 1194.3671 | 1313.9699 | -31.2071 | -49.1001 | -86.122 | -130.5014 | 104.7711 | 146.8279 | 224.6028 | 333.7101 | 6.0356 | 13.6327 | 27.4711 | 44.3804 | -0.0029378 | -0.0033719 | -0.0043111 | -0.005539 | 1.5881 | 4.7188 | 8.3278 | 6.9004 | 2985.0209 | 3087.2784 | 3280.1486 | 3608.6979
9 | 29 | 4 | 1749.0808 | 1786.5301 | 1853.9682 | 1977.1967 | 1152.3684 | 1182.2423 | 1249.4977 | 1374.6212 | -30.7351 | -49.9875 | -86.122 | -130.5014 | 68.3819 | 98.023 | 158.932 | 241.7649 | 6.0356 | 13.6327 | 27.4711 | 42.0885 | -0.0029378 | -0.0033719 | -0.0043111 | -0.005539 | 1.322 | 3.7629 | 6.4945 | 5.8074 | 2946.4507 | 3034.2001 | 3210.2371 | 3510.9719
9 | 29 | 5 | 1720.9447 | 1756.6319 | 1821.7026 | 1940.0829 | 1255.4419 | 1287.9879 | 1361.2589 | 1497.5741 | -31.7557 | -51.8144 | -92.0955 | -139.9797 | 42.9893 | 63.9647 | 109.7506 | 178.2301 | 7.253 | 17.2219 | 34.2454 | 48.964 | -0.0029378 | -0.0033719 | -0.0043111 | -0.005539 | 1.3275 | 1.79 | 2.9645 | 5.7461 | 2996.1977 | 3075.7787 | 3237.8222 | 3530.6121
9 | 29 | 6 | 1704.2512 | 1737.9756 | 1801.1048 | 1913.8781 | 1387.2437 | 1423.2065 | 1504.1699 | 1654.7961 | -34.011 | -58.9567 | -106.4125 | -156.9332 | 31.1951 | 46.2625 | 86.5199 | 145.37 | 9.8181 | 23.4756 | 45.2462 | 62.6133 | -0.0029378 | -0.0033719 | -0.0043111 | -0.005539 | -0.1303 | -0.5213 | -1.0594 | -0.66275 | 3098.364 | 3171.4389 | 3329.5645 | 3619.0562
9 | 29 | 7 | 1776.5849 | 1813.356 | 1878.7936 | 1991.1822 | 1463.4593 | 1501.3979 | 1586.8094 | 1745.7111 | -38.0495 | -69.309 | -128.3052 | -185.7927 | 31.594 | 50.6881 | 81.6204 | 138.1644 | 14.1367 | 32.2287 | 61.3318 | 81.821 | -80.2124 | -91.6028 | -116.7229 | -151.856 | -0.78453 | -1.5815 | -2.6127 | -3.5115 | 3166.7285 | 3235.1773 | 3360.9146 | 3615.7185
9 | 29 | 8 | 1839.0655 | 1875.0969 | 1941.2834 | 2049.6491 | 1701.6012 | 1745.7134 | 1845.0235 | 2029.7825 | -43.8714 | -81.323 | -152.2863 | -216.9636 | 43.3881 | 66.3838 | 107.5711 | 172.1567 | 15.912 | 39.4803 | 74.5447 | 93.4834 | -470.841 | -539.3468 | -688.9831 | -889.7837 | 5.8392 | 10.5425 | 19.5836 | 27.8717 | 3091.0936 | 3116.547 | 3146.7369 | 3266.196
9 | 29 | 9 | 1897.5454 | 1933.1782 | 2000.5629 | 2106.5467 | 1889.6625 | 1938.65 | 2048.9359 | 2254.1144 | -51.3235 | -92.3365 | -172.372 | -252.8737 | 58.0834 | 86.629 | 140.0095 | 223.9569 | 18.0713 | 41.7142 | 79.2315 | 108.209 | -861.0882 | -985.9416 | -1258.4572 | -1626.8662 | 16.5403 | 27.3949 | 51.5352 | 76.3595 | 2967.4911 | 2949.288 | 2889.4457 | 2889.4467
9 | 29 | 10 | 1953.0845 | 1988.6531 | 2057.8135 | 2163.9653 | 2011.3581 | 2063.5004 | 2180.8888 | 2399.281 | -57.5103 | -100.2531 | -184.3955 | -278.5725 | 71.6819 | 108.7568 | 175.4214 | 278.0216 | 18.4771 | 39.1959 | 74.5447 | 112.4501 | -1301.2525 | -1490.9441 | -1900.63 | -2442.6969 | 21.7143 | 33.7724 | 63.117 | 98.6772 | 2717.5531 | 2642.6814 | 2466.76 | 2331.1259
9 | 29 | 11 | 2028.1296 | 2063.4023 | 2135.0911 | 2245.6591 | 2083.7886 | 2137.8086 | 2259.4243 | 2485.681 | -62.9344 | -105.4033 | -192.9335 | -299.8404 | 87.7826 | 132.891 | 214.3474 | 334.8424 | 18.1799 | 33.7478 | 65.756 | 113.4248 | -1646.4299 | -1888.5504 | -2413.7541 | -3106.7757 | 18.2288 | 26.7246 | 49.0551 | 84.6481 | 2526.7451 | 2400.6207 | 2116.9862 | 1857.6391
9 | 29 | 12 | 2054.4195 | 2088.6206 | 2161.0898 | 2274.0009 | 2114.8698 | 2169.6955 | 2293.1251 | 2522.7566 | -67.5215 | -109.5009 | -195.7795 | -311.5138 | 99.9756 | 151.1297 | 241.0923 | 373.855 | 15.593 | 27.7486 | 55.673 | 103.8133 | -1711.2028 | -1963.5226 | -2512.0722 | -3237.0166 | 8.8497 | 8.395 | 15.5827 | 41.7755 | 2514.9833 | 2372.5659 | 2058.7112 | 1767.6709
9 | 29 | 13 | 2086.238 | 2119.9216 | 2193.6351 | 2310.2711 | 2104.6468 | 2159.2075 | 2282.0405 | 2510.562 | -72.5806 | -114.3727 | -202.3055 | -316.2529 | 102.8767 | 154.4824 | 251.6853 | 384.3781 | 11.5852 | 25.7868 | 52.9465 | 89.8591 | -1741.4576 | -1999.6472 | -2559.7154 | -3294.9468 | 2.5599 | 2.4332 | 5.0224 | 12.0228 | 2493.8683 | 2347.8116 | 2023.3089 | 1695.8933
9 | 29 | 14 | 2155.0914 | 2189.587 | 2266.9939 | 2391.1351 | 2080.2052 | 2134.1323 | 2255.5388 | 2481.4064 | -77.4256 | -120.0188 | -211.9591 | -328.0425 | 101.8892 | 151.6764 | 243.6934 | 368.1238 | 10.5483 | 27.6687 | 57.0674 | 86.3893 | -1502.8158 | -1729.9175 | -2225.7692 | -2881.0285 | 0.69223 | 0.72983 | 1.1649 | 3.5156 | 2768.185 | 2653.8579 | 2386.7302 | 2121.4992
9 | 29 | 15 | 2103.7915 | 2137.7255 | 2213.4206 | 2334.3717 | 2046.9574 | 2100.0226 | 2219.4887 | 2441.7462 | -80.732 | -124.7775 | -220.3687 | -343.8383 | 95.5079 | 142.1651 | 223.9767 | 333.5701 | 11.9815 | 32.0689 | 65.5394 | 97.3555 | -1050.9976 | -1211.9953 | -1566.1377 | -2038.2627 | -0.0027146 | -2.3289 | -3.848 | 0.41909 | 3126.506 | 3072.8803 | 2932.071 | 2825.3616
9 | 29 | 16 | 2121.8452 | 2154.4651 | 2232.2137 | 2361.6937 | 1985.6087 | 2037.0834 | 2152.9691 | 2368.5654 | -83.1686 | -129.0925 | -228.7783 | -361.3289 | 52.6091 | 61.7932 | 93.7683 | 177.5986 | 16.5526 | 39.7023 | 79.681 | 121.3014 | -699.6946 | -806.1019 | -1035.7069 | -1328.6465 | -2.4757 | -5.5705 | -9.2059 | -9.0641 | 3391.2765 | 3352.2792 | 3284.9409 | 3330.1197
9 | 29 | 17 | 2086.1646 | 2118.1555 | 2195.2612 | 2326.6605 | 1903.1579 | 1952.4953 | 2063.5688 | 2270.2127 | -80.7603 | -128.9794 | -231.7008 | -360.7124 | 55.909 | 65.6823 | 99.4619 | 185.9365 | 18.3916 | 47.4562 | 93.4895 | 130.1791 | -378.7783 | -436.5507 | -561.6465 | -722.6448 | -10.4595 | -13.4117 | -23.7306 | -46.2281 | 3593.6251 | 3604.8475 | 3634.7035 | 3783.4034
9 | 29 | 18 | 2070.0532 | 2104.0058 | 2181.5171 | 2315.1632 | 1790.5901 | 1837.0092 | 1941.513 | 2135.9344 | -74.497 | -124.5513 | -228.8549 | -333.9723 | 55.909 | 65.6823 | 99.4619 | 185.9365 | 18.5585 | 58.2076 | 111.7142 | 128.5347 | -28.1534 | -32.5718 | -41.9536 | -53.4146 | -16.5701 | -21.5021 | -40.4824 | -76.0184 | 3815.8903 | 3886.2797 | 4022.9154 | 4302.1634
9 | 29 | 19 | 2035.885 | 2071.141 | 2147.3519 | 2277.2647 | 1787.206 | 1833.5374 | 1937.8437 | 2131.8976 | -65.6594 | -113.3724 | -208.4217 | -287.3138 | 61.7112 | 71.5779 | 108.9232 | 194.2744 | 14.8574 | 55.5932 | 107.2711 | 106.211 | -0.0029378 | -0.0033719 | -0.0043111 | -0.005539 | -17.7754 | -25.0388 | -46.5547 | -79.5285 | 3816.2219 | 3893.4349 | 4046.4091 | 4342.7998
9 | 29 | 20 | 2128.3983 | 2168.0011 | 2249.6941 | 2387.4414 | 1652.7571 | 1695.603 | 1792.0625 | 1971.518 | -58.0565 | -100.6971 | -185.424 | -260.345 | 84.0129 | 99.6013 | 146.261 | 245.5131 | 14.7 | 47.0649 | 91.1069 | 101.7777 | -0.0029378 | -0.0033719 | -0.0043111 | -0.005539 | -13.9614 | -25.8729 | -47.8807 | -57.6424 | 3807.8474 | 3883.697 | 4045.8155 | 4388.2573
9 | 29 | 21 | 2104.2474 | 2146.5303 | 2228.0997 | 2362.56 | 1509.7389 | 1548.8773 | 1636.9898 | 1800.9164 | -53.3952 | -89.5703 | -161.4534 | -237.4986 | 133.3026 | 188.9636 | 286.1334 | 413.2193 | 13.7445 | 35.4117 | 69.6684 | 96.9531 | -0.0029378 | -0.0033719 | -0.0043111 | -0.005539 | -6.2029 | -9.9224 | -18.6771 | -33.9673 | 3701.4322 | 3820.2869 | 4040.7565 | 4402.1775
9 | 29 | 22 | 2070.9495 | 2113.049 | 2194.103 | 2331.4966 | 1355.2501 | 1390.3835 | 1469.4796 | 1616.6319 | -48.229 | -80.6011 | -144.4953 | -216.2307 | 144.6078 | 204.1229 | 307.5223 | 441.6295 | 12.694 | 30.2669 | 60.0972 | 89.103 | -0.0029378 | -0.0033719 | -0.0043111 | -0.005539 | -3.7706 | -5.3173 | -10.2234 | -20.2918 | 3531.4988 | 3651.9005 | 3876.4791 | 4242.333
9 | 29 | 23 | 1992.99 | 2034.2323 | 2112.472 | 2249.3682 | 1229.1901 | 1261.0555 | 1332.7945 | 1466.2593 | -43.0628 | -70.5792 | -127.3322 | -187.3711 | 165.9029 | 230.1398 | 343.7284 | 502.8998 | 9.4842 | 28.1899 | 55.7976 | 69.8954 | -0.0029378 | -0.0033719 | -0.0043111 | -0.005539 | 5.8527 | 7.2482 | 11.9593 | 21.4168 | 3360.3543 | 3490.2832 | 3729.4153 | 4122.4628
9 | 29 | 24 | 1930.0345 | 1969.7047 | 2045.6136 | 2184.2485 | 1116.9086 | 1145.8633 | 1211.0491 | 1332.3225 | -37.4245 | -60.8357 | -110.6556 | -161.364 | 280.1266 | 375.5849 | 547.2302 | 786.1509 | 7.8976 | 23.4932 | 46.0287 | 58.4363 | -0.0029378 | -0.0033719 | -0.0043111 | -0.005539 | 8.0136 | 14.0779 | 24.5803 | 33.4479 | 3305.5536 | 3467.8849 | 3763.842 | 4233.2365
9 | 30 | 1 | 1826.495 | 1864.7885 | 1936.6102 | 2068.5335 | 1080.7226 | 1108.7391 | 1171.8131 | 1289.1574 | -33.4624 | -54.5808 | -96.825 | -142.4075 | 236.7389 | 319.9353 | 465.6105 | 661.3457 | 6.6802 | 18.7599 | 36.98 | 48.1926 | -0.0029378 | -0.0033719 | -0.0043111 | -0.005539 | 4.4737 | 9.1072 | 15.6869 | 18.8354 | 3121.645 | 3266.746 | 3529.8714 | 3943.6516
9 | 30 | 2 | 1736.0001 | 1773.3593 | 1840.8053 | 1966.7683 | 1067.3844 | 1095.0552 | 1157.3507 | 1273.2467 | -31.2071 | -50.7617 | -90.57 | -130.5014 | 161.3585 | 220.7162 | 327.5274 | 473.0057 | 5.8686 | 16.526 | 32.9403 | 42.1902 | -0.0029378 | -0.0033719 | -0.0043111 | -0.005539 | 2.2179 | 5.9875 | 10.5184 | 8.3247 | 2941.6194 | 3060.8791 | 3278.5678 | 3633.0287
9 | 30 | 3 | 1657.5618 | 1693.6528 | 1757.3217 | 1877.2763 | 1076.0434 | 1103.9386 | 1166.7395 | 1283.5757 | -30.1866 | -49.1001 | -86.122 | -126.1869 | 104.7711 | 146.8279 | 224.6028 | 333.7101 | 5.8686 | 14.3286 | 29.4232 | 41.3172 | -0.0029378 | -0.0033719 | -0.0043111 | -0.005539 | 1.5881 | 4.7188 | 8.3278 | 6.9004 | 2815.6435 | 2914.3632 | 3100.2889 | 3416.5871
9 | 30 | 4 | 1598.3535 | 1633.0927 | 1693.7536 | 1808.2188 | 1113.0391 | 1141.8934 | 1206.8535 | 1327.7067 | -29.7145 | -48.3258 | -82.9944 | -125.7623 | 68.3819 | 98.023 | 158.932 | 241.7649 | 5.4628 | 12.9367 | 26.166 | 39.0253 | -0.0029378 | -0.0033719 | -0.0043111 | -0.005539 | 1.322 | 3.7629 | 6.4945 | 5.8074 | 2756.8419 | 2841.3795 | 3009.2008 | 3296.7553
9 | 30 | 5 | 1549.6223 | 1582.3439 | 1639.8817 | 1748.9269 | 1193.9919 | 1224.9449 | 1294.6296 | 1424.2726 | -30.7351 | -49.9875 | -89.2495 | -133.2375 | 42.9893 | 63.9647 | 109.7506 | 178.2301 | 6.4414 | 15.8301 | 30.7283 | 44.3804 | -0.0029378 | -0.0033719 | -0.0043111 | -0.005539 | 1.3275 | 1.79 | 2.9645 | 5.7461 | 2763.6343 | 2838.8828 | 2988.7007 | 3268.313
9 | 30 | 6 | 1556.7475 | 1588.6944 | 1645.6159 | 1752.6313 | 1270.8231 | 1303.7678 | 1377.9366 | 1515.9219 | -31.9699 | -56.5208 | -103.5665 | -145.4518 | 31.1951 | 46.2625 | 86.5199 | 145.37 | 8.1949 | 23.4756 | 44.4637 | 52.6746 | -0.0029378 | -0.0033719 | -0.0043111 | -0.005539 | -0.1303 | -0.5213 | -1.0594 | -0.66275 | 2834.8575 | 2905.1548 | 3049.9058 | 3320.4777
9 | 30 | 7 | 1648.0366 | 1683.3058 | 1745.1141 | 1855.5462 | 1274.8492 | 1307.8983 | 1382.302 | 1520.7245 | -34.4088 | -65.8205 | -123.9337 | -169.1475 | 31.594 | 50.6881 | 81.6204 | 138.1644 | 11.1658 | 36.5504 | 68.2307 | 69.5904 | -161.2493 | -184.5674 | -235.5515 | -304.4395 | -0.78453 | -1.5815 | -2.6127 | -3.5115 | 2769.2031 | 2826.4731 | 2915.1693 | 3106.9271
9 | 30 | 8 | 1759.8904 | 1795.5743 | 1860.8375 | 1974.6417 | 1433.425 | 1470.585 | 1554.2436 | 1709.8842 | -39.103 | -76.1729 | -146.3128 | -194.0009 | 43.3881 | 66.3838 | 107.5711 | 172.1567 | 14.5425 | 47.1258 | 88.0934 | 86.6079 | -689.4983 | -791.2096 | -1012.352 | -1305.1366 | 5.8392 | 10.5425 | 19.5836 | 27.8717 | 2528.484 | 2522.829 | 2471.6643 | 2472.0246
9 | 30 | 9 | 1869.9742 | 1906.8481 | 1975.7262 | 2091.6002 | 1583.3293 | 1624.3754 | 1716.7829 | 1888.6999 | -44.7412 | -85.9163 | -163.5525 | -231.914 | 58.0834 | 86.629 | 140.0095 | 223.9569 | 19.0498 | 51.5572 | 96.8821 | 112.0213 | -1284.2205 | -1473.153 | -1882.7602 | -2421.5078 | 16.5403 | 27.3949 | 51.5352 | 76.3595 | 2218.0153 | 2137.7352 | 1934.6232 | 1739.216
9 | 30 | 10 | 1905.2518 | 1941.7313 | 2010.8235 | 2126.5172 | 1701.9867 | 1746.1089 | 1845.4415 | 2030.2423 | -50.928 | -91.397 | -171.0515 | -257.9211 | 71.6819 | 108.7568 | 175.4214 | 278.0216 | 20.1003 | 44.6075 | 85.4833 | 118.4526 | -1707.3025 | -1958.9049 | -2504.0403 | -3219.508 | 21.7143 | 33.7724 | 63.117 | 98.6772 | 1962.5046 | 1824.675 | 1505.195 | 1174.4818
9 | 30 | 11 | 1951.657 | 1987.1218 | 2057.7792 | 2175.5785 | 1787.6838 | 1834.0276 | 1938.3617 | 2132.4675 | -57.1148 | -96.5472 | -175.2179 | -274.8746 | 87.7826 | 132.891 | 214.3474 | 334.8424 | 17.7741 | 35.5512 | 69.7957 | 110.26 | -1974.0785 | -2265.2394 | -2895.7333 | -3721.9014 | 18.2288 | 26.7246 | 49.0551 | 84.6481 | 1831.9329 | 1654.5296 | 1258.3879 | 841.0203
9 | 30 | 12 | 2021.241 | 2056.9264 | 2130.3226 | 2252.0624 | 1838.0026 | 1885.6509 | 1992.9218 | 2192.4911 | -62.8296 | -100.81 | -180.9099 | -284.9696 | 99.9756 | 151.1297 | 241.0923 | 373.855 | 13.6726 | 30.2479 | 60.6198 | 95.9632 | -2088.4013 | -2396.6555 | -3063.9311 | -3937.2361 | 8.8497 | 8.395 | 15.5827 | 41.7755 | 1830.5106 | 1634.8843 | 1195.6981 | 733.9415
9 | 30 | 13 | 2078.5012 | 2114.881 | 2190.4364 | 2315.2933 | 1853.6241 | 1901.6773 | 2009.8599 | 2211.1255 | -68.3301 | -106.7866 | -191.1266 | -303.8097 | 102.8767 | 154.4824 | 251.6853 | 384.3781 | 12.3968 | 30.52 | 62.4555 | 92.0493 | -2052.1716 | -2355.2359 | -3011.0832 | -3868.7205 | 2.5599 | 2.4332 | 5.0224 | 12.0228 | 1929.4569 | 1741.9714 | 1317.2498 | 842.3387
9 | 30 | 14 | 2154.9965 | 2192.8556 | 2272.0855 | 2401.3418 | 1877.4446 | 1926.1153 | 2035.6881 | 2239.5401 | -73.8307 | -113.4853 | -201.0616 | -324.653 | 101.8892 | 151.6764 | 243.6934 | 368.1238 | 13.1134 | 32.8325 | 66.5033 | 99.7337 | -1861.9232 | -2137.1721 | -2732.7544 | -3511.0741 | 0.69223 | 0.72983 | 1.1649 | 3.5156 | 2212.382 | 2053.5522 | 1685.3192 | 1276.5279
9 | 30 | 15 | 2158.1546 | 2196.2356 | 2276.3936 | 2405.8206 | 1878.6053 | 1927.3061 | 2036.9467 | 2240.9246 | -78.0506 | -115.9734 | -203.7026 | -342.7602 | 95.5079 | 142.1651 | 223.9767 | 333.5701 | 14.0105 | 32.6565 | 67.034 | 108.4081 | -1531.3904 | -1757.9002 | -2247.8306 | -2887.2876 | -0.0027146 | -2.3289 | -3.848 | 0.41909 | 2536.8347 | 2422.1608 | 2148.9698 | 1859.0947
9 | 30 | 16 | 2195.321 | 2233.6144 | 2317.5462 | 2452.1479 | 1837.4744 | 1885.1089 | 1992.349 | 2191.861 | -80.5943 | -117.8003 | -208.4322 | -360.6754 | 52.6091 | 61.7932 | 93.7683 | 177.5986 | 17.4361 | 35.979 | 72.7632 | 127.567 | -1056.3531 | -1213.0207 | -1551.7206 | -1992.8588 | -2.4757 | -5.5705 | -9.2059 | -9.0641 | 2963.4173 | 2880.104 | 2707.068 | 2586.5762
9 | 30 | 17 | 2169.2217 | 2206.6952 | 2290.5212 | 2426.0971 | 1772.4412 | 1818.3899 | 1921.8344 | 2114.2852 | -80.9133 | -117.6351 | -209.7527 | -368.8041 | 55.909 | 65.6823 | 99.4619 | 185.9365 | 21.1956 | 41.1253 | 82.2721 | 145.9545 | -481.6748 | -553.4395 | -708.4162 | -909.4305 | -10.4595 | -13.4117 | -23.7306 | -46.2281 | 3445.7198 | 3447.4064 | 3452.1901 | 3547.8105
9 | 30 | 18 | 2124.6805 | 2162.1601 | 2245.665 | 2383.1575 | 1657.9324 | 1700.9125 | 1797.674 | 1977.6915 | -76.6911 | -114.1465 | -208.1506 | -360.5959 | 55.909 | 65.6823 | 99.4619 | 185.9365 | 24.3334 | 48.5163 | 94.8921 | 160.2513 | -27.6956 | -32.0079 | -41.1808 | -52.367 | -16.5701 | -21.5021 | -40.4824 | -76.0184 | 3741.8985 | 3809.6148 | 3947.8792 | 4218.0555
9 | 30 | 19 | 2121.3464 | 2160.1445 | 2243.1126 | 2380.2252 | 1667.5211 | 1710.7498 | 1808.071 | 1989.1295 | -68.9047 | -106.1778 | -194.8066 | -325.4188 | 61.7112 | 71.5779 | 108.9232 | 194.2744 | 22.5745 | 50.0855 | 96.8361 | 145.8794 | -0.0029378 | -0.0033719 | -0.0043111 | -0.005539 | -17.7754 | -25.0388 | -46.5547 | -79.5285 | 3786.4702 | 3861.3378 | 4015.5773 | 4304.5556
9 | 30 | 20 | 2246.1242 | 2289.6163 | 2379.2505 | 2526.4789 | 1543.3643 | 1583.3744 | 1673.4494 | 1841.0271 | -62.5366 | -96.7126 | -177.2959 | -288.6633 | 84.0129 | 99.6013 | 146.261 | 245.5131 | 19.6999 | 45.5756 | 88.4887 | 130.0886 | -0.0029378 | -0.0033719 | -0.0043111 | -0.005539 | -13.9614 | -25.8729 | -47.8807 | -57.6424 | 3816.7006 | 3895.5787 | 4062.2687 | 4396.7964
9 | 30 | 21 | 2203.8159 | 2248.8457 | 2335.8977 | 2480.9538 | 1418.2639 | 1455.0308 | 1537.8046 | 1691.799 | -56.0919 | -88.187 | -160.6193 | -254.3357 | 133.3026 | 188.9636 | 286.1334 | 413.2193 | 15.0338 | 38.4811 | 76.1097 | 104.8409 | -0.0029378 | -0.0033719 | -0.0043111 | -0.005539 | -6.2029 | -9.9224 | -18.6771 | -33.9673 | 3708.1183 | 3833.2084 | 4056.6448 | 4402.5044
9 | 30 | 22 | 2121.5352 | 2164.7917 | 2248.4714 | 2392.8131 | 1290.6409 | 1324.0994 | 1399.4247 | 1539.5618 | -51.0328 | -78.9394 | -140.3288 | -226.0172 | 144.6078 | 204.1229 | 307.5223 | 441.6295 | 12.3968 | 29.728 | 59.0548 | 89.4455 | -0.0029378 | -0.0033719 | -0.0043111 | -0.005539 | -3.7706 | -5.3173 | -10.2234 | -20.2918 | 3514.3743 | 3638.4819 | 3863.9168 | 4217.1353
9 | 30 | 23 | 1971.2355 | 2012.0263 | 2089.2658 | 2226.8527 | 1185.3912 | 1216.1212 | 1285.3039 | 1414.0131 | -43.7184 | -67.0907 | -120.0382 | -190.5319 | 168.8039 | 234.5653 | 355.9096 | 529.0457 | 9.5928 | 23.2089 | 46.0287 | 69.7937 | -0.0029378 | -0.0033719 | -0.0043111 | -0.005539 | 5.8527 | 7.2482 | 11.9593 | 21.4168 | 3297.1549 | 3426.0759 | 3668.4249 | 4070.5846
9 | 30 | 24 | 1802.9998 | 1839.6019 | 1908.8654 | 2036.327 | 1161.7611 | 1191.8785 | 1259.6821 | 1385.8255 | -37.5316 | -57.182 | -101.5546 | -162.097 | 311.7203 | 421.847 | 618.8482 | 912.0184 | 7.8976 | 18.7599 | 37.1046 | 57.36 | -0.0029378 | -0.0033719 | -0.0043111 | -0.005539 | 8.0136 | 14.0779 | 24.5803 | 33.4479 | 3254.858 | 3428.9799 | 3747.5217 | 4262.8763
10 | 1 | 1 | 1586.3626 | 1620.444 | 1679.8441 | 1794.1036 | 1123.8324 | 1152.9666 | 1218.5565 | 1340.5817 | -32.6561 | -53.0845 | -91.609 | -138.822 | 224.5458 | 303.5794 | 453.7669 | 676.3277 | 7.4918 | 15.4361 | 32.2932 | 55.2074 | -0.0029378 | -0.0033719 | -0.0043111 | -0.005539 | 4.4737 | 9.1072 | 15.6869 | 23.8701 | 2914.0474 | 3048.4453 | 3308.5343 | 3751.2629
10 | 1 | 2 | 1528.341 | 1561.3821 | 1618.2692 | 1729.0653 | 1105.7123 | 1134.3767 | 1198.9092 | 1318.9668 | -30.2937 | -48.6565 | -85.354 | -125.454 | 139.6647 | 193.6264 | 299.7349 | 455.6894 | 6.0356 | 13.3483 | 27.4711 | 48.3319 | -0.0029378 | -0.0033719 | -0.0043111 | -0.005539 | 2.2179 | 5.9875 | 10.5184 | 15.7166 | 2751.6748 | 2860.0612 | 3069.5445 | 3442.3104
10 | 1 | 3 | 1481.8485 | 1514.0302 | 1568.3441 | 1675.6023 | 1125.377 | 1154.5512 | 1220.2313 | 1342.4241 | -29.166 | -47.8822 | -82.2264 | -123.0262 | 84.4827 | 122.1572 | 200.578 | 320.2818 | 5.6297 | 11.8103 | 24.7364 | 42.5327 | -0.0029378 | -0.0033719 | -0.0043111 | -0.005539 | 1.5881 | 4.7188 | 8.3278 | 12.4265 | 2669.757 | 2759.3821 | 2939.9869 | 3270.2357
10 | 1 | 4 | 1455.2559 | 1486.1317 | 1538.5063 | 1640.1754 | 1224.2585 | 1255.9961 | 1327.4472 | 1460.3765 | -30.2937 | -49.7091 | -85.6355 | -130.1931 | 49.5891 | 79.2479 | 141.3948 | 238.939 | 6.0356 | 15.0245 | 30.2057 | 51.5984 | -0.0029378 | -0.0033719 | -0.0043111 | -0.005539 | 1.322 | 3.7629 | 6.4945 | 9.4177 | 2706.1645 | 2790.4505 | 2958.4088 | 3270.3084
10 | 1 | 5 | 1432.275 | 1461.8704 | 1511.2885 | 1603.9412 | 1435.406 | 1472.6174 | 1556.3916 | 1712.2472 | -32.9904 | -57.0167 | -104.1191 | -158.628 | 43.996 | 71.2065 | 129.5512 | 235.5422 | 9.4123 | 25.9749 | 49.2859 | 83.4807 | -0.0029378 | -0.0033719 | -0.0043111 | -0.005539 | 1.3275 | 1.79 | 2.9645 | 4.5432 | 2889.4234 | 2976.4392 | 3145.3583 | 3481.121
10 | 1 | 6 | 1414.1493 | 1440.6861 | 1485.8795 | 1564.5114 | 1760.3321 | 1805.9668 | 1908.7046 | 2099.8405 | -38.1566 | -71.6319 | -135.6758 | -210.7585 | 70.6944 | 108.0811 | 189.3256 | 326.8466 | 17.8324 | 42.8041 | 79.8895 | 133.7992 | -0.0029378 | -0.0033719 | -0.0043111 | -0.005539 | -0.1303 | -0.5213 | -1.0594 | -1.7557 | 3224.7183 | 3325.3815 | 3527.0597 | 3912.478
10 | 1 | 7 | 1371.5858 | 1396.8228 | 1437.0409 | 1502.4482 | 2046.1081 | 2099.1513 | 2218.5678 | 2440.7331 | -47.2849 | -89.9008 | -173.0011 | -272.4837 | 120.2832 | 182.3665 | 299.8697 | 517.9425 | 25.3975 | 58.9184 | 109.9082 | 181.8259 | -173.6453 | -198.6403 | -253.2002 | -326.6918 | -0.78453 | -1.5815 | -2.6127 | -4.0029 | 3341.6598 | 3447.1364 | 3636.5726 | 4039.7713
10 | 1 | 8 | 1325.7206 | 1346.0624 | 1380.2583 | 1428.1522 | 2394.6299 | 2456.7081 | 2596.4653 | 2856.4729 | -57.0689 | -104.5681 | -198.3027 | -310.3969 | 167.5787 | 258.287 | 424.0136 | 726.7859 | 25.9553 | 61.1524 | 113.4876 | 188.803 | -731.6415 | -838.8651 | -1071.6549 | -1379.1511 | 5.8392 | 10.5425 | 19.5836 | 32.2004 | 3131.0133 | 3189.3191 | 3263.8507 | 3542.8665
10 | 1 | 9 | 1364.6949 | 1383.8413 | 1417.4762 | 1459.1139 | 2632.5164 | 2700.7615 | 2854.4025 | 3140.2397 | -66.5315 | -112.5978 | -207.4038 | -322.1864 | 187.1596 | 288.9771 | 474.0398 | 810.8754 | 19.8614 | 49.0755 | 92.3199 | 155.6036 | -1244.9503 | -1428.4822 | -1826.7242 | -2351.1143 | 16.5403 | 27.3949 | 51.5352 | 83.9032 | 2909.2907 | 2908.9702 | 2855.6456 | 2976.4351
10 | 1 | 10 | 1462.125 | 1479.9779 | 1516.4123 | 1557.7312 | 2789.8476 | 2862.1714 | 3024.9946 | 3327.9148 | -73.846 | -115.312 | -207.3272 | -314.595 | 179.0642 | 277.5831 | 458.0908 | 791.9348 | 12.789 | 32.2287 | 62.886 | 107.336 | -1679.7012 | -1927.2292 | -2463.9403 | -3169.3174 | 21.7143 | 33.7724 | 63.117 | 102.7832 | 2711.9929 | 2643.1922 | 2454.2331 | 2403.7876
10 | 1 | 11 | 1536.2553 | 1553.0041 | 1591.8585 | 1634.3643 | 2885.9995 | 2960.816 | 3129.2509 | 3442.6112 | -80.2469 | -118.7484 | -208.5711 | -314.4784 | 161.069 | 251.5661 | 422.679 | 735.1143 | 10.6297 | 20.5823 | 42.8988 | 73.9333 | -1925.6521 | -2209.7662 | -2825.6797 | -3634.4646 | 18.2288 | 26.7246 | 49.0551 | 79.321 | 2606.2832 | 2484.1785 | 2201.4914 | 2016.401
10 | 1 | 12 | 1552.666 | 1567.7877 | 1606.6271 | 1645.7836 | 2962.0603 | 3038.8485 | 3211.7225 | 3533.3415 | -86.5103 | -123.1244 | -211.622 | -320.6797 | 155.8747 | 240.7086 | 403.216 | 701.1222 | 8.8762 | 15.0245 | 33.8501 | 59.8398 | -2020.5386 | -2318.8203 | -2965.1423 | -3812.807 | 8.8497 | 8.395 | 15.5827 | 25.2833 | 2581.2779 | 2428.8196 | 2094.234 | 1831.8835
10 | 1 | 13 | 1651.1794 | 1669.9962 | 1713.4808 | 1758.2961 | 3009.092 | 3087.0995 | 3262.7184 | 3589.4441 | -92.0108 | -127.6655 | -219.121 | -332.4694 | 145.975 | 231.321 | 387.267 | 664.3738 | 9.3539 | 15.0245 | 33.203 | 59.7381 | -1974.7611 | -2266.5311 | -2898.5743 | -3726.7099 | 2.5599 | 2.4332 | 5.0224 | 8.0672 | 2751.3883 | 2611.6778 | 2283.9963 | 2020.74
10 | 1 | 14 | 1744.752 | 1766.1588 | 1814.0259 | 1864.6986 | 3025.5991 | 3104.0345 | 3280.6168 | 3609.1348 | -96.0494 | -132.0936 | -228.2221 | -343.9507 | 137.0914 | 212.974 | 356.4501 | 608.7042 | 10.3094 | 15.0055 | 34.508 | 63.0422 | -1787.1418 | -2051.3891 | -2623.7173 | -3372.9668 | 0.69223 | 0.72983 | 1.1649 | 2.1846 | 3035.2529 | 2915.42 | 2634.8264 | 2430.8469
10 | 1 | 15 | 1783.8492 | 1806.7479 | 1857.2093 | 1912.358 | 2966.1106 | 3043.0038 | 3216.1142 | 3538.1729 | -99.3253 | -136.3564 | -235.7976 | -357.7434 | 123.0941 | 192.3163 | 321.883 | 539.578 | 11.3517 | 18.4743 | 40.8952 | 73.425 | -1455.1963 | -1670.4725 | -2136.5022 | -2745.9295 | -0.0027146 | -2.3289 | -3.848 | -5.6974 | 3329.8813 | 3251.3844 | 3059.9539 | 2954.1637
10 | 1 | 16 | 1928.2139 | 1958.107 | 2018.9165 | 2092.2419 | 2796.5224 | 2869.0193 | 3032.232 | 3335.877 | -99.1416 | -136.9654 | -238.1571 | -360.9004 | 69.9964 | 85.7779 | 135.584 | 216.2411 | 12.9519 | 21.1008 | 45.8527 | 83.0741 | -1006.7861 | -1156.0474 | -1479.1797 | -1901.2892 | -2.4757 | -5.5705 | -9.2059 | -14.6014 | 3699.2811 | 3635.4217 | 3506.0424 | 3450.6432
10 | 1 | 17 | 2089.7234 | 2123.5496 | 2194.6969 | 2290.4319 | 2523.5713 | 2588.9922 | 2736.2748 | 3010.2829 | -95.94 | -135.7997 | -238.9912 | -362.595 | 75.7986 | 93.5562 | 143.9975 | 227.335 | 13.5016 | 29.9812 | 62.3336 | 109.8422 | -450.0727 | -517.1651 | -662.1323 | -850.3603 | -10.4595 | -13.4117 | -23.7306 | -37.3534 | 4146.1227 | 4169.7027 | 4212.4487 | 4387.5833
10 | 1 | 18 | 2438.7695 | 2480.5661 | 2571.8586 | 2705.2107 | 2194.6094 | 2251.5023 | 2379.5858 | 2617.8753 | -88.5185 | -129.1533 | -229.6852 | -352.8086 | 90.095 | 112.192 | 168.6136 | 254.6131 | 16.7914 | 38.607 | 78.2812 | 134.9507 | -22.393 | -25.8808 | -33.2981 | -42.3452 | -16.5701 | -21.5021 | -40.4824 | -66.293 | 4612.7838 | 4706.3313 | 4894.8735 | 5251.203
10 | 1 | 19 | 2370.6872 | 2412.2217 | 2501.7234 | 2636.0793 | 2058.4756 | 2111.8393 | 2231.9777 | 2455.4858 | -77.242 | -118.6355 | -216.1362 | -330.6951 | 94.8906 | 118.624 | 177.2807 | 261.8187 | 18.4242 | 46.2715 | 91.0988 | 155.4379 | -0.0029378 | -0.0033719 | -0.0043111 | -0.005539 | -17.7754 | -25.0388 | -46.5547 | -75.7706 | 4447.4572 | 4545.2789 | 4739.3854 | 5102.3506
10 | 1 | 20 | 2322.8131 | 2366.1363 | 2455.577 | 2594.7792 | 1850.2332 | 1898.1985 | 2006.1832 | 2207.0806 | -67.4144 | -109.2225 | -199.7411 | -307.8488 | 104.3914 | 133.2469 | 198.416 | 289.6676 | 20.1139 | 49.4681 | 96.4949 | 164.466 | -0.0029378 | -0.0033719 | -0.0043111 | -0.005539 | -13.9614 | -25.8729 | -47.8807 | -77.6363 | 4216.1729 | 4311.9509 | 4509.0451 | 4870.5028
10 | 1 | 21 | 2282.4384 | 2328.7062 | 2417.7146 | 2562.341 | 1627.4541 | 1669.6441 | 1764.6268 | 1941.335 | -59.6585 | -100.2533 | -181.539 | -277.8355 | 193.3088 | 275.8654 | 421.9181 | 621.4918 | 18.4187 | 45.1464 | 88.8759 | 152.2355 | -0.0029378 | -0.0033719 | -0.0043111 | -0.005539 | -6.2029 | -9.9224 | -18.6771 | -30.2595 | 4055.7557 | 4209.1831 | 4492.9151 | 4969.3026
10 | 1 | 22 | 2157.0815 | 2200.9946 | 2285.2665 | 2427.7982 | 1422.3027 | 1459.1744 | 1542.1839 | 1696.6168 | -52.9232 | -88.4046 | -159.9279 | -242.7748 | 211.304 | 295.4504 | 444.1011 | 649.9021 | 14.2453 | 39.177 | 76.8922 | 130.8376 | -0.0029378 | -0.0033719 | -0.0043111 | -0.005539 | -3.7706 | -5.3173 | -10.2234 | -16.6328 | 3748.2368 | 3901.0711 | 4178.2881 | 4645.7416
10 | 1 | 23 | 2012.3691 | 2053.4084 | 2131.8869 | 2270.118 | 1264.4662 | 1297.2461 | 1371.0439 | 1508.3389 | -44.4811 | -72.1278 | -128.6527 | -195.3834 | 318.6058 | 430.4969 | 624.1677 | 902.1984 | 11.6802 | 27.494 | 55.0151 | 95.5872 | -0.0029378 | -0.0033719 | -0.0043111 | -0.005539 | 5.8527 | 7.2482 | 11.9593 | 17.8566 | 3568.49 | 3743.7625 | 4065.4159 | 4598.7102
10 | 1 | 24 | 1917.2433 | 1956.6633 | 2031.7404 | 2167.5973 | 1144.9734 | 1174.6557 | 1241.4795 | 1365.8001 | -37.5316 | -61.1664 | -106.7601 | -162.2094 | 314.5313 | 421.847 | 618.8482 | 912.0184 | 8.4704 | 21.6709 | 43.2941 | 73.542 | -0.0029378 | -0.0033719 | -0.0043111 | -0.005539 | 8.0136 | 14.0779 | 24.5803 | 37.4007 | 3355.6975 | 3527.745 | 3853.178 | 4394.1436
10 | 2 | 1 | 1819.609 | 1857.4437 | 1927.4321 | 2059.3608 | 1093.4348 | 1121.781 | 1185.5968 | 1304.3214 | -31.6026 | -53.9719 | -91.8905 | -141.6745 | 225.9513 | 303.5794 | 453.7669 | 676.3277 | 9.2454 | 16.9376 | 32.9403 | 58.5755 | -0.0029378 | -0.0033719 | -0.0043111 | -0.005539 | 5.5297 | 9.1072 | 15.8818 | 23.8701 | 3122.1646 | 3254.8735 | 3523.7231 | 3980.7755
10 | 2 | 2 | 1736.2931 | 1772.4987 | 1839.644 | 1966.0821 | 1072.5041 | 1100.3076 | 1162.9019 | 1279.3539 | -29.4544 | -49.7091 | -82.508 | -129.7684 | 141.0702 | 193.6264 | 299.7349 | 455.6894 | 7.086 | 12.9367 | 26.166 | 47.218 | -0.0029378 | -0.0033719 | -0.0043111 | -0.005539 | 3.9362 | 5.9875 | 10.5184 | 15.7166 | 2931.4322 | 3035.6446 | 3256.453 | 3634.2859
10 | 2 | 3 | 1669.5489 | 1704.4339 | 1768.7929 | 1889.3372 | 1092.2326 | 1120.5476 | 1184.2933 | 1302.8873 | -28.7682 | -47.8822 | -79.3804 | -123.0262 | 84.4827 | 122.1572 | 200.578 | 320.2818 | 5.8686 | 10.7028 | 21.9395 | 40.3425 | -0.0029378 | -0.0033719 | -0.0043111 | -0.005539 | 3.016 | 4.7188 | 8.3278 | 12.4265 | 2826.3776 | 2914.6747 | 3104.5467 | 3442.2436
10 | 2 | 4 | 1612.6316 | 1645.9024 | 1706.9821 | 1819.9967 | 1187.9011 | 1218.6961 | 1288.0253 | 1417.007 | -29.3167 | -47.8822 | -82.508 | -125.0293 | 50.9946 | 79.2479 | 141.3948 | 238.939 | 5.8686 | 11.1144 | 22.4621 | 41.1139 | -0.0029378 | -0.0033719 | -0.0043111 | -0.005539 | 2.4839 | 3.7629 | 6.4945 | 9.4177 | 2830.5601 | 2910.838 | 3082.8465 | 3401.4394
10 | 2 | 5 | 1578.1085 | 1609.5728 | 1666.2329 | 1769.9704 | 1395.6215 | 1431.8015 | 1513.2538 | 1664.7897 | -31.6791 | -55.1898 | -96.5435 | -149.1497 | 43.996 | 71.2065 | 129.5512 | 235.5422 | 10.76 | 19.4558 | 37.5026 | 63.9305 | -0.0029378 | -0.0033719 | -0.0043111 | -0.005539 | 1.056 | 1.79 | 2.9645 | 4.5432 | 2997.8599 | 3078.6336 | 3252.9572 | 3589.6208
10 | 2 | 6 | 1562.4637 | 1591.4483 | 1644.4563 | 1734.6928 | 1709.5961 | 1753.9155 | 1853.6923 | 2039.3193 | -36.8454 | -68.8655 | -124.9727 | -196.5411 | 70.6944 | 108.0811 | 189.3256 | 326.8466 | 19.6226 | 33.6205 | 63.5439 | 107.3736 | -0.0029378 | -0.0033719 | -0.0043111 | -0.005539 | -0.26603 | -0.5213 | -1.0594 | -1.7557 | 3325.2624 | 3417.6753 | 3624.9816 | 4009.93
10 | 2 | 7 | 1495.0652 | 1520.8325 | 1568.9371 | 1642.0861 | 2013.9335 | 2066.1425 | 2183.6813 | 2402.3531 | -44.6318 | -88.0739 | -165.4255 | -260.5777 | 120.2832 | 182.3665 | 299.8697 | 517.9425 | 31.6583 | 53.7912 | 100.3992 | 168.1766 | -152.7093 | -175.0137 | -223.7675 | -289.3244 | -0.91483 | -1.5815 | -2.6127 | -4.0029 | 3462.6843 | 3558.4635 | 3761.0816 | 4176.6533
10 | 2 | 8 | 1507.4195 | 1531.4753 | 1577.0871 | 1639.6253 | 2295.5605 | 2355.0704 | 2489.0457 | 2738.2964 | -52.9974 | -103.4633 | -191.7662 | -305.2329 | 173.2006 | 258.287 | 424.0136 | 726.7859 | 33.9846 | 58.1128 | 107.1736 | 179.7374 | -675.6042 | -775.3417 | -991.9625 | -1277.7717 | 6.488 | 10.5425 | 18.8692 | 32.2004 | 3288.0515 | 3334.6831 | 3432.4604 | 3733.6409
10 | 2 | 9 | 1570.8302 | 1594.7511 | 1639.9727 | 1699.2701 | 2526.5351 | 2592.0328 | 2739.4884 | 3013.8182 | -59.8704 | -111.6583 | -199.2652 | -317.0227 | 194.187 | 288.9771 | 474.0398 | 810.8754 | 27.7455 | 47.9679 | 89.523 | 151.893 | -1196.5656 | -1372.4973 | -1753.5648 | -2253.8698 | 16.8769 | 27.3949 | 49.5977 | 83.9032 | 3079.7386 | 3066.9683 | 3039.7916 | 3188.8674
10 | 2 | 10 | 1676.5648 | 1701.5265 | 1751.7774 | 1810.8853 | 2679.8928 | 2749.3662 | 2905.7721 | 3196.7535 | -65.371 | -113.5983 | -196.061 | -312.5919 | 184.6861 | 277.5831 | 458.0908 | 791.9348 | 18.0713 | 31.5328 | 60.9338 | 105.1458 | -1528.6859 | -1754.1527 | -2241.8666 | -2879.5594 | 20.6366 | 33.7724 | 64.424 | 102.7832 | 2985.7948 | 2926.0299 | 2803.0705 | 2815.3512
10 | 2 | 11 | 1711.6382 | 1736.6035 | 1787.3261 | 1844.6266 | 2788.1917 | 2860.4726 | 3023.1991 | 3325.9395 | -70.5372 | -119.192 | -200.1509 | -317.2147 | 166.691 | 251.5661 | 422.679 | 735.1143 | 11.8105 | 21.9741 | 43.6812 | 77.403 | -1755.418 | -2014.2669 | -2573.3931 | -3302.2578 | 16.6868 | 26.7246 | 58.4843 | 79.321 | 2869.0629 | 2763.8821 | 2561.8257 | 2442.932
10 | 2 | 12 | 1737.3979 | 1762.3774 | 1813.4945 | 1868.6811 | 2880.5 | 2955.1739 | 3123.2878 | 3436.051 | -76.0378 | -125.5601 | -204.5224 | -333.7434 | 160.0912 | 240.7086 | 403.216 | 701.1222 | 9.6512 | 19.0443 | 37.3672 | 69.312 | -1670.9067 | -1917.5614 | -2447.8227 | -3131.2381 | 5.3343 | 8.395 | 20.0504 | 25.2833 | 3046.0299 | 2942.5777 | 2745.0708 | 2635.4681
10 | 2 | 13 | 1810.5779 | 1836.6662 | 1889.1098 | 1949.4671 | 2925.4971 | 3001.3375 | 3172.0775 | 3489.7265 | -80.9133 | -132.7024 | -207.3684 | -347.8444 | 151.5969 | 231.321 | 387.267 | 664.3738 | 7.9696 | 15.7204 | 31.3754 | 63.2079 | -1689.7855 | -1942.3214 | -2490.2065 | -3209.1789 | 1.512 | 2.4332 | 5.1834 | 8.0672 | 3126.4547 | 3012.4545 | 2787.4383 | 2617.8191
10 | 2 | 14 | 1857.5485 | 1884.4163 | 1938.6059 | 2001.1417 | 2941.2496 | 3017.4984 | 3189.1578 | 3508.5171 | -85.9725 | -140.7321 | -214.3808 | -368.3794 | 141.3079 | 212.974 | 356.4501 | 608.7042 | 8.6862 | 17.6511 | 33.3384 | 70.3242 | -1481.9844 | -1705.0942 | -2189.3658 | -2824.09 | 0.14659 | 0.72983 | 1.7048 | 2.1846 | 3380.9819 | 3287.4433 | 3115.5103 | 2998.4025
10 | 2 | 15 | 1861.7196 | 1889.0284 | 1946.6451 | 2009.1304 | 2885.7938 | 2960.6049 | 3129.0278 | 3442.3657 | -88.4856 | -144.9949 | -217.2269 | -379.4361 | 127.3106 | 192.3163 | 321.883 | 539.578 | 9.7136 | 19.709 | 34.2562 | 77.6815 | -1223.187 | -1408.7655 | -1811.5695 | -2338.0474 | -1.6749 | -2.3289 | -3.5814 | -5.6974 | 3571.19 | 3505.5692 | 3399.4342 | 3345.5748
10 | 2 | 16 | 1923.914 | 1954.0406 | 2015.82 | 2092.6535 | 2717.4426 | 2787.8894 | 2946.4868 | 3241.5453 | -88.3326 | -146.2651 | -216.7404 | -387.4484 | 58.7526 | 85.7779 | 135.584 | 216.2411 | 12.5312 | 24.6779 | 40.6434 | 94.4469 | -842.6357 | -970.497 | -1247.7233 | -1609.1263 | -3.5263 | -5.5705 | -9.9217 | -14.6014 | 3778.1457 | 3730.0531 | 3664.1488 | 3633.7108
10 | 2 | 17 | 2043.2862 | 2077.6786 | 2147.797 | 2244.5067 | 2454.4354 | 2518.064 | 2661.3116 | 2927.8129 | -85.6029 | -144.6558 | -215.01 | -385.9825 | 64.5547 | 93.5562 | 143.9975 | 227.335 | 16.9353 | 31.8631 | 52.6866 | 115.8976 | -389.6124 | -447.8919 | -573.3149 | -734.5471 | -8.5972 | -13.4117 | -31.4983 | -37.3534 | 4095.3991 | 4115.2025 | 4185.9695 | 4357.6692
10 | 2 | 18 | 2287.9839 | 2329.0793 | 2413.2793 | 2537.0846 | 2202.082 | 2259.1686 | 2387.6882 | 2626.7891 | -78.7605 | -135.4082 | -209.1131 | -368.7206 | 79.25 | 112.192 | 168.6136 | 254.6131 | 21.9936 | 40.2046 | 68.4473 | 139.9298 | -12.3315 | -14.3197 | -18.5615 | -23.7507 | -13.0384 | -21.5021 | -47.6601 | -66.293 | 4487.1791 | 4569.4144 | 4762.6938 | 5099.6523
10 | 2 | 19 | 2354.4006 | 2398.1566 | 2488.296 | 2626.5122 | 1987.9378 | 2039.473 | 2155.4945 | 2371.3438 | -68.4609 | -121.2367 | -196.1271 | -336.7043 | 85.0522 | 118.624 | 177.2807 | 261.8187 | 25.0677 | 45.0963 | 79.8353 | 151.8818 | -0.0029378 | -0.0033719 | -0.0043111 | -0.005539 | -15.1829 | -25.0388 | -50.8722 | -75.7706 | 4368.8115 | 4455.071 | 4653.9029 | 4999.0762
10 | 2 | 20 | 2332.8727 | 2377.2522 | 2467.8429 | 2611.3059 | 1787.104 | 1833.4327 | 1937.733 | 2131.7759 | -60.3861 | -108.0047 | -178.4115 | -298.3705 | 94.553 | 133.2469 | 198.416 | 289.6676 | 23.2287 | 41.9309 | 76.8922 | 141.0172 | -0.0029378 | -0.0033719 | -0.0043111 | -0.005539 | -15.5847 | -25.8729 | -50.2606 | -77.6363 | 4161.7847 | 4251.9818 | 4452.2076 | 4797.7543
10 | 2 | 21 | 2345.8015 | 2391.4649 | 2483.8593 | 2636.2064 | 1562.8449 | 1603.36 | 1694.572 | 1864.2649 | -54.49 | -98.4264 | -166.183 | -268.7819 | 194.7143 | 275.8654 | 421.9181 | 621.4918 | 22.3451 | 40.0002 | 75.5872 | 135.3197 | -0.0029378 | -0.0033719 | -0.0043111 | -0.005539 | -6.1106 | -9.9224 | -17.9356 | -30.2595 | 4065.1023 | 4202.3384 | 4491.8137 | 4958.2357
10 | 2 | 22 | 2218.3523 | 2262.4289 | 2349.8462 | 2499.4771 | 1372.5026 | 1408.0833 | 1488.1863 | 1637.2119 | -48.5174 | -87.6303 | -149.0199 | -240.7718 | 214.115 | 295.4504 | 444.1011 | 649.9021 | 19.7081 | 35.6785 | 66.7984 | 120.594 | -0.0029378 | -0.0033719 | -0.0043111 | -0.005539 | -3.1001 | -5.3173 | -7.6094 | -16.6328 | 3773.0575 | 3908.6901 | 4192.2984 | 4649.775
10 | 2 | 23 | 2085.9321 | 2128.3879 | 2210.8316 | 2356.8335 | 1213.2357 | 1244.6876 | 1315.4954 | 1447.2279 | -41.203 | -74.1199 | -127.1273 | -202.8586 | 321.4167 | 430.4969 | 624.1677 | 902.1984 | 17.0344 | 30.4239 | 57.7497 | 102.2595 | -0.0029378 | -0.0033719 | -0.0043111 | -0.005539 | 4.9271 | 7.2482 | 15.4907 | 17.8566 | 3601.3401 | 3767.1212 | 4096.6035 | 4623.5117
10 | 2 | 24 | 1957.1743 | 1997.5116 | 2074.6979 | 2214.6871 | 1125.0458 | 1154.2114 | 1219.8721 | 1342.029 | -34.8785 | -62.0538 | -104.1957 | -165.3701 | 314.5313 | 421.847 | 618.8482 | 912.0184 | 12.6221 | 22.7973 | 43.2941 | 76.8085 | -0.0029378 | -0.0033719 | -0.0043111 | -0.005539 | 8.9339 | 14.0779 | 24.7752 | 37.4007 | 3383.4259 | 3548.388 | 3877.2875 | 4417.568
10 | 3 | 1 | 1862.3136 | 1900.897 | 1974.047 | 2108.2811 | 1087.3098 | 1115.4972 | 1178.9556 | 1297.0151 | -31.6026 | -53.9719 | -93.211 | -143.9859 | 225.9513 | 303.5794 | 453.7669 | 676.3277 | 9.4123 | 17.2219 | 34.2454 | 58.5755 | -0.0029378 | -0.0033719 | -0.0043111 | -0.005539 | 5.5297 | 9.1072 | 15.8818 | 23.8701 | 3158.9111 | 3292.3274 | 3563.6812 | 4020.0781
10 | 3 | 2 | 1773.363 | 1810.422 | 1879.4522 | 2008.4164 | 1072.1445 | 1099.9387 | 1162.512 | 1278.9249 | -29.2402 | -49.7091 | -83.8285 | -129.7684 | 141.0702 | 193.6264 | 299.7349 | 455.6894 | 6.8472 | 12.7905 | 25.259 | 44.8245 | -0.0029378 | -0.0033719 | -0.0043111 | -0.005539 | 3.9362 | 5.9875 | 10.5184 | 15.7166 | 2968.1178 | 3073.0527 | 3293.6437 | 3673.7978
10 | 3 | 3 | 1699.6717 | 1735.3319 | 1800.6803 | 1924.2573 | 1090.239 | 1118.5022 | 1182.1316 | 1300.5092 | -28.7682 | -47.8822 | -82.2264 | -123.0262 | 84.4827 | 122.1572 | 200.578 | 320.2818 | 6.0356 | 11.3987 | 23.4314 | 41.1139 | -0.0029378 | -0.0033719 | -0.0043111 | -0.005539 | 3.016 | 4.7188 | 8.3278 | 12.4265 | 2854.6737 | 2944.2232 | 3132.9184 | 3475.5569
10 | 3 | 4 | 1643.1753 | 1677.1926 | 1739.0126 | 1855.0114 | 1187.7968 | 1218.5891 | 1287.9122 | 1416.8826 | -29.3167 | -49.7091 | -84.0334 | -127.7653 | 50.9946 | 79.2479 | 141.3948 | 238.939 | 6.8472 | 12.9367 | 25.259 | 44.7229 | -0.0029378 | -0.0033719 | -0.0043111 | -0.005539 | 2.4839 | 3.7629 | 6.4945 | 9.4177 | 2861.9781 | 2942.0166 | 3116.0354 | 3437.2026
10 | 3 | 5 | 1608.2654 | 1640.3412 | 1698.6677 | 1804.7335 | 1392.7141 | 1428.8187 | 1510.1014 | 1661.3215 | -32.2277 | -57.9041 | -102.7986 | -158.2033 | 43.996 | 71.2065 | 129.5512 | 235.5422 | 13.4921 | 23.8872 | 45.7688 | 77.6815 | -0.0029378 | -0.0033719 | -0.0043111 | -0.005539 | 1.056 | 1.79 | 2.9645 | 4.5432 | 3027.2929 | 3108.1363 | 3284.2506 | 3625.6131
10 | 3 | 6 | 1600.1128 | 1629.9178 | 1684.6913 | 1778.432 | 1699.5507 | 1743.6098 | 1842.8002 | 2027.3365 | -37.3939 | -72.354 | -134.0738 | -208.3308 | 70.6944 | 108.0811 | 189.3256 | 326.8466 | 23.3685 | 40.3224 | 75.663 | 126.9237 | -0.0029378 | -0.0033719 | -0.0043111 | -0.005539 | -0.26603 | -0.5213 | -1.0594 | -1.7557 | 3356.0635 | 3449.0524 | 3657.3426 | 4049.4468
10 | 3 | 7 | 1530.4081 | 1557.2533 | 1606.2004 | 1683.3085 | 2010.3233 | 2062.4388 | 2179.7668 | 2398.0467 | -44.7389 | -89.9008 | -168.2715 | -267.6282 | 120.2832 | 182.3665 | 299.8697 | 517.9425 | 33.006 | 56.3094 | 104.4389 | 174.9504 | -158.2243 | -180.9865 | -230.6083 | -297.1975 | -0.91483 | -1.5815 | -2.6127 | -4.0029 | 3490.1425 | 3585.8992 | 3788.7833 | 4205.4195
10 | 3 | 8 | 1526.8853 | 1551.4576 | 1597.0574 | 1663.0554 | 2279.1849 | 2338.2704 | 2471.2899 | 2718.7626 | -53.5459 | -102.5238 | -187.0366 | -300.3774 | 173.2006 | 258.287 | 424.0136 | 726.7859 | 31.8252 | 54.4871 | 101.1817 | 169.1513 | -609.0979 | -699.8301 | -897.1703 | -1157.9292 | 6.488 | 10.5425 | 18.8692 | 32.2004 | 3354.9402 | 3410.6907 | 3528.2049 | 3851.6489
10 | 3 | 9 | 1540.4748 | 1563.8045 | 1607.5116 | 1664.6966 | 2521.8952 | 2587.2726 | 2734.4574 | 3008.2834 | -60.7533 | -110.7187 | -196.1376 | -314.4784 | 194.187 | 288.9771 | 474.0398 | 810.8754 | 25.5495 | 44.1959 | 84.0537 | 140.5355 | -1224.7894 | -1404.9547 | -1795.3485 | -2308.1916 | 16.8769 | 27.3949 | 49.5977 | 83.9032 | 3013.4406 | 2995.9716 | 2958.174 | 3085.6239
10 | 3 | 10 | 1505.3348 | 1526.9234 | 1567.8065 | 1616.2128 | 2701.7896 | 2771.8306 | 2929.5145 | 3222.8734 | -65.8124 | -115.2078 | -196.3426 | -314.3622 | 184.6861 | 277.5831 | 458.0908 | 791.9348 | 17.5352 | 31.5328 | 60.1513 | 102.854 | -1627.7763 | -1867.6492 | -2387.2423 | -3068.66 | 20.6366 | 33.7724 | 64.424 | 102.7832 | 2736.3936 | 2658.7852 | 2496.4022 | 2453.6359
10 | 3 | 11 | 1505.6181 | 1526.3315 | 1565.9068 | 1608.5158 | 2837.5663 | 2911.1272 | 3076.7354 | 3384.8368 | -70.2925 | -119.5837 | -199.1885 | -321.4127 | 166.691 | 251.5661 | 422.679 | 735.1143 | 12.789 | 23.4756 | 46.4159 | 83.1005 | -1877.1802 | -2154.1991 | -2754.1552 | -3541.0092 | 16.6868 | 26.7246 | 58.4843 | 79.321 | 2591.8786 | 2465.4423 | 2216.8776 | 2028.4666
10 | 3 | 12 | 1498.3696 | 1518.1249 | 1555.7778 | 1593.3402 | 2930.6734 | 3006.6479 | 3177.6901 | 3495.9011 | -74.2239 | -123.3506 | -202.0345 | -326.7685 | 160.0912 | 240.7086 | 403.216 | 701.1222 | 9.2454 | 17.7905 | 36.3221 | 66.7152 | -2009.1461 | -2305.8529 | -2948.2108 | -3789.1113 | 5.3343 | 8.395 | 20.0504 | 25.2833 | 2520.3437 | 2362.4636 | 2042.811 | 1766.4822
10 | 3 | 13 | 1456.3764 | 1474.9788 | 1510.3089 | 1541.984 | 2991.1907 | 3068.7341 | 3243.3082 | 3568.0902 | -78.2319 | -129.0574 | -205.1621 | -336.5551 | 151.5969 | 231.321 | 387.267 | 664.3738 | 7.086 | 14.0551 | 29.4232 | 56.9005 | -1964.9903 | -2255.3617 | -2883.9553 | -3706.64 | 1.512 | 2.4332 | 5.1834 | 8.0672 | 2564.5398 | 2407.103 | 2086.3734 | 1796.2206
10 | 3 | 14 | 1480.3023 | 1499.3897 | 1536.543 | 1569.3342 | 3013.6353 | 3091.7605 | 3267.6446 | 3594.8635 | -82.0563 | -135.2603 | -208.5711 | -351.0807 | 141.3079 | 212.974 | 356.4501 | 608.7042 | 7.006 | 14.4667 | 28.7761 | 61.1792 | -1758.9948 | -2019.268 | -2582.7426 | -3320.6917 | 0.14659 | 0.72983 | 1.7048 | 2.1846 | 2801.3469 | 2664.7925 | 2399.8049 | 2164.4932
10 | 3 | 15 | 1478.8077 | 1498.3235 | 1536.9867 | 1570.9097 | 2957.9932 | 3034.676 | 3207.3127 | 3528.49 | -85.2251 | -140.5757 | -211.4171 | -369.1879 | 127.3106 | 192.3163 | 321.883 | 539.578 | 8.2953 | 17.0933 | 31.6461 | 70.3841 | -1414.2796 | -1624.1396 | -2078.7919 | -2674.2373 | -1.6749 | -2.3289 | -3.5814 | -5.6974 | 3071.2272 | 2975.3649 | 2804.038 | 2660.2392
10 | 3 | 16 | 1480.2924 | 1501.3468 | 1542.8102 | 1583.0179 | 2790.494 | 2862.8345 | 3025.6955 | 3328.6858 | -86.1691 | -144.1164 | -215.5836 | -385.1003 | 58.7526 | 85.7779 | 135.584 | 216.2411 | 12.7795 | 24.9744 | 44.0251 | 93.8858 | -879.6549 | -1011.6042 | -1298.8058 | -1676.6857 | -3.5263 | -5.5705 | -9.9217 | -14.6014 | 3372.9681 | 3313.6426 | 3223.8036 | 3145.4433
10 | 3 | 17 | 1610.362 | 1635.9809 | 1686.177 | 1746.2623 | 2524.794 | 2590.2466 | 2737.6005 | 3011.7413 | -84.4164 | -143.7249 | -213.7766 | -389.2226 | 64.5547 | 93.5562 | 143.9975 | 227.335 | 17.6845 | 32.7648 | 55.8084 | 117.2858 | -422.3648 | -485.6858 | -622.5507 | -799.7214 | -8.5972 | -13.4117 | -31.4983 | -37.3534 | 3702.0168 | 3709.726 | 3755.7577 | 3876.327
10 | 3 | 18 | 1853.8036 | 1885.7758 | 1949.9785 | 2039.3394 | 2254.4047 | 2312.8477 | 2444.421 | 2689.203 | -78.2602 | -137.409 | -210.4442 | -379.4361 | 79.25 | 112.192 | 168.6136 | 254.6131 | 24.59 | 44.1458 | 77.1007 | 150.6886 | -12.3315 | -14.3197 | -18.5615 | -23.7507 | -13.0384 | -21.5021 | -47.6601 | -66.293 | 4108.4181 | 4181.7304 | 4363.4479 | 4664.3643
10 | 3 | 19 | 1990.7995 | 2027.241 | 2101.8772 | 2210.194 | 2032.306 | 2084.9914 | 2203.6024 | 2424.2691 | -68.4327 | -123.8986 | -199.7411 | -349.1147 | 85.0522 | 118.624 | 177.2807 | 261.8187 | 28.287 | 50.2723 | 89.7938 | 166.5921 | -0.0029378 | -0.0033719 | -0.0043111 | -0.005539 | -15.1829 | -25.0388 | -50.8722 | -75.7706 | 4052.8261 | 4132.1878 | 4321.9364 | 4637.9831
10 | 3 | 20 | 2101.7356 | 2141.3715 | 2222.5882 | 2346.6141 | 1817.0128 | 1864.1169 | 1970.1628 | 2167.4531 | -60.2048 | -110.3882 | -184.6665 | -309.3148 | 94.553 | 133.2469 | 198.416 | 289.6676 | 26.9976 | 47.6457 | 88.3533 | 158.3619 | -0.0029378 | -0.0033719 | -0.0043111 | -0.005539 | -15.5847 | -25.8729 | -50.2606 | -77.6363 | 3964.5067 | 4050.1165 | 4244.5888 | 4575.1401
10 | 3 | 21 | 2170.6455 | 2212.8787 | 2296.8993 | 2435.8705 | 1577.7278 | 1618.6287 | 1710.7092 | 1882.0181 | -54.2321 | -97.9305 | -166.183 | -272.251 | 194.7143 | 275.8654 | 421.9181 | 621.4918 | 22.4401 | 39.8729 | 74.8047 | 134.8755 | -0.0029378 | -0.0033719 | -0.0043111 | -0.005539 | -6.1106 | -9.9224 | -17.9356 | -30.2595 | 3905.182 | 4039.3894 | 4320.2084 | 4771.7399
10 | 3 | 22 | 2099.7528 | 2141.5342 | 2222.762 | 2363.8172 | 1384.8833 | 1420.7849 | 1501.6105 | 1651.9804 | -48.0454 | -86.856 | -144.5719 | -234.0295 | 214.115 | 295.4504 | 444.1011 | 649.9021 | 18.0849 | 32.3735 | 61.8517 | 110.1096 | -0.0029378 | -0.0033719 | -0.0043111 | -0.005539 | -3.1001 | -5.3173 | -7.6094 | -16.6328 | 3665.6875 | 3797.9664 | 4078.1398 | 4525.1415
10 | 3 | 23 | 1983.8419 | 2023.8759 | 2101.0284 | 2239.9886 | 1224.3659 | 1256.1063 | 1327.5636 | 1460.5047 | -41.203 | -73.3457 | -125.8068 | -200.8555 | 321.4167 | 430.4969 | 624.1677 | 902.1984 | 16.2377 | 29.0321 | 55.0151 | 98.6504 | -0.0029378 | -0.0033719 | -0.0043111 | -0.005539 | 4.9271 | 7.2482 | 15.4907 | 17.8566 | 3509.5834 | 3673.4103 | 3997.4545 | 4518.3376
10 | 3 | 24 | 1863.7111 | 1902.3675 | 1974.7726 | 2107.9182 | 1129.1157 | 1158.3868 | 1224.2851 | 1346.8839 | -34.8785 | -62.219 | -107.0416 | -167.6815 | 314.5313 | 421.847 | 618.8482 | 912.0184 | 13.0279 | 23.4932 | 44.7237 | 79.1003 | -0.0029378 | -0.0033719 | -0.0043111 | -0.005539 | 8.9339 | 14.0779 | 24.7752 | 37.4007 | 3294.4384 | 3457.95 | 3780.3588 | 4315.6344
10 | 4 | 1 | 1774.3871 | 1811.1468 | 1879.7763 | 2008.4256 | 1088.2718 | 1116.4841 | 1179.9986 | 1298.1626 | -31.1306 | -51.536 | -90.0835 | -137.2437 | 225.9513 | 303.5794 | 453.7669 | 676.3277 | 7.4918 | 13.6327 | 28.9007 | 49.4082 | -0.0029378 | -0.0033719 | -0.0043111 | -0.005539 | 5.5297 | 9.2115 | 15.8818 | 23.8701 | 3070.4982 | 3202.515 | 3468.2363 | 3918.945
10 | 4 | 2 | 1696.7055 | 1732.2304 | 1797.2893 | 1921.2974 | 1072.1618 | 1099.9565 | 1162.5308 | 1278.9456 | -28.9824 | -48.0475 | -84.0334 | -127.7653 | 141.0702 | 193.6264 | 299.7349 | 455.6894 | 6.4414 | 12.0946 | 25.3835 | 44.8245 | -0.0029378 | -0.0033719 | -0.0043111 | -0.005539 | 3.9362 | 6.1961 | 10.5184 | 15.7166 | 2891.3297 | 2996.0531 | 3211.4192 | 3588.7025
10 | 4 | 3 | 1636.3862 | 1670.5284 | 1732.7906 | 1851.9025 | 1088.7416 | 1116.966 | 1180.508 | 1298.723 | -28.7682 | -47.8822 | -82.508 | -123.0262 | 84.4827 | 122.1572 | 200.578 | 320.2818 | 6.4414 | 12.0946 | 24.7364 | 43.4057 | -0.0029378 | -0.0033719 | -0.0043111 | -0.005539 | 3.016 | 4.7188 | 8.3278 | 12.4265 | 2790.2966 | 2878.5795 | 3064.4286 | 3403.7078
10 | 4 | 4 | 1582.8929 | 1615.7615 | 1674.5792 | 1786.806 | 1183.6574 | 1214.3424 | 1283.424 | 1411.9449 | -29.3167 | -48.9349 | -85.6355 | -130.1931 | 50.9946 | 79.2479 | 141.3948 | 238.939 | 7.6221 | 13.917 | 27.9936 | 47.8877 | -0.0029378 | -0.0033719 | -0.0043111 | -0.005539 | 2.4839 | 3.7629 | 6.4945 | 9.4177 | 2798.3312 | 2878.0934 | 3048.2463 | 3364.7966
10 | 4 | 5 | 1551.2644 | 1581.8545 | 1637.2777 | 1739.8302 | 1389.5556 | 1425.5783 | 1506.6766 | 1657.5538 | -32.2277 | -57.0167 | -103.0801 | -158.628 | 43.996 | 71.2065 | 129.5512 | 235.5422 | 13.8979 | 24.5831 | 47.0738 | 78.9987 | -0.0029378 | -0.0033719 | -0.0043111 | -0.005539 | 1.056 | 1.79 | 2.9645 | 4.5432 | 2967.5392 | 3047.9924 | 3220.4595 | 3557.8346
10 | 4 | 6 | 1551.2207 | 1580.2034 | 1632.5555 | 1722.85 | 1701.4581 | 1745.5666 | 1844.8683 | 2029.6118 | -37.3939 | -70.8576 | -134.3553 | -208.7554 | 70.6944 | 108.0811 | 189.3256 | 326.8466 | 23.9412 | 41.3026 | 77.1548 | 129.2155 | -0.0029378 | -0.0033719 | -0.0043111 | -0.005539 | -0.26603 | -0.5213 | -1.0594 | -1.7557 | 3309.6515 | 3403.7714 | 3608.4852 | 3998.0072
10 | 4 | 7 | 1475.8907 | 1501.08 | 1546.995 | 1621.0161 | 2007.6785 | 2059.7254 | 2176.8991 | 2394.8917 | -44.7389 | -88.2392 | -170.36 | -268.0529 | 120.2832 | 182.3665 | 299.8697 | 517.9425 | 33.5788 | 57.4169 | 105.8685 | 177.3439 | -113.6646 | -130.2832 | -166.6674 | -215.7784 | -0.91483 | -1.5815 | -2.6127 | -4.0029 | 3478.1127 | 3580.485 | 3789.9923 | 4223.3601
10 | 4 | 8 | 1446.532 | 1469.4731 | 1510.6469 | 1571.0062 | 2291.1438 | 2350.5392 | 2484.2567 | 2733.0279 | -52.7396 | -99.9748 | -190.4457 | -301.2268 | 173.2006 | 258.287 | 424.0136 | 726.7859 | 33.173 | 56.721 | 105.8685 | 177.3439 | -658.2011 | -755.0511 | -965.7325 | -1244.7656 | 6.488 | 9.726 | 18.8692 | 32.2004 | 3239.5967 | 3289.7205 | 3387.4767 | 3694.3718
10 | 4 | 9 | 1402.945 | 1423.4293 | 1459.8868 | 1507.3301 | 2552.321 | 2618.4872 | 2767.4477 | 3044.5774 | -60.4955 | -107.1171 | -196.4191 | -314.9031 | 194.187 | 288.9771 | 474.0398 | 810.8754 | 25.7164 | 44.6075 | 84.0537 | 141.8526 | -1121.6983 | -1288.3539 | -1651.1716 | -2131.2423 | 16.8769 | 26.3171 | 49.5977 | 83.9032 | 3009.8527 | 3006.3473 | 2987.435 | 3142.3932
10 | 4 | 10 | 1320.6436 | 1338.8456 | 1369.4512 | 1403.5279 | 2749.351 | 2820.625 | 2981.0847 | 3279.6078 | -66.468 | -108.1697 | -195.0986 | -312.7838 | 184.6861 | 277.5831 | 458.0908 | 791.9348 | 15.912 | 27.7973 | 54.6198 | 94.5597 | -1607.7723 | -1845.4323 | -2360.7578 | -3037.6916 | 20.6366 | 34.0256 | 64.424 | 102.7832 | 2616.989 | 2545.2746 | 2371.8141 | 2321.9379
10 | 4 | 11 | 1239.0742 | 1254.4437 | 1279.7166 | 1303.0096 | 2897.5649 | 2972.6812 | 3141.7911 | 3456.4072 | -72.0757 | -112.7109 | -195.3036 | -319.718 | 166.691 | 251.5661 | 422.679 | 735.1143 | 9.2454 | 16.526 | 35.5396 | 64.3218 | -1896.291 | -2175.9103 | -2782.076 | -3578.9127 | 16.6868 | 30.8531 | 58.4843 | 79.321 | 2360.8956 | 2237.4489 | 1960.8309 | 1739.5431
10 | 4 | 12 | 1122.3347 | 1134.2827 | 1152.96 | 1163.5523 | 3008.9712 | 3086.9756 | 3262.5875 | 3589.3 | -76.9207 | -114.5378 | -198.1495 | -329.5046 | 160.0912 | 240.7086 | 403.216 | 701.1222 | 5.7166 | 11.1144 | 24.7256 | 51.3422 | -1947.6421 | -2235.9641 | -2860.7396 | -3680.8835 | 5.3343 | 10.6292 | 20.0504 | 25.2833 | 2277.8852 | 2133.2086 | 1804.6502 | 1520.2119
10 | 4 | 13 | 1004.1487 | 1013.3822 | 1026.0111 | 1026.2315 | 3071.5362 | 3151.1625 | 3330.4258 | 3663.9316 | -81.5078 | -119.0789 | -204.4046 | -348.7694 | 151.5969 | 231.321 | 387.267 | 664.3738 | 5.5497 | 9.5763 | 22.6489 | 51.1389 | -1905.0599 | -2186.9509 | -2797.9559 | -3599.6423 | 1.512 | 2.746 | 5.1834 | 8.0672 | 2247.7758 | 2102.1582 | 1769.1757 | 1465.3312
10 | 4 | 14 | 873.069 | 879.6067 | 885.3242 | 875.6399 | 3100.7334 | 3181.1166 | 3362.084 | 3698.76 | -85.6971 | -124.3944 | -214.8261 | -367.3011 | 141.3079 | 212.974 | 356.4501 | 608.7042 | 7.2448 | 11.7913 | 27.4711 | 62.534 | -1709.142 | -1962.2075 | -2510.3082 | -3228.6366 | 0.14659 | 0.97355 | 1.7048 | 2.1846 | 2327.6626 | 2199.8603 | 1907.8999 | 1651.885
10 | 4 | 15 | 838.7902 | 844.4601 | 849.6676 | 840.8096 | 3049.1443 | 3128.1901 | 3306.1466 | 3637.2211 | -88.4244 | -126.8303 | -219.7607 | -383.097 | 127.3106 | 192.3163 | 321.883 | 539.578 | 9.8955 | 14.8485 | 32.9512 | 77.5381 | -1399.9605 | -1606.7288 | -2054.4775 | -2640.9951 | -1.6749 | -1.9119 | -3.5814 | -5.6974 | 2535.0807 | 2444.344 | 2232.8287 | 2065.3572
10 | 4 | 16 | 932.5463 | 940.7029 | 952.6695 | 959.2523 | 2867.3245 | 2941.6569 | 3109.0018 | 3420.3344 | -88.8199 | -127.7698 | -222.6833 | -396.2732 | 58.7526 | 85.7779 | 135.584 | 216.2411 | 14.8574 | 21.9064 | 45.3301 | 103.5724 | -944.1309 | -1084.0579 | -1386.9084 | -1782.4888 | -3.5263 | -5.8752 | -9.9217 | -14.6014 | 2837.0036 | 2772.3412 | 2623.0721 | 2506.0369
10 | 4 | 17 | 1109.4328 | 1123.9245 | 1147.6377 | 1176.4733 | 2587.0495 | 2654.116 | 2805.1034 | 3086.0039 | -85.8325 | -124.1682 | -219.6323 | -395.2319 | 64.5547 | 93.5562 | 143.9975 | 227.335 | 18.9508 | 28.1778 | 56.4664 | 124.7823 | -376.7638 | -433.289 | -555.3664 | -713.6403 | -8.5972 | -17.5497 | -31.4983 | -37.3534 | 3308.7942 | 3324.7677 | 3346.7079 | 3468.3689
10 | 4 | 18 | 1532.3345 | 1557.723 | 1605.3106 | 1674.0422 | 2302.6691 | 2362.3633 | 2496.7534 | 2746.776 | -79.2043 | -117.8001 | -211.5703 | -381.131 | 79.25 | 112.192 | 168.6136 | 254.6131 | 23.7919 | 36.5192 | 71.6314 | 147.1325 | -12.3315 | -14.3197 | -18.5615 | -23.7507 | -13.0384 | -25.1959 | -47.6601 | -66.293 | 3833.4713 | 3911.4818 | 4064.5171 | 4351.3891
10 | 4 | 19 | 1883.3755 | 1917.2021 | 1984.1472 | 2086.6261 | 2066.1909 | 2119.7547 | 2240.3433 | 2464.6893 | -68.9047 | -108.5004 | -195.6512 | -341.6393 | 85.0522 | 118.624 | 177.2807 | 261.8187 | 24.59 | 39.8431 | 77.7478 | 148.9425 | -0.0029378 | -0.0033719 | -0.0043111 | -0.005539 | -15.1829 | -27.1769 | -50.8722 | -75.7706 | 3975.118 | 4059.7433 | 4232.9913 | 4544.6611
10 | 4 | 20 | 1968.0402 | 2004.4143 | 2077.0563 | 2193.419 | 1848.6871 | 1896.6123 | 2004.5068 | 2205.2363 | -61.2253 | -101.3581 | -183.4226 | -309.3148 | 94.553 | 133.2469 | 198.416 | 289.6676 | 25.1491 | 42.6457 | 82.6214 | 149.9813 | -0.0029378 | -0.0033719 | -0.0043111 | -0.005539 | -15.5847 | -26.6204 | -50.2606 | -77.6363 | 3859.6165 | 3948.9374 | 4128.9129 | 4451.3475
10 | 4 | 21 | 2032.7244 | 2071.7783 | 2148.7769 | 2277.0484 | 1617.5168 | 1659.4492 | 1753.8519 | 1929.481 | -55.2527 | -94.2157 | -172.5146 | -283.7323 | 194.7143 | 275.8654 | 421.9181 | 621.4918 | 24.6714 | 42.7919 | 82.6214 | 145.2583 | -0.0029378 | -0.0033719 | -0.0043111 | -0.005539 | -6.1106 | -9.4011 | -17.9356 | -30.2595 | 3808.2606 | 3946.2647 | 4216.7138 | 4659.2821
10 | 4 | 22 | 2022.4628 | 2062.3215 | 2140.4529 | 2275.0781 | 1403.2976 | 1439.6766 | 1521.5769 | 1673.9462 | -49.0659 | -84.3591 | -155.5565 | -252.9861 | 214.115 | 295.4504 | 444.1011 | 649.9021 | 23.2151 | 40.1464 | 77.1521 | 136.5352 | -0.0029378 | -0.0033719 | -0.0043111 | -0.005539 | -3.1001 | -3.8577 | -7.6094 | -16.6328 | 3610.9215 | 3749.3747 | 4020.1129 | 4465.8372
10 | 4 | 23 | 1941.5088 | 1981.1424 | 2056.7033 | 2191.4025 | 1234.7575 | 1266.7673 | 1338.8311 | 1472.9004 | -41.7515 | -71.5709 | -130.8179 | -210.3339 | 321.4167 | 430.4969 | 624.1677 | 902.1984 | 18.4187 | 31.6776 | 61.8517 | 109.1349 | -0.0029378 | -0.0033719 | -0.0043111 | -0.005539 | 4.9271 | 9.2291 | 15.4907 | 17.8566 | 3479.2744 | 3647.739 | 3966.2223 | 4483.1534
10 | 4 | 24 | 1829.1346 | 1867.3099 | 1938.0773 | 2068.2913 | 1139.2218 | 1168.7549 | 1235.243 | 1358.9391 | -35.0927 | -59.67 | -107.0416 | -167.6815 | 314.5313 | 421.847 | 618.8482 | 912.0184 | 12.2163 | 21.2593 | 41.989 | 74.415 | -0.0029378 | -0.0033719 | -0.0043111 | -0.005539 | 8.9339 | 14.2864 | 24.7752 | 37.4007 | 3268.9422 | 3433.784 | 3751.8867 | 4283.3775
10 | 5 | 1 | 1742.7079 | 1778.4449 | 1845.9564 | 1972.7649 | 1095.2436 | 1123.6366 | 1187.5581 | 1306.479 | -31.1306 | -52.3103 | -91.8905 | -139.6714 | 225.9513 | 303.5794 | 453.7669 | 676.3277 | 8.3618 | 15.4361 | 31.5107 | 53.9918 | -0.0029378 | -0.0033719 | -0.0043111 | -0.005539 | 5.5297 | 9.2115 | 15.8818 | 23.8701 | 3046.6607 | 3177.9948 | 3442.779 | 3893.7566
10 | 5 | 2 | 1675.0607 | 1710.2015 | 1774.4578 | 1896.9003 | 1076.1472 | 1104.0452 | 1166.8521 | 1283.6996 | -29.5309 | -48.8218 | -83.8285 | -127.7653 | 141.0702 | 193.6264 | 299.7349 | 455.6894 | 6.4414 | 12.0946 | 24.7364 | 43.4057 | -0.0029378 | -0.0033719 | -0.0043111 | -0.005539 | 3.9362 | 6.1961 | 10.5184 | 15.7166 | 2873.1218 | 2977.3386 | 3192.4668 | 3567.6407
10 | 5 | 3 | 1618.4276 | 1652.9648 | 1714.2928 | 1831.9073 | 1091.5681 | 1119.8658 | 1183.5727 | 1302.0946 | -28.2962 | -47.8822 | -82.2264 | -123.0262 | 84.4827 | 122.1572 | 200.578 | 320.2818 | 6.0356 | 11.3987 | 23.4314 | 41.1139 | -0.0029378 | -0.0033719 | -0.0043111 | -0.005539 | 3.016 | 4.7188 | 8.3278 | 12.4265 | 2775.2307 | 2863.2197 | 3047.972 | 3384.7924
10 | 5 | 4 | 1564.5273 | 1597.6693 | 1655.8101 | 1765.7257 | 1188.7094 | 1219.5255 | 1288.9018 | 1417.9713 | -29.0589 | -49.7091 | -85.6355 | -128.19 | 50.9946 | 79.2479 | 141.3948 | 238.939 | 7.086 | 13.2211 | 26.6886 | 45.6975 | -0.0029378 | -0.0033719 | -0.0043111 | -0.005539 | 2.4839 | 3.7629 | 6.4945 | 9.4177 | 2784.7394 | 2863.7141 | 3033.65 | 3349.5556
10 | 5 | 5 | 1524.155 | 1554.2392 | 1608.429 | 1709.3881 | 1392.5543 | 1428.6548 | 1509.9281 | 1661.1309 | -31.7557 | -57.0167 | -102.7986 | -156.6249 | 43.996 | 71.2065 | 129.5512 | 235.5422 | 13.8979 | 24.1715 | 46.5513 | 78.9987 | -0.0029378 | -0.0033719 | -0.0043111 | -0.005539 | 1.056 | 1.79 | 2.9645 | 4.5432 | 2943.9005 | 3023.042 | 3194.6212 | 3532.9726
10 | 5 | 6 | 1521.1608 | 1549.3485 | 1600.1411 | 1689.0579 | 1694.5437 | 1738.4729 | 1837.3712 | 2021.3638 | -36.9219 | -72.5192 | -137.2012 | -213.4946 | 70.6944 | 108.0811 | 189.3256 | 326.8466 | 24.9198 | 42.8041 | 79.8895 | 133.7992 | -0.0029378 | -0.0033719 | -0.0043111 | -0.005539 | -0.26603 | -0.5213 | -1.0594 | -1.7557 | 3274.1278 | 3365.6626 | 3568.4623 | 3955.8117
10 | 5 | 7 | 1450.1731 | 1475.2478 | 1520.1299 | 1592.5334 | 1998.7577 | 2050.5733 | 2167.2263 | 2384.2504 | -44.2669 | -89.9008 | -173.206 | -272.7921 | 120.2832 | 182.3665 | 299.8697 | 517.9425 | 35.3689 | 60.3102 | 111.4001 | 186.3079 | -132.5754 | -151.6355 | -193.3242 | -249.8833 | -0.91483 | -1.5815 | -2.6127 | -4.0029 | 3426.8257 | 3525.3801 | 3729.4831 | 4154.3559
10 | 5 | 8 | 1403.5168 | 1426.5426 | 1465.8992 | 1522.9494 | 2276.7475 | 2335.7698 | 2468.6471 | 2715.8551 | -52.8161 | -100.7491 | -190.4457 | -303.5383 | 173.2006 | 258.287 | 424.0136 | 726.7859 | 32.8757 | 56.721 | 104.5635 | 175.1537 | -665.9181 | -763.591 | -975.6897 | -1256.1653 | 6.488 | 9.726 | 18.8692 | 32.2004 | 3174.0945 | 3222.7064 | 3315.8572 | 3613.2409
10 | 5 | 9 | 1353.3542 | 1373.1389 | 1407.4301 | 1451.945 | 2537.0576 | 2602.8281 | 2750.8978 | 3026.3702 | -59.9469 | -106.0645 | -194.8937 | -310.5888 | 194.187 | 288.9771 | 474.0398 | 810.8754 | 24.9917 | 43.2157 | 81.3191 | 137.3706 | -1213.1265 | -1391.4849 | -1778.2204 | -2287.471 | 16.8769 | 26.3171 | 49.5977 | 83.9032 | 2853.394 | 2836.9275 | 2790.1704 | 2912.4045
10 | 5 | 10 | 1255.4173 | 1273.516 | 1301.3165 | 1329.3401 | 2736.4405 | 2807.3798 | 2967.086 | 3264.2073 | -65.1132 | -108.944 | -193.5732 | -308.5858 | 184.6861 | 277.5831 | 458.0908 | 791.9348 | 15.912 | 27.7973 | 54.6198 | 93.6867 | -1613.2074 | -1850.7333 | -2365.3029 | -3041.306 | 20.6366 | 34.0256 | 64.424 | 102.7832 | 2534.772 | 2460.6245 | 2286.661 | 2232.0602
10 | 5 | 11 | 1138.8123 | 1153.7332 | 1174.5883 | 1188.0966 | 2901.1901 | 2976.4004 | 3145.7218 | 3460.7315 | -70.5372 | -112.5978 | -198.2261 | -320.3754 | 166.691 | 251.5661 | 422.679 | 735.1143 | 12.3832 | 21.9741 | 43.8058 | 79.3899 | -1876.4914 | -2152.8852 | -2751.1531 | -3534.5453 | 16.6868 | 30.8531 | 58.4843 | 79.321 | 2288.7348 | 2169.044 | 1895.8999 | 1687.7326
10 | 5 | 12 | 1020.285 | 1031.976 | 1045.879 | 1046.7134 | 3017.8207 | 3096.0545 | 3272.1828 | 3599.8562 | -75.0172 | -115.4773 | -201.3537 | -332.165 | 160.0912 | 240.7086 | 403.216 | 701.1222 | 9.89 | 17.2219 | 36.0622 | 70.0193 | -2010.1415 | -2306.8239 | -2949.3262 | -3791.0924 | 5.3343 | 10.6292 | 20.0504 | 25.2833 | 2128.2624 | 1974.289 | 1626.7106 | 1319.737
10 | 5 | 13 | 886.9242 | 893.9884 | 900.8805 | 891.5116 | 3098.0404 | 3178.3538 | 3359.1639 | 3695.5475 | -79.3136 | -119.0789 | -204.6862 | -346.2662 | 151.5969 | 231.321 | 387.267 | 664.3738 | 8.8531 | 14.0442 | 31.3754 | 66.4479 | -1959.2971 | -2248.5328 | -2874.7368 | -3694.9017 | 1.512 | 2.746 | 5.1834 | 8.0672 | 2108.3159 | 1952.8417 | 1604.4473 | 1284.7802
10 | 5 | 14 | 765.6019 | 769.5567 | 770.0473 | 751.3209 | 3137.066 | 3218.3911 | 3401.4789 | 3742.0999 | -84.5235 | -122.5675 | -212.1851 | -364.0649 | 141.3079 | 212.974 | 356.4501 | 608.7042 | 9.4747 | 13.6137 | 30.7283 | 73.7035 | -1783.3329 | -2046.9344 | -2617.6605 | -3364.6063 | 0.14659 | 0.97355 | 1.7048 | 2.1846 | 2185.7407 | 2046.0072 | 1730.5638 | 1449.3418
10 | 5 | 15 | 750.944 | 757.1614 | 758.1709 | 738.6676 | 3079.2019 | 3159.0269 | 3338.7376 | 3673.0757 | -87.1743 | -124.3944 | -215.3126 | -379.1278 | 127.3106 | 192.3163 | 321.883 | 539.578 | 11.1617 | 15.1328 | 32.6912 | 84.5681 | -1441.3499 | -1654.4953 | -2115.752 | -2718.9732 | -1.6749 | -1.9119 | -3.5814 | -5.6974 | 2438.419 | 2342.8358 | 2116.8367 | 1932.0911
10 | 5 | 16 | 814.8348 | 822.1788 | 828.6156 | 823.8228 | 2901.5336 | 2976.7528 | 3146.0943 | 3461.1413 | -88.1184 | -125.1687 | -218.2352 | -390.3008 | 58.7526 | 85.7779 | 135.584 | 216.2411 | 14.776 | 19.5818 | 42.3356 | 104.7016 | -968.267 | -1111.6474 | -1421.7439 | -1826.4086 | -3.5263 | -5.8752 | -9.9217 | -14.6014 | 2729.9854 | 2661.6 | 2502.7287 | 2374.5961
10 | 5 | 17 | 973.983 | 986.2303 | 1003.5363 | 1021.2028 | 2603.1475 | 2670.6313 | 2822.5582 | 3105.2065 | -85.238 | -124.1682 | -219.6323 | -396.31 | 64.5547 | 93.5562 | 143.9975 | 227.335 | 20.7898 | 29.158 | 58.4185 | 132.9902 | -381.867 | -439.4017 | -563.725 | -724.9562 | -8.5972 | -17.5497 | -31.4983 | -37.3534 | 3186.7727 | 3198.4562 | 3213.6549 | 3328.115
10 | 5 | 18 | 1440.8552 | 1464.8053 | 1508.1126 | 1569.786 | 2313.6986 | 2373.6788 | 2508.7126 | 2759.9328 | -77.5587 | -117.8001 | -213.1723 | -380.2059 | 79.25 | 112.192 | 168.6136 | 254.6131 | 26.334 | 39.001 | 76.1937 | 159.175 | -10.303 | -11.9532 | -15.4898 | -19.8196 | -13.0384 | -25.1959 | -47.6601 | -66.293 | 3759.2377 | 3834.7277 | 3985.3102 | 4277.1884
10 | 5 | 19 | 1778.2143 | 1810.3633 | 1872.3427 | 1966.7734 | 2075.2125 | 2129.0102 | 2250.1253 | 2475.4508 | -67.7005 | -106.0645 | -194.6122 | -338.5951 | 85.0522 | 118.624 | 177.2807 | 261.8187 | 26.2485 | 40.558 | 78.9797 | 155.3892 | -0.0029378 | -0.0033719 | -0.0043111 | -0.005539 | -15.1829 | -27.1769 | -50.8722 | -75.7706 | 3881.841 | 3965.3107 | 4133.2398 | 4445.0609
10 | 5 | 20 | 1861.4323 | 1896.292 | 1963.9442 | 2071.4532 | 1856.8598 | 1904.9969 | 2013.3684 | 2214.9853 | -59.5185 | -97.2083 | -176.052 | -297.1003 | 94.553 | 133.2469 | 198.416 | 289.6676 | 23.2287 | 37.3736 | 72.5303 | 138.6237 | -0.0029378 | -0.0033719 | -0.0043111 | -0.005539 | -15.5847 | -26.6204 | -50.2606 | -77.6363 | 3760.9677 | 3848.0774 | 4021.9419 | 4339.9877
10 | 5 | 21 | 1941.9676 | 1979.1981 | 2051.7392 | 2173.2718 | 1627.3294 | 1669.5162 | 1764.4916 | 1941.1862 | -53.5459 | -88.0739 | -156.2479 | -257.6089 | 194.7143 | 275.8654 | 421.9181 | 621.4918 | 17.599 | 29.6007 | 59.5042 | 112.2998 | -0.0029378 | -0.0033719 | -0.0043111 | -0.005539 | -6.1106 | -9.4011 | -17.9356 | -30.2595 | 3721.9508 | 3856.7021 | 4123.4653 | 4560.3756
10 | 5 | 22 | 1957.7453 | 1996.1877 | 2071.0122 | 2200.5327 | 1420.6127 | 1457.4406 | 1540.3514 | 1694.6008 | -48.0148 | -79.1047 | -141.9308 | -226.8627 | 214.115 | 295.4504 | 444.1011 | 649.9021 | 15.7369 | 26.3865 | 53.3256 | 98.6504 | -0.0029378 | -0.0033719 | -0.0043111 | -0.005539 | -3.1001 | -3.8577 | -7.6094 | -16.6328 | 3557.0921 | 3692.4994 | 3959.2459 | 4400.1851
10 | 5 | 23 | 1911.5375 | 1950.6721 | 2024.6617 | 2156.3719 | 1247.2109 | 1279.5435 | 1352.3342 | 1487.7557 | -40.8074 | -68.9176 | -121.6403 | -191.3772 | 318.5157 | 426.0714 | 614.9601 | 874.9203 | 13.0998 | 22.7973 | 45.2462 | 82.7093 | -0.0029378 | -0.0033719 | -0.0043111 | -0.005539 | 4.9271 | 9.2291 | 15.4907 | 17.8566 | 3454.4806 | 3619.3925 | 3931.0483 | 4428.231
10 | 5 | 24 | 1825.9929 | 1863.934 | 1934.7161 | 2065.202 | 1130.1195 | 1159.4167 | 1225.3736 | 1348.0813 | -34.6207 | -58.7305 | -104.1957 | -160.9393 | 282.9376 | 375.5849 | 547.2302 | 793.9274 | 10.8686 | 19.1715 | 38.4096 | 67.7428 | -0.0029378 | -0.0033719 | -0.0043111 | -0.005539 | 8.9339 | 14.2864 | 24.7752 | 37.4007 | 3224.2289 | 3373.6597 | 3666.3047 | 4151.4094
10 | 6 | 1 | 1729.7862 | 1766.1146 | 1832.6574 | 1957.7225 | 1090.5046 | 1118.7748 | 1182.4197 | 1300.8261 | -31.7862 | -55.1898 | -98.1455 | -147.1466 | 239.5498 | 319.9353 | 465.6105 | 670.2544 | 10.76 | 19.4558 | 38.4096 | 65.451 | -0.0029378 | -0.0033719 | -0.0043111 | -0.005539 | 5.5297 | 9.2115 | 15.8818 | 23.8701 | 3044.3411 | 3178.299 | 3436.8291 | 3870.9718
10 | 6 | 2 | 1658.8355 | 1694.0358 | 1757.3923 | 1879.0732 | 1066.5482 | 1094.1973 | 1156.444 | 1272.2493 | -29.5309 | -50.7617 | -87.4425 | -135.2406 | 163.1628 | 220.7162 | 327.5274 | 476.8939 | 7.7891 | 14.6129 | 29.4232 | 49.4082 | -0.0029378 | -0.0033719 | -0.0043111 | -0.005539 | 3.9362 | 6.1961 | 10.5184 | 15.7166 | 2870.738 | 2978.9931 | 3193.8586 | 3558.0951
10 | 6 | 3 | 1592.2857 | 1626.3027 | 1686.5759 | 1803.4153 | 1072.6017 | 1100.4078 | 1163.0078 | 1279.4703 | -29.0589 | -48.9349 | -84.3149 | -130.5014 | 106.1766 | 146.8279 | 224.6028 | 337.5983 | 7.253 | 13.6327 | 27.4711 | 47.0147 | -0.0029378 | -0.0033719 | -0.0043111 | -0.005539 | 3.016 | 4.7188 | 8.3278 | 12.4265 | 2752.2711 | 2842.9516 | 3025.6662 | 3349.4182
10 | 6 | 4 | 1552.9221 | 1585.7992 | 1644.1164 | 1756.7296 | 1114.2419 | 1143.1274 | 1208.1577 | 1329.1415 | -29.0589 | -48.9349 | -84.3149 | -130.5014 | 69.7874 | 98.023 | 158.932 | 245.6531 | 7.6221 | 13.917 | 27.4711 | 47.8877 | -0.0029378 | -0.0033719 | -0.0043111 | -0.005539 | 2.4839 | 3.7629 | 6.4945 | 9.4177 | 2717.9957 | 2795.6912 | 2960.8523 | 3258.3226
10 | 6 | 5 | 1523.6386 | 1555.3274 | 1611.0559 | 1718.4025 | 1216.5419 | 1248.0795 | 1319.0802 | 1451.1717 | -30.7351 | -51.6491 | -92.0955 | -140.4044 | 44.3948 | 63.9647 | 109.7506 | 183.2505 | 9.8181 | 17.2219 | 34.2454 | 58.3722 | -0.0029378 | -0.0033719 | -0.0043111 | -0.005539 | 1.056 | 1.79 | 2.9645 | 4.5432 | 2764.7113 | 2834.7311 | 2984.9967 | 3275.3302
10 | 6 | 6 | 1543.3205 | 1574.4168 | 1629.8564 | 1733.2053 | 1345.8188 | 1380.7077 | 1459.2534 | 1605.3817 | -32.9904 | -58.1824 | -104.8871 | -162.097 | 31.594 | 46.2625 | 86.5199 | 145.37 | 13.3251 | 23.4756 | 45.2462 | 76.8085 | -0.0029378 | -0.0033719 | -0.0043111 | -0.005539 | -0.26603 | -0.5213 | -1.0594 | -1.7557 | 2900.7989 | 2966.1555 | 3114.9251 | 3396.9071
10 | 6 | 7 | 1539.3377 | 1570.109 | 1624.4405 | 1723.5667 | 1454.2125 | 1491.9114 | 1576.7833 | 1734.6809 | -37.029 | -67.4821 | -125.4592 | -195.6957 | 31.594 | 50.6881 | 81.6204 | 142.0526 | 18.644 | 32.2287 | 61.3318 | 102.8916 | -149.1035 | -170.3994 | -216.8557 | -279.5531 | -0.91483 | -1.5815 | -2.6127 | -4.0029 | 2856.7408 | 2905.4742 | 2999.2484 | 3223.9402
10 | 6 | 8 | 1583.7239 | 1613.8484 | 1668.4273 | 1764.1089 | 1628.7489 | 1670.9724 | 1766.0307 | 1942.8794 | -43.3229 | -79.4961 | -149.1588 | -233.6088 | 44.7936 | 66.3838 | 107.5711 | 179.9331 | 22.5935 | 39.4803 | 75.0673 | 125.7082 | -686.5782 | -787.0459 | -1005.104 | -1293.2526 | 6.488 | 9.726 | 18.8692 | 32.2004 | 2556.4468 | 2533.8689 | 2481.7028 | 2517.9685
10 | 6 | 9 | 1611.2042 | 1640.2072 | 1693.9744 | 1783.5018 | 1848.4039 | 1896.3218 | 2004.1997 | 2204.8984 | -49.5402 | -91.5101 | -169.4494 | -266.7828 | 61.2932 | 86.629 | 140.0095 | 232.8656 | 24.0131 | 41.9985 | 79.2315 | 133.7616 | -1218.2992 | -1397.3954 | -1785.6414 | -2296.3902 | 16.8769 | 26.3171 | 49.5977 | 83.9032 | 2293.9518 | 2202.568 | 2011.922 | 1875.7576
10 | 6 | 10 | 1591.238 | 1619.2229 | 1670.3622 | 1752.6613 | 2015.3633 | 2067.6094 | 2185.2316 | 2404.0587 | -54.9949 | -98.6525 | -180.6389 | -284.5817 | 74.4928 | 108.7568 | 175.4214 | 289.6863 | 22.0927 | 38.7843 | 75.0673 | 126.8861 | -1571.1025 | -1802.9439 | -2305.4466 | -2965.4951 | 20.6366 | 34.0256 | 64.424 | 102.7832 | 2097.7261 | 1966.8027 | 1684.421 | 1425.9987
10 | 6 | 11 | 1552.1784 | 1578.5987 | 1627.3257 | 1702.4266 | 2139.4314 | 2194.8939 | 2319.757 | 2552.0553 | -60.2048 | -104.8552 | -190.9839 | -295.5219 | 89.5869 | 132.891 | 214.3474 | 346.507 | 18.6576 | 32.9246 | 64.7136 | 112.1605 | -1830.9414 | -2101.436 | -2687.7121 | -3457.1852 | 16.6868 | 30.8531 | 58.4843 | 79.321 | 1925.395 | 1763.87 | 1405.9321 | 1039.7633
10 | 6 | 12 | 1502.3206 | 1527.689 | 1573.169 | 1641.8847 | 2203.7074 | 2260.8361 | 2389.4505 | 2628.7279 | -63.9526 | -110.1185 | -195.3553 | -299.1034 | 102.7866 | 151.1297 | 241.0923 | 385.5197 | 15.1641 | 26.6709 | 53.7128 | 95.5872 | -1990.2905 | -2283.96 | -2920.0742 | -3753.6674 | 5.3343 | 10.6292 | 20.0504 | 25.2833 | 1775.0698 | 1582.8763 | 1162.0454 | 724.2322
10 | 6 | 13 | 1466.9187 | 1492.7856 | 1535.8899 | 1600.4892 | 2218.664 | 2276.1805 | 2405.6679 | 2646.5693 | -67.0449 | -115.1035 | -203.6118 | -309.3108 | 107.1832 | 154.4824 | 251.6853 | 399.9308 | 13.9739 | 23.4743 | 49.0368 | 91.8279 | -1953.4249 | -2241.8449 | -2866.4479 | -3684.4478 | 1.512 | 2.746 | 5.1834 | 8.0672 | 1787.7822 | 1592.7204 | 1177.4037 | 753.1257
10 | 6 | 14 | 1433.2385 | 1458.2999 | 1499.5646 | 1561.691 | 2227.6395 | 2285.3887 | 2415.3999 | 2657.2758 | -71.6297 | -119.9753 | -210.6243 | -323.6407 | 106.1056 | 151.6764 | 243.6934 | 383.6767 | 14.3702 | 24.4058 | 50.0278 | 98.9971 | -1764.394 | -2024.9248 | -2588.9332 | -3327.0392 | 0.14659 | 0.97355 | 1.7048 | 2.1846 | 1945.4767 | 1775.8443 | 1410.8329 | 1053.1452
10 | 6 | 15 | 1401.357 | 1425.2913 | 1465.1895 | 1527.2877 | 2213.3445 | 2270.7231 | 2399.9 | 2640.2238 | -74.0663 | -126.5088 | -220.2778 | -336.392 | 96.9134 | 142.1651 | 223.9767 | 345.2348 | 17.295 | 27.9828 | 58.6378 | 113.9149 | -1426.722 | -1637.6416 | -2094.0223 | -2690.2114 | -1.6749 | -1.9119 | -3.5814 | -5.6974 | 2226.4467 | 2100.1001 | 1829.8225 | 1594.3604
10 | 6 | 16 | 1364.9497 | 1388.4378 | 1428.863 | 1491.8143 | 2149.8093 | 2205.5408 | 2331.0096 | 2564.4347 | -75.0103 | -129.6058 | -230.4944 | -351.8795 | 44.1762 | 61.7932 | 93.7683 | 142.6047 | 21.6272 | 35.7543 | 72.904 | 136.2386 | -951.417 | -1092.4167 | -1397.2703 | -1794.5389 | -3.5263 | -5.8752 | -9.9217 | -14.6014 | 2550.6087 | 2463.6284 | 2288.8585 | 2174.0726
10 | 6 | 17 | 1362.0785 | 1385.9488 | 1428.2245 | 1495.3715 | 2044.1204 | 2097.112 | 2216.4125 | 2438.3621 | -73.3647 | -130.267 | -234.251 | -358.3136 | 47.4761 | 65.6823 | 99.4619 | 147.0544 | 26.2933 | 44.066 | 86.9724 | 158.6264 | -388.798 | -447.1655 | -573.1934 | -736.1751 | -8.5972 | -17.5497 | -31.4983 | -37.3534 | 3009.2083 | 2997.8269 | 2992.1287 | 3107.5723
10 | 6 | 18 | 1550.2637 | 1577.7048 | 1630.2524 | 1713.8341 | 1966.3112 | 2017.2857 | 2132.045 | 2345.546 | -68.3821 | -125.8911 | -230.1611 | -356.3105 | 46.0706 | 65.6823 | 99.4619 | 147.0544 | 32.816 | 55.3563 | 106.762 | 190.1662 | -5.2281 | -6.0867 | -7.974 | -10.3484 | -13.0384 | -25.1959 | -47.6601 | -66.293 | 3508.813 | 3558.8554 | 3682.726 | 3963.6489
10 | 6 | 19 | 1757.5824 | 1789.9496 | 1854.2268 | 1954.8388 | 1860.9881 | 1909.2322 | 2017.8446 | 2219.9097 | -60.3838 | -113.877 | -209.8044 | -323.024 | 51.8728 | 71.5779 | 108.9232 | 156.5246 | 31.775 | 53.565 | 103.3613 | 181.7814 | -0.0029378 | -0.0033719 | -0.0043111 | -0.005539 | -15.1829 | -27.1769 | -50.8722 | -75.7706 | 3626.6487 | 3683.2676 | 3823.675 | 4114.2543
10 | 6 | 20 | 1817.896 | 1852.8473 | 1920.4144 | 2030.2874 | 1708.8497 | 1753.1498 | 1852.8829 | 2038.4289 | -54.8549 | -102.1412 | -187.9224 | -286.1561 | 72.769 | 99.6013 | 146.261 | 206.6311 | 26.5823 | 46.3988 | 89.9291 | 154.8211 | -0.0029378 | -0.0033719 | -0.0043111 | -0.005539 | -15.5847 | -26.6204 | -50.2606 | -77.6363 | 3555.6545 | 3623.2323 | 3771.3 | 4066.3706
10 | 6 | 21 | 1858.0019 | 1894.3945 | 1963.5835 | 2082.8297 | 1542.0474 | 1582.0233 | 1672.0215 | 1839.4562 | -49.6144 | -91.5103 | -164.9908 | -247.3976 | 134.7081 | 188.9636 | 286.1334 | 417.1073 | 19.8519 | 35.5688 | 69.9311 | 118.7464 | -0.0029378 | -0.0033719 | -0.0043111 | -0.005539 | -6.1106 | -9.4011 | -17.9356 | -30.2595 | 3498.8813 | 3600.0354 | 3808.7388 | 4180.4769
10 | 6 | 22 | 1848.8809 | 1885.6475 | 1955.2279 | 2078.8788 | 1381.9827 | 1417.8091 | 1498.4655 | 1648.5204 | -45.1038 | -82.5411 | -148.1093 | -219.3874 | 147.5089 | 204.1229 | 307.5223 | 453.8554 | 16.7874 | 30.8355 | 61.1423 | 102.9069 | -0.0029378 | -0.0033719 | -0.0043111 | -0.005539 | -3.1001 | -3.8577 | -7.6094 | -16.6328 | 3346.953 | 3452.013 | 3666.635 | 4048.1357
10 | 6 | 23 | 1796.8548 | 1833.2404 | 1901.6973 | 2026.9825 | 1234.9953 | 1267.0112 | 1339.0889 | 1473.184 | -39.0242 | -72.5192 | -130.9462 | -196.1164 | 168.7138 | 230.1398 | 343.7284 | 515.1259 | 15.9038 | 28.8859 | 57.6252 | 94.7142 | -0.0029378 | -0.0033719 | -0.0043111 | -0.005539 | 4.9271 | 9.2291 | 15.4907 | 17.8566 | 3182.3677 | 3295.9838 | 3526.68 | 3931.7414
10 | 6 | 24 | 1732.4153 | 1768.7838 | 1835.2578 | 1960.4267 | 1109.1841 | 1137.9386 | 1202.6736 | 1323.1082 | -34.1486 | -62.4974 | -112.1811 | -166.1032 | 282.9376 | 375.5849 | 547.2302 | 793.9274 | 13.0279 | 24.1891 | 47.3337 | 78.2273 | -0.0029378 | -0.0033719 | -0.0043111 | -0.005539 | 8.9339 | 14.2864 | 24.7752 | 37.4007 | 3112.3473 | 3258.282 | 3545.0852 | 4026.9816
10 | 7 | 1 | 1650.5825 | 1685.2049 | 1748.6354 | 1869.0311 | 1068.1169 | 1095.8067 | 1158.1449 | 1274.1205 | -31.3142 | -54.4155 | -96.5435 | -147.1466 | 239.5498 | 319.9353 | 465.6105 | 670.2544 | 10.3542 | 18.7599 | 36.98 | 63.2608 | -0.0029378 | -0.0033719 | -0.0043111 | -0.005539 | 5.5297 | 9.2115 | 15.8818 | 23.8701 | 2942.8159 | 3074.4994 | 3328.7048 | 3753.3847
10 | 7 | 2 | 1581.1035 | 1614.5032 | 1674.686 | 1791.2518 | 1048.48 | 1075.6608 | 1136.8529 | 1250.6964 | -29.166 | -50.7617 | -89.2495 | -135.6653 | 163.1628 | 220.7162 | 327.5274 | 476.8939 | 9.0065 | 16.526 | 33.4629 | 56.182 | -0.0029378 | -0.0033719 | -0.0043111 | -0.005539 | 3.9362 | 6.1961 | 10.5184 | 15.7166 | 2776.5201 | 2882.8371 | 3093.7938 | 3455.0699
10 | 7 | 3 | 1515.8401 | 1548.1866 | 1605.3582 | 1717.1875 | 1053.8493 | 1081.1692 | 1142.6748 | 1257.1012 | -28.0384 | -49.1001 | -84.3149 | -130.9261 | 106.1766 | 146.8279 | 224.6028 | 337.5983 | 7.7891 | 14.6129 | 29.4232 | 50.2812 | -0.0029378 | -0.0033719 | -0.0043111 | -0.005539 | 3.016 | 4.7188 | 8.3278 | 12.4265 | 2658.6297 | 2746.412 | 2926.0676 | 3243.6631
10 | 7 | 4 | 1480.7657 | 1512.3022 | 1567.4017 | 1676.3507 | 1087.2492 | 1115.435 | 1178.8898 | 1296.9428 | -28.0384 | -47.2732 | -82.9944 | -126.1869 | 69.7874 | 98.023 | 158.932 | 245.6531 | 7.086 | 12.9367 | 26.6886 | 45.6975 | -0.0029378 | -0.0033719 | -0.0043111 | -0.005539 | 2.4839 | 3.7629 | 6.4945 | 9.4177 | 2619.331 | 2695.1832 | 2855.4079 | 3147.8693
10 | 7 | 5 | 1455.8785 | 1486.192 | 1539.6028 | 1644.0524 | 1164.0166 | 1194.1925 | 1262.1277 | 1388.516 | -28.5869 | -49.9875 | -87.929 | -133.6622 | 44.3948 | 63.9647 | 109.7506 | 183.2505 | 9.0065 | 15.8301 | 31.5107 | 53.8902 | -0.0029378 | -0.0033719 | -0.0043111 | -0.005539 | 1.056 | 1.79 | 2.9645 | 4.5432 | 2645.7625 | 2711.9785 | 2858.023 | 3140.5846
10 | 7 | 6 | 1487.114 | 1517.7665 | 1571.8096 | 1675.2395 | 1238.3909 | 1270.4949 | 1342.7708 | 1477.2346 | -31.3907 | -55.6334 | -101.7596 | -157.3579 | 31.594 | 46.2625 | 86.5199 | 145.37 | 13.4921 | 23.4756 | 45.2462 | 75.4913 | -0.0029378 | -0.0033719 | -0.0043111 | -0.005539 | -0.26603 | -0.5213 | -1.0594 | -1.7557 | 2738.9313 | 2801.8414 | 2943.5232 | 3214.2164
10 | 7 | 7 | 1514.6051 | 1545.4011 | 1600.7045 | 1704.8957 | 1282.3334 | 1315.5765 | 1390.417 | 1529.6521 | -33.8602 | -65.6553 | -122.3317 | -190.9565 | 31.594 | 50.6881 | 81.6204 | 142.0526 | 20.9703 | 36.5504 | 68.8886 | 114.3507 | -131.3758 | -150.1555 | -191.1482 | -246.4764 | -0.91483 | -1.5815 | -2.6127 | -4.0029 | 2683.3519 | 2730.8238 | 2825.538 | 3049.5152
10 | 7 | 8 | 1597.7019 | 1629.4374 | 1687.1706 | 1792.6836 | 1399.7697 | 1436.0572 | 1517.7517 | 1669.7379 | -38.0059 | -75.8424 | -144.5058 | -226.8666 | 44.7936 | 66.3838 | 107.5711 | 179.9331 | 27.3397 | 47.1258 | 88.6159 | 148.6265 | -655.064 | -751.0588 | -959.2103 | -1233.4496 | 6.488 | 9.726 | 18.8692 | 32.2004 | 2383.023 | 2361.8292 | 2316.2624 | 2362.8654
10 | 7 | 9 | 1674.9443 | 1707.2611 | 1766.6273 | 1870.3826 | 1588.1073 | 1629.2773 | 1721.9636 | 1894.3995 | -43.5371 | -84.3678 | -161.6689 | -257.3045 | 61.2932 | 86.629 | 140.0095 | 232.8656 | 29.9048 | 51.5572 | 96.8821 | 162.4791 | -1075.0617 | -1234.7433 | -1581.3726 | -2037.466 | 16.8769 | 26.3171 | 49.5977 | 83.9032 | 2252.5277 | 2181.9305 | 2032.0386 | 1949.2593
10 | 7 | 10 | 1676.6547 | 1708.4666 | 1766.689 | 1864.7505 | 1755.8062 | 1801.3236 | 1903.7973 | 2094.4418 | -47.9406 | -89.518 | -168.1289 | -264.3551 | 74.4928 | 108.7568 | 175.4214 | 289.6863 | 25.6364 | 44.1959 | 84.5763 | 144.2461 | -1495.1509 | -1716.5879 | -2196.4401 | -2825.6186 | 20.6366 | 34.0256 | 64.424 | 102.7832 | 2010.1353 | 1890.6626 | 1630.3391 | 1405.9341
10 | 7 | 11 | 1650.2683 | 1680.4237 | 1736.0323 | 1827.5045 | 1897.13 | 1946.311 | 2057.0328 | 2263.0221 | -52.8161 | -92.2322 | -169.3728 | -268.6695 | 89.5869 | 132.891 | 214.3474 | 346.507 | 20.1722 | 34.3164 | 67.4482 | 119.036 | -1767.9311 | -2029.5472 | -2596.2725 | -3338.7088 | 16.6868 | 30.8531 | 58.4843 | 79.321 | 1853.097 | 1703.0158 | 1367.6998 | 1028.0123
10 | 7 | 12 | 1594.7271 | 1623.0755 | 1675.511 | 1759.5944 | 1987.4349 | 2038.957 | 2154.9492 | 2370.7438 | -57.5845 | -96.6082 | -173.7442 | -276.9901 | 102.7866 | 151.1297 | 241.0923 | 385.5197 | 16.4535 | 27.3668 | 55.0178 | 104.6529 | -1865.1223 | -2142.7673 | -2744.6148 | -3532.9219 | 5.3343 | 10.6292 | 20.0504 | 25.2833 | 1784.0294 | 1611.7827 | 1228.2616 | 835.8821
10 | 7 | 13 | 1595.4145 | 1623.8582 | 1675.3652 | 1757.5771 | 2039.7268 | 2092.6046 | 2211.6486 | 2433.1211 | -61.9115 | -100.9841 | -180.9617 | -290.0499 | 107.1832 | 154.4824 | 251.6853 | 399.9308 | 16.7779 | 25.581 | 52.1586 | 107.8707 | -1761.5827 | -2023.2952 | -2588.5312 | -3322.995 | 1.512 | 2.746 | 5.1834 | 8.0672 | 1937.1203 | 1774.9928 | 1426.5483 | 1093.5219
10 | 7 | 14 | 1528.796 | 1556.0357 | 1604.1026 | 1680.0516 | 2081.4682 | 2135.428 | 2256.9083 | 2482.913 | -65.4758 | -105.969 | -188.4606 | -305.5372 | 106.1056 | 151.6764 | 243.6934 | 383.6767 | 17.8772 | 25.562 | 53.599 | 114.6974 | -1663.8791 | -1910.2404 | -2441.8093 | -3131.4581 | 0.14659 | 0.97355 | 1.7048 | 2.1846 | 2005.0387 | 1853.4663 | 1529.7382 | 1226.5279
10 | 7 | 15 | 1500.3455 | 1526.3039 | 1573.8376 | 1647.6238 | 2092.3913 | 2146.6343 | 2268.752 | 2495.9428 | -67.5475 | -109.2923 | -192.6272 | -311.5466 | 96.9134 | 142.1651 | 223.9767 | 345.2348 | 17.5569 | 24.9744 | 52.5025 | 115.6233 | -1278.9282 | -1467.5382 | -1872.2133 | -2390.6031 | -1.6749 | -1.9119 | -3.5814 | -5.6974 | 2359.0565 | 2261.3354 | 2050.6469 | 1896.5776
10 | 7 | 16 | 1464.873 | 1489.3654 | 1536.6228 | 1611.1399 | 2064.3823 | 2117.8992 | 2238.3822 | 2462.5318 | -68.6751 | -113.3898 | -200.9602 | -318.7135 | 44.1762 | 61.7932 | 93.7683 | 142.6047 | 19.2521 | 29.139 | 60.2569 | 125.0315 | -914.3368 | -1050.1529 | -1343.4857 | -1724.6641 | -3.5263 | -5.8752 | -9.9217 | -14.6014 | 2606.1454 | 2528.779 | 2374.6628 | 2283.329
10 | 7 | 17 | 1508.7013 | 1534.6235 | 1584.5079 | 1667.1371 | 1970.7161 | 2021.8048 | 2136.8212 | 2350.8005 | -66.9989 | -115.7126 | -206.7287 | -323.0281 | 47.4761 | 65.6823 | 99.4619 | 147.0544 | 22.6872 | 36.8929 | 73.5429 | 141.9473 | -378.3935 | -434.9834 | -557.0179 | -714.5189 | -8.5972 | -17.5497 | -31.4983 | -37.3534 | 3095.5909 | 3090.7579 | 3099.089 | 3232.039
10 | 7 | 18 | 1689.737 | 1719.9502 | 1779.779 | 1878.2626 | 1884.1119 | 1932.9555 | 2042.9175 | 2247.4933 | -63.0369 | -114.8253 | -208.6123 | -318.2888 | 46.0706 | 65.6823 | 99.4619 | 147.0544 | 27.2175 | 45.6649 | 89.8885 | 161.9904 | -5.2281 | -6.0867 | -7.974 | -10.3484 | -13.0384 | -25.1959 | -47.6601 | -66.293 | 3565.8337 | 3618.1451 | 3747.8004 | 4039.8705
10 | 7 | 19 | 1839.4319 | 1873.5515 | 1941.0334 | 2052.5382 | 1782.5441 | 1828.7547 | 1932.7889 | 2126.3366 | -57.2173 | -108.1787 | -198.2674 | -298.0621 | 51.8728 | 71.5779 | 108.9232 | 156.5246 | 28.3359 | 49.1824 | 95.1493 | 163.9884 | -0.0029378 | -0.0033719 | -0.0043111 | -0.005539 | -15.1829 | -27.1769 | -50.8722 | -75.7706 | 3629.7815 | 3687.7076 | 3828.7509 | 4125.5495
10 | 7 | 20 | 1929.4881 | 1966.4564 | 2039.4888 | 2162.3524 | 1629.6449 | 1671.8917 | 1767.0023 | 1943.9483 | -51.3977 | -99.54 | -183.4744 | -271.518 | 72.769 | 99.6013 | 146.261 | 206.6311 | 25.8522 | 46.1442 | 90.3163 | 150.3878 | -0.0029378 | -0.0033719 | -0.0043111 | -0.005539 | -15.5847 | -26.6204 | -50.2606 | -77.6363 | 3590.7688 | 3657.93 | 3809.3291 | 4114.1598
10 | 7 | 21 | 1925.5024 | 1963.3619 | 2036.7586 | 2162.8607 | 1483.3032 | 1521.7562 | 1608.3259 | 1769.3822 | -48.229 | -91.6755 | -168.3998 | -246.2439 | 134.7081 | 188.9636 | 286.1334 | 417.1073 | 21.6285 | 39.8729 | 78.7198 | 129.6221 | -0.0029378 | -0.0033719 | -0.0043111 | -0.005539 | -6.1106 | -9.4011 | -17.9356 | -30.2595 | 3510.7996 | 3612.8746 | 3823.598 | 4202.4633
10 | 7 | 22 | 1859.4969 | 1896.9242 | 1967.5829 | 2092.9323 | 1341.9349 | 1376.7232 | 1455.0422 | 1600.7488 | -43.1698 | -81.819 | -145.2633 | -213.4946 | 147.5089 | 204.1229 | 307.5223 | 453.8554 | 16.4766 | 30.8355 | 61.6649 | 101.2472 | -0.0029378 | -0.0033719 | -0.0043111 | -0.005539 | -3.1001 | -3.8577 | -7.6094 | -16.6328 | 3319.1444 | 3422.9258 | 3638.9353 | 4018.6507
10 | 7 | 23 | 1747.0911 | 1783.0612 | 1848.9685 | 1970.8343 | 1223.4598 | 1255.1767 | 1326.5812 | 1459.4238 | -38.0036 | -69.805 | -124.6912 | -180.3206 | 171.6149 | 234.5653 | 355.9096 | 537.9543 | 12.861 | 24.3164 | 48.1162 | 79.6461 | -0.0029378 | -0.0033719 | -0.0043111 | -0.005539 | 4.9271 | 9.2291 | 15.4907 | 17.8566 | 3121.9473 | 3236.5403 | 3470.3707 | 3885.389
10 | 7 | 24 | 1595.3726 | 1628.1263 | 1687.1835 | 1799.3984 | 1187.564 | 1218.3503 | 1287.6599 | 1416.6049 | -32.9139 | -58.8436 | -105.9261 | -154.6218 | 314.5313 | 421.847 | 618.8482 | 912.0184 | 10.4628 | 19.4558 | 39.0676 | 63.2608 | -0.0029378 | -0.0033719 | -0.0043111 | -0.005539 | 8.9339 | 14.2864 | 24.7752 | 37.4007 | 3083.9477 | 3243.2189 | 3551.6039 | 4074.056
10 | 8 | 1 | 1560.0809 | 1592.6403 | 1650.6368 | 1762.5708 | 1137.881 | 1167.3793 | 1233.7892 | 1357.3397 | -30.475 | -51.536 | -88.763 | -132.9292 | 225.9513 | 303.5794 | 453.7669 | 676.3277 | 8.4337 | 15.0245 | 30.2057 | 52.573 | -0.0029378 | -0.0033719 | -0.0043111 | -0.005539 | 5.5297 | 9.2115 | 15.8818 | 24.2015 | 2907.3987 | 3036.2956 | 3295.513 | 3740.078
10 | 8 | 2 | 1522.9801 | 1555.0969 | 1611.7556 | 1722.66 | 1099.0327 | 1127.5239 | 1191.6665 | 1310.9989 | -28.7682 | -47.8822 | -82.508 | -123.0262 | 141.0702 | 193.6264 | 299.7349 | 455.6894 | 7.086 | 12.9367 | 26.6886 | 45.6975 | -0.0029378 | -0.0033719 | -0.0043111 | -0.005539 | 3.9362 | 6.1961 | 10.5184 | 16.048 | 2745.334 | 2847.4944 | 3057.8517 | 3428.062
10 | 8 | 3 | 1467.5684 | 1498.5537 | 1552.4873 | 1659.1962 | 1114.0766 | 1142.9579 | 1207.9784 | 1328.9443 | -28.7682 | -46.0553 | -79.3804 | -118.7118 | 84.4827 | 122.1572 | 200.578 | 320.2818 | 6.2744 | 11.3987 | 23.9539 | 41.1139 | -0.0029378 | -0.0033719 | -0.0043111 | -0.005539 | 3.016 | 4.7188 | 8.3278 | 12.4265 | 2646.647 | 2733.7276 | 2913.9407 | 3243.2454
10 | 8 | 4 | 1407.7365 | 1437.0348 | 1487.2937 | 1586.4014 | 1204.1123 | 1235.3276 | 1305.6029 | 1436.3448 | -28.7682 | -48.0475 | -84.3149 | -127.7653 | 50.9946 | 79.2479 | 141.3948 | 238.939 | 8.1949 | 14.6129 | 28.7761 | 49.4082 | -0.0029378 | -0.0033719 | -0.0043111 | -0.005539 | 2.4839 | 3.7629 | 6.4945 | 9.4177 | 2644.751 | 2721.9351 | 2885.2428 | 3192.7402
10 | 8 | 5 | 1320.7372 | 1346.9366 | 1391.1138 | 1476.7117 | 1412.4666 | 1449.0833 | 1531.5187 | 1684.8836 | -31.6791 | -56.2424 | -102.7986 | -156.6249 | 43.996 | 71.2065 | 129.5512 | 235.5422 | 14.7095 | 25.5634 | 49.2859 | 83.4807 | -0.0029378 | -0.0033719 | -0.0043111 | -0.005539 | 1.056 | 1.79 | 2.9645 | 4.5432 | 2761.2831 | 2838.334 | 3001.6312 | 3328.5309
10 | 8 | 6 | 1223.2403 | 1245.7025 | 1281.8596 | 1348.004 | 1732.9611 | 1777.8863 | 1879.0267 | 2067.1907 | -36.8454 | -70.8576 | -134.3553 | -208.7554 | 70.6944 | 108.0811 | 189.3256 | 326.8466 | 24.9917 | 42.8041 | 79.8895 | 133.7992 | -0.0029378 | -0.0033719 | -0.0043111 | -0.005539 | -0.26603 | -0.5213 | -1.0594 | -1.7557 | 3014.7731 | 3103.0917 | 3294.6823 | 3665.3238
10 | 8 | 7 | 1058.0288 | 1075.2549 | 1100.3006 | 1143.0149 | 2049.9078 | 2103.0494 | 2222.6877 | 2445.2656 | -44.7389 | -89.1265 | -171.6805 | -268.0529 | 120.2832 | 182.3665 | 299.8697 | 517.9425 | 34.6292 | 58.9184 | 109.3856 | 181.8259 | -125.5638 | -143.4431 | -182.5116 | -235.6709 | -0.91483 | -1.5815 | -2.6127 | -4.0029 | 3091.6314 | 3185.4381 | 3375.4389 | 3780.3222
10 | 8 | 8 | 948.2061 | 961.2654 | 977.1935 | 999.6045 | 2376.7603 | 2438.3753 | 2577.0895 | 2835.1569 | -53.3187 | -102.8543 | -198.2261 | -307.9691 | 173.2006 | 258.287 | 424.0136 | 726.7859 | 36.1656 | 61.0062 | 113.4876 | 188.803 | -519.0911 | -593.9164 | -756.8958 | -975.0595 | 6.488 | 9.726 | 18.8692 | 30.815 | 2968.4108 | 3031.8892 | 3155.5315 | 3498.1367
10 | 8 | 9 | 912.5286 | 922.6356 | 933.8153 | 941.7408 | 2683.8563 | 2753.4324 | 2910.0696 | 3201.4813 | -60.4495 | -109.9445 | -205.7251 | -317.3309 | 194.187 | 288.9771 | 474.0398 | 810.8754 | 28.2816 | 49.3598 | 92.3199 | 153.4134 | -1145.0367 | -1312.5711 | -1674.8557 | -2151.266 | 16.8769 | 26.3171 | 49.5977 | 80.7342 | 2630.2441 | 2618.2063 | 2579.2615 | 2719.6483
10 | 8 | 10 | 828.1634 | 835.1684 | 839.7122 | 832.9037 | 2932.1574 | 3008.1704 | 3179.2992 | 3497.6713 | -65.5087 | -113.2678 | -203.8416 | -312.0507 | 184.6861 | 277.5831 | 458.0908 | 791.9348 | 18.3101 | 32.2287 | 62.886 | 106.3614 | -1592.8818 | -1827.5479 | -2335.874 | -3002.836 | 20.6366 | 34.0256 | 64.424 | 104.557 | 2325.5633 | 2246.3604 | 2064.6966 | 2018.5415
10 | 8 | 11 | 750.9707 | 755.1892 | 754.3829 | 734.8778 | 3129.75 | 3210.8854 | 3393.5463 | 3733.3729 | -70.8256 | -117.4784 | -205.0854 | -311.2013 | 166.691 | 251.5661 | 422.679 | 735.1143 | 10.9989 | 20.4361 | 41.5937 | 71.743 | -1858.7435 | -2132.9836 | -2727.0807 | -3505.9795 | 16.6868 | 30.8531 | 58.4843 | 94.0087 | 2145.5282 | 2018.4679 | 1738.52 | 1551.9358
10 | 8 | 12 | 623.4617 | 624.4264 | 616.14 | 581.7123 | 3275.965 | 3360.8909 | 3552.0853 | 3907.7878 | -74.0709 | -121.8543 | -212.0214 | -320.1387 | 160.0912 | 240.7086 | 403.216 | 701.1222 | 7.5638 | 15.0245 | 33.3275 | 58.8651 | -1968.56 | -2259.1592 | -2888.4721 | -3712.7275 | 5.3343 | 10.6292 | 20.0504 | 32.2004 | 2029.785 | 1870.666 | 1524.3257 | 1248.8216
10 | 8 | 13 | 558.9618 | 557.9331 | 545.9999 | 503.3494 | 3369.8617 | 3457.2217 | 3653.8962 | 4019.794 | -77.7882 | -126.1172 | -219.3154 | -330.7706 | 151.5969 | 231.321 | 387.267 | 664.3738 | 7.158 | 15.1517 | 33.4629 | 59.106 | -1921.1429 | -2205.027 | -2819.7404 | -3624.5009 | 1.512 | 2.746 | 5.1834 | 8.2509 | 2090.1594 | 1933.2295 | 1586.7536 | 1299.6026
10 | 8 | 14 | 479.2369 | 476.5722 | 460.1133 | 410.045 | 3404.1753 | 3492.4249 | 3691.102 | 4060.7256 | -81.0946 | -130.2147 | -225.084 | -341.5191 | 141.3079 | 212.974 | 356.4501 | 608.7042 | 7.0779 | 15.956 | 34.3808 | 60.7657 | -1725.5793 | -1980.7465 | -2533.1854 | -3256.1505 | 0.14659 | 0.97355 | 1.7048 | 2.8863 | 2225.2707 | 2087.9395 | 1785.4815 | 1545.4571
10 | 8 | 15 | 523.999 | 522.7541 | 509.8245 | 465.6888 | 3359.1761 | 3446.2592 | 3642.31 | 4007.0475 | -83.2428 | -132.8159 | -231.0575 | -350.1479 | 127.3106 | 192.3163 | 321.883 | 539.578 | 8.7581 | 19.1404 | 41.5504 | 72.7066 | -1399.4673 | -1606.5528 | -2054.7673 | -2640.6013 | -1.6749 | -1.9119 | -3.5814 | -5.256 | 2534.8588 | 2439.1894 | 2226.1616 | 2089.0157
10 | 8 | 16 | 617.8587 | 619.3946 | 614.1843 | 585.5752 | 3164.4551 | 3246.4902 | 3431.1766 | 3774.7714 | -83.0592 | -130.989 | -229.2505 | -347.8365 | 58.7526 | 85.7779 | 135.584 | 216.2411 | 10.4533 | 21.767 | 45.2029 | 79.9246 | -930.7193 | -1068.7913 | -1367.4742 | -1757.0435 | -3.5263 | -5.8752 | -9.9217 | -15.5732 | 2834.2148 | 2767.7742 | 2619.5013 | 2536.0592
10 | 8 | 17 | 844.3267 | 852.9814 | 861.7508 | 861.7286 | 2836.6786 | 2910.2164 | 3075.7728 | 3383.7779 | -81.0923 | -128.3269 | -226.1995 | -345.5251 | 64.5547 | 93.5562 | 143.9975 | 227.335 | 15.6554 | 30.2357 | 61.0259 | 105.2739 | -374.0635 | -429.8679 | -550.3248 | -706.3566 | -8.5972 | -17.5497 | -31.4983 | -49.5293 | 3297.4623 | 3311.2452 | 3334.5244 | 3476.7043
10 | 8 | 18 | 1179.5269 | 1197.4884 | 1226.5804 | 1263.376 | 2494.988 | 2559.6679 | 2705.2823 | 2976.1868 | -75.0126 | -121.0715 | -217.1751 | -334.2765 | 79.25 | 112.192 | 168.6136 | 254.6131 | 20.9743 | 38.8615 | 76.589 | 130.5856 | -1.1822 | -1.3661 | -1.7371 | -2.1752 | -13.0384 | -25.1959 | -47.6601 | -78.2169 | 3685.506 | 3760.5763 | 3910.4928 | 4210.0929
10 | 8 | 19 | 1576.479 | 1604.157 | 1655.1485 | 1730.934 | 2209.6943 | 2266.9782 | 2395.9421 | 2635.8695 | -66.3893 | -111.8237 | -203.9076 | -314.5909 | 85.0522 | 118.624 | 177.2807 | 261.8187 | 25.8522 | 46.8104 | 90.1891 | 153.2631 | -0.0029378 | -0.0033719 | -0.0043111 | -0.005539 | -15.1829 | -27.1769 | -50.8722 | -82.8199 | 3815.5025 | 3897.5657 | 4063.7763 | 4384.4689
10 | 8 | 20 | 1734.4824 | 1766.3486 | 1826.6925 | 1922.3955 | 1961.6025 | 2012.4549 | 2126.9395 | 2339.9292 | -59.3655 | -103.9071 | -192.2421 | -296.4838 | 94.553 | 133.2469 | 198.416 | 289.6676 | 28.1282 | 50.0069 | 96.2323 | 163.1641 | -0.0029378 | -0.0033719 | -0.0043111 | -0.005539 | -15.5847 | -26.6204 | -50.2606 | -80.7551 | 3743.813 | 3831.5265 | 4005.7733 | 4337.912
10 | 8 | 21 | 1830.5626 | 1865.2403 | 1931.6809 | 2041.9897 | 1711.5064 | 1755.8754 | 1855.7636 | 2041.5981 | -54.4135 | -95.8774 | -176.886 | -268.8983 | 194.7143 | 275.8654 | 421.9181 | 621.4918 | 25.7083 | 45.9696 | 88.6132 | 149.6165 | -0.0029378 | -0.0033719 | -0.0043111 | -0.005539 | -6.1106 | -9.4011 | -17.9356 | -28.7251 | 3701.9647 | 3837.6688 | 4103.1499 | 4557.0671
10 | 8 | 22 | 1816.5538 | 1852.1975 | 1919.433 | 2036.1564 | 1490.5512 | 1529.1921 | 1616.1848 | 1778.0281 | -48.3338 | -85.0813 | -155.5565 | -238.4604 | 214.115 | 295.4504 | 444.1011 | 649.9021 | 22.0927 | 40.0002 | 77.1521 | 131.2818 | -0.0029378 | -0.0033719 | -0.0043111 | -0.005539 | -3.1001 | -3.8577 | -7.6094 | -12.9626 | 3491.8759 | 3627.8979 | 3893.7009 | 4343.9398
10 | 8 | 23 | 1745.0216 | 1780.3735 | 1845.6218 | 1963.807 | 1310.7506 | 1344.7304 | 1421.2294 | 1563.55 | -40.4402 | -70.4661 | -125.8068 | -191.4936 | 321.4167 | 430.4969 | 624.1677 | 902.1984 | 15.4261 | 27.9056 | 54.4925 | 93.397 | -0.0029378 | -0.0033719 | -0.0043111 | -0.005539 | 4.9271 | 9.2291 | 15.4907 | 23.6014 | 3357.0988 | 3522.2661 | 3835.1911 | 4355.0546
10 | 8 | 24 | 1669.3604 | 1703.8561 | 1766.5435 | 1883.67 | 1187.7848 | 1218.5769 | 1287.8993 | 1416.8683 | -34.802 | -58.7305 | -104.1957 | -156.3166 | 314.5313 | 421.847 | 618.8482 | 912.0184 | 12.0493 | 21.2593 | 41.989 | 71.3518 | -0.0029378 | -0.0033719 | -0.0043111 | -0.005539 | 8.9339 | 14.2864 | 24.7752 | 37.4007 | 3157.8548 | 3321.0918 | 3635.8552 | 4164.9872
10 | 9 | 1 | 1682.0689 | 1716.8968 | 1781.077 | 1901.1285 | 1125.8945 | 1155.0821 | 1220.7924 | 1343.0414 | -30.1101 | -52.3103 | -91.8905 | -139.6714 | 225.9513 | 303.5794 | 453.7669 | 676.3277 | 9.2454 | 16.526 | 33.4629 | 56.3853 | -0.0029378 | -0.0033719 | -0.0043111 | -0.005539 | 5.66 | 9.2115 | 15.8818 | 24.2015 | 3018.707 | 3148.982 | 3413.086 | 3861.4074
10 | 9 | 2 | 1626.7174 | 1660.6718 | 1722.2722 | 1840.2197 | 1095.4427 | 1123.8409 | 1187.7739 | 1306.7165 | -28.2962 | -48.0475 | -85.354 | -125.454 | 141.0702 | 193.6264 | 299.7349 | 455.6894 | 7.086 | 12.9367 | 26.166 | 44.8245 | -0.0029378 | -0.0033719 | -0.0043111 | -0.005539 | 3.9362 | 6.1961 | 10.5184 | 16.048 | 2845.9534 | 2949.221 | 3161.1072 | 3538.0386
10 | 9 | 3 | 1568.0457 | 1601.04 | 1659.7582 | 1773.459 | 1108.0726 | 1136.7982 | 1201.4684 | 1321.7823 | -27.2756 | -46.2206 | -80.9059 | -118.7118 | 84.4827 | 122.1572 | 200.578 | 320.2818 | 5.6297 | 10.7028 | 22.4621 | 38.9237 | -0.0029378 | -0.0033719 | -0.0043111 | -0.005539 | 3.016 | 4.7188 | 8.3278 | 12.4265 | 2741.9682 | 2829.1931 | 3011.6843 | 3348.156
10 | 9 | 4 | 1521.4914 | 1553.0505 | 1608.8679 | 1715.9874 | 1201.2561 | 1232.3973 | 1302.5059 | 1432.9377 | -28.2962 | -47.8822 | -82.2264 | -123.0262 | 50.9946 | 79.2479 | 141.3948 | 238.939 | 5.8686 | 10.7028 | 23.2446 | 38.9237 | -0.0029378 | -0.0033719 | -0.0043111 | -0.005539 | 2.4839 | 3.7629 | 6.4945 | 9.4177 | 2753.7954 | 2831.2757 | 3000.277 | 3313.1737
10 | 9 | 5 | 1491.1651 | 1520.7664 | 1572.9537 | 1670.4554 | 1408.3199 | 1444.8291 | 1527.0226 | 1679.9372 | -31.2071 | -54.4155 | -97.864 | -147.1466 | 43.996 | 71.2065 | 129.5512 | 235.5422 | 10.76 | 19.4558 | 38.2851 | 63.9305 | -0.0029378 | -0.0033719 | -0.0043111 | -0.005539 | 1.056 | 1.79 | 2.9645 | 4.5432 | 2924.087 | 3003.6291 | 3172.9087 | 3507.2563
10 | 9 | 6 | 1491.3361 | 1519.0627 | 1567.8423 | 1653.2516 | 1726.9036 | 1771.6718 | 1872.4586 | 2059.9649 | -36.3734 | -68.8655 | -126.2932 | -194.538 | 70.6944 | 108.0811 | 189.3256 | 326.8466 | 19.6226 | 33.6205 | 64.3264 | 107.3736 | -0.0029378 | -0.0033719 | -0.0043111 | -0.005539 | -0.26603 | -0.5213 | -1.0594 | -1.7557 | 3271.9144 | 3363.0459 | 3566.596 | 3951.1375
10 | 9 | 7 | 1406.5375 | 1430.4666 | 1472.3408 | 1540.1335 | 2046.3511 | 2099.4006 | 2218.8312 | 2441.023 | -43.7184 | -86.4122 | -166.951 | -260.5777 | 120.2832 | 182.3665 | 299.8697 | 517.9425 | 31.4194 | 53.7912 | 100.3992 | 165.9864 | -128.5326 | -146.8067 | -186.8424 | -241.1882 | -0.91483 | -1.5815 | -2.6127 | -4.0029 | 3431.4254 | 3531.2243 | 3735.0349 | 4159.3166
10 | 9 | 8 | 1323.5742 | 1343.4205 | 1378.2889 | 1426.7933 | 2374.1663 | 2435.714 | 2574.2769 | 2832.0626 | -51.4283 | -100.7491 | -192.2527 | -300.4939 | 173.2006 | 258.287 | 424.0136 | 726.7859 | 33.9846 | 58.1128 | 108.0806 | 178.7627 | -475.9163 | -543.285 | -687.3533 | -874.6853 | 5.9505 | 9.726 | 16.7369 | 30.815 | 3383.5315 | 3461.2263 | 3621.7909 | 4020.0404
10 | 9 | 9 | 1255.3332 | 1272.2331 | 1301.0574 | 1333.0799 | 2660.0394 | 2728.998 | 2884.2453 | 3173.0709 | -57.508 | -107.8392 | -200.0331 | -307.5444 | 194.187 | 288.9771 | 474.0398 | 810.8754 | 27.7455 | 47.9679 | 90.0455 | 150.9183 | -894.0619 | -1023.352 | -1300.7786 | -1662.7838 | 15.981 | 26.3171 | 48.4706 | 80.7342 | 3201.7161 | 3233.3019 | 3297.047 | 3578.3506
10 | 9 | 10 | 1117.3092 | 1130.0443 | 1150.0054 | 1163.4375 | 2905.8597 | 2981.191 | 3150.7849 | 3466.3016 | -62.46 | -109.614 | -196.0716 | -302.2642 | 184.6861 | 277.5831 | 458.0908 | 791.9348 | 18.0713 | 31.5328 | 61.4564 | 103.9679 | -1282.6493 | -1468.5013 | -1866.7455 | -2383.8341 | 20.4955 | 34.0256 | 61.2255 | 104.557 | 2901.3124 | 2876.2614 | 2818.7459 | 2944.1004
10 | 9 | 11 | 1030.2835 | 1040.2329 | 1054.279 | 1056.0963 | 3072.6495 | 3152.3046 | 3331.6329 | 3665.2596 | -66.6494 | -112.9373 | -199.6856 | -302.1478 | 166.691 | 251.5661 | 422.679 | 735.1143 | 11.8105 | 21.6898 | 43.4213 | 75.2504 | -1755.1784 | -2014.9837 | -2578.1478 | -3317.1786 | 19.0241 | 30.8531 | 47.9443 | 94.0087 | 2478.6308 | 2368.7256 | 2122.1231 | 2006.4028
10 | 9 | 12 | 909.1414 | 916.1101 | 922.6981 | 910.5526 | 3215.4639 | 3298.8214 | 3486.4847 | 3835.6181 | -69.8947 | -117.3132 | -206.3505 | -310.7766 | 160.0912 | 240.7086 | 403.216 | 701.1222 | 9.4842 | 17.9178 | 38.9349 | 66.0831 | -1871.3375 | -2148.2561 | -2748.2514 | -3534.7729 | 6.4038 | 10.6292 | 19.4808 | 32.2004 | 2359.3524 | 2218.6178 | 1916.2126 | 1700.0268
10 | 9 | 13 | 788.9009 | 792.6103 | 793.0757 | 769.0754 | 3307.027 | 3392.7582 | 3585.7654 | 3944.8406 | -72.5149 | -118.9748 | -209.9645 | -314.6665 | 151.5969 | 231.321 | 387.267 | 664.3738 | 7.5638 | 14.7402 | 32.6831 | 56.8142 | -1832.3685 | -2103.7858 | -2691.8232 | -3462.4137 | 1.6315 | 2.746 | 5.6827 | 8.2509 | 2351.8367 | 2211.415 | 1902.6863 | 1666.2747
10 | 9 | 14 | 822.0215 | 826.5513 | 827.7654 | 804.195 | 3347.7931 | 3434.581 | 3629.9675 | 3993.4691 | -74.556 | -123.0724 | -217.745 | -323.7201 | 141.3079 | 212.974 | 356.4501 | 608.7042 | 7.8026 | 15.5633 | 33.9882 | 59.0043 | -1628.6867 | -1870.9662 | -2395.9452 | -3083.1195 | 0.39905 | 0.97355 | 2.315 | 2.8863 | 2616.0815 | 2496.6046 | 2236.7959 | 2061.4194
10 | 9 | 15 | 866.5156 | 872.4326 | 876.6066 | 859.3814 | 3286.1259 | 3371.3152 | 3563.1026 | 3919.9084 | -76.0486 | -124.5688 | -220.591 | -329.1884 | 127.3106 | 192.3163 | 321.883 | 539.578 | 7.9465 | 15.5444 | 34.6461 | 60.4607 | -1301.8015 | -1494.7802 | -1911.275 | -2451.7102 | -1.5392 | -1.9119 | -3.9522 | -5.256 | 2908.5094 | 2830.3476 | 2660.4202 | 2593.1739
10 | 9 | 16 | 961.3709 | 970.8034 | 981.5038 | 980.4521 | 3088.9787 | 3169.0572 | 3349.3385 | 3684.7382 | -74.8444 | -124.4557 | -221.9115 | -328.8799 | 58.7526 | 85.7779 | 135.584 | 216.2411 | 9.4747 | 18.7288 | 39.6037 | 71.2877 | -836.5568 | -961.1125 | -1229.8177 | -1577.6928 | -3.8195 | -5.8752 | -8.6986 | -15.5732 | 3203.3563 | 3152.9239 | 3045.6022 | 3030.5732
10 | 9 | 17 | 1181.6442 | 1197.6631 | 1223.2619 | 1250.3651 | 2743.8654 | 2814.9972 | 2975.1367 | 3273.0642 | -72.6197 | -121.7936 | -219.6946 | -328.2635 | 64.5547 | 93.5562 | 143.9975 | 227.335 | 13.735 | 25.3752 | 51.6469 | 91.2821 | -348.1622 | -400.703 | -514.2626 | -661.2145 | -11.2956 | -17.5497 | -24.0878 | -49.5293 | 3571.7219 | 3591.5453 | 3635.9979 | 3803.039
10 | 9 | 18 | 1454.314 | 1477.7637 | 1520.5553 | 1578.901 | 2435.272 | 2498.4038 | 2640.533 | 2904.9536 | -67.1191 | -116.5303 | -214.5552 | -319.3261 | 79.25 | 112.192 | 168.6136 | 254.6131 | 19.0322 | 34.5398 | 68.1901 | 117.8093 | -1.1822 | -1.3661 | -1.7371 | -2.1752 | -15.3132 | -25.1959 | -37.0105 | -78.2169 | 3904.2537 | 3979.8071 | 4144.5892 | 4456.5588
10 | 9 | 19 | 1811.0587 | 1843.1273 | 1905.8613 | 1998.855 | 2169.3715 | 2225.6101 | 2352.2207 | 2587.7699 | -59.8375 | -107.8394 | -200.2381 | -297.6375 | 85.0522 | 118.624 | 177.2807 | 261.8187 | 23.0617 | 40.9506 | 79.0555 | 136.0047 | -0.0029378 | -0.0033719 | -0.0043111 | -0.005539 | -16.4018 | -27.1769 | -43.0247 | -82.8199 | 4012.3019 | 4093.2924 | 4271.1511 | 4603.9853
10 | 9 | 20 | 1939.1868 | 1975.0942 | 2045.5377 | 2156.8379 | 1928.9558 | 1978.962 | 2091.5411 | 2300.9861 | -54.49 | -98.4264 | -184.6005 | -275.5241 | 94.553 | 133.2469 | 198.416 | 289.6676 | 22.3451 | 39.7158 | 77.6774 | 132.1548 | -0.0029378 | -0.0033719 | -0.0043111 | -0.005539 | -16.4154 | -26.6204 | -44.7214 | -80.7551 | 3914.1325 | 4001.9687 | 4183.8461 | 4523.3616
10 | 9 | 21 | 2003.9559 | 2042.0585 | 2117.0857 | 2240.7807 | 1686.7607 | 1730.4882 | 1828.9322 | 2012.0798 | -49.645 | -91.4493 | -170.36 | -254.9892 | 194.7143 | 275.8654 | 421.9181 | 621.4918 | 21.8674 | 38.6083 | 75.8498 | 128.6475 | -0.0029378 | -0.0033719 | -0.0043111 | -0.005539 | -5.8446 | -9.4011 | -18.3064 | -28.7251 | 3851.8058 | 3986.1666 | 4255.1151 | 4719.2799
10 | 9 | 22 | 1966.5899 | 2005.019 | 2079.8247 | 2207.9544 | 1466.7709 | 1504.7954 | 1590.4002 | 1749.6614 | -44.5859 | -82.3149 | -151.5949 | -228.982 | 214.115 | 295.4504 | 444.1011 | 649.9021 | 19.3023 | 34.571 | 67.061 | 115.239 | -0.0029378 | -0.0033719 | -0.0043111 | -0.005539 | -2.1663 | -3.8577 | -10.2234 | -12.9626 | 3620.0229 | 3753.6599 | 4019.5644 | 4480.8068
10 | 9 | 23 | 1885.0584 | 1923.0469 | 1995.6877 | 2124.4233 | 1281.8697 | 1315.1008 | 1389.9143 | 1529.099 | -37.9271 | -70.4661 | -129.2158 | -191.4936 | 321.4167 | 430.4969 | 624.1677 | 902.1984 | 16.7955 | 29.728 | 57.4898 | 97.8791 | -0.0029378 | -0.0033719 | -0.0043111 | -0.005539 | 6.0075 | 9.2291 | 11.0231 | 23.6014 | 3473.2178 | 3637.1322 | 3949.0624 | 4485.7019
10 | 9 | 24 | 1782.3709 | 1819.0111 | 1887.548 | 2013.362 | 1170.2808 | 1200.6191 | 1268.9199 | 1395.9884 | -32.8374 | -58.7305 | -105.7211 | -160.6311 | 314.5313 | 421.847 | 618.8482 | 912.0184 | 12.3832 | 22.1014 | 43.8166 | 73.7453 | -0.0029378 | -0.0033719 | -0.0043111 | -0.005539 | 9.0642 | 14.2864 | 24.5803 | 37.4007 | 3255.7901 | 3419.1311 | 3737.9876 | 4271.8782
10 | 10 | 1 | 1711.3737 | 1746.8865 | 1812.6686 | 1935.6453 | 1111.6235 | 1140.4411 | 1205.3185 | 1326.018 | -30.5821 | -52.3103 | -93.211 | -139.6714 | 225.9513 | 303.5794 | 453.7669 | 676.3277 | 9.2454 | 16.9376 | 34.2454 | 58.5755 | -0.0029378 | -0.0033719 | -0.0043111 | -0.005539 | 5.66 | 9.2115 | 15.8818 | 24.2015 | 3033.2688 | 3164.7423 | 3428.6658 | 3881.0911
10 | 10 | 2 | 1651.9798 | 1686.5092 | 1749.4703 | 1869.7135 | 1085.5469 | 1113.6885 | 1177.044 | 1294.9121 | -28.7682 | -48.6565 | -84.0334 | -125.454 | 141.0702 | 193.6264 | 299.7349 | 455.6894 | 6.6083 | 12.0946 | 25.259 | 43.4057 | -0.0029378 | -0.0033719 | -0.0043111 | -0.005539 | 3.9362 | 6.1961 | 10.5184 | 16.048 | 2860.3702 | 2963.455 | 3177.9889 | 3554.3092
10 | 10 | 3 | 1592.1862 | 1625.7115 | 1685.831 | 1801.4797 | 1100.9947 | 1129.5368 | 1193.7939 | 1313.3393 | -27.7476 | -46.9949 | -82.2264 | -123.0262 | 84.4827 | 122.1572 | 200.578 | 320.2818 | 6.0356 | 11.3987 | 23.4314 | 40.2409 | -0.0029378 | -0.0033719 | -0.0043111 | -0.005539 | 3.016 | 4.7188 | 8.3278 | 12.4265 | 2758.9645 | 2846.5248 | 3029.7314 | 3364.7365
10 | 10 | 4 | 1547.5485 | 1579.6547 | 1636.7999 | 1746.0073 | 1197.227 | 1228.2638 | 1298.1373 | 1428.1315 | -28.2962 | -48.7696 | -85.354 | -127.7653 | 50.9946 | 79.2479 | 141.3948 | 238.939 | 6.8472 | 12.5251 | 26.0415 | 43.4057 | -0.0029378 | -0.0033719 | -0.0043111 | -0.005539 | 2.4839 | 3.7629 | 6.4945 | 9.4177 | 2776.802 | 2854.6814 | 3023.5097 | 3338.1304
10 | 10 | 5 | 1527.1496 | 1557.5143 | 1611.5425 | 1711.9496 | 1401.3915 | 1437.721 | 1519.5101 | 1671.6724 | -31.6791 | -57.0167 | -102.517 | -156.6249 | 43.996 | 71.2065 | 129.5512 | 235.5422 | 13.4921 | 23.8872 | 45.7688 | 77.6815 | -0.0029378 | -0.0033719 | -0.0043111 | -0.005539 | 1.056 | 1.79 | 2.9645 | 4.5432 | 2955.403 | 3035.0991 | 3206.8157 | 3544.7585
10 | 10 | 6 | 1527.9798 | 1556.346 | 1607.0504 | 1695.6021 | 1714.4366 | 1758.8816 | 1858.9408 | 2045.0934 | -36.8454 | -70.6923 | -133.7922 | -206.0194 | 70.6944 | 108.0811 | 189.3256 | 326.8466 | 23.3685 | 40.3224 | 75.663 | 126.9237 | -0.0029378 | -0.0033719 | -0.0043111 | -0.005539 | -0.26603 | -0.5213 | -1.0594 | -1.7557 | 3299.365 | 3392.414 | 3596.1239 | 3986.6853
10 | 10 | 7 | 1438.9685 | 1463.6479 | 1507.0598 | 1578.0152 | 2031.1686 | 2083.8245 | 2202.3691 | 2422.9123 | -43.6113 | -88.0739 | -168.2715 | -265.3168 | 120.2832 | 182.3665 | 299.8697 | 517.9425 | 33.006 | 56.721 | 104.4389 | 174.9504 | -108.1296 | -123.7146 | -157.9012 | -204.4994 | -0.91483 | -1.5815 | -2.6127 | -4.0029 | 3470.7706 | 3573.1898 | 3784.9521 | 4220.0013
10 | 10 | 8 | 1389.2004 | 1411.0109 | 1449.156 | 1504.4005 | 2324.0185 | 2384.2662 | 2519.9023 | 2772.243 | -51.3212 | -99.8095 | -187.0366 | -291.0156 | 173.2006 | 258.287 | 424.0136 | 726.7859 | 31.8252 | 54.4871 | 101.3063 | 169.5954 | -401.8129 | -459.5723 | -582.543 | -739.9612 | 5.9505 | 9.726 | 16.7369 | 30.815 | 3471.0611 | 3558.3953 | 3741.5355 | 4172.8631
10 | 10 | 9 | 1313.24 | 1331.6386 | 1363.7447 | 1402.113 | 2603.2668 | 2670.7537 | 2822.6876 | 3105.3489 | -57.508 | -106.1776 | -195.0986 | -302.3805 | 194.187 | 288.9771 | 474.0398 | 810.8754 | 25.5495 | 44.3232 | 84.0537 | 139.6625 | -789.4647 | -905.0287 | -1151.7482 | -1467.012 | 15.981 | 26.3171 | 48.4706 | 80.7342 | 3305.2517 | 3350.8034 | 3446.1496 | 3769.3414
10 | 10 | 10 | 1216.9063 | 1232.2298 | 1258.3288 | 1282.5773 | 2803.5427 | 2876.2215 | 3039.844 | 3344.2512 | -61.9115 | -108.8918 | -197.1106 | -300.3774 | 184.6861 | 277.5831 | 458.0908 | 791.9348 | 17.5352 | 30.7272 | 60.1513 | 101.7777 | -1380.32 | -1582.5798 | -2016.5555 | -2573.8969 | 20.4955 | 34.0256 | 61.2255 | 104.557 | 2800.9343 | 2759.3155 | 2663.9744 | 2750.8237
10 | 10 | 11 | 1120.8673 | 1133.3468 | 1153.0112 | 1164.3578 | 2975.4028 | 3052.537 | 3226.1897 | 3549.2574 | -66.315 | -113.3199 | -202.25 | -302.6889 | 166.691 | 251.5661 | 422.679 | 735.1143 | 12.6221 | 23.1913 | 47.461 | 79.9357 | -1673.2554 | -1921.0162 | -2455.5692 | -3149.1568 | 19.0241 | 30.8531 | 47.9443 | 94.0087 | 2555.0369 | 2457.1582 | 2239.4659 | 2170.8281
10 | 10 | 12 | 1026.0717 | 1036.0269 | 1049.8883 | 1049.6543 | 3096.812 | 3177.0935 | 3357.832 | 3694.0823 | -69.1189 | -116.0342 | -207.3895 | -305.0003 | 160.0912 | 240.7086 | 403.216 | 701.1222 | 9.2454 | 17.2219 | 37.1073 | 63.7913 | -1878.1579 | -2155.6893 | -2756.8263 | -3544.4198 | 6.4038 | 10.6292 | 19.4808 | 32.2004 | 2351.3473 | 2209.9566 | 1903.3085 | 1691.4303
10 | 10 | 13 | 922.1687 | 929.5399 | 938.7079 | 928.2477 | 3161.0479 | 3242.9946 | 3427.4821 | 3770.707 | -71.8462 | -117.6958 | -213.8495 | -309.3148 | 151.5969 | 231.321 | 387.267 | 664.3738 | 6.5852 | 13.2021 | 29.9485 | 51.3575 | -1824.9366 | -2094.8966 | -2679.5795 | -3445.221 | 1.6315 | 2.746 | 5.6827 | 8.2509 | 2346.2473 | 2207.2113 | 1895.6592 | 1668.4012
10 | 10 | 14 | 985.3003 | 993.9868 | 1005.1046 | 999.4222 | 3180.4218 | 3262.8708 | 3448.489 | 3793.8175 | -73.9944 | -121.3496 | -221.63 | -316.4815 | 141.3079 | 212.974 | 356.4501 | 608.7042 | 6.2663 | 13.045 | 30.6064 | 51.2558 | -1649.2203 | -1893.6052 | -2423.1876 | -3117.1617 | 0.39905 | 0.97355 | 2.315 | 2.8863 | 2590.4805 | 2468.8953 | 2198.1475 | 2022.4429
10 | 10 | 15 | 981.4538 | 990.6269 | 1001.6051 | 999.8769 | 3122.7292 | 3203.6827 | 3385.9338 | 3724.9981 | -73.9944 | -123.1765 | -226.078 | -320.7961 | 127.3106 | 192.3163 | 321.883 | 539.578 | 6.9829 | 14.1526 | 34.7815 | 56.0804 | -1322.661 | -1518.8716 | -1943.9905 | -2500.6355 | -1.5392 | -1.9119 | -3.9522 | -5.256 | 2840.282 | 2756.8184 | 2570.1826 | 2493.8458
10 | 10 | 16 | 1053.4151 | 1065.8135 | 1081.4033 | 1095.4341 | 2922.7245 | 2998.493 | 3169.0713 | 3486.4192 | -73.3388 | -123.7856 | -232.1281 | -327.5384 | 58.7526 | 85.7779 | 135.584 | 216.2411 | 11.1563 | 20.7989 | 47.1605 | 76.8461 | -886.2463 | -1017.6788 | -1302.1848 | -1673.7294 | -3.8195 | -5.8752 | -8.6986 | -15.5732 | 3082.644 | 3023.5438 | 2890.2075 | 2858.0994
10 | 10 | 17 | 1156.3235 | 1172.8187 | 1196.8543 | 1230.1655 | 2620.5588 | 2688.4939 | 2841.437 | 3125.9759 | -70.5349 | -120.906 | -230.3977 | -326.3806 | 64.5547 | 93.5562 | 143.9975 | 227.335 | 15.1777 | 27.7662 | 60.5087 | 97.815 | -299.1382 | -344.4022 | -442.4858 | -570.264 | -11.2956 | -17.5497 | -24.0878 | -49.5293 | 3475.646 | 3499.7771 | 3545.8262 | 3735.1175
10 | 10 | 18 | 1527.9973 | 1553.4134 | 1598.9162 | 1668.4116 | 2333.1336 | 2393.6176 | 2529.7857 | 2783.1162 | -65.4758 | -117.1391 | -224.9767 | -324.0691 | 79.25 | 112.192 | 168.6136 | 254.6131 | 22.2501 | 39.8431 | 80.496 | 132.1924 | -0.0029378 | -0.0033719 | -0.0043111 | -0.005539 | -15.3132 | -25.1959 | -37.0105 | -78.2169 | 3881.8391 | 3956.7277 | 4115.8199 | 4436.0417
10 | 10 | 19 | 1875.9393 | 1909.6961 | 1975.1494 | 2076.938 | 2098.9408 | 2153.3536 | 2275.8536 | 2503.7555 | -58.9241 | -108.3352 | -209.3391 | -308.2734 | 85.0522 | 118.624 | 177.2807 | 261.8187 | 26.8307 | 46.6655 | 92.6665 | 152.578 | -0.0029378 | -0.0033719 | -0.0043111 | -0.005539 | -16.4018 | -27.1769 | -43.0247 | -82.8199 | 4011.4342 | 4092.8239 | 4268.582 | 4603.9912
10 | 10 | 20 | 1981.6177 | 2018.9216 | 2091.415 | 2208.6319 | 1869.6133 | 1918.081 | 2027.1968 | 2230.1984 | -53.9415 | -100.4186 | -190.2925 | -282.9993 | 94.553 | 133.2469 | 198.416 | 289.6676 | 26.1141 | 45.558 | 89.3984 | 149.1723 | -0.0029378 | -0.0033719 | -0.0043111 | -0.005539 | -16.4154 | -26.6204 | -44.7214 | -80.7551 | 3901.5383 | 3988.7652 | 4171.408 | 4513.9103
10 | 10 | 21 | 2050.288 | 2089.7762 | 2167.369 | 2296.8395 | 1627.8534 | 1670.0537 | 1765.0597 | 1941.8112 | -49.645 | -91.4493 | -170.0019 | -252.2531 | 194.7143 | 275.8654 | 421.9181 | 621.4918 | 21.6285 | 38.4811 | 75.8498 | 128.6475 | -0.0029378 | -0.0033719 | -0.0043111 | -0.005539 | -5.8446 | -9.4011 | -18.3064 | -28.7251 | 3838.9916 | 3973.3226 | 4241.8841 | 4707.8061
10 | 10 | 22 | 2020.4729 | 2060.4608 | 2138.3995 | 2272.3272 | 1414.4587 | 1451.127 | 1533.6787 | 1687.2599 | -44.5859 | -80.6532 | -148.1859 | -219.9285 | 214.115 | 295.4504 | 444.1011 | 649.9021 | 17.679 | 31.3933 | 62.3743 | 104.8562 | -0.0029378 | -0.0033719 | -0.0043111 | -0.005539 | -2.1663 | -3.8577 | -10.2234 | -12.9626 | 3619.9705 | 3753.9173 | 4020.14 | 4481.4487
10 | 10 | 23 | 1924.0084 | 1962.9836 | 2037.6387 | 2170.6382 | 1248.6369 | 1281.0065 | 1353.8804 | 1489.4567 | -38.3991 | -69.5788 | -127.6137 | -191.069 | 321.4167 | 430.4969 | 624.1677 | 902.1984 | 15.8319 | 28.3362 | 55.5376 | 93.397 | -0.0029378 | -0.0033719 | -0.0043111 | -0.005539 | 6.0075 | 9.2291 | 11.0231 | 23.6014 | 3477.4993 | 3642.4701 | 3954.6295 | 4488.2173
10 | 10 | 24 | 1813.4926 | 1851.0679 | 1920.9048 | 2050.2529 | 1146.6437 | 1176.3692 | 1243.2905 | 1367.7924 | -33.3094 | -59.5048 | -107.2466 | -160.6311 | 314.5313 | 421.847 | 618.8482 | 912.0184 | 12.789 | 22.7973 | 45.2462 | 76.0371 | -0.0029378 | -0.0033719 | -0.0043111 | -0.005539 | 9.0642 | 14.2864 | 24.5803 | 37.4007 | 3263.2084 | 3426.8596 | 3745.6191 | 4282.865
10 | 11 | 1 | 1731.4547 | 1767.5286 | 1834.2536 | 1958.8268 | 1100.9251 | 1129.4654 | 1193.7185 | 1313.2563 | -30.5821 | -51.536 | -88.763 | -134.9322 | 225.9513 | 303.5794 | 453.7669 | 676.3277 | 7.4918 | 13.6327 | 28.1182 | 49.5098 | -0.0029378 | -0.0033719 | -0.0043111 | -0.005539 | 5.66 | 9.2115 | 15.8818 | 24.2015 | 3040.8979 | 3171.8781 | 3436.9715 | 3887.1844
10 | 11 | 2 | 1667.7917 | 1702.9152 | 1766.662 | 1888.1009 | 1081.1181 | 1109.1449 | 1172.242 | 1289.6292 | -28.9824 | -48.0475 | -84.0334 | -125.454 | 141.0702 | 193.6264 | 299.7349 | 455.6894 | 6.4414 | 12.0946 | 25.259 | 43.5074 | -0.0029378 | -0.0033719 | -0.0043111 | -0.005539 | 3.9362 | 6.1961 | 10.5184 | 16.048 | 2871.3722 | 2975.9264 | 3190.3785 | 3567.5153
10 | 11 | 3 | 1604.1343 | 1637.8922 | 1698.5736 | 1814.927 | 1097.0107 | 1125.4496 | 1189.4741 | 1308.587 | -28.2962 | -47.8822 | -82.508 | -123.4509 | 84.4827 | 122.1572 | 200.578 | 320.2818 | 6.4414 | 12.0946 | 24.7364 | 43.4057 | -0.0029378 | -0.0033719 | -0.0043111 | -0.005539 | 3.016 | 4.7188 | 8.3278 | 12.4265 | 2766.7859 | 2854.4268 | 3039.1777 | 3376.1716
10 | 11 | 4 | 1554.5151 | 1586.7403 | 1644.1829 | 1753.5696 | 1197.4028 | 1228.4442 | 1298.3279 | 1428.3413 | -29.0589 | -48.9349 | -85.6355 | -128.19 | 50.9946 | 79.2479 | 141.3948 | 238.939 | 7.6221 | 13.6327 | 27.4711 | 48.091 | -0.0029378 | -0.0033719 | -0.0043111 | -0.005539 | 2.4839 | 3.7629 | 6.4945 | 9.4177 | 2783.9567 | 2862.8897 | 3032.2314 | 3350.163
10 | 11 | 5 | 1531.1274 | 1561.6505 | 1616.0512 | 1716.2392 | 1400.2925 | 1436.5935 | 1518.3185 | 1670.3615 | -31.2071 | -57.0167 | -102.7986 | -156.6249 | 43.996 | 71.2065 | 129.5512 | 235.5422 | 13.8979 | 24.5831 | 46.5513 | 79.1003 | -0.0029378 | -0.0033719 | -0.0043111 | -0.005539 | 1.056 | 1.79 | 2.9645 | 4.5432 | 2959.1596 | 3038.8036 | 3210.6338 | 3549.1559
10 | 11 | 6 | 1530.851 | 1559.6945 | 1610.7367 | 1698.4811 | 1718.6446 | 1763.1986 | 1863.5035 | 2050.113 | -37.3939 | -70.8576 | -134.3553 | -208.7554 | 70.6944 | 108.0811 | 189.3256 | 326.8466 | 23.9412 | 41.7142 | 77.1548 | 130.2918 | -0.0029378 | -0.0033719 | -0.0043111 | -0.005539 | -0.26603 | -0.5213 | -1.0594 | -1.7557 | 3306.4683 | 3401.3062 | 3605.3016 | 3995.2159
10 | 11 | 7 | 1446.7543 | 1471.973 | 1516.3494 | 1586.2556 | 2032.9796 | 2085.6825 | 2204.3328 | 2425.0726 | -43.7184 | -88.2392 | -168.553 | -265.7415 | 120.2832 | 182.3665 | 299.8697 | 517.9425 | 33.7457 | 57.4169 | 106.651 | 177.4456 | -64.6971 | -73.5514 | -92.6923 | -118.2429 | -0.91483 | -1.5815 | -2.6127 | -4.0029 | 3524.4325 | 3634.0668 | 3863.3448 | 4318.729
10 | 11 | 8 | 1403.5697 | 1425.6438 | 1464.4376 | 1520.2702 | 2322.8118 | 2383.0283 | 2518.594 | 2770.8036 | -51.4283 | -99.2005 | -188.8436 | -296.1794 | 173.2006 | 258.287 | 424.0136 | 726.7859 | 33.173 | 56.721 | 105.346 | 177.4456 | -363.8687 | -414.9405 | -523.5081 | -663.3084 | 5.9505 | 9.0829 | 16.7369 | 30.815 | 3523.4086 | 3618.6219 | 3816.7764 | 4266.6326
10 | 11 | 9 | 1342.4203 | 1361.2511 | 1394.0704 | 1436.2642 | 2584.5159 | 2651.5168 | 2802.3562 | 3082.9816 | -58.0871 | -105.5686 | -193.7781 | -303.2299 | 194.187 | 288.9771 | 474.0398 | 810.8754 | 25.7164 | 44.6075 | 84.0537 | 141.8526 | -748.1792 | -854.5807 | -1081.3283 | -1372.679 | 15.981 | 25.7714 | 48.4706 | 80.7342 | 3356.5543 | 3411.9746 | 3527.8843 | 3876.7991
10 | 11 | 10 | 1279.9798 | 1296.104 | 1324.5417 | 1356.6737 | 2762.1847 | 2833.7914 | 2995.0001 | 3294.9166 | -62.5977 | -108.6133 | -192.7391 | -296.063 | 184.6861 | 277.5831 | 458.0908 | 791.9348 | 15.912 | 27.7973 | 54.6198 | 92.8136 | -1129.2243 | -1291.6601 | -1637.7786 | -2081.2987 | 20.4955 | 32.6025 | 61.2255 | 104.557 | 3071.4361 | 3067.6049 | 3062.9602 | 3263.534
10 | 11 | 11 | 1237.6492 | 1252.593 | 1278.11 | 1302.5291 | 2881.0989 | 2955.7883 | 3123.9372 | 3436.7654 | -66.5292 | -111.4929 | -196.0716 | -296.3713 | 166.691 | 251.5661 | 422.679 | 735.1143 | 8.8395 | 16.526 | 34.7571 | 61.7027 | -1502.5678 | -1723.2906 | -2196.1212 | -2800.6608 | 19.0241 | 25.4342 | 47.9443 | 94.0087 | 2744.2057 | 2667.1243 | 2515.2349 | 2533.0881
10 | 11 | 12 | 1125.6137 | 1137.8747 | 1156.9407 | 1169.0222 | 2985.8518 | 3063.2569 | 3237.5194 | 3561.7216 | -69.8051 | -116.3123 | -201.2877 | -298.6828 | 160.0912 | 240.7086 | 403.216 | 701.1222 | 5.5497 | 10.9871 | 25.1236 | 45.6599 | -1630.7583 | -1870.9878 | -2387.0548 | -3050.8068 | 6.4038 | 10.2541 | 19.4808 | 32.2004 | 2582.9469 | 2475.7812 | 2253.938 | 2160.2367
10 | 11 | 13 | 985.5442 | 994.2295 | 1005.8469 | 1006.4841 | 3043.7931 | 3122.7002 | 3300.3443 | 3630.8378 | -73.0809 | -121.184 | -209.5546 | -310.1641 | 151.5969 | 231.321 | 387.267 | 664.3738 | 4.4042 | 9.4491 | 22.9115 | 41.0763 | -1827.7447 | -2098.041 | -2683.4958 | -3450.4302 | 1.6315 | 2.9369 | 5.6827 | 8.2509 | 2286.1442 | 2141.4117 | 1829.0021 | 1590.4286
10 | 11 | 14 | 895.2384 | 902.1794 | 909.5899 | 903.6263 | 3049.0271 | 3128.0699 | 3306.0195 | 3637.0813 | -76.3568 | -126.943 | -218.1797 | -323.9568 | 141.3079 | 212.974 | 356.4501 | 608.7042 | 5.6216 | 11.5368 | 26.9512 | 49.0657 | -1642.9031 | -1886.0143 | -2412.4918 | -3101.9771 | 0.39905 | 0.92074 | 2.315 | 2.8863 | 2372.3342 | 2242.7235 | 1970.6542 | 1775.4299
10 | 11 | 15 | 886.3807 | 894.1098 | 902.1106 | 897.7341 | 2988.4167 | 3065.8882 | 3240.3005 | 3564.7812 | -76.9359 | -129.7095 | -224.7163 | -333.4352 | 127.3106 | 192.3163 | 321.883 | 539.578 | 7.3887 | 14.5939 | 32.1714 | 58.3722 | -1323.8029 | -1519.181 | -1942.0097 | -2494.8889 | -1.5392 | -2.1204 | -3.9522 | -5.256 | 2607.2187 | 2515.8974 | 2325.7872 | 2226.8853
10 | 11 | 16 | 985.3684 | 997.9272 | 1013.4114 | 1022.1006 | 2802.3864 | 2875.0353 | 3038.5903 | 3342.8719 | -75.8082 | -129.8747 | -226.3183 | -340.602 | 58.7526 | 85.7779 | 135.584 | 216.2411 | 11.5621 | 20.8287 | 44.5504 | 79.1379 | -833.3436 | -957.4141 | -1225.9492 | -1576.1853 | -3.8195 | -5.2401 | -8.6986 | -15.5732 | 2945.0982 | 2887.0401 | 2771.17 | 2727.9911
10 | 11 | 17 | 1180.3056 | 1198.5451 | 1226.7269 | 1261.2727 | 2504.958 | 2569.8963 | 2716.0926 | 2988.0796 | -72.8973 | -126.1078 | -223.2674 | -337.9824 | 64.5547 | 93.5562 | 143.9975 | 227.335 | 15.1777 | 26.6885 | 54.3815 | 97.6118 | -266.7103 | -306.4045 | -392.7239 | -506.811 | -11.2956 | -13.4199 | -24.0878 | -49.5293 | 3414.0927 | 3442.7539 | 3501.1193 | 3679.9763
10 | 11 | 18 | 1591.9391 | 1619.821 | 1670.881 | 1745.0921 | 2245.6106 | 2303.8256 | 2434.8857 | 2678.7129 | -67.3967 | -118.8524 | -213.6799 | -325.7678 | 79.25 | 112.192 | 168.6136 | 254.6131 | 20.3297 | 34.7456 | 68.7641 | 121.9488 | -0.0029378 | -0.0033719 | -0.0043111 | -0.005539 | -15.3132 | -19.5902 | -37.0105 | -78.2169 | 3854.4164 | 3932.1383 | 4092.4496 | 4396.3766
10 | 11 | 19 | 1921.4449 | 1956.9334 | 2025.9847 | 2132.0304 | 2028.6846 | 2081.2761 | 2199.6758 | 2419.9493 | -60.0517 | -108.5 | -195.6722 | -302.0723 | 85.0522 | 118.624 | 177.2807 | 261.8187 | 22.4171 | 38.0695 | 74.3579 | 132.2941 | -0.0029378 | -0.0033719 | -0.0043111 | -0.005539 | -16.4018 | -23.0836 | -43.0247 | -82.8199 | 3981.1423 | 4063.316 | 4238.5978 | 4561.1947
10 | 11 | 20 | 1997.8488 | 2036.0027 | 2110.5591 | 2229.1473 | 1815.1793 | 1862.2359 | 1968.1748 | 2165.266 | -55.7553 | -99.8093 | -182.5991 | -283.1157 | 94.553 | 133.2469 | 198.416 | 289.6676 | 24.0986 | 40.5878 | 79.107 | 140.4491 | -0.0029378 | -0.0033719 | -0.0043111 | -0.005539 | -16.4154 | -24.1262 | -44.7214 | -80.7551 | 3859.5062 | 3948.1343 | 4128.9321 | 4460.6536
10 | 11 | 21 | 2055.811 | 2095.6029 | 2174.1498 | 2304.833 | 1589.4323 | 1630.6367 | 1723.4003 | 1895.9801 | -51.3518 | -93.2761 | -171.2046 | -264.5839 | 194.7143 | 275.8654 | 421.9181 | 621.4918 | 24.2656 | 41.4299 | 80.014 | 140.5508 | -0.0029378 | -0.0033719 | -0.0043111 | -0.005539 | -5.8446 | -9.5053 | -18.3064 | -28.7251 | 3807.024 | 3940.7501 | 4209.967 | 4669.5411
10 | 11 | 22 | 2019.8557 | 2059.7834 | 2137.8726 | 2272.5169 | 1393.6567 | 1429.7858 | 1511.1235 | 1662.446 | -45.8512 | -84.8028 | -155.2855 | -238.5768 | 214.115 | 295.4504 | 444.1011 | 649.9021 | 22.8093 | 38.9116 | 76.1097 | 131.2818 | -0.0029378 | -0.0033719 | -0.0043111 | -0.005539 | -2.1663 | -5.3173 | -10.2234 | -12.9626 | 3602.4162 | 3733.8078 | 4003.6936 | 4464.6019
10 | 11 | 23 | 1928.2036 | 1967.242 | 2042.1011 | 2176.043 | 1236.7335 | 1268.7945 | 1340.9737 | 1475.2575 | -39.6339 | -71.8493 | -129.7789 | -198.6605 | 321.4167 | 430.4969 | 624.1677 | 902.1984 | 18.0129 | 31.5504 | 61.0692 | 104.7546 | -0.0029378 | -0.0033719 | -0.0043111 | -0.005539 | 6.0075 | 6.7269 | 11.0231 | 23.6014 | 3470.7374 | 3632.958 | 3949.5515 | 4483.1888
10 | 11 | 24 | 1819.3636 | 1857.1172 | 1927.5753 | 2057.2019 | 1138.6133 | 1168.1306 | 1234.5833 | 1358.2133 | -33.5236 | -59.7831 | -106.0027 | -161.0557 | 314.5313 | 421.847 | 618.8482 | 912.0184 | 11.8105 | 20.8477 | 41.2065 | 71.5551 | -0.0029378 | -0.0033719 | -0.0043111 | -0.005539 | 9.0642 | 14.0779 | 24.5803 | 37.4007 | 3259.8562 | 3422.2339 | 3740.7867 | 4275.3282
10 | 12 | 1 | 1735.8962 | 1772.0732 | 1838.8708 | 1964.4989 | 1093.947 | 1122.3064 | 1186.1521 | 1304.9323 | -30.5821 | -52.4755 | -90.3651 | -136.9353 | 225.9513 | 303.5794 | 453.7669 | 676.3277 | 8.1949 | 15.0245 | 30.2057 | 53.8902 | -0.0029378 | -0.0033719 | -0.0043111 | -0.005539 | 5.66 | 9.2115 | 15.8818 | 24.2015 | 3039.0643 | 3169.716 | 3434.5079 | 3886.9098
10 | 12 | 2 | 1673.6938 | 1708.7784 | 1772.7606 | 1895.2527 | 1074.2542 | 1102.1031 | 1164.7995 | 1281.4415 | -28.7682 | -48.0475 | -82.508 | -125.454 | 141.0702 | 193.6264 | 299.7349 | 455.6894 | 6.4414 | 12.0946 | 24.7364 | 43.4057 | -0.0029378 | -0.0033719 | -0.0043111 | -0.005539 | 3.9362 | 6.1961 | 10.5184 | 16.048 | 2870.6245 | 2974.7477 | 3190.0376 | 3566.3777
10 | 12 | 3 | 1613.8203 | 1647.7038 | 1708.6932 | 1826.2031 | 1093.2481 | 1121.5893 | 1185.3943 | 1304.0986 | -28.2962 | -47.108 | -81.1874 | -123.0262 | 84.4827 | 122.1572 | 200.578 | 320.2818 | 6.0356 | 11.3987 | 23.4314 | 41.1139 | -0.0029378 | -0.0033719 | -0.0043111 | -0.005539 | 3.016 | 4.7188 | 8.3278 | 12.4265 | 2772.3034 | 2860.4566 | 3045.2329 | 3381.0922
10 | 12 | 4 | 1562.6322 | 1595.0499 | 1652.8077 | 1763.2818 | 1192.6332 | 1223.551 | 1293.1564 | 1422.6518 | -29.3167 | -48.9349 | -85.6355 | -128.19 | 50.9946 | 79.2479 | 141.3948 | 238.939 | 7.2163 | 13.6327 | 26.6886 | 45.6975 | -0.0029378 | -0.0033719 | -0.0043111 | -0.005539 | 2.4839 | 3.7629 | 6.4945 | 9.4177 | 2786.6406 | 2866.306 | 3034.9021 | 3351.7923
10 | 12 | 5 | 1538.6676 | 1568.9786 | 1623.7423 | 1725.1932 | 1393.8407 | 1429.9745 | 1511.3229 | 1662.6654 | -31.6791 | -57.182 | -103.0801 | -156.6249 | 43.996 | 71.2065 | 129.5512 | 235.5422 | 13.8979 | 24.5831 | 46.5513 | 78.9987 | -0.0029378 | -0.0033719 | -0.0043111 | -0.005539 | 1.056 | 1.79 | 2.9645 | 4.5432 | 2959.776 | 3039.3475 | 3211.0477 | 3550.3122
10 | 12 | 6 | 1541.4297 | 1570.0567 | 1621.9333 | 1711.5543 | 1699.9064 | 1743.9746 | 1843.1859 | 2027.7608 | -37.3939 | -71.9102 | -134.3553 | -211.1832 | 70.6944 | 108.0811 | 189.3256 | 326.8466 | 24.9198 | 42.8041 | 79.8895 | 133.7992 | -0.0029378 | -0.0033719 | -0.0043111 | -0.005539 | -0.26603 | -0.5213 | -1.0594 | -1.7557 | 3299.2873 | 3392.4817 | 3598.9152 | 3987.0165
10 | 12 | 7 | 1452.9098 | 1477.7598 | 1522.2457 | 1594.1837 | 2017.2651 | 2069.5605 | 2187.2937 | 2406.3272 | -44.7389 | -88.2392 | -171.9621 | -270.4807 | 120.2832 | 182.3665 | 299.8697 | 517.9425 | 35.5209 | 60.3102 | 111.4001 | 186.5112 | -32.3455 | -36.7997 | -46.583 | -60.1347 | -0.91483 | -1.5815 | -2.6127 | -4.0029 | 3547.9797 | 3663.3767 | 3899.6514 | 4370.3463
10 | 12 | 8 | 1419.8406 | 1442.393 | 1482.3345 | 1540.434 | 2293.4241 | 2352.8787 | 2486.7292 | 2735.748 | -51.4283 | -99.3658 | -187.5996 | -296.1794 | 173.2006 | 258.287 | 424.0136 | 726.7859 | 32.8757 | 56.721 | 104.5635 | 175.2554 | -208.2871 | -237.9068 | -301.3298 | -383.7466 | 5.9505 | 9.0829 | 16.7369 | 30.815 | 3665.5761 | 3782.09 | 4025.4482 | 4529.1122
10 | 12 | 9 | 1388.2403 | 1408.6373 | 1444.5239 | 1491.3254 | 2535.2621 | 2600.986 | 2748.9509 | 3024.2284 | -57.5386 | -104.0722 | -192.5342 | -300.4939 | 194.187 | 288.9771 | 474.0398 | 810.8754 | 24.7528 | 43.2157 | 81.3191 | 137.3706 | -518.1792 | -593.5038 | -754.1657 | -960.0427 | 15.981 | 25.7714 | 48.4706 | 80.7342 | 3582.7055 | 3670.0115 | 3850.6043 | 4283.9974
10 | 12 | 10 | 1321.6749 | 1340.2556 | 1371.7884 | 1406.8772 | 2713.8658 | 2784.2199 | 2942.6086 | 3237.2787 | -62.5977 | -106.2296 | -190.1747 | -293.7516 | 184.6861 | 277.5831 | 458.0908 | 791.9348 | 15.745 | 27.7973 | 54.6198 | 92.8136 | -751.2248 | -862.1156 | -1100.028 | -1407.2977 | 20.4955 | 32.6025 | 61.2255 | 104.557 | 3442.6448 | 3494.1132 | 3598.1304 | 3932.412
10 | 12 | 11 | 1255.2744 | 1272.0458 | 1299.1364 | 1325.4758 | 2834.4312 | 2907.9108 | 3073.336 | 3381.0971 | -66.0878 | -111.1012 | -193.8652 | -301.2268 | 166.691 | 251.5661 | 422.679 | 735.1143 | 12.0493 | 21.6898 | 43.8058 | 77.6439 | -1093.923 | -1253.1592 | -1595.3643 | -2035.729 | 19.0241 | 25.4342 | 47.9443 | 94.0087 | 3127.4593 | 3114.3864 | 3097.6719 | 3276.3839
10 | 12 | 12 | 1138.3843 | 1152.1691 | 1172.6049 | 1186.4168 | 2933.961 | 3010.0208 | 3181.2549 | 3499.8228 | -68.7845 | -114.146 | -199.0813 | -303.5383 | 160.0912 | 240.7086 | 403.216 | 701.1222 | 9.0784 | 16.526 | 35.5396 | 63.8929 | -970.786 | -1110.9446 | -1414.1853 | -1811.9846 | 6.4038 | 10.2541 | 19.4808 | 32.2004 | 3208.3482 | 3204.588 | 3198.8295 | 3367.9322
10 | 12 | 13 | 992.4197 | 1002.7832 | 1015.5827 | 1017.7008 | 2990.1848 | 3067.7021 | 3242.2176 | 3566.8903 | -72.5018 | -117.0255 | -202.6953 | -310.1641 | 151.5969 | 231.321 | 387.267 | 664.3738 | 7.158 | 13.6327 | 29.2878 | 55.5986 | -792.3802 | -907.4434 | -1158.5916 | -1493.1361 | 1.6315 | 2.9369 | 5.6827 | 8.2509 | 3278.1088 | 3293.907 | 3318.7508 | 3509.5142
10 | 12 | 14 | 903.7474 | 912.223 | 920.7554 | 915.9729 | 3005.8636 | 3083.7874 | 3259.2178 | 3585.5929 | -74.65 | -120.8445 | -207.7064 | -319.6424 | 141.3079 | 212.974 | 356.4501 | 608.7042 | 6.8241 | 12.5062 | 28.6407 | 54.4207 | -814.9289 | -932.6425 | -1187.4892 | -1520.23 | 0.39905 | 0.92074 | 2.315 | 2.8863 | 3168.5631 | 3168.9243 | 3172.1836 | 3327.7047
10 | 12 | 15 | 881.5312 | 889.1873 | 897.5286 | 895.2385 | 2946.4109 | 3022.7934 | 3194.7541 | 3514.6738 | -76.4333 | -122.6714 | -213.9614 | -326.6929 | 127.3106 | 192.3163 | 321.883 | 539.578 | 7.1498 | 13.6137 | 30.6037 | 60.0166 | -641.5489 | -735.0096 | -935.6528 | -1192.6011 | -1.5392 | -2.1204 | -3.9522 | -5.256 | 3242.881 | 3258.1092 | 3291.2029 | 3484.9569
10 | 12 | 16 | 963.8514 | 973.3431 | 987.7093 | 1000.8962 | 2770.1939 | 2842.0082 | 3003.6844 | 3304.4706 | -75.8848 | -123.4457 | -215.5635 | -331.1238 | 58.7526 | 85.7779 | 135.584 | 216.2411 | 9.9755 | 17.7783 | 38.943 | 74.0084 | -326.8035 | -373.7427 | -473.3743 | -601.1989 | -3.8195 | -5.2401 | -8.6986 | -15.5732 | 3396.2656 | 3416.479 | 3468.2844 | 3647.7204
10 | 12 | 17 | 1147.7028 | 1162.8421 | 1189.2185 | 1226.4169 | 2481.522 | 2545.8528 | 2690.6813 | 2960.1237 | -72.3488 | -122.4452 | -216.9606 | -337.9824 | 64.5547 | 93.5562 | 143.9975 | 227.335 | 15.7505 | 27.7662 | 56.331 | 101.7513 | -79.9066 | -91.2996 | -116.0402 | -149.5739 | -11.2956 | -13.4199 | -24.0878 | -49.5293 | 3545.9791 | 3602.8525 | 3723.1397 | 3978.5412
10 | 12 | 18 | 1538.7737 | 1564.0834 | 1612.4943 | 1685.7679 | 2231.8782 | 2289.7372 | 2419.9958 | 2662.332 | -66.9247 | -116.8514 | -211.5396 | -328.1956 | 79.25 | 112.192 | 168.6136 | 254.6131 | 22.0113 | 38.3051 | 74.8886 | 129.799 | -0.0029378 | -0.0033719 | -0.0043111 | -0.005539 | -15.3132 | -19.5902 | -37.0105 | -78.2169 | 3789.6722 | 3867.8727 | 4027.4378 | 4326.0939
10 | 12 | 19 | 1848.9498 | 1881.6039 | 1947.0357 | 2050.5223 | 2014.7837 | 2067.0148 | 2184.6032 | 2403.3673 | -58.5592 | -106.6122 | -192.6979 | -295.7548 | 85.0522 | 118.624 | 177.2807 | 261.8187 | 23.0482 | 40.0002 | 77.6747 | 134.2434 | -0.0029378 | -0.0033719 | -0.0043111 | -0.005539 | -16.4018 | -23.0836 | -43.0247 | -82.8199 | 3896.87 | 3977.5437 | 4150.8673 | 4471.3715
10 | 12 | 20 | 1928.8277 | 1964.4914 | 2035.447 | 2151.9326 | 1802.2796 | 1849.0017 | 1954.1877 | 2149.8783 | -53.2116 | -97.0951 | -174.8952 | -267.6282 | 94.553 | 133.2469 | 198.416 | 289.6676 | 20.8169 | 36.6776 | 71.7478 | 123.7213 | -0.0029378 | -0.0033719 | -0.0043111 | -0.005539 | -16.4154 | -24.1262 | -44.7214 | -80.7551 | 3776.8473 | 3862.193 | 4040.1777 | 4366.8109
10 | 12 | 21 | 2000.0345 | 2038.6914 | 2114.6387 | 2242.1181 | 1581.8634 | 1622.8715 | 1715.1934 | 1886.9513 | -49.3566 | -87.0732 | -157.374 | -237.1903 | 194.7143 | 275.8654 | 421.9181 | 621.4918 | 16.4046 | 29.3164 | 58.9817 | 101.7777 | -0.0029378 | -0.0033719 | -0.0043111 | -0.005539 | -5.8446 | -9.5053 | -18.3064 | -28.7251 | 3737.8127 | 3870.1628 | 4135.0472 | 4586.418
10 | 12 | 22 | 1993.2301 | 2032.9669 | 2109.8829 | 2242.7761 | 1389.1356 | 1425.1474 | 1506.2212 | 1657.0528 | -44.8766 | -78.5478 | -139.9294 | -213.9193 | 214.115 | 295.4504 | 444.1011 | 649.9021 | 14.6145 | 26.5138 | 52.803 | 91.6357 | -0.0029378 | -0.0033719 | -0.0043111 | -0.005539 | -2.1663 | -5.3173 | -10.2234 | -12.9626 | 3564.0494 | 3696.21 | 3962.8511 | 4414.4793
10 | 12 | 23 | 1932.0534 | 1971.5482 | 2046.7387 | 2180.9746 | 1230.7459 | 1262.6516 | 1334.4813 | 1468.1151 | -38.4756 | -67.5864 | -119.0758 | -182.7483 | 318.5157 | 426.0714 | 614.9601 | 874.9203 | 12.4551 | 22.513 | 44.7237 | 77.0117 | -0.0029378 | -0.0033719 | -0.0043111 | -0.005539 | 6.0075 | 6.7269 | 11.0231 | 23.6014 | 3461.2989 | 3621.9212 | 3932.8468 | 4441.8693
10 | 12 | 24 | 1847.1084 | 1886.025 | 1957.3295 | 2090.1135 | 1119.8699 | 1148.9014 | 1214.2601 | 1335.855 | -33.8579 | -58.1215 | -103.1567 | -156.3166 | 282.9376 | 375.5849 | 547.2302 | 793.9274 | 10.6297 | 19.1715 | 37.8871 | 65.5526 | -0.0029378 | -0.0033719 | -0.0043111 | -0.005539 | 9.0642 | 14.0779 | 24.5803 | 37.4007 | 3235.7489 | 3385.6359 | 3678.1262 | 4166.5271
10 | 13 | 1 | 1765.5618 | 1802.7656 | 1871.086 | 1999.8578 | 1075.3318 | 1103.2086 | 1165.968 | 1282.7269 | -31.7862 | -54.3024 | -95.018 | -147.1466 | 239.5498 | 319.9353 | 465.6105 | 670.2544 | 10.76 | 19.4558 | 37.7625 | 65.451 | -0.0029378 | -0.0033719 | -0.0043111 | -0.005539 | 5.66 | 9.2115 | 15.8818 | 24.2015 | 3065.0742 | 3200.2711 | 3461.2864 | 3895.3393
10 | 13 | 2 | 1690.414 | 1726.2816 | 1791.0862 | 1915.3347 | 1056.9466 | 1084.3468 | 1146.0331 | 1260.7958 | -29.5309 | -49.8744 | -87.4425 | -132.9292 | 163.1628 | 220.7162 | 327.5274 | 476.8939 | 8.0279 | 14.3286 | 29.4232 | 51.7 | -0.0029378 | -0.0033719 | -0.0043111 | -0.005539 | 3.9362 | 6.1961 | 10.5184 | 16.048 | 2892.9537 | 3001.9915 | 3217.1416 | 3587.8377
10 | 13 | 3 | 1626.9307 | 1661.5784 | 1723.844 | 1843.4347 | 1064.6202 | 1092.2194 | 1154.3535 | 1269.9494 | -28.5104 | -48.9349 | -84.3149 | -126.1869 | 106.1766 | 146.8279 | 224.6028 | 337.5983 | 7.253 | 13.6327 | 27.4711 | 47.0147 | -0.0029378 | -0.0033719 | -0.0043111 | -0.005539 | 3.016 | 4.7188 | 8.3278 | 12.4265 | 2779.4831 | 2870.0389 | 3054.28 | 3384.2312
10 | 13 | 4 | 1595.0753 | 1628.8938 | 1689.1006 | 1805.2414 | 1108.6226 | 1137.3624 | 1202.0647 | 1322.4384 | -28.0384 | -48.9349 | -84.3149 | -128.19 | 69.7874 | 98.023 | 158.932 | 245.6531 | 7.6221 | 13.917 | 27.4711 | 47.8877 | -0.0029378 | -0.0033719 | -0.0043111 | -0.005539 | 2.4839 | 3.7629 | 6.4945 | 9.4177 | 2755.55 | 2833.0208 | 2999.7436 | 3302.4427
10 | 13 | 5 | 1572.8049 | 1605.2354 | 1663.5202 | 1774.0264 | 1214.3266 | 1245.8067 | 1316.6782 | 1448.5291 | -29.6074 | -51.6491 | -92.0955 | -139.9797 | 44.3948 | 63.9647 | 109.7506 | 183.2505 | 9.8181 | 17.6335 | 34.2454 | 58.3722 | -0.0029378 | -0.0033719 | -0.0043111 | -0.005539 | 1.056 | 1.79 | 2.9645 | 4.5432 | 2812.79 | 2882.7778 | 3035.059 | 3328.7362
10 | 13 | 6 | 1601.8428 | 1634.626 | 1692.5684 | 1799.974 | 1337.9103 | 1372.5942 | 1450.6783 | 1595.9479 | -32.4113 | -58.9567 | -106.4125 | -161.6723 | 31.594 | 46.2625 | 86.5199 | 145.37 | 13.3251 | 23.8872 | 45.7688 | 76.8085 | -0.0029378 | -0.0033719 | -0.0043111 | -0.005539 | -0.26603 | -0.5213 | -1.0594 | -1.7557 | 2951.9919 | 3017.8885 | 3168.0591 | 3454.6668
10 | 13 | 7 | 1605.9141 | 1638.4452 | 1695.7017 | 1799.6653 | 1444.7094 | 1482.1619 | 1566.4791 | 1723.3449 | -36.0084 | -67.4821 | -125.4592 | -195.271 | 31.594 | 50.6881 | 81.6204 | 142.0526 | 18.644 | 32.6403 | 62.1143 | 102.8916 | -72.6451 | -82.7917 | -105.4486 | -137.5014 | -0.91483 | -1.5815 | -2.6127 | -4.0029 | 2991.2931 | 3052.08 | 3172.3951 | 3431.1791
10 | 13 | 8 | 1687.4243 | 1720.1768 | 1779.9851 | 1883.3581 | 1598.9055 | 1640.3555 | 1733.672 | 1907.2803 | -42.1952 | -78.6088 | -147.6333 | -231.1811 | 44.7936 | 66.3838 | 107.5711 | 179.9331 | 22.5935 | 39.4803 | 74.5447 | 125.9115 | -220.5184 | -252.819 | -325.7909 | -430.0215 | 5.9505 | 9.0829 | 16.7369 | 30.815 | 3096.9538 | 3144.0514 | 3239.0855 | 3466.0954
10 | 13 | 9 | 1726.7394 | 1758.8205 | 1818.9736 | 1918.379 | 1786.7371 | 1833.0563 | 1937.3352 | 2131.3382 | -48.4891 | -88.7959 | -165.0779 | -262.352 | 61.2932 | 86.629 | 140.0095 | 232.8656 | 24.1801 | 41.7142 | 79.2315 | 133.7616 | -367.7594 | -419.9673 | -535.8893 | -697.1622 | 15.981 | 25.7714 | 48.4706 | 80.7342 | 3198.6824 | 3237.2282 | 3323.0532 | 3537.5645
10 | 13 | 10 | 1710.1124 | 1740.837 | 1799.2449 | 1891.7213 | 1942.5482 | 1992.9067 | 2106.2792 | 2317.2 | -54.1274 | -95.216 | -174.742 | -278.8808 | 74.4928 | 108.7568 | 175.4214 | 289.6863 | 22.0208 | 38.7843 | 73.7622 | 126.8861 | -568.8113 | -647.3864 | -818.2044 | -1049.3537 | 20.4955 | 32.6025 | 61.2255 | 104.557 | 3146.731 | 3171.2848 | 3222.9868 | 3401.8162
10 | 13 | 11 | 1707.2152 | 1737.0749 | 1794.6527 | 1884.8784 | 2026.5163 | 2079.0515 | 2197.3246 | 2417.3627 | -59.0794 | -99.9225 | -180.997 | -292.5572 | 89.5869 | 132.891 | 214.3474 | 346.507 | 18.3468 | 32.2287 | 63.4085 | 111.818 | -650.5592 | -741.2591 | -939.6383 | -1210.9919 | 19.0241 | 25.4342 | 47.9443 | 94.0087 | 3151.0507 | 3165.4987 | 3197.0422 | 3351.0257
10 | 13 | 12 | 1632.2514 | 1660.6506 | 1714.382 | 1795.8944 | 2089.5123 | 2143.6806 | 2265.6304 | 2492.5085 | -63.8173 | -100.9751 | -179.6765 | -299.1829 | 102.7866 | 151.1297 | 241.0923 | 385.5197 | 14.6511 | 24.8674 | 49.6731 | 94.2548 | -722.5567 | -826.4268 | -1052.0527 | -1352.8726 | 6.4038 | 10.2541 | 19.4808 | 32.2004 | 3059.2312 | 3063.1806 | 3058.5293 | 3148.3223
10 | 13 | 13 | 1532.0457 | 1558.2429 | 1607.1897 | 1681.7352 | 2095.9236 | 2150.2582 | 2272.5821 | 2500.1564 | -68.0066 | -102.802 | -181.202 | -309.6986 | 107.1832 | 154.4824 | 251.6853 | 399.9308 | 12.3968 | 19.7402 | 41.4692 | 86.2013 | -614.6812 | -703.2267 | -899.108 | -1170.2591 | 1.6315 | 2.9369 | 5.6827 | 8.2509 | 3066.4931 | 3079.632 | 3098.2989 | 3196.3169
10 | 13 | 14 | 1457.8309 | 1483.237 | 1528.246 | 1597.6259 | 2094.0398 | 2148.3255 | 2270.5394 | 2497.9092 | -71.5402 | -105.5162 | -183.2906 | -322.3337 | 106.1056 | 151.6764 | 243.6934 | 383.6767 | 12.4823 | 17.2219 | 37.2426 | 89.3174 | -478.5101 | -545.9382 | -695.3156 | -902.9779 | 0.39905 | 0.92074 | 2.315 | 2.8863 | 3120.8074 | 3149.9272 | 3203.4303 | 3346.1039
10 | 13 | 15 | 1426.7232 | 1451.758 | 1495.4833 | 1564.1424 | 2070.0868 | 2123.7516 | 2244.5676 | 2469.3365 | -73.9768 | -106.7341 | -189.5456 | -336.9719 | 96.9134 | 142.1651 | 223.9767 | 345.2348 | 14.6905 | 19.0253 | 40.6352 | 102.3722 | -360.9438 | -412.4183 | -525.975 | -681.7307 | -1.5392 | -2.1204 | -3.9522 | -5.256 | 3171.954 | 3215.4272 | 3285.1901 | 3457.1273
10 | 13 | 16 | 1424.7999 | 1449.655 | 1494.5602 | 1567.1866 | 2005.2659 | 2057.2503 | 2174.2831 | 2392.0138 | -75.3929 | -109.5005 | -196.0821 | -354.4623 | 44.1762 | 61.7932 | 93.7683 | 142.6047 | 19.6674 | 25.4239 | 51.7714 | 126.1148 | -276.6948 | -315.419 | -399.6935 | -512.5925 | -3.8195 | -5.2401 | -8.6986 | -15.5732 | 3138.0022 | 3163.9628 | 3209.909 | 3345.2919
10 | 13 | 17 | 1464.866 | 1490.7531 | 1538.8955 | 1619.5766 | 1897.6419 | 1946.8362 | 2057.5878 | 2263.6328 | -74.6608 | -111.2143 | -200.3252 | -362.4746 | 47.4761 | 65.6823 | 99.4619 | 147.0544 | 24.1665 | 33.0505 | 65.58 | 149.6164 | -125.1258 | -142.9766 | -181.5513 | -232.0233 | -11.2956 | -13.4199 | -24.0878 | -49.5293 | 3223.0684 | 3268.7113 | 3355.5609 | 3535.853
10 | 13 | 18 | 1671.5774 | 1701.4712 | 1760.5177 | 1857.5623 | 1851.1282 | 1899.1167 | 2007.1537 | 2208.1482 | -68.6882 | -109.1091 | -200.1203 | -356.6982 | 46.0706 | 65.6823 | 99.4619 | 147.0544 | 31.167 | 45.5756 | 88.2396 | 180.4864 | -0.0029378 | -0.0033719 | -0.0043111 | -0.005539 | -15.3132 | -19.5902 | -37.0105 | -78.2169 | 3515.9389 | 3583.1432 | 3718.2377 | 3958.3307
10 | 13 | 19 | 1873.5139 | 1907.6545 | 1977.1613 | 2092.3553 | 1766.4501 | 1812.2435 | 1915.3384 | 2107.1386 | -61.8481 | -99.8093 | -185.7266 | -323.5283 | 51.8728 | 71.5779 | 108.9232 | 156.5246 | 30.1979 | 45.8423 | 88.7513 | 173.863 | -0.0029378 | -0.0033719 | -0.0043111 | -0.005539 | -16.4018 | -23.0836 | -43.0247 | -82.8199 | 3643.782 | 3714.4219 | 3861.4185 | 4123.5277
10 | 13 | 20 | 1916.9003 | 1952.9836 | 2025.5797 | 2147.4644 | 1630.3242 | 1672.5886 | 1767.7388 | 1944.7585 | -55.115 | -91.5623 | -170.089 | -289.9335 | 72.769 | 99.6013 | 146.261 | 206.6311 | 25.9607 | 41.4299 | 80.412 | 152.6156 | -0.0029378 | -0.0033719 | -0.0043111 | -0.005539 | -16.4154 | -24.1262 | -44.7214 | -80.7551 | 3574.4209 | 3650.9115 | 3805.1768 | 4080.7755
10 | 13 | 21 | 1944.1004 | 1982.6724 | 2056.7701 | 2184.0865 | 1478.4579 | 1516.7853 | 1603.0722 | 1763.6024 | -50.3466 | -84.2547 | -152.6444 | -250.8667 | 134.7081 | 188.9636 | 286.1334 | 417.1073 | 19.7081 | 32.2463 | 63.6685 | 119.1752 | -0.0029378 | -0.0033719 | -0.0043111 | -0.005539 | -5.8446 | -9.5053 | -18.3064 | -28.7251 | 3520.7803 | 3626.9042 | 3838.6891 | 4204.374
10 | 13 | 22 | 1924.0681 | 1963.1433 | 2037.2429 | 2167.4895 | 1324.3268 | 1358.6586 | 1435.95 | 1579.7447 | -45.7595 | -76.834 | -138.3274 | -224.8596 | 147.5089 | 204.1229 | 307.5223 | 453.8554 | 17.1212 | 28.6205 | 56.1848 | 104.4496 | -0.0029378 | -0.0033719 | -0.0043111 | -0.005539 | -2.1663 | -5.3173 | -10.2234 | -12.9626 | 3365.0964 | 3472.3907 | 3688.3449 | 4067.7115
10 | 13 | 23 | 1847.4062 | 1886.118 | 1957.1594 | 2086.0925 | 1199.0587 | 1230.143 | 1300.1234 | 1430.3165 | -39.7869 | -68.4738 | -123.7288 | -198.8524 | 168.7138 | 230.1398 | 343.7284 | 515.1259 | 16.2377 | 27.0824 | 53.4501 | 97.7774 | -0.0029378 | -0.0033719 | -0.0043111 | -0.005539 | 6.0075 | 6.7269 | 11.0231 | 23.6014 | 3197.6341 | 3311.7329 | 3541.7512 | 3954.0556
10 | 13 | 24 | 1788.7774 | 1826.1997 | 1896.1732 | 2025.2621 | 1089.368 | 1117.6087 | 1181.1873 | 1299.4703 | -35.1692 | -59.9484 | -107.8096 | -168.4146 | 282.9376 | 375.5849 | 547.2302 | 793.9274 | 13.1948 | 23.0816 | 45.2462 | 81.2905 | -0.0029378 | -0.0033719 | -0.0043111 | -0.005539 | 9.0642 | 14.0779 | 24.5803 | 37.4007 | 3148.1699 | 3296.6011 | 3586.6033 | 4068.9309
10 | 14 | 1 | 1729.5637 | 1765.7989 | 1833.0247 | 1960.0852 | 1048.8506 | 1076.041 | 1137.2548 | 1251.1384 | -31.2071 | -53.5282 | -93.6975 | -147.1466 | 239.5498 | 319.9353 | 465.6105 | 670.2544 | 10.76 | 18.7599 | 36.1975 | 65.2477 | -0.0029378 | -0.0033719 | -0.0043111 | -0.005539 | 5.66 | 9.2115 | 15.8818 | 24.2015 | 3003.1741 | 3136.2151 | 3394.2674 | 3823.775
10 | 14 | 2 | 1652.781 | 1687.6492 | 1751.6211 | 1873.6882 | 1035.5503 | 1062.3958 | 1122.8334 | 1235.2729 | -29.0589 | -49.1001 | -87.724 | -135.2406 | 163.1628 | 220.7162 | 327.5274 | 476.8939 | 9.2454 | 16.526 | 32.9403 | 57.055 | -0.0029378 | -0.0033719 | -0.0043111 | -0.005539 | 3.9362 | 6.1961 | 10.5184 | 16.048 | 2835.6139 | 2944.3798 | 3157.7123 | 3523.7119
10 | 14 | 3 | 1597.4096 | 1631.2498 | 1692.4585 | 1810.7083 | 1042.7933 | 1069.8266 | 1130.6869 | 1243.9128 | -28.0384 | -47.4385 | -84.3149 | -126.1869 | 106.1766 | 146.8279 | 224.6028 | 337.5983 | 8.1949 | 14.3286 | 28.9007 | 50.2812 | -0.0029378 | -0.0033719 | -0.0043111 | -0.005539 | 3.016 | 4.7188 | 8.3278 | 12.4265 | 2729.549 | 2819.5099 | 3000.6574 | 3328.7346
10 | 14 | 4 | 1566.6741 | 1599.754 | 1659.266 | 1774.1895 | 1079.4345 | 1107.4177 | 1170.4165 | 1287.6209 | -27.8242 | -47.2732 | -82.9944 | -123.7592 | 69.7874 | 98.023 | 158.932 | 245.6531 | 7.086 | 12.9367 | 26.166 | 45.6975 | -0.0029378 | -0.0033719 | -0.0043111 | -0.005539 | 2.4839 | 3.7629 | 6.4945 | 9.4177 | 2697.6389 | 2774.6177 | 2938.2762 | 3238.814
10 | 14 | 5 | 1542.8106 | 1575.03 | 1632.6944 | 1743.0932 | 1156.7395 | 1186.7267 | 1254.2372 | 1379.8354 | -28.5869 | -49.9875 | -87.929 | -133.2375 | 44.3948 | 63.9647 | 109.7506 | 183.2505 | 9.0065 | 15.8301 | 31.5107 | 53.8902 | -0.0029378 | -0.0033719 | -0.0043111 | -0.005539 | 1.056 | 1.79 | 2.9645 | 4.5432 | 2725.4175 | 2793.3507 | 2943.2242 | 3231.3695
10 | 14 | 6 | 1580.1896 | 1612.5206 | 1671.5629 | 1781.4938 | 1232.3365 | 1264.2835 | 1336.206 | 1470.0125 | -30.2631 | -56.5208 | -101.7596 | -155.0465 | 31.594 | 46.2625 | 86.5199 | 145.37 | 13.4921 | 23.8872 | 45.2462 | 76.6052 | -0.0029378 | -0.0033719 | -0.0043111 | -0.005539 | -0.26603 | -0.5213 | -1.0594 | -1.7557 | 2827.08 | 2889.9082 | 3036.7117 | 3316.6737
10 | 14 | 7 | 1620.2213 | 1653.4089 | 1714.3556 | 1825.9228 | 1271.4223 | 1304.3825 | 1378.5862 | 1516.6366 | -33.7531 | -65.6553 | -122.3317 | -190.9565 | 31.594 | 50.6881 | 81.6204 | 142.0526 | 21.1372 | 36.5504 | 68.8886 | 116.4392 | -72.1763 | -82.1003 | -103.5504 | -132.1134 | -0.91483 | -1.5815 | -2.6127 | -4.0029 | 2837.5304 | 2895.6928 | 3014.9561 | 3273.9783
10 | 14 | 8 | 1744.6512 | 1779.2725 | 1844.9699 | 1961.1724 | 1368.2939 | 1403.7654 | 1483.6229 | 1632.1915 | -37.4268 | -75.1202 | -144.5058 | -226.4419 | 44.7936 | 66.3838 | 107.5711 | 179.9331 | 27.3397 | 47.1258 | 88.6159 | 148.4232 | -225.7061 | -256.8598 | -322.7279 | -405.9462 | 5.9505 | 9.0829 | 16.7369 | 30.815 | 2927.896 | 2973.6504 | 3074.2829 | 3320.1471
10 | 14 | 9 | 1828.2625 | 1864.0812 | 1931.7428 | 2048.7524 | 1523.7244 | 1563.2253 | 1652.1541 | 1817.5993 | -42.8509 | -83.4804 | -160.4249 | -252.8737 | 61.2932 | 86.629 | 140.0095 | 232.8656 | 30.0717 | 51.5572 | 96.8821 | 163.1488 | -605.911 | -693.7638 | -883.5456 | -1131.7075 | 15.981 | 25.7714 | 48.4706 | 80.7342 | 2810.571 | 2814.0199 | 2825.2886 | 2958.5192
10 | 14 | 10 | 1866.4941 | 1902.028 | 1970.5446 | 2086.5756 | 1655.8465 | 1698.7725 | 1795.4123 | 1975.2032 | -46.8894 | -87.2994 | -164.0389 | -259.9242 | 74.4928 | 108.7568 | 175.4214 | 289.6863 | 25.3975 | 43.9116 | 84.0537 | 142.7256 | -754.7116 | -863.0237 | -1094.4558 | -1392.174 | 20.4955 | 32.6025 | 61.2255 | 104.557 | 2841.1253 | 2835.7483 | 2828.1627 | 2946.6495
10 | 14 | 11 | 1860.6519 | 1895.8552 | 1962.9562 | 2074.8647 | 1763.6357 | 1809.3561 | 1912.2867 | 2103.7814 | -51.1858 | -90.4573 | -164.8069 | -257.4964 | 89.5869 | 132.891 | 214.3474 | 346.507 | 19.4556 | 33.9048 | 66.1432 | 114.8812 | -906.0985 | -1033.2608 | -1302.66 | -1645.8688 | 19.0241 | 25.4342 | 47.9443 | 94.0087 | 2795.07 | 2773.7232 | 2736.2109 | 2830.6777
10 | 14 | 12 | 1803.3023 | 1836.1978 | 1900.2528 | 2005.3249 | 1832.0721 | 1879.5667 | 1986.4914 | 2185.4169 | -55.0102 | -92.5626 | -167.1004 | -263.6976 | 102.7866 | 151.1297 | 241.0923 | 385.5197 | 14.7814 | 26.5436 | 52.9303 | 95.2294 | -1130.5467 | -1292.1586 | -1642.9035 | -2107.9663 | 6.4038 | 10.2541 | 19.4808 | 32.2004 | 2573.7893 | 2518.9706 | 2390.2437 | 2332.0274
10 | 14 | 13 | 1801.0955 | 1833.7725 | 1898.0789 | 2003.353 | 1861.4462 | 1909.7022 | 2018.3413 | 2220.4561 | -59.1996 | -95.7726 | -172.598 | -275.0626 | 107.1832 | 154.4824 | 251.6853 | 399.9308 | 13.6726 | 23.6503 | 49.4132 | 91.7597 | -1024.5359 | -1169.5976 | -1475.159 | -1859.2778 | 1.6315 | 2.9369 | 5.6827 | 8.2509 | 2701.2936 | 2659.1741 | 2575.4443 | 2589.4101
10 | 14 | 14 | 1734.0091 | 1765.4224 | 1826.6938 | 1925.9305 | 1888.2741 | 1937.2255 | 2047.4304 | 2252.4582 | -61.8963 | -99.7047 | -177.8141 | -286.4276 | 106.1056 | 151.6764 | 243.6934 | 383.6767 | 13.8164 | 23.3659 | 48.6415 | 92.9752 | -1311.9846 | -1502.6144 | -1910.6663 | -2429.452 | 0.39905 | 0.92074 | 2.315 | 2.8863 | 2368.7233 | 2276.292 | 2080.2937 | 1942.0473
10 | 14 | 15 | 1689.8532 | 1720.9815 | 1780.2238 | 1875.9279 | 1898.4597 | 1947.6752 | 2058.4745 | 2264.6083 | -64.4094 | -101.5316 | -179.9026 | -294.6317 | 96.9134 | 142.1651 | 223.9767 | 345.2348 | 13.1853 | 21.809 | 45.98 | 91.9365 | -933.1479 | -1069.7498 | -1362.6077 | -1735.492 | -1.5392 | -2.1204 | -3.9522 | -5.256 | 2699.3152 | 2659.229 | 2562.1926 | 2542.3277
10 | 14 | 16 | 1683.5566 | 1716.4325 | 1775.0322 | 1872.4052 | 1843.9474 | 1891.7498 | 1999.3676 | 2199.5825 | -66.374 | -103.2454 | -184.0691 | -307.6916 | 44.1762 | 61.7932 | 93.7683 | 142.6047 | 15.5252 | 25.2777 | 51.6469 | 104.9537 | -465.3973 | -533.0236 | -678.4928 | -867.7676 | -3.8195 | -5.2401 | -8.6986 | -15.5732 | 3051.6146 | 3053.7441 | 3048.5547 | 3128.5137
10 | 14 | 17 | 1734.0164 | 1768.5251 | 1830.3356 | 1934.6959 | 1764.6553 | 1810.4021 | 1913.3923 | 2104.9976 | -66.1904 | -104.7939 | -188.3122 | -316.4369 | 47.4761 | 65.6823 | 99.4619 | 147.0544 | 20.1546 | 31.9241 | 64.9329 | 127.1382 | -231.2643 | -265.8343 | -340.9878 | -439.8788 | -11.2956 | -13.4199 | -24.0878 | -49.5293 | 3257.5522 | 3292.4856 | 3354.7349 | 3508.0411
10 | 14 | 18 | 1882.6508 | 1920.0717 | 1989.3494 | 2105.5413 | 1724.4853 | 1769.1908 | 1869.8365 | 2057.0802 | -63.4937 | -104.5156 | -191.9922 | -321.2924 | 46.0706 | 65.6823 | 99.4619 | 147.0544 | 25.5685 | 41.8036 | 81.403 | 153.6654 | -0.0029378 | -0.0033719 | -0.0043111 | -0.005539 | -15.3132 | -19.5902 | -37.0105 | -78.2169 | 3599.9655 | 3672.6392 | 3811.0437 | 4063.8266
10 | 14 | 19 | 2014.2213 | 2054.4161 | 2129.9659 | 2257.6165 | 1656.0179 | 1698.9484 | 1795.5981 | 1975.4077 | -58.7252 | -100.4182 | -186.7762 | -305.613 | 51.8728 | 71.5779 | 108.9232 | 156.5246 | 27.9531 | 46.1442 | 89.4092 | 162.351 | -0.0029378 | -0.0033719 | -0.0043111 | -0.005539 | -16.4018 | -23.0836 | -43.0247 | -82.8199 | 3674.9351 | 3747.5815 | 3894.0913 | 4163.4613
10 | 14 | 20 | 2100.4033 | 2142.5062 | 2223.9791 | 2362.4222 | 1522.5143 | 1561.9839 | 1650.842 | 1816.1558 | -53.5154 | -95.5465 | -176.6256 | -281.1882 | 72.769 | 99.6013 | 146.261 | 206.6311 | 26.186 | 45.0367 | 86.1412 | 154.1207 | -0.0029378 | -0.0033719 | -0.0043111 | -0.005539 | -16.4154 | -24.1262 | -44.7214 | -80.7551 | 3651.939 | 3729.452 | 3885.872 | 4177.3809
10 | 14 | 21 | 2077.6896 | 2119.3489 | 2200.984 | 2341.1921 | 1392.9217 | 1429.0317 | 1510.3264 | 1661.5691 | -49.7981 | -88.1259 | -162.3085 | -255.6057 | 134.7081 | 188.9636 | 286.1334 | 417.1073 | 22.4401 | 39.177 | 76.1097 | 134.0025 | -0.0029378 | -0.0033719 | -0.0043111 | -0.005539 | -5.8446 | -9.5053 | -18.3064 | -28.7251 | 3572.1139 | 3678.8866 | 3892.9344 | 4269.5346
10 | 14 | 22 | 1983.0001 | 2022.9557 | 2101.1281 | 2237.6436 | 1271.8072 | 1304.7774 | 1379.0036 | 1517.0957 | -45.4251 | -78.8262 | -141.7364 | -220.9698 | 147.5089 | 204.1229 | 307.5223 | 453.8554 | 17.1212 | 29.728 | 59.0548 | 105.6276 | -0.0029378 | -0.0033719 | -0.0043111 | -0.005539 | -2.1663 | -5.3173 | -10.2234 | -12.9626 | 3371.8431 | 3477.4372 | 3694.7446 | 4080.2844
10 | 14 | 23 | 1857.9529 | 1896.1232 | 1969.4828 | 2100.3431 | 1162.8103 | 1192.9549 | 1260.8198 | 1387.0771 | -39.0242 | -66.8122 | -119.5623 | -187.7958 | 171.6149 | 234.5653 | 355.9096 | 537.9543 | 13.5056 | 23.2089 | 46.8112 | 82.7093 | -0.0029378 | -0.0033719 | -0.0043111 | -0.005539 | 6.0075 | 6.7269 | 11.0231 | 23.6014 | 3172.8642 | 3286.7637 | 3524.4798 | 3943.8838
10 | 14 | 24 | 1737.2832 | 1773.7901 | 1840.793 | 1965.6216 | 1121.9958 | 1151.0824 | 1216.5652 | 1338.3909 | -33.9344 | -57.3472 | -101.8361 | -158.9363 | 314.5313 | 421.847 | 618.8482 | 912.0184 | 10.6297 | 18.7599 | 37.8871 | 66.7681 | -0.0029378 | -0.0033719 | -0.0043111 | -0.005539 | 9.0642 | 14.0779 | 24.5803 | 37.4007 | 3159.5668 | 3322.2067 | 3636.8333 | 4161.258
10 | 15 | 1 | 1690.9376 | 1725.6812 | 1790.9049 | 1914.1206 | 1081.3851 | 1109.4188 | 1172.5315 | 1289.9477 | -29.5309 | -50.6487 | -88.763 | -130.1931 | 225.9513 | 303.5794 | 453.7669 | 676.3277 | 8.1949 | 15.0245 | 30.2057 | 53.0172 | -0.0029378 | -0.0033719 | -0.0043111 | -0.005539 | 5.66 | 9.2115 | 15.8818 | 24.2015 | 2982.595 | 3112.2633 | 3374.5234 | 3827.4161
10 | 15 | 2 | 1645.8652 | 1680.2689 | 1743.2941 | 1864.3525 | 1063.0312 | 1090.5891 | 1152.6305 | 1268.0539 | -27.2756 | -46.9949 | -82.508 | -120.7148 | 141.0702 | 193.6264 | 299.7349 | 455.6894 | 7.086 | 12.9367 | 26.166 | 46.1417 | -0.0029378 | -0.0033719 | -0.0043111 | -0.005539 | 3.9362 | 6.1961 | 10.5184 | 16.048 | 2833.7102 | 2936.619 | 3149.8317 | 3529.5651
10 | 15 | 3 | 1614.1656 | 1648.6321 | 1709.9671 | 1828.5236 | 1080.454 | 1108.4636 | 1171.5219 | 1288.837 | -27.2756 | -46.0553 | -79.3804 | -118.2871 | 84.4827 | 122.1572 | 200.578 | 320.2818 | 6.2025 | 11.3987 | 23.9539 | 42.4311 | -0.0029378 | -0.0033719 | -0.0043111 | -0.005539 | 3.016 | 4.7188 | 8.3278 | 12.4265 | 2761.0422 | 2849.3118 | 3034.964 | 3374.2074
10 | 15 | 4 | 1604.8943 | 1639.0136 | 1699.4433 | 1814.1914 | 1167.8851 | 1198.1612 | 1266.3222 | 1393.1306 | -27.8242 | -47.8822 | -84.0334 | -127.7653 | 50.9946 | 79.2479 | 141.3948 | 238.939 | 7.956 | 14.3286 | 28.7761 | 49.4082 | -0.0029378 | -0.0033719 | -0.0043111 | -0.005539 | 2.4839 | 3.7629 | 6.4945 | 9.4177 | 2806.3867 | 2886.6285 | 3058.3932 | 3377.3159
10 | 15 | 5 | 1608.6665 | 1640.5695 | 1699.2946 | 1807.6895 | 1356.5053 | 1391.6712 | 1470.8406 | 1618.1292 | -31.2071 | -55.355 | -101.2731 | -156.6249 | 43.996 | 71.2065 | 129.5512 | 235.5422 | 14.7095 | 25.9749 | 49.2859 | 83.4807 | -0.0029378 | -0.0033719 | -0.0043111 | -0.005539 | 1.056 | 1.79 | 2.9645 | 4.5432 | 2993.7232 | 3075.8538 | 3250.6594 | 3592.7543
10 | 15 | 6 | 1663.1567 | 1694.5449 | 1753.2515 | 1854.6347 | 1629.9989 | 1672.2549 | 1767.3862 | 1944.3706 | -36.3734 | -69.0307 | -131.2277 | -204.441 | 70.6944 | 108.0811 | 189.3256 | 326.8466 | 25.1586 | 42.8041 | 79.8895 | 133.7992 | -0.0029378 | -0.0033719 | -0.0043111 | -0.005539 | -0.26603 | -0.5213 | -1.0594 | -1.7557 | 3352.3663 | 3448.1296 | 3657.5613 | 4053.4489
10 | 15 | 7 | 1683.8678 | 1714.4654 | 1771.788 | 1865.6572 | 1884.5267 | 1933.381 | 2043.3672 | 2247.9881 | -44.2669 | -82.9237 | -162.5795 | -256.2632 | 120.2832 | 182.3665 | 299.8697 | 517.9425 | 34.6292 | 58.9184 | 109.3856 | 181.8259 | -96.5314 | -110.1305 | -139.955 | -180.901 | -0.91483 | -1.5815 | -2.6127 | -4.0029 | 3581.5937 | 3694.4956 | 3919.2633 | 4372.2465
10 | 15 | 8 | 1735.3964 | 1766.2344 | 1823.3667 | 1910.9082 | 2127.2905 | 2182.4382 | 2306.5927 | 2537.5728 | -52.0534 | -92.9977 | -181.3446 | -282.8114 | 173.2006 | 258.287 | 424.0136 | 726.7859 | 36.1656 | 61.0062 | 113.4876 | 188.803 | -331.4915 | -378.3238 | -478.6621 | -610.5553 | 5.9505 | 9.0829 | 16.7369 | 27.6461 | 3694.4587 | 3805.7271 | 4024.1909 | 4498.3493
10 | 15 | 9 | 1738.8849 | 1768.5264 | 1823.6015 | 1903.8978 | 2346.0277 | 2406.8459 | 2543.7666 | 2798.497 | -58.7122 | -95.712 | -182.8701 | -282.695 | 194.187 | 288.9771 | 474.0398 | 810.8754 | 28.4485 | 48.6639 | 92.3199 | 153.2101 | -825.4137 | -942.4703 | -1193.2228 | -1519.7804 | 15.981 | 25.7714 | 48.4706 | 78.7794 | 3439.4032 | 3500.6024 | 3606.1055 | 3942.7844
10 | 15 | 10 | 1740.5113 | 1771.0316 | 1825.1102 | 1899.9805 | 2509.1415 | 2574.1883 | 2720.6287 | 2993.07 | -64.1362 | -95.8251 | -175.781 | -267.2075 | 184.6861 | 277.5831 | 458.0908 | 791.9348 | 18.4771 | 32.2287 | 61.4564 | 106.3614 | -1029.5446 | -1177.3529 | -1495.7069 | -1912.4134 | 20.4955 | 32.6025 | 61.2255 | 99.3984 | 3379.6307 | 3414.4562 | 3455.0236 | 3711.1241
10 | 15 | 11 | 1734.3332 | 1764.5155 | 1817.1754 | 1887.4165 | 2636.2893 | 2704.6323 | 2858.4934 | 3144.7403 | -69.4532 | -97.9303 | -173.14 | -261.1983 | 166.691 | 251.5661 | 422.679 | 735.1143 | 10.9989 | 19.7402 | 41.5937 | 71.6414 | -1559.1617 | -1786.9338 | -2280.028 | -2932.0094 | 19.0241 | 25.4342 | 47.9443 | 78.3297 | 2938.7215 | 2881.0243 | 2734.7178 | 2724.0344
10 | 15 | 12 | 1825.6211 | 1856.0674 | 1911.9706 | 1982.8833 | 2739.4159 | 2810.4324 | 2970.3122 | 3267.7566 | -73.2776 | -100.9229 | -176.754 | -266.6704 | 160.0912 | 240.7086 | 403.216 | 701.1222 | 7.8976 | 14.6129 | 31.1154 | 55.1544 | -1788.4648 | -2052.1461 | -2623.58 | -3374.1953 | 6.4038 | 10.2541 | 19.4808 | 32.0083 | 2877.6872 | 2779.0063 | 2535.761 | 2398.0591
10 | 15 | 13 | 1822.796 | 1851.2177 | 1906.1834 | 1974.5175 | 2798.339 | 2870.8829 | 3034.2017 | 3338.0439 | -76.3698 | -105.6293 | -185.0209 | -276.8816 | 151.5969 | 231.321 | 387.267 | 664.3738 | 7.8026 | 13.3592 | 30.2084 | 53.7356 | -1748.8606 | -2007.0444 | -2566.0204 | -3298.7971 | 1.6315 | 2.9369 | 5.6827 | 9.4776 | 2956.9355 | 2857.0439 | 2612.5019 | 2464.4696
10 | 15 | 14 | 1759.2268 | 1785.5324 | 1837.3129 | 1900.1912 | 2825.1413 | 2898.3801 | 3063.2631 | 3370.0155 | -78.9901 | -110.1705 | -191.276 | -288.6714 | 141.3079 | 212.974 | 356.4501 | 608.7042 | 7.7945 | 13.4864 | 30.3438 | 56.1667 | -1566.9541 | -1798.4163 | -2299.4535 | -2955.9041 | 0.39905 | 0.92074 | 2.315 | 3.6201 | 3087.9254 | 3002.707 | 2798.9554 | 2694.1223
10 | 15 | 15 | 1783.844 | 1811.1946 | 1864.9305 | 1930.8171 | 2785.1091 | 2857.31 | 3019.8567 | 3322.2624 | -80.4826 | -112.7717 | -197.3261 | -298.1495 | 127.3106 | 192.3163 | 321.883 | 539.578 | 9.8805 | 17.2205 | 38.036 | 66.892 | -1265.0776 | -1452.0558 | -1856.5838 | -2385.3176 | -1.5392 | -2.1204 | -3.9522 | -5.256 | 3359.0448 | 3311.0936 | 3186.8441 | 3170.8264
10 | 15 | 16 | 1817.3396 | 1843.5944 | 1900.7946 | 1975.4912 | 2635.1068 | 2703.4191 | 2857.2112 | 3143.3297 | -78.9901 | -113.5459 | -198.6466 | -302.1557 | 58.7526 | 85.7779 | 135.584 | 216.2411 | 11.2418 | 19.9934 | 42.9935 | 76.097 | -811.9513 | -932.2924 | -1192.5413 | -1531.9484 | -3.8195 | -5.2401 | -8.6986 | -13.5195 | 3627.6799 | 3601.7062 | 3536.6968 | 3563.5355
10 | 15 | 17 | 2017.407 | 2049.8282 | 2119.5272 | 2218.4667 | 2369.0549 | 2430.4701 | 2568.7347 | 2825.9655 | -75.1657 | -114.0419 | -201.2877 | -308.1649 | 64.5547 | 93.5562 | 143.9975 | 227.335 | 16.3721 | 28.8737 | 59.599 | 102.8651 | -289.5409 | -332.897 | -426.5276 | -547.8015 | -11.2956 | -13.4199 | -24.0878 | -37.2044 | 4091.3865 | 4142.3695 | 4239.9553 | 4481.4615
10 | 15 | 18 | 2245.2858 | 2284.4059 | 2367.4127 | 2490.6282 | 2163.227 | 2219.3064 | 2345.5583 | 2580.4403 | -69.0095 | -111.1624 | -200.8012 | -307.432 | 79.25 | 112.192 | 168.6136 | 254.6131 | 21.691 | 38.607 | 76.0691 | 130.4687 | -0.0029378 | -0.0033719 | -0.0043111 | -0.005539 | -15.3132 | -19.5902 | -37.0105 | -60.7668 | 4425.1281 | 4523.7553 | 4719.8377 | 5087.9459
10 | 15 | 19 | 2323.6642 | 2365.2605 | 2453.5477 | 2588.0952 | 1962.5332 | 2013.4098 | 2127.9486 | 2341.0394 | -61.5137 | -106.4559 | -195.5851 | -299.9569 | 85.0522 | 118.624 | 177.2807 | 261.8187 | 26.8076 | 45.8599 | 89.6692 | 153.1461 | -0.0029378 | -0.0033719 | -0.0043111 | -0.005539 | -16.4018 | -23.0836 | -43.0247 | -69.803 | 4320.1387 | 4413.6113 | 4609.8321 | 4974.334
10 | 15 | 20 | 2340.5019 | 2383.7892 | 2474.8547 | 2618.9657 | 1771.3153 | 1817.2347 | 1920.6136 | 2112.9421 | -55.6482 | -101.9148 | -187.5231 | -287.7425 | 94.553 | 133.2469 | 198.416 | 289.6676 | 28.6059 | 49.0565 | 94.7432 | 160.9586 | -0.0029378 | -0.0033719 | -0.0043111 | -0.005539 | -16.4154 | -24.1262 | -44.7214 | -71.6688 | 4162.9096 | 4257.2829 | 4456.3787 | 4823.1172
10 | 15 | 21 | 2336.6697 | 2381.7986 | 2473.9779 | 2625.7917 | 1554.1113 | 1594.3999 | 1685.1022 | 1853.8467 | -51.2447 | -93.8851 | -173.4875 | -266.0498 | 194.7143 | 275.8654 | 421.9181 | 621.4918 | 26.186 | 45.4307 | 87.5708 | 148.7281 | -0.0029378 | -0.0033719 | -0.0043111 | -0.005539 | -5.8446 | -9.5053 | -18.3064 | -29.658 | 4054.5891 | 4194.1008 | 4476.7708 | 4954.1449
10 | 15 | 22 | 2202.9074 | 2246.4305 | 2333.7266 | 2482.5356 | 1362.6554 | 1397.9807 | 1477.5091 | 1625.4655 | -45.8207 | -84.4723 | -154.5175 | -237.3066 | 214.115 | 295.4504 | 444.1011 | 649.9021 | 22.8093 | 39.5886 | 76.8922 | 129.9646 | -0.0029378 | -0.0033719 | -0.0043111 | -0.005539 | -2.1663 | -5.3173 | -10.2234 | -16.6328 | 3754.4972 | 3889.6572 | 4167.4837 | 4633.9228
10 | 15 | 23 | 2068.4851 | 2110.7508 | 2192.6576 | 2337.4578 | 1208.0404 | 1239.3575 | 1309.8621 | 1441.0305 | -38.9476 | -69.8571 | -126.0883 | -189.9153 | 321.4167 | 430.4969 | 624.1677 | 902.1984 | 15.6649 | 27.494 | 55.0151 | 93.397 | -0.0029378 | -0.0033719 | -0.0043111 | -0.005539 | 6.0075 | 6.7269 | 11.0231 | 16.0522 | 3580.664 | 3744.9656 | 4066.6329 | 4600.215
10 | 15 | 24 | 1951.0513 | 1991.2488 | 2067.8894 | 2207.5467 | 1131.7575 | 1161.0971 | 1227.1496 | 1350.0352 | -32.8374 | -58.7305 | -102.8751 | -156.3166 | 314.5313 | 421.847 | 618.8482 | 912.0184 | 11.8105 | 21.2593 | 41.989 | 71.3518 | -0.0029378 | -0.0033719 | -0.0043111 | -0.005539 | 9.0642 | 14.0779 | 24.5803 | 37.4007 | 3385.3744 | 3550.7962 | 3877.5772 | 4422.0308
10 | 16 | 1 | 1865.5905 | 1904.2813 | 1977.322 | 2112.9079 | 1088.2723 | 1116.4846 | 1179.9991 | 1298.1632 | -30.1101 | -52.3103 | -91.8905 | -139.6714 | 225.9513 | 303.5794 | 453.7669 | 676.3277 | 9.2454 | 16.526 | 33.4629 | 58.5755 | -0.0029378 | -0.0033719 | -0.0043111 | -0.005539 | 5.66 | 9.2115 | 15.6869 | 24.2015 | 3164.6064 | 3297.769 | 3568.343 | 4030.4988
10 | 16 | 2 | 1796.2409 | 1833.726 | 1903.8883 | 2035.1252 | 1068.498 | 1096.1976 | 1158.5581 | 1274.5751 | -28.7682 | -47.8822 | -82.508 | -125.454 | 141.0702 | 193.6264 | 299.7349 | 455.6894 | 7.086 | 12.9367 | 26.166 | 45.6975 | -0.0029378 | -0.0033719 | -0.0043111 | -0.005539 | 3.9362 | 6.1961 | 10.5184 | 16.048 | 2988.0602 | 3094.7973 | 3316.3534 | 3701.6756
10 | 16 | 3 | 1749.3049 | 1786.0159 | 1853.5592 | 1981.3519 | 1087.3157 | 1115.5032 | 1178.9619 | 1297.0221 | -27.7476 | -46.0553 | -80.9059 | -118.2871 | 84.4827 | 122.1572 | 200.578 | 320.2818 | 5.8686 | 10.7028 | 22.6489 | 38.9237 | -0.0029378 | -0.0033719 | -0.0043111 | -0.005539 | 3.016 | 4.7188 | 8.3278 | 12.4265 | 2902.2372 | 2993.0392 | 3183.1656 | 3531.7134
10 | 16 | 4 | 1707.459 | 1742.7993 | 1807.8614 | 1929.019 | 1184.3273 | 1215.0297 | 1284.1503 | 1412.744 | -28.2962 | -47.8822 | -81.1874 | -123.0262 | 50.9946 | 79.2479 | 141.3948 | 238.939 | 5.8686 | 11.1144 | 22.6489 | 40.2409 | -0.0029378 | -0.0033719 | -0.0043111 | -0.005539 | 2.4839 | 3.7629 | 6.2997 | 9.4177 | 2922.8343 | 3004.0686 | 3181.1634 | 3507.3288
10 | 16 | 5 | 1665.9169 | 1698.8537 | 1759.8449 | 1870.0319 | 1393.8238 | 1429.9572 | 1511.3046 | 1662.6453 | -31.2071 | -55.0245 | -96.5435 | -147.1466 | 43.996 | 71.2065 | 129.5512 | 235.5422 | 10.9989 | 19.4558 | 37.5026 | 65.2477 | -0.0029378 | -0.0033719 | -0.0043111 | -0.005539 | 1.056 | 1.79 | 2.7696 | 4.5432 | 3084.5815 | 3166.2354 | 3344.4251 | 3690.8581
10 | 16 | 6 | 1662.8222 | 1694.0885 | 1751.7229 | 1850.2072 | 1704.5582 | 1748.7471 | 1848.2298 | 2033.3099 | -36.3734 | -68.8655 | -126.4982 | -194.538 | 70.6944 | 108.0811 | 189.3256 | 326.8466 | 19.8614 | 33.6205 | 64.849 | 108.6908 | -0.0029378 | -0.0033719 | -0.0043111 | -0.005539 | -0.26603 | -0.5213 | -1.2542 | -1.7557 | 3421.2939 | 3515.147 | 3726.3705 | 4122.7552
10 | 16 | 7 | 1622.1984 | 1650.7475 | 1703.811 | 1788.496 | 2010.5909 | 2062.7133 | 2180.057 | 2398.3659 | -43.7184 | -87.2996 | -166.951 | -260.5777 | 120.2832 | 182.3665 | 299.8697 | 517.9425 | 31.6583 | 53.7912 | 100.3992 | 168.1766 | -100.0897 | -114.2712 | -145.3359 | -187.6952 | -0.91483 | -1.5815 | -2.6127 | -4.0029 | 3640.0079 | 3746.4662 | 3969.2373 | 4420.7051
10 | 16 | 8 | 1629.0198 | 1655.669 | 1705.9358 | 1780.0097 | 2281.9787 | 2341.1366 | 2474.3192 | 2722.0952 | -51.5048 | -101.0274 | -190.7272 | -298.9155 | 173.2006 | 258.287 | 424.0136 | 726.7859 | 33.9846 | 58.1128 | 108.0806 | 179.6358 | -592.9149 | -679.5694 | -868.1051 | -1118.6062 | 5.432 | 9.0829 | 16.8437 | 27.6461 | 3479.1959 | 3541.6915 | 3670.3606 | 4018.6509
10 | 16 | 9 | 1654.5325 | 1680.27 | 1729.4113 | 1796.2825 | 2514.1977 | 2579.3756 | 2726.1111 | 2999.1013 | -57.1431 | -107.5607 | -197.1872 | -308.7021 | 194.187 | 288.9771 | 474.0398 | 810.8754 | 27.7455 | 47.9679 | 90.0455 | 151.02 | -842.3148 | -968.5451 | -1247.1206 | -1624.1008 | 15.8806 | 25.7714 | 47.2908 | 78.7794 | 3507.0853 | 3546.2561 | 3622.5907 | 3903.2556
10 | 16 | 10 | 1791.6435 | 1819.0227 | 1873.7539 | 1942.7592 | 2672.2426 | 2741.5176 | 2897.4771 | 3187.6278 | -62.3858 | -108.7264 | -193.983 | -300.2651 | 184.6861 | 277.5831 | 458.0908 | 791.9348 | 18.0713 | 31.5328 | 61.4564 | 104.8409 | -1187.0535 | -1365.1146 | -1756.7241 | -2282.6223 | 19.8141 | 32.6025 | 50.3892 | 99.3984 | 3437.0182 | 3428.4176 | 3390.4602 | 3543.6736
10 | 16 | 11 | 1859.3261 | 1887.3089 | 1943.6641 | 2013.1912 | 2775.7192 | 2847.6767 | 3009.6754 | 3311.0615 | -66.4244 | -113.5459 | -195.4319 | -300.9981 | 166.691 | 251.5661 | 422.679 | 735.1143 | 11.7385 | 21.5625 | 43.0233 | 76.9964 | -1534.2994 | -1764.0607 | -2266.669 | -2935.765 | 15.4707 | 25.4342 | 33.582 | 78.3297 | 3228.2217 | 3155.9419 | 2990.5228 | 2977.9299
10 | 16 | 12 | 1994.2164 | 2024.3234 | 2086.3545 | 2161.1778 | 2853.1062 | 2927.0699 | 3093.585 | 3403.3738 | -70.3253 | -118.2002 | -198.7644 | -313.0961 | 160.0912 | 240.7086 | 403.216 | 701.1222 | 9.5792 | 18.0748 | 36.5847 | 67.385 | -1638.6548 | -1883.7189 | -2418.8106 | -3128.59 | 6.0943 | 10.2541 | 10.582 | 32.0083 | 3314.1072 | 3218.5117 | 3012.7472 | 2923.3809
10 | 16 | 13 | 2087.1415 | 2118.5355 | 2183.456 | 2263.3012 | 2914.9621 | 2990.5294 | 3160.6546 | 3477.1597 | -73.3128 | -121.9671 | -203.4173 | -316.5652 | 151.5969 | 231.321 | 387.267 | 664.3738 | 7.4199 | 14.7699 | 31.1154 | 57.7735 | -1596.0256 | -1835.0085 | -2356.8175 | -3048.5075 | 1.5935 | 2.9369 | 2.8955 | 9.4776 | 3493.3755 | 3401.1172 | 3205.1537 | 3107.0131
10 | 16 | 14 | 2147.1642 | 2179.7943 | 2247.0452 | 2330.1647 | 2930.5867 | 3006.559 | 3177.5962 | 3495.7977 | -75.461 | -125.6209 | -208.0704 | -328.7795 | 141.3079 | 212.974 | 356.4501 | 608.7042 | 7.6588 | 15.1815 | 31.638 | 60.735 | -1448.6643 | -1665.194 | -2137.1911 | -2760.9926 | 0.42077 | 0.92074 | 0.30714 | 3.6201 | 3703.0131 | 3624.6148 | 3467.7752 | 3409.2497
10 | 16 | 15 | 2251.656 | 2286.6494 | 2359.4192 | 2451.9395 | 2876.7586 | 2951.3355 | 3119.231 | 3431.588 | -77.6092 | -127.2825 | -207.8654 | -333.0939 | 127.3106 | 192.3163 | 321.883 | 539.578 | 7.5638 | 15.1626 | 30.9909 | 61.8489 | -1274.4456 | -1463.06 | -1871.3517 | -2405.0091 | -1.3437 | -2.1204 | -3.9062 | -5.256 | 3909.8904 | 3853.0008 | 3748.4009 | 3741.5953
10 | 16 | 16 | 2392.6267 | 2431.9662 | 2515.2792 | 2624.8582 | 2696.9909 | 2766.9075 | 2924.3114 | 3217.1492 | -76.405 | -127.1694 | -206.3399 | -337.1001 | 58.7526 | 85.7779 | 135.584 | 216.2411 | 9.2589 | 18.6313 | 35.2905 | 71.7013 | -818.176 | -939.6241 | -1202.5672 | -1546.05 | -3.4041 | -5.2401 | -8.9976 | -13.5195 | 4259.644 | 4231.2492 | 4192.5603 | 4233.2802
10 | 16 | 17 | 2521.186 | 2565.2183 | 2657.9075 | 2788.9973 | 2415.7845 | 2478.4111 | 2619.403 | 2881.7076 | -74.1803 | -125.2294 | -204.6095 | -334.4804 | 64.5547 | 93.5562 | 143.9975 | 227.335 | 13.1134 | 24.9934 | 46.4267 | 91.6956 | -288.2977 | -331.4317 | -424.6054 | -545.3121 | -8.4344 | -13.4199 | -21.532 | -37.2044 | 4643.7262 | 4692.0979 | 4816.9879 | 5072.7386
10 | 16 | 18 | 2740.3425 | 2790.0985 | 2895.5348 | 3051.4558 | 2179.5143 | 2236.0158 | 2363.2183 | 2599.8688 | -68.389 | -119.5225 | -198.1495 | -328.2753 | 79.25 | 112.192 | 168.6136 | 254.6131 | 18.6495 | 33.7464 | 62.71 | 117.3498 | -0.0029378 | -0.0033719 | -0.0043111 | -0.005539 | -11.9227 | -19.5902 | -30.5796 | -60.7668 | 4937.4415 | 5032.9367 | 5261.3432 | 5634.2399
10 | 16 | 19 | 2734.0484 | 2784.899 | 2892.0115 | 3054.75 | 1976.6846 | 2027.9281 | 2143.2928 | 2357.9202 | -61.7302 | -111.1624 | -188.767 | -309.0104 | 85.0522 | 118.624 | 177.2807 | 261.8187 | 22.679 | 40.2845 | 75.663 | 135.5452 | -0.0029378 | -0.0033719 | -0.0043111 | -0.005539 | -13.9966 | -23.0836 | -37.3406 | -69.803 | 4742.7344 | 4837.4862 | 5062.1361 | 5431.2151
10 | 16 | 20 | 2671.974 | 2722.8093 | 2828.9493 | 2994.3161 | 1774.3471 | 1820.3451 | 1923.9009 | 2116.5586 | -56.564 | -101.1405 | -176.5384 | -280.5756 | 94.553 | 133.2469 | 198.416 | 289.6676 | 21.9624 | 39.4613 | 75.0673 | 132.1395 | -0.0029378 | -0.0033719 | -0.0043111 | -0.005539 | -14.7866 | -24.1262 | -39.9154 | -71.6688 | 4491.483 | 4590.5925 | 4809.8753 | 5180.4319
10 | 16 | 21 | 2622.7303 | 2673.4272 | 2778.7954 | 2948.6482 | 1558.8217 | 1599.2325 | 1690.2096 | 1859.4657 | -51.5048 | -93.7198 | -165.3489 | -261.3107 | 194.7143 | 275.8654 | 421.9181 | 621.4918 | 21.5566 | 38.3538 | 73.2397 | 129.0763 | -0.0029378 | -0.0033719 | -0.0043111 | -0.005539 | -5.9749 | -9.5053 | -16.082 | -29.658 | 4340.3403 | 4483.6504 | 4782.7276 | 5267.7078
10 | 16 | 22 | 2446.2786 | 2494.6163 | 2592.7618 | 2757.0347 | 1366.1109 | 1401.5259 | 1481.2559 | 1629.5875 | -46.4763 | -83.5327 | -146.9419 | -230.1398 | 214.115 | 295.4504 | 444.1011 | 649.9021 | 19.2303 | 34.1594 | 65.756 | 114.3507 | -0.0029378 | -0.0033719 | -0.0043111 | -0.005539 | -3.2358 | -5.3173 | -9.482 | -16.6328 | 3996.0198 | 4136.8986 | 4427.4466 | 4904.0969
10 | 16 | 23 | 2260.9673 | 2306.6774 | 2397.1954 | 2554.0553 | 1213.3997 | 1244.8558 | 1315.6732 | 1447.4235 | -38.9476 | -71.5188 | -126.0883 | -194.2297 | 321.4167 | 430.4969 | 624.1677 | 902.1984 | 16.5566 | 29.3164 | 56.9673 | 98.7521 | -0.0029378 | -0.0033719 | -0.0043111 | -0.005539 | 4.5253 | 6.7269 | 11.0231 | 16.0522 | 3777.9151 | 3946.5513 | 4278.934 | 4824.2462
10 | 16 | 24 | 2080.1655 | 2122.9956 | 2205.7175 | 2354.2214 | 1120.3799 | 1149.4246 | 1214.8131 | 1336.4633 | -33.8579 | -59.6179 | -105.7211 | -161.0557 | 314.5313 | 421.847 | 618.8482 | 912.0184 | 12.3832 | 22.3857 | 42.5116 | 74.6183 | -0.0029378 | -0.0033719 | -0.0043111 | -0.005539 | 9.0642 | 14.0779 | 24.3855 | 37.4007 | 3502.6632 | 3671.1096 | 4000.5503 | 4553.6608
10 | 17 | 1 | 1986.8797 | 2027.9521 | 2106.935 | 2250.4847 | 1077.0088 | 1104.9291 | 1167.7863 | 1284.7274 | -30.475 | -52.3103 | -91.8905 | -139.2467 | 225.9513 | 303.5794 | 453.7669 | 676.3277 | 9.4123 | 17.2219 | 34.2454 | 58.5755 | -0.0029378 | -0.0033719 | -0.0043111 | -0.005539 | 5.66 | 9.2115 | 15.6869 | 24.2015 | 3274.4342 | 3410.5803 | 3686.5257 | 4155.0645
10 | 17 | 2 | 1893.6108 | 1933.1579 | 2007.7545 | 2145.785 | 1060.97 | 1088.4745 | 1150.3956 | 1265.5952 | -28.7682 | -48.6565 | -84.0334 | -127.3407 | 141.0702 | 193.6264 | 299.7349 | 455.6894 | 6.6083 | 12.0946 | 26.166 | 44.7229 | -0.0029378 | -0.0033719 | -0.0043111 | -0.005539 | 3.9362 | 6.1961 | 10.5184 | 16.048 | 3077.4243 | 3184.8896 | 3410.5316 | 3800.4942
10 | 17 | 3 | 1832.6994 | 1870.9985 | 1942.4696 | 2075.7222 | 1083.7257 | 1111.8201 | 1175.0693 | 1292.7397 | -28.1891 | -47.717 | -80.9059 | -122.6015 | 84.4827 | 122.1572 | 200.578 | 320.2818 | 6.0356 | 11.3987 | 23.4314 | 41.1139 | -0.0029378 | -0.0033719 | -0.0043111 | -0.005539 | 3.016 | 4.7188 | 8.3278 | 12.4265 | 2981.7672 | 3073.373 | 3268.9659 | 3619.6771
10 | 17 | 4 | 1781.3488 | 1818.1206 | 1886.7041 | 2012.8467 | 1178.9788 | 1209.5426 | 1278.351 | 1406.3639 | -28.2962 | -48.7696 | -84.0334 | -127.7653 | 50.9946 | 79.2479 | 141.3948 | 238.939 | 6.8472 | 12.9367 | 26.0415 | 44.7229 | -0.0029378 | -0.0033719 | -0.0043111 | -0.005539 | 2.4839 | 3.7629 | 6.2997 | 9.4177 | 2992.3541 | 3074.8376 | 3254.7534 | 3584.5193
10 | 17 | 5 | 1740.9522 | 1775.3825 | 1840.0203 | 1955.8416 | 1383.8489 | 1419.7237 | 1500.4889 | 1650.7465 | -31.6791 | -56.8515 | -102.7986 | -156.2002 | 43.996 | 71.2065 | 129.5512 | 235.5422 | 13.7309 | 23.8872 | 46.5513 | 77.6815 | -0.0029378 | -0.0033719 | -0.0043111 | -0.005539 | 1.056 | 1.79 | 2.7696 | 4.5432 | 3151.9019 | 3235.1351 | 3416.5784 | 3768.1492
10 | 17 | 6 | 1723.2801 | 1755.7729 | 1816.3626 | 1919.2795 | 1689.7702 | 1733.5757 | 1832.1953 | 2015.6697 | -36.8454 | -70.6923 | -134.0738 | -206.0194 | 70.6944 | 108.0811 | 189.3256 | 326.8466 | 23.3685 | 40.3224 | 75.8498 | 126.9237 | -0.0029378 | -0.0033719 | -0.0043111 | -0.005539 | -0.26603 | -0.5213 | -1.2542 | -1.7557 | 3469.9988 | 3566.535 | 3778.401 | 4180.9389
10 | 17 | 7 | 1661.9648 | 1691.0176 | 1746.1818 | 1833.6722 | 2000.2253 | 2052.079 | 2168.8177 | 2386.0011 | -43.6113 | -88.0739 | -170.0785 | -262.8891 | 120.2832 | 182.3665 | 299.8697 | 517.9425 | 33.006 | 56.4367 | 104.4389 | 174.9504 | -85.537 | -97.9849 | -125.4666 | -163.2794 | -0.91483 | -1.5815 | -2.6127 | -4.0029 | 3685.4162 | 3794.2594 | 4021.1504 | 4482.3948
10 | 17 | 8 | 1683.0222 | 1710.8087 | 1763.802 | 1842.048 | 2264.1046 | 2322.7991 | 2454.9385 | 2700.7738 | -50.9563 | -99.0353 | -188.8436 | -291.7486 | 173.2006 | 258.287 | 424.0136 | 726.7859 | 31.8252 | 54.4871 | 101.8289 | 169.5954 | -469.2827 | -539.1925 | -693.1534 | -901.5449 | 5.432 | 9.0829 | 16.8437 | 27.6461 | 3637.3457 | 3717.2369 | 3879.4297 | 4273.5558
10 | 17 | 9 | 1783.4851 | 1811.8734 | 1867.6198 | 1943.7188 | 2478.5086 | 2542.7613 | 2687.4139 | 2956.5291 | -57.036 | -105.4033 | -193.7781 | -300.8021 | 194.187 | 288.9771 | 474.0398 | 810.8754 | 25.5495 | 43.9116 | 84.0537 | 139.6625 | -869.3214 | -997.3173 | -1276.7113 | -1652.4693 | 15.8806 | 25.7714 | 47.2908 | 78.7794 | 3571.2535 | 3610.5742 | 3689.9286 | 3976.2937
10 | 17 | 10 | 1906.0477 | 1935.8909 | 1996.0503 | 2074.7785 | 2622.4178 | 2690.4011 | 2843.4527 | 3128.1934 | -62.7508 | -109.3354 | -192.7391 | -299.1075 | 184.6861 | 277.5831 | 458.0908 | 791.9348 | 17.5352 | 30.7272 | 60.1513 | 102.6507 | -1270.847 | -1459.9701 | -1873.4201 | -2425.242 | 19.8141 | 32.6025 | 50.3892 | 99.3984 | 3416.9032 | 3397.8992 | 3341.9751 | 3472.6064
10 | 17 | 11 | 2015.7621 | 2047.083 | 2111.5737 | 2193.4456 | 2713.8238 | 2784.1768 | 2942.563 | 3237.2286 | -67.3379 | -114.9292 | -192.7391 | -306.8909 | 166.691 | 251.5661 | 422.679 | 735.1143 | 12.789 | 23.4756 | 46.5404 | 81.6817 | -1558.8299 | -1790.9859 | -2297.2563 | -2967.7652 | 15.4707 | 25.4342 | 33.582 | 78.3297 | 3298.3688 | 3225.8206 | 3066.9426 | 3051.1438
10 | 17 | 12 | 2165.8792 | 2199.5115 | 2270.7764 | 2360.1062 | 2783.4443 | 2855.6022 | 3018.0516 | 3320.2766 | -71.3459 | -119.7488 | -191.4186 | -314.6745 | 160.0912 | 240.7086 | 403.216 | 701.1222 | 9.0065 | 17.3789 | 34.7571 | 65.1948 | -1754.8383 | -2014.5383 | -2578.139 | -3319.0369 | 6.0943 | 10.2541 | 10.582 | 32.0083 | 3298.3314 | 3189.1683 | 2967.8255 | 2844.9967
10 | 17 | 13 | 2248.912 | 2284.4403 | 2358.804 | 2452.9685 | 2819.1222 | 2892.2049 | 3056.7366 | 3362.8354 | -74.8054 | -123.3504 | -191.6235 | -322.458 | 151.5969 | 231.321 | 387.267 | 664.3738 | 6.6083 | 13.6435 | 26.5532 | 55.4816 | -1633.8241 | -1873.2791 | -2391.288 | -3072.6436 | 1.5935 | 2.9369 | 2.8955 | 9.4776 | 3519.2033 | 3427.9172 | 3249.3448 | 3150.0355
10 | 17 | 14 | 2270.9358 | 2306.3672 | 2381.9846 | 2476.0177 | 2839.74 | 2913.3572 | 3079.0922 | 3387.4297 | -78.0812 | -128.0568 | -194.751 | -331.9363 | 141.3079 | 212.974 | 356.4501 | 608.7042 | 6.5282 | 13.3592 | 25.1236 | 56.0497 | -1459.979 | -1674.1552 | -2137.6261 | -2747.2983 | 0.42077 | 0.92074 | 0.30714 | 3.6201 | 3720.8725 | 3644.7663 | 3510.5805 | 3452.5869
10 | 17 | 15 | 2344.6639 | 2382.029 | 2461.3396 | 2563.3994 | 2775.6667 | 2847.6228 | 3009.6184 | 3310.9988 | -79.1017 | -131.5453 | -197.8786 | -341.4146 | 127.3106 | 192.3163 | 321.883 | 539.578 | 7.4118 | 15.2898 | 26.4287 | 63.0645 | -1202.0565 | -1379.0077 | -1762.1832 | -2265.2775 | -1.3437 | -2.1204 | -3.9062 | -5.256 | 3972.5509 | 3924.5845 | 3855.3017 | 3865.0926
10 | 17 | 16 | 2397.1089 | 2437.0286 | 2520.6736 | 2633.4117 | 2609.9534 | 2677.6136 | 2829.9377 | 3113.3251 | -79.5738 | -133.2591 | -199.4806 | -352.5877 | 58.7526 | 85.7779 | 135.584 | 216.2411 | 11.6571 | 22.6321 | 37.5026 | 85.1473 | -727.8584 | -834.9242 | -1066.5712 | -1370.8406 | -3.4041 | -5.2401 | -8.9976 | -13.5195 | 4266.6357 | 4249.6288 | 4248.6485 | 4311.1775
10 | 17 | 17 | 2540.7668 | 2585.1103 | 2679.2158 | 2812.5409 | 2348.858 | 2409.7496 | 2546.8354 | 2801.8732 | -76.8005 | -130.2665 | -199.2757 | -352.2792 | 64.5547 | 93.5562 | 143.9975 | 227.335 | 15.9174 | 29.7266 | 50.5909 | 105.2433 | -204.8611 | -234.5646 | -298.8492 | -384.1068 | -8.4344 | -13.4199 | -21.532 | -37.2044 | 4680.0009 | 4739.8917 | 4900.9828 | 5173.4018
10 | 17 | 18 | 2636.8059 | 2684.7326 | 2785.5536 | 2935.2832 | 2133.1666 | 2188.4667 | 2312.9642 | 2544.5823 | -70.5372 | -124.838 | -197.4687 | -344.4957 | 79.25 | 112.192 | 168.6136 | 254.6131 | 22.9898 | 41.5192 | 71.1007 | 137.8747 | -0.0029378 | -0.0033719 | -0.0043111 | -0.005539 | -11.9227 | -19.5902 | -30.5796 | -60.7668 | 4789.7494 | 4882.4789 | 5110.1795 | 5467.0852
10 | 17 | 19 | 2705.9331 | 2756.0499 | 2862.2119 | 3023.5479 | 1941.5933 | 1991.927 | 2105.2438 | 2316.0609 | -62.7508 | -114.4856 | -189.1251 | -322.3785 | 85.0522 | 118.624 | 177.2807 | 261.8187 | 26.9976 | 47.6457 | 85.3587 | 157.3872 | -0.0029378 | -0.0033719 | -0.0043111 | -0.005539 | -13.9966 | -23.0836 | -37.3406 | -69.803 | 4682.8258 | 4776.674 | 5003.625 | 5366.6277
10 | 17 | 20 | 2653.8269 | 2704.3573 | 2809.8798 | 2975.0846 | 1743.0684 | 1788.2556 | 1889.9859 | 2079.2473 | -55.9848 | -103.6895 | -179.461 | -291.6322 | 94.553 | 133.2469 | 198.416 | 289.6676 | 26.1141 | 46.1266 | 85.4833 | 152.6644 | -0.0029378 | -0.0033719 | -0.0043111 | -0.005539 | -14.7866 | -24.1262 | -39.9154 | -71.6688 | 4446.7881 | 4544.1673 | 4764.3841 | 5133.3574
10 | 17 | 21 | 2630.5625 | 2681.7161 | 2787.5729 | 2958.5703 | 1538.8426 | 1578.7354 | 1668.5465 | 1835.6332 | -51.5048 | -93.6677 | -162.298 | -258.4582 | 194.7143 | 275.8654 | 421.9181 | 621.4918 | 21.7955 | 38.7654 | 73.2397 | 129.9493 | -0.0029378 | -0.0033719 | -0.0043111 | -0.005539 | -5.9749 | -9.5053 | -16.082 | -29.658 | 4328.4322 | 4471.9059 | 4772.893 | 5257.5228
10 | 17 | 22 | 2447.9382 | 2496.3805 | 2594.9263 | 2759.6329 | 1353.0898 | 1388.1672 | 1467.1372 | 1614.055 | -45.8972 | -82.5932 | -142.0074 | -225.4006 | 214.115 | 295.4504 | 444.1011 | 649.9021 | 17.6071 | 31.5504 | 60.2867 | 106.6022 | -0.0029378 | -0.0033719 | -0.0043111 | -0.005539 | -3.2358 | -5.3173 | -9.482 | -16.6328 | 3983.6141 | 4123.6345 | 4414.9577 | 4888.1533
10 | 17 | 23 | 2179.703 | 2224.021 | 2311.0043 | 2463.5127 | 1201.5661 | 1232.7154 | 1302.8422 | 1433.3076 | -39.0242 | -70.7445 | -122.9608 | -192.2266 | 321.4167 | 430.4969 | 624.1677 | 902.1984 | 15.9988 | 28.6205 | 54.2326 | 95.1431 | -0.0029378 | -0.0033719 | -0.0043111 | -0.005539 | 4.5253 | 6.7269 | 11.0231 | 16.0522 | 3684.1829 | 3851.8329 | 4180.3047 | 4717.9817
10 | 17 | 24 | 2068.0697 | 2110.7566 | 2193.281 | 2340.7241 | 1112.9237 | 1141.775 | 1206.7283 | 1327.569 | -33.8579 | -59.6179 | -105.7211 | -163.3671 | 314.5313 | 421.847 | 618.8482 | 912.0184 | 12.789 | 23.0816 | 44.7237 | 76.9101 | -0.0029378 | -0.0033719 | -0.0043111 | -0.005539 | 9.0642 | 14.0779 | 24.3855 | 37.4007 | 3483.5169 | 3651.9169 | 3982.2412 | 4531.2497
10 | 18 | 1 | 1963.8542 | 2004.3612 | 2082.263 | 2223.8432 | 1081.5815 | 1109.6204 | 1172.7445 | 1290.182 | -30.1101 | -51.536 | -88.763 | -132.9292 | 225.9513 | 303.5794 | 453.7669 | 676.3277 | 7.4918 | 13.6327 | 27.5956 | 49.4082 | -0.0029378 | -0.0033719 | -0.0043111 | -0.005539 | 5.66 | 9.1072 | 15.6869 | 24.2015 | 3254.4259 | 3388.7614 | 3663.2896 | 4131.0279
10 | 18 | 2 | 1877.4683 | 1916.6788 | 1990.6136 | 2126.8844 | 1068.2781 | 1095.9721 | 1158.3197 | 1274.3128 | -28.9824 | -48.0475 | -84.0334 | -125.7623 | 141.0702 | 193.6264 | 299.7349 | 455.6894 | 6.4414 | 12.0946 | 25.259 | 43.5074 | -0.0029378 | -0.0033719 | -0.0043111 | -0.005539 | 3.9362 | 5.9875 | 10.5184 | 16.048 | 3068.2088 | 3176.3085 | 3400.4079 | 3790.6741
10 | 18 | 3 | 1809.6655 | 1847.5811 | 1917.8718 | 2049.3548 | 1088.3916 | 1116.607 | 1180.1286 | 1298.3055 | -28.2962 | -47.8822 | -82.508 | -123.0262 | 84.4827 | 122.1572 | 200.578 | 320.2818 | 6.4414 | 12.0946 | 24.7364 | 42.5327 | -0.0029378 | -0.0033719 | -0.0043111 | -0.005539 | 3.016 | 4.6146 | 8.3278 | 12.4265 | 2963.698 | 3055.1689 | 3249.1303 | 3599.8697
10 | 18 | 4 | 1751.8203 | 1787.7984 | 1854.8591 | 1978.529 | 1185.0554 | 1215.7767 | 1284.9398 | 1413.6124 | -28.8447 | -49.7091 | -85.6355 | -128.19 | 50.9946 | 79.2479 | 141.3948 | 238.939 | 7.6221 | 14.3286 | 27.9936 | 47.8877 | -0.0029378 | -0.0033719 | -0.0043111 | -0.005539 | 2.4839 | 3.6586 | 6.2997 | 9.4177 | 2969.1286 | 3051.0976 | 3229.8472 | 3560.1902
10 | 18 | 5 | 1711.5069 | 1745.4989 | 1808.5915 | 1921.988 | 1392.5001 | 1428.5992 | 1509.8693 | 1661.0663 | -31.2071 | -57.0167 | -102.7986 | -156.6249 | 43.996 | 71.2065 | 129.5512 | 235.5422 | 14.1367 | 24.5831 | 46.5513 | 78.9987 | -0.0029378 | -0.0033719 | -0.0043111 | -0.005539 | 1.056 | 1.6858 | 2.7696 | 4.5432 | 3131.9856 | 3214.5535 | 3394.5301 | 3745.5079
10 | 18 | 6 | 1699.8996 | 1731.5124 | 1790.8009 | 1891.7233 | 1699.0208 | 1743.0661 | 1842.2256 | 2026.7044 | -36.3734 | -70.8576 | -134.3553 | -208.7554 | 70.6944 | 108.0811 | 189.3256 | 326.8466 | 24.1801 | 41.7142 | 77.9373 | 129.2155 | -0.0029378 | -0.0033719 | -0.0043111 | -0.005539 | -0.26603 | -0.62556 | -1.2542 | -1.7557 | 3457.1526 | 3552.8872 | 3764.6756 | 4163.9732
10 | 18 | 7 | 1647.2918 | 1675.9288 | 1730.0918 | 1816.2596 | 2011.2894 | 2063.4299 | 2180.8143 | 2399.199 | -43.7184 | -88.2392 | -168.553 | -263.7384 | 120.2832 | 182.3665 | 299.8697 | 517.9425 | 33.5788 | 57.8285 | 106.651 | 177.3439 | -45.8325 | -52.1791 | -66.0369 | -85.0344 | -0.91483 | -1.5815 | -2.6127 | -4.0029 | 3721.9774 | 3837.5539 | 4080.2242 | 4557.9692
10 | 18 | 8 | 1667.4994 | 1695.0625 | 1747.1275 | 1823.527 | 2272.0269 | 2330.9268 | 2463.5286 | 2710.2241 | -50.9563 | -99.0874 | -187.3181 | -294.1763 | 173.2006 | 258.287 | 424.0136 | 726.7859 | 33.4118 | 57.1326 | 106.1285 | 176.4709 | -416.4058 | -478.1458 | -612.8653 | -791.9039 | 5.432 | 8.9691 | 16.8437 | 27.6461 | 3684.2087 | 3773.1448 | 3957.4584 | 4378.5738
10 | 18 | 9 | 1640.3753 | 1666.2879 | 1715.1486 | 1779.8639 | 2501.0852 | 2565.9232 | 2711.8934 | 2983.4599 | -57.1431 | -103.6286 | -190.7272 | -299.2237 | 194.187 | 288.9771 | 474.0398 | 810.8754 | 25.5495 | 44.3232 | 84.0537 | 140.9796 | -852.4912 | -980.9797 | -1263.2156 | -1641.6796 | 15.8806 | 24.9942 | 47.2908 | 78.7794 | 3467.4433 | 3505.8973 | 3578.4835 | 3853.0549
10 | 18 | 10 | 1709.85 | 1736.634 | 1787.5307 | 1849.8915 | 2657.7361 | 2726.6351 | 2881.7479 | 3170.3235 | -62.3093 | -104.8465 | -186.2791 | -295.2175 | 184.6861 | 277.5831 | 458.0908 | 791.9348 | 15.745 | 27.7973 | 54.6198 | 92.8136 | -1086.8904 | -1246.7855 | -1594.4838 | -2058.4005 | 19.8141 | 26.948 | 50.3892 | 99.3984 | 3438.6317 | 3443.9655 | 3451.6154 | 3650.7437
10 | 18 | 11 | 1768.7062 | 1795.9046 | 1848.6155 | 1911.4748 | 2751.3385 | 2822.664 | 2983.2397 | 3281.9786 | -66.927 | -106.0643 | -184.9586 | -293.2145 | 166.691 | 251.5661 | 422.679 | 735.1143 | 8.8395 | 16.526 | 34.2346 | 60.3856 | -1342.1641 | -1539.8395 | -1967.4243 | -2527.9092 | 15.4707 | 18.3716 | 33.582 | 78.3297 | 3301.9547 | 3259.1284 | 3169.9678 | 3246.1591
10 | 18 | 12 | 1776.0795 | 1802.5716 | 1854.7781 | 1914.8581 | 2818.7746 | 2891.8483 | 3056.3598 | 3362.4209 | -70.935 | -106.9517 | -185.4451 | -303.4259 | 160.0912 | 240.7086 | 403.216 | 701.1222 | 5.3108 | 10.7028 | 23.8186 | 45.2158 | -1547.4253 | -1774.9615 | -2268.0136 | -2916.1001 | 6.0943 | 5.7018 | 10.582 | 32.0083 | 3147.9901 | 3069.62 | 2895.2956 | 2836.0993
10 | 18 | 13 | 1685.0169 | 1710.385 | 1757.118 | 1807.1014 | 2869.6958 | 2944.0896 | 3111.573 | 3423.163 | -74.8665 | -109.8312 | -190.0981 | -316.3732 | 151.5969 | 231.321 | 387.267 | 664.3738 | 4.4992 | 8.4688 | 20.5614 | 42.3782 | -1455.3312 | -1668.6094 | -2130.2123 | -2740.0774 | 1.5935 | 1.4867 | 2.8955 | 9.4776 | 3182.2045 | 3117.3106 | 2959.1044 | 2890.0434
10 | 18 | 14 | 1627.5974 | 1651.3666 | 1695.0786 | 1740.1983 | 2872.223 | 2946.6823 | 3114.3131 | 3426.1776 | -77.336 | -113.485 | -196.3531 | -331.44 | 141.3079 | 212.974 | 356.4501 | 608.7042 | 5.5497 | 9.9879 | 23.1715 | 48.9487 | -1142.2244 | -1309.4973 | -1672.7668 | -2157.5291 | 0.42077 | 0.32226 | 0.30714 | 3.6201 | 3427.5384 | 3398.3508 | 3320.2005 | 3338.6797
10 | 18 | 15 | 1663.3049 | 1687.9175 | 1734.0188 | 1785.2007 | 2804.2318 | 2876.9286 | 3040.5913 | 3345.0733 | -78.4637 | -115.3119 | -199.7622 | -339.3399 | 127.3106 | 192.3163 | 321.883 | 539.578 | 7.006 | 12.6335 | 27.9936 | 59.1283 | -904.7633 | -1038.8466 | -1331.5562 | -1722.5892 | -1.3437 | -2.0852 | -3.9062 | -5.256 | 3617.2826 | 3613.5521 | 3589.2622 | 3661.7951
10 | 18 | 16 | 1755.868 | 1783.1845 | 1835.9364 | 1903.0293 | 2630.0403 | 2698.2213 | 2851.7177 | 3137.2861 | -77.4431 | -116.0861 | -202.6847 | -346.5067 | 58.7526 | 85.7779 | 135.584 | 216.2411 | 11.1794 | 19.2798 | 41.1551 | 77.8054 | -393.972 | -451.9373 | -578.6043 | -752.6389 | -3.4041 | -5.2401 | -8.9976 | -13.5195 | 3981.0209 | 4013.1999 | 4074.1065 | 4221.6967
10 | 18 | 17 | 1824.4665 | 1854.5425 | 1913.5764 | 1996.4307 | 2365.7097 | 2427.0382 | 2565.1076 | 2821.9751 | -73.6187 | -114.3114 | -202.4798 | -341.4593 | 64.5547 | 93.5562 | 143.9975 | 227.335 | 14.3892 | 25.5512 | 52.2913 | 94.9621 | -208.6407 | -240.5665 | -310.443 | -402.4525 | -8.4344 | -12.1511 | -21.532 | -37.2044 | 3978.4264 | 4033.6589 | 4140.518 | 4359.5866
10 | 18 | 18 | 2018.3948 | 2053.2891 | 2124.2078 | 2230.4585 | 2157.1936 | 2213.1165 | 2339.0163 | 2573.2432 | -67.9039 | -109.4398 | -197.5453 | -326.9336 | 79.25 | 112.192 | 168.6136 | 254.6131 | 19.3023 | 34.3042 | 67.4563 | 118.1853 | -0.0029378 | -0.0033719 | -0.0043111 | -0.005539 | -11.9227 | -16.1049 | -30.5796 | -60.7668 | 4194.311 | 4287.3537 | 4471.1648 | 4788.7941
10 | 18 | 19 | 2057.3956 | 2095.167 | 2171.249 | 2290.1148 | 1962.3637 | 2013.2359 | 2127.7649 | 2340.8373 | -60.1175 | -100.3053 | -183.1516 | -300.0772 | 85.0522 | 118.624 | 177.2807 | 261.8187 | 21.3897 | 37.5008 | 73.3128 | 127.4542 | -0.0029378 | -0.0033719 | -0.0043111 | -0.005539 | -13.9966 | -20.2063 | -37.3406 | -69.803 | 4052.084 | 4144.0128 | 4329.1108 | 4650.3392
10 | 18 | 20 | 2163.0161 | 2204.0478 | 2286.8214 | 2419.8286 | 1758.2824 | 1803.864 | 1906.4822 | 2097.3956 | -54.8442 | -95.5467 | -173.4875 | -281.8496 | 94.553 | 133.2469 | 198.416 | 289.6676 | 22.9043 | 40.3034 | 78.0619 | 134.6346 | -0.0029378 | -0.0033719 | -0.0043111 | -0.005539 | -14.7866 | -21.475 | -39.9154 | -71.6688 | 3969.1222 | 4064.437 | 4256.3742 | 4588.0025
10 | 18 | 21 | 2201.8396 | 2244.6048 | 2330.515 | 2472.9276 | 1546.0675 | 1586.1477 | 1676.3805 | 1844.2517 | -50.8056 | -89.1787 | -163.9 | -262.5847 | 194.7143 | 275.8654 | 421.9181 | 621.4918 | 23.3101 | 40.9993 | 79.4915 | 136.0535 | -0.0029378 | -0.0033719 | -0.0043111 | -0.005539 | -5.9749 | -8.6713 | -16.082 | -29.658 | 3909.1482 | 4049.764 | 4328.3187 | 4782.4763
10 | 18 | 22 | 2139.6957 | 2182.3846 | 2266.328 | 2410.0183 | 1363.175 | 1398.5139 | 1478.0725 | 1626.0853 | -46.1114 | -81.758 | -151.39 | -238.156 | 214.115 | 295.4504 | 444.1011 | 649.9021 | 22.0927 | 38.6273 | 74.8047 | 128.6475 | -0.0029378 | -0.0033719 | -0.0043111 | -0.005539 | -3.2358 | -5.0045 | -9.482 | -16.6328 | 3689.7282 | 3828.2103 | 4102.43 | 4559.8589
10 | 18 | 23 | 2025.8801 | 2067.1111 | 2146.8265 | 2288.122 | 1209.0208 | 1240.3634 | 1310.9252 | 1442.2 | -39.2689 | -70.0224 | -126.3698 | -199.8182 | 321.4167 | 430.4969 | 624.1677 | 902.1984 | 17.7741 | 30.8545 | 59.7642 | 103.4374 | -0.0029378 | -0.0033719 | -0.0043111 | -0.005539 | 4.5253 | 6.5183 | 11.0231 | 16.0522 | 3539.3451 | 3705.3185 | 4026.3325 | 4552.1862
10 | 18 | 24 | 1924.186 | 1963.8663 | 2039.4018 | 2176.9035 | 1119.5658 | 1148.5894 | 1213.9303 | 1335.4922 | -34.0721 | -58.7305 | -102.8751 | -159.0526 | 314.5313 | 421.847 | 618.8482 | 912.0184 | 11.5716 | 20.8477 | 41.2065 | 71.3518 | -0.0029378 | -0.0033719 | -0.0043111 | -0.005539 | 9.0642 | 13.9737 | 24.3855 | 37.4007 | 3344.8438 | 3510.3901 | 3834.8929 | 4374.1085
10 | 19 | 1 | 1829.4761 | 1867.3457 | 1938.8257 | 2070.8181 | 1083.5286 | 1111.618 | 1174.8557 | 1292.5047 | -30.1101 | -52.3103 | -90.3651 | -135.3569 | 225.9513 | 303.5794 | 453.7669 | 676.3277 | 8.1949 | 15.0245 | 30.2057 | 51.8017 | -0.0029378 | -0.0033719 | -0.0043111 | -0.005539 | 5.66 | 9.1072 | 15.6869 | 24.2015 | 3122.6979 | 3254.361 | 3522.9715 | 3980.2912
10 | 19 | 2 | 1747.5862 | 1784.2462 | 1851.884 | 1978.9691 | 1069.2546 | 1096.9739 | 1159.3786 | 1275.4777 | -28.9824 | -48.0475 | -82.508 | -123.4509 | 141.0702 | 193.6264 | 299.7349 | 455.6894 | 6.4414 | 12.0946 | 24.7364 | 42.5327 | -0.0029378 | -0.0033719 | -0.0043111 | -0.005539 | 3.9362 | 5.9875 | 10.5184 | 16.048 | 2939.3032 | 3044.8778 | 3263.7401 | 3645.2604
10 | 19 | 3 | 1696.2586 | 1731.9398 | 1796.8594 | 1919.8408 | 1091.401 | 1119.6944 | 1183.3915 | 1301.8953 | -28.2962 | -47.8822 | -81.1874 | -123.0262 | 84.4827 | 122.1572 | 200.578 | 320.2818 | 6.0356 | 11.3987 | 23.4314 | 40.2409 | -0.0029378 | -0.0033719 | -0.0043111 | -0.005539 | 3.016 | 4.6146 | 8.3278 | 12.4265 | 2852.8947 | 2941.919 | 3131.3965 | 3471.6535
10 | 19 | 4 | 1652.8686 | 1687.0632 | 1749.4489 | 1865.8963 | 1186.1983 | 1216.9492 | 1286.179 | 1414.9758 | -28.5104 | -48.9349 | -85.6355 | -128.19 | 50.9946 | 79.2479 | 141.3948 | 238.939 | 7.086 | 13.6327 | 27.4711 | 45.6975 | -0.0029378 | -0.0033719 | -0.0043111 | -0.005539 | 2.4839 | 3.6586 | 6.2997 | 9.4177 | 2871.1181 | 2951.6133 | 3125.1537 | 3446.7308
10 | 19 | 5 | 1624.4183 | 1656.7339 | 1715.6597 | 1823.0521 | 1387.8864 | 1423.8659 | 1504.8668 | 1655.5628 | -31.2071 | -57.9041 | -102.7986 | -156.6249 | 43.996 | 71.2065 | 129.5512 | 235.5422 | 13.8979 | 24.5831 | 47.0738 | 78.9987 | -0.0029378 | -0.0033719 | -0.0043111 | -0.005539 | 1.056 | 1.6858 | 2.7696 | 4.5432 | 3040.0445 | 3120.1678 | 3297.1183 | 3641.0685
10 | 19 | 6 | 1617.5303 | 1647.8953 | 1703.5331 | 1798.2127 | 1695.6624 | 1739.6206 | 1838.5841 | 2022.6983 | -36.3734 | -71.745 | -137.2012 | -209.1801 | 70.6944 | 108.0811 | 189.3256 | 326.8466 | 25.1586 | 43.2157 | 80.6719 | 133.7992 | -0.0029378 | -0.0033719 | -0.0043111 | -0.005539 | -0.26603 | -0.62556 | -1.2542 | -1.7557 | 3372.4033 | 3466.4388 | 3673.6549 | 4070.6154
10 | 19 | 7 | 1556.9067 | 1584.3453 | 1634.2589 | 1713.5349 | 2001.1418 | 2053.0193 | 2169.8114 | 2387.0944 | -43.7184 | -89.9008 | -171.6805 | -270.4807 | 120.2832 | 182.3665 | 299.8697 | 517.9425 | 35.3689 | 60.7218 | 112.7051 | 186.5112 | -59.4003 | -67.829 | -86.5099 | -112.8649 | -0.91483 | -1.5815 | -2.6127 | -4.0029 | 3609.6671 | 3721.1416 | 3955.8421 | 4417.7345
10 | 19 | 8 | 1552.3795 | 1577.8955 | 1624.8509 | 1692.5623 | 2264.5135 | 2323.2186 | 2455.3819 | 2701.2615 | -50.9563 | -98.3131 | -187.5996 | -294.601 | 173.2006 | 258.287 | 424.0136 | 726.7859 | 32.8757 | 56.721 | 105.346 | 175.1537 | -265.062 | -300.8184 | -376.8745 | -477.1257 | 5.432 | 8.9691 | 16.8437 | 27.6461 | 3712.383 | 3825.9597 | 4061.9619 | 4551.6828
10 | 19 | 9 | 1498.5612 | 1521.9696 | 1564.0752 | 1619.1012 | 2492.0761 | 2556.6805 | 2702.1249 | 2972.7132 | -56.3367 | -103.0196 | -189.4066 | -295.334 | 194.187 | 288.9771 | 474.0398 | 810.8754 | 24.8248 | 43.2157 | 81.3191 | 137.3706 | -588.2867 | -672.0658 | -852.0744 | -1085.832 | 15.8806 | 24.9942 | 47.2908 | 78.7794 | 3580.9063 | 3660.7517 | 3827.3688 | 4237.6738
10 | 19 | 10 | 1457.1044 | 1478.129 | 1517.0762 | 1564.4589 | 2644.8519 | 2713.4168 | 2867.7777 | 3154.9543 | -60.9544 | -105.8991 | -188.0861 | -289.0165 | 184.6861 | 277.5831 | 458.0908 | 791.9348 | 15.745 | 27.7973 | 54.6198 | 92.8136 | -745.6353 | -852.0631 | -1080.07 | -1378.2331 | 19.8141 | 26.948 | 50.3892 | 99.3984 | 3515.6118 | 3565.9121 | 3679.7974 | 4036.3104
10 | 19 | 11 | 1447.244 | 1467.5582 | 1505.269 | 1548.6348 | 2733.101 | 2803.9538 | 2963.4651 | 3260.2237 | -64.993 | -108.7786 | -193.0206 | -294.605 | 166.691 | 251.5661 | 422.679 | 735.1143 | 11.8105 | 21.9741 | 44.3284 | 75.4537 | -1197.5767 | -1371.6121 | -1749.2962 | -2249.9378 | 15.4707 | 18.3716 | 33.582 | 78.3297 | 3111.7474 | 3083.0331 | 3027.0066 | 3153.2134
10 | 19 | 12 | 1448.2111 | 1467.9529 | 1504.7111 | 1544.1439 | 2803.0744 | 2875.7411 | 3039.3362 | 3343.6926 | -68.376 | -112.5455 | -195.3141 | -300.0772 | 160.0912 | 240.7086 | 403.216 | 701.1222 | 8.8395 | 17.2219 | 36.0622 | 61.7027 | -1428.8743 | -1637.1311 | -2087.856 | -2680.0013 | 6.0943 | 5.7018 | 10.582 | 32.0083 | 2929.0603 | 2857.6498 | 2710.7373 | 2702.5912
10 | 19 | 13 | 1374.9361 | 1393.0711 | 1426.5284 | 1458.4793 | 2839.8075 | 2913.4265 | 3079.1655 | 3387.5103 | -71.394 | -116.3123 | -201.7741 | -307.9771 | 151.5969 | 231.321 | 387.267 | 664.3738 | 6.7522 | 13.917 | 31.1154 | 51.9896 | -1294.8687 | -1483.0777 | -1892.032 | -2431.2472 | 1.5935 | 1.4867 | 2.8955 | 9.4776 | 3008.4234 | 2953.8323 | 2833.1657 | 2832.6064
10 | 19 | 14 | 1313.3172 | 1330.146 | 1360.8396 | 1387.1866 | 2853.1713 | 2927.1367 | 3093.6557 | 3403.4515 | -73.6493 | -120.2445 | -208.2341 | -313.5654 | 141.3079 | 212.974 | 356.4501 | 608.7042 | 5.9405 | 13.4864 | 29.6859 | 50.9133 | -1099.3859 | -1263.889 | -1627.8078 | -2121.6585 | 0.42077 | 0.32226 | 0.30714 | 3.6201 | 3141.1225 | 3099.9319 | 3004.8964 | 3018.6518
10 | 19 | 15 | 1293.2241 | 1310.4272 | 1340.0682 | 1368.7146 | 2787.1555 | 2859.4095 | 3022.0756 | 3324.7034 | -74.7769 | -122.0714 | -211.6432 | -323.0439 | 127.3106 | 192.3163 | 321.883 | 539.578 | 6.2663 | 14.1823 | 31.6488 | 54.319 | -895.5874 | -1030.1912 | -1326.7263 | -1726.2301 | -1.3437 | -2.0852 | -3.9062 | -5.256 | 3242.2483 | 3221.9875 | 3173.3999 | 3232.7851
10 | 19 | 16 | 1373.0275 | 1394.6039 | 1429.2251 | 1470.8094 | 2607.2262 | 2674.8157 | 2826.9807 | 3110.0719 | -74.5933 | -121.184 | -212.9637 | -327.4747 | 58.7526 | 85.7779 | 135.584 | 216.2411 | 9.3309 | 18.6313 | 39.9881 | 68.3109 | -496.5156 | -570.4356 | -732.848 | -951.5343 | -3.4041 | -5.2401 | -8.9976 | -13.5195 | 3473.8241 | 3476.969 | 3476.9685 | 3572.9048
10 | 19 | 17 | 1479.0829 | 1504.1794 | 1546.9821 | 1607.1169 | 2342.3134 | 2403.0354 | 2539.7393 | 2794.0665 | -71.3481 | -119.244 | -212.2722 | -329.5941 | 64.5547 | 93.5562 | 143.9975 | 227.335 | 14.9388 | 27.1001 | 55.8111 | 97.3708 | -156.376 | -179.4711 | -229.8689 | -297.1268 | -8.4344 | -12.1511 | -21.532 | -37.2044 | 3664.7316 | 3717.0047 | 3822.8569 | 4061.9638
10 | 19 | 18 | 1733.0184 | 1764.0495 | 1821.7763 | 1910.3344 | 2130.7946 | 2186.0332 | 2310.3923 | 2541.7528 | -66.1818 | -112.5976 | -204.4917 | -324.122 | 79.25 | 112.192 | 168.6136 | 254.6131 | 21.6055 | 36.943 | 72.2812 | 127.6087 | -0.0029378 | -0.0033719 | -0.0043111 | -0.005539 | -11.9227 | -16.1049 | -30.5796 | -60.7668 | 3886.561 | 3970.5118 | 4137.9877 | 4449.4147
10 | 19 | 19 | 1953.8452 | 1991.0083 | 2061.868 | 2172.986 | 1941.9241 | 1992.2664 | 2105.6025 | 2316.4556 | -58.8368 | -103.1327 | -186.4841 | -297.5738 | 85.0522 | 118.624 | 177.2807 | 261.8187 | 22.6424 | 38.9116 | 75.8498 | 132.0532 | -0.0029378 | -0.0033719 | -0.0043111 | -0.005539 | -13.9966 | -20.2063 | -37.3406 | -69.803 | 3930.6275 | 4017.4681 | 4196.772 | 4515.9311
10 | 19 | 20 | 2022.8143 | 2061.8805 | 2137.9725 | 2260.1759 | 1744.564 | 1789.79 | 1891.6075 | 2081.0314 | -53.5329 | -94.7725 | -172.167 | -268.1733 | 94.553 | 133.2469 | 198.416 | 289.6676 | 20.8169 | 36.6776 | 71.7478 | 123.518 | -0.0029378 | -0.0033719 | -0.0043111 | -0.005539 | -14.7866 | -21.475 | -39.9154 | -71.6688 | 3814.4259 | 3905.3442 | 4087.6571 | 4414.5453
10 | 19 | 21 | 2064.5317 | 2104.6424 | 2183.9524 | 2316.9105 | 1539.9789 | 1579.9012 | 1669.7787 | 1836.9888 | -49.1294 | -85.8032 | -153.4019 | -239.3137 | 194.7143 | 275.8654 | 421.9181 | 621.4918 | 16.2377 | 29.3164 | 58.1992 | 100.9047 | -0.0029378 | -0.0033719 | -0.0043111 | -0.005539 | -5.9749 | -8.6713 | -16.082 | -29.658 | 3760.3554 | 3895.2476 | 4164.3602 | 4607.3185
10 | 19 | 22 | 2040.9057 | 2081.4136 | 2160.6233 | 2298.0859 | 1361.7988 | 1397.1019 | 1476.5803 | 1624.4437 | -44.9837 | -77.6083 | -139.3664 | -212.882 | 214.115 | 295.4504 | 444.1011 | 649.9021 | 14.4475 | 26.1022 | 52.0205 | 90.7627 | -0.0029378 | -0.0033719 | -0.0043111 | -0.005539 | -3.2358 | -5.0045 | -9.482 | -16.6328 | 3583.0445 | 3717.452 | 3984.4726 | 4433.6741
10 | 19 | 23 | 1964.2839 | 2003.9671 | 2080.7999 | 2218.2474 | 1212.5725 | 1244.0072 | 1314.7762 | 1446.4367 | -38.6898 | -67.2559 | -118.7943 | -181.2864 | 318.5157 | 426.0714 | 614.9601 | 874.9203 | 12.4551 | 22.1014 | 44.7237 | 76.0371 | -0.0029378 | -0.0033719 | -0.0043111 | -0.005539 | 4.5253 | 6.5183 | 11.0231 | 16.0522 | 3473.6597 | 3635.406 | 3947.4844 | 4450.4018
10 | 19 | 24 | 1876.4572 | 1915.9888 | 1989.7949 | 2123.8834 | 1105.4445 | 1134.102 | 1198.6188 | 1318.6473 | -33.6001 | -57.9562 | -102.8751 | -154.7382 | 282.9376 | 375.5849 | 547.2302 | 793.9274 | 10.4628 | 19.1715 | 38.4096 | 65.5526 | -0.0029378 | -0.0033719 | -0.0043111 | -0.005539 | 9.0642 | 13.9737 | 24.3855 | 37.4007 | 3250.7632 | 3400.8613 | 3695.5595 | 4184.6678
10 | 20 | 1 | 1783.3434 | 1820.6948 | 1890.3792 | 2019.3898 | 1072.3994 | 1100.2003 | 1162.7884 | 1279.229 | -31.1306 | -54.5808 | -96.825 | -144.8352 | 239.5498 | 319.9353 | 465.6105 | 670.2544 | 10.76 | 19.4558 | 38.4096 | 65.451 | -0.0029378 | -0.0033719 | -0.0043111 | -0.005539 | 5.66 | 9.1072 | 15.6869 | 24.2015 | 3080.5791 | 3214.8093 | 3476.0454 | 3913.6848
10 | 20 | 2 | 1710.2726 | 1746.5183 | 1812.9313 | 1938.0693 | 1053.314 | 1080.6201 | 1142.0944 | 1256.4627 | -29.5309 | -49.9875 | -87.724 | -132.5045 | 163.1628 | 220.7162 | 327.5274 | 476.8939 | 7.7891 | 14.6129 | 29.4232 | 49.4082 | -0.0029378 | -0.0033719 | -0.0043111 | -0.005539 | 3.9362 | 5.9875 | 10.5184 | 16.048 | 2908.9409 | 3018.4641 | 3234.7664 | 3604.3721
10 | 20 | 3 | 1638.0426 | 1672.7038 | 1735.6505 | 1855.5413 | 1064.6396 | 1092.2392 | 1154.3745 | 1269.9725 | -28.5104 | -48.3258 | -84.3149 | -126.1869 | 106.1766 | 146.8279 | 224.6028 | 337.5983 | 7.253 | 13.6327 | 27.4711 | 47.0147 | -0.0029378 | -0.0033719 | -0.0043111 | -0.005539 | 3.016 | 4.6146 | 8.3278 | 12.4265 | 2790.6143 | 2881.6889 | 3066.1075 | 3396.3609
10 | 20 | 4 | 1602.0157 | 1635.7663 | 1696.4626 | 1812.6243 | 1110.041 | 1138.8176 | 1203.6026 | 1324.1303 | -28.2962 | -48.3258 | -86.122 | -128.19 | 69.7874 | 98.023 | 158.932 | 245.6531 | 7.6221 | 13.917 | 28.1182 | 47.8877 | -0.0029378 | -0.0033719 | -0.0043111 | -0.005539 | 2.4839 | 3.6586 | 6.2997 | 9.4177 | 2763.6511 | 2841.8532 | 3007.2888 | 3311.5175
10 | 20 | 5 | 1585.5533 | 1618.4666 | 1677.4172 | 1788.9741 | 1210.1109 | 1241.4817 | 1312.1071 | 1443.5003 | -30.0795 | -51.8144 | -92.377 | -139.9797 | 44.3948 | 63.9647 | 109.7506 | 183.2505 | 9.8181 | 17.6524 | 34.8925 | 58.3722 | -0.0029378 | -0.0033719 | -0.0043111 | -0.005539 | 1.056 | 1.6858 | 2.7696 | 4.5432 | 2820.8506 | 2891.4335 | 3044.5557 | 3338.6551
10 | 20 | 6 | 1594.6148 | 1626.5595 | 1684.7935 | 1791.8455 | 1339.3241 | 1374.0447 | 1452.2113 | 1597.6344 | -32.8833 | -58.3477 | -106.4125 | -161.6723 | 31.594 | 46.2625 | 86.5199 | 145.37 | 13.4921 | 23.8872 | 45.7688 | 76.8085 | -0.0029378 | -0.0033719 | -0.0043111 | -0.005539 | -0.26603 | -0.62556 | -1.2542 | -1.7557 | 2945.8727 | 3011.7772 | 3161.6223 | 3448.2248
10 | 20 | 7 | 1604.0957 | 1635.8287 | 1693.4952 | 1797.9011 | 1445.3894 | 1482.8596 | 1567.2165 | 1724.1561 | -35.9013 | -68.7 | -125.7407 | -192.9596 | 31.594 | 50.6881 | 81.6204 | 142.0526 | 18.644 | 32.513 | 62.2389 | 104.2088 | -81.1858 | -92.5385 | -117.6167 | -152.5892 | -0.91483 | -1.5815 | -2.6127 | -4.0029 | 2981.7212 | 3039.0693 | 3158.6009 | 3418.7669
10 | 20 | 8 | 1691.6351 | 1724.1813 | 1784.3706 | 1889.009 | 1593.1765 | 1634.4779 | 1727.4601 | 1900.4464 | -41.6467 | -78.165 | -146.5944 | -228.8697 | 44.7936 | 66.3838 | 107.5711 | 179.9331 | 22.8324 | 39.6265 | 75.1919 | 125.7082 | -435.2241 | -499.9595 | -643.5849 | -839.0588 | 5.432 | 8.9691 | 16.8437 | 27.6461 | 2880.9988 | 2895.5142 | 2921.2581 | 3054.8142
10 | 20 | 9 | 1726.3492 | 1758.3809 | 1818.4803 | 1918.5307 | 1778.79 | 1824.9033 | 1928.7184 | 2121.8585 | -46.8129 | -87.4647 | -162.795 | -255.3014 | 61.2932 | 86.629 | 140.0095 | 232.8656 | 24.0131 | 42.1082 | 79.3561 | 133.7616 | -902.1926 | -1036.4194 | -1332.2551 | -1729.2997 | 15.8806 | 24.9942 | 47.2908 | 78.7794 | 2657.3206 | 2613.1314 | 2518.8048 | 2501.1946
10 | 20 | 10 | 1743.3329 | 1774.9672 | 1834.1275 | 1931.0263 | 1911.8589 | 1961.4218 | 2073.0032 | 2280.5918 | -51.4306 | -93.1106 | -172.4591 | -269.9436 | 74.4928 | 108.7568 | 175.4214 | 289.6863 | 21.8538 | 38.7843 | 73.8868 | 124.6959 | -1338.8451 | -1537.151 | -1970.9617 | -2546.4885 | 19.8141 | 26.948 | 50.3892 | 99.3984 | 2381.0768 | 2280.6166 | 2063.4073 | 1908.9667
10 | 20 | 11 | 1779.5936 | 1811.4097 | 1871.96 | 1968.3702 | 1983.5211 | 2034.9417 | 2150.7055 | 2366.0752 | -55.9412 | -96.3207 | -176.0731 | -277.4188 | 89.5869 | 132.891 | 214.3474 | 346.507 | 18.1799 | 32.2287 | 63.0105 | 108.6532 | -1593.3953 | -1831.66 | -2352.0998 | -3041.8825 | 15.4707 | 18.3716 | 33.582 | 78.3297 | 2237.0157 | 2101.8621 | 1805.4325 | 1548.634
10 | 20 | 12 | 1760.9953 | 1791.8081 | 1850.9748 | 1944.7997 | 2028.6118 | 2081.2014 | 2199.5968 | 2419.8624 | -58.1965 | -97.208 | -175.0341 | -275.4157 | 102.7866 | 151.1297 | 241.0923 | 385.5197 | 13.564 | 24.5831 | 49.7976 | 87.6842 | -1627.6072 | -1871.9214 | -2405.6849 | -3112.6395 | 6.0943 | 5.7018 | 10.582 | 32.0083 | 2226.2483 | 2085.2947 | 1771.3245 | 1481.8191
10 | 20 | 13 | 1737.6884 | 1768.1268 | 1825.7505 | 1916.971 | 2035.3896 | 2088.1549 | 2206.9458 | 2427.9474 | -60.3447 | -99.0349 | -175.0341 | -275.4157 | 107.1832 | 154.4824 | 251.6853 | 399.9308 | 10.4628 | 19.4558 | 41.0712 | 72.5144 | -1806.0914 | -2073.2858 | -2651.9329 | -3409.8564 | 1.5935 | 1.4867 | 2.8955 | 9.4776 | 2025.8813 | 1859.3859 | 1501.3812 | 1141.569
10 | 20 | 14 | 1705.4819 | 1735.8086 | 1792.2075 | 1881.028 | 2019.1363 | 2071.4802 | 2189.3226 | 2408.5593 | -62.128 | -101.7492 | -178.085 | -278.1518 | 106.1056 | 151.6764 | 243.6934 | 383.6767 | 8.9481 | 17.6335 | 36.8446 | 65.5373 | -1605.7421 | -1843.532 | -2358.5726 | -3033.0735 | 0.42077 | 0.32226 | 0.30714 | 3.6201 | 2172.2226 | 2031.6398 | 1725.7176 | 1431.196
10 | 20 | 15 | 1682.6201 | 1712.4511 | 1768.4443 | 1856.8148 | 1997.2334 | 2049.0096 | 2165.5736 | 2382.4322 | -63.3628 | -103.4108 | -182.5331 | -285.6269 | 96.9134 | 142.1651 | 223.9767 | 345.2348 | 9.962 | 19.1526 | 40.2372 | 71.2348 | -1308.2332 | -1501.7091 | -1920.4337 | -2467.8252 | -1.3437 | -2.0852 | -3.9062 | -5.256 | 2413.7892 | 2315.5732 | 2091.3589 | 1897.0084
10 | 20 | 16 | 1703.1121 | 1734.1978 | 1792.43 | 1886.2447 | 1920.3268 | 1970.1092 | 2082.1848 | 2290.6929 | -64.3833 | -106.012 | -188.5832 | -297.9577 | 44.1762 | 61.7932 | 93.7683 | 142.6047 | 13.5776 | 25.4239 | 52.0314 | 89.7087 | -810.1505 | -930.2077 | -1189.8581 | -1528.5003 | -3.4041 | -5.2401 | -8.9976 | -13.5195 | 2803.2548 | 2750.0644 | 2632.9757 | 2569.2735
10 | 20 | 17 | 1722.9973 | 1755.0463 | 1815.5518 | 1913.624 | 1824.0467 | 1871.3331 | 1977.7895 | 2175.8436 | -62.8142 | -106.6732 | -191.2242 | -307.1277 | 47.4761 | 65.6823 | 99.4619 | 147.0544 | 18.2436 | 32.7662 | 65.0574 | 112.7662 | -261.3786 | -300.5032 | -385.051 | -494.5981 | -8.4344 | -12.1511 | -21.532 | -37.2044 | 3280.1365 | 3305.5005 | 3360.0536 | 3510.3579
10 | 20 | 18 | 1804.4643 | 1838.7632 | 1904.108 | 2010.024 | 1793.6705 | 1840.1695 | 1944.853 | 2139.6088 | -59.2477 | -105.4553 | -193.8652 | -311.1339 | 46.0706 | 65.6823 | 99.4619 | 147.0544 | 25.7219 | 45.5756 | 87.0591 | 149.778 | -0.0029378 | -0.0033719 | -0.0043111 | -0.005539 | -11.9227 | -16.1049 | -30.5796 | -60.7668 | 3598.754 | 3668.627 | 3811.0328 | 4074.5589
10 | 20 | 19 | 1922.4504 | 1959.7123 | 2032.169 | 2149.2692 | 1721.8904 | 1766.5286 | 1867.0228 | 2053.9848 | -53.1374 | -97.9825 | -182.1126 | -287.0134 | 51.8728 | 71.5779 | 108.9232 | 156.5246 | 26.353 | 46.2539 | 89.5338 | 149.7404 | -0.0029378 | -0.0033719 | -0.0043111 | -0.005539 | -13.9966 | -20.2063 | -37.3406 | -69.803 | 3655.4296 | 3725.8806 | 3878.1912 | 4152.6969
10 | 20 | 20 | 1955.0002 | 1993.2192 | 2068.3014 | 2192.1492 | 1591.6692 | 1632.9316 | 1725.8258 | 1898.6484 | -49.7544 | -91.5623 | -168.282 | -262.8931 | 72.769 | 99.6013 | 146.261 | 206.6311 | 23.7159 | 41.8415 | 81.3191 | 135.9518 | -0.0029378 | -0.0033719 | -0.0043111 | -0.005539 | -14.7866 | -21.475 | -39.9154 | -71.6688 | 3578.6105 | 3654.5529 | 3813.5054 | 4098.8131
10 | 20 | 21 | 1959.0997 | 1998.0184 | 2073.0421 | 2202.4999 | 1444.797 | 1482.2518 | 1566.5741 | 1723.4494 | -46.3715 | -83.3673 | -150.8375 | -231.7221 | 134.7081 | 188.9636 | 286.1334 | 417.1073 | 18.1799 | 32.6579 | 64.451 | 108.6532 | -0.0029378 | -0.0033719 | -0.0043111 | -0.005539 | -5.9749 | -8.6713 | -16.082 | -29.658 | 3504.4353 | 3609.8496 | 3823.2769 | 4190.3241
10 | 20 | 22 | 1928.3582 | 1967.178 | 2041.3978 | 2173.1613 | 1305.2037 | 1339.0397 | 1415.215 | 1556.9333 | -42.912 | -76.834 | -138.0458 | -208.4511 | 147.5089 | 204.1229 | 307.5223 | 453.8554 | 15.8319 | 28.3362 | 56.9673 | 96.321 | -0.0029378 | -0.0033719 | -0.0043111 | -0.005539 | -3.2358 | -5.0045 | -9.482 | -16.6328 | 3350.7519 | 3456.8349 | 3673.5703 | 4055.1816
10 | 20 | 23 | 1845.7036 | 1883.3003 | 1954.6285 | 2084.937 | 1186.0481 | 1216.7952 | 1286.0162 | 1414.7967 | -37.7458 | -68.3086 | -123.7288 | -188.3369 | 168.7138 | 230.1398 | 343.7284 | 515.1259 | 15.1872 | 27.0824 | 54.2326 | 92.0799 | -0.0029378 | -0.0033719 | -0.0043111 | -0.005539 | 4.5253 | 6.5183 | 11.0231 | 16.0522 | 3182.4293 | 3295.5242 | 3525.8956 | 3934.6492
10 | 20 | 24 | 1774.2348 | 1811.0637 | 1880.3429 | 2009.1432 | 1079.4578 | 1107.4416 | 1170.4417 | 1287.6487 | -33.6001 | -59.1741 | -106.4891 | -161.7887 | 282.9376 | 375.5849 | 547.2302 | 793.9274 | 12.789 | 23.0816 | 45.2462 | 76.9101 | -0.0029378 | -0.0033719 | -0.0043111 | -0.005539 | 9.0642 | 13.9737 | 24.3855 | 37.4007 | 3124.8803 | 3271.968 | 3561.1532 | 4043.2359
10 | 21 | 1 | 1689.9008 | 1725.2649 | 1790.9358 | 1914.8773 | 1044.6097 | 1071.6901 | 1132.6564 | 1246.0796 | -30.1101 | -52.7539 | -93.6975 | -142.8321 | 239.5498 | 319.9353 | 465.6105 | 670.2544 | 10.3542 | 18.7599 | 36.98 | 63.0575 | -0.0029378 | -0.0033719 | -0.0043111 | -0.005539 | 5.66 | 9.1072 | 15.6869 | 24.2015 | 2959.9614 | 3092.0002 | 3348.1678 | 3775.6325
10 | 21 | 2 | 1622.4624 | 1656.9554 | 1719.3227 | 1839.7419 | 1030.437 | 1057.15 | 1117.2892 | 1229.1735 | -28.5104 | -49.1001 | -87.724 | -132.9292 | 163.1628 | 220.7162 | 327.5274 | 476.8939 | 9.0065 | 16.526 | 32.9403 | 56.182 | -0.0029378 | -0.0033719 | -0.0043111 | -0.005539 | 3.9362 | 5.9875 | 10.5184 | 16.048 | 2800.4917 | 2908.2316 | 3119.8697 | 3485.1046
10 | 21 | 3 | 1552.0077 | 1585.1599 | 1644.0001 | 1759.4314 | 1040.0896 | 1067.0528 | 1127.7553 | 1240.6877 | -28.0384 | -47.4385 | -83.276 | -126.1869 | 106.1766 | 146.8279 | 224.6028 | 337.5983 | 7.956 | 14.3286 | 28.9007 | 49.4082 | -0.0029378 | -0.0033719 | -0.0043111 | -0.005539 | 3.016 | 4.6146 | 8.3278 | 12.4265 | 2681.2046 | 2770.5419 | 2950.3064 | 3273.3596
10 | 21 | 4 | 1518.3346 | 1550.4977 | 1607.7259 | 1719.7489 | 1076.7102 | 1104.6228 | 1167.4625 | 1284.3712 | -27.3521 | -46.6642 | -82.9944 | -123.7592 | 69.7874 | 98.023 | 158.932 | 245.6531 | 7.086 | 12.9367 | 26.166 | 45.6975 | -0.0029378 | -0.0033719 | -0.0043111 | -0.005539 | 2.4839 | 3.6586 | 6.2997 | 9.4177 | 2647.0471 | 2723.0712 | 2883.5873 | 3181.1237
10 | 21 | 5 | 1494.2231 | 1525.5676 | 1580.7262 | 1688.5165 | 1154.2161 | 1184.1379 | 1251.5011 | 1376.8253 | -28.5869 | -49.2132 | -87.929 | -133.2375 | 44.3948 | 63.9647 | 109.7506 | 183.2505 | 9.0065 | 15.8301 | 31.6353 | 53.8902 | -0.0029378 | -0.0033719 | -0.0043111 | -0.005539 | 1.056 | 1.6858 | 2.7696 | 4.5432 | 2674.3066 | 2741.9694 | 2888.4495 | 3173.7826
10 | 21 | 6 | 1514.7761 | 1545.7055 | 1600.9813 | 1707.5739 | 1231.1525 | 1263.0688 | 1334.9222 | 1468.6001 | -30.8422 | -55.7465 | -100.7206 | -157.3579 | 31.594 | 46.2625 | 86.5199 | 145.37 | 13.4921 | 23.8872 | 45.7688 | 76.6052 | -0.0029378 | -0.0033719 | -0.0043111 | -0.005539 | -0.26603 | -0.62556 | -1.2542 | -1.7557 | 2759.9035 | 2822.5485 | 2966.2131 | 3239.0302
10 | 21 | 7 | 1549.2669 | 1580.4481 | 1637.3671 | 1745.6826 | 1269.9503 | 1302.8724 | 1376.9902 | 1514.8807 | -33.7531 | -65.0462 | -122.6132 | -190.9565 | 31.594 | 50.6881 | 81.6204 | 142.0526 | 21.3761 | 36.6966 | 69.0132 | 116.4392 | -77.0538 | -87.8475 | -111.7338 | -145.1718 | -0.91483 | -1.5815 | -2.6127 | -4.0029 | 2760.4655 | 2816.2299 | 2928.0312 | 3178.924
10 | 21 | 8 | 1671.9241 | 1705.2375 | 1766.9601 | 1879.7168 | 1363.1172 | 1398.4546 | 1478.0099 | 1626.0164 | -37.4268 | -74.5112 | -143.4668 | -224.5552 | 44.7936 | 66.3838 | 107.5711 | 179.9331 | 27.3397 | 47.1258 | 88.7405 | 148.4232 | -492.4452 | -563.023 | -716.9132 | -923.8823 | 5.432 | 8.9691 | 16.8437 | 27.6461 | 2582.7346 | 2588.6367 | 2597.7452 | 2713.298
10 | 21 | 9 | 1764.0534 | 1798.7664 | 1863.4237 | 1976.6498 | 1507.1429 | 1546.2139 | 1634.175 | 1797.8197 | -42.0445 | -82.5931 | -159.1044 | -250.987 | 61.2932 | 86.629 | 140.0095 | 232.8656 | 29.9048 | 51.5572 | 97.0067 | 162.2758 | -901.898 | -1031.3697 | -1312.9577 | -1690.5628 | 15.8806 | 24.9942 | 47.2908 | 78.7794 | 2434.3324 | 2394.198 | 2309.8434 | 2306.8405
10 | 21 | 10 | 1815.9338 | 1851.2202 | 1917.7519 | 2029.783 | 1620.9066 | 1662.9269 | 1757.5275 | 1933.5246 | -45.4274 | -86.5252 | -161.193 | -254.1477 | 74.4928 | 108.7568 | 175.4214 | 289.6863 | 25.3975 | 43.9116 | 84.1783 | 141.8526 | -1363.8423 | -1562.294 | -1992.8676 | -2562.3539 | 19.8141 | 26.948 | 50.3892 | 99.3984 | 2147.2751 | 2044.9443 | 1831.2076 | 1677.7434
10 | 21 | 11 | 1859.3974 | 1894.9847 | 1962.9768 | 2075.0022 | 1702.7626 | 1746.9049 | 1846.2828 | 2031.1679 | -49.466 | -88.3521 | -162.7184 | -252.8777 | 89.5869 | 132.891 | 214.3474 | 346.507 | 19.0498 | 33.9048 | 66.4031 | 112.8943 | -1722.3923 | -1976.667 | -2528.1166 | -3252.6384 | 15.4707 | 18.3716 | 33.582 | 78.3297 | 1914.409 | 1762.038 | 1432.7572 | 1138.3849
10 | 21 | 12 | 1906.7977 | 1942.8731 | 2011.9644 | 2124.5447 | 1762.1442 | 1807.8259 | 1910.6695 | 2102.0022 | -53.0326 | -90.4573 | -163.2049 | -254.46 | 102.7866 | 151.1297 | 241.0923 | 385.5197 | 14.5425 | 26.6709 | 53.3148 | 91.7221 | -1792.0085 | -2057.4231 | -2633.4172 | -3389.7857 | 6.0943 | 5.7018 | 10.582 | 32.0083 | 1947.3242 | 1786.3209 | 1431.0007 | 1091.5511
10 | 21 | 13 | 1883.5131 | 1919.2081 | 1987.0507 | 2096.5156 | 1786.1778 | 1832.4825 | 1936.7288 | 2130.6711 | -55.4715 | -94.1111 | -168.1394 | -260.3568 | 107.1832 | 154.4824 | 251.6853 | 399.9308 | 12.789 | 24.4735 | 49.6731 | 85.7196 | -1767.9121 | -2029.3392 | -2594.6375 | -3332.1218 | 1.5935 | 1.4867 | 2.8955 | 9.4776 | 1967.873 | 1808.6829 | 1465.2564 | 1129.8359
10 | 21 | 14 | 1915.7426 | 1951.6162 | 2021.1538 | 2132.7887 | 1809.8442 | 1856.7625 | 1962.39 | 2158.9019 | -57.3619 | -96.9906 | -173.0739 | -268.2567 | 106.1056 | 151.6764 | 243.6934 | 383.6767 | 12.6221 | 23.9048 | 49.8085 | 84.6433 | -1602.4374 | -1839.8792 | -2354.0501 | -3026.7184 | 0.42077 | 0.32226 | 0.30714 | 3.6201 | 2184.9359 | 2047.4123 | 1750.2287 | 1468.6555
10 | 21 | 15 | 1911.3846 | 1946.6139 | 2015.7932 | 2127.8642 | 1812.7594 | 1859.7532 | 1965.5508 | 2162.3793 | -58.4895 | -98.8175 | -174.676 | -271.4175 | 96.9134 | 142.1651 | 223.9767 | 345.2348 | 11.5852 | 22.3478 | 45.9042 | 80.3005 | -1279.5294 | -1468.8236 | -1878.5772 | -2414.2763 | -1.3437 | -2.0852 | -3.9062 | -5.256 | 2493.2799 | 2401.1537 | 2194.0656 | 2024.829
10 | 21 | 16 | 1888.6206 | 1923.7631 | 1992.8499 | 2105.8822 | 1764.9776 | 1810.7327 | 1913.7417 | 2105.382 | -60.0892 | -99.7571 | -177.8801 | -280.1627 | 44.1762 | 61.7932 | 93.7683 | 142.6047 | 13.4473 | 25.1206 | 52.2913 | 90.9242 | -790.4363 | -907.6797 | -1161.4435 | -1492.9238 | -3.4041 | -5.2401 | -8.9976 | -13.5195 | 2857.292 | 2808.7328 | 2704.33 | 2658.1872
10 | 21 | 17 | 1917.261 | 1953.5168 | 2025.0032 | 2143.2568 | 1685.1427 | 1728.8282 | 1827.1778 | 2010.1497 | -58.8851 | -99.644 | -180.5211 | -288.9081 | 47.4761 | 65.6823 | 99.4619 | 147.0544 | 17.8378 | 31.7859 | 63.2298 | 111.7915 | -256.955 | -295.4491 | -378.6117 | -486.3103 | -8.4344 | -12.1511 | -21.532 | -37.2044 | 3343.4432 | 3372.5691 | 3434.208 | 3599.8295
10 | 21 | 18 | 1946.5621 | 1984.0137 | 2057.4599 | 2178.4727 | 1662.588 | 1705.6888 | 1802.722 | 1983.2449 | -57.5738 | -99.2003 | -180.0347 | -294.9173 | 46.0706 | 65.6823 | 99.4619 | 147.0544 | 23.3956 | 40.8233 | 79.7622 | 139.2935 | -0.0029378 | -0.0033719 | -0.0043111 | -0.005539 | -11.9227 | -16.1049 | -30.5796 | -60.7668 | 3609.117 | 3680.8995 | 3828.7875 | 4092.3757
10 | 21 | 19 | 2060.8787 | 2101.692 | 2181.3789 | 2313.1278 | 1601.5296 | 1643.0475 | 1736.5172 | 1910.4105 | -53.9001 | -95.3813 | -176.3441 | -288.5958 | 51.8728 | 71.5779 | 108.9232 | 156.5246 | 26.5918 | 45.1464 | 86.9237 | 151.9306 | -0.0029378 | -0.0033719 | -0.0043111 | -0.005539 | -13.9966 | -20.2063 | -37.3406 | -69.803 | 3672.9733 | 3745.8729 | 3900.0539 | 4173.589
10 | 21 | 20 | 2099.3105 | 2141.2738 | 2223.9729 | 2362.133 | 1486.2367 | 1524.7658 | 1611.5067 | 1772.8815 | -50.5172 | -91.7275 | -170.089 | -270.7929 | 72.769 | 99.6013 | 146.261 | 206.6311 | 25.5414 | 44.0389 | 84.9607 | 148.6265 | -0.0029378 | -0.0033719 | -0.0043111 | -0.005539 | -14.7866 | -21.475 | -39.9154 | -71.6688 | 3618.551 | 3696.4739 | 3856.6925 | 4147.8048
10 | 21 | 21 | 2081.3141 | 2123.1779 | 2204.986 | 2346.5464 | 1359.2376 | 1394.4744 | 1473.8032 | 1621.3885 | -47.1648 | -85.3595 | -156.0535 | -246.7889 | 134.7081 | 188.9636 | 286.1334 | 417.1073 | 22.0343 | 38.0695 | 74.1467 | 129.6221 | -0.0029378 | -0.0033719 | -0.0043111 | -0.005539 | -5.9749 | -8.6713 | -16.082 | -29.658 | 3544.1515 | 3650.6512 | 3866.9295 | 4238.2119
10 | 21 | 22 | 1985.0031 | 2025.1604 | 2102.9559 | 2241.1827 | 1241.0257 | 1273.198 | 1345.6277 | 1480.3776 | -43.4911 | -76.834 | -138.3274 | -213.6149 | 147.5089 | 204.1229 | 307.5223 | 453.8554 | 16.6435 | 29.3164 | 58.4591 | 101.2472 | -0.0029378 | -0.0033719 | -0.0043111 | -0.005539 | -3.2358 | -5.0045 | -9.482 | -16.6328 | 3343.4513 | 3449.9558 | 3666.7514 | 4046.4097
10 | 21 | 23 | 1848.998 | 1887.3117 | 1959.0724 | 2091.3588 | 1139.615 | 1169.1583 | 1235.6694 | 1359.4082 | -37.7458 | -65.8726 | -116.4347 | -182.0193 | 171.6149 | 234.5653 | 355.9096 | 537.9543 | 12.861 | 23.2089 | 46.0287 | 80.5191 | -0.0029378 | -0.0033719 | -0.0043111 | -0.005539 | 4.5253 | 6.5183 | 11.0231 | 16.0522 | 3139.8655 | 3254.8866 | 3491.2642 | 3903.2677
10 | 21 | 24 | 1684.5898 | 1719.5636 | 1783.613 | 1904.6004 | 1119.3079 | 1148.3248 | 1213.6507 | 1335.1845 | -32.5795 | -56.5729 | -100.5156 | -152.7351 | 314.5313 | 421.847 | 618.8482 | 912.0184 | 10.4628 | 18.7599 | 37.1046 | 64.5779 | -0.0029378 | -0.0033719 | -0.0043111 | -0.005539 | 9.0642 | 13.9737 | 24.3855 | 37.4007 | 3105.3734 | 3265.8926 | 3577.0821 | 4101.0414
10 | 22 | 1 | 1607.8193 | 1641.6907 | 1702.6153 | 1819.3117 | 1083.9687 | 1112.0694 | 1175.3328 | 1293.0296 | -28.9824 | -49.8744 | -87.4425 | -132.5045 | 225.9513 | 303.5794 | 453.7669 | 676.3277 | 8.1949 | 15.0245 | 30.2057 | 51.7 | -0.0029378 | -0.0033719 | -0.0043111 | -0.005539 | 5.66 | 9.1072 | 15.6869 | 23.8701 | 2902.6088 | 3031.5934 | 3290.1608 | 3731.7292
10 | 22 | 2 | 1558.0796 | 1590.9007 | 1649.6829 | 1763.9582 | 1068.745 | 1096.4511 | 1158.826 | 1274.8698 | -27.2756 | -46.2206 | -81.1874 | -123.0262 | 141.0702 | 193.6264 | 299.7349 | 455.6894 | 7.086 | 12.9367 | 26.166 | 45.6975 | -0.0029378 | -0.0033719 | -0.0043111 | -0.005539 | 3.9362 | 5.9875 | 10.5184 | 15.7166 | 2751.6385 | 2853.6785 | 3063.7365 | 3432.8997
10 | 22 | 3 | 1512.5477 | 1544.5039 | 1601.0729 | 1711.5316 | 1088.8178 | 1117.0443 | 1180.5907 | 1298.814 | -27.1685 | -45.2811 | -79.3804 | -118.2871 | 84.4827 | 122.1572 | 200.578 | 320.2818 | 6.2744 | 11.8103 | 23.9539 | 42.4311 | -0.0029378 | -0.0033719 | -0.0043111 | -0.005539 | 3.016 | 4.6146 | 8.3278 | 12.4265 | 2667.9671 | 2754.8458 | 2935.1386 | 3267.1924
10 | 22 | 4 | 1480.188 | 1511.053 | 1565.0686 | 1669.9902 | 1186.9262 | 1217.696 | 1286.9683 | 1415.8441 | -27.2756 | -47.8822 | -84.0334 | -127.7653 | 50.9946 | 79.2479 | 141.3948 | 238.939 | 8.1949 | 15.0245 | 29.2987 | 49.4082 | -0.0029378 | -0.0033719 | -0.0043111 | -0.005539 | 2.4839 | 3.6586 | 6.2997 | 9.4177 | 2701.509 | 2778.7944 | 2944.9923 | 3255.8283
10 | 22 | 5 | 1456.9805 | 1486.0245 | 1536.9015 | 1632.5742 | 1395.8849 | 1432.0717 | 1513.5394 | 1665.1039 | -30.1866 | -56.2424 | -102.7986 | -156.6249 | 43.996 | 71.2065 | 129.5512 | 235.5422 | 14.7095 | 25.9749 | 49.8085 | 83.4807 | -0.0029378 | -0.0033719 | -0.0043111 | -0.005539 | 1.056 | 1.6858 | 2.7696 | 4.5432 | 2882.4373 | 2960.7177 | 3129.7674 | 3464.6137
10 | 22 | 6 | 1464.3347 | 1491.6902 | 1539.6533 | 1623.9636 | 1703.6105 | 1747.7748 | 1847.2022 | 2032.1793 | -35.3528 | -70.8576 | -134.3553 | -208.7554 | 70.6944 | 108.0811 | 189.3256 | 326.8466 | 25.1586 | 43.2157 | 79.8895 | 133.7992 | -0.0029378 | -0.0033719 | -0.0043111 | -0.005539 | -0.26603 | -0.62556 | -1.2542 | -1.7557 | 3228.1764 | 3319.2752 | 3520.4567 | 3906.2721
10 | 22 | 7 | 1414.5395 | 1439.2095 | 1482.5267 | 1552.4864 | 2006.929 | 2058.9564 | 2176.0864 | 2393.9976 | -40.4425 | -88.2392 | -170.36 | -265.7415 | 120.2832 | 182.3665 | 299.8697 | 517.9425 | 34.6292 | 59.33 | 109.9082 | 183.1431 | -59.4948 | -67.8423 | -86.3088 | -112.2221 | -0.91483 | -1.5815 | -2.6127 | -4.0029 | 3475.5288 | 3582.1995 | 3809.1095 | 4265.603
10 | 22 | 8 | 1432.0384 | 1455.2271 | 1496.0787 | 1556.3775 | 2276.0183 | 2335.0216 | 2467.8564 | 2714.9852 | -45.5322 | -101.1926 | -193.8547 | -304.0792 | 173.2006 | 258.287 | 424.0136 | 726.7859 | 36.1656 | 61.1524 | 113.6122 | 190.1202 | -477.9335 | -546.8628 | -696.4985 | -896.3797 | 5.432 | 8.9691 | 16.8437 | 27.5319 | 3399.3892 | 3470.6018 | 3628.0514 | 4015.3419
10 | 22 | 9 | 1446.1413 | 1468.1525 | 1507.102 | 1559.3073 | 2514.4607 | 2579.6454 | 2726.3963 | 2999.4151 | -49.9357 | -106.8386 | -198.7892 | -306.8154 | 194.187 | 288.9771 | 474.0398 | 810.8754 | 28.4485 | 49.0755 | 92.3199 | 154.7306 | -893.0774 | -1023.4576 | -1305.5459 | -1679.3933 | 15.8806 | 24.9942 | 47.2908 | 77.4455 | 3256.1049 | 3280.5485 | 3342.8136 | 3615.5652
10 | 22 | 10 | 1463.928 | 1485.4529 | 1524.1554 | 1572.2279 | 2660.6127 | 2729.5863 | 2884.867 | 3173.7549 | -53.3952 | -108.7786 | -194.6227 | -298.07 | 184.6861 | 277.5831 | 458.0908 | 791.9348 | 18.0713 | 32.2287 | 62.886 | 106.3614 | -1264.0483 | -1447.3395 | -1842.9079 | -2365.4513 | 19.8141 | 26.948 | 50.3892 | 81.9595 | 3029.6687 | 2995.6809 | 2942.8578 | 3062.7172
10 | 22 | 11 | 1524.96 | 1546.9927 | 1587.912 | 1636.0438 | 2760.4601 | 2832.022 | 2993.1301 | 3292.8594 | -56.9618 | -110.6055 | -194.8276 | -295.6422 | 166.691 | 251.5661 | 422.679 | 735.1143 | 10.9989 | 20.1518 | 41.0712 | 70.87 | -1566.7367 | -1794.6812 | -2286.2109 | -2932.7567 | 15.4707 | 18.3716 | 33.582 | 53.9695 | 2854.8821 | 2763.8175 | 2597.3357 | 2560.458
10 | 22 | 12 | 1458.929 | 1479.1176 | 1515.5737 | 1554.7744 | 2863.6647 | 2937.9022 | 3105.0336 | 3415.9688 | -60.3142 | -112.7107 | -196.6346 | -298.3784 | 160.0912 | 240.7086 | 403.216 | 701.1222 | 7.4918 | 14.6129 | 31.24 | 55.8019 | -1768.2142 | -2028.1115 | -2590.1353 | -3327.1207 | 6.0943 | 5.7018 | 10.582 | 17.4417 | 2667.7428 | 2537.221 | 2278.8753 | 2119.6098
10 | 22 | 13 | 1448.818 | 1468.1427 | 1503.343 | 1538.6776 | 2915.667 | 2991.2526 | 3161.4189 | 3478.0005 | -63.2251 | -116.1993 | -202.8897 | -305.8537 | 151.5969 | 231.321 | 387.267 | 664.3738 | 6.8472 | 13.6327 | 29.8104 | 54.1798 | -1775.0167 | -2037.2399 | -2605.0653 | -3348.6602 | 1.5935 | 1.4867 | 2.8955 | 4.6086 | 2686.2808 | 2552.3965 | 2276.7798 | 2085.3265
10 | 22 | 14 | 1511.8935 | 1532.1309 | 1570.4787 | 1610.4038 | 2932.9659 | 3008.9999 | 3180.1759 | 3498.6357 | -65.4804 | -119.6878 | -207.2611 | -312.9041 | 141.3079 | 212.974 | 356.4501 | 608.7042 | 6.7671 | 13.2021 | 29.1633 | 53.1035 | -1578.7164 | -1812.1054 | -2317.4096 | -2978.4481 | 0.42077 | 0.32226 | 0.30714 | 1.1696 | 2949.1584 | 2835.836 | 2611.9043 | 2480.6646
10 | 22 | 15 | 1507.8649 | 1528.387 | 1567.1194 | 1608.8469 | 2880.549 | 2955.2241 | 3123.3409 | 3436.1094 | -67.5215 | -121.3494 | -211.7091 | -319.2217 | 127.3106 | 192.3163 | 321.883 | 539.578 | 8.6862 | 15.7014 | 34.6434 | 61.1945 | -1240.5303 | -1424.0783 | -1821.4686 | -2341.1267 | -1.3437 | -2.0852 | -3.9062 | -5.8185 | 3215.0151 | 3144.1159 | 3009.9028 | 2979.5619
10 | 22 | 16 | 1625.6685 | 1651.0054 | 1697.5246 | 1755.259 | 2692.4704 | 2762.2698 | 2919.4098 | 3211.7568 | -67.445 | -118.4699 | -206.7746 | -313.7494 | 58.7526 | 85.7779 | 135.584 | 216.2411 | 10.2144 | 17.3668 | 36.8555 | 66.019 | -766.2042 | -879.9163 | -1126.0878 | -1447.4989 | -3.4041 | -5.2401 | -8.9976 | -14.121 | 3550.0525 | 3512.7934 | 3447.5138 | 3473.9066
10 | 22 | 17 | 1783.905 | 1813.8602 | 1871.4014 | 1951.8186 | 2407.3759 | 2469.7846 | 2610.2857 | 2871.6773 | -65.7688 | -114.703 | -201.8401 | -311.0135 | 64.5547 | 93.5562 | 143.9975 | 227.335 | 15.8224 | 25.0123 | 50.4664 | 88.8357 | -235.9063 | -271.1622 | -347.2537 | -445.6294 | -8.4344 | -12.1511 | -21.532 | -34.1469 | 3961.5486 | 4004.1969 | 4105.5251 | 4348.8768
10 | 22 | 18 | 1910.8093 | 1943.8594 | 2009.7049 | 2107.0678 | 2186.874 | 2243.5663 | 2371.1983 | 2608.648 | -62.2022 | -109.3876 | -196.9056 | -301.5352 | 79.25 | 112.192 | 168.6136 | 254.6131 | 21.3082 | 33.6381 | 66.154 | 113.8049 | -0.0029378 | -0.0033719 | -0.0043111 | -0.005539 | -11.9227 | -16.1049 | -30.5796 | -50.1183 | 4124.1136 | 4207.76 | 4388.1813 | 4732.4747
10 | 22 | 19 | 2038.1504 | 2075.7528 | 2150.7711 | 2266.9995 | 1982.4481 | 2033.841 | 2149.5421 | 2364.7953 | -57.6916 | -103.8548 | -190.8555 | -292.0569 | 85.0522 | 118.624 | 177.2807 | 261.8187 | 26.0191 | 43.106 | 82.3642 | 140.0913 | -0.0029378 | -0.0033719 | -0.0043111 | -0.005539 | -13.9966 | -20.2063 | -37.3406 | -60.4187 | 4059.9786 | 4147.2594 | 4331.7576 | 4681.2236
10 | 22 | 20 | 2145.7351 | 2186.9953 | 2268.7523 | 2399.8305 | 1774.6797 | 1820.6864 | 1924.2616 | 2116.9553 | -53.8672 | -99.3136 | -183.075 | -282.5786 | 94.553 | 133.2469 | 198.416 | 289.6676 | 27.8893 | 47.1258 | 90.7549 | 153.9439 | -0.0029378 | -0.0033719 | -0.0043111 | -0.005539 | -14.7866 | -21.475 | -39.9154 | -63.8689 | 3974.2004 | 4067.2624 | 4259.1899 | 4613.9442
10 | 22 | 21 | 2178.4307 | 2220.9408 | 2305.336 | 2445.9476 | 1553.113 | 1593.3758 | 1684.0198 | 1852.6559 | -49.9357 | -92.9456 | -170.36 | -261.3107 | 194.7143 | 275.8654 | 421.9181 | 621.4918 | 25.8752 | 44.3232 | 84.7008 | 145.2207 | -0.0029378 | -0.0033719 | -0.0043111 | -0.005539 | -5.9749 | -8.6713 | -16.082 | -26.0491 | 3896.2197 | 4032.8851 | 4309.5284 | 4777.9508
10 | 22 | 22 | 2099.4821 | 2141.2788 | 2223.4145 | 2364.4215 | 1365.4525 | 1400.8504 | 1480.542 | 1628.8021 | -45.3486 | -82.7585 | -151.5949 | -230.5645 | 214.115 | 295.4504 | 444.1011 | 649.9021 | 22.5704 | 38.3538 | 74.0222 | 126.0131 | -0.0029378 | -0.0033719 | -0.0043111 | -0.005539 | -3.2358 | -5.0045 | -9.482 | -15.4298 | 3653.0325 | 3788.167 | 4060.9986 | 4523.139
10 | 22 | 23 | 1973.7354 | 2013.7728 | 2090.7278 | 2228.3816 | 1211.1161 | 1242.5129 | 1313.197 | 1444.6994 | -38.4756 | -68.9176 | -123.1657 | -187.4875 | 321.4167 | 430.4969 | 624.1677 | 902.1984 | 15.4261 | 27.0824 | 53.4501 | 90.7627 | -0.0029378 | -0.0033719 | -0.0043111 | -0.005539 | 4.5253 | 6.5183 | 11.0231 | 16.3223 | 3487.741 | 3651.4624 | 3969.3957 | 4494.8713
10 | 22 | 24 | 1852.0352 | 1890.2928 | 1962.4654 | 2094.7535 | 1121.7366 | 1150.8164 | 1216.2841 | 1338.0816 | -32.8374 | -57.9562 | -102.8751 | -156.6249 | 314.5313 | 421.847 | 618.8482 | 912.0184 | 11.8105 | 20.8477 | 41.2065 | 70.0346 | -0.0029378 | -0.0033719 | -0.0043111 | -0.005539 | 9.0642 | 13.9737 | 24.3855 | 37.0694 | 3276.3374 | 3439.8179 | 3760.3102 | 4295.3272
10 | 23 | 1 | 1760.1018 | 1796.8922 | 1865.2542 | 1992.2657 | 1080.4455 | 1108.4549 | 1171.5127 | 1288.8269 | -30.1101 | -52.3103 | -91.8905 | -137.6683 | 225.9513 | 303.5794 | 453.7669 | 676.3277 | 9.0065 | 16.526 | 33.4629 | 57.2583 | -0.0029378 | -0.0033719 | -0.0043111 | -0.005539 | 5.5297 | 9.1072 | 15.6869 | 23.8701 | 3050.9219 | 3182.2461 | 3447.7887 | 3900.8749
10 | 23 | 2 | 1684.1674 | 1719.4099 | 1784.2619 | 1907.3432 | 1065.5439 | 1093.167 | 1155.355 | 1271.0512 | -28.2962 | -48.0475 | -82.508 | -125.454 | 141.0702 | 193.6264 | 299.7349 | 455.6894 | 7.086 | 12.9367 | 26.166 | 45.6975 | -0.0029378 | -0.0033719 | -0.0043111 | -0.005539 | 3.8059 | 5.9875 | 10.5184 | 15.7166 | 2873.3743 | 2977.0767 | 3193.524 | 3570.0385
10 | 23 | 3 | 1621.3993 | 1655.3683 | 1716.9303 | 1834.8852 | 1087.5321 | 1115.7252 | 1179.1965 | 1297.2802 | -27.2756 | -46.2206 | -80.9059 | -118.7118 | 84.4827 | 122.1572 | 200.578 | 320.2818 | 5.8686 | 10.7028 | 22.6489 | 38.9237 | -0.0029378 | -0.0033719 | -0.0043111 | -0.005539 | 2.8857 | 4.6146 | 8.3278 | 12.4265 | 2774.8898 | 2862.3441 | 3046.7713 | 3385.0801
10 | 23 | 4 | 1569.1708 | 1601.7647 | 1660.0479 | 1771.143 | 1184.4579 | 1215.1637 | 1284.2919 | 1412.8997 | -28.2962 | -47.8822 | -81.1874 | -123.0262 | 50.9946 | 79.2479 | 141.3948 | 238.939 | 5.8686 | 11.3987 | 22.6489 | 40.2409 | -0.0029378 | -0.0033719 | -0.0043111 | -0.005539 | 2.3536 | 3.6586 | 6.2997 | 9.4177 | 2784.5464 | 2863.3479 | 3033.4915 | 3349.6085
10 | 23 | 5 | 1541.7923 | 1572.3053 | 1627.2949 | 1729.0201 | 1390.6177 | 1426.668 | 1507.8282 | 1658.8208 | -31.2071 | -54.4155 | -96.5435 | -147.1466 | 43.996 | 71.2065 | 129.5512 | 235.5422 | 10.9989 | 19.4558 | 37.5026 | 63.9305 | -0.0029378 | -0.0033719 | -0.0043111 | -0.005539 | 0.92569 | 1.6858 | 2.7696 | 4.5432 | 2957.1204 | 3036.9026 | 3208.3988 | 3544.7046
10 | 23 | 6 | 1549.668 | 1578.7117 | 1630.8225 | 1721.2155 | 1699.2699 | 1743.3216 | 1842.4957 | 2027.0015 | -36.3734 | -68.0912 | -126.4982 | -194.538 | 70.6944 | 108.0811 | 189.3256 | 326.8466 | 19.8614 | 33.9048 | 64.849 | 107.3736 | -0.0029378 | -0.0033719 | -0.0043111 | -0.005539 | -0.39634 | -0.62556 | -1.2542 | -1.7557 | 3302.7211 | 3395.2991 | 3599.736 | 3986.138
10 | 23 | 7 | 1469.4882 | 1494.8849 | 1540.4137 | 1614.1931 | 2010.4802 | 2062.5997 | 2179.9369 | 2398.2337 | -43.7184 | -87.4649 | -166.951 | -258.5746 | 120.2832 | 182.3665 | 299.8697 | 517.9425 | 31.6583 | 53.7912 | 100.3992 | 168.1766 | -51.4706 | -58.9031 | -75.5096 | -99.0678 | -0.91483 | -1.5815 | -2.6127 | -4.0029 | 3535.806 | 3645.6928 | 3875.5462 | 4336.9007
10 | 23 | 8 | 1458.8471 | 1482.1783 | 1524.2107 | 1586.3399 | 2275.7168 | 2334.7123 | 2467.5295 | 2714.6256 | -51.719 | -101.1926 | -190.7272 | -296.9124 | 173.2006 | 258.287 | 424.0136 | 726.7859 | 33.9846 | 58.1128 | 108.0806 | 179.7374 | -515.893 | -591.9056 | -758.1412 | -980.9335 | 5.584 | 8.9691 | 16.8437 | 27.5319 | 3379.7211 | 3449.1614 | 3591.8097 | 3957.1748
10 | 23 | 9 | 1464.5879 | 1486.6214 | 1526.5436 | 1580.0646 | 2505.6932 | 2570.6506 | 2716.8897 | 2988.9566 | -57.1431 | -107.3955 | -197.1872 | -303.963 | 194.187 | 288.9771 | 474.0398 | 810.8754 | 27.7455 | 47.9679 | 90.0455 | 151.02 | -996.6049 | -1144.0678 | -1464.5915 | -1888.0434 | 15.2155 | 24.9942 | 47.2908 | 77.4455 | 3153.681 | 3167.7479 | 3193.0308 | 3416.3557
10 | 23 | 10 | 1555.7061 | 1578.7346 | 1621.7278 | 1675.8025 | 2656.5548 | 2725.4231 | 2880.467 | 3168.9143 | -61.2582 | -107.5086 | -193.983 | -297.1044 | 184.6861 | 277.5831 | 458.0908 | 791.9348 | 17.941 | 31.5328 | 61.4564 | 104.1712 | -1365.1431 | -1565.8177 | -2000.3005 | -2571.8913 | 16.4317 | 26.948 | 50.3892 | 81.9595 | 3004.9184 | 2966.8953 | 2877.8475 | 2953.7866
10 | 23 | 11 | 1603.5973 | 1627.0593 | 1671.4667 | 1724.9806 | 2746.8912 | 2818.1014 | 2978.4175 | 3276.6735 | -64.9755 | -110.3359 | -195.4319 | -294.9849 | 166.691 | 251.5661 | 422.679 | 735.1143 | 11.5716 | 21.2782 | 43.0233 | 74.1365 | -1691.6222 | -1941.0944 | -2481.5509 | -3190.546 | 11.5562 | 18.3716 | 33.582 | 53.9695 | 2783.7096 | 2684.9463 | 2472.1856 | 2379.3436
10 | 23 | 12 | 1671.0641 | 1695.1082 | 1741.782 | 1796.7024 | 2815.6961 | 2888.69 | 3053.0218 | 3358.7486 | -67.8864 | -114.7118 | -198.7644 | -301.6106 | 160.0912 | 240.7086 | 403.216 | 701.1222 | 9.4123 | 17.7905 | 36.5847 | 65.8422 | -1736.332 | -1993.2843 | -2549.9183 | -3279.3465 | 3.5019 | 5.7018 | 10.582 | 17.4417 | 2855.547 | 2740.003 | 2496.5037 | 2358.9
10 | 23 | 13 | 1747.7551 | 1773.152 | 1824.1831 | 1881.6185 | 2858.3891 | 2932.4898 | 3099.3133 | 3409.6757 | -70.5832 | -116.6519 | -203.4173 | -306.2335 | 151.5969 | 231.321 | 387.267 | 664.3738 | 7.086 | 14.2013 | 31.1154 | 55.1544 | -1686.3472 | -1936.1067 | -2477.0768 | -3185.5328 | 0.94469 | 1.4867 | 2.8955 | 4.6086 | 3008.8415 | 2899.8923 | 2664.2802 | 2523.6647
10 | 23 | 14 | 1762.7549 | 1788.2078 | 1839.7999 | 1897.904 | 2863.1759 | 2937.4006 | 3104.5035 | 3415.3856 | -72.2593 | -120.1404 | -208.0704 | -315.7118 | 141.3079 | 212.974 | 356.4501 | 608.7042 | 7.3249 | 14.6129 | 31.638 | 56.0275 | -1496.0226 | -1716.8436 | -2195.6062 | -2824.1123 | -0.13845 | 0.32226 | 0.30714 | 1.1696 | 3206.1431 | 3116.5337 | 2929.022 | 2839.3668
10 | 23 | 15 | 1797.785 | 1824.5827 | 1878.6125 | 1942.8143 | 2798.6116 | 2871.1626 | 3034.4973 | 3338.369 | -72.7314 | -119.253 | -207.8654 | -313.4004 | 127.3106 | 192.3163 | 321.883 | 539.578 | 6.9191 | 14.1823 | 30.9909 | 54.8495 | -1101.7015 | -1265.3785 | -1620.4758 | -2087.0315 | -1.3166 | -2.0852 | -3.9062 | -5.8185 | 3554.8768 | 3515.5272 | 3433.7363 | 3469.3604
10 | 23 | 16 | 1865.7895 | 1895.8774 | 1954.3863 | 2032.5263 | 2616.5481 | 2684.3793 | 2837.0882 | 3121.1916 | -71.6343 | -118.3657 | -206.3399 | -313.0921 | 58.7526 | 85.7779 | 135.584 | 216.2411 | 8.2084 | 16.5436 | 35.2905 | 62.0675 | -692.5307 | -796.0153 | -1020.6278 | -1315.1096 | -3.4041 | -5.2401 | -8.9976 | -14.121 | 3781.7294 | 3762.957 | 3726.3837 | 3789.704
10 | 23 | 17 | 2008.0949 | 2042.7256 | 2111.3861 | 2211.2201 | 2341.584 | 2402.287 | 2538.9483 | 2793.1963 | -68.2819 | -115.5383 | -204.6095 | -312.7838 | 64.5547 | 93.5562 | 143.9975 | 227.335 | 11.824 | 22.7784 | 46.4267 | 80.7447 | -217.6388 | -250.326 | -320.6038 | -410.4003 | -7.8317 | -12.1511 | -21.532 | -34.1469 | 4132.3052 | 4183.3318 | 4294.0133 | 4555.1651
10 | 23 | 18 | 2127.1695 | 2165.6865 | 2242.7714 | 2358.4349 | 2135.32 | 2190.6759 | 2315.299 | 2547.1509 | -63.6948 | -111.7714 | -198.1495 | -303.4219 | 79.25 | 112.192 | 168.6136 | 254.6131 | 17.5121 | 31.5314 | 62.71 | 107.2719 | -0.0029378 | -0.0033719 | -0.0043111 | -0.005539 | -9.922 | -16.1049 | -30.5796 | -50.1183 | 4285.6318 | 4372.2061 | 4560.6606 | 4913.9251
10 | 23 | 19 | 2194.0197 | 2234.7873 | 2317.0112 | 2445.0351 | 1942.0092 | 1992.3537 | 2105.6948 | 2316.5571 | -57.6916 | -104.4638 | -188.767 | -289.2045 | 85.0522 | 118.624 | 177.2807 | 261.8187 | 21.7955 | 38.7654 | 75.663 | 128.9747 | -0.0029378 | -0.0033719 | -0.0043111 | -0.005539 | -12.3842 | -20.2063 | -37.3406 | -60.4187 | 4172.7978 | 4259.857 | 4449.5376 | 4802.7568
10 | 23 | 20 | 2294.513 | 2338.443 | 2428.0019 | 2569.9139 | 1746.4297 | 1791.704 | 1893.6305 | 2083.2569 | -53.2881 | -97.3215 | -176.5384 | -267.9365 | 94.553 | 133.2469 | 198.416 | 289.6676 | 21.5566 | 38.5 | 75.0673 | 127.8608 | -0.0029378 | -0.0033719 | -0.0043111 | -0.005539 | -13.052 | -21.475 | -39.9154 | -63.8689 | 4090.7093 | 4183.0941 | 4378.6574 | 4738.8882
10 | 23 | 21 | 2264.9619 | 2309.176 | 2398.3688 | 2545.7984 | 1540.0886 | 1580.0138 | 1669.8976 | 1837.1196 | -49.3566 | -90.066 | -165.3489 | -251.4077 | 194.7143 | 275.8654 | 421.9181 | 621.4918 | 21.1508 | 37.6579 | 73.2397 | 126.1148 | -0.0029378 | -0.0033719 | -0.0043111 | -0.005539 | -5.432 | -8.6713 | -16.082 | -26.0491 | 3966.124 | 4103.9724 | 4381.989 | 4853.0622
10 | 23 | 22 | 2184.7971 | 2228.3094 | 2314.8631 | 2462.5666 | 1352.0034 | 1387.0527 | 1465.9593 | 1612.7592 | -44.8766 | -81.7058 | -146.9419 | -225.4006 | 214.115 | 295.4504 | 444.1011 | 649.9021 | 18.8245 | 33.7478 | 65.756 | 111.3892 | -0.0029378 | -0.0033719 | -0.0043111 | -0.005539 | -2.9644 | -5.0045 | -9.482 | -15.4298 | 3721.8961 | 3857.8465 | 4134.2513 | 4595.781
10 | 23 | 23 | 2051.0976 | 2092.9034 | 2174.3704 | 2317.5129 | 1201.7187 | 1232.8719 | 1303.0075 | 1433.4895 | -38.4756 | -69.8571 | -126.0883 | -192.2266 | 321.4167 | 430.4969 | 624.1677 | 902.1984 | 16.5566 | 29.3164 | 56.9673 | 96.5619 | -0.0029378 | -0.0033719 | -0.0043111 | -0.005539 | 4.3298 | 6.5183 | 11.0231 | 16.3223 | 3556.6408 | 3722.2465 | 4043.4434 | 4573.8528
10 | 23 | 24 | 1919.5586 | 1959.1711 | 2034.6711 | 2171.9466 | 1118.6929 | 1147.6938 | 1212.9838 | 1334.4509 | -32.8374 | -58.7305 | -105.7211 | -159.0526 | 314.5313 | 421.847 | 618.8482 | 912.0184 | 12.3832 | 22.3857 | 42.5116 | 74.6183 | -0.0029378 | -0.0033719 | -0.0043111 | -0.005539 | 8.9339 | 13.9737 | 24.3855 | 37.0694 | 3341.2596 | 3506.3374 | 3827.6747 | 4371.0454
10 | 24 | 1 | 1834.8359 | 1872.9153 | 1944.6424 | 2077.26 | 1080.5694 | 1108.582 | 1171.6471 | 1288.9747 | -30.1101 | -52.3103 | -91.8905 | -139.6714 | 225.9513 | 303.5794 | 453.7669 | 676.3277 | 9.4123 | 17.2219 | 34.2454 | 58.5755 | -0.0029378 | -0.0033719 | -0.0043111 | -0.005539 | 5.5297 | 9.1072 | 15.6869 | 23.8701 | 3126.1856 | 3259.0921 | 3528.0938 | 3985.3311
10 | 24 | 2 | 1745.3338 | 1781.762 | 1849.3259 | 1976.5531 | 1068.8195 | 1096.5275 | 1158.9067 | 1274.9586 | -28.7682 | -47.8822 | -84.0334 | -127.3407 | 141.0702 | 193.6264 | 299.7349 | 455.6894 | 6.8472 | 12.3789 | 26.166 | 44.8245 | -0.0029378 | -0.0033719 | -0.0043111 | -0.005539 | 3.8059 | 5.9875 | 10.5184 | 15.7166 | 2937.1054 | 3042.3968 | 3260.6142 | 3640.396
10 | 24 | 3 | 1672.82 | 1707.9615 | 1771.7914 | 1893.2702 | 1090.4716 | 1118.7409 | 1182.3838 | 1300.7866 | -28.2962 | -47.8822 | -80.9059 | -123.0262 | 84.4827 | 122.1572 | 200.578 | 320.2818 | 6.0356 | 11.3987 | 23.4314 | 41.1139 | -0.0029378 | -0.0033719 | -0.0043111 | -0.005539 | 2.8857 | 4.6146 | 8.3278 | 12.4265 | 2828.3964 | 2916.9873 | 3105.6022 | 3444.8474
10 | 24 | 4 | 1618.025 | 1651.5489 | 1712.1485 | 1826.5454 | 1188.4107 | 1219.219 | 1288.5779 | 1417.6149 | -28.2962 | -48.7696 | -84.0334 | -127.7653 | 50.9946 | 79.2479 | 141.3948 | 238.939 | 6.8472 | 12.9367 | 26.0415 | 44.7229 | -0.0029378 | -0.0033719 | -0.0043111 | -0.005539 | 2.3536 | 3.6586 | 6.2997 | 9.4177 | 2838.3319 | 2917.8381 | 3090.4246 | 3409.469
10 | 24 | 5 | 1584.9969 | 1616.3429 | 1673.3936 | 1777.8028 | 1391.6416 | 1427.7184 | 1508.9385 | 1660.0422 | -31.6791 | -57.0167 | -102.7986 | -156.2002 | 43.996 | 71.2065 | 129.5512 | 235.5422 | 13.7309 | 23.8872 | 46.5513 | 78.9987 | -0.0029378 | -0.0033719 | -0.0043111 | -0.005539 | 0.92569 | 1.6858 | 2.7696 | 4.5432 | 3003.609 | 3083.8208 | 3258.4013 | 3600.7233
10 | 24 | 6 | 1580.2812 | 1610.0596 | 1663.5911 | 1755.9596 | 1702.6256 | 1746.7643 | 1846.1343 | 2031.0044 | -37.3939 | -70.6923 | -134.0738 | -208.3308 | 70.6944 | 108.0811 | 189.3256 | 326.8466 | 23.6073 | 40.6067 | 75.8498 | 126.9237 | -0.0029378 | -0.0033719 | -0.0043111 | -0.005539 | -0.39634 | -0.62556 | -1.2542 | -1.7557 | 3339.4153 | 3434.1904 | 3639.5684 | 4030.6424
10 | 24 | 7 | 1509.5585 | 1535.7927 | 1583.1691 | 1659.1643 | 2014.2531 | 2066.4705 | 2184.0278 | 2402.7344 | -44.7389 | -88.2392 | -170.0785 | -263.3137 | 120.2832 | 182.3665 | 299.8697 | 517.9425 | 33.173 | 56.721 | 104.4389 | 174.9504 | -60.5885 | -69.0537 | -87.7151 | -113.6479 | -0.91483 | -1.5815 | -2.6127 | -4.0029 | 3571.0255 | 3682.4763 | 3911.0993 | 4373.827
10 | 24 | 8 | 1510.4136 | 1534.767 | 1579.3073 | 1645.1403 | 2271.6295 | 2330.5191 | 2463.0976 | 2709.75 | -51.5048 | -99.2005 | -188.8436 | -291.7486 | 173.2006 | 258.287 | 424.0136 | 726.7859 | 31.8252 | 54.4871 | 101.8289 | 170.5701 | -512.0113 | -587.6642 | -752.3898 | -971.045 | 5.584 | 8.9691 | 16.8437 | 27.5319 | 3429.1368 | 3500.1645 | 3643.8578 | 4016.9847
10 | 24 | 9 | 1526.1115 | 1549.3931 | 1592.4562 | 1650.4418 | 2500.6393 | 2565.4657 | 2711.4099 | 2982.928 | -57.1431 | -105.5686 | -193.7781 | -299.2237 | 194.187 | 288.9771 | 474.0398 | 810.8754 | 25.5495 | 44.3232 | 84.0537 | 141.8526 | -1012.9188 | -1162.1468 | -1486.0652 | -1913.212 | 15.2155 | 24.9942 | 47.2908 | 77.4455 | 3191.641 | 3205.438 | 3229.4071 | 3451.1078
10 | 24 | 10 | 1577.8248 | 1601.3527 | 1645.919 | 1702.5036 | 2635.926 | 2704.2596 | 2858.0995 | 3144.3069 | -61.1817 | -106.7864 | -192.7391 | -292.4816 | 184.6861 | 277.5831 | 458.0908 | 791.9348 | 17.5352 | 30.7272 | 60.1513 | 101.7777 | -1393.2048 | -1598.9009 | -2045.0535 | -2631.4189 | 16.4317 | 26.948 | 50.3892 | 81.9595 | 2978.0173 | 2935.1831 | 2834.8572 | 2898.582
10 | 24 | 11 | 1642.3412 | 1666.5483 | 1713.3056 | 1770.8586 | 2726.4102 | 2797.0894 | 2956.2103 | 3252.2424 | -63.5441 | -108.6133 | -192.7391 | -290.4785 | 166.691 | 251.5661 | 422.679 | 735.1143 | 12.6221 | 23.1913 | 46.5404 | 79.9357 | -1670.9584 | -1917.7128 | -2452.2168 | -3153.3911 | 11.5562 | 18.3716 | 33.582 | 53.9695 | 2825.1181 | 2730.4407 | 2527.3613 | 2448.2509
10 | 24 | 12 | 1629.9387 | 1653.5004 | 1699.0083 | 1752.771 | 2786.7862 | 2859.0306 | 3021.6752 | 3324.2629 | -65.7994 | -109.6659 | -191.4186 | -288.4754 | 160.0912 | 240.7086 | 403.216 | 701.1222 | 8.8395 | 16.526 | 34.7571 | 61.7027 | -1753.5174 | -2012.2651 | -2573.3047 | -3309.9561 | 3.5019 | 5.7018 | 10.582 | 17.4417 | 2769.8407 | 2653.5364 | 2404.5152 | 2258.8691
10 | 24 | 13 | 1756.0711 | 1782.2129 | 1833.9048 | 1895.611 | 2804.6484 | 2877.3559 | 3041.0429 | 3345.5701 | -67.4755 | -110.7186 | -191.6235 | -286.4724 | 151.5969 | 231.321 | 387.267 | 664.3738 | 5.7017 | 11.683 | 26.5532 | 46.7363 | -1666.6264 | -1911.7876 | -2442.4911 | -3139.7044 | 0.94469 | 1.4867 | 2.8955 | 4.6086 | 2984.8609 | 2881.5534 | 2657.5488 | 2530.7232
10 | 24 | 14 | 1756.9532 | 1782.8522 | 1834.7242 | 1896.4236 | 2803.9387 | 2876.6278 | 3040.2734 | 3344.7236 | -69.1518 | -113.4328 | -194.751 | -293.5229 | 141.3079 | 212.974 | 356.4501 | 608.7042 | 5.1439 | 10.7028 | 25.1236 | 44.3428 | -1528.0677 | -1753.7779 | -2242.9453 | -2884.1421 | -0.13845 | 0.32226 | 0.30714 | 1.1696 | 3109.9858 | 3016.2684 | 2819.1821 | 2717.6987
10 | 24 | 15 | 1793.317 | 1820.5546 | 1874.6823 | 1941.4532 | 2738.6523 | 2809.649 | 2969.4843 | 3266.8457 | -69.1518 | -113.4328 | -197.8786 | -295.9507 | 127.3106 | 192.3163 | 321.883 | 539.578 | 5.5497 | 11.8103 | 26.4287 | 48.7231 | -1174.2111 | -1348.2091 | -1725.7908 | -2220.8822 | -1.3166 | -2.0852 | -3.9062 | -5.8185 | 3420.1501 | 3370.6029 | 3264.9027 | 3273.9486
10 | 24 | 16 | 1820.5498 | 1849.8493 | 1907.4939 | 1984.7113 | 2559.1227 | 2625.4652 | 2774.8226 | 3052.6908 | -68.4961 | -114.3724 | -199.4806 | -300.6898 | 58.7526 | 85.7779 | 135.584 | 216.2411 | 9.3173 | 17.6335 | 37.5026 | 65.9814 | -682.3325 | -783.6232 | -1003.6015 | -1292.9786 | -3.4041 | -5.2401 | -8.9976 | -14.121 | 3693.5096 | 3675.4902 | 3643.3233 | 3711.8353
10 | 24 | 17 | 1955.9741 | 1989.7296 | 2057.1136 | 2154.2077 | 2296.2045 | 2355.7312 | 2489.744 | 2739.0647 | -65.7994 | -112.4324 | -199.2757 | -300.3815 | 64.5547 | 93.5562 | 143.9975 | 227.335 | 13.3387 | 24.6007 | 50.5909 | 86.8488 | -215.0256 | -247.1039 | -316.4106 | -406.3083 | -7.8317 | -12.1511 | -21.532 | -34.1469 | 4041.4154 | 4091.9302 | 4204.2278 | 4466.6194
10 | 24 | 18 | 2090.0361 | 2127.7774 | 2203.9144 | 2317.3419 | 2113.2907 | 2168.0755 | 2291.413 | 2520.873 | -61.2122 | -108.5002 | -197.4687 | -302.0762 | 79.25 | 112.192 | 168.6136 | 254.6131 | 20.8169 | 36.6776 | 71.1007 | 121.2262 | -0.0029378 | -0.0033719 | -0.0043111 | -0.005539 | -9.922 | -16.1049 | -30.5796 | -50.1183 | 4232.2565 | 4320.114 | 4506.9891 | 4861.8542
10 | 24 | 19 | 2204.665 | 2245.4409 | 2329.2942 | 2458.1142 | 1926.094 | 1976.0259 | 2088.4381 | 2297.5724 | -55.4669 | -102.8543 | -189.1251 | -291.7486 | 85.0522 | 118.624 | 177.2807 | 261.8187 | 25.4694 | 44.7348 | 85.3587 | 145.1191 | -0.0029378 | -0.0033719 | -0.0043111 | -0.005539 | -12.3842 | -20.2063 | -37.3406 | -60.4187 | 4173.4266 | 4261.7617 | 4453.9017 | 4810.4515
10 | 24 | 20 | 2213.6685 | 2256.0485 | 2341.8151 | 2478.8007 | 1743.4889 | 1788.687 | 1890.4418 | 2079.7489 | -52.1911 | -97.2083 | -179.461 | -272.7921 | 94.553 | 133.2469 | 198.416 | 289.6676 | 25.2306 | 44.3232 | 85.4833 | 145.2207 | -0.0029378 | -0.0033719 | -0.0043111 | -0.005539 | -13.052 | -21.475 | -39.9154 | -63.8689 | 4011.6951 | 4103.6189 | 4296.7753 | 4656.7714
10 | 24 | 21 | 2237.6266 | 2281.4195 | 2369.041 | 2514.8218 | 1540.0249 | 1579.9484 | 1669.8285 | 1837.0436 | -48.2596 | -89.0134 | -162.298 | -244.3572 | 194.7143 | 275.8654 | 421.9181 | 621.4918 | 21.1508 | 37.3736 | 73.2397 | 124.7976 | -0.0029378 | -0.0033719 | -0.0043111 | -0.005539 | -5.432 | -8.6713 | -16.082 | -26.0491 | 3939.8221 | 4076.9188 | 4355.643 | 4827.7429
10 | 24 | 22 | 2155.0957 | 2198.0028 | 2282.9829 | 2428.2997 | 1355.4535 | 1390.5922 | 1469.7002 | 1616.8747 | -43.7795 | -79.1568 | -142.0074 | -215.9223 | 214.115 | 295.4504 | 444.1011 | 649.9021 | 16.9624 | 30.1585 | 60.2867 | 102.2219 | -0.0029378 | -0.0033719 | -0.0043111 | -0.005539 | -2.9644 | -5.0045 | -9.482 | -15.4298 | 3694.8798 | 3830.0393 | 4105.5773 | 4565.9407
10 | 24 | 23 | 2019.1114 | 2060.2701 | 2139.9369 | 2280.8553 | 1208.0072 | 1239.3235 | 1309.8261 | 1440.9909 | -37.9271 | -68.0302 | -122.9608 | -189.4906 | 321.4167 | 430.4969 | 624.1677 | 902.1984 | 15.593 | 27.513 | 54.2326 | 92.0799 | -0.0029378 | -0.0033719 | -0.0043111 | -0.005539 | 4.3298 | 6.5183 | 11.0231 | 16.3223 | 3530.5282 | 3696.0883 | 4016.2213 | 4542.9506
10 | 24 | 24 | 1905.0782 | 1944.7228 | 2019.1126 | 2155.8537 | 1116.3411 | 1145.281 | 1210.4338 | 1331.6455 | -32.8374 | -58.7305 | -105.7211 | -160.6311 | 314.5313 | 421.847 | 618.8482 | 912.0184 | 12.789 | 22.7973 | 44.7237 | 76.0371 | -0.0029378 | -0.0033719 | -0.0043111 | -0.005539 | 8.9339 | 13.9737 | 24.3855 | 37.0694 | 3324.8332 | 3489.8879 | 3811.7783 | 4351.9875
10 | 25 | 1 | 1819.5475 | 1857.4721 | 1928.1861 | 2060.3005 | 1078.6417 | 1106.6043 | 1169.5568 | 1286.6751 | -30.1101 | -51.536 | -88.763 | -132.9292 | 225.9513 | 303.5794 | 453.7669 | 676.3277 | 7.4918 | 13.6327 | 27.5956 | 49.4082 | -0.0029378 | -0.0033719 | -0.0043111 | -0.005539 | 5.5297 | 9.1072 | 15.6869 | 23.8701 | 3107.049 | 3238.8563 | 3506.0249 | 3963.6469
10 | 25 | 2 | 1737.0127 | 1773.3075 | 1840.523 | 1967.6764 | 1064.312 | 1091.9032 | 1154.0194 | 1269.5818 | -28.5104 | -48.0475 | -84.0334 | -123.4509 | 141.0702 | 193.6264 | 299.7349 | 455.6894 | 6.4414 | 12.0946 | 25.259 | 43.5074 | -0.0029378 | -0.0033719 | -0.0043111 | -0.005539 | 3.8059 | 5.9875 | 10.5184 | 15.7166 | 2924.1289 | 3028.8684 | 3246.0169 | 3628.7152
10 | 25 | 3 | 1664.7024 | 1699.5362 | 1763.0949 | 1884.3542 | 1085.9344 | 1114.0861 | 1177.4642 | 1295.3744 | -28.2962 | -47.8822 | -82.508 | -123.0262 | 84.4827 | 122.1572 | 200.578 | 320.2818 | 6.4414 | 12.0946 | 24.7364 | 42.5327 | -0.0029378 | -0.0033719 | -0.0043111 | -0.005539 | 2.8857 | 4.6146 | 8.3278 | 12.4265 | 2816.1474 | 2904.6031 | 3091.6891 | 3431.9379
10 | 25 | 4 | 1612.5173 | 1645.9787 | 1706.3884 | 1820.6501 | 1182.309 | 1212.959 | 1281.9619 | 1410.3363 | -29.0589 | -49.7091 | -85.6355 | -128.19 | 50.9946 | 79.2479 | 141.3948 | 238.939 | 7.6221 | 14.3286 | 27.9936 | 49.2049 | -0.0029378 | -0.0033719 | -0.0043111 | -0.005539 | 2.3536 | 3.6586 | 6.2997 | 9.4177 | 2826.7347 | 2906.4603 | 3078.3986 | 3400.3525
10 | 25 | 5 | 1581.5104 | 1612.8254 | 1669.7761 | 1774.4469 | 1388.3709 | 1424.3629 | 1505.3921 | 1656.1407 | -31.6791 | -57.0167 | -102.7986 | -156.6249 | 43.996 | 71.2065 | 129.5512 | 235.5422 | 14.1367 | 24.5831 | 46.5513 | 78.9987 | -0.0029378 | -0.0033719 | -0.0043111 | -0.005539 | 0.92569 | 1.6858 | 2.7696 | 4.5432 | 2997.2577 | 3077.6437 | 3251.2374 | 3593.0412
10 | 25 | 6 | 1574.2991 | 1604.0041 | 1657.3287 | 1749.5493 | 1697.1451 | 1741.1417 | 1840.1918 | 2024.4669 | -36.8454 | -70.8576 | -134.3553 | -208.7554 | 70.6944 | 108.0811 | 189.3256 | 326.8466 | 24.1801 | 41.7142 | 77.9373 | 130.5327 | -0.0029378 | -0.0033719 | -0.0043111 | -0.005539 | -0.39634 | -0.62556 | -1.2542 | -1.7557 | 3329.074 | 3423.4546 | 3629.1695 | 4020.8788
10 | 25 | 7 | 1506.6199 | 1532.763 | 1580.1095 | 1656.3156 | 2005.5688 | 2057.561 | 2174.6116 | 2392.3752 | -43.7184 | -88.2392 | -168.553 | -265.7415 | 120.2832 | 182.3665 | 299.8697 | 517.9425 | 33.8176 | 57.8285 | 106.651 | 178.6611 | -49.7533 | -56.4986 | -71.1045 | -90.8003 | -0.91483 | -1.5815 | -2.6127 | -4.0029 | 3571.903 | 3684.1998 | 3918.9716 | 4384.7496
10 | 25 | 8 | 1499.4615 | 1523.8728 | 1568.2329 | 1633.4369 | 2262.9581 | 2321.6229 | 2453.6954 | 2699.4062 | -50.3007 | -99.0874 | -187.3181 | -291.865 | 173.2006 | 258.287 | 424.0136 | 726.7859 | 33.4118 | 57.1326 | 106.1285 | 176.4709 | -460.9228 | -528.3341 | -674.3009 | -865.8817 | 5.584 | 8.9691 | 16.8437 | 27.5319 | 3463.3926 | 3542.463 | 3707.2951 | 4105.8852
10 | 25 | 9 | 1512.1657 | 1535.2194 | 1577.9039 | 1635.9014 | 2481.5848 | 2545.9172 | 2690.7494 | 2960.1985 | -55.9389 | -103.6286 | -190.7272 | -294.1763 | 194.187 | 288.9771 | 474.0398 | 810.8754 | 25.7884 | 44.3232 | 84.0537 | 140.9796 | -1098.2913 | -1259.8369 | -1610.2934 | -2071.8573 | 15.2155 | 24.9942 | 47.2908 | 77.4455 | 3074.7112 | 3075.9656 | 3073.0169 | 3259.3669
10 | 25 | 10 | 1544.2011 | 1566.9444 | 1610.1487 | 1666.3528 | 2610.7454 | 2678.4262 | 2830.7965 | 3114.2699 | -59.9775 | -104.8465 | -186.2791 | -285.4311 | 184.6861 | 277.5831 | 458.0908 | 791.9348 | 15.745 | 27.7973 | 54.6198 | 92.8136 | -1442.347 | -1655.4917 | -2117.7825 | -2725.5061 | 16.4317 | 26.948 | 50.3892 | 81.9595 | 2869.4848 | 2817.3608 | 2699.9833 | 2736.3934
10 | 25 | 11 | 1632.195 | 1656.3599 | 1702.8921 | 1762.0479 | 2690.9983 | 2760.7595 | 2917.8136 | 3210.0008 | -62.9955 | -106.0643 | -184.9586 | -279.1135 | 166.691 | 251.5661 | 422.679 | 735.1143 | 8.8395 | 16.526 | 34.2346 | 59.5125 | -1679.615 | -1928.1697 | -2467.0886 | -3174.703 | 11.5562 | 18.3716 | 33.582 | 53.9695 | 2767.6694 | 2669.349 | 2459.1539 | 2366.8285
10 | 25 | 12 | 1695.478 | 1720.568 | 1769.1046 | 1830.7572 | 2750.455 | 2821.7576 | 2982.2818 | 3280.9247 | -65.2509 | -106.9517 | -185.4451 | -277.1104 | 160.0912 | 240.7086 | 403.216 | 701.1222 | 5.1439 | 10.7028 | 23.8186 | 43.4698 | -1775.2873 | -2038.0939 | -2607.7104 | -3354.8341 | 3.5019 | 5.7018 | 10.582 | 17.4417 | 2774.1318 | 2654.3932 | 2395.8474 | 2241.7711
10 | 25 | 13 | 1822.3469 | 1849.9593 | 1903.817 | 1972.9347 | 2768.1776 | 2839.9396 | 3001.4981 | 3302.0654 | -67.4755 | -109.8312 | -190.0981 | -284.161 | 151.5969 | 231.321 | 387.267 | 664.3738 | 3.9264 | 8.4688 | 20.5614 | 37.5689 | -1776.0011 | -2038.3065 | -2606.6216 | -3351.5097 | 0.94469 | 1.4867 | 2.8955 | 4.6086 | 2903.5158 | 2783.0378 | 2519.3193 | 2345.8807
10 | 25 | 14 | 1865.7207 | 1894.2128 | 1950.1728 | 2021.9254 | 2757.9307 | 2829.4272 | 2990.3876 | 3289.8423 | -69.0752 | -113.485 | -196.3531 | -293.6392 | 141.3079 | 212.974 | 356.4501 | 608.7042 | 4.5711 | 9.9879 | 23.1715 | 41.9493 | -1479.2427 | -1696.4959 | -2166.7234 | -2784.7002 | -0.13845 | 0.32226 | 0.30714 | 1.1696 | 3221.074 | 3136.9432 | 2957.4126 | 2885.2514
10 | 25 | 15 | 1919.1833 | 1949.4453 | 2009.5635 | 2087.445 | 2680.3063 | 2749.7903 | 2906.2204 | 3197.2466 | -70.31 | -115.3119 | -199.7622 | -301.1145 | 127.3106 | 192.3163 | 321.883 | 539.578 | 6.2663 | 12.6335 | 27.9936 | 51.2558 | -1236.155 | -1418.9807 | -1814.8172 | -2332.6553 | -1.3166 | -2.0852 | -3.9062 | -5.8185 | 3425.2848 | 3367.8075 | 3247.1751 | 3235.9371
10 | 25 | 16 | 2047.4876 | 2082.0187 | 2151.8143 | 2244.7622 | 2501.9916 | 2566.853 | 2712.8762 | 2984.5411 | -68.5267 | -116.0861 | -202.6847 | -307.9731 | 58.7526 | 85.7779 | 135.584 | 216.2411 | 10.4397 | 19.2798 | 41.1551 | 72.0215 | -706.8098 | -811.6952 | -1039.3072 | -1337.8494 | -3.4041 | -5.2401 | -8.9976 | -14.121 | 3839.9308 | 3820.9079 | 3790.44 | 3857.6225
10 | 25 | 17 | 2146.3549 | 2184.4727 | 2261.5791 | 2371.9608 | 2259.3196 | 2317.89 | 2449.7501 | 2695.0658 | -66.302 | -114.3114 | -202.4798 | -307.6648 | 64.5547 | 93.5562 | 143.9975 | 227.335 | 14.2942 | 25.5512 | 52.2913 | 90.597 | -211.0586 | -242.597 | -310.7653 | -399.4003 | -7.8317 | -12.1511 | -21.532 | -34.1469 | 4199.331 | 4252.4105 | 4372.841 | 4643.7467
10 | 25 | 18 | 2298.8858 | 2341.3241 | 2427.493 | 2556.1056 | 2074.4377 | 2128.2152 | 2249.2852 | 2474.5265 | -62.3705 | -109.4398 | -197.5453 | -300.1895 | 79.25 | 112.192 | 168.6136 | 254.6131 | 19.2073 | 34.3042 | 67.4563 | 114.9341 | -0.0029378 | -0.0033719 | -0.0043111 | -0.005539 | -9.922 | -16.1049 | -30.5796 | -50.1183 | 4399.4853 | 4490.4875 | 4684.7189 | 5049.8659
10 | 25 | 19 | 2297.7357 | 2340.8265 | 2428.4723 | 2563.5665 | 1903.8978 | 1953.2543 | 2064.3711 | 2271.0953 | -56.046 | -100.3053 | -183.1516 | -280.3836 | 85.0522 | 118.624 | 177.2807 | 261.8187 | 21.0558 | 37.5008 | 73.3128 | 123.9622 | -0.0029378 | -0.0033719 | -0.0043111 | -0.005539 | -12.3842 | -20.2063 | -37.3406 | -60.4187 | 4239.3083 | 4329.6908 | 4522.9403 | 4879.6347
10 | 25 | 20 | 2309.0122 | 2353.4652 | 2443.5282 | 2587.2096 | 1726.0005 | 1770.7452 | 1871.4794 | 2058.8876 | -51.6425 | -95.5467 | -173.4875 | -263.7384 | 94.553 | 133.2469 | 198.416 | 289.6676 | 22.7374 | 40.3034 | 78.0619 | 132.8886 | -0.0029378 | -0.0033719 | -0.0043111 | -0.005539 | -13.052 | -21.475 | -39.9154 | -63.8689 | 4087.6057 | 4180.7357 | 4378.0781 | 4741.0405
10 | 25 | 21 | 2275.19 | 2319.9167 | 2409.5147 | 2558.1937 | 1527.2323 | 1566.8241 | 1655.9576 | 1821.7837 | -48.2596 | -89.1787 | -163.9 | -251.5241 | 194.7143 | 275.8654 | 421.9181 | 621.4918 | 23.1432 | 40.9993 | 79.4915 | 134.3074 | -0.0029378 | -0.0033719 | -0.0043111 | -0.005539 | -5.432 | -8.6713 | -16.082 | -26.0491 | 3966.5853 | 4105.7524 | 4386.8955 | 4858.1979
10 | 25 | 22 | 2208.2921 | 2252.3222 | 2339.8869 | 2489.6184 | 1346.0869 | 1380.9828 | 1459.5442 | 1605.7016 | -43.7795 | -81.758 | -151.39 | -230.2561 | 214.115 | 295.4504 | 444.1011 | 649.9021 | 22.0927 | 38.6273 | 74.8047 | 126.4573 | -0.0029378 | -0.0033719 | -0.0043111 | -0.005539 | -2.9644 | -5.0045 | -9.482 | -15.4298 | 3743.8399 | 3880.6168 | 4157.4606 | 4625.988
10 | 25 | 23 | 2081.8172 | 2124.3085 | 2206.972 | 2353.1663 | 1197.8457 | 1228.8986 | 1298.8081 | 1428.8696 | -37.9271 | -70.0224 | -126.3698 | -194.6544 | 321.4167 | 430.4969 | 624.1677 | 902.1984 | 17.7741 | 30.8545 | 59.7642 | 102.5644 | -0.0029378 | -0.0033719 | -0.0043111 | -0.005539 | 4.3298 | 6.5183 | 11.0231 | 16.3223 | 3585.2535 | 3751.0511 | 4074.3609 | 4608.4611
10 | 25 | 24 | 1939.6932 | 1979.884 | 2055.9169 | 2195.446 | 1111.977 | 1140.8038 | 1205.7018 | 1326.4397 | -32.8374 | -58.7305 | -102.8751 | -156.3166 | 314.5313 | 421.847 | 598.8098 | 912.0184 | 11.5716 | 20.8477 | 41.2065 | 70.0346 | -0.0029378 | -0.0033719 | -0.0043111 | -0.005539 | 8.9339 | 13.9737 | 24.3855 | 37.0694 | 3353.8666 | 3518.6222 | 3823.1412 | 4384.686
10 | 26 | 1 | 1829.0943 | 1867.3187 | 1938.5158 | 2071.22 | 1078.1919 | 1106.1429 | 1169.0692 | 1286.1387 | -30.1101 | -52.3103 | -91.404 | -134.9322 | 225.9513 | 303.5794 | 439.8785 | 676.3277 | 8.1949 | 15.0245 | 30.9882 | 51.7 | -0.0029378 | -0.0033719 | -0.0043111 | -0.005539 | 5.5297 | 9.1072 | 23.8199 | 23.8701 | 3116.8491 | 3248.8591 | 3510.8632 | 3974.3188
10 | 26 | 2 | 1748.02 | 1784.7141 | 1852.1272 | 1980.1817 | 1064.4993 | 1092.0953 | 1154.2224 | 1269.8052 | -28.9824 | -48.0475 | -83.8285 | -123.4509 | 141.0702 | 193.6264 | 291.2025 | 455.6894 | 6.4414 | 12.0946 | 25.5189 | 42.5327 | -0.0029378 | -0.0033719 | -0.0043111 | -0.005539 | 3.8059 | 5.9875 | 18.8462 | 15.7166 | 2934.8514 | 3040.4671 | 3258.0845 | 3640.4692
10 | 26 | 3 | 1665.691 | 1700.7355 | 1764.1605 | 1885.6952 | 1086.1649 | 1114.3225 | 1177.7141 | 1295.6493 | -28.2962 | -47.8822 | -83.8285 | -123.0262 | 84.4827 | 122.1572 | 193.6338 | 320.2818 | 6.0356 | 11.3987 | 24.2139 | 41.1139 | -0.0029378 | -0.0033719 | -0.0043111 | -0.005539 | 2.8857 | 4.6146 | 13.7819 | 12.4265 | 2816.9607 | 2905.3429 | 3089.6714 | 3432.135
10 | 26 | 4 | 1617.1482 | 1650.5696 | 1711.0564 | 1825.7548 | 1185.2287 | 1215.9544 | 1285.1277 | 1413.8192 | -28.8447 | -48.9349 | -85.6355 | -128.19 | 50.9946 | 79.2479 | 136.0389 | 238.939 | 7.253 | 13.6327 | 27.4711 | 47.0147 | -0.0029378 | -0.0033719 | -0.0043111 | -0.005539 | 2.3536 | 3.6586 | 11.2923 | 9.4177 | 2834.1303 | 2914.1249 | 3085.3465 | 3406.7497
10 | 26 | 5 | 1582.9216 | 1614.2741 | 1670.7614 | 1776.1549 | 1385.9804 | 1421.9105 | 1502.8001 | 1653.2891 | -31.7557 | -57.9041 | -104.4006 | -156.6249 | 43.996 | 71.2065 | 127.963 | 235.5422 | 14.1367 | 24.5831 | 47.8563 | 78.9987 | -0.0029378 | -0.0033719 | -0.0043111 | -0.005539 | 0.92569 | 1.6858 | 6.4945 | 4.5432 | 2996.2018 | 3075.7525 | 3251.4704 | 3591.8976
10 | 26 | 6 | 1572.043 | 1601.545 | 1654.3685 | 1747.3589 | 1690.0373 | 1733.8497 | 1832.485 | 2015.9883 | -37.3939 | -71.745 | -135.6758 | -211.4915 | 70.6944 | 108.0811 | 184.7638 | 326.8466 | 25.1586 | 43.2157 | 80.6719 | 134.6722 | -0.0029378 | -0.0033719 | -0.0043111 | -0.005539 | -0.39634 | -0.62556 | 3.4394 | -1.7557 | 3320.1402 | 3414.3175 | 3620.0484 | 4011.6133
10 | 26 | 7 | 1505.6374 | 1531.9629 | 1577.1046 | 1655.9434 | 1992.8215 | 2044.4832 | 2160.7898 | 2377.1693 | -44.2669 | -89.9008 | -173.0011 | -270.4807 | 120.2832 | 182.3665 | 296.6932 | 517.9425 | 35.7598 | 60.7218 | 112.9651 | 187.8284 | -47.0743 | -53.5463 | -67.9541 | -88.5035 | -0.91483 | -1.5815 | -0.5845 | -4.0029 | 3562.2458 | 3674.5058 | 3906.013 | 4375.8965
10 | 26 | 8 | 1504.7281 | 1528.8726 | 1571.7198 | 1640.6994 | 2244.7121 | 2302.9039 | 2433.9114 | 2677.6411 | -50.9563 | -98.3131 | -188.6387 | -291.865 | 173.2006 | 258.287 | 416.2753 | 726.7859 | 32.8757 | 56.721 | 106.1285 | 177.4456 | -513.9831 | -589.1152 | -753.4675 | -973.8634 | 5.584 | 8.9691 | 10.08 | 27.5319 | 3396.1611 | 3468.3253 | 3596.0088 | 3984.3756
10 | 26 | 9 | 1582.1278 | 1606.4041 | 1651.6482 | 1717.3164 | 2453.7632 | 2517.3744 | 2660.5828 | 2927.0111 | -56.5946 | -103.0196 | -191.7662 | -292.1733 | 194.187 | 288.9771 | 469.8156 | 810.8754 | 24.8248 | 43.2157 | 82.1016 | 137.3706 | -1038.4366 | -1191.3485 | -1524.1635 | -1964.0578 | 15.2155 | 24.9942 | 36.4206 | 77.4455 | 3175.0871 | 3186.5974 | 3184.6392 | 3413.7879
10 | 26 | 10 | 1771.7104 | 1798.4758 | 1852.189 | 1925.6523 | 2581.7997 | 2648.7301 | 2799.4111 | 3079.7415 | -60.6331 | -105.8991 | -188.8436 | -287.7425 | 184.6861 | 277.5831 | 451.1466 | 791.9348 | 15.745 | 27.7973 | 56.1848 | 95.0038 | -1429.9737 | -1641.1987 | -2099.5555 | -2702.4473 | 16.4317 | 26.948 | 42.773 | 81.9595 | 3079.7661 | 3032.4365 | 2913.3054 | 2984.1022
10 | 26 | 11 | 1897.5236 | 1926.463 | 1984.9789 | 2063.1918 | 2658.9323 | 2727.8622 | 2883.0449 | 3171.7503 | -64.1232 | -108.7786 | -192.176 | -290.9032 | 166.691 | 251.5661 | 415.7348 | 735.1143 | 12.2163 | 21.9741 | 45.3708 | 77.6439 | -1668.8002 | -1915.1466 | -2449.3526 | -3150.9042 | 11.5562 | 18.3716 | 29.0277 | 53.9695 | 3013.996 | 2922.3119 | 2716.6284 | 2659.8623
10 | 26 | 12 | 1931.7001 | 1960.8915 | 2020.4989 | 2098.5353 | 2718.3036 | 2788.7727 | 2947.4204 | 3242.5723 | -67.0035 | -112.5455 | -193.983 | -296.3754 | 160.0912 | 240.7086 | 397.0659 | 701.1222 | 9.2454 | 17.2219 | 36.3221 | 62.5757 | -1767.0111 | -2028.4189 | -2595.0077 | -3338.2272 | 3.5019 | 5.7018 | 13.4341 | 17.4417 | 2988.8274 | 2872.3321 | 2625.7507 | 2487.6447
10 | 26 | 13 | 1994.1486 | 2023.9932 | 2086.7924 | 2167.5286 | 2760.06 | 2831.6116 | 2992.6963 | 3292.3822 | -69.9145 | -116.3123 | -197.3155 | -304.1588 | 151.5969 | 231.321 | 380.3229 | 664.3738 | 7.086 | 13.917 | 30.5929 | 54.2814 | -1648.3191 | -1892.3683 | -2422.0129 | -3117.9219 | 0.94469 | 1.4867 | 3.1607 | 4.6086 | 3195.6026 | 3093.6489 | 2874.2367 | 2761.094
10 | 26 | 14 | 2036.2892 | 2066.6774 | 2131.0481 | 2215.0069 | 2748.0692 | 2819.3099 | 2979.6948 | 3278.0787 | -72.7183 | -120.2445 | -199.1225 | -314.3701 | 141.3079 | 212.974 | 352.4795 | 608.7042 | 6.9191 | 13.4864 | 29.1633 | 53.9765 | -1461.2902 | -1676.1842 | -2141.6532 | -2753.3586 | -0.13845 | 0.32226 | -0.31796 | 1.1696 | 3398.4385 | 3316.3414 | 3151.292 | 3089.2073
10 | 26 | 15 | 1993.7042 | 2024.3659 | 2087.3764 | 2170.1715 | 2683.3698 | 2752.9333 | 2909.5421 | 3200.901 | -73.846 | -122.0714 | -197.597 | -321.4207 | 127.3106 | 192.3163 | 326.4448 | 539.578 | 7.006 | 14.1823 | 28.5162 | 56.1667 | -1163.9805 | -1336.0357 | -1708.7324 | -2196.6727 | -1.3166 | -2.0852 | -2.3272 | -5.8185 | 3572.2475 | 3523.6055 | 3443.2229 | 3442.9053
10 | 26 | 16 | 2048.8403 | 2083.3843 | 2151.4846 | 2244.0036 | 2510.1495 | 2575.2225 | 2721.7217 | 2994.2724 | -72.7183 | -121.184 | -192.6625 | -323.5401 | 58.7526 | 85.7779 | 158.7988 | 216.2411 | 9.8317 | 18.6313 | 33.9855 | 70.0569 | -648.7481 | -745.5321 | -955.1742 | -1228.0485 | -3.4041 | -5.2401 | -9.3873 | -14.121 | 3902.7036 | 3891.0597 | 3908.7666 | 3958.8644
10 | 26 | 17 | 2103.4907 | 2141.1381 | 2215.0126 | 2321.7059 | 2255.9737 | 2314.4574 | 2446.1222 | 2691.0746 | -69.3659 | -119.244 | -189.0486 | -325.2349 | 64.5547 | 93.5562 | 170.98 | 227.335 | 14.9619 | 27.1001 | 48.5034 | 96.4825 | -194.6812 | -223.9895 | -287.6249 | -370.7697 | -7.8317 | -12.1511 | -16.975 | -34.1469 | 4167.1021 | 4220.867 | 4386.9698 | 4606.4467
10 | 26 | 18 | 2077.6167 | 2115.919 | 2190.664 | 2302.9012 | 2077.5143 | 2131.3717 | 2252.6211 | 2478.1965 | -63.6512 | -112.5976 | -185.7161 | -315.0235 | 79.25 | 112.192 | 197.9785 | 254.6131 | 20.8169 | 36.943 | 67.5836 | 123.2131 | -0.0029378 | -0.0033719 | -0.0043111 | -0.005539 | -9.922 | -16.1049 | -32.601 | -50.1183 | 4181.6218 | 4267.7198 | 4490.5258 | 4793.7765
10 | 26 | 19 | 2196.778 | 2238.3273 | 2320.7613 | 2449.6636 | 1899.3722 | 1948.6114 | 2059.464 | 2265.6969 | -56.8853 | -103.1327 | -177.3725 | -288.1671 | 85.0522 | 118.624 | 207.4397 | 261.8187 | 22.0927 | 38.9116 | 73.0529 | 128.9747 | -0.0029378 | -0.0033719 | -0.0043111 | -0.005539 | -12.3842 | -20.2063 | -23.571 | -60.4187 | 4134.0227 | 4221.132 | 4459.7701 | 4757.5624
10 | 26 | 20 | 2244.0452 | 2287.3608 | 2373.471 | 2513.0814 | 1715.7916 | 1760.2717 | 1860.41 | 2046.7098 | -52.2676 | -94.7725 | -167.99 | -261.3107 | 94.553 | 133.2469 | 227.7809 | 289.6676 | 20.3392 | 36.6776 | 71.2253 | 122.4041 | -0.0029378 | -0.0033719 | -0.0043111 | -0.005539 | -13.052 | -21.475 | -27.7518 | -63.8689 | 4009.4066 | 4101.3061 | 4337.1412 | 4646.6778
10 | 26 | 21 | 2209.9951 | 2253.102 | 2338.6291 | 2483.7267 | 1520.7323 | 1560.1556 | 1648.9098 | 1814.0301 | -48.3361 | -85.8032 | -152.4289 | -233.3005 | 194.7143 | 275.8654 | 414.974 | 621.4918 | 16.2377 | 29.3164 | 58.4591 | 100.9047 | -0.0029378 | -0.0033719 | -0.0043111 | -0.005539 | -5.432 | -8.6713 | -23.3504 | -26.0491 | 3887.9084 | 4023.9616 | 4285.1882 | 4760.7981
10 | 26 | 22 | 2161.9934 | 2204.8773 | 2289.6453 | 2436.277 | 1347.6681 | 1382.605 | 1461.2586 | 1607.5877 | -43.8561 | -77.6083 | -136.7913 | -209.6048 | 214.115 | 295.4504 | 437.4106 | 649.9021 | 14.3756 | 26.1022 | 51.498 | 89.4455 | -0.0029378 | -0.0033719 | -0.0043111 | -0.005539 | -2.9644 | -5.0045 | -14.2473 | -15.4298 | 3691.3287 | 3826.4187 | 4088.7695 | 4558.1722
10 | 26 | 23 | 2069.77 | 2111.7863 | 2193.3231 | 2338.676 | 1201.3939 | 1232.5388 | 1302.6554 | 1433.1021 | -38.6898 | -67.2559 | -118.0263 | -178.4339 | 318.5157 | 426.0714 | 605.6335 | 874.9203 | 12.2163 | 22.1014 | 44.7237 | 76.9101 | -0.0029378 | -0.0033719 | -0.0043111 | -0.005539 | 4.3298 | 6.5183 | -5.2294 | 16.3223 | 3567.533 | 3731.7569 | 4023.0757 | 4561.4914
10 | 26 | 24 | 1971.1426 | 2011.8631 | 2089.6702 | 2231.9903 | 1097.6292 | 1126.0841 | 1190.1448 | 1309.3248 | -33.3859 | -57.9562 | -103.9141 | -154.3135 | 282.9376 | 375.5849 | 527.986 | 793.9274 | 10.4628 | 19.1715 | 38.6695 | 65.5526 | -0.0029378 | -0.0033719 | -0.0043111 | -0.005539 | 8.9339 | 13.9737 | 15.2945 | 37.0694 | 3337.7172 | 3488.7177 | 3757.8465 | 4283.5454
10 | 27 | 1 | 1861.0859 | 1899.6735 | 1972.4963 | 2108.3215 | 1062.1205 | 1089.6548 | 1151.6431 | 1266.9676 | -30.7657 | -54.5808 | -95.2996 | -145.5682 | 239.5498 | 319.9353 | 447.9544 | 670.2544 | 10.76 | 19.4558 | 37.8871 | 65.5526 | -0.0029378 | -0.0033719 | -0.0043111 | -0.005539 | 5.5297 | 9.1072 | 23.8199 | 23.8701 | 3148.2773 | 3283.2427 | 3538.497 | 3989.3925
10 | 27 | 2 | 1771.3355 | 1808.4626 | 1877.0143 | 2007.9172 | 1044.5327 | 1071.6111 | 1132.5729 | 1245.9877 | -29.166 | -49.9875 | -87.4425 | -130.9261 | 163.1628 | 220.7162 | 315.2273 | 476.8939 | 7.7891 | 14.6129 | 30.2057 | 50.3828 | -0.0029378 | -0.0033719 | -0.0043111 | -0.005539 | 3.8059 | 5.9875 | 18.8462 | 15.7166 | 2961.4571 | 3071.3995 | 3286.4196 | 3665.9667
10 | 27 | 3 | 1686.0918 | 1721.7156 | 1786.4117 | 1910.6375 | 1056.7963 | 1084.1927 | 1145.8702 | 1260.6166 | -28.5869 | -48.3258 | -84.3149 | -126.1869 | 106.1766 | 146.8279 | 217.6586 | 337.5983 | 7.253 | 13.6327 | 28.2536 | 48.091 | -0.0029378 | -0.0033719 | -0.0043111 | -0.005539 | 2.8857 | 4.6146 | 13.7819 | 12.4265 | 2830.6135 | 2922.6542 | 3107.6566 | 3443.1775
10 | 27 | 4 | 1638.7732 | 1673.2589 | 1735.5201 | 1854.8379 | 1104.3696 | 1132.9992 | 1197.4533 | 1317.3651 | -28.5869 | -48.3258 | -84.5965 | -128.4983 | 69.7874 | 98.023 | 153.576 | 245.6531 | 7.7891 | 13.917 | 28.7761 | 48.091 | -0.0029378 | -0.0033719 | -0.0043111 | -0.005539 | 2.3536 | 3.6586 | 11.2923 | 9.4177 | 2794.483 | 2873.5275 | 3042.017 | 3346.8609
10 | 27 | 5 | 1616.7765 | 1649.93 | 1709.6092 | 1824.1253 | 1208.0513 | 1239.3688 | 1309.874 | 1441.0436 | -29.7145 | -51.8144 | -92.377 | -138.4013 | 44.3948 | 63.9647 | 105.1888 | 183.2505 | 9.9484 | 17.6524 | 35.675 | 59.4485 | -0.0029378 | -0.0033719 | -0.0043111 | -0.005539 | 0.92569 | 1.6858 | 6.4945 | 4.5432 | 2850.3793 | 2920.784 | 3074.4601 | 3374.0042
10 | 27 | 6 | 1635.6908 | 1668.6466 | 1727.7315 | 1839.0149 | 1332.6184 | 1367.1652 | 1444.9404 | 1589.6355 | -32.5184 | -58.3477 | -106.6941 | -162.097 | 31.594 | 46.2625 | 81.958 | 145.37 | 13.4921 | 23.8872 | 46.5513 | 77.7831 | -0.0029378 | -0.0033719 | -0.0043111 | -0.005539 | -0.39634 | -0.62556 | 3.4394 | -1.7557 | 2980.4776 | 3046.9849 | 3197.9222 | 3487.9452
10 | 27 | 7 | 1638.6257 | 1671.0684 | 1728.1298 | 1837.6162 | 1438.0739 | 1475.3544 | 1559.2844 | 1715.4297 | -36.6641 | -68.7 | -125.4592 | -195.6957 | 31.594 | 50.6881 | 80.0322 | 142.0526 | 18.644 | 32.513 | 63.0214 | 105.2851 | -21.5013 | -24.6072 | -31.7507 | -42.4168 | -0.91483 | -1.5815 | -0.5845 | -4.0029 | 3067.8574 | 3134.7352 | 3272.6734 | 3558.2681
10 | 27 | 8 | 1738.2234 | 1771.6144 | 1831.9353 | 1942.8094 | 1576.9792 | 1617.8607 | 1709.8975 | 1881.1251 | -41.4959 | -78.165 | -147.6333 | -227.2913 | 44.7936 | 66.3838 | 102.2152 | 179.9331 | 22.9627 | 39.6265 | 75.8498 | 126.8861 | -290.3655 | -332.1294 | -421.9489 | -538.8798 | 5.584 | 8.9691 | 10.08 | 27.5319 | 3056.6814 | 3094.1602 | 3160.3955 | 3392.1146
10 | 27 | 9 | 1822.0541 | 1855.8187 | 1919.796 | 2029.295 | 1745.8809 | 1791.141 | 1893.0355 | 2082.6023 | -46.7693 | -87.4647 | -161.9504 | -251.8364 | 61.2932 | 86.629 | 136.833 | 232.8656 | 24.0131 | 42.1082 | 80.014 | 133.9649 | -620.5942 | -712.4477 | -910.233 | -1165.9143 | 15.2155 | 24.9942 | 36.4206 | 77.4455 | 3001.0934 | 3000.7787 | 2993.9157 | 3138.4227
10 | 27 | 10 | 1857.9691 | 1892.188 | 1957.1859 | 2065.237 | 1850.2156 | 1898.1805 | 2006.1642 | 2207.0596 | -50.8385 | -93.1106 | -170.0125 | -264.4754 | 74.4928 | 108.7568 | 169.2714 | 289.6863 | 21.8538 | 38.7843 | 74.6693 | 127.191 | -1115.6041 | -1281.8861 | -1641.265 | -2107.1839 | 16.4317 | 26.948 | 42.773 | 81.9595 | 2654.5205 | 2589.8609 | 2438.7863 | 2399.4741
10 | 27 | 11 | 1888.2756 | 1922.4002 | 1988.1555 | 2097.1889 | 1904.954 | 1954.3378 | 2065.5162 | 2272.3551 | -54.2214 | -96.3207 | -174.6654 | -267.6361 | 89.5869 | 132.891 | 207.4033 | 346.507 | 18.1799 | 32.2287 | 64.191 | 108.9581 | -1415.3807 | -1624.7681 | -2076.8319 | -2665.9308 | 11.5562 | 18.3716 | 29.0277 | 53.9695 | 2442.9504 | 2339.1406 | 2102.7964 | 1945.4116
10 | 27 | 12 | 1878.7829 | 1912.9604 | 1977.9187 | 2084.698 | 1927.7507 | 1977.7256 | 2090.2345 | 2299.5486 | -56.5532 | -97.208 | -173.3449 | -265.6331 | 102.7866 | 151.1297 | 233.354 | 385.5197 | 13.4337 | 24.5831 | 50.5801 | 85.5957 | -1454.99 | -1672.2333 | -2142.6098 | -2756.0761 | 3.5019 | 5.7018 | 13.4341 | 17.4417 | 2414.7126 | 2302.6593 | 2049.5667 | 1851.0945
10 | 27 | 13 | 1881.0464 | 1915.1108 | 1980.2988 | 2086.6148 | 1924.2802 | 1974.1651 | 2086.4714 | 2295.4088 | -58.2294 | -99.0349 | -172.0244 | -263.63 | 107.1832 | 154.4824 | 243.9469 | 399.9308 | 10.2958 | 19.4558 | 41.4692 | 71.743 | -1458.4274 | -1676.3607 | -2149.0234 | -2766.3499 | 0.94469 | 1.4867 | 3.1607 | 4.6086 | 2407.0935 | 2289.3052 | 2034.2993 | 1828.3261
10 | 27 | 14 | 1817.8717 | 1850.8368 | 1912.8843 | 2015.4526 | 1904.0401 | 1953.4003 | 2064.5253 | 2271.265 | -60.3776 | -101.7492 | -170.7039 | -270.2559 | 106.1056 | 151.6764 | 238.3374 | 383.6767 | 8.9481 | 17.6335 | 36.0622 | 66.0831 | -1266.2292 | -1455.5335 | -1865.4701 | -2399.2305 | -0.13845 | 0.32226 | -0.31796 | 1.1696 | 2510.2203 | 2416.5866 | 2215.3173 | 2068.1605
10 | 27 | 15 | 1799.8348 | 1832.8308 | 1895.1355 | 1997.6955 | 1864.7761 | 1913.1184 | 2021.9519 | 2224.4283 | -61.3982 | -103.4108 | -169.3834 | -274.995 | 96.9134 | 142.1651 | 223.9767 | 345.2348 | 9.962 | 19.1526 | 37.2426 | 70.4635 | -1021.996 | -1175.3939 | -1506.3444 | -1933.8808 | -1.3166 | -2.0852 | -2.3272 | -5.8185 | 2686.7754 | 2626.3769 | 2500.2518 | 2423.1277
10 | 27 | 16 | 1759.423 | 1792.5594 | 1855.1743 | 1957.4535 | 1796.8958 | 1843.4784 | 1948.3502 | 2143.4562 | -61.8702 | -106.012 | -170.7039 | -288.4793 | 44.1762 | 61.7932 | 109.2449 | 142.6047 | 13.8164 | 25.4239 | 46.2913 | 90.3561 | -556.2297 | -640.7689 | -822.7021 | -1054.9494 | -3.4041 | -5.2401 | -9.3873 | -14.121 | 2992.8075 | 2971.2339 | 2956.2675 | 2976.3209
10 | 27 | 17 | 1661.6572 | 1693.514 | 1753.5646 | 1853.0826 | 1713.3115 | 1757.7273 | 1857.7209 | 2043.7513 | -60.666 | -106.6732 | -168.8969 | -295.3379 | 47.4761 | 65.6823 | 115.7326 | 147.0544 | 18.2436 | 32.7662 | 57.2299 | 111.2235 | -151.9069 | -175.1154 | -224.6863 | -286.5238 | -7.8317 | -12.1511 | -16.975 | -34.1469 | 3220.2838 | 3255.7501 | 3373.6899 | 3539.1032
10 | 27 | 18 | 1817.2538 | 1852.278 | 1919.2382 | 2030.7263 | 1708.1245 | 1752.4058 | 1852.0966 | 2037.5639 | -57.0995 | -105.4553 | -172.8584 | -299.3441 | 46.0706 | 65.6823 | 115.7326 | 147.0544 | 25.8522 | 45.5756 | 79.107 | 147.7911 | -0.0029378 | -0.0033719 | -0.0043111 | -0.005539 | -9.922 | -16.1049 | -32.601 | -50.1183 | 3530.2767 | 3594.3782 | 3760.7106 | 4013.6678
10 | 27 | 19 | 1997.6693 | 2036.4909 | 2112.2139 | 2239.2038 | 1651.8902 | 1694.7137 | 1791.1226 | 1970.4839 | -52.4818 | -97.9825 | -167.6424 | -279.5382 | 51.8728 | 71.5779 | 125.1939 | 156.5246 | 26.353 | 46.2539 | 83.2712 | 151.2608 | -0.0029378 | -0.0033719 | -0.0043111 | -0.005539 | -12.3842 | -20.2063 | -23.571 | -60.4187 | 3662.9165 | 3730.8443 | 3920.5839 | 4177.5107
10 | 27 | 20 | 1997.2643 | 2036.5924 | 2112.8987 | 2243.5655 | 1541.9503 | 1581.9237 | 1671.9161 | 1839.3403 | -49.2059 | -91.5623 | -159.8619 | -260.157 | 72.769 | 99.6013 | 167.8876 | 206.6311 | 23.7159 | 41.8415 | 78.709 | 137.3706 | -0.0029378 | -0.0033719 | -0.0043111 | -0.005539 | -13.052 | -21.475 | -27.7518 | -63.8689 | 3573.4387 | 3646.9182 | 3843.7934 | 4102.876
10 | 27 | 21 | 1994.4059 | 2034.02 | 2110.2605 | 2244.7063 | 1411.3444 | 1447.932 | 1530.302 | 1683.545 | -45.7159 | -83.3673 | -145.8263 | -226.983 | 134.7081 | 188.9636 | 282.9569 | 417.1073 | 18.4187 | 32.6579 | 62.3634 | 110.072 | -0.0029378 | -0.0033719 | -0.0043111 | -0.005539 | -5.432 | -8.6713 | -23.3504 | -26.0491 | 3507.7264 | 3611.5316 | 3816.7017 | 4202.393
10 | 27 | 22 | 1956.1083 | 1995.6526 | 2071.3203 | 2206.3793 | 1277.3188 | 1310.432 | 1384.9798 | 1523.6704 | -42.1493 | -76.834 | -133.0348 | -208.0264 | 147.5089 | 204.1229 | 302.42 | 453.8554 | 15.8319 | 28.3362 | 54.0972 | 96.7652 | -0.0029378 | -0.0033719 | -0.0043111 | -0.005539 | -2.9644 | -5.0045 | -14.2473 | -15.4298 | 3351.6514 | 3456.7017 | 3665.531 | 4057.2085
10 | 27 | 23 | 1871.9501 | 1910.3972 | 1983.1535 | 2116.0695 | 1165.45 | 1195.6631 | 1263.682 | 1390.2259 | -37.7458 | -68.3086 | -120.3197 | -185.9091 | 168.7138 | 230.1398 | 340.5519 | 515.1259 | 15.4261 | 27.0824 | 52.1451 | 92.0799 | -0.0029378 | -0.0033719 | -0.0043111 | -0.005539 | 4.3298 | 6.5183 | -5.2294 | 16.3223 | 3188.1212 | 3301.489 | 3513.979 | 3943.9088
10 | 27 | 24 | 1779.4461 | 1816.4716 | 1885.7066 | 2015.9163 | 1067.7574 | 1095.4378 | 1157.7551 | 1273.6916 | -33.1281 | -59.1741 | -106.0027 | -161.7887 | 282.9376 | 365.1348 | 527.986 | 793.9274 | 13.1582 | 23.0816 | 46.0287 | 78.2273 | -0.0029378 | -0.0033719 | -0.0043111 | -0.005539 | 8.9339 | 13.9737 | 15.2945 | 37.0694 | 3119.1021 | 3254.9221 | 3526.7639 | 4037.0378
10 | 28 | 1 | 1666.4042 | 1700.9446 | 1764.674 | 1887.3835 | 1065.0995 | 1092.7111 | 1154.8732 | 1270.5212 | -29.638 | -53.5282 | -93.6975 | -140.8291 | 239.5498 | 310.0217 | 450.928 | 670.2544 | 10.3542 | 18.7599 | 37.7625 | 63.0575 | -0.0029378 | -0.0033719 | -0.0043111 | -0.005539 | 5.5297 | 13.5566 | 23.8199 | 23.8701 | 2957.2964 | 3082.4624 | 3338.3559 | 3774.252
10 | 28 | 2 | 1601.3604 | 1634.8543 | 1695.9064 | 1815.1665 | 1038.0733 | 1064.9842 | 1125.569 | 1238.2825 | -28.1455 | -49.8744 | -87.724 | -131.3508 | 163.1628 | 310.0217 | 450.928 | 476.8939 | 9.2454 | 16.6532 | 33.7228 | 56.3853 | -0.0029378 | -0.0033719 | -0.0043111 | -0.005539 | 3.8059 | 11.1234 | 18.8462 | 15.7166 | 2787.4994 | 2987.7591 | 3237.2441 | 3471.0885
10 | 28 | 3 | 1554.2681 | 1587.0488 | 1645.996 | 1762.5947 | 1027.777 | 1054.4211 | 1114.405 | 1226.0004 | -28.0384 | -48.2127 | -84.5965 | -126.1869 | 106.1766 | 214.9547 | 315.2273 | 337.5983 | 8.1949 | 14.7402 | 29.6831 | 49.4082 | -0.0029378 | -0.0033719 | -0.0043111 | -0.005539 | 2.8857 | 7.9861 | 13.7819 | 12.4265 | 2671.261 | 2830.9347 | 3034.4925 | 3261.8357
10 | 28 | 4 | 1541.4269 | 1574.0993 | 1632.5476 | 1748.1212 | 1037.3906 | 1064.2838 | 1124.8288 | 1237.4681 | -27.5663 | -48.2127 | -84.5965 | -124.1839 | 69.7874 | 142.1393 | 217.6586 | 245.6531 | 7.086 | 15.9573 | 32.2932 | 45.6975 | -0.0029378 | -0.0033719 | -0.0043111 | -0.005539 | 2.3536 | 6.6131 | 11.2923 | 9.4177 | 2630.4753 | 2754.8768 | 2934.0198 | 3162.1682
10 | 28 | 5 | 1548.3989 | 1580.9344 | 1639.2312 | 1754.2575 | 1077.0679 | 1104.9897 | 1167.8504 | 1284.7978 | -28.5869 | -49.1001 | -87.724 | -133.6622 | 44.3948 | 96.4137 | 153.576 | 183.2505 | 9.0065 | 18.4756 | 36.4575 | 53.9918 | -0.0029378 | -0.0033719 | -0.0043111 | -0.005539 | 0.92569 | 3.9714 | 6.4945 | 4.5432 | 2651.2039 | 2755.6813 | 2915.8812 | 3147.1731
10 | 28 | 6 | 1574.287 | 1606.5328 | 1665.4008 | 1778.9418 | 1155.5059 | 1185.4611 | 1252.8997 | 1378.3639 | -30.3702 | -52.9191 | -97.1066 | -155.3548 | 31.594 | 62.8919 | 105.1888 | 145.37 | 13.4921 | 22.7973 | 44.7237 | 76.9101 | -0.0029378 | -0.0033719 | -0.0043111 | -0.005539 | -0.39634 | 1.8076 | 3.4394 | -1.7557 | 2744.1094 | 2826.5682 | 2974.5414 | 3222.4697
10 | 28 | 7 | 1573.088 | 1603.4684 | 1661.5447 | 1774.301 | 1232.627 | 1264.5815 | 1336.521 | 1470.359 | -33.3882 | -60.2267 | -109.8982 | -190.9565 | 31.594 | 45.7261 | 81.958 | 142.0526 | 21.3761 | 28.2089 | 54.2326 | 116.5409 | -53.0213 | -60.4434 | -76.9535 | -100.3179 | -0.91483 | -0.41704 | -0.5845 | -4.0029 | 2771.3607 | 2820.8977 | 2946.8201 | 3207.9761
10 | 28 | 8 | 1727.4885 | 1760.0966 | 1824.4493 | 1946.8512 | 1287.6654 | 1321.0468 | 1396.1985 | 1536.0125 | -37.5339 | -67.8648 | -125.8173 | -224.5552 | 44.7936 | 48.1452 | 80.0322 | 179.9331 | 27.3397 | 37.1082 | 70.7027 | 148.7281 | -550.8496 | -631.2998 | -805.9081 | -1037.033 | 5.584 | 5.213 | 10.08 | 27.5319 | 2504.4876 | 2472.4453 | 2449.7372 | 2577.4686
10 | 28 | 9 | 1862.3136 | 1897.808 | 1967.8512 | 2095.0396 | 1388.5345 | 1424.5308 | 1505.5695 | 1656.3358 | -41.4959 | -78.0519 | -149.5169 | -246.6725 | 61.2932 | 65.311 | 102.2152 | 232.8656 | 29.9048 | 48.0952 | 90.4923 | 162.5807 | -1145.6415 | -1313.8634 | -1678.5283 | -2158.4114 | 15.2155 | 19.4196 | 36.4206 | 77.4455 | 2170.1241 | 2063.2493 | 1874.5034 | 1819.1834
10 | 28 | 10 | 1863.6 | 1897.7985 | 1966.9169 | 2089.7175 | 1530.5624 | 1570.2406 | 1659.5685 | 1825.7561 | -44.9554 | -85.3595 | -162.3085 | -249.8333 | 74.4928 | 85.0197 | 136.833 | 289.6863 | 25.3975 | 51.9688 | 98.5717 | 142.0559 | -1533.0003 | -1759.2853 | -2250.0081 | -2895.3667 | 16.4317 | 22.7654 | 42.773 | 81.9595 | 1932.5287 | 1783.1482 | 1492.3464 | 1283.9754
10 | 28 | 11 | 1840.8208 | 1874.1335 | 1940.8048 | 2058.2816 | 1641.14 | 1683.6848 | 1779.4662 | 1957.6603 | -48.3384 | -88.239 | -165.3594 | -247.4055 | 89.5869 | 106.611 | 169.2714 | 346.507 | 19.2887 | 44.3232 | 84.9607 | 113.3385 | -1791.3569 | -2056.1349 | -2630.11 | -3383.7632 | 11.5562 | 16.1103 | 29.0277 | 53.9695 | 1762.6973 | 1580.489 | 1208.0613 | 898.588
10 | 28 | 12 | 1792.2464 | 1823.9619 | 1887.515 | 1999.186 | 1712.4752 | 1756.8693 | 1856.8141 | 2042.7537 | -51.2493 | -89.2395 | -161.1164 | -248.1385 | 102.7866 | 128.7388 | 207.4033 | 385.5197 | 14.5425 | 32.2287 | 63.6685 | 92.3695 | -1886.9684 | -2166.2539 | -2771.6358 | -3566.0056 | 3.5019 | 7.5163 | 13.4341 | 17.4417 | 1687.3349 | 1493.8217 | 1096.0827 | 723.1266
10 | 28 | 13 | 1718.766 | 1748.7214 | 1808.1188 | 1912.9623 | 1757.5597 | 1803.1226 | 1905.6986 | 2096.5336 | -53.6117 | -89.3525 | -159.7958 | -255.6137 | 107.1832 | 145.9046 | 233.354 | 399.9308 | 13.2668 | 23.7775 | 49.1505 | 86.8112 | -1833 | -2104.4959 | -2692.8787 | -3464.4347 | 0.94469 | 1.4597 | 3.1607 | 4.6086 | 1711.1087 | 1529.1374 | 1146.8081 | 780.798
10 | 28 | 14 | 1647.1398 | 1675.2633 | 1730.6175 | 1830.6295 | 1766.4197 | 1812.2122 | 1915.3054 | 2107.1023 | -56.3085 | -91.0142 | -161.6028 | -263.0889 | 106.1056 | 149.7938 | 243.9469 | 383.6767 | 13.0998 | 22.2395 | 46.2913 | 86.5063 | -1614.7704 | -1854.0907 | -2372.58 | -3051.8304 | -0.13845 | -0.33038 | -0.31796 | 1.1696 | 1861.5477 | 1714.0735 | 1401.6604 | 1094.165
10 | 28 | 15 | 1599.4124 | 1626.0457 | 1679.5064 | 1776.5184 | 1772.0174 | 1817.9551 | 1921.3749 | 2113.7796 | -56.8876 | -90.2399 | -160.0008 | -263.5136 | 96.9134 | 150.0671 | 238.3374 | 345.2348 | 11.824 | 21.5436 | 44.3392 | 82.1635 | -1306.1049 | -1499.2814 | -1917.4565 | -2464.4182 | -1.3166 | -1.373 | -2.3272 | -5.8185 | 2115.8582 | 2024.7172 | 1803.7735 | 1583.946
10 | 28 | 16 | 1567.8421 | 1593.294 | 1646.3165 | 1743.3384 | 1744.1637 | 1789.3793 | 1891.1735 | 2080.5539 | -57.5738 | -89.2395 | -159.7958 | -270.2559 | 44.1762 | 142.1651 | 223.9767 | 142.6047 | 13.5192 | 24.885 | 50.5909 | 90.8003 | -763.5678 | -877.5839 | -1124.4293 | -1446.4786 | -3.4041 | -5.4662 | -9.3873 | -14.121 | 2545.1555 | 2577.4339 | 2518.4453 | 2326.4419
10 | 28 | 17 | 1643.0803 | 1673.7006 | 1732.678 | 1835.3302 | 1638.8942 | 1681.3808 | 1777.0312 | 1954.9815 | -56.2625 | -90.0137 | -163.7574 | -274.3784 | 47.4761 | 71.7069 | 109.2449 | 147.0544 | 17.2651 | 31.5504 | 63.0214 | 108.1603 | -213.1273 | -245.0802 | -314.1032 | -403.5719 | -7.8317 | -9.8371 | -16.975 | -34.1469 | 3069.4942 | 3113.4077 | 3187.1398 | 3333.4292
10 | 28 | 18 | 1917.4142 | 1954.4917 | 2027.7314 | 2151.4409 | 1580.7779 | 1621.7579 | 1714.0164 | 1885.6565 | -53.3516 | -94.3287 | -172.935 | -277.9598 | 46.0706 | 75.596 | 115.7326 | 147.0544 | 23.1567 | 41.1456 | 79.4915 | 135.6622 | -0.0029378 | -0.0033719 | -0.0043111 | -0.005539 | -9.922 | -17.8652 | -32.601 | -50.1183 | 3504.143 | 3580.794 | 3731.4316 | 3991.7304
10 | 28 | 19 | 2059.7175 | 2099.9448 | 2180.4197 | 2313.1768 | 1582.6727 | 1623.7018 | 1716.071 | 1887.9168 | -50.9892 | -94.0503 | -174.2556 | -272.796 | 51.8728 | 75.596 | 115.7326 | 156.5246 | 25.7802 | 44.3232 | 86.3903 | 147.7535 | -0.0029378 | -0.0033719 | -0.0043111 | -0.005539 | -12.3842 | -12.4422 | -23.571 | -60.4187 | 3656.6669 | 3737.0699 | 3900.7828 | 4172.1512
10 | 28 | 20 | 1993.1084 | 2033.8181 | 2111.5124 | 2238.3241 | 1546.5143 | 1586.606 | 1676.8648 | 1844.7846 | -48.841 | -92.2234 | -170.6415 | -258.5785 | 72.769 | 82.5645 | 125.1939 | 206.6311 | 24.8967 | 46.9688 | 90.4923 | 144.4494 | -0.0029378 | -0.0033719 | -0.0043111 | -0.005539 | -13.052 | -15.0406 | -27.7518 | -63.8689 | 3575.3926 | 3642.6898 | 3805.6657 | 4111.736
10 | 28 | 21 | 1955.1192 | 1998.1765 | 2074.3015 | 2198.2269 | 1445.9688 | 1483.4539 | 1567.8447 | 1724.8472 | -45.93 | -88.4044 | -162.7845 | -237.3106 | 134.7081 | 113.6672 | 167.8876 | 417.1073 | 21.5566 | 45.1464 | 87.1728 | 126.318 | -0.0029378 | -0.0033719 | -0.0043111 | -0.005539 | -5.432 | -12.8688 | -23.3504 | -26.0491 | 3505.9877 | 3539.1675 | 3711.0674 | 4203.1342
10 | 28 | 22 | 1875.5733 | 1915.0679 | 1987.1421 | 2111.7061 | 1336.4563 | 1371.1025 | 1449.1018 | 1594.2135 | -42.3635 | -80.9316 | -148.7489 | -208.4511 | 147.5089 | 187.3543 | 282.9569 | 453.8554 | 16.2377 | 38.9116 | 76.2343 | 99.057 | -0.0029378 | -0.0033719 | -0.0043111 | -0.005539 | -2.9644 | -7.959 | -14.2473 | -15.4298 | 3330.4454 | 3423.5423 | 3632.4346 | 4034.9456
10 | 28 | 23 | 1760.7899 | 1797.1034 | 1864.089 | 1986.1791 | 1229.2201 | 1261.0863 | 1332.8269 | 1466.295 | -36.7252 | -70.1355 | -128.3817 | -176.8555 | 171.6149 | 200.0945 | 302.42 | 537.9543 | 12.6221 | 31.5504 | 62.4988 | 78.3289 | -0.0029378 | -0.0033719 | -0.0043111 | -0.005539 | 4.3298 | -2.5889 | -5.2294 | 16.3223 | 3141.8486 | 3217.1068 | 3428.2193 | 3908.2185
10 | 28 | 24 | 1668.5378 | 1703.5824 | 1766.9806 | 1885.9936 | 1132.1376 | 1161.4871 | 1227.5618 | 1350.4887 | -32.1075 | -60.0615 | -107.8096 | -150.7321 | 314.5313 | 232.4196 | 352.7332 | 912.0184 | 10.2239 | 23.4932 | 46.5513 | 63.2608 | -0.0029378 | -0.0033719 | -0.0043111 | -0.005539 | 8.9339 | 9.1601 | 15.2945 | 37.0694 | 3102.254 | 3070.0775 | 3301.3074 | 4098.0933
10 | 29 | 1 | 1573.8665 | 1605.7975 | 1664.4946 | 1778.9127 | 1114.0903 | 1142.9719 | 1207.9933 | 1328.9607 | -28.9824 | -51.7013 | -89.0445 | -132.5045 | 225.9513 | 408.854 | 598.8098 | 676.3277 | 8.1949 | 16.2416 | 32.9403 | 51.7 | -0.0029378 | -0.0033719 | -0.0043111 | -0.005539 | 5.5297 | 13.5566 | 23.8199 | 23.8701 | 2898.6473 | 3135.7171 | 3439.0092 | 3727.2612
10 | 29 | 2 | 1543.3635 | 1574.5693 | 1632.1372 | 1746.4297 | 1077.845 | 1105.787 | 1168.693 | 1285.7248 | -27.2756 | -46.3858 | -79.662 | -123.0262 | 141.0702 | 294.7386 | 439.8785 | 455.6894 | 7.086 | 11.8103 | 24.7364 | 45.6975 | -0.0029378 | -0.0033719 | -0.0043111 | -0.005539 | 3.8059 | 11.1234 | 18.8462 | 15.7166 | 2745.8921 | 2951.6393 | 3204.625 | 3426.2263
10 | 29 | 3 | 1532.6175 | 1564.0032 | 1621.3906 | 1735.5969 | 1063.0685 | 1090.6274 | 1152.671 | 1268.0985 | -27.2756 | -46.3858 | -79.662 | -118.2871 | 84.4827 | 188.4013 | 291.2025 | 320.2818 | 6.4414 | 12.9367 | 26.166 | 42.4311 | -0.0029378 | -0.0033719 | -0.0043111 | -0.005539 | 2.8857 | 7.9861 | 13.7819 | 12.4265 | 2662.2172 | 2817.5657 | 3025.5457 | 3260.5421
10 | 29 | 4 | 1575.9367 | 1608.335 | 1667.8223 | 1784.7104 | 1085.2273 | 1113.3606 | 1176.6975 | 1294.5309 | -27.8242 | -46.5511 | -82.7895 | -127.7653 | 50.9946 | 118.005 | 193.6338 | 238.939 | 8.1949 | 15.5457 | 31.6353 | 49.4082 | -0.0029378 | -0.0033719 | -0.0043111 | -0.005539 | 2.3536 | 6.6131 | 11.2923 | 9.4177 | 2694.88 | 2815.3051 | 2998.2874 | 3249.2352
10 | 29 | 5 | 1661.1192 | 1695.1235 | 1758.0512 | 1876.7174 | 1180.7012 | 1211.3096 | 1280.2186 | 1408.4185 | -30.7351 | -51.8665 | -95.2996 | -156.6249 | 43.996 | 75.6321 | 136.0389 | 235.5422 | 14.9483 | 23.6029 | 46.0287 | 83.4807 | -0.0029378 | -0.0033719 | -0.0043111 | -0.005539 | 0.92569 | 3.9714 | 6.4945 | 4.5432 | 2870.9524 | 2957.7695 | 3131.528 | 3452.0715
10 | 29 | 6 | 1777.4016 | 1813.6256 | 1880.1683 | 1997.7028 | 1385.9082 | 1421.8364 | 1502.7218 | 1653.203 | -36.3734 | -65.429 | -123.2423 | -208.7554 | 70.6944 | 68.6637 | 127.963 | 326.8466 | 25.1586 | 41.8415 | 78.3218 | 133.7992 | -0.0029378 | -0.0033719 | -0.0043111 | -0.005539 | -0.39634 | 1.8076 | 3.4394 | -1.7557 | 3222.3901 | 3282.3423 | 3469.3676 | 3901.0349
10 | 29 | 7 | 1725.0118 | 1756.7537 | 1817.8779 | 1922.029 | 1696.0041 | 1739.9712 | 1838.9546 | 2023.1059 | -43.7184 | -83.7501 | -159.2471 | -265.7415 | 120.2832 | 107.0082 | 184.7638 | 517.9425 | 34.7962 | 59.0457 | 110.355 | 183.1431 | -39.9215 | -45.396 | -57.4952 | -74.4411 | -0.91483 | -0.41704 | -0.5845 | -4.0029 | 3491.5404 | 3533.2156 | 3734.6245 | 4302.0349
10 | 29 | 8 | 1661.8121 | 1690.9556 | 1745.4765 | 1831.8374 | 2018.4953 | 2070.8227 | 2188.6276 | 2407.7948 | -51.1705 | -94.7115 | -181.1397 | -304.0792 | 173.2006 | 178.7507 | 296.6932 | 726.7859 | 36.1656 | 60.4375 | 113.0896 | 190.1202 | -489.0654 | -561.8207 | -720.5004 | -931.6685 | 5.584 | 5.213 | 10.08 | 27.5319 | 3355.0218 | 3349.6474 | 3452.3268 | 3948.3225
10 | 29 | 9 | 1581.3204 | 1604.5952 | 1651.7784 | 1724.1358 | 2312.2855 | 2372.229 | 2507.1804 | 2758.2471 | -56.8088 | -99.4179 | -182.9467 | -306.8154 | 194.187 | 254.1348 | 416.2753 | 810.8754 | 28.4485 | 47.2531 | 89.1872 | 154.7306 | -1012.7588 | -1163.3041 | -1490.5048 | -1922.0305 | 15.2155 | 19.4196 | 36.4206 | 77.4455 | 3061.8893 | 3034.9097 | 3027.3904 | 3296.5885
10 | 29 | 10 | 1440.1346 | 1457.9354 | 1495.866 | 1550.0981 | 2565.9434 | 2632.4627 | 2782.2182 | 3060.827 | -61.2888 | -101.3579 | -181.6261 | -298.07 | 184.6861 | 284.2885 | 469.8156 | 791.9348 | 18.3101 | 31.9444 | 61.8409 | 106.3614 | -1476.3168 | -1693.5721 | -2164.7711 | -2785.5511 | 16.4317 | 22.7654 | 42.773 | 81.9595 | 2687.9004 | 2634.4663 | 2506.1165 | 2507.5597
10 | 29 | 11 | 1369.6604 | 1384.6621 | 1417.7545 | 1462.1811 | 2711.9006 | 2782.2037 | 2940.4777 | 3234.9344 | -64.7788 | -104.2374 | -184.9586 | -295.6422 | 166.691 | 273.4309 | 451.1466 | 735.1143 | 10.9989 | 24.2988 | 48.7525 | 70.87 | -1674.7926 | -1922.1075 | -2458.4007 | -3163.7169 | 11.5562 | 16.1103 | 29.0277 | 53.9695 | 2531.2356 | 2454.3609 | 2243.7997 | 2097.7101
10 | 29 | 12 | 1265.4958 | 1277.5835 | 1304.1409 | 1337.5596 | 2822.0141 | 2895.1718 | 3059.8723 | 3366.2851 | -68.0547 | -106.0643 | -186.7656 | -298.3784 | 160.0912 | 247.414 | 415.7348 | 701.1222 | 7.3249 | 19.4558 | 40.5486 | 55.8019 | -1767.5245 | -2028.7198 | -2595.0385 | -3339.4011 | 3.5019 | 7.5163 | 13.4341 | 17.4417 | 2422.8485 | 2312.3572 | 2051.9266 | 1840.4309
10 | 29 | 13 | 1156.4711 | 1165.8975 | 1186.6401 | 1209.4149 | 2899.8085 | 2974.9829 | 3144.2238 | 3459.0835 | -70.8585 | -107.8912 | -187.0471 | -305.8537 | 151.5969 | 238.5629 | 397.0659 | 664.3738 | 6.9191 | 14.7402 | 31.4999 | 54.1798 | -1678.9192 | -1926.6111 | -2464.0142 | -3171.6395 | 0.94469 | 1.4597 | 3.1607 | 4.6086 | 2465.9625 | 2361.1409 | 2111.529 | 1914.1674
10 | 29 | 14 | 1042.4177 | 1049.4005 | 1064.3879 | 1077.6028 | 2928.2028 | 3004.1133 | 3175.0113 | 3492.954 | -72.5347 | -110.4924 | -191.4952 | -312.9041 | 141.3079 | 227.1689 | 380.3229 | 608.7042 | 6.4332 | 14.4558 | 31.6353 | 53.1035 | -1521.1091 | -1745.1833 | -2230.9564 | -2869.7258 | -0.13845 | -0.33038 | -0.31796 | 1.1696 | 2524.5794 | 2439.1325 | 2228.5878 | 2050.9041
10 | 29 | 15 | 956.5622 | 961.4833 | 972.6694 | 981.6274 | 2924.3484 | 3000.159 | 3170.8321 | 3488.3563 | -72.8996 | -110.3271 | -192.5342 | -319.2217 | 127.3106 | 210.8283 | 352.4795 | 539.578 | 8.0415 | 16.6708 | 35.1524 | 61.1945 | -1158.1308 | -1329.0023 | -1699.6539 | -2186.6574 | -1.3166 | -1.373 | -2.3272 | -5.8185 | 2783.9157 | 2748.4391 | 2636.618 | 2559.0586
10 | 29 | 16 | 953.6371 | 959.3057 | 972.1615 | 986.6625 | 2812.576 | 2885.489 | 3049.6387 | 3355.0267 | -70.5678 | -108.3871 | -192.3292 | -313.7494 | 58.7526 | 194.8591 | 326.4448 | 216.2411 | 8.6862 | 23.3362 | 46.8112 | 66.019 | -680.6131 | -781.1294 | -999.1692 | -1285.9296 | -3.4041 | -5.4662 | -9.3873 | -14.121 | 3079.0668 | 3168.0072 | 3194.1705 | 3010.1494
10 | 29 | 17 | 1137.524 | 1153.9322 | 1179.3772 | 1210.6161 | 2560.6948 | 2627.078 | 2776.5272 | 3054.5661 | -67.1849 | -108.3871 | -192.3292 | -311.0135 | 64.5547 | 97.8373 | 158.7988 | 227.335 | 13.5776 | 31.3933 | 61.9762 | 88.8357 | -175.8174 | -202.0609 | -258.8282 | -332.7553 | -7.8317 | -9.8371 | -16.975 | -34.1469 | 3525.5171 | 3589.9557 | 3708.5471 | 3903.4372
10 | 29 | 18 | 1553.6715 | 1579.9953 | 1628.5548 | 1698.4364 | 2308.7028 | 2368.5534 | 2503.2957 | 2753.9734 | -61.6537 | -109.3267 | -201.4303 | -301.5352 | 79.25 | 108.1584 | 170.98 | 254.6131 | 19.0634 | 45.1464 | 86.3903 | 113.8049 | -0.0029378 | -0.0033719 | -0.0043111 | -0.005539 | -9.922 | -17.8652 | -32.601 | -50.1183 | 3889.1091 | 3974.6584 | 4155.1853 | 4469.1688
10 | 29 | 19 | 1865.7638 | 1899.6668 | 1965.3894 | 2064.1214 | 2110.427 | 2165.1376 | 2288.3079 | 2517.457 | -56.6711 | -106.7255 | -195.4568 | -292.0569 | 85.0522 | 130.9464 | 197.9785 | 261.8187 | 24.4189 | 51.4001 | 98.2982 | 140.0913 | -0.0029378 | -0.0033719 | -0.0043111 | -0.005539 | -12.3842 | -12.4422 | -23.571 | -60.4187 | 4016.6038 | 4127.9798 | 4330.942 | 4631.0072
10 | 29 | 20 | 1909.042 | 1946.7962 | 2016.4128 | 2122.301 | 1926.2984 | 1976.2356 | 2088.6597 | 2297.8161 | -52.9232 | -102.7412 | -189.2017 | -282.5786 | 94.553 | 137.9149 | 207.4397 | 289.6676 | 27.1727 | 54.33 | 104.1655 | 153.9439 | -0.0029378 | -0.0033719 | -0.0043111 | -0.005539 | -13.052 | -15.0406 | -27.7518 | -63.8689 | 3891.0881 | 3997.4914 | 4199.7199 | 4517.2755
10 | 29 | 21 | 1924.0281 | 1965.2279 | 2036.9779 | 2146.9381 | 1735.8517 | 1780.8518 | 1882.1609 | 2070.6387 | -49.4637 | -94.6594 | -175.0896 | -261.3107 | 194.7143 | 149.9949 | 227.7809 | 621.4918 | 25.2306 | 46.9688 | 91.3993 | 145.2207 | -0.0029378 | -0.0033719 | -0.0043111 | -0.005539 | -5.432 | -12.8688 | -23.3504 | -26.0491 | 3824.9261 | 3835.5119 | 4039.8747 | 4696.9241
10 | 29 | 22 | 1881.0341 | 1919.9244 | 1990.1935 | 2106.7446 | 1537.2188 | 1577.0696 | 1666.7859 | 1833.6963 | -44.8766 | -85.6901 | -157.645 | -230.5645 | 214.115 | 271.1768 | 414.974 | 649.9021 | 21.8538 | 42.5374 | 82.2261 | 126.0131 | -0.0029378 | -0.0033719 | -0.0043111 | -0.005539 | -2.9644 | -7.959 | -14.2473 | -15.4298 | 3606.3778 | 3717.0557 | 3982.2829 | 4470.3564
10 | 29 | 23 | 1805.0557 | 1841.0972 | 1908.8205 | 2029.2593 | 1354.4997 | 1389.6136 | 1468.666 | 1615.7368 | -38.0036 | -72.7366 | -134.1503 | -187.4875 | 321.4167 | 292.7682 | 437.4106 | 902.1984 | 15.1872 | 33.7478 | 65.756 | 90.7627 | -0.0029378 | -0.0033719 | -0.0043111 | -0.005539 | 4.3298 | -2.5889 | -5.2294 | 16.3223 | 3462.4826 | 3481.8979 | 3741.269 | 4466.7864
10 | 29 | 24 | 1742.5357 | 1777.9853 | 1843.9684 | 1966.2901 | 1203.7253 | 1234.9306 | 1305.1833 | 1435.8832 | -32.3654 | -60.7227 | -109.1302 | -156.6249 | 314.5313 | 424.7354 | 617.8148 | 912.0184 | 11.5716 | 24.2988 | 47.9809 | 70.0346 | -0.0029378 | -0.0033719 | -0.0043111 | -0.005539 | 8.9339 | 9.1601 | 15.2945 | 37.0694 | 3248.9294 | 3410.3842 | 3721.1074 | 4264.6653
10 | 30 | 1 | 1701.0654 | 1736.0626 | 1800.9057 | 1924.0025 | 1114.3583 | 1143.2468 | 1208.2839 | 1329.2803 | -30.1101 | -52.4755 | -91.8905 | -137.6683 | 225.9513 | 408.854 | 598.8098 | 676.3277 | 9.0065 | 16.526 | 32.9403 | 57.2583 | -0.0029378 | -0.0033719 | -0.0043111 | -0.005539 | 5.5297 | 13.5566 | 23.8199 | 23.8701 | 3025.7981 | 3265.7671 | 3572.8648 | 3873.0651
10 | 30 | 2 | 1654.857 | 1688.6017 | 1751.3835 | 1873.4296 | 1076.9902 | 1104.91 | 1167.7661 | 1284.7052 | -28.2962 | -48.0475 | -82.508 | -125.454 | 141.0702 | 294.7386 | 439.8785 | 455.6894 | 7.086 | 12.0946 | 25.5189 | 45.6975 | -0.0029378 | -0.0033719 | -0.0043111 | -0.005539 | 3.8059 | 11.1234 | 18.8462 | 15.7166 | 2855.5102 | 3063.4174 | 3320.881 | 3549.7787
10 | 30 | 3 | 1625.9615 | 1659.3304 | 1721.0815 | 1841.5362 | 1064.8297 | 1092.4342 | 1154.5806 | 1270.1993 | -27.2756 | -46.2206 | -81.1874 | -118.7118 | 84.4827 | 188.4013 | 291.2025 | 320.2818 | 5.8686 | 12.0946 | 25.5189 | 38.9237 | -0.0029378 | -0.0033719 | -0.0043111 | -0.005539 | 2.8857 | 7.9861 | 13.7819 | 12.4265 | 2756.7495 | 2914.0228 | 3124.9737 | 3364.6502
10 | 30 | 4 | 1647.7674 | 1681.6122 | 1744.5253 | 1866.1431 | 1087.0085 | 1115.188 | 1178.6288 | 1296.6556 | -28.2962 | -48.0475 | -84.3149 | -123.0262 | 50.9946 | 118.005 | 193.6338 | 238.939 | 5.8686 | 15.5457 | 31.5107 | 40.2409 | -0.0029378 | -0.0033719 | -0.0043111 | -0.005539 | 2.3536 | 6.6131 | 11.2923 | 9.4177 | 2765.6935 | 2888.9133 | 3075.2718 | 3328.3645
10 | 30 | 5 | 1720.4402 | 1755.5665 | 1821.2905 | 1943.875 | 1184.0709 | 1214.7667 | 1283.8724 | 1412.4382 | -31.2071 | -54.3024 | -98.1455 | -147.1466 | 43.996 | 75.6321 | 136.0389 | 235.5422 | 10.9989 | 25.6906 | 50.0684 | 63.9305 | -0.0029378 | -0.0033719 | -0.0043111 | -0.005539 | 0.92569 | 3.9714 | 6.4945 | 4.5432 | 2929.2216 | 3021.3216 | 3199.6148 | 3513.1769
10 | 30 | 6 | 1831.7605 | 1869.3639 | 1938.52 | 2059.3788 | 1388.9351 | 1424.9417 | 1506.0038 | 1656.8136 | -36.3734 | -67.0907 | -126.0883 | -194.538 | 70.6944 | 68.6637 | 127.963 | 326.8466 | 19.8614 | 42.9314 | 80.1494 | 107.3736 | -0.0029378 | -0.0033719 | -0.0043111 | -0.005539 | -0.39634 | 1.8076 | 3.4394 | -1.7557 | 3274.4788 | 3340.6142 | 3529.983 | 3954.1134
10 | 30 | 7 | 1763.2955 | 1796.8464 | 1859.7207 | 1965.6373 | 1694.6381 | 1738.5698 | 1837.4735 | 2021.4764 | -43.7184 | -84.6375 | -162.3746 | -258.5746 | 120.2832 | 107.0082 | 184.7638 | 517.9425 | 31.6583 | 60.4375 | 111.66 | 168.1766 | -26.756 | -30.5625 | -39.185 | -51.7834 | -0.91483 | -0.41704 | -0.5845 | -4.0029 | 3538.4858 | 3587.2449 | 3791.474 | 4358.872
10 | 30 | 8 | 1670.2595 | 1700.4099 | 1755.86 | 1840.995 | 2020.3467 | 2072.7221 | 2190.6351 | 2410.0032 | -51.719 | -96.7036 | -184.5487 | -296.9124 | 173.2006 | 178.7507 | 296.6932 | 726.7859 | 33.9846 | 61.564 | 114.3946 | 179.7374 | -458.0787 | -525.5298 | -671.8604 | -865.1589 | 5.584 | 5.213 | 10.08 | 27.5319 | 3393.5777 | 3396.4263 | 3511.2538 | 4022.9822
10 | 30 | 9 | 1580.9774 | 1605.453 | 1652.6266 | 1723.442 | 2313.7196 | 2373.7003 | 2508.7354 | 2759.9578 | -57.1431 | -101.5753 | -188.2393 | -303.963 | 194.187 | 254.1348 | 416.2753 | 810.8754 | 27.7455 | 48.3796 | 91.7973 | 151.02 | -992.1081 | -1138.7483 | -1457.0799 | -1876.7433 | 15.2155 | 19.4196 | 36.4206 | 77.4455 | 3082.5938 | 3060.7636 | 3060.5359 | 3342.0345
10 | 30 | 10 | 1461.9504 | 1481.3826 | 1520.6086 | 1575.2481 | 2560.367 | 2626.7418 | 2776.1719 | 3054.1752 | -61.2582 | -102.5148 | -184.0728 | -297.1044 | 184.6861 | 284.2885 | 469.8156 | 791.9348 | 17.941 | 30.4429 | 59.6288 | 104.1712 | -1269.9877 | -1462.168 | -1879.9069 | -2428.1531 | 16.4317 | 22.7654 | 42.773 | 81.9595 | 2910.1304 | 2880.9383 | 2805.0182 | 2882.2313
10 | 30 | 11 | 1375.9261 | 1392.8291 | 1426.4569 | 1469.9338 | 2708.453 | 2778.6667 | 2936.7395 | 3230.8219 | -64.9755 | -104.507 | -184.3543 | -294.9849 | 166.691 | 273.4309 | 451.1466 | 735.1143 | 11.5716 | 20.9939 | 41.8536 | 74.1365 | -1696.3566 | -1946.4007 | -2487.9353 | -3197.973 | 11.5562 | 16.1103 | 29.0277 | 53.9695 | 2512.8658 | 2431.1232 | 2212.9346 | 2071.0181
10 | 30 | 12 | 1303.9159 | 1319.5442 | 1349.2255 | 1383.3361 | 2794.1714 | 2866.6073 | 3029.6829 | 3333.0726 | -67.8864 | -107.5517 | -187.4819 | -301.6106 | 160.0912 | 247.414 | 415.7348 | 701.1222 | 9.4123 | 15.5457 | 33.5874 | 65.8422 | -1797.8474 | -2063.2154 | -2637.9255 | -3390.9399 | 3.5019 | 7.5163 | 13.4341 | 17.4417 | 2405.3588 | 2285.8604 | 2016.2575 | 1808.2643
10 | 30 | 13 | 1191.8659 | 1204.4156 | 1227.8594 | 1251.9623 | 2874.6854 | 2949.2086 | 3116.9832 | 3429.115 | -70.5832 | -110.1529 | -189.3655 | -306.2335 | 151.5969 | 238.5629 | 397.0659 | 664.3738 | 7.086 | 12.2219 | 27.5956 | 55.1544 | -1745.7972 | -2003.6281 | -2561.8906 | -3292.7772 | 0.94469 | 1.4597 | 3.1607 | 4.6086 | 2409.7986 | 2292.0876 | 2021.4087 | 1806.2035
10 | 30 | 14 | 1169.4897 | 1180.8127 | 1202.7644 | 1224.9836 | 2893.7586 | 2968.7762 | 3137.6639 | 3451.8667 | -72.2593 | -111.0924 | -192.493 | -315.7118 | 141.3079 | 227.1689 | 380.3229 | 608.7042 | 7.3249 | 11.9375 | 26.9485 | 56.0275 | -1491.1468 | -1712.2831 | -2191.3471 | -2818.7917 | -0.13845 | -0.33038 | -0.31796 | 1.1696 | 2648.3365 | 2564.9894 | 2363.5416 | 2208.248
10 | 30 | 15 | 1134.6241 | 1144.1725 | 1164.6376 | 1186.9616 | 2881.6892 | 2956.394 | 3124.5773 | 3437.4696 | -72.7314 | -110.9271 | -193.8135 | -313.4004 | 127.3106 | 210.8283 | 352.4795 | 539.578 | 6.9191 | 14.1526 | 30.4656 | 54.8495 | -1156.4393 | -1328.1604 | -1700.0312 | -2186.4659 | -1.3166 | -1.373 | -2.3272 | -5.8185 | 2920.0557 | 2885.0868 | 2775.9881 | 2713.1739
10 | 30 | 16 | 1137.9589 | 1147.4192 | 1169.4445 | 1198.6068 | 2783.2574 | 2855.4104 | 3017.849 | 3320.0536 | -71.6343 | -110.9271 | -196.6595 | -313.0921 | 58.7526 | 194.8591 | 326.4448 | 216.2411 | 8.2084 | 21.9254 | 44.3365 | 62.0675 | -697.224 | -800.9057 | -1025.2267 | -1317.8245 | -3.4041 | -5.4662 | -9.3873 | -14.121 | 3215.9149 | 3302.315 | 3326.8014 | 3151.9315
10 | 30 | 17 | 1255.1181 | 1271.9377 | 1303.2159 | 1346.1474 | 2536.732 | 2602.4941 | 2750.5448 | 3025.9818 | -68.2819 | -109.8745 | -197.98 | -312.7838 | 64.5547 | 97.8373 | 158.7988 | 227.335 | 11.824 | 31.3933 | 61.8517 | 80.7447 | -190.2572 | -218.7873 | -280.3692 | -360.0548 | -7.8317 | -9.8371 | -16.975 | -34.1469 | 3601.858 | 3665.1635 | 3779.0871 | 3973.2233
10 | 30 | 18 | 1569.2856 | 1594.5617 | 1643.7947 | 1717.4993 | 2285.9099 | 2345.1697 | 2478.5817 | 2726.7846 | -63.6948 | -108.9351 | -199.2239 | -303.4219 | 79.25 | 108.1584 | 170.98 | 254.6131 | 17.5121 | 40.4307 | 78.9689 | 107.2719 | -0.0029378 | -0.0033719 | -0.0043111 | -0.005539 | -9.922 | -17.8652 | -32.601 | -50.1183 | 3878.3379 | 3961.5169 | 4140.496 | 4452.6232
10 | 30 | 19 | 1873.2014 | 1906.42 | 1972.4503 | 2074.027 | 2090.2174 | 2144.4041 | 2266.3949 | 2493.3496 | -57.6916 | -104.1765 | -189.7648 | -289.2045 | 85.0522 | 130.9464 | 197.9785 | 261.8187 | 21.7955 | 42.5374 | 82.3507 | 128.9747 | -0.0029378 | -0.0033719 | -0.0043111 | -0.005539 | -12.3842 | -12.4422 | -23.571 | -60.4187 | 4000.1877 | 4107.6859 | 4305.8343 | 4608.5413
10 | 30 | 20 | 1929.0557 | 1966.2292 | 2036.6676 | 2146.0614 | 1912.798 | 1962.3852 | 2074.0214 | 2281.712 | -53.2881 | -97.591 | -178.2937 | -267.9365 | 94.553 | 137.9149 | 207.4397 | 289.6676 | 21.5566 | 41.1456 | 80.921 | 127.8608 | -0.0029378 | -0.0033719 | -0.0043111 | -0.005539 | -13.052 | -15.0406 | -27.7518 | -63.8689 | 3891.6203 | 3995.0399 | 4193 | 4513.4907
10 | 30 | 21 | 1936.7196 | 1977.6362 | 2049.9673 | 2161.9975 | 1729.916 | 1774.7622 | 1875.7249 | 2063.5582 | -49.3566 | -90.8925 | -163.9 | -251.4077 | 194.7143 | 149.9949 | 227.7809 | 621.4918 | 21.1508 | 36.3933 | 72.1946 | 126.1148 | -0.0029378 | -0.0033719 | -0.0043111 | -0.005539 | -5.432 | -12.8688 | -23.3504 | -26.0491 | 3827.7092 | 3835.022 | 4038.4128 | 4695.7
10 | 30 | 22 | 1897.6885 | 1936.7437 | 2008.0058 | 2126.5251 | 1527.6381 | 1567.2405 | 1656.3976 | 1822.2678 | -44.8766 | -82.8106 | -151.39 | -225.4006 | 214.115 | 271.1768 | 414.974 | 649.9021 | 18.8245 | 34.1594 | 67.9681 | 111.3892 | -0.0029378 | -0.0033719 | -0.0043111 | -0.005539 | -2.9644 | -7.959 | -14.2473 | -15.4298 | 3610.4222 | 3718.5473 | 3981.7039 | 4469.2482
10 | 30 | 23 | 1817.57 | 1854.2053 | 1922.7504 | 2044.1684 | 1346.5467 | 1381.4545 | 1460.0426 | 1606.25 | -38.4756 | -71.684 | -129.2158 | -192.2266 | 321.4167 | 292.7682 | 437.4106 | 902.1984 | 16.5566 | 29.3164 | 56.9673 | 96.5619 | -0.0029378 | -0.0033719 | -0.0043111 | -0.005539 | 4.3298 | -2.5889 | -5.2294 | 16.3223 | 3467.9413 | 3483.4681 | 3742.7213 | 4473.2688
10 | 30 | 24 | 1752.8397 | 1789.1866 | 1855.9182 | 1978.6179 | 1196.4846 | 1227.5022 | 1297.3323 | 1427.246 | -32.8374 | -60.5574 | -108.8486 | -159.0526 | 314.5313 | 424.7354 | 617.8148 | 912.0184 | 12.3832 | 23.4932 | 46.6758 | 74.6183 | -0.0029378 | -0.0033719 | -0.0043111 | -0.005539 | 8.9339 | 9.1601 | 15.2945 | 37.0694 | 3252.3324 | 3413.5168 | 3724.1828 | 4270.5118
10 | 31 | 1 | 1708.4261 | 1742.9951 | 1808.199 | 1932.4122 | 1110.5769 | 1139.3674 | 1204.1837 | 1324.7696 | -30.1101 | -54.3024 | -95.018 | -139.6714 | 225.9513 | 408.854 | 598.8098 | 676.3277 | 9.4123 | 20.1518 | 39.7147 | 58.5755 | -0.0029378 | -0.0033719 | -0.0043111 | -0.005539 | 5.5297 | 13.5566 | 23.8199 | 23.8701 | 3029.7832 | 3270.6191 | 3579.7048 | 3876.2781
10 | 31 | 2 | 1655.7501 | 1689.4987 | 1752.5107 | 1874.7127 | 1076.2614 | 1104.1624 | 1166.9759 | 1283.8358 | -28.7682 | -49.8744 | -85.917 | -127.3407 | 141.0702 | 294.7386 | 439.8785 | 455.6894 | 6.8472 | 15.5457 | 31.5107 | 44.8245 | -0.0029378 | -0.0033719 | -0.0043111 | -0.005539 | 3.8059 | 11.1234 | 18.8462 | 15.7166 | 2854.9636 | 3065.191 | 3323.8008 | 3547.4329
10 | 31 | 3 | 1628.4984 | 1661.9176 | 1723.9121 | 1844.8183 | 1061.8226 | 1089.3492 | 1151.3201 | 1266.6123 | -28.2962 | -48.0475 | -82.508 | -123.0262 | 84.4827 | 188.4013 | 291.2025 | 320.2818 | 6.0356 | 13.6327 | 27.4711 | 41.1139 | -0.0029378 | -0.0033719 | -0.0043111 | -0.005539 | 2.8857 | 7.9861 | 13.7819 | 12.4265 | 2755.4258 | 2913.2361 | 3125.1754 | 3362.221
10 | 31 | 4 | 1648.0775 | 1681.8589 | 1744.9985 | 1866.5889 | 1085.6099 | 1113.7532 | 1177.1124 | 1294.9873 | -28.2962 | -48.2127 | -85.6355 | -127.7653 | 50.9946 | 118.005 | 193.6338 | 238.939 | 6.8472 | 16.2416 | 31.6353 | 44.7229 | -0.0029378 | -0.0033719 | -0.0043111 | -0.005539 | 2.3536 | 6.6131 | 11.2923 | 9.4177 | 2765.5836 | 2888.2558 | 3073.0325 | 3326.8849
10 | 31 | 5 | 1724.8026 | 1760.0233 | 1825.9627 | 1948.6613 | 1181.5433 | 1212.1736 | 1281.1317 | 1409.423 | -31.6791 | -53.5282 | -95.018 | -156.2002 | 43.996 | 75.6321 | 136.0389 | 235.5422 | 13.7309 | 22.3857 | 42.5116 | 78.9987 | -0.0029378 | -0.0033719 | -0.0043111 | -0.005539 | 0.92569 | 3.9714 | 6.4945 | 4.5432 | 2933.3164 | 3020.6545 | 3197.117 | 3520.9626
10 | 31 | 6 | 1839.1894 | 1876.598 | 1946.3008 | 2067.8506 | 1386.6171 | 1422.5637 | 1503.4905 | 1654.0487 | -37.3939 | -67.0907 | -124.7678 | -208.3308 | 70.6944 | 68.6637 | 127.963 | 326.8466 | 23.6073 | 41.7142 | 78.0619 | 126.9237 | -0.0029378 | -0.0033719 | -0.0043111 | -0.005539 | -0.39634 | 1.8076 | 3.4394 | -1.7557 | 3282.3151 | 3344.2531 | 3534.4834 | 3965.5776
10 | 31 | 7 | 1770.1054 | 1803.3922 | 1866.6667 | 1973.4609 | 1692.6239 | 1736.5034 | 1835.2896 | 2019.0738 | -44.7389 | -83.698 | -160.7725 | -263.3137 | 120.2832 | 107.0082 | 184.7638 | 517.9425 | 33.173 | 57.1326 | 106.651 | 174.9504 | -38.6969 | -44.1033 | -56.2651 | -73.8054 | -0.91483 | -0.41704 | -0.5845 | -4.0029 | 3531.8347 | 3575.818 | 3775.749 | 4344.3056
10 | 31 | 8 | 1673.5118 | 1703.5209 | 1758.6019 | 1844.8779 | 2014.6493 | 2066.877 | 2184.4575 | 2403.207 | -51.5048 | -97.4258 | -185.8693 | -291.7486 | 173.2006 | 178.7507 | 296.6932 | 726.7859 | 31.8252 | 62.9558 | 117.6519 | 170.5701 | -456.5152 | -521.6535 | -662.484 | -850.1842 | 5.584 | 5.213 | 10.08 | 27.5319 | 3390.751 | 3398.2382 | 3519.1311 | 4031.04
10 | 31 | 9 | 1598.8372 | 1622.8582 | 1670.9128 | 1744.0426 | 2305.5901 | 2365.3601 | 2499.9207 | 2750.2604 | -57.1431 | -102.1843 | -189.4833 | -299.2237 | 194.187 | 254.1348 | 416.2753 | 810.8754 | 25.5495 | 49.0755 | 92.3199 | 141.8526 | -929.7555 | -1064.0283 | -1354.5303 | -1740.2244 | 15.2155 | 19.4196 | 36.4206 | 77.4455 | 3152.4807 | 3144.6356 | 3171.8357 | 3485.0284
10 | 31 | 10 | 1484.6091 | 1503.864 | 1543.9694 | 1601.7557 | 2550.537 | 2616.6569 | 2765.5133 | 3042.4492 | -61.1817 | -107.056 | -196.3014 | -292.4816 | 184.6861 | 284.2885 | 469.8156 | 791.9348 | 17.5352 | 40.734 | 77.4039 | 101.7777 | -1234.9389 | -1414.657 | -1803.5513 | -2318.811 | 16.4317 | 22.7654 | 42.773 | 81.9595 | 2957.6784 | 2946.5958 | 2899.6226 | 3008.5843
10 | 31 | 11 | 1378.0633 | 1394.2439 | 1428.1083 | 1473.8747 | 2693.0521 | 2762.8666 | 2920.0405 | 3212.4507 | -63.5441 | -111.8145 | -201.3124 | -290.4785 | 166.691 | 273.4309 | 451.1466 | 735.1143 | 12.6221 | 33.3362 | 64.9735 | 79.9357 | -1574.5364 | -1803.9239 | -2299.1159 | -2950.8339 | 11.5562 | 16.1103 | 29.0277 | 53.9695 | 2623.9041 | 2564.2494 | 2392.8683 | 2314.0324
10 | 31 | 12 | 1394.4087 | 1410.5671 | 1443.978 | 1485.6925 | 2782.8366 | 2854.9787 | 3017.3927 | 3319.5516 | -65.7994 | -115.6336 | -206.5285 | -288.4754 | 160.0912 | 247.414 | 415.7348 | 701.1222 | 8.8395 | 28.2089 | 55.4023 | 61.7027 | -1807.553 | -2074.2275 | -2651.9692 | -3409.4156 | 3.5019 | 7.5163 | 13.4341 | 17.4417 | 2476.3254 | 2358.8239 | 2087.4443 | 1887.6197
10 | 31 | 13 | 1326.5406 | 1340.9399 | 1369.9534 | 1404.096 | 2853.7249 | 2927.7046 | 3094.2559 | 3404.1118 | -67.4755 | -117.2952 | -207.849 | -286.4724 | 151.5969 | 238.5629 | 397.0659 | 664.3738 | 5.7017 | 21.6709 | 43.9412 | 46.7363 | -1678.7577 | -1927.4828 | -2466.4276 | -3172.6127 | 0.94469 | 1.4597 | 3.1607 | 4.6086 | 2592.2755 | 2485.5599 | 2234.1005 | 2064.8415
10 | 31 | 14 | 1290.0582 | 1303.0874 | 1330.262 | 1359.9298 | 2882.3254 | 2957.0466 | 3125.2671 | 3438.2284 | -69.1518 | -119.7311 | -210.695 | -293.5229 | 141.3079 | 227.1689 | 380.3229 | 608.7042 | 5.1439 | 19.2798 | 39.9746 | 44.3428 | -1478.8568 | -1698.1172 | -2173.1738 | -2795.3274 | -0.13845 | -0.33038 | -0.31796 | 1.1696 | 2770.6883 | 2688.4039 | 2491.6398 | 2363.5246
10 | 31 | 15 | 1326.7943 | 1340.17 | 1369.9434 | 1405.4622 | 2852.6104 | 2926.5612 | 3093.0475 | 3402.7824 | -69.1518 | -121.558 | -215.1431 | -295.9507 | 127.3106 | 210.8283 | 352.4795 | 539.578 | 5.5497 | 24.0131 | 48.2516 | 48.7231 | -1202.1816 | -1379.9489 | -1764.7563 | -2267.8784 | -1.3166 | -1.373 | -2.3272 | -5.8185 | 3039.615 | 2998.6927 | 2881.4954 | 2826.8981
10 | 31 | 16 | 1325.6177 | 1339.1068 | 1370.165 | 1411.5193 | 2749.3155 | 2820.5885 | 2981.0462 | 3279.5654 | -68.4961 | -119.6181 | -213.1311 | -300.6898 | 58.7526 | 194.8591 | 326.4448 | 216.2411 | 9.3173 | 28.1602 | 55.8084 | 65.9814 | -710.1967 | -815.5417 | -1043.5403 | -1341.2153 | -3.4041 | -5.4662 | -9.3873 | -14.121 | 3360.906 | 3442.0886 | 3467.4057 | 3317.2811
10 | 31 | 17 | 1412.96 | 1433.5484 | 1472.4872 | 1525.5725 | 2510.2407 | 2575.316 | 2721.8206 | 2994.3812 | -65.7994 | -116.9038 | -213.1311 | -300.3815 | 64.5547 | 97.8373 | 158.7988 | 227.335 | 13.3387 | 37.1976 | 72.9256 | 86.8488 | -180.6619 | -207.8331 | -266.5582 | -342.621 | -7.8317 | -9.8371 | -16.975 | -34.1469 | 3746.8011 | 3809.3253 | 3929.368 | 4156.9881
10 | 31 | 18 | 1577.0278 | 1602.7788 | 1652.7085 | 1727.0206 | 2269.0868 | 2327.9105 | 2460.3406 | 2706.7169 | -61.2122 | -115.19 | -210.2085 | -302.0762 | 79.25 | 108.1584 | 170.98 | 254.6131 | 20.8169 | 45.8423 | 88.3533 | 121.2262 | -0.0029378 | -0.0033719 | -0.0043111 | -0.005539 | -9.922 | -17.8652 | -32.601 | -50.1183 | 3875.0443 | 3951.6315 | 4129.5686 | 4457.3768
10 | 31 | 19 | 1893.4793 | 1926.8327 | 1993.8252 | 2097.196 | 2083.5764 | 2137.5909 | 2259.1942 | 2485.4278 | -55.4669 | -109.8224 | -203.8769 | -291.7486 | 85.0522 | 130.9464 | 197.9785 | 261.8187 | 25.4694 | 52.792 | 100.7837 | 145.1191 | -0.0029378 | -0.0033719 | -0.0043111 | -0.005539 | -12.3842 | -12.4422 | -23.571 | -60.4187 | 4019.7233 | 4125.894 | 4324.3294 | 4637.3888
10 | 31 | 20 | 1958.6363 | 1995.9185 | 2067.7635 | 2179.8659 | 1903.4929 | 1952.8389 | 2063.932 | 2270.6122 | -52.1911 | -104.0112 | -192.8923 | -272.7921 | 94.553 | 137.9149 | 207.4397 | 289.6676 | 25.2306 | 54.33 | 104.0409 | 145.2207 | -0.0029378 | -0.0033719 | -0.0043111 | -0.005539 | -13.052 | -15.0406 | -27.7518 | -63.8689 | 3916.6668 | 4021.947 | 4222.5278 | 4548.6999
10 | 31 | 21 | 1956.7516 | 1997.7867 | 2070.8584 | 2184.7212 | 1726.4684 | 1771.2252 | 1871.9867 | 2059.4457 | -48.2596 | -96.5384 | -180.1007 | -244.3572 | 194.7143 | 149.9949 | 227.7809 | 621.4918 | 21.1508 | 51.4001 | 98.5717 | 124.7976 | -0.0029378 | -0.0033719 | -0.0043111 | -0.005539 | -5.432 | -12.8688 | -23.3504 | -26.0491 | 3845.3906 | 3860.9964 | 4065.7421 | 4720.0444
10 | 31 | 22 | 1911.7913 | 1951.2308 | 2023.2973 | 2142.7112 | 1524.3688 | 1563.8864 | 1652.8528 | 1818.368 | -43.7795 | -88.2913 | -164.1816 | -215.9223 | 214.115 | 271.1768 | 414.974 | 649.9021 | 16.9624 | 46.6844 | 89.7829 | 102.2219 | -0.0029378 | -0.0033719 | -0.0043111 | -0.005539 | -2.9644 | -7.959 | -14.2473 | -15.4298 | 3620.4907 | 3736.7248 | 4002.4737 | 4481.8454
10 | 31 | 23 | 1821.3846 | 1858.0019 | 1926.6551 | 2048.3622 | 1345.0612 | 1379.9305 | 1458.432 | 1604.478 | -37.9271 | -75.3378 | -138.8799 | -189.4906 | 321.4167 | 292.7682 | 437.4106 | 902.1984 | 15.593 | 37.6579 | 72.5303 | 92.0799 | -0.0029378 | -0.0033719 | -0.0043111 | -0.005539 | 4.3298 | -2.5889 | -5.2294 | 16.3223 | 3469.8554 | 3490.4284 | 3750.9143 | 4473.9447
10 | 31 | 24 | 1756.7368 | 1792.7598 | 1859.5387 | 1982.5525 | 1198.0433 | 1229.1013 | 1299.0224 | 1429.1054 | -32.8374 | -63.6022 | -115.3852 | -160.6311 | 314.5313 | 424.7354 | 617.8148 | 882.818 | 12.789 | 28.9048 | 56.1848 | 76.0371 | -0.0029378 | -0.0033719 | -0.0043111 | -0.005539 | 8.9339 | 9.1601 | 15.2945 | 37.0694 | 3258.194 | 3421.0559 | 3732.4657 | 4246.9458
11 | 1 | 1 | 1715.9138 | 1751.0214 | 1816.4834 | 1941.36 | 1110.6411 | 1139.4333 | 1204.2533 | 1324.8462 | -30.1101 | -51.536 | -89.0445 | -134.9322 | 225.9513 | 408.854 | 598.8098 | 656.106 | 7.4918 | 13.6327 | 28.9007 | 49.5098 | -0.0029378 | -0.0033719 | -0.0043111 | -0.005539 | 5.5297 | 13.5566 | 23.8199 | 36.1365 | 3035.4147 | 3274.9585 | 3583.2183 | 3873.0207
11 | 1 | 2 | 1661.8913 | 1696.067 | 1759.4321 | 1882.0315 | 1072.1517 | 1099.9461 | 1162.5198 | 1278.9334 | -28.5104 | -48.8218 | -84.3149 | -127.7653 | 141.0702 | 294.7386 | 439.8785 | 443.314 | 6.4414 | 12.5062 | 26.0415 | 44.8245 | -0.0029378 | -0.0033719 | -0.0043111 | -0.005539 | 3.8059 | 11.1234 | 18.8462 | 29.076 | 2856.8471 | 3065.5561 | 3322.3988 | 3550.4086
11 | 1 | 3 | 1622.8102 | 1656.3399 | 1718.1736 | 1838.8755 | 1059.3271 | 1086.789 | 1148.6143 | 1263.6354 | -28.2962 | -47.8822 | -82.508 | -123.4509 | 84.4827 | 188.4013 | 291.2025 | 310.1709 | 6.4414 | 12.0946 | 24.7364 | 43.4057 | -0.0029378 | -0.0033719 | -0.0043111 | -0.005539 | 2.8857 | 7.9861 | 13.7819 | 21.0827 | 2747.6478 | 2903.7254 | 3113.9964 | 3353.7138
11 | 1 | 4 | 1604.6354 | 1637.7879 | 1698.6928 | 1817.6479 | 1082.0322 | 1110.0827 | 1173.2331 | 1290.7196 | -29.0589 | -49.7091 | -87.161 | -130.5014 | 50.9946 | 118.005 | 193.6338 | 234.41 | 7.6221 | 14.3286 | 28.7761 | 49.2049 | -0.0029378 | -0.0033719 | -0.0043111 | -0.005539 | 2.3536 | 6.6131 | 11.2923 | 16.8096 | 2718.5761 | 2837.1048 | 3018.4629 | 3278.285
11 | 1 | 5 | 1621.9643 | 1655.3721 | 1716.3753 | 1831.0964 | 1177.8234 | 1208.3572 | 1277.0982 | 1404.9856 | -31.6791 | -57.9041 | -102.7986 | -156.6249 | 43.996 | 75.6321 | 136.0389 | 227.6958 | 14.1367 | 24.5831 | 47.8563 | 81.1888 | -0.0029378 | -0.0033719 | -0.0043111 | -0.005539 | 0.92569 | 3.9714 | 6.4945 | 10.5107 | 2827.164 | 2910.0085 | 3081.0603 | 3398.847
11 | 1 | 6 | 1664.2535 | 1698.2326 | 1759.2761 | 1868.2698 | 1381.6403 | 1417.4578 | 1498.0942 | 1648.1119 | -36.8454 | -71.745 | -134.3553 | -208.7554 | 70.6944 | 68.6637 | 127.963 | 324.5821 | 24.1801 | 41.7142 | 78.4599 | 131.4057 | -0.0029378 | -0.0033719 | -0.0043111 | -0.005539 | -0.39634 | 1.8076 | 3.4394 | 5.1447 | 3103.5235 | 3156.1276 | 3332.8729 | 3768.7533
11 | 1 | 7 | 1623.1586 | 1653.4151 | 1709.4296 | 1802.7877 | 1691.4835 | 1735.3334 | 1834.053 | 2017.7134 | -43.7184 | -88.2392 | -170.36 | -263.7384 | 120.2832 | 107.0082 | 184.7638 | 507.8316 | 33.8176 | 57.8285 | 106.651 | 178.6611 | -36.4642 | -41.6265 | -53.2769 | -70.1248 | -0.91483 | -0.41704 | -0.5845 | -1.1542 | 3387.6456 | 3423.3025 | 3610.676 | 4171.9764
11 | 1 | 8 | 1564.4226 | 1592.2004 | 1642.1279 | 1718.3063 | 2012.6378 | 2064.8133 | 2182.2764 | 2400.8075 | -50.3007 | -99.3658 | -187.5996 | -294.601 | 173.2006 | 178.7507 | 296.6932 | 715.5428 | 33.4118 | 57.1326 | 106.651 | 177.4456 | -505.876 | -579.3659 | -738.6862 | -949.5679 | 5.584 | 5.213 | 10.08 | 17.2579 | 3233.0802 | 3219.3783 | 3311.5427 | 3785.1912
11 | 1 | 9 | 1516.8623 | 1539.8937 | 1583.9038 | 1649.0623 | 2294.1316 | 2353.6045 | 2487.4964 | 2736.592 | -55.9389 | -105.6207 | -193.8547 | -299.3402 | 194.187 | 254.1348 | 416.2753 | 798.5 | 25.7884 | 44.6075 | 84.0537 | 141.8526 | -1026.7662 | -1177.3456 | -1504.5168 | -1937.0219 | 15.2155 | 19.4196 | 36.4206 | 60.37 | 2963.4797 | 2928.6939 | 2909.7782 | 3150.0148
11 | 1 | 10 | 1467.3556 | 1486.7306 | 1526.4863 | 1580.8609 | 2521.164 | 2586.5225 | 2733.6646 | 3007.4112 | -59.9775 | -108.5002 | -194.0597 | -294.9093 | 184.6861 | 284.2885 | 469.8156 | 780.6918 | 15.745 | 27.7973 | 54.6198 | 95.0038 | -1360.6352 | -1561.6777 | -1998.3743 | -2573.85 | 16.4317 | 22.7654 | 42.773 | 69.079 | 2784.7698 | 2737.9264 | 2634.9255 | 2664.2875
11 | 1 | 11 | 1467.7293 | 1486.2633 | 1524.3575 | 1573.6039 | 2652.145 | 2720.899 | 2875.6855 | 3163.654 | -62.9955 | -111.3797 | -194.6227 | -293.3309 | 166.691 | 273.4309 | 451.1466 | 719.4215 | 8.8395 | 16.9376 | 35.5396 | 61.7027 | -1613.2076 | -1852.0144 | -2369.828 | -3049.903 | 11.5562 | 16.1103 | 29.0277 | 47.0468 | 2630.7579 | 2550.247 | 2351.3061 | 2222.195
11 | 1 | 12 | 1464.7026 | 1482.791 | 1519.8778 | 1565.5278 | 2741.802 | 2812.8803 | 2972.8994 | 3270.6029 | -65.2509 | -114.3114 | -198.0318 | -296.1834 | 160.0912 | 247.414 | 415.7348 | 691.0113 | 5.1439 | 11.526 | 25.9061 | 46.9771 | -1707.2629 | -1960.1193 | -2508.1997 | -3227.2508 | 3.5019 | 7.5163 | 13.4341 | 22.1102 | 2602.7278 | 2487.6968 | 2241.6209 | 2072.795
11 | 1 | 13 | 1438.8637 | 1456.3184 | 1491.9902 | 1534.239 | 2805.5528 | 2878.2838 | 3042.0236 | 3346.649 | -67.4755 | -117.7999 | -204.0818 | -305.3533 | 151.5969 | 238.5629 | 397.0659 | 653.1307 | 3.9264 | 10.3995 | 24.7364 | 44.5836 | -1654.5156 | -1899.7603 | -2431.1608 | -3127.5828 | 0.94469 | 1.4597 | 3.1607 | 5.1433 | 2678.8934 | 2567.4639 | 2323.7342 | 2150.8096
11 | 1 | 14 | 1420.4986 | 1437.0691 | 1471.599 | 1512.7703 | 2828.0024 | 2901.3154 | 3066.3654 | 3373.4284 | -69.0752 | -121.3406 | -208.2484 | -316.41 | 141.3079 | 227.1689 | 380.3229 | 603.043 | 4.5711 | 12.3302 | 29.036 | 51.5984 | -1461.8569 | -1678.6884 | -2148.4231 | -2763.5754 | -0.13845 | -0.33038 | -0.31796 | -0.71287 | 2863.3094 | 2777.5241 | 2590.3339 | 2460.1417
11 | 1 | 15 | 1472.2203 | 1488.6251 | 1526.0534 | 1572.4601 | 2812.6757 | 2885.5913 | 3049.7469 | 3355.1457 | -70.31 | -121.9497 | -212.4149 | -320.4163 | 127.3106 | 210.8283 | 352.4795 | 551.8741 | 6.2663 | 15.3873 | 33.2111 | 60.9049 | -1184.0195 | -1359.1697 | -1738.3489 | -2234.2442 | -1.3166 | -1.373 | -2.3272 | -3.3402 | 3162.8268 | 3117.9397 | 3008.3999 | 2982.3841
11 | 1 | 16 | 1537.123 | 1554.3388 | 1596.0379 | 1653.35 | 2709.7561 | 2780.0036 | 2938.1524 | 3232.3763 | -68.5267 | -119.8444 | -210.4029 | -319.2585 | 58.7526 | 194.8591 | 326.4448 | 253.3673 | 10.4397 | 20.9262 | 43.5025 | 77.2902 | -701.3334 | -805.3056 | -1030.2807 | -1324.0265 | -3.4041 | -5.4662 | -9.3873 | -14.7838 | 3542.8072 | 3619.5115 | 3654.0669 | 3558.3151
11 | 1 | 17 | 1672.6605 | 1698.0775 | 1750.1562 | 1822.1201 | 2483.2249 | 2547.5999 | 2692.5278 | 2962.155 | -66.302 | -113.5894 | -199.6999 | -303.038 | 64.5547 | 97.8373 | 158.7988 | 270.043 | 14.2942 | 25.2668 | 50.9862 | 88.4068 | -176.3647 | -202.8236 | -259.8815 | -333.4069 | -7.8317 | -9.8371 | -16.975 | -26.1159 | 3984.2359 | 4042.5314 | 4175.9126 | 4480.1641
11 | 1 | 18 | 1916.0966 | 1948.604 | 2014.94 | 2113.0847 | 2243.1013 | 2301.2513 | 2432.1649 | 2675.7197 | -62.3705 | -106.4471 | -191.8427 | -291.5566 | 79.25 | 108.1584 | 170.98 | 304.0353 | 19.2073 | 32.7851 | 65.1089 | 110.9826 | -0.0029378 | -0.0033719 | -0.0043111 | -0.005539 | -9.922 | -17.8652 | -32.601 | -52.1386 | 4185.3598 | 4266.4832 | 4458.7458 | 4860.1215
11 | 1 | 19 | 1893.819 | 1927.4684 | 1994.7829 | 2097.8698 | 2074.5721 | 2128.3531 | 2249.4309 | 2474.6868 | -56.046 | -99.0874 | -179.5376 | -274.9115 | 85.0522 | 130.9464 | 197.9785 | 312.3732 | 21.0558 | 36.6776 | 71.7478 | 122.2008 | -0.0029378 | -0.0033719 | -0.0043111 | -0.005539 | -12.3842 | -12.4422 | -23.571 | -38.5689 | 4006.0659 | 4111.9126 | 4310.8272 | 4693.6446
11 | 1 | 20 | 2016.6462 | 2054.8885 | 2129.8098 | 2245.6767 | 1901.9191 | 1951.2243 | 2062.2255 | 2268.7349 | -51.6425 | -95.4336 | -174.8081 | -265.7415 | 94.553 | 137.9149 | 207.4397 | 331.2434 | 22.7374 | 40.3034 | 78.5844 | 133.7616 | -0.0029378 | -0.0033719 | -0.0043111 | -0.005539 | -13.052 | -15.0406 | -27.7518 | -45.408 | 3971.1582 | 4073.8535 | 4275.4953 | 4668.2616
11 | 1 | 21 | 2022.2034 | 2064.5147 | 2141.0156 | 2258.898 | 1724.036 | 1768.7298 | 1869.3493 | 2056.5442 | -48.2596 | -90.7272 | -165.2206 | -253.5272 | 194.7143 | 149.9949 | 227.7809 | 611.3809 | 23.1432 | 40.9993 | 79.4915 | 135.1804 | -0.0029378 | -0.0033719 | -0.0043111 | -0.005539 | -5.432 | -12.8688 | -23.3504 | -37.1613 | 3910.4024 | 3920.6394 | 4129.062 | 4771.3095
11 | 1 | 22 | 1986.6857 | 2027.8656 | 2103.4603 | 2228.1061 | 1525.2525 | 1564.793 | 1653.811 | 1819.4221 | -43.7795 | -82.5323 | -149.8645 | -229.8314 | 214.115 | 271.1768 | 414.974 | 643.1086 | 22.0927 | 38.6273 | 74.8047 | 126.4573 | -0.0029378 | -0.0033719 | -0.0043111 | -0.005539 | -2.9644 | -7.959 | -14.2473 | -22.9317 | 3701.3989 | 3811.9681 | 4082.9337 | 4564.3254
11 | 1 | 23 | 1901.5159 | 1940.1658 | 2012.9063 | 2139.9523 | 1342.1871 | 1376.9819 | 1455.3156 | 1601.0496 | -37.9271 | -70.6314 | -127.6903 | -196.2328 | 321.4167 | 292.7682 | 437.4106 | 888.6908 | 17.7741 | 30.8545 | 59.7642 | 102.5644 | -0.0029378 | -0.0033719 | -0.0043111 | -0.005539 | 4.3298 | -2.5889 | -5.2294 | -8.8121 | 3549.2935 | 3567.5467 | 3832.4726 | 4527.2067
11 | 1 | 24 | 1834.4226 | 1872.399 | 1943.124 | 2071.9765 | 1188.5136 | 1219.3245 | 1288.6895 | 1417.7376 | -32.8374 | -58.7305 | -105.7211 | -158.628 | 304.8597 | 424.7354 | 617.8148 | 882.818 | 11.5716 | 20.8477 | 41.2065 | 70.0346 | -0.0029378 | -0.0033719 | -0.0043111 | -0.005539 | 8.9339 | 9.1601 | 15.2945 | 22.3998 | 3315.461 | 3487.7328 | 3800.4039 | 4306.333
11 | 2 | 1 | 1752.3063 | 1788.4803 | 1855.9874 | 1983.9677 | 1088.9335 | 1117.1629 | 1180.7161 | 1298.9519 | -31.0541 | -52.1972 | -96.3385 | -136.9353 | 219.7695 | 408.854 | 598.8098 | 656.106 | 8.1949 | 15.4361 | 39.1921 | 53.0172 | -0.0029378 | -0.0033719 | -0.0043111 | -0.005539 | 8.7981 | 13.5566 | 23.8199 | 36.1365 | 3046.9453 | 3291.2893 | 3602.1825 | 3891.2384
11 | 2 | 2 | 1692.2771 | 1726.9915 | 1792.2184 | 1918.0116 | 1050.9102 | 1078.1539 | 1139.4879 | 1253.5952 | -29.2402 | -49.596 | -86.956 | -125.454 | 135.686 | 294.7386 | 439.8785 | 443.314 | 6.4414 | 12.0946 | 30.2057 | 43.8499 | -0.0029378 | -0.0033719 | -0.0043111 | -0.005539 | 6.9522 | 11.1234 | 18.8462 | 29.076 | 2863.0236 | 3073.5025 | 3333.6765 | 3562.3871
11 | 2 | 3 | 1653.8591 | 1688.1205 | 1751.7809 | 1875.2831 | 1038.7816 | 1065.7109 | 1126.3371 | 1239.1275 | -28.7682 | -48.6565 | -83.8285 | -125.0293 | 81.7906 | 188.4013 | 291.2025 | 310.1709 | 6.2744 | 11.8103 | 28.2536 | 42.4311 | -0.0029378 | -0.0033719 | -0.0043111 | -0.005539 | 4.9922 | 7.9861 | 13.7819 | 21.0827 | 2756.9268 | 2913.3693 | 3127.5231 | 3363.0604
11 | 2 | 4 | 1628.579 | 1662.0862 | 1724.2832 | 1845.6637 | 1065.227 | 1092.8419 | 1155.0115 | 1270.6732 | -28.7682 | -49.7091 | -85.6355 | -130.1931 | 50.197 | 118.005 | 193.6338 | 234.41 | 7.6221 | 13.6327 | 32.2932 | 48.3319 | -0.0029378 | -0.0033719 | -0.0043111 | -0.005539 | 4.0719 | 6.6131 | 11.2923 | 16.8096 | 2726.9259 | 2843.4663 | 3030.8742 | 3285.6897
11 | 2 | 5 | 1640.1421 | 1674.4129 | 1736.4484 | 1853.3616 | 1160.2342 | 1190.3121 | 1258.0265 | 1384.0042 | -31.6791 | -57.9041 | -93.211 | -158.628 | 43.5971 | 75.6321 | 136.0389 | 227.6958 | 14.1367 | 24.5831 | 39.1921 | 80.3158 | -0.0029378 | -0.0033719 | -0.0043111 | -0.005539 | 2.4839 | 3.9714 | 6.4945 | 10.5107 | 2828.912 | 2911.0042 | 3082.9851 | 3397.2546
11 | 2 | 6 | 1681.4429 | 1716.3254 | 1778.5245 | 1889.6761 | 1355.7485 | 1390.8948 | 1470.02 | 1617.2265 | -37.3174 | -73.4588 | -115.3852 | -211.1832 | 68.7999 | 68.6637 | 127.963 | 324.5821 | 25.1586 | 43.2157 | 59.5773 | 135.1164 | -0.0029378 | -0.0033719 | -0.0043111 | -0.005539 | 1.1917 | 1.8076 | 3.4394 | 5.1447 | 3095.0213 | 3147.4451 | 3324.1347 | 3760.557
11 | 2 | 7 | 1646.9384 | 1679.5217 | 1736.989 | 1834.4563 | 1653.986 | 1696.8638 | 1793.395 | 1972.984 | -44.6624 | -89.7877 | -152.7105 | -270.4807 | 117.5911 | 107.0082 | 184.7638 | 507.8316 | 35.7598 | 60.7218 | 94.4074 | 189.1456 | -43.0565 | -49.0604 | -62.4322 | -81.338 | -0.2606 | -0.41704 | -0.5845 | -1.1542 | 3366.2958 | 3404.8505 | 3593.8281 | 4151.4445
11 | 2 | 8 | 1657.0226 | 1688.8027 | 1744.327 | 1831.2053 | 1908.6857 | 1958.1664 | 2069.5625 | 2276.8066 | -51.2447 | -99.6964 | -177.7306 | -293.4434 | 170.1097 | 178.7507 | 296.6932 | 715.5428 | 33.1146 | 57.1326 | 107.4335 | 177.8897 | -489.0712 | -561.2515 | -718.3429 | -926.7822 | 3.1164 | 5.213 | 6.4539 | 17.2579 | 3231.7331 | 3227.1176 | 3328.3967 | 3798.4768
11 | 2 | 9 | 1585.0032 | 1611.1758 | 1659.5705 | 1733.0334 | 2208.5187 | 2265.7721 | 2394.6674 | 2634.4672 | -56.883 | -104.4028 | -191.8427 | -293.7516 | 191.0961 | 254.1348 | 416.2753 | 798.5 | 24.8248 | 43.6273 | 106.651 | 138.6878 | -997.9039 | -1144.9555 | -1464.1507 | -1885.2499 | 11.6756 | 19.4196 | 28.9655 | 60.37 | 2966.3314 | 2944.7713 | 2950.1362 | 3186.0568
11 | 2 | 10 | 1577.0406 | 1600.9869 | 1646.8685 | 1715.0009 | 2400.4461 | 2462.6751 | 2602.7718 | 2863.411 | -60.4495 | -105.4555 | -195.4568 | -285.0064 | 181.5952 | 284.2885 | 469.8156 | 780.6918 | 15.745 | 28.2089 | 91.7973 | 95.448 | -1429.8687 | -1640.4983 | -2097.013 | -2696.6726 | 13.9776 | 22.7654 | 37.6383 | 69.079 | 2698.4865 | 2652.971 | 2556.4218 | 2541.9517
11 | 2 | 11 | 1558.9454 | 1582.4262 | 1626.4391 | 1688.1299 | 2522.0821 | 2587.4643 | 2734.66 | 3008.5064 | -64.2739 | -109.2223 | -200.6728 | -290.0538 | 165.4945 | 273.4309 | 451.1466 | 719.4215 | 12.0493 | 22.3857 | 84.0537 | 78.0881 | -1659.2017 | -1904.0044 | -2434.4822 | -3130.4746 | 10.2097 | 16.1103 | 30.2725 | 47.0468 | 2545.3055 | 2468.5907 | 2291.4169 | 2120.6642
11 | 2 | 12 | 1599.3869 | 1623.1056 | 1668.3072 | 1729.4919 | 2592.7359 | 2659.9498 | 2811.2691 | 3092.787 | -66.7128 | -111.1624 | -197.7502 | -290.362 | 157.3991 | 247.414 | 415.7348 | 691.0113 | 9.2454 | 17.2219 | 66.4031 | 63.8929 | -1747.7643 | -2005.8825 | -2565.1147 | -3298.3228 | 4.4873 | 7.5163 | 13.7386 | 22.1102 | 2548.7774 | 2438.1626 | 2212.5878 | 2010.6084
11 | 2 | 13 | 1685.2184 | 1709.9292 | 1758.1485 | 1823.1648 | 2653.2673 | 2722.0505 | 2876.9025 | 3164.9928 | -68.861 | -113.8766 | -192.2632 | -293.0982 | 150.7992 | 238.5629 | 397.0659 | 653.1307 | 6.9191 | 13.6327 | 48.368 | 54.7256 | -1622.5169 | -1863.2209 | -2384.9206 | -3068.8156 | 0.95012 | 1.4597 | 3.7452 | 5.1433 | 2805.7762 | 2708.5373 | 2507.0463 | 2339.2434
11 | 2 | 14 | 1707.2083 | 1731.9571 | 1780.9842 | 1846.8966 | 2664.9796 | 2734.0663 | 2889.6019 | 3178.964 | -70.5372 | -115.7035 | -187.5336 | -297.8374 | 139.6224 | 227.1689 | 380.3229 | 603.043 | 5.7166 | 12.3789 | 34.6326 | 51.7863 | -1427.7115 | -1639.6369 | -2098.9235 | -2700.8076 | -0.2606 | -0.33038 | 2.4909 | -0.71287 | 3019.0175 | 2949.9004 | 2801.5752 | 2681.3319
11 | 2 | 15 | 1669.5488 | 1692.3468 | 1740.4771 | 1806.5853 | 2646.5667 | 2715.1761 | 2869.637 | 3156.9999 | -69.9887 | -114.0419 | -186.2897 | -295.8343 | 129.205 | 210.8283 | 352.4795 | 551.8741 | 5.7885 | 12.0946 | 38.1497 | 51.7863 | -1162.2547 | -1334.1262 | -1706.22 | -2192.9951 | -1.0506 | -1.373 | -1.7616 | -3.3402 | 3217.8151 | 3180.9047 | 3106.472 | 3075.076
11 | 2 | 16 | 1687.3553 | 1709.4415 | 1760.0404 | 1833.8829 | 2549.6292 | 2615.7256 | 2764.529 | 3041.3664 | -67.1849 | -111.1624 | -182.8806 | -288.4754 | 66.9285 | 194.8591 | 326.4448 | 253.3673 | 7.5638 | 15.4361 | 42.2517 | 61.2962 | -688.9809 | -791.218 | -1012.3784 | -1300.8568 | -3.5345 | -5.4662 | -9.0165 | -14.7838 | 3551.7766 | 3627.6158 | 3688.9903 | 3585.7967
11 | 2 | 17 | 1757.4314 | 1785.4572 | 1842.5296 | 1926.4968 | 2339.8531 | 2400.5113 | 2537.0716 | 2791.1316 | -63.1463 | -107.3955 | -188.6492 | -285.3147 | 75.024 | 97.8373 | 158.7988 | 270.043 | 12.861 | 23.9048 | 64.9735 | 85.5316 | -175.1854 | -201.4609 | -258.1487 | -331.2373 | -6.1269 | -9.8371 | -19.3942 | -26.1159 | 3940.7108 | 3989.0172 | 4137.1815 | 4430.5352
11 | 2 | 18 | 1888.3346 | 1920.5242 | 1985.8 | 2082.2267 | 2230.1414 | 2287.9554 | 2418.1126 | 2660.2602 | -58.0871 | -103.4633 | -189.6882 | -284.157 | 92.0125 | 108.1584 | 170.98 | 304.0353 | 19.1218 | 34.0321 | 78.709 | 115.3254 | -0.0029378 | -0.0033719 | -0.0043111 | -0.005539 | -11.1544 | -17.8652 | -32.2303 | -52.1386 | 4160.3657 | 4229.3383 | 4431.6789 | 4825.5464
11 | 2 | 19 | 1900.4139 | 1935.4544 | 2003.8269 | 2108.2489 | 2015.3776 | 2067.6241 | 2185.2471 | 2404.0758 | -53.9415 | -97.8174 | -182.8701 | -269.2066 | 98.6123 | 130.9464 | 197.9785 | 312.3732 | 21.2811 | 37.5198 | 82.7487 | 125.9115 | -0.0029378 | -0.0033719 | -0.0043111 | -0.005539 | -7.3268 | -12.4422 | -23.2002 | -38.5689 | 3974.4137 | 4061.2818 | 4263.7266 | 4642.8282
11 | 2 | 20 | 2026.5884 | 2067.1763 | 2143.6823 | 2261.8825 | 1824.2842 | 1871.5768 | 1978.0471 | 2176.1269 | -51.2447 | -93.111 | -168.553 | -254.9892 | 108.1132 | 137.9149 | 207.4397 | 331.2434 | 20.3392 | 35.9817 | 74.1467 | 121.5311 | -0.0029378 | -0.0033719 | -0.0043111 | -0.005539 | -9.2189 | -15.0406 | -27.0103 | -45.408 | 3918.8585 | 4004.4948 | 4207.7482 | 4590.3812
11 | 2 | 21 | 2026.6499 | 2071.1296 | 2149.0628 | 2268.2058 | 1660.8768 | 1703.9333 | 1800.8666 | 1981.2037 | -48.4409 | -85.0813 | -158.8889 | -229.4067 | 193.119 | 149.9949 | 227.7809 | 611.3809 | 16.0708 | 29.3164 | 68.6152 | 101.3489 | -0.0029378 | -0.0033719 | -0.0043111 | -0.005539 | -8.1276 | -12.8688 | -22.609 | -37.1613 | 3840.145 | 3856.4207 | 4064.8233 | 4695.5657
11 | 2 | 22 | 2011.8769 | 2053.9666 | 2131.3955 | 2259.8322 | 1472.8009 | 1510.9817 | 1596.9385 | 1756.8544 | -43.9303 | -77.7737 | -146.3789 | -205.711 | 212.1208 | 271.1768 | 414.974 | 643.1086 | 14.2087 | 25.4063 | 63.6685 | 88.5725 | -0.0029378 | -0.0033719 | -0.0043111 | -0.005539 | -4.8891 | -7.959 | -12.5696 | -22.9317 | 3662.1851 | 3775.7953 | 4048.0237 | 4519.7195
11 | 2 | 23 | 1936.3041 | 1975.8452 | 2050.3626 | 2181.7273 | 1306.3036 | 1340.1682 | 1416.4077 | 1558.2454 | -38.3991 | -66.8123 | -130.7413 | -177.2762 | 313.8295 | 292.7682 | 437.4106 | 862.545 | 12.0493 | 22.1014 | 58.9817 | 76.1387 | -0.0029378 | -0.0033719 | -0.0043111 | -0.005539 | -1.5012 | -2.5889 | -3.7465 | -8.8121 | 3528.5833 | 3561.4784 | 3828.6705 | 4492.5625
11 | 2 | 24 | 1857.9644 | 1896.1508 | 1967.9647 | 2099.7478 | 1168.5214 | 1198.8141 | 1267.0122 | 1393.8897 | -33.7814 | -58.6174 | -111.9761 | -155.8919 | 273.6648 | 420.8463 | 605.6335 | 766.9915 | 10.4628 | 19.1715 | 47.9809 | 66.8698 | -0.0029378 | -0.0033719 | -0.0043111 | -0.005539 | 5.983 | 9.1601 | 16.4067 | 22.3998 | 3282.8121 | 3485.522 | 3793.0176 | 4194.0011
11 | 3 | 1 | 1765.6998 | 1802.4719 | 1870.9185 | 2000.4649 | 1068.7115 | 1096.4167 | 1158.7896 | 1274.8298 | -30.2172 | -53.5282 | -96.825 | -144.8352 | 232.9691 | 365.1348 | 527.986 | 648.9004 | 10.76 | 19.4558 | 39.7147 | 65.451 | -0.0029378 | -0.0033719 | -0.0043111 | -0.005539 | 8.7981 | 13.5566 | 23.8199 | 36.1365 | 3056.7184 | 3243.5043 | 3524.3993 | 3880.9417
11 | 3 | 2 | 1690.1102 | 1724.8429 | 1790.2734 | 1916.0645 | 1035.7706 | 1062.6219 | 1123.0723 | 1235.5357 | -29.5309 | -49.8744 | -90.57 | -130.9261 | 157.3799 | 310.0217 | 447.9544 | 464.5185 | 8.0279 | 14.7402 | 34.2454 | 51.7 | -0.0029378 | -0.0033719 | -0.0043111 | -0.005539 | 6.9522 | 11.1234 | 18.8462 | 29.076 | 2868.7069 | 3073.4723 | 3323.8174 | 3565.9631
11 | 3 | 3 | 1629.2939 | 1663.2947 | 1725.6957 | 1848.2146 | 1025.4147 | 1051.9975 | 1111.8435 | 1223.1825 | -28.5104 | -49.1001 | -87.4425 | -126.1869 | 103.0857 | 214.9547 | 315.2273 | 327.4874 | 7.4918 | 14.0442 | 32.2932 | 48.5352 | -0.0029378 | -0.0033719 | -0.0043111 | -0.005539 | 4.9922 | 7.9861 | 13.7819 | 21.0827 | 2741.765 | 2903.1737 | 3111.3948 | 3342.3098
11 | 3 | 4 | 1580.508 | 1613.4404 | 1673.6388 | 1792.5196 | 1038.3363 | 1065.2541 | 1125.8543 | 1238.5963 | -28.0384 | -49.1001 | -87.4425 | -126.1869 | 67.0954 | 142.1393 | 217.6586 | 236.6745 | 8.0279 | 14.3286 | 35.0279 | 49.4082 | -0.0029378 | -0.0033719 | -0.0043111 | -0.005539 | 4.0719 | 6.6131 | 11.2923 | 16.8096 | 2669.9983 | 2792.672 | 2976.025 | 3207.8156
11 | 3 | 5 | 1555.0957 | 1588.3537 | 1647.0423 | 1760.5918 | 1088.1597 | 1116.3691 | 1179.8771 | 1298.0289 | -29.7145 | -51.8144 | -90.57 | -140.4044 | 42.5004 | 96.4137 | 153.576 | 175.4041 | 10.1873 | 17.9178 | 37.7625 | 60.7657 | -0.0029378 | -0.0033719 | -0.0043111 | -0.005539 | 2.4839 | 3.9714 | 6.4945 | 10.5107 | 2668.7095 | 2771.208 | 2934.1781 | 3164.8913
11 | 3 | 6 | 1545.4131 | 1578.7683 | 1635.8477 | 1743.6895 | 1192.2415 | 1223.1491 | 1292.7316 | 1422.1846 | -32.5184 | -59.1219 | -101.5546 | -162.097 | 30.7963 | 62.8919 | 105.1888 | 138.6559 | 13.7309 | 24.2988 | 47.4583 | 78.9987 | -0.0029378 | -0.0033719 | -0.0043111 | -0.005539 | 1.1917 | 1.8076 | 3.4394 | 5.1447 | 2750.8523 | 2831.7904 | 2983.1068 | 3226.5707
11 | 3 | 7 | 1566.6985 | 1599.6954 | 1656.6154 | 1761.4898 | 1313.0972 | 1347.1378 | 1423.7738 | 1566.3492 | -36.0084 | -67.6474 | -118.9992 | -195.6957 | 31.1951 | 45.7261 | 81.958 | 139.7882 | 18.8829 | 32.6403 | 60.2867 | 106.5006 | -30.8467 | -35.0238 | -44.2403 | -57.1121 | -0.2606 | -0.41704 | -0.5845 | -1.1542 | 2862.7579 | 2922.1114 | 3058.8099 | 3320.1657
11 | 3 | 8 | 1760.3839 | 1797.3963 | 1863.3607 | 1978.9787 | 1363.2452 | 1398.5859 | 1478.1486 | 1626.1691 | -41.1747 | -78.6088 | -139.8528 | -226.8666 | 42.5004 | 48.1452 | 80.0322 | 172.0867 | 23.2015 | 40.0381 | 75.3272 | 127.3303 | -458.7295 | -526.2236 | -672.6127 | -865.7701 | 3.1164 | 5.213 | 6.4539 | 17.2579 | 2692.5432 | 2684.5461 | 2690.8571 | 2829.186
11 | 3 | 9 | 1829.4703 | 1864.5128 | 1931.7399 | 2048.2712 | 1548.1077 | 1588.2408 | 1678.5926 | 1846.6853 | -45.7924 | -86.9689 | -163.5525 | -250.5623 | 60.0967 | 65.311 | 102.2152 | 223.8869 | 24.1801 | 42.1258 | 88.2179 | 135.1804 | -1020.875 | -1170.8994 | -1496.3218 | -1925.0691 | 11.6756 | 19.4196 | 28.9655 | 60.37 | 2406.8631 | 2321.7417 | 2169.8569 | 2138.7625
11 | 3 | 10 | 1873.2665 | 1908.0903 | 1975.665 | 2091.5096 | 1696.0319 | 1739.9997 | 1838.9848 | 2023.139 | -50.303 | -92.4496 | -179.6765 | -262.7766 | 73.2963 | 85.0197 | 136.833 | 279.5754 | 22.0927 | 38.7843 | 94.532 | 126.1148 | -1371.091 | -1573.596 | -2012.661 | -2589.6983 | 13.9776 | 22.7654 | 37.6383 | 69.079 | 2257.271 | 2128.6138 | 1891.3156 | 1736.9428
11 | 3 | 11 | 1898.0424 | 1933.0061 | 2001.0187 | 2114.6558 | 1792.2378 | 1838.6996 | 1943.2996 | 2137.8998 | -53.1068 | -95.3292 | -188.0201 | -265.088 | 87.9916 | 106.611 | 169.2714 | 336.396 | 18.1799 | 32.6403 | 91.5374 | 108.7548 | -1612.3479 | -1850.7068 | -2367.3439 | -3045.5377 | 10.2097 | 16.1103 | 30.2725 | 47.0468 | 2141.2067 | 1981.0314 | 1680.0355 | 1434.1276
11 | 3 | 12 | 1914.7961 | 1949.809 | 2018.6191 | 2131.0667 | 1840.1215 | 1887.8246 | 1995.2192 | 2195.0186 | -55.255 | -96.3818 | -187.391 | -261.0819 | 100.7924 | 128.7388 | 207.4033 | 374.2766 | 13.4337 | 24.8674 | 74.2848 | 86.8112 | -1702.8098 | -1954.7991 | -2500.8716 | -3217.1231 | 4.4873 | 7.5163 | 13.7386 | 22.1102 | 2115.5661 | 1947.5754 | 1621.0025 | 1331.0783
11 | 3 | 13 | 1993.2501 | 2029.4911 | 2101.6612 | 2219.2211 | 1862.9045 | 1911.1983 | 2019.9226 | 2222.1958 | -57.1454 | -97.4344 | -185.2364 | -259.0788 | 103.6935 | 145.9046 | 233.354 | 388.6876 | 10.4628 | 19.7402 | 59.5069 | 71.743 | -1702.6365 | -1953.9847 | -2498.3125 | -3211.5588 | 0.95012 | 1.4597 | 3.7452 | 5.1433 | 2211.4792 | 2056.3747 | 1734.641 | 1436.3533
11 | 3 | 14 | 2047.7805 | 2084.4162 | 2159.3826 | 2281.374 | 1852.7953 | 1900.827 | 2008.9613 | 2210.1368 | -57.6939 | -97.5475 | -181.0699 | -257.0757 | 103.8124 | 149.7938 | 243.9469 | 374.698 | 8.7093 | 16.8103 | 48.5061 | 63.4487 | -1448.7186 | -1664.2453 | -2131.1792 | -2742.4818 | -0.2606 | -0.33038 | 2.4909 | -0.71287 | 2506.4244 | 2389.7241 | 2151.0388 | 1929.3872
11 | 3 | 15 | 2053.7573 | 2089.5915 | 2164.9227 | 2290.2444 | 1829.7183 | 1877.1518 | 1983.9392 | 2182.609 | -57.2219 | -96.7732 | -179.2629 | -255.0727 | 98.0102 | 150.0671 | 238.3374 | 349.6844 | 9.2454 | 17.5062 | 49.8112 | 65.5373 | -1121.6366 | -1289.0606 | -1651.7436 | -2125.6121 | -1.0506 | -1.373 | -1.7616 | -3.3402 | 2810.8221 | 2747.1099 | 2604.2424 | 2504.0502
11 | 3 | 16 | 2022.5783 | 2056.8371 | 2131.8197 | 2260.5692 | 1771.4406 | 1817.3633 | 1920.7495 | 2113.0915 | -55.6222 | -95.7206 | -175.1624 | -257.5004 | 51.1557 | 142.1651 | 223.9767 | 170.6729 | 12.2163 | 22.3857 | 56.8454 | 80.5038 | -650.9793 | -747.426 | -955.4558 | -1225.3562 | -3.5345 | -5.4662 | -9.0165 | -14.7838 | 3147.2549 | 3190.1384 | 3193.7566 | 3127.1971
11 | 3 | 17 | 2095.8037 | 2134.6596 | 2215.631 | 2350.9581 | 1659.2795 | 1702.2946 | 1799.1347 | 1979.2984 | -52.6348 | -93.6154 | -179.124 | -256.7674 | 54.0568 | 71.7069 | 109.2449 | 171.8052 | 15.9988 | 28.9048 | 76.1124 | 98.067 | -160.8791 | -185.0686 | -237.2578 | -304.6645 | -6.1269 | -9.8371 | -19.3942 | -26.1159 | 3605.498 | 3649.0448 | 3764.347 | 4012.5809
11 | 3 | 18 | 2090.0797 | 2129.6796 | 2210.5354 | 2342.2378 | 1710.8944 | 1755.2475 | 1855.1 | 2040.868 | -50.1653 | -93.337 | -182.804 | -265.088 | 53.0501 | 75.596 | 115.7326 | 171.8052 | 23.6073 | 41.0183 | 92.06 | 133.7616 | -0.0029378 | -0.0033719 | -0.0043111 | -0.005539 | -11.1544 | -17.8652 | -32.2303 | -52.1386 | 3816.3089 | 3890.3359 | 4058.3893 | 4371.4405
11 | 3 | 19 | 2014.9188 | 2054.7152 | 2132.5078 | 2259.0232 | 1657.9337 | 1700.9139 | 1797.6754 | 1977.693 | -47.8335 | -90.2922 | -178.9085 | -259.1912 | 59.2511 | 75.596 | 115.7326 | 185.725 | 24.9917 | 43.9116 | 92.967 | 141.8526 | -0.0029378 | -0.0033719 | -0.0043111 | -0.005539 | -7.3268 | -12.4422 | -23.2002 | -38.5689 | 3701.9321 | 3772.3988 | 3936.7698 | 4266.5281
11 | 3 | 20 | 2039.0867 | 2080.8753 | 2160.7121 | 2290.0492 | 1579.2211 | 1620.1607 | 1712.3284 | 1883.7994 | -46.1573 | -87.578 | -164.3099 | -247.4015 | 81.3438 | 82.5645 | 125.1939 | 238.096 | 23.0712 | 40.734 | 78.709 | 133.8632 | -0.0029378 | -0.0033719 | -0.0043111 | -0.005539 | -9.2189 | -15.0406 | -27.0103 | -45.408 | 3667.3437 | 3721.7125 | 3885.6188 | 4252.9928
11 | 3 | 21 | 1992.171 | 2036.6309 | 2114.4979 | 2238.8008 | 1484.8957 | 1523.39 | 1610.0526 | 1771.2818 | -44.4811 | -81.0447 | -148.9539 | -221.3944 | 133.5116 | 113.6672 | 167.8876 | 413.7106 | 17.7741 | 31.8347 | 63.6685 | 107.7802 | -0.0029378 | -0.0033719 | -0.0043111 | -0.005539 | -8.1276 | -12.8688 | -22.609 | -37.1613 | 3575.7407 | 3611.606 | 3784.5394 | 4273.0121
11 | 3 | 22 | 1944.1687 | 1985.3532 | 2060.6045 | 2188.4614 | 1368.0446 | 1403.5097 | 1483.3525 | 1631.8941 | -41.0216 | -74.6766 | -137.9693 | -202.4379 | 144.8168 | 187.3543 | 282.9569 | 444.8769 | 15.1872 | 27.513 | 56.7073 | 93.0545 | -0.0029378 | -0.0033719 | -0.0043111 | -0.005539 | -4.8891 | -7.959 | -12.5696 | -22.9317 | 3426.3037 | 3521.0911 | 3733.0782 | 4132.9118
11 | 3 | 23 | 1857.0813 | 1895.5097 | 1967.1381 | 2095.4615 | 1243.5296 | 1275.7668 | 1348.3426 | 1483.3644 | -36.876 | -66.4817 | -123.9337 | -182.7483 | 167.1185 | 200.0945 | 302.42 | 506.1472 | 14.9483 | 26.6709 | 53.4501 | 89.8897 | -0.0029378 | -0.0033719 | -0.0043111 | -0.005539 | -1.5012 | -2.5889 | -3.7465 | -8.8121 | 3244.2977 | 3328.9679 | 3543.6663 | 3983.2969
11 | 3 | 24 | 1767.065 | 1803.9871 | 1871.6817 | 1997.5476 | 1137.531 | 1167.0203 | 1233.4098 | 1356.9223 | -33.1281 | -59.0089 | -109.6166 | -161.364 | 273.6648 | 226.1114 | 340.5519 | 766.9915 | 13.0279 | 23.4932 | 47.1984 | 78.2273 | -0.0029378 | -0.0033719 | -0.0043111 | -0.005539 | 5.983 | 9.1601 | 16.4067 | 22.3998 | 3164.1408 | 3170.7599 | 3399.6275 | 4060.7189
11 | 4 | 1 | 1697.3936 | 1733.0125 | 1798.6809 | 1923.7401 | 1041.2929 | 1068.2873 | 1129.06 | 1242.1231 | -30.1101 | -54.5808 | -98.632 | -142.8321 | 232.9691 | 365.1348 | 527.986 | 648.9004 | 10.5931 | 20.8477 | 41.7291 | 64.5779 | -0.0029378 | -0.0033719 | -0.0043111 | -0.005539 | 8.7981 | 13.5566 | 23.8199 | 36.1365 | 2960.9338 | 3146.2547 | 3422.6396 | 3772.6403
11 | 4 | 2 | 1617.2218 | 1650.7975 | 1712.8684 | 1834.1409 | 1021.0574 | 1047.5272 | 1107.119 | 1217.9848 | -28.6175 | -49.9875 | -89.2495 | -133.3538 | 232.9691 | 310.0217 | 447.9544 | 648.9004 | 9.2454 | 16.9376 | 34.2454 | 57.7025 | -0.0029378 | -0.0033719 | -0.0043111 | -0.005539 | 6.9522 | 11.1234 | 18.8462 | 29.076 | 2858.8254 | 2986.4166 | 3231.7796 | 3654.4452
11 | 4 | 3 | 1560.193 | 1592.7597 | 1652.3136 | 1770.1869 | 1010.0878 | 1036.2732 | 1095.2247 | 1204.8995 | -28.0384 | -48.3258 | -84.3149 | -126.1869 | 157.3799 | 214.9547 | 315.2273 | 464.5185 | 8.0279 | 15.0245 | 30.2057 | 50.827 | -0.0029378 | -0.0033719 | -0.0043111 | -0.005539 | 4.9922 | 7.9861 | 13.7819 | 21.0827 | 2712.6395 | 2818.669 | 3022.434 | 3385.3221
11 | 4 | 4 | 1505.3599 | 1536.7412 | 1593.437 | 1707.9217 | 1023.6156 | 1050.1517 | 1109.8928 | 1221.0364 | -28.0384 | -48.3258 | -84.5965 | -126.1869 | 103.0857 | 142.1393 | 217.6586 | 327.4874 | 8.8395 | 15.5457 | 31.5107 | 55.2074 | -0.0029378 | -0.0033719 | -0.0043111 | -0.005539 | 4.0719 | 6.6131 | 11.2923 | 16.8096 | 2616.9314 | 2702.8619 | 2879.1907 | 3202.27
11 | 4 | 5 | 1466.645 | 1498.3419 | 1553.0224 | 1661.3867 | 1063.2008 | 1090.7631 | 1152.8144 | 1268.2562 | -28.0384 | -49.9875 | -87.724 | -133.3538 | 67.0954 | 96.4137 | 153.576 | 236.6745 | 10.5931 | 18.4756 | 36.4575 | 62.1845 | -0.0029378 | -0.0033719 | -0.0043111 | -0.005539 | 2.4839 | 3.9714 | 6.4945 | 10.5107 | 2581.9768 | 2657.9749 | 2814.6365 | 3105.6532
11 | 4 | 6 | 1446.321 | 1478.0739 | 1530.9028 | 1633.8063 | 1141.6394 | 1171.2351 | 1237.8644 | 1361.823 | -29.7451 | -53.8065 | -95.786 | -147.5713 | 42.5004 | 62.8919 | 105.1888 | 175.4041 | 12.9912 | 22.7973 | 44.5991 | 75.9355 | -0.0029378 | -0.0033719 | -0.0043111 | -0.005539 | 1.1917 | 1.8076 | 3.4394 | 5.1447 | 2614.8956 | 2682.996 | 2826.2041 | 3104.5367
11 | 4 | 7 | 1477.4999 | 1509.1767 | 1562.9328 | 1664.9117 | 1217.0295 | 1248.5797 | 1319.6088 | 1451.7533 | -32.6561 | -59.4524 | -109.8982 | -166.9526 | 30.7963 | 45.7261 | 81.958 | 138.6559 | 16.3178 | 28.2089 | 54.7552 | 92.0799 | -28.614 | -32.5469 | -41.2521 | -53.4316 | -0.2606 | -0.41704 | -0.5845 | -1.1542 | 2680.1128 | 2739.2749 | 2867.5202 | 3125.8624
11 | 4 | 8 | 1717.9039 | 1755.5437 | 1821.2847 | 1939.5756 | 1200.7722 | 1231.9009 | 1301.9813 | 1432.3605 | -35.567 | -67.9779 | -127.3428 | -195.8121 | 31.1951 | 48.1452 | 80.0322 | 139.7882 | 21.448 | 37.1082 | 70.4428 | 119.5818 | -426.7356 | -488.5429 | -622.9471 | -801.4979 | 3.1164 | 3.3363 | 6.4539 | 17.2579 | 2512.133 | 2519.5136 | 2529.905 | 2651.2541
11 | 4 | 9 | 1828.8629 | 1865.7195 | 1935.018 | 2059.4656 | 1330.5376 | 1365.0303 | 1442.6842 | 1587.1532 | -39.1641 | -78.9393 | -149.5169 | -231.7221 | 42.5004 | 65.311 | 102.2152 | 172.0867 | 27.8174 | 48.3796 | 91.0148 | 152.5404 | -983.2459 | -1127.4687 | -1439.9985 | -1851.1147 | 11.6756 | 15.4658 | 28.9655 | 60.37 | 2218.9838 | 2153.4982 | 2010.3822 | 1948.7791
11 | 4 | 10 | 1881.5645 | 1918.7639 | 1988.5741 | 2113.8913 | 1454.2731 | 1491.9736 | 1576.849 | 1734.7532 | -43.2027 | -86.4121 | -163.834 | -253.4148 | 60.0967 | 85.0197 | 136.833 | 223.8869 | 30.1437 | 51.9688 | 99.0942 | 165.3167 | -1265.7539 | -1453.635 | -1861.3195 | -2397.4922 | 13.9776 | 19.7148 | 37.6383 | 69.079 | 2131.099 | 2027.3936 | 1813.8351 | 1656.0202
11 | 4 | 11 | 1903.6472 | 1941.2633 | 2011.982 | 2133.3655 | 1557.7606 | 1598.1438 | 1689.059 | 1858.1999 | -46.4786 | -88.3521 | -164.602 | -254.1477 | 73.2963 | 106.611 | 169.2714 | 279.5754 | 25.3975 | 44.3232 | 84.7008 | 143.4747 | -1642.8494 | -1885.2069 | -2410.2084 | -3098.5634 | 10.2097 | 16.4827 | 30.2725 | 47.0468 | 1880.9833 | 1733.265 | 1410.4753 | 1108.9512
11 | 4 | 12 | 1908.5198 | 1945.972 | 2016.001 | 2134.3836 | 1631.4114 | 1673.7039 | 1768.9176 | 1946.0554 | -48.8104 | -88.6304 | -161.961 | -244.9778 | 87.9916 | 128.7388 | 207.4033 | 336.396 | 17.941 | 32.2287 | 64.191 | 108.7548 | -1678.9114 | -1927.332 | -2464.3852 | -3164.4437 | 4.4873 | 7.4377 | 13.7386 | 22.1102 | 1922.6293 | 1772.1187 | 1443.9053 | 1138.2785
11 | 4 | 13 | 1887.4565 | 1923.8626 | 1992.135 | 2107.7144 | 1671.7776 | 1715.1166 | 1812.6862 | 1994.2069 | -51.1422 | -88.0214 | -157.7945 | -240.9716 | 100.7924 | 145.9046 | 233.354 | 374.2766 | 13.0279 | 23.7775 | 48.368 | 84.4177 | -1544.7868 | -1776.3722 | -2278.7458 | -2936.6998 | 0.95012 | 1.981 | 3.7452 | 5.1433 | 2078.0755 | 1946.2487 | 1653.7481 | 1388.0874
11 | 4 | 14 | 1849.4657 | 1885.1788 | 1951.6006 | 2062.7387 | 1682.104 | 1725.7107 | 1823.883 | 2006.5249 | -52.1628 | -89.2393 | -158.2809 | -243.2829 | 103.6935 | 149.7938 | 243.9469 | 388.6876 | 12.2163 | 21.8279 | 44.7264 | 80.7071 | -1423.8937 | -1635.5061 | -2094.2263 | -2694.7481 | -0.2606 | 1.1293 | 2.4909 | -0.71287 | 2171.1624 | 2058.8951 | 1814.1405 | 1599.9144
11 | 4 | 15 | 1783.4916 | 1817.5404 | 1880.8874 | 1987.8589 | 1680.5093 | 1724.0747 | 1822.1539 | 2004.6227 | -52.1628 | -88.3519 | -155.435 | -241.2799 | 103.8124 | 150.0671 | 238.3374 | 374.698 | 11.5132 | 20.4361 | 42.7742 | 77.339 | -999.2017 | -1148.8342 | -1472.5146 | -1894.2043 | -1.0506 | -0.85169 | -1.7616 | -3.3402 | 2526.9115 | 2474.0806 | 2354.4417 | 2305.6942
11 | 4 | 16 | 1770.8074 | 1804.6394 | 1868.2684 | 1976.0891 | 1650.6059 | 1693.3961 | 1789.73 | 1968.9519 | -50.4866 | -88.0214 | -156.474 | -242.9747 | 98.0102 | 142.1651 | 223.9767 | 349.6844 | 13.5056 | 23.7775 | 48.2435 | 86.9504 | -640.6547 | -736.1705 | -942.758 | -1211.5236 | -3.5345 | -5.2577 | -9.0165 | -14.7838 | 2838.2533 | 2834.5285 | 2821.9702 | 2912.3938
11 | 4 | 17 | 1866.986 | 1903.4185 | 1973.4035 | 2092.0737 | 1564.4795 | 1605.0369 | 1696.3443 | 1866.2146 | -50.303 | -89.57 | -161.961 | -251.2952 | 51.1557 | 71.7069 | 109.2449 | 170.6729 | 17.6071 | 30.7272 | 60.6739 | 107.6785 | -146.6186 | -168.8153 | -216.6545 | -278.1038 | -6.1269 | -10.9839 | -19.3942 | -26.1159 | 3297.1798 | 3341.5202 | 3441.6569 | 3681.1248
11 | 4 | 18 | 1971.3353 | 2009.6895 | 2085.2235 | 2210.641 | 1628.7447 | 1670.9681 | 1766.0262 | 1942.8744 | -50.8821 | -93.7196 | -171.8961 | -265.2044 | 54.0568 | 75.596 | 115.7326 | 171.8052 | 23.1432 | 40.3224 | 79.2315 | 135.2821 | -0.0029378 | -0.0033719 | -0.0043111 | -0.005539 | -11.1544 | -17.4481 | -32.2303 | -52.1386 | 3615.2404 | 3685.4049 | 3842.0831 | 4143.2541
11 | 4 | 19 | 2082.7484 | 2123.7372 | 2205.431 | 2341.1315 | 1570.3136 | 1611.0223 | 1702.6702 | 1873.174 | -50.8056 | -95.103 | -174.2556 | -264.4714 | 53.0501 | 75.596 | 115.7326 | 171.8052 | 25.0636 | 44.3232 | 85.6078 | 146.0715 | -0.0029378 | -0.0033719 | -0.0043111 | -0.005539 | -7.3268 | -12.2337 | -23.2002 | -38.5689 | 3673.0405 | 3747.3388 | 3911.9815 | 4229.1363
11 | 4 | 20 | 2090.5303 | 2132.0928 | 2214.9134 | 2353.5824 | 1495.6474 | 1534.4204 | 1621.7105 | 1784.1072 | -48.4432 | -93.1108 | -172.167 | -261.7353 | 59.2511 | 82.5645 | 125.1939 | 185.725 | 26.6719 | 46.5572 | 91.0148 | 152.8453 | -0.0029378 | -0.0033719 | -0.0043111 | -0.005539 | -9.2189 | -14.6236 | -27.0103 | -45.408 | 3614.4357 | 3687.8971 | 3853.651 | 4169.111
11 | 4 | 21 | 2046.8507 | 2088.1222 | 2169.0995 | 2308.1551 | 1402.4519 | 1438.809 | 1520.6599 | 1672.9374 | -46.1879 | -88.4044 | -162.7845 | -247.518 | 81.3438 | 113.6672 | 167.8876 | 238.096 | 25.4694 | 45.0191 | 86.7883 | 148.16 | -0.0029378 | -0.0033719 | -0.0043111 | -0.005539 | -8.1276 | -12.4517 | -22.609 | -37.1613 | 3501.7974 | 3584.7579 | 3759.0377 | 4082.6637
11 | 4 | 22 | 1955.95 | 1995.5785 | 2071.9263 | 2206.8588 | 1300.0454 | 1333.7477 | 1409.622 | 1550.7802 | -43.1698 | -80.3225 | -148.9539 | -228.1367 | 133.5116 | 187.3543 | 282.9569 | 413.7106 | 22.0927 | 39.1959 | 75.8498 | 129.6221 | -0.0029378 | -0.0033719 | -0.0043111 | -0.005539 | -4.8891 | -6.9164 | -12.5696 | -22.9317 | 3363.5379 | 3468.6341 | 3678.8273 | 4049.8978
11 | 4 | 23 | 1821.634 | 1859.0314 | 1929.3376 | 2057.6613 | 1196.6762 | 1227.6987 | 1297.54 | 1427.4745 | -38.7663 | -71.0228 | -128.3817 | -194.9627 | 144.8168 | 200.0945 | 302.42 | 444.8769 | 17.941 | 31.8347 | 62.2389 | 105.7292 | -0.0029378 | -0.0033719 | -0.0043111 | -0.005539 | -1.5012 | -1.9634 | -3.7465 | -8.8121 | 3140.7975 | 3245.6698 | 3459.4039 | 3831.9617
11 | 4 | 24 | 1722.8872 | 1758.8405 | 1824.8233 | 1949.8027 | 1104.2025 | 1132.8278 | 1197.2721 | 1317.1658 | -33.1281 | -60.0615 | -109.3351 | -161.7887 | 170.4185 | 232.4196 | 352.7332 | 532.2931 | 13.1582 | 23.7775 | 46.5513 | 79.2019 | -0.0029378 | -0.0033719 | -0.0043111 | -0.005539 | 5.983 | 9.7856 | 16.4067 | 22.3998 | 2983.5183 | 3097.5863 | 3328.4471 | 3739.0691
11 | 5 | 1 | 1590.0237 | 1623.3087 | 1683.629 | 1799.3151 | 1084.3245 | 1112.4344 | 1175.7186 | 1293.454 | -29.638 | -51.536 | -91.8905 | -133.3538 | 304.8597 | 408.854 | 598.8098 | 882.818 | 9.2454 | 16.9376 | 33.4629 | 57.7025 | -0.0029378 | -0.0033719 | -0.0043111 | -0.005539 | 8.7981 | 13.5566 | 23.8199 | 36.1365 | 2967.6104 | 3123.552 | 3423.5454 | 3936.0667
11 | 5 | 2 | 1550.8504 | 1583.7042 | 1642.3004 | 1757.1771 | 1048.5712 | 1075.7543 | 1136.9518 | 1250.8051 | -27.4898 | -47.108 | -84.0334 | -118.7118 | 219.7695 | 294.7386 | 439.8785 | 656.106 | 6.2744 | 11.8103 | 27.4711 | 42.6343 | -0.0029378 | -0.0033719 | -0.0043111 | -0.005539 | 6.9522 | 11.1234 | 18.8462 | 29.076 | 2804.9249 | 2930.0194 | 3181.4103 | 3617.0813
11 | 5 | 3 | 1530.8735 | 1563.9363 | 1621.3882 | 1735.5363 | 1038.0871 | 1064.9984 | 1125.584 | 1238.299 | -27.4898 | -46.2206 | -80.9059 | -118.7118 | 135.686 | 188.4013 | 291.2025 | 443.314 | 7.086 | 13.2021 | 26.0415 | 45.0278 | -0.0029378 | -0.0033719 | -0.0043111 | -0.005539 | 4.9922 | 7.9861 | 13.7819 | 21.0827 | 2689.2321 | 2792.3003 | 2997.0879 | 3364.5425
11 | 5 | 4 | 1529.6704 | 1562.9701 | 1619.8092 | 1733.027 | 1063.2702 | 1090.8344 | 1152.8898 | 1268.3391 | -27.4898 | -48.0475 | -84.0334 | -123.8756 | 81.7906 | 118.005 | 193.6338 | 310.1709 | 8.8395 | 16.2416 | 30.2057 | 53.9918 | -0.0029378 | -0.0033719 | -0.0043111 | -0.005539 | 4.0719 | 6.6131 | 11.2923 | 16.8096 | 2660.15 | 2746.6135 | 2923.793 | 3258.4573
11 | 5 | 5 | 1555.31 | 1588.911 | 1645.7567 | 1757.3263 | 1160.9335 | 1191.0295 | 1258.7848 | 1384.8383 | -29.0895 | -53.3629 | -93.416 | -144.8352 | 50.197 | 75.6321 | 136.0389 | 234.41 | 13.564 | 24.1891 | 42.5116 | 78.2273 | -0.0029378 | -0.0033719 | -0.0043111 | -0.005539 | 2.4839 | 3.9714 | 6.4945 | 10.5107 | 2753.396 | 2830.3668 | 2996.1662 | 3320.4718
11 | 5 | 6 | 1610.6212 | 1643.5555 | 1701.8753 | 1809.2206 | 1363.3999 | 1398.7446 | 1478.3163 | 1626.3536 | -33.7072 | -65.2638 | -118.5127 | -191.9183 | 43.5971 | 68.6637 | 127.963 | 227.6958 | 24.1801 | 42.1258 | 70.5782 | 132.1548 | -0.0029378 | -0.0033719 | -0.0043111 | -0.005539 | 1.1917 | 1.8076 | 3.4394 | 5.1447 | 3009.2799 | 3089.63 | 3263.6551 | 3608.6456
11 | 5 | 7 | 1597.6351 | 1629.1831 | 1682.9759 | 1779.0853 | 1660.9401 | 1703.9982 | 1800.9352 | 1981.2792 | -40.9451 | -79.1568 | -154.2359 | -251.2158 | 68.7999 | 107.0082 | 184.7638 | 324.5821 | 34.4623 | 59.4573 | 106.0039 | 183.9938 | -13.6563 | -15.5151 | -19.7266 | -25.9066 | -0.2606 | -0.41704 | -0.5845 | -1.1542 | 3306.9754 | 3404.5578 | 3600.1317 | 3990.6638
11 | 5 | 8 | 1640.1251 | 1670.5273 | 1724.9158 | 1813.984 | 1910.909 | 1960.4473 | 2071.9732 | 2279.4587 | -47.8181 | -88.2913 | -176.6151 | -282.0784 | 117.5911 | 178.7507 | 296.6932 | 507.8316 | 35.5128 | 60.8491 | 113.4876 | 189.5521 | -274.482 | -313.5701 | -398.0113 | -509.5448 | 3.1164 | 3.3363 | 6.4539 | 17.2579 | 3384.9543 | 3472.0494 | 3638.8973 | 4016.4611
11 | 5 | 9 | 1588.7654 | 1614.4612 | 1664.9092 | 1738.1763 | 2198.3926 | 2255.3836 | 2383.6879 | 2622.3882 | -53.3493 | -90.1182 | -189.3301 | -282.8114 | 170.1097 | 254.1348 | 416.2753 | 715.5428 | 27.4116 | 47.2531 | 101.3063 | 149.4772 | -675.0624 | -774.1671 | -989.2817 | -1271.5092 | 11.6756 | 15.4658 | 28.9655 | 60.37 | 3267.9434 | 3322.4132 | 3416.5323 | 3731.6339
11 | 5 | 10 | 1544.2933 | 1568.408 | 1614.7958 | 1677.1088 | 2391.0126 | 2452.997 | 2592.5431 | 2852.158 | -57.3879 | -90.2313 | -189.8165 | -276.3775 | 191.0961 | 284.2885 | 469.8156 | 798.5 | 18.1799 | 31.66 | 73.7622 | 105.6916 | -1088.0807 | -1246.7401 | -1592.1197 | -2053.3059 | 13.9776 | 19.7148 | 37.6383 | 69.079 | 3013.0909 | 3020.0968 | 3006.6189 | 3172.854
11 | 5 | 11 | 1497.8135 | 1521.7118 | 1564.1049 | 1618.0517 | 2520.0194 | 2585.3482 | 2732.4235 | 3006.0459 | -60.1917 | -92.1713 | -193.712 | -279.1135 | 181.5952 | 273.4309 | 451.1466 | 780.6918 | 13.3971 | 24.2988 | 63.4085 | 82.875 | -1434.5455 | -1646.1034 | -2107.5454 | -2719.445 | 10.2097 | 16.4827 | 30.2725 | 47.0468 | 2728.2977 | 2682.9977 | 2540.0985 | 2536.1527
11 | 5 | 12 | 1451.9931 | 1474.6433 | 1514.4369 | 1563.245 | 2591.2128 | 2658.3872 | 2809.6175 | 3090.97 | -62.5541 | -92.4496 | -197.3261 | -281.4249 | 165.4945 | 247.414 | 415.7348 | 719.4215 | 10.4628 | 19.4558 | 54.3599 | 69.997 | -1541.1899 | -1769.7252 | -2268.2291 | -2927.5802 | 4.4873 | 7.4377 | 13.7386 | 22.1102 | 2619.9064 | 2545.1632 | 2342.3326 | 2256.7385
11 | 5 | 13 | 1337.7681 | 1357.7515 | 1391.425 | 1430.2519 | 2659.5011 | 2728.4458 | 2883.6616 | 3172.4289 | -64.7023 | -93.337 | -198.0175 | -281.4249 | 157.3991 | 238.5629 | 397.0659 | 691.0113 | 7.5638 | 14.3286 | 43.9439 | 56.2461 | -1401.9318 | -1609.0418 | -2060.625 | -2658.6202 | 0.95012 | 1.981 | 3.7452 | 5.1433 | 2696.548 | 2638.6909 | 2461.1991 | 2415.0363
11 | 5 | 14 | 1229.7593 | 1247.111 | 1275.2417 | 1306.1676 | 2689.5119 | 2759.2346 | 2916.2019 | 3208.2277 | -66.1949 | -94.2244 | -201.3499 | -288.5918 | 150.7992 | 227.1689 | 380.3229 | 653.1307 | 7.5638 | 13.917 | 41.7318 | 56.0428 | -1210.6637 | -1387.3249 | -1770.5898 | -2279.1257 | -0.2606 | 1.1293 | 2.4909 | -0.71287 | 2800.5149 | 2767.0113 | 2644.0494 | 2655.1384
11 | 5 | 15 | 1140.4148 | 1156.8998 | 1180.136 | 1205.2806 | 2677.1585 | 2746.5609 | 2902.8073 | 3193.4917 | -66.1949 | -94.9465 | -198.5039 | -290.5949 | 139.6224 | 210.8283 | 352.4795 | 603.043 | 8.6142 | 15.3088 | 38.0279 | 61.0706 | -925.6003 | -1060.3796 | -1352.0577 | -1736.8272 | -1.0506 | -0.85169 | -1.7616 | -3.3402 | 2972.9642 | 2973.42 | 2921.1274 | 3032.1237
11 | 5 | 16 | 1152.5309 | 1170.8095 | 1193.5791 | 1223.9978 | 2589.3074 | 2656.4325 | 2807.5516 | 3088.6972 | -63.8631 | -94.8334 | -195.1715 | -291.865 | 129.205 | 194.8591 | 326.4448 | 551.8741 | 12.766 | 21.9741 | 45.2489 | 80.5191 | -490.4232 | -561.9627 | -716.6852 | -920.7094 | -3.5345 | -5.2577 | -9.0165 | -14.7838 | 3325.9886 | 3382.0214 | 3451.9512 | 3717.73
11 | 5 | 17 | 1362.1432 | 1383.2787 | 1420.553 | 1475.2953 | 2354.4219 | 2415.4578 | 2552.8684 | 2808.5102 | -61.6078 | -94.8855 | -192.878 | -296.1794 | 66.9285 | 97.8373 | 158.7988 | 253.3673 | 17.679 | 30.4429 | 57.4925 | 105.0595 | -86.1586 | -98.9871 | -126.8407 | -163.6274 | -6.1269 | -10.9839 | -19.3942 | -26.1159 | 3647.2794 | 3722.16 | 3850.5997 | 4156.3096
11 | 5 | 18 | 1747.5831 | 1777.6309 | 1834.7531 | 1920.1633 | 2248.339 | 2306.6247 | 2437.844 | 2681.9675 | -60.1152 | -100.4184 | -195.3141 | -306.0823 | 75.024 | 108.1584 | 170.98 | 270.043 | 25.7083 | 44.3232 | 78.4491 | 147.3887 | -0.0029378 | -0.0033719 | -0.0043111 | -0.005539 | -11.1544 | -17.4481 | -32.2303 | -52.1386 | 4025.3818 | 4118.8674 | 4294.4775 | 4661.3361
11 | 5 | 19 | 1976.1494 | 2011.9871 | 2083.5605 | 2193.2487 | 2028.9465 | 2081.5448 | 2199.9597 | 2420.2616 | -56.8393 | -101.1926 | -189.8932 | -301.3433 | 92.0125 | 130.9464 | 197.9785 | 304.0353 | 29.237 | 50.9885 | 91.5374 | 166.7996 | -0.0029378 | -0.0033719 | -0.0043111 | -0.005539 | -7.3268 | -12.2337 | -23.2002 | -38.5689 | 4062.1764 | 4162.0371 | 4359.9383 | 4744.4275
11 | 5 | 20 | 2061.0438 | 2099.7476 | 2177.2705 | 2300.1995 | 1825.4048 | 1872.7265 | 1979.2621 | 2177.4636 | -53.3493 | -99.2526 | -180.0241 | -291.865 | 98.6123 | 137.9149 | 207.4397 | 312.3732 | 31.0272 | 54.33 | 94.532 | 175.8652 | -0.0029378 | -0.0033719 | -0.0043111 | -0.005539 | -9.2189 | -14.6236 | -27.0103 | -45.408 | 3953.517 | 4050.8393 | 4251.4655 | 4628.623
11 | 5 | 21 | 2045.4888 | 2085.3267 | 2163.535 | 2290.971 | 1659.6608 | 1702.6858 | 1799.5482 | 1979.7533 | -50.0734 | -92.8325 | -168.758 | -265.7415 | 108.1132 | 149.9949 | 227.7809 | 331.2434 | 27.0777 | 47.2531 | 88.2179 | 155.1372 | -0.0029378 | -0.0033719 | -0.0043111 | -0.005539 | -8.1276 | -12.4517 | -22.609 | -37.1613 | 3782.1366 | 3879.9729 | 4087.7108 | 4454.1966
11 | 5 | 22 | 1995.8698 | 2035.0696 | 2111.4652 | 2242.7949 | 1473.028 | 1511.2146 | 1597.1846 | 1757.1252 | -46.0043 | -85.3596 | -153.1204 | -242.0458 | 193.119 | 271.1768 | 414.974 | 611.3809 | 24.3239 | 42.5374 | 75.3272 | 140.3099 | -0.0029378 | -0.0033719 | -0.0043111 | -0.005539 | -4.8891 | -6.9164 | -12.5696 | -22.9317 | 3635.4445 | 3767.719 | 4033.2567 | 4486.6278
11 | 5 | 23 | 1890.7445 | 1929.7865 | 2001.6738 | 2130.8827 | 1301.698 | 1335.4431 | 1411.4138 | 1552.7515 | -39.8175 | -72.7366 | -129.4207 | -203.708 | 212.1208 | 292.7682 | 437.4106 | 643.1086 | 19.3606 | 34.0321 | 58.7949 | 112.7063 | -0.0029378 | -0.0033719 | -0.0043111 | -0.005539 | -1.5012 | -1.9634 | -3.7465 | -8.8121 | 3382.6024 | 3517.3265 | 3776.1215 | 4226.9236
11 | 5 | 24 | 1817.9593 | 1856.2446 | 1925.769 | 2055.0431 | 1161.3707 | 1191.478 | 1259.2588 | 1385.3598 | -34.0721 | -61.4448 | -107.2466 | -163.7918 | 317.1293 | 424.7354 | 617.8148 | 888.6908 | 13.9698 | 24.9947 | 43.8166 | 82.9126 | -0.0029378 | -0.0033719 | -0.0043111 | -0.005539 | 5.983 | 9.7856 | 16.4067 | 22.3998 | 3282.3371 | 3445.7902 | 3755.815 | 4270.6087
11 | 6 | 1 | 1726.6757 | 1762.2781 | 1828.5551 | 1954.6034 | 1082.2239 | 1110.2794 | 1173.441 | 1290.9483 | -30.1101 | -52.4755 | -91.8905 | -137.6683 | 304.8597 | 408.854 | 598.8098 | 882.818 | 9.2454 | 16.9376 | 34.2454 | 58.5755 | -0.0029378 | -0.0033719 | -0.0043111 | -0.005539 | 8.7981 | 13.5566 | 23.8199 | 36.1365 | 3101.6897 | 3259.4267 | 3566.9763 | 4085.4078
11 | 6 | 2 | 1668.9457 | 1703.7636 | 1767.7653 | 1891.5106 | 1046.9449 | 1074.0859 | 1135.1885 | 1248.8652 | -28.5104 | -48.0475 | -82.508 | -123.4509 | 219.7695 | 294.7386 | 439.8785 | 656.106 | 6.4414 | 12.5062 | 26.0415 | 44.8245 | -0.0029378 | -0.0033719 | -0.0043111 | -0.005539 | 6.9522 | 11.1234 | 18.8462 | 29.076 | 2920.5403 | 3048.1668 | 3305.2077 | 3746.9259
11 | 6 | 3 | 1632.3264 | 1667.202 | 1729.9613 | 1850.6614 | 1039.1835 | 1066.1232 | 1126.7728 | 1239.6068 | -27.2756 | -46.2206 | -79.662 | -118.7118 | 135.686 | 188.4013 | 291.2025 | 443.314 | 6.4414 | 12.5062 | 25.5189 | 43.8499 | -0.0029378 | -0.0033719 | -0.0043111 | -0.005539 | 4.9922 | 7.9861 | 13.7819 | 21.0827 | 2791.3508 | 2895.9949 | 3107.5711 | 3479.7975
11 | 6 | 4 | 1615.2845 | 1650.0131 | 1712.0047 | 1830.3024 | 1062.6794 | 1090.2283 | 1152.2492 | 1267.6343 | -28.2962 | -48.0475 | -84.3149 | -127.7653 | 81.7906 | 118.005 | 193.6338 | 310.1709 | 8.8395 | 15.9573 | 32.2932 | 53.8902 | -0.0029378 | -0.0033719 | -0.0043111 | -0.005539 | 4.0719 | 6.6131 | 11.2923 | 16.8096 | 2744.3669 | 2832.766 | 3017.154 | 3351.0366
11 | 6 | 5 | 1633.9354 | 1668.7383 | 1730.6986 | 1846.8461 | 1159.4845 | 1189.5429 | 1257.2136 | 1383.1098 | -29.638 | -54.3024 | -98.1455 | -149.5744 | 50.197 | 75.6321 | 136.0389 | 234.41 | 14.7814 | 26.3865 | 50.0684 | 84.0265 | -0.0029378 | -0.0033719 | -0.0043111 | -0.005539 | 2.4839 | 3.9714 | 6.4945 | 10.5107 | 2831.2411 | 2909.9654 | 3082.3641 | 3409.3232
11 | 6 | 6 | 1687.5782 | 1721.6629 | 1784.1439 | 1896.806 | 1362.8364 | 1398.1665 | 1477.7054 | 1625.6814 | -34.6207 | -66.2033 | -126.0883 | -196.6575 | 43.5971 | 68.6637 | 127.963 | 227.6958 | 24.9917 | 42.9314 | 80.1494 | 134.345 | -0.0029378 | -0.0033719 | -0.0043111 | -0.005539 | 1.1917 | 1.8076 | 3.4394 | 5.1447 | 3085.5716 | 3167.0253 | 3347.3084 | 3693.0099
11 | 6 | 7 | 1663.3593 | 1695.7847 | 1754.3663 | 1853.6598 | 1660.2034 | 1703.2424 | 1800.1365 | 1980.4005 | -41.6008 | -83.5849 | -162.093 | -255.955 | 68.7999 | 107.0082 | 184.7638 | 324.5821 | 35.2739 | 60.4375 | 112.9651 | 187.057 | -15.5556 | -17.7292 | -22.6213 | -29.6434 | -0.2606 | -0.41704 | -0.5845 | -1.1542 | 3370.2197 | 3464.7417 | 3666.9328 | 4058.9468
11 | 6 | 8 | 1673.8734 | 1703.4651 | 1759.6908 | 1851.6259 | 1913.052 | 1962.6458 | 2074.2968 | 2282.015 | -49.0529 | -96.2079 | -182.4602 | -287.2422 | 117.5911 | 178.7507 | 296.6932 | 507.8316 | 36.2375 | 61.9756 | 114.9172 | 191.7423 | -309.5634 | -355.6501 | -457.2128 | -595.8185 | 3.1164 | 3.3363 | 6.4539 | 17.2579 | 3385.2541 | 3458.3155 | 3612.3788 | 3967.412
11 | 6 | 9 | 1576.911 | 1601.2583 | 1648.9451 | 1724.3523 | 2217.8892 | 2275.3856 | 2404.8277 | 2645.645 | -54.1426 | -101.0796 | -187.1132 | -290.4029 | 170.1097 | 254.1348 | 416.2753 | 715.5428 | 27.9843 | 48.7911 | 91.7973 | 152.5404 | -851.0409 | -975.7258 | -1247.7607 | -1611.2098 | 11.6756 | 15.4658 | 28.9655 | 60.37 | 3099.3865 | 3118.2303 | 3155.9371 | 3396.8378
11 | 6 | 10 | 1520.9775 | 1543.0199 | 1586.2206 | 1649.5604 | 2419.7868 | 2482.5172 | 2623.7427 | 2886.4818 | -58.0741 | -102.1322 | -183.1516 | -279.3463 | 191.0961 | 284.2885 | 469.8156 | 798.5 | 17.3682 | 30.8545 | 60.9338 | 101.1079 | -1260.1751 | -1445.9886 | -1850.0807 | -2384.7097 | 13.9776 | 19.7148 | 37.6383 | 69.079 | 2844.9572 | 2812.2741 | 2745.1186 | 2840.6732
11 | 6 | 11 | 1451.0576 | 1472.1376 | 1510.9525 | 1563.3677 | 2559.0145 | 2625.3542 | 2774.7054 | 3052.5618 | -62.0361 | -105.0117 | -184.9586 | -279.771 | 181.5952 | 273.4309 | 451.1466 | 780.6918 | 11.2377 | 20.9939 | 42.3762 | 72.3905 | -1495.7446 | -1716.8981 | -2197.3201 | -2830.9288 | 10.2097 | 16.4827 | 30.2725 | 47.0468 | 2655.3341 | 2586.4895 | 2427.1744 | 2405.3589
11 | 6 | 12 | 1396.1196 | 1414.7488 | 1449.9553 | 1495.2494 | 2650.4595 | 2719.1698 | 2873.8579 | 3161.6434 | -64.2915 | -107.1169 | -187.0471 | -282.5071 | 165.4945 | 247.414 | 415.7348 | 719.4215 | 8.0999 | 15.8301 | 33.5874 | 58.5379 | -1591.2351 | -1826.6535 | -2337.8337 | -3010.9106 | 4.4873 | 7.4377 | 13.7386 | 22.1102 | 2569.1341 | 2470.8299 | 2261.9931 | 2163.5447
11 | 6 | 13 | 1363.4507 | 1381.363 | 1413.9931 | 1452.9292 | 2723.7331 | 2794.343 | 2953.3076 | 3249.0491 | -65.9982 | -109.1091 | -190.4562 | -285.3595 | 157.3991 | 238.5629 | 397.0659 | 691.0113 | 6.1794 | 12.5062 | 28.1182 | 49.3706 | -1304.7238 | -1493.4344 | -1900.7492 | -2442.0316 | 0.95012 | 1.981 | 3.7452 | 5.1433 | 2880.9904 | 2826.2126 | 2705.0245 | 2720.1123
11 | 6 | 14 | 1151.4071 | 1165.1246 | 1187.8053 | 1211.0196 | 2756.9996 | 2828.4718 | 2989.3779 | 3288.7315 | -67.1259 | -111.8755 | -192.0583 | -290.0986 | 150.7992 | 227.1689 | 380.3229 | 653.1307 | 5.6216 | 11.526 | 26.6886 | 48.1926 | -1082.6242 | -1238.6473 | -1575.5423 | -2025.2908 | -0.2606 | 1.1293 | 2.4909 | -0.71287 | 2914.8168 | 2882.8978 | 2819.085 | 2884.9722
11 | 6 | 15 | 1085.0599 | 1098.3599 | 1118.4638 | 1137.3593 | 2734.6755 | 2805.5691 | 2965.1723 | 3262.1019 | -67.1259 | -111.7624 | -193.6603 | -292.5263 | 139.6224 | 210.8283 | 352.4795 | 603.043 | 7.063 | 14.0253 | 29.6831 | 53.9918 | -831.475 | -951.9915 | -1212.4002 | -1559.6144 | -1.0506 | -0.85169 | -1.7616 | -3.3402 | 3066.7693 | 3064.1769 | 3057.9765 | 3201.0151
11 | 6 | 16 | 1107.7739 | 1124.9831 | 1147.8955 | 1170.2044 | 2632.9962 | 2701.2538 | 2854.9227 | 3140.812 | -65.2355 | -110.7098 | -194.9809 | -298.8439 | 129.205 | 194.8591 | 326.4448 | 551.8741 | 11.824 | 21.1022 | 43.554 | 76.3796 | -549.6308 | -629.861 | -802.4522 | -1029.2066 | -3.5345 | -5.2577 | -9.0165 | -14.7838 | 3263.3984 | 3296.3697 | 3366.3675 | 3596.4358
11 | 6 | 17 | 1300.1997 | 1321.7217 | 1356.7743 | 1403.9976 | 2408.8795 | 2471.3271 | 2611.916 | 2873.4709 | -62.4316 | -109.6571 | -196.3014 | -303.1584 | 66.9285 | 97.8373 | 158.7988 | 253.3673 | 17.679 | 30.9817 | 61.0692 | 104.7546 | -99.6976 | -114.1954 | -145.2531 | -185.9745 | -6.1269 | -10.9839 | -19.3942 | -26.1159 | 3625.4306 | 3687.0313 | 3827.6097 | 4120.3415
11 | 6 | 18 | 1707.0391 | 1737.5299 | 1794.0746 | 1874.5643 | 2288.5192 | 2347.8466 | 2481.4109 | 2729.8971 | -60.36 | -108.7176 | -198.8658 | -302.7337 | 75.024 | 108.1584 | 170.98 | 270.043 | 22.9762 | 40.3034 | 78.1864 | 133.4344 | -0.0029378 | -0.0033719 | -0.0043111 | -0.005539 | -11.1544 | -17.4481 | -32.2303 | -52.1386 | 4022.0412 | 4107.6693 | 4293.5516 | 4653.0611
11 | 6 | 19 | 1940.2421 | 1976.7046 | 2046.6381 | 2152.9339 | 2059.0855 | 2112.465 | 2232.6389 | 2456.2134 | -56.8699 | -103.9591 | -187.8812 | -289.9782 | 92.0125 | 130.9464 | 197.9785 | 304.0353 | 24.0851 | 42.5374 | 82.8732 | 141.3862 | -0.0029378 | -0.0033719 | -0.0043111 | -0.005539 | -7.3268 | -12.2337 | -23.2002 | -38.5689 | 4051.2255 | 4146.4573 | 4349.0431 | 4726.016
11 | 6 | 20 | 2029.4312 | 2068.6677 | 2144.9362 | 2265.0972 | 1851.6007 | 1899.6015 | 2007.666 | 2208.7118 | -52.8007 | -98.3131 | -178.2171 | -270.597 | 98.6123 | 137.9149 | 207.4397 | 312.3732 | 23.1432 | 41.1456 | 80.921 | 136.9042 | -0.0029378 | -0.0033719 | -0.0043111 | -0.005539 | -9.2189 | -14.6236 | -27.0103 | -45.408 | 3940.7648 | 4034.3895 | 4235.7312 | 4607.0759
11 | 6 | 21 | 2030.938 | 2071.2055 | 2148.5361 | 2274.7626 | 1676.9086 | 1720.3807 | 1818.2497 | 2000.3275 | -49.8592 | -91.0056 | -164.3865 | -249.2127 | 108.1132 | 149.9949 | 227.7809 | 331.2434 | 20.578 | 36.6776 | 72.7171 | 123.0516 | -0.0029378 | -0.0033719 | -0.0043111 | -0.005539 | -8.1276 | -12.4517 | -22.609 | -37.1613 | 3778.548 | 3874.7981 | 4080.284 | 4443.0056
11 | 6 | 22 | 1995.1062 | 2034.4475 | 2110.8794 | 2241.3946 | 1482.9883 | 1521.4332 | 1607.9845 | 1769.0066 | -45.4557 | -83.698 | -150.0694 | -227.8284 | 193.119 | 271.1768 | 414.974 | 611.3809 | 19.1937 | 34.1594 | 67.1856 | 115.0998 | -0.0029378 | -0.0033719 | -0.0043111 | -0.005539 | -4.8891 | -6.9164 | -12.5696 | -22.9317 | 3640.0595 | 3770.5991 | 4038.3801 | 4486.1163
11 | 6 | 23 | 1899.3029 | 1937.996 | 2010.7907 | 2139.9328 | 1307.7046 | 1341.6054 | 1417.9267 | 1559.9166 | -39.7104 | -72.7366 | -129.7023 | -194.6544 | 212.1208 | 292.7682 | 437.4106 | 643.1086 | 16.3897 | 28.9048 | 57.4898 | 97.6382 | -0.0029378 | -0.0033719 | -0.0043111 | -0.005539 | -1.5012 | -1.9634 | -3.7465 | -8.8121 | 3394.3036 | 3526.5711 | 3790.1647 | 4237.1242
11 | 6 | 24 | 1825.915 | 1863.4433 | 1933.9804 | 2063.4417 | 1167.4156 | 1197.6796 | 1265.8132 | 1392.5706 | -34.0721 | -61.61 | -109.1302 | -165.3701 | 317.1293 | 424.7354 | 617.8148 | 888.6908 | 13.1582 | 23.7775 | 46.6758 | 79.2019 | -0.0029378 | -0.0033719 | -0.0043111 | -0.005539 | 5.983 | 9.7856 | 16.4067 | 22.3998 | 3295.5261 | 3457.8082 | 3771.5565 | 4280.9291
11 | 7 | 1 | 1736.4491 | 1773.0302 | 1838.7538 | 1966.3379 | 1087.4466 | 1115.6375 | 1179.1039 | 1297.1783 | -30.1101 | -52.5886 | -97.864 | -144.4106 | 304.8597 | 408.854 | 598.8098 | 882.818 | 11.4047 | 16.2416 | 41.0197 | 68.6158 | -0.0029378 | -0.0033719 | -0.0043111 | -0.005539 | 8.7981 | 13.5566 | 23.8199 | 36.1365 | 3118.8451 | 3274.728 | 3583.6388 | 4106.6704
11 | 7 | 2 | 1674.7798 | 1710.0799 | 1773.1878 | 1897.4964 | 1054.3301 | 1081.6624 | 1143.1961 | 1257.6747 | -28.5104 | -48.0475 | -87.161 | -128.19 | 219.7695 | 294.7386 | 439.8785 | 656.106 | 8.6007 | 13.6327 | 31.5107 | 53.9918 | -0.0029378 | -0.0033719 | -0.0043111 | -0.005539 | 6.9522 | 11.1234 | 18.8462 | 29.076 | 2935.9189 | 3063.1861 | 3319.454 | 3766.1493
11 | 7 | 3 | 1642.6431 | 1677.6484 | 1740.1965 | 1862.1916 | 1043.0425 | 1070.0822 | 1130.9571 | 1244.2101 | -27.8242 | -46.2206 | -82.508 | -123.4509 | 135.686 | 188.4013 | 291.2025 | 443.314 | 7.086 | 12.0946 | 28.2536 | 47.218 | -0.0029378 | -0.0033719 | -0.0043111 | -0.005539 | 4.9922 | 7.9861 | 13.7819 | 21.0827 | 2805.6227 | 2909.9888 | 3121.8792 | 3494.5599
11 | 7 | 4 | 1623.9661 | 1658.2615 | 1720.5579 | 1840.0449 | 1065.8322 | 1093.4628 | 1155.6677 | 1271.3952 | -28.5104 | -47.8822 | -85.6355 | -128.19 | 81.7906 | 118.005 | 193.6338 | 310.1709 | 9.0065 | 15.4361 | 32.8158 | 54.8649 | -0.0029378 | -0.0033719 | -0.0043111 | -0.005539 | 4.0719 | 6.6131 | 11.2923 | 16.8096 | 2756.154 | 2843.8929 | 3028.3277 | 3365.0899
11 | 7 | 5 | 1643.4821 | 1677.5671 | 1740.7687 | 1857.7405 | 1162.7798 | 1192.9236 | 1260.7866 | 1387.0407 | -29.638 | -51.536 | -94.7365 | -144.8352 | 50.197 | 75.6321 | 136.0389 | 234.41 | 12.3832 | 22.1014 | 43.8166 | 73.542 | -0.0029378 | -0.0033719 | -0.0043111 | -0.005539 | 2.4839 | 3.9714 | 6.4945 | 10.5107 | 2841.685 | 2920.6562 | 3093.1645 | 3418.403
11 | 7 | 6 | 1697.4789 | 1731.8692 | 1794.8938 | 1908.6912 | 1361.8065 | 1397.1099 | 1476.5887 | 1624.4529 | -34.7278 | -63.4369 | -125.8068 | -194.6544 | 43.5971 | 68.6637 | 127.963 | 227.6958 | 24.1801 | 37.1082 | 78.7198 | 130.736 | -0.0029378 | -0.0033719 | -0.0043111 | -0.005539 | 1.1917 | 1.8076 | 3.4394 | 5.1447 | 3093.5237 | 3173.1183 | 3355.7935 | 3702.0607
11 | 7 | 7 | 1661.4678 | 1693.1324 | 1751.8968 | 1851.953 | 1664.7259 | 1707.8821 | 1805.0401 | 1985.7952 | -41.4937 | -79.879 | -158.9655 | -249.2127 | 68.7999 | 107.0082 | 184.7638 | 324.5821 | 33.4118 | 57.1326 | 107.4335 | 178.7627 | -8.3729 | -9.382 | -11.5794 | -14.669 | -0.2606 | -0.41704 | -0.5845 | -1.1542 | 3378.2783 | 3475.4774 | 3678.0048 | 4076.0571
11 | 7 | 8 | 1670.1021 | 1700.4837 | 1755.7547 | 1848.0615 | 1917.6356 | 1967.3482 | 2079.2667 | 2287.4826 | -48.8387 | -92.7803 | -184.2672 | -291.5566 | 117.5911 | 178.7507 | 296.6932 | 507.8316 | 36.8103 | 60.7218 | 118.3098 | 196.2243 | -290.3867 | -333.6434 | -427.6397 | -551.1237 | 3.1164 | 3.3363 | 6.4539 | 17.2579 | 3406.0301 | 3484.2171 | 3644.5714 | 4014.1776
11 | 7 | 9 | 1561.5472 | 1588.1361 | 1631.5537 | 1706.3489 | 2228.8345 | 2286.6146 | 2416.6956 | 2658.7012 | -53.9284 | -101.3058 | -189.4833 | -294.7174 | 170.1097 | 254.1348 | 416.2753 | 715.5428 | 28.5204 | 54.2027 | 93.1024 | 154.8322 | -695.1458 | -799.0498 | -1023.1488 | -1312.4559 | 11.6756 | 15.4658 | 28.9655 | 60.37 | 3251.6133 | 3298.1984 | 3373.9603 | 3688.6218
11 | 7 | 10 | 1473.4916 | 1496.7528 | 1533.7776 | 1594.4669 | 2437.3843 | 2500.5709 | 2642.8234 | 2907.4733 | -59.0946 | -104.4636 | -196.2248 | -302.6173 | 191.0961 | 284.2885 | 469.8156 | 798.5 | 23.6073 | 38.0884 | 78.5844 | 130.6984 | -1056.3415 | -1212.0398 | -1546.5824 | -1978.9081 | 13.9776 | 19.7148 | 37.6383 | 69.079 | 3024.1208 | 3022.9118 | 3019.8321 | 3218.6922
11 | 7 | 11 | 1377.8358 | 1398.6727 | 1429.9877 | 1477.9707 | 2585.486 | 2652.512 | 2803.4081 | 3084.1388 | -63.1638 | -108.1174 | -199.8387 | -308.6304 | 181.5952 | 273.4309 | 451.1466 | 780.6918 | 18.8829 | 32.2287 | 65.4961 | 110.072 | -1421.6453 | -1632.9537 | -2089.3802 | -2682.0246 | 10.2097 | 16.4827 | 30.2725 | 47.0468 | 2689.2006 | 2632.2558 | 2491.092 | 2509.2652
11 | 7 | 12 | 1311.2284 | 1329.9428 | 1355.9149 | 1397.4481 | 2675.2975 | 2744.6518 | 2900.7895 | 3191.2719 | -67.0188 | -111.2753 | -206.2987 | -313.7944 | 165.4945 | 247.414 | 415.7348 | 719.4215 | 15.8319 | 27.1014 | 55.1424 | 95.0038 | -1611.2816 | -1852.1731 | -2375.8593 | -3065.2312 | 4.4873 | 7.4377 | 13.7386 | 22.1102 | 2494.0392 | 2393.0993 | 2159.1622 | 2046.23
11 | 7 | 13 | 1217.5876 | 1233.806 | 1254.9753 | 1287.2126 | 2737.5397 | 2808.5075 | 2968.2779 | 3265.5185 | -69.8226 | -114.1026 | -205.2597 | -316.2221 | 157.3991 | 238.5629 | 397.0659 | 691.0113 | 11.7155 | 21.4163 | 42.8988 | 75.5929 | -1541.4542 | -1771.8 | -2272.8707 | -2931.5601 | 0.95012 | 1.981 | 3.7452 | 5.1433 | 2513.9152 | 2418.371 | 2188.8326 | 2076.6965
11 | 7 | 14 | 1132.3373 | 1146.5929 | 1164.3712 | 1189.5837 | 2753.1536 | 2824.5261 | 2985.2078 | 3284.1437 | -71.7872 | -115.3205 | -205.7463 | -320.1118 | 150.7992 | 227.1689 | 380.3229 | 653.1307 | 10.2008 | 19.4667 | 37.2426 | 69.933 | -1332.3356 | -1532.6619 | -1968.3364 | -2540.3659 | -0.2606 | 1.1293 | 2.4909 | -0.71287 | 2642.1074 | 2570.9014 | 2395.5527 | 2335.6004
11 | 7 | 15 | 1066.8563 | 1080.0423 | 1098.1734 | 1116.7593 | 2727.9911 | 2798.7114 | 2957.9245 | 3254.1283 | -71.7872 | -114.381 | -207.0668 | -328.8571 | 139.6224 | 210.8283 | 352.4795 | 603.043 | 13.0768 | 18.0748 | 43.5567 | 83.9248 | -1022.7105 | -1176.2877 | -1510.1452 | -1948.2663 | -1.0506 | -0.85169 | -1.7616 | -3.3402 | 2851.9983 | 2816.1365 | 2733.1605 | 2777.3918
11 | 7 | 16 | 1085.5716 | 1099.7365 | 1124.7566 | 1144.9862 | 2617.9251 | 2685.792 | 2838.5814 | 3122.8343 | -69.5625 | -110.7794 | -201.8507 | -326.5458 | 129.205 | 194.8591 | 326.4448 | 551.8741 | 15.6419 | 22.1122 | 50.331 | 95.7265 | -598.1205 | -687.7728 | -881.9133 | -1135.0817 | -3.5345 | -5.2577 | -9.0165 | -14.7838 | 3177.1262 | 3198.6901 | 3247.3332 | 3439.0098
11 | 7 | 17 | 1279.9492 | 1299.2479 | 1335.668 | 1380.5159 | 2397.396 | 2459.5459 | 2599.4645 | 2859.7725 | -66.1795 | -107.7867 | -201.3642 | -328.549 | 66.9285 | 97.8373 | 158.7988 | 253.3673 | 21.1277 | 28.7776 | 67.5836 | 123.2284 | -128.8113 | -148.3787 | -190.7218 | -245.4588 | -6.1269 | -10.9839 | -19.3942 | -26.1159 | 3564.2837 | 3618.2592 | 3750.0348 | 4016.7603
11 | 7 | 18 | 1690.4792 | 1719.2182 | 1776.5497 | 1855.298 | 2288.3278 | 2347.6502 | 2481.2033 | 2729.6688 | -62.9802 | -107.23 | -203.7237 | -324.118 | 75.024 | 108.1584 | 170.98 | 270.043 | 26.353 | 40.3224 | 85.4833 | 149.2739 | -0.0029378 | -0.0033719 | -0.0043111 | -0.005539 | -11.1544 | -17.4481 | -32.2303 | -52.1386 | 4006.0463 | 4090.6677 | 4278.2581 | 4628.0216
11 | 7 | 19 | 1942.0551 | 1977.6206 | 2049.0246 | 2154.8742 | 2060.3291 | 2113.7409 | 2233.9874 | 2457.6969 | -58.5461 | -103.2979 | -198.7892 | -314.5233 | 92.0125 | 130.9464 | 197.9785 | 304.0353 | 30.0487 | 47.5374 | 99.7413 | 170.9767 | -0.0029378 | -0.0033719 | -0.0043111 | -0.005539 | -7.3268 | -12.2337 | -23.2002 | -38.5689 | 4058.5695 | 4154.3104 | 4358.7381 | 4734.4852
11 | 7 | 20 | 2017.1215 | 2056.0421 | 2132.6382 | 2251.2073 | 1860.3621 | 1908.59 | 2017.1659 | 2219.163 | -54.1426 | -97.5388 | -190.4457 | -297.4535 | 98.6123 | 137.9149 | 207.4397 | 312.3732 | 31.1941 | 49.0755 | 103.2584 | 175.5603 | -0.0029378 | -0.0033719 | -0.0043111 | -0.005539 | -9.2189 | -14.6236 | -27.0103 | -45.408 | 3943.9256 | 4039.4567 | 4243.0419 | 4615.4367
11 | 7 | 21 | 2036.5863 | 2076.7151 | 2155.4109 | 2281.2545 | 1684.819 | 1728.4961 | 1826.8268 | 2009.7636 | -50.5454 | -91.8929 | -179.461 | -278.0723 | 108.1132 | 149.9949 | 227.7809 | 331.2434 | 29.404 | 45.4307 | 98.5717 | 166.393 | -0.0029378 | -0.0033719 | -0.0043111 | -0.005539 | -8.1276 | -12.4517 | -22.609 | -37.1613 | 3800.2465 | 3896.2888 | 4106.5159 | 4473.4154
11 | 7 | 22 | 2020.6787 | 2060.1976 | 2137.9942 | 2270.2787 | 1487.9024 | 1526.4747 | 1613.3128 | 1774.8684 | -46.5834 | -83.6458 | -163.8234 | -249.6374 | 193.119 | 271.1768 | 414.974 | 611.3809 | 26.6719 | 38.5 | 88.8759 | 151.4641 | -0.0029378 | -0.0033719 | -0.0043111 | -0.005539 | -4.8891 | -6.9164 | -12.5696 | -22.9317 | 3676.8967 | 3805.7835 | 4078.7595 | 4535.4175
11 | 7 | 23 | 1929.0393 | 1967.7831 | 2042.2989 | 2173.7229 | 1312.8518 | 1346.886 | 1423.5077 | 1566.0564 | -39.8175 | -71.6319 | -138.5218 | -213.611 | 212.1208 | 292.7682 | 437.4106 | 643.1086 | 21.6869 | 29.747 | 72.5303 | 123.9622 | -0.0029378 | -0.0033719 | -0.0043111 | -0.005539 | -1.5012 | -1.9634 | -3.7465 | -8.8121 | 3434.3772 | 3563.5857 | 3833.4749 | 4284.4216
11 | 7 | 24 | 1845.9418 | 1884.0458 | 1955.2662 | 2086.577 | 1170.0904 | 1200.4238 | 1268.7135 | 1395.7613 | -34.6207 | -60.5052 | -115.1037 | -175.2732 | 317.1293 | 424.7354 | 617.8148 | 888.6908 | 16.3178 | 22.3857 | 56.0602 | 95.1431 | -0.0029378 | -0.0033719 | -0.0043111 | -0.005539 | 5.983 | 9.7856 | 16.4067 | 22.3998 | 3320.8388 | 3480.8678 | 3799.1534 | 4313.2932
11 | 8 | 1 | 1760.1841 | 1796.2788 | 1864.9686 | 1992.7803 | 1087.3992 | 1115.5889 | 1179.0525 | 1297.1217 | -30.1101 | -53.5282 | -95.018 | -142.4075 | 304.8597 | 408.854 | 598.8098 | 882.818 | 7.4918 | 18.7599 | 36.98 | 64.1338 | -0.0029378 | -0.0033719 | -0.0043111 | -0.005539 | 8.7981 | 13.5566 | 23.8199 | 36.1365 | 3138.62 | 3299.5067 | 3608.6085 | 4130.5773
11 | 8 | 2 | 1702.4694 | 1737.3756 | 1803.7994 | 1929.0273 | 1051.9878 | 1079.2594 | 1140.6564 | 1254.8806 | -28.9824 | -48.9349 | -84.0334 | -127.7653 | 219.7695 | 294.7386 | 439.8785 | 656.106 | 6.6802 | 13.3483 | 27.4711 | 47.0147 | -0.0029378 | -0.0033719 | -0.0043111 | -0.005539 | 6.9522 | 11.1234 | 18.8462 | 29.076 | 2958.8738 | 3086.9071 | 3346.6138 | 3788.3337
11 | 8 | 3 | 1659.5515 | 1694.198 | 1759.0135 | 1881.9442 | 1043.9915 | 1071.0558 | 1131.986 | 1245.3421 | -28.2962 | -47.108 | -80.9059 | -121.0231 | 135.686 | 188.4013 | 291.2025 | 443.314 | 6.4414 | 12.5062 | 25.5189 | 44.7229 | -0.0029378 | -0.0033719 | -0.0043111 | -0.005539 | 4.9922 | 7.9861 | 13.7819 | 21.0827 | 2822.3633 | 2927.0361 | 3140.5926 | 3515.3772
11 | 8 | 4 | 1637.368 | 1672.1205 | 1735.4848 | 1856.3407 | 1066.3649 | 1094.0093 | 1156.2453 | 1272.0306 | -29.3167 | -48.0475 | -84.0334 | -125.454 | 81.7906 | 118.005 | 193.6338 | 310.1709 | 7.7891 | 15.0245 | 30.2057 | 51.5984 | -0.0029378 | -0.0033719 | -0.0043111 | -0.005539 | 4.0719 | 6.6131 | 11.2923 | 16.8096 | 2768.0648 | 2857.7215 | 3042.8242 | 3381.4907
11 | 8 | 5 | 1651.497 | 1686.5228 | 1749.6764 | 1868.1521 | 1164.1139 | 1194.2923 | 1262.2332 | 1388.6321 | -31.7557 | -51.536 | -91.8905 | -139.6714 | 50.197 | 75.6321 | 136.0389 | 234.41 | 14.1367 | 20.1518 | 39.1921 | 67.6411 | -0.0029378 | -0.0033719 | -0.0043111 | -0.005539 | 2.4839 | 3.9714 | 6.4945 | 10.5107 | 2850.6699 | 2929.031 | 3101.7402 | 3429.6691
11 | 8 | 6 | 1693.8038 | 1728.0232 | 1791.1211 | 1904.7712 | 1364.2517 | 1399.6185 | 1479.2399 | 1627.3697 | -36.9219 | -63.4369 | -118.2312 | -180.0123 | 43.5971 | 68.6637 | 127.963 | 227.6958 | 24.1801 | 35.2858 | 66.5385 | 112.2998 | -0.0029378 | -0.0033719 | -0.0043111 | -0.005539 | 1.1917 | 1.8076 | 3.4394 | 5.1447 | 3090.0996 | 3169.9585 | 3350.0663 | 3697.2632
11 | 8 | 7 | 1658.3964 | 1690.2091 | 1749.0126 | 1849.0843 | 1667.6855 | 1710.9184 | 1808.2492 | 1989.3256 | -43.7184 | -80.8185 | -151.39 | -238.8851 | 68.7999 | 107.0082 | 184.7638 | 324.5821 | 33.9846 | 51.2729 | 95.837 | 160.5298 | -9.9387 | -11.3334 | -14.3804 | -18.4621 | -0.2606 | -0.41704 | -0.5845 | -1.4856 | 3374.9487 | 3466.8396 | 3671.5077 | 4064.6889
11 | 8 | 8 | 1657.761 | 1686.6291 | 1742.9567 | 1832.8746 | 1927.2434 | 1977.2051 | 2089.6843 | 2298.9434 | -50.9563 | -95.5989 | -179.8192 | -282.3867 | 117.5911 | 178.7507 | 296.6932 | 507.8316 | 33.4118 | 57.8285 | 108.0806 | 181.0546 | -291.1844 | -332.7074 | -423.0932 | -544.2698 | 3.1164 | 3.3363 | 6.4539 | 11.0467 | 3396.983 | 3475.4436 | 3640.9564 | 4005.0944
11 | 8 | 9 | 1570.6269 | 1593.549 | 1642.7969 | 1714.7644 | 2220.0552 | 2277.6078 | 2407.1763 | 2648.2287 | -57.0666 | -103.9591 | -193.8547 | -299.3402 | 170.1097 | 254.1348 | 416.2753 | 715.5428 | 25.7884 | 51.9688 | 97.7892 | 163.7962 | -736.9662 | -845.3446 | -1078.5477 | -1380.7297 | 11.6756 | 15.4658 | 28.9655 | 47.5286 | 3204.2231 | 3243.4224 | 3320.6007 | 3609.7908
11 | 8 | 10 | 1502.0252 | 1522.692 | 1567.2241 | 1626.7376 | 2410.4807 | 2472.9699 | 2613.6522 | 2875.3809 | -62.2328 | -108.6655 | -199.0707 | -304.8124 | 191.0961 | 284.2885 | 469.8156 | 798.5 | 15.745 | 43.2157 | 81.4436 | 137.4723 | -1272.7642 | -1461.0435 | -1871.0708 | -2414.0025 | 13.9776 | 19.7148 | 37.6383 | 60.9353 | 2798.3276 | 2773.1718 | 2699.6323 | 2780.2112
11 | 8 | 11 | 1443.3816 | 1462.4785 | 1503.5561 | 1555.339 | 2525.6507 | 2591.1255 | 2738.5294 | 3012.7632 | -66.2714 | -114.2593 | -205.5308 | -314.5988 | 181.5952 | 273.4309 | 451.1466 | 780.6918 | 9.0784 | 38.0884 | 72.4572 | 123.2771 | -1360.0682 | -1563.5723 | -2008.846 | -2601.8409 | 10.2097 | 16.4827 | 30.2725 | 49.1395 | 2743.576 | 2703.7744 | 2581.5851 | 2604.7709
11 | 8 | 12 | 1400.7295 | 1417.6987 | 1456.7045 | 1502.4513 | 2594.7103 | 2661.9753 | 2813.4098 | 3095.1421 | -68.9987 | -116.9735 | -208.8632 | -321.6495 | 165.4945 | 247.414 | 415.7348 | 719.4215 | 5.3827 | 32.9246 | 64.7136 | 109.5262 | -1561.8295 | -1793.3118 | -2295.4439 | -2955.771 | 4.4873 | 7.4377 | 13.7386 | 22.1826 | 2539.9761 | 2457.165 | 2259.9942 | 2171.3032
11 | 8 | 13 | 1308.9098 | 1323.8699 | 1358.0154 | 1395.4662 | 2645.2517 | 2713.827 | 2868.2112 | 3155.4312 | -72.3051 | -119.9662 | -212.1956 | -324.6938 | 157.3991 | 238.5629 | 397.0659 | 691.0113 | 4.6431 | 26.9552 | 54.2353 | 93.0392 | -1644.1213 | -1888.1387 | -2417.5833 | -3111.8062 | 0.95012 | 1.981 | 3.7452 | 6.1374 | 2400.7272 | 2297.0911 | 2051.494 | 1904.5853
11 | 8 | 14 | 1237.991 | 1251.9975 | 1282.1735 | 1315.1249 | 2646.5932 | 2715.2033 | 2869.6658 | 3157.0315 | -74.4534 | -121.9061 | -215.2466 | -325.0021 | 150.7992 | 227.1689 | 380.3229 | 653.1307 | 5.7655 | 24.3462 | 49.2886 | 84.7449 | -1501.1649 | -1723.3129 | -2204.1172 | -2832.1865 | -0.2606 | 1.1293 | 2.4909 | 3.8902 | 2465.27 | 2374.6261 | 2164.5779 | 2056.7336
11 | 8 | 15 | 1235.4549 | 1251.8676 | 1280.6865 | 1313.2531 | 2624.0352 | 2692.0605 | 2845.2065 | 3130.1228 | -74.2698 | -120.0793 | -212.4006 | -322.999 | 139.6224 | 210.8283 | 352.4795 | 603.043 | 7.4606 | 23.6503 | 47.859 | 82.2498 | -1134.0491 | -1301.9095 | -1665.0544 | -2139.4326 | -1.0506 | -0.85169 | -1.7616 | -2.4073 | 2797.2038 | 2755.5663 | 2647.0149 | 2663.8297
11 | 8 | 16 | 1179.6959 | 1199.4011 | 1226.0906 | 1260.8226 | 2516.3472 | 2581.5808 | 2728.4418 | 3001.6654 | -71.8308 | -117.1997 | -206.4271 | -315.5239 | 129.205 | 194.8591 | 326.4448 | 551.8741 | 10.9894 | 25.8477 | 51.5007 | 88.2523 | -651.2223 | -747.728 | -956.449 | -1228.4149 | -3.5345 | -5.2577 | -9.0165 | -13.5808 | 3109.65 | 3131.5033 | 3160.5852 | 3345.0949
11 | 8 | 17 | 1343.2853 | 1366.3417 | 1403.2197 | 1457.4468 | 2316.9488 | 2377.0132 | 2512.2368 | 2763.8098 | -66.9553 | -111.6059 | -199.4806 | -305.0043 | 66.9285 | 97.8373 | 158.7988 | 253.3673 | 13.4826 | 30.0313 | 59.2443 | 101.2319 | -118.3113 | -136.2093 | -174.9555 | -225.1109 | -6.1269 | -10.9839 | -19.3942 | -30.0562 | 3549.2516 | 3612.4243 | 3739.6693 | 4015.6844
11 | 8 | 18 | 1732.5304 | 1764.2774 | 1821.7411 | 1907.8412 | 2225.3477 | 2283.0375 | 2412.9149 | 2654.542 | -60.9521 | -108.6133 | -197.3921 | -299.9569 | 75.024 | 108.1584 | 170.98 | 270.043 | 18.0849 | 37.3925 | 72.9798 | 124.3534 | -0.0029378 | -0.0033719 | -0.0043111 | -0.005539 | -11.1544 | -17.4481 | -32.2303 | -51.5371 | 3978.8775 | 4066.801 | 4248.9892 | 4605.2801
11 | 8 | 19 | 1959.5512 | 1997.2478 | 2068.0477 | 2177.8587 | 2020.5422 | 2072.9226 | 2190.847 | 2410.2364 | -55.3904 | -103.9069 | -190.9321 | -292.4816 | 92.0125 | 130.9464 | 197.9785 | 304.0353 | 20.8169 | 43.6273 | 84.7008 | 143.1322 | -0.0029378 | -0.0033719 | -0.0043111 | -0.005539 | -7.3268 | -12.2337 | -23.2002 | -37.9674 | 4030.2027 | 4128.6001 | 4327.4373 | 4704.8081
11 | 8 | 20 | 2029.5163 | 2069.8817 | 2145.4718 | 2267.0676 | 1833.7135 | 1881.2505 | 1988.2711 | 2187.3747 | -52.6631 | -99.2005 | -182.8701 | -277.9558 | 98.6123 | 137.9149 | 207.4397 | 312.3732 | 22.5704 | 46.5572 | 89.7098 | 151.3249 | -0.0029378 | -0.0033719 | -0.0043111 | -0.005539 | -9.2189 | -14.6236 | -27.0103 | -44.2051 | 3922.5276 | 4021.7768 | 4221.0077 | 4595.974
11 | 8 | 21 | 2046.2605 | 2087.8867 | 2165.4568 | 2294.1137 | 1666.8251 | 1710.0357 | 1807.3162 | 1988.2992 | -48.7316 | -92.6672 | -170.0785 | -258.5746 | 108.1132 | 149.9949 | 227.7809 | 331.2434 | 23.1432 | 42.8217 | 83.5311 | 142.0559 | -0.0029378 | -0.0033719 | -0.0043111 | -0.005539 | -8.1276 | -12.4517 | -22.609 | -35.3568 | 3787.4798 | 3885.6167 | 4091.3933 | 4461.7753
11 | 8 | 22 | 2049.7997 | 2090.1147 | 2169.4069 | 2304.6526 | 1475.39 | 1513.6379 | 1599.7458 | 1759.9429 | -44.2516 | -84.5854 | -154.4409 | -237.1903 | 193.119 | 271.1768 | 414.974 | 611.3809 | 22.0927 | 38.9116 | 75.8498 | 128.3049 | -0.0029378 | -0.0033719 | -0.0043111 | -0.005539 | -4.8891 | -6.9164 | -12.5696 | -21.1272 | 3691.2579 | 3822.336 | 4092.9616 | 4545.9583
11 | 8 | 23 | 1956.0351 | 1995.3277 | 2071.8505 | 2205.8096 | 1305.6384 | 1339.4857 | 1415.6863 | 1557.4518 | -38.3991 | -73.624 | -133.8688 | -204.0163 | 212.1208 | 292.7682 | 437.4106 | 643.1086 | 17.7741 | 33.3362 | 64.9735 | 111.1859 | -0.0029378 | -0.0033719 | -0.0043111 | -0.005539 | -1.5012 | -1.9634 | -3.7465 | -7.0076 | 3451.6652 | 3585.3271 | 3852.3013 | 4306.5265
11 | 8 | 24 | 1873.4602 | 1911.5793 | 1985.5675 | 2118.7703 | 1166.9144 | 1197.1654 | 1265.2697 | 1391.9727 | -33.8579 | -62.4974 | -113.7831 | -172.8454 | 317.1293 | 424.7354 | 617.8148 | 888.6908 | 11.5716 | 27.2287 | 52.5431 | 90.5594 | -0.0029378 | -0.0033719 | -0.0043111 | -0.005539 | 5.983 | 9.7856 | 16.4067 | 24.5356 | 3341.1977 | 3507.9937 | 3823.8144 | 4341.6778
11 | 9 | 1 | 1771.9405 | 1808.8079 | 1877.6927 | 2006.4587 | 1089.762 | 1118.0129 | 1181.6145 | 1299.9402 | -31.1306 | -54.9115 | -96.3385 | -146.4136 | 304.8597 | 408.854 | 598.8098 | 882.818 | 10.9989 | 19.8674 | 39.0676 | 66.7681 | -0.0029378 | -0.0033719 | -0.0043111 | -0.005539 | 8.7981 | 13.5566 | 23.8199 | 36.1365 | 3155.2256 | 3314.184 | 3624.6616 | 4145.7025
11 | 9 | 2 | 1707.2261 | 1742.9899 | 1809.1107 | 1934.6186 | 1058.9173 | 1086.3686 | 1148.17 | 1263.1467 | -28.9824 | -50.6487 | -88.4815 | -130.1931 | 219.7695 | 294.7386 | 439.8785 | 656.106 | 8.0279 | 14.7402 | 30.0812 | 51.5984 | -0.0029378 | -0.0033719 | -0.0043111 | -0.005539 | 6.9522 | 11.1234 | 18.8462 | 29.076 | 2971.9077 | 3099.3086 | 3357.6008 | 3804.3469
11 | 9 | 3 | 1666.9871 | 1702.3025 | 1766.1986 | 1889.4926 | 1046.5973 | 1073.7292 | 1134.8115 | 1248.4505 | -28.7682 | -48.8218 | -85.354 | -125.454 | 135.686 | 188.4013 | 291.2025 | 443.314 | 7.3249 | 14.0442 | 28.2536 | 48.3319 | -0.0029378 | -0.0033719 | -0.0043111 | -0.005539 | 4.9922 | 7.9861 | 13.7819 | 21.0827 | 2832.8163 | 2937.6382 | 3148.8898 | 3525.2121
11 | 9 | 4 | 1642.4877 | 1676.9491 | 1739.8886 | 1861.0674 | 1071.23 | 1099.0005 | 1161.5205 | 1277.8341 | -28.7682 | -48.8218 | -85.6355 | -130.1931 | 81.7906 | 118.005 | 193.6338 | 310.1709 | 8.8395 | 15.8477 | 31.5107 | 55.2074 | -0.0029378 | -0.0033719 | -0.0043111 | -0.005539 | 4.0719 | 6.6131 | 11.2923 | 16.8096 | 2779.6487 | 2867.5903 | 3052.2061 | 3390.8907
11 | 9 | 5 | 1643.272 | 1677.3265 | 1739.5326 | 1856.9868 | 1168.8337 | 1199.1344 | 1267.3508 | 1394.2621 | -30.1101 | -52.4755 | -93.211 | -142.0992 | 50.197 | 75.6321 | 136.0389 | 234.41 | 11.2377 | 19.8674 | 39.0676 | 66.7681 | -0.0029378 | -0.0033719 | -0.0043111 | -0.005539 | 2.4839 | 3.9714 | 6.4945 | 10.5107 | 2845.9113 | 2923.4529 | 3095.269 | 3420.833
11 | 9 | 6 | 1677.971 | 1711.6323 | 1773.468 | 1885.8219 | 1366.36 | 1401.7815 | 1481.526 | 1629.8847 | -34.6207 | -63.4369 | -115.1037 | -177.2762 | 43.5971 | 68.6637 | 127.963 | 227.6958 | 17.941 | 31.5504 | 60.0999 | 100.9423 | -0.0029378 | -0.0033719 | -0.0043111 | -0.005539 | 1.1917 | 1.8076 | 3.4394 | 5.1447 | 3072.4373 | 3151.9952 | 3331.3883 | 3672.2075
11 | 9 | 7 | 1657.628 | 1689.1277 | 1747.0832 | 1847.2871 | 1658.0124 | 1700.9946 | 1797.7607 | 1977.7868 | -40.838 | -80.8185 | -152.7105 | -236.5737 | 68.7999 | 107.0082 | 184.7638 | 324.5821 | 29.1651 | 50.183 | 94.4074 | 158.238 | -6.3677 | -7.1712 | -8.8754 | -11.1036 | -0.2606 | -0.41704 | -0.5845 | -1.4856 | 3366.1391 | 3458.9067 | 3661.8447 | 4058.7311
11 | 9 | 8 | 1656.7892 | 1686.473 | 1741.8565 | 1832.0522 | 1914.5083 | 1964.1399 | 2075.8759 | 2283.7522 | -47.4968 | -93.4936 | -179.0512 | -276.9146 | 117.5911 | 178.7507 | 296.6932 | 507.8316 | 33.6507 | 57.5442 | 107.4335 | 180.1815 | -167.7433 | -192.0218 | -244.4209 | -314.0294 | 2.0631 | 3.3363 | 6.8815 | 11.0467 | 3509.3622 | 3604.7288 | 3805.2684 | 4223.9203
11 | 9 | 9 | 1576.7198 | 1602.8863 | 1651.0176 | 1724.5003 | 2200.6555 | 2257.7052 | 2386.1415 | 2625.0875 | -52.5865 | -101.8538 | -193.3682 | -298.6072 | 170.1097 | 254.1348 | 416.2753 | 715.5428 | 33.1146 | 57.1326 | 106.651 | 178.7627 | -647.2185 | -741.6061 | -945.7852 | -1214.15 | 9.189 | 15.4658 | 31.5362 | 47.5286 | 3289.9836 | 3343.8648 | 3452.4682 | 3778.6647
11 | 9 | 10 | 1521.2564 | 1545.544 | 1589.1433 | 1652.1387 | 2376.6226 | 2438.2339 | 2576.9402 | 2834.9926 | -56.7322 | -104.8986 | -197.0588 | -301.7679 | 191.0961 | 284.2885 | 469.8156 | 798.5 | 27.9843 | 48.7911 | 92.3199 | 154.7306 | -1075.9861 | -1233.72 | -1575.5891 | -2025.2133 | 12.0774 | 19.7148 | 40.7421 | 60.9353 | 2996.3184 | 2997.9538 | 2996.3133 | 3174.3159
11 | 9 | 11 | 1480.8855 | 1503.5502 | 1545.3218 | 1601.8322 | 2474.9369 | 2539.097 | 2683.5412 | 2952.2685 | -59.5361 | -109.4398 | -202.2749 | -309.2432 | 181.5952 | 273.4309 | 451.1466 | 780.6918 | 25.3975 | 44.3232 | 84.0537 | 142.0559 | -1312.5654 | -1505.8711 | -1926.1794 | -2483.1441 | 10.1989 | 16.4827 | 33.904 | 49.1395 | 2800.9126 | 2761.5731 | 2669.513 | 2733.6006
11 | 9 | 12 | 1437.8555 | 1459.3367 | 1498.1183 | 1549.6411 | 2529.5657 | 2595.1419 | 2742.7744 | 3017.4333 | -61.975 | -109.7181 | -198.3133 | -302.8093 | 165.4945 | 247.414 | 415.7348 | 719.4215 | 19.2887 | 34.0321 | 66.4031 | 113.1352 | -1447.6602 | -1661.8102 | -2127.2019 | -2741.306 | 4.8782 | 7.4377 | 16.1199 | 22.1826 | 2647.4473 | 2571.8341 | 2413.6353 | 2377.6984
11 | 9 | 13 | 1380.6138 | 1400.6928 | 1436.8276 | 1482.1638 | 2568.1915 | 2634.7691 | 2784.6558 | 3063.5087 | -62.6306 | -108.9438 | -194.1468 | -291.7526 | 157.3991 | 238.5629 | 397.0659 | 691.0113 | 13.1582 | 23.8872 | 47.8455 | 83.1005 | -1417.0805 | -1627.3452 | -2084.9657 | -2688.5837 | 1.4713 | 1.981 | 3.7262 | 6.1374 | 2641.1228 | 2563.6039 | 2391.0086 | 2345.5854
11 | 9 | 14 | 1335.1826 | 1354.6213 | 1388.4829 | 1430.832 | 2563.8265 | 2630.291 | 2779.923 | 3058.3019 | -63.2862 | -107.3953 | -186.8528 | -282.5826 | 150.7992 | 227.1689 | 380.3229 | 653.1307 | 8.6726 | 16.526 | 34.11 | 60.2839 | -1182.1416 | -1356.9531 | -1737.2964 | -2240.0469 | 0.67866 | 1.1293 | 0.052768 | 3.8902 | 2813.7318 | 2765.388 | 2658.7424 | 2683.8092
11 | 9 | 15 | 1278.5996 | 1296.7687 | 1328.0317 | 1366.8542 | 2546.6616 | 2612.6811 | 2761.3113 | 3037.8265 | -62.6306 | -106.5079 | -187.1343 | -280.6959 | 139.6224 | 210.8283 | 352.4795 | 603.043 | 9.6512 | 18.2021 | 36.8446 | 66.0831 | -844.5615 | -969.5589 | -1240.8465 | -1599.5465 | -0.78453 | -0.85169 | -1.9565 | -2.4073 | 3066.5582 | 3061.5616 | 3048.7299 | 3191.1569
11 | 9 | 16 | 1243.2593 | 1261.7253 | 1291.983 | 1332.3799 | 2454.0542 | 2517.6729 | 2660.8983 | 2927.3582 | -60.4824 | -102.8541 | -182.1998 | -277.9598 | 129.205 | 194.8591 | 326.4448 | 551.8741 | 10.9989 | 20.8477 | 40.9466 | 72.9586 | -496.6939 | -569.2173 | -726.5558 | -934.5552 | -3.3987 | -5.2577 | -9.3873 | -13.5808 | 3276.9424 | 3317.7758 | 3402.1298 | 3658.4751
11 | 9 | 17 | 1376.1264 | 1398.6086 | 1438.1374 | 1496.3966 | 2268.8314 | 2327.6484 | 2460.0637 | 2706.4122 | -58.0435 | -104.4027 | -189.2123 | -289.0165 | 66.9285 | 97.8373 | 158.7988 | 253.3673 | 18.716 | 32.9246 | 64.191 | 109.9703 | -77.8064 | -89.2404 | -113.9492 | -146.3476 | -6.8002 | -10.9839 | -19.7649 | -30.0562 | 3587.9522 | 3652.3919 | 3798.2646 | 4100.7261
11 | 9 | 18 | 1708.8313 | 1738.697 | 1795.4983 | 1880.9876 | 2195.0288 | 2251.9326 | 2380.0405 | 2618.3756 | -56.9159 | -103.3501 | -189.9697 | -290.5949 | 75.024 | 108.1584 | 170.98 | 270.043 | 22.9043 | 40.734 | 77.9265 | 132.9902 | -0.0029378 | -0.0033719 | -0.0043111 | -0.005539 | -11.0187 | -17.4481 | -32.601 | -51.5371 | 3933.8509 | 4018.7204 | 4201.8703 | 4560.2589
11 | 9 | 19 | 1920.3248 | 1955.7097 | 2024.8441 | 2133.1694 | 1994.4578 | 2046.162 | 2162.564 | 2379.1212 | -53.8978 | -100.14 | -182.8701 | -277.9558 | 92.0125 | 130.9464 | 197.9785 | 304.0353 | 24.0851 | 42.5374 | 82.7487 | 139.9674 | -0.0029378 | -0.0033719 | -0.0043111 | -0.005539 | -7.1911 | -12.2337 | -23.571 | -37.9674 | 3969.7883 | 4062.9783 | 4261.6899 | 4640.3645
11 | 9 | 20 | 1976.7261 | 2014.3121 | 2087.5263 | 2206.4988 | 1813.7068 | 1860.7252 | 1966.5781 | 2163.5094 | -50.4078 | -92.6672 | -168.2715 | -255.8385 | 98.6123 | 137.9149 | 207.4397 | 312.3732 | 21.5199 | 38.2157 | 74.5447 | 126.318 | -0.0029378 | -0.0033719 | -0.0043111 | -0.005539 | -8.9474 | -14.6236 | -27.557 | -44.2051 | 3851.207 | 3943.8737 | 4140.2561 | 4508.6502
11 | 9 | 21 | 1992.1115 | 2030.8048 | 2105.8978 | 2231.3563 | 1654.0843 | 1696.9646 | 1793.5015 | 1973.1011 | -48.1525 | -87.1865 | -158.6074 | -239.1934 | 108.1132 | 149.9949 | 227.7809 | 331.2434 | 19.3606 | 34.728 | 69.0132 | 116.9474 | -0.0029378 | -0.0033719 | -0.0043111 | -0.005539 | -7.7204 | -12.4517 | -23.3504 | -35.3568 | 3717.7938 | 3812.8507 | 4014.2313 | 4378.0926
11 | 9 | 22 | 2006.1696 | 2045.7612 | 2122.9719 | 2255.356 | 1468.4049 | 1506.4717 | 1592.1718 | 1751.6105 | -44.6624 | -81.7058 | -146.3789 | -222.6646 | 193.119 | 271.1768 | 414.974 | 611.3809 | 18.0129 | 32.2463 | 63.5439 | 109.9703 | -0.0029378 | -0.0033719 | -0.0043111 | -0.005539 | -4.3516 | -6.9164 | -14.2473 | -21.1272 | 3636.6896 | 3767.0304 | 4033.0312 | 4484.5203
11 | 9 | 23 | 1934.0638 | 1972.9735 | 2047.8845 | 2180.1935 | 1307.5027 | 1341.3983 | 1417.7077 | 1559.6757 | -40.2589 | -72.5714 | -130.4597 | -198.5442 | 212.1208 | 292.7682 | 437.4106 | 643.1086 | 16.7955 | 30.1585 | 59.5042 | 102.1202 | -0.0029378 | -0.0033719 | -0.0043111 | -0.005539 | -1.094 | -1.9634 | -5.2294 | -7.0076 | 3429.127 | 3562.7605 | 3826.8136 | 4279.5408
11 | 9 | 24 | 1845.8439 | 1883.9463 | 1955.4478 | 2086.4397 | 1170.5022 | 1200.8462 | 1269.16 | 1396.2525 | -35.0927 | -62.3843 | -111.9761 | -170.1093 | 313.8295 | 420.8463 | 605.6335 | 862.545 | 13.8029 | 24.2988 | 47.9809 | 83.7856 | -0.0029378 | -0.0033719 | -0.0043111 | -0.005539 | 6.2545 | 9.7856 | 14.9238 | 24.5356 | 3315.1373 | 3477.3356 | 3781.1656 | 4283.4435
11 | 10 | 1 | 1757.0139 | 1793.8889 | 1862.0407 | 1990.3032 | 1073.779 | 1101.6156 | 1164.2843 | 1280.8747 | -31.7862 | -55.355 | -96.825 | -147.1466 | 273.6648 | 365.1348 | 527.986 | 766.9915 | 10.9989 | 19.8674 | 39.7147 | 67.7428 | -0.0029378 | -0.0033719 | -0.0043111 | -0.005539 | 8.7981 | 13.5566 | 23.8199 | 36.1365 | 3092.4656 | 3238.7049 | 3521.0162 | 3994.8965
11 | 10 | 2 | 1679.4089 | 1714.9252 | 1779.4471 | 1903.7693 | 1041.9739 | 1068.986 | 1129.7985 | 1242.9354 | -29.638 | -50.7617 | -89.2495 | -135.6653 | 232.9691 | 310.0217 | 447.9544 | 648.9004 | 9.4842 | 16.9376 | 34.2454 | 58.5755 | -0.0029378 | -0.0033719 | -0.0043111 | -0.005539 | 6.9522 | 11.1234 | 18.8462 | 29.076 | 2941.1474 | 3071.2288 | 3321.0378 | 3747.5858
11 | 10 | 3 | 1618.6535 | 1652.9417 | 1714.6151 | 1835.2544 | 1031.0035 | 1057.7311 | 1117.9033 | 1229.8492 | -28.5104 | -49.1001 | -86.122 | -130.9261 | 157.3799 | 214.9547 | 315.2273 | 464.5185 | 8.8395 | 15.9573 | 31.5107 | 55.2074 | -0.0029378 | -0.0033719 | -0.0043111 | -0.005539 | 4.9922 | 7.9861 | 13.7819 | 21.0827 | 2792.3553 | 2900.4675 | 3106.9121 | 3474.9805
11 | 10 | 4 | 1564.0375 | 1597.3931 | 1656.5531 | 1773.0061 | 1046.7174 | 1073.8525 | 1134.9418 | 1248.5938 | -28.0384 | -49.1001 | -86.122 | -130.9261 | 103.0857 | 142.1393 | 217.6586 | 327.4874 | 9.6512 | 17.3491 | 34.2454 | 59.8927 | -0.0029378 | -0.0033719 | -0.0043111 | -0.005539 | 4.0719 | 6.6131 | 11.2923 | 16.8096 | 2699.5224 | 2788.2436 | 2968.5649 | 3294.858
11 | 10 | 5 | 1538.6953 | 1571.3345 | 1628.9573 | 1742.0562 | 1093.3279 | 1121.6713 | 1185.4809 | 1304.1939 | -29.166 | -50.927 | -89.2495 | -135.6653 | 67.0954 | 96.4137 | 153.576 | 236.6745 | 10.5931 | 19.1715 | 36.98 | 64.3747 | -0.0029378 | -0.0033719 | -0.0043111 | -0.005539 | 2.4839 | 3.9714 | 6.4945 | 10.5107 | 2683.0265 | 2761.632 | 2922.2349 | 3222.1391
11 | 10 | 6 | 1534.1714 | 1566.0643 | 1622.5327 | 1731.1549 | 1194.6489 | 1225.6188 | 1295.3419 | 1425.0562 | -31.3142 | -56.4077 | -101.7596 | -155.0465 | 42.5004 | 62.8919 | 105.1888 | 175.4041 | 13.9698 | 24.7104 | 47.3337 | 80.4175 | -0.0029378 | -0.0033719 | -0.0043111 | -0.005539 | 1.1917 | 1.8076 | 3.4394 | 5.1447 | 2755.165 | 2824.682 | 2972.0726 | 3262.1253
11 | 10 | 7 | 1555.4427 | 1587.0546 | 1643.0872 | 1749.1522 | 1318.9617 | 1353.1544 | 1430.1327 | 1573.3448 | -34.8043 | -64.6548 | -118.9992 | -181.17 | 30.7963 | 45.7261 | 81.958 | 138.6559 | 18.1799 | 31.5504 | 60.0999 | 102.4628 | -12.2122 | -13.833 | -17.4005 | -22.4001 | -0.2606 | -0.41704 | -0.5845 | -1.4856 | 2876.1036 | 2938.5807 | 3078.2935 | 3358.56
11 | 10 | 8 | 1738.2897 | 1773.0121 | 1837.7052 | 1954.6952 | 1370.8444 | 1406.3821 | 1486.3884 | 1635.2339 | -39.5291 | -75.0071 | -139.5713 | -217.08 | 31.1951 | 48.1452 | 80.0322 | 139.7882 | 22.6654 | 39.6075 | 75.3272 | 127.3303 | -332.8223 | -380.3364 | -484.0928 | -624.1788 | 2.0631 | 3.3363 | 6.8815 | 11.0467 | 2792.7065 | 2815.1398 | 2862.6703 | 3026.8355
11 | 10 | 9 | 1801.6402 | 1836.2027 | 1902.0294 | 2016.4979 | 1552.3674 | 1592.6109 | 1683.2113 | 1851.7666 | -45.2438 | -86.2468 | -161.4639 | -252.9901 | 42.5004 | 65.311 | 102.2152 | 172.0867 | 27.1727 | 46.5572 | 88.8759 | 147.9568 | -776.9671 | -889.2786 | -1133.5173 | -1461.0314 | 9.189 | 15.4658 | 31.5362 | 47.5286 | 2610.6587 | 2580.6221 | 2512.8868 | 2521.815
11 | 10 | 10 | 1814.7856 | 1848.733 | 1913.7355 | 2023.809 | 1697.7143 | 1741.7257 | 1840.809 | 2025.1459 | -49.9381 | -94.7723 | -174.5371 | -277.8435 | 60.0967 | 85.0197 | 136.833 | 223.8869 | 28.9262 | 49.7714 | 94.4074 | 159.4159 | -1155.1025 | -1323.8712 | -1691.257 | -2179.9986 | 12.0774 | 19.7148 | 40.7421 | 60.9353 | 2408.5597 | 2326.321 | 2160.733 | 2035.3508
11 | 10 | 11 | 1805.1227 | 1838.3735 | 1902.7314 | 2008.1569 | 1785.3981 | 1831.6826 | 1935.8834 | 2129.7409 | -53.6117 | -100.5313 | -180.7921 | -290.7908 | 73.2963 | 106.611 | 169.2714 | 279.5754 | 27.5785 | 47.9679 | 90.828 | 154.3881 | -1365.8756 | -1566.9694 | -2005.0595 | -2586.7404 | 10.1989 | 16.4827 | 33.904 | 49.1395 | 2282.1073 | 2173.617 | 1946.7665 | 1743.4696
11 | 10 | 12 | 1823.2466 | 1856.7692 | 1921.4847 | 2026.5037 | 1826.1957 | 1873.5379 | 1980.1197 | 2178.4071 | -55.9435 | -102.5844 | -176.549 | -287.5177 | 87.9916 | 128.7388 | 207.4033 | 336.396 | 21.615 | 38.3727 | 73.2397 | 126.442 | -1405.1048 | -1612.2026 | -2062.8812 | -2660.0756 | 4.8782 | 7.4377 | 16.1199 | 22.1826 | 2302.8788 | 2190.0694 | 1958.9371 | 1742.3381
11 | 10 | 13 | 1799.858 | 1832.8327 | 1896.2568 | 1998.9156 | 1836.45 | 1884.058 | 1991.2383 | 2190.639 | -57.9104 | -102.2537 | -169.5365 | -281.5084 | 100.7924 | 145.9046 | 233.354 | 374.2766 | 16.6516 | 29.7578 | 57.4167 | 102.9779 | -1278.283 | -1466.7198 | -1877.451 | -2424.116 | 1.4713 | 1.981 | 3.7262 | 6.1374 | 2419.0299 | 2325.5605 | 2135.0044 | 1967.322
11 | 10 | 14 | 1811.6842 | 1845.0202 | 1909.5086 | 2014.0099 | 1800.9415 | 1847.629 | 1952.7369 | 2148.2822 | -58.5355 | -102.3668 | -163.563 | -275.4992 | 103.6935 | 149.7938 | 243.9469 | 388.6876 | 13.1229 | 23.9346 | 46.4159 | 84.1991 | -986.647 | -1132.5297 | -1450.2169 | -1871.8668 | 0.67866 | 1.1293 | 0.052768 | 3.8902 | 2684.9383 | 2632.6103 | 2538.8812 | 2491.7029
11 | 10 | 15 | 1777.4169 | 1810.3922 | 1873.646 | 1977.3652 | 1761.834 | 1807.5076 | 1910.3331 | 2101.6321 | -57.3313 | -99.6526 | -161.961 | -270.4516 | 103.8124 | 150.0671 | 238.3374 | 374.698 | 13.5287 | 24.6305 | 47.7209 | 86.3893 | -737.7195 | -846.3213 | -1083.5912 | -1400.5276 | -0.78453 | -0.85169 | -1.9565 | -2.4073 | 2860.7566 | 2845.7719 | 2822.5288 | 2866.6981
11 | 10 | 16 | 1750.6116 | 1783.6896 | 1846.1878 | 1951.428 | 1702.3605 | 1746.4924 | 1845.8468 | 2030.6882 | -55.3644 | -97.269 | -161.4745 | -268.9857 | 98.0102 | 142.1651 | 223.9767 | 349.6844 | 15.9269 | 28.366 | 54.4952 | 97.4196 | -427.1395 | -489.7064 | -626.3901 | -809.4904 | -3.3987 | -5.2577 | -9.3873 | -13.5808 | 3081.0066 | 3108.4799 | 3173.2548 | 3337.1633
11 | 10 | 17 | 1805.3159 | 1840.3752 | 1907.2363 | 2020.6936 | 1611.1144 | 1652.8808 | 1746.9099 | 1921.8438 | -52.4841 | -97.5997 | -168.7685 | -276.5734 | 51.1557 | 71.7069 | 109.2449 | 170.6729 | 22.5935 | 39.7646 | 74.5447 | 128.6321 | -47.1013 | -53.9508 | -68.9434 | -89.1432 | -6.8002 | -10.9839 | -19.7649 | -30.0562 | 3383.7939 | 3442.1931 | 3580.4591 | 3846.0698
11 | 10 | 18 | 1872.7194 | 1909.3392 | 1979.6924 | 2097.0437 | 1679.6753 | 1723.2191 | 1821.2496 | 2003.6278 | -52.1934 | -99.1482 | -176.0625 | -282.5826 | 54.0568 | 75.596 | 115.7326 | 171.8052 | 27.5785 | 47.8217 | 90.828 | 155.2611 | -0.0029378 | -0.0033719 | -0.0043111 | -0.005539 | -11.0187 | -17.4481 | -32.601 | -51.5371 | 3570.815 | 3639.3763 | 3798.8347 | 4093.6125
11 | 10 | 19 | 2008.1111 | 2047.3618 | 2124.2128 | 2252.2488 | 1647.722 | 1690.4374 | 1786.603 | 1965.5118 | -50.8821 | -95.9903 | -173.974 | -274.258 | 53.0501 | 75.596 | 115.7326 | 171.8052 | 27.5785 | 48.3796 | 92.3199 | 159.0734 | -0.0029378 | -0.0033719 | -0.0043111 | -0.005539 | -7.1911 | -12.2337 | -23.571 | -37.9674 | 3678.3856 | 3753.5473 | 3921.319 | 4236.4082
11 | 10 | 20 | 1991.575 | 2030.7759 | 2107.3563 | 2236.5752 | 1575.6044 | 1616.4502 | 1708.4068 | 1879.4851 | -47.8641 | -89.2918 | -161.1824 | -249.8293 | 59.2511 | 82.5645 | 125.1939 | 185.725 | 22.4985 | 40.0381 | 77.2794 | 133.0919 | -0.0029378 | -0.0033719 | -0.0043111 | -0.005539 | -8.9474 | -14.6236 | -27.557 | -44.2051 | 3592.1145 | 3665.9099 | 3829.4927 | 4140.8372
11 | 10 | 21 | 1950.3196 | 1989.1686 | 2064.6381 | 2193.6676 | 1486.5437 | 1525.0808 | 1611.8396 | 1773.2477 | -45.6088 | -83.0368 | -147.1469 | -226.1336 | 81.3438 | 113.6672 | 167.8876 | 238.096 | 17.7741 | 31.8347 | 63.0214 | 108.7548 | -0.0029378 | -0.0033719 | -0.0043111 | -0.005539 | -7.7204 | -12.4517 | -23.3504 | -35.3568 | 3482.6491 | 3564.2593 | 3736.885 | 4052.2701
11 | 10 | 22 | 1923.2782 | 1961.8489 | 2035.9906 | 2166.0678 | 1371.0534 | 1406.5965 | 1486.615 | 1635.4832 | -43.2464 | -77.5561 | -136.1623 | -209.9131 | 133.5116 | 187.3543 | 282.9569 | 413.7106 | 15.593 | 28.2089 | 55.4023 | 97.2957 | -0.0029378 | -0.0033719 | -0.0043111 | -0.005539 | -4.3516 | -6.9164 | -14.2473 | -21.1272 | 3395.8354 | 3499.5327 | 3710.5509 | 4081.5114
11 | 10 | 23 | 1841.5144 | 1879.1887 | 1950.0599 | 2078.0754 | 1247.7444 | 1280.0908 | 1352.9127 | 1488.3921 | -38.8429 | -70.2486 | -123.3707 | -188.2205 | 144.8168 | 200.0945 | 302.42 | 444.8769 | 14.7814 | 26.6709 | 53.4501 | 91.6357 | -0.0029378 | -0.0033719 | -0.0043111 | -0.005539 | -1.094 | -1.9634 | -5.2294 | -7.0076 | 3208.9172 | 3313.8297 | 3530.2383 | 3907.7465
11 | 10 | 24 | 1746.4605 | 1782.7379 | 1849.8349 | 1974.5292 | 1145.276 | 1174.9661 | 1241.8075 | 1366.161 | -34.1486 | -61.8884 | -109.3351 | -166.1032 | 167.1185 | 226.1114 | 340.5519 | 506.1472 | 13.3251 | 23.7775 | 47.9809 | 81.3921 | -0.0029378 | -0.0033719 | -0.0043111 | -0.005539 | 6.2545 | 9.7856 | 14.9238 | 24.5356 | 3044.2831 | 3155.4868 | 3385.7596 | 3786.6565
11 | 11 | 1 | 1680.7886 | 1716.0752 | 1781.2099 | 1904.9106 | 1048.7092 | 1075.8959 | 1137.1014 | 1250.9697 | -31.3142 | -55.355 | -99.9525 | -149.8827 | 273.6648 | 365.1348 | 527.986 | 766.9915 | 11.5716 | 21.6709 | 43.2941 | 72.2248 | -0.0029378 | -0.0033719 | -0.0043111 | -0.005539 | 8.7981 | 13.5566 | 23.8199 | 36.1365 | 2992.2152 | 3136.9749 | 3413.4544 | 3881.3449
11 | 11 | 2 | 1607.7348 | 1641.939 | 1703.3649 | 1822.963 | 1025.6826 | 1052.2724 | 1112.134 | 1223.5021 | -29.166 | -50.7617 | -90.57 | -131.3508 | 232.9691 | 310.0217 | 447.9544 | 648.9004 | 9.2454 | 17.3491 | 34.5053 | 58.3722 | -0.0029378 | -0.0033719 | -0.0043111 | -0.005539 | 6.9522 | 11.1234 | 18.8462 | 29.076 | 2853.4152 | 2981.9406 | 3226.2306 | 3651.4574
11 | 11 | 3 | 1546.7132 | 1579.657 | 1638.5485 | 1754.2159 | 1019.3942 | 1045.8209 | 1105.3156 | 1216.0009 | -28.0384 | -49.1001 | -84.5965 | -126.1869 | 157.3799 | 214.9547 | 315.2273 | 464.5185 | 8.0279 | 15.1517 | 30.9882 | 51.5984 | -0.0029378 | -0.0033719 | -0.0043111 | -0.005539 | 4.9922 | 7.9861 | 13.7819 | 21.0827 | 2708.4661 | 2814.467 | 3019.2606 | 3381.2239
11 | 11 | 4 | 1493.1767 | 1525.0714 | 1581.1769 | 1692.9933 | 1031.7628 | 1058.5101 | 1118.7267 | 1230.7549 | -28.0384 | -49.1001 | -84.5965 | -126.1869 | 103.0857 | 142.1393 | 217.6586 | 327.4874 | 8.8395 | 16.2592 | 33.0757 | 53.8902 | -0.0029378 | -0.0033719 | -0.0043111 | -0.005539 | 4.0719 | 6.6131 | 11.2923 | 16.8096 | 2612.8954 | 2699.4897 | 2877.3294 | 3195.7429
11 | 11 | 5 | 1452.8245 | 1483.7559 | 1537.6818 | 1645.6831 | 1070.9444 | 1098.7075 | 1161.2108 | 1277.4934 | -28.0384 | -50.7617 | -90.57 | -131.3508 | 67.0954 | 96.4137 | 153.576 | 236.6745 | 10.5931 | 19.1526 | 37.24 | 62.9558 | -0.0029378 | -0.0033719 | -0.0043111 | -0.005539 | 2.4839 | 3.9714 | 6.4945 | 10.5107 | 2575.8999 | 2651.2359 | 2805.6288 | 3101.9611
11 | 11 | 6 | 1432.5275 | 1462.7382 | 1514.7886 | 1618.1067 | 1149.6901 | 1179.4946 | 1246.5937 | 1371.4264 | -29.7145 | -54.5808 | -97.1066 | -145.5682 | 42.5004 | 62.8919 | 105.1888 | 175.4041 | 12.7524 | 23.6205 | 45.3816 | 75.9355 | -0.0029378 | -0.0033719 | -0.0043111 | -0.005539 | 1.1917 | 1.8076 | 3.4394 | 5.1447 | 2608.9446 | 2675.9686 | 2818.2811 | 3100.4436
11 | 11 | 7 | 1466.2168 | 1496.7054 | 1549.6393 | 1653.2082 | 1222.4378 | 1254.1282 | 1325.473 | 1458.2047 | -32.184 | -60.2267 | -111.1421 | -169.2639 | 30.7963 | 45.7261 | 81.958 | 138.6559 | 16.3178 | 29.0321 | 55.5376 | 92.7496 | -0.0029378 | -0.0033719 | -0.0043111 | -0.005539 | -0.2606 | -0.41704 | -0.5845 | -1.4856 | 2703.3211 | 2764.9446 | 2900.877 | 3172.0633
11 | 11 | 8 | 1708.9668 | 1744.0249 | 1808.9997 | 1930.3832 | 1203.0289 | 1234.2161 | 1304.4282 | 1435.0525 | -35.095 | -67.6995 | -127.0612 | -196.1203 | 31.1951 | 48.1452 | 80.0322 | 139.7882 | 21.448 | 37.3736 | 71.8832 | 118.163 | -163.2365 | -186.6886 | -237.9974 | -307.5169 | 2.0631 | 3.4406 | 6.8815 | 11.0467 | 2768.3705 | 2812.8123 | 2907.1662 | 3130.7963
11 | 11 | 9 | 1820.3158 | 1856.8339 | 1925.781 | 2049.4985 | 1325.5691 | 1359.933 | 1437.2969 | 1581.2265 | -39.7127 | -78.6609 | -149.2354 | -232.1468 | 42.5004 | 65.311 | 102.2152 | 172.0867 | 27.9843 | 48.6449 | 91.6105 | 152.5404 | -616.6825 | -706.0373 | -899.8734 | -1157.1286 | 9.189 | 16.6127 | 31.5362 | 47.5286 | 2569.1634 | 2562.6372 | 2539.3309 | 2613.6052
11 | 11 | 10 | 1880.4176 | 1917.5747 | 1988.4703 | 2112.9533 | 1432.6807 | 1469.8214 | 1553.4366 | 1708.9964 | -43.7513 | -84.3068 | -160.5015 | -253.8395 | 60.0967 | 85.0197 | 136.833 | 223.8869 | 30.1437 | 52.3804 | 98.5717 | 166.1897 | -711.5098 | -815.9816 | -1043.6703 | -1347.6814 | 12.0774 | 21.5915 | 40.7421 | 60.9353 | 2660.1551 | 2646.0992 | 2613.8818 | 2671.4407
11 | 11 | 11 | 1895.7809 | 1932.4126 | 2003.0949 | 2125.4054 | 1520.7706 | 1560.1949 | 1648.9513 | 1814.0758 | -46.7693 | -85.3595 | -160.7065 | -254.5724 | 73.2963 | 106.611 | 169.2714 | 279.5754 | 25.3975 | 44.3232 | 84.8362 | 142.9289 | -1010.7812 | -1160.157 | -1485.5054 | -1917.0942 | 10.1989 | 18.5679 | 33.904 | 49.1395 | 2467.8937 | 2416.5933 | 2293.8459 | 2239.4584
11 | 11 | 12 | 1886.3268 | 1922.4616 | 1992.6868 | 2111.3359 | 1574.7927 | 1615.6175 | 1707.5267 | 1878.5169 | -48.5526 | -84.5852 | -154.4514 | -243.8241 | 87.9916 | 128.7388 | 207.4033 | 336.396 | 17.941 | 31.8347 | 63.5439 | 109.5262 | -1097.4065 | -1260.3715 | -1615.2236 | -2085.307 | 4.8782 | 8.5846 | 16.1199 | 22.1826 | 2425.9712 | 2362.2805 | 2217.6055 | 2128.8266
11 | 11 | 13 | 1860.2867 | 1896.081 | 1965.0125 | 2080.8763 | 1600.3492 | 1641.8366 | 1735.2374 | 1909.0024 | -50.2287 | -82.9236 | -148.6829 | -239.8179 | 100.7924 | 145.9046 | 233.354 | 374.2766 | 12.6221 | 23.0816 | 47.1984 | 83.9736 | -1231.9251 | -1414.8138 | -1812.0671 | -2334.5833 | 1.4713 | 1.981 | 3.7262 | 6.1374 | 2293.3679 | 2211.1474 | 2023.7785 | 1879.865
11 | 11 | 14 | 1846.2545 | 1881.1772 | 1950.112 | 2064.7915 | 1595.5756 | 1636.9392 | 1730.0614 | 1903.3082 | -50.9915 | -82.9236 | -147.439 | -238.6642 | 103.6935 | 149.7938 | 243.9469 | 388.6876 | 11.5716 | 21.2593 | 43.6812 | 78.5169 | -1033.592 | -1186.3623 | -1518.3539 | -1955.6855 | 0.67866 | -0.33038 | 0.052768 | 3.8902 | 2473.1904 | 2419.5533 | 2302.0616 | 2244.8447
11 | 11 | 15 | 1805.6161 | 1840.2407 | 1906.9074 | 2019.057 | 1589.3977 | 1630.6012 | 1723.3628 | 1895.9388 | -50.9915 | -82.1493 | -146.1184 | -235.9281 | 103.8124 | 150.0671 | 238.3374 | 374.698 | 10.8686 | 19.8674 | 41.7291 | 73.8316 | -785.9408 | -902.4132 | -1155.5752 | -1488.9918 | -0.78453 | -1.1645 | -1.9565 | -2.4073 | 2671.978 | 2655.0494 | 2606.6866 | 2636.1982
11 | 11 | 16 | 1757.4669 | 1791.5563 | 1856.0986 | 1967.2913 | 1560.7033 | 1601.1629 | 1692.2498 | 1861.7102 | -49.7567 | -82.0362 | -147.439 | -235.9281 | 98.0102 | 142.1651 | 223.9767 | 349.6844 | 12.789 | 23.2089 | 46.6758 | 82.9989 | -421.6997 | -484.9962 | -622.4542 | -801.2914 | -3.3987 | -5.4662 | -9.3873 | -13.5808 | 2954.1143 | 2985.5946 | 3039.7205 | 3210.8845
11 | 11 | 17 | 1801.1365 | 1837.3943 | 1905.4225 | 2024.2999 | 1484.932 | 1523.4273 | 1610.092 | 1771.3251 | -49.5731 | -85.5247 | -154.733 | -246.2518 | 51.1557 | 71.7069 | 109.2449 | 170.6729 | 17.1294 | 30.1585 | 59.5042 | 102.854 | -59.6087 | -68.8941 | -89.0794 | -114.778 | -6.8002 | -11.1925 | -19.7649 | -30.0562 | 3238.3715 | 3297.0757 | 3420.6863 | 3678.0659
11 | 11 | 18 | 2025.8635 | 2065.8693 | 2144.2614 | 2275.971 | 1568.1639 | 1608.8168 | 1700.3392 | 1870.6096 | -50.5172 | -90.6749 | -166.7566 | -261.3147 | 54.0568 | 75.596 | 115.7326 | 171.8052 | 22.9043 | 40.3034 | 78.709 | 133.9649 | -0.0029378 | -0.0033719 | -0.0043111 | -0.005539 | -11.0187 | -17.6566 | -32.601 | -51.5371 | 3609.4496 | 3682.2506 | 3839.6803 | 4139.4934
11 | 11 | 19 | 2110.8214 | 2152.9394 | 2235.7091 | 2375.081 | 1536.7107 | 1576.5483 | 1666.235 | 1833.0902 | -50.3336 | -92.2234 | -170.6415 | -264.8961 | 53.0501 | 75.596 | 115.7326 | 171.8052 | 25.0636 | 44.3232 | 85.4833 | 145.5257 | -0.0029378 | -0.0033719 | -0.0043111 | -0.005539 | -7.1911 | -12.2337 | -23.571 | -37.9674 | 3668.1183 | 3744.9464 | 3908.9432 | 4222.633
11 | 11 | 20 | 2090.5754 | 2132.4273 | 2214.5334 | 2354.304 | 1479.348 | 1517.6985 | 1604.0373 | 1764.6642 | -48.4432 | -91.8929 | -170.36 | -261.7353 | 59.2511 | 82.5645 | 125.1939 | 185.725 | 26.8389 | 46.9688 | 90.3055 | 153.7184 | -0.0029378 | -0.0033719 | -0.0043111 | -0.005539 | -8.9474 | -15.0406 | -27.557 | -44.2051 | 3598.6198 | 3672.722 | 3836.1487 | 4152.4655
11 | 11 | 21 | 2031.3659 | 2072.5458 | 2152.6184 | 2290.2429 | 1396.364 | 1432.5632 | 1514.0589 | 1665.6754 | -47.2084 | -88.2392 | -162.5029 | -249.8293 | 81.3438 | 113.6672 | 167.8876 | 238.096 | 25.6364 | 45.1464 | 87.5708 | 148.8298 | -0.0029378 | -0.0033719 | -0.0043111 | -0.005539 | -7.7204 | -12.8688 | -23.3504 | -35.3568 | 3479.7783 | 3562.8113 | 3736.278 | 4057.6523
11 | 11 | 22 | 1948.729 | 1988.2301 | 2064.2498 | 2198.7221 | 1297.3086 | 1330.9399 | 1406.6544 | 1547.5155 | -43.7184 | -80.9316 | -148.4674 | -226.1336 | 133.5116 | 187.3543 | 282.9569 | 413.7106 | 22.0927 | 38.9116 | 76.1097 | 129.6221 | -0.0029378 | -0.0033719 | -0.0043111 | -0.005539 | -4.3516 | -7.959 | -14.2473 | -21.1272 | 3353.569 | 3456.5419 | 3667.2518 | 4042.304
11 | 11 | 23 | 1812.8218 | 1850.3176 | 1920.0725 | 2047.6871 | 1198.8875 | 1229.9674 | 1299.9378 | 1430.1123 | -38.2943 | -70.8576 | -128.1002 | -194.9627 | 144.8168 | 200.0945 | 302.42 | 444.8769 | 17.941 | 32.2463 | 62.8968 | 105.2851 | -0.0029378 | -0.0033719 | -0.0043111 | -0.005539 | -1.094 | -2.5889 | -5.2294 | -7.0076 | 3135.0758 | 3239.1759 | 3451.9931 | 3825.9856
11 | 11 | 24 | 1708.9062 | 1744.8262 | 1809.9654 | 1933.5358 | 1111.8466 | 1140.6701 | 1205.5605 | 1326.2842 | -33.6766 | -60.8357 | -109.3351 | -164.1001 | 170.4185 | 232.4196 | 352.7332 | 532.2931 | 13.1582 | 24.1891 | 47.3337 | 79.9733 | -0.0029378 | -0.0033719 | -0.0043111 | -0.005539 | 6.2545 | 8.9515 | 14.9238 | 24.5356 | 2976.9044 | 3090.2174 | 3321.1772 | 3732.5164
11 | 12 | 1 | 1625.5837 | 1659.3999 | 1721.3099 | 1839.5673 | 1071.9309 | 1099.7195 | 1162.2804 | 1278.6701 | -30.6586 | -53.1977 | -91.8905 | -137.6683 | 304.8597 | 408.854 | 598.8098 | 882.818 | 9.0065 | 17.3491 | 35.0279 | 57.2583 | -0.0029378 | -0.0033719 | -0.0043111 | -0.005539 | 8.7981 | 13.5566 | 23.8199 | 36.1365 | 2989.5173 | 3145.6782 | 3449.3531 | 3956.7764
11 | 12 | 2 | 1576.6583 | 1610.2102 | 1669.9499 | 1786.6243 | 1040.8659 | 1067.8492 | 1128.597 | 1241.6137 | -28.5104 | -47.8822 | -82.508 | -123.4509 | 219.7695 | 294.7386 | 439.8785 | 656.106 | 7.086 | 12.5062 | 26.824 | 48.091 | -0.0029378 | -0.0033719 | -0.0043111 | -0.005539 | 6.9522 | 11.1234 | 18.8462 | 29.076 | 2822.8186 | 2948.542 | 3201.5833 | 3638.0545
11 | 12 | 3 | 1539.8852 | 1572.7854 | 1630.8572 | 1745.6645 | 1031.8801 | 1058.6305 | 1118.8539 | 1230.8949 | -27.8242 | -47.8822 | -81.1874 | -118.7118 | 135.686 | 188.4013 | 291.2025 | 443.314 | 6.4414 | 13.6137 | 28.2536 | 44.7229 | -0.0029378 | -0.0033719 | -0.0043111 | -0.005539 | 4.9922 | 7.9861 | 13.7819 | 21.0827 | 2691.0577 | 2793.5314 | 3001.7573 | 3366.9616
11 | 12 | 4 | 1512.1673 | 1544.3647 | 1601.1794 | 1713.7049 | 1052.7048 | 1079.9951 | 1141.4339 | 1255.736 | -27.8242 | -48.9349 | -85.6355 | -123.4509 | 81.7906 | 118.005 | 193.6338 | 310.1709 | 8.4337 | 16.6532 | 33.5983 | 53.7885 | -0.0029378 | -0.0033719 | -0.0043111 | -0.005539 | 4.0719 | 6.6131 | 11.2923 | 16.8096 | 2631.3413 | 2716.693 | 2895.4979 | 3226.7535
11 | 12 | 5 | 1502.2529 | 1533.9607 | 1589.7273 | 1698.6882 | 1130.3711 | 1159.6748 | 1225.6464 | 1348.3815 | -29.5309 | -53.5282 | -97.864 | -142.4075 | 50.197 | 75.6321 | 136.0389 | 234.41 | 12.3832 | 24.6007 | 47.3337 | 72.1232 | -0.0029378 | -0.0033719 | -0.0043111 | -0.005539 | 2.4839 | 3.9714 | 6.4945 | 10.5107 | 2668.1542 | 2744.3082 | 2907.3724 | 3221.7004
11 | 12 | 6 | 1511.3505 | 1542.1318 | 1596.6376 | 1700.529 | 1286.9904 | 1320.3542 | 1395.4665 | 1535.2073 | -32.9139 | -66.9254 | -126.0883 | -184.3267 | 43.5971 | 68.6637 | 127.963 | 227.6958 | 21.615 | 42.5374 | 80.0248 | 118.3022 | -0.0029378 | -0.0033719 | -0.0043111 | -0.005539 | 1.1917 | 1.8076 | 3.4394 | 5.1447 | 2831.8279 | 2908.5659 | 3077.4387 | 3402.5467
11 | 12 | 7 | 1479.9646 | 1508.9378 | 1560.0905 | 1653.7979 | 1500.3959 | 1539.2921 | 1626.8593 | 1789.7715 | -39.0242 | -84.307 | -160.491 | -239.3097 | 68.7999 | 107.0082 | 184.7638 | 324.5821 | 33.4118 | 60.1532 | 111.4732 | 176.2676 | -0.0029378 | -0.0033719 | -0.0043111 | -0.005539 | -0.2606 | -0.41704 | -0.5845 | -1.4856 | 3043.2846 | 3130.6639 | 3322.107 | 3703.6183
11 | 12 | 8 | 1584.5602 | 1614.5857 | 1669.4993 | 1765.4164 | 1629.9319 | 1672.1861 | 1767.3134 | 1944.2906 | -46.6293 | -94.381 | -177.7306 | -277.5312 | 117.5911 | 178.7507 | 296.6932 | 507.8316 | 35.8466 | 61.1334 | 114.2701 | 189.2472 | -235.1052 | -270.4446 | -348.8312 | -456.8393 | 2.0631 | 3.4406 | 6.8815 | 11.0467 | 3088.2585 | 3165.271 | 3328.0956 | 3683.462
11 | 12 | 9 | 1607.7678 | 1636.1224 | 1689.2664 | 1778.7117 | 1846.9084 | 1894.7875 | 2002.5782 | 2203.1145 | -52.9232 | -96.2079 | -179.2561 | -292.4816 | 170.1097 | 254.1348 | 416.2753 | 715.5428 | 31.4914 | 47.2531 | 89.7829 | 170.7734 | -530.3507 | -611.4525 | -790.8542 | -1032.0819 | 9.189 | 16.6127 | 31.5362 | 47.5286 | 3082.1925 | 3141.2501 | 3259.3286 | 3591.1075
11 | 12 | 10 | 1622.601 | 1650.2259 | 1702.7404 | 1787.6624 | 1997.6507 | 2049.4376 | 2166.026 | 2382.9299 | -58.638 | -96.321 | -173.4875 | -290.7867 | 191.0961 | 284.2885 | 469.8156 | 798.5 | 21.8538 | 31.9444 | 63.0214 | 124.7976 | -924.649 | -1063.3072 | -1368.1757 | -1775.5446 | 12.0774 | 21.5915 | 40.7421 | 60.9353 | 2861.9921 | 2877.8596 | 2900.6824 | 3088.4938
11 | 12 | 11 | 1625.3852 | 1652.5124 | 1704.3723 | 1785.5535 | 2101.8504 | 2156.3386 | 2279.0084 | 2507.2262 | -62.128 | -97.5388 | -172.4485 | -296.259 | 181.5952 | 273.4309 | 451.1466 | 780.6918 | 17.941 | 24.2988 | 48.628 | 108.3107 | -1109.4884 | -1275.6936 | -1640.4126 | -2125.1666 | 10.1989 | 18.5679 | 33.904 | 49.1395 | 2765.3543 | 2751.9161 | 2704.1981 | 2809.4961
11 | 12 | 12 | 1586.1271 | 1612.449 | 1661.8465 | 1737.2594 | 2167.1914 | 2223.3736 | 2349.8568 | 2585.1693 | -64.5669 | -97.9825 | -171.4096 | -299.7279 | 165.4945 | 247.414 | 415.7348 | 719.4215 | 14.5425 | 19.4558 | 39.6416 | 93.2425 | -1167.2992 | -1342.5464 | -1725.9305 | -2228.5936 | 4.8782 | 8.5846 | 16.1199 | 22.1826 | 2706.3675 | 2670.7481 | 2585.8595 | 2628.9538
11 | 12 | 13 | 1505.6939 | 1530.5522 | 1575.699 | 1643.2911 | 2221.302 | 2278.8868 | 2408.5281 | 2649.7159 | -67.0058 | -98.8698 | -170.089 | -300.461 | 157.3991 | 238.5629 | 397.0659 | 691.0113 | 11.3327 | 14.3286 | 30.0703 | 77.6286 | -1077.1375 | -1238.9742 | -1591.6945 | -2050.3171 | 1.4713 | 1.981 | 3.7262 | 6.1374 | 2753.0557 | 2726.4673 | 2653.306 | 2717.0061
11 | 12 | 14 | 1404.8419 | 1427.764 | 1467.9231 | 1527.2947 | 2248.0315 | 2306.3093 | 2437.5106 | 2681.6007 | -68.21 | -99.0351 | -171.8961 | -305.9332 | 150.7992 | 227.1689 | 380.3229 | 653.1307 | 10.152 | 13.6327 | 29.2878 | 72.8416 | -897.2373 | -1032.4164 | -1325.4421 | -1702.2975 | 0.67866 | -0.33038 | 0.052768 | 3.8902 | 2849.056 | 2843.093 | 2817.759 | 2930.5273
11 | 12 | 15 | 1325.7518 | 1346.8959 | 1383.6882 | 1437.0214 | 2252.3365 | 2310.7259 | 2442.1785 | 2686.736 | -68.1029 | -99.2003 | -172.1776 | -299.191 | 139.6224 | 210.8283 | 352.4795 | 603.043 | 9.1734 | 15.0245 | 31.8979 | 66.8392 | -661.722 | -762.9549 | -985.0895 | -1276.7099 | -0.78453 | -1.1645 | -1.9565 | -2.4073 | 2996.2747 | 3020.1549 | 3051.0205 | 3215.3314
11 | 12 | 16 | 1299.9923 | 1321.1653 | 1357.1909 | 1412.1524 | 2200.6126 | 2257.6611 | 2386.0949 | 2625.0363 | -65.2991 | -99.0351 | -175.0235 | -298.8827 | 129.205 | 194.8591 | 326.4448 | 551.8741 | 11.9055 | 21.2782 | 43.6812 | 78.7424 | -324.5139 | -374.3968 | -482.5331 | -620.5789 | -3.3987 | -5.4662 | -9.3873 | -13.5808 | 3248.5036 | 3316.0656 | 3446.468 | 3734.7628
11 | 12 | 17 | 1440.3435 | 1465.4358 | 1510.4204 | 1583.2625 | 2051.0874 | 2104.2597 | 2223.9668 | 2446.6728 | -61.8396 | -98.922 | -177.9461 | -293.1022 | 66.9285 | 97.8373 | 158.7988 | 253.3673 | 16.0789 | 30.0313 | 59.5042 | 99.9147 | -55.7516 | -64.699 | -84.2682 | -109.5333 | -6.8002 | -11.1925 | -19.7649 | -30.0562 | 3450.047 | 3522.7506 | 3670.7111 | 3950.5256
11 | 12 | 18 | 1763.3508 | 1794.3557 | 1855.5302 | 1952.865 | 2025.2447 | 2077.747 | 2195.9459 | 2415.8459 | -59.3242 | -104.2896 | -189.9697 | -296.8001 | 75.024 | 108.1584 | 170.98 | 270.043 | 22.6654 | 44.3232 | 85.4833 | 133.4191 | -0.0029378 | -0.0033719 | -0.0043111 | -0.005539 | -11.0187 | -17.6566 | -32.601 | -51.5371 | 3815.939 | 3902.6347 | 4085.3644 | 4423.8302
11 | 12 | 19 | 1936.6114 | 1972.4501 | 2043.8464 | 2158.3746 | 1875.4656 | 1924.085 | 2033.5424 | 2237.1794 | -55.3162 | -103.9591 | -191.0087 | -292.9062 | 92.0125 | 130.9464 | 197.9785 | 304.0353 | 27.0058 | 51.6844 | 98.6962 | 154.5914 | -0.0029378 | -0.0033719 | -0.0043111 | -0.005539 | -7.1911 | -12.2337 | -23.571 | -37.9674 | 3868.5851 | 3962.9699 | 4159.4794 | 4523.3015
11 | 12 | 20 | 1995.9935 | 2033.8377 | 2109.4885 | 2233.1449 | 1724.4082 | 1769.1117 | 1869.7529 | 2056.9882 | -51.719 | -100.9143 | -187.3181 | -277.9558 | 98.6123 | 137.9149 | 207.4397 | 312.3732 | 27.8174 | 54.6143 | 105.346 | 160.3905 | -0.0029378 | -0.0033719 | -0.0043111 | -0.005539 | -8.9474 | -15.0406 | -27.557 | -44.2051 | 3786.162 | 3879.5203 | 4077.1477 | 4440.7304
11 | 12 | 21 | 1992.1753 | 2030.887 | 2107.2842 | 2234.7112 | 1587.6791 | 1628.8379 | 1721.4993 | 1893.8886 | -48.8081 | -93.6067 | -171.6805 | -258.5746 | 108.1132 | 149.9949 | 227.7809 | 331.2434 | 25.8752 | 47.6647 | 91.7973 | 148.8298 | -0.0029378 | -0.0033719 | -0.0043111 | -0.005539 | -7.7204 | -12.8688 | -23.3504 | -35.3568 | 3657.3113 | 3750.9056 | 3953.3264 | 4314.736
11 | 12 | 22 | 1968.9885 | 2008.2562 | 2084.1548 | 2215.8878 | 1423.9346 | 1460.8486 | 1543.9534 | 1698.5634 | -44.9531 | -85.3596 | -158.8889 | -232.4511 | 193.119 | 271.1768 | 414.974 | 611.3809 | 21.8538 | 42.8217 | 83.5311 | 128.2033 | -0.0029378 | -0.0033719 | -0.0043111 | -0.005539 | -4.3516 | -7.959 | -14.2473 | -21.1272 | 3558.5883 | 3689.7813 | 3953.4728 | 4400.4515
11 | 12 | 23 | 1864.1782 | 1902.2778 | 1974.0579 | 2103.1963 | 1268.7756 | 1301.6673 | 1375.7165 | 1513.4795 | -39.5727 | -73.3457 | -133.8688 | -194.538 | 212.1208 | 292.7682 | 437.4106 | 643.1086 | 16.7236 | 34.4437 | 67.061 | 100.7014 | -0.0029378 | -0.0033719 | -0.0043111 | -0.005539 | -1.094 | -2.5889 | -5.2294 | -7.0076 | 3321.1286 | 3455.2191 | 3715.1435 | 4158.9346
11 | 12 | 24 | 1776.7652 | 1813.5444 | 1882.0205 | 2009.42 | 1142.54 | 1172.1591 | 1238.8409 | 1362.8973 | -33.9344 | -61.4448 | -110.3741 | -161.364 | 317.1293 | 424.7354 | 617.8148 | 888.6908 | 12.2163 | 24.9947 | 50.0684 | 75.4913 | -0.0029378 | -0.0033719 | -0.0043111 | -0.005539 | 6.2545 | 8.9515 | 14.9238 | 24.5356 | 3220.968 | 3382.937 | 3693.29 | 4199.6654
11 | 13 | 1 | 1734.9701 | 1771.4375 | 1838.1862 | 1964.1183 | 1091.2668 | 1119.5567 | 1183.2461 | 1301.7353 | -30.1101 | -52.4755 | -91.8905 | -137.6683 | 304.8597 | 408.854 | 598.8098 | 882.818 | 9.2454 | 16.9376 | 34.2454 | 58.5755 | -0.0029378 | -0.0033719 | -0.0043111 | -0.005539 | 8.7981 | 13.5566 | 23.8199 | 36.1365 | 3119.0271 | 3277.8634 | 3586.4125 | 4105.7097
11 | 13 | 2 | 1669.7342 | 1705.0932 | 1769.5195 | 1891.3676 | 1059.2248 | 1086.6841 | 1148.5033 | 1263.5134 | -28.9824 | -48.6565 | -82.508 | -123.4509 | 219.7695 | 294.7386 | 439.8785 | 656.106 | 6.6802 | 12.9178 | 26.824 | 44.8245 | -0.0029378 | -0.0033719 | -0.0043111 | -0.005539 | 6.9522 | 11.1234 | 18.8462 | 29.076 | 2933.3755 | 3061.8972 | 3321.0593 | 3761.4311
11 | 13 | 3 | 1637.7431 | 1672.4462 | 1735.276 | 1856.7336 | 1045.6699 | 1072.7778 | 1133.8059 | 1247.3442 | -27.2756 | -46.9949 | -82.2264 | -118.7118 | 135.686 | 188.4013 | 291.2025 | 443.314 | 6.6802 | 12.9178 | 26.824 | 44.7229 | -0.0029378 | -0.0033719 | -0.0043111 | -0.005539 | 4.9922 | 7.9861 | 13.7819 | 21.0827 | 2803.4928 | 2907.5309 | 3118.6595 | 3494.4801
11 | 13 | 4 | 1619.9488 | 1653.7139 | 1715.5326 | 1835.5354 | 1072.9667 | 1100.7822 | 1163.4035 | 1279.9057 | -27.7476 | -47.8822 | -85.354 | -125.8786 | 81.7906 | 118.005 | 193.6338 | 310.1709 | 8.8395 | 16.6532 | 33.0757 | 55.2074 | -0.0029378 | -0.0033719 | -0.0043111 | -0.005539 | 4.0719 | 6.6131 | 11.2923 | 16.8096 | 2759.867 | 2847.8819 | 3031.5797 | 3371.7448
11 | 13 | 5 | 1638.0313 | 1671.3186 | 1733.2351 | 1851.5567 | 1169.315 | 1199.6282 | 1267.8727 | 1394.8363 | -29.638 | -54.1372 | -99.1845 | -149.5744 | 50.197 | 75.6321 | 136.0389 | 234.41 | 14.7814 | 26.3865 | 50.8509 | 84.8995 | -0.0029378 | -0.0033719 | -0.0043111 | -0.005539 | 2.4839 | 3.9714 | 6.4945 | 10.5107 | 2845.1676 | 2922.7963 | 3095.3032 | 3426.6332
11 | 13 | 6 | 1683.4366 | 1716.7254 | 1778.9496 | 1892.0934 | 1369.9404 | 1405.4546 | 1485.4081 | 1634.1555 | -34.0721 | -67.6997 | -125.8068 | -196.2328 | 43.5971 | 68.6637 | 127.963 | 227.6958 | 24.9917 | 43.6273 | 81.4545 | 135.218 | -0.0029378 | -0.0033719 | -0.0043111 | -0.005539 | 1.1917 | 1.8076 | 3.4394 | 5.1447 | 3089.0825 | 3168.5755 | 3351.4034 | 3698.069
11 | 13 | 7 | 1661.3435 | 1691.816 | 1749.9478 | 1851.7205 | 1667.314 | 1710.5374 | 1807.8464 | 1988.8825 | -40.9451 | -85.0813 | -162.093 | -253.2189 | 68.7999 | 107.0082 | 184.7638 | 324.5821 | 35.2739 | 60.8491 | 113.7475 | 187.057 | -2.2357 | -2.4802 | -2.9926 | -3.6861 | -0.2606 | -0.41704 | -0.5845 | -1.4856 | 3389.29 | 3482.2321 | 3690.6354 | 4093.8515
11 | 13 | 8 | 1665.8453 | 1695.5027 | 1751.2211 | 1841.9208 | 1924.5341 | 1974.4256 | 2086.7467 | 2295.7116 | -48.0759 | -95.4336 | -181.1397 | -286.3928 | 117.5911 | 178.7507 | 296.6932 | 507.8316 | 36.2375 | 61.9756 | 115.6997 | 192.6153 | -281.1197 | -322.1109 | -410.285 | -524.5211 | 2.0631 | 3.4406 | 6.8815 | 11.0467 | 3417.0755 | 3496.5507 | 3665.8174 | 4038.2121
11 | 13 | 9 | 1573.6759 | 1600.8977 | 1648.9765 | 1719.4382 | 2212.5957 | 2269.9549 | 2399.0881 | 2639.3306 | -53.7142 | -98.3131 | -182.6651 | -289.1289 | 170.1097 | 254.1348 | 416.2753 | 715.5428 | 27.9843 | 48.7911 | 91.6105 | 153.8576 | -848.5218 | -974.2376 | -1247.9609 | -1610.1179 | 9.189 | 16.6127 | 31.5362 | 47.5286 | 3091.3188 | 3117.8406 | 3156.8606 | 3376.451
11 | 13 | 10 | 1478.848 | 1502.86 | 1544.1659 | 1600.4253 | 2418.9192 | 2481.627 | 2622.8018 | 2885.4468 | -58.4084 | -98.4262 | -175.2945 | -278.3805 | 191.0961 | 284.2885 | 469.8156 | 798.5 | 17.3682 | 30.8545 | 60.9338 | 103.2982 | -1150.5002 | -1319.5538 | -1685.38 | -2161.4563 | 12.0774 | 21.5915 | 40.7421 | 60.9353 | 2909.4003 | 2903.2414 | 2877.7848 | 3008.7687
11 | 13 | 11 | 1406.1492 | 1426.8061 | 1463.4296 | 1511.0685 | 2558.777 | 2625.1106 | 2774.4479 | 3052.2785 | -61.4264 | -99.4788 | -173.974 | -276.8022 | 181.5952 | 273.4309 | 451.1466 | 780.6918 | 11.2377 | 20.9939 | 42.3762 | 74.3774 | -1494.4244 | -1716.0257 | -2197.3001 | -2830.1353 | 10.1989 | 18.5679 | 33.904 | 49.1395 | 2612.1072 | 2549.4048 | 2394.0301 | 2360.6183
11 | 13 | 12 | 1326.9593 | 1345.9551 | 1378.2615 | 1415.5533 | 2653.0062 | 2721.7826 | 2876.6193 | 3164.6813 | -64.2303 | -101.4189 | -175.986 | -281.8496 | 165.4945 | 247.414 | 415.7348 | 719.4215 | 8.2668 | 15.1341 | 32.805 | 59.4109 | -1524.4633 | -1753.8673 | -2252.035 | -2905.0469 | 4.8782 | 8.5846 | 16.1199 | 22.1826 | 2569.9113 | 2483.5842 | 2291.5195 | 2194.3531
11 | 13 | 13 | 1218.3364 | 1234.6582 | 1260.5728 | 1288.0568 | 2726.3359 | 2797.0133 | 2956.1298 | 3252.1539 | -66.3785 | -102.4715 | -176.2675 | -284.702 | 157.3991 | 238.5629 | 397.0659 | 691.0113 | 6.1075 | 11.683 | 26.5532 | 50.2436 | -1459.1896 | -1678.641 | -2155.0874 | -2780.0581 | 1.4713 | 1.981 | 3.7262 | 6.1374 | 2584.0822 | 2502.7858 | 2312.693 | 2222.8428
11 | 13 | 14 | 1125.0256 | 1139.5497 | 1160.9804 | 1181.2848 | 2746.039 | 2817.2271 | 2977.4935 | 3275.657 | -68.1924 | -102.4715 | -176.2675 | -289.4412 | 150.7992 | 227.1689 | 380.3229 | 653.1307 | 5.7885 | 10.2912 | 23.8186 | 46.8755 | -1283.2949 | -1473.0796 | -1884.8454 | -2427.2981 | 0.67866 | -0.33038 | 0.052768 | 3.8902 | 2676.8437 | 2618.3554 | 2481.5552 | 2444.0989
11 | 13 | 15 | 1063.0924 | 1075.8507 | 1094.7192 | 1113.0872 | 2714.8352 | 2785.2144 | 2943.6597 | 3238.4351 | -67.4296 | -102.4715 | -176.2675 | -291.8689 | 139.6224 | 210.8283 | 352.4795 | 603.043 | 7.2299 | 12.0946 | 27.3357 | 53.9918 | -1007.8271 | -1157.2331 | -1480.6666 | -1904.7193 | -0.78453 | -1.1645 | -1.9565 | -2.4073 | 2848.7387 | 2823.119 | 2759.3035 | 2809.5616
11 | 13 | 16 | 1075.0126 | 1087.2153 | 1108.0704 | 1134.2707 | 2611.0915 | 2678.7813 | 2831.1718 | 3114.6827 | -65.7534 | -101.4189 | -179.1135 | -296.2998 | 129.205 | 194.8591 | 326.4448 | 551.8741 | 11.5852 | 19.4558 | 39.6416 | 75.0624 | -503.2954 | -578.106 | -740.4968 | -954.3149 | -3.3987 | -5.4662 | -9.3873 | -13.5808 | 3254.4467 | 3295.3204 | 3376.331 | 3611.6946
11 | 13 | 17 | 1272.509 | 1291.849 | 1325.187 | 1372.6613 | 2396.736 | 2458.8688 | 2598.7489 | 2858.9852 | -62.4776 | -103.1327 | -184.882 | -302.1926 | 66.9285 | 97.8373 | 158.7988 | 253.3673 | 17.4402 | 29.747 | 58.1992 | 103.4374 | -65.5822 | -75.5405 | -96.719 | -123.6014 | -6.8002 | -11.1925 | -19.7649 | -30.0562 | 3618.7537 | 3688.4364 | 3839.5679 | 4132.6009
11 | 13 | 18 | 1727.8469 | 1756.121 | 1813.3862 | 1898.7982 | 2287.5477 | 2346.8499 | 2480.3575 | 2728.7382 | -60.3294 | -104.8465 | -190.9321 | -302.1926 | 75.024 | 108.1584 | 170.98 | 270.043 | 22.7374 | 39.8918 | 77.4039 | 132.9902 | -0.0029378 | -0.0033719 | -0.0043111 | -0.005539 | -11.0187 | -17.6566 | -32.601 | -51.5371 | 4041.8049 | 4128.5147 | 4318.5902 | 4676.8344
11 | 13 | 19 | 1990.6062 | 2025.3654 | 2097.7903 | 2211.1007 | 2054.4816 | 2107.7418 | 2227.647 | 2450.7216 | -56.8393 | -101.9669 | -185.9976 | -287.8588 | 92.0125 | 130.9464 | 197.9785 | 304.0353 | 24.0851 | 42.5374 | 82.8732 | 141.3862 | -0.0029378 | -0.0033719 | -0.0043111 | -0.005539 | -7.1911 | -12.2337 | -23.571 | -37.9674 | 4097.152 | 4192.3871 | 4396.7162 | 4781.412
11 | 13 | 20 | 2077.1565 | 2115.34 | 2193.5928 | 2320.5364 | 1848.4892 | 1896.4093 | 2004.2923 | 2205.0002 | -52.8773 | -96.321 | -176.3335 | -270.9054 | 98.6123 | 137.9149 | 207.4397 | 312.3732 | 23.1432 | 41.8415 | 80.921 | 137.6755 | -0.0029378 | -0.0033719 | -0.0043111 | -0.005539 | -8.9474 | -15.0406 | -27.557 | -44.2051 | 3985.5735 | 4080.1407 | 4282.351 | 4660.4694
11 | 13 | 21 | 2078.484 | 2117.0614 | 2196.8223 | 2330.0183 | 1677.6554 | 1721.1468 | 1819.0594 | 2001.2184 | -49.9357 | -89.9008 | -163.8234 | -249.521 | 108.1132 | 149.9949 | 227.7809 | 331.2434 | 20.3392 | 36.6776 | 72.7171 | 123.9246 | -0.0029378 | -0.0033719 | -0.0043111 | -0.005539 | -7.7204 | -12.8688 | -23.3504 | -35.3568 | 3826.9327 | 3922.1078 | 4129.2016 | 4501.5213
11 | 13 | 22 | 2055.118 | 2095.7216 | 2175.4036 | 2310.8105 | 1484.5801 | 1523.0663 | 1609.7105 | 1770.9054 | -46.0043 | -82.5932 | -149.5064 | -228.5614 | 193.119 | 271.1768 | 414.974 | 611.3809 | 19.1937 | 34.4437 | 67.1856 | 114.6556 | -0.0029378 | -0.0033719 | -0.0043111 | -0.005539 | -4.3516 | -7.959 | -14.2473 | -21.1272 | 3701.6521 | 3833.8527 | 4103.5156 | 4558.0583
11 | 13 | 23 | 1964.1253 | 2003.3432 | 2079.7636 | 2214.6966 | 1309.6898 | 1343.6421 | 1420.0792 | 1562.2846 | -39.7869 | -72.4061 | -129.1392 | -196.9658 | 212.1208 | 292.7682 | 437.4106 | 643.1086 | 16.5566 | 28.9048 | 57.4898 | 97.6382 | -0.0029378 | -0.0033719 | -0.0043111 | -0.005539 | -1.094 | -2.5889 | -5.2294 | -7.0076 | 3461.6087 | 3593.6599 | 3860.3703 | 4313.7491
11 | 13 | 24 | 1868.8297 | 1907.6037 | 1980.281 | 2113.0776 | 1169.1645 | 1199.4738 | 1267.7095 | 1394.6568 | -34.6207 | -61.4448 | -108.8486 | -163.7918 | 317.1293 | 424.7354 | 617.8148 | 888.6908 | 13.1582 | 23.7775 | 46.5513 | 80.075 | -0.0029378 | -0.0033719 | -0.0043111 | -0.005539 | 6.2545 | 8.9515 | 14.9238 | 24.5356 | 3339.9127 | 3503.0939 | 3818.4275 | 4337.2384
11 | 14 | 1 | 1770.7921 | 1808.5674 | 1877.2827 | 2004.8817 | 1086.2965 | 1114.4576 | 1177.8569 | 1295.8064 | -30.6586 | -54.6329 | -98.4271 | -146.7219 | 304.8597 | 408.854 | 598.8098 | 882.818 | 11.4047 | 20.7096 | 41.2065 | 69.933 | -0.0029378 | -0.0033719 | -0.0043111 | -0.005539 | 8.7981 | 13.5566 | 23.8199 | 36.1365 | 3151.4896 | 3311.5089 | 3620.5445 | 4142.8481
11 | 14 | 2 | 1709.0811 | 1746.083 | 1812.0182 | 1936.4873 | 1052.0268 | 1079.2995 | 1140.6987 | 1254.9272 | -28.7682 | -50.0396 | -86.1986 | -130.1931 | 219.7695 | 294.7386 | 439.8785 | 656.106 | 8.8395 | 15.9573 | 32.5423 | 54.7632 | -0.0029378 | -0.0033719 | -0.0043111 | -0.005539 | 6.9522 | 11.1234 | 18.8462 | 29.076 | 2967.898 | 3097.1587 | 3357.781 | 3801.161
11 | 14 | 3 | 1665.5363 | 1701.1508 | 1765.395 | 1888.4864 | 1042.7229 | 1069.7543 | 1130.6105 | 1243.8288 | -28.2962 | -48.2127 | -83.071 | -123.0262 | 135.686 | 188.4013 | 291.2025 | 443.314 | 7.3249 | 14.0442 | 28.3781 | 49.2049 | -0.0029378 | -0.0033719 | -0.0043111 | -0.005539 | 4.9922 | 7.9861 | 13.7819 | 21.0827 | 2827.9631 | 2933.1207 | 3146.2926 | 3522.885
11 | 14 | 4 | 1639.2481 | 1673.8853 | 1736.7496 | 1857.6889 | 1068.1072 | 1095.7967 | 1158.1344 | 1274.1089 | -28.2962 | -49.1523 | -86.1986 | -127.7653 | 81.7906 | 118.005 | 193.6338 | 310.1709 | 9.2454 | 16.6532 | 33.8474 | 56.0804 | -0.0029378 | -0.0033719 | -0.0043111 | -0.005539 | 4.0719 | 6.6131 | 11.2923 | 16.8096 | 2774.1641 | 2861.7978 | 3047.4547 | 3387.0879
11 | 14 | 5 | 1654.9363 | 1688.874 | 1751.7088 | 1871.0575 | 1164.7928 | 1194.9888 | 1262.9693 | 1389.4419 | -29.5309 | -52.9713 | -95.5811 | -144.4106 | 50.197 | 75.6321 | 136.0389 | 234.41 | 12.6221 | 22.7973 | 44.7237 | 74.3133 | -0.0029378 | -0.0033719 | -0.0043111 | -0.005539 | 2.4839 | 3.9714 | 6.4945 | 10.5107 | 2855.4981 | 2933.2889 | 3106.3497 | 3435.3173
11 | 14 | 6 | 1703.1248 | 1737.2281 | 1800.2444 | 1914.6795 | 1365.9016 | 1401.3111 | 1481.0289 | 1629.3378 | -34.4065 | -66.5338 | -126.3698 | -193.805 | 43.5971 | 68.6637 | 127.963 | 227.6958 | 24.4189 | 42.6471 | 79.7514 | 132.7229 | -0.0029378 | -0.0033719 | -0.0043111 | -0.005539 | 1.1917 | 1.8076 | 3.4394 | 5.1447 | 3103.8248 | 3185.1204 | 3366.0529 | 3715.7702
11 | 14 | 7 | 1673.4848 | 1704.5746 | 1763.3813 | 1865.3131 | 1664.4705 | 1707.6201 | 1804.7632 | 1985.4905 | -41.8586 | -83.9154 | -159.5286 | -250.7911 | 68.7999 | 107.0082 | 184.7638 | 324.5821 | 33.8896 | 58.2401 | 108.5273 | 179.9783 | -2.2357 | -2.4802 | -2.9926 | -3.6861 | -0.2606 | -0.41704 | -0.5845 | -1.4856 | 3396.29 | 3490.6304 | 3698.3299 | 4099.4012
11 | 14 | 8 | 1669.9879 | 1700.6917 | 1756.8025 | 1846.3332 | 1919.404 | 1969.1625 | 2081.1842 | 2289.5921 | -48.7316 | -94.8767 | -182.7417 | -289.1289 | 117.5911 | 178.7507 | 296.6932 | 507.8316 | 37.0491 | 63.5136 | 118.5589 | 196.9957 | -344.85 | -396.0019 | -507.7593 | -657.2982 | 2.0631 | 3.4406 | 6.8815 | 11.0467 | 3352.5137 | 3424.6805 | 3569.6191 | 3905.3722
11 | 14 | 9 | 1566.3986 | 1594.7883 | 1642.6037 | 1710.3161 | 2217.3271 | 2274.8089 | 2404.2182 | 2644.9744 | -54.4769 | -98.5305 | -183.2282 | -292.2896 | 170.1097 | 254.1348 | 416.2753 | 715.5428 | 28.7593 | 49.487 | 93.2269 | 156.7175 | -818.9581 | -937.2107 | -1192.5257 | -1530.8538 | 9.189 | 16.6127 | 31.5362 | 47.5286 | 3118.3487 | 3154.0905 | 3212.1064 | 3451.9359
11 | 14 | 10 | 1482.1868 | 1507.6973 | 1549.6404 | 1603.5892 | 2416.7119 | 2479.3625 | 2620.4085 | 2882.8138 | -59.7197 | -101.5753 | -185.3168 | -300.4977 | 191.0961 | 284.2885 | 469.8156 | 798.5 | 23.6073 | 40.734 | 78.311 | 132.6853 | -1243.2192 | -1424.3251 | -1815.5381 | -2331.0237 | 12.0774 | 21.5915 | 40.7421 | 60.9353 | 2822.7407 | 2807.7733 | 2758.0628 | 2847.0021
11 | 14 | 11 | 1401.4175 | 1424.2526 | 1460.8772 | 1504.9657 | 2550.3933 | 2616.5095 | 2765.3575 | 3042.2778 | -63.7583 | -103.4022 | -185.5983 | -307.9731 | 181.5952 | 273.4309 | 451.1466 | 780.6918 | 18.8829 | 33.4824 | 64.7001 | 110.8433 | -1516.4102 | -1738.2974 | -2217.7141 | -2847.5046 | 10.1989 | 18.5679 | 33.904 | 49.1395 | 2582.3193 | 2524.5437 | 2372.6728 | 2332.4404
11 | 14 | 12 | 1335.0853 | 1357.0431 | 1389.7397 | 1424.7206 | 2629.9918 | 2698.1716 | 2851.6651 | 3137.2283 | -67.2483 | -104.4548 | -187.1237 | -313.4451 | 165.4945 | 247.414 | 415.7348 | 719.4215 | 15.76 | 27.513 | 54.2841 | 95.8769 | -1713.5042 | -1966.3922 | -2513.9302 | -3231.0537 | 4.8782 | 8.5846 | 16.1199 | 22.1826 | 2370.4572 | 2267.8791 | 2026.4897 | 1854.931
11 | 14 | 13 | 1252.4262 | 1272.4148 | 1300.6019 | 1328.1607 | 2677.3766 | 2746.7848 | 2903.0439 | 3193.752 | -69.5801 | -103.5153 | -181.1502 | -312.1752 | 157.3991 | 238.5629 | 397.0659 | 691.0113 | 10.9989 | 19.8674 | 40.6731 | 73.8316 | -1667.9147 | -1914.2629 | -2447.6969 | -3146.0901 | 1.4713 | 1.981 | 3.7262 | 6.1374 | 2362.1773 | 2261.8327 | 2016.2639 | 1834.6277
11 | 14 | 14 | 1182.0268 | 1200.3173 | 1225.1666 | 1248.4379 | 2683.6264 | 2753.1965 | 2909.8204 | 3201.2071 | -70.7843 | -104.4548 | -181.1502 | -312.5998 | 150.7992 | 227.1689 | 380.3229 | 653.1307 | 9.4842 | 16.3689 | 35.277 | 65.5373 | -1454.4037 | -1669.4526 | -2135.1566 | -2744.9357 | 0.67866 | -0.33038 | 0.052768 | 3.8902 | 2501.4273 | 2422.8138 | 2234.3327 | 2114.6676
11 | 14 | 15 | 1119.8928 | 1134.6291 | 1156.891 | 1180.9232 | 2652.8795 | 2721.6525 | 2876.4819 | 3164.5301 | -70.1287 | -104.6201 | -184.0728 | -316.9143 | 139.6224 | 210.8283 | 352.4795 | 603.043 | 11.6435 | 20.4063 | 42.1136 | 77.2373 | -1099.3956 | -1262.2131 | -1614.736 | -2075.7809 | -0.78453 | -1.1645 | -1.9565 | -2.4073 | 2753.7294 | 2719.5186 | 2627.2007 | 2630.6311
11 | 14 | 16 | 1125.0874 | 1138.1559 | 1161.8873 | 1195.057 | 2555.3184 | 2621.5623 | 2770.6978 | 3048.1529 | -66.5621 | -103.5674 | -184.0728 | -306.703 | 129.205 | 194.8591 | 326.4448 | 551.8741 | 13.9698 | 24.8377 | 49.6704 | 86.4046 | -608.9755 | -699.4728 | -895.3144 | -1150.8814 | -3.3987 | -5.4662 | -9.3873 | -13.5808 | 3144.6443 | 3170.9085 | 3219.9258 | 3410.3234
11 | 14 | 17 | 1321.2903 | 1341.0366 | 1377.5925 | 1431.7259 | 2342.6834 | 2403.415 | 2540.1405 | 2794.5078 | -63.1791 | -103.5674 | -189.0073 | -310.2845 | 66.9285 | 97.8373 | 158.7988 | 253.3673 | 19.6945 | 35.0015 | 67.57 | 115.3254 | -87.8105 | -101.2263 | -130.2928 | -167.7714 | -6.8002 | -11.1925 | -19.7649 | -30.0562 | 3592.8069 | 3661.3042 | 3805.0369 | 4086.8143
11 | 14 | 18 | 1752.7902 | 1782.1771 | 1841.0085 | 1929.6179 | 2245.0933 | 2303.2949 | 2434.3248 | 2678.0958 | -60.7402 | -106.447 | -194.9809 | -311.8629 | 75.024 | 108.1584 | 170.98 | 270.043 | 25.6364 | 44.881 | 86.5772 | 145.2207 | -0.0029378 | -0.0033719 | -0.0043111 | -0.005539 | -11.0187 | -17.6566 | -32.601 | -51.5371 | 4026.7819 | 4114.4045 | 4305.3043 | 4659.5719
11 | 14 | 19 | 2016.1557 | 2052.258 | 2126.1888 | 2241.8741 | 2029.3833 | 2081.9929 | 2200.4333 | 2420.7827 | -57.8293 | -105.2291 | -196.0198 | -306.3908 | 92.0125 | 130.9464 | 197.9785 | 304.0353 | 29.8098 | 52.2423 | 101.0328 | 169.4562 | -0.0029378 | -0.0033719 | -0.0043111 | -0.005539 | -7.1911 | -12.2337 | -23.571 | -37.9674 | 4102.338 | 4199.9735 | 4406.0383 | 4791.7846
11 | 14 | 20 | 2080.9562 | 2119.1196 | 2197.8812 | 2325.6856 | 1838.6854 | 1886.3514 | 1993.6621 | 2193.3056 | -53.7907 | -101.4101 | -189.4833 | -293.7516 | 98.6123 | 137.9149 | 207.4397 | 312.3732 | 31.1941 | 54.33 | 105.1348 | 176.23 | -0.0029378 | -0.0033719 | -0.0043111 | -0.005539 | -8.9474 | -15.0406 | -27.557 | -44.2051 | 3986.7069 | 4081.2618 | 4287.0733 | 4669.6321
11 | 14 | 21 | 2114.3858 | 2154.0207 | 2235.6053 | 2371.7624 | 1667.823 | 1711.0595 | 1808.3982 | 1989.4896 | -50.9563 | -95.9294 | -176.9732 | -275.2198 | 108.1132 | 149.9949 | 227.7809 | 331.2434 | 29.404 | 51.4001 | 98.8207 | 167.0627 | -0.0029378 | -0.0033719 | -0.0043111 | -0.005539 | -7.7204 | -12.8688 | -23.3504 | -35.3568 | 3861.0463 | 3957.6737 | 4170.2773 | 4548.9759
11 | 14 | 22 | 2097.338 | 2138.8373 | 2220.5552 | 2359.4273 | 1475.8279 | 1514.0872 | 1600.2206 | 1760.4652 | -46.4457 | -87.6823 | -162.8611 | -249.0963 | 193.119 | 271.1768 | 414.974 | 611.3809 | 26.433 | 46.2728 | 89.9697 | 150.9183 | -0.0029378 | -0.0033719 | -0.0043111 | -0.005539 | -4.3516 | -7.959 | -14.2473 | -21.1272 | 3741.9178 | 3874.7295 | 4148.6068 | 4611.9627
11 | 14 | 23 | 2008.3912 | 2048.9604 | 2127.481 | 2265.1124 | 1304.5468 | 1338.3658 | 1414.5027 | 1556.1497 | -40.2589 | -75.6683 | -137.8409 | -210.7585 | 212.1208 | 292.7682 | 437.4106 | 643.1086 | 21.448 | 37.5198 | 72.7171 | 123.4164 | -0.0029378 | -0.0033719 | -0.0043111 | -0.005539 | -1.094 | -2.5889 | -5.2294 | -7.0076 | 3505.151 | 3639.3536 | 3909.0368 | 4370.0155
11 | 14 | 24 | 1900.7839 | 1940.5171 | 2014.8627 | 2149.1014 | 1165.2641 | 1195.4723 | 1263.4803 | 1390.0041 | -34.4065 | -63.7674 | -115.6667 | -177.1599 | 317.1293 | 424.7354 | 617.8148 | 888.6908 | 16.5566 | 29.051 | 57.1541 | 95.1431 | -0.0029378 | -0.0033719 | -0.0043111 | -0.005539 | 6.2545 | 8.9515 | 14.9238 | 24.5356 | 3371.579 | 3534.9567 | 3852.5647 | 4370.3096
11 | 15 | 1 | 1805.9857 | 1843.5367 | 1913.8704 | 2045.2714 | 1086.4122 | 1114.5763 | 1177.9823 | 1295.9443 | -30.6586 | -53.1977 | -94.7365 | -141.9828 | 304.8597 | 408.854 | 598.8098 | 882.818 | 10.5931 | 19.1715 | 38.2851 | 65.2477 | -0.0029378 | -0.0033719 | -0.0043111 | -0.005539 | 8.7981 | 13.5566 | 23.8199 | 36.1365 | 3185.9872 | 3346.4941 | 3658.0267 | 4183.4296
11 | 15 | 2 | 1735.7064 | 1772.4398 | 1839.9157 | 1967.5543 | 1054.0884 | 1081.4145 | 1142.934 | 1257.3864 | -28.5104 | -48.7696 | -84.0334 | -125.7623 | 219.7695 | 294.7386 | 439.8785 | 656.106 | 7.086 | 13.6327 | 27.4711 | 49.2049 | -0.0029378 | -0.0033719 | -0.0043111 | -0.005539 | 6.9522 | 11.1234 | 18.8462 | 29.076 | 2995.0892 | 3124.5759 | 3385.0077 | 3833.5597
11 | 15 | 3 | 1694.814 | 1730.4779 | 1796.0915 | 1921.4554 | 1043.5654 | 1070.6187 | 1131.524 | 1244.8338 | -27.8242 | -46.9427 | -80.9059 | -121.0231 | 135.686 | 188.4013 | 291.2025 | 443.314 | 6.6802 | 12.5062 | 26.0415 | 44.7229 | -0.0029378 | -0.0033719 | -0.0043111 | -0.005539 | 4.9922 | 7.9861 | 13.7819 | 21.0827 | 2857.9107 | 2963.0442 | 3177.7312 | 3554.3801
11 | 15 | 4 | 1672.9591 | 1707.8208 | 1772.3133 | 1895.5411 | 1066.471 | 1094.1181 | 1156.3603 | 1272.1572 | -27.8242 | -47.8822 | -84.0334 | -125.454 | 81.7906 | 118.005 | 193.6338 | 310.1709 | 8.0279 | 15.4361 | 30.0812 | 52.9156 | -0.0029378 | -0.0033719 | -0.0043111 | -0.005539 | 4.0719 | 6.6131 | 11.2923 | 16.8096 | 2805.4935 | 2894.1075 | 3079.6432 | 3422.1348
11 | 15 | 5 | 1676.6804 | 1710.5774 | 1774.3975 | 1894.5579 | 1164.1189 | 1194.2974 | 1262.2386 | 1388.6381 | -29.5309 | -51.536 | -91.8905 | -139.6714 | 50.197 | 75.6321 | 136.0389 | 234.41 | 11.4047 | 20.5633 | 40.3726 | 68.755 | -0.0029378 | -0.0033719 | -0.0043111 | -0.005539 | 2.4839 | 3.9714 | 6.4945 | 10.1793 | 2875.3509 | 2953.5024 | 3127.6473 | 3456.8633
11 | 15 | 6 | 1719.6967 | 1753.7293 | 1817.7666 | 1932.9527 | 1364.8188 | 1400.2003 | 1479.8549 | 1628.0462 | -33.6001 | -63.4369 | -118.2312 | -180.0123 | 43.5971 | 68.6637 | 127.963 | 227.6958 | 20.1003 | 35.2858 | 66.4139 | 112.2998 | -0.0029378 | -0.0033719 | -0.0043111 | -0.005539 | 1.1917 | 1.8076 | 3.4394 | 5.1447 | 3115.8017 | 3196.2465 | 3377.2023 | 3726.1213
11 | 15 | 7 | 1697.8903 | 1728.8778 | 1788.8444 | 1891.4459 | 1667.6944 | 1710.9276 | 1808.2589 | 1989.3362 | -40.838 | -80.8185 | -151.39 | -236.5737 | 68.7999 | 107.0082 | 184.7638 | 324.5821 | 29.7378 | 51.6844 | 96.4949 | 161.7453 | -6.3677 | -7.1712 | -8.8754 | -11.1036 | -0.2606 | -0.41704 | -0.5845 | -1.4856 | 3416.6561 | 3510.0913 | 3717.5121 | 4117.9466
11 | 15 | 8 | 1691.7437 | 1721.4924 | 1778.4195 | 1871.477 | 1922.1388 | 1971.9682 | 2084.1495 | 2292.8544 | -48.2596 | -93.4415 | -177.7306 | -274.9115 | 117.5911 | 178.7507 | 296.6932 | 507.8316 | 34.0565 | 58.2401 | 108.7385 | 182.2701 | -412.1058 | -472.0038 | -602.7027 | -777.5699 | 2.0631 | 3.4406 | 6.8815 | 11.832 | 3307.2279 | 3368.4467 | 3494.4489 | 3813.7837
11 | 15 | 9 | 1604.1878 | 1631.6721 | 1681.3182 | 1756.2802 | 2219.1309 | 2276.6595 | 2406.1741 | 2647.1262 | -54.5534 | -99.8617 | -185.7927 | -289.1289 | 170.1097 | 254.1348 | 416.2753 | 715.5428 | 30.1437 | 51.9688 | 98.4471 | 163.5929 | -923.8184 | -1058.7148 | -1352.4202 | -1741.8292 | 9.189 | 16.6127 | 31.5362 | 51.959 | 3054.3893 | 3072.4714 | 3095.5381 | 3303.543
11 | 15 | 10 | 1513.6563 | 1537.8409 | 1580.965 | 1641.9061 | 2421.3384 | 2484.109 | 2625.425 | 2888.3327 | -59.7197 | -102.9064 | -187.8812 | -289.8619 | 191.0961 | 284.2885 | 469.8156 | 798.5 | 24.8248 | 43.2157 | 82.1016 | 138.5862 | -1359.237 | -1558.9159 | -1992.4445 | -2564.0555 | 12.0774 | 21.5915 | 40.7421 | 65.8948 | 2744.0362 | 2709.2232 | 2618.7237 | 2679.3022
11 | 15 | 11 | 1433.6516 | 1454.914 | 1493.0077 | 1542.8763 | 2554.4679 | 2620.6898 | 2769.7756 | 3047.1384 | -63.6512 | -105.9512 | -191.2903 | -293.0227 | 181.5952 | 273.4309 | 451.1466 | 780.6918 | 21.615 | 37.8041 | 71.7478 | 123.518 | -1628.3837 | -1868.1928 | -2388.2997 | -3072.5358 | 10.1989 | 18.5679 | 33.904 | 54.9093 | 2509.4937 | 2431.2626 | 2239.9917 | 2183.5754
11 | 15 | 12 | 1345.9654 | 1366.0866 | 1399.1432 | 1437.663 | 2656.2464 | 2725.1067 | 2880.1326 | 3168.5464 | -66.455 | -107.0038 | -190.5328 | -291.8689 | 165.4945 | 247.414 | 415.7348 | 719.4215 | 18.644 | 32.6403 | 63.5439 | 107.6785 | -1732.8359 | -1988.2875 | -2542.2464 | -3270.4048 | 4.8782 | 8.5846 | 16.1199 | 26.0004 | 2391.9375 | 2284.5408 | 2041.8952 | 1897.0361
11 | 15 | 13 | 1214.1586 | 1231.1536 | 1257.3088 | 1283.1213 | 2735.2907 | 2806.2002 | 2965.8393 | 3262.8357 | -69.9145 | -105.5075 | -187.6868 | -285.2431 | 157.3991 | 238.5629 | 397.0659 | 691.0113 | 14.9483 | 25.6906 | 51.3626 | 88.1284 | -1673.517 | -1920.4005 | -2455.6407 | -3158.5443 | 1.4713 | 1.981 | 3.7262 | 6.0761 | 2379.8365 | 2277.6803 | 2031.9753 | 1887.3854
11 | 15 | 14 | 1114.9224 | 1130.4288 | 1151.3374 | 1169.0884 | 2765.8454 | 2837.547 | 2998.9694 | 3299.2834 | -71.4836 | -105.6727 | -187.9683 | -283.6647 | 150.7992 | 227.1689 | 380.3229 | 653.1307 | 13.1948 | 22.7973 | 45.8933 | 78.9611 | -1463.8609 | -1680.0588 | -2148.6514 | -2763.4776 | 0.67866 | -0.33038 | 0.052768 | 0.21999 | 2510.0961 | 2431.8801 | 2239.956 | 2153.5413
11 | 15 | 15 | 1039.0641 | 1052.4119 | 1069.9197 | 1083.2567 | 2746.8088 | 2818.0169 | 2978.3283 | 3276.5753 | -71.0115 | -103.8458 | -184.8408 | -278.9256 | 139.6224 | 210.8283 | 352.4795 | 603.043 | 12.789 | 21.4055 | 43.1587 | 74.2757 | -1110.8149 | -1274.9122 | -1630.4548 | -2096.4837 | -0.78453 | -1.1645 | -1.9565 | -2.7387 | 2755.6734 | 2722.7401 | 2626.6341 | 2659.0028
11 | 15 | 16 | 1040.9938 | 1052.735 | 1071.7018 | 1090.6076 | 2644.1458 | 2712.6924 | 2867.0121 | 3154.112 | -67.5521 | -101.8536 | -181.7133 | -278.5009 | 129.205 | 194.8591 | 326.4448 | 551.8741 | 14.3037 | 24.2988 | 47.9809 | 82.4684 | -618.6679 | -710.4309 | -909.2661 | -1169.6063 | -3.3987 | -5.4662 | -9.3873 | -14.1823 | 3139.0296 | 3166.8346 | 3212.7728 | 3416.7726
11 | 15 | 17 | 1254.5595 | 1272.7836 | 1305.1577 | 1350.5349 | 2408.8996 | 2471.3477 | 2611.9377 | 2873.4948 | -63.7277 | -101.6884 | -182.6757 | -277.6515 | 66.9285 | 97.8373 | 158.7988 | 253.3673 | 16.7236 | 28.9048 | 56.7073 | 97.194 | -100.6332 | -115.9433 | -149.0016 | -191.6078 | -6.8002 | -11.1925 | -19.7649 | -30.6577 | 3575.9501 | 3642.0493 | 3781.1594 | 4074.6739
11 | 15 | 18 | 1680.3051 | 1707.3195 | 1761.849 | 1842.5741 | 2295.0115 | 2354.5072 | 2488.4504 | 2737.6415 | -60.8168 | -102.4105 | -186.5607 | -281.5413 | 75.024 | 108.1584 | 170.98 | 270.043 | 21.1508 | 36.962 | 72.4572 | 122.5058 | -0.0029378 | -0.0033719 | -0.0043111 | -0.005539 | -11.0187 | -17.6566 | -32.601 | -52.1386 | 3999.6529 | 4086.8765 | 4274.5706 | 4639.079
11 | 15 | 19 | 1952.6914 | 1987.065 | 2057.4217 | 2165.8902 | 2059.1172 | 2112.4976 | 2232.6734 | 2456.2512 | -57.3573 | -101.1926 | -184.4722 | -283.1197 | 92.0125 | 130.9464 | 197.9785 | 304.0353 | 24.6578 | 43.6273 | 84.1783 | 143.0306 | -0.0029378 | -0.0033719 | -0.0043111 | -0.005539 | -7.1911 | -12.2337 | -23.571 | -38.5689 | 4063.9276 | 4160.7067 | 4364.2043 | 4747.5131
11 | 15 | 20 | 2052.3118 | 2090.0725 | 2167.263 | 2290.1138 | 1846.5357 | 1894.4051 | 2002.174 | 2202.6699 | -53.3187 | -96.321 | -177.9356 | -272.7921 | 98.6123 | 137.9149 | 207.4397 | 312.3732 | 26.433 | 46.5572 | 89.523 | 152.0963 | -0.0029378 | -0.0033719 | -0.0043111 | -0.005539 | -8.9474 | -15.0406 | -27.557 | -45.408 | 3961.6238 | 4057.5847 | 4260.9029 | 4639.0475
11 | 15 | 21 | 2086.5368 | 2125.8461 | 2205.8181 | 2337.2038 | 1678.4073 | 1721.9182 | 1819.8747 | 2002.1153 | -49.8286 | -90.8403 | -166.951 | -253.8355 | 108.1132 | 149.9949 | 227.7809 | 331.2434 | 24.4909 | 42.8217 | 83.5311 | 142.0559 | -0.0029378 | -0.0033719 | -0.0043111 | -0.005539 | -7.7204 | -12.8688 | -23.3504 | -37.1613 | 3839.9962 | 3936.8685 | 4146.6991 | 4521.6161
11 | 15 | 22 | 2088.4078 | 2129.6727 | 2210.9888 | 2348.9503 | 1484.8632 | 1523.3567 | 1610.0174 | 1771.2431 | -45.4251 | -83.3675 | -152.6339 | -232.1428 | 193.119 | 271.1768 | 414.974 | 611.3809 | 22.0927 | 38.9116 | 75.3272 | 128.2033 | -0.0029378 | -0.0033719 | -0.0043111 | -0.005539 | -4.3516 | -7.959 | -14.2473 | -22.9317 | 3738.7031 | 3871.788 | 4144.4219 | 4604.6975
11 | 15 | 23 | 2016.1306 | 2056.1705 | 2134.9272 | 2273.414 | 1312.4784 | 1346.503 | 1423.1029 | 1565.6111 | -39.7869 | -72.4061 | -132.2667 | -201.2802 | 212.1208 | 292.7682 | 437.4106 | 643.1086 | 18.8829 | 33.3362 | 65.6314 | 111.1859 | -0.0029378 | -0.0033719 | -0.0043111 | -0.005539 | -1.094 | -2.5889 | -5.2294 | -8.8121 | 3518.7289 | 3653.7796 | 3923.5716 | 4383.2218
11 | 15 | 24 | 1916.2892 | 1955.1082 | 2029.9784 | 2166.4632 | 1169.4887 | 1199.8064 | 1268.061 | 1395.0435 | -34.6207 | -62.3322 | -113.5016 | -172.4207 | 317.1293 | 424.7354 | 617.8148 | 888.6908 | 15.3541 | 27.513 | 53.3256 | 90.4578 | -0.0029378 | -0.0033719 | -0.0043111 | -0.005539 | 6.2545 | 8.9515 | 14.9238 | 21.7983 | 3389.8922 | 3553.779 | 3870.5976 | 4390.0273
11 | 16 | 1 | 1815.8201 | 1853.3984 | 1924.8216 | 2056.4053 | 1089.8011 | 1118.053 | 1181.6568 | 1299.9868 | -31.1306 | -54.1372 | -98.4271 | -144.4106 | 304.8597 | 408.854 | 598.8098 | 882.818 | 10.9989 | 19.8674 | 37.8871 | 67.6411 | -0.0029378 | -0.0033719 | -0.0043111 | -0.005539 | 8.7981 | 13.5566 | 23.6251 | 36.1365 | 3199.1443 | 3359.5889 | 3668.369 | 4198.5717
11 | 16 | 2 | 1751.3018 | 1788.1594 | 1856.5395 | 1985.1681 | 1053.9498 | 1081.2723 | 1142.7837 | 1257.2211 | -29.5309 | -49.7091 | -90.3651 | -130.1931 | 219.7695 | 294.7386 | 439.8785 | 656.106 | 8.0279 | 14.7402 | 31.1127 | 51.5984 | -0.0029378 | -0.0033719 | -0.0043111 | -0.005539 | 6.9522 | 11.1234 | 18.8462 | 29.076 | 3010.4673 | 3140.3214 | 3398.7913 | 3848.9709
11 | 16 | 3 | 1708.071 | 1744.2247 | 1810.8623 | 1937.1693 | 1041.7522 | 1068.7585 | 1129.558 | 1242.6709 | -28.2962 | -47.8822 | -85.917 | -125.454 | 135.686 | 188.4013 | 291.2025 | 443.314 | 7.3249 | 14.0442 | 29.1606 | 49.2049 | -0.0029378 | -0.0033719 | -0.0043111 | -0.005539 | 4.9922 | 7.9861 | 13.7819 | 21.0827 | 2869.5271 | 2975.5293 | 3188.6439 | 3567.9822
11 | 16 | 4 | 1672.5374 | 1707.8863 | 1772.5614 | 1895.7694 | 1067.0328 | 1094.6945 | 1156.9695 | 1272.8273 | -28.2962 | -49.7091 | -89.0445 | -130.1931 | 81.7906 | 118.005 | 193.6338 | 310.1709 | 8.8395 | 15.8477 | 33.2003 | 53.8902 | -0.0029378 | -0.0033719 | -0.0043111 | -0.005539 | 4.0719 | 6.6131 | 11.2923 | 16.8096 | 2805.9732 | 2893.334 | 3078.6084 | 3419.2688
11 | 16 | 5 | 1673.3316 | 1708.1721 | 1772.1141 | 1891.9094 | 1163.5112 | 1193.6739 | 1261.5797 | 1387.9131 | -30.003 | -52.3103 | -96.6201 | -139.6714 | 50.197 | 75.6321 | 136.0389 | 234.41 | 10.9989 | 19.8674 | 42.7715 | 67.4379 | -0.0029378 | -0.0033719 | -0.0043111 | -0.005539 | 2.4839 | 3.9714 | 6.4945 | 10.1793 | 2870.5166 | 2949.0033 | 3122.3742 | 3452.1727
11 | 16 | 6 | 1705.626 | 1739.8451 | 1803.0372 | 1917.4261 | 1362.1611 | 1397.4737 | 1476.9732 | 1624.8759 | -34.4065 | -63.2717 | -120.1148 | -175.2732 | 43.5971 | 68.6637 | 127.963 | 227.6958 | 17.941 | 31.1388 | 67.3209 | 100.8407 | -0.0029378 | -0.0033719 | -0.0043111 | -0.005539 | 1.1917 | 1.8076 | 3.4394 | 5.1447 | 3096.1075 | 3175.6539 | 3358.6146 | 3700.7044
11 | 16 | 7 | 1703.453 | 1735.8352 | 1796.3387 | 1899.294 | 1657.4438 | 1700.4112 | 1797.1442 | 1977.1086 | -41.8586 | -80.8185 | -155.838 | -236.5737 | 68.7999 | 107.0082 | 184.7638 | 324.5821 | 29.332 | 50.4673 | 102.0888 | 158.0347 | -2.2357 | -2.4802 | -2.9926 | -3.6861 | -0.2606 | -0.41704 | -0.5845 | -1.4856 | 3414.6738 | 3510.0062 | 3720.9204 | 4117.274
11 | 16 | 8 | 1693.4506 | 1723.7427 | 1781.7095 | 1874.0656 | 1912.4354 | 1962.0132 | 2073.6282 | 2281.2795 | -47.9688 | -94.381 | -174.8846 | -276.9146 | 117.5911 | 178.7507 | 296.6932 | 507.8316 | 33.6507 | 57.8285 | 112.567 | 180.9529 | -378.3251 | -433.7235 | -554.6551 | -716.6443 | 2.0468 | 3.4406 | 4.2295 | 11.832 | 3332.8808 | 3397.6713 | 3539.2878 | 3862.4027
11 | 16 | 9 | 1601.1432 | 1627.8637 | 1678.1203 | 1752.6608 | 2208.016 | 2265.2564 | 2394.1223 | 2633.8675 | -53.6071 | -102.6281 | -184.5487 | -300.6103 | 170.1097 | 254.1348 | 416.2753 | 715.5428 | 33.1146 | 57.1326 | 106.253 | 178.7627 | -927.7503 | -1063.6761 | -1359.0755 | -1749.728 | 9.8948 | 16.6127 | 29.9965 | 51.959 | 3040.9209 | 3054.696 | 3081.1432 | 3282.4545
11 | 16 | 10 | 1478.9678 | 1501.6742 | 1543.939 | 1601.6967 | 2431.8987 | 2494.943 | 2636.8753 | 2900.9296 | -57.2043 | -106.5603 | -182.1892 | -303.771 | 191.0961 | 284.2885 | 469.8156 | 798.5 | 27.9843 | 48.7911 | 83.7802 | 154.7306 | -1343.1268 | -1540.5707 | -1969.0668 | -2533.4591 | 13.1632 | 21.5915 | 39.6868 | 65.8948 | 2742.7791 | 2704.1574 | 2622.841 | 2684.5216
11 | 16 | 11 | 1390.9212 | 1411.1981 | 1447.1782 | 1493.9301 | 2578.0289 | 2644.8616 | 2795.3225 | 3075.2435 | -60.1152 | -110.3793 | -184.2778 | -309.6679 | 181.5952 | 273.4309 | 451.1466 | 780.6918 | 25.3975 | 44.3232 | 74.7938 | 141.8526 | -1576.3496 | -1809.1996 | -2314.0376 | -2977.2327 | 11.5616 | 18.5679 | 30.7623 | 54.9093 | 2551.0396 | 2472.8028 | 2300.888 | 2259.7268
11 | 16 | 12 | 1294.4938 | 1312.3917 | 1342.9347 | 1378.4698 | 2687.3819 | 2757.0494 | 2913.8924 | 3205.6869 | -62.0821 | -110.8229 | -181.1502 | -301.3471 | 165.4945 | 247.414 | 415.7348 | 719.4215 | 19.2887 | 34.0321 | 60.2759 | 113.1352 | -1715.7432 | -1968.7039 | -2516.6865 | -3235.6405 | 5.432 | 8.5846 | 11.6712 | 26.0004 | 2394.2656 | 2279.9451 | 2046.6722 | 1905.7261
11 | 16 | 13 | 1170.3899 | 1185.1072 | 1208.6413 | 1233.2832 | 2756.9814 | 2828.4532 | 2989.3583 | 3288.7098 | -63.3168 | -109.4396 | -176.9071 | -293.0266 | 157.3991 | 238.5629 | 397.0659 | 691.0113 | 13.1582 | 23.8872 | 45.2354 | 82.2275 | -1652.8363 | -1896.6601 | -2424.6166 | -3116.654 | 1.3465 | 1.981 | 5.7747 | 6.0761 | 2383.122 | 2271.8917 | 2044.5519 | 1891.6273
11 | 16 | 14 | 1109.0651 | 1122.8066 | 1142.9268 | 1162.0557 | 2774.3283 | 2846.2497 | 3008.1672 | 3309.4023 | -63.8654 | -107.0037 | -171.9726 | -281.9699 | 150.7992 | 227.1689 | 380.3229 | 653.1307 | 8.4337 | 15.8301 | 36.5089 | 60.2839 | -1443.0864 | -1656.2573 | -2117.8914 | -2722.7107 | -0.12487 | -0.33038 | 2.1012 | 0.21999 | 2535.5497 | 2448.4639 | 2280.1629 | 2180.412
11 | 16 | 15 | 1054.9874 | 1067.5723 | 1085.8223 | 1101.3865 | 2747.0172 | 2818.2307 | 2978.5542 | 3276.8239 | -62.8448 | -106.1163 | -169.1266 | -282.3946 | 139.6224 | 210.8283 | 352.4795 | 603.043 | 9.4842 | 17.9178 | 36.5089 | 64.7659 | -1092.2095 | -1253.7107 | -1603.3852 | -2061.0157 | -0.91483 | -1.1645 | -1.5857 | -2.7387 | 2795.1422 | 2753.5576 | 2679.2673 | 2699.8703
11 | 16 | 16 | 1041.2763 | 1054.4544 | 1073.2405 | 1092.4873 | 2641.0087 | 2709.474 | 2863.6106 | 3150.3699 | -60.1481 | -102.4625 | -168.8451 | -274.9194 | 129.205 | 194.8591 | 326.4448 | 551.8741 | 10.9989 | 20.1518 | 41.9782 | 70.7684 | -610.8242 | -701.4836 | -897.754 | -1154.2941 | -3.5345 | -5.4662 | -9.3873 | -14.1823 | 3147.9822 | 3169.527 | 3229.2877 | 3422.1039
11 | 16 | 17 | 1191.1937 | 1209.2398 | 1238.4322 | 1277.8109 | 2428.7724 | 2491.7357 | 2633.4855 | 2897.2004 | -58.1506 | -104.5679 | -174.6136 | -287.5545 | 66.9285 | 97.8373 | 158.7988 | 253.3673 | 18.4771 | 32.9246 | 61.0584 | 108.6532 | -97.8833 | -112.778 | -144.9699 | -186.5547 | -6.9359 | -11.1925 | -20.1356 | -30.6577 | 3542.4019 | 3603.199 | 3752.0558 | 4032.2648
11 | 16 | 18 | 1608.3882 | 1635.542 | 1686.7498 | 1760.8686 | 2305.3679 | 2365.1321 | 2499.6797 | 2749.9953 | -56.9159 | -103.3501 | -182.1126 | -288.7082 | 75.024 | 108.1584 | 170.98 | 270.043 | 22.9043 | 40.734 | 78.8335 | 132.9902 | -0.0029378 | -0.0033719 | -0.0043111 | -0.005539 | -11.1544 | -17.6566 | -32.2303 | -52.1386 | 3943.6111 | 4028.5564 | 4221.8958 | 4573.0448
11 | 16 | 19 | 1865.7249 | 1899.5358 | 1966.0402 | 2068.0812 | 2067.0336 | 2120.6192 | 2241.257 | 2465.6944 | -54.4463 | -100.14 | -181.3446 | -278.3805 | 92.0125 | 130.9464 | 197.9785 | 304.0353 | 24.0851 | 42.8217 | 88.4047 | 140.7388 | -0.0029378 | -0.0033719 | -0.0043111 | -0.005539 | -7.3268 | -12.2337 | -22.6347 | -38.5689 | 3987.0799 | 4081.546 | 4289.6968 | 4661.5946
11 | 16 | 20 | 1939.2179 | 1975.6052 | 2047.3425 | 2162.5543 | 1863.9399 | 1912.2606 | 2021.0452 | 2223.4308 | -50.8492 | -92.6672 | -171.9621 | -258.1499 | 98.6123 | 137.9149 | 207.4397 | 312.3732 | 21.5199 | 38.2157 | 85.8678 | 128.3049 | -0.0029378 | -0.0033719 | -0.0043111 | -0.005539 | -9.2189 | -15.0406 | -26.8155 | -45.408 | 3863.219 | 3956.2851 | 4162.9134 | 4523.0997
11 | 16 | 21 | 1994.7841 | 2033.4446 | 2109.404 | 2234.638 | 1683.8907 | 1727.5438 | 1825.8203 | 2008.6562 | -48.5939 | -87.9087 | -162.5795 | -239.1934 | 108.1132 | 149.9949 | 227.7809 | 331.2434 | 19.5276 | 34.728 | 79.616 | 116.9474 | -0.0029378 | -0.0033719 | -0.0043111 | -0.005539 | -7.9919 | -12.8688 | -22.609 | -37.1613 | 3749.7268 | 3844.9305 | 4057.4283 | 4415.125
11 | 16 | 22 | 2044.6938 | 2084.9945 | 2164.0709 | 2298.9372 | 1489.3559 | 1527.9658 | 1614.8887 | 1776.6022 | -45.2109 | -81.5406 | -150.0694 | -220.6615 | 193.119 | 271.1768 | 414.974 | 611.3809 | 18.1799 | 32.2463 | 71.4121 | 109.9703 | -0.0029378 | -0.0033719 | -0.0043111 | -0.005539 | -4.7587 | -7.959 | -13.311 | -22.9317 | 3695.376 | 3826.8804 | 4101.961 | 4553.292
11 | 16 | 23 | 1984.7989 | 2024.835 | 2102.329 | 2238.069 | 1318.1893 | 1352.3619 | 1429.2951 | 1572.4234 | -40.0447 | -72.4061 | -131.3043 | -196.5411 | 212.1208 | 292.7682 | 437.4106 | 643.1086 | 16.9624 | 30.1585 | 60.4113 | 100.7014 | -0.0029378 | -0.0033719 | -0.0043111 | -0.005539 | -1.6369 | -2.5889 | -4.488 | -8.8121 | 3490.3869 | 3625.1253 | 3893.6493 | 4348.9438
11 | 16 | 24 | 1900.0767 | 1939.2823 | 2013.9849 | 2148.7301 | 1174.4931 | 1204.9406 | 1273.4872 | 1401.0131 | -35.0927 | -63.1064 | -112.2577 | -168.1062 | 313.8295 | 420.8463 | 605.6335 | 862.545 | 13.564 | 24.2988 | 47.5828 | 82.2651 | -0.0029378 | -0.0033719 | -0.0043111 | -0.005539 | 5.983 | 8.9515 | 15.6653 | 21.7983 | 3372.8507 | 3535.2097 | 3844.0918 | 4348.2398
11 | 17 | 1 | 1816.7955 | 1854.9236 | 1926.1556 | 2059.164 | 1071.7928 | 1099.5779 | 1162.1306 | 1278.5053 | -31.3142 | -54.5808 | -98.4271 | -147.1466 | 273.6648 | 365.1348 | 527.986 | 766.9915 | 10.9989 | 20.1518 | 40.4972 | 67.6411 | -0.0029378 | -0.0033719 | -0.0043111 | -0.005539 | 8.7981 | 13.5566 | 23.6251 | 36.1365 | 3150.7329 | 3298.7605 | 3581.9631 | 4061.2863
11 | 17 | 2 | 1732.1335 | 1768.7415 | 1836.4154 | 1964.4311 | 1040.5933 | 1067.5695 | 1128.3014 | 1241.2885 | -29.5309 | -50.7617 | -90.57 | -135.6653 | 232.9691 | 310.0217 | 447.9544 | 648.9004 | 9.2454 | 16.9376 | 35.8104 | 58.3722 | -0.0029378 | -0.0033719 | -0.0043111 | -0.005539 | 6.9522 | 11.1234 | 18.8462 | 29.076 | 2992.3596 | 3123.6286 | 3376.7535 | 3806.3974
11 | 17 | 3 | 1675.3765 | 1711.0153 | 1776.0578 | 1900.7488 | 1027.8929 | 1054.5399 | 1114.5306 | 1226.1387 | -28.5869 | -49.1001 | -87.724 | -130.9261 | 157.3799 | 214.9547 | 315.2273 | 464.5185 | 8.8395 | 16.132 | 33.2003 | 55.2074 | -0.0029378 | -0.0033719 | -0.0043111 | -0.005539 | 4.9922 | 7.9861 | 13.7819 | 21.0827 | 2845.8913 | 2955.5245 | 3165.0695 | 3536.7644
11 | 17 | 4 | 1618.4671 | 1652.9527 | 1715.1105 | 1835.6239 | 1042.9017 | 1069.9378 | 1130.8044 | 1244.0421 | -28.0384 | -49.1001 | -87.724 | -130.9261 | 103.0857 | 142.1393 | 217.6586 | 327.4874 | 9.6512 | 17.6335 | 35.8104 | 58.3722 | -0.0029378 | -0.0033719 | -0.0043111 | -0.005539 | 4.0719 | 6.6131 | 11.2923 | 16.8096 | 2750.1363 | 2840.1729 | 3022.9478 | 3351.4036
11 | 17 | 5 | 1579.7261 | 1613.0496 | 1673.2211 | 1789.4 | 1088.8578 | 1117.0853 | 1180.634 | 1298.8616 | -29.0589 | -50.7617 | -90.8515 | -135.6653 | 67.0954 | 96.4137 | 153.576 | 236.6745 | 10.5931 | 19.1715 | 38.545 | 62.9558 | -0.0029378 | -0.0033719 | -0.0043111 | -0.005539 | 2.4839 | 3.9714 | 6.4945 | 10.1793 | 2719.6944 | 2798.9264 | 2961.6148 | 3262.4004
11 | 17 | 6 | 1563.5495 | 1596.0503 | 1654.0196 | 1764.8996 | 1194.1907 | 1225.1488 | 1294.845 | 1424.5096 | -31.3142 | -56.4077 | -103.3616 | -154.6218 | 42.5004 | 62.8919 | 105.1888 | 175.4041 | 13.9698 | 24.5831 | 49.0233 | 80.3158 | -0.0029378 | -0.0033719 | -0.0043111 | -0.005539 | 1.1917 | 1.8076 | 3.4394 | 5.1447 | 2784.0849 | 2854.0707 | 3003.1501 | 3295.6464
11 | 17 | 7 | 1603.7144 | 1636.3233 | 1694.8012 | 1804.5688 | 1315.4035 | 1349.5039 | 1426.2745 | 1569.1003 | -35.3528 | -64.6026 | -122.1267 | -183.0567 | 30.7963 | 45.7261 | 81.958 | 138.6559 | 17.941 | 31.5504 | 61.8517 | 101.8153 | -0.0029378 | -0.0033719 | -0.0043111 | -0.005539 | -0.2606 | -0.41704 | -0.5845 | -1.4856 | 2932.2389 | 2998.0807 | 3142.1699 | 3429.5925
11 | 17 | 8 | 1779.7473 | 1815.3195 | 1882.1013 | 2001.9558 | 1367.9938 | 1403.4576 | 1483.2975 | 1631.8336 | -39.422 | -74.8419 | -139.6479 | -216.6554 | 31.1951 | 48.1452 | 80.0322 | 139.7882 | 22.6654 | 39.6075 | 76.2343 | 127.0254 | -344.2144 | -394.2762 | -503.0071 | -647.644 | 2.0468 | 3.4406 | 4.2295 | 11.832 | 2820.0122 | 2840.8524 | 2883.2398 | 3048.1356
11 | 17 | 9 | 1830.2724 | 1865.6386 | 1932.6257 | 2049.5517 | 1546.9042 | 1587.006 | 1677.2876 | 1845.2497 | -44.5882 | -85.029 | -160.22 | -250.254 | 42.5004 | 65.311 | 102.2152 | 172.0867 | 27.0058 | 46.5572 | 89.0004 | 147.8551 | -878.2904 | -1008.3654 | -1291.7064 | -1666.7188 | 9.8948 | 16.6127 | 29.9965 | 51.959 | 2533.699 | 2487.7311 | 2379.199 | 2349.7293
11 | 17 | 10 | 1806.4785 | 1840.3707 | 1905.558 | 2013.8195 | 1706.9616 | 1751.2128 | 1850.8358 | 2036.1768 | -47.9712 | -92.5018 | -173.0116 | -269.6353 | 60.0967 | 85.0197 | 136.833 | 223.8869 | 28.9262 | 49.7714 | 94.6565 | 159.2126 | -1254.7192 | -1439.7706 | -1842.155 | -2373.2906 | 13.1632 | 21.5915 | 39.6868 | 65.8948 | 2312.936 | 2215.6937 | 2012.4035 | 1856.0647
11 | 17 | 11 | 1764.7135 | 1797.5386 | 1859.0171 | 1961.1064 | 1824.6017 | 1871.9025 | 1978.3913 | 2176.5056 | -50.8821 | -96.3208 | -178.2276 | -279.8465 | 73.2963 | 106.611 | 169.2714 | 279.5754 | 27.4116 | 47.949 | 91.7973 | 153.4134 | -1466.4562 | -1683.1468 | -2154.524 | -2776.3913 | 11.5616 | 18.5679 | 30.7623 | 54.9093 | 2184.2465 | 2063.1015 | 1796.4877 | 1569.2723
11 | 17 | 12 | 1703.9608 | 1735.1905 | 1793.2892 | 1889.3087 | 1879.7557 | 1928.4863 | 2038.1941 | 2242.297 | -52.0097 | -96.4339 | -172.4591 | -268.7899 | 87.9916 | 128.7388 | 207.4033 | 336.396 | 21.448 | 37.8041 | 73.3642 | 124.5943 | -1567.9749 | -1799.8632 | -2304.1465 | -2968.7418 | 5.432 | 8.5846 | 11.6712 | 26.0004 | 2078.6036 | 1942.5072 | 1647.3163 | 1381.0647
11 | 17 | 13 | 1671.0556 | 1701.1283 | 1757.1751 | 1849.32 | 1903.7107 | 1953.0623 | 2064.1681 | 2270.872 | -52.6654 | -93.998 | -166.4856 | -260.0446 | 100.7924 | 145.9046 | 233.354 | 374.2766 | 16.3178 | 29.1891 | 58.1992 | 99.4858 | -1522.296 | -1747.6657 | -2237.6247 | -2882.7629 | 1.3465 | 1.981 | 5.7747 | 6.0761 | 2118.2616 | 1989.6017 | 1714.5609 | 1457.2231
11 | 17 | 14 | 1655.8966 | 1685.8063 | 1741.7685 | 1833.1608 | 1881.568 | 1930.3457 | 2040.1592 | 2244.4589 | -52.4075 | -91.5621 | -161.756 | -248.9879 | 103.6935 | 149.7938 | 243.9469 | 388.6876 | 12.3832 | 22.67 | 46.4159 | 80.7071 | -1386.0418 | -1590.4744 | -2034.456 | -2618.2113 | -0.12487 | -0.33038 | 2.1012 | 0.21999 | 2214.9671 | 2106.2489 | 1878.1797 | 1680.0352
11 | 17 | 15 | 1633.5597 | 1663.2376 | 1718.5044 | 1809.6407 | 1837.0866 | 1884.7111 | 1991.9285 | 2191.3984 | -51.1728 | -89.57 | -158.91 | -246.2518 | 103.8124 | 150.0671 | 238.3374 | 374.698 | 12.6221 | 23.3659 | 47.1984 | 82.0243 | -1056.0367 | -1211.8892 | -1550.3067 | -1994.9703 | -0.91483 | -1.1645 | -1.5857 | -2.7387 | 2478.9565 | 2418.7581 | 2285.1663 | 2213.8005
11 | 17 | 16 | 1598.1146 | 1627.7318 | 1682.1954 | 1774.1744 | 1774.9251 | 1820.9381 | 1924.5276 | 2117.2481 | -49.3895 | -88.5173 | -160.2306 | -243.5158 | 98.0102 | 142.1651 | 223.9767 | 349.6844 | 15.593 | 27.7973 | 55.4023 | 93.3817 | -571.2478 | -656.2759 | -840.9709 | -1083.273 | -3.5345 | -5.4662 | -9.3873 | -14.1823 | 2862.4711 | 2868.3728 | 2875.5133 | 2993.5177
11 | 17 | 17 | 1662.5103 | 1694.6064 | 1754.0469 | 1855.6064 | 1673.1887 | 1716.5643 | 1814.2162 | 1995.8901 | -48.7339 | -91.7275 | -167.8061 | -260.89 | 51.1557 | 71.7069 | 109.2449 | 170.6729 | 22.0208 | 38.7843 | 74.6693 | 126.7845 | -76.0177 | -87.5452 | -112.6202 | -145.5127 | -6.9359 | -11.1925 | -20.1356 | -30.6577 | 3277.1879 | 3331.1967 | 3451.6153 | 3711.8936
11 | 17 | 18 | 1923.3742 | 1960.676 | 2032.6116 | 2151.8669 | 1725.1952 | 1769.9191 | 1870.6062 | 2057.927 | -49.7544 | -94.1634 | -177.9461 | -271.9467 | 54.0568 | 75.596 | 115.7326 | 171.8052 | 27.1727 | 47.5374 | 91.1394 | 153.4134 | -0.0029378 | -0.0033719 | -0.0043111 | -0.005539 | -11.1544 | -17.6566 | -32.2303 | -52.1386 | 3668.8871 | 3741.9051 | 3899.9091 | 4210.9218
11 | 17 | 19 | 2016.1171 | 2055.5361 | 2132.7885 | 2260.873 | 1674.0028 | 1717.3995 | 1815.0989 | 1996.8612 | -48.8846 | -93.1108 | -175.8576 | -268.7859 | 53.0501 | 75.596 | 115.7326 | 171.8052 | 27.4116 | 47.949 | 93.2269 | 155.7053 | -0.0029378 | -0.0033719 | -0.0043111 | -0.005539 | -7.3268 | -12.2337 | -22.6347 | -38.5689 | 3714.3672 | 3791.1327 | 3958.3503 | 4277.8843
11 | 17 | 20 | 1994.1386 | 2033.3372 | 2110.6872 | 2239.4915 | 1591.375 | 1632.6297 | 1725.5068 | 1898.2974 | -47.1013 | -87.4649 | -161.259 | -244.6655 | 59.2511 | 82.5645 | 125.1939 | 185.725 | 22.4985 | 39.8918 | 78.1864 | 132.8886 | -0.0029378 | -0.0033719 | -0.0043111 | -0.005539 | -9.2189 | -15.0406 | -26.8155 | -45.408 | 3610.94 | 3685.9144 | 3851.4954 | 4166.3234
11 | 17 | 21 | 1968.5919 | 2007.8146 | 2084.2466 | 2214.4868 | 1496.2524 | 1535.0411 | 1622.3665 | 1784.8288 | -44.9531 | -81.0447 | -147.4284 | -221.3944 | 81.3438 | 113.6672 | 167.8876 | 238.096 | 17.6071 | 31.5504 | 63.9284 | 107.7802 | -0.0029378 | -0.0033719 | -0.0043111 | -0.005539 | -7.9919 | -12.8688 | -22.609 | -37.1613 | 3510.8473 | 3594.1565 | 3768.3874 | 4086.6305
11 | 17 | 22 | 1961.0535 | 2000.4164 | 2076.525 | 2209.7134 | 1376.0518 | 1411.7244 | 1492.0346 | 1641.4456 | -42.1187 | -75.564 | -137.7643 | -206.7524 | 133.5116 | 187.3543 | 282.9569 | 413.7106 | 15.4261 | 27.9246 | 56.3716 | 96.321 | -0.0029378 | -0.0033719 | -0.0043111 | -0.005539 | -4.7587 | -7.959 | -13.311 | -22.9317 | 3439.1626 | 3543.8933 | 3756.8085 | 4131.501
11 | 17 | 23 | 1886.1232 | 1924.5743 | 1997.7648 | 2129.4442 | 1248.6991 | 1281.0703 | 1353.9478 | 1489.5309 | -38.0801 | -69.0307 | -125.2542 | -187.7958 | 144.8168 | 200.0945 | 302.42 | 444.8769 | 14.7814 | 27.0824 | 53.4501 | 91.4324 | -0.0029378 | -0.0033719 | -0.0043111 | -0.005539 | -1.6369 | -2.5889 | -4.488 | -8.8121 | 3254.7005 | 3361.1985 | 3577.8362 | 3958.671
11 | 17 | 24 | 1787.2851 | 1824.4435 | 1893.4584 | 2021.786 | 1143.6874 | 1173.3363 | 1240.0851 | 1364.266 | -34.1486 | -60.8357 | -109.6166 | -166.1032 | 167.1185 | 226.1114 | 340.5519 | 506.1472 | 13.3971 | 24.1891 | 47.9809 | 81.3921 | -0.0029378 | -0.0033719 | -0.0043111 | -0.005539 | 5.983 | 8.9515 | 15.6653 | 21.7983 | 3083.3197 | 3196.1928 | 3428.1206 | 3829.281
11 | 18 | 1 | 1721.9763 | 1758.3757 | 1824.9639 | 1952.2797 | 1046.8884 | 1074.0278 | 1135.1271 | 1248.7977 | -31.7862 | -56.4077 | -99.9525 | -149.8827 | 273.6648 | 365.1348 | 527.986 | 766.9915 | 12.0493 | 21.5436 | 42.5116 | 73.542 | -0.0029378 | -0.0033719 | -0.0043111 | -0.005539 | 8.7981 | 13.4524 | 23.6251 | 36.1365 | 3031.5877 | 3176.1232 | 3454.2568 | 3927.8592
11 | 18 | 2 | 1651.4556 | 1686.5981 | 1750.291 | 1873.5188 | 1018.2289 | 1044.6254 | 1104.052 | 1214.6108 | -29.638 | -50.927 | -89.2495 | -135.6653 | 232.9691 | 310.0217 | 447.9544 | 648.9004 | 9.4842 | 16.9376 | 34.2454 | 59.6894 | -0.0029378 | -0.0033719 | -0.0043111 | -0.005539 | 6.9522 | 11.1234 | 18.8462 | 29.076 | 2889.4491 | 3018.3758 | 3266.1352 | 3690.1245
11 | 18 | 3 | 1590.2444 | 1624.1212 | 1685.1311 | 1804.547 | 1011.7488 | 1037.9773 | 1097.0258 | 1206.8809 | -28.5104 | -49.1001 | -86.122 | -128.19 | 157.3799 | 214.9547 | 315.2273 | 464.5185 | 8.5057 | 15.4361 | 30.9882 | 52.9156 | -0.0029378 | -0.0033719 | -0.0043111 | -0.005539 | 4.9922 | 7.9861 | 13.7819 | 21.0827 | 2744.3577 | 2851.3719 | 3056.0279 | 3421.7491
11 | 18 | 4 | 1533.2695 | 1566.0288 | 1624.2176 | 1739.3767 | 1023.0592 | 1049.5809 | 1109.2894 | 1220.3727 | -28.0384 | -49.1001 | -86.122 | -128.6147 | 103.0857 | 142.1393 | 217.6586 | 327.4874 | 9.0784 | 16.6532 | 32.8158 | 56.5245 | -0.0029378 | -0.0033719 | -0.0043111 | -0.005539 | 4.0719 | 6.6131 | 11.2923 | 16.8096 | 2644.5235 | 2731.9119 | 2909.1475 | 3231.9506
11 | 18 | 5 | 1485.2017 | 1516.8433 | 1572.4767 | 1683.2311 | 1063.9037 | 1091.4843 | 1153.5767 | 1269.0948 | -28.5104 | -50.927 | -89.2495 | -135.6653 | 67.0954 | 96.4137 | 153.576 | 236.6745 | 10.8319 | 19.1715 | 37.7625 | 64.273 | -0.0029378 | -0.0033719 | -0.0043111 | -0.005539 | 2.4839 | 3.9714 | 6.4945 | 10.1793 | 2601.0033 | 2676.9538 | 2834.6326 | 3127.7819
11 | 18 | 6 | 1464.1867 | 1495.1048 | 1548.833 | 1654.9037 | 1138.5097 | 1168.0244 | 1234.4709 | 1358.0897 | -30.1866 | -54.746 | -98.632 | -147.5713 | 42.5004 | 62.8919 | 105.1888 | 175.4041 | 13.2301 | 23.4932 | 46.0287 | 77.0493 | -0.0029378 | -0.0033719 | -0.0043111 | -0.005539 | 1.1917 | 1.8076 | 3.4394 | 5.1447 | 2629.4291 | 2696.5725 | 2839.3244 | 3123.0147
11 | 18 | 7 | 1505.8961 | 1537.2094 | 1592.1525 | 1698.5149 | 1217.4602 | 1249.0216 | 1320.0759 | 1452.2671 | -32.6561 | -61.2794 | -111.4236 | -171.267 | 30.7963 | 45.7261 | 81.958 | 138.6559 | 16.5566 | 28.6205 | 55.5376 | 93.9651 | -0.0029378 | -0.0033719 | -0.0043111 | -0.005539 | -0.2606 | -0.41704 | -0.5845 | -1.4856 | 2737.7897 | 2798.8777 | 2937.7116 | 3210.6449
11 | 18 | 8 | 1730.0888 | 1765.7714 | 1831.846 | 1954.9815 | 1197.5954 | 1228.6418 | 1298.5368 | 1428.571 | -35.567 | -68.7522 | -127.3428 | -198.1234 | 31.1951 | 48.1452 | 80.0322 | 139.7882 | 21.6869 | 37.5198 | 72.0078 | 120.594 | -312.0438 | -357.0871 | -455.4053 | -587.048 | 2.0468 | 2.0852 | 4.2295 | 11.832 | 2635.0023 | 2656.3241 | 2703.9041 | 2870.5954
11 | 18 | 9 | 1833.9292 | 1870.6064 | 1940.3198 | 2066.1938 | 1318.6157 | 1352.7994 | 1429.7575 | 1572.9321 | -39.057 | -78.8262 | -149.2354 | -231.7221 | 42.5004 | 65.311 | 102.2152 | 172.0867 | 27.9843 | 48.7911 | 91.7973 | 153.6543 | -762.5683 | -876.4863 | -1127.0406 | -1463.4363 | 9.8948 | 15.6743 | 29.9965 | 51.959 | 2431.2991 | 2397.8698 | 2317.8103 | 2321.6674
11 | 18 | 10 | 1863.7728 | 1900.3878 | 1970.5809 | 2094.4438 | 1428.4721 | 1465.5037 | 1548.8733 | 1703.9761 | -42.5471 | -84.3068 | -160.5015 | -250.6787 | 60.0967 | 85.0197 | 136.833 | 223.8869 | 30.3825 | 52.3804 | 98.5717 | 166.0881 | -1122.3516 | -1290.3899 | -1658.0136 | -2145.2668 | 13.1632 | 20.9659 | 39.6868 | 65.8948 | 2230.9887 | 2149.5607 | 1976.0305 | 1858.3442
11 | 18 | 11 | 1850.9944 | 1887.5828 | 1956.5549 | 2076.3253 | 1521.9064 | 1561.3602 | 1650.1829 | 1815.4307 | -44.6953 | -85.3595 | -160.7065 | -246.3642 | 73.2963 | 106.611 | 169.2714 | 279.5754 | 25.2306 | 44.3232 | 84.9607 | 143.3731 | -1288.0291 | -1482.4711 | -1909.486 | -2477.9045 | 11.5616 | 16.8997 | 30.7623 | 54.9093 | 2150.265 | 2048.9465 | 1821.5397 | 1645.345
11 | 18 | 12 | 1809.2592 | 1844.4822 | 1911.0791 | 2024.9174 | 1585.8772 | 1626.9894 | 1719.5456 | 1891.7393 | -46.4786 | -84.4199 | -155.9769 | -232.8798 | 87.9916 | 128.7388 | 207.4033 | 336.396 | 17.941 | 31.9444 | 63.6685 | 107.7802 | -1385.6816 | -1595.1442 | -2054.7881 | -2666.3429 | 5.432 | 6.3951 | 11.6712 | 26.0004 | 2074.3408 | 1958.9857 | 1702.6025 | 1487.6104
11 | 18 | 13 | 1750.9956 | 1784.7105 | 1847.941 | 1956.3097 | 1618.2722 | 1660.2241 | 1754.671 | 1930.3821 | -47.7133 | -83.4804 | -149.9268 | -224.1345 | 100.7924 | 145.9046 | 233.354 | 374.2766 | 12.6221 | 23.4932 | 47.8455 | 81.2529 | -1398.022 | -1609.2307 | -2071.381 | -2682.8623 | 1.3465 | 2.815 | 5.7747 | 6.0761 | 2038.2934 | 1924.4364 | 1668.2784 | 1441.3005
11 | 18 | 14 | 1710.6054 | 1743.5579 | 1805.1121 | 1910.2275 | 1618.9924 | 1660.9631 | 1755.452 | 1931.2413 | -47.7133 | -84.533 | -149.9268 | -222.2478 | 103.6935 | 149.7938 | 243.9469 | 388.6876 | 11.2377 | 21.5436 | 44.4637 | 76.5676 | -1422.4381 | -1633.8214 | -2092.1441 | -2690.5626 | -0.12487 | 0.81648 | 2.1012 | 0.21999 | 1974.2528 | 1858.3204 | 1609.005 | 1394.1336
11 | 18 | 15 | 1654.9685 | 1686.4599 | 1745.3188 | 1847.2217 | 1610.9404 | 1652.7023 | 1746.7212 | 1921.6363 | -47.1648 | -83.5935 | -148.6063 | -220.2448 | 103.8124 | 150.0671 | 238.3374 | 374.698 | 10.7016 | 20.5633 | 42.2517 | 72.0856 | -1070.2707 | -1229.6643 | -1575.2493 | -2025.8009 | -0.91483 | -0.64317 | -1.5857 | -2.7387 | 2262.0725 | 2195.8916 | 2047.1878 | 1966.8573
11 | 18 | 16 | 1631.9244 | 1663.6666 | 1721.9796 | 1824.284 | 1577.3866 | 1618.2787 | 1710.3393 | 1881.6112 | -46.1442 | -83.5935 | -149.9268 | -222.2478 | 98.0102 | 142.1651 | 223.9767 | 349.6844 | 12.6221 | 23.4932 | 47.7209 | 81.1513 | -574.197 | -660.3789 | -847.2105 | -1090.2475 | -3.5345 | -5.4662 | -9.3873 | -14.1823 | 2696.0677 | 2698.165 | 2697.492 | 2810.0533
11 | 18 | 17 | 1754.9797 | 1790.569 | 1856.3252 | 1971.3424 | 1496.1944 | 1534.9816 | 1622.3036 | 1784.7596 | -46.9506 | -86.0816 | -155.6954 | -233.3045 | 51.1557 | 71.7069 | 109.2449 | 170.6729 | 16.9624 | 30.4429 | 60.9338 | 103.0949 | -84.2348 | -97.087 | -124.7549 | -160.0907 | -6.9359 | -11.401 | -20.1356 | -30.6577 | 3181.1709 | 3233.1308 | 3348.2217 | 3605.8169
11 | 18 | 18 | 2040.4745 | 2080.9888 | 2160.3925 | 2293.4478 | 1575.0892 | 1615.9217 | 1707.8483 | 1878.8707 | -48.6574 | -91.5623 | -168.0005 | -253.8395 | 54.0568 | 75.596 | 115.7326 | 171.8052 | 22.7374 | 40.734 | 78.709 | 132.9902 | -0.0029378 | -0.0033719 | -0.0043111 | -0.005539 | -11.1544 | -17.4481 | -32.2303 | -52.1386 | 3632.5431 | 3704.2268 | 3862.4473 | 4171.1303
11 | 18 | 19 | 2153.3018 | 2196.4306 | 2281.9127 | 2424.4535 | 1538.3552 | 1578.2354 | 1668.018 | 1835.0518 | -49.4637 | -93.1108 | -172.4485 | -261.7353 | 53.0501 | 75.596 | 115.7326 | 171.8052 | 25.0636 | 44.3232 | 85.6078 | 145.7665 | -0.0029378 | -0.0033719 | -0.0043111 | -0.005539 | -7.3268 | -12.0252 | -22.6347 | -38.5689 | 3712.9772 | 3789.4458 | 3956.1837 | 4276.7673
11 | 18 | 20 | 2143.5901 | 2186.7213 | 2272.2703 | 2416.4456 | 1478.821 | 1517.1579 | 1603.466 | 1764.0356 | -47.7875 | -92.2234 | -169.321 | -258.9993 | 59.2511 | 82.5645 | 125.1939 | 185.725 | 26.5199 | 46.9688 | 90.4923 | 154.8322 | -0.0029378 | -0.0033719 | -0.0043111 | -0.005539 | -9.2189 | -14.6236 | -26.8155 | -45.408 | 3651.1728 | 3726.562 | 3895.2816 | 4216.6255
11 | 18 | 21 | 2100.0386 | 2142.4973 | 2226.3505 | 2369.7299 | 1393.2986 | 1429.4183 | 1510.7351 | 1662.0187 | -46.0808 | -87.4649 | -162.7845 | -247.0933 | 81.3438 | 113.6672 | 167.8876 | 238.096 | 25.4694 | 45.0191 | 87.6954 | 147.9568 | -0.0029378 | -0.0033719 | -0.0043111 | -0.005539 | -7.9919 | -12.4517 | -22.609 | -37.1613 | 3546.0748 | 3630.6819 | 3807.2708 | 4133.5413
11 | 18 | 22 | 2052.9207 | 2094.6067 | 2176.0063 | 2318.7398 | 1295.8829 | 1329.4773 | 1405.1086 | 1545.8149 | -43.1698 | -80.1573 | -147.1469 | -227.712 | 133.5116 | 187.3543 | 282.9569 | 413.7106 | 22.0927 | 39.1959 | 76.7568 | 129.5205 | -0.0029378 | -0.0033719 | -0.0043111 | -0.005539 | -4.7587 | -7.3335 | -13.311 | -22.9317 | 3456.4764 | 3563.14 | 3780.3665 | 4157.1365
11 | 18 | 23 | 1925.5594 | 1965.3111 | 2040.9909 | 2177.5991 | 1193.5246 | 1224.4654 | 1294.1228 | 1423.7151 | -38.5521 | -71.0228 | -128.3817 | -194.9627 | 144.8168 | 200.0945 | 302.42 | 444.8769 | 18.1799 | 31.8347 | 63.0214 | 106.6022 | -0.0029378 | -0.0033719 | -0.0043111 | -0.005539 | -1.6369 | -2.1719 | -4.488 | -8.8121 | 3241.8886 | 3348.5076 | 3567.6811 | 3949.013
11 | 18 | 24 | 1809.6643 | 1847.3996 | 1918.0202 | 2049.3142 | 1104.5367 | 1133.1706 | 1197.6344 | 1317.5645 | -34.1486 | -60.8357 | -109.3351 | -166.1032 | 170.4185 | 232.4196 | 352.7332 | 532.2931 | 13.3971 | 24.1891 | 47.3337 | 81.2905 | -0.0029378 | -0.0033719 | -0.0043111 | -0.005539 | 5.983 | 9.3686 | 15.6653 | 21.7983 | 3069.848 | 3185.7084 | 3422.0474 | 3836.1518
11 | 19 | 1 | 1670.9483 | 1705.4477 | 1769.1108 | 1891.9024 | 1089.8174 | 1118.0698 | 1181.6745 | 1300.0063 | -30.6586 | -51.536 | -91.8905 | -137.6683 | 304.8597 | 408.854 | 598.8098 | 882.818 | 9.4842 | 16.9376 | 34.2454 | 60.7657 | -0.0029378 | -0.0033719 | -0.0043111 | -0.005539 | 8.7981 | 13.4524 | 23.6251 | 36.1365 | 3053.2462 | 3211.222 | 3515.5708 | 4033.955
11 | 19 | 2 | 1630.8166 | 1665.0476 | 1727.0784 | 1848.1453 | 1057.6332 | 1085.0513 | 1146.7776 | 1261.6149 | -28.2962 | -47.8822 | -80.9059 | -123.0262 | 219.7695 | 294.7386 | 439.8785 | 656.106 | 6.7522 | 12.2219 | 25.5189 | 46.04 | -0.0029378 | -0.0033719 | -0.0043111 | -0.005539 | 6.9522 | 11.1234 | 18.8462 | 29.076 | 2893.6246 | 3020.2971 | 3277.1895 | 3717.9505
11 | 19 | 3 | 1602.0635 | 1635.5882 | 1696.6876 | 1815.6052 | 1049.571 | 1076.78 | 1138.0359 | 1251.9978 | -27.8242 | -46.2206 | -80.9059 | -123.0262 | 135.686 | 188.4013 | 291.2025 | 443.314 | 7.3249 | 13.6137 | 28.2536 | 49.2049 | -0.0029378 | -0.0033719 | -0.0043111 | -0.005539 | 4.9922 | 7.9861 | 13.7819 | 21.0827 | 2771.8105 | 2876.1455 | 3087.0512 | 3458.1728
11 | 19 | 4 | 1588.6873 | 1622.1591 | 1682.5747 | 1799.8866 | 1074.0569 | 1101.9007 | 1164.5856 | 1281.2061 | -28.2962 | -48.0475 | -84.0334 | -128.19 | 81.7906 | 118.005 | 193.6338 | 310.1709 | 9.2454 | 16.6532 | 33.0757 | 57.3976 | -0.0029378 | -0.0033719 | -0.0043111 | -0.005539 | 4.0719 | 6.6131 | 11.2923 | 16.8096 | 2729.5529 | 2817.2803 | 3001.1244 | 3337.2752
11 | 19 | 5 | 1593.7082 | 1626.7957 | 1686.6291 | 1800.8564 | 1171.1905 | 1201.5524 | 1269.9063 | 1397.0735 | -29.638 | -53.3629 | -96.3385 | -147.1466 | 50.197 | 75.6321 | 136.0389 | 234.41 | 13.9698 | 24.1891 | 47.3337 | 80.3158 | -0.0029378 | -0.0033719 | -0.0043111 | -0.005539 | 2.4839 | 3.9714 | 6.4945 | 10.1793 | 2801.9084 | 2878.7744 | 3050.0596 | 3375.6829
11 | 19 | 6 | 1649.8965 | 1682.8489 | 1743.2737 | 1853.7848 | 1372.7204 | 1408.3067 | 1488.4225 | 1637.4717 | -34.6207 | -66.9254 | -125.8068 | -194.2297 | 43.5971 | 68.6637 | 127.963 | 227.6958 | 24.6578 | 42.5374 | 79.5023 | 134.2434 | -0.0029378 | -0.0033719 | -0.0043111 | -0.005539 | 1.1917 | 1.8076 | 3.4394 | 5.1447 | 3057.44 | 3137.2355 | 3316.7898 | 3664.1051
11 | 19 | 7 | 1650.3761 | 1681.1241 | 1738.7586 | 1838.8445 | 1669.0375 | 1712.3055 | 1809.7151 | 1990.9383 | -41.8586 | -84.307 | -161.8115 | -253.1025 | 68.7999 | 107.0082 | 184.7638 | 324.5821 | 34.8681 | 59.7416 | 110.9506 | 186.7521 | -0.0029378 | -0.0033719 | -0.0043111 | -0.005539 | -0.2606 | -0.41704 | -0.5845 | -1.4856 | 3380.9595 | 3475.452 | 3681.7878 | 4086.5235
11 | 19 | 8 | 1673.9491 | 1703.0017 | 1758.9208 | 1851.3878 | 1924.3594 | 1974.2463 | 2086.5572 | 2295.5032 | -47.4968 | -96.2079 | -180.8582 | -279.2259 | 117.5911 | 178.7507 | 296.6932 | 507.8316 | 35.6797 | 61.1334 | 114.2701 | 191.4374 | -309.6325 | -354.395 | -451.7547 | -581.9859 | 2.0468 | 2.0852 | 4.2295 | 11.832 | 3396.4968 | 3468.6145 | 3628.0581 | 3996.7801
11 | 19 | 9 | 1633.7851 | 1660.0366 | 1711.024 | 1789.7882 | 2201.628 | 2258.7029 | 2387.1959 | 2626.2476 | -51.3518 | -98.9221 | -184.1906 | -276.7982 | 170.1097 | 254.1348 | 416.2753 | 715.5428 | 27.4116 | 47.2531 | 89.7829 | 151.3625 | -869.9106 | -997.1458 | -1273.9647 | -1641.4866 | 9.8948 | 15.6743 | 29.9965 | 51.959 | 3121.5669 | 3139.7338 | 3176.1193 | 3416.6152
11 | 19 | 10 | 1553.3661 | 1576.6882 | 1621.8049 | 1688.4314 | 2393.5061 | 2455.5551 | 2595.2468 | 2855.1324 | -53.7907 | -99.9226 | -179.666 | -263.7384 | 191.0961 | 284.2885 | 469.8156 | 798.5 | 18.1799 | 32.3559 | 63.0214 | 106.8055 | -1283.8305 | -1472.409 | -1882.1122 | -2423.2707 | 13.1632 | 20.9659 | 39.6868 | 65.8948 | 2831.6902 | 2797.5221 | 2727.7972 | 2827.7549
11 | 19 | 11 | 1484.6833 | 1504.8317 | 1545.2681 | 1603.6909 | 2522.1181 | 2587.5013 | 2734.6991 | 3008.5494 | -56.046 | -102.0279 | -181.473 | -259.7323 | 181.5952 | 273.4309 | 451.1466 | 780.6918 | 13.1582 | 24.5831 | 49.1505 | 83.5447 | -1517.4075 | -1741.2146 | -2227.135 | -2866.9771 | 11.5616 | 16.8997 | 30.7623 | 54.9093 | 2639.6629 | 2564.0042 | 2402.4186 | 2404.6767
11 | 19 | 12 | 1402.3997 | 1419.5861 | 1455.0186 | 1504.7331 | 2611.0106 | 2678.6983 | 2831.084 | 3114.5862 | -57.4644 | -103.8026 | -181.6779 | -258.1539 | 165.4945 | 247.414 | 415.7348 | 719.4215 | 10.2958 | 20.1518 | 40.9466 | 69.8954 | -1603.295 | -1840.2229 | -2354.4078 | -3030.6653 | 5.432 | 6.3951 | 11.6712 | 26.0004 | 2533.8732 | 2428.2197 | 2218.3695 | 2145.8173
11 | 19 | 13 | 1323.7355 | 1339.2882 | 1370.34 | 1411.2425 | 2670.8732 | 2740.1127 | 2895.9922 | 3185.9942 | -59.1406 | -104.8552 | -181.6014 | -256.1508 | 157.3991 | 238.5629 | 397.0659 | 691.0113 | 7.086 | 15.0245 | 31.8979 | 54.7256 | -1584.3972 | -1818.845 | -2326.9272 | -2993.3511 | 1.3465 | 2.815 | 5.7747 | 6.0761 | 2516.9025 | 2412.1031 | 2192.5422 | 2099.5478
11 | 19 | 14 | 1264.3601 | 1278.7996 | 1306.8983 | 1343.1005 | 2686.2531 | 2755.8913 | 2912.6685 | 3204.3404 | -59.7962 | -105.7426 | -183.4083 | -258.8869 | 150.7992 | 227.1689 | 380.3229 | 653.1307 | 6.9191 | 14.6129 | 31.8979 | 52.5354 | -1392.4485 | -1598.6245 | -2045.2852 | -2630.5592 | -0.12487 | 0.81648 | 2.1012 | 0.21999 | 2655.9619 | 2572.922 | 2405.1953 | 2363.8809
11 | 19 | 15 | 1178.3102 | 1192.2741 | 1216.8647 | 1245.5059 | 2672.2364 | 2741.5113 | 2897.4704 | 3187.6204 | -59.2477 | -106.63 | -184.9338 | -259.3116 | 139.6224 | 210.8283 | 352.4795 | 603.043 | 7.4918 | 16.0047 | 34.508 | 55.5986 | -1068.0976 | -1226.1132 | -1568.3453 | -2016.5751 | -0.91483 | -0.64317 | -1.5857 | -2.7387 | 2869.4008 | 2827.232 | 2746.4577 | 2813.1424
11 | 19 | 16 | 1199.1428 | 1215.6493 | 1243.0498 | 1275.9595 | 2564.4555 | 2630.9363 | 2780.605 | 3059.0522 | -57.0995 | -104.081 | -185.0104 | -266.0538 | 129.205 | 194.8591 | 326.4448 | 551.8741 | 11.5716 | 22.3857 | 45.5088 | 74.3774 | -589.8891 | -677.3461 | -866.7148 | -1114.395 | -3.5345 | -5.4662 | -9.3873 | -14.1823 | 3253.852 | 3276.9371 | 3334.496 | 3566.6321
11 | 19 | 17 | 1342.0705 | 1365.4846 | 1402.9167 | 1453.7105 | 2362.6656 | 2423.9151 | 2561.8068 | 2818.3438 | -56.4438 | -103.0805 | -186.4075 | -272.796 | 66.9285 | 97.8373 | 158.7988 | 253.3673 | 16.7236 | 30.7272 | 60.0268 | 101.7777 | -64.222 | -73.7532 | -94.0524 | -120.0187 | -6.9359 | -11.401 | -20.1356 | -30.6577 | 3660.7865 | 3729.7295 | 3882.9536 | 4203.7269
11 | 19 | 18 | 1788.2438 | 1821.4421 | 1882.4666 | 1969.9107 | 2255.6652 | 2314.141 | 2445.7878 | 2690.7067 | -56.9159 | -106.7864 | -195.5851 | -291.0196 | 75.024 | 108.1584 | 170.98 | 270.043 | 25.2306 | 44.7348 | 86.1304 | 145.3224 | -0.0029378 | -0.0033719 | -0.0043111 | -0.005539 | -11.1544 | -17.4481 | -32.2303 | -52.1386 | 4076.0903 | 4164.2383 | 4357.5451 | 4732.8192
11 | 19 | 19 | 2054.6778 | 2094.0177 | 2170.2663 | 2286.192 | 2029.1126 | 2081.7152 | 2200.1398 | 2420.4598 | -55.2397 | -105.6207 | -193.8547 | -294.601 | 92.0125 | 130.9464 | 197.9785 | 304.0353 | 29.2737 | 51.4001 | 98.6962 | 167.3677 | -0.0029378 | -0.0033719 | -0.0043111 | -0.005539 | -7.3268 | -12.0252 | -22.6347 | -38.5689 | 4142.5072 | 4240.4302 | 4450.5871 | 4844.8793
11 | 19 | 20 | 2138.7151 | 2180.4894 | 2262.5616 | 2391.7836 | 1833.4951 | 1881.0265 | 1988.0343 | 2187.1142 | -52.7702 | -101.0796 | -188.6387 | -287.1258 | 98.6123 | 137.9149 | 207.4397 | 312.3732 | 31.1941 | 54.6143 | 104.8234 | 177.7505 | -0.0029378 | -0.0033719 | -0.0043111 | -0.005539 | -9.2189 | -14.6236 | -26.8155 | -45.408 | 4040.0245 | 4138.3385 | 4347.4006 | 4736.4821
11 | 19 | 21 | 2140.3185 | 2182.3821 | 2265.7092 | 2401.4887 | 1666.6637 | 1709.8702 | 1807.1413 | 1988.1067 | -49.2801 | -94.4941 | -174.5265 | -265.3168 | 108.1132 | 149.9949 | 227.7809 | 331.2434 | 27.0777 | 47.6647 | 91.7973 | 157.0224 | -0.0029378 | -0.0033719 | -0.0043111 | -0.005539 | -7.9919 | -12.4517 | -22.609 | -37.1613 | 3884.8982 | 3982.9627 | 4195.2889 | 4575.3777
11 | 19 | 22 | 2124.7171 | 2166.8041 | 2250.1219 | 2390.9809 | 1479.5336 | 1517.8889 | 1604.2386 | 1764.8855 | -45.8972 | -85.3596 | -158.8889 | -241.1965 | 193.119 | 271.1768 | 414.974 | 611.3809 | 24.4909 | 43.2333 | 83.0086 | 140.9796 | -0.0029378 | -0.0033719 | -0.0043111 | -0.005539 | -4.7587 | -7.3335 | -13.311 | -22.9317 | 3771.2017 | 3906.4066 | 4180.1388 | 4644.0933
11 | 19 | 23 | 2008.3339 | 2048.4548 | 2127.0074 | 2265.4808 | 1308.0851 | 1341.9958 | 1418.3393 | 1560.3704 | -40.0447 | -74.233 | -133.8688 | -203.2833 | 212.1208 | 292.7682 | 437.4106 | 643.1086 | 19.5276 | 34.0321 | 66.5385 | 113.4777 | -0.0029378 | -0.0033719 | -0.0043111 | -0.005539 | -1.6369 | -2.1719 | -4.488 | -8.8121 | 3506.3828 | 3640.8426 | 3910.9347 | 4370.3367
11 | 19 | 24 | 1912.8947 | 1951.5996 | 2026.0475 | 2162.9792 | 1170.8665 | 1201.2199 | 1269.5549 | 1396.687 | -34.4065 | -61.4448 | -110.3741 | -167.6815 | 317.1293 | 424.7354 | 617.8148 | 888.6908 | 14.2087 | 24.9947 | 48.7633 | 84.8995 | -0.0029378 | -0.0033719 | -0.0043111 | -0.005539 | 5.983 | 9.3686 | 15.6653 | 21.7983 | 3386.6728 | 3550.4701 | 3867.4674 | 4387.3676
11 | 20 | 1 | 1817.6694 | 1854.9844 | 1925.7454 | 2059.0427 | 1085.8314 | 1113.9804 | 1177.3525 | 1295.2516 | -31.1306 | -54.1372 | -94.7365 | -139.6714 | 304.8597 | 408.854 | 598.8098 | 882.818 | 9.2454 | 17.3491 | 35.0279 | 58.5755 | -0.0029378 | -0.0033719 | -0.0043111 | -0.005539 | 8.7981 | 13.4524 | 23.6251 | 36.1365 | 3195.2704 | 3354.4798 | 3665.8199 | 4192.1473
11 | 20 | 2 | 1748.2611 | 1784.2404 | 1852.2812 | 1981.7597 | 1053.8719 | 1081.1924 | 1142.6992 | 1257.1281 | -28.7682 | -48.8218 | -85.6355 | -125.0293 | 219.7695 | 294.7386 | 439.8785 | 656.106 | 6.9191 | 12.9178 | 26.9485 | 46.1417 | -0.0029378 | -0.0033719 | -0.0043111 | -0.005539 | 6.9522 | 11.1234 | 18.8462 | 29.076 | 3007.0026 | 3135.3874 | 3395.0139 | 3845.1766
11 | 20 | 3 | 1703.6498 | 1738.9954 | 1804.9917 | 1931.7123 | 1044.8033 | 1071.8887 | 1132.8663 | 1246.3105 | -27.7476 | -47.8822 | -82.508 | -120.7148 | 135.686 | 188.4013 | 291.2025 | 443.314 | 6.9191 | 12.9178 | 26.9485 | 46.04 | -0.0029378 | -0.0033719 | -0.0043111 | -0.005539 | 4.9922 | 7.9861 | 13.7819 | 21.0827 | 2868.2998 | 2972.3038 | 3187.2786 | 3567.7391
11 | 20 | 4 | 1670.8705 | 1705.6796 | 1770.0508 | 1893.6391 | 1069.1941 | 1096.9118 | 1159.313 | 1275.4055 | -28.2962 | -49.8744 | -85.6355 | -127.7653 | 81.7906 | 118.005 | 193.6338 | 310.1709 | 9.0784 | 16.6532 | 33.7228 | 56.5245 | -0.0029378 | -0.0033719 | -0.0043111 | -0.005539 | 4.0719 | 6.6131 | 11.2923 | 16.8096 | 2806.7064 | 2893.9851 | 3082.3729 | 3424.7788
11 | 20 | 5 | 1673.1057 | 1707.7868 | 1771.5226 | 1891.5703 | 1164.1412 | 1194.3203 | 1262.2628 | 1388.6647 | -30.003 | -55.9641 | -99.4661 | -151.1528 | 50.197 | 75.6321 | 136.0389 | 234.41 | 15.0203 | 26.7981 | 51.3734 | 86.115 | -0.0029378 | -0.0033719 | -0.0043111 | -0.005539 | 2.4839 | 3.9714 | 6.4945 | 10.1793 | 2874.9422 | 2952.5413 | 3128.2218 | 3459.781
11 | 20 | 6 | 1722.108 | 1756.6232 | 1820.6202 | 1936.2954 | 1365.5248 | 1400.9246 | 1480.6204 | 1628.8883 | -34.4065 | -67.865 | -128.9343 | -196.2328 | 43.5971 | 68.6637 | 127.963 | 227.6958 | 25.2306 | 44.0389 | 82.3615 | 136.5352 | -0.0029378 | -0.0033719 | -0.0043111 | -0.005539 | 1.1917 | 1.8076 | 3.4394 | 5.1447 | 3123.2428 | 3204.1897 | 3386.0658 | 3738.3211
11 | 20 | 7 | 1709.2089 | 1741.3992 | 1801.9215 | 1905.789 | 1666.5681 | 1709.7721 | 1807.0376 | 1987.9927 | -41.8586 | -85.4118 | -165.2206 | -255.5303 | 68.7999 | 107.0082 | 184.7638 | 324.5821 | 35.6797 | 61.545 | 113.8721 | 190.4627 | -0.0029378 | -0.0033719 | -0.0043111 | -0.005539 | -0.2606 | -0.41704 | -0.5845 | -1.4856 | 3438.1345 | 3533.8923 | 3741.7856 | 4151.8052
11 | 20 | 8 | 1696.8956 | 1726.9286 | 1783.8517 | 1876.8377 | 1925.2798 | 1975.1906 | 2087.5553 | 2296.6011 | -47.6039 | -96.2079 | -183.9857 | -284.3898 | 117.5911 | 178.7507 | 296.6932 | 507.8316 | 36.2375 | 62.3872 | 116.6067 | 193.8309 | -192.3445 | -221.4663 | -286.2952 | -375.9396 | 2.0468 | 2.0852 | 4.2295 | 11.832 | 3538.1024 | 3627.6681 | 3818.6556 | 4226.6039
11 | 20 | 9 | 1591.6879 | 1616.1913 | 1664.5084 | 1740.8873 | 2210.349 | 2267.65 | 2396.652 | 2636.6506 | -52.1145 | -99.0874 | -185.5111 | -281.962 | 170.1097 | 254.1348 | 416.2753 | 715.5428 | 27.9843 | 49.2027 | 93.3623 | 154.5273 | -700.7433 | -804.6973 | -1031.5127 | -1333.698 | 9.8948 | 15.6743 | 29.9965 | 51.959 | 3257.1681 | 3299.0684 | 3383.7708 | 3683.9069
11 | 20 | 10 | 1475.9512 | 1495.4237 | 1535.8825 | 1597.8617 | 2424.8469 | 2487.7084 | 2629.2292 | 2892.5178 | -55.4669 | -99.3658 | -178.422 | -266.4745 | 191.0961 | 284.2885 | 469.8156 | 798.5 | 17.1294 | 31.5504 | 61.7163 | 103.0949 | -1087.2888 | -1246.1224 | -1593.337 | -2059.4194 | 13.1632 | 20.9659 | 39.6868 | 65.8948 | 2979.4311 | 2974.4487 | 2964.5714 | 3131.9752
11 | 20 | 11 | 1382.3418 | 1398.0172 | 1432.679 | 1483.2216 | 2580.7726 | 2647.6764 | 2798.2974 | 3078.5163 | -58.4849 | -100.5315 | -175.781 | -262.0437 | 181.5952 | 273.4309 | 451.1466 | 780.6918 | 11.2377 | 21.4055 | 43.2832 | 73.0602 | -1067.7056 | -1225.0865 | -1570.8471 | -2041.0376 | 11.5616 | 16.8997 | 30.7623 | 54.9093 | 3041.3185 | 3031.8116 | 3009.5403 | 3167.3179
11 | 20 | 12 | 1277.9472 | 1290.714 | 1318.8769 | 1359.536 | 2694.7681 | 2764.6271 | 2921.9012 | 3214.4977 | -60.7097 | -102.3062 | -177.7929 | -262.7766 | 165.4945 | 247.414 | 415.7348 | 719.4215 | 7.861 | 15.8301 | 34.2346 | 57.2207 | -1074.956 | -1228.4151 | -1562.4783 | -2017.608 | 5.432 | 6.3951 | 11.6712 | 26.0004 | 3015.8371 | 2994.2589 | 2962.1474 | 3096.2916
11 | 20 | 13 | 1161.547 | 1171.8668 | 1193.3841 | 1222.3256 | 2783.4002 | 2855.5569 | 3018.0038 | 3320.2239 | -61.8373 | -103.3588 | -179.3184 | -265.088 | 157.3991 | 238.5629 | 397.0659 | 691.0113 | 5.7017 | 12.3789 | 27.8582 | 46.7363 | -1116.1438 | -1275.9646 | -1622.5633 | -2090.5053 | 1.3465 | 2.815 | 5.7747 | 6.0761 | 2931.4133 | 2901.857 | 2840.205 | 2930.7799
11 | 20 | 14 | 1066.282 | 1074.7341 | 1091.7548 | 1113.171 | 2811.5316 | 2884.4176 | 3048.5063 | 3353.781 | -62.6 | -104.4115 | -181.1254 | -265.088 | 150.7992 | 227.1689 | 380.3229 | 653.1307 | 4.905 | 10.9871 | 25.6462 | 44.2411 | -947.8447 | -1083.8698 | -1380.4042 | -1782.6356 | -0.12487 | 0.81648 | 2.1012 | 0.21999 | 3022.9482 | 3009.8429 | 2986.8018 | 3116.8201
11 | 20 | 15 | 996.9795 | 1005.238 | 1019.5835 | 1035.399 | 2787.0304 | 2859.2812 | 3021.9399 | 3324.5542 | -61.8373 | -103.4719 | -179.5234 | -265.088 | 139.6224 | 210.8283 | 352.4795 | 603.043 | 6.1075 | 12.3789 | 27.8582 | 47.8501 | -613.897 | -702.1911 | -895.0504 | -1156.473 | -0.91483 | -0.64317 | -1.5857 | -2.7387 | 3253.0906 | 3281.4201 | 3345.7017 | 3586.5466
11 | 20 | 16 | 1011.8096 | 1023.902 | 1041.0715 | 1058.4149 | 2680.1208 | 2749.6 | 2906.0193 | 3197.0254 | -59.6891 | -101.6972 | -179.3184 | -271.8302 | 129.205 | 194.8591 | 326.4448 | 551.8741 | 10.4628 | 19.7402 | 40.1641 | 68.2733 | -318.4759 | -365.0678 | -467.351 | -607.3102 | -3.5345 | -5.4662 | -9.3873 | -14.1823 | 3449.8987 | 3515.87 | 3657.6431 | 3982.265
11 | 20 | 17 | 1251.0907 | 1272.0453 | 1304.4651 | 1344.3767 | 2435.9079 | 2499.0562 | 2641.2225 | 2905.7121 | -59.0335 | -101.4189 | -180.7155 | -281.0002 | 66.9285 | 97.8373 | 158.7988 | 253.3673 | 16.5566 | 29.747 | 58.7218 | 99.4858 | -52.9822 | -61.1174 | -78.9904 | -102.5243 | -6.9359 | -11.401 | -20.1356 | -30.6577 | 3651.5322 | 3724.7485 | 3883.3667 | 4188.7597
11 | 20 | 18 | 1731.7293 | 1763.1212 | 1820.5058 | 1900.0653 | 2309.1313 | 2368.993 | 2503.7603 | 2754.4845 | -57.9364 | -103.2979 | -188.0861 | -290.1702 | 75.024 | 108.1584 | 170.98 | 270.043 | 22.4985 | 40.0381 | 77.4039 | 131.6731 | -0.0029378 | -0.0033719 | -0.0043111 | -0.005539 | -11.1544 | -17.4481 | -32.2303 | -52.1386 | 4069.2892 | 4159.5613 | 4352.3293 | 4713.9517
11 | 20 | 19 | 2005.1851 | 2043.3912 | 2116.6213 | 2225.716 | 2077.0238 | 2130.8684 | 2252.0892 | 2477.6114 | -55.574 | -101.1926 | -184.4722 | -282.695 | 92.0125 | 130.9464 | 197.9785 | 304.0353 | 23.9548 | 42.6471 | 83.6557 | 142.1576 | -0.0029378 | -0.0033719 | -0.0043111 | -0.005539 | -7.3268 | -12.0252 | -22.6347 | -38.5689 | 4135.2724 | 4234.6319 | 4443.2336 | 4828.2508
11 | 20 | 20 | 2093.6771 | 2134.402 | 2213.9058 | 2337.4022 | 1872.3322 | 1920.8705 | 2030.1449 | 2233.4418 | -52.7702 | -96.321 | -175.0896 | -268.0529 | 98.6123 | 137.9149 | 207.4397 | 312.3732 | 23.1432 | 41.5572 | 81.8281 | 137.6755 | -0.0029378 | -0.0033719 | -0.0043111 | -0.005539 | -9.2189 | -14.6236 | -26.8155 | -45.408 | 4025.7728 | 4123.7966 | 4331.4091 | 4707.4263
11 | 20 | 21 | 2126.3232 | 2168.8703 | 2251.1723 | 2383.8425 | 1687.365 | 1731.1082 | 1829.5874 | 2012.8006 | -49.8286 | -90.066 | -162.298 | -246.6686 | 108.1132 | 149.9949 | 227.7809 | 331.2434 | 20.578 | 37.0892 | 72.7171 | 123.8229 | -0.0029378 | -0.0033719 | -0.0043111 | -0.005539 | -7.9919 | -12.4517 | -22.609 | -37.1613 | 3884.556 | 3984.5414 | 4196.3465 | 4567.8741
11 | 20 | 22 | 2128.4767 | 2170.5742 | 2253.6904 | 2394.6732 | 1489.6654 | 1528.2833 | 1615.2243 | 1776.9714 | -45.4251 | -83.3675 | -149.7879 | -225.4006 | 193.119 | 271.1768 | 414.974 | 611.3809 | 19.1937 | 34.1594 | 67.1856 | 114.6556 | -0.0029378 | -0.0033719 | -0.0043111 | -0.005539 | -4.7587 | -7.3335 | -13.311 | -22.9317 | 3780.268 | 3913.4894 | 4187.9711 | 4649.3433
11 | 20 | 23 | 2031.1073 | 2071.1699 | 2150.6295 | 2290.9182 | 1312.5881 | 1346.6156 | 1423.2218 | 1565.7419 | -40.0447 | -72.4061 | -130.4597 | -196.5411 | 212.1208 | 292.7682 | 437.4106 | 643.1086 | 16.5566 | 29.3164 | 58.2723 | 98.5112 | -0.0029378 | -0.0033719 | -0.0043111 | -0.005539 | -1.6369 | -2.1719 | -4.488 | -8.8121 | 3530.6883 | 3665.2887 | 3934.5822 | 4392.9213
11 | 20 | 24 | 1921.815 | 1960.2326 | 2035.4055 | 2172.8498 | 1168.8218 | 1199.1223 | 1267.338 | 1394.248 | -34.4065 | -61.4448 | -108.8486 | -163.3671 | 317.1293 | 424.7354 | 617.8148 | 888.6908 | 13.1582 | 24.1891 | 47.4583 | 81.3921 | -0.0029378 | -0.0033719 | -0.0043111 | -0.005539 | 5.983 | 9.3686 | 15.6653 | 21.7983 | 3392.498 | 3556.1999 | 3874.8288 | 4395.6063
11 | 21 | 1 | 1818.1011 | 1855.3772 | 1926.0672 | 2059.0522 | 1089.8829 | 1118.137 | 1181.7456 | 1300.0845 | -31.3448 | -55.9641 | -97.864 | -147.5713 | 304.8597 | 408.854 | 598.8098 | 882.818 | 11.4047 | 21.2593 | 41.989 | 70.2379 | -0.0029378 | -0.0033719 | -0.0043111 | -0.005539 | 8.7981 | 13.4524 | 23.6251 | 36.1365 | 3201.6988 | 3361.1123 | 3674.3684 | 4200.7522
11 | 21 | 2 | 1742.2433 | 1778.0523 | 1845.5519 | 1974.6225 | 1056.3401 | 1083.7246 | 1145.3755 | 1260.0723 | -29.1966 | -50.6487 | -88.763 | -130.6178 | 219.7695 | 294.7386 | 439.8785 | 656.106 | 8.8395 | 16.2416 | 32.9403 | 55.6139 | -0.0029378 | -0.0033719 | -0.0043111 | -0.005539 | 6.9522 | 11.1234 | 18.8462 | 29.076 | 3004.945 | 3133.2285 | 3393.8251 | 3844.8674
11 | 21 | 3 | 1703.326 | 1739.0685 | 1805.0983 | 1931.6049 | 1042.7831 | 1069.8162 | 1130.6759 | 1243.9007 | -28.6175 | -48.8218 | -84.3149 | -123.8756 | 135.686 | 188.4013 | 291.2025 | 443.314 | 7.3249 | 14.4558 | 29.6831 | 49.6115 | -0.0029378 | -0.0033719 | -0.0043111 | -0.005539 | 4.9922 | 7.9861 | 13.7819 | 21.0827 | 2865.4918 | 2970.9028 | 3186.1224 | 3565.6326
11 | 21 | 4 | 1676.6551 | 1712.2198 | 1776.9915 | 1900.4862 | 1066.9349 | 1094.5941 | 1156.8633 | 1272.7106 | -28.6175 | -49.8744 | -85.917 | -128.6147 | 81.7906 | 118.005 | 193.6338 | 310.1709 | 9.2454 | 16.6532 | 33.7228 | 57.8041 | -0.0029378 | -0.0033719 | -0.0043111 | -0.005539 | 4.0719 | 6.6131 | 11.2923 | 16.8096 | 2810.0775 | 2898.2075 | 3086.5825 | 3429.3612
11 | 21 | 5 | 1673.5405 | 1709.0288 | 1772.9524 | 1892.1887 | 1163.4801 | 1193.6421 | 1261.546 | 1387.8761 | -30.2172 | -54.3024 | -96.6201 | -145.2599 | 50.197 | 75.6321 | 136.0389 | 234.41 | 12.6221 | 23.2089 | 44.7237 | 76.0371 | -0.0029378 | -0.0033719 | -0.0043111 | -0.005539 | 2.4839 | 3.9714 | 6.4945 | 10.1793 | 2872.1035 | 2951.1775 | 3125.1311 | 3455.4258
11 | 21 | 6 | 1714.3065 | 1748.6675 | 1812.5632 | 1927.4443 | 1364.4528 | 1399.8248 | 1479.458 | 1627.6096 | -34.8349 | -68.0302 | -126.0883 | -195.079 | 43.5971 | 68.6637 | 127.963 | 227.6958 | 24.6578 | 42.5374 | 80.1494 | 133.7769 | -0.0029378 | -0.0033719 | -0.0043111 | -0.005539 | 1.1917 | 1.8076 | 3.4394 | 5.1447 | 3113.3682 | 3193.4674 | 3377.4803 | 3726.5867
11 | 21 | 7 | 1695.1184 | 1727.6939 | 1787.5412 | 1889.3398 | 1664.5754 | 1707.7277 | 1804.8769 | 1985.6157 | -41.7384 | -84.4723 | -162.093 | -246.9013 | 68.7999 | 107.0082 | 184.7638 | 324.5821 | 33.8896 | 58.6517 | 108.3405 | 180.4865 | -0.0029378 | -0.0033719 | -0.0043111 | -0.005539 | -0.2606 | -0.41704 | -0.5845 | -1.4856 | 3420.3813 | 3516.1888 | 3722.8406 | 4131.6316
11 | 21 | 8 | 1682.0719 | 1711.1461 | 1767.495 | 1859.8542 | 1925.8954 | 1975.8222 | 2088.2228 | 2297.3355 | -47.8181 | -96.3731 | -185.5877 | -284.8145 | 117.5911 | 178.7507 | 296.6932 | 507.8316 | 37.0491 | 64.0633 | 119.3414 | 198.7194 | -322.1176 | -369.1586 | -471.8501 | -609.5962 | 2.0468 | 2.0852 | 4.2295 | 11.832 | 3394.7186 | 3466.3358 | 3618.5441 | 3981.162
11 | 21 | 9 | 1577.348 | 1600.0772 | 1647.4517 | 1723.3937 | 2240.4462 | 2298.5274 | 2429.286 | 2672.5525 | -52.3287 | -100.1922 | -186.0742 | -282.8114 | 170.1097 | 254.1348 | 416.2753 | 715.5428 | 28.7593 | 49.8986 | 94.0094 | 156.4543 | -753.4525 | -863.9857 | -1103.1933 | -1415.6696 | 9.8948 | 15.6743 | 29.9965 | 51.959 | 3220.7769 | 3254.1345 | 3327.7514 | 3621.4213
11 | 21 | 10 | 1451.5478 | 1469.1288 | 1508.0225 | 1567.9304 | 2491.3046 | 2555.889 | 2701.2884 | 2971.7929 | -55.8188 | -103.9591 | -187.8812 | -283.6607 | 191.0961 | 284.2885 | 469.8156 | 798.5 | 23.6073 | 41.4299 | 79.4915 | 132.2189 | -1000.1795 | -1147.5085 | -1467.2841 | -1887.8569 | 13.1632 | 20.9659 | 39.6868 | 65.8948 | 3114.7208 | 3120.2344 | 3143.1395 | 3364.8193
11 | 21 | 11 | 1324.3439 | 1338.2407 | 1368.9575 | 1413.999 | 2669.5426 | 2738.7477 | 2894.5495 | 3184.4071 | -58.0741 | -106.0643 | -191.2137 | -283.969 | 181.5952 | 273.4309 | 451.1466 | 780.6918 | 18.716 | 33.7478 | 65.8805 | 110.3769 | -1345.2146 | -1541.4711 | -1964.5695 | -2514.3581 | 11.5616 | 16.8997 | 30.7623 | 54.9093 | 2802.4707 | 2753.5313 | 2655.5133 | 2746.057
11 | 21 | 12 | 1207.3998 | 1217.9244 | 1241.5743 | 1274.1929 | 2794.4388 | 2866.8816 | 3029.9728 | 3333.3915 | -59.9645 | -106.9517 | -191.7001 | -281.9659 | 165.4945 | 247.414 | 415.7348 | 719.4215 | 15.1872 | 28.2089 | 55.5891 | 94.3341 | -1514.7835 | -1737.6728 | -2216.746 | -2831.6706 | 5.432 | 6.3951 | 11.6712 | 26.0004 | 2613.2043 | 2522.1995 | 2346.096 | 2333.7038
11 | 21 | 13 | 1053.5218 | 1060.2398 | 1075.6005 | 1093.1918 | 2896.0742 | 2971.1519 | 3140.1747 | 3454.629 | -60.985 | -107.0648 | -189.8165 | -274.9155 | 157.3991 | 238.5629 | 397.0659 | 691.0113 | 10.5347 | 20.1518 | 42.3762 | 71.5175 | -1488.6168 | -1708.1977 | -2180.8497 | -2788.6957 | 1.3465 | 2.815 | 5.7747 | 6.0761 | 2569.2745 | 2477.6589 | 2290.3258 | 2252.8144
11 | 21 | 14 | 936.014 | 940.9098 | 950.3519 | 956.8426 | 2947.2258 | 3023.6295 | 3195.6377 | 3515.6459 | -62.5847 | -107.0648 | -188.496 | -272.9124 | 150.7992 | 227.1689 | 380.3229 | 653.1307 | 8.7445 | 16.9376 | 35.5396 | 61.4772 | -1362.1326 | -1565.0266 | -2004.2335 | -2575.9297 | -0.12487 | 0.81648 | 2.1012 | 0.21999 | 2617.9415 | 2537.3708 | 2371.2238 | 2338.4743
11 | 21 | 15 | 851.9583 | 857.7477 | 863.8757 | 862.019 | 2932.0502 | 3008.0605 | 3179.183 | 3497.5435 | -62.0361 | -107.0648 | -189.8165 | -277.7679 | 139.6224 | 210.8283 | 352.4795 | 603.043 | 11.0124 | 20.5633 | 42.2517 | 73.9485 | -1035.439 | -1190.3104 | -1526.1577 | -1964.4174 | -0.91483 | -0.64317 | -1.5857 | -2.7387 | 2836.2534 | 2799.1814 | 2720.2298 | 2791.63
11 | 21 | 16 | 888.0328 | 899.046 | 909.4843 | 910.3152 | 2806.4962 | 2879.2516 | 3043.0465 | 3347.7743 | -59.8879 | -104.7943 | -185.1636 | -277.7679 | 129.205 | 194.8591 | 326.4448 | 551.8741 | 13.5776 | 24.2988 | 48.628 | 84.433 | -571.8041 | -657.4744 | -843.0513 | -1085.0868 | -3.5345 | -5.4662 | -9.3873 | -14.1823 | 3202.0851 | 3229.7205 | 3290.0015 | 3517.3597
11 | 21 | 17 | 1143.6216 | 1161.5034 | 1187.788 | 1217.0144 | 2550.7363 | 2616.8614 | 2765.7294 | 3042.687 | -58.2883 | -104.0722 | -188.0861 | -287.2461 | 66.9285 | 97.8373 | 158.7988 | 253.3673 | 19.5995 | 34.0321 | 66.4031 | 115.2014 | -64.081 | -73.9244 | -95.1991 | -122.4755 | -6.9359 | -11.401 | -20.1356 | -30.6577 | 3651.5807 | 3720.8367 | 3875.2985 | 4187.8907
11 | 21 | 18 | 1651.3131 | 1680.1258 | 1732.7193 | 1805.3167 | 2402.7384 | 2465.0268 | 2605.2573 | 2866.1453 | -58.2883 | -106.0643 | -194.3412 | -298.3029 | 75.024 | 108.1584 | 170.98 | 270.043 | 25.4694 | 44.7348 | 86.3903 | 146.2748 | -0.0029378 | -0.0033719 | -0.0043111 | -0.005539 | -11.1544 | -17.4481 | -32.2303 | -52.1386 | 4085.0992 | 4174.53 | 4368.7711 | 4737.3329
11 | 21 | 19 | 1978.4254 | 2015.0146 | 2086.2214 | 2193.6291 | 2137.3671 | 2192.776 | 2317.5187 | 2549.5929 | -55.9259 | -105.786 | -194.1363 | -300.1895 | 92.0125 | 130.9464 | 197.9785 | 304.0353 | 30.0487 | 52.792 | 101.4308 | 171.4849 | -0.0029378 | -0.0033719 | -0.0043111 | -0.005539 | -7.3268 | -12.0252 | -22.6347 | -38.5689 | 4174.598 | 4273.7145 | 4486.3742 | 4879.9782
11 | 21 | 20 | 2079.8343 | 2120.0197 | 2198.4172 | 2321.2101 | 1917.7313 | 1967.4464 | 2079.3705 | 2287.5968 | -53.1986 | -101.0796 | -188.9202 | -290.2866 | 98.6123 | 137.9149 | 207.4397 | 312.3732 | 31.1941 | 55.0259 | 104.948 | 177.2841 | -0.0029378 | -0.0033719 | -0.0043111 | -0.005539 | -9.2189 | -14.6236 | -26.8155 | -45.408 | 4064.9516 | 4164.7004 | 4374.4354 | 4762.7639
11 | 21 | 21 | 2128.3753 | 2170.8046 | 2252.9735 | 2385.8575 | 1729.9267 | 1774.7732 | 1875.7365 | 2063.571 | -50.1805 | -95.4336 | -177.9356 | -271.3301 | 108.1132 | 149.9949 | 227.7809 | 331.2434 | 29.404 | 52.096 | 99.4787 | 168.1167 | -0.0029378 | -0.0033719 | -0.0043111 | -0.005539 | -7.9919 | -12.4517 | -22.609 | -37.1613 | 3937.6438 | 4039.78 | 4255.4207 | 4640.2918
11 | 21 | 22 | 2164.553 | 2206.9324 | 2291.5819 | 2433.9196 | 1522.618 | 1562.0903 | 1650.9545 | 1816.2795 | -46.2185 | -88.126 | -162.298 | -247.6343 | 193.119 | 271.1768 | 414.974 | 611.3809 | 26.5199 | 46.9688 | 89.7829 | 151.9723 | -0.0029378 | -0.0033719 | -0.0043111 | -0.005539 | -4.7587 | -7.3335 | -13.311 | -22.9317 | 3855.8298 | 3991.7054 | 4271.6799 | 4742.9808
11 | 21 | 23 | 2073.7826 | 2115.4692 | 2196.9536 | 2338.0669 | 1333.7634 | 1368.3398 | 1446.1819 | 1591.0012 | -40.5802 | -75.3378 | -138.5984 | -211.6079 | 212.1208 | 292.7682 | 437.4106 | 643.1086 | 21.6869 | 38.2157 | 73.4996 | 124.3687 | -0.0029378 | -0.0033719 | -0.0043111 | -0.005539 | -1.6369 | -2.1719 | -4.488 | -8.8121 | 3599.1337 | 3737.2798 | 4010.9551 | 4476.12
11 | 21 | 24 | 1957.3655 | 1996.9006 | 2073.7366 | 2212.5848 | 1183.4164 | 1214.0952 | 1283.1627 | 1411.6574 | -34.8349 | -64.3764 | -116.7057 | -175.6978 | 317.1293 | 424.7354 | 617.8148 | 888.6908 | 16.5566 | 29.3164 | 58.2723 | 96.8668 | -0.0029378 | -0.0033719 | -0.0043111 | -0.005539 | 5.983 | 9.3686 | 15.6653 | 21.7983 | 3445.6132 | 3610.0364 | 3931.9415 | 4455.8947
11 | 22 | 1 | 1884.2028 | 1923.7283 | 1998.085 | 2134.7227 | 1093.6655 | 1122.0177 | 1185.847 | 1304.5966 | -30.5515 | -55.6855 | -97.1066 | -145.5682 | 304.8597 | 408.854 | 598.8098 | 882.818 | 10.5931 | 16.9376 | 34.4945 | 61.2739 | -0.0029378 | -0.0033719 | -0.0043111 | -0.005539 | 8.7981 | 13.4524 | 23.6251 | 35.8051 | 3271.5648 | 3429.301 | 3743.7505 | 4273.6426
11 | 22 | 2 | 1800.322 | 1838.3342 | 1908.6937 | 2041.3714 | 1055.2215 | 1082.577 | 1144.1626 | 1258.738 | -28.2962 | -51.8665 | -90.57 | -133.3538 | 219.7695 | 294.7386 | 439.8785 | 656.106 | 7.3249 | 14.0442 | 29.8077 | 51.1319 | -0.0029378 | -0.0033719 | -0.0043111 | -0.005539 | 6.9522 | 11.1234 | 18.8462 | 29.076 | 3061.2909 | 3188.9475 | 3450.8144 | 3903.064
11 | 22 | 3 | 1733.1508 | 1769.8047 | 1837.2051 | 1965.4786 | 1041.338 | 1068.3336 | 1129.109 | 1242.1769 | -27.8242 | -50.0396 | -85.917 | -128.19 | 135.686 | 188.4013 | 291.2025 | 443.314 | 6.9191 | 13.064 | 27.0731 | 47.3196 | -0.0029378 | -0.0033719 | -0.0043111 | -0.005539 | 4.9922 | 7.9861 | 13.7819 | 21.0827 | 2894.259 | 2997.5467 | 3212.4502 | 3591.1762
11 | 22 | 4 | 1658.7077 | 1693.7251 | 1757.5693 | 1879.9775 | 1063.5669 | 1091.1388 | 1153.2115 | 1268.693 | -28.2962 | -50.927 | -87.724 | -132.9292 | 81.7906 | 118.005 | 193.6338 | 310.1709 | 8.4337 | 15.9573 | 32.4178 | 55.5123 | -0.0029378 | -0.0033719 | -0.0043111 | -0.005539 | 4.0719 | 6.6131 | 11.2923 | 16.8096 | 2788.2718 | 2874.509 | 3060.3963 | 3398.2287
11 | 22 | 5 | 1593.0673 | 1626.2098 | 1686.0914 | 1800.7511 | 1157.4617 | 1187.4677 | 1255.0203 | 1380.6969 | -29.5309 | -53.6934 | -98.1455 | -147.1466 | 50.197 | 75.6321 | 136.0389 | 234.41 | 11.4047 | 22.7973 | 44.7237 | 76.0371 | -0.0029378 | -0.0033719 | -0.0043111 | -0.005539 | 2.4839 | 3.9714 | 6.4945 | 10.1793 | 2785.0807 | 2862.3815 | 3030.2189 | 3354.9222
11 | 22 | 6 | 1536.7039 | 1567.8262 | 1622.8383 | 1725.3951 | 1361.4368 | 1396.7306 | 1476.1878 | 1624.0119 | -33.3859 | -64.4895 | -120.0382 | -184.7514 | 43.5971 | 68.6637 | 127.963 | 227.6958 | 20.3392 | 38.2157 | 72.0078 | 120.7973 | -0.0029378 | -0.0033719 | -0.0043111 | -0.005539 | 1.1917 | 1.8076 | 3.4394 | 5.1447 | 2929.8799 | 3008.7509 | 3182.3936 | 3518.2878
11 | 22 | 7 | 1416.7877 | 1443.4489 | 1489.6141 | 1572.8646 | 1662.7301 | 1705.8346 | 1802.8761 | 1983.4145 | -40.838 | -78.3826 | -151.39 | -238.8851 | 68.7999 | 107.0082 | 184.7638 | 324.5821 | 29.9767 | 57.5442 | 107.0355 | 179.3085 | -0.0029378 | -0.0033719 | -0.0043111 | -0.005539 | -0.2606 | -0.41704 | -0.5845 | -1.4856 | 3137.1929 | 3235.0329 | 3432.3107 | 3819.7935
11 | 22 | 8 | 1354.5577 | 1379.0355 | 1419.9642 | 1488.6219 | 1921.4679 | 1971.2799 | 2083.4221 | 2292.0541 | -47.4968 | -87.517 | -168.8346 | -263.4301 | 117.5911 | 178.7507 | 296.6932 | 507.8316 | 34.0565 | 61.2796 | 114.5192 | 191.8439 | -312.552 | -357.4478 | -455.6219 | -588.4921 | 2.0468 | 2.0852 | 4.2295 | 7.1064 | 3069.6713 | 3147.4662 | 3294.3718 | 3635.5357
11 | 22 | 9 | 1267.0797 | 1288.2258 | 1321.6291 | 1372.3559 | 2231.6796 | 2289.5335 | 2419.7805 | 2662.0951 | -52.1145 | -92.3887 | -175.6527 | -271.3301 | 170.1097 | 254.1348 | 416.2753 | 715.5428 | 30.3825 | 54.6143 | 102.7359 | 172.4971 | -741.0153 | -848.9525 | -1084.7266 | -1400.1285 | 9.8948 | 15.6743 | 29.9965 | 48.7677 | 2916.0165 | 2960.8416 | 3030.0379 | 3299.8
11 | 22 | 10 | 1185.2366 | 1204.1682 | 1231.3128 | 1268.0161 | 2469.6575 | 2533.6807 | 2677.8168 | 2945.9709 | -56.046 | -92.5539 | -169.8841 | -257.8456 | 191.0961 | 284.2885 | 469.8156 | 798.5 | 24.8248 | 38.5 | 74.2713 | 126.5213 | -1085.7664 | -1244.6149 | -1591.5141 | -2053.7179 | 13.1632 | 20.9659 | 39.6868 | 64.2741 | 2742.1658 | 2744.4345 | 2731.5051 | 2891.7188
11 | 22 | 11 | 1095.1336 | 1111.1179 | 1132.7829 | 1156.8537 | 2640.2076 | 2708.6522 | 2862.742 | 3149.4143 | -58.4084 | -93.7718 | -170.1656 | -260.5816 | 181.5952 | 273.4309 | 451.1466 | 780.6918 | 21.448 | 32.3559 | 63.793 | 108.39 | -1335.2162 | -1531.2761 | -1957.3949 | -2522.3799 | 11.5616 | 16.8997 | 30.7623 | 50.4288 | 2556.3215 | 2517.4088 | 2413.6662 | 2462.8171
11 | 22 | 12 | 991.8044 | 1004.1017 | 1019.2886 | 1031.1297 | 2765.511 | 2837.2039 | 2998.6068 | 3298.8845 | -60.1917 | -94.6592 | -168.5636 | -256.1508 | 165.4945 | 247.414 | 415.7348 | 719.4215 | 18.3101 | 26.5328 | 53.5016 | 93.0169 | -1261.2305 | -1443.8077 | -1838.6859 | -2364.0365 | 5.432 | 6.3951 | 11.6712 | 18.7825 | 2625.1298 | 2583.1807 | 2491.5535 | 2541.0478
11 | 22 | 13 | 869.4712 | 878.7403 | 887.1733 | 887.1279 | 2851.2646 | 2925.1805 | 3091.5882 | 3401.177 | -60.985 | -93.8849 | -165.641 | -251.4117 | 157.3991 | 238.5629 | 397.0659 | 691.0113 | 14.3756 | 20.1518 | 42.5007 | 75.657 | -1357.0667 | -1554.4135 | -1982.0537 | -2549.3356 | 1.3465 | 2.815 | 5.7747 | 9.4149 | 2475.8052 | 2417.1521 | 2276.4082 | 2263.6408
11 | 22 | 14 | 758.0656 | 764.1503 | 766.8295 | 756.9036 | 2895.1703 | 2970.2245 | 3139.1946 | 3453.5506 | -61.5335 | -94.7723 | -165.641 | -249.4086 | 150.7992 | 227.1689 | 380.3229 | 653.1307 | 12.4551 | 17.9178 | 38.8591 | 68.6798 | -1080.2048 | -1236.7695 | -1574.2356 | -2020.3931 | -0.12487 | 0.81648 | 2.1012 | 3.2274 | 2674.627 | 2648.7361 | 2587.4307 | 2665.6905
11 | 22 | 15 | 697.4107 | 702.0173 | 702.0326 | 688.8547 | 2868.8849 | 2943.2577 | 3110.6938 | 3422.1958 | -60.985 | -92.0058 | -161.193 | -242.6664 | 139.6224 | 210.8283 | 352.4795 | 603.043 | 11.6435 | 16.526 | 34.7571 | 62.5757 | -855.597 | -980.5439 | -1250.8725 | -1609.1214 | -0.91483 | -0.64317 | -1.5857 | -1.5357 | 2800.0648 | 2799.4364 | 2786.3118 | 2923.3457
11 | 22 | 16 | 726.4303 | 732.3944 | 735.1538 | 728.9459 | 2753.2417 | 2824.6165 | 2985.3033 | 3284.2488 | -58.6226 | -90.0659 | -159.386 | -239.9304 | 129.205 | 194.8591 | 326.4448 | 551.8741 | 13.3971 | 20.8477 | 42.3762 | 73.2635 | -522.0397 | -599.5075 | -767.619 | -988.7827 | -3.5345 | -5.4662 | -9.3873 | -14.7838 | 3038.0773 | 3077.6782 | 3152.8859 | 3394.8354
11 | 22 | 17 | 965.7048 | 978.7417 | 996.1887 | 1016.5253 | 2514.8899 | 2580.0858 | 2726.8617 | 2999.9271 | -57.495 | -89.9006 | -162.027 | -246.6725 | 66.9285 | 97.8373 | 158.7988 | 253.3673 | 16.3178 | 28.2089 | 56.1117 | 96.0801 | -47.2023 | -54.2631 | -69.265 | -88.4826 | -6.9359 | -11.401 | -20.1356 | -31.2592 | 3452.2079 | 3529.3089 | 3686.5332 | 3999.4856
11 | 22 | 18 | 1423.8619 | 1447.8061 | 1489.4285 | 1548.3026 | 2373.3619 | 2434.8887 | 2573.4047 | 2831.1031 | -56.9159 | -93.4413 | -172.7301 | -262.16 | 75.024 | 108.1584 | 170.98 | 270.043 | 20.745 | 40.0381 | 78.051 | 131.978 | -0.0029378 | -0.0033719 | -0.0043111 | -0.005539 | -11.1544 | -17.4481 | -32.2303 | -51.5371 | 3824.9194 | 3919.9985 | 4106.8996 | 4467.724
11 | 22 | 19 | 1735.0677 | 1766.7495 | 1826.3053 | 1917.2709 | 2115.9707 | 2170.8249 | 2294.3188 | 2524.0698 | -54.5534 | -94.0503 | -173.7691 | -268.4776 | 92.0125 | 130.9464 | 197.9785 | 304.0353 | 24.6578 | 47.3993 | 91.9219 | 156.1118 | -0.0029378 | -0.0033719 | -0.0043111 | -0.005539 | -7.3268 | -12.0252 | -22.6347 | -37.3659 | 3905.8254 | 4009.8413 | 4214.1165 | 4595.6387
11 | 22 | 20 | 1862.8706 | 1898.2209 | 1966.0074 | 2074.4082 | 1896.4103 | 1945.5727 | 2056.2524 | 2262.1636 | -51.6425 | -91.1708 | -170.36 | -261.0024 | 98.6123 | 137.9149 | 207.4397 | 312.3732 | 26.281 | 49.487 | 94.6565 | 160.6955 | -0.0029378 | -0.0033719 | -0.0043111 | -0.005539 | -9.2189 | -14.6236 | -26.8155 | -44.2051 | 3823.3098 | 3925.3978 | 4127.1762 | 4504.4275
11 | 22 | 21 | 1938.8564 | 1976.796 | 2049.6381 | 2169.7515 | 1711.7647 | 1756.1404 | 1856.0437 | 2041.9062 | -48.701 | -87.517 | -161.259 | -249.0963 | 108.1132 | 149.9949 | 227.7809 | 331.2434 | 24.4909 | 45.8613 | 89.1872 | 150.6552 | -0.0029378 | -0.0033719 | -0.0043111 | -0.005539 | -7.9919 | -12.4517 | -22.609 | -35.0254 | 3726.5293 | 3828.8204 | 4038.7776 | 4409.4289
11 | 22 | 22 | 1994.2496 | 2033.2616 | 2109.7569 | 2240.4842 | 1506.9075 | 1545.9725 | 1633.9198 | 1797.539 | -45.2109 | -81.0968 | -148.7489 | -225.8253 | 193.119 | 271.1768 | 414.974 | 611.3809 | 22.0927 | 38.9116 | 75.5763 | 130.0287 | -0.0029378 | -0.0033719 | -0.0043111 | -0.005539 | -4.7587 | -7.3335 | -13.311 | -21.7287 | 3666.3962 | 3800.8888 | 4072.1627 | 4531.8731
11 | 22 | 23 | 1921.1438 | 1959.792 | 2033.9782 | 2165.6678 | 1321.2902 | 1355.5432 | 1432.6573 | 1576.1223 | -39.0242 | -71.075 | -128.1768 | -194.9627 | 212.1208 | 292.7682 | 437.4106 | 643.1086 | 18.8829 | 30.1585 | 60.4113 | 102.5268 | -0.0029378 | -0.0033719 | -0.0043111 | -0.005539 | -1.6369 | -2.1719 | -4.488 | -7.6091 | 3432.7737 | 3565.0117 | 3831.7883 | 4284.8482
11 | 22 | 24 | 1829.3871 | 1867.4015 | 1938.2797 | 2068.2082 | 1174.0105 | 1204.4455 | 1272.964 | 1400.4375 | -34.4065 | -61.9405 | -109.4117 | -163.7918 | 317.1293 | 424.7354 | 617.8148 | 888.6908 | 15.3541 | 22.7973 | 45.3708 | 78.5322 | -0.0029378 | -0.0033719 | -0.0043111 | -0.005539 | 5.983 | 9.3686 | 15.6653 | 23.0013 | 3307.4547 | 3466.8044 | 3780.6786 | 4295.0726
11 | 23 | 1 | 1814.2712 | 1852.0336 | 1922.639 | 2054.7852 | 1085.7999 | 1113.9481 | 1177.3184 | 1295.214 | -32.5795 | -56.2946 | -98.4271 | -147.263 | 304.8597 | 408.854 | 598.8098 | 882.818 | 10.2958 | 18.8872 | 37.8871 | 66.9714 | -0.0029378 | -0.0033719 | -0.0043111 | -0.005539 | 8.7981 | 13.4524 | 23.6251 | 35.8051 | 3191.4422 | 3350.8773 | 3661.848 | 4188.3253
11 | 23 | 2 | 1745.955 | 1782.9156 | 1850.6454 | 1979.5113 | 1049.0382 | 1076.2334 | 1137.4582 | 1251.3622 | -30.6892 | -51.8665 | -90.3651 | -135.3569 | 219.7695 | 294.7386 | 439.8785 | 656.106 | 7.9696 | 15.1517 | 31.1127 | 53.3221 | -0.0029378 | -0.0033719 | -0.0043111 | -0.005539 | 6.9522 | 11.1234 | 18.8462 | 29.076 | 2998.9924 | 3128.2929 | 3387.5717 | 3834.0151
11 | 23 | 3 | 1699.2537 | 1735.2766 | 1800.8694 | 1927.0926 | 1037.6721 | 1064.5727 | 1125.1341 | 1237.804 | -30.2172 | -49.8744 | -85.917 | -130.1931 | 135.686 | 188.4013 | 291.2025 | 443.314 | 7.5638 | 14.1715 | 29.1606 | 50.9286 | -0.0029378 | -0.0033719 | -0.0043111 | -0.005539 | 4.9922 | 7.9861 | 13.7819 | 21.0827 | 2854.9477 | 2960.5305 | 3174.2272 | 3550.0232
11 | 23 | 4 | 1666.7604 | 1702.0511 | 1766.313 | 1889.3235 | 1060.5847 | 1088.0792 | 1149.9779 | 1265.1356 | -30.2172 | -50.8139 | -89.0445 | -134.9322 | 81.7906 | 118.005 | 193.6338 | 310.1709 | 9.0784 | 16.3689 | 33.2003 | 57.7025 | -0.0029378 | -0.0033719 | -0.0043111 | -0.005539 | 4.0719 | 6.6131 | 11.2923 | 16.8096 | 2792.066 | 2880.3001 | 3065.3684 | 3404.2043
11 | 23 | 5 | 1660.8012 | 1695.4457 | 1758.4042 | 1877.7172 | 1158.0697 | 1188.0914 | 1255.6795 | 1381.4221 | -31.2377 | -54.4677 | -96.6201 | -147.263 | 50.197 | 75.6321 | 136.0389 | 234.41 | 12.2882 | 22.2287 | 42.7715 | 72.8722 | -0.0029378 | -0.0033719 | -0.0043111 | -0.005539 | 2.4839 | 3.9714 | 6.4945 | 10.1793 | 2852.5993 | 2930.8983 | 3102.7642 | 3429.3324
11 | 23 | 6 | 1700.0521 | 1734.2042 | 1797.1915 | 1911.4214 | 1356.0837 | 1391.2387 | 1470.3835 | 1617.6264 | -34.7278 | -64.3764 | -120.1148 | -182.44 | 43.5971 | 68.6637 | 127.963 | 227.6958 | 20.3392 | 35.6974 | 67.3209 | 113.0488 | -0.0029378 | -0.0033719 | -0.0043111 | -0.005539 | 1.1917 | 1.8076 | 3.4394 | 5.1447 | 3086.5332 | 3167.2319 | 3346.1792 | 3692.4915
11 | 23 | 7 | 1678.5237 | 1710.4619 | 1769.4801 | 1871.2735 | 1654.935 | 1697.8374 | 1794.424 | 1974.116 | -40.838 | -80.8185 | -155.838 | -241.3128 | 68.7999 | 107.0082 | 184.7638 | 324.5821 | 31.9691 | 54.7416 | 102.0888 | 171.0142 | -0.0029378 | -0.0033719 | -0.0043111 | -0.005539 | -0.2606 | -0.41704 | -0.5845 | -1.4856 | 3393.1261 | 3488.8102 | 3694.3298 | 4098.1819
11 | 23 | 8 | 1681.0791 | 1711.3201 | 1768.0326 | 1860.5688 | 1907.4507 | 1956.8993 | 2068.2234 | 2275.3334 | -45.5628 | -91.0577 | -174.8846 | -272.6001 | 117.5911 | 178.7507 | 296.6932 | 507.8316 | 34.7012 | 60.1532 | 112.567 | 187.362 | -265.0515 | -305.0901 | -393.1589 | -511.4004 | 1.2487 | 2.0852 | 4.2295 | 7.1064 | 3431.4565 | 3513.0607 | 3681.7022 | 4054.2016
11 | 23 | 9 | 1603.8419 | 1630.632 | 1680.1731 | 1756.041 | 2197.3316 | 2254.2951 | 2382.5374 | 2621.1225 | -50.1805 | -96.8689 | -184.5487 | -285.2391 | 170.1097 | 254.1348 | 416.2753 | 715.5428 | 32.7088 | 56.1524 | 106.253 | 176.9791 | -678.1614 | -779.5382 | -1003.3367 | -1306.308 | 9.3682 | 15.6743 | 29.9965 | 48.7677 | 3285.0183 | 3334.4815 | 3427.3498 | 3726.906
11 | 23 | 10 | 1510.2137 | 1534.0171 | 1577.0775 | 1638.9689 | 2399.249 | 2461.447 | 2601.4738 | 2861.983 | -53.1986 | -98.9741 | -182.1892 | -281.233 | 191.0961 | 284.2885 | 469.8156 | 798.5 | 25.0636 | 44.0389 | 83.7802 | 141.5895 | -1131.2749 | -1300.2232 | -1669.9226 | -2163.0118 | 12.7506 | 20.9659 | 39.6868 | 64.2741 | 2953.8996 | 2945.5601 | 2919.7221 | 3061.0706
11 | 23 | 11 | 1426.9581 | 1448.2406 | 1486.2176 | 1536.959 | 2534.4899 | 2600.1938 | 2748.1136 | 3023.3072 | -55.4539 | -100.9663 | -184.2778 | -279.6546 | 181.5952 | 273.4309 | 451.1466 | 780.6918 | 21.8538 | 38.5 | 74.7938 | 126.4197 | -1382.4172 | -1588.878 | -2040.1043 | -2640.205 | 10.6115 | 16.8997 | 30.7623 | 50.4288 | 2737.6375 | 2687.4208 | 2566.6518 | 2597.947
11 | 23 | 12 | 1341.6651 | 1360.5381 | 1393.0041 | 1435.11 | 2621.6931 | 2689.6577 | 2842.6669 | 3127.3289 | -57.13 | -101.0794 | -181.1502 | -275.2238 | 165.4945 | 247.414 | 415.7348 | 719.4215 | 16.7955 | 30.1585 | 60.2759 | 102.1843 | -1658.3139 | -1903.1589 | -2433.8811 | -3130.5432 | 4.205 | 6.3951 | 11.6712 | 18.7825 | 2434.4092 | 2329.925 | 2108.3215 | 1997.0603
11 | 23 | 13 | 1239.5041 | 1256.0169 | 1283.3209 | 1315.7858 | 2675.3579 | 2744.7137 | 2900.855 | 3191.3439 | -57.8928 | -100.3051 | -176.9071 | -266.1702 | 157.3991 | 238.5629 | 397.0659 | 691.0113 | 12.0493 | 22.3857 | 45.2354 | 80.2406 | -1621.0581 | -1860.5047 | -2379.3626 | -3059.6233 | 1.7537 | 2.815 | 5.7747 | 9.4149 | 2407.1132 | 2303.6844 | 2075.9821 | 1962.0031
11 | 23 | 14 | 1186.3305 | 1201.8522 | 1226.1259 | 1254.6234 | 2686.4125 | 2756.0549 | 2912.8413 | 3204.5306 | -58.4413 | -98.4782 | -171.9726 | -259.4279 | 150.7992 | 227.1689 | 380.3229 | 653.1307 | 9.0784 | 16.9376 | 36.5089 | 64.1978 | -1413.7984 | -1622.7675 | -2075.5486 | -2668.8147 | 0.54836 | 0.81648 | 2.1012 | 3.2274 | 2560.9294 | 2481.5842 | 2310.379 | 2251.4674
11 | 23 | 15 | 1115.8672 | 1130.2501 | 1151.8241 | 1175.9572 | 2656.5655 | 2725.4341 | 2880.4786 | 3168.9271 | -57.2066 | -96.6513 | -169.1266 | -254.6888 | 139.6224 | 210.8283 | 352.4795 | 603.043 | 9.0784 | 16.9376 | 36.5089 | 64.1978 | -1063.8814 | -1221.3956 | -1562.6775 | -2009.5342 | -0.51307 | -0.64317 | -1.5857 | -1.5357 | 2799.5326 | 2764.7599 | 2687.9013 | 2746.3664
11 | 23 | 16 | 1122.7124 | 1137.909 | 1161.5262 | 1190.3883 | 2546.9946 | 2613.0227 | 2761.6723 | 3038.2237 | -55.5304 | -94.8244 | -168.8451 | -254.2641 | 129.205 | 194.8591 | 326.4448 | 551.8741 | 10.9989 | 20.7096 | 41.9782 | 72.3905 | -579.5147 | -665.6627 | -852.1834 | -1095.6938 | -3.5345 | -5.4662 | -9.3873 | -14.7838 | 3171.3314 | 3200.5471 | 3261.2058 | 3488.1349
11 | 23 | 17 | 1233.3507 | 1252.9108 | 1284.5755 | 1330.1819 | 2348.9594 | 2409.8537 | 2546.9454 | 2801.9942 | -54.4027 | -97.2603 | -174.6136 | -265.7455 | 66.9285 | 97.8373 | 158.7988 | 253.3673 | 16.9624 | 30.4429 | 61.0584 | 103.3998 | -58.3131 | -67.4808 | -87.3457 | -112.808 | -7.0716 | -11.401 | -20.1356 | -31.2592 | 3546.4137 | 3614.9026 | 3769.2832 | 4079.1305
11 | 23 | 18 | 1665.6111 | 1694.2372 | 1748.7186 | 1829.3501 | 2244.835 | 2303.03 | 2434.0447 | 2677.7877 | -54.8747 | -99.8615 | -182.1126 | -276.8022 | 75.024 | 108.1584 | 170.98 | 270.043 | 22.9043 | 40.734 | 78.8335 | 134.2698 | -0.0029378 | -0.0033719 | -0.0043111 | -0.005539 | -11.0187 | -17.4481 | -32.2303 | -51.5371 | 3942.4781 | 4028.8465 | 4218.2296 | 4583.1059
11 | 23 | 19 | 1915.3973 | 1950.5168 | 2019.3687 | 2126.5644 | 2024.4861 | 2076.9687 | 2195.1233 | 2414.9409 | -52.8773 | -98.6436 | -181.3446 | -275.6445 | 92.0125 | 130.9464 | 197.9785 | 304.0353 | 25.8752 | 45.5769 | 88.4047 | 149.338 | -0.0029378 | -0.0033719 | -0.0043111 | -0.005539 | -7.1911 | -12.0252 | -22.6347 | -37.3659 | 3997.6998 | 4093.3367 | 4296.8917 | 4681.8627
11 | 23 | 20 | 1982.7977 | 2020.4779 | 2094.5479 | 2213.4045 | 1834.2097 | 1881.7597 | 1988.8092 | 2187.9667 | -50.622 | -94.6594 | -171.9621 | -263.7384 | 98.6123 | 137.9149 | 207.4397 | 312.3732 | 24.8967 | 44.0389 | 85.8678 | 146.0715 | -0.0029378 | -0.0033719 | -0.0043111 | -0.005539 | -8.9474 | -14.6236 | -26.8155 | -44.2051 | 3880.9441 | 3974.9051 | 4177.8827 | 4551.8668
11 | 23 | 21 | 2017.7365 | 2056.8679 | 2133.9082 | 2261.3148 | 1665.0752 | 1708.2405 | 1805.4189 | 1986.2119 | -48.3667 | -89.1787 | -162.5795 | -249.0963 | 108.1132 | 149.9949 | 227.7809 | 331.2434 | 22.9762 | 40.8612 | 79.616 | 135.587 | -0.0029378 | -0.0033719 | -0.0043111 | -0.005539 | -7.8561 | -12.4517 | -22.609 | -35.0254 | 3757.6755 | 3854.3309 | 4061.5312 | 4430.2298
11 | 23 | 22 | 2059.5876 | 2100.2379 | 2180.1212 | 2316.3617 | 1478.5399 | 1516.8694 | 1603.1611 | 1763.7002 | -45.5322 | -83.698 | -150.0694 | -227.8284 | 193.119 | 271.1768 | 414.974 | 611.3809 | 20.1722 | 35.9817 | 71.4121 | 121.7344 | -0.0029378 | -0.0033719 | -0.0043111 | -0.005539 | -4.4873 | -7.3335 | -13.311 | -21.7287 | 3701.3962 | 3833.231 | 4106.2836 | 4563.6146
11 | 23 | 23 | 1991.611 | 2031.726 | 2109.3999 | 2246.0855 | 1312.0521 | 1346.0657 | 1422.6406 | 1565.1026 | -40.4731 | -72.7366 | -131.3043 | -201.7049 | 212.1208 | 292.7682 | 437.4106 | 643.1086 | 16.9624 | 30.5701 | 60.4113 | 104.717 | -0.0029378 | -0.0033719 | -0.0043111 | -0.005539 | -1.3655 | -2.1719 | -4.488 | -7.6091 | 3490.9049 | 3626.2181 | 3894.0658 | 4349.6942
11 | 23 | 24 | 1891.3412 | 1930.3677 | 2004.1558 | 2138.7812 | 1169.3062 | 1199.6192 | 1267.8631 | 1394.8258 | -35.8554 | -63.6022 | -112.2577 | -168.5309 | 313.8295 | 420.8463 | 605.6335 | 862.545 | 13.0998 | 23.9048 | 47.5828 | 81.6971 | -0.0029378 | -0.0033719 | -0.0043111 | -0.005539 | 6.1188 | 9.3686 | 15.6653 | 23.0013 | 3357.8371 | 3520.5011 | 3828.6386 | 4332.3139
11 | 24 | 1 | 1805.2755 | 1843.0056 | 1913.4247 | 2045.5024 | 1069.6476 | 1097.377 | 1159.8046 | 1275.9464 | -31.7862 | -55.5203 | -98.4271 | -147.5713 | 273.6648 | 365.1348 | 527.986 | 766.9915 | 11.2377 | 20.5633 | 40.4972 | 70.3771 | -0.0029378 | -0.0033719 | -0.0043111 | -0.005539 | 8.7981 | 13.4524 | 23.6251 | 35.8051 | 3136.8346 | 3284.0095 | 3566.9061 | 4047.0457
11 | 24 | 2 | 1723.8536 | 1760.277 | 1827.2692 | 1954.7791 | 1040.9037 | 1067.888 | 1128.638 | 1241.6588 | -29.638 | -51.7013 | -90.57 | -137.6683 | 232.9691 | 310.0217 | 447.9544 | 648.9004 | 9.7231 | 18.0451 | 35.8104 | 61.2098 | -0.0029378 | -0.0033719 | -0.0043111 | -0.005539 | 6.9522 | 11.1234 | 18.8462 | 29.076 | 2984.7607 | 3115.6506 | 3367.9439 | 3797.9502
11 | 24 | 3 | 1656.9968 | 1692.0773 | 1755.9287 | 1879.6416 | 1028.6228 | 1055.2887 | 1115.322 | 1227.0093 | -29.166 | -49.8744 | -87.724 | -130.9261 | 157.3799 | 214.9547 | 315.2273 | 464.5185 | 9.0784 | 16.6532 | 33.2003 | 57.4992 | -0.0029378 | -0.0033719 | -0.0043111 | -0.005539 | 4.9922 | 7.9861 | 13.7819 | 21.0827 | 2827.9011 | 2937.0823 | 3145.7317 | 3518.8196
11 | 24 | 4 | 1596.5887 | 1630.4469 | 1691.4733 | 1810.2595 | 1043.109 | 1070.1504 | 1131.0292 | 1244.2894 | -28.6175 | -50.7617 | -87.724 | -133.3538 | 103.0857 | 142.1393 | 217.6586 | 327.4874 | 10.1289 | 18.0451 | 35.8104 | 61.2098 | -0.0029378 | -0.0033719 | -0.0043111 | -0.005539 | 4.0719 | 6.6131 | 11.2923 | 16.8096 | 2728.3638 | 2816.6297 | 2999.5354 | 3326.6964
11 | 24 | 5 | 1563.0008 | 1596.1549 | 1655.2675 | 1770.0936 | 1091.2632 | 1119.5531 | 1183.2422 | 1301.731 | -29.638 | -50.927 | -90.8515 | -138.093 | 67.0954 | 96.4137 | 153.576 | 236.6745 | 10.8319 | 19.5831 | 38.545 | 65.6918 | -0.0029378 | -0.0033719 | -0.0043111 | -0.005539 | 2.4839 | 3.9714 | 6.4945 | 10.1793 | 2705.0343 | 2784.7457 | 2946.2694 | 3246.2716
11 | 24 | 6 | 1553.1515 | 1585.4419 | 1642.8775 | 1752.9967 | 1193.3671 | 1224.3039 | 1293.9521 | 1423.5273 | -31.4213 | -56.4077 | -103.3616 | -157.0496 | 42.5004 | 62.8919 | 105.1888 | 175.4041 | 14.2087 | 25.4063 | 49.0233 | 83.1535 | -0.0029378 | -0.0033719 | -0.0043111 | -0.005539 | 1.1917 | 1.8076 | 3.4394 | 5.1447 | 2772.9951 | 2843.4406 | 2991.115 | 3283.171
11 | 24 | 7 | 1586.6846 | 1618.9422 | 1676.7881 | 1785.0159 | 1316.136 | 1350.2554 | 1427.0687 | 1569.9741 | -35.9319 | -65.7074 | -122.1267 | -185.4844 | 30.7963 | 45.7261 | 81.958 | 138.6559 | 18.1799 | 31.962 | 61.8517 | 104.7546 | -0.0029378 | -0.0033719 | -0.0043111 | -0.005539 | -0.2606 | -0.41704 | -0.5845 | -1.4856 | 2915.6012 | 2980.7578 | 3124.951 | 3411.4248
11 | 24 | 8 | 1761.4085 | 1796.5938 | 1862.4318 | 1980.8229 | 1370.6455 | 1406.178 | 1486.1726 | 1634.9966 | -39.5291 | -75.0071 | -139.6479 | -216.7717 | 31.1951 | 48.1452 | 80.0322 | 139.7882 | 22.9043 | 40.1653 | 76.2343 | 128.7491 | -295.1243 | -337.8664 | -430.8917 | -555.471 | 1.2487 | 2.0852 | 4.2295 | 7.1064 | 2852.7488 | 2880.294 | 2938.5608 | 3119.2205
11 | 24 | 9 | 1815.3583 | 1850.4688 | 1917.0301 | 2032.5322 | 1546.1554 | 1586.2378 | 1676.4757 | 1844.3564 | -44.1468 | -84.3068 | -160.22 | -247.9427 | 42.5004 | 65.311 | 102.2152 | 172.0867 | 27.0058 | 46.9688 | 89.0004 | 149.4772 | -806.9501 | -926.0308 | -1186.1058 | -1533.6982 | 9.3682 | 15.6743 | 29.9965 | 48.7677 | 2589.2912 | 2554.323 | 2468.3921 | 2465.5794
11 | 24 | 10 | 1813.7412 | 1847.3736 | 1912.5163 | 2022.5595 | 1690.3621 | 1734.1829 | 1832.8371 | 2016.3757 | -47.6368 | -91.7797 | -173.0116 | -267.7486 | 60.0967 | 85.0197 | 136.833 | 223.8869 | 28.7593 | 50.183 | 94.6565 | 159.5175 | -1237.6125 | -1420.264 | -1816.8608 | -2340.1392 | 12.7506 | 20.9659 | 39.6868 | 64.2741 | 2320.4606 | 2225.6813 | 2026.6573 | 1878.7259
11 | 24 | 11 | 1802.6181 | 1835.8956 | 1899.95 | 2005.9802 | 1778.159 | 1824.2559 | 1928.0342 | 2121.1057 | -49.8921 | -95.4335 | -178.2276 | -275.2238 | 73.2963 | 106.611 | 169.2714 | 279.5754 | 27.4116 | 48.0952 | 91.7973 | 155.0355 | -1490.8378 | -1711.2531 | -2189.6537 | -2819.4428 | 10.6115 | 16.8997 | 30.7623 | 50.4288 | 2151.3666 | 2025.0709 | 1751.9338 | 1517.4591
11 | 24 | 12 | 1781.4121 | 1814.0826 | 1876.9367 | 1980.3209 | 1815.04 | 1862.093 | 1968.0238 | 2165.0999 | -51.0963 | -93.8849 | -172.4591 | -266.4785 | 87.9916 | 128.7388 | 207.4033 | 336.396 | 21.448 | 37.8041 | 73.3642 | 123.9246 | -1597.0234 | -1833.2803 | -2345.7636 | -3019.4435 | 4.205 | 6.3951 | 11.6712 | 18.7825 | 2061.9771 | 1921.9485 | 1619.1764 | 1338.6019
11 | 24 | 13 | 1741.6902 | 1773.8533 | 1834.5824 | 1934.9113 | 1822.8097 | 1870.0641 | 1976.4483 | 2174.368 | -51.859 | -92.2233 | -166.4856 | -255.4218 | 100.7924 | 145.9046 | 233.354 | 374.2766 | 16.1508 | 29.051 | 58.1992 | 99.5875 | -1557.2573 | -1786.4586 | -2283.8427 | -2939.1893 | 1.7537 | 2.815 | 5.7747 | 9.4149 | 2074.0805 | 1943.0062 | 1658.0304 | 1397.9473
11 | 24 | 14 | 1728.7973 | 1760.8035 | 1821.4492 | 1921.9612 | 1793.1916 | 1839.6782 | 1944.3338 | 2139.0376 | -51.859 | -90.5095 | -161.756 | -243.9404 | 103.6935 | 149.7938 | 243.9469 | 388.6876 | 12.4551 | 22.7973 | 46.4159 | 81.2529 | -1414.7719 | -1623.7216 | -2076.5821 | -2670.5634 | 0.54836 | 0.81648 | 2.1012 | 3.2274 | 2172.055 | 2059.6582 | 1819.9089 | 1619.6629
11 | 24 | 15 | 1699.161 | 1730.7327 | 1790.0623 | 1889.6337 | 1754.0199 | 1799.491 | 1901.8604 | 2092.311 | -50.8385 | -89.6221 | -158.91 | -241.6291 | 103.8124 | 150.0671 | 238.3374 | 374.698 | 12.861 | 23.4932 | 47.1984 | 82.5701 | -1068.0803 | -1226.0724 | -1568.4399 | -2017.1324 | -0.51307 | -0.64317 | -1.5857 | -1.5357 | 2450.4224 | 2387.4464 | 2248.5229 | 2178.9155
11 | 24 | 16 | 1692.2593 | 1724.254 | 1784.0943 | 1885.9716 | 1688.5761 | 1732.3506 | 1830.9006 | 2014.2453 | -49.0552 | -88.5695 | -160.2306 | -243.6321 | 98.0102 | 142.1651 | 223.9767 | 349.6844 | 15.593 | 28.2089 | 55.4023 | 94.8006 | -583.7223 | -670.2603 | -857.7615 | -1103.2929 | -3.5345 | -5.4662 | -9.3873 | -14.7838 | 2858.1267 | 2862.6826 | 2866.9945 | 2982.9931
11 | 24 | 17 | 1737.0004 | 1770.8179 | 1834.7208 | 1944.2387 | 1595.6136 | 1636.9781 | 1730.1026 | 1903.3534 | -48.9481 | -91.1706 | -167.8061 | -259.4279 | 51.1557 | 71.7069 | 109.2449 | 170.6729 | 22.2596 | 39.1959 | 74.6693 | 128.3049 | -64.5085 | -74.41 | -95.7641 | -123.1246 | -7.0716 | -11.401 | -20.1356 | -31.2592 | 3285.5012 | 3341.7173 | 3465.0316 | 3732.7584
11 | 24 | 18 | 1954.5044 | 1992.3539 | 2066.6176 | 2189.2728 | 1670.9027 | 1714.2191 | 1811.7376 | 1993.1633 | -49.4201 | -94.6592 | -177.9461 | -270.4846 | 54.0568 | 75.596 | 115.7326 | 171.8052 | 27.4116 | 47.6836 | 91.1394 | 155.0355 | -0.0029378 | -0.0033719 | -0.0043111 | -0.005539 | -11.0187 | -17.4481 | -32.2303 | -51.5371 | 3646.4337 | 3717.742 | 3875.0464 | 4187.2495
11 | 24 | 19 | 2026.1011 | 2065.8186 | 2144.3212 | 2273.3571 | 1640.3446 | 1682.8688 | 1778.6038 | 1956.7116 | -49.1294 | -94.0503 | -175.8576 | -267.3239 | 53.0501 | 75.596 | 115.7326 | 171.8052 | 27.6505 | 48.5068 | 93.2269 | 158.302 | -0.0029378 | -0.0033719 | -0.0043111 | -0.005539 | -7.1911 | -12.0252 | -22.6347 | -37.3659 | 3690.8228 | 3766.7113 | 3933.3879 | 4255.4804
11 | 24 | 20 | 1994.9996 | 2034.3204 | 2111.6302 | 2241.2578 | 1570.7316 | 1611.4511 | 1703.1234 | 1873.6726 | -47.3155 | -87.6301 | -161.259 | -245.5149 | 59.2511 | 82.5645 | 125.1939 | 185.725 | 22.7374 | 40.4497 | 78.1864 | 134.4091 | -0.0029378 | -0.0033719 | -0.0043111 | -0.005539 | -8.9474 | -14.6236 | -26.8155 | -44.2051 | 3591.4538 | 3666.5286 | 3830.055 | 4145.3389
11 | 24 | 21 | 1969.8285 | 2009.1445 | 2085.7297 | 2216.4067 | 1481.1796 | 1519.5776 | 1606.0233 | 1766.849 | -45.0602 | -82.1495 | -147.4284 | -223.8222 | 81.3438 | 113.6672 | 167.8876 | 238.096 | 17.846 | 32.0716 | 63.9284 | 109.4023 | -0.0029378 | -0.0033719 | -0.0043111 | -0.005539 | -7.8561 | -12.4517 | -22.609 | -35.0254 | 3497.2785 | 3579.8563 | 3753.5273 | 4071.9007
11 | 24 | 22 | 1956.8298 | 1996.1413 | 2072.0794 | 2205.1373 | 1367.5978 | 1403.0513 | 1482.8681 | 1631.3612 | -42.6978 | -76.6688 | -137.7643 | -207.1771 | 133.5116 | 187.3543 | 282.9569 | 413.7106 | 15.4261 | 27.9246 | 56.3716 | 97.8415 | -0.0029378 | -0.0033719 | -0.0043111 | -0.005539 | -4.4873 | -7.3335 | -13.311 | -21.7287 | 3426.1772 | 3530.4659 | 3743.1964 | 4119.1392
11 | 24 | 23 | 1875.9498 | 1914.2116 | 1986.9015 | 2117.8994 | 1243.1085 | 1275.3348 | 1347.886 | 1482.8621 | -38.7663 | -69.3612 | -125.2542 | -188.2205 | 144.8168 | 200.0945 | 302.42 | 444.8769 | 15.0203 | 27.2287 | 53.4501 | 93.0545 | -0.0029378 | -0.0033719 | -0.0043111 | -0.005539 | -1.3655 | -2.1719 | -4.488 | -7.6091 | 3238.7607 | 3345.3331 | 3560.9111 | 3942.8578
11 | 24 | 24 | 1775.3552 | 1812.27 | 1880.679 | 2008.1015 | 1142.7107 | 1172.3342 | 1239.026 | 1363.1009 | -34.2557 | -61.8884 | -109.6166 | -166.5279 | 167.1185 | 226.1114 | 340.5519 | 506.1472 | 13.564 | 24.2988 | 47.9809 | 82.9126 | -0.0029378 | -0.0033719 | -0.0043111 | -0.005539 | 6.1188 | 9.3686 | 15.6653 | 23.0013 | 3070.6085 | 3182.4912 | 3414.2821 | 3816.73
11 | 25 | 1 | 1702.2483 | 1738.2335 | 1802.9847 | 1929.5678 | 1049.4177 | 1076.6227 | 1137.8696 | 1251.8148 | -31.3142 | -56.4077 | -103.3616 | -149.8827 | 273.6648 | 365.1348 | 527.986 | 766.9915 | 12.0493 | 21.5436 | 46.1532 | 72.2248 | -0.0029378 | -0.0033719 | -0.0043111 | -0.005539 | 8.7981 | 13.4524 | 21.0503 | 35.8051 | 3014.8611 | 3158.5759 | 3432.6778 | 3906.5158
11 | 25 | 2 | 1630.4614 | 1665.1376 | 1726.7508 | 1849.148 | 1024.7201 | 1051.2848 | 1111.0903 | 1222.3539 | -29.638 | -50.927 | -93.979 | -135.6653 | 232.9691 | 310.0217 | 450.928 | 648.9004 | 9.4842 | 16.9376 | 37.8871 | 59.8927 | -0.0029378 | -0.0033719 | -0.0043111 | -0.005539 | 6.9522 | 11.1234 | 16.6557 | 29.076 | 2874.946 | 3003.5747 | 3249.3285 | 3673.7001
11 | 25 | 3 | 1571.4053 | 1604.8641 | 1664.0427 | 1782.6624 | 1017.2057 | 1043.5757 | 1102.9426 | 1213.3902 | -29.0589 | -49.1001 | -87.724 | -130.9261 | 157.3799 | 214.9547 | 315.2273 | 464.5185 | 8.4337 | 15.4361 | 31.1127 | 53.8902 | -0.0029378 | -0.0033719 | -0.0043111 | -0.005539 | 4.9922 | 7.9861 | 13.0215 | 21.0827 | 2730.355 | 2837.7132 | 3038.6185 | 3404.6125
11 | 25 | 4 | 1506.5072 | 1538.846 | 1595.1285 | 1708.5516 | 1031.4347 | 1058.1735 | 1118.3709 | 1230.3635 | -28.5869 | -49.1001 | -87.724 | -130.9261 | 103.0857 | 142.1393 | 217.6586 | 327.4874 | 9.0784 | 16.6532 | 32.4178 | 57.4992 | -0.0029378 | -0.0033719 | -0.0043111 | -0.005539 | 4.0719 | 6.6131 | 11.962 | 16.8096 | 2625.5881 | 2713.3217 | 2887.8095 | 3209.7797
11 | 25 | 5 | 1455.9074 | 1487.0964 | 1540.7242 | 1649.3412 | 1070.1933 | 1097.937 | 1160.3964 | 1276.5974 | -28.694 | -50.927 | -89.531 | -136.0899 | 67.0954 | 96.4137 | 153.576 | 236.6745 | 10.8319 | 19.1715 | 34.6298 | 64.3747 | -0.0029378 | -0.0033719 | -0.0043111 | -0.005539 | 2.4839 | 3.9714 | 8.133 | 10.1793 | 2577.815 | 2653.6596 | 2807.9242 | 3101.0716
11 | 25 | 6 | 1434.9729 | 1465.2341 | 1516.891 | 1620.932 | 1148.7642 | 1178.5447 | 1245.5897 | 1370.3219 | -30.2937 | -54.746 | -100.2341 | -150.3074 | 42.5004 | 62.8919 | 105.1888 | 175.4041 | 13.1582 | 23.4932 | 43.4186 | 78.1256 | -0.0029378 | -0.0033719 | -0.0043111 | -0.005539 | 1.1917 | 1.8076 | 4.6747 | 5.1447 | 2610.2908 | 2677.2221 | 2815.5244 | 3099.6154
11 | 25 | 7 | 1478.5585 | 1509.467 | 1561.6518 | 1666.9025 | 1223.3437 | 1255.0575 | 1326.4552 | 1459.2852 | -33.3117 | -61.2794 | -113.0257 | -174.003 | 30.7963 | 45.7261 | 81.958 | 138.6559 | 16.5566 | 28.6205 | 54.3572 | 94.2701 | -0.0029378 | -0.0033719 | -0.0043111 | -0.005539 | -0.2606 | -0.41704 | -0.018942 | -1.4856 | 2715.6799 | 2777.1713 | 2911.3733 | 3183.6195
11 | 25 | 8 | 1712.0663 | 1747.5037 | 1812.1021 | 1933.4931 | 1208.1172 | 1239.4364 | 1309.9454 | 1441.1222 | -35.7812 | -68.7522 | -132.0723 | -198.1234 | 31.1951 | 48.1452 | 80.0322 | 139.7882 | 21.6869 | 37.5198 | 73.4996 | 121.772 | -284.4617 | -325.6081 | -415.1238 | -534.7577 | 1.2487 | 2.0852 | 0.48573 | 7.1064 | 2654.0714 | 2680.3299 | 2728.869 | 2910.4007
11 | 25 | 9 | 1828.659 | 1865.2946 | 1933.6343 | 2060.2209 | 1318.8868 | 1353.0775 | 1430.0514 | 1573.2554 | -40.1847 | -78.8262 | -152.4395 | -231.7221 | 42.5004 | 65.311 | 102.2152 | 172.0867 | 27.9843 | 48.7911 | 91.9219 | 153.9592 | -852.7944 | -977.6713 | -1249.3195 | -1609.2572 | 9.3682 | 15.6743 | 28.067 | 48.7677 | 2334.4196 | 2291.6511 | 2184.1308 | 2167.3105
11 | 25 | 10 | 1865.4761 | 1902.28 | 1970.6879 | 2096.3735 | 1428.7774 | 1465.817 | 1549.2044 | 1704.3403 | -42.5471 | -84.3068 | -164.9496 | -250.6787 | 60.0967 | 85.0197 | 136.833 | 223.8869 | 30.3825 | 52.3804 | 100.0012 | 166.393 | -1270.2929 | -1456.9748 | -1862.4048 | -2397.0687 | 12.7506 | 20.9659 | 46.0027 | 64.2741 | 2084.6434 | 1985.1812 | 1775.3748 | 1607.5204
11 | 25 | 11 | 1887.6914 | 1923.8645 | 1992.8998 | 2116.9515 | 1510.6282 | 1549.7896 | 1637.954 | 1801.9772 | -44.6953 | -85.3595 | -165.1545 | -248.6756 | 73.2963 | 106.611 | 169.2714 | 279.5754 | 25.2306 | 44.3232 | 87.6954 | 143.4747 | -1553.8183 | -1782.7385 | -2279.1331 | -2931.608 | 10.6115 | 16.8997 | 43.5794 | 50.4288 | 1908.9444 | 1773.3901 | 1487.1122 | 1212.124
11 | 25 | 12 | 1872.8409 | 1907.885 | 1975.7685 | 2097.4545 | 1562.88 | 1603.396 | 1694.61 | 1864.3067 | -46.3715 | -84.4199 | -163.834 | -234.7665 | 87.9916 | 128.7388 | 207.4033 | 336.396 | 18.1799 | 31.9444 | 76.0989 | 107.8818 | -1659.0609 | -1903.5904 | -2433.6103 | -3129.5552 | 4.205 | 6.3951 | 17.8869 | 18.7825 | 1840.665 | 1690.349 | 1374.3233 | 1060.4999
11 | 25 | 13 | 1877.6821 | 1913.0595 | 1980.5949 | 2101.2332 | 1588.6669 | 1629.8514 | 1722.5704 | 1895.067 | -48.0477 | -83.4804 | -160.6299 | -228.0243 | 100.7924 | 145.9046 | 233.354 | 374.2766 | 12.6221 | 23.4932 | 63.6685 | 83.5447 | -1607.6754 | -1844.8849 | -2358.8709 | -3033.0563 | 1.7537 | 2.815 | 7.2562 | 9.4149 | 1925.7941 | 1786.7585 | 1487.9432 | 1202.4559
11 | 25 | 14 | 1879.0693 | 1914.332 | 1981.7872 | 2103.2151 | 1583.4539 | 1624.5032 | 1716.918 | 1888.8486 | -48.5962 | -84.533 | -159.3094 | -226.0212 | 103.6935 | 149.7938 | 243.9469 | 388.6876 | 11.6435 | 21.5436 | 58.7218 | 77.6439 | -1409.9136 | -1618.0672 | -2069.0116 | -2660.1117 | 0.54836 | 0.81648 | 3.1796 | 3.2274 | 2119.8987 | 2008.3888 | 1776.2325 | 1575.4897
11 | 25 | 15 | 1833.0789 | 1867.9144 | 1933.8225 | 2050.9442 | 1574.9198 | 1615.7479 | 1707.6645 | 1878.6685 | -48.5962 | -83.5935 | -152.7728 | -223.5934 | 103.8124 | 150.0671 | 238.3374 | 374.698 | 10.8686 | 20.5633 | 47.7209 | 74.2757 | -1058.1295 | -1214.4966 | -1553.1054 | -1996.4433 | -0.51307 | -0.64317 | 1.6777 | -1.5357 | 2415.4409 | 2355.5595 | 2223.345 | 2157.014
11 | 25 | 16 | 1802.6933 | 1837.5787 | 1903.1675 | 2019.1999 | 1536.1322 | 1575.9548 | 1665.6077 | 1832.4002 | -47.4686 | -83.5935 | -152.7728 | -225.5965 | 98.0102 | 142.1651 | 223.9767 | 349.6844 | 12.861 | 23.4932 | 52.6676 | 83.4431 | -574.462 | -659.664 | -844.1242 | -1085.1472 | -3.5345 | -5.4662 | -8.8934 | -14.7838 | 2824.2318 | 2830.4681 | 2839.6292 | 2959.2001
11 | 25 | 17 | 1843.4236 | 1880.2226 | 1950.3369 | 2071.7188 | 1465.5216 | 1503.5136 | 1589.0455 | 1748.1711 | -47.392 | -86.0816 | -158.8229 | -237.0779 | 51.1557 | 71.7069 | 109.2449 | 170.6729 | 16.9624 | 30.4429 | 64.9735 | 104.1712 | -60.3765 | -69.719 | -89.8812 | -115.7071 | -7.0716 | -11.401 | -19.0438 | -31.2592 | 3262.2232 | 3318.6845 | 3445.8529 | 3710.6898
11 | 25 | 18 | 2036.5659 | 2077.1083 | 2156.2872 | 2288.9177 | 1557.0331 | 1597.3975 | 1688.2703 | 1857.3321 | -49.2059 | -91.5623 | -175.8576 | -255.7261 | 54.0568 | 75.596 | 115.7326 | 171.8052 | 22.9043 | 40.734 | 89.7098 | 134.1682 | -0.0029378 | -0.0033719 | -0.0043111 | -0.005539 | -11.0187 | -17.4481 | -31.5281 | -51.5371 | 3610.3325 | 3681.822 | 3842.6099 | 4144.9544
11 | 25 | 19 | 2121.1591 | 2163.5744 | 2247.6696 | 2387.2568 | 1526.9281 | 1566.512 | 1655.6278 | 1821.4208 | -49.6779 | -93.1108 | -178.7036 | -262.16 | 53.0501 | 75.596 | 115.7326 | 171.8052 | 25.0636 | 44.3232 | 93.874 | 146.9445 | -0.0029378 | -0.0033719 | -0.0043111 | -0.005539 | -7.1911 | -12.0252 | -25.6573 | -37.3659 | 3669.329 | 3744.8663 | 3908.5388 | 4227.8958
11 | 25 | 20 | 2093.8051 | 2136.0237 | 2219.8127 | 2358.5071 | 1473.4187 | 1511.6155 | 1597.6083 | 1757.5913 | -47.8946 | -92.2234 | -173.7691 | -259.424 | 59.2511 | 82.5645 | 125.1939 | 185.725 | 26.8389 | 46.9688 | 95.9616 | 153.82 | -0.0029378 | -0.0033719 | -0.0043111 | -0.005539 | -8.9474 | -14.6236 | -28.5311 | -44.2051 | 3596.4687 | 3670.322 | 3836.2719 | 4152.0088
11 | 25 | 21 | 2048.4182 | 2089.8175 | 2171.9825 | 2310.2718 | 1392.4501 | 1428.5479 | 1509.8151 | 1661.0066 | -46.1879 | -87.4649 | -164.3865 | -247.518 | 81.3438 | 113.6672 | 167.8876 | 238.096 | 25.6364 | 45.0191 | 83.6557 | 148.16 | -0.0029378 | -0.0033719 | -0.0043111 | -0.005539 | -7.8561 | -12.4517 | -23.5453 | -35.0254 | 3493.8015 | 3577.1317 | 3745.4048 | 4074.9855
11 | 25 | 22 | 1974.6201 | 2014.6843 | 2091.9398 | 2228.8092 | 1295.3288 | 1328.9088 | 1404.5077 | 1545.1539 | -43.1698 | -80.1573 | -150.2744 | -226.1336 | 133.5116 | 187.3543 | 282.9569 | 413.7106 | 22.0927 | 39.1959 | 73.3642 | 129.6221 | -0.0029378 | -0.0033719 | -0.0043111 | -0.005539 | -4.4873 | -7.3335 | -16.1713 | -21.7287 | 3377.8931 | 3482.6492 | 3686.3187 | 4069.4279
11 | 25 | 23 | 1854.2099 | 1892.4344 | 1964.075 | 2095.6947 | 1192.7117 | 1223.6314 | 1293.2414 | 1422.7454 | -38.5521 | -71.0228 | -131.5093 | -194.9627 | 144.8168 | 200.0945 | 305.14 | 444.8769 | 17.941 | 31.8347 | 63.1459 | 106.6022 | -0.0029378 | -0.0033719 | -0.0043111 | -0.005539 | -1.3655 | -2.1719 | -6.4972 | -7.6091 | 3169.7588 | 3274.797 | 3487.5915 | 3867.3419
11 | 25 | 24 | 1743.3109 | 1779.9512 | 1846.9325 | 1973.0507 | 1109.6098 | 1138.3752 | 1203.1351 | 1323.6159 | -34.1486 | -60.8357 | -114.3462 | -164.1001 | 170.4185 | 232.4196 | 352.7332 | 532.2931 | 13.1582 | 24.1891 | 52.1451 | 81.3921 | -0.0029378 | -0.0033719 | -0.0043111 | -0.005539 | 6.1188 | 9.3686 | 12.3301 | 23.0013 | 3008.4645 | 3123.4646 | 3352.9254 | 3769.2475
11 | 26 | 1 | 1603.0759 | 1637.8751 | 1697.7322 | 1813.2714 | 1100.785 | 1129.3217 | 1193.5665 | 1313.0892 | -30.1101 | -51.536 | -96.6201 | -137.2437 | 304.8597 | 408.854 | 598.8098 | 882.818 | 9.2454 | 16.9376 | 41.4665 | 59.8927 | -0.0029378 | -0.0033719 | -0.0043111 | -0.005539 | 8.7981 | 13.4524 | 21.0503 | 35.8051 | 2996.651 | 3154.9013 | 3456.0009 | 3967.6272
11 | 26 | 2 | 1558.2621 | 1591.8142 | 1649.5332 | 1764.4262 | 1065.7928 | 1093.4224 | 1155.625 | 1271.3482 | -28.2962 | -47.8822 | -87.2375 | -121.0231 | 219.7695 | 294.7386 | 439.8785 | 656.106 | 6.5133 | 12.2219 | 32.4178 | 44.7229 | -0.0029378 | -0.0033719 | -0.0043111 | -0.005539 | 6.9522 | 11.1234 | 16.6557 | 29.076 | 2828.9908 | 2955.4348 | 3206.8683 | 3644.6506
11 | 26 | 3 | 1533.3178 | 1566.4437 | 1623.4301 | 1736.5099 | 1059.8438 | 1087.3191 | 1149.1745 | 1264.2518 | -27.2756 | -46.2206 | -82.7895 | -121.0231 | 135.686 | 188.4013 | 291.2025 | 443.314 | 7.3249 | 13.6137 | 29.1606 | 48.3319 | -0.0029378 | -0.0033719 | -0.0043111 | -0.005539 | 4.9922 | 7.9861 | 13.0215 | 21.0827 | 2713.8861 | 2817.54 | 3023.1953 | 3392.4615
11 | 26 | 4 | 1530.6136 | 1563.3245 | 1620.5235 | 1733.2016 | 1081.6406 | 1109.681 | 1172.8085 | 1290.2525 | -28.2962 | -48.0475 | -84.11 | -127.7653 | 81.7906 | 118.005 | 194.4279 | 310.1709 | 9.0784 | 16.6532 | 29.1606 | 57.3976 | -0.0029378 | -0.0033719 | -0.0043111 | -0.005539 | 4.0719 | 6.6131 | 11.962 | 16.8096 | 2678.8961 | 2766.2261 | 2944.7682 | 3280.0613
11 | 26 | 5 | 1550.7397 | 1583.2537 | 1640.5069 | 1751.0687 | 1178.1614 | 1208.7039 | 1277.4647 | 1405.3888 | -29.5309 | -53.3629 | -93.4926 | -146.7219 | 50.197 | 75.6321 | 136.0389 | 234.41 | 13.8029 | 24.1891 | 41.4665 | 80.3158 | -0.0029378 | -0.0033719 | -0.0043111 | -0.005539 | 2.4839 | 3.9714 | 8.133 | 10.1793 | 2765.8509 | 2842.384 | 3010.1131 | 3334.6352
11 | 26 | 6 | 1607.1048 | 1639.7516 | 1697.6083 | 1804.2336 | 1377.9922 | 1413.7152 | 1494.1386 | 1643.7602 | -34.6207 | -66.9254 | -116.9873 | -194.2297 | 43.5971 | 68.6637 | 127.963 | 227.6958 | 24.6578 | 42.5374 | 61.8517 | 134.2434 | -0.0029378 | -0.0033719 | -0.0043111 | -0.005539 | 1.1917 | 1.8076 | 4.6747 | 5.1447 | 3019.9201 | 3099.5467 | 3269.2447 | 3620.8425
11 | 26 | 7 | 1606.7455 | 1637.3966 | 1691.4413 | 1788.0349 | 1674.837 | 1718.2554 | 1816.0035 | 1997.8564 | -41.8586 | -84.307 | -152.7105 | -253.1025 | 68.7999 | 107.0082 | 184.7638 | 324.5821 | 34.7012 | 59.7416 | 92.0573 | 185.8791 | -0.0029378 | -0.0033719 | -0.0043111 | -0.005539 | -0.2606 | -0.41704 | -0.018942 | -1.4856 | 3342.9615 | 3437.6743 | 3631.5321 | 4041.7589
11 | 26 | 8 | 1633.3671 | 1663.3995 | 1716.7268 | 1803.8904 | 1935.1324 | 1985.2986 | 2098.2383 | 2308.354 | -48.6245 | -96.2079 | -176.4867 | -283.9651 | 117.5911 | 178.7507 | 296.6932 | 507.8316 | 35.6797 | 61.1334 | 105.6059 | 191.6407 | -261.9853 | -300.9169 | -386.5112 | -502.5651 | 1.2487 | 2.0852 | 0.48573 | 7.1064 | 3412.4093 | 3493.5427 | 3654.7521 | 4032.2929
11 | 26 | 9 | 1568.4408 | 1596.2333 | 1642.912 | 1713.7589 | 2216.1402 | 2273.5913 | 2402.9314 | 2643.5587 | -53.1351 | -98.9221 | -188.7153 | -281.962 | 170.1097 | 254.1348 | 416.2753 | 715.5428 | 27.4116 | 47.2531 | 100.2612 | 151.4641 | -735.6332 | -844.08 | -1081.0481 | -1398.1916 | 9.3682 | 15.6743 | 28.067 | 48.7677 | 3202.7023 | 3243.8847 | 3320.6836 | 3592.9387
11 | 26 | 10 | 1513.5386 | 1539.6196 | 1580.2104 | 1641.164 | 2400.6135 | 2462.8468 | 2602.9532 | 2863.6106 | -56.4875 | -99.9226 | -188.9202 | -273.1003 | 191.0961 | 284.2885 | 466.8421 | 798.5 | 18.1799 | 32.3559 | 83.1331 | 106.8055 | -1198.4767 | -1374.1467 | -1756.1849 | -2262.7797 | 12.7506 | 20.9659 | 46.0027 | 64.2741 | 2881.2145 | 2866.0073 | 2834.0364 | 2938.4741
11 | 26 | 11 | 1472.6657 | 1498.3392 | 1534.8007 | 1587.5447 | 2517.7076 | 2582.9765 | 2729.9168 | 3003.2882 | -58.7122 | -102.0279 | -189.6882 | -273.4086 | 181.5952 | 273.4309 | 451.1466 | 780.6918 | 13.3971 | 24.5831 | 71.4121 | 84.8619 | -1422.7029 | -1630.8635 | -2082.3634 | -2679.6096 | 10.6115 | 16.8997 | 43.5794 | 50.4288 | 2714.562 | 2663.338 | 2558.804 | 2553.7971
11 | 26 | 12 | 1440.6668 | 1465.2437 | 1499.493 | 1546.4149 | 2597.8659 | 2665.2128 | 2816.8314 | 3098.9063 | -61.044 | -103.8026 | -189.8932 | -273.717 | 165.4945 | 247.414 | 415.7348 | 719.4215 | 10.4628 | 20.1518 | 63.1459 | 70.7684 | -1525.0272 | -1748.5276 | -2232.9886 | -2872.6651 | 4.205 | 6.3951 | 17.8869 | 18.7825 | 2632.6237 | 2552.0871 | 2390.2103 | 2307.9116
11 | 26 | 13 | 1436.8156 | 1460.0785 | 1494.1442 | 1537.4762 | 2663.085 | 2732.1226 | 2887.5476 | 3176.704 | -62.2482 | -104.8552 | -188.2911 | -273.6006 | 157.3991 | 238.5629 | 397.0659 | 691.0113 | 7.4918 | 15.0245 | 55.5891 | 57.9921 | -1425.0486 | -1633.457 | -2085.8652 | -2684.6372 | 1.7537 | 2.815 | 7.2562 | 9.4149 | 2779.2484 | 2710.2913 | 2567.4468 | 2514.3607
11 | 26 | 14 | 1386.3501 | 1408.0586 | 1439.5964 | 1478.2109 | 2693.4273 | 2763.2515 | 2920.4474 | 3212.8983 | -63.3758 | -105.7426 | -182.241 | -276.3366 | 150.7992 | 227.1689 | 380.3229 | 653.1307 | 7.3249 | 14.6129 | 43.8058 | 56.4716 | -1358.4621 | -1558.747 | -1993.242 | -2564.3796 | 0.54836 | 0.81648 | 3.1796 | 3.2274 | 2816.612 | 2749.4187 | 2611.869 | 2563.2227
11 | 26 | 15 | 1306.4293 | 1325.7217 | 1354.4983 | 1388.8254 | 2673.9861 | 2743.3063 | 2899.3675 | 3189.7075 | -62.9038 | -106.63 | -175.986 | -278.6479 | 139.6224 | 210.8283 | 352.4795 | 603.043 | 8.3034 | 16.0047 | 36.8446 | 61.0553 | -1026.713 | -1178.2515 | -1506.8415 | -1938.4124 | -0.51307 | -0.64317 | 1.6777 | -1.5357 | 3038.2115 | 3010.3364 | 2962.0402 | 3024.0352
11 | 26 | 16 | 1304.73 | 1323.4403 | 1354.7015 | 1394.3414 | 2572.0544 | 2638.7322 | 2788.8444 | 3068.1167 | -61.2276 | -104.081 | -171.333 | -281.0757 | 129.205 | 194.8591 | 326.4448 | 551.8741 | 12.3832 | 22.3857 | 37.814 | 78.3136 | -539.0667 | -618.754 | -791.6092 | -1019.0873 | -3.5345 | -5.4662 | -8.8934 | -14.7838 | 3414.5439 | 3451.1162 | 3535.9691 | 3777.6991
11 | 26 | 17 | 1436.7515 | 1458.1857 | 1500.0159 | 1560.8791 | 2352.8112 | 2413.8053 | 2551.1218 | 2806.5888 | -59.0029 | -103.0805 | -177.383 | -283.6199 | 66.9285 | 97.8373 | 158.7988 | 253.3673 | 17.1294 | 30.7272 | 53.5747 | 102.6507 | -48.5918 | -55.9369 | -71.7429 | -92.2538 | -7.0716 | -11.401 | -19.0438 | -31.2592 | 3758.9542 | 3830.1371 | 3995.3416 | 4316.353
11 | 26 | 18 | 1759.026 | 1788.2339 | 1847.9953 | 1936.3539 | 2247.6097 | 2305.8766 | 2437.0533 | 2681.0976 | -58.0129 | -106.7864 | -187.8812 | -299.5322 | 75.024 | 108.1584 | 170.98 | 270.043 | 25.6364 | 44.7348 | 76.3588 | 146.6396 | -0.0029378 | -0.0033719 | -0.0043111 | -0.005539 | -11.0187 | -17.4481 | -31.5281 | -51.5371 | 4038.2614 | 4122.7658 | 4312.9739 | 4683.0593
11 | 26 | 19 | 1993.8648 | 2029.2559 | 2102.0358 | 2216.2924 | 2025.8001 | 2078.3168 | 2196.5481 | 2416.5084 | -56.046 | -105.6207 | -192.0477 | -296.9124 | 92.0125 | 130.9464 | 197.9785 | 304.0353 | 29.2737 | 51.4001 | 92.8289 | 167.3677 | -0.0029378 | -0.0033719 | -0.0043111 | -0.005539 | -7.1911 | -12.0252 | -25.6573 | -37.3659 | 4077.7111 | 4172.27 | 4371.6819 | 4769.9199
11 | 26 | 20 | 2067.1962 | 2105.9176 | 2183.6731 | 2310.2286 | 1823.7922 | 1871.0721 | 1977.5136 | 2175.54 | -52.7702 | -101.0796 | -185.7927 | -289.4372 | 98.6123 | 137.9149 | 207.4397 | 312.3732 | 31.1941 | 54.6143 | 98.2982 | 177.8521 | -0.0029378 | -0.0033719 | -0.0043111 | -0.005539 | -8.9474 | -14.6236 | -28.5311 | -44.2051 | 3959.0743 | 4053.8124 | 4252.5966 | 4642.3461
11 | 26 | 21 | 2054.8795 | 2094.3663 | 2173.6874 | 2303.2642 | 1662.1841 | 1705.2744 | 1802.2841 | 1982.7631 | -50.3007 | -94.4941 | -176.4101 | -265.3168 | 108.1132 | 149.9949 | 227.7809 | 331.2434 | 27.0777 | 47.6647 | 94.134 | 157.2257 | -0.0029378 | -0.0033719 | -0.0043111 | -0.005539 | -7.8561 | -12.4517 | -23.5453 | -35.0254 | 3794.0947 | 3890.3511 | 4097.9267 | 4474.1487
11 | 26 | 22 | 2025.5983 | 2065.3056 | 2143.235 | 2276.7971 | 1478.9468 | 1517.287 | 1603.6024 | 1764.1856 | -45.8972 | -85.3596 | -158.9655 | -241.6211 | 193.119 | 271.1768 | 414.974 | 611.3809 | 24.4909 | 43.2333 | 81.7036 | 140.9796 | -0.0029378 | -0.0033719 | -0.0043111 | -0.005539 | -4.4873 | -7.3335 | -16.1713 | -21.7287 | 3671.7677 | 3804.3062 | 4068.3738 | 4529.9879
11 | 26 | 23 | 1928.1023 | 1967.4067 | 2041.7546 | 2172.9084 | 1306.3527 | 1340.2185 | 1416.4608 | 1558.3039 | -40.2589 | -74.233 | -137.0729 | -203.708 | 212.1208 | 292.7682 | 437.4106 | 643.1086 | 19.3606 | 34.0321 | 67.4455 | 113.4777 | -0.0029378 | -0.0033719 | -0.0043111 | -0.005539 | -1.3655 | -2.1719 | -6.4972 | -7.6091 | 3424.3092 | 3558.0172 | 3819.4971 | 4276.4761
11 | 26 | 24 | 1834.3443 | 1872.7619 | 1943.7746 | 2072.7947 | 1169.2971 | 1199.6099 | 1267.8533 | 1394.8149 | -34.4065 | -61.4448 | -113.5782 | -167.6815 | 317.1293 | 424.7354 | 617.8148 | 888.6908 | 13.9698 | 24.9947 | 52.405 | 83.7856 | -0.0029378 | -0.0033719 | -0.0043111 | -0.005539 | 6.1188 | 9.3686 | 12.3301 | 23.0013 | 3306.4499 | 3470.0224 | 3780.5952 | 4295.4003
11 | 27 | 1 | 1734.7247 | 1771.4603 | 1838.2664 | 1963.2422 | 1087.7296 | 1115.9278 | 1179.4107 | 1297.5158 | -31.1306 | -57.0688 | -101.0681 | -139.6714 | 304.8597 | 408.854 | 598.8098 | 882.818 | 9.4842 | 20.279 | 40.684 | 59.8927 | -0.0029378 | -0.0033719 | -0.0043111 | -0.005539 | 8.7981 | 12.2879 | 21.0503 | 35.8051 | 3114.4627 | 3271.7368 | 3577.1487 | 4099.5969
11 | 27 | 2 | 1670.8173 | 1706.0588 | 1770.212 | 1892.9914 | 1054.0289 | 1081.3535 | 1142.8695 | 1257.3155 | -28.9824 | -52.4755 | -90.3651 | -125.454 | 219.7695 | 296.6212 | 439.8785 | 656.106 | 6.9191 | 15.8477 | 32.4178 | 48.3319 | -0.0029378 | -0.0033719 | -0.0043111 | -0.005539 | 6.9522 | 9.6462 | 16.6557 | 29.076 | 2929.5017 | 3057.0485 | 3311.6642 | 3758.3612
11 | 27 | 3 | 1630.888 | 1665.604 | 1727.754 | 1848.0842 | 1046.2811 | 1073.4048 | 1134.4687 | 1248.0733 | -28.9824 | -50.6487 | -87.2375 | -123.0262 | 135.686 | 188.4013 | 291.2025 | 443.314 | 6.9191 | 14.8674 | 30.4656 | 47.4589 | -0.0029378 | -0.0033719 | -0.0043111 | -0.005539 | 4.9922 | 7.5691 | 13.0215 | 21.0827 | 2795.781 | 2899.1946 | 3109.6704 | 3484.9813
11 | 27 | 4 | 1606.3188 | 1640.1885 | 1701.2523 | 1819.4839 | 1069.9867 | 1097.725 | 1160.1724 | 1276.351 | -28.9824 | -50.6487 | -88.763 | -130.1931 | 81.7906 | 118.005 | 194.4279 | 310.1709 | 9.2454 | 16.3689 | 33.2003 | 57.4992 | -0.0029378 | -0.0033719 | -0.0043111 | -0.005539 | 4.0719 | 6.8392 | 11.962 | 16.8096 | 2742.4281 | 2828.4747 | 3012.2476 | 3350.1159
11 | 27 | 5 | 1616.5294 | 1650.0806 | 1710.8801 | 1826.3378 | 1166.9501 | 1197.202 | 1265.3084 | 1392.0152 | -30.1101 | -55.242 | -96.3385 | -153.8888 | 50.197 | 75.6321 | 136.0389 | 234.41 | 15.0203 | 20.9749 | 41.4665 | 86.4199 | -0.0029378 | -0.0033719 | -0.0043111 | -0.005539 | 2.4839 | 4.8231 | 8.133 | 10.1793 | 2821.0676 | 2893.4674 | 3065.484 | 3395.4679
11 | 27 | 6 | 1662.6985 | 1696.188 | 1757.1139 | 1867.9612 | 1367.9392 | 1403.4015 | 1483.2382 | 1631.7684 | -35.0927 | -66.8123 | -122.6792 | -200.9719 | 43.5971 | 68.6637 | 127.963 | 227.6958 | 25.4694 | 34.4437 | 66.0159 | 137.954 | -0.0029378 | -0.0033719 | -0.0043111 | -0.005539 | 1.1917 | 2.8502 | 4.6747 | 5.1447 | 3065.8003 | 3138.7315 | 3316.3222 | 3669.5466
11 | 27 | 7 | 1654.1332 | 1684.8432 | 1742.7002 | 1842.5658 | 1664.7173 | 1707.8733 | 1805.0308 | 1985.7849 | -42.4377 | -84.3591 | -158.684 | -257.5333 | 68.7999 | 107.0082 | 184.7638 | 324.5821 | 35.9186 | 51.8117 | 97.5265 | 190.7677 | -0.0029378 | -0.0033719 | -0.0043111 | -0.005539 | -0.2606 | -0.10426 | -0.018942 | -1.4856 | 3380.8678 | 3467.0696 | 3671.3141 | 4084.676
11 | 27 | 8 | 1649.6614 | 1679.3291 | 1734.2893 | 1822.634 | 1925.8903 | 1975.8169 | 2088.2172 | 2297.3294 | -49.2036 | -97.9217 | -185.3062 | -286.3928 | 117.5911 | 178.7507 | 296.6932 | 507.8316 | 36.6433 | 61.2607 | 114.5192 | 195.3513 | -176.6401 | -202.5477 | -260.0061 | -339.5112 | 1.2487 | 0.29518 | 0.48573 | 7.1064 | 3505.1911 | 3594.9833 | 3788.8924 | 4204.3486
11 | 27 | 9 | 1552.3378 | 1578.8389 | 1625.6881 | 1694.8742 | 2215.0298 | 2272.4521 | 2401.7273 | 2642.2341 | -53.1351 | -104.455 | -194.9703 | -286.7011 | 170.1097 | 254.1348 | 416.2753 | 715.5428 | 28.4621 | 56.8483 | 107.0355 | 156.1494 | -343.7721 | -393.3705 | -501.3383 | -647.7129 | 9.3682 | 14.736 | 28.067 | 48.7677 | 3578.4004 | 3679.1846 | 3882.4847 | 4323.1541
11 | 27 | 10 | 1468.8134 | 1493.0022 | 1533.9134 | 1588.3435 | 2403.6832 | 2465.9961 | 2606.2817 | 2867.2723 | -56.1225 | -103.846 | -190.5222 | -271.2136 | 191.0961 | 282.282 | 466.8421 | 798.5 | 17.6071 | 42.9314 | 82.3507 | 104.6153 | -759.1991 | -869.8896 | -1112.6698 | -1442.9654 | 12.7506 | 24.4241 | 46.0027 | 64.2741 | 3278.6288 | 3334.9003 | 3432.1985 | 3708.8263
11 | 27 | 11 | 1400.1675 | 1423.0064 | 1459.1819 | 1502.7714 | 2541.715 | 2607.6062 | 2755.9477 | 3031.9258 | -59.0335 | -102.9064 | -184.7537 | -264.7797 | 181.5952 | 273.4309 | 451.1466 | 780.6918 | 11.4766 | 30.8545 | 61.0584 | 75.8978 | -1072.0818 | -1226.4468 | -1559.5742 | -2000.8031 | 10.6115 | 23.3815 | 43.5794 | 50.4288 | 3014.4506 | 3028.9261 | 3026.5861 | 3176.1328
11 | 27 | 12 | 1341.3285 | 1362.4219 | 1395.0778 | 1431.2528 | 2623.6827 | 2691.6988 | 2844.8242 | 3129.7023 | -60.7097 | -102.1322 | -180.0241 | -265.5127 | 165.4945 | 247.414 | 415.7348 | 719.4215 | 8.2668 | 22.1014 | 44.7128 | 59.5125 | -1101.9458 | -1262.8687 | -1612.5851 | -2078.8462 | 4.205 | 10.1228 | 17.8869 | 18.7825 | 2980.3219 | 2968.758 | 2925.6273 | 3014.3128
11 | 27 | 13 | 1248.788 | 1267.743 | 1295.4722 | 1323.1917 | 2677.3938 | 2746.8024 | 2903.0625 | 3193.7725 | -61.9138 | -101.9669 | -177.1781 | -270.1355 | 157.3991 | 238.5629 | 397.0659 | 691.0113 | 6.1075 | 16.9376 | 36.5089 | 49.7994 | -1223.7918 | -1403.922 | -1794.4563 | -2307.6531 | 1.7537 | 3.6667 | 7.2562 | 9.4149 | 2805.7364 | 2767.8236 | 2667.7313 | 2689.4012
11 | 27 | 14 | 1163.7338 | 1181.3104 | 1204.9713 | 1225.9143 | 2695.6162 | 2765.4972 | 2922.8208 | 3215.5094 | -63.2251 | -101.1926 | -176.8966 | -270.8685 | 150.7992 | 227.1689 | 380.3229 | 653.1307 | 5.3108 | 13.7599 | 29.6723 | 45.1142 | -918.1808 | -1053.1926 | -1345.9722 | -1730.0379 | 0.54836 | 1.6682 | 3.1796 | 3.2274 | 3034.6026 | 3035.0193 | 3018.0981 | 3141.9896
11 | 27 | 15 | 1105.4935 | 1120.9111 | 1142.1696 | 1162.376 | 2667.047 | 2736.1873 | 2891.8435 | 3181.4301 | -61.9903 | -99.531 | -173.7691 | -268.5571 | 139.6224 | 208.8218 | 352.4795 | 603.043 | 6.2744 | 12.9178 | 27.7202 | 49.5962 | -545.1075 | -627.496 | -808.503 | -1054.3892 | -0.51307 | 0.93835 | 1.6777 | -1.5357 | 3310.8265 | 3352.7493 | 3433.6185 | 3671.9633
11 | 27 | 16 | 1116.3258 | 1131.4635 | 1154.7256 | 1183.0851 | 2566.9318 | 2633.4768 | 2783.29 | 3062.0061 | -59.7656 | -98.4784 | -172.4485 | -270.5602 | 129.205 | 194.8591 | 326.4448 | 551.8741 | 10.6297 | 17.3491 | 35.9863 | 69.3496 | -307.8959 | -356.0529 | -462.0165 | -604.5594 | -3.5345 | -5.2401 | -8.8934 | -14.7838 | 3451.8965 | 3517.3772 | 3657.0883 | 3976.4116
11 | 27 | 17 | 1307.1415 | 1326.3174 | 1361.8549 | 1415.2351 | 2362.6114 | 2423.8595 | 2561.7481 | 2818.2792 | -57.4338 | -101.1926 | -180.0241 | -276.9941 | 66.9285 | 97.8373 | 158.7988 | 253.3673 | 16.5566 | 27.513 | 55.0665 | 99.5875 | -10.882 | -12.6721 | -16.5064 | -21.5985 | -7.0716 | -10.8012 | -19.0438 | -31.2592 | 3677.8506 | 3750.8612 | 3921.8941 | 4256.6172
11 | 27 | 18 | 1742.7651 | 1772.5979 | 1830.9182 | 1917.6274 | 2260.857 | 2319.4673 | 2451.4172 | 2696.8999 | -56.9924 | -105.6207 | -190.7272 | -288.1671 | 75.024 | 108.1584 | 170.98 | 270.043 | 22.4985 | 40.4497 | 78.8335 | 131.7747 | -0.0029378 | -0.0033719 | -0.0043111 | -0.005539 | -11.0187 | -17.0568 | -31.5281 | -51.5371 | 4033.1306 | 4117.9924 | 4309.8894 | 4676.6352
11 | 27 | 19 | 1996.0843 | 2032.0071 | 2105.0734 | 2218.9759 | 2034.0397 | 2086.77 | 2205.4822 | 2426.3371 | -55.0255 | -104.7333 | -192.0477 | -280.6919 | 92.0125 | 130.9464 | 197.9785 | 304.0353 | 24.0851 | 46.9688 | 91.9219 | 142.4625 | -0.0029378 | -0.0033719 | -0.0043111 | -0.005539 | -7.1911 | -13.5891 | -25.6573 | -37.3659 | 4084.0021 | 4178.3665 | 4382.7467 | 4773.7475
11 | 27 | 20 | 2065.5644 | 2104.005 | 2182.0406 | 2308.0973 | 1837.408 | 1885.0408 | 1992.277 | 2191.7818 | -52.7702 | -100.9143 | -185.5111 | -265.7415 | 98.6123 | 137.9149 | 207.4397 | 312.3732 | 23.382 | 47.6647 | 93.3515 | 139.196 | -0.0029378 | -0.0033719 | -0.0043111 | -0.005539 | -8.9474 | -15.3534 | -28.5311 | -44.2051 | 3963.2462 | 4058.3543 | 4261.0623 | 4641.4962
11 | 27 | 21 | 2069.3821 | 2109.2425 | 2188.9141 | 2319.2868 | 1670.4221 | 1713.726 | 1811.2164 | 1992.59 | -49.2801 | -95.4336 | -173.2826 | -244.3572 | 108.1132 | 152.0014 | 227.7809 | 331.2434 | 20.578 | 44.0389 | 86.3903 | 125.445 | -0.0029378 | -0.0033719 | -0.0043111 | -0.005539 | -7.8561 | -13.0773 | -23.5453 | -35.0254 | 3811.3563 | 3910.4945 | 4117.4696 | 4489.1771
11 | 27 | 22 | 2052.9421 | 2093.0505 | 2172.379 | 2307.7773 | 1481.0995 | 1519.4954 | 1605.9364 | 1766.7534 | -45.8972 | -87.2387 | -158.684 | -225.4006 | 193.119 | 271.7132 | 414.974 | 611.3809 | 19.1937 | 39.3232 | 77.6638 | 116.0744 | -0.0029378 | -0.0033719 | -0.0043111 | -0.005539 | -4.4873 | -8.8717 | -16.1713 | -21.7287 | 3695.9669 | 3827.4686 | 4096.0936 | 4554.8511
11 | 27 | 23 | 1959.0381 | 1998.7601 | 2074.5377 | 2208.0832 | 1307.0957 | 1340.9807 | 1417.2664 | 1559.1902 | -40.2589 | -76.1121 | -138.5984 | -196.5411 | 212.1208 | 292.7682 | 437.4106 | 643.1086 | 16.5566 | 33.4635 | 65.8805 | 99.8284 | -0.0029378 | -0.0033719 | -0.0043111 | -0.005539 | -1.3655 | -3.5449 | -6.4972 | -7.6091 | 3453.184 | 3586.3122 | 3849.9954 | 4306.0547
11 | 27 | 24 | 1861.4017 | 1899.904 | 1971.9714 | 2103.7768 | 1167.3944 | 1197.6578 | 1265.7902 | 1392.5453 | -34.6207 | -65.1507 | -116.7057 | -165.3701 | 317.1293 | 425.2719 | 617.8148 | 888.6908 | 13.3971 | 26.3865 | 52.9276 | 82.7093 | -0.0029378 | -0.0033719 | -0.0043111 | -0.005539 | 6.1188 | 7.5785 | 12.3301 | 23.0013 | 3330.8177 | 3491.6447 | 3804.124 | 4325.3478
11 | 28 | 1 | 1760.3098 | 1797.3904 | 1865.3967 | 1993.5295 | 1086.3157 | 1114.4773 | 1177.8777 | 1295.8293 | -31.2377 | -56.2946 | -99.7476 | -149.1497 | 304.8597 | 408.854 | 598.8098 | 882.818 | 11.6435 | 21.2593 | 42.5116 | 71.3518 | -0.0029378 | -0.0033719 | -0.0043111 | -0.005539 | 8.7981 | 12.2879 | 21.0503 | 35.8051 | 3140.6863 | 3297.9709 | 3605.8941 | 4130.1785
11 | 28 | 2 | 1696.7498 | 1732.6945 | 1797.7915 | 1923.3714 | 1051.5457 | 1078.8059 | 1140.177 | 1254.3533 | -29.5309 | -51.7013 | -89.0445 | -132.5045 | 219.7695 | 296.6212 | 439.8785 | 656.106 | 9.0784 | 15.8477 | 32.9403 | 57.4992 | -0.0029378 | -0.0033719 | -0.0043111 | -0.005539 | 6.9522 | 9.6462 | 16.6557 | 29.076 | 2954.5617 | 3081.9108 | 3338.3942 | 3787.8958
11 | 28 | 3 | 1657.7336 | 1692.682 | 1756.3789 | 1879.2692 | 1043.7038 | 1070.7607 | 1131.6742 | 1244.999 | -28.9824 | -49.8744 | -85.917 | -125.454 | 135.686 | 188.4013 | 291.2025 | 443.314 | 7.7307 | 14.7402 | 30.2057 | 50.827 | -0.0029378 | -0.0033719 | -0.0043111 | -0.005539 | 4.9922 | 7.5691 | 13.0215 | 21.0827 | 2820.8609 | 2924.2755 | 3136.5614 | 3514.0323
11 | 28 | 4 | 1631.0204 | 1665.0603 | 1727.2497 | 1847.7322 | 1068.9527 | 1096.6641 | 1159.0512 | 1275.1175 | -28.9824 | -49.8744 | -87.4425 | -130.1931 | 81.7906 | 118.005 | 194.4279 | 310.1709 | 9.2454 | 14.7402 | 30.2057 | 57.7025 | -0.0029378 | -0.0033719 | -0.0043111 | -0.005539 | 4.0719 | 6.8392 | 11.962 | 16.8096 | 2766.0956 | 2851.4311 | 3035.4498 | 3377.334
11 | 28 | 5 | 1641.9922 | 1675.347 | 1737.2889 | 1854.8856 | 1166.1556 | 1196.387 | 1264.447 | 1391.0676 | -30.1101 | -55.355 | -96.6201 | -146.8383 | 50.197 | 75.6321 | 136.0389 | 234.41 | 12.861 | 21.2593 | 42.5116 | 77.2526 | -0.0029378 | -0.0033719 | -0.0043111 | -0.005539 | 2.4839 | 4.8231 | 8.133 | 10.1793 | 2843.5767 | 2918.09 | 3091.795 | 3420.9513
11 | 28 | 6 | 1687.1036 | 1720.6489 | 1782.7151 | 1895.6322 | 1366.92 | 1402.356 | 1482.1332 | 1630.5527 | -35.1998 | -67.0907 | -121.6403 | -196.2328 | 43.5971 | 68.6637 | 127.963 | 227.6958 | 24.6578 | 35.2858 | 67.1856 | 134.4466 | -0.0029378 | -0.0033719 | -0.0043111 | -0.005539 | 1.1917 | 2.8502 | 4.6747 | 5.1447 | 3088.2676 | 3162.7105 | 3343.0269 | 3697.2337
11 | 28 | 7 | 1661.2864 | 1691.5016 | 1749.5117 | 1849.5111 | 1665.7869 | 1708.9707 | 1806.1906 | 1987.0609 | -41.9657 | -84.4723 | -157.645 | -250.7911 | 68.7999 | 107.0082 | 184.7638 | 324.5821 | 34.0565 | 52.3804 | 98.5717 | 181.702 | -0.0029378 | -0.0033719 | -0.0043111 | -0.005539 | -0.2606 | -0.10426 | -0.018942 | -1.4856 | 3387.7005 | 3475.2809 | 3681.3695 | 4090.5739
11 | 28 | 8 | 1654.6685 | 1685.2302 | 1740.4354 | 1828.755 | 1927.0974 | 1977.0553 | 2089.5261 | 2298.7693 | -48.183 | -96.3731 | -181.1397 | -286.8175 | 117.5911 | 178.7507 | 296.6932 | 507.8316 | 37.288 | 58.2401 | 109.5725 | 199.935 | -143.3409 | -165.8944 | -216.4466 | -286.4743 | 1.2487 | 0.29518 | 0.48573 | 7.1064 | 3546.3698 | 3637.304 | 3839.1266 | 4269.1055
11 | 28 | 9 | 1578.6523 | 1606.7041 | 1654.6223 | 1728.2377 | 2206.2278 | 2263.4219 | 2392.1835 | 2631.7345 | -53.2422 | -102.9064 | -192.3292 | -287.1258 | 170.1097 | 254.1348 | 416.2753 | 715.5428 | 28.9982 | 54.8986 | 104.0409 | 158.5429 | -593.0677 | -683.9503 | -884.0284 | -1152.3401 | 9.3682 | 14.736 | 28.067 | 48.7677 | 3347.0464 | 3407.0387 | 3518.8314 | 3843.3598
11 | 28 | 10 | 1517.4212 | 1543.2949 | 1586.548 | 1649.0722 | 2394.4826 | 2456.557 | 2596.3056 | 2856.2973 | -56.2602 | -104.1243 | -189.6882 | -289.8619 | 191.0961 | 282.282 | 466.8421 | 798.5 | 23.8462 | 43.9116 | 84.1783 | 134.3074 | -873.9208 | -1007.7128 | -1299.2162 | -1682.2193 | 12.7506 | 24.4241 | 46.0027 | 64.2741 | 3209.4156 | 3238.6326 | 3290.9723 | 3530.3697
11 | 28 | 11 | 1462.7356 | 1487.0643 | 1526.9529 | 1580.5323 | 2508.4669 | 2573.4962 | 2719.8973 | 2992.2653 | -59.6126 | -105.29 | -190.1747 | -290.5949 | 181.5952 | 273.4309 | 451.1466 | 780.6918 | 19.1218 | 36.6966 | 71.1522 | 112.4654 | -1108.9693 | -1276.9053 | -1642.4358 | -2120.5764 | 10.6115 | 23.3815 | 43.5794 | 50.4288 | 3013.9491 | 3011.8742 | 2980.1178 | 3105.2124
11 | 28 | 12 | 1390.6097 | 1413.9203 | 1449.4371 | 1494.3699 | 2586.1079 | 2653.1499 | 2804.0823 | 3084.8806 | -61.975 | -104.5158 | -185.4451 | -290.9032 | 165.4945 | 247.414 | 415.7348 | 719.4215 | 15.593 | 28.2089 | 56.1117 | 95.1055 | -1260.4943 | -1450.6642 | -1863.7911 | -2404.1595 | 4.205 | 10.1228 | 17.8869 | 18.7825 | 2839.5408 | 2797.636 | 2694.0167 | 2717.4972
11 | 28 | 13 | 1299.4975 | 1320.7018 | 1351.4675 | 1387.9775 | 2644.9297 | 2713.4966 | 2867.862 | 3155.0471 | -63.072 | -102.5236 | -180.7155 | -286.4724 | 157.3991 | 238.5629 | 397.0659 | 691.0113 | 10.9989 | 22.3857 | 45.7579 | 73.0602 | -1366.4323 | -1569.0758 | -2005.758 | -2571.5306 | 1.7537 | 3.6667 | 7.2562 | 9.4149 | 2685.0744 | 2627.2143 | 2482.9361 | 2458.5082
11 | 28 | 14 | 1222.3987 | 1241.5846 | 1268.3805 | 1298.9377 | 2665.0832 | 2734.1726 | 2889.7142 | 3179.0875 | -64.0926 | -100.6446 | -176.2675 | -281.7332 | 150.7992 | 227.1689 | 380.3229 | 653.1307 | 9.0784 | 16.526 | 35.5396 | 62.5757 | -868.5096 | -1002.1134 | -1288.9075 | -1652.6901 | 0.54836 | 1.6682 | 3.1796 | 3.2274 | 3115.3057 | 3118.3621 | 3111.9618 | 3262.5358
11 | 28 | 15 | 1167.1224 | 1183.6514 | 1208.4329 | 1236.3867 | 2632.2123 | 2700.4495 | 2854.0727 | 3139.8769 | -62.8579 | -98.8177 | -171.5379 | -286.0477 | 139.6224 | 208.8218 | 352.4795 | 603.043 | 10.8686 | 14.3286 | 31.3754 | 72.9586 | -881.5433 | -1014.6769 | -1301.7401 | -1671.1976 | -0.51307 | 0.93835 | 1.6777 | -1.5357 | 3004.9114 | 2994.695 | 2974.7603 | 3093.4842
11 | 28 | 16 | 1171.8419 | 1186.1173 | 1212.3537 | 1246.3968 | 2527.2834 | 2592.8005 | 2740.2998 | 3014.7109 | -60.1611 | -97.7651 | -169.7309 | -281.0002 | 129.205 | 194.8591 | 326.4448 | 551.8741 | 13.2668 | 16.9376 | 35.5396 | 83.4431 | -485.3337 | -559.0698 | -719.0379 | -927.4038 | -3.5345 | -5.2401 | -8.8934 | -14.7838 | 3292.5679 | 3328.6395 | 3416.9756 | 3673.237
11 | 28 | 17 | 1360.4561 | 1381.2158 | 1419.8138 | 1477.1891 | 2323.2098 | 2383.4365 | 2519.0254 | 2771.2783 | -58.4849 | -99.6441 | -177.383 | -288.1671 | 66.9285 | 97.8373 | 158.7988 | 253.3673 | 19.5276 | 27.513 | 54.0972 | 114.6556 | -39.1924 | -45.3905 | -58.7348 | -75.6485 | -7.0716 | -10.8012 | -19.0438 | -31.2592 | 3665.373 | 3734.1669 | 3896.5737 | 4221.4155
11 | 28 | 18 | 1778.5443 | 1808.3341 | 1868.5396 | 1959.1701 | 2230.1579 | 2287.9723 | 2418.1305 | 2660.2798 | -57.9364 | -104.2374 | -189.8932 | -297.3371 | 75.024 | 108.1584 | 170.98 | 270.043 | 25.4694 | 41.4299 | 80.7857 | 146.9445 | -0.0029378 | -0.0033719 | -0.0043111 | -0.005539 | -11.0187 | -17.0568 | -31.5281 | -51.5371 | 4040.2375 | 4124.5971 | 4317.0103 | 4687.5578
11 | 28 | 19 | 2022.1918 | 2058.5133 | 2132.9527 | 2248.768 | 2018.8964 | 2071.2341 | 2189.0625 | 2408.2732 | -56.2602 | -105.0117 | -192.5342 | -299.3402 | 92.0125 | 130.9464 | 197.9785 | 304.0353 | 30.0487 | 49.0755 | 95.8262 | 171.1799 | -0.0029378 | -0.0033719 | -0.0043111 | -0.005539 | -7.1911 | -13.5891 | -25.6573 | -37.3659 | 4099.6951 | 4191.1651 | 4397.624 | 4795.5447
11 | 28 | 20 | 2072.4661 | 2111.0026 | 2189.4488 | 2315.9539 | 1832.1296 | 1879.6255 | 1986.5537 | 2185.4853 | -52.8773 | -101.9669 | -187.5996 | -289.4372 | 98.6123 | 137.9149 | 207.4397 | 312.3732 | 31.433 | 51.6844 | 99.8659 | 178.0554 | -0.0029378 | -0.0033719 | -0.0043111 | -0.005539 | -8.9474 | -15.3534 | -28.5311 | -44.2051 | 3972.8133 | 4062.9038 | 4267.173 | 4658.22
11 | 28 | 21 | 2084.7673 | 2124.4339 | 2204.4487 | 2336.0332 | 1666.0348 | 1709.225 | 1806.4594 | 1987.3566 | -50.4078 | -96.4862 | -175.0896 | -272.4837 | 108.1132 | 152.0014 | 227.7809 | 331.2434 | 29.404 | 47.949 | 92.967 | 168.6848 | -0.0029378 | -0.0033719 | -0.0043111 | -0.005539 | -7.8561 | -13.0773 | -23.5453 | -35.0254 | 3830.0524 | 3924.0424 | 4133.0168 | 4515.8033
11 | 28 | 22 | 2065.4313 | 2105.9971 | 2185.9736 | 2322.0503 | 1481.164 | 1519.5616 | 1606.0065 | 1766.8305 | -46.4763 | -87.3518 | -159.1705 | -248.788 | 193.119 | 271.7132 | 414.974 | 611.3809 | 26.5199 | 41.4299 | 81.4436 | 152.6421 | -0.0029378 | -0.0033719 | -0.0043111 | -0.005539 | -4.4873 | -8.8717 | -16.1713 | -21.7287 | 3715.2678 | 3842.475 | 4113.0516 | 4582.3815
11 | 28 | 23 | 1966.7409 | 2005.8609 | 2082.0993 | 2216.1704 | 1307.6737 | 1341.5737 | 1417.8932 | 1559.8797 | -40.838 | -76.3904 | -137.2779 | -213.1863 | 212.1208 | 292.7682 | 437.4106 | 643.1086 | 21.6869 | 34.4437 | 67.7082 | 125.0385 | -0.0029378 | -0.0033719 | -0.0043111 | -0.005539 | -1.3655 | -3.5449 | -6.4972 | -7.6091 | 3466.0158 | 3594.7079 | 3861.3318 | 4323.3962
11 | 28 | 24 | 1872.553 | 1911.1006 | 1983.8781 | 2116.2777 | 1169.1661 | 1199.4754 | 1267.7112 | 1394.6586 | -35.1998 | -65.2638 | -115.3852 | -177.5845 | 317.1293 | 425.2719 | 617.8148 | 888.6908 | 16.5566 | 26.1022 | 52.1451 | 98.9554 | -0.0029378 | -0.0033719 | -0.0043111 | -0.005539 | 6.1188 | 7.5785 | 12.3301 | 23.0013 | 3346.3211 | 3504.2615 | 3818.4898 | 4343.9936
11 | 29 | 1 | 1875.1667 | 1913.9342 | 1988.4164 | 2127.1536 | 993.2754 | 1019.025 | 1076.9953 | 1184.8446 | -32.2146 | -55.355 | -98.1455 | -145.2599 | 304.8597 | 408.854 | 598.8098 | 882.818 | 9.2454 | 19.8674 | 39.7147 | 65.8575 | -0.0029378 | -0.0033719 | -0.0043111 | -0.005539 | 8.7981 | 12.2879 | 21.0503 | 35.8051 | 3159.1277 | 3318.6101 | 3626.8366 | 4151.2135
11 | 29 | 2 | 1794.8732 | 1832.4009 | 1903.2684 | 2037.7613 | 972.1486 | 997.3505 | 1054.0878 | 1159.6432 | -30.8728 | -51.536 | -90.2885 | -128.6147 | 219.7695 | 296.6212 | 439.8785 | 656.106 | 7.3249 | 16.6532 | 34.2454 | 49.6115 | -0.0029378 | -0.0033719 | -0.0043111 | -0.005539 | 6.9522 | 9.6462 | 16.6557 | 29.076 | 2970.1926 | 3101.1327 | 3357.843 | 3803.5776
11 | 29 | 3 | 1745.4487 | 1782.2966 | 1851.0081 | 1982.8714 | 966.8303 | 991.8943 | 1048.3212 | 1153.2991 | -29.7451 | -49.1001 | -84.3149 | -123.8756 | 135.686 | 188.4013 | 291.2025 | 443.314 | 6.9191 | 14.0442 | 28.7761 | 46.4466 | -0.0029378 | -0.0033719 | -0.0043111 | -0.005539 | 4.9922 | 7.5691 | 13.0215 | 21.0827 | 2830.1282 | 2935.1021 | 3148.0101 | 3523.1327
11 | 29 | 4 | 1737.2324 | 1774.1399 | 1842.4539 | 1974.2793 | 973.6281 | 998.8683 | 1055.692 | 1161.408 | -29.7451 | -49.8744 | -87.161 | -128.6147 | 81.7906 | 118.005 | 194.4279 | 310.1709 | 8.6726 | 15.8477 | 32.2932 | 53.3221 | -0.0029378 | -0.0033719 | -0.0043111 | -0.005539 | 4.0719 | 6.8392 | 11.962 | 16.8096 | 2775.6476 | 2863.8224 | 3049.6638 | 3387.3696
11 | 29 | 5 | 1816.9921 | 1855.3666 | 1927.4453 | 2064.6525 | 1002.9781 | 1028.9793 | 1087.5158 | 1196.4187 | -30.7657 | -53.5282 | -93.416 | -142.5239 | 50.197 | 75.6321 | 136.0389 | 234.41 | 12.6221 | 20.279 | 39.1921 | 69.3649 | -0.0029378 | -0.0033719 | -0.0043111 | -0.005539 | 2.4839 | 4.8231 | 8.133 | 10.1793 | 2854.5045 | 2931.5485 | 3104.9048 | 3432.4959
11 | 29 | 6 | 1993.6676 | 2035.0178 | 2114.8835 | 2261.1303 | 1073.9619 | 1101.8032 | 1164.4826 | 1281.0928 | -33.1281 | -63.6022 | -118.5127 | -185.1761 | 43.5971 | 68.6637 | 127.963 | 227.6958 | 21.8538 | 34.1594 | 65.1089 | 114.0235 | -0.0029378 | -0.0033719 | -0.0043111 | -0.005539 | 1.1917 | 2.8502 | 4.6747 | 5.1447 | 3101.1411 | 3178.8887 | 3358.5956 | 3703.9054
11 | 29 | 7 | 2246.4278 | 2292.0768 | 2383.9766 | 2547.7039 | 1109.0764 | 1137.828 | 1202.5567 | 1322.9797 | -38.7663 | -79.1568 | -151.39 | -239.7344 | 68.7999 | 107.0082 | 184.7638 | 324.5821 | 33.8896 | 52.792 | 99.3541 | 162.2535 | -0.0029378 | -0.0033719 | -0.0043111 | -0.005539 | -0.2606 | -0.10426 | -0.018942 | -1.4856 | 3419.1639 | 3510.4405 | 3719.238 | 4116.2936
11 | 29 | 8 | 2563.2247 | 2615.8788 | 2723.7001 | 2909.4297 | 1046.6461 | 1073.7793 | 1134.8644 | 1248.5087 | -42.8355 | -90.1182 | -173.2826 | -280.5 | 117.5911 | 178.7507 | 296.6932 | 507.8316 | 35.8466 | 60.8491 | 114.3946 | 182.9816 | -203.4738 | -233.631 | -298.8579 | -384.6345 | 1.2487 | 0.29518 | 0.48573 | 7.1064 | 3518.248 | 3605.8039 | 3797.9976 | 4190.7236
11 | 29 | 9 | 2726.7442 | 2780.4496 | 2895.2722 | 3087.3523 | 1104.7394 | 1133.3785 | 1197.8542 | 1317.8062 | -47.3461 | -94.6594 | -178.2171 | -299.4566 | 170.1097 | 254.1348 | 416.2753 | 715.5428 | 31.4914 | 52.3804 | 99.8767 | 165.6216 | -631.5633 | -728.2281 | -939.7818 | -1220.8375 | 9.3682 | 14.736 | 28.067 | 48.7677 | 3363.5435 | 3412.1919 | 3519.3465 | 3814.7965
11 | 29 | 10 | 2776.1334 | 2829.2182 | 2945.4968 | 3137.8031 | 1168.155 | 1198.4382 | 1266.6149 | 1393.4526 | -50.3641 | -93.1108 | -170.8465 | -304.9286 | 191.0961 | 282.282 | 466.8421 | 798.5 | 21.8538 | 36.2661 | 70.4428 | 140.5132 | -1110.0347 | -1275.8766 | -1637.0794 | -2114.6901 | 12.7506 | 24.4241 | 46.0027 | 64.2741 | 3009.5902 | 3001.6412 | 2987.4734 | 3114.9243
11 | 29 | 11 | 2770.2948 | 2822.4538 | 2937.9 | 3128.5207 | 1220.5675 | 1252.2094 | 1323.4451 | 1455.9737 | -53.2751 | -94.8855 | -167.9239 | -312.8286 | 181.5952 | 273.4309 | 451.1466 | 780.6918 | 18.0129 | 26.4055 | 53.3148 | 125.5467 | -1424.6942 | -1636.9245 | -2097.9359 | -2704.3796 | 10.6115 | 23.3815 | 43.5794 | 50.4288 | 2723.1127 | 2666.071 | 2543.5261 | 2523.9534
11 | 29 | 12 | 2761.9408 | 2813.9143 | 2928.7801 | 3115.7462 | 1262.4499 | 1295.1775 | 1368.8576 | 1505.9337 | -54.4027 | -96.0513 | -171.2564 | -317.5677 | 165.4945 | 247.414 | 415.7348 | 719.4215 | 14.3756 | 22.67 | 46.2805 | 110.3769 | -1485.2865 | -1707.3603 | -2190.4175 | -2826.2732 | 4.205 | 10.1228 | 17.8869 | 18.7825 | 2668.7765 | 2585.8871 | 2415.866 | 2326.4198
11 | 29 | 13 | 2685.1978 | 2736.2248 | 2847.447 | 3027.6981 | 1287.1255 | 1320.4928 | 1395.613 | 1535.3684 | -54.9513 | -96.9387 | -171.4613 | -315.9894 | 157.3991 | 238.5629 | 397.0659 | 691.0113 | 10.8686 | 20.3088 | 42.6388 | 94.2325 | -1494.0255 | -1716.5218 | -2199.142 | -2831.9514 | 1.7537 | 3.6667 | 7.2562 | 9.4149 | 2593.3679 | 2505.7956 | 2319.4177 | 2209.7845
11 | 29 | 14 | 2604.8588 | 2654.7479 | 2762.0769 | 2937.8165 | 1292.0448 | 1325.5397 | 1400.947 | 1541.2365 | -55.4998 | -95.9991 | -167.0133 | -315.9894 | 150.7992 | 227.1689 | 380.3229 | 653.1307 | 9.4842 | 16.3987 | 35.8022 | 85.0652 | -1279.2061 | -1471.3022 | -1888.1918 | -2434.1106 | 0.54836 | 1.6682 | 3.1796 | 3.2274 | 2723.0295 | 2658.222 | 2527.1235 | 2470.3764
11 | 29 | 15 | 2490.627 | 2539.1236 | 2641.0267 | 2811.1883 | 1304.0965 | 1337.9038 | 1414.0144 | 1555.6126 | -54.4792 | -93.398 | -162.2837 | -313.2533 | 139.6224 | 208.8218 | 352.4795 | 603.043 | 8.5423 | 13.3592 | 29.5505 | 83.8872 | -967.5307 | -1112.7345 | -1427.6425 | -1839.4242 | -0.51307 | 0.93835 | 1.6777 | -1.5357 | 2920.3652 | 2894.0142 | 2848.8226 | 2899.5178
11 | 29 | 16 | 2395.5202 | 2443.0229 | 2540.721 | 2711.0728 | 1284.1689 | 1317.4596 | 1392.4072 | 1531.8416 | -52.1168 | -92.5106 | -162.0788 | -308.5142 | 129.205 | 194.8591 | 326.4448 | 551.8741 | 10.9989 | 17.0946 | 35.8022 | 92.0799 | -531.91 | -612.06 | -785.7014 | -1011.9072 | -3.5345 | -5.2401 | -8.8934 | -14.7838 | 3232.3318 | 3262.6255 | 3338.7018 | 3551.6632
11 | 29 | 17 | 2439.2963 | 2489.2911 | 2590.8498 | 2767.213 | 1230.9657 | 1262.8772 | 1334.7197 | 1468.3773 | -50.4407 | -94.2244 | -168.1289 | -300.6142 | 66.9285 | 97.8373 | 158.7988 | 253.3673 | 15.593 | 26.6898 | 53.5774 | 103.844 | -52.8355 | -61.006 | -78.5798 | -100.8685 | -7.0716 | -10.8012 | -19.0438 | -31.2592 | 3642.4358 | 3710.6639 | 3872.1932 | 4160.0597
11 | 29 | 18 | 2625.5956 | 2679.361 | 2789.4791 | 2973.636 | 1339.0545 | 1373.768 | 1451.919 | 1597.3128 | -50.9127 | -98.7046 | -178.9085 | -300.6142 | 75.024 | 108.1584 | 170.98 | 270.043 | 22.4985 | 36.5504 | 73.1043 | 127.8385 | -0.0029378 | -0.0033719 | -0.0043111 | -0.005539 | -11.0187 | -17.0568 | -31.5281 | -51.5371 | 4000.2383 | 4082.0731 | 4275.0415 | 4616.6735
11 | 29 | 19 | 2634.5898 | 2688.7679 | 2799.457 | 2982.9035 | 1350.2576 | 1385.2616 | 1464.0663 | 1610.6766 | -50.1499 | -98.4262 | -179.9475 | -292.2896 | 92.0125 | 130.9464 | 197.9785 | 304.0353 | 27.0058 | 42.1258 | 82.6133 | 148.465 | -0.0029378 | -0.0033719 | -0.0043111 | -0.005539 | -7.1911 | -13.5891 | -25.6573 | -37.3659 | 4046.5217 | 4135.083 | 4338.5059 | 4716.4192
11 | 29 | 20 | 2546.8568 | 2599.3552 | 2705.921 | 2884.3818 | 1327.6119 | 1362.0288 | 1439.5119 | 1583.6633 | -47.8946 | -97.2083 | -176.6151 | -282.3867 | 98.6123 | 137.9149 | 207.4397 | 312.3732 | 28.0563 | 44.7348 | 87.4355 | 156.556 | -0.0029378 | -0.0033719 | -0.0043111 | -0.005539 | -8.9474 | -15.3534 | -28.5311 | -44.2051 | 3944.2923 | 4031.4685 | 4235.1576 | 4610.3769
11 | 29 | 21 | 2445.0366 | 2496.0676 | 2597.5388 | 2770.0132 | 1280.9879 | 1314.1962 | 1388.9582 | 1528.0472 | -45.6393 | -93.7198 | -170.36 | -261.4271 | 108.1132 | 152.0014 | 227.7809 | 331.2434 | 26.1141 | 44.7348 | 87.4355 | 145.1985 | -0.0029378 | -0.0033719 | -0.0043111 | -0.005539 | -7.8561 | -13.0773 | -23.5453 | -35.0254 | 3806.7534 | 3900.1995 | 4107.8037 | 4478.0442
11 | 29 | 22 | 2340.4488 | 2388.157 | 2484.2078 | 2650.4064 | 1205.5175 | 1236.7693 | 1307.1266 | 1438.021 | -43.384 | -86.4122 | -155.9664 | -239.7344 | 193.119 | 271.7132 | 414.974 | 611.3809 | 22.0927 | 39.1959 | 77.2794 | 131.3458 | -0.0029378 | -0.0033719 | -0.0043111 | -0.005539 | -4.4873 | -8.8717 | -16.1713 | -21.7287 | 3713.3037 | 3840.5482 | 4111.4458 | 4569.6855
11 | 29 | 23 | 2162.9597 | 2207.0502 | 2294.8845 | 2450.7343 | 1124.0975 | 1153.2385 | 1218.844 | 1340.8979 | -39.3455 | -75.2857 | -134.0738 | -206.5604 | 212.1208 | 292.7682 | 437.4106 | 643.1086 | 16.7955 | 31.1388 | 62.2389 | 113.0113 | -0.0029378 | -0.0033719 | -0.0043111 | -0.005539 | -1.3655 | -3.5449 | -6.4972 | -7.6091 | 3475.2597 | 3605.3618 | 3872.8027 | 4333.577
11 | 29 | 24 | 2006.2101 | 2047.4804 | 2127.9923 | 2274.6231 | 1045.3253 | 1072.4243 | 1133.4323 | 1246.9332 | -34.8349 | -64.3243 | -113.7831 | -175.6978 | 317.1293 | 425.2719 | 617.8148 | 888.6908 | 12.4551 | 24.9947 | 49.933 | 92.3848 | -0.0029378 | -0.0033719 | -0.0043111 | -0.005539 | 6.1188 | 7.5785 | 12.3301 | 23.0013 | 3352.4009 | 3513.4222 | 3827.7151 | 4349.9297
11 | 30 | 1 | 1824.7275 | 1862.7491 | 1934.3065 | 2069.0459 | 1054.8728 | 1082.2192 | 1143.7845 | 1258.322 | -32.5795 | -55.355 | -96.5435 | -147.263 | 304.8597 | 408.854 | 598.8098 | 882.818 | 10.2958 | 18.3294 | 37.1046 | 66.9714 | -0.0029378 | -0.0033719 | -0.0043111 | -0.005539 | 8.7981 | 12.2879 | 21.0503 | 35.8051 | 3170.9714 | 3329.0811 | 3638.5079 | 4165.694
11 | 30 | 2 | 1757.345 | 1794.0004 | 1862.7422 | 1993.9627 | 1027.9235 | 1054.5713 | 1114.5637 | 1226.1751 | -30.6892 | -50.7617 | -87.4425 | -135.3569 | 219.7695 | 296.6212 | 439.8785 | 656.106 | 7.9696 | 15.8477 | 32.9403 | 53.3221 | -0.0029378 | -0.0033719 | -0.0043111 | -0.005539 | 6.9522 | 9.6462 | 16.6557 | 29.076 | 2989.2676 | 3119.9216 | 3379.3336 | 3823.2794
11 | 30 | 3 | 1712.1779 | 1748.0477 | 1814.7593 | 1943.0703 | 1014.5543 | 1040.8555 | 1100.0677 | 1210.2275 | -30.2172 | -49.1001 | -84.3149 | -130.1931 | 135.686 | 188.4013 | 291.2025 | 443.314 | 7.5638 | 14.0442 | 28.9007 | 50.9286 | -0.0029378 | -0.0033719 | -0.0043111 | -0.005539 | 4.9922 | 7.5691 | 13.0215 | 21.0827 | 2844.7541 | 2949.8144 | 3163.6324 | 3538.4244
11 | 30 | 4 | 1698.3322 | 1734.2621 | 1800.3449 | 1926.9966 | 1029.2218 | 1055.9033 | 1115.9715 | 1227.7238 | -30.2172 | -49.1001 | -85.6355 | -134.9322 | 81.7906 | 118.005 | 194.4279 | 310.1709 | 9.0784 | 15.8477 | 32.4178 | 57.7025 | -0.0029378 | -0.0033719 | -0.0043111 | -0.005539 | 4.0719 | 6.8392 | 11.962 | 16.8096 | 2792.2748 | 2881.7538 | 3069.4844 | 3404.4656
11 | 30 | 5 | 1728.616 | 1764.7101 | 1831.8041 | 1958.5018 | 1094.5361 | 1122.9108 | 1186.7909 | 1305.6351 | -31.2377 | -52.5886 | -93.416 | -147.263 | 50.197 | 75.6321 | 136.0389 | 234.41 | 12.2882 | 19.5831 | 38.4096 | 72.8722 | -0.0029378 | -0.0033719 | -0.0043111 | -0.005539 | 2.4839 | 4.8231 | 8.133 | 10.1793 | 2856.8805 | 2935.0672 | 3107.7562 | 3434.3299
11 | 30 | 6 | 1833.1669 | 1870.6771 | 1941.2415 | 2070.3496 | 1223.1643 | 1254.8735 | 1326.2607 | 1459.0713 | -34.7278 | -63.4369 | -115.1037 | -182.44 | 43.5971 | 68.6637 | 127.963 | 227.6958 | 20.3392 | 30.1585 | 58.2723 | 113.0488 | -0.0029378 | -0.0033719 | -0.0043111 | -0.005539 | 1.1917 | 2.8502 | 4.6747 | 5.1447 | 3086.7285 | 3163.7828 | 3343.3042 | 3692.8646
11 | 30 | 7 | 1966.6205 | 2005.1235 | 2081.1911 | 2214.8989 | 1363.8448 | 1399.201 | 1478.7988 | 1626.8843 | -40.838 | -80.8185 | -149.7879 | -241.3128 | 68.7999 | 107.0082 | 184.7638 | 324.5821 | 31.9691 | 46.2728 | 87.0483 | 171.0142 | -0.0029378 | -0.0033719 | -0.0043111 | -0.005539 | -0.2606 | -0.10426 | -0.018942 | -1.4856 | 3390.1328 | 3476.6795 | 3681.9908 | 4094.5757
11 | 30 | 8 | 2153.3813 | 2195.5467 | 2279.9621 | 2424.1369 | 1426.5795 | 1463.562 | 1546.8211 | 1701.7184 | -45.5628 | -94.6594 | -178.2171 | -272.6001 | 117.5911 | 178.7507 | 296.6932 | 507.8316 | 34.7012 | 56.8483 | 106.253 | 187.362 | -216.0323 | -248.1579 | -318.3107 | -412.3395 | 1.2487 | 0.29518 | 0.48573 | 7.1064 | 3471.9066 | 3552.1857 | 3733.6874 | 4143.2156
11 | 30 | 9 | 2210.7191 | 2252.3816 | 2337.6764 | 2480.3169 | 1582.2773 | 1623.2962 | 1715.6422 | 1887.4451 | -50.1805 | -103.0196 | -192.5342 | -285.2391 | 170.1097 | 254.1348 | 416.2753 | 715.5428 | 32.7088 | 56.4367 | 105.9931 | 176.9791 | -822.8785 | -943.4244 | -1205.3513 | -1552.27 | 9.3682 | 14.736 | 28.067 | 48.7677 | 3132.1242 | 3154.5413 | 3205.7685 | 3471.5425
11 | 30 | 10 | 2194.7479 | 2234.0957 | 2316.8559 | 2457.107 | 1702.4454 | 1746.5794 | 1845.9388 | 2030.7895 | -53.1986 | -104.9595 | -192.7391 | -281.233 | 191.0961 | 282.282 | 466.8421 | 798.5 | 25.0636 | 44.6075 | 85.6078 | 141.5895 | -1202.1194 | -1379.3305 | -1763.9574 | -2271.0804 | 12.7506 | 24.4241 | 46.0027 | 64.2741 | 2870.7857 | 2847.6988 | 2804.5508 | 2939.9465
11 | 30 | 11 | 2180.0154 | 2218.4969 | 2299.6698 | 2436.3948 | 1778.9768 | 1825.0949 | 1928.9209 | 2122.0813 | -55.4539 | -105.96 | -188.2145 | -279.6546 | 181.5952 | 273.4309 | 451.1466 | 780.6918 | 21.8538 | 32.2287 | 63.5331 | 126.4197 | -1516.141 | -1739.5128 | -2224.0054 | -2861.3806 | 10.6115 | 23.3815 | 43.5794 | 50.4288 | 2601.4579 | 2527.1601 | 2374.6298 | 2374.9812
11 | 30 | 12 | 2143.6728 | 2181.0125 | 2260.3446 | 2392.3212 | 1825.2234 | 1872.5403 | 1979.0654 | 2177.2472 | -57.13 | -105.9079 | -186.8174 | -275.2238 | 165.4945 | 247.414 | 415.7348 | 719.4215 | 16.7955 | 24.8674 | 50.3202 | 102.1843 | -1631.2124 | -1871.6439 | -2392.8311 | -3077.4953 | 4.205 | 10.1228 | 17.8869 | 18.7825 | 2467.0487 | 2358.4053 | 2143.7034 | 2057.2377
11 | 30 | 13 | 2050.2839 | 2085.7159 | 2160.3786 | 2283.631 | 1867.8691 | 1916.2916 | 2025.3056 | 2228.1178 | -57.8928 | -106.021 | -187.0223 | -266.1702 | 157.3991 | 238.5629 | 397.0659 | 691.0113 | 12.0493 | 21.1509 | 43.2859 | 80.2406 | -1583.2564 | -1816.833 | -2323.0612 | -2987.613 | 1.7537 | 3.6667 | 7.2562 | 9.4149 | 2448.2059 | 2342.5341 | 2123.2087 | 2038.6325
11 | 30 | 14 | 1987.5296 | 2022.0344 | 2093.4605 | 2212.3611 | 1876.2767 | 1924.9172 | 2034.4219 | 2238.147 | -58.4413 | -105.9688 | -185.4203 | -259.4279 | 150.7992 | 227.1689 | 380.3229 | 653.1307 | 9.0784 | 19.6129 | 40.4268 | 64.1978 | -1389.3132 | -1594.5068 | -2039.0632 | -2621.8392 | 0.54836 | 1.6682 | 3.1796 | 3.2274 | 2576.4778 | 2494.9259 | 2327.3281 | 2289.7969
11 | 30 | 15 | 1883.1219 | 1916.0648 | 1982.8525 | 2093.003 | 1871.8038 | 1920.3283 | 2029.5719 | 2232.8114 | -57.2066 | -103.9767 | -183.2551 | -254.6888 | 139.6224 | 208.8218 | 352.4795 | 603.043 | 9.0784 | 17.3789 | 36.3248 | 64.1978 | -1046.4056 | -1201.0821 | -1536.1489 | -1975.1702 | -0.51307 | 0.93835 | 1.6777 | -1.5357 | 2799.5013 | 2758.4734 | 2683.5025 | 2761.6604
11 | 30 | 16 | 1841.0509 | 1874.5172 | 1940.0812 | 2047.879 | 1824.5313 | 1871.8303 | 1978.315 | 2176.4216 | -55.5304 | -101.0972 | -178.6022 | -254.2641 | 129.205 | 194.8591 | 326.4448 | 551.8741 | 10.9989 | 19.6129 | 40.4268 | 72.3905 | -571.8674 | -656.6139 | -840.1172 | -1080.2117 | -3.5345 | -5.2401 | -8.8934 | -14.7838 | 3174.8538 | 3197.8683 | 3257.6549 | 3499.3055
11 | 30 | 17 | 1824.383 | 1859.374 | 1926.2136 | 2036.068 | 1740.1425 | 1785.2538 | 1886.8134 | 2075.7571 | -54.4027 | -101.1493 | -180.2808 | -265.7455 | 66.9285 | 97.8373 | 158.7988 | 253.3673 | 16.9624 | 26.9741 | 53.5774 | 103.3998 | -52.3375 | -60.3679 | -77.6904 | -99.9914 | -7.0716 | -10.8012 | -19.0438 | -31.2592 | 3534.6047 | 3597.1209 | 3748.3882 | 4071.5961
11 | 30 | 18 | 2112.3819 | 2153.4489 | 2234.2398 | 2362.2132 | 1793.8734 | 1840.3776 | 1945.073 | 2139.8508 | -54.8747 | -102.3062 | -184.8055 | -276.8022 | 75.024 | 108.1584 | 170.98 | 270.043 | 22.9043 | 36.1388 | 70.8922 | 134.2698 | -0.0029378 | -0.0033719 | -0.0043111 | -0.005539 | -11.0187 | -17.0568 | -31.5281 | -51.5371 | 3938.2872 | 4018.7574 | 4204.8472 | 4578.0321
11 | 30 | 19 | 2205.3022 | 2248.066 | 2334.1676 | 2472.3784 | 1724.6098 | 1769.3185 | 1869.9715 | 2057.2287 | -52.8773 | -98.5393 | -178.627 | -275.6445 | 92.0125 | 130.9464 | 197.9785 | 304.0353 | 25.8752 | 37.3925 | 74.5339 | 149.338 | -0.0029378 | -0.0033719 | -0.0043111 | -0.005539 | -7.1911 | -13.5891 | -25.6573 | -37.3659 | 3987.7284 | 4073.5916 | 4272.3629 | 4669.9644
11 | 30 | 20 | 2178.7765 | 2221.4618 | 2306.9353 | 2447.2815 | 1629.1433 | 1671.3771 | 1766.4584 | 1943.3499 | -50.622 | -93.8329 | -168.9629 | -263.7384 | 98.6123 | 137.9149 | 207.4397 | 312.3732 | 24.8967 | 36.5504 | 71.7993 | 146.0715 | -0.0029378 | -0.0033719 | -0.0043111 | -0.005539 | -8.9474 | -15.3534 | -28.5311 | -44.2051 | 3871.8565 | 3958.1145 | 4155.1343 | 4541.127
11 | 30 | 21 | 2167.4768 | 2210.9152 | 2296.5797 | 2439.1969 | 1523.3341 | 1562.8249 | 1651.7309 | 1817.1337 | -48.3667 | -88.3522 | -158.0549 | -249.0963 | 108.1132 | 152.0014 | 227.7809 | 331.2434 | 22.9762 | 33.6205 | 67.5728 | 135.587 | -0.0029378 | -0.0033719 | -0.0043111 | -0.005539 | -7.8561 | -13.0773 | -23.5453 | -35.0254 | 3765.6746 | 3857.9292 | 4062.0598 | 4439.0338
11 | 30 | 22 | 2153.3471 | 2196.3347 | 2281.6773 | 2428.3922 | 1378.8355 | 1414.5804 | 1495.053 | 1644.7662 | -45.5322 | -82.8716 | -148.6723 | -227.8284 | 193.119 | 271.7132 | 414.974 | 611.3809 | 20.1722 | 32.6403 | 65.6206 | 121.7344 | -0.0029378 | -0.0033719 | -0.0043111 | -0.005539 | -4.4873 | -8.8717 | -16.1713 | -21.7287 | 3695.4514 | 3823.522 | 4092.477 | 4556.7111
11 | 30 | 23 | 2066.1111 | 2108.1084 | 2189.8818 | 2334.8825 | 1244.1812 | 1276.4352 | 1349.0491 | 1484.1416 | -40.4731 | -72.8497 | -131.2277 | -201.7049 | 212.1208 | 292.7682 | 437.4106 | 643.1086 | 16.9624 | 28.9048 | 57.4167 | 104.717 | -0.0029378 | -0.0033719 | -0.0043111 | -0.005539 | -1.3655 | -3.5449 | -6.4972 | -7.6091 | 3497.5341 | 3629.8187 | 3896.0289 | 4357.5302
11 | 30 | 24 | 1941.0801 | 1980.9718 | 2057.6967 | 2197.5147 | 1128.6226 | 1157.8809 | 1223.7505 | 1346.2957 | -35.8554 | -63.7153 | -112.4626 | -168.5309 | 313.8295 | 420.8463 | 605.6335 | 862.545 | 13.0998 | 23.4932 | 47.1984 | 81.6971 | -0.0029378 | -0.0033719 | -0.0043111 | -0.005539 | 6.1188 | 7.5785 | 12.3301 | 23.0013 | 3366.8924 | 3527.0522 | 3834.1423 | 4342.5172
12 | 1 | 1 | 1893.9507 | 1932.6981 | 2007.9014 | 2145.7203 | 1081.2882 | 1109.3194 | 1172.4264 | 1289.8321 | -31.7862 | -59.1741 | -104.6821 | -157.0496 | 273.6648 | 365.1348 | 527.986 | 766.9915 | 11.2377 | 22.1014 | 44.7237 | 76.0371 | -0.0029378 | -0.0033719 | -0.0043111 | -0.005539 | 8.7981 | 12.2879 | 21.0503 | 31.7535 | 3237.1503 | 3382.3641 | 3669.4012 | 4153.2793
12 | 1 | 2 | 1798.5961 | 1835.8271 | 1906.4588 | 2038.5313 | 1051.0996 | 1078.3482 | 1139.6933 | 1253.8211 | -29.638 | -53.8587 | -93.979 | -142.8321 | 232.9691 | 310.0217 | 450.928 | 648.9004 | 9.7231 | 18.0451 | 36.4575 | 63.2608 | -0.0029378 | -0.0033719 | -0.0043111 | -0.005539 | 6.9522 | 9.6462 | 16.6557 | 25.2945 | 3069.6991 | 3198.0263 | 3456.2098 | 3886.9703
12 | 1 | 3 | 1724.2727 | 1759.8739 | 1827.2053 | 1954.4873 | 1042.1846 | 1069.2021 | 1130.0269 | 1243.1867 | -29.166 | -51.0922 | -87.724 | -133.3538 | 157.3799 | 214.9547 | 315.2273 | 460.0689 | 9.0784 | 15.8477 | 32.4178 | 55.5123 | -0.0029378 | -0.0033719 | -0.0043111 | -0.005539 | 4.9922 | 7.5691 | 13.0215 | 19.8184 | 2908.7389 | 3016.3518 | 3230.1704 | 3599.7142
12 | 1 | 4 | 1668.116 | 1702.798 | 1767.2466 | 1890.5996 | 1054.2354 | 1081.5653 | 1143.0934 | 1257.5618 | -28.6175 | -51.0922 | -87.724 | -131.3508 | 103.0857 | 142.1393 | 217.6586 | 327.4874 | 10.1289 | 15.8477 | 32.4178 | 55.5123 | -0.0029378 | -0.0033719 | -0.0043111 | -0.005539 | 4.0719 | 6.8392 | 11.962 | 18.2339 | 2811.0175 | 2898.0939 | 3084.6501 | 3418.0387
12 | 1 | 5 | 1625.967 | 1659.899 | 1721.9308 | 1840.7677 | 1102.5623 | 1131.145 | 1195.4936 | 1315.2092 | -29.638 | -52.7539 | -90.8515 | -138.093 | 67.0954 | 96.4137 | 153.576 | 236.6745 | 10.8319 | 17.0648 | 35.1524 | 59.9943 | -0.0029378 | -0.0033719 | -0.0043111 | -0.005539 | 2.4839 | 4.8231 | 8.133 | 12.8679 | 2779.2995 | 2856.5883 | 3023.43 | 3327.4151
12 | 1 | 6 | 1606.6005 | 1639.4458 | 1699.3873 | 1812.8994 | 1204.2659 | 1235.4852 | 1305.7694 | 1436.528 | -31.4213 | -57.3472 | -101.5546 | -152.3104 | 42.5004 | 62.8919 | 105.1888 | 175.4041 | 14.2087 | 22.513 | 44.2011 | 76.0371 | -0.0029378 | -0.0033719 | -0.0043111 | -0.005539 | 1.1917 | 2.8502 | 4.6747 | 7.5019 | 2837.3429 | 2905.8355 | 3057.6624 | 3356.0545
12 | 1 | 7 | 1672.1485 | 1704.954 | 1766.8372 | 1879.7676 | 1329.5504 | 1364.0176 | 1441.6138 | 1585.9757 | -35.9319 | -68.3086 | -123.4473 | -187.9122 | 30.7963 | 45.7261 | 81.958 | 138.6559 | 18.1799 | 32.0716 | 62.4988 | 105.9325 | -0.0029378 | -0.0033719 | -0.0043111 | -0.005539 | -0.2606 | -0.10426 | -0.018942 | -0.66275 | 3014.4796 | 3078.3531 | 3229.4373 | 3521.7512
12 | 1 | 8 | 1824.4592 | 1860.6106 | 1929.396 | 2051.0786 | 1382.0499 | 1417.8781 | 1498.5383 | 1648.6006 | -39.5291 | -78.6609 | -147.4284 | -226.25 | 31.1951 | 48.1452 | 80.0322 | 139.7882 | 22.9043 | 44.0389 | 83.6557 | 141.1829 | -157.4755 | -181.2252 | -233.9703 | -307.0054 | 1.2487 | 0.29518 | 0.48573 | 1.9994 | 3064.8527 | 3111.0818 | 3210.7093 | 3449.3942
12 | 1 | 9 | 1880.9479 | 1916.1721 | 1985.9228 | 2105.2922 | 1546.0976 | 1586.1785 | 1676.4131 | 1844.2875 | -44.1468 | -87.9606 | -166.4751 | -257.4209 | 42.5004 | 65.311 | 102.2152 | 172.0867 | 27.0058 | 49.487 | 94.6565 | 159.6192 | -585.4074 | -673.5788 | -867.6462 | -1128.9368 | 9.3682 | 14.736 | 28.067 | 46.8895 | 2876.3657 | 2870.3452 | 2853.1533 | 2941.8173
12 | 1 | 10 | 1852.0475 | 1885.7023 | 1952.5365 | 2065.713 | 1680.2873 | 1723.847 | 1821.9132 | 2004.3579 | -47.6368 | -95.5465 | -177.6646 | -277.1104 | 60.0967 | 85.0197 | 136.833 | 223.8869 | 28.7593 | 51.2729 | 97.1312 | 165.1775 | -954.5844 | -1095.6607 | -1402.8895 | -1811.1184 | 12.7506 | 24.4241 | 46.0027 | 75.3334 | 2631.7202 | 2579.0588 | 2473.8626 | 2446.2398
12 | 1 | 11 | 1804.5875 | 1836.4919 | 1900.581 | 2008.2793 | 1759.4678 | 1805.0801 | 1907.7675 | 2098.8096 | -49.8921 | -97.2082 | -177.8695 | -273.1043 | 73.2963 | 106.611 | 169.2714 | 279.5754 | 27.4116 | 42.5198 | 82.0907 | 140.942 | -1391.5283 | -1594.8451 | -2035.7931 | -2617.934 | 10.6115 | 23.3815 | 43.5794 | 70.2416 | 2233.9544 | 2122.0311 | 1889.6273 | 1706.8097
12 | 1 | 12 | 1761.2788 | 1792.4242 | 1854.1162 | 1957.2347 | 1784.3817 | 1830.6399 | 1934.7813 | 2128.5285 | -51.0963 | -98.0956 | -179.395 | -273.4126 | 87.9916 | 128.7388 | 207.4033 | 336.396 | 21.448 | 38.0884 | 74.4094 | 128.1657 | -1551.9611 | -1780.4969 | -2276.4893 | -2927.7566 | 4.205 | 10.1228 | 17.8869 | 28.9716 | 2056.2477 | 1921.4215 | 1632.7128 | 1378.1274
12 | 1 | 13 | 1690.2807 | 1720.4017 | 1778.1418 | 1876.5482 | 1789.433 | 1835.8221 | 1940.2584 | 2134.5541 | -51.859 | -96.3818 | -173.6264 | -263.5097 | 100.7924 | 145.9046 | 233.354 | 373.1443 | 16.1508 | 30.7272 | 62.1035 | 106.1205 | -1438.8202 | -1651.1215 | -2112.2912 | -2718.8212 | 1.7537 | 3.6667 | 7.2562 | 10.9507 | 2107.7314 | 1989.0191 | 1735.1963 | 1518.9869
12 | 1 | 14 | 1678.5946 | 1708.4276 | 1766.3494 | 1865.2024 | 1750.6387 | 1796.0221 | 1898.1942 | 2088.2776 | -51.859 | -94.5549 | -170.2174 | -261.0819 | 103.6935 | 149.7938 | 243.9469 | 388.6876 | 12.4551 | 28.0816 | 56.6342 | 97.7245 | -1128.2185 | -1294.8163 | -1656.2516 | -2129.6747 | 0.54836 | 1.6682 | 3.1796 | 5.696 | 2365.8527 | 2294.622 | 2141.8354 | 2054.8316
12 | 1 | 15 | 1643.4771 | 1673.3966 | 1729.9772 | 1827.5473 | 1717.3563 | 1761.877 | 1862.1066 | 2048.5763 | -50.8385 | -90.9011 | -163.9623 | -246.8645 | 103.8124 | 150.0671 | 238.3374 | 374.698 | 12.861 | 23.3659 | 47.063 | 83.1005 | -819.8475 | -941.3009 | -1205.5118 | -1552.5774 | -0.51307 | 0.93835 | 1.6777 | 2.9086 | 2606.3077 | 2577.443 | 2509.6878 | 2537.3888
12 | 1 | 16 | 1659.9453 | 1691.0069 | 1749.6534 | 1851.3875 | 1658.8877 | 1701.8926 | 1798.7098 | 1978.831 | -49.0552 | -90.0137 | -165.2829 | -249.2922 | 98.0102 | 142.1651 | 223.9767 | 349.6844 | 15.593 | 28.7776 | 57.9393 | 98.1687 | -396.2829 | -455.8055 | -585.0421 | -753.9792 | -3.5345 | -5.2401 | -8.8934 | -13.5195 | 2983.5637 | 3012.7828 | 3071.0608 | 3261.2807
12 | 1 | 17 | 1807.1936 | 1842.6454 | 1910.4595 | 2026.8224 | 1576.724 | 1617.5989 | 1709.6209 | 1880.8207 | -48.9481 | -92.6149 | -170.0125 | -258.4622 | 51.1557 | 71.7069 | 109.2449 | 170.6729 | 22.2596 | 37.3925 | 72.4572 | 123.3788 | -19.4366 | -22.4405 | -28.9333 | -37.2853 | -7.0716 | -10.8012 | -19.0438 | -29.8836 | 3381.8767 | 3443.4872 | 3583.7929 | 3876.0637
12 | 1 | 18 | 2084.7688 | 2125.7063 | 2206.9795 | 2340.5919 | 1663.0817 | 1706.1953 | 1803.2574 | 1983.8339 | -49.4201 | -97.0951 | -179.1901 | -277.1104 | 54.0568 | 75.596 | 115.7326 | 171.8052 | 27.4116 | 46.8415 | 90.8795 | 154.7947 | -0.0029378 | -0.0033719 | -0.0043111 | -0.005539 | -11.0187 | -17.0568 | -31.5281 | -51.3268 | 3768.8772 | 3840.1839 | 4006.1265 | 4322.5829
12 | 1 | 19 | 2151.7128 | 2194.3174 | 2278.9855 | 2419.0335 | 1635.0708 | 1677.4583 | 1772.8855 | 1950.4206 | -49.1294 | -95.103 | -174.2556 | -264.8961 | 53.0501 | 75.596 | 115.7326 | 171.8052 | 27.6505 | 44.7348 | 87.6223 | 148.8938 | -0.0029378 | -0.0033719 | -0.0043111 | -0.005539 | -7.1911 | -13.5891 | -25.6573 | -41.8701 | 3811.1608 | 3883.4111 | 4055.3087 | 4383.3813
12 | 1 | 20 | 2153.2422 | 2196.8408 | 2282.0181 | 2424.4957 | 1570.0922 | 1610.7952 | 1702.4301 | 1872.9099 | -47.3155 | -91.4492 | -166.1935 | -252.6817 | 59.2511 | 82.5645 | 125.1939 | 185.725 | 22.7374 | 41.4299 | 81.5681 | 138.9551 | -0.0029378 | -0.0033719 | -0.0043111 | -0.005539 | -8.9474 | -15.3534 | -28.5311 | -46.4022 | 3749.057 | 3824.8243 | 3996.4812 | 4322.9962
12 | 1 | 21 | 2159.4675 | 2203.2791 | 2289.3388 | 2434.7789 | 1480.541 | 1518.9225 | 1605.3309 | 1766.0873 | -45.0602 | -85.9685 | -156.811 | -236.0366 | 81.3438 | 113.6672 | 167.8876 | 238.096 | 17.846 | 35.2858 | 70.6296 | 120.6205 | -0.0029378 | -0.0033719 | -0.0043111 | -0.005539 | -7.8561 | -13.0773 | -23.5453 | -36.8912 | 3686.279 | 3772.1054 | 3952.8264 | 4286.6494
12 | 1 | 22 | 2162.2415 | 2205.5564 | 2291.6677 | 2439.475 | 1371.5361 | 1407.0917 | 1487.1383 | 1636.059 | -42.6978 | -81.2621 | -144.3009 | -219.0831 | 133.5116 | 187.3543 | 282.9569 | 412.5783 | 15.4261 | 31.5504 | 63.793 | 109.0597 | -0.0029378 | -0.0033719 | -0.0043111 | -0.005539 | -4.4873 | -8.8717 | -16.1713 | -25.7804 | 3635.5272 | 3741.4157 | 3965.0795 | 4352.3031
12 | 1 | 23 | 2093.9356 | 2136.1912 | 2219.545 | 2366.1836 | 1251.9273 | 1284.3822 | 1357.4481 | 1493.3818 | -38.7663 | -73.7893 | -131.5093 | -195.3874 | 144.8168 | 201.9772 | 305.14 | 444.8769 | 15.0203 | 28.6205 | 57.6766 | 99.7908 | -0.0029378 | -0.0033719 | -0.0043111 | -0.005539 | -1.3655 | -3.5449 | -6.4972 | -11.3294 | 3465.5652 | 3573.8336 | 3801.799 | 4197.5107
12 | 1 | 24 | 1947.0718 | 1987.168 | 2064.1057 | 2203.3612 | 1149.5786 | 1179.3802 | 1246.4728 | 1371.2935 | -34.2557 | -64.82 | -117.4737 | -176.0062 | 167.1185 | 227.9941 | 340.5519 | 506.1472 | 13.564 | 26.3865 | 52.1451 | 89.5472 | -0.0029378 | -0.0033719 | -0.0043111 | -0.005539 | 6.1188 | 7.5785 | 12.3301 | 17.8566 | 3249.193 | 3363.684 | 3598.1276 | 4012.194
12 | 2 | 1 | 1873.1192 | 1912.7834 | 1986.5668 | 2124.8611 | 1048.2848 | 1075.4604 | 1136.6412 | 1250.4634 | -33.2352 | -57.5125 | -101.7596 | -157.0496 | 273.6648 | 365.1348 | 527.986 | 766.9915 | 12.6221 | 23.2089 | 45.2462 | 78.5322 | -0.0029378 | -0.0033719 | -0.0043111 | -0.005539 | 7.7421 | 12.2879 | 20.8554 | 31.7535 | 3182.1949 | 3331.3596 | 3615.5318 | 4095.5466
12 | 2 | 2 | 1761.5129 | 1798.6576 | 1867.3932 | 1998.5352 | 1026.2221 | 1052.8258 | 1112.719 | 1224.1456 | -30.8728 | -52.9191 | -92.377 | -140.8291 | 232.9691 | 310.0217 | 450.928 | 648.9004 | 10.2958 | 18.741 | 36.98 | 64.6796 | -0.0029378 | -0.0033719 | -0.0043111 | -0.005539 | 6.2898 | 9.6462 | 16.6557 | 25.2945 | 3006.4141 | 3136.9698 | 3392.2945 | 3820.7206
12 | 2 | 3 | 1684.8791 | 1720.8371 | 1786.1513 | 1912.0363 | 1019.7725 | 1046.209 | 1105.7257 | 1216.4521 | -29.7451 | -51.0922 | -86.122 | -131.3508 | 157.3799 | 214.9547 | 315.2273 | 460.0689 | 8.2668 | 15.1517 | 30.2057 | 54.1951 | -0.0029378 | -0.0033719 | -0.0043111 | -0.005539 | 4.7262 | 7.5691 | 13.0215 | 19.8184 | 2845.2764 | 2953.626 | 3164.2052 | 3531.2145
12 | 2 | 4 | 1608.5832 | 1642.9683 | 1704.8236 | 1824.977 | 1034.9161 | 1061.7452 | 1122.1457 | 1234.5164 | -29.7451 | -50.0396 | -86.122 | -131.3508 | 103.0857 | 142.1393 | 217.6586 | 327.4874 | 8.6726 | 15.8477 | 31.5107 | 55.5123 | -0.0029378 | -0.0033719 | -0.0043111 | -0.005539 | 4.2077 | 6.8392 | 11.962 | 18.2339 | 2729.7172 | 2819.4966 | 3001.9744 | 3329.3707
12 | 2 | 5 | 1541.2997 | 1574.014 | 1632.2341 | 1746.1922 | 1080.2604 | 1108.265 | 1171.312 | 1288.6061 | -29.7451 | -51.0922 | -87.929 | -133.7785 | 67.0954 | 96.4137 | 153.576 | 236.6745 | 9.4842 | 17.0648 | 33.7228 | 59.9943 | -0.0029378 | -0.0033719 | -0.0043111 | -0.005539 | 3.0214 | 4.8231 | 8.133 | 12.8679 | 2671.413 | 2749.485 | 2911.0447 | 3210.5509
12 | 2 | 6 | 1496.7231 | 1528.0523 | 1583.4324 | 1691.3334 | 1155.7143 | 1185.6749 | 1253.1256 | 1378.6125 | -31.6355 | -55.5203 | -97.3115 | -147.996 | 42.5004 | 62.8919 | 105.1888 | 175.4041 | 12.0493 | 21.8171 | 42.3248 | 73.7453 | -0.0029378 | -0.0033719 | -0.0043111 | -0.005539 | 1.5935 | 2.8502 | 4.6747 | 7.5019 | 2676.9421 | 2745.7628 | 2891.4303 | 3178.5956
12 | 2 | 7 | 1565.8546 | 1597.8933 | 1656.0101 | 1765.5739 | 1232.8136 | 1264.773 | 1336.7234 | 1470.5817 | -34.9114 | -62.2189 | -112.9491 | -174.003 | 30.7963 | 45.7261 | 81.958 | 138.6559 | 15.8319 | 27.9246 | 53.4501 | 92.1815 | -0.0029378 | -0.0033719 | -0.0043111 | -0.005539 | 0.0054293 | -0.10426 | -0.018942 | -0.66275 | 2810.3876 | 2873.9905 | 3015.1694 | 3292.3216
12 | 2 | 8 | 1724.7585 | 1759.603 | 1825.2402 | 1945.5266 | 1255.788 | 1288.343 | 1361.6342 | 1497.987 | -37.3809 | -71.5186 | -130.4703 | -205.2903 | 31.1951 | 48.1452 | 80.0322 | 139.7882 | 22.0927 | 38.6273 | 72.5303 | 124.2671 | -131.2731 | -148.9273 | -186.148 | -234.1604 | 0.0027146 | 0.29518 | -0.09877 | 1.9994 | 2865.1831 | 2914.5677 | 3022.7198 | 3270.1175
12 | 2 | 9 | 1910.1279 | 1948.6843 | 2021.5659 | 2153.6927 | 1304.7333 | 1338.5572 | 1414.705 | 1556.3722 | -40.8709 | -80.8183 | -152.3629 | -236.1529 | 42.5004 | 65.311 | 102.2152 | 172.0867 | 27.6505 | 48.5068 | 91.0148 | 154.1625 | -446.9223 | -511.1435 | -649.6628 | -832.2215 | 8.9773 | 14.736 | 19.3644 | 46.8895 | 2806.1961 | 2823.8334 | 2846.8395 | 3014.8293
12 | 2 | 10 | 1936.3066 | 1975.2379 | 2047.5863 | 2177.9758 | 1399.9029 | 1436.1939 | 1517.8961 | 1669.8968 | -44.2539 | -87.0732 | -163.6291 | -255.5342 | 60.0967 | 85.0197 | 136.833 | 223.8869 | 30.3825 | 52.3804 | 99.2187 | 168.7865 | -896.1652 | -1024.4456 | -1299.5272 | -1657.5675 | 14.6672 | 24.4241 | 29.8666 | 75.3334 | 2500.9368 | 2461.7371 | 2368.2445 | 2402.7776
12 | 2 | 11 | 1912.0282 | 1950.3274 | 2020.5132 | 2146.4533 | 1478.5307 | 1516.86 | 1603.1511 | 1763.6892 | -46.4021 | -88.1259 | -165.1545 | -255.4178 | 73.2963 | 106.611 | 169.2714 | 279.5754 | 25.8752 | 45.8613 | 87.4355 | 149.1347 | -1191.8079 | -1364.9417 | -1736.3899 | -2217.4215 | 14.526 | 23.3815 | 27.7572 | 70.2416 | 2266.0465 | 2189.9735 | 2006.5838 | 1936.2549
12 | 2 | 12 | 1865.0812 | 1902.1317 | 1970.3657 | 2090.107 | 1532.6039 | 1572.3351 | 1661.7821 | 1828.1914 | -47.9712 | -89.0132 | -162.795 | -250.987 | 87.9916 | 128.7388 | 207.4033 | 336.396 | 22.0927 | 39.1959 | 76.4969 | 130.8001 | -1484.3946 | -1702.0147 | -2170.0495 | -2774.2311 | 6.3767 | 10.1228 | 23.8186 | 28.9716 | 1981.7803 | 1861.4964 | 1607.0219 | 1389.248
12 | 2 | 13 | 1792.9485 | 1828.625 | 1892.7251 | 2006.8877 | 1561.0914 | 1601.5611 | 1692.6707 | 1862.1731 | -49.2824 | -88.9611 | -159.6675 | -246.5561 | 100.7924 | 145.9046 | 233.354 | 373.1443 | 17.7741 | 31.8347 | 62.886 | 109.6278 | -1471.0037 | -1687.162 | -2152.6721 | -2755.1942 | 2.4024 | 3.6667 | 12.0946 | 10.9507 | 1954.7227 | 1835.469 | 1581.3908 | 1361.0333
12 | 2 | 14 | 1759.6803 | 1794.7709 | 1857.6275 | 1968.8907 | 1561.1977 | 1601.67 | 1692.7858 | 1862.2999 | -49.0682 | -88.0216 | -156.54 | -244.1284 | 103.6935 | 149.7938 | 243.9469 | 388.6876 | 16.1658 | 29.6007 | 58.7218 | 102.6507 | -1320.2868 | -1515.8889 | -1939.6171 | -2494.7121 | 1.075 | 1.6682 | 9.1491 | 5.696 | 2072.4572 | 1973.5932 | 1766.074 | 1589.3843
12 | 2 | 15 | 1702.7727 | 1736.0976 | 1796.434 | 1904.6088 | 1558.8375 | 1599.2487 | 1690.2267 | 1859.4845 | -48.5962 | -85.2552 | -148.9644 | -232.6471 | 103.8124 | 150.0671 | 238.3374 | 374.698 | 12.6221 | 23.0816 | 46.4159 | 82.1259 | -989.8095 | -1136.7676 | -1455.0764 | -1871.5916 | 0.5375 | 0.93835 | 4.2728 | 2.9086 | 2340.1765 | 2287.4106 | 2171.6461 | 2119.5871
12 | 2 | 16 | 1723.4555 | 1757.497 | 1820.6403 | 1931.8556 | 1522.9458 | 1562.4265 | 1651.3098 | 1816.6705 | -47.4686 | -84.3678 | -150.0034 | -232.3387 | 98.0102 | 142.1651 | 223.9767 | 349.6844 | 14.5425 | 25.9749 | 51.8852 | 90.4202 | -531.1213 | -610.2217 | -781.423 | -1004.8713 | -3.2684 | -5.2401 | -7.7812 | -13.5195 | 2777.0958 | 2788.2339 | 2808.6044 | 2937.9012
12 | 2 | 17 | 1903.6684 | 1942.0672 | 2016.1448 | 2143.4306 | 1454.7429 | 1492.4556 | 1577.3584 | 1735.3136 | -47.392 | -87.7432 | -157.2974 | -243.8201 | 51.1557 | 71.7069 | 109.2449 | 170.6729 | 18.1799 | 32.6403 | 64.191 | 110.945 | -38.0131 | -44.0278 | -57.0019 | -73.4789 | -7.0173 | -10.8012 | -19.7852 | -29.8836 | 3335.3244 | 3396.2978 | 3532.8545 | 3813.1795
12 | 2 | 18 | 2215.2198 | 2259.7386 | 2348.8024 | 2494.7458 | 1542.1522 | 1582.1309 | 1672.1351 | 1839.5812 | -50.3336 | -95.103 | -174.2556 | -269.6353 | 54.0568 | 75.596 | 115.7326 | 171.8052 | 26.281 | 46.1456 | 88.9273 | 152.4012 | -0.0029378 | -0.0033719 | -0.0043111 | -0.005539 | -10.5952 | -17.0568 | -30.7866 | -51.3268 | 3776.7781 | 3851.4479 | 4020.5509 | 4337.5657
12 | 2 | 19 | 2315.7198 | 2362.417 | 2456.8379 | 2611.4926 | 1515.5388 | 1554.8275 | 1643.2785 | 1807.8349 | -51.2776 | -95.8772 | -178.422 | -271.6383 | 53.0501 | 75.596 | 115.7326 | 171.8052 | 27.6505 | 48.7911 | 93.7495 | 160.6955 | -0.0029378 | -0.0033719 | -0.0043111 | -0.005539 | -8.2606 | -13.5891 | -23.6088 | -41.8701 | 3852.418 | 3932.162 | 4107.5633 | 4438.3142
12 | 2 | 20 | 2334.8675 | 2382.5833 | 2477.9284 | 2636.4115 | 1460.7194 | 1498.587 | 1583.8386 | 1742.4428 | -50.1499 | -93.8851 | -173.4875 | -268.4776 | 59.2511 | 82.5645 | 125.1939 | 185.725 | 27.6505 | 49.487 | 95.0545 | 162.9873 | -0.0029378 | -0.0033719 | -0.0043111 | -0.005539 | -9.227 | -15.3534 | -26.3068 | -46.4022 | 3823.1086 | 3903.9799 | 4082.2168 | 4412.6813
12 | 2 | 21 | 2313.8614 | 2360.7985 | 2455.3221 | 2615.3758 | 1379.9361 | 1415.7094 | 1496.2463 | 1646.079 | -47.8946 | -89.457 | -162.5029 | -247.518 | 81.3438 | 113.6672 | 167.8876 | 238.096 | 23.9548 | 42.9314 | 82.7487 | 142.4625 | -0.0029378 | -0.0033719 | -0.0043111 | -0.005539 | -7.9919 | -13.0773 | -20.9502 | -36.8912 | 3743.2067 | 3830.5688 | 4018.7473 | 4357.5986
12 | 2 | 22 | 2278.8279 | 2325.102 | 2417.7537 | 2577.3153 | 1283.6621 | 1316.9397 | 1391.8578 | 1531.2371 | -44.5117 | -82.9237 | -148.6723 | -228.1367 | 133.5116 | 187.3543 | 282.9569 | 412.5783 | 20.9838 | 37.3736 | 73.2397 | 126.318 | -0.0029378 | -0.0033719 | -0.0043111 | -0.005539 | -5.4537 | -8.8717 | -13.0106 | -25.7804 | 3667.0172 | 3774.9708 | 4004.1208 | 4393.5261
12 | 2 | 23 | 2128.314 | 2171.9124 | 2257.4919 | 2408.8356 | 1189.8508 | 1220.6964 | 1290.1394 | 1419.3328 | -40.0011 | -72.9019 | -131.2277 | -200.1265 | 144.8168 | 201.9772 | 305.14 | 444.8769 | 17.7741 | 31.5504 | 62.2389 | 107.0088 | -0.0029378 | -0.0033719 | -0.0043111 | -0.005539 | -2.2911 | -3.5449 | -3.5314 | -11.3294 | 3438.4605 | 3549.6863 | 3780.2467 | 4168.5926
12 | 2 | 24 | 1959.212 | 1999.7155 | 2077.5956 | 2219.848 | 1105.8054 | 1134.4722 | 1199.0101 | 1319.0779 | -35.3834 | -63.6022 | -112.4626 | -171.6917 | 170.4185 | 232.4196 | 352.7332 | 528.4049 | 14.7814 | 26.5328 | 52.0205 | 90.8643 | -0.0029378 | -0.0033719 | -0.0043111 | -0.005539 | 5.1849 | 7.5785 | 14.5544 | 17.8566 | 3220.0159 | 3337.1131 | 3583.4469 | 4004.3545
12 | 3 | 1 | 1798.6973 | 1836.1252 | 1904.779 | 2037.5488 | 1092.4114 | 1120.731 | 1184.4871 | 1303.1006 | -31.3448 | -55.242 | -96.057 | -146.8383 | 304.8597 | 408.854 | 598.8098 | 882.818 | 11.2377 | 20.9749 | 40.3726 | 70.6821 | -0.0029378 | -0.0033719 | -0.0043111 | -0.005539 | 7.7421 | 12.2879 | 20.8554 | 31.7535 | 3183.6005 | 3343.7277 | 3653.2427 | 4179.0591
12 | 3 | 2 | 1723.0221 | 1759.449 | 1825.3521 | 1952.9278 | 1060.9302 | 1088.4337 | 1150.3525 | 1265.5478 | -29.0895 | -49.7613 | -85.354 | -130.1931 | 219.7695 | 296.6212 | 439.8785 | 651.6563 | 8.6726 | 15.8477 | 32.2932 | 55.5123 | -0.0029378 | -0.0033719 | -0.0043111 | -0.005539 | 6.2898 | 9.6462 | 16.6557 | 25.2945 | 2989.5918 | 3120.2331 | 3379.1738 | 3820.74
12 | 3 | 3 | 1674.0451 | 1709.4237 | 1772.6863 | 1897.4353 | 1056.5291 | 1083.9185 | 1145.5805 | 1260.2978 | -28.541 | -47.3254 | -82.2264 | -125.454 | 135.686 | 188.4013 | 291.2025 | 443.314 | 7.3249 | 13.7599 | 28.129 | 49.954 | -0.0029378 | -0.0033719 | -0.0043111 | -0.005539 | 4.7262 | 7.5691 | 13.0215 | 19.8184 | 2849.7673 | 2955.7438 | 3168.389 | 3545.36
12 | 3 | 4 | 1654.3941 | 1689.4735 | 1752.37 | 1874.2846 | 1080.5394 | 1108.5512 | 1171.6144 | 1288.9388 | -29.0895 | -48.987 | -82.508 | -125.8786 | 81.7906 | 118.005 | 194.4279 | 310.1709 | 7.5638 | 14.4558 | 28.9115 | 50.827 | -0.0029378 | -0.0033719 | -0.0043111 | -0.005539 | 4.2077 | 6.8392 | 11.962 | 18.2339 | 2799.4031 | 2888.3344 | 3076.7736 | 3416.5711
12 | 3 | 5 | 1658.2882 | 1692.6173 | 1755.285 | 1873.4439 | 1180.5523 | 1211.1569 | 1280.0572 | 1408.2409 | -30.2172 | -52.6408 | -93.211 | -142.0992 | 50.197 | 75.6321 | 136.0389 | 234.41 | 11.4766 | 20.9749 | 40.3726 | 70.4788 | -0.0029378 | -0.0033719 | -0.0043111 | -0.005539 | 3.0214 | 4.8231 | 8.133 | 12.8679 | 2873.3154 | 2952.5602 | 3126.6713 | 3457.3368
12 | 3 | 6 | 1701.8531 | 1735.9943 | 1798.2433 | 1912.5509 | 1376.1815 | 1411.8575 | 1492.1753 | 1641.6003 | -35.1998 | -64.3764 | -116.4242 | -177.7009 | 43.5971 | 68.6637 | 127.963 | 227.6958 | 18.1799 | 31.962 | 61.6649 | 102.5644 | -0.0029378 | -0.0033719 | -0.0043111 | -0.005539 | 1.5935 | 2.8502 | 4.6747 | 7.5019 | 3106.2024 | 3186.9479 | 3368.2926 | 3714.2069
12 | 3 | 7 | 1747.7621 | 1780.839 | 1843.9115 | 1948.4565 | 1673.4101 | 1716.7914 | 1814.4562 | 1996.1542 | -42.5448 | -81.5928 | -152.4289 | -236.5737 | 68.7999 | 107.0082 | 184.7638 | 324.5821 | 28.0563 | 48.5068 | 91.7459 | 154.3017 | -0.0029378 | -0.0033719 | -0.0043111 | -0.005539 | 0.0054293 | -0.10426 | -0.018942 | -0.66275 | 3475.486 | 3571.4451 | 3782.4252 | 4186.2527
12 | 3 | 8 | 1690.2917 | 1720.234 | 1775.3495 | 1867.0115 | 1973.9689 | 2025.1419 | 2140.3482 | 2354.6807 | -48.6551 | -93.6589 | -175.6421 | -276.9146 | 117.5911 | 178.7507 | 296.6932 | 507.8316 | 32.3749 | 55.7218 | 104.8343 | 175.8012 | -175.7589 | -200.404 | -253.3866 | -322.5827 | 0.0027146 | 0.29518 | -0.09877 | 1.9994 | 3589.8154 | 3686.0808 | 3888.0978 | 4307.8271
12 | 3 | 9 | 1688.5179 | 1716.8288 | 1769.9464 | 1851.7115 | 2196.2226 | 2253.1573 | 2381.3349 | 2619.7996 | -53.1657 | -100.9664 | -186.8317 | -291.132 | 170.1097 | 254.1348 | 416.2753 | 715.5428 | 30.7883 | 53.2035 | 100.0121 | 169.0274 | -462.3134 | -527.4844 | -668.6676 | -857.5805 | 8.9773 | 14.736 | 19.3644 | 46.8895 | 3579.1368 | 3663.6096 | 3831.4338 | 4254.2582
12 | 3 | 10 | 1630.5178 | 1656.6135 | 1705.4953 | 1776.7086 | 2352.1769 | 2413.1546 | 2550.4341 | 2805.8323 | -56.1837 | -102.9064 | -185.5111 | -287.5505 | 191.0961 | 282.282 | 466.8421 | 798.5 | 24.8967 | 43.343 | 82.884 | 140.4115 | -967.5213 | -1107.7785 | -1413.5426 | -1824.7613 | 14.6672 | 24.4241 | 29.8666 | 75.3334 | 3189.6497 | 3209.1323 | 3236.4684 | 3484.4739
12 | 3 | 11 | 1553.2373 | 1577.2519 | 1620.9058 | 1683.1426 | 2461.0406 | 2524.8404 | 2668.4735 | 2935.692 | -58.4084 | -104.1243 | -185.7927 | -287.8588 | 181.5952 | 273.4309 | 451.1466 | 779.5596 | 20.9838 | 36.8239 | 70.5782 | 120.8614 | -1431.9494 | -1642.8898 | -2101.409 | -2705.8659 | 14.526 | 23.3815 | 27.7572 | 70.2416 | 2741.0251 | 2688.7144 | 2551.6596 | 2595.7725
12 | 3 | 12 | 1463.0288 | 1484.6996 | 1522.1749 | 1576.8271 | 2524.2192 | 2589.6569 | 2736.9773 | 3011.0556 | -59.6126 | -105.8991 | -184.7537 | -286.164 | 165.4945 | 247.414 | 415.7348 | 723.8712 | 18.1799 | 32.3559 | 63.0214 | 108.0851 | -1585.8212 | -1820.5025 | -2329.449 | -2997.9202 | 6.3767 | 10.1228 | 23.8186 | 28.9716 | 2531.8652 | 2437.8475 | 2247.5241 | 2164.7264
12 | 3 | 13 | 1352.5849 | 1371.97 | 1403.8478 | 1449.0892 | 2574.4469 | 2641.1867 | 2791.4386 | 3070.9706 | -60.2682 | -105.1248 | -182.1892 | -284.161 | 157.3991 | 238.5629 | 397.0659 | 689.8791 | 15.4261 | 28.2089 | 53.9727 | 95.1055 | -1546.6943 | -1775.6972 | -2272.214 | -2923.9309 | 2.4024 | 3.6667 | 12.0946 | 10.9507 | 2495.2969 | 2402.7733 | 2204.0164 | 2107.9032
12 | 3 | 14 | 1266.6558 | 1284.3063 | 1311.0921 | 1350.5865 | 2592.5474 | 2659.7564 | 2811.0646 | 3092.562 | -60.7097 | -103.411 | -174.6136 | -274.991 | 150.7992 | 227.1689 | 380.3229 | 657.0191 | 11.4047 | 21.6898 | 41.8536 | 76.7709 | -1365.5038 | -1567.8254 | -2006.4171 | -2581.6062 | 1.075 | 1.6682 | 9.1491 | 5.696 | 2596.2686 | 2523.3531 | 2372.4516 | 2326.0373
12 | 3 | 15 | 1194.0417 | 1210.5645 | 1234.7903 | 1270.1621 | 2569.787 | 2636.406 | 2786.3858 | 3065.4119 | -59.582 | -100.5315 | -170.1656 | -265.088 | 139.6224 | 208.8218 | 352.4795 | 603.043 | 9.2454 | 17.6335 | 34.8925 | 65.4134 | -1058.9456 | -1215.6738 | -1555.1434 | -1999.431 | 0.5375 | 0.93835 | 4.2728 | 2.9086 | 2794.7064 | 2758.1588 | 2687.5119 | 2742.4199
12 | 3 | 16 | 1238.1207 | 1256.399 | 1285.7068 | 1327.0479 | 2477.6994 | 2541.9311 | 2686.5365 | 2955.5638 | -56.8853 | -97.652 | -167.0381 | -258.0375 | 129.205 | 194.8591 | 326.4448 | 551.8741 | 9.4842 | 18.4756 | 36.3221 | 65.4134 | -580.9244 | -667.1142 | -853.7848 | -1097.9043 | -3.2684 | -5.2401 | -7.7812 | -13.5195 | 3213.4313 | 3241.6585 | 3306.4061 | 3530.4377
12 | 3 | 17 | 1498.9703 | 1523.9527 | 1569.5205 | 1637.1707 | 2286.0095 | 2345.2718 | 2478.6897 | 2726.9034 | -56.8088 | -98.7567 | -174.0506 | -269.2106 | 66.9285 | 97.8373 | 158.7988 | 253.3673 | 14.7814 | 27.2287 | 52.6676 | 92.0423 | -48.7823 | -56.2812 | -72.3349 | -92.596 | -7.0173 | -10.8012 | -19.7852 | -29.8836 | 3754.0813 | 3828.4514 | 3993.506 | 4317.7934
12 | 3 | 18 | 1975.8718 | 2011.44 | 2080.8091 | 2187.1419 | 2193.3514 | 2250.2117 | 2378.2218 | 2616.3747 | -57.495 | -103.9591 | -185.7927 | -285.4311 | 75.024 | 108.1584 | 170.98 | 268.9108 | 21.9258 | 38.9116 | 75.3272 | 130.232 | -0.0029378 | -0.0033719 | -0.0043111 | -0.005539 | -10.5952 | -17.0568 | -30.7866 | -51.3268 | 4198.0798 | 4287.7025 | 4488.7545 | 4865.8959
12 | 3 | 19 | 2228.8866 | 2270.561 | 2355.3861 | 2486.5554 | 1988.7021 | 2040.2571 | 2156.3233 | 2372.2555 | -56.2908 | -103.846 | -189.9592 | -291.865 | 92.0125 | 130.9464 | 197.9785 | 304.0353 | 26.7588 | 47.3804 | 91.088 | 157.6323 | -0.0029378 | -0.0033719 | -0.0043111 | -0.005539 | -8.2606 | -13.5891 | -23.6088 | -41.8701 | 4271.8056 | 4371.7065 | 4587.2035 | 4986.7379
12 | 3 | 20 | 2338.0472 | 2382.8036 | 2474.5754 | 2620.8158 | 1798.6014 | 1845.2282 | 1950.1995 | 2145.4907 | -53.9284 | -101.0796 | -185.2296 | -284.8145 | 98.6123 | 137.9149 | 207.4397 | 312.3732 | 28.7009 | 51.1158 | 97.9245 | 168.1167 | -0.0029378 | -0.0033719 | -0.0043111 | -0.005539 | -9.227 | -15.3534 | -26.3068 | -46.4022 | 4200.8034 | 4300.6261 | 4518.5985 | 4915.5743
12 | 3 | 21 | 2360.6096 | 2406.6236 | 2499.7056 | 2653.7225 | 1637.6955 | 1680.151 | 1775.7314 | 1953.5515 | -51.2011 | -96.3731 | -175.5655 | -268.1693 | 108.1132 | 152.0014 | 227.7809 | 331.2434 | 27.4835 | 48.9184 | 93.8849 | 161.1396 | -0.0029378 | -0.0033719 | -0.0043111 | -0.005539 | -7.9919 | -13.0773 | -20.9502 | -36.8912 | 4074.7059 | 4178.2405 | 4400.5828 | 4794.591
12 | 3 | 22 | 2373.3333 | 2420.2992 | 2515.4058 | 2675.1271 | 1458.3388 | 1496.1447 | 1581.2574 | 1739.6031 | -47.1625 | -87.2387 | -157.0819 | -244.0489 | 193.119 | 271.7132 | 414.974 | 611.3809 | 23.549 | 42.2531 | 81.4545 | 140.4115 | -0.0029378 | -0.0033719 | -0.0043111 | -0.005539 | -5.4537 | -8.8717 | -13.0106 | -25.7804 | 3995.7211 | 4134.2965 | 4422.9947 | 4896.6878
12 | 3 | 23 | 2259.3694 | 2305.1161 | 2395.1622 | 2551.9202 | 1293.4874 | 1327.0197 | 1402.5112 | 1542.9574 | -41.4171 | -76.1121 | -134.9078 | -208.4471 | 212.1208 | 292.7682 | 437.4106 | 643.1086 | 19.3606 | 34.1594 | 66.4139 | 115.0998 | -0.0029378 | -0.0033719 | -0.0043111 | -0.005539 | -2.2911 | -3.5449 | -3.5314 | -11.3294 | 3740.627 | 3879.403 | 4163.0544 | 4633.3039
12 | 3 | 24 | 2117.3082 | 2160.8103 | 2246.3225 | 2396.8607 | 1156.1728 | 1186.1454 | 1253.6228 | 1379.1594 | -35.6718 | -63.489 | -111.6946 | -172.5371 | 317.1293 | 425.2719 | 617.8148 | 888.6908 | 14.6145 | 26.1022 | 51.3734 | 88.8134 | -0.0029378 | -0.0033719 | -0.0043111 | -0.005539 | 5.1849 | 7.5785 | 14.5544 | 17.8566 | 3574.735 | 3742.4159 | 4071.989 | 4598.8383
12 | 4 | 1 | 2003.5634 | 2045.0808 | 2125.157 | 2271.1009 | 1076.3585 | 1104.2619 | 1167.0812 | 1283.9516 | -32.8374 | -55.7988 | -99.1845 | -151.1528 | 304.8597 | 408.854 | 598.8098 | 882.818 | 11.2377 | 20.279 | 40.3726 | 70.6821 | -0.0029378 | -0.0033719 | -0.0043111 | -0.005539 | 7.7421 | 12.0794 | 20.8554 | 31.7535 | 3370.9211 | 3534.7528 | 3853.0872 | 4389.1477
12 | 4 | 2 | 1889.4071 | 1929.0197 | 2003.8121 | 2142.6494 | 1048.5489 | 1075.7314 | 1136.9276 | 1250.7785 | -30.6892 | -51.3708 | -88.4815 | -134.9322 | 219.7695 | 296.6212 | 439.8785 | 651.6563 | 8.5057 | 15.8477 | 32.1687 | 56.8295 | -0.0029378 | -0.0033719 | -0.0043111 | -0.005539 | 6.2898 | 9.6462 | 16.6557 | 25.2945 | 3141.8289 | 3275.492 | 3540.9568 | 3992.2703
12 | 4 | 3 | 1832.5278 | 1871.2565 | 1943.296 | 2078.3406 | 1040.8987 | 1067.8829 | 1128.6326 | 1241.6528 | -30.1101 | -49.5439 | -85.354 | -130.1931 | 135.686 | 188.4013 | 291.2025 | 443.314 | 7.5638 | 14.7402 | 29.5586 | 53.1188 | -0.0029378 | -0.0033719 | -0.0043111 | -0.005539 | 4.7262 | 7.5691 | 13.0215 | 19.8184 | 2991.2894 | 3100.3027 | 3320.3529 | 3706.0461
12 | 4 | 4 | 1788.0822 | 1825.6735 | 1895.6729 | 2026.8469 | 1066.9629 | 1094.6227 | 1156.8936 | 1272.7439 | -30.1101 | -49.7091 | -88.4815 | -132.1962 | 81.7906 | 118.005 | 194.4279 | 310.1709 | 8.9115 | 15.8477 | 32.1687 | 57.7025 | -0.0029378 | -0.0033719 | -0.0043111 | -0.005539 | 4.2077 | 6.8392 | 11.962 | 18.2339 | 2919.8418 | 3011.2757 | 3202.6394 | 3553.4964
12 | 4 | 5 | 1770.9153 | 1807.6421 | 1876.0458 | 2002.4684 | 1167.026 | 1197.2799 | 1265.3907 | 1392.1058 | -31.7097 | -54.1372 | -94.7365 | -146.4136 | 50.197 | 75.6321 | 136.0389 | 234.41 | 11.4766 | 20.9749 | 40.8952 | 71.3518 | -0.0029378 | -0.0033719 | -0.0043111 | -0.005539 | 3.0214 | 4.8231 | 8.133 | 12.8679 | 2970.9235 | 3052.2116 | 3231.7628 | 3566.7847
12 | 4 | 6 | 1798.9689 | 1835.0341 | 1902.9586 | 2023.5739 | 1368.7405 | 1404.2236 | 1484.1071 | 1632.7242 | -36.2203 | -65.8728 | -121.0772 | -186.7545 | 43.5971 | 68.6637 | 127.963 | 227.6958 | 19.7664 | 34.4437 | 64.9843 | 111.63 | -0.0029378 | -0.0033719 | -0.0043111 | -0.005539 | 1.5935 | 2.8502 | 4.6747 | 7.5019 | 3196.4432 | 3279.3392 | 3463.6062 | 3816.3658
12 | 4 | 7 | 1837.7026 | 1872.6055 | 1939.0669 | 2051.3962 | 1668.8538 | 1712.117 | 1809.516 | 1990.7192 | -43.5653 | -84.1418 | -157.0819 | -245.6273 | 68.7999 | 107.0082 | 184.7638 | 324.5821 | 29.8098 | 51.5748 | 96.4949 | 164.3421 | -0.0029378 | -0.0033719 | -0.0043111 | -0.005539 | 0.0054293 | -0.10426 | -0.018942 | -0.66275 | 3561.6033 | 3659.0562 | 3872.7364 | 4284.744
12 | 4 | 8 | 1755.9878 | 1787.1752 | 1846.8757 | 1941.7379 | 1972.079 | 2023.203 | 2138.299 | 2352.4263 | -49.7827 | -96.8169 | -185.0247 | -288.3959 | 117.5911 | 178.7507 | 296.6932 | 507.8316 | 35.5128 | 61.1334 | 114.2701 | 191.8439 | -128.7302 | -147.0419 | -186.7773 | -239.8583 | 0.0027146 | 0.086658 | -0.09877 | 1.9994 | 3702.6605 | 3806.4902 | 4024.2373 | 4467.5849
12 | 4 | 9 | 1720.2421 | 1749.0919 | 1804.3927 | 1888.5833 | 2193.4452 | 2250.308 | 2378.3235 | 2616.4866 | -54.2933 | -102.2976 | -194.1257 | -300.6103 | 170.1097 | 254.1348 | 416.2753 | 715.5428 | 32.9476 | 56.7021 | 106.7864 | 180.4865 | -466.9709 | -533.0973 | -676.5701 | -868.2366 | 8.9773 | 10.1485 | 19.3644 | 46.8895 | 3604.4578 | 3684.9903 | 3854.4465 | 4279.1419
12 | 4 | 10 | 1635.1646 | 1660.3705 | 1709.447 | 1781.9281 | 2361.8284 | 2423.0563 | 2560.8991 | 2817.3452 | -57.2043 | -102.4629 | -187.1132 | -289.5535 | 191.0961 | 282.282 | 466.8421 | 798.5 | 24.4909 | 43.2333 | 82.1016 | 139.0944 | -995.4564 | -1139.7149 | -1452.8818 | -1869.4678 | 14.6672 | 16.0832 | 29.8666 | 75.3334 | 3174.5865 | 3182.8477 | 3209.1613 | 3453.1797
12 | 4 | 11 | 1547.1934 | 1569.447 | 1613.3341 | 1677.0751 | 2459.9461 | 2523.7176 | 2667.2868 | 2934.3865 | -58.8804 | -101.8538 | -182.6651 | -280.3836 | 181.5952 | 273.4309 | 451.1466 | 779.5596 | 17.2013 | 30.8545 | 60.8093 | 105.6916 | -1410.2237 | -1617.2919 | -2066.3102 | -2658.8723 | 14.526 | 15.2492 | 27.7572 | 70.2416 | 2751.3579 | 2693.5533 | 2571.3587 | 2627.6985
12 | 4 | 12 | 1458.5103 | 1478.8408 | 1517.7923 | 1571.836 | 2530.6802 | 2596.2853 | 2743.9828 | 3018.7627 | -60.0081 | -100.3053 | -175.6527 | -271.6383 | 165.4945 | 247.414 | 415.7348 | 723.8712 | 11.8824 | 21.8171 | 44.4637 | 77.1774 | -1566.9367 | -1798.1039 | -2299.4525 | -2958.7008 | 6.3767 | 13.0421 | 23.8186 | 28.9716 | 2545.9993 | 2458.99 | 2270.687 | 2190.2798
12 | 4 | 13 | 1344.7351 | 1362.2239 | 1395.1952 | 1439.8678 | 2587.2663 | 2654.3384 | 2805.3384 | 3086.2624 | -60.5566 | -98.8089 | -172.8067 | -266.8992 | 157.3991 | 238.5629 | 397.0659 | 689.8791 | 8.9115 | 16.6532 | 34.8925 | 63.3248 | -1579.3458 | -1811.7999 | -2315.2902 | -2975.9844 | 2.4024 | 6.2733 | 12.0946 | 10.9507 | 2460.812 | 2367.4429 | 2156.4898 | 2047.4011
12 | 4 | 14 | 1260.0311 | 1275.7392 | 1304.5306 | 1342.5014 | 2604.9311 | 2672.4611 | 2824.4921 | 3107.3341 | -60.5566 | -98.0346 | -171.4861 | -262.16 | 150.7992 | 227.1689 | 380.3229 | 657.0191 | 6.7522 | 13.2021 | 28.6407 | 54.0559 | -1262.4262 | -1448.3989 | -1852.0502 | -2384.8947 | 1.075 | 4.796 | 9.1491 | 5.696 | 2700.6057 | 2646.9337 | 2523.5991 | 2519.5518
12 | 4 | 15 | 1196.8707 | 1212.4791 | 1238.8598 | 1273.0972 | 2575.306 | 2642.0681 | 2792.3701 | 3071.9954 | -60.5566 | -96.2077 | -167.3196 | -259.7323 | 139.6224 | 208.8218 | 352.4795 | 603.043 | 6.1794 | 11.8103 | 26.8131 | 50.7894 | -988.3888 | -1133.2784 | -1447.1418 | -1860.5602 | 0.5375 | 2.1895 | 4.2728 | 2.9086 | 2869.5707 | 2847.8827 | 2800.3338 | 2881.5411
12 | 4 | 16 | 1253.0465 | 1271.4524 | 1302.4797 | 1344.2407 | 2474.829 | 2538.9863 | 2683.4242 | 2952.1398 | -58.4084 | -96.2077 | -167.3196 | -259.7323 | 129.205 | 194.8591 | 326.4448 | 551.8741 | 9.0784 | 16.9376 | 34.8925 | 62.3502 | -545.2651 | -625.5992 | -799.928 | -1029.1176 | -3.2684 | -4.8231 | -7.7812 | -13.5195 | 3259.217 | 3295.6055 | 3372.2123 | 3608.2353
12 | 4 | 17 | 1517.8761 | 1543.6644 | 1590.7605 | 1659.7332 | 2272.6323 | 2331.5479 | 2464.1849 | 2710.9462 | -57.2808 | -97.8693 | -175.6527 | -273.2167 | 66.9285 | 97.8373 | 158.7988 | 253.3673 | 15.2591 | 27.2287 | 53.9727 | 94.3341 | -38.8467 | -44.7009 | -57.4764 | -74.3644 | -7.0173 | -11.2182 | -19.7852 | -29.8836 | 3769.5512 | 3846.4897 | 4014.8028 | 4340.9161
12 | 4 | 18 | 1981.177 | 2017.1656 | 2088.251 | 2194.2237 | 2184.0628 | 2240.6823 | 2368.1502 | 2605.2946 | -57.8599 | -103.7938 | -187.5996 | -292.1733 | 75.024 | 108.1584 | 170.98 | 268.9108 | 22.7374 | 40.3034 | 78.5844 | 135.587 | -0.0029378 | -0.0033719 | -0.0043111 | -0.005539 | -10.5952 | -16.8483 | -30.7866 | -51.3268 | 4194.5431 | 4285.6643 | 4487.575 | 4860.5104
12 | 4 | 19 | 2218.1116 | 2259.9887 | 2344.4858 | 2474.7592 | 1986.1515 | 2037.6403 | 2153.5576 | 2369.2129 | -56.7322 | -104.4028 | -191.4846 | -291.865 | 92.0125 | 130.9464 | 197.9785 | 304.0353 | 26.353 | 46.5572 | 90.828 | 156.3151 | -0.0029378 | -0.0033719 | -0.0043111 | -0.005539 | -8.2606 | -12.4422 | -23.6088 | -41.8701 | 4257.6327 | 4358.2842 | 4571.7521 | 4970.5819
12 | 4 | 20 | 2300.3323 | 2345.2084 | 2435.5031 | 2578.0462 | 1802.9563 | 1849.696 | 1954.9215 | 2150.6855 | -54.3698 | -99.6964 | -182.3836 | -281.962 | 98.6123 | 137.9149 | 207.4397 | 312.3732 | 26.7588 | 47.6647 | 92.3199 | 158.5053 | -0.0029378 | -0.0033719 | -0.0043111 | -0.005539 | -9.227 | -14.3108 | -26.3068 | -46.4022 | 4165.0598 | 4266.4733 | 4481.4895 | 4871.2404
12 | 4 | 21 | 2334.9878 | 2381.2999 | 2474.4206 | 2625.0781 | 1640.6023 | 1683.1331 | 1778.8832 | 1957.0189 | -51.6731 | -94.9379 | -172.7195 | -263.0054 | 108.1132 | 152.0014 | 227.7809 | 331.2434 | 24.7298 | 43.9292 | 85.3587 | 146.9445 | -0.0029378 | -0.0033719 | -0.0043111 | -0.005539 | -7.9919 | -11.6176 | -20.9502 | -36.8912 | 4048.7651 | 4153.8047 | 4372.7694 | 4760.3828
12 | 4 | 22 | 2336.9661 | 2383.225 | 2476.8781 | 2633.4591 | 1460.8652 | 1498.7365 | 1583.9967 | 1742.6166 | -47.711 | -85.9687 | -157.0819 | -239.3097 | 193.119 | 271.7132 | 414.974 | 611.3809 | 22.0927 | 39.3232 | 76.6323 | 133.0919 | -0.0029378 | -0.0033719 | -0.0043111 | -0.005539 | -5.4537 | -7.0992 | -13.0106 | -25.7804 | 3959.8753 | 4099.9267 | 4382.3841 | 4855.4528
12 | 4 | 23 | 2217.358 | 2262.31 | 2351.0231 | 2504.3128 | 1291.5935 | 1325.0767 | 1400.4577 | 1540.6982 | -42.4377 | -75.8947 | -136.4333 | -210.4502 | 212.1208 | 292.7682 | 437.4106 | 643.1086 | 18.4187 | 33.4635 | 65.6314 | 113.7826 | -0.0029378 | -0.0033719 | -0.0043111 | -0.005539 | -2.2911 | -2.0852 | -3.5314 | -11.3294 | 3694.7593 | 3835.6352 | 4114.5538 | 4580.1171
12 | 4 | 24 | 2095.5249 | 2138.9309 | 2223.0226 | 2371.6625 | 1155.8391 | 1185.803 | 1253.261 | 1378.7614 | -36.7994 | -64.768 | -114.8221 | -176.8515 | 317.1293 | 425.2719 | 617.8148 | 888.6908 | 14.6145 | 26.3865 | 51.896 | 89.8897 | -0.0029378 | -0.0033719 | -0.0043111 | -0.005539 | 5.1849 | 8.8297 | 14.5544 | 17.8566 | 3551.4904 | 3720.4505 | 4045.7223 | 4570.0038
12 | 5 | 1 | 1980.7567 | 2022.1639 | 2101.2181 | 2245.3542 | 1076.3841 | 1104.2882 | 1167.109 | 1283.9822 | -32.3654 | -57.0167 | -100.9915 | -149.5744 | 304.8597 | 408.854 | 598.8098 | 882.818 | 11.4047 | 21.2593 | 42.3248 | 73.3011 | -0.0029378 | -0.0033719 | -0.0043111 | -0.005539 | 7.7421 | 12.0794 | 20.8554 | 31.7535 | 3348.779 | 3511.6247 | 3829.3213 | 4367.6291
12 | 5 | 2 | 1876.2495 | 1915.5623 | 1989.7743 | 2127.7464 | 1048.1074 | 1075.2785 | 1136.4489 | 1250.2519 | -30.7657 | -51.536 | -90.2885 | -134.9322 | 219.7695 | 296.6212 | 439.8785 | 651.6563 | 8.6726 | 15.8477 | 32.8158 | 57.2583 | -0.0029378 | -0.0033719 | -0.0043111 | -0.005539 | 6.2898 | 9.6462 | 16.6557 | 25.2945 | 3128.3202 | 3261.4164 | 3525.2804 | 3977.2695
12 | 5 | 3 | 1817.3028 | 1855.7966 | 1927.1629 | 2061.3914 | 1041.0359 | 1068.0237 | 1128.7814 | 1241.8166 | -29.638 | -50.7617 | -87.161 | -128.19 | 135.686 | 188.4013 | 291.2025 | 443.314 | 7.7307 | 14.7402 | 30.0812 | 51.8017 | -0.0029378 | -0.0033719 | -0.0043111 | -0.005539 | 4.7262 | 7.5691 | 13.0215 | 19.8184 | 2976.8406 | 3083.7657 | 3303.0841 | 3689.9464
12 | 5 | 4 | 1770.1787 | 1807.8211 | 1877.0274 | 2006.8636 | 1067.8347 | 1095.5172 | 1157.839 | 1273.7839 | -29.638 | -50.7617 | -87.4425 | -128.19 | 81.7906 | 118.005 | 194.4279 | 310.1709 | 7.7307 | 15.1517 | 30.8636 | 53.9918 | -0.0029378 | -0.0033719 | -0.0043111 | -0.005539 | 4.2077 | 6.8392 | 11.962 | 18.2339 | 2902.1015 | 2992.5692 | 3184.6732 | 3534.8486
12 | 5 | 5 | 1765.3117 | 1801.9549 | 1870.1559 | 1996.2001 | 1167.0767 | 1197.3319 | 1265.4457 | 1392.1663 | -31.7862 | -55.1898 | -96.5435 | -144.8352 | 50.197 | 75.6321 | 136.0389 | 234.41 | 11.6435 | 21.2593 | 41.8022 | 72.4281 | -0.0029378 | -0.0033719 | -0.0043111 | -0.005539 | 3.0214 | 4.8231 | 8.133 | 12.8679 | 2965.4611 | 3045.8081 | 3225.0279 | 3563.2316
12 | 5 | 6 | 1797.4992 | 1833.5187 | 1901.4664 | 2022.4057 | 1365.5223 | 1400.922 | 1480.6177 | 1628.8854 | -35.8554 | -66.1512 | -121.6403 | -184.7514 | 43.5971 | 68.6637 | 127.963 | 227.6958 | 20.1003 | 35.1396 | 67.3209 | 113.5793 | -0.0029378 | -0.0033719 | -0.0043111 | -0.005539 | 1.5935 | 2.8502 | 4.6747 | 7.5019 | 3192.4541 | 3274.9397 | 3460.3981 | 3815.3111
12 | 5 | 7 | 1825.2073 | 1859.732 | 1925.8653 | 2037.6106 | 1663.7813 | 1706.9131 | 1804.016 | 1984.6685 | -43.6419 | -83.5327 | -157.3635 | -244.0489 | 68.7999 | 107.0082 | 184.7638 | 324.5821 | 30.3825 | 52.096 | 98.707 | 165.3167 | -0.0029378 | -0.0033719 | -0.0043111 | -0.005539 | 0.0054293 | -0.10426 | -0.018942 | -0.66275 | 3544.5317 | 3642.109 | 3855.9654 | 4267.4607
12 | 5 | 8 | 1727.0566 | 1757.7195 | 1816.0611 | 1909.9971 | 1963.5213 | 2014.4235 | 2129.02 | 2342.2181 | -49.8592 | -95.4336 | -180.8582 | -282.3867 | 117.5911 | 178.7507 | 296.6932 | 507.8316 | 33.7593 | 58.6517 | 109.6456 | 184.626 | -98.2085 | -112.2555 | -141.6833 | -178.3906 | 0.0027146 | 0.086658 | -0.09877 | 1.9994 | 3693.8633 | 3801.943 | 4028.7797 | 4485.8949
12 | 5 | 9 | 1692.119 | 1720.728 | 1774.7321 | 1856.065 | 2189.0853 | 2245.835 | 2373.5961 | 2611.2858 | -54.4769 | -101.6886 | -190.2407 | -296.6041 | 170.1097 | 254.1348 | 416.2753 | 715.5428 | 31.7302 | 55.0259 | 103.3938 | 174.6873 | -364.8897 | -417.0769 | -527.6164 | -669.8383 | 8.9773 | 10.1485 | 19.3644 | 46.8895 | 3672.655 | 3767.1068 | 3969.5046 | 4438.0279
12 | 5 | 10 | 1614.4679 | 1639.7619 | 1688.2004 | 1757.9948 | 2365.4262 | 2426.7473 | 2564.8001 | 2821.6368 | -56.9159 | -102.7412 | -186.0742 | -292.598 | 191.0961 | 282.282 | 466.8421 | 798.5 | 24.8248 | 44.0389 | 83.5311 | 142.2592 | -640.4854 | -734.9024 | -938.5022 | -1207.7495 | 14.6672 | 16.0832 | 29.8666 | 75.3334 | 3513.0808 | 3571.2698 | 3708.6639 | 4095.3766
12 | 5 | 11 | 1520.14 | 1542.4668 | 1585.2191 | 1644.4935 | 2480.5104 | 2544.815 | 2689.5844 | 2958.9169 | -58.6991 | -103.0717 | -187.8812 | -288.5918 | 181.5952 | 273.4309 | 451.1466 | 779.5596 | 20.5061 | 36.6776 | 71.2253 | 121.2902 | -961.5625 | -1102.5893 | -1405.7352 | -1800.8151 | 14.526 | 15.2492 | 27.7572 | 70.2416 | 3197.0161 | 3206.9784 | 3231.3163 | 3485.0949
12 | 5 | 12 | 1424.223 | 1443.7896 | 1480.8984 | 1531.3998 | 2557.1717 | 2623.4637 | 2772.7073 | 3050.3636 | -59.7962 | -102.6279 | -182.3942 | -279.4218 | 165.4945 | 247.414 | 415.7348 | 723.8712 | 15.593 | 27.9246 | 55.4023 | 96.2834 | -1054.6569 | -1208.7048 | -1537.0402 | -1959.6414 | 6.3767 | 13.0421 | 23.8186 | 28.9716 | 3054.4058 | 3044.3012 | 3029.1269 | 3191.8264
12 | 5 | 13 | 1300.6953 | 1317.8434 | 1348.509 | 1387.4577 | 2626.1776 | 2694.2584 | 2847.5294 | 3132.6784 | -59.6891 | -101.8536 | -179.8297 | -272.6796 | 157.3991 | 238.5629 | 397.0659 | 689.8791 | 12.0493 | 22.3857 | 45.1108 | 80.0374 | -1173.4855 | -1345.1348 | -1710.0456 | -2171.6761 | 2.4024 | 6.2733 | 12.0946 | 10.9507 | 2865.5492 | 2832.3353 | 2760.4345 | 2856.6475
12 | 5 | 14 | 1216.7836 | 1232.3897 | 1258.9311 | 1290.9718 | 2651.0371 | 2719.7624 | 2874.4843 | 3162.3325 | -59.6891 | -100.3051 | -175.6632 | -265.5127 | 150.7992 | 227.1689 | 380.3229 | 657.0191 | 8.6726 | 16.2416 | 34.8925 | 62.5757 | -1113.5128 | -1278.9316 | -1636.9109 | -2107.4372 | 1.075 | 4.796 | 9.1491 | 5.696 | 2855.1656 | 2821.122 | 2745.2058 | 2805.6452
12 | 5 | 15 | 1144.1353 | 1158.4043 | 1181.979 | 1210.1534 | 2635.8117 | 2704.1423 | 2857.9755 | 3144.1705 | -59.11 | -98.4782 | -170.9336 | -256.0344 | 139.6224 | 208.8218 | 352.4795 | 603.043 | 7.3249 | 14.0442 | 30.0703 | 54.7256 | -850.0586 | -978.5486 | -1257.2847 | -1621.9557 | 0.5375 | 2.1895 | 4.2728 | 2.9086 | 3018.2632 | 3010.5753 | 2998.5589 | 3137.011
12 | 5 | 16 | 1201.1615 | 1218.3524 | 1246.4172 | 1282.4897 | 2524.8429 | 2590.2968 | 2737.6536 | 3011.7997 | -57.4338 | -96.4861 | -169.1266 | -255.6098 | 129.205 | 194.8591 | 326.4448 | 551.8741 | 9.0784 | 16.9376 | 34.8925 | 61.7027 | -423.2668 | -487.0606 | -624.2717 | -800.2357 | -3.2684 | -4.8231 | -7.7812 | -13.5195 | 3380.3187 | 3432.0761 | 3544.2285 | 3838.5013
12 | 5 | 17 | 1478.4184 | 1502.9465 | 1547.6048 | 1612.1984 | 2315.6827 | 2375.7143 | 2510.864 | 2762.2996 | -56.8853 | -98.922 | -176.4207 | -269.5189 | 66.9285 | 97.8373 | 158.7988 | 253.3673 | 14.7814 | 27.2287 | 54.0972 | 92.9153 | -31.0634 | -35.9796 | -46.4647 | -59.4527 | -7.0173 | -11.2182 | -19.7852 | -29.8836 | 3780.845 | 3857.607 | 4028.6943 | 4361.9254
12 | 5 | 18 | 1957.958 | 1993.5292 | 2063.1217 | 2165.4186 | 2216.3169 | 2273.7725 | 2403.1229 | 2643.7694 | -57.5715 | -104.2896 | -189.6882 | -288.5918 | 75.024 | 108.1584 | 170.98 | 268.9108 | 23.3101 | 41.4299 | 80.6611 | 137.4347 | -0.0029378 | -0.0033719 | -0.0043111 | -0.005539 | -10.5952 | -16.8483 | -30.7866 | -51.3268 | 4204.4393 | 4295.7488 | 4497.4067 | 4875.6093
12 | 5 | 19 | 2238.8661 | 2280.6399 | 2366.1378 | 2497.8604 | 1999.4103 | 2051.2428 | 2167.9339 | 2385.0289 | -56.9159 | -103.9591 | -191.0087 | -292.598 | 92.0125 | 130.9464 | 197.9785 | 304.0353 | 27.6505 | 48.7911 | 95.1791 | 162.6448 | -0.0029378 | -0.0033719 | -0.0043111 | -0.005539 | -8.2606 | -12.4422 | -23.6088 | -41.8701 | 4292.7599 | 4395.2157 | 4612.6075 | 5015.0957
12 | 5 | 20 | 2345.7563 | 2390.7852 | 2483.1071 | 2629.5939 | 1809.6738 | 1856.5876 | 1962.2052 | 2158.6986 | -54.0049 | -101.0796 | -185.7927 | -285.1227 | 98.6123 | 137.9149 | 207.4397 | 312.3732 | 29.0348 | 51.5748 | 99.2187 | 169.5202 | -0.0029378 | -0.0033719 | -0.0043111 | -0.005539 | -9.227 | -14.3108 | -26.3068 | -46.4022 | 4219.8423 | 4321.4687 | 4539.867 | 4938.6555
12 | 5 | 21 | 2416.9555 | 2464.5778 | 2561.5092 | 2718.2685 | 1645.246 | 1687.8973 | 1783.9184 | 1962.5583 | -51.2776 | -94.6594 | -174.8081 | -268.4776 | 108.1132 | 152.0014 | 227.7809 | 331.2434 | 26.9257 | 47.6647 | 92.3199 | 159.3783 | -0.0029378 | -0.0033719 | -0.0043111 | -0.005539 | -7.9919 | -11.6176 | -20.9502 | -36.8912 | 4137.968 | 4245.8608 | 4469.7658 | 4866.0743
12 | 5 | 22 | 2428.8627 | 2476.9694 | 2575.1888 | 2738.8215 | 1462.0247 | 1499.9261 | 1585.2539 | 1743.9998 | -47.7875 | -87.1865 | -158.8889 | -242.0458 | 193.119 | 271.7132 | 414.974 | 611.3809 | 23.1432 | 40.9993 | 80.7965 | 138.6502 | -0.0029378 | -0.0033719 | -0.0043111 | -0.005539 | -5.4537 | -7.0992 | -13.0106 | -25.7804 | 4053.9054 | 4195.319 | 4484.3093 | 4965.0206
12 | 5 | 23 | 2311.661 | 2358.1489 | 2451.765 | 2612.1258 | 1291.2978 | 1324.7733 | 1400.137 | 1540.3454 | -42.6213 | -76.0599 | -136.9963 | -208.4471 | 212.1208 | 292.7682 | 437.4106 | 643.1086 | 19.2303 | 34.4437 | 67.061 | 115.6303 | -0.0029378 | -0.0033719 | -0.0043111 | -0.005539 | -2.2911 | -2.0852 | -3.5314 | -11.3294 | 3789.3945 | 3931.9856 | 4215.8416 | 4691.4281
12 | 5 | 24 | 2179.5284 | 2224.2077 | 2312.1956 | 2467.9569 | 1154.651 | 1184.5841 | 1251.9727 | 1377.3441 | -36.9831 | -65.0985 | -115.1037 | -175.2732 | 317.1293 | 425.2719 | 617.8148 | 888.6908 | 14.3756 | 26.1022 | 51.896 | 89.4455 | -0.0029378 | -0.0033719 | -0.0043111 | -0.005539 | 5.1849 | 8.8297 | 14.5544 | 17.8566 | 3633.8833 | 3803.8936 | 4133.3255 | 4666.0152
12 | 6 | 1 | 2056.6548 | 2099.3935 | 2182.222 | 2332.0575 | 1074.9384 | 1102.805 | 1165.5414 | 1282.2577 | -31.8933 | -55.9641 | -97.864 | -147.1466 | 304.8597 | 408.854 | 598.8098 | 882.818 | 10.8686 | 19.8674 | 40.3726 | 68.7174 | -0.0029378 | -0.0033719 | -0.0043111 | -0.005539 | 7.7421 | 12.0794 | 20.8554 | 31.7535 | 3423.1673 | 3587.0319 | 3909.933 | 4450.4519
12 | 6 | 2 | 1950.6095 | 1991.6178 | 2069.5926 | 2212.6857 | 1048.5433 | 1075.7257 | 1136.9215 | 1250.7718 | -30.1866 | -51.536 | -90.2885 | -132.9292 | 219.7695 | 296.6212 | 439.8785 | 651.6563 | 9.0784 | 16.5436 | 33.5983 | 58.5755 | -0.0029378 | -0.0033719 | -0.0043111 | -0.005539 | 6.2898 | 9.6462 | 16.6557 | 25.2945 | 3204.1011 | 3338.615 | 3606.3538 | 4066.0491
12 | 6 | 3 | 1878.3975 | 1918.0183 | 1992.8671 | 2131.4079 | 1038.3832 | 1065.3022 | 1125.9051 | 1238.6522 | -29.638 | -49.7091 | -84.0334 | -125.7623 | 135.686 | 188.4013 | 291.2025 | 443.314 | 7.3249 | 13.898 | 29.5586 | 49.5098 | -0.0029378 | -0.0033719 | -0.0043111 | -0.005539 | 4.7262 | 7.5691 | 13.0215 | 19.8184 | 3034.8768 | 3143.4764 | 3368.5171 | 3756.9346
12 | 6 | 4 | 1834.4755 | 1873.4455 | 1945.7633 | 2080.7737 | 1064.293 | 1091.8836 | 1153.9987 | 1269.5591 | -29.638 | -50.5965 | -87.161 | -128.19 | 81.7906 | 118.005 | 194.4279 | 310.1709 | 8.5057 | 15.8477 | 32.2932 | 56.182 | -0.0029378 | -0.0033719 | -0.0043111 | -0.005539 | 4.2077 | 6.8392 | 11.962 | 18.2339 | 2963.6314 | 3055.4212 | 3251.2799 | 3606.724
12 | 6 | 5 | 1809.2344 | 1846.8031 | 1917.2356 | 2046.8342 | 1160.2819 | 1190.3609 | 1258.0782 | 1384.061 | -30.6586 | -53.3629 | -94.7365 | -141.9828 | 50.197 | 75.6321 | 136.0389 | 234.41 | 11.2377 | 20.279 | 39.85 | 67.7428 | -0.0029378 | -0.0033719 | -0.0043111 | -0.005539 | 3.0214 | 4.8231 | 8.133 | 12.8679 | 3003.3108 | 3084.532 | 3264.5949 | 3603.9276
12 | 6 | 6 | 1819.3307 | 1855.9892 | 1925.0593 | 2047.4271 | 1359.4238 | 1394.6654 | 1474.0051 | 1621.6106 | -34.1486 | -65.2638 | -120.0382 | -180.0123 | 43.5971 | 68.6637 | 127.963 | 227.6958 | 19.5276 | 34.1594 | 65.1089 | 110.1096 | -0.0029378 | -0.0033719 | -0.0043111 | -0.005539 | 1.5935 | 2.8502 | 4.6747 | 7.5019 | 3209.3211 | 3291.0607 | 3476.7685 | 3834.3271
12 | 6 | 7 | 1848.1919 | 1883.378 | 1950.6253 | 2063.8217 | 1662.321 | 1705.4149 | 1802.4325 | 1982.9264 | -40.366 | -83.5327 | -157.3635 | -234.5706 | 68.7999 | 107.0082 | 184.7638 | 324.5821 | 30.6214 | 52.792 | 99.2296 | 166.5322 | -0.0029378 | -0.0033719 | -0.0043111 | -0.005539 | 0.0054293 | -0.10426 | -0.018942 | -0.66275 | 3569.5707 | 3664.9526 | 3879.6644 | 4302.6235
12 | 6 | 8 | 1756.8974 | 1788.3511 | 1848.162 | 1943.5686 | 1968.1168 | 2019.1382 | 2134.0029 | 2347.7 | -44.9837 | -96.2079 | -183.9857 | -268.1693 | 117.5911 | 178.7507 | 296.6932 | 507.8316 | 35.3458 | 60.8491 | 114.3946 | 191.7423 | -149.4406 | -170.8204 | -217.0927 | -279.0764 | 0.0027146 | 0.086658 | -0.09877 | 1.9994 | 3683.5296 | 3780.1475 | 3992.0757 | 4445.5961
12 | 6 | 9 | 1749.4503 | 1778.7555 | 1835.4677 | 1921.6759 | 2188.8421 | 2245.5855 | 2373.3323 | 2610.9957 | -49.2801 | -100.9143 | -188.6387 | -275.2198 | 170.1097 | 254.1348 | 416.2753 | 715.5428 | 30.3825 | 52.792 | 99.3541 | 167.5069 | -358.1111 | -410.6575 | -525.9393 | -683.4133 | 8.9773 | 10.1485 | 19.3644 | 46.8895 | 3740.3708 | 3829.8444 | 4029.2159 | 4503.9776
12 | 6 | 10 | 1696.0774 | 1722.6857 | 1774.8324 | 1851.0333 | 2370.179 | 2431.6233 | 2569.9535 | 2827.3063 | -51.719 | -99.3658 | -180.0241 | -259.7323 | 191.0961 | 282.282 | 466.8421 | 798.5 | 20.3392 | 36.2661 | 70.4428 | 120.2139 | -825.8569 | -945.3394 | -1205.0265 | -1555.0924 | 14.6672 | 16.0832 | 29.8666 | 75.3334 | 3414.7829 | 3444.2352 | 3526.8868 | 3857.5622
12 | 6 | 11 | 1595.3125 | 1619.3625 | 1665.4203 | 1729.5231 | 2501.84 | 2566.6975 | 2712.7118 | 2984.3603 | -53.9438 | -100.4184 | -178.7036 | -253.2983 | 181.5952 | 273.4309 | 451.1466 | 779.5596 | 14.5425 | 26.3865 | 52.6676 | 92.3695 | -943.2891 | -1079.18 | -1373.6081 | -1765.964 | 14.526 | 15.2492 | 27.7572 | 70.2416 | 3310.5834 | 3321.5283 | 3357.3918 | 3636.7918
12 | 6 | 12 | 1496.4465 | 1517.4182 | 1558.0935 | 1612.2946 | 2591.2209 | 2658.3955 | 2809.6263 | 3090.9797 | -55.1479 | -101.3058 | -178.9085 | -255.6098 | 165.4945 | 247.414 | 415.7348 | 723.8712 | 12.3832 | 22.7973 | 46.4159 | 80.4662 | -1125.5495 | -1286.8581 | -1631.3652 | -2076.0942 | 6.3767 | 13.0421 | 23.8186 | 28.9716 | 3091.2244 | 3070.9032 | 3043.4153 | 3204.8793
12 | 6 | 13 | 1351.6425 | 1369.4668 | 1402.1715 | 1444.1833 | 2662.017 | 2731.027 | 2886.3896 | 3175.43 | -56.3521 | -103.0805 | -179.1135 | -258.6541 | 157.3991 | 238.5629 | 397.0659 | 689.8791 | 10.6297 | 20.1518 | 42.2517 | 73.4891 | -1055.2332 | -1208.4313 | -1536.6867 | -1962.307 | 2.4024 | 6.2733 | 12.0946 | 10.9507 | 3072.5055 | 3053.9698 | 3024.1732 | 3172.9711
12 | 6 | 14 | 1243.5975 | 1258.8777 | 1286.3269 | 1320.1969 | 2687.407 | 2757.0751 | 2913.9196 | 3205.7168 | -56.245 | -102.3062 | -177.5114 | -251.4872 | 150.7992 | 227.1689 | 380.3229 | 657.0191 | 8.4704 | 16.526 | 35.4151 | 63.0046 | -913.6582 | -1045.6096 | -1331.5613 | -1712.6632 | 1.075 | 4.796 | 9.1491 | 5.696 | 3121.4459 | 3116.5278 | 3116.0608 | 3287.4829
12 | 6 | 15 | 1160.6794 | 1174.7379 | 1198.6745 | 1227.3871 | 2670.9928 | 2740.2354 | 2896.1219 | 3186.1369 | -55.773 | -101.3667 | -175.9094 | -244.3203 | 139.6224 | 208.8218 | 352.4795 | 603.043 | 6.6083 | 13.4864 | 29.1633 | 51.5455 | -640.4341 | -732.8576 | -932.3719 | -1198.5177 | 0.5375 | 2.1895 | 4.2728 | 2.9086 | 3282.2333 | 3305.2467 | 3372.4308 | 3628.183
12 | 6 | 16 | 1242.4179 | 1260.3528 | 1290.3032 | 1328.4319 | 2565.6514 | 2632.1632 | 2781.9017 | 3060.4788 | -54.0968 | -98.6525 | -173.0634 | -244.012 | 129.205 | 194.8591 | 326.4448 | 551.8741 | 9.0065 | 17.2219 | 35.9376 | 64.3218 | -374.7911 | -429.3889 | -548.153 | -705.919 | -3.2684 | -4.8231 | -7.7812 | -13.5195 | 3514.1246 | 3571.7325 | 3705.5897 | 4041.6559
12 | 6 | 17 | 1509.6062 | 1535.2186 | 1581.0949 | 1645.8526 | 2368.1562 | 2429.5481 | 2567.7603 | 2824.8934 | -52.9997 | -100.5315 | -177.588 | -253.6067 | 66.9285 | 97.8373 | 158.7988 | 253.3673 | 14.5425 | 26.8171 | 53.1902 | 93.2425 | -9.4614 | -10.9938 | -14.4612 | -19.2427 | -7.0173 | -11.2182 | -19.7852 | -29.8836 | 3889.7551 | 3966.6776 | 4149.0097 | 4514.6229
12 | 6 | 18 | 1994.9435 | 2030.5016 | 2101.6056 | 2206.5097 | 2254.5558 | 2313.0027 | 2444.5848 | 2689.3833 | -54.7065 | -103.1327 | -186.4841 | -271.8302 | 75.024 | 108.1584 | 170.98 | 268.9108 | 20.3392 | 36.962 | 72.4572 | 125.4297 | -0.0029378 | -0.0033719 | -0.0043111 | -0.005539 | -10.5952 | -16.8483 | -30.7866 | -51.3268 | 4279.5577 | 4368.6404 | 4572.3527 | 4967.0709
12 | 6 | 19 | 2285.9133 | 2328.0312 | 2415.6227 | 2550.6123 | 2032.7765 | 2085.4741 | 2204.1125 | 2424.8303 | -53.9743 | -101.9669 | -185.9976 | -273.525 | 92.0125 | 130.9464 | 197.9785 | 304.0353 | 23.477 | 42.1258 | 82.8732 | 142.0183 | -0.0029378 | -0.0033719 | -0.0043111 | -0.005539 | -8.2606 | -12.4422 | -23.6088 | -41.8701 | 4371.9414 | 4472.165 | 4690.9762 | 5106.0955
12 | 6 | 20 | 2400.8246 | 2446.3274 | 2541.0788 | 2692.7012 | 1831.0436 | 1878.5114 | 1985.3762 | 2184.1899 | -52.2981 | -98.1479 | -179.7426 | -270.7889 | 98.6123 | 137.9149 | 207.4397 | 312.3732 | 25.0636 | 44.7348 | 87.4355 | 150.0077 | -0.0029378 | -0.0033719 | -0.0043111 | -0.005539 | -9.227 | -14.3108 | -26.3068 | -46.4022 | 4294.016 | 4395.0264 | 4615.2765 | 5022.0753
12 | 6 | 21 | 2466.3054 | 2513.6709 | 2613.152 | 2774.6692 | 1662.1985 | 1705.2892 | 1802.2997 | 1982.7804 | -50.4843 | -93.7198 | -171.6805 | -260.886 | 108.1132 | 152.0014 | 227.7809 | 331.2434 | 25.0636 | 44.7348 | 86.7883 | 150.0077 | -0.0029378 | -0.0033719 | -0.0043111 | -0.005539 | -7.9919 | -11.6176 | -20.9502 | -36.8912 | 4203.2017 | 4310.3554 | 4537.386 | 4940.918
12 | 6 | 22 | 2473.1551 | 2522.1266 | 2622.5266 | 2789.1413 | 1473.4019 | 1511.5982 | 1597.59 | 1757.5712 | -47.1013 | -86.247 | -155.7614 | -237.1903 | 193.119 | 271.7132 | 414.974 | 611.3809 | 22.0927 | 38.9116 | 76.6323 | 131.6731 | -0.0029378 | -0.0033719 | -0.0043111 | -0.005539 | -5.4537 | -7.0992 | -13.0106 | -25.7804 | 4109.2107 | 4251.0001 | 4542.9466 | 5026.7903
12 | 6 | 23 | 2350.3602 | 2397.7542 | 2493.236 | 2656.0191 | 1301.0449 | 1334.7731 | 1410.7057 | 1551.9724 | -41.4631 | -74.233 | -133.5872 | -203.5916 | 212.1208 | 292.7682 | 437.4106 | 643.1086 | 17.3682 | 30.8545 | 62.1143 | 106.3614 | -0.0029378 | -0.0033719 | -0.0043111 | -0.005539 | -2.2911 | -2.0852 | -3.5314 | -11.3294 | 3837.137 | 3979.8284 | 4266.3436 | 4742.535
12 | 6 | 24 | 2207.9243 | 2253.1725 | 2343.037 | 2500.7842 | 1158.2612 | 1188.2879 | 1255.8872 | 1381.6506 | -36.2968 | -64.159 | -113.5016 | -170.4176 | 317.1293 | 425.2719 | 617.8148 | 888.6908 | 13.8029 | 24.885 | 49.8085 | 85.6332 | -0.0029378 | -0.0033719 | -0.0043111 | -0.005539 | 5.1849 | 8.8297 | 14.5544 | 17.8566 | 3666.0029 | 3836.2846 | 4167.596 | 4704.1923
12 | 7 | 1 | 2052.6495 | 2095.3104 | 2177.9554 | 2327.9884 | 1076.8409 | 1104.7568 | 1167.6042 | 1284.5271 | -31.8933 | -55.0245 | -97.5825 | -142.4075 | 304.8597 | 408.854 | 598.8098 | 882.818 | 9.89 | 18.3294 | 37.378 | 64.2354 | -0.0029378 | -0.0033719 | -0.0043111 | -0.005539 | 7.7421 | 12.0794 | 20.8554 | 31.7535 | 3420.0859 | 3584.3021 | 3905.0162 | 4448.9094
12 | 7 | 2 | 1935.8976 | 1975.9839 | 2053.1721 | 2196.4093 | 1047.2959 | 1074.446 | 1135.5691 | 1249.2839 | -29.638 | -51.3708 | -90.0069 | -132.9292 | 219.7695 | 296.6212 | 439.8785 | 651.6563 | 8.6726 | 16.132 | 32.8158 | 56.3853 | -0.0029378 | -0.0033719 | -0.0043111 | -0.005539 | 6.2898 | 9.6462 | 16.6557 | 25.2945 | 3188.2845 | 3321.4551 | 3588.0799 | 4046.0946
12 | 7 | 3 | 1873.3493 | 1912.626 | 1987.0487 | 2125.9897 | 1037.3425 | 1064.2345 | 1124.7766 | 1237.4107 | -29.0589 | -48.7696 | -83.7519 | -125.7623 | 135.686 | 188.4013 | 291.2025 | 443.314 | 7.3249 | 13.898 | 29.1741 | 49.5098 | -0.0029378 | -0.0033719 | -0.0043111 | -0.005539 | 4.7262 | 7.5691 | 13.0215 | 19.8184 | 3029.3669 | 3137.956 | 3361.4673 | 3750.2748
12 | 7 | 4 | 1814.5422 | 1852.5615 | 1923.7723 | 2057.902 | 1064.7833 | 1092.3866 | 1154.5303 | 1270.1439 | -29.0589 | -50.4313 | -86.8794 | -128.19 | 81.7906 | 118.005 | 194.4279 | 310.1709 | 8.6726 | 15.8477 | 32.6912 | 56.182 | -0.0029378 | -0.0033719 | -0.0043111 | -0.005539 | 4.2077 | 6.8392 | 11.962 | 18.2339 | 2944.9345 | 3035.2054 | 3230.5001 | 3584.4372
12 | 7 | 5 | 1782.0755 | 1818.976 | 1888.0448 | 2015.7372 | 1167.2408 | 1197.5003 | 1265.6237 | 1392.362 | -30.6586 | -53.1977 | -93.1345 | -141.9828 | 50.197 | 75.6321 | 136.0389 | 234.41 | 10.7016 | 19.0253 | 38.1605 | 65.451 | -0.0029378 | -0.0033719 | -0.0043111 | -0.005539 | 3.0214 | 4.8231 | 8.133 | 12.8679 | 2982.5747 | 3062.7557 | 3242.8621 | 3578.8398
12 | 7 | 6 | 1794.4841 | 1830.6147 | 1898.2636 | 2019.9389 | 1359.8081 | 1395.0597 | 1474.4218 | 1622.0691 | -35.1692 | -64.159 | -116.3476 | -174.8485 | 43.5971 | 68.6637 | 127.963 | 227.6958 | 16.9624 | 30.0123 | 58.1477 | 98.7521 | -0.0029378 | -0.0033719 | -0.0043111 | -0.005539 | 1.5935 | 2.8502 | 4.6747 | 7.5019 | 3181.2731 | 3263.0383 | 3447.1189 | 3801.1037
12 | 7 | 7 | 1823.5917 | 1858.0603 | 1924.1715 | 2036.4148 | 1659.2635 | 1702.2782 | 1799.1174 | 1979.2793 | -42.5142 | -80.7663 | -149.5064 | -231.7181 | 68.7999 | 107.0082 | 184.7638 | 324.5821 | 26.8389 | 46.1266 | 86.9237 | 146.8805 | -0.0029378 | -0.0033719 | -0.0043111 | -0.005539 | 0.0054293 | -0.10426 | -0.018942 | -0.66275 | 3535.9823 | 3632.5994 | 3845.4468 | 4254.7703
12 | 7 | 8 | 1738.6194 | 1769.4898 | 1828.4823 | 1923.4802 | 1959.7368 | 2010.5409 | 2124.9165 | 2337.7037 | -48.8081 | -93.6067 | -176.1286 | -277.2229 | 117.5911 | 178.7507 | 296.6932 | 507.8316 | 32.9476 | 56.7021 | 106.0039 | 178.8644 | -42.3608 | -48.9998 | -63.6867 | -83.6477 | 0.0027146 | 0.086658 | -0.09877 | 1.9994 | 3757.7287 | 3872.9636 | 4116.1819 | 4589.0087
12 | 7 | 9 | 1746.6232 | 1775.7694 | 1832.6685 | 1920.2819 | 2175.8055 | 2232.211 | 2359.197 | 2595.4448 | -53.9743 | -100.9143 | -190.4457 | -298.9155 | 170.1097 | 254.1348 | 416.2753 | 715.5428 | 32.7088 | 56.7021 | 106.5265 | 177.7505 | -137.9047 | -160.0074 | -208.5701 | -270.8583 | 8.9773 | 10.1485 | 19.3644 | 46.8895 | 3942.3456 | 4068.0441 | 4335.0159 | 4886.1357
12 | 7 | 10 | 1723.5663 | 1751.41 | 1805.5016 | 1884.8252 | 2342.1189 | 2402.8358 | 2539.5284 | 2793.8344 | -57.4338 | -101.9669 | -187.5996 | -295.2175 | 191.0961 | 282.282 | 466.8421 | 798.5 | 25.6364 | 45.0191 | 85.3587 | 144.4494 | -342.6955 | -395.3642 | -508.3943 | -651.2611 | 14.6672 | 16.0832 | 29.8666 | 75.3334 | 3896.9555 | 4000.2991 | 4231.1033 | 4750.4636
12 | 7 | 11 | 1666.9666 | 1693.4579 | 1743.7807 | 1814.5383 | 2439.3328 | 2502.5699 | 2644.9361 | 2909.7976 | -59.7656 | -102.08 | -183.3566 | -288.359 | 181.5952 | 273.4309 | 451.1466 | 779.5596 | 17.941 | 32.5306 | 64.0665 | 108.5139 | -610.7608 | -706.0726 | -912.5271 | -1173.2945 | 14.526 | 15.2492 | 27.7572 | 70.2416 | 3649.8352 | 3709.0859 | 3835.8034 | 4220.9975
12 | 7 | 12 | 1567.3004 | 1591.9455 | 1636.9921 | 1697.6486 | 2511.2767 | 2576.3788 | 2722.9439 | 2995.617 | -61.3347 | -101.3058 | -178.9085 | -283.9281 | 165.4945 | 247.414 | 415.7348 | 723.8712 | 13.4921 | 24.5831 | 49.6731 | 86.4687 | -417.1774 | -481.5813 | -620.2804 | -793.9931 | 6.3767 | 13.0421 | 23.8186 | 28.9716 | 3785.4282 | 3870.4765 | 4049.9734 | 4454.6557
12 | 7 | 13 | 1455.8483 | 1478.2713 | 1517.6573 | 1568.7231 | 2559.3981 | 2625.7478 | 2775.1213 | 3053.0194 | -62.4318 | -100.5315 | -177.3065 | -281.8088 | 157.3991 | 238.5629 | 397.0659 | 689.8791 | 11.3327 | 20.8477 | 42.8988 | 76.7556 | -512.8289 | -592.111 | -761.4198 | -971.181 | 2.4024 | 6.2733 | 12.0946 | 10.9507 | 3611.12 | 3677.0604 | 3806.1116 | 4146.338
12 | 7 | 14 | 1381.5772 | 1402.4708 | 1438.2669 | 1484.1948 | 2568.6789 | 2635.2692 | 2785.1844 | 3064.0902 | -62.8732 | -99.592 | -175.7044 | -283.6955 | 150.7992 | 227.1689 | 380.3229 | 657.0191 | 10.3908 | 19.0443 | 39.9773 | 70.7531 | -550.3373 | -634.8264 | -815.8896 | -1042.7132 | 1.075 | 4.796 | 9.1491 | 5.696 | 3499.3107 | 3554.3307 | 3661.3065 | 3955.3444
12 | 7 | 15 | 1288.6306 | 1307.6512 | 1339.5681 | 1380.3087 | 2543.1076 | 2609.0349 | 2757.4577 | 3033.5869 | -61.0593 | -97.5998 | -171.0515 | -276.1039 | 139.6224 | 208.8218 | 352.4795 | 603.043 | 9.1734 | 16.526 | 34.6326 | 63.8776 | -473.8023 | -548.4585 | -707.6825 | -903.1377 | 0.5375 | 2.1895 | 4.2728 | 2.9086 | 3446.2099 | 3498.1651 | 3609.6767 | 3904.4832
12 | 7 | 16 | 1377.152 | 1398.7418 | 1436.32 | 1489.024 | 2434.9183 | 2498.0409 | 2640.1495 | 2904.5316 | -58.9111 | -96.5472 | -169.2444 | -269.478 | 129.205 | 194.8591 | 326.4448 | 551.8741 | 10.3908 | 19.0443 | 39.4547 | 69.7784 | -228.7071 | -262.8362 | -333.2474 | -416.8634 | -3.2684 | -4.8231 | -7.7812 | -13.5195 | 3660.7795 | 3746.4797 | 3932.096 | 4315.3472
12 | 7 | 17 | 1621.1332 | 1648.7567 | 1701.1094 | 1779.4614 | 2253.155 | 2311.5657 | 2443.066 | 2687.7124 | -57.2655 | -97.4867 | -173.6925 | -273.9089 | 66.9285 | 97.8373 | 158.7988 | 253.3673 | 14.8764 | 26.6709 | 53.1902 | 91.9253 | -24.1851 | -27.9665 | -35.8083 | -45.3317 | -7.0173 | -11.2182 | -19.7852 | -29.8836 | 3867.6252 | 3948.1591 | 4126.8784 | 4463.3424
12 | 7 | 18 | 2072.3548 | 2109.7776 | 2185.3185 | 2299.8809 | 2165.9984 | 2222.1496 | 2348.5632 | 2583.7462 | -57.5103 | -100.0879 | -179.9475 | -283.1952 | 75.024 | 108.1584 | 170.98 | 268.9108 | 20.1003 | 35.8545 | 70.1829 | 121.9224 | -0.0029378 | -0.0033719 | -0.0043111 | -0.005539 | -10.5952 | -16.8483 | -30.7866 | -51.3268 | 4265.369 | 4359.0005 | 4564.3062 | 4939.9327
12 | 7 | 19 | 2358.0597 | 2402.5652 | 2494.4073 | 2636.6612 | 1966.9171 | 2017.9073 | 2132.702 | 2346.2689 | -55.1785 | -98.0957 | -176.5384 | -271.0973 | 92.0125 | 130.9464 | 197.9785 | 304.0353 | 20.745 | 37.6579 | 74.2848 | 127.8232 | -0.0029378 | -0.0033719 | -0.0043111 | -0.005539 | -8.2606 | -12.4422 | -23.6088 | -41.8701 | 4374.2922 | 4478.5355 | 4699.2211 | 5101.8156
12 | 7 | 20 | 2487.9287 | 2536.0461 | 2635.8839 | 2794.6264 | 1785.6717 | 1831.9634 | 1936.1801 | 2130.0674 | -51.7955 | -92.6151 | -166.6694 | -256.4551 | 98.6123 | 137.9149 | 207.4397 | 312.3732 | 20.1003 | 36.2661 | 72.2704 | 124.6584 | -0.0029378 | -0.0033719 | -0.0043111 | -0.005539 | -9.227 | -14.3108 | -26.3068 | -46.4022 | 4331.2876 | 4435.2612 | 4658.7936 | 5058.8626
12 | 7 | 21 | 2592.4172 | 2643.5406 | 2749.6882 | 2921.2786 | 1627.6341 | 1669.8288 | 1764.822 | 1941.5497 | -49.5402 | -88.796 | -158.8123 | -239.9263 | 108.1132 | 152.0014 | 227.7809 | 331.2434 | 18.4187 | 33.7478 | 68.1062 | 115.491 | -0.0029378 | -0.0033719 | -0.0043111 | -0.005539 | -7.9919 | -11.6176 | -20.9502 | -36.8912 | 4289.0481 | 4398.7015 | 4630.6305 | 5032.7397
12 | 7 | 22 | 2644.9773 | 2697.577 | 2806.805 | 2987.2594 | 1452.4957 | 1490.1501 | 1574.9218 | 1732.633 | -46.6293 | -82.428 | -146.5838 | -225.7089 | 193.119 | 271.7132 | 414.974 | 611.3809 | 18.1799 | 32.5306 | 65.3715 | 112.9959 | -0.0029378 | -0.0033719 | -0.0043111 | -0.005539 | -5.4537 | -7.0992 | -13.0106 | -25.7804 | 4256.686 | 4402.4405 | 4702.4736 | 5192.7743
12 | 7 | 23 | 2542.815 | 2594.197 | 2699.1792 | 2877.3444 | 1290.6609 | 1324.1199 | 1399.4465 | 1539.5857 | -41.0982 | -73.2935 | -130.6647 | -197.2741 | 212.1208 | 292.7682 | 437.4106 | 643.1086 | 15.9988 | 28.9048 | 58.0124 | 99.5875 | -0.0029378 | -0.0033719 | -0.0043111 | -0.005539 | -2.2911 | -2.0852 | -3.5314 | -11.3294 | 4018.2034 | 4164.6079 | 4459.8483 | 4951.0173
12 | 7 | 24 | 2352.3362 | 2400.2327 | 2496.8307 | 2666.1684 | 1156.8282 | 1186.8177 | 1254.3334 | 1379.9412 | -35.9319 | -63.1064 | -111.8996 | -168.8393 | 313.8295 | 420.8463 | 605.6335 | 862.545 | 12.861 | 23.7775 | 47.8563 | 81.2529 | -0.0029378 | -0.0033719 | -0.0043111 | -0.005539 | 5.1849 | 8.8297 | 14.5544 | 17.8566 | 3805.1049 | 3977.3941 | 4307.3045 | 4838.9193
12 | 8 | 1 | 2196.7003 | 2242.3432 | 2331.8108 | 2492.5764 | 1064.1892 | 1091.7772 | 1153.8862 | 1269.4353 | -33.7072 | -58.0693 | -101.478 | -154.1971 | 273.6648 | 365.1348 | 527.986 | 766.9915 | 12.0493 | 21.6709 | 42.5116 | 74.415 | -0.0029378 | -0.0033719 | -0.0043111 | -0.005539 | 7.7421 | 12.0794 | 20.8554 | 31.7535 | 3520.6357 | 3674.9328 | 3975.5677 | 4480.969
12 | 8 | 2 | 2065.837 | 2108.9753 | 2192.3489 | 2344.835 | 1038.8785 | 1065.8104 | 1126.4422 | 1239.2431 | -31.8933 | -52.5886 | -92.0955 | -139.9797 | 232.9691 | 310.0217 | 450.928 | 648.9004 | 9.4842 | 17.3491 | 35.0279 | 60.7657 | -0.0029378 | -0.0033719 | -0.0043111 | -0.005539 | 6.2898 | 9.6462 | 16.6557 | 25.2945 | 3321.5625 | 3459.2107 | 3729.3029 | 4179.0533
12 | 8 | 3 | 1970.7583 | 2012.148 | 2091.239 | 2237.5475 | 1027.0393 | 1053.6642 | 1113.6051 | 1225.1205 | -30.2937 | -49.9875 | -88.968 | -130.5014 | 157.3799 | 214.9547 | 315.2273 | 460.0689 | 8.5057 | 15.1517 | 30.9882 | 53.8902 | -0.0029378 | -0.0033719 | -0.0043111 | -0.005539 | 4.7262 | 7.5691 | 13.0215 | 19.8184 | 3138.1128 | 3253.4968 | 3475.1088 | 3865.9385
12 | 8 | 4 | 1869.7395 | 1909.0736 | 1983.3853 | 2121.954 | 1043.5765 | 1070.6301 | 1131.5361 | 1244.8471 | -29.7451 | -49.9875 | -86.122 | -130.5014 | 103.0857 | 142.1393 | 217.6586 | 327.4874 | 8.5057 | 15.4361 | 30.9882 | 53.8902 | -0.0029378 | -0.0033719 | -0.0043111 | -0.005539 | 4.2077 | 6.8392 | 11.962 | 18.2339 | 2999.3669 | 3094.1274 | 3289.404 | 3635.9057
12 | 8 | 5 | 1782.0053 | 1819.3783 | 1889.188 | 2019.8075 | 1093.9133 | 1122.2719 | 1186.1157 | 1304.8922 | -30.2937 | -51.6491 | -89.2495 | -135.2406 | 67.0954 | 96.4137 | 153.576 | 236.6745 | 9.4842 | 16.6532 | 33.7228 | 58.3722 | -0.0029378 | -0.0033719 | -0.0043111 | -0.005539 | 3.0214 | 4.8231 | 8.133 | 12.8679 | 2925.223 | 3007.8876 | 3181.4817 | 3497.3681
12 | 8 | 6 | 1739.3671 | 1775.3501 | 1841.8419 | 1965.1062 | 1199.5171 | 1230.6133 | 1300.6204 | 1430.8634 | -33.1281 | -57.2951 | -101.478 | -154.1971 | 42.5004 | 62.8919 | 105.1888 | 175.4041 | 12.2882 | 21.8171 | 43.2941 | 73.542 | -0.0029378 | -0.0033719 | -0.0043111 | -0.005539 | 1.5935 | 2.8502 | 4.6747 | 7.5019 | 2962.1352 | 3036.2242 | 3194.1374 | 3498.2148
12 | 8 | 7 | 1832.211 | 1868.9224 | 1938.6396 | 2063.3679 | 1322.0461 | 1356.3188 | 1433.477 | 1577.0241 | -37.0596 | -66.4295 | -123.3707 | -187.7958 | 30.7963 | 45.7261 | 81.958 | 138.6559 | 18.1799 | 31.5504 | 61.0692 | 103.3357 | -0.0029378 | -0.0033719 | -0.0043111 | -0.005539 | 0.0054293 | -0.10426 | -0.018942 | -0.66275 | 3166.1762 | 3235.9804 | 3391.7499 | 3693.9196
12 | 8 | 8 | 1942.8349 | 1981.2747 | 2055.2198 | 2184.1267 | 1419.4089 | 1456.2056 | 1539.0462 | 1693.1649 | -41.3429 | -77.7214 | -145.8263 | -226.1336 | 31.1951 | 48.1452 | 80.0322 | 139.7882 | 25.2306 | 43.6273 | 83.0086 | 140.005 | -190.5973 | -218.4284 | -279.939 | -365.0357 | 0.0027146 | 0.086658 | -0.09877 | 0.40378 | 3186.732 | 3233.1896 | 3331.4427 | 3566.3192
12 | 8 | 9 | 2103.0998 | 2143.8882 | 2224.1269 | 2360.6574 | 1529.5494 | 1569.2013 | 1658.47 | 1824.5477 | -45.823 | -87.0211 | -164.873 | -254.9931 | 42.5004 | 65.311 | 102.2152 | 172.0867 | 28.629 | 49.487 | 93.1024 | 157.0224 | -716.9267 | -822.4862 | -1052.5411 | -1359.0684 | 8.9773 | 10.1485 | 19.3644 | 32.1837 | 2950.0062 | 2928.5287 | 2879.8647 | 2932.4364
12 | 8 | 10 | 2146.4907 | 2187.4662 | 2268.7982 | 2403.2363 | 1669.5617 | 1712.8433 | 1810.2835 | 1991.5636 | -49.8615 | -92.667 | -174.5371 | -270.06 | 60.0967 | 85.0197 | 136.833 | 223.8869 | 29.1651 | 50.4673 | 96.4841 | 162.6823 | -1143.9457 | -1313.0249 | -1680.3596 | -2165.9727 | 14.6672 | 16.0832 | 29.8666 | 48.8067 | 2726.1741 | 2646.1876 | 2487.3686 | 2394.1432
12 | 8 | 11 | 2114.897 | 2154.6018 | 2233.9894 | 2363.963 | 1752.9022 | 1798.3443 | 1900.6485 | 2090.9777 | -52.1168 | -95.5465 | -176.3441 | -270.3682 | 73.2963 | 106.611 | 169.2714 | 279.5754 | 24.0131 | 42.1258 | 81.4436 | 138.5486 | -1468.9128 | -1685.7612 | -2156.1243 | -2775.3478 | 14.526 | 15.2492 | 27.7572 | 44.7954 | 2458.605 | 2335.6243 | 2080.6417 | 1872.1439
12 | 8 | 12 | 2047.7019 | 2085.9134 | 2161.7119 | 2285.794 | 1791.3929 | 1837.8328 | 1942.3835 | 2136.8919 | -53.6859 | -96.4339 | -176.8306 | -271.1012 | 87.9916 | 128.7388 | 207.4033 | 336.396 | 21.615 | 38.0884 | 73.7622 | 125.6706 | -1440.7956 | -1656.1159 | -2124.3889 | -2740.1856 | 6.3767 | 13.0421 | 23.8186 | 38.264 | 2460.5965 | 2351.0657 | 2107.86 | 1911.7297
12 | 8 | 13 | 1919.8031 | 1955.4588 | 2025.4779 | 2140.335 | 1809.6203 | 1856.5328 | 1962.1472 | 2158.6348 | -53.6859 | -95.6597 | -172.101 | -264.359 | 100.7924 | 145.9046 | 233.354 | 373.1443 | 17.1294 | 30.7272 | 61.1965 | 106.0188 | -1238.0509 | -1421.1612 | -1818.7478 | -2346.8284 | 2.4024 | 6.2733 | 12.0946 | 19.1626 | 2558.0108 | 2478.0757 | 2303.4214 | 2186.1081
12 | 8 | 14 | 1853.1508 | 1887.5957 | 1954.8547 | 2066.1757 | 1783.3606 | 1829.5923 | 1933.6742 | 2127.3105 | -53.1068 | -94.7201 | -172.101 | -261.9312 | 103.6935 | 149.7938 | 243.9469 | 388.6876 | 15.5211 | 28.0816 | 56.97 | 97.7245 | -1046.9682 | -1202.6743 | -1542.0705 | -1995.4836 | 1.075 | 4.796 | 9.1491 | 15.111 | 2656.726 | 2602.465 | 2484.4234 | 2437.5945
12 | 8 | 15 | 1772.7885 | 1806.1181 | 1870.2167 | 1976.5564 | 1750.5894 | 1795.9715 | 1898.1407 | 2088.2188 | -51.9792 | -91.8406 | -164.2439 | -247.7138 | 103.8124 | 150.0671 | 238.3374 | 374.698 | 12.3832 | 23.3659 | 47.461 | 82.9989 | -863.7295 | -991.0178 | -1266.1003 | -1628.4074 | 0.5375 | 2.1895 | 4.2728 | 7.119 | 2724.4023 | 2694.8538 | 2628.0845 | 2653.4699
12 | 8 | 16 | 1858.6768 | 1894.5802 | 1963.4416 | 2079.7159 | 1682.5813 | 1726.2004 | 1824.4005 | 2007.0943 | -50.9586 | -90.788 | -165.5644 | -251.7199 | 98.0102 | 142.1651 | 223.9767 | 349.6844 | 16.3178 | 28.7776 | 57.7524 | 98.94 | -538.6891 | -618.5415 | -791.3931 | -1018.188 | -3.2684 | -4.8231 | -7.7812 | -11.7151 | 3062.6699 | 3077.5707 | 3104.8326 | 3253.8116
12 | 8 | 17 | 2041.3453 | 2081.8012 | 2160.7836 | 2294.5459 | 1589.0825 | 1630.2778 | 1723.021 | 1895.5628 | -50.4101 | -92.4496 | -168.487 | -258.4622 | 51.1557 | 71.7069 | 109.2449 | 170.6729 | 20.9119 | 36.5504 | 71.4879 | 121.9599 | -47.1985 | -54.2549 | -69.3666 | -88.8928 | -7.0173 | -11.2182 | -19.7852 | -30.485 | 3597.8695 | 3662.4135 | 3806.8986 | 4104.9015
12 | 8 | 18 | 2384.4517 | 2431.2575 | 2526.8581 | 2683.0227 | 1656.7672 | 1699.7171 | 1796.4106 | 1976.3015 | -51.5683 | -95.9903 | -178.9085 | -271.9467 | 54.0568 | 75.596 | 115.7326 | 171.8052 | 26.7669 | 46.4299 | 89.4499 | 151.7537 | -0.0029378 | -0.0033719 | -0.0043111 | -0.005539 | -10.5952 | -16.8483 | -30.7866 | -49.5224 | 4059.8761 | 4140.1585 | 4318.7517 | 4661.4085
12 | 8 | 19 | 2562.1223 | 2612.8393 | 2717.3887 | 2888.758 | 1623.1733 | 1665.2524 | 1759.9852 | 1936.2285 | -50.9127 | -93.9982 | -171.128 | -264.4714 | 53.0501 | 75.596 | 115.7326 | 171.8052 | 25.2306 | 43.9116 | 86.1304 | 146.3987 | -0.0029378 | -0.0033719 | -0.0043111 | -0.005539 | -8.2606 | -12.4422 | -23.6088 | -38.8627 | 4204.4001 | 4291.1555 | 4484.4957 | 4839.8507
12 | 8 | 20 | 2622.5449 | 2674.9004 | 2783.1928 | 2961.552 | 1556.6618 | 1597.0166 | 1687.8677 | 1856.8892 | -49.6779 | -90.3444 | -164.3099 | -249.8293 | 59.2511 | 82.5645 | 125.1939 | 185.725 | 23.3101 | 40.734 | 80.1386 | 137.2314 | -0.0029378 | -0.0033719 | -0.0043111 | -0.005539 | -9.227 | -14.3108 | -26.3068 | -42.7932 | 4202.86 | 4290.5568 | 4485.7719 | 4848.7694
12 | 8 | 21 | 2694.1302 | 2748.2495 | 2860.5551 | 3046.446 | 1469.1966 | 1507.284 | 1593.0304 | 1752.555 | -47.4226 | -84.8637 | -154.9274 | -233.1842 | 81.3438 | 113.6672 | 167.8876 | 238.096 | 19.3606 | 34.4437 | 68.3553 | 118.0237 | -0.0029378 | -0.0033719 | -0.0043111 | -0.005539 | -7.9919 | -11.6176 | -20.9502 | -32.3494 | 4208.6139 | 4307.1596 | 4513.9465 | 4889.5816
12 | 8 | 22 | 2719.3455 | 2774.1059 | 2888.1321 | 3077.9648 | 1355.9715 | 1391.1236 | 1470.2619 | 1617.4926 | -45.1673 | -79.383 | -142.4173 | -216.6554 | 133.5116 | 187.3543 | 282.9569 | 412.5783 | 17.6071 | 30.8545 | 62.2389 | 106.463 | -0.0029378 | -0.0033719 | -0.0043111 | -0.005539 | -5.4537 | -7.0992 | -13.0106 | -20.9685 | 4175.8118 | 4296.9527 | 4548.1575 | 4976.8693
12 | 8 | 23 | 2555.4572 | 2607.3427 | 2713.6723 | 2894.6519 | 1236.5572 | 1268.6136 | 1340.7825 | 1475.0473 | -41.1287 | -71.9102 | -128.1002 | -192.5349 | 144.8168 | 201.9772 | 305.14 | 444.8769 | 15.8319 | 28.2089 | 56.1848 | 97.194 | -0.0029378 | -0.0033719 | -0.0043111 | -0.005539 | -2.2911 | -2.0852 | -3.5314 | -6.1861 | 3909.2403 | 4032.1436 | 4284.1437 | 4713.0435
12 | 8 | 24 | 2374.0301 | 2422.6391 | 2520.7201 | 2692.1055 | 1136.4976 | 1165.96 | 1232.2892 | 1355.6895 | -36.9831 | -63.7153 | -113.9881 | -173.1537 | 167.1185 | 227.9941 | 340.5519 | 506.1472 | 14.3756 | 25.6906 | 50.7155 | 86.9504 | -0.0029378 | -0.0033719 | -0.0043111 | -0.005539 | 5.1849 | 8.8297 | 14.5544 | 22.067 | 3660.2208 | 3787.3949 | 4044.8388 | 4489.8004
12 | 9 | 1 | 2216.7344 | 2262.9085 | 2354.2783 | 2517.1764 | 1042.2314 | 1069.2501 | 1130.0776 | 1243.2425 | -32.4419 | -56.4077 | -104.324 | -154.6218 | 273.6648 | 365.1348 | 527.986 | 766.9915 | 12.6221 | 22.7973 | 45.6442 | 76.8085 | -0.0029378 | -0.0033719 | -0.0043111 | -0.005539 | 7.7421 | 12.0794 | 21.0503 | 31.7535 | 3520.5501 | 3675.7591 | 3974.708 | 4481.345
12 | 9 | 2 | 2067.7344 | 2111.2368 | 2195.3744 | 2348.7926 | 1019.4943 | 1045.9236 | 1105.4241 | 1216.1202 | -30.1866 | -51.8144 | -94.9415 | -140.4044 | 232.9691 | 310.0217 | 450.928 | 648.9004 | 10.057 | 18.3294 | 36.8555 | 63.0575 | -0.0029378 | -0.0033719 | -0.0043111 | -0.005539 | 6.2898 | 9.6462 | 16.6557 | 25.2945 | 3306.3551 | 3443.3398 | 3710.2919 | 4161.7552
12 | 9 | 3 | 1962.3995 | 2003.6986 | 2082.9701 | 2229.3724 | 1014.4491 | 1040.7476 | 1099.9537 | 1210.1021 | -28.694 | -49.9875 | -88.6864 | -128.923 | 157.3799 | 214.9547 | 315.2273 | 460.0689 | 8.0279 | 14.7402 | 31.3862 | 52.4714 | -0.0029378 | -0.0033719 | -0.0043111 | -0.005539 | 4.7262 | 7.5691 | 13.0215 | 19.8184 | 3118.2857 | 3231.7193 | 3453.868 | 3842.9046
12 | 9 | 4 | 1842.6199 | 1881.8333 | 1955.3196 | 2092.8105 | 1026.4459 | 1053.0554 | 1112.9616 | 1224.4126 | -28.5869 | -48.3258 | -85.8404 | -128.923 | 103.0857 | 142.1393 | 217.6586 | 327.4874 | 8.4337 | 15.4361 | 31.3862 | 53.8902 | -0.0029378 | -0.0033719 | -0.0043111 | -0.005539 | 4.2077 | 6.8392 | 11.962 | 18.2339 | 2956.2031 | 3050.9741 | 3243.4434 | 3587.9061
12 | 9 | 5 | 1720.9294 | 1757.2607 | 1824.3806 | 1951.5806 | 1072.8946 | 1100.7083 | 1163.3254 | 1279.8197 | -28.694 | -49.9875 | -88.968 | -133.6622 | 67.0954 | 96.4137 | 153.576 | 236.6745 | 9.2454 | 16.6532 | 33.5983 | 58.3722 | -0.0029378 | -0.0033719 | -0.0043111 | -0.005539 | 3.0214 | 4.8231 | 8.133 | 12.8679 | 2844.4892 | 2925.8681 | 3094.0411 | 3405.6472
12 | 9 | 6 | 1656.6166 | 1691.1427 | 1754.1698 | 1873.8384 | 1151.2955 | 1181.1416 | 1248.3344 | 1373.3415 | -30.8422 | -53.8065 | -98.3505 | -147.8796 | 42.5004 | 62.8919 | 105.1888 | 175.4041 | 12.0493 | 21.2593 | 41.8022 | 72.1232 | -0.0029378 | -0.0033719 | -0.0043111 | -0.005539 | 1.5935 | 2.8502 | 4.6747 | 7.5019 | 2833.2102 | 2905.4758 | 3055.815 | 3354.3238
12 | 9 | 7 | 1763.6507 | 1799.6274 | 1866.8667 | 1991.0635 | 1230.0544 | 1261.9423 | 1333.7317 | 1467.2903 | -33.8602 | -62.1667 | -113.9881 | -171.5753 | 30.7963 | 45.7261 | 81.958 | 138.6559 | 15.593 | 27.513 | 54.1081 | 90.5594 | -0.0029378 | -0.0033719 | -0.0043111 | -0.005539 | 0.0054293 | -0.10426 | -0.018942 | -0.66275 | 3006.2367 | 3072.5344 | 3222.6531 | 3515.3255
12 | 9 | 8 | 1908.2448 | 1947.085 | 2021.0821 | 2154.5119 | 1256.7327 | 1289.3121 | 1362.6585 | 1499.1139 | -36.8017 | -70.4138 | -131.5093 | -202.8626 | 31.1951 | 48.1452 | 80.0322 | 139.7882 | 21.8538 | 38.2157 | 73.1883 | 122.645 | -180.7472 | -207.1256 | -265.211 | -344.9601 | -0.12759 | 0.086658 | -0.68327 | 0.40378 | 3000.3499 | 3045.3052 | 3139.5575 | 3368.64
12 | 9 | 9 | 2130.2309 | 2172.78 | 2257.2391 | 2404.5953 | 1308.7379 | 1342.6656 | 1419.0471 | 1561.1492 | -40.7332 | -79.7135 | -151.5949 | -236.0366 | 42.5004 | 65.311 | 102.2152 | 172.0867 | 27.5785 | 47.949 | 90.9634 | 153.4134 | -649.3569 | -745.7299 | -955.6227 | -1234.893 | 6.2029 | 10.1485 | 21.513 | 32.1837 | 2825.1606 | 2813.4106 | 2783.7602 | 2852.4988
12 | 9 | 10 | 2183.2697 | 2226.4224 | 2312.5565 | 2459.546 | 1412.4415 | 1449.0576 | 1531.4915 | 1684.8537 | -43.6747 | -86.1337 | -164.3865 | -255.4178 | 60.0967 | 85.0197 | 136.833 | 223.8869 | 30.3825 | 52.3804 | 99.7521 | 167.266 | -1094.4225 | -1256.9575 | -1610.0211 | -2075.9393 | 9.922 | 16.0832 | 41.0831 | 48.8067 | 2558.0152 | 2485.872 | 2347.3086 | 2253.0022
12 | 9 | 11 | 2139.0456 | 2180.8427 | 2263.6797 | 2403.8987 | 1508.1026 | 1547.1985 | 1635.2155 | 1798.9645 | -45.93 | -88.1259 | -164.5915 | -253.8395 | 73.2963 | 106.611 | 169.2714 | 279.5754 | 26.0422 | 45.8613 | 88.0934 | 149.0331 | -1410.9107 | -1619.1495 | -2070.2621 | -2663.3559 | 9.6614 | 15.2492 | 38.1755 | 44.7954 | 2299.3074 | 2188.4873 | 1959.5819 | 1759.0718
12 | 9 | 12 | 2073.7597 | 2113.8797 | 2192.9926 | 2326.745 | 1566.3646 | 1606.971 | 1698.3883 | 1868.4634 | -47.7133 | -88.239 | -166.1169 | -247.0972 | 87.9916 | 128.7388 | 207.4033 | 336.396 | 22.0927 | 39.1959 | 76.3723 | 130.2542 | -1478.3807 | -1695.4323 | -2164.5337 | -2781.2088 | 8.1412 | 13.0421 | 21.2424 | 38.264 | 2232.2558 | 2118.1562 | 1865.7484 | 1671.8167
12 | 9 | 13 | 1965.1111 | 2002.9008 | 2077.0446 | 2201.3646 | 1603.2092 | 1644.7707 | 1738.3384 | 1912.4141 | -47.8204 | -87.4647 | -163.4759 | -240.355 | 100.7924 | 145.9046 | 233.354 | 373.1443 | 17.7741 | 31.8347 | 64.589 | 108.3107 | -1562.8993 | -1792.6747 | -2289.6175 | -2941.159 | 4.0855 | 6.2733 | 10.9825 | 19.1626 | 2080.2526 | 1951.5446 | 1671.2151 | 1432.8823
12 | 9 | 14 | 1900.1962 | 1936.8602 | 2008.3747 | 2128.2754 | 1596.4832 | 1637.8703 | 1731.0455 | 1904.3908 | -48.2619 | -86.5773 | -162.4369 | -238.3519 | 103.6935 | 149.7938 | 243.9469 | 388.6876 | 16.1658 | 29.1891 | 59.7669 | 100.4605 | -1313.6347 | -1508.1301 | -1930.3732 | -2486.9267 | 2.9644 | 4.796 | 5.0522 | 15.111 | 2257.6064 | 2163.802 | 1955.376 | 1811.6467
12 | 9 | 15 | 1812.2526 | 1847.2726 | 1915.1452 | 2028.9388 | 1594.2871 | 1635.6173 | 1728.6643 | 1901.7711 | -47.2413 | -83.8109 | -156.3868 | -224.1345 | 103.8124 | 150.0671 | 238.3374 | 374.698 | 12.2163 | 22.3857 | 49.2886 | 80.8087 | -1037.7501 | -1190.5777 | -1521.3591 | -1954.9721 | 1.3519 | 2.1895 | 2.4192 | 7.119 | 2438.9288 | 2383.1436 | 2256.1088 | 2214.2291
12 | 9 | 16 | 1893.0378 | 1930.3911 | 2002.1241 | 2125.5105 | 1556.5383 | 1596.8899 | 1687.7337 | 1856.7418 | -46.4786 | -82.7583 | -154.8613 | -226.1376 | 98.0102 | 142.1651 | 223.9767 | 349.6844 | 14.3756 | 25.9749 | 54.1108 | 89.0014 | -535.6242 | -614.2734 | -784.2469 | -1007.2654 | -2.997 | -4.8231 | -7.7623 | -11.7151 | 2976.8622 | 2993.5663 | 3021.0748 | 3175.8201
12 | 9 | 17 | 2099.2576 | 2141.7659 | 2224.3175 | 2367.3684 | 1482.8087 | 1521.2489 | 1607.7897 | 1768.7923 | -47.4991 | -86.2468 | -162.1554 | -239.5057 | 51.1557 | 71.7069 | 109.2449 | 170.6729 | 18.1799 | 32.6403 | 65.6342 | 108.7548 | -39.6911 | -45.5872 | -58.0684 | -73.9079 | -7.0228 | -11.2182 | -18.4782 | -30.485 | 3557.1888 | 3624.3097 | 3768.2844 | 4071.6899
12 | 9 | 18 | 2445.187 | 2494.0515 | 2593.4583 | 2758.6589 | 1565.6368 | 1606.2243 | 1697.5992 | 1867.5952 | -50.2265 | -94.1634 | -178.3455 | -267.2075 | 54.0568 | 75.596 | 115.7326 | 171.8052 | 26.0422 | 46.1456 | 90.5681 | 150.8807 | -0.0029378 | -0.0033719 | -0.0043111 | -0.005539 | -10.4595 | -16.8483 | -31.1573 | -49.5224 | 4030.2339 | 4111.0023 | 4287.851 | 4632.2045
12 | 9 | 19 | 2653.7603 | 2707.0541 | 2817.0223 | 2998.8646 | 1528.5798 | 1568.2066 | 1657.4187 | 1823.3911 | -50.6985 | -95.712 | -179.666 | -271.2136 | 53.0501 | 75.596 | 115.7326 | 171.8052 | 27.4116 | 48.2333 | 95.4526 | 159.175 | -0.0029378 | -0.0033719 | -0.0043111 | -0.005539 | -7.5874 | -12.4422 | -24.9159 | -38.8627 | 4204.513 | 4290.9324 | 4481.0399 | 4843.154
12 | 9 | 20 | 2735.7868 | 2791.095 | 2905.7676 | 3095.7876 | 1466.1377 | 1504.1457 | 1589.7135 | 1748.906 | -49.4637 | -93.8851 | -176.052 | -266.0498 | 59.2511 | 82.5645 | 125.1939 | 185.725 | 27.6505 | 49.0755 | 96.235 | 161.3652 | -0.0029378 | -0.0033719 | -0.0043111 | -0.005539 | -8.5484 | -14.3108 | -27.419 | -42.7932 | 4230.811 | 4318.6814 | 4513.4347 | 4882.9351
12 | 9 | 21 | 2771.6516 | 2828.047 | 2945.2001 | 3139.3442 | 1382.2832 | 1418.1174 | 1498.7913 | 1648.8789 | -47.2084 | -88.2392 | -165.0674 | -247.0933 | 81.3438 | 113.6672 | 167.8876 | 238.096 | 23.7159 | 42.5374 | 83.9292 | 140.8404 | -0.0029378 | -0.0033719 | -0.0043111 | -0.005539 | -7.1829 | -11.6176 | -22.4331 | -32.3494 | 4204.6002 | 4302.5088 | 4508.3033 | 4887.7112
12 | 9 | 22 | 2735.8388 | 2791.2989 | 2906.6526 | 3099.8149 | 1283.4813 | 1316.7542 | 1391.6617 | 1531.0214 | -43.9326 | -81.819 | -149.7113 | -225.7089 | 133.5116 | 187.3543 | 282.9569 | 412.5783 | 20.578 | 36.962 | 73.5754 | 124.6959 | -0.0029378 | -0.0033719 | -0.0043111 | -0.005539 | -4.6393 | -7.0992 | -14.8643 | -20.9685 | 4124.835 | 4243.4478 | 4490.2668 | 4921.4277
12 | 9 | 23 | 2526.2468 | 2577.7863 | 2682.764 | 2863.208 | 1189.0817 | 1219.9074 | 1289.3055 | 1418.4153 | -39.3149 | -71.7971 | -133.7922 | -197.2741 | 144.8168 | 201.9772 | 305.14 | 444.8769 | 17.7741 | 31.5504 | 62.8968 | 105.2851 | -0.0029378 | -0.0033719 | -0.0043111 | -0.005539 | -1.341 | -2.0852 | -5.7557 | -6.1861 | 3837.2605 | 3957.3356 | 4200.5539 | 4628.3196
12 | 9 | 24 | 2310.0279 | 2357.5163 | 2452.1969 | 2620.2694 | 1103.9627 | 1132.5818 | 1197.0121 | 1316.8798 | -34.6972 | -63.55 | -115.0271 | -170.8423 | 170.4185 | 232.4196 | 352.7332 | 528.4049 | 14.7814 | 26.6709 | 53.201 | 89.1406 | -0.0029378 | -0.0033719 | -0.0043111 | -0.005539 | 5.8636 | 8.8297 | 13.0715 | 22.067 | 3570.354 | 3694.4648 | 3953.1833 | 4405.9139
12 | 10 | 1 | 2072.7956 | 2115.7142 | 2200.5076 | 2349.8079 | 1087.1787 | 1115.3626 | 1178.8133 | 1296.8586 | -31.0235 | -53.9719 | -97.5825 | -143.9859 | 304.8597 | 408.854 | 598.8098 | 882.818 | 11.2377 | 20.5633 | 41.8022 | 68.9583 | -0.0029378 | -0.0033719 | -0.0043111 | -0.005539 | 7.7421 | 12.0794 | 21.0503 | 31.7535 | 3452.7874 | 3618.5982 | 3943.3964 | 4486.2049
12 | 10 | 2 | 1962.8901 | 2003.9009 | 2083.1881 | 2226.4451 | 1057.1619 | 1084.5677 | 1146.2666 | 1261.0527 | -28.7682 | -49.5439 | -86.6745 | -127.7653 | 219.7695 | 296.6212 | 439.8785 | 651.6563 | 8.6726 | 15.8477 | 33.0757 | 55.1057 | -0.0029378 | -0.0033719 | -0.0043111 | -0.005539 | 6.2898 | 9.6462 | 16.6557 | 25.2945 | 3226.0128 | 3361.0364 | 3632.3858 | 4091.7834
12 | 10 | 3 | 1902.1265 | 1942.1226 | 2019.089 | 2157.8389 | 1051.3294 | 1078.584 | 1139.9425 | 1254.0953 | -28.2962 | -47.717 | -82.2264 | -123.0262 | 135.686 | 188.4013 | 291.2025 | 443.314 | 7.3249 | 13.6137 | 28.9115 | 48.2302 | -0.0029378 | -0.0033719 | -0.0043111 | -0.005539 | 4.7262 | 7.5691 | 13.0215 | 19.8184 | 3072.8939 | 3182.5704 | 3409.9363 | 3800.2651
12 | 10 | 4 | 1841.5552 | 1880.3827 | 1953.4846 | 2088.1883 | 1074.9642 | 1102.8315 | 1165.5694 | 1282.2884 | -28.2962 | -47.8822 | -83.8285 | -125.0293 | 81.7906 | 118.005 | 194.4279 | 310.1709 | 7.5638 | 14.4558 | 30.3411 | 50.4204 | -0.0029378 | -0.0033719 | -0.0043111 | -0.005539 | 4.2077 | 6.8392 | 11.962 | 18.2339 | 2981.7823 | 3074.6287 | 3271.9522 | 3624.2672
12 | 10 | 5 | 1819.4195 | 1857.2402 | 1928.2604 | 2058.2337 | 1171.9551 | 1202.3367 | 1270.7353 | 1397.9855 | -30.003 | -52.3103 | -94.5316 | -139.6714 | 50.197 | 75.6321 | 136.0389 | 234.41 | 11.4766 | 20.9749 | 41.1551 | 68.755 | -0.0029378 | -0.0033719 | -0.0043111 | -0.005539 | 3.0214 | 4.8231 | 8.133 | 12.8679 | 3026.0636 | 3108.6934 | 3289.7868 | 3632.5752
12 | 10 | 6 | 1834.8018 | 1871.512 | 1941.77 | 2064.4543 | 1372.8443 | 1408.4338 | 1488.5568 | 1637.6195 | -34.4065 | -63.2717 | -116.4242 | -179.1629 | 43.5971 | 68.6637 | 127.963 | 227.6958 | 18.1799 | 31.962 | 61.6649 | 102.1578 | -0.0029378 | -0.0033719 | -0.0043111 | -0.005539 | 1.5935 | 2.8502 | 4.6747 | 7.5019 | 3236.6071 | 3320.1467 | 3508.2008 | 3860.2609
12 | 10 | 7 | 1927.2548 | 1963.8711 | 2034.7061 | 2153.5766 | 1675.1287 | 1718.5546 | 1816.3198 | 1998.2044 | -42.3 | -81.4275 | -152.4289 | -236.149 | 68.7999 | 107.0082 | 184.7638 | 324.5821 | 28.0563 | 48.7722 | 92.5284 | 153.8952 | -0.0029378 | -0.0033719 | -0.0043111 | -0.005539 | 0.0054293 | -0.10426 | -0.018942 | -0.66275 | 3656.9422 | 3756.671 | 3975.8659 | 4393.441
12 | 10 | 8 | 1848.1325 | 1881.0317 | 1947.0441 | 2045.9928 | 1979.8378 | 2031.1629 | 2146.7117 | 2361.6815 | -47.9688 | -93.1631 | -175.6421 | -274.0622 | 117.5911 | 178.7507 | 296.6932 | 507.8316 | 32.3749 | 55.7218 | 104.9588 | 175.3946 | -143.3528 | -163.7076 | -209.371 | -274.5737 | -0.12759 | 0.086658 | -0.68327 | 0.40378 | 3786.4871 | 3889.8832 | 4109.7115 | 4542.6684
12 | 10 | 9 | 1870.8082 | 1902.6451 | 1966.5431 | 2060.5543 | 2188.5253 | 2245.2605 | 2372.9889 | 2610.6178 | -52.3724 | -100.4707 | -186.8317 | -290.7073 | 170.1097 | 254.1348 | 416.2753 | 715.5428 | 30.7883 | 53.2035 | 100.0121 | 168.6208 | -408.0773 | -466.5217 | -596.5264 | -779.6084 | 6.2029 | 10.1485 | 21.513 | 32.1837 | 3805.9849 | 3898.4001 | 4093.9743 | 4517.2036
12 | 10 | 10 | 1823.0604 | 1853.088 | 1911.3766 | 1997.3995 | 2343.6612 | 2404.4181 | 2541.2006 | 2795.6741 | -54.7348 | -100.0269 | -185.5111 | -284.3898 | 191.0961 | 282.282 | 466.8421 | 798.5 | 24.8967 | 43.2333 | 82.884 | 139.9033 | -846.2277 | -967.7977 | -1234.4614 | -1595.6758 | 9.922 | 16.0832 | 41.0831 | 48.8067 | 3491.674 | 3531.2801 | 3623.4139 | 3900.218
12 | 10 | 11 | 1747.2791 | 1775.1613 | 1829.0707 | 1905.6148 | 2441.7669 | 2505.0671 | 2647.5754 | 2912.7011 | -56.518 | -102.7412 | -184.4722 | -282.8114 | 181.5952 | 273.4309 | 451.1466 | 779.5596 | 20.578 | 36.6776 | 71.2253 | 120.3532 | -1089.0032 | -1247.7327 | -1594.6938 | -2059.9535 | 9.6614 | 15.2492 | 38.1755 | 44.7954 | 3255.3595 | 3255.1122 | 3258.0274 | 3420.2592
12 | 10 | 12 | 1656.131 | 1681.793 | 1731.331 | 1798.5076 | 2499.33 | 2564.1225 | 2709.9903 | 2981.3662 | -57.7528 | -102.1322 | -185.2401 | -280.8083 | 165.4945 | 247.414 | 415.7348 | 723.8712 | 18.0129 | 31.5504 | 62.2389 | 106.6022 | -1240.1557 | -1421.6509 | -1818.0248 | -2347.3473 | 8.1412 | 13.0421 | 21.2424 | 38.264 | 3049.2012 | 3014.1389 | 2937.2724 | 3020.4556
12 | 10 | 13 | 1512.3805 | 1534.8232 | 1576.7182 | 1632.5196 | 2552.7213 | 2618.8979 | 2767.8818 | 3045.0549 | -58.4084 | -102.2974 | -184.6876 | -274.4908 | 157.3991 | 238.5629 | 397.0659 | 689.8791 | 15.2591 | 27.2287 | 54.6198 | 93.9275 | -1147.0445 | -1313.8062 | -1676.1429 | -2158.5585 | 4.0855 | 6.2733 | 10.9825 | 19.1626 | 3036.3927 | 3009.6822 | 2946.4376 | 3047.4946
12 | 10 | 14 | 1405.8882 | 1426.3616 | 1463.075 | 1510.6378 | 2566.0107 | 2632.5318 | 2782.2912 | 3060.9073 | -58.5155 | -99.6963 | -180.5211 | -263.4341 | 150.7992 | 227.1689 | 380.3229 | 657.0191 | 11.2377 | 20.5633 | 42.8988 | 73.4027 | -968.8387 | -1110.0198 | -1419.7042 | -1838.0822 | 2.9644 | 4.796 | 5.0522 | 15.111 | 3109.546 | 3101.7055 | 3073.4147 | 3215.5616
12 | 10 | 15 | 1326.9837 | 1346.31 | 1380.2568 | 1423.6321 | 2535.4445 | 2601.1731 | 2749.1487 | 3024.4459 | -57.3879 | -96.982 | -174.5476 | -256.6919 | 139.6224 | 208.8218 | 352.4795 | 603.043 | 9.0784 | 16.9376 | 36.7201 | 61.9436 | -723.1529 | -827.8815 | -1056.8481 | -1364.5042 | 1.3519 | 2.1895 | 2.4192 | 7.119 | 3231.9402 | 3250.5685 | 3289.6285 | 3498.9876
12 | 10 | 16 | 1423.7948 | 1446.1057 | 1486.8208 | 1542.0627 | 2435.2548 | 2498.3862 | 2640.5144 | 2904.9331 | -55.2397 | -94.3808 | -169.3316 | -251.5281 | 129.205 | 194.8591 | 326.4448 | 551.8741 | 9.4842 | 17.6335 | 36.8446 | 62.9183 | -306.4642 | -350.5083 | -446.3187 | -575.0735 | -2.997 | -4.8231 | -7.7623 | -11.7151 | 3633.0381 | 3707.2724 | 3867.2121 | 4223.4714
12 | 10 | 17 | 1677.7492 | 1706.6187 | 1763.1988 | 1843.3957 | 2263.0947 | 2321.763 | 2453.8434 | 2699.569 | -55.0255 | -96.8167 | -174.5371 | -264.5878 | 66.9285 | 97.8373 | 158.7988 | 253.3673 | 14.7814 | 26.3865 | 52.6676 | 89.4455 | -14.2372 | -16.2957 | -20.7726 | -26.7956 | -7.0228 | -11.2182 | -18.4782 | -30.485 | 3946.2683 | 4028.2748 | 4214.7208 | 4563.9092
12 | 10 | 18 | 2151.0143 | 2189.9281 | 2271.2955 | 2388.4507 | 2177.2239 | 2233.6661 | 2360.7349 | 2597.1367 | -56.518 | -102.7412 | -184.7537 | -282.695 | 75.024 | 108.1584 | 170.98 | 268.9108 | 21.6869 | 38.6273 | 75.4518 | 128.3049 | -0.0029378 | -0.0033719 | -0.0043111 | -0.005539 | -10.4595 | -16.8483 | -31.1573 | -49.5224 | 4357.9686 | 4450.7871 | 4662.5469 | 5050.5803
12 | 10 | 19 | 2447.0709 | 2493.1181 | 2589.9342 | 2737.3921 | 1972.5436 | 2023.6797 | 2138.8028 | 2352.9805 | -55.8624 | -103.5155 | -188.6387 | -291.0156 | 92.0125 | 130.9464 | 197.9785 | 304.0353 | 26.5199 | 46.9688 | 91.7973 | 154.8322 | -0.0029378 | -0.0033719 | -0.0043111 | -0.005539 | -7.5874 | -12.4422 | -24.9159 | -38.8627 | 4474.6941 | 4578.7519 | 4804.9539 | 5219.3563
12 | 10 | 20 | 2538.9657 | 2588.0663 | 2691.2561 | 2851.6268 | 1789.158 | 1835.54 | 1939.9602 | 2134.2261 | -53.1351 | -99.6964 | -183.7041 | -281.5373 | 98.6123 | 137.9149 | 207.4397 | 312.3732 | 28.7009 | 50.5945 | 97.9245 | 165.215 | -0.0029378 | -0.0033719 | -0.0043111 | -0.005539 | -8.5484 | -14.3108 | -27.419 | -42.7932 | 4393.7505 | 4498.1051 | 4725.4532 | 5139.105
12 | 10 | 21 | 2574.4988 | 2625.099 | 2731.0533 | 2898.5383 | 1635.9448 | 1678.3549 | 1773.8332 | 1951.4632 | -49.645 | -95.1031 | -175.5655 | -266.8952 | 108.1132 | 152.0014 | 227.7809 | 331.2434 | 27.4835 | 48.0763 | 93.8849 | 158.3396 | -0.0029378 | -0.0033719 | -0.0043111 | -0.005539 | -7.1829 | -11.6176 | -22.4331 | -32.3494 | 4289.2095 | 4396.8075 | 4628.5494 | 5040.3344
12 | 10 | 22 | 2553.8823 | 2604.5879 | 2709.2553 | 2881.7656 | 1461.3547 | 1499.2388 | 1584.5275 | 1743.2006 | -46.155 | -85.8034 | -158.4025 | -240.7718 | 193.119 | 271.7132 | 414.974 | 611.3809 | 23.549 | 41.8415 | 81.4545 | 137.7132 | -0.0029378 | -0.0033719 | -0.0043111 | -0.005539 | -4.6393 | -7.0992 | -14.8643 | -20.9685 | 4181.1078 | 4324.4754 | 4616.9402 | 5112.3144
12 | 10 | 23 | 2399.5198 | 2447.6843 | 2546.0783 | 2711.9893 | 1295.8767 | 1329.4709 | 1405.1019 | 1545.8075 | -40.5167 | -74.842 | -134.9078 | -205.2864 | 212.1208 | 292.7682 | 437.4106 | 643.1086 | 19.3606 | 34.1594 | 66.4139 | 112.503 | -0.0029378 | -0.0033719 | -0.0043111 | -0.005539 | -1.341 | -2.0852 | -5.7557 | -6.1861 | 3885.0173 | 4027.1521 | 4314.3369 | 4801.9305
12 | 10 | 24 | 2232.5778 | 2278.3343 | 2368.8358 | 2528.5027 | 1160.3452 | 1190.426 | 1258.1469 | 1384.1366 | -34.8785 | -63.1064 | -113.0151 | -169.6847 | 317.1293 | 425.2719 | 617.8148 | 888.6908 | 14.6145 | 26.1022 | 51.3734 | 87.0897 | -0.0029378 | -0.0033719 | -0.0043111 | -0.005539 | 5.8636 | 8.8297 | 13.0715 | 22.067 | 3695.6491 | 3865.8543 | 4196.223 | 4740.7965
12 | 11 | 1 | 2068.5411 | 2109.7237 | 2192.8238 | 2345.208 | 1084.2409 | 1112.3487 | 1175.628 | 1293.3543 | -32.1512 | -55.7988 | -98.903 | -148.725 | 304.8597 | 408.854 | 598.8098 | 882.818 | 10.9989 | 20.279 | 40.3726 | 69.6281 | -0.0029378 | -0.0033719 | -0.0043111 | -0.005539 | 7.7421 | 12.2879 | 21.0503 | 31.7535 | 3444.2286 | 3607.6911 | 3929.7771 | 4474.0313
12 | 11 | 2 | 1945.6385 | 1985.2718 | 2062.7013 | 2206.8207 | 1057.8413 | 1085.2647 | 1147.0032 | 1261.8631 | -30.003 | -51.3708 | -89.802 | -134.5075 | 219.7695 | 296.6212 | 439.8785 | 651.6563 | 8.6726 | 15.8477 | 32.1687 | 55.9787 | -0.0029378 | -0.0033719 | -0.0043111 | -0.005539 | 6.2898 | 9.6462 | 16.6557 | 25.2945 | 3208.2058 | 3341.2773 | 3608.601 | 4067.1002
12 | 11 | 3 | 1876.2901 | 1914.5201 | 1988.9842 | 2128.4147 | 1049.9312 | 1077.1496 | 1138.4265 | 1252.4274 | -29.3167 | -49.5439 | -85.354 | -127.7653 | 135.686 | 188.4013 | 291.2025 | 443.314 | 7.7307 | 14.4558 | 29.5586 | 51.3951 | -0.0029378 | -0.0033719 | -0.0043111 | -0.005539 | 4.7262 | 7.5691 | 13.0215 | 19.8184 | 3045.0445 | 3152.5486 | 3375.835 | 3767.5987
12 | 11 | 4 | 1804.9288 | 1842.3945 | 1913.17 | 2045.9148 | 1079.5251 | 1107.5106 | 1170.5147 | 1287.729 | -29.3167 | -50.4834 | -88.1999 | -132.5045 | 81.7906 | 118.005 | 194.4279 | 310.1709 | 8.6726 | 15.8477 | 32.1687 | 55.9787 | -0.0029378 | -0.0033719 | -0.0043111 | -0.005539 | 4.2077 | 6.8392 | 11.962 | 18.2339 | 2949.8052 | 3040.1103 | 3234.0391 | 3585.5174
12 | 11 | 5 | 1776.158 | 1812.8692 | 1881.5486 | 2008.5016 | 1177.9594 | 1208.4968 | 1277.2457 | 1405.1479 | -31.0235 | -53.9719 | -96.057 | -144.4106 | 50.197 | 75.6321 | 136.0389 | 234.41 | 11.6435 | 20.9749 | 41.1551 | 69.6281 | -0.0029378 | -0.0033719 | -0.0043111 | -0.005539 | 3.0214 | 4.8231 | 8.133 | 12.8679 | 2987.9528 | 3068.8208 | 3248.06 | 3586.1394
12 | 11 | 6 | 1784.1677 | 1819.3009 | 1886.0575 | 2006.593 | 1381.8255 | 1417.6479 | 1498.295 | 1648.3329 | -35.6412 | -65.8728 | -122.3977 | -184.3267 | 43.5971 | 68.6637 | 127.963 | 227.6958 | 19.5276 | 34.1594 | 65.7668 | 109.9063 | -0.0029378 | -0.0033719 | -0.0043111 | -0.005539 | 1.5935 | 2.8502 | 4.6747 | 7.5019 | 3195.0673 | 3276.7459 | 3460.355 | 3815.6976
12 | 11 | 7 | 1829.694 | 1864.7052 | 1930.8671 | 2042.4122 | 1679.3114 | 1722.8458 | 1820.855 | 2003.1937 | -43.4277 | -83.2544 | -158.4025 | -243.1995 | 68.7999 | 107.0082 | 184.7638 | 324.5821 | 29.5709 | 51.702 | 97.2774 | 162.415 | -0.0029378 | -0.0033719 | -0.0043111 | -0.005539 | 0.0054293 | -0.10426 | -0.018942 | -0.66275 | 3563.9511 | 3662.8992 | 3875.3376 | 4288.7353
12 | 11 | 8 | 1738.0476 | 1767.6846 | 1826.1892 | 1921.6709 | 1987.1633 | 2038.6784 | 2154.6548 | 2370.4199 | -48.9894 | -96.6517 | -183.2177 | -285.9681 | 117.5911 | 178.7507 | 296.6932 | 507.8316 | 35.5128 | 61.2607 | 114.3432 | 191.3357 | -143.2379 | -163.3579 | -208.116 | -271.0101 | -0.12759 | -0.33038 | -0.68327 | 0.40378 | 3685.9599 | 3786.0346 | 3999.8634 | 4434.6837
12 | 11 | 9 | 1693.525 | 1721.9527 | 1775.9836 | 1857.7217 | 2199.7926 | 2256.8199 | 2385.2059 | 2624.0582 | -53.3929 | -101.3581 | -191.2797 | -299.7609 | 170.1097 | 254.1348 | 416.2753 | 715.5428 | 32.9476 | 56.7021 | 106.7864 | 178.6611 | -185.7644 | -211.3086 | -267.8102 | -346.606 | 6.2029 | 11.3996 | 21.513 | 32.1837 | 3863.4206 | 3988.3423 | 4246.6743 | 4761.8005
12 | 11 | 10 | 1627.3612 | 1654.2713 | 1703.3959 | 1772.8959 | 2361.8886 | 2423.118 | 2560.9643 | 2817.417 | -55.8624 | -100.7491 | -185.5111 | -288.7042 | 191.0961 | 282.282 | 466.8421 | 798.5 | 24.4909 | 42.5374 | 82.1016 | 138.5862 | -267.4435 | -307.0411 | -395.1365 | -517.1854 | 9.922 | 21.7133 | 41.0831 | 48.8067 | 3891.4528 | 4016.1319 | 4273.7394 | 4770.3161
12 | 11 | 11 | 1573.1654 | 1598.5321 | 1644.1406 | 1706.0329 | 2451.9433 | 2515.5073 | 2658.6095 | 2924.8402 | -56.9901 | -100.14 | -180.0241 | -275.6445 | 181.5952 | 273.4309 | 451.1466 | 779.5596 | 17.2013 | 30.4429 | 60.2867 | 103.0949 | -469.2845 | -538.6503 | -692.1249 | -900.623 | 9.6614 | 20.5665 | 38.1755 | 44.7954 | 3707.292 | 3799.6893 | 3980.2099 | 4382.0556
12 | 11 | 12 | 1505.5056 | 1528.67 | 1570.41 | 1626.5822 | 2504.8589 | 2569.7947 | 2715.9851 | 2987.9614 | -58.4084 | -98.7567 | -174.2556 | -264.5878 | 165.4945 | 247.414 | 415.7348 | 723.8712 | 11.7155 | 21.4055 | 43.6812 | 76.5676 | -644.3889 | -739.9516 | -951.8985 | -1237.3909 | 8.1412 | 11.791 | 21.2424 | 38.264 | 3492.9183 | 3540.3667 | 3640.8995 | 3951.2677
12 | 11 | 13 | 1421.9752 | 1444.2559 | 1481.7338 | 1529.4414 | 2553.7361 | 2619.9389 | 2768.982 | 3046.2653 | -58.9875 | -97.9825 | -173.2166 | -260.698 | 157.3991 | 238.5629 | 397.0659 | 689.8791 | 8.9115 | 16.2416 | 34.8925 | 61.6011 | -502.4878 | -574.1026 | -731.7014 | -945.1552 | 4.0855 | 5.8562 | 10.9825 | 19.1626 | 3584.632 | 3652.7705 | 3788.7388 | 4140.4963
12 | 11 | 14 | 1343.4302 | 1363.7057 | 1397.413 | 1439.3249 | 2563.2804 | 2629.7307 | 2779.3308 | 3057.6504 | -58.5155 | -98.2608 | -171.8961 | -254.3805 | 150.7992 | 227.1689 | 380.3229 | 657.0191 | 6.5852 | 12.7905 | 28.6407 | 51.5608 | -468.9071 | -534.8332 | -678.0838 | -869.179 | 2.9644 | 2.6065 | 5.0522 | 15.111 | 3539.6368 | 3602.9082 | 3740.7797 | 4097.1066
12 | 11 | 15 | 1300.3885 | 1319.6508 | 1352.1323 | 1393.9553 | 2524.0416 | 2589.4747 | 2736.7847 | 3010.8438 | -57.495 | -97.2082 | -169.05 | -249.6414 | 139.6224 | 208.8218 | 352.4795 | 603.043 | 5.9405 | 12.0946 | 27.2111 | 46.9771 | -163.8152 | -189.0212 | -244.0726 | -318.5253 | 1.3519 | 1.1469 | 2.4192 | 7.119 | 3750.0348 | 3844.9593 | 4057.9043 | 4493.7715
12 | 11 | 16 | 1368.0693 | 1389.0567 | 1426.3484 | 1478.8285 | 2422.3259 | 2485.1221 | 2626.4958 | 2889.5106 | -55.8953 | -96.4339 | -169.05 | -251.9527 | 129.205 | 194.8591 | 326.4448 | 551.8741 | 9.0784 | 16.526 | 35.4151 | 60.6264 | -101.2939 | -117.3065 | -152.4114 | -200.5943 | -2.997 | -4.5103 | -7.7623 | -11.7151 | 3768.4925 | 3867.3132 | 4085.4803 | 4516.5775
12 | 11 | 17 | 1608.1961 | 1634.4508 | 1686.1058 | 1764.6532 | 2250.5935 | 2308.9377 | 2440.2886 | 2684.6568 | -55.7882 | -97.8172 | -177.383 | -267.3239 | 66.9285 | 97.8373 | 158.7988 | 253.3673 | 15.0203 | 27.513 | 54.4952 | 92.6104 | -12.7008 | -14.5465 | -18.3993 | -23.2102 | -7.0228 | -10.6969 | -18.4782 | -30.485 | 3865.2267 | 3945.6782 | 4125.4279 | 4474.2685
12 | 11 | 18 | 2062.9049 | 2098.3666 | 2173.2423 | 2288.6236 | 2172.7365 | 2229.0624 | 2355.8693 | 2591.7839 | -57.2808 | -102.8543 | -187.5231 | -287.4341 | 75.024 | 108.1584 | 170.98 | 268.9108 | 22.7374 | 39.8918 | 78.5844 | 133.8632 | -0.0029378 | -0.0033719 | -0.0043111 | -0.005539 | -10.4595 | -16.8483 | -31.1573 | -49.5224 | 4265.6596 | 4355.7733 | 4559.9914 | 4946.2195
12 | 11 | 19 | 2299.0395 | 2341.0621 | 2429.6693 | 2568.1655 | 1975.2211 | 2026.4266 | 2141.706 | 2356.1744 | -56.518 | -102.5759 | -188.3571 | -291.4403 | 92.0125 | 130.9464 | 197.9785 | 304.0353 | 26.353 | 46.4109 | 90.828 | 154.3881 | -0.0029378 | -0.0033719 | -0.0043111 | -0.005539 | -7.5874 | -13.0678 | -24.9159 | -38.8627 | 4328.5176 | 4429.199 | 4646.9044 | 5052.4548
12 | 11 | 20 | 2349.9835 | 2394.1852 | 2486.768 | 2635.3553 | 1795.618 | 1842.1675 | 1946.9647 | 2141.932 | -53.1351 | -98.7569 | -182.1021 | -279.5343 | 98.6123 | 137.9149 | 207.4397 | 312.3732 | 26.5199 | 47.6647 | 91.6105 | 157.8954 | -0.0029378 | -0.0033719 | -0.0043111 | -0.005539 | -8.5484 | -14.7279 | -27.419 | -42.7932 | 4209.0473 | 4308.4441 | 4523.2577 | 4925.2228
12 | 11 | 21 | 2373.4868 | 2418.6438 | 2513.6481 | 2669.4063 | 1634.748 | 1677.127 | 1772.5354 | 1950.0355 | -50.7727 | -94.9379 | -172.438 | -262.1561 | 108.1132 | 152.0014 | 227.7809 | 331.2434 | 24.7298 | 43.9292 | 85.6187 | 146.4363 | -0.0029378 | -0.0033719 | -0.0043111 | -0.005539 | -7.1829 | -12.4517 | -22.4331 | -32.3494 | 4083.1191 | 4184.3085 | 4404.7077 | 4802.6105
12 | 11 | 22 | 2351.1309 | 2397.4801 | 2491.8489 | 2649.9449 | 1457.9165 | 1495.7114 | 1580.7994 | 1739.0992 | -46.9177 | -86.5777 | -156.8004 | -240.7718 | 193.119 | 271.7132 | 414.974 | 611.3809 | 22.0927 | 39.3232 | 77.4147 | 130.3935 | -0.0029378 | -0.0033719 | -0.0043111 | -0.005539 | -4.6393 | -7.9333 | -14.8643 | -20.9685 | 3972.6991 | 4109.7135 | 4393.368 | 4869.0726
12 | 11 | 23 | 2229.0285 | 2273.5206 | 2362.8598 | 2517.6509 | 1295.8999 | 1329.4947 | 1405.127 | 1545.8351 | -41.5373 | -75.6163 | -137.7538 | -207.5978 | 212.1208 | 292.7682 | 437.4106 | 643.1086 | 18.4187 | 33.7478 | 65.6314 | 111.8556 | -0.0029378 | -0.0033719 | -0.0043111 | -0.005539 | -1.341 | -2.9193 | -5.7557 | -6.1861 | 3712.5867 | 3850.9923 | 4127.5149 | 4604.6608
12 | 11 | 24 | 2087.3444 | 2130.6197 | 2214.302 | 2362.7449 | 1161.5585 | 1191.6706 | 1259.4624 | 1385.5838 | -35.899 | -64.655 | -115.8611 | -174.4238 | 317.1293 | 425.2719 | 617.8148 | 888.6908 | 14.7814 | 26.3865 | 51.896 | 88.166 | -0.0029378 | -0.0033719 | -0.0043111 | -0.005539 | 5.8636 | 7.9956 | 13.0715 | 22.067 | 3550.7752 | 3717.286 | 4040.6812 | 4572.8231
12 | 12 | 1 | 1949.6785 | 1989.0424 | 2066.2546 | 2209.4415 | 1085.9422 | 1114.0941 | 1177.4726 | 1295.3837 | -32.8068 | -56.5731 | -99.1845 | -151.4611 | 304.8597 | 408.854 | 598.8098 | 882.818 | 11.6435 | 21.6709 | 42.5847 | 72.9962 | -0.0029378 | -0.0033719 | -0.0043111 | -0.005539 | 7.7421 | 12.2879 | 21.0503 | 31.7535 | 3327.0562 | 3489.3727 | 3806.9832 | 4340.9262
12 | 12 | 2 | 1848.2029 | 1886.3336 | 1959.2652 | 2095.5307 | 1056.1479 | 1083.5274 | 1145.1671 | 1259.8431 | -30.6586 | -52.145 | -89.802 | -135.2406 | 219.7695 | 296.6212 | 439.8785 | 651.6563 | 8.6726 | 16.2592 | 32.9512 | 56.0804 | -0.0029378 | -0.0033719 | -0.0043111 | -0.005539 | 6.2898 | 9.6462 | 16.6557 | 25.2945 | 3108.4213 | 3240.2392 | 3504.1114 | 3953.1588
12 | 12 | 3 | 1783.6406 | 1820.2592 | 1890.2955 | 2022.4243 | 1051.5008 | 1078.7599 | 1140.1284 | 1254.2998 | -29.5309 | -50.3182 | -86.6745 | -128.19 | 135.686 | 188.4013 | 291.2025 | 443.314 | 7.7307 | 14.8674 | 30.2165 | 51.5984 | -0.0029378 | -0.0033719 | -0.0043111 | -0.005539 | 4.7262 | 7.5691 | 13.0215 | 19.8184 | 2953.7504 | 3059.5354 | 3278.1856 | 3663.2593
12 | 12 | 4 | 1739.5046 | 1775.7386 | 1843.4173 | 1971.6681 | 1074.9438 | 1102.8106 | 1165.5472 | 1282.2641 | -29.5309 | -50.3182 | -86.6745 | -130.5014 | 81.7906 | 118.005 | 194.4279 | 310.1709 | 7.9696 | 15.5633 | 31.6461 | 53.7885 | -0.0029378 | -0.0033719 | -0.0043111 | -0.005539 | 4.2077 | 6.8392 | 11.962 | 18.2339 | 2878.8823 | 2968.6353 | 3160.3218 | 3505.6187
12 | 12 | 5 | 1711.8437 | 1747.2172 | 1812.4748 | 1934.5893 | 1181.7221 | 1212.357 | 1281.3255 | 1409.6363 | -31.3142 | -54.7462 | -96.057 | -147.1466 | 50.197 | 75.6321 | 136.0389 | 234.41 | 11.8824 | 21.3865 | 42.4601 | 72.1232 | -0.0029378 | -0.0033719 | -0.0043111 | -0.005539 | 3.0214 | 4.8231 | 8.133 | 12.8679 | 2927.3494 | 3006.6664 | 3184.3711 | 3516.4745
12 | 12 | 6 | 1734.6407 | 1768.785 | 1833.293 | 1950.0363 | 1376.8454 | 1412.5387 | 1492.8952 | 1642.3923 | -35.7483 | -65.8728 | -122.3977 | -187.0628 | 43.5971 | 68.6637 | 127.963 | 227.6958 | 20.1003 | 35.2669 | 67.0718 | 113.6169 | -0.0029378 | -0.0033719 | -0.0043111 | -0.005539 | 1.5935 | 2.8502 | 4.6747 | 7.5019 | 3141.0259 | 3222.2283 | 3403.4957 | 3754.1749
12 | 12 | 7 | 1743.0646 | 1776.3241 | 1838.3951 | 1943.3067 | 1681.1304 | 1724.712 | 1822.8274 | 2005.3636 | -43.6419 | -83.0891 | -155.2749 | -244.0489 | 68.7999 | 107.0082 | 184.7638 | 324.5821 | 30.3825 | 52.398 | 98.5825 | 166.4306 | -0.0029378 | -0.0033719 | -0.0043111 | -0.005539 | 0.0054293 | -0.10426 | -0.018942 | -0.66275 | 3479.7381 | 3577.2455 | 3789.2705 | 4194.9659
12 | 12 | 8 | 1663.9538 | 1692.3621 | 1747.048 | 1836.1324 | 1991.692 | 2043.3245 | 2159.5652 | 2375.822 | -49.7521 | -94.8248 | -178.4881 | -279.6506 | 117.5911 | 178.7507 | 296.6932 | 507.8316 | 33.7593 | 58.3674 | 109.521 | 184.7652 | -60.9699 | -69.0753 | -86.842 | -111.5665 | -0.12759 | -0.33038 | -0.68327 | 0.40378 | 3696.1465 | 3808.5743 | 4046.814 | 4513.7379
12 | 12 | 9 | 1606.5739 | 1633.3378 | 1682.9031 | 1757.349 | 2212.4408 | 2269.796 | 2398.9201 | 2639.1458 | -53.1351 | -100.3054 | -188.1522 | -293.8681 | 170.1097 | 254.1348 | 416.2753 | 715.5428 | 31.9691 | 54.8797 | 103.2693 | 173.4077 | -129.9329 | -148.5267 | -189.2524 | -245.2308 | 6.2029 | 11.3996 | 21.513 | 32.1837 | 3844.2285 | 3974.7157 | 4245.4762 | 4778.5301
12 | 12 | 10 | 1537.8926 | 1563.2301 | 1607.8122 | 1669.1109 | 2377.5365 | 2439.1716 | 2577.9312 | 2836.0829 | -55.4975 | -100.7491 | -185.5111 | -287.1258 | 191.0961 | 282.282 | 466.8421 | 798.5 | 25.0636 | 43.9292 | 83.4066 | 140.9796 | -305.3366 | -352.8081 | -460.2004 | -610.2733 | 9.922 | 21.7133 | 41.0831 | 48.8067 | 3780.6768 | 3896.7692 | 4131.3637 | 4596.081
12 | 12 | 11 | 1472.9974 | 1495.5889 | 1536.069 | 1590.5664 | 2471.8662 | 2535.9467 | 2680.2117 | 2948.6056 | -57.3879 | -101.1926 | -184.6771 | -283.5444 | 181.5952 | 273.4309 | 451.1466 | 779.5596 | 20.578 | 36.6776 | 71.1007 | 120.6581 | -217.5409 | -249.9543 | -322.0191 | -421.3354 | 9.6614 | 20.5665 | 38.1755 | 44.7954 | 3881.7695 | 4011.0637 | 4270.0073 | 4779.3054
12 | 12 | 12 | 1395.8263 | 1416.7808 | 1452.8259 | 1499.0296 | 2541.9245 | 2607.8212 | 2756.1749 | 3032.1758 | -58.6226 | -101.3058 | -181.7545 | -277.2269 | 165.4945 | 247.414 | 415.7348 | 723.8712 | 15.4261 | 28.2089 | 55.2777 | 95.1055 | -258.2913 | -297.1706 | -383.9669 | -505.3864 | 8.1412 | 11.791 | 21.2424 | 38.264 | 3809.8987 | 3913.5394 | 4135.5344 | 4605.8327
12 | 12 | 13 | 1306.9512 | 1325.8207 | 1357.1313 | 1395.962 | 2587.5909 | 2654.6714 | 2805.6904 | 3086.6497 | -59.3853 | -100.6446 | -178.0745 | -270.9093 | 157.3991 | 238.5629 | 397.0659 | 689.8791 | 12.0493 | 22.3857 | 44.9863 | 77.6439 | -417.2153 | -481.0052 | -623.361 | -815.1565 | 4.0855 | 5.8562 | 10.9825 | 19.1626 | 3591.4754 | 3665.6471 | 3814.4209 | 4183.2314
12 | 12 | 14 | 1252.0303 | 1269.2172 | 1297.9561 | 1333.4409 | 2595.6362 | 2662.9253 | 2814.4138 | 3096.2466 | -60.041 | -99.8704 | -173.6264 | -264.5918 | 150.7992 | 227.1689 | 380.3229 | 657.0191 | 8.6726 | 16.1144 | 34.6326 | 61.6011 | -292.6574 | -335.459 | -429.863 | -557.4726 | 2.9644 | 2.6065 | 5.0522 | 15.111 | 3657.4044 | 3742.7029 | 3928.888 | 4341.3541
12 | 12 | 15 | 1199.1251 | 1215.9183 | 1242.7044 | 1275.9536 | 2563.4117 | 2629.8654 | 2779.4732 | 3057.8071 | -58.9133 | -98.2087 | -170.7804 | -255.5382 | 139.6224 | 208.8218 | 352.4795 | 603.043 | 6.9191 | 13.917 | 29.6859 | 52.4338 | -273.9581 | -314.9832 | -405.1894 | -522.5443 | 1.3519 | 1.1469 | 2.4192 | 7.119 | 3577.5588 | 3656.4775 | 3830.7922 | 4218.2739
12 | 12 | 16 | 1236.7894 | 1254.7913 | 1284.9888 | 1325.6493 | 2470.1722 | 2534.2087 | 2678.3748 | 2946.5848 | -56.5509 | -96.3818 | -168.6919 | -255.1135 | 129.205 | 194.8591 | 326.4448 | 551.8741 | 8.8395 | 16.8103 | 34.6326 | 60.6264 | -65.6567 | -75.3088 | -95.9154 | -122.2 | -2.997 | -4.5103 | -7.7623 | -11.7151 | 3719.8015 | 3824.4686 | 4052.0714 | 4495.706
12 | 12 | 17 | 1473.4019 | 1496.6349 | 1541.0617 | 1607.4023 | 2289.6953 | 2349.0532 | 2482.6861 | 2731.3 | -55.8953 | -98.5393 | -175.781 | -266.1702 | 66.9285 | 97.8373 | 158.7988 | 253.3673 | 14.7814 | 26.9552 | 53.9727 | 92.6104 | -0.0029378 | -0.0033719 | -0.0043111 | -0.005539 | -7.0228 | -10.6969 | -18.4782 | -30.485 | 3781.8862 | 3861.241 | 4042.2559 | 4388.0193
12 | 12 | 18 | 1915.0492 | 1947.4366 | 2014.2559 | 2117.0509 | 2202.0204 | 2259.1055 | 2387.6214 | 2626.7157 | -57.0229 | -102.8543 | -187.5231 | -288.2835 | 75.024 | 108.1584 | 170.98 | 268.9108 | 23.3101 | 41.4299 | 80.014 | 136.3584 | -0.0029378 | -0.0033719 | -0.0043111 | -0.005539 | -10.4595 | -16.8483 | -31.1573 | -49.5224 | 4147.9183 | 4236.4244 | 4434.1867 | 4811.2243
12 | 12 | 19 | 2134.4184 | 2173.5705 | 2253.5858 | 2378.2384 | 1995.865 | 2047.6057 | 2164.0899 | 2380.7999 | -56.2602 | -102.5759 | -188.3571 | -292.598 | 92.0125 | 130.9464 | 197.9785 | 304.0353 | 27.6505 | 48.7722 | 94.4074 | 161.5685 | -0.0029378 | -0.0033719 | -0.0043111 | -0.005539 | -7.5874 | -13.0678 | -24.9159 | -38.8627 | 4186.0958 | 4285.2477 | 4496.7843 | 4893.1758
12 | 12 | 20 | 2179.1262 | 2220.1388 | 2303.9506 | 2438.1025 | 1808.965 | 1855.8605 | 1961.4367 | 2157.8532 | -53.4258 | -99.5312 | -185.2296 | -284.698 | 98.6123 | 137.9149 | 207.4397 | 312.3732 | 29.1068 | 51.2905 | 99.2296 | 169.5578 | -0.0029378 | -0.0033719 | -0.0043111 | -0.005539 | -8.5484 | -14.7279 | -27.419 | -42.7932 | 4053.8332 | 4150.9423 | 4359.4038 | 4750.3898
12 | 12 | 21 | 2194.003 | 2235.7671 | 2321.403 | 2462.8202 | 1645.7586 | 1688.4232 | 1784.4742 | 1963.1698 | -50.9563 | -94.9379 | -172.7195 | -268.0529 | 108.1132 | 152.0014 | 227.7809 | 331.2434 | 26.9257 | 47.3804 | 92.393 | 158.0987 | -0.0029378 | -0.0033719 | -0.0043111 | -0.005539 | -7.1829 | -12.4517 | -22.4331 | -32.3494 | 3916.6584 | 4016.179 | 4230.8942 | 4614.9243
12 | 12 | 22 | 2170.4627 | 2213.0926 | 2298.3271 | 2442.5779 | 1466.9136 | 1504.9417 | 1590.5548 | 1749.8315 | -47.5734 | -86.5777 | -158.1209 | -241.6211 | 193.119 | 271.7132 | 414.974 | 611.3809 | 23.1432 | 41.4109 | 80.1494 | 137.3706 | -0.0029378 | -0.0033719 | -0.0043111 | -0.005539 | -4.6393 | -7.9333 | -14.8643 | -20.9685 | 3801.4228 | 3936.6442 | 4211.0158 | 4678.5657
12 | 12 | 23 | 2070.758 | 2112.2565 | 2193.6623 | 2336.0857 | 1302.287 | 1336.0474 | 1412.0524 | 1553.4541 | -41.8586 | -75.6163 | -137.7538 | -208.0224 | 212.1208 | 292.7682 | 437.4106 | 643.1086 | 19.3606 | 34.1594 | 66.9365 | 114.3507 | -0.0029378 | -0.0033719 | -0.0043111 | -0.005539 | -1.341 | -2.9193 | -5.7557 | -6.1861 | 3561.3239 | 3696.6925 | 3966.548 | 4432.785
12 | 12 | 24 | 1968.8571 | 2010.4545 | 2088.259 | 2227.1435 | 1163.8597 | 1194.0315 | 1261.9576 | 1388.3288 | -36.7689 | -63.8807 | -115.8611 | -172.4207 | 317.1293 | 425.2719 | 617.8148 | 888.6908 | 14.3756 | 26.1022 | 51.3734 | 89.039 | -0.0029378 | -0.0033719 | -0.0043111 | -0.005539 | 5.8636 | 7.9956 | 13.0715 | 22.067 | 3433.3135 | 3599.9716 | 3916.6108 | 4442.8428
12 | 13 | 1 | 1867.5726 | 1904.4942 | 1977.6693 | 2115.5064 | 1085.4994 | 1113.6398 | 1176.9925 | 1294.8555 | -32.6997 | -57.6257 | -100.71 | -146.7219 | 304.8597 | 408.854 | 598.8098 | 882.818 | 10.8686 | 20.279 | 40.8952 | 69.8313 | -0.0029378 | -0.0033719 | -0.0043111 | -0.005539 | 7.7421 | 12.2879 | 21.0503 | 31.7535 | 3243.8398 | 3401.9257 | 3714.7027 | 4248.0372
12 | 13 | 2 | 1780.0923 | 1816.0992 | 1885.229 | 2017.5222 | 1056.0554 | 1083.4325 | 1145.0668 | 1259.7328 | -30.5515 | -53.1977 | -91.609 | -132.5045 | 219.7695 | 296.6212 | 439.8785 | 651.6563 | 9.0784 | 17.2395 | 34.9033 | 58.3722 | -0.0029378 | -0.0033719 | -0.0043111 | -0.005539 | 6.2898 | 9.6462 | 16.6557 | 25.2945 | 3040.731 | 3169.8375 | 3430.12 | 3880.0679
12 | 13 | 3 | 1724.1519 | 1759.2255 | 1825.8158 | 1954.5628 | 1050.0918 | 1077.3143 | 1138.6005 | 1252.6189 | -29.5309 | -50.5965 | -86.8794 | -127.7653 | 135.686 | 188.4013 | 291.2025 | 443.314 | 7.3249 | 14.3096 | 29.434 | 50.5221 | -0.0029378 | -0.0033719 | -0.0043111 | -0.005539 | 4.7262 | 7.5691 | 13.0215 | 19.8184 | 2892.4468 | 2996.2199 | 3211.1906 | 3593.0653
12 | 13 | 4 | 1690.7909 | 1725.7532 | 1790.7517 | 1915.4902 | 1077.2937 | 1105.2214 | 1168.0952 | 1285.0672 | -29.5309 | -50.5965 | -88.4815 | -130.0767 | 81.7906 | 118.005 | 194.4279 | 310.1709 | 8.6726 | 16.2592 | 33.4737 | 56.0804 | -0.0029378 | -0.0033719 | -0.0043111 | -0.005539 | 4.2077 | 6.8392 | 11.962 | 18.2339 | 2833.2216 | 2921.4782 | 3110.2248 | 3454.9604
12 | 13 | 5 | 1682.2095 | 1716.9859 | 1780.8876 | 1900.6474 | 1179.3031 | 1209.8753 | 1278.7026 | 1406.7507 | -31.2071 | -55.0245 | -96.262 | -141.9828 | 50.197 | 75.6321 | 136.0389 | 234.41 | 11.2377 | 20.279 | 40.3726 | 68.755 | -0.0029378 | -0.0033719 | -0.0043111 | -0.005539 | 3.0214 | 4.8231 | 8.133 | 12.8679 | 2894.7586 | 2972.5675 | 3147.8685 | 3481.4428
12 | 13 | 6 | 1717.3829 | 1750.9907 | 1814.5806 | 1930.267 | 1374.6402 | 1410.2763 | 1490.5041 | 1639.7618 | -35.1692 | -66.9254 | -121.3587 | -184.3267 | 43.5971 | 68.6637 | 127.963 | 227.6958 | 19.7664 | 34.8553 | 66.4139 | 111.4267 | -0.0029378 | -0.0033719 | -0.0043111 | -0.005539 | 1.5935 | 2.8502 | 4.6747 | 7.5019 | 3121.808 | 3200.7073 | 3382.7732 | 3732.321
12 | 13 | 7 | 1721.4606 | 1753.7769 | 1814.7394 | 1918.3501 | 1680.2187 | 1723.7766 | 1821.8388 | 2004.2761 | -43.0628 | -85.1944 | -158.8889 | -243.6242 | 68.7999 | 107.0082 | 184.7638 | 324.5821 | 30.6214 | 53.2035 | 100.5346 | 166.4306 | -0.0029378 | -0.0033719 | -0.0043111 | -0.005539 | 0.0054293 | -0.10426 | -0.018942 | -0.66275 | 3458.0404 | 3552.4632 | 3762.9644 | 4169.3464
12 | 13 | 8 | 1640.3594 | 1667.7892 | 1721.2948 | 1809.1561 | 1993.4618 | 2045.1401 | 2161.4841 | 2377.9331 | -48.7316 | -97.0953 | -183.7041 | -284.3898 | 117.5911 | 178.7507 | 296.6932 | 507.8316 | 35.5128 | 61.545 | 115.0526 | 191.6407 | -77.2484 | -89.1899 | -116.5757 | -156.6057 | -0.12759 | -0.33038 | -0.68327 | 0.40378 | 3660.8175 | 3766.6096 | 3993.5616 | 4445.9697
12 | 13 | 9 | 1607.6123 | 1634.1403 | 1683.6307 | 1758.2639 | 2208.8846 | 2266.1476 | 2395.0642 | 2634.9037 | -53.2422 | -101.6886 | -188.6387 | -291.4403 | 170.1097 | 254.1348 | 416.2753 | 715.5428 | 30.3825 | 53.2035 | 100.5346 | 167.4052 | -362.6765 | -416.0214 | -533.1425 | -692.5509 | 6.2029 | 11.3996 | 21.513 | 32.1837 | 3607.2735 | 3701.316 | 3895.2366 | 4324.3082
12 | 13 | 10 | 1550.6232 | 1576.4424 | 1621.2925 | 1683.7034 | 2369.9883 | 2431.4277 | 2569.7467 | 2827.0788 | -55.574 | -101.0796 | -181.3446 | -275.9528 | 191.0961 | 282.282 | 466.8421 | 798.5 | 20.3392 | 36.6776 | 71.1007 | 119.1376 | -738.246 | -846.6478 | -1083.9219 | -1405.805 | 9.922 | 21.7133 | 41.0831 | 48.8067 | 3348.1488 | 3400.8157 | 3504.7987 | 3795.4688
12 | 13 | 11 | 1503.3862 | 1527.1976 | 1569.4803 | 1625.3678 | 2460.6469 | 2524.4366 | 2668.0467 | 2935.2225 | -57.8293 | -100.4705 | -177.4597 | -269.2106 | 181.5952 | 273.4309 | 451.1466 | 779.5596 | 14.6145 | 26.7981 | 53.4501 | 90.4202 | -773.7665 | -886.3992 | -1135.7634 | -1480.0892 | 9.6614 | 20.5665 | 38.1755 | 44.7954 | 3338.3084 | 3385.5598 | 3467.0762 | 3726.0657
12 | 13 | 12 | 1424.5754 | 1446.1645 | 1483.7262 | 1532.295 | 2531.0719 | 2596.6872 | 2744.4076 | 3019.23 | -59.0335 | -101.8536 | -179.8297 | -269.5189 | 165.4945 | 247.414 | 415.7348 | 723.8712 | 12.4551 | 22.7973 | 47.1984 | 79.9357 | -940.1369 | -1075.3141 | -1372.314 | -1778.3749 | 8.1412 | 11.791 | 21.2424 | 38.264 | 3142.5678 | 3147.6862 | 3160.1657 | 3345.7021
12 | 13 | 13 | 1321.3898 | 1340.949 | 1373.4512 | 1412.6531 | 2579.6414 | 2646.5158 | 2797.0708 | 3077.1669 | -60.6026 | -102.132 | -180.5977 | -269.8272 | 157.3991 | 238.5629 | 397.0659 | 689.8791 | 10.8686 | 20.1518 | 42.2517 | 72.9586 | -843.4783 | -965.5524 | -1227.8611 | -1571.7224 | 4.0855 | 5.8562 | 10.9825 | 19.1626 | 3169.3035 | 3184.3512 | 3212.3633 | 3430.2708
12 | 13 | 14 | 1249.0459 | 1267.1801 | 1295.9029 | 1329.7513 | 2591.1913 | 2658.3651 | 2809.5942 | 3090.9444 | -61.1511 | -101.523 | -177.7517 | -267.3994 | 150.7992 | 227.1689 | 380.3229 | 657.0191 | 8.6726 | 16.2416 | 34.8925 | 62.3724 | -848.2426 | -973.4041 | -1246.9821 | -1617.7336 | 2.9644 | 2.6065 | 5.0522 | 15.111 | 3093.2797 | 3096.6352 | 3101.0308 | 3270.0651
12 | 13 | 15 | 1193.9838 | 1210.8618 | 1237.4277 | 1269.5937 | 2561.1951 | 2627.5913 | 2777.0697 | 3055.1629 | -60.6791 | -98.8087 | -171.7782 | -260.6572 | 139.6224 | 208.8218 | 352.4795 | 603.043 | 6.9191 | 13.2021 | 29.4232 | 53.1035 | -731.0329 | -836.6607 | -1065.7317 | -1373.6206 | 1.3519 | 1.1469 | 2.4192 | 7.119 | 3111.3603 | 3126.1545 | 3161.3094 | 3353.7443
12 | 13 | 16 | 1239.2731 | 1257.3656 | 1287.7417 | 1328.9924 | 2461.3072 | 2525.1139 | 2668.7626 | 2936.0101 | -58.5309 | -97.7561 | -171.2152 | -260.6572 | 129.205 | 194.8591 | 326.4448 | 551.8741 | 9.2454 | 16.9376 | 35.675 | 62.4741 | -250.0142 | -285.8597 | -365.5006 | -477.5301 | -2.997 | -4.5103 | -7.7623 | -11.7151 | 3527.4885 | 3606.1502 | 3774.146 | 4129.4484
12 | 13 | 17 | 1462.7537 | 1485.4383 | 1529.3185 | 1595.5824 | 2284.3183 | 2343.5368 | 2476.8559 | 2724.886 | -57.4338 | -99.8615 | -176.4207 | -271.8302 | 66.9285 | 97.8373 | 158.7988 | 253.3673 | 14.7814 | 27.0824 | 53.9727 | 92.1662 | -13.2478 | -15.3806 | -19.9585 | -26.1045 | -7.0228 | -10.6969 | -18.4782 | -30.485 | 3751.0775 | 3827.9558 | 4004.0886 | 4337.5821
12 | 13 | 18 | 1899.6016 | 1931.7223 | 1998.0721 | 2099.6512 | 2193.4543 | 2250.3173 | 2378.3333 | 2616.4974 | -57.4644 | -103.1848 | -186.2791 | -283.428 | 75.024 | 108.1584 | 170.98 | 268.9108 | 20.3392 | 37.3736 | 73.2397 | 124.3534 | -0.0029378 | -0.0033719 | -0.0043111 | -0.005539 | -10.4595 | -16.8483 | -31.1573 | -49.5224 | 4120.4922 | 4207.5351 | 4403.1844 | 4776.457
12 | 13 | 19 | 2124.4514 | 2163.4362 | 2243.1396 | 2367.276 | 1987.4695 | 2038.9925 | 2154.9867 | 2370.7851 | -55.574 | -102.7412 | -185.7161 | -280.6919 | 92.0125 | 130.9464 | 197.9785 | 304.0353 | 23.549 | 42.5374 | 83.5311 | 141.8151 | -0.0029378 | -0.0033719 | -0.0043111 | -0.005539 | -7.5874 | -13.0678 | -24.9159 | -38.8627 | 4164.318 | 4260.1001 | 4468.9997 | 4864.3513
12 | 13 | 20 | 2181.7956 | 2223.2465 | 2306.9291 | 2441.7231 | 1805.3877 | 1852.1905 | 1957.5579 | 2153.5859 | -53.3187 | -97.9826 | -180.7815 | -272.7921 | 98.6123 | 137.9149 | 207.4397 | 312.3732 | 25.0636 | 45.1464 | 88.8759 | 149.9061 | -0.0029378 | -0.0033719 | -0.0043111 | -0.005539 | -8.5484 | -14.7279 | -27.419 | -42.7932 | 4048.9892 | 4145.7843 | 4352.5978 | 4741.9974
12 | 13 | 21 | 2205.1164 | 2247.4775 | 2333.5483 | 2475.3999 | 1647.4334 | 1690.1413 | 1786.2901 | 1965.1675 | -50.4078 | -94.3289 | -171.399 | -260.5777 | 108.1132 | 152.0014 | 227.7809 | 331.2434 | 25.0636 | 45.1464 | 88.8759 | 147.5126 | -0.0029378 | -0.0033719 | -0.0043111 | -0.005539 | -7.1829 | -12.4517 | -22.4331 | -32.3494 | 3928.133 | 4027.9827 | 4242.6587 | 4626.3908
12 | 13 | 22 | 2205.2527 | 2248.5533 | 2335.4572 | 2482.0076 | 1468.4297 | 1506.4972 | 1592.1988 | 1751.6401 | -46.9177 | -87.0213 | -158.6074 | -238.7687 | 193.119 | 271.7132 | 414.974 | 611.3809 | 22.0927 | 39.6075 | 77.9373 | 131.3681 | -0.0029378 | -0.0033719 | -0.0043111 | -0.005539 | -4.6393 | -7.9333 | -14.8643 | -20.9685 | 3837.3341 | 3971.4133 | 4247.0913 | 4716.654
12 | 13 | 23 | 2107.5128 | 2149.6486 | 2232.7955 | 2377.7899 | 1301.5231 | 1335.2637 | 1411.2242 | 1552.5429 | -41.2795 | -75.8947 | -135.1127 | -201.2802 | 212.1208 | 292.7682 | 437.4106 | 643.1086 | 17.2013 | 31.5504 | 62.8968 | 106.0564 | -0.0029378 | -0.0033719 | -0.0043111 | -0.005539 | -1.341 | -2.9193 | -5.7557 | -6.1861 | 3595.7347 | 3730.4135 | 4003.4543 | 4472.026
12 | 13 | 24 | 1999.1447 | 2040.6832 | 2119.8518 | 2261.3706 | 1165.1323 | 1195.3371 | 1263.3375 | 1389.8469 | -36.1897 | -64.9333 | -114.8221 | -172.4207 | 317.1293 | 425.2719 | 617.8148 | 888.6908 | 13.8029 | 25.2966 | 50.5909 | 84.4553 | -0.0029378 | -0.0033719 | -0.0043111 | -0.005539 | 5.8636 | 7.9956 | 13.0715 | 22.067 | 3464.8801 | 3629.6478 | 3949.8401 | 4474.0044
12 | 14 | 1 | 1880.9994 | 1919.7984 | 1993.6703 | 2130.3145 | 1090.9175 | 1119.1983 | 1182.8673 | 1301.3185 | -32.6997 | -55.9641 | -97.864 | -146.2973 | 304.8597 | 408.854 | 598.8098 | 882.818 | 10.057 | 18.741 | 38.2851 | 64.7019 | -0.0029378 | -0.0033719 | -0.0043111 | -0.005539 | 7.7421 | 12.2879 | 21.0503 | 31.7535 | 3261.873 | 3422.9121 | 3736.8145 | 4264.6036
12 | 14 | 2 | 1794.6261 | 1832.0797 | 1902.0376 | 2033.2011 | 1060.8406 | 1088.3417 | 1150.2553 | 1265.4408 | -30.3373 | -51.536 | -90.2885 | -132.0798 | 219.7695 | 296.6212 | 439.8785 | 651.6563 | 8.6726 | 15.8477 | 33.5983 | 56.8517 | -0.0029378 | -0.0033719 | -0.0043111 | -0.005539 | 6.2898 | 9.6462 | 16.6557 | 25.2945 | 3059.8584 | 3190.997 | 3452.1326 | 3900.3591
12 | 14 | 3 | 1743.3315 | 1779.7436 | 1847.6716 | 1976.0231 | 1049.6788 | 1076.8906 | 1138.1528 | 1252.1263 | -29.3167 | -49.7091 | -87.161 | -127.3407 | 135.686 | 188.4013 | 291.2025 | 443.314 | 7.3249 | 14.4558 | 29.5586 | 49.9763 | -0.0029378 | -0.0033719 | -0.0043111 | -0.005539 | 4.7262 | 7.5691 | 13.0215 | 19.8184 | 2911.4277 | 3017.3479 | 3232.4417 | 3613.9119
12 | 14 | 4 | 1709.3987 | 1745.162 | 1810.9846 | 1936.3317 | 1076.2308 | 1104.1309 | 1166.9427 | 1283.7993 | -29.3167 | -50.7617 | -87.161 | -130.0767 | 81.7906 | 118.005 | 194.4279 | 310.1709 | 8.6726 | 15.8477 | 32.2932 | 55.7755 | -0.0029378 | -0.0033719 | -0.0043111 | -0.005539 | 4.2077 | 6.8392 | 11.962 | 18.2339 | 2850.9807 | 2939.2197 | 3129.4452 | 3474.2291
12 | 14 | 5 | 1701.3746 | 1736.6663 | 1801.5665 | 1922.6312 | 1174.3096 | 1204.7524 | 1273.2883 | 1400.7942 | -31.1 | -54.2503 | -93.416 | -141.5581 | 50.197 | 75.6321 | 136.0389 | 234.41 | 10.7016 | 19.4369 | 39.0676 | 66.019 | -0.0029378 | -0.0033719 | -0.0043111 | -0.005539 | 3.0214 | 4.8231 | 8.133 | 12.8679 | 2908.5012 | 2987.0571 | 3164.6739 | 3495.1588
12 | 14 | 6 | 1728.1714 | 1763.0456 | 1827.0269 | 1942.7199 | 1372.2819 | 1407.8569 | 1487.947 | 1636.9487 | -34.955 | -64.3243 | -116.9107 | -177.1599 | 43.5971 | 68.6637 | 127.963 | 227.6958 | 16.9624 | 30.1585 | 58.2723 | 99.3202 | -0.0029378 | -0.0033719 | -0.0043111 | -0.005539 | 1.5935 | 2.8502 | 4.6747 | 7.5019 | 3127.6484 | 3208.2472 | 3388.9689 | 3737.021
12 | 14 | 7 | 1754.3925 | 1787.4913 | 1850.2553 | 1956.5209 | 1664.868 | 1708.028 | 1805.1943 | 1985.9648 | -42.4071 | -80.9316 | -149.7879 | -231.7181 | 68.7999 | 107.0082 | 184.7638 | 324.5821 | 26.6 | 46.1266 | 87.8308 | 146.5755 | -0.0029378 | -0.0033719 | -0.0043111 | -0.005539 | 0.0054293 | -0.10426 | -0.018942 | -0.66275 | 3472.2558 | 3567.6149 | 3778.233 | 4181.2569
12 | 14 | 8 | 1667.8243 | 1697.7224 | 1753.0797 | 1841.1535 | 1974.7761 | 2025.97 | 2141.2234 | 2355.6435 | -48.1525 | -94.4941 | -177.9356 | -274.4868 | 117.5911 | 178.7507 | 296.6932 | 507.8316 | 32.9476 | 56.7021 | 106.9109 | 178.6611 | -163.7671 | -186.6207 | -236.9549 | -306.8914 | -0.12759 | -0.33038 | -0.68327 | 0.40378 | 3581.092 | 3677.7001 | 3882.3335 | 4302.3153
12 | 14 | 9 | 1637.2892 | 1664.5386 | 1715.7973 | 1792.7862 | 2197.5204 | 2254.4888 | 2382.7421 | 2621.3477 | -52.6631 | -101.9669 | -190.4457 | -296.1794 | 170.1097 | 254.1348 | 416.2753 | 715.5428 | 32.7088 | 56.7021 | 106.1285 | 178.6611 | -536.5411 | -612.2625 | -775.7344 | -991.1426 | 6.2029 | 11.3996 | 21.513 | 32.1837 | 3454.6269 | 3527.0345 | 3676.2762 | 4053.1995
12 | 14 | 10 | 1565.564 | 1590.3236 | 1636.2256 | 1702.5038 | 2353.8715 | 2414.8931 | 2552.2715 | 2807.8536 | -55.4669 | -101.3579 | -186.5607 | -287.4341 | 191.0961 | 282.282 | 466.8421 | 798.5 | 25.6364 | 44.7348 | 86.2658 | 144.0428 | -1050.5451 | -1203.362 | -1536.4259 | -1978.8948 | 9.922 | 21.7133 | 41.0831 | 48.8067 | 3040.0779 | 3049.2269 | 3059.7016 | 3235.378
12 | 14 | 11 | 1512.0345 | 1534.8238 | 1577.1984 | 1637.0224 | 2443.5145 | 2506.86 | 2649.4702 | 2914.7857 | -57.3573 | -100.7489 | -180.7921 | -278.6888 | 181.5952 | 273.4309 | 451.1466 | 779.5596 | 18.1799 | 32.6403 | 63.6685 | 108.5515 | -1302.4436 | -1493.2708 | -1909.0655 | -2459.5721 | 9.6614 | 20.5665 | 38.1755 | 44.7954 | 2805.1846 | 2774.3018 | 2689.8015 | 2746.4538
12 | 14 | 12 | 1422.7022 | 1443.2855 | 1480.9534 | 1531.8851 | 2509.3666 | 2574.4192 | 2720.8728 | 2993.3385 | -58.9264 | -99.2003 | -176.6256 | -269.5189 | 165.4945 | 247.414 | 415.7348 | 723.8712 | 13.564 | 24.9947 | 50.4556 | 85.2907 | -1381.0269 | -1584.7922 | -2028.1164 | -2614.5724 | 8.1412 | 11.791 | 21.2424 | 38.264 | 2679.3151 | 2617.9118 | 2484.5169 | 2488.5582
12 | 14 | 13 | 1300.4903 | 1318.5249 | 1349.8348 | 1390.8293 | 2556.3986 | 2622.6705 | 2771.8689 | 3049.4414 | -59.4749 | -98.7566 | -174.5476 | -267.0911 | 157.3991 | 238.5629 | 397.0659 | 689.8791 | 10.9989 | 20.8477 | 42.8988 | 73.8316 | -1321.2211 | -1515.037 | -1935.6673 | -2492.6263 | 4.0855 | 5.8562 | 10.9825 | 19.1626 | 2648.6763 | 2592.6685 | 2462.436 | 2463.4265
12 | 14 | 14 | 1237.5883 | 1254.3812 | 1282.8857 | 1319.2958 | 2565.8443 | 2632.3611 | 2782.1108 | 3060.7089 | -59.4749 | -98.9218 | -173.5086 | -264.6633 | 150.7992 | 227.1689 | 380.3229 | 657.0191 | 10.057 | 19.0443 | 40.1641 | 69.1463 | -1123.3038 | -1287.2989 | -1642.9717 | -2115.1968 | 2.9644 | 2.6065 | 5.0522 | 15.111 | 2784.4744 | 2749.3412 | 2674.0553 | 2741.4208
12 | 14 | 15 | 1170.8369 | 1186.9426 | 1212.752 | 1245.5127 | 2536.8521 | 2602.6173 | 2750.675 | 3026.125 | -58.2402 | -96.4859 | -169.1372 | -257.6129 | 139.6224 | 208.8218 | 352.4795 | 603.043 | 8.8395 | 16.8103 | 35.4151 | 61.4994 | -872.7661 | -1000.93 | -1280.683 | -1653.3795 | 1.3519 | 1.1469 | 2.4192 | 7.119 | 2926.4966 | 2918.9229 | 2903.9205 | 3032.3068
12 | 14 | 16 | 1199.9817 | 1217.8476 | 1246.6637 | 1285.4514 | 2438.8251 | 2502.0491 | 2644.3856 | 2909.192 | -55.5434 | -95.4333 | -167.6117 | -254.8768 | 129.205 | 194.8591 | 326.4448 | 551.8741 | 10.2239 | 19.4558 | 39.6416 | 68.2733 | -465.1866 | -533.5299 | -682.7738 | -881.5155 | -2.997 | -4.5103 | -7.7623 | -11.7151 | 3254.5088 | 3300.7382 | 3398.9879 | 3666.6835
12 | 14 | 17 | 1422.2686 | 1446.2427 | 1488.5747 | 1550.7006 | 2262.6406 | 2321.2972 | 2453.3511 | 2699.0275 | -55.5434 | -96.8166 | -172.8172 | -262.0437 | 66.9285 | 97.8373 | 158.7988 | 253.3673 | 14.5425 | 27.1014 | 53.1902 | 91.1916 | -35.1354 | -40.5004 | -52.2537 | -67.9228 | -7.0228 | -10.6969 | -18.4782 | -30.485 | 3668.6787 | 3744.4647 | 3910.3657 | 4233.8353
12 | 14 | 18 | 1861.244 | 1894.5402 | 1959.5937 | 2057.5098 | 2170.0318 | 2226.2875 | 2352.9366 | 2588.5575 | -55.5434 | -100.7489 | -181.0737 | -273.525 | 75.024 | 108.1584 | 170.98 | 268.9108 | 20.1003 | 36.2661 | 71.1522 | 120.8837 | -0.0029378 | -0.0033719 | -0.0043111 | -0.005539 | -10.4595 | -16.8483 | -31.1573 | -49.5224 | 4060.3942 | 4147.6517 | 4342.4271 | 4712.8088
12 | 14 | 19 | 2078.5389 | 2116.9403 | 2194.6714 | 2315.68 | 1969.3469 | 2020.4001 | 2135.3366 | 2349.1672 | -53.8672 | -97.5388 | -176.8966 | -268.3612 | 92.0125 | 130.9464 | 197.9785 | 304.0353 | 20.9838 | 38.0695 | 74.6693 | 127.8608 | -0.0029378 | -0.0033719 | -0.0043111 | -0.005539 | -7.5874 | -13.0678 | -24.9159 | -38.8627 | 4099.4245 | 4195.7462 | 4400.8389 | 4789.5138
12 | 14 | 20 | 2148.0596 | 2189.2152 | 2271.6124 | 2404.0716 | 1790.416 | 1836.8306 | 1941.3242 | 2135.7266 | -51.5048 | -93.5546 | -166.951 | -251.4077 | 98.6123 | 137.9149 | 207.4397 | 312.3732 | 20.3392 | 36.6776 | 73.2397 | 123.2771 | -0.0029378 | -0.0033719 | -0.0043111 | -0.005539 | -8.5484 | -14.7279 | -27.419 | -42.7932 | 3997.3709 | 4092.3525 | 4299.2418 | 4681.242
12 | 14 | 21 | 2201.0404 | 2243.909 | 2330.2815 | 2471.6305 | 1634.6341 | 1677.0102 | 1772.412 | 1949.8997 | -49.1424 | -88.2392 | -157.5684 | -236.7656 | 108.1132 | 152.0014 | 227.7809 | 331.2434 | 18.4187 | 34.1594 | 67.7082 | 116.1984 | -0.0029378 | -0.0033719 | -0.0043111 | -0.005539 | -7.1829 | -12.4517 | -22.4331 | -32.3494 | 3905.8781 | 4006.3857 | 4218.1768 | 4599.8515
12 | 14 | 22 | 2225.5458 | 2269.5011 | 2357.4875 | 2505.2658 | 1460.8238 | 1498.694 | 1583.9517 | 1742.5672 | -45.7595 | -82.5932 | -148.1859 | -222.5482 | 193.119 | 271.7132 | 414.974 | 611.3809 | 18.1799 | 32.9422 | 66.2786 | 111.7164 | -0.0029378 | -0.0033719 | -0.0043111 | -0.005539 | -4.6393 | -7.9333 | -14.8643 | -20.9685 | 3847.2667 | 3982.3207 | 4259.6373 | 4727.4081
12 | 14 | 23 | 2160.9747 | 2204.2633 | 2290.1642 | 2438.6189 | 1302.3191 | 1336.0803 | 1412.0873 | 1553.4924 | -40.5933 | -73.4588 | -132.2667 | -198.4278 | 212.1208 | 292.7682 | 437.4106 | 643.1086 | 15.9988 | 29.3164 | 58.7949 | 99.1809 | -0.0029378 | -0.0033719 | -0.0043111 | -0.005539 | -1.341 | -2.9193 | -5.7557 | -6.1861 | 3649.4762 | 3786.0468 | 4060.4301 | 4529.7814
12 | 14 | 24 | 2036.8629 | 2078.822 | 2159.4855 | 2303.5925 | 1169.0508 | 1199.3572 | 1267.5862 | 1394.5211 | -36.1897 | -64.159 | -113.5016 | -167.6815 | 313.8295 | 420.8463 | 605.6335 | 862.545 | 12.861 | 23.9048 | 47.8563 | 82.1635 | -0.0029378 | -0.0033719 | -0.0043111 | -0.005539 | 5.8636 | 7.9956 | 13.0715 | 22.067 | 3502.275 | 3666.7635 | 3980.1271 | 4497.202
12 | 15 | 1 | 1928.0111 | 1968.0883 | 2044.5961 | 2184.5667 | 1072.5576 | 1100.3625 | 1162.9599 | 1279.4177 | -32.4419 | -57.0167 | -100.9915 | -154.1971 | 273.6648 | 365.1348 | 527.986 | 766.9915 | 12.0493 | 21.9552 | 43.1072 | 74.3133 | -0.0029378 | -0.0033719 | -0.0043111 | -0.005539 | 7.7421 | 12.2879 | 21.0503 | 31.7535 | 3261.5802 | 3410.8086 | 3698.7036 | 4182.84
12 | 15 | 2 | 1819.9759 | 1858.0093 | 1929.4525 | 2062.9284 | 1044.5555 | 1071.6345 | 1132.5976 | 1246.0149 | -30.7351 | -52.4234 | -93.416 | -139.9797 | 232.9691 | 310.0217 | 450.928 | 648.9004 | 9.4842 | 17.3491 | 35.0279 | 61.8795 | -0.0029378 | -0.0033719 | -0.0043111 | -0.005539 | 6.2898 | 9.6462 | 16.6557 | 25.2945 | 3082.5366 | 3214.2341 | 3471.2413 | 3905.0324
12 | 15 | 3 | 1743.4662 | 1780.3262 | 1848.3459 | 1977.0276 | 1032.2417 | 1059.0015 | 1119.246 | 1231.3263 | -29.6074 | -50.7617 | -87.161 | -130.5014 | 157.3799 | 214.9547 | 315.2273 | 460.0689 | 8.2668 | 15.4361 | 30.8636 | 53.7885 | -0.0029378 | -0.0033719 | -0.0043111 | -0.005539 | 4.7262 | 7.5691 | 13.0215 | 19.8184 | 2916.4705 | 3026.5224 | 3239.539 | 3611.5228
12 | 15 | 4 | 1673.7871 | 1709.0853 | 1773.717 | 1897.4371 | 1047.7856 | 1074.9484 | 1136.1 | 1249.868 | -29.6074 | -49.9875 | -87.161 | -130.5014 | 103.0857 | 142.1393 | 217.6586 | 327.4874 | 8.5057 | 15.4361 | 30.8636 | 53.7885 | -0.0029378 | -0.0033719 | -0.0043111 | -0.005539 | 4.2077 | 6.8392 | 11.962 | 18.2339 | 2807.7614 | 2898.4574 | 3083.1361 | 3416.3081
12 | 15 | 5 | 1625.5585 | 1659.7221 | 1721.6657 | 1840.1954 | 1099.5909 | 1128.0966 | 1192.2718 | 1311.6648 | -29.7145 | -51.6491 | -89.2495 | -135.2406 | 67.0954 | 96.4137 | 153.576 | 236.6745 | 9.0784 | 16.6532 | 33.5983 | 58.2705 | -0.0029378 | -0.0033719 | -0.0043111 | -0.005539 | 3.0214 | 4.8231 | 8.133 | 12.8679 | 2774.627 | 2854.0562 | 3019.991 | 3324.427
12 | 15 | 6 | 1611.731 | 1644.947 | 1705.2916 | 1818.9128 | 1202.9315 | 1234.1162 | 1304.3226 | 1434.9363 | -31.8628 | -57.1298 | -101.478 | -154.1971 | 42.5004 | 62.8919 | 105.1888 | 175.4041 | 12.0493 | 21.9552 | 43.1072 | 73.4403 | -0.0029378 | -0.0033719 | -0.0043111 | -0.005539 | 1.5935 | 2.8502 | 4.6747 | 7.5019 | 2838.94 | 2909.6273 | 3061.1025 | 3355.9928
12 | 15 | 7 | 1669.6087 | 1703.0309 | 1764.9024 | 1878.1102 | 1325.8167 | 1360.1871 | 1437.5654 | 1581.5219 | -36.4805 | -66.2643 | -123.3707 | -187.3711 | 30.7963 | 45.7261 | 81.958 | 138.6559 | 18.1799 | 31.5504 | 60.8824 | 103.1325 | -0.0029378 | -0.0033719 | -0.0043111 | -0.005539 | 0.0054293 | -0.10426 | -0.018942 | -0.66275 | 3007.9236 | 3074.1225 | 3221.9143 | 3513.3811
12 | 15 | 8 | 1777.4504 | 1812.3751 | 1878.5562 | 1995.5604 | 1424.2414 | 1461.1633 | 1544.2859 | 1698.9293 | -41.0982 | -76.6688 | -144.0193 | -223.3975 | 31.1951 | 48.1452 | 80.0322 | 139.7882 | 25.0636 | 44.0389 | 82.884 | 139.9033 | -89.2336 | -102.0325 | -130.8301 | -172.4019 | -0.12759 | -0.33038 | -0.68327 | -0.59035 | 3127.4912 | 3186.6908 | 3310.2256 | 3577.7914
12 | 15 | 9 | 1887.5996 | 1924.1628 | 1994.0663 | 2114.3655 | 1533.7814 | 1573.543 | 1663.0587 | 1829.5959 | -45.2438 | -85.8032 | -162.7845 | -252.2571 | 42.5004 | 65.311 | 102.2152 | 172.0867 | 28.4621 | 49.487 | 93.8849 | 158.238 | -396.8926 | -454.7247 | -582.2632 | -757.8559 | 6.2029 | 11.3996 | 21.513 | 35.5476 | 3056.4098 | 3083.3755 | 3129.6904 | 3299.7206
12 | 15 | 10 | 1865.3661 | 1900.2961 | 1967.3912 | 2081.2566 | 1665.5233 | 1708.7002 | 1805.9047 | 1986.7464 | -48.7339 | -92.2234 | -172.7301 | -266.8992 | 60.0967 | 85.0197 | 136.833 | 223.8869 | 29.1651 | 50.8789 | 96.6195 | 162.9232 | -679.9647 | -778.4758 | -995.2142 | -1289.292 | 9.922 | 21.7133 | 41.0831 | 67.489 | 2901.3746 | 2895.9089 | 2879.8873 | 2966.1109
12 | 15 | 11 | 1826.7065 | 1860.772 | 1924.6398 | 2032.7459 | 1744.2057 | 1789.4224 | 1891.219 | 2080.604 | -50.9892 | -93.2761 | -172.7301 | -264.8961 | 73.2963 | 106.611 | 169.2714 | 279.5754 | 23.8462 | 42.5374 | 82.1016 | 138.6878 | -964.1772 | -1103.7451 | -1406.412 | -1807.8824 | 9.6614 | 20.5665 | 38.1755 | 61.1581 | 2662.5497 | 2622.8881 | 2526.2651 | 2519.9926
12 | 15 | 12 | 1762.1522 | 1795.0472 | 1854.7385 | 1956.9521 | 1787.7571 | 1834.1028 | 1938.4412 | 2132.5549 | -52.6654 | -93.4413 | -171.6911 | -263.3178 | 87.9916 | 128.7388 | 207.4033 | 336.396 | 21.448 | 38.0695 | 74.0222 | 125.9115 | -874.1891 | -1003.0116 | -1285.5134 | -1665.7103 | 8.1412 | 11.791 | 21.2424 | 34.4462 | 2740.6356 | 2711.2963 | 2638.6431 | 2657.2327
12 | 15 | 13 | 1678.4092 | 1709.6498 | 1765.0725 | 1861.1086 | 1801.1631 | 1847.8564 | 1952.9772 | 2148.5466 | -53.4281 | -91.8928 | -167.5246 | -252.261 | 100.7924 | 145.9046 | 233.354 | 373.1443 | 17.1294 | 30.8545 | 60.8093 | 105.2851 | -972.0499 | -1113.833 | -1422.2559 | -1831.4716 | 4.0855 | 5.8562 | 10.9825 | 17.9597 | 2576.1016 | 2534.3956 | 2433.415 | 2422.3116
12 | 15 | 14 | 1640.3581 | 1671.133 | 1725.2147 | 1819.4791 | 1776.2729 | 1822.3209 | 1925.9891 | 2118.8559 | -53.2139 | -90.2311 | -163.3581 | -247.9465 | 103.6935 | 149.7938 | 243.9469 | 388.6876 | 15.76 | 28.2089 | 55.4023 | 96.321 | -835.7726 | -957.2842 | -1222.4176 | -1578.8815 | 2.9644 | 2.6065 | 5.0522 | 8.4333 | 2650.0623 | 2626.5478 | 2569.8295 | 2604.9488
12 | 15 | 15 | 1622.2575 | 1652.789 | 1707.8397 | 1803.0524 | 1731.6881 | 1776.5803 | 1877.6464 | 2065.6721 | -52.0863 | -86.7426 | -157.103 | -236.4652 | 103.8124 | 150.0671 | 238.3374 | 374.698 | 12.6221 | 22.7973 | 47.1984 | 81.1513 | -608.345 | -698.3921 | -895.4516 | -1158.8991 | 1.3519 | 1.1469 | 2.4192 | 4.1115 | 2811.3007 | 2818.2459 | 2820.8864 | 2933.3211
12 | 15 | 16 | 1630.3201 | 1661.3755 | 1718.4322 | 1817.0985 | 1676.3835 | 1719.8419 | 1817.6803 | 1999.7011 | -50.4101 | -87.3516 | -158.4236 | -238.893 | 98.0102 | 142.1651 | 223.9767 | 349.6844 | 16.3178 | 28.9048 | 56.7073 | 96.9907 | -319.7918 | -366.2517 | -467.7804 | -603.5713 | -2.997 | -4.5103 | -7.7623 | -11.6538 | 3047.8328 | 3094.1737 | 3182.8303 | 3409.3567
12 | 15 | 17 | 1784.5056 | 1819.4708 | 1886.6192 | 2000.5647 | 1586.3274 | 1627.4512 | 1720.0337 | 1892.2763 | -50.303 | -89.7875 | -165.4361 | -251.5281 | 51.1557 | 71.7069 | 109.2449 | 170.6729 | 20.6731 | 36.962 | 71.7478 | 121.3278 | -10.0456 | -11.6022 | -14.9967 | -19.364 | -7.0228 | -10.6969 | -18.4782 | -29.2821 | 3375.2905 | 3443.5042 | 3588.7347 | 3884.6676
12 | 15 | 18 | 2072.9894 | 2113.5743 | 2194.6663 | 2326.9645 | 1651.8646 | 1694.6874 | 1791.0947 | 1970.4533 | -50.8821 | -94.0503 | -175.8576 | -269.6353 | 54.0568 | 75.596 | 115.7326 | 171.8052 | 26.6 | 46.5572 | 89.523 | 151.02 | -0.0029378 | -0.0033719 | -0.0043111 | -0.005539 | -10.4595 | -16.8483 | -31.1573 | -50.1239 | 3744.1662 | 3819.5128 | 3983.9973 | 4300.4783
12 | 15 | 19 | 2142.1367 | 2184.9765 | 2269.488 | 2408.1856 | 1622.5757 | 1664.6393 | 1759.3373 | 1935.5157 | -50.2265 | -93.8851 | -172.167 | -261.7353 | 53.0501 | 75.596 | 115.7326 | 171.8052 | 24.8248 | 44.3232 | 86.2658 | 146.5379 | -0.0029378 | -0.0033719 | -0.0043111 | -0.005539 | -7.5874 | -13.0678 | -24.9159 | -40.6672 | 3784.7705 | 3862.5788 | 4033.7364 | 4359.6364
12 | 15 | 20 | 2122.7722 | 2165.6081 | 2249.8302 | 2389.1109 | 1555.4445 | 1595.7678 | 1686.5478 | 1855.4372 | -48.8846 | -89.9008 | -163.8234 | -249.0963 | 59.2511 | 82.5645 | 125.1939 | 185.725 | 22.9043 | 41.1456 | 80.7965 | 137.3706 | -0.0029378 | -0.0033719 | -0.0043111 | -0.005539 | -8.5484 | -14.7279 | -27.419 | -44.5977 | 3702.9362 | 3780.4539 | 3951.1216 | 4273.9441
12 | 15 | 21 | 2120.564 | 2163.2115 | 2247.3872 | 2389.258 | 1469.651 | 1507.7501 | 1593.523 | 1753.097 | -46.7364 | -85.4727 | -153.1204 | -232.4511 | 81.3438 | 113.6672 | 167.8876 | 238.096 | 19.1937 | 35.1396 | 69.7957 | 119.036 | -0.0029378 | -0.0033719 | -0.0043111 | -0.005539 | -7.1829 | -12.4517 | -22.4331 | -34.7553 | 3636.8303 | 3721.8405 | 3903.0357 | 4232.2749
12 | 15 | 22 | 2101.5775 | 2143.7442 | 2226.7128 | 2369.6652 | 1357.8622 | 1393.0633 | 1472.3119 | 1619.7479 | -44.4811 | -79.8268 | -143.4563 | -216.2307 | 133.5116 | 187.3543 | 282.9569 | 412.5783 | 17.2013 | 31.5504 | 63.0214 | 107.6785 | -0.0029378 | -0.0033719 | -0.0043111 | -0.005539 | -4.6393 | -7.9333 | -14.8643 | -23.043 | 3561.0292 | 3667.9487 | 3886.6781 | 4270.3907
12 | 15 | 23 | 2023.4914 | 2064.5836 | 2144.2929 | 2285.2643 | 1239.6316 | 1271.7677 | 1344.116 | 1478.7146 | -39.8634 | -71.6319 | -129.1392 | -194.538 | 144.8168 | 201.9772 | 305.14 | 444.8769 | 15.4261 | 28.6205 | 56.0602 | 97.4349 | -0.0029378 | -0.0033719 | -0.0043111 | -0.005539 | -1.341 | -2.9193 | -5.7557 | -9.1935 | 3382.1585 | 3492.3945 | 3714.7098 | 4102.5536
12 | 15 | 24 | 1899.6334 | 1938.9749 | 2013.3837 | 2148.9642 | 1140.3344 | 1169.8963 | 1236.4494 | 1360.2663 | -35.8248 | -64.159 | -115.3086 | -175.1568 | 167.1185 | 227.9941 | 340.5519 | 506.1472 | 14.2087 | 25.6906 | 51.3734 | 88.166 | -0.0029378 | -0.0033719 | -0.0043111 | -0.005539 | 5.8636 | 7.9956 | 13.0715 | 19.0596 | 3191.3308 | 3306.3891 | 3539.517 | 3947.441
12 | 16 | 1 | 1816.505 | 1854.7341 | 1926.1115 | 2058.9554 | 1048.8562 | 1076.0467 | 1137.2609 | 1251.1451 | -33.3553 | -57.9041 | -102.8751 | -158.5116 | 273.6648 | 365.1348 | 527.986 | 766.9915 | 12.6221 | 23.0816 | 46.8112 | 78.7954 | -0.0029378 | -0.0033719 | -0.0043111 | -0.005539 | 7.7421 | 12.2879 | 21.0503 | 31.7535 | 3126.0321 | 3273.3776 | 3556.3404 | 4029.1237
12 | 16 | 2 | 1716.7777 | 1752.9303 | 1819.4674 | 1946.3678 | 1026.1697 | 1052.7721 | 1112.6622 | 1224.0831 | -31.1 | -53.3108 | -93.6975 | -139.9797 | 232.9691 | 310.0217 | 450.928 | 648.9004 | 10.2958 | 18.3294 | 38.0224 | 63.6256 | -0.0029378 | -0.0033719 | -0.0043111 | -0.005539 | 6.2898 | 9.6462 | 16.6557 | 25.2945 | 2961.3992 | 3090.3855 | 3344.0339 | 3768.2861
12 | 16 | 3 | 1646.5772 | 1681.4539 | 1745.1385 | 1867.3153 | 1019.9577 | 1046.399 | 1105.9266 | 1216.673 | -29.3932 | -49.8222 | -88.763 | -130.5014 | 157.3799 | 214.9547 | 315.2273 | 460.0689 | 8.2668 | 15.4361 | 31.7707 | 53.5853 | -0.0029378 | -0.0033719 | -0.0043111 | -0.005539 | 4.7262 | 7.5691 | 13.0215 | 19.8184 | 2807.5116 | 2915.9871 | 3122.3171 | 3486.9539
12 | 16 | 4 | 1575.8475 | 1609.3248 | 1669.3844 | 1786.5046 | 1038.0434 | 1064.9536 | 1125.5367 | 1238.2469 | -28.8447 | -49.8222 | -87.4425 | -130.5014 | 103.0857 | 142.1393 | 217.6586 | 327.4874 | 8.6726 | 15.4361 | 32.5532 | 53.5853 | -0.0029378 | -0.0033719 | -0.0043111 | -0.005539 | 4.2077 | 6.8392 | 11.962 | 18.2339 | 2701.0093 | 2788.8674 | 2969.6481 | 3293.5512
12 | 16 | 5 | 1522.7765 | 1555.0758 | 1612.2731 | 1724.4986 | 1077.8481 | 1105.7902 | 1168.6963 | 1285.7285 | -29.6074 | -50.7617 | -90.57 | -133.2375 | 67.0954 | 96.4137 | 153.576 | 236.6745 | 9.2454 | 16.8279 | 35.2878 | 58.1689 | -0.0029378 | -0.0033719 | -0.0043111 | -0.005539 | 3.0214 | 4.8231 | 8.133 | 12.8679 | 2650.3763 | 2728.1655 | 2887.3919 | 3184.6954
12 | 16 | 6 | 1486.5505 | 1517.7891 | 1572.3366 | 1678.9537 | 1159.9434 | 1190.0137 | 1257.7112 | 1383.6572 | -31.2071 | -55.3029 | -98.4271 | -149.458 | 42.5004 | 62.8919 | 105.1888 | 175.4041 | 12.0493 | 21.6709 | 43.554 | 71.8182 | -0.0029378 | -0.0033719 | -0.0043111 | -0.005539 | 1.5935 | 2.8502 | 4.6747 | 7.5019 | 2671.427 | 2739.9095 | 2885.0338 | 3167.8715
12 | 16 | 7 | 1556.0656 | 1587.9414 | 1644.9787 | 1753.7026 | 1236.9623 | 1269.0292 | 1341.2217 | 1475.5305 | -34.011 | -62.6105 | -114.0647 | -173.1537 | 30.7963 | 45.7261 | 81.958 | 138.6559 | 15.593 | 27.9246 | 55.0151 | 91.6733 | -0.0029378 | -0.0033719 | -0.0043111 | -0.005539 | 0.0054293 | -0.10426 | -0.21378 | -0.66275 | 2805.4087 | 2867.9031 | 3008.8908 | 3285.7403
12 | 16 | 8 | 1721.2913 | 1756.3702 | 1821.3196 | 1940.7951 | 1258.2663 | 1290.8856 | 1364.3214 | 1500.9433 | -36.9525 | -71.0228 | -133.1113 | -202.4379 | 31.1951 | 48.1452 | 80.0322 | 139.7882 | 21.8538 | 38.0695 | 74.2821 | 122.7842 | -133.6977 | -152.7277 | -194.6434 | -253.0074 | -0.25789 | -0.33038 | -1.0729 | -0.59035 | 2861.6986 | 2909.3894 | 3011.1277 | 3248.2752
12 | 16 | 9 | 1875.3462 | 1912.8877 | 1985.2561 | 2112.3445 | 1310.808 | 1344.7893 | 1421.2916 | 1563.6185 | -40.5496 | -80.1573 | -151.8764 | -235.3035 | 42.5004 | 65.311 | 102.2152 | 172.0867 | 27.6505 | 47.949 | 92.0573 | 153.5527 | -388.9621 | -445.3347 | -570.2022 | -745.7286 | 6.8979 | 11.3996 | 18.2577 | 35.5476 | 2833.6912 | 2856.8447 | 2896.9992 | 3056.1177
12 | 16 | 10 | 1890.5133 | 1927.5564 | 1999.904 | 2124.4932 | 1406.3523 | 1442.8105 | 1524.8891 | 1677.5901 | -43.9326 | -86.5775 | -164.668 | -254.2602 | 60.0967 | 85.0197 | 136.833 | 223.8869 | 30.2156 | 52.3804 | 100.7837 | 167.4052 | -660.426 | -756.1618 | -966.3887 | -1254.1094 | 13.1524 | 21.7133 | 37.5761 | 67.489 | 2695.9717 | 2686.7409 | 2668.9292 | 2752.4949
12 | 16 | 11 | 1879.7462 | 1916.0682 | 1987.5421 | 2108.7384 | 1483.2143 | 1521.665 | 1608.2295 | 1769.2761 | -46.7364 | -88.5175 | -165.1545 | -254.9931 | 73.2963 | 106.611 | 169.2714 | 279.5754 | 25.8752 | 45.715 | 88.2179 | 148.6265 | -921.7315 | -1057.1203 | -1354.4646 | -1759.6532 | 12.7669 | 20.5665 | 40.4945 | 61.1581 | 2506.4311 | 2464.988 | 2374.1362 | 2352.728
12 | 16 | 12 | 1844.149 | 1879.7304 | 1948.5134 | 2065.8921 | 1529.2719 | 1568.9166 | 1658.1691 | 1824.2167 | -48.4126 | -89.5701 | -164.0389 | -250.987 | 87.9916 | 128.7388 | 207.4033 | 336.396 | 22.0927 | 39.1959 | 77.2794 | 131.2665 | -1069.5926 | -1225.698 | -1567.1425 | -2029.7624 | 7.1911 | 11.791 | 26.3135 | 34.4462 | 2372.6911 | 2313.1046 | 2186.4973 | 2111.4682
12 | 16 | 13 | 1775.9827 | 1810.2207 | 1875.3917 | 1987.3443 | 1552.0902 | 1592.3264 | 1682.9107 | 1851.4358 | -49.6168 | -89.6832 | -161.1164 | -246.5561 | 100.7924 | 145.9046 | 233.354 | 373.1443 | 17.941 | 32.119 | 64.191 | 110.2975 | -1130.9951 | -1296.8733 | -1657.8346 | -2140.8163 | 3.6838 | 5.8562 | 12.4843 | 17.9597 | 2269.8782 | 2199.8704 | 2049.3807 | 1952.8091
12 | 16 | 14 | 1754.0973 | 1788.1312 | 1852.2326 | 1963.1956 | 1542.4302 | 1582.416 | 1672.4365 | 1839.9128 | -50.3795 | -90.7358 | -161.3213 | -247.2891 | 103.6935 | 149.7938 | 243.9469 | 388.6876 | 16.1658 | 29.8851 | 59.7669 | 104.2951 | -1088.6354 | -1248.4255 | -1595.4561 | -2055.654 | 1.4822 | 2.6065 | 5.4418 | 8.4333 | 2278.854 | 2213.6712 | 2077.0474 | 2001.5814
12 | 16 | 15 | 1717.257 | 1750.6587 | 1813.2536 | 1922.8588 | 1533.0226 | 1572.7646 | 1662.236 | 1828.6908 | -49.6933 | -87.3604 | -155.0663 | -235.8078 | 103.8124 | 150.0671 | 238.3374 | 374.698 | 12.6221 | 23.3659 | 48.766 | 85.5163 | -798.0293 | -914.3231 | -1165.2474 | -1494.4058 | 0.80896 | 1.1469 | 2.4381 | 4.1115 | 2519.8005 | 2496.3197 | 2444.7176 | 2485.662
12 | 16 | 16 | 1726.3501 | 1760.5355 | 1824.1555 | 1936.1201 | 1502.2086 | 1541.1518 | 1628.8248 | 1791.9338 | -48.6727 | -86.3078 | -153.5408 | -235.4995 | 98.0102 | 142.1651 | 223.9767 | 349.6844 | 14.5425 | 26.5436 | 53.7128 | 93.8106 | -431.0281 | -494.0645 | -630.4847 | -811.8918 | -3.0024 | -4.5103 | -8.3278 | -11.6538 | 2858.4083 | 2885.5134 | 2938.3164 | 3112.504
12 | 16 | 17 | 1877.1424 | 1915.2017 | 1987.0531 | 2113.1294 | 1443.1307 | 1480.5423 | 1564.7674 | 1721.4618 | -49.0376 | -89.518 | -159.0278 | -246.1315 | 51.1557 | 71.7069 | 109.2449 | 170.6729 | 18.3468 | 33.2089 | 65.4961 | 113.4624 | -26.7434 | -30.7695 | -39.4905 | -51.1408 | -6.7513 | -10.6969 | -17.366 | -29.2821 | 3307.2432 | 3369.6754 | 3510.6771 | 3792.1722
12 | 16 | 18 | 2141.0383 | 2183.4899 | 2268.3745 | 2409.6098 | 1539.0429 | 1578.9409 | 1668.7637 | 1835.8721 | -51.1093 | -96.5472 | -174.2556 | -271.522 | 54.0568 | 75.596 | 115.7326 | 171.8052 | 26.281 | 46.2837 | 89.7098 | 153.639 | -0.0029378 | -0.0033719 | -0.0043111 | -0.005539 | -10.4595 | -16.8483 | -30.9625 | -50.1239 | 3698.8472 | 3770.9117 | 3937.3582 | 4249.2748
12 | 16 | 19 | 2202.8491 | 2247.0045 | 2334.813 | 2481.6137 | 1517.0542 | 1556.3822 | 1644.9217 | 1809.6426 | -52.0534 | -97.3215 | -176.8966 | -273.1003 | 53.0501 | 75.596 | 115.7326 | 171.8052 | 27.6505 | 48.9292 | 94.6565 | 162.0349 | -0.0029378 | -0.0033719 | -0.0043111 | -0.005539 | -7.9892 | -13.0678 | -24.5262 | -40.6672 | 3740.5584 | 3817.5193 | 3988.6967 | 4311.3234
12 | 16 | 20 | 2190.7145 | 2234.7517 | 2322.4681 | 2470.1872 | 1462.8716 | 1500.795 | 1586.1722 | 1745.01 | -50.3772 | -95.2162 | -171.9621 | -269.9396 | 59.2511 | 82.5645 | 125.1939 | 185.725 | 27.8893 | 49.3408 | 95.439 | 163.3521 | -0.0029378 | -0.0033719 | -0.0043111 | -0.005539 | -8.9556 | -14.7279 | -27.5759 | -44.5977 | 3681.3908 | 3757.5046 | 3929.7309 | 4249.7314
12 | 16 | 21 | 2153.4504 | 2197.0205 | 2283.0647 | 2430.1181 | 1385.9891 | 1421.9194 | 1502.8095 | 1653.2995 | -48.1219 | -88.9613 | -162.298 | -248.98 | 81.3438 | 113.6672 | 167.8876 | 238.096 | 23.9548 | 42.8217 | 83.6557 | 142.7256 | -0.0029378 | -0.0033719 | -0.0043111 | -0.005539 | -7.5901 | -12.4517 | -23.3504 | -34.7553 | 3589.0232 | 3674.0124 | 3851.7648 | 4180.4984
12 | 16 | 22 | 2086.2292 | 2128.4934 | 2211.314 | 2355.5296 | 1288.9038 | 1322.3173 | 1397.5413 | 1537.4898 | -45.1804 | -83.3153 | -148.4674 | -227.2874 | 133.5116 | 187.3543 | 282.9569 | 412.5783 | 20.9838 | 37.3736 | 73.4996 | 126.5812 | -0.0029378 | -0.0033719 | -0.0043111 | -0.005539 | -5.0465 | -7.9333 | -15.6057 | -23.043 | 3479.3987 | 3584.2865 | 3801.2344 | 4181.843
12 | 16 | 23 | 1957.4786 | 1997.4845 | 2074.7278 | 2212.1771 | 1195.2414 | 1226.2268 | 1295.9844 | 1425.7631 | -40.1212 | -73.2935 | -132.5483 | -201.1638 | 144.8168 | 201.9772 | 305.14 | 444.8769 | 17.7741 | 31.8347 | 63.2813 | 107.3736 | -0.0029378 | -0.0033719 | -0.0043111 | -0.005539 | -1.884 | -2.9193 | -6.1265 | -9.1935 | 3273.3028 | 3381.307 | 3600.4544 | 3979.8278
12 | 16 | 24 | 1832.1981 | 1870.3441 | 1942.1228 | 2073.3213 | 1114.587 | 1143.4814 | 1208.5318 | 1329.5531 | -35.5035 | -64.159 | -113.7831 | -172.729 | 170.4185 | 232.4196 | 352.7332 | 528.4049 | 15.0203 | 27.0824 | 53.5855 | 91.2291 | -0.0029378 | -0.0033719 | -0.0043111 | -0.005539 | 5.3207 | 7.9956 | 12.7008 | 19.0596 | 3102.038 | 3217.1608 | 3455.8866 | 3868.8334
12 | 17 | 1 | 1694.5118 | 1729.8591 | 1794.9505 | 1917.3751 | 1099.8282 | 1128.34 | 1192.529 | 1311.9478 | -31.0235 | -54.7462 | -99.671 | -148.3003 | 304.8597 | 408.854 | 598.8098 | 882.818 | 11.4766 | 20.9749 | 42.5116 | 71.1485 | -0.0029378 | -0.0033719 | -0.0043111 | -0.005539 | 7.7421 | 12.2879 | 21.0503 | 31.7535 | 3087.3919 | 3245.5663 | 3550.1759 | 4066.737
12 | 17 | 2 | 1628.9683 | 1663.2367 | 1725.4726 | 1844.164 | 1069.1 | 1096.8152 | 1159.2109 | 1275.2932 | -28.7682 | -50.3182 | -88.763 | -129.7684 | 219.7695 | 296.6212 | 439.8785 | 651.6563 | 8.6726 | 15.8477 | 32.9403 | 56.4229 | -0.0029378 | -0.0033719 | -0.0043111 | -0.005539 | 6.2898 | 9.6462 | 16.6557 | 25.2945 | 2904.029 | 3031.8454 | 3285.3906 | 3723.0568
12 | 17 | 3 | 1596.5865 | 1630.2182 | 1691.073 | 1807.8837 | 1063.4931 | 1091.063 | 1153.1314 | 1268.6049 | -28.7682 | -48.4913 | -85.6355 | -125.0293 | 135.686 | 188.4013 | 291.2025 | 443.314 | 7.5638 | 14.0253 | 29.5586 | 50.4204 | -0.0029378 | -0.0033719 | -0.0043111 | -0.005539 | 4.7262 | 7.5691 | 13.0215 | 19.8184 | 2779.2843 | 2882.7823 | 3092.3472 | 3465.0066
12 | 17 | 4 | 1590.5499 | 1624.1127 | 1684.2769 | 1800.2508 | 1088.2021 | 1116.4126 | 1179.9231 | 1298.0795 | -28.7682 | -48.6565 | -85.6355 | -125.0293 | 81.7906 | 118.005 | 194.4279 | 310.1709 | 7.5638 | 14.8674 | 30.2057 | 51.8392 | -0.0029378 | -0.0033719 | -0.0043111 | -0.005539 | 4.2077 | 6.8392 | 11.962 | 18.2339 | 2743.5429 | 2831.5771 | 3015.1559 | 3353.5395
12 | 17 | 5 | 1611.4148 | 1644.8608 | 1705.271 | 1819.4682 | 1186.5044 | 1217.2633 | 1286.5109 | 1415.341 | -30.475 | -53.0845 | -95.018 | -141.6745 | 50.197 | 75.6321 | 136.0389 | 234.41 | 11.7155 | 20.9749 | 41.8022 | 70.0722 | -0.0029378 | -0.0033719 | -0.0043111 | -0.005539 | 3.0214 | 4.8231 | 8.133 | 12.8679 | 2832.3751 | 2910.4663 | 3082.7337 | 3410.4792
12 | 17 | 6 | 1667.4174 | 1700.6178 | 1761.7299 | 1872.6983 | 1383.4297 | 1419.2937 | 1500.0344 | 1650.2465 | -34.8785 | -64.0459 | -118.5127 | -181.5907 | 43.5971 | 68.6637 | 127.963 | 227.6958 | 18.4187 | 32.3735 | 62.3743 | 103.475 | -0.0029378 | -0.0033719 | -0.0043111 | -0.005539 | 1.5935 | 2.8502 | 4.6747 | 7.5019 | 3079.575 | 3159.7496 | 3338.2592 | 3680.0213
12 | 17 | 7 | 1704.5865 | 1736.6749 | 1796.1903 | 1898.6147 | 1684.1901 | 1727.851 | 1826.145 | 2009.0134 | -42.2235 | -81.4275 | -151.39 | -236.149 | 68.7999 | 107.0082 | 184.7638 | 324.5821 | 28.2951 | 48.7722 | 92.5798 | 155.2124 | -0.0029378 | -0.0033719 | -0.0043111 | -0.005539 | 0.0054293 | -0.10426 | -0.21378 | -0.66275 | 3443.6507 | 3538.7711 | 3748.0708 | 4150.6053
12 | 17 | 8 | 1650.3075 | 1679.6873 | 1733.264 | 1820.855 | 1991.1855 | 2042.8049 | 2159.0159 | 2375.2178 | -48.4409 | -93.1631 | -174.6031 | -271.7507 | 117.5911 | 178.7507 | 296.6932 | 507.8316 | 32.6138 | 56.1334 | 105.6059 | 176.7118 | -123.2446 | -140.6352 | -179.0984 | -232.5627 | -0.25789 | -0.33038 | -1.0729 | -0.59035 | 3619.7545 | 3723.2476 | 3939.8046 | 4375.7124
12 | 17 | 9 | 1628.1406 | 1655.4102 | 1705.9281 | 1782.4237 | 2198.7574 | 2255.7578 | 2384.0833 | 2622.8233 | -52.2653 | -99.5312 | -182.6651 | -288.2795 | 170.1097 | 254.1348 | 416.2753 | 715.5428 | 31.0272 | 53.2035 | 100.7837 | 168.6208 | -500.6285 | -575.483 | -740.1518 | -962.1625 | 6.8979 | 11.3996 | 18.2577 | 35.5476 | 3482.0391 | 3554.8919 | 3702.5112 | 4074.5161
12 | 17 | 10 | 1563.6757 | 1588.3962 | 1635.5942 | 1699.8303 | 2346.8001 | 2407.6384 | 2544.6041 | 2799.4185 | -54.7348 | -100.7491 | -181.3446 | -282.3867 | 191.0961 | 282.282 | 466.8421 | 798.5 | 24.8967 | 43.2333 | 82.7487 | 139.9033 | -646.592 | -742.1011 | -951.3068 | -1234.7243 | 13.1524 | 21.7133 | 37.5761 | 67.489 | 3438.2942 | 3500.4132 | 3634.7137 | 3988.0301
12 | 17 | 11 | 1528.3005 | 1551.8702 | 1596.8959 | 1655.8526 | 2423.3419 | 2486.1644 | 2627.5973 | 2890.7225 | -56.518 | -101.9669 | -180.3056 | -283.1197 | 181.5952 | 273.4309 | 451.1466 | 779.5596 | 20.578 | 36.6776 | 71.1522 | 120.3532 | -953.6365 | -1094.484 | -1401.4862 | -1810.6536 | 12.7669 | 20.5665 | 40.4945 | 61.1581 | 3156.4279 | 3172.2587 | 3205.4946 | 3413.8727
12 | 17 | 12 | 1456.3803 | 1478.3515 | 1519.6207 | 1571.7019 | 2462.5446 | 2526.3835 | 2670.1044 | 2937.4862 | -57.9364 | -103.1848 | -180.7921 | -281.8496 | 165.4945 | 247.414 | 415.7348 | 723.8712 | 17.941 | 31.8347 | 62.886 | 106.3614 | -1107.5751 | -1275.0279 | -1642.4239 | -2131.6363 | 7.1911 | 11.791 | 26.3135 | 34.4462 | 2944.04 | 2917.5618 | 2871.4433 | 2960.3809
12 | 17 | 13 | 1381.2746 | 1401.4214 | 1438.6286 | 1484.5702 | 2496.0648 | 2560.7726 | 2706.4498 | 2977.4712 | -59.2477 | -103.7415 | -177.9461 | -280.6959 | 157.3991 | 238.5629 | 397.0659 | 689.8791 | 15.1872 | 27.7973 | 55.1424 | 94.3564 | -1056.3207 | -1215.5602 | -1564.6994 | -2028.0803 | 3.6838 | 5.8562 | 12.4843 | 17.9597 | 2938.0411 | 2915.1087 | 2867.1255 | 2955.4605
12 | 17 | 14 | 1337.7919 | 1357.2518 | 1392.8311 | 1435.8655 | 2490.503 | 2555.0666 | 2700.4193 | 2970.8368 | -59.3242 | -102.0799 | -172.1776 | -272.3753 | 150.7992 | 227.1689 | 380.3229 | 657.0191 | 11.4047 | 21.132 | 42.8988 | 76.0218 | -877.0915 | -1009.4132 | -1298.9799 | -1681.0662 | 1.4822 | 2.6065 | 5.4418 | 8.4333 | 3055.5654 | 3051.7328 | 3050.7563 | 3194.735
12 | 17 | 15 | 1296.798 | 1315.7811 | 1349.565 | 1392.0454 | 2456.2147 | 2519.8894 | 2663.2409 | 2929.9354 | -58.3036 | -98.5913 | -166.204 | -263.3217 | 139.6224 | 208.8218 | 352.4795 | 603.043 | 9.2454 | 17.5062 | 36.0622 | 64.6643 | -542.996 | -625.4919 | -807.7062 | -1053.0097 | 0.80896 | 1.1469 | 2.4381 | 4.1115 | 3301.3898 | 3339.0622 | 3429.8755 | 3677.4682
12 | 17 | 16 | 1323.0464 | 1343.75 | 1379.2637 | 1429.16 | 2365.038 | 2426.3491 | 2564.3793 | 2821.1738 | -55.9718 | -95.7118 | -162.59 | -255.8464 | 129.205 | 194.8591 | 326.4448 | 551.8741 | 9.6512 | 17.9178 | 36.8446 | 65.1084 | -363.6398 | -419.0644 | -541.5583 | -706.4881 | -3.0024 | -4.5103 | -8.3278 | -11.6538 | 3404.3266 | 3463.5895 | 3594.4562 | 3893.3281
12 | 17 | 17 | 1538.2801 | 1564.644 | 1612.3928 | 1686.0963 | 2208.2301 | 2265.4761 | 2394.3545 | 2634.1229 | -55.3162 | -97.0951 | -169.8841 | -263.7424 | 66.9285 | 97.8373 | 158.7988 | 253.3673 | 14.7814 | 26.6709 | 53.3148 | 91.6357 | -32.4288 | -37.7302 | -49.5007 | -65.2341 | -6.7513 | -10.6969 | -17.366 | -29.2821 | 3733.7238 | 3809.106 | 3982.11 | 4306.9636
12 | 17 | 18 | 1942.9541 | 1978.0737 | 2046.9969 | 2151.8362 | 2142.8718 | 2198.4235 | 2323.4874 | 2556.1593 | -56.2602 | -101.9669 | -181.6261 | -281.1166 | 75.024 | 108.1584 | 170.98 | 268.9108 | 21.6869 | 38.9116 | 76.6214 | 128.3049 | -0.0029378 | -0.0033719 | -0.0043111 | -0.005539 | -10.4595 | -16.8483 | -30.9625 | -50.1239 | 4115.8141 | 4204.7487 | 4405.4928 | 4773.9652
12 | 17 | 19 | 2137.0678 | 2176.8635 | 2257.4307 | 2382.7691 | 1958.3281 | 2009.0956 | 2123.3891 | 2336.0233 | -55.3904 | -102.7412 | -186.0742 | -286.7011 | 92.0125 | 130.9464 | 197.9785 | 304.0353 | 26.5199 | 47.3804 | 92.4445 | 157.0224 | -0.0029378 | -0.0033719 | -0.0043111 | -0.005539 | -7.9892 | -13.0678 | -24.5262 | -40.6672 | 4150.5457 | 4248.4736 | 4460.6379 | 4852.4763
12 | 17 | 20 | 2206.0981 | 2248.4048 | 2333.5084 | 2470.3065 | 1783.3807 | 1829.6129 | 1933.6959 | 2127.3345 | -52.5865 | -99.6964 | -182.6651 | -281.5373 | 98.6123 | 137.9149 | 207.4397 | 312.3732 | 28.7009 | 51.0061 | 99.2187 | 166.1897 | -0.0029378 | -0.0033719 | -0.0043111 | -0.005539 | -8.9556 | -14.7279 | -27.5759 | -44.5977 | 4055.247 | 4152.5111 | 4363.6174 | 4750.0633
12 | 17 | 21 | 2200.1977 | 2243.2142 | 2329.2804 | 2469.9534 | 1632.1426 | 1674.4542 | 1769.7105 | 1946.9277 | -50.1171 | -95.1031 | -174.8081 | -266.8952 | 108.1132 | 152.0014 | 227.7809 | 331.2434 | 27.4835 | 48.3606 | 95.0545 | 159.2126 | -0.0029378 | -0.0033719 | -0.0043111 | -0.005539 | -7.5901 | -12.4517 | -23.3504 | -34.7553 | 3910.227 | 4010.4721 | 4223.6636 | 4605.6811
12 | 17 | 22 | 2158.8925 | 2201.492 | 2286.1113 | 2429.2453 | 1459.5931 | 1497.4315 | 1582.6174 | 1741.0992 | -46.627 | -86.7429 | -158.8889 | -240.7718 | 193.119 | 271.7132 | 414.974 | 611.3809 | 23.549 | 42.2531 | 82.7487 | 138.5862 | -0.0029378 | -0.0033719 | -0.0043111 | -0.005539 | -5.0465 | -7.9333 | -15.6057 | -23.043 | 3783.4772 | 3918.2102 | 4191.9524 | 4656.4912
12 | 17 | 23 | 2054.4659 | 2095.5699 | 2176.1945 | 2316.8119 | 1299.865 | 1333.5626 | 1409.4263 | 1550.5649 | -40.9888 | -75.0073 | -136.9963 | -207.5978 | 212.1208 | 292.7682 | 437.4106 | 643.1086 | 19.3606 | 34.1594 | 67.5836 | 114.6932 | -0.0029378 | -0.0033719 | -0.0043111 | -0.005539 | -1.884 | -2.9193 | -6.1265 | -9.1935 | 3542.9367 | 3678.1301 | 3947.4879 | 4408.3818
12 | 17 | 24 | 1960.3648 | 2000.4801 | 2077.4973 | 2216.7479 | 1163.1067 | 1193.259 | 1261.1411 | 1387.4306 | -35.3505 | -63.8807 | -115.1037 | -169.6847 | 317.1293 | 425.2719 | 617.8148 | 888.6908 | 14.6145 | 26.1022 | 52.0205 | 88.6101 | -0.0029378 | -0.0033719 | -0.0043111 | -0.005539 | 5.3207 | 7.9956 | 12.7008 | 19.0596 | 3425.1825 | 3589.2247 | 3906.0665 | 4430.8488
12 | 18 | 1 | 1856.3018 | 1896.2441 | 1969.0085 | 2101.0036 | 1089.9093 | 1118.164 | 1181.7742 | 1300.1159 | -32.1512 | -55.9641 | -99.1845 | -148.725 | 304.8597 | 408.854 | 598.8098 | 882.818 | 10.9989 | 20.279 | 40.4972 | 68.755 | -0.0029378 | -0.0033719 | -0.0043111 | -0.005539 | 7.7421 | 12.2879 | 21.0503 | 31.7535 | 3237.6577 | 3399.8616 | 3711.951 | 4235.7156
12 | 18 | 2 | 1766.3073 | 1804.1611 | 1872.7502 | 2000.467 | 1059.6481 | 1087.1184 | 1148.9624 | 1264.0184 | -29.7888 | -51.536 | -90.0835 | -134.0829 | 219.7695 | 296.6212 | 439.8785 | 651.6563 | 8.5057 | 15.8477 | 32.2932 | 55.1057 | -0.0029378 | -0.0033719 | -0.0043111 | -0.005539 | 6.2898 | 9.6462 | 16.6557 | 25.2945 | 3030.7287 | 3161.8551 | 3420.4522 | 3862.4535
12 | 18 | 3 | 1712.1272 | 1749.0777 | 1815.1394 | 1939.394 | 1054.8353 | 1082.1808 | 1143.7439 | 1258.2773 | -29.3167 | -49.7091 | -86.956 | -129.3437 | 135.686 | 188.4013 | 291.2025 | 443.314 | 7.5638 | 14.8674 | 30.3411 | 51.8392 | -0.0029378 | -0.0033719 | -0.0043111 | -0.005539 | 4.7262 | 7.5691 | 13.0215 | 19.8184 | 2885.6187 | 2992.3838 | 3206.488 | 3583.2937
12 | 18 | 4 | 1678.7481 | 1714.1305 | 1778.8902 | 1900.853 | 1083.1128 | 1111.1914 | 1174.4048 | 1292.0086 | -29.7888 | -50.4834 | -88.4815 | -132.0798 | 81.7906 | 118.005 | 194.4279 | 310.1709 | 8.9115 | 16.2592 | 33.0757 | 56.4229 | -0.0029378 | -0.0033719 | -0.0043111 | -0.005539 | 4.2077 | 6.8392 | 11.962 | 18.2339 | 2826.979 | 2915.9386 | 3104.275 | 3445.604
12 | 18 | 5 | 1683.1623 | 1718.2387 | 1782.0191 | 1901.4072 | 1183.3898 | 1214.0679 | 1283.1338 | 1411.6257 | -31.0235 | -54.1372 | -96.3385 | -145.9889 | 50.197 | 75.6321 | 136.0389 | 234.41 | 11.4766 | 20.9749 | 41.8022 | 70.0722 | -0.0029378 | -0.0033719 | -0.0043111 | -0.005539 | 3.0214 | 4.8231 | 8.133 | 12.8679 | 2900.2206 | 2979.5962 | 3154.7841 | 3484.3885
12 | 18 | 6 | 1722.289 | 1756.9103 | 1820.7687 | 1935.0606 | 1382.9129 | 1418.7635 | 1499.4741 | 1649.63 | -35.899 | -66.0381 | -122.6792 | -186.3298 | 43.5971 | 68.6637 | 127.963 | 227.6958 | 19.7664 | 34.8553 | 65.8914 | 111.2235 | -0.0029378 | -0.0033719 | -0.0043111 | -0.005539 | 1.5935 | 2.8502 | 4.6747 | 7.5019 | 3134.257 | 3216.0015 | 3396.0882 | 3744.7764
12 | 18 | 7 | 1756.7799 | 1789.3584 | 1851.7049 | 1958.6255 | 1677.5656 | 1721.0547 | 1818.9621 | 2001.1113 | -43.3511 | -83.2544 | -157.0819 | -245.2026 | 68.7999 | 107.0082 | 184.7638 | 324.5821 | 29.8098 | 51.9864 | 97.2774 | 162.8592 | -0.0029378 | -0.0033719 | -0.0043111 | -0.005539 | 0.0054293 | -0.20852 | -0.21378 | -0.66275 | 3489.6066 | 3585.9415 | 3795.4082 | 4201.3072
12 | 18 | 8 | 1663.2617 | 1693.804 | 1748.5445 | 1834.7456 | 1988.7941 | 2040.3514 | 2156.4229 | 2372.3651 | -48.9894 | -96.0427 | -181.8972 | -285.5435 | 117.5911 | 178.7507 | 296.6932 | 507.8316 | 35.3458 | 61.2607 | 115.0526 | 191.3357 | -91.9776 | -105.4807 | -135.384 | -177.3286 | -0.25789 | -0.43465 | -1.0729 | -0.59035 | 3663.7678 | 3772.2089 | 3998.3591 | 4442.8156
12 | 18 | 9 | 1611.2867 | 1638.4476 | 1688.2361 | 1762.7416 | 2203.2946 | 2260.4127 | 2389.003 | 2628.2356 | -52.7373 | -99.6964 | -189.6776 | -295.4464 | 170.1097 | 254.1348 | 416.2753 | 715.5428 | 32.9476 | 57.1136 | 106.9109 | 177.7881 | -420.099 | -481.5626 | -618.8226 | -810.231 | 6.8979 | 9.6272 | 18.2577 | 35.5476 | 3551.7003 | 3638.4769 | 3810.1828 | 4214.1782
12 | 18 | 10 | 1543.7769 | 1569.5256 | 1613.789 | 1677.9574 | 2346.8047 | 2407.6431 | 2544.6091 | 2799.4239 | -55.2833 | -99.0874 | -182.6651 | -282.3867 | 191.0961 | 282.282 | 466.8421 | 798.5 | 24.4909 | 43.2333 | 82.1016 | 138.5862 | -799.072 | -917.6079 | -1180.3801 | -1538.2758 | 13.1524 | 20.1494 | 37.5761 | 67.489 | 3264.9657 | 3306.1381 | 3381.8725 | 3661.294
12 | 18 | 11 | 1517.0559 | 1542.6928 | 1585.423 | 1643.7455 | 2413.2764 | 2475.8381 | 2616.6835 | 2878.7158 | -56.046 | -99.2005 | -178.422 | -273.2167 | 181.5952 | 273.4309 | 451.1466 | 779.5596 | 16.9624 | 30.8545 | 60.9338 | 103.0949 | -1009.1244 | -1159.8514 | -1493.1747 | -1945.572 | 12.7669 | 21.7133 | 40.4945 | 61.1581 | 3076.4865 | 3085.4776 | 3083.0847 | 3247.4851
12 | 18 | 12 | 1477.8105 | 1503.0054 | 1543.3429 | 1596.5026 | 2450.0108 | 2513.5247 | 2656.5141 | 2922.5349 | -57.3573 | -98.7046 | -175.4995 | -262.8931 | 165.4945 | 247.414 | 415.7348 | 723.8712 | 11.4766 | 21.6898 | 44.5883 | 76.5676 | -1042.4683 | -1198.2639 | -1542.3405 | -2007.3836 | 7.1911 | 14.189 | 26.3135 | 34.4462 | 3012.1578 | 3002.8542 | 2968.6536 | 3083.6458
12 | 18 | 13 | 1438.1403 | 1461.8359 | 1500.8641 | 1552.1708 | 2461.0117 | 2524.8108 | 2668.4422 | 2935.6575 | -58.0129 | -98.983 | -173.14 | -257.0002 | 157.3991 | 238.5629 | 397.0659 | 689.8791 | 8.6726 | 16.8103 | 36.0622 | 61.6011 | -1068.1651 | -1229.4285 | -1584.6739 | -2061.9715 | 3.6838 | 6.7946 | 12.4843 | 17.9597 | 2942.7294 | 2920.4029 | 2857.1048 | 2938.2965
12 | 18 | 14 | 1387.0608 | 1409.5807 | 1446.3638 | 1494.3951 | 2455.3439 | 2518.9961 | 2662.2967 | 2928.8966 | -58.6685 | -99.0961 | -172.0244 | -254.9971 | 150.7992 | 227.1689 | 380.3229 | 657.0191 | 6.5133 | 13.5054 | 29.8104 | 51.1166 | -913.3768 | -1052.0813 | -1359.2734 | -1774.7044 | 1.4822 | 2.9193 | 5.4418 | 8.4333 | 3029.154 | 3020.9929 | 2992.9378 | 3110.1593
12 | 18 | 15 | 1332.8865 | 1354.8851 | 1389.4451 | 1435.5367 | 2421.4248 | 2484.1977 | 2625.5187 | 2888.4357 | -58.1965 | -98.1565 | -171.7428 | -252.994 | 139.6224 | 208.8218 | 352.4795 | 603.043 | 6.1075 | 12.6632 | 28.3808 | 47.7485 | -769.5195 | -885.201 | -1139.543 | -1479.0985 | 0.80896 | 1.3554 | 2.4381 | 4.1115 | 3073.1342 | 3078.5658 | 3086.9764 | 3246.783
12 | 18 | 16 | 1353.087 | 1375.0753 | 1412.1794 | 1465.1641 | 2335.2466 | 2395.7854 | 2532.0768 | 2785.6367 | -56.4132 | -97.1039 | -170.2174 | -254.5724 | 129.205 | 194.8591 | 326.4448 | 551.8741 | 8.8395 | 17.5062 | 36.0622 | 61.4994 | -413.5368 | -476.5511 | -615.0917 | -799.2728 | -3.0024 | -5.0316 | -8.3278 | -11.6538 | 3353.4257 | 3404.5394 | 3513.1263 | 3798.6753
12 | 18 | 17 | 1559.6113 | 1586.6613 | 1636.3217 | 1710.675 | 2186.5069 | 2243.1897 | 2370.8003 | 2608.21 | -55.6505 | -98.5393 | -177.3065 | -267.2075 | 66.9285 | 97.8373 | 158.7988 | 253.3673 | 14.9483 | 27.7973 | 54.6198 | 92.6104 | -30.7839 | -35.5942 | -46.0445 | -59.592 | -6.7513 | -10.0713 | -17.366 | -29.2821 | 3734.8093 | 3811.2807 | 3979.8235 | 4308.7812
12 | 18 | 18 | 1947.6981 | 1983.1829 | 2053.1536 | 2156.7559 | 2137.2845 | 2192.6913 | 2317.4291 | 2549.4944 | -56.5946 | -102.9674 | -187.5231 | -285.0064 | 75.024 | 108.1584 | 170.98 | 268.9108 | 22.7374 | 40.5878 | 79.2315 | 133.7616 | -0.0029378 | -0.0033719 | -0.0043111 | -0.005539 | -10.4595 | -16.744 | -30.9625 | -50.1239 | 4115.687 | 4204.9056 | 4402.3044 | 4773.7868
12 | 18 | 19 | 2134.3923 | 2174.4328 | 2256.0148 | 2380.2578 | 1949.2069 | 1999.738 | 2113.499 | 2325.1429 | -55.3904 | -103.6286 | -190.1641 | -289.0125 | 92.0125 | 130.9464 | 197.9785 | 304.0353 | 26.1141 | 46.9688 | 91.0148 | 154.3881 | -0.0029378 | -0.0033719 | -0.0043111 | -0.005539 | -7.9892 | -12.8593 | -24.5262 | -40.6672 | 4138.3432 | 4235.5947 | 4443.8125 | 4834.1389
12 | 18 | 20 | 2197.3182 | 2240.0758 | 2326.3776 | 2460.489 | 1779.6768 | 1825.813 | 1929.6799 | 2122.9163 | -52.9209 | -98.9221 | -183.6276 | -279.1096 | 98.6123 | 137.9149 | 207.4397 | 312.3732 | 26.7588 | 47.6647 | 93.1024 | 157.0224 | -0.0029378 | -0.0033719 | -0.0043111 | -0.005539 | -8.9556 | -15.0406 | -27.5759 | -44.5977 | 4040.4867 | 4137.5023 | 4345.3918 | 4729.0881
12 | 18 | 21 | 2201.1804 | 2244.7043 | 2331.58 | 2471.502 | 1626.5784 | 1668.7457 | 1763.6774 | 1940.2904 | -50.6656 | -94.3289 | -172.7195 | -262.1561 | 108.1132 | 152.0014 | 227.7809 | 331.2434 | 24.7298 | 43.9292 | 86.2658 | 146.4363 | -0.0029378 | -0.0033719 | -0.0043111 | -0.005539 | -7.5901 | -12.6602 | -23.3504 | -34.7553 | 3902.3431 | 4002.3882 | 4213.2298 | 4592.5551
12 | 18 | 22 | 2164.3896 | 2207.4675 | 2292.4849 | 2436.1422 | 1458.2896 | 1496.0942 | 1581.204 | 1739.5443 | -47.1755 | -86.856 | -158.6074 | -238.0357 | 193.119 | 271.7132 | 414.974 | 611.3809 | 22.0927 | 39.6075 | 78.0619 | 131.7106 | -0.0029378 | -0.0033719 | -0.0043111 | -0.005539 | -5.0465 | -8.3503 | -15.6057 | -23.043 | 3785.6659 | 3919.6726 | 4192.5072 | 4657.6937
12 | 18 | 23 | 2056.2107 | 2097.7281 | 2178.405 | 2319.2196 | 1301.3182 | 1335.0535 | 1411.002 | 1552.2985 | -41.5373 | -76.0599 | -138.0353 | -207.5978 | 212.1208 | 292.7682 | 437.4106 | 643.1086 | 18.6576 | 33.7478 | 65.756 | 113.1728 | -0.0029378 | -0.0033719 | -0.0043111 | -0.005539 | -1.884 | -3.2321 | -6.1265 | -9.1935 | 3544.8832 | 3680.0022 | 3948.4075 | 4411.0026
12 | 18 | 24 | 1948.2251 | 1987.3313 | 2063.9861 | 2203.1326 | 1169.5858 | 1199.9061 | 1268.1663 | 1395.1593 | -35.899 | -64.0459 | -116.1427 | -173.9991 | 317.1293 | 425.2719 | 617.8148 | 888.6908 | 14.7814 | 26.3865 | 52.803 | 89.4831 | -0.0029378 | -0.0033719 | -0.0043111 | -0.005539 | 5.3207 | 7.7871 | 12.7008 | 19.0596 | 3419.1403 | 3582.6336 | 3899.3241 | 4421.5208
12 | 19 | 1 | 1841.5583 | 1880.8712 | 1953.1975 | 2084.4984 | 1094.8499 | 1123.2327 | 1187.1311 | 1306.0094 | -32.6232 | -56.1293 | -102.5936 | -150.7281 | 304.8597 | 408.854 | 598.8098 | 882.818 | 11.8824 | 21.2593 | 40.7571 | 73.3387 | -0.0029378 | -0.0033719 | -0.0043111 | -0.005539 | 7.7421 | 12.2879 | 21.0503 | 31.7535 | 3228.2663 | 3390.3723 | 3698.3479 | 4227.6843
12 | 19 | 2 | 1750.7341 | 1787.8522 | 1855.8759 | 1982.9738 | 1068.5006 | 1096.2003 | 1158.561 | 1274.5782 | -30.2608 | -51.536 | -94.7365 | -134.0829 | 219.7695 | 296.6212 | 439.8785 | 651.6563 | 8.9115 | 15.8477 | 36.7174 | 57.2959 | -0.0029378 | -0.0033719 | -0.0043111 | -0.005539 | 6.2898 | 9.6462 | 16.6557 | 25.2945 | 3023.9417 | 3154.6281 | 3412.9476 | 3857.7103
12 | 19 | 3 | 1695.5822 | 1731.9822 | 1797.6506 | 1920.4691 | 1064.743 | 1092.3454 | 1154.4867 | 1270.0959 | -29.7888 | -49.8744 | -88.763 | -129.3437 | 135.686 | 188.4013 | 291.2025 | 443.314 | 7.5638 | 14.7402 | 31.2481 | 52.6106 | -0.0029378 | -0.0033719 | -0.0043111 | -0.005539 | 4.7262 | 7.5691 | 13.0215 | 19.8184 | 2878.5094 | 2985.1603 | 3198.842 | 3576.9588
12 | 19 | 4 | 1669.4183 | 1704.5954 | 1768.6507 | 1889.8933 | 1091.3407 | 1119.6325 | 1183.3262 | 1301.8234 | -29.7888 | -49.8744 | -93.211 | -129.7684 | 81.7906 | 118.005 | 194.4279 | 310.1709 | 8.2084 | 15.1517 | 36.7174 | 54.0294 | -0.0029378 | -0.0033719 | -0.0043111 | -0.005539 | 4.2077 | 6.8392 | 11.962 | 18.2339 | 2825.174 | 2914.3462 | 3101.8689 | 3444.3771
12 | 19 | 5 | 1672.9326 | 1707.6373 | 1770.9495 | 1889.3037 | 1195.3156 | 1226.3028 | 1296.0647 | 1425.8515 | -31.0235 | -54.4677 | -96.3385 | -145.9889 | 50.197 | 75.6321 | 136.0389 | 234.41 | 11.8824 | 21.6709 | 39.452 | 72.2624 | -0.0029378 | -0.0033719 | -0.0043111 | -0.005539 | 3.0214 | 4.8231 | 8.133 | 12.8679 | 2902.3224 | 2981.5951 | 3154.2953 | 3488.701
12 | 19 | 6 | 1708.1279 | 1742.5981 | 1805.4897 | 1918.4577 | 1394.4633 | 1430.6133 | 1511.998 | 1663.4081 | -35.899 | -65.2638 | -110.1691 | -186.3298 | 43.5971 | 68.6637 | 127.963 | 227.6958 | 20.1722 | 35.2858 | 51.7579 | 113.4136 | -0.0029378 | -0.0033719 | -0.0043111 | -0.005539 | 1.5935 | 2.8502 | 4.6747 | 7.5019 | 3132.0521 | 3214.744 | 3391.7098 | 3744.1418
12 | 19 | 7 | 1715.1307 | 1746.7912 | 1806.9684 | 1910.3983 | 1695.7615 | 1739.7223 | 1838.6917 | 2022.8166 | -42.772 | -79.1568 | -130.4597 | -243.1995 | 68.7999 | 107.0082 | 184.7638 | 324.5821 | 30.4545 | 52.792 | 66.7984 | 165.0494 | -0.0029378 | -0.0033719 | -0.0043111 | -0.005539 | 0.0054293 | -0.20852 | -0.21378 | -0.66275 | 3467.3771 | 3566.9449 | 3766.5444 | 4178.9786
12 | 19 | 8 | 1642.224 | 1671.911 | 1725.9754 | 1810.1334 | 1999.1693 | 2050.9956 | 2167.6727 | 2384.7414 | -48.3338 | -88.126 | -152.6339 | -276.0652 | 117.5911 | 178.7507 | 296.6932 | 507.8316 | 33.8312 | 58.2401 | 86.0031 | 183.4856 | -101.653 | -116.3188 | -149.0191 | -195.1534 | -0.25789 | -0.43465 | -1.0729 | -0.59035 | 3642.571 | 3755.0179 | 3973.6184 | 4414.3831
12 | 19 | 9 | 1596.9782 | 1623.5501 | 1673.2141 | 1746.3017 | 2209.1608 | 2266.4309 | 2395.3636 | 2635.2331 | -52.2653 | -91.9451 | -171.6805 | -293.0187 | 170.1097 | 254.1348 | 416.2753 | 715.5428 | 31.9691 | 54.6143 | 101.5662 | 173.1028 | -250.1408 | -287.4049 | -369.7953 | -483.7552 | 6.8979 | 9.6272 | 18.2577 | 35.5476 | 3712.7096 | 3829.0073 | 4063.2011 | 4528.9541
12 | 19 | 10 | 1547.9683 | 1572.4891 | 1618.4796 | 1682.2245 | 2356.983 | 2418.0852 | 2555.6453 | 2811.5652 | -54.7042 | -92.0582 | -181.3446 | -284.2734 | 191.0961 | 282.282 | 466.8421 | 798.5 | 25.0636 | 43.6273 | 105.6059 | 140.7763 | -527.7893 | -605.12 | -774.9853 | -1006.0702 | 13.1524 | 20.1494 | 37.5761 | 67.489 | 3551.7699 | 3639.4549 | 3827.819 | 4210.2115
12 | 19 | 11 | 1514.232 | 1538.619 | 1582.7957 | 1639.9665 | 2429.3896 | 2492.369 | 2634.1549 | 2897.9367 | -56.4875 | -92.0582 | -177.1015 | -280.6919 | 181.5952 | 273.4309 | 451.1466 | 779.5596 | 20.578 | 36.2661 | 85.7432 | 120.3532 | -801.4772 | -918.7572 | -1175.692 | -1523.5304 | 12.7669 | 21.7133 | 40.4945 | 61.1581 | 3300.5971 | 3351.5829 | 3441.5413 | 3694.7518
12 | 19 | 12 | 1489.0872 | 1512.3683 | 1555.7456 | 1609.0473 | 2466.5305 | 2530.4727 | 2674.4262 | 2942.2408 | -57.9058 | -90.5096 | -169.4494 | -274.258 | 165.4945 | 247.414 | 415.7348 | 723.8712 | 15.4261 | 27.7973 | 64.451 | 94.8006 | -991.5016 | -1139.4025 | -1464.8204 | -1905.7591 | 7.1911 | 14.189 | 26.3135 | 34.4462 | 3094.3219 | 3102.329 | 3102.4013 | 3224.3889
12 | 19 | 13 | 1430.5783 | 1452.5893 | 1492.8267 | 1541.9769 | 2488.1621 | 2552.665 | 2697.881 | 2968.0443 | -59.11 | -89.8485 | -162.0788 | -268.6734 | 157.3991 | 238.5629 | 397.0659 | 689.8791 | 12.2163 | 22.3857 | 41.5937 | 78.3136 | -1035.4683 | -1188.1557 | -1519.9391 | -1959.909 | 3.6838 | 6.7946 | 12.4843 | 17.9597 | 2997.4612 | 2994.9932 | 2959.8337 | 3067.5912
12 | 19 | 14 | 1405.778 | 1427.2952 | 1466.44 | 1513.466 | 2489.5737 | 2554.1133 | 2699.4117 | 2969.7283 | -59.2936 | -88.909 | -162.2837 | -261.9312 | 150.7992 | 227.1689 | 380.3229 | 657.0191 | 8.6007 | 16.1144 | 37.8898 | 61.0553 | -1017.904 | -1168.4425 | -1497.2438 | -1933.8484 | 1.4822 | 2.9193 | 5.4418 | 8.4333 | 2979.0362 | 2970.2595 | 2929.9786 | 3013.9223
12 | 19 | 15 | 1372.306 | 1393.7598 | 1430.9373 | 1477.7222 | 2458.3263 | 2522.0557 | 2665.5304 | 2932.4542 | -58.1659 | -86.3078 | -162.2837 | -255.189 | 139.6224 | 208.8218 | 352.4795 | 603.043 | 7.086 | 13.917 | 40.1641 | 53.9765 | -675.3577 | -774.6571 | -991.7742 | -1282.4301 | 0.80896 | 1.3554 | 2.4381 | 4.1115 | 3244.626 | 3278.9449 | 3337.4916 | 3533.6884
12 | 19 | 16 | 1393.1435 | 1415.3911 | 1454.373 | 1508.6286 | 2365.0421 | 2426.3533 | 2564.3837 | 2821.1787 | -56.4898 | -86.1947 | -163.6043 | -254.456 | 129.205 | 194.8591 | 326.4448 | 551.8741 | 9.0065 | 16.526 | 46.9384 | 62.3724 | -387.314 | -444.6302 | -569.6133 | -735.4078 | -3.0024 | -5.0316 | -8.3278 | -11.6538 | 3449.591 | 3517.2729 | 3650.5946 | 3942.5361
12 | 19 | 17 | 1557.609 | 1585.0503 | 1633.5973 | 1707.2039 | 2203.4393 | 2260.5611 | 2389.1599 | 2628.4082 | -55.6505 | -89.5701 | -166.0403 | -265.2044 | 66.9285 | 97.8373 | 158.7988 | 253.3673 | 14.7814 | 27.1014 | 62.2389 | 92.5087 | -33.775 | -38.9096 | -50.0076 | -64.2245 | -6.7513 | -10.0713 | -17.366 | -29.2821 | 3746.5814 | 3831.9991 | 4010.3809 | 4322.7771
12 | 19 | 18 | 1933.346 | 1969.1839 | 2037.2594 | 2140.1038 | 2146.7682 | 2202.4209 | 2327.7122 | 2560.8071 | -56.1225 | -96.7646 | -171.8855 | -285.0064 | 75.024 | 108.1584 | 170.98 | 268.9108 | 23.3101 | 41.4299 | 74.6693 | 136.0535 | -0.0029378 | -0.0033719 | -0.0043111 | -0.005539 | -10.4595 | -16.744 | -30.9625 | -50.1239 | 4111.8633 | 4207.6811 | 4407.7686 | 4770.7394
12 | 19 | 19 | 2134.0978 | 2174.6804 | 2254.6313 | 2379.5202 | 1957.1247 | 2007.861 | 2122.0842 | 2334.5878 | -54.8113 | -99.3658 | -172.9245 | -289.0125 | 92.0125 | 130.9464 | 197.9785 | 304.0353 | 27.6505 | 48.7911 | 84.9607 | 160.2889 | -0.0029378 | -0.0033719 | -0.0043111 | -0.005539 | -7.9892 | -12.8593 | -24.5262 | -40.6672 | 4148.082 | 4250.0506 | 4462.1997 | 4848.7469
12 | 19 | 20 | 2202.7509 | 2246.3512 | 2331.3379 | 2466.6243 | 1784.0013 | 1830.2496 | 1934.3689 | 2128.0748 | -52.4489 | -98.3131 | -172.7195 | -281.5373 | 98.6123 | 137.9149 | 207.4397 | 312.3732 | 29.1068 | 51.6844 | 95.9616 | 168.2783 | -0.0029378 | -0.0033719 | -0.0043111 | -0.005539 | -8.9556 | -15.0406 | -27.5759 | -44.5977 | 4053.0639 | 4152.843 | 4368.8084 | 4749.21
12 | 19 | 21 | 2209.4013 | 2253.4505 | 2340.1216 | 2480.7975 | 1632.2207 | 1674.5343 | 1769.7952 | 1947.0208 | -50.1936 | -94.4941 | -167.99 | -266.8952 | 108.1132 | 152.0014 | 227.7809 | 331.2434 | 26.7588 | 47.6647 | 94.0094 | 156.9208 | -0.0029378 | -0.0033719 | -0.0043111 | -0.005539 | -7.5901 | -12.6602 | -23.3504 | -34.7553 | 3918.7073 | 4020.493 | 4240.3624 | 4614.3264
12 | 19 | 22 | 2176.0033 | 2219.3526 | 2305.0277 | 2449.8217 | 1456.4129 | 1494.1688 | 1579.1691 | 1737.3056 | -47.1755 | -86.2992 | -155.4799 | -240.7718 | 193.119 | 271.7132 | 414.974 | 611.3809 | 23.1432 | 41.8415 | 82.2261 | 136.1927 | -0.0029378 | -0.0033719 | -0.0043111 | -0.005539 | -5.0465 | -8.3503 | -15.6057 | -23.043 | 3796.4534 | 3932.4232 | 4210.307 | 4670.8805
12 | 19 | 23 | 2059.8763 | 2101.3199 | 2182.2227 | 2323.5881 | 1299.9602 | 1333.6603 | 1409.5296 | 1550.6786 | -41.5373 | -76.0599 | -132.2667 | -207.5978 | 212.1208 | 292.7682 | 437.4106 | 643.1086 | 19.1937 | 34.4437 | 61.0692 | 114.6932 | -0.0029378 | -0.0033719 | -0.0043111 | -0.005539 | -1.884 | -3.2321 | -6.1265 | -9.1935 | 3547.7269 | 3682.8968 | 3951.8345 | 4415.2716
12 | 19 | 24 | 1952.8037 | 1992.1133 | 2069.0946 | 2208.6845 | 1167.8429 | 1198.118 | 1266.2765 | 1393.0803 | -35.899 | -65.2638 | -114.8221 | -173.9991 | 317.1293 | 425.2719 | 617.8148 | 888.6908 | 14.6145 | 26.1022 | 49.5458 | 87.9627 | -0.0029378 | -0.0033719 | -0.0043111 | -0.005539 | 5.3207 | 7.7871 | 12.7008 | 19.0596 | 3421.8091 | 3584.1252 | 3900.6061 | 4423.4732
12 | 20 | 1 | 1847.5231 | 1887.2667 | 1959.8348 | 2091.3833 | 1090.8653 | 1119.1448 | 1182.8107 | 1301.2563 | -33.1717 | -55.7988 | -99.1845 | -151.0364 | 304.8597 | 408.854 | 598.8098 | 882.818 | 11.1074 | 19.9947 | 39.85 | 71.1485 | -0.0029378 | -0.0033719 | -0.0043111 | -0.005539 | 7.7421 | 12.2879 | 21.0503 | 31.7535 | 3228.923 | 3391.7459 | 3703.1669 | 4227.3177
12 | 20 | 2 | 1760.2206 | 1798.0784 | 1866.6674 | 1993.4096 | 1064.777 | 1092.3802 | 1154.5236 | 1270.1365 | -31.0235 | -51.536 | -90.0835 | -136.819 | 219.7695 | 296.6212 | 439.8785 | 651.6563 | 9.4842 | 16.9552 | 34.3808 | 60.4607 | -0.0029378 | -0.0033719 | -0.0043111 | -0.005539 | 6.2898 | 9.6462 | 16.6557 | 25.2945 | 3029.5147 | 3162.1418 | 3422.0181 | 3864.1331
12 | 20 | 3 | 1701.5216 | 1738.6502 | 1804.4759 | 1927.4308 | 1059.0461 | 1086.5008 | 1148.3096 | 1263.3003 | -30.003 | -49.5439 | -85.354 | -127.7653 | 135.686 | 188.4013 | 291.2025 | 443.314 | 7.5638 | 14.0253 | 28.9115 | 52.7123 | -0.0029378 | -0.0033719 | -0.0043111 | -0.005539 | 4.7262 | 7.5691 | 13.0215 | 19.8184 | 2878.5377 | 2985.5994 | 3200.5628 | 3578.8049
12 | 20 | 4 | 1669.4179 | 1704.7883 | 1768.8881 | 1889.8527 | 1088.0811 | 1116.2884 | 1179.7918 | 1297.9351 | -30.0795 | -49.7091 | -85.6355 | -132.5045 | 81.7906 | 118.005 | 194.4279 | 310.1709 | 8.9115 | 15.8477 | 31.6461 | 57.2959 | -0.0029378 | -0.0033719 | -0.0043111 | -0.005539 | 4.2077 | 6.8392 | 11.962 | 18.2339 | 2822.3263 | 2912.0561 | 3101.0763 | 3440.9786
12 | 20 | 5 | 1668.5582 | 1703.1697 | 1766.2569 | 1884.2551 | 1196.0123 | 1227.0177 | 1296.8203 | 1426.6826 | -31.6791 | -53.1977 | -94.7365 | -146.7219 | 50.197 | 75.6321 | 136.0389 | 234.41 | 11.2377 | 19.9947 | 39.85 | 70.0722 | -0.0029378 | -0.0033719 | -0.0043111 | -0.005539 | 3.0214 | 4.8231 | 8.133 | 12.8679 | 2897.3445 | 2977.4363 | 3152.3583 | 3481.5603
12 | 20 | 6 | 1698.1677 | 1732.5934 | 1795.2074 | 1906.85 | 1396.6358 | 1432.8421 | 1514.3536 | 1665.9995 | -36.1897 | -65.0985 | -119.5517 | -187.0628 | 43.5971 | 68.6637 | 127.963 | 227.6958 | 19.9334 | 34.1594 | 65.8914 | 112.1981 | -0.0029378 | -0.0033719 | -0.0043111 | -0.005539 | 1.5935 | 2.8502 | 4.6747 | 7.5019 | 3123.7348 | 3206.0068 | 3388.5339 | 3733.177
12 | 20 | 7 | 1711.9934 | 1744.2123 | 1804.3507 | 1906.7597 | 1694.1543 | 1738.0735 | 1836.949 | 2020.8994 | -43.5348 | -82.4801 | -154.2359 | -248.3633 | 68.7999 | 107.0082 | 184.7638 | 324.5821 | 30.7883 | 52.5076 | 98.707 | 168.4175 | -0.0029378 | -0.0033719 | -0.0043111 | -0.005539 | 0.0054293 | -0.20852 | -0.21378 | -0.66275 | 3462.2037 | 3559.1096 | 3770.3165 | 4171.6271
12 | 20 | 8 | 1628.4908 | 1658.774 | 1712.037 | 1794.1729 | 2005.6173 | 2057.6108 | 2174.6641 | 2392.433 | -49.645 | -93.4415 | -177.7306 | -288.2795 | 117.5911 | 178.7507 | 296.6932 | 507.8316 | 35.7516 | 60.8491 | 113.7475 | 193.6276 | -44.784 | -51.4213 | -66.41 | -87.8275 | -0.25789 | -0.43465 | -1.0729 | -0.59035 | 3692.7639 | 3810.6872 | 4051.9283 | 4511.3678
12 | 20 | 9 | 1591.1924 | 1617.9176 | 1666.4813 | 1738.7103 | 2221.8815 | 2279.4814 | 2409.1566 | 2650.4073 | -53.6071 | -96.321 | -181.0631 | -291.4403 | 170.1097 | 254.1348 | 416.2753 | 715.5428 | 30.6214 | 52.5076 | 99.2296 | 168.6208 | -277.3626 | -317.4019 | -404.5733 | -520.3482 | 6.8979 | 9.6272 | 18.2577 | 35.5476 | 3689.7332 | 3799.9457 | 4023.7641 | 4497.0403
12 | 20 | 10 | 1554.5626 | 1578.583 | 1624.0168 | 1689.4505 | 2361.7637 | 2422.9899 | 2560.829 | 2817.268 | -55.9695 | -95.5467 | -173.4875 | -276.0692 | 191.0961 | 282.282 | 466.8421 | 798.5 | 20.8169 | 35.9817 | 69.7957 | 121.6703 | -520.8083 | -595.9895 | -760.1487 | -982.1748 | 13.1524 | 20.1494 | 37.5761 | 67.489 | 3564.614 | 3648.4499 | 3825.4234 | 4236.1339
12 | 20 | 11 | 1517.0182 | 1540.5794 | 1583.3992 | 1643.8734 | 2422.7021 | 2485.5081 | 2626.9037 | 2889.9594 | -57.8599 | -95.8251 | -170.8465 | -269.7516 | 181.5952 | 273.4309 | 451.1466 | 779.5596 | 14.6145 | 26.3865 | 52.6676 | 91.6357 | -840.2064 | -963.2866 | -1233.6076 | -1597.3479 | 12.7669 | 21.7133 | 40.4945 | 61.1581 | 3250.6307 | 3288.5065 | 3350.1575 | 3599.0866
12 | 20 | 12 | 1489.5193 | 1512.5215 | 1553.9234 | 1610.3441 | 2453.2617 | 2516.8599 | 2660.039 | 2926.4128 | -59.1712 | -96.8777 | -171.333 | -270.9093 | 165.4945 | 247.414 | 415.7348 | 723.8712 | 12.4551 | 22.3857 | 45.8933 | 81.1513 | -1007.9432 | -1158.6705 | -1488.9484 | -1928.3697 | 7.1911 | 14.189 | 26.3135 | 34.4462 | 3060.8073 | 3057.8218 | 3041.6226 | 3176.9466
12 | 20 | 13 | 1423.0453 | 1444.2921 | 1482.3646 | 1534.792 | 2470.6481 | 2534.697 | 2678.8909 | 2947.1526 | -60.041 | -97.3213 | -171.8194 | -269.7556 | 157.3991 | 238.5629 | 397.0659 | 689.8791 | 10.7016 | 19.7402 | 40.9466 | 72.9586 | -1102.2988 | -1264.3961 | -1616.7244 | -2079.7953 | 3.6838 | 6.7946 | 12.4843 | 17.9597 | 2903.1382 | 2882.3693 | 2823.2085 | 2913.191
12 | 20 | 14 | 1377.7967 | 1398.0802 | 1434.1742 | 1483.8014 | 2459.621 | 2523.384 | 2666.9343 | 2933.9986 | -60.6966 | -97.4344 | -169.4599 | -266.1741 | 150.7992 | 227.1689 | 380.3229 | 657.0191 | 8.5057 | 15.7204 | 34.6326 | 61.4994 | -1068.0562 | -1227.7679 | -1573.8109 | -2023.3253 | 1.4822 | 2.9193 | 5.4418 | 8.4333 | 2869.452 | 2842.0704 | 2778.2349 | 2855.2525
12 | 20 | 15 | 1329.6566 | 1349.8658 | 1384.5018 | 1431.6956 | 2428.168 | 2491.1156 | 2632.8302 | 2896.4794 | -60.041 | -95.6075 | -166.3324 | -259.1236 | 139.6224 | 208.8218 | 352.4795 | 603.043 | 6.5133 | 13.0748 | 29.1633 | 51.3575 | -774.6134 | -889.6074 | -1137.3195 | -1457.0574 | 0.80896 | 1.3554 | 2.4381 | 4.1115 | 3070.1149 | 3079.0186 | 3097.761 | 3270.506
12 | 20 | 16 | 1354.8822 | 1376.5468 | 1413.7126 | 1466.6505 | 2342.7505 | 2403.4838 | 2540.2132 | 2794.5878 | -57.6786 | -95.4423 | -166.0509 | -255.9629 | 129.205 | 194.8591 | 326.4448 | 551.8741 | 9.0784 | 16.8103 | 35.4151 | 62.8166 | -352.5498 | -405.2829 | -520.0378 | -671.3326 | -3.0024 | -5.0316 | -8.3278 | -11.6538 | 3422.6854 | 3485.9433 | 3621.3691 | 3936.9798
12 | 20 | 17 | 1545.1222 | 1572.9036 | 1621.6947 | 1693.5898 | 2196.6367 | 2253.5822 | 2381.7839 | 2620.2936 | -56.9159 | -96.9908 | -172.8584 | -266.1702 | 66.9285 | 97.8373 | 158.7988 | 253.3673 | 14.7814 | 26.6709 | 53.1902 | 92.5087 | -40.9048 | -47.3243 | -61.1447 | -78.6812 | -6.7513 | -10.0713 | -17.366 | -29.2821 | 3718.8968 | 3796.6075 | 3964.0986 | 4285.626
12 | 20 | 18 | 1919.4133 | 1954.8006 | 2022.9961 | 2124.0404 | 2144.7819 | 2200.3831 | 2325.5585 | 2558.4378 | -57.3879 | -100.2531 | -181.7545 | -281.1166 | 75.024 | 108.1584 | 170.98 | 268.9108 | 20.578 | 36.6776 | 71.9347 | 126.0131 | -0.0029378 | -0.0033719 | -0.0043111 | -0.005539 | -10.4595 | -16.744 | -30.9625 | -50.1239 | 4091.947 | 4183.0192 | 4378.7479 | 4746.1561
12 | 20 | 19 | 2107.4579 | 2147.2768 | 2226.6075 | 2349.0457 | 1958.296 | 2009.0627 | 2123.3543 | 2335.985 | -56.518 | -99.0353 | -181.0631 | -282.2703 | 92.0125 | 130.9464 | 197.9785 | 304.0353 | 23.7159 | 41.8415 | 82.2261 | 143.0306 | -0.0029378 | -0.0033719 | -0.0043111 | -0.005539 | -7.9892 | -12.8593 | -24.5262 | -40.6672 | 4116.9721 | 4217.2295 | 4424.5727 | 4809.1536
12 | 20 | 20 | 2165.5488 | 2207.68 | 2291.1665 | 2423.7568 | 1788.0685 | 1834.4222 | 1938.7788 | 2132.9264 | -53.6836 | -96.1557 | -174.5265 | -272.7921 | 98.6123 | 137.9149 | 207.4397 | 312.3732 | 25.3025 | 44.7348 | 87.0483 | 151.02 | -0.0029378 | -0.0033719 | -0.0043111 | -0.005539 | -8.9556 | -15.0406 | -27.5759 | -44.5977 | 4014.8899 | 4113.5522 | 4322.3266 | 4702.681
12 | 20 | 21 | 2181.3615 | 2224.5932 | 2309.6985 | 2448.1319 | 1637.5764 | 1680.0288 | 1775.6022 | 1953.4094 | -50.8492 | -92.3367 | -168.2715 | -262.8891 | 108.1132 | 152.0014 | 227.7809 | 331.2434 | 25.3025 | 44.7348 | 87.0483 | 151.02 | -0.0029378 | -0.0033719 | -0.0043111 | -0.005539 | -7.5901 | -12.6602 | -23.3504 | -34.7553 | 3893.9113 | 3996.3577 | 4208.5036 | 4586.1548
12 | 20 | 22 | 2156.3754 | 2199.2141 | 2283.6915 | 2425.9927 | 1466.3199 | 1504.3327 | 1589.9112 | 1749.1234 | -47.3897 | -85.0291 | -155.4799 | -239.1934 | 193.119 | 271.7132 | 414.974 | 611.3809 | 22.3316 | 39.3232 | 76.6323 | 132.6853 | -0.0029378 | -0.0033719 | -0.0043111 | -0.005539 | -5.0465 | -8.3503 | -15.6057 | -23.043 | 3785.7068 | 3921.2004 | 4194.1189 | 4656.9403
12 | 20 | 23 | 2055.6557 | 2097.0685 | 2177.5517 | 2317.7474 | 1310.7682 | 1344.7485 | 1421.2486 | 1563.5711 | -42.3 | -74.0678 | -133.5872 | -205.5947 | 212.1208 | 292.7682 | 437.4106 | 643.1086 | 17.6071 | 31.266 | 62.3743 | 107.3736 | -0.0029378 | -0.0033719 | -0.0043111 | -0.005539 | -1.884 | -3.2321 | -6.1265 | -9.1935 | 3551.965 | 3688.548 | 3958.867 | 4417.0069
12 | 20 | 24 | 1951.1377 | 1990.376 | 2067.0102 | 2205.7573 | 1180.8785 | 1211.4915 | 1280.4109 | 1408.63 | -37.1338 | -63.8807 | -113.0151 | -172.4207 | 317.1293 | 425.2719 | 617.8148 | 888.6908 | 14.0417 | 25.0123 | 49.5458 | 87.9627 | -0.0029378 | -0.0033719 | -0.0043111 | -0.005539 | 5.3207 | 7.7871 | 12.7008 | 19.0596 | 3431.3713 | 3596.0548 | 3914.463 | 4437.6741
12 | 21 | 1 | 1846.4897 | 1885.2 | 1956.6679 | 2089.7124 | 1104.765 | 1133.4049 | 1197.882 | 1317.8368 | -32.8068 | -57.9562 | -96.057 | -146.7219 | 304.8597 | 408.854 | 598.8098 | 882.818 | 10.2958 | 19.9947 | 37.8979 | 65.2477 | -0.0029378 | -0.0033719 | -0.0043111 | -0.005539 | 7.7421 | 12.2879 | 21.0503 | 31.7535 | 3241.3427 | 3401.7819 | 3716.2466 | 4240.641
12 | 21 | 2 | 1754.5593 | 1791.3687 | 1858.998 | 1986.5576 | 1075.909 | 1103.8008 | 1166.5938 | 1283.4154 | -30.5515 | -54.3024 | -89.802 | -134.8159 | 219.7695 | 296.6212 | 439.8785 | 651.6563 | 8.6726 | 18.1723 | 33.0757 | 57.3976 | -0.0029378 | -0.0033719 | -0.0043111 | -0.005539 | 6.2898 | 9.6462 | 16.6557 | 25.2945 | 3034.6457 | 3165.3034 | 3425.3953 | 3869.4999
12 | 21 | 3 | 1694.411 | 1730.0737 | 1794.8454 | 1918.7718 | 1072.7885 | 1100.5994 | 1163.2103 | 1279.6931 | -29.5309 | -51.536 | -85.354 | -127.7653 | 135.686 | 188.4013 | 291.2025 | 443.314 | 7.5638 | 14.8674 | 28.9115 | 51.3951 | -0.0029378 | -0.0033719 | -0.0043111 | -0.005539 | 4.7262 | 7.5691 | 13.0215 | 19.8184 | 2885.6416 | 2989.9716 | 3205.8329 | 3585.2216
12 | 21 | 4 | 1658.5686 | 1693.1892 | 1756.3102 | 1876.762 | 1103.2129 | 1131.8125 | 1196.199 | 1315.9853 | -29.5309 | -52.4755 | -86.956 | -130.5014 | 81.7906 | 118.005 | 194.4279 | 310.1709 | 8.6726 | 18.4567 | 32.4286 | 56.0804 | -0.0029378 | -0.0033719 | -0.0043111 | -0.005539 | 4.2077 | 6.8392 | 11.962 | 18.2339 | 2826.9185 | 2915.8237 | 3104.3675 | 3446.7256
12 | 21 | 5 | 1649.3798 | 1683.428 | 1745.3089 | 1861.5443 | 1208.2961 | 1239.6199 | 1310.1394 | 1441.3356 | -31.2071 | -54.3024 | -93.211 | -142.4075 | 50.197 | 75.6321 | 136.0389 | 234.41 | 10.7016 | 19.9947 | 38.4205 | 66.5648 | -0.0029378 | -0.0033719 | -0.0043111 | -0.005539 | 3.0214 | 4.8231 | 8.133 | 12.8679 | 2890.3859 | 2969.192 | 3144.8252 | 3474.3096
12 | 21 | 6 | 1675.8607 | 1709.247 | 1770.3963 | 1881.0153 | 1407.8978 | 1444.396 | 1526.5648 | 1679.4336 | -35.1692 | -61.4448 | -115.1037 | -177.5845 | 43.5971 | 68.6637 | 127.963 | 227.6958 | 17.2013 | 26.5138 | 58.4077 | 98.6504 | -0.0029378 | -0.0033719 | -0.0043111 | -0.005539 | 1.5935 | 2.8502 | 4.6747 | 7.5019 | 3110.9783 | 3190.2226 | 3372.8984 | 3716.707
12 | 21 | 7 | 1696.1465 | 1727.6904 | 1786.8143 | 1888.462 | 1695.2166 | 1739.1633 | 1838.1008 | 2022.1665 | -42.5142 | -71.5188 | -146.3789 | -232.1428 | 68.7999 | 107.0082 | 184.7638 | 324.5821 | 26.8389 | 35.2669 | 87.1836 | 146.6772 | -0.0029378 | -0.0033719 | -0.0043111 | -0.005539 | 0.0054293 | -0.20852 | -0.21378 | -0.66275 | 3444.4902 | 3537.3981 | 3750.2656 | 4149.0767
12 | 21 | 8 | 1618.2472 | 1646.4599 | 1698.8045 | 1783.4019 | 2000.7772 | 2052.6452 | 2169.4161 | 2386.6594 | -48.1525 | -81.7058 | -171.1941 | -274.7951 | 117.5911 | 178.7507 | 296.6932 | 507.8316 | 32.9476 | 45.1464 | 106.2638 | 178.7627 | -29.5822 | -33.7905 | -43.2064 | -56.7027 | -0.25789 | -0.43465 | -1.0729 | -0.59035 | 3691.5706 | 3807.0713 | 4055.7042 | 4524.5675
12 | 21 | 9 | 1594.528 | 1621.4109 | 1669.8213 | 1743.5477 | 2209.3114 | 2266.5854 | 2395.5269 | 2635.4128 | -52.7702 | -91.0056 | -182.3836 | -294.1763 | 170.1097 | 254.1348 | 416.2753 | 715.5428 | 32.9476 | 53.2035 | 105.4814 | 178.7627 | -234.1748 | -268.9831 | -345.4643 | -448.3425 | 6.8979 | 9.6272 | 18.2577 | 35.5476 | 3726.8497 | 3844.9732 | 4077.5147 | 4566.2948
12 | 21 | 10 | 1553.3878 | 1579.5597 | 1624.5777 | 1689.2052 | 2337.9199 | 2398.5279 | 2534.9754 | 2788.8255 | -55.574 | -96.4862 | -179.7426 | -287.8588 | 191.0961 | 282.282 | 466.8421 | 798.5 | 25.6364 | 55.4375 | 85.6187 | 145.5633 | -439.085 | -503.7375 | -644.9219 | -834.5161 | 13.1524 | 20.1494 | 37.5761 | 67.489 | 3626.5336 | 3735.7329 | 3924.9255 | 4367.2079
12 | 21 | 11 | 1526.3575 | 1552.2358 | 1596.0669 | 1655.4772 | 2397.2594 | 2459.4058 | 2599.3165 | 2859.6097 | -56.9924 | -96.5993 | -173.974 | -274.7991 | 181.5952 | 273.4309 | 451.1466 | 779.5596 | 18.1799 | 44.7348 | 63.8038 | 109.9703 | -661.9029 | -758.6786 | -968.9476 | -1247.3509 | 12.7669 | 21.7133 | 40.4945 | 61.1581 | 3417.2637 | 3496.2427 | 3607.9067 | 3943.6249
12 | 21 | 12 | 1472.1836 | 1496.6286 | 1537.6124 | 1592.4531 | 2430.3967 | 2493.4022 | 2635.2468 | 2899.138 | -57.648 | -94.1113 | -171.0515 | -266.4785 | 165.4945 | 247.414 | 415.7348 | 723.8712 | 13.8029 | 32.2463 | 50.7155 | 86.8112 | -682.9138 | -783.5476 | -1003.3662 | -1296.0954 | 7.1911 | 14.189 | 26.3135 | 34.4462 | 3348.5069 | 3406.2211 | 3491.2054 | 3774.1459
12 | 21 | 13 | 1396.7228 | 1419.4524 | 1456.9626 | 1506.0984 | 2447.5369 | 2510.9866 | 2653.8316 | 2919.5839 | -57.9693 | -92.5627 | -170.2174 | -262.897 | 157.3991 | 238.5629 | 397.0659 | 689.8791 | 11.2377 | 19.4558 | 43.5567 | 75.2504 | -704.6045 | -807.2369 | -1031.1105 | -1329.9452 | 3.6838 | 6.7946 | 12.4843 | 17.9597 | 3254.0064 | 3295.4527 | 3362.5732 | 3615.9292
12 | 21 | 14 | 1354.6922 | 1376.4989 | 1411.9681 | 1458.859 | 2437.76 | 2500.9563 | 2643.2307 | 2907.9214 | -58.0764 | -92.6758 | -170.7039 | -259.4319 | 150.7992 | 227.1689 | 380.3229 | 657.0191 | 10.057 | 17.5062 | 40.7598 | 69.3496 | -596.0182 | -682.3579 | -868.2175 | -1110.0997 | 1.4822 | 2.9193 | 5.4418 | 8.4333 | 3300.696 | 3350.0159 | 3442.802 | 3732.0507
12 | 21 | 15 | 1292.0685 | 1312.5929 | 1345.5065 | 1390.0441 | 2410.3411 | 2472.8266 | 2613.5008 | 2875.2143 | -57.0558 | -91.9016 | -167.5763 | -255.1174 | 139.6224 | 208.8218 | 352.4795 | 603.043 | 9.0065 | 18.898 | 35.9376 | 62.3724 | -361.3005 | -412.3092 | -522.581 | -670.3127 | 0.80896 | 1.3554 | 2.4381 | 4.1115 | 3433.4912 | 3510.284 | 3659.7052 | 4009.3553
12 | 21 | 16 | 1309.6027 | 1330.2847 | 1365.5063 | 1416.5333 | 2325.2827 | 2385.5631 | 2521.273 | 2773.751 | -55.3796 | -91.6232 | -165.7694 | -252.8061 | 129.205 | 194.8591 | 326.4448 | 551.8741 | 10.4628 | 23.0816 | 40.7598 | 68.2733 | -147.8325 | -170.5372 | -221.1188 | -289.1088 | -3.0024 | -5.0316 | -8.3278 | -11.6538 | 3568.3387 | 3666.5966 | 3858.7679 | 4256.863
12 | 21 | 17 | 1488.2403 | 1513.1188 | 1558.8743 | 1629.9755 | 2183.2517 | 2239.8501 | 2367.2707 | 2604.327 | -55.0584 | -92.2844 | -169.7309 | -260.702 | 66.9285 | 97.8373 | 158.7988 | 253.3673 | 14.7814 | 31.4231 | 53.9727 | 91.2932 | -9.3378 | -10.8887 | -14.3788 | -18.9088 | -6.7513 | -10.0713 | -17.366 | -29.2821 | 3682.0544 | 3768.9849 | 3937.4408 | 4270.0701
12 | 21 | 18 | 1865.5867 | 1898.3213 | 1963.8911 | 2064.1691 | 2126.4934 | 2181.6205 | 2305.7285 | 2536.6221 | -55.8953 | -94.7725 | -178.3455 | -274.7991 | 75.024 | 108.1584 | 170.98 | 268.9108 | 20.3392 | 38.2157 | 71.2253 | 121.1886 | -0.0029378 | -0.0033719 | -0.0043111 | -0.005539 | -10.4595 | -16.744 | -30.9625 | -50.1239 | 4021.0855 | 4114.7961 | 4302.5127 | 4665.9621
12 | 21 | 19 | 2047.3769 | 2085.6411 | 2162.3274 | 2281.4096 | 1939.537 | 1989.8174 | 2103.0141 | 2313.608 | -54.4463 | -94.4941 | -173.206 | -266.4745 | 92.0125 | 130.9464 | 197.9785 | 304.0353 | 20.9838 | 44.0389 | 74.8047 | 129.3812 | -0.0029378 | -0.0033719 | -0.0043111 | -0.005539 | -7.9892 | -12.8593 | -24.5262 | -40.6672 | 4037.4718 | 4143.087 | 4340.3882 | 4721.287
12 | 21 | 20 | 2099.5878 | 2140.2748 | 2221.0708 | 2349.4942 | 1772.832 | 1818.7908 | 1922.2581 | 2114.7513 | -50.9563 | -93.4415 | -164.8624 | -251.8324 | 98.6123 | 137.9149 | 207.4397 | 312.3732 | 20.1722 | 49.8986 | 72.0078 | 124.7976 | -0.0029378 | -0.0033719 | -0.0043111 | -0.005539 | -8.9556 | -15.0406 | -27.5759 | -44.5977 | 3931.2895 | 4038.3936 | 4230.3338 | 4604.9807
12 | 21 | 21 | 2130.3249 | 2171.9848 | 2255.0207 | 2390.9133 | 1623.1755 | 1665.2546 | 1759.9876 | 1936.2311 | -49.3566 | -90.6751 | -155.7614 | -237.1903 | 108.1132 | 152.0014 | 227.7809 | 331.2434 | 18.6576 | 48.3606 | 67.8435 | 117.8205 | -0.0029378 | -0.0033719 | -0.0043111 | -0.005539 | -7.5901 | -12.6602 | -23.3504 | -34.7553 | 3823.3215 | 3934.2627 | 4131.5166 | 4504.2572
12 | 21 | 22 | 2143.6105 | 2185.9193 | 2269.8079 | 2411.9284 | 1457.7195 | 1495.5094 | 1580.5859 | 1738.8643 | -46.4457 | -85.0291 | -146.0973 | -222.9729 | 193.119 | 271.7132 | 414.974 | 611.3809 | 18.4187 | 42.2531 | 65.1089 | 113.1352 | -0.0029378 | -0.0033719 | -0.0043111 | -0.005539 | -5.0465 | -8.3503 | -15.6057 | -23.043 | 3761.3727 | 3902.0121 | 4168.7692 | 4629.2873
12 | 21 | 23 | 2074.795 | 2116.3924 | 2197.823 | 2339.7118 | 1306.2613 | 1340.1247 | 1416.3617 | 1558.1949 | -41.2795 | -74.233 | -130.4597 | -198.8524 | 212.1208 | 292.7682 | 437.4106 | 643.1086 | 16.2377 | 30.9817 | 58.2723 | 100.7014 | -0.0029378 | -0.0033719 | -0.0043111 | -0.005539 | -1.884 | -3.2321 | -6.1265 | -9.1935 | 3566.2485 | 3702.7986 | 3973.2771 | 4433.6651
12 | 21 | 24 | 1969.3842 | 2009.7556 | 2087.1587 | 2226.1703 | 1175.0255 | 1205.4868 | 1274.0645 | 1401.6482 | -36.7689 | -64.2112 | -111.6946 | -170.4176 | 313.8295 | 420.8463 | 605.6335 | 862.545 | 12.861 | 24.3164 | 48.1162 | 83.5823 | -0.0029378 | -0.0033719 | -0.0043111 | -0.005539 | 5.3207 | 7.7871 | 12.7008 | 19.0596 | 3439.649 | 3603.9776 | 3915.9748 | 4422.5822
12 | 22 | 1 | 1866.0414 | 1905.222 | 1978.2513 | 2113.63 | 1081.0009 | 1109.0247 | 1172.1149 | 1289.4894 | -32.8068 | -57.182 | -101.2731 | -153.8888 | 273.6648 | 365.1348 | 527.986 | 766.9915 | 12.0493 | 21.6709 | 43.2941 | 75.7322 | -0.0029378 | -0.0033719 | -0.0043111 | -0.005539 | 7.7421 | 12.2879 | 21.0503 | 31.7535 | 3207.6889 | 3356.1549 | 3641.4191 | 4123.7021
12 | 22 | 2 | 1757.8791 | 1794.6693 | 1862.9314 | 1991.494 | 1053.8737 | 1081.1942 | 1142.7012 | 1257.1302 | -30.5515 | -52.5886 | -93.416 | -139.9797 | 232.9691 | 310.0217 | 450.928 | 648.9004 | 9.4842 | 17.7607 | 35.8104 | 62.0828 | -0.0029378 | -0.0033719 | -0.0043111 | -0.005539 | 6.2898 | 9.6462 | 16.6557 | 25.2945 | 3029.9415 | 3160.7001 | 3415.6063 | 3844.9166
12 | 22 | 3 | 1684.4651 | 1720.3189 | 1785.1373 | 1909.0392 | 1047.2339 | 1074.3823 | 1135.5018 | 1249.2099 | -29.5309 | -50.7617 | -87.4425 | -132.9292 | 157.3799 | 214.9547 | 315.2273 | 460.0689 | 8.2668 | 15.5633 | 31.7707 | 55.2074 | -0.0029378 | -0.0033719 | -0.0043111 | -0.005539 | 4.7262 | 7.5691 | 13.0215 | 19.8184 | 2872.538 | 2982.0231 | 3193.2117 | 3560.409
12 | 22 | 4 | 1621.6114 | 1655.973 | 1717.9601 | 1836.9981 | 1066.274 | 1093.916 | 1156.1467 | 1271.9221 | -29.0589 | -50.7617 | -87.4425 | -130.9261 | 103.0857 | 142.1393 | 217.6586 | 327.4874 | 8.5057 | 15.8477 | 31.7707 | 55.2074 | -0.0029378 | -0.0033719 | -0.0043111 | -0.005539 | 4.2077 | 6.8392 | 11.962 | 17.9026 | 2774.6226 | 2863.95 | 3048.0513 | 3378.586
12 | 22 | 5 | 1579.5484 | 1612.695 | 1672.2225 | 1786.9347 | 1119.3941 | 1148.4132 | 1213.7441 | 1335.2873 | -30.0795 | -51.536 | -90.57 | -137.6683 | 67.0954 | 96.4137 | 153.576 | 236.6745 | 9.2454 | 17.0648 | 34.5053 | 58.8164 | -0.0029378 | -0.0033719 | -0.0043111 | -0.005539 | 3.0214 | 4.8231 | 8.133 | 12.5365 | 2748.2222 | 2827.8704 | 2991.6066 | 3292.5756
12 | 22 | 6 | 1557.5123 | 1589.5609 | 1647.1075 | 1756.4259 | 1221.6793 | 1253.35 | 1324.6506 | 1457.2999 | -32.3348 | -57.182 | -101.2731 | -152.3104 | 42.5004 | 62.8919 | 105.1888 | 175.4041 | 12.2163 | 22.2287 | 44.0765 | 74.8592 | -0.0029378 | -0.0033719 | -0.0043111 | -0.005539 | 1.5935 | 2.8502 | 4.6747 | 7.5019 | 2803.164 | 2873.6964 | 3024.4207 | 3319.1749
12 | 22 | 7 | 1618.5608 | 1651.0922 | 1710.1782 | 1819.2996 | 1341.4233 | 1376.1982 | 1454.4874 | 1600.1384 | -36.3734 | -67.2038 | -121.8452 | -187.4875 | 30.7963 | 45.7261 | 81.958 | 138.6559 | 18.1799 | 31.962 | 61.8517 | 104.6529 | -0.0029378 | -0.0033719 | -0.0043111 | -0.005539 | 0.0054293 | -0.20852 | -0.21378 | -0.66275 | 2972.5894 | 3037.5628 | 3186.4121 | 3474.591
12 | 22 | 8 | 1733.595 | 1767.966 | 1831.7735 | 1945.1821 | 1438.5639 | 1475.8572 | 1559.8157 | 1716.0142 | -40.4425 | -77.6083 | -145.6214 | -225.8253 | 31.1951 | 48.1452 | 80.0322 | 139.7882 | 25.2306 | 44.4505 | 83.7911 | 141.3221 | -123.4607 | -141.839 | -182.6322 | -239.2074 | -0.25789 | -0.43465 | -1.0729 | -1.5845 | 3064.4235 | 3116.5369 | 3226.0859 | 3475.6894
12 | 22 | 9 | 1855.2924 | 1891.3368 | 1959.3088 | 2077.2957 | 1536.1906 | 1576.0147 | 1665.671 | 1832.4698 | -44.4811 | -85.9685 | -163.066 | -252.2571 | 42.5004 | 65.311 | 102.2152 | 172.0867 | 28.4621 | 49.8986 | 94.7919 | 159.8601 | -619.9689 | -712.131 | -913.2387 | -1180.6671 | 6.8979 | 9.6272 | 18.2577 | 30.098 | 2804.8934 | 2794.0889 | 2763.9398 | 2838.886
12 | 22 | 10 | 1866.3509 | 1901.9705 | 1969.8042 | 2084.2336 | 1653.8828 | 1696.7579 | 1793.2831 | 1972.8608 | -47.7875 | -91.6144 | -172.7301 | -267.3239 | 60.0967 | 85.0197 | 136.833 | 223.8869 | 29.1651 | 51.2905 | 97.2666 | 165.3167 | -934.9858 | -1076.6698 | -1386.2131 | -1794.8359 | 13.1524 | 20.1494 | 37.5761 | 61.5243 | 2639.8745 | 2586.9038 | 2475.8197 | 2445.6625
12 | 22 | 11 | 1856.2505 | 1891.4915 | 1958.3323 | 2070.563 | 1718.6155 | 1763.1688 | 1863.4719 | 2050.0783 | -49.6779 | -92.667 | -173.2166 | -265.6291 | 73.2963 | 106.611 | 169.2714 | 279.5754 | 24.0851 | 42.8217 | 82.2261 | 139.8657 | -1382.5278 | -1588.4622 | -2035.841 | -2624.5759 | 12.7669 | 21.7133 | 40.4945 | 65.6748 | 2252.8086 | 2144.6771 | 1904.7386 | 1715.5521
12 | 22 | 12 | 1825.3726 | 1860.348 | 1926.1417 | 2035.5031 | 1733.0747 | 1778.0028 | 1879.1499 | 2067.3262 | -50.8056 | -94.607 | -173.4215 | -266.3621 | 87.9916 | 128.7388 | 207.4033 | 336.396 | 21.6869 | 38.5 | 75.1919 | 126.9878 | -1516.3876 | -1742.2424 | -2232.6115 | -2877.3662 | 7.1911 | 14.189 | 26.3135 | 41.8479 | 2108.1237 | 1982.9292 | 1708.1672 | 1464.3327
12 | 22 | 13 | 1766.8116 | 1800.6136 | 1863.8134 | 1969.4554 | 1729.6293 | 1774.4681 | 1875.414 | 2063.2162 | -50.9127 | -93.8328 | -170.7804 | -259.6199 | 100.7924 | 145.9046 | 233.354 | 373.1443 | 16.9624 | 31.4231 | 61.979 | 107.336 | -1458.9566 | -1677.6538 | -2152.9355 | -2777.1306 | 3.6838 | 6.7946 | 12.4843 | 20.4269 | 2108.0103 | 1987.7174 | 1723.3287 | 1496.8283
12 | 22 | 14 | 1751.1467 | 1785.1061 | 1847.8378 | 1954.0575 | 1689.3713 | 1733.1665 | 1831.7628 | 2015.1939 | -50.4407 | -93.9459 | -169.4599 | -255.6137 | 103.6935 | 149.7938 | 243.9469 | 388.6876 | 15.4261 | 28.7776 | 56.97 | 99.0417 | -1322.0826 | -1520.283 | -1951.1752 | -2516.1859 | 1.4822 | 2.9193 | 5.4418 | 9.0961 | 2188.5965 | 2085.5343 | 1865.3242 | 1694.2772
12 | 22 | 15 | 1723.3975 | 1756.5839 | 1818.6823 | 1924.8738 | 1644.6847 | 1687.3214 | 1783.3097 | 1961.8887 | -49.4201 | -90.2921 | -161.8844 | -243.7076 | 103.8124 | 150.0671 | 238.3374 | 374.698 | 12.4551 | 23.3659 | 48.2435 | 83.8719 | -1027.375 | -1180.2509 | -1512.182 | -1947.6958 | 0.80896 | 1.3554 | 2.4381 | 3.8414 | 2408.3636 | 2348.1508 | 2216.9447 | 2157.7705
12 | 22 | 16 | 1725.5785 | 1759.1731 | 1821.8769 | 1930.3709 | 1598.8693 | 1640.3182 | 1733.6326 | 1907.237 | -48.2924 | -89.2395 | -161.3979 | -247.7138 | 98.0102 | 142.1651 | 223.9767 | 349.6844 | 16.1508 | 29.1891 | 57.7524 | 98.94 | -574.9092 | -660.5342 | -846.3654 | -1090.2375 | -3.0024 | -5.0316 | -8.3278 | -13.5195 | 2812.4048 | 2816.0404 | 2821.1476 | 2934.7616
12 | 22 | 17 | 1865.0778 | 1901.7834 | 1972.5429 | 2093.7631 | 1538.9806 | 1578.877 | 1668.6961 | 1835.7978 | -48.6574 | -90.788 | -167.1664 | -256.4591 | 51.1557 | 71.7069 | 109.2449 | 170.6729 | 20.9119 | 37.2463 | 72.2704 | 123.2771 | -101.71 | -117.1717 | -150.759 | -194.5035 | -6.7513 | -10.0713 | -17.366 | -26.8761 | 3319.0073 | 3371.5825 | 3487.463 | 3745.6723
12 | 22 | 18 | 2145.6455 | 2187.4849 | 2271.5512 | 2409.2929 | 1630.8973 | 1673.1766 | 1768.3602 | 1945.4422 | -49.6779 | -95.103 | -177.383 | -271.9467 | 54.0568 | 75.596 | 115.7326 | 171.8052 | 26.6 | 46.8415 | 90.2324 | 153.7184 | -0.0029378 | -0.0033719 | -0.0043111 | -0.005539 | -10.4595 | -16.744 | -30.9625 | -49.4611 | 3797.0592 | 3871.2486 | 4037.5265 | 4358.8453
12 | 22 | 19 | 2203.8724 | 2247.2486 | 2334.2735 | 2477.0733 | 1608.9684 | 1650.6792 | 1744.5831 | 1919.284 | -49.9357 | -93.1108 | -172.167 | -261.7353 | 53.0501 | 75.596 | 115.7326 | 171.8052 | 25.0636 | 44.7348 | 86.3903 | 147.7159 | -0.0029378 | -0.0033719 | -0.0043111 | -0.005539 | -7.9892 | -12.8593 | -24.5262 | -40.3358 | 3833.0267 | 3912.2851 | 4084.282 | 4413.8016
12 | 22 | 20 | 2177.0432 | 2220.0867 | 2306.9715 | 2449.5189 | 1551.6096 | 1591.8335 | 1682.3897 | 1850.8626 | -48.701 | -89.2918 | -164.105 | -249.521 | 59.2511 | 82.5645 | 125.1939 | 185.725 | 23.1432 | 41.5572 | 80.921 | 137.6755 | -0.0029378 | -0.0033719 | -0.0043111 | -0.005539 | -8.9556 | -15.0406 | -27.5759 | -45.1379 | 3753.3876 | 3831.706 | 4003.7909 | 4329.1175
12 | 22 | 21 | 2166.3672 | 2209.5553 | 2295.9967 | 2441.0854 | 1469.0355 | 1507.1187 | 1592.8557 | 1752.3628 | -47.1013 | -84.7506 | -153.1204 | -232.8758 | 81.3438 | 113.6672 | 167.8876 | 238.096 | 19.3606 | 34.8553 | 69.9202 | 119.3409 | -0.0029378 | -0.0033719 | -0.0043111 | -0.005539 | -7.5901 | -12.6602 | -23.3504 | -36.5598 | 3681.4128 | 3767.7822 | 3950.1851 | 4281.4439
12 | 22 | 22 | 2159.8351 | 2203.1581 | 2289.0092 | 2436.5203 | 1364.487 | 1399.8599 | 1479.4951 | 1627.6504 | -44.0833 | -80.1573 | -143.7378 | -216.2307 | 133.5116 | 187.3543 | 282.9569 | 412.5783 | 17.4402 | 31.5504 | 63.0214 | 109.0973 | -0.0029378 | -0.0033719 | -0.0043111 | -0.005539 | -5.0465 | -8.3503 | -15.6057 | -24.246 | 3626.1412 | 3733.4117 | 3955.1348 | 4345.3642
12 | 22 | 23 | 2068.0681 | 2110.0243 | 2191.924 | 2336.0511 | 1251.1286 | 1283.5628 | 1356.5821 | 1492.429 | -40.5933 | -71.7971 | -129.4207 | -194.538 | 144.8168 | 201.9772 | 305.14 | 444.8769 | 15.8319 | 28.6205 | 56.9673 | 98.5112 | -0.0029378 | -0.0033719 | -0.0043111 | -0.005539 | -1.884 | -3.2321 | -6.1265 | -9.795 | 3437.3653 | 3549.1522 | 3775.0618 | 4167.5296
12 | 22 | 24 | 1934.8938 | 1974.7259 | 2051.0733 | 2188.7907 | 1156.8221 | 1186.8115 | 1254.3268 | 1379.9339 | -36.1897 | -64.3243 | -113.7831 | -172.8454 | 167.1185 | 227.9941 | 340.5519 | 506.1472 | 14.3756 | 26.1022 | 51.498 | 89.5848 | -0.0029378 | -0.0033719 | -0.0043111 | -0.005539 | 5.3207 | 7.7871 | 12.7008 | 18.4581 | 3242.338 | 3359.0931 | 3596.3633 | 4010.0638
12 | 23 | 1 | 1852.0688 | 1890.4406 | 1963.4859 | 2099.234 | 1063.1708 | 1090.7324 | 1152.782 | 1268.2205 | -32.3654 | -57.9562 | -102.8751 | -154.3135 | 273.6648 | 365.1348 | 527.986 | 766.9915 | 13.0998 | 23.6205 | 46.8112 | 79.5445 | -0.0029378 | -0.0033719 | -0.0043111 | -0.005539 | 7.7421 | 12.2879 | 21.0503 | 31.7535 | 3177.3781 | 3324.2566 | 3609.2359 | 4091.4249
12 | 23 | 2 | 1743.5998 | 1780.233 | 1847.82 | 1976.9061 | 1044.3359 | 1071.4092 | 1132.3595 | 1245.753 | -30.6586 | -53.5282 | -93.6975 | -140.0961 | 232.9691 | 310.0217 | 450.928 | 648.9004 | 10.3678 | 19.1526 | 38.0224 | 65.6918 | -0.0029378 | -0.0033719 | -0.0043111 | -0.005539 | 6.2898 | 9.6462 | 16.6557 | 25.2945 | 3006.9009 | 3136.9311 | 3392.0838 | 3822.444
12 | 23 | 3 | 1666.8632 | 1702.2918 | 1766.4274 | 1889.8395 | 1038.6977 | 1065.6248 | 1126.2461 | 1239.0274 | -29.638 | -49.8744 | -88.763 | -132.9292 | 157.3799 | 214.9547 | 315.2273 | 460.0689 | 8.3387 | 15.5633 | 31.7707 | 55.6515 | -0.0029378 | -0.0033719 | -0.0043111 | -0.005539 | 4.7262 | 7.5691 | 13.0215 | 19.8184 | 2846.3647 | 2956.126 | 3163.9257 | 3531.471
12 | 23 | 4 | 1591.9077 | 1625.5964 | 1686.2924 | 1804.2442 | 1055.7285 | 1083.0971 | 1144.7124 | 1259.3428 | -29.5309 | -49.8744 | -87.4425 | -132.9292 | 103.0857 | 142.1393 | 217.6586 | 327.4874 | 8.7445 | 16.2592 | 32.5532 | 55.6515 | -0.0029378 | -0.0033719 | -0.0043111 | -0.005539 | 4.2077 | 6.8392 | 11.962 | 17.9026 | 2734.1403 | 2824.0536 | 3005.7318 | 3331.6938
12 | 23 | 5 | 1511.0737 | 1543.0513 | 1599.5727 | 1710.4282 | 1098.5214 | 1126.9994 | 1191.1121 | 1310.389 | -29.638 | -51.7013 | -90.57 | -135.3569 | 67.0954 | 96.4137 | 153.576 | 236.6745 | 9.7231 | 17.4764 | 35.2878 | 60.1335 | -0.0029378 | -0.0033719 | -0.0043111 | -0.005539 | 3.0214 | 4.8231 | 8.133 | 12.5365 | 2659.7939 | 2737.0592 | 2897.1073 | 3194.7993
12 | 23 | 6 | 1481.7291 | 1512.6484 | 1567.1492 | 1673.1181 | 1175.6145 | 1206.0911 | 1274.7032 | 1402.3508 | -31.7862 | -55.5203 | -98.4271 | -149.5744 | 42.5004 | 62.8919 | 105.1888 | 175.4041 | 12.2882 | 22.2287 | 43.554 | 73.9861 | -0.0029378 | -0.0033719 | -0.0043111 | -0.005539 | 1.5935 | 2.8502 | 4.6747 | 7.5019 | 2681.9365 | 2751.1866 | 2896.8384 | 3182.7811
12 | 23 | 7 | 1558.9647 | 1590.7492 | 1647.7911 | 1756.5485 | 1254.5164 | 1287.0384 | 1360.2555 | 1496.4702 | -34.8043 | -62.8279 | -114.0647 | -176.0062 | 30.7963 | 45.7261 | 81.958 | 138.6559 | 16.0708 | 28.7478 | 55.0151 | 93.1938 | -0.0029378 | -0.0033719 | -0.0043111 | -0.005539 | -0.12487 | -0.20852 | -0.21378 | -0.66275 | 2825.4161 | 2889.2216 | 3030.737 | 3308.1939
12 | 23 | 8 | 1724.5239 | 1759.246 | 1824.2802 | 1944.0579 | 1279.1459 | 1312.3064 | 1386.9608 | 1525.8498 | -37.2738 | -71.1881 | -133.1113 | -204.8657 | 31.1951 | 48.1452 | 80.0322 | 139.7882 | 22.3316 | 39.0389 | 74.2821 | 125.4826 | -150.0535 | -171.5509 | -218.8829 | -284.1887 | -0.38819 | -0.43465 | -1.0729 | -1.5845 | 2869.481 | 2915.5627 | 3012.4881 | 3244.5396
12 | 23 | 9 | 1934.2708 | 1972.8018 | 2047.5153 | 2181.1941 | 1309.1061 | 1343.0433 | 1419.4464 | 1561.5884 | -40.6567 | -79.6004 | -151.8764 | -235.7282 | 42.5004 | 65.311 | 102.2152 | 172.0867 | 27.6505 | 48.5068 | 92.0573 | 155.2764 | -681.7063 | -781.9129 | -999.7913 | -1288.7149 | 5.9695 | 9.6272 | 18.2577 | 30.098 | 2597.1343 | 2577.7768 | 2527.824 | 2575.8004
12 | 23 | 10 | 1972.4187 | 2011.7845 | 2087.5744 | 2219.5245 | 1397.3636 | 1433.5887 | 1515.1427 | 1666.8677 | -43.4911 | -85.9685 | -164.668 | -254.6848 | 60.0967 | 85.0197 | 136.833 | 223.8869 | 30.2156 | 52.792 | 100.7837 | 169.9004 | -1184.7716 | -1358.9167 | -1736.6046 | -2234.0431 | 12.2457 | 20.1494 | 37.5761 | 61.5243 | 2244.0776 | 2158.4491 | 1976.6372 | 1852.9759
12 | 23 | 11 | 1965.2575 | 2004.831 | 2079.6121 | 2208.1291 | 1466.604 | 1504.6241 | 1590.2192 | 1749.4622 | -45.823 | -87.9606 | -165.1545 | -253.4148 | 73.2963 | 106.611 | 169.2714 | 279.5754 | 26.1141 | 45.8613 | 88.2179 | 150.3502 | -1488.7295 | -1708.0095 | -2183.4453 | -2808.445 | 13.5596 | 21.7133 | 40.4945 | 65.6748 | 2010.2791 | 1887.6707 | 1619.2153 | 1391.3319
12 | 23 | 12 | 1923.8197 | 1962.0211 | 2034.8739 | 2158.9691 | 1499.5644 | 1538.439 | 1625.9577 | 1788.7796 | -47.4991 | -88.9611 | -164.0389 | -251.7199 | 87.9916 | 128.7388 | 207.4033 | 336.396 | 22.0927 | 39.1959 | 77.2794 | 131.6731 | -1629.5355 | -1869.6589 | -2389.9858 | -3072.985 | 8.733 | 14.189 | 26.3135 | 41.8479 | 1865.1667 | 1723.9638 | 1417.803 | 1132.9607
12 | 23 | 13 | 1861.0506 | 1897.8673 | 1967.376 | 2086.867 | 1514.8826 | 1554.1543 | 1642.567 | 1807.0522 | -48.8104 | -88.3521 | -161.1164 | -244.9778 | 100.7924 | 145.9046 | 233.354 | 373.1443 | 17.941 | 32.119 | 64.191 | 110.5008 | -1569.9695 | -1802.1642 | -2305.5201 | -2966.1898 | 4.2213 | 6.7946 | 12.4843 | 20.4269 | 1880.108 | 1746.3236 | 1453.3359 | 1186.8236
12 | 23 | 14 | 1837.459 | 1873.8099 | 1942.4744 | 2060.9695 | 1502.5871 | 1541.5401 | 1629.2352 | 1792.3853 | -49.3589 | -88.4652 | -161.3213 | -245.286 | 103.6935 | 149.7938 | 243.9469 | 388.6876 | 16.4847 | 29.8851 | 59.7669 | 102.2065 | -1389.63 | -1595.2731 | -2040.8164 | -2624.8161 | 1.7428 | 2.9193 | 5.4418 | 9.0961 | 2022.9781 | 1914.2098 | 1678.7275 | 1483.2429
12 | 23 | 15 | 1783.3535 | 1818.7289 | 1884.913 | 2000.1892 | 1494.775 | 1533.5255 | 1620.7647 | 1783.0666 | -48.8869 | -85.6988 | -155.0663 | -233.8047 | 103.8124 | 150.0671 | 238.3374 | 374.698 | 12.789 | 23.6503 | 48.766 | 83.8719 | -1070.0499 | -1228.8298 | -1572.9767 | -2024.0597 | 0.67323 | 1.3554 | 2.4381 | 3.8414 | 2276.4663 | 2212.7986 | 2067.1764 | 1987.8027
12 | 23 | 16 | 1785.8031 | 1821.2478 | 1888.2012 | 2005.9077 | 1468.0679 | 1506.126 | 1591.8065 | 1751.2086 | -47.1036 | -84.6461 | -153.5408 | -233.8047 | 98.0102 | 142.1651 | 223.9767 | 349.6844 | 14.5425 | 26.5436 | 53.7128 | 92.1662 | -635.9127 | -730.237 | -934.4992 | -1201.655 | -3.2684 | -5.0316 | -8.3278 | -13.5195 | 2680.139 | 2676.1678 | 2661.3293 | 2749.9878
12 | 23 | 17 | 1938.3091 | 1977.3895 | 2052.9194 | 2184.5164 | 1418.0586 | 1454.8202 | 1537.582 | 1691.5541 | -46.92 | -86.9689 | -159.0278 | -241.817 | 51.1557 | 71.7069 | 109.2449 | 170.6729 | 18.3468 | 32.9246 | 65.4961 | 111.818 | -105.1347 | -121.0632 | -155.5947 | -200.5714 | -6.3441 | -10.0713 | -17.366 | -26.8761 | 3267.4714 | 3318.7378 | 3433.2539 | 3689.2969
12 | 23 | 18 | 2239.5138 | 2283.8726 | 2373.5808 | 2523.1679 | 1524.6651 | 1564.1905 | 1653.1741 | 1818.7215 | -49.2059 | -93.2761 | -174.2556 | -267.2075 | 54.0568 | 75.596 | 115.7326 | 171.8052 | 26.281 | 46.5572 | 89.7098 | 152.4012 | -0.0029378 | -0.0033719 | -0.0043111 | -0.005539 | -10.3292 | -16.744 | -30.9625 | -49.4611 | 3784.9787 | 3860.1928 | 4026.9749 | 4349.4216
12 | 23 | 19 | 2347.2319 | 2393.8459 | 2489.4726 | 2647.829 | 1504.1419 | 1543.1352 | 1630.921 | 1794.24 | -50.1499 | -94.6594 | -176.8966 | -268.9023 | 53.0501 | 75.596 | 115.7326 | 171.8052 | 27.6505 | 48.5068 | 94.6565 | 160.6955 | -0.0029378 | -0.0033719 | -0.0043111 | -0.005539 | -7.8589 | -12.8593 | -24.5262 | -40.3358 | 3874.0626 | 3953.5619 | 4129.3557 | 4465.326
12 | 23 | 20 | 2367.7858 | 2415.59 | 2512.399 | 2672.9987 | 1455.646 | 1493.3821 | 1578.3376 | 1736.3909 | -48.2596 | -92.8325 | -171.9621 | -265.7415 | 59.2511 | 82.5645 | 125.1939 | 185.725 | 27.8893 | 49.2027 | 95.439 | 162.0126 | -0.0029378 | -0.0033719 | -0.0043111 | -0.005539 | -8.961 | -15.0406 | -27.5759 | -45.1379 | 3853.3488 | 3932.8628 | 4111.8272 | 4446.2422
12 | 23 | 21 | 2336.3687 | 2383.681 | 2479.1616 | 2639.6613 | 1380.963 | 1416.763 | 1497.3598 | 1647.304 | -47.1319 | -88.2392 | -162.298 | -244.7819 | 81.3438 | 113.6672 | 167.8876 | 238.096 | 24.1937 | 42.949 | 83.6557 | 143.5764 | -0.0029378 | -0.0033719 | -0.0043111 | -0.005539 | -7.8616 | -12.6602 | -23.3504 | -36.5598 | 3767.8727 | 3856.1573 | 4042.412 | 4387.2905
12 | 23 | 22 | 2306.7437 | 2353.4267 | 2447.1638 | 2607.4678 | 1287.0884 | 1320.4548 | 1395.5728 | 1535.3242 | -44.4046 | -81.7058 | -148.4674 | -225.4006 | 133.5116 | 187.3543 | 282.9569 | 412.5783 | 20.8169 | 37.7851 | 73.4996 | 125.2417 | -0.0029378 | -0.0033719 | -0.0043111 | -0.005539 | -5.318 | -8.3503 | -15.6057 | -24.246 | 3698.4351 | 3808.9613 | 4035.1157 | 4430.9598
12 | 23 | 23 | 2151.1224 | 2195.043 | 2281.5022 | 2433.3616 | 1195.6565 | 1226.6527 | 1296.4345 | 1426.2582 | -39.7869 | -72.7366 | -132.5483 | -199.2771 | 144.8168 | 201.9772 | 305.14 | 444.8769 | 18.0129 | 31.962 | 63.2813 | 108.1227 | -0.0029378 | -0.0033719 | -0.0043111 | -0.005539 | -1.8894 | -3.2321 | -6.1265 | -9.795 | 3467.9294 | 3579.6627 | 3807.6789 | 4203.5417
12 | 23 | 24 | 2004.776 | 2046.0292 | 2126.0961 | 2270.2317 | 1115.3681 | 1144.2828 | 1209.3788 | 1330.4849 | -35.2763 | -63.4369 | -113.7831 | -172.8454 | 170.4185 | 232.4196 | 352.7332 | 528.4049 | 15.2591 | 26.7981 | 53.5855 | 91.0036 | -0.0029378 | -0.0033719 | -0.0043111 | -0.005539 | 5.1849 | 7.7871 | 12.7008 | 18.4581 | 3275.7274 | 3393.8765 | 3640.707 | 4065.7322
12 | 24 | 1 | 1849.6197 | 1888.2344 | 1960.3871 | 2093.8769 | 1106.0226 | 1134.6951 | 1199.2456 | 1319.337 | -31.7862 | -56.1293 | -99.671 | -151.4611 | 304.8597 | 408.854 | 598.8098 | 882.818 | 11.4047 | 21.2593 | 42.5116 | 72.2248 | -0.0029378 | -0.0033719 | -0.0043111 | -0.005539 | 7.7421 | 12.2879 | 21.0503 | 31.7535 | 3247.8596 | 3409.1979 | 3722.3291 | 4248.5436
12 | 24 | 2 | 1760.4715 | 1797.1891 | 1865.4471 | 1993.3605 | 1081.0297 | 1109.0542 | 1172.1461 | 1289.5237 | -29.638 | -51.536 | -88.763 | -132.9292 | 219.7695 | 296.6212 | 439.8785 | 651.6563 | 8.8395 | 16.132 | 32.9403 | 56.182 | -0.0029378 | -0.0033719 | -0.0043111 | -0.005539 | 6.2898 | 9.6462 | 16.6557 | 25.2945 | 3046.759 | 3177.1033 | 3438.3003 | 3883.0823
12 | 24 | 3 | 1713.1864 | 1749.184 | 1815.4329 | 1940.2852 | 1074.9662 | 1102.8336 | 1165.5716 | 1282.2908 | -29.5309 | -49.8744 | -85.6355 | -127.7653 | 135.686 | 188.4013 | 291.2025 | 443.314 | 7.5638 | 14.4558 | 29.5586 | 51.5984 | -0.0029378 | -0.0033719 | -0.0043111 | -0.005539 | 4.7262 | 7.5691 | 13.0215 | 19.8184 | 2906.5947 | 3012.5661 | 3229.1472 | 3609.5359
12 | 24 | 4 | 1692.0589 | 1727.5551 | 1792.4548 | 1915.2952 | 1101.9335 | 1130.5 | 1194.8119 | 1314.4592 | -29.5309 | -49.8744 | -85.6355 | -128.19 | 81.7906 | 118.005 | 194.4279 | 310.1709 | 7.7307 | 14.7402 | 30.2057 | 51.7 | -0.0029378 | -0.0033719 | -0.0043111 | -0.005539 | 4.2077 | 6.8392 | 11.962 | 17.9026 | 2858.1875 | 2947.7618 | 3138.2225 | 3481.3324
12 | 24 | 5 | 1690.6275 | 1725.5418 | 1789.5456 | 1908.6827 | 1201.6209 | 1232.7716 | 1302.9016 | 1433.3729 | -30.7657 | -55.1898 | -95.018 | -144.4106 | 50.197 | 75.6321 | 136.0389 | 234.41 | 11.6435 | 20.9749 | 41.8022 | 71.2501 | -0.0029378 | -0.0033719 | -0.0043111 | -0.005539 | 3.0214 | 4.8231 | 8.133 | 12.5365 | 2926.3416 | 3004.5504 | 3183.3989 | 3515.8362
12 | 24 | 6 | 1733.9549 | 1768.5354 | 1832.5125 | 1947.0661 | 1403.9362 | 1440.3317 | 1522.2693 | 1674.7079 | -35.2763 | -65.2638 | -118.5127 | -180.0123 | 43.5971 | 68.6637 | 127.963 | 227.6958 | 18.1799 | 32.2463 | 62.3743 | 105.6276 | -0.0029378 | -0.0033719 | -0.0043111 | -0.005539 | 1.5935 | 2.8502 | 4.6747 | 7.5019 | 3165.9823 | 3247.3602 | 3431.2766 | 3782.5815
12 | 24 | 7 | 1802.967 | 1836.8944 | 1901.3635 | 2009.7975 | 1692.8003 | 1736.6843 | 1835.4808 | 2019.2842 | -42.5142 | -81.7058 | -151.39 | -234.1459 | 68.7999 | 107.0082 | 184.7638 | 324.5821 | 28.2232 | 49.2027 | 92.5798 | 155.1748 | -0.0029378 | -0.0033719 | -0.0043111 | -0.005539 | -0.12487 | -0.20852 | -0.21378 | -0.66275 | 3550.1485 | 3647.8719 | 3862.5799 | 4274.0244
12 | 24 | 8 | 1741.8191 | 1772.356 | 1831.2657 | 1924.1691 | 1989.1022 | 2040.6676 | 2156.7571 | 2372.7327 | -47.6039 | -92.7193 | -174.6031 | -269.7476 | 117.5911 | 178.7507 | 296.6932 | 507.8316 | 32.5418 | 56.0061 | 105.6059 | 176.6742 | -125.7189 | -143.5706 | -183.0595 | -238.5295 | -0.38819 | -0.43465 | -1.0729 | -1.5845 | 3707.3433 | 3811.0558 | 4031.5863 | 4471.5461
12 | 24 | 9 | 1794.0357 | 1824.4918 | 1883.3367 | 1972.2436 | 2184.1286 | 2240.7498 | 2368.2216 | 2605.3732 | -51.566 | -98.2 | -182.6651 | -282.3867 | 170.1097 | 254.1348 | 416.2753 | 715.5428 | 30.7883 | 53.0763 | 100.7837 | 169.9004 | -584.28 | -671.1234 | -861.4291 | -1117.1722 | 5.9695 | 9.6272 | 18.2577 | 30.098 | 3549.1859 | 3612.7566 | 3742.7807 | 4093.5991
12 | 24 | 10 | 1736.8485 | 1765.4378 | 1820.294 | 1900.1231 | 2311.8401 | 2371.7721 | 2506.6974 | 2757.7158 | -53.3493 | -98.4784 | -181.3446 | -275.6445 | 191.0961 | 282.282 | 466.8421 | 798.5 | 24.6578 | 43.6273 | 82.7487 | 139.8657 | -1056.4207 | -1213.9447 | -1556.4669 | -2008.6243 | 12.2457 | 20.1494 | 37.5761 | 61.5243 | 3166.9183 | 3170.8455 | 3176.3467 | 3373.4601
12 | 24 | 11 | 1683.2267 | 1710.2855 | 1762.1174 | 1836.5425 | 2358.6711 | 2419.8171 | 2557.4757 | 2813.5789 | -55.7882 | -99.531 | -180.3056 | -274.0661 | 181.5952 | 273.4309 | 451.1466 | 779.5596 | 20.5061 | 36.5504 | 71.1522 | 121.6328 | -1361.03 | -1563.8836 | -2004.3926 | -2583.716 | 13.5596 | 21.7133 | 40.4945 | 65.6748 | 2840.7405 | 2798.3826 | 2697.6881 | 2759.2064
12 | 24 | 12 | 1625.7481 | 1651.9295 | 1700.8409 | 1770.0205 | 2393.184 | 2455.2248 | 2594.8976 | 2854.7483 | -56.4438 | -100.5836 | -180.7921 | -274.7991 | 165.4945 | 247.414 | 415.7348 | 723.8712 | 17.941 | 31.9444 | 62.886 | 107.336 | -1493.0318 | -1715.3886 | -2197.9241 | -2831.7495 | 8.733 | 14.189 | 26.3135 | 41.8479 | 2661.625 | 2584.7293 | 2421.9566 | 2391.2753
12 | 24 | 13 | 1531.1295 | 1555.8505 | 1599.9555 | 1662.2922 | 2410.6748 | 2473.169 | 2613.8626 | 2875.6124 | -57.5715 | -99.9746 | -177.9461 | -270.7929 | 157.3991 | 238.5629 | 397.0659 | 689.8791 | 15.1872 | 27.7973 | 55.1424 | 94.5597 | -1459.4125 | -1677.3439 | -2150.1623 | -2770.2464 | 4.2213 | 6.7946 | 12.4843 | 20.4269 | 2601.6279 | 2524.8557 | 2350.4023 | 2301.7309
12 | 24 | 14 | 1468.2206 | 1492.1001 | 1533.5307 | 1591.8052 | 2404.6478 | 2466.9857 | 2607.3276 | 2868.423 | -57.0995 | -97.3735 | -172.1776 | -259.3116 | 150.7992 | 227.1689 | 380.3229 | 657.0191 | 11.4047 | 21.132 | 42.8988 | 75.2504 | -1278.6329 | -1469.365 | -1884.3267 | -2430.9241 | 1.7428 | 2.9193 | 5.4418 | 9.0961 | 2701.0827 | 2643.5675 | 2513.0174 | 2511.358
12 | 24 | 15 | 1396.0536 | 1418.5529 | 1457.4483 | 1512.3848 | 2379.8143 | 2441.5084 | 2580.4009 | 2838.7999 | -55.9718 | -95.5465 | -166.204 | -250.2579 | 139.6224 | 208.8218 | 352.4795 | 603.043 | 9.2454 | 17.2219 | 36.0622 | 63.8929 | -985.8486 | -1131.2742 | -1445.8091 | -1858.5762 | 0.67323 | 1.3554 | 2.4381 | 3.8414 | 2883.5886 | 2860.6397 | 2816.8159 | 2913.1279
12 | 24 | 16 | 1429.4568 | 1452.8042 | 1494.0927 | 1554.6795 | 2301.5656 | 2361.2312 | 2495.5569 | 2745.4597 | -54.2956 | -92.8323 | -162.59 | -244.7858 | 129.205 | 194.8591 | 326.4448 | 551.8741 | 9.2454 | 17.9178 | 36.8446 | 65.2101 | -498.6824 | -573.2889 | -734.7317 | -945.6964 | -3.2684 | -5.0316 | -8.3278 | -13.5195 | 3313.2263 | 3355.6595 | 3447.2894 | 3713.2216
12 | 24 | 17 | 1637.9255 | 1666.0245 | 1719.7139 | 1801.6679 | 2155.0966 | 2210.9651 | 2336.7425 | 2570.7418 | -54.0049 | -94.3808 | -169.8841 | -255.8425 | 66.9285 | 97.8373 | 158.7988 | 253.3673 | 14.7814 | 26.8171 | 53.3148 | 91.4965 | -49.3215 | -56.7986 | -72.857 | -93.4361 | -6.3441 | -10.0713 | -17.366 | -26.8761 | 3765.0615 | 3840.3933 | 4008.4629 | 4341.1187
12 | 24 | 18 | 2072.8419 | 2110.3967 | 2186.3323 | 2301.2856 | 2109.8902 | 2164.5868 | 2287.7258 | 2516.8166 | -55.2397 | -100.4705 | -181.6261 | -276.0692 | 75.024 | 108.1584 | 170.98 | 268.9108 | 21.6869 | 38.9116 | 76.6214 | 130.4575 | -0.0029378 | -0.0033719 | -0.0043111 | -0.005539 | -10.3292 | -16.744 | -30.9625 | -49.4611 | 4213.8712 | 4304.8356 | 4509.0667 | 4891.9347
12 | 24 | 19 | 2301.2609 | 2344.6289 | 2434.512 | 2572.8501 | 1927.0442 | 1977.0007 | 2089.4684 | 2298.7058 | -55.7117 | -101.8538 | -186.0742 | -285.1227 | 92.0125 | 130.9464 | 197.9785 | 304.0353 | 26.6868 | 47.2531 | 92.4445 | 156.9848 | -0.0029378 | -0.0033719 | -0.0043111 | -0.005539 | -7.8589 | -12.8593 | -24.5262 | -40.3358 | 4283.4309 | 4385.1127 | 4603.7985 | 5007.112
12 | 24 | 20 | 2406.3101 | 2453.1109 | 2549.4616 | 2701.4361 | 1760.5813 | 1806.2224 | 1908.9748 | 2100.1378 | -53.3493 | -99.2526 | -182.6651 | -281.962 | 98.6123 | 137.9149 | 207.4397 | 312.3732 | 28.8679 | 50.8789 | 99.2187 | 168.3423 | -0.0029378 | -0.0033719 | -0.0043111 | -0.005539 | -8.961 | -15.0406 | -27.5759 | -45.1379 | 4232.0583 | 4333.8305 | 4554.8495 | 4955.1839
12 | 24 | 21 | 2436.7743 | 2484.7977 | 2582.778 | 2741.5135 | 1615.2781 | 1657.1525 | 1751.4245 | 1926.8106 | -50.622 | -95.4336 | -174.8081 | -267.7446 | 108.1132 | 152.0014 | 227.7809 | 331.2434 | 27.6505 | 48.6449 | 95.0545 | 161.3652 | -0.0029378 | -0.0033719 | -0.0043111 | -0.005539 | -7.8616 | -12.6602 | -23.3504 | -36.5598 | 4129.3295 | 4234.4992 | 4458.8752 | 4856.6228
12 | 24 | 22 | 2433.621 | 2481.7262 | 2579.9044 | 2742.7776 | 1447.419 | 1484.9418 | 1569.4171 | 1726.5771 | -47.1319 | -87.1865 | -158.8889 | -241.6211 | 193.119 | 271.7132 | 414.974 | 611.3809 | 23.7159 | 42.5374 | 82.7487 | 140.7388 | -0.0029378 | -0.0033719 | -0.0043111 | -0.005539 | -5.318 | -8.3503 | -15.6057 | -24.246 | 4045.4221 | 4185.3784 | 4472.5452 | 4955.6016
12 | 24 | 23 | 2308.3192 | 2354.7794 | 2447.4072 | 2606.3337 | 1293.0594 | 1326.5806 | 1402.0471 | 1542.4468 | -41.3866 | -76.0599 | -136.9963 | -208.0224 | 212.1208 | 292.7682 | 437.4106 | 643.1086 | 19.5276 | 34.4437 | 67.5836 | 116.6425 | -0.0029378 | -0.0033719 | -0.0043111 | -0.005539 | -1.8894 | -3.2321 | -6.1265 | -9.795 | 3789.7481 | 3929.2766 | 4211.3213 | 4690.7087
12 | 24 | 24 | 2167.1639 | 2211.3652 | 2298.2316 | 2451.7854 | 1164.9301 | 1195.1297 | 1263.1182 | 1389.6057 | -36.2203 | -65.0985 | -115.1037 | -172.8454 | 317.1293 | 425.2719 | 617.8148 | 888.6908 | 14.7814 | 26.3865 | 52.0205 | 89.2423 | -0.0029378 | -0.0033719 | -0.0043111 | -0.005539 | 5.1849 | 7.7871 | 12.7008 | 18.4581 | 3632.9665 | 3800.8385 | 4128.778 | 4664.9314
12 | 25 | 1 | 2084.6342 | 2128.015 | 2211.8656 | 2363.5903 | 1065.6786 | 1093.3052 | 1155.5012 | 1271.212 | -32.1512 | -55.9641 | -99.1845 | -153.8888 | 304.8597 | 408.854 | 598.8098 | 882.818 | 11.2377 | 20.279 | 40.4972 | 70.4788 | -0.0029378 | -0.0033719 | -0.0043111 | -0.005539 | 7.7421 | 12.2879 | 21.0503 | 31.7535 | 3441.9982 | 3606.7737 | 3928.5351 | 4465.9582
12 | 25 | 2 | 1963.547 | 2004.8168 | 2083.1786 | 2227.1486 | 1042.1057 | 1069.1212 | 1129.9413 | 1243.0926 | -30.003 | -51.536 | -90.0835 | -141.6745 | 219.7695 | 296.6212 | 439.8785 | 651.6563 | 8.6726 | 15.8477 | 32.2932 | 63.5017 | -0.0029378 | -0.0033719 | -0.0043111 | -0.005539 | 6.2898 | 9.6462 | 16.6557 | 25.2945 | 3210.3787 | 3344.5136 | 3611.8595 | 4069.0136
12 | 25 | 3 | 1879.3745 | 1918.8886 | 1993.492 | 2131.7093 | 1036.1722 | 1063.0339 | 1123.5078 | 1236.0148 | -29.5309 | -49.7091 | -86.956 | -132.1962 | 135.686 | 188.4013 | 291.2025 | 443.314 | 7.7307 | 14.8674 | 30.3411 | 53.4613 | -0.0029378 | -0.0033719 | -0.0043111 | -0.005539 | 4.7262 | 7.5691 | 13.0215 | 19.8184 | 3034.1557 | 3143.0478 | 3364.6045 | 3752.1161
12 | 25 | 4 | 1788.6491 | 1826.2813 | 1896.2382 | 2027.3319 | 1066.9226 | 1094.5815 | 1156.85 | 1272.6959 | -30.003 | -50.4834 | -88.4815 | -139.2467 | 81.7906 | 118.005 | 194.4279 | 310.1709 | 8.9115 | 16.2592 | 33.0757 | 64.8188 | -0.0029378 | -0.0033719 | -0.0043111 | -0.005539 | 4.2077 | 6.8392 | 11.962 | 17.9026 | 2920.4756 | 3011.4795 | 3204.0681 | 3553.6678
12 | 25 | 5 | 1728.3977 | 1764.3156 | 1830.8499 | 1955.0183 | 1144.3242 | 1173.9896 | 1240.7755 | 1365.0256 | -31.1306 | -54.1372 | -96.3385 | -144.4106 | 50.197 | 75.6321 | 136.0389 | 234.41 | 11.8824 | 20.9749 | 41.8022 | 69.4025 | -0.0029378 | -0.0033719 | -0.0043111 | -0.005539 | 3.0214 | 4.8231 | 8.133 | 12.5365 | 2906.6891 | 2985.5947 | 3161.2565 | 3491.9767
12 | 25 | 6 | 1724.7761 | 1759.8576 | 1824.6783 | 1942.9623 | 1290.557 | 1324.0133 | 1399.3337 | 1539.4617 | -35.6412 | -66.0381 | -122.6792 | -167.3733 | 43.5971 | 68.6637 | 127.963 | 227.6958 | 19.7664 | 34.8553 | 65.8914 | 87.7371 | -0.0029378 | -0.0033719 | -0.0043111 | -0.005539 | 1.5935 | 2.8502 | 4.6747 | 7.5019 | 3044.646 | 3124.1986 | 3299.8575 | 3637.98
12 | 25 | 7 | 1787.3742 | 1822.4382 | 1888.2907 | 2004.5994 | 1463.4779 | 1501.417 | 1586.8296 | 1745.7333 | -42.8791 | -83.2544 | -157.0819 | -198.5442 | 68.7999 | 107.0082 | 184.7638 | 324.5821 | 30.0487 | 51.9864 | 97.2774 | 112.9472 | -0.0029378 | -0.0033719 | -0.0043111 | -0.005539 | -0.12487 | -0.20852 | -0.21378 | -0.66275 | 3306.6938 | 3399.3835 | 3599.8615 | 3988.6495
12 | 25 | 8 | 1799.3177 | 1833.7473 | 1898.5894 | 2009.7769 | 1624.9851 | 1667.1111 | 1761.9497 | 1938.3897 | -48.5174 | -96.0427 | -181.8972 | -234.1459 | 117.5911 | 178.7507 | 296.6932 | 507.8316 | 35.7516 | 61.2607 | 115.0526 | 145.1344 | -144.5519 | -164.9744 | -210.0384 | -272.8334 | -0.38819 | -0.43465 | -1.0729 | -1.5845 | 3384.188 | 3479.4181 | 3679.2764 | 4092.5688
12 | 25 | 9 | 1914.9367 | 1950.6783 | 2019.9382 | 2135.9127 | 1726.1805 | 1770.9299 | 1871.6745 | 2059.1023 | -51.9003 | -99.6964 | -189.6776 | -265.3168 | 170.1097 | 254.1348 | 416.2753 | 715.5428 | 32.9476 | 57.1136 | 106.9109 | 170.3445 | -608.3091 | -697.6637 | -892.6811 | -1153.3405 | 5.9695 | 9.6272 | 18.2577 | 30.098 | 3189.9346 | 3245.1236 | 3350.6979 | 3692.343
12 | 25 | 10 | 1920.4075 | 1955.644 | 2025.4885 | 2138.1555 | 1815.9279 | 1863.0039 | 1968.9865 | 2166.1589 | -54.2627 | -99.0874 | -182.6651 | -279.959 | 191.0961 | 282.282 | 466.8421 | 798.5 | 24.4909 | 43.2333 | 82.1016 | 178.1946 | -1062.2222 | -1219.0171 | -1561.1124 | -2015.7517 | 12.2457 | 20.1494 | 37.5761 | 61.5243 | 2847.6832 | 2846.2082 | 2837.217 | 3046.8227
12 | 25 | 11 | 1902.4093 | 1936.962 | 2005.6321 | 2115.657 | 1864.9475 | 1913.2942 | 2022.1377 | 2224.6327 | -55.4669 | -99.2005 | -178.422 | -271.0973 | 181.5952 | 273.4309 | 451.1466 | 779.5596 | 17.2013 | 30.8545 | 60.9338 | 145.7665 | -1422.2249 | -1631.4387 | -2085.6388 | -2683.8983 | 13.5596 | 21.7133 | 40.4945 | 65.6748 | 2502.0211 | 2445.6157 | 2316.2839 | 2376.2951
12 | 25 | 12 | 1878.7139 | 1912.4617 | 1980.2 | 2087.712 | 1889.0726 | 1938.0448 | 2048.2963 | 2253.4108 | -56.8853 | -98.7046 | -175.4995 | -257.6129 | 165.4945 | 247.414 | 415.7348 | 723.8712 | 11.6435 | 21.6898 | 44.5883 | 110.2753 | -1564.6029 | -1795.1517 | -2295.5063 | -2953.6982 | 8.733 | 14.189 | 26.3135 | 41.8479 | 2332.1693 | 2239.9429 | 2044.1272 | 2005.806
12 | 25 | 13 | 1794.7714 | 1826.3367 | 1889.5366 | 1990.2758 | 1918.6091 | 1968.347 | 2080.3223 | 2288.6439 | -58.0894 | -98.983 | -173.14 | -241.276 | 157.3991 | 238.5629 | 397.0659 | 689.8791 | 8.8395 | 16.8103 | 36.0622 | 73.2635 | -1522.23 | -1747.3207 | -2235.1852 | -2875.3996 | 4.2213 | 6.7946 | 12.4843 | 20.4269 | 2303.521 | 2210.5477 | 2007.1461 | 1945.8136
12 | 25 | 14 | 1727.0377 | 1757.2064 | 1817.3029 | 1913.811 | 1914.2586 | 1963.8837 | 2075.6051 | 2283.4543 | -59.1865 | -99.0961 | -172.0244 | -240.0058 | 150.7992 | 227.1689 | 380.3229 | 657.0191 | 6.8472 | 13.5054 | 29.8104 | 68.0324 | -1358.8014 | -1559.9498 | -1995.9069 | -2567.6893 | 1.7428 | 2.9193 | 5.4418 | 9.0961 | 2382.6976 | 2305.6378 | 2140.5519 | 2123.7178
12 | 25 | 15 | 1662.5826 | 1691.9198 | 1748.4783 | 1840.7175 | 1900.6282 | 1949.8999 | 2060.8258 | 2267.195 | -58.1659 | -98.1565 | -171.7428 | -242.3173 | 139.6224 | 208.8218 | 352.4795 | 603.043 | 6.4414 | 12.6632 | 28.3808 | 70.2226 | -1087.9338 | -1248.7481 | -1597.0664 | -2053.363 | 0.67323 | 1.3554 | 2.4381 | 3.8414 | 2563.8481 | 2517.7555 | 2423.7933 | 2489.3393
12 | 25 | 16 | 1659.7149 | 1690.1046 | 1746.8721 | 1840.7353 | 1864.3284 | 1912.6591 | 2021.4665 | 2223.8943 | -56.8241 | -97.1039 | -170.2174 | -246.3234 | 129.205 | 194.8591 | 326.4448 | 551.8741 | 9.0065 | 17.5062 | 36.0622 | 82.9989 | -630.6686 | -724.072 | -926.499 | -1191.4906 | -3.2684 | -5.0316 | -8.3278 | -13.5195 | 2971.4937 | 2988.9215 | 3025.8013 | 3248.169
12 | 25 | 17 | 1801.6196 | 1836.2067 | 1901.4328 | 2008.1608 | 1791.9969 | 1838.4525 | 1943.0384 | 2137.6125 | -55.727 | -98.5393 | -177.3065 | -254.7604 | 66.9285 | 97.8373 | 158.7988 | 253.3673 | 15.1872 | 27.7973 | 54.6198 | 106.3614 | -111.2313 | -128.0181 | -164.3599 | -211.6002 | -6.3441 | -10.0713 | -17.366 | -26.8761 | 3502.4298 | 3563.665 | 3698.8575 | 4012.2653
12 | 25 | 18 | 2132.6756 | 2173.192 | 2255.462 | 2384.0061 | 1836.8767 | 1884.4957 | 1991.7009 | 2191.148 | -56.1225 | -102.9674 | -187.5231 | -261.1943 | 75.024 | 108.1584 | 170.98 | 268.9108 | 22.7374 | 40.5878 | 79.2315 | 128.5082 | -0.0029378 | -0.0033719 | -0.0043111 | -0.005539 | -10.3292 | -16.744 | -30.9625 | -49.4611 | 4000.8589 | 4086.7191 | 4278.8846 | 4661.9121
12 | 25 | 19 | 2276.2314 | 2320.1247 | 2410.4343 | 2552.9561 | 1746.1359 | 1791.4026 | 1893.3119 | 2082.9064 | -55.4669 | -103.6286 | -190.1641 | -262.8891 | 92.0125 | 130.9464 | 197.9785 | 304.0353 | 26.5199 | 46.9688 | 91.0148 | 145.9698 | -0.0029378 | -0.0033719 | -0.0043111 | -0.005539 | -7.8589 | -12.8593 | -24.5262 | -40.3358 | 4077.571 | 4172.9513 | 4378.0449 | 4782.6372
12 | 25 | 20 | 2337.8267 | 2383.5229 | 2477.9757 | 2628.7795 | 1639.9713 | 1682.4858 | 1778.199 | 1956.2662 | -53.1351 | -98.9221 | -183.6276 | -264.8921 | 98.6123 | 137.9149 | 207.4397 | 312.3732 | 26.9257 | 47.6647 | 93.1024 | 163.9995 | -0.0029378 | -0.0033719 | -0.0043111 | -0.005539 | -8.961 | -15.0406 | -27.5759 | -45.1379 | 4041.2369 | 4137.6221 | 4345.5091 | 4751.3828
12 | 25 | 21 | 2390.9378 | 2438.2461 | 2535.1006 | 2693.7396 | 1525.5677 | 1565.1164 | 1654.1527 | 1819.7981 | -50.7727 | -94.3289 | -172.7195 | -255.4139 | 108.1132 | 152.0014 | 227.7809 | 331.2434 | 24.7298 | 43.9292 | 86.2658 | 159.5175 | -0.0029378 | -0.0033719 | -0.0043111 | -0.005539 | -7.8616 | -12.6602 | -23.3504 | -36.5598 | 3990.7112 | 4092.3006 | 4307.2257 | 4712.3194
12 | 25 | 22 | 2397.2767 | 2445.1549 | 2542.398 | 2706.0061 | 1385.6258 | 1421.5467 | 1502.4156 | 1652.8661 | -46.9177 | -86.856 | -158.6074 | -236.0326 | 193.119 | 271.7132 | 414.974 | 611.3809 | 22.3316 | 39.6075 | 78.0619 | 140.9796 | -0.0029378 | -0.0033719 | -0.0043111 | -0.005539 | -5.318 | -8.3503 | -15.6057 | -24.246 | 3946.1145 | 4082.8126 | 4363.632 | 4850.9486
12 | 25 | 23 | 2262.7823 | 2308.4786 | 2399.8791 | 2558.0726 | 1250.4437 | 1282.8601 | 1355.8394 | 1491.6119 | -41.7515 | -76.0599 | -138.0353 | -200.8555 | 212.1208 | 292.7682 | 437.4106 | 643.1086 | 18.8245 | 33.7478 | 65.756 | 105.7292 | -0.0029378 | -0.0033719 | -0.0043111 | -0.005539 | -1.8894 | -3.2321 | -6.1265 | -9.795 | 3700.5275 | 3838.5593 | 4114.719 | 4587.8663
12 | 25 | 24 | 2106.1458 | 2149.5006 | 2233.8491 | 2384.8243 | 1140.9776 | 1170.5562 | 1237.1468 | 1361.0335 | -36.1132 | -64.0459 | -116.1427 | -172.4207 | 317.1293 | 425.2719 | 617.8148 | 888.6908 | 14.7814 | 26.3865 | 52.803 | 85.1028 | -0.0029378 | -0.0033719 | -0.0043111 | -0.005539 | 5.1849 | 7.7871 | 12.7008 | 18.4581 | 3548.1028 | 3715.4529 | 4038.1675 | 4565.6832
12 | 26 | 1 | 2138.9634 | 2183.5514 | 2271.3094 | 2429.0455 | 995.7807 | 1021.5953 | 1079.7118 | 1187.8331 | -34.0721 | -56.1293 | -102.5936 | -151.1528 | 304.8597 | 408.854 | 598.8098 | 882.818 | 10.7736 | 21.2593 | 40.7571 | 74.415 | -0.0029378 | -0.0033719 | -0.0043111 | -0.005539 | 7.7421 | 12.2879 | 21.0503 | 31.7535 | 3424.0445 | 3591.4151 | 3909.0405 | 4454.7068
12 | 26 | 2 | 2002.4885 | 2044.3904 | 2125.5518 | 2274.3022 | 985.6045 | 1011.1552 | 1068.6778 | 1175.6943 | -32.2583 | -51.536 | -94.7365 | -134.9322 | 219.7695 | 296.6212 | 439.8785 | 651.6563 | 9.7231 | 15.8477 | 36.7174 | 58.5755 | -0.0029378 | -0.0033719 | -0.0043111 | -0.005539 | 6.2898 | 9.6462 | 16.6557 | 25.2945 | 3191.6142 | 3326.1213 | 3592.7404 | 4050.5849
12 | 26 | 3 | 1925.5924 | 1966.2327 | 2043.9461 | 2187.5716 | 982.3768 | 1007.8439 | 1065.1781 | 1171.8441 | -31.1306 | -49.8744 | -88.763 | -130.1931 | 135.686 | 188.4013 | 291.2025 | 443.314 | 7.8026 | 14.7402 | 31.2481 | 53.8902 | -0.0029378 | -0.0033719 | -0.0043111 | -0.005539 | 4.7262 | 7.5691 | 13.0215 | 19.8184 | 3025.0504 | 3134.9094 | 3355.829 | 3746.2397
12 | 26 | 4 | 1902.6364 | 1942.7982 | 2019.1647 | 2160.9561 | 997.7 | 1023.5643 | 1081.7929 | 1190.1226 | -30.5821 | -49.8744 | -93.211 | -130.1931 | 81.7906 | 118.005 | 194.4279 | 310.1709 | 9.962 | 15.1517 | 36.7174 | 55.2074 | -0.0029378 | -0.0033719 | -0.0043111 | -0.005539 | 4.2077 | 6.8392 | 11.962 | 17.9026 | 2965.7117 | 3056.4808 | 3250.8495 | 3604.1609
12 | 26 | 5 | 1947.5808 | 1988.5619 | 2066.9429 | 2211.1685 | 1026.7232 | 1053.3399 | 1113.2623 | 1224.7433 | -31.2377 | -54.4677 | -96.3385 | -144.8352 | 50.197 | 75.6321 | 136.0389 | 234.41 | 10.9405 | 21.6709 | 39.452 | 73.542 | -0.0029378 | -0.0033719 | -0.0043111 | -0.005539 | 3.0214 | 4.8231 | 8.133 | 12.5365 | 3007.2221 | 3089.5568 | 3267.4862 | 3611.5595
12 | 26 | 6 | 2109.0172 | 2152.7767 | 2238.5232 | 2391.9071 | 1085.3248 | 1113.4606 | 1176.8032 | 1294.6472 | -34.4065 | -65.2638 | -110.1691 | -184.7514 | 43.5971 | 68.6637 | 127.963 | 227.6958 | 15.2591 | 35.2858 | 51.7579 | 114.7949 | -0.0029378 | -0.0033719 | -0.0043111 | -0.005539 | 1.5935 | 2.8502 | 4.6747 | 7.5019 | 3220.3823 | 3307.77 | 3489.5485 | 3851.7899
12 | 26 | 7 | 2430.0723 | 2480.1178 | 2580.8166 | 2756.0132 | 1108.3771 | 1137.1106 | 1201.7985 | 1322.1455 | -39.0242 | -79.1568 | -130.4597 | -232.5675 | 68.7999 | 107.0082 | 184.7638 | 324.5821 | 20.0053 | 52.792 | 66.7984 | 166.5322 | -0.0029378 | -0.0033719 | -0.0043111 | -0.005539 | -0.12487 | -0.20852 | -0.21378 | -0.66275 | 3588.1027 | 3697.6598 | 3903.4995 | 4336.0373
12 | 26 | 8 | 2673.807 | 2728.5699 | 2841.8018 | 3035.16 | 1072.1388 | 1099.9328 | 1162.5058 | 1278.9181 | -42.5142 | -88.126 | -152.6339 | -261.0024 | 117.5911 | 178.7507 | 296.6932 | 507.8316 | 26.1141 | 58.2401 | 86.0031 | 183.5497 | -26.2506 | -29.8147 | -37.6382 | -48.4881 | -0.38819 | -0.43465 | -1.0729 | -1.5845 | 3820.4979 | 3947.1183 | 4195.6589 | 4694.3844
12 | 26 | 9 | 2885.6021 | 2944.2852 | 3068.1506 | 3276.9733 | 1040.6296 | 1067.6068 | 1128.3408 | 1241.3318 | -47.1319 | -91.9451 | -171.6805 | -272.4837 | 170.1097 | 254.1348 | 416.2753 | 715.5428 | 31.0272 | 54.6143 | 101.5662 | 174.3824 | -275.6366 | -316.2408 | -405.5695 | -527.3454 | 5.9695 | 9.6272 | 18.2577 | 30.098 | 3810.5696 | 3922.0824 | 4155.3405 | 4638.4991
12 | 26 | 10 | 2941.5247 | 3000.6514 | 3127.1041 | 3338.9828 | 1066.2601 | 1093.9018 | 1156.1316 | 1271.9056 | -50.1499 | -92.0582 | -181.3446 | -261.4271 | 191.0961 | 282.282 | 466.8421 | 798.5 | 31.9691 | 43.6273 | 105.6059 | 141.1829 | -649.3433 | -746.9507 | -961.4638 | -1250.8308 | 12.2457 | 20.1494 | 37.5761 | 61.5243 | 3543.6025 | 3601.603 | 3750.4514 | 4099.8376
12 | 26 | 11 | 2950.5588 | 3009.4183 | 3136.9543 | 3348.6887 | 1083.0381 | 1111.1147 | 1174.3238 | 1291.9195 | -51.8261 | -92.0582 | -177.1015 | -256.9962 | 181.5952 | 273.4309 | 451.1466 | 779.5596 | 25.3025 | 36.2661 | 85.7432 | 121.6328 | -695.63 | -796.1749 | -1017.0668 | -1315.4864 | 13.5596 | 21.7133 | 40.4945 | 65.6748 | 3506.598 | 3563.7102 | 3694.4941 | 4034.9927
12 | 26 | 12 | 2905.9731 | 2963.3111 | 3089.1073 | 3296.7808 | 1101.1354 | 1129.6812 | 1193.9465 | 1313.5072 | -53.0303 | -90.5096 | -169.4494 | -246.2478 | 165.4945 | 247.414 | 415.7348 | 723.8712 | 17.7741 | 27.7973 | 64.451 | 95.9785 | -742.8181 | -847.8833 | -1073.7437 | -1370.7317 | 8.733 | 14.189 | 26.3135 | 41.8479 | 3403.2616 | 3443.9996 | 3546.36 | 3855.006
12 | 26 | 13 | 2834.9721 | 2890.741 | 3013.3521 | 3216.681 | 1112.4362 | 1141.275 | 1206.1998 | 1326.9876 | -54.1274 | -89.8485 | -162.0788 | -239.5057 | 157.3991 | 238.5629 | 397.0659 | 689.8791 | 10.2958 | 22.3857 | 41.5937 | 78.6185 | -562.4029 | -644.0061 | -822.0648 | -1061.7747 | 4.2213 | 6.7946 | 12.4843 | 20.4269 | 3502.7942 | 3565.9046 | 3686.5523 | 4031.3127
12 | 26 | 14 | 2776.0618 | 2830.7499 | 2950.6507 | 3149.8263 | 1109.5624 | 1138.3266 | 1203.0837 | 1323.5594 | -54.2039 | -88.909 | -162.2837 | -233.0717 | 150.7992 | 227.1689 | 380.3229 | 657.0191 | 9.2454 | 16.1144 | 37.8898 | 61.2586 | -667.3034 | -769.111 | -994.0297 | -1294.4068 | 1.7428 | 2.9193 | 5.4418 | 9.0961 | 3325.9043 | 3357.2591 | 3421.0755 | 3673.2809
12 | 26 | 15 | 2679.2467 | 2732.8975 | 2847.4857 | 3040.6361 | 1115.2478 | 1144.1594 | 1209.2484 | 1330.3414 | -53.7319 | -86.3078 | -162.2837 | -226.3295 | 139.6224 | 208.8218 | 352.4795 | 603.043 | 9.8181 | 13.917 | 40.1641 | 53.4084 | -515.2074 | -593.7815 | -767.9628 | -1001.6603 | 0.67323 | 1.3554 | 2.4381 | 3.8414 | 3375.6689 | 3421.0618 | 3521.5693 | 3803.2806
12 | 26 | 16 | 2643.5914 | 2698.0704 | 2810.2721 | 3002.1585 | 1103.8914 | 1132.5086 | 1196.9347 | 1316.7947 | -52.5277 | -86.1947 | -163.6043 | -226.0212 | 129.205 | 194.8591 | 326.4448 | 551.8741 | 12.3832 | 16.526 | 46.9384 | 61.6011 | -288.5699 | -330.2874 | -421.3927 | -544.9297 | -3.2684 | -5.0316 | -8.3278 | -13.5195 | 3544.705 | 3620.4503 | 3787.2653 | 4147.9579
12 | 26 | 17 | 2728.9852 | 2786.4485 | 2902.9095 | 3103.2181 | 1080.2602 | 1108.2648 | 1171.3117 | 1288.6058 | -51.3235 | -89.5701 | -166.0403 | -243.8201 | 66.9285 | 97.8373 | 158.7988 | 253.3673 | 17.5352 | 27.1014 | 62.2389 | 92.8136 | -32.193 | -37.0594 | -47.8018 | -62.6353 | -6.3441 | -10.0713 | -17.366 | -26.8761 | 3803.8484 | 3882.9512 | 4064.0509 | 4404.6734
12 | 26 | 18 | 2978.6127 | 3040.5912 | 3168.3881 | 3382.443 | 1214.4707 | 1245.9545 | 1316.8344 | 1448.701 | -51.719 | -96.7646 | -171.8855 | -269.2106 | 75.024 | 108.1584 | 170.98 | 268.9108 | 21.1508 | 41.4299 | 74.6693 | 137.333 | -0.0029378 | -0.0033719 | -0.0043111 | -0.005539 | -10.3292 | -16.744 | -30.9625 | -49.4611 | 4227.2069 | 4322.6221 | 4528.0195 | 4918.7106
12 | 26 | 19 | 2996.6928 | 3058.7123 | 3187.5586 | 3402.1726 | 1247.1566 | 1279.4878 | 1352.2753 | 1487.6909 | -50.4078 | -99.3658 | -172.9245 | -277.9558 | 92.0125 | 130.9464 | 197.9785 | 304.0353 | 24.4909 | 48.7911 | 84.9607 | 161.6701 | -0.0029378 | -0.0033719 | -0.0043111 | -0.005539 | -7.8589 | -12.8593 | -24.5262 | -40.3358 | 4302.0832 | 4405.7093 | 4625.3181 | 5037.2717
12 | 26 | 20 | 2913.8874 | 2974.1075 | 3099.111 | 3307.8237 | 1241.0873 | 1273.2612 | 1345.6945 | 1480.4511 | -49.2801 | -98.3131 | -172.7195 | -279.959 | 98.6123 | 137.9149 | 207.4397 | 312.3732 | 28.1282 | 51.6844 | 95.9616 | 169.8628 | -0.0029378 | -0.0033719 | -0.0043111 | -0.005539 | -8.961 | -15.0406 | -27.5759 | -45.1379 | 4223.4712 | 4323.6109 | 4547.907 | 4945.4083
12 | 26 | 21 | 2833.1473 | 2891.6058 | 3012.6333 | 3215.4134 | 1210.883 | 1242.2738 | 1312.9443 | 1444.4213 | -47.6804 | -94.4941 | -167.99 | -265.3168 | 108.1132 | 152.0014 | 227.7809 | 331.2434 | 27.6505 | 47.6647 | 94.0094 | 158.302 | -0.0029378 | -0.0033719 | -0.0043111 | -0.005539 | -7.8616 | -12.6602 | -23.3504 | -36.5598 | 4124.249 | 4226.3879 | 4456.0232 | 4847.498
12 | 26 | 22 | 2700.3284 | 2755.5903 | 2869.7819 | 3063.0554 | 1155.7105 | 1185.671 | 1253.1215 | 1378.6079 | -45.2109 | -86.2992 | -155.4799 | -241.1965 | 193.119 | 271.7132 | 414.974 | 611.3809 | 23.7159 | 41.8415 | 82.2261 | 138.5486 | -0.0029378 | -0.0033719 | -0.0043111 | -0.005539 | -5.318 | -8.3503 | -15.6057 | -24.246 | 4022.3419 | 4160.1631 | 4449.0136 | 4926.1447
12 | 26 | 23 | 2473.732 | 2524.4158 | 2627.4493 | 2805.7326 | 1098.7873 | 1127.2722 | 1191.4004 | 1310.7062 | -40.7309 | -76.0599 | -132.2667 | -208.4471 | 212.1208 | 292.7682 | 437.4106 | 643.1086 | 17.0344 | 34.4437 | 61.0692 | 116.8458 | -0.0029378 | -0.0033719 | -0.0043111 | -0.005539 | -1.8894 | -3.2321 | -6.1265 | -9.795 | 3759.0513 | 3899.6045 | 4178.932 | 4658.1455
12 | 26 | 24 | 2253.6373 | 2300.2362 | 2393.0893 | 2557.2628 | 1042.3513 | 1069.3732 | 1130.2077 | 1243.3856 | -36.2203 | -65.2638 | -114.8221 | -174.8485 | 317.1293 | 425.2719 | 617.8148 | 888.6908 | 13.5056 | 26.1022 | 49.5458 | 90.5594 | -0.0029378 | -0.0033719 | -0.0043111 | -0.005539 | 5.1849 | 7.7871 | 12.7008 | 18.4581 | 3595.5853 | 3763.5033 | 4088.5319 | 4623.5027
12 | 27 | 1 | 1975.8191 | 2016.7058 | 2095.0713 | 2236.9434 | 1115.4859 | 1144.4037 | 1209.5065 | 1330.6254 | -32.1512 | -55.7988 | -99.1845 | -148.725 | 304.8597 | 408.854 | 598.8098 | 882.818 | 10.9405 | 19.9947 | 39.85 | 68.755 | -0.0029378 | -0.0033719 | -0.0043111 | -0.005539 | 7.7421 | 12.2879 | 21.0503 | 31.7535 | 3382.6932 | 3546.4439 | 3865.0992 | 4402.1648
12 | 27 | 2 | 1861.7286 | 1900.321 | 1973.7223 | 2108.8475 | 1085.0672 | 1113.1964 | 1176.5239 | 1294.34 | -30.003 | -51.536 | -90.0835 | -134.5075 | 219.7695 | 296.6212 | 439.8785 | 651.6563 | 9.0784 | 16.9552 | 34.3808 | 58.7147 | -0.0029378 | -0.0033719 | -0.0043111 | -0.005539 | 6.2898 | 9.6462 | 16.6557 | 25.2945 | 3151.9276 | 3285.2005 | 3551.0733 | 4004.3399
12 | 27 | 3 | 1795.2106 | 1832.8673 | 1902.9924 | 2033.6984 | 1079.8432 | 1107.837 | 1170.8596 | 1288.1084 | -28.7682 | -49.5439 | -85.354 | -127.3407 | 135.686 | 188.4013 | 291.2025 | 443.314 | 7.5638 | 14.0253 | 28.9115 | 50.5221 | -0.0029378 | -0.0033719 | -0.0043111 | -0.005539 | 4.7262 | 7.5691 | 13.0215 | 19.8184 | 2994.2585 | 3101.1527 | 3321.6292 | 3708.1151
12 | 27 | 4 | 1749.75 | 1786.4349 | 1854.0455 | 1980.7393 | 1105.4513 | 1134.1089 | 1198.6261 | 1318.6554 | -28.7682 | -49.7091 | -85.6355 | -129.7684 | 81.7906 | 118.005 | 194.4279 | 310.1709 | 8.5057 | 15.8477 | 31.6461 | 56.4229 | -0.0029378 | -0.0033719 | -0.0043111 | -0.005539 | 4.2077 | 6.8392 | 11.962 | 17.9026 | 2920.9341 | 3011.5233 | 3205.068 | 3554.1172
12 | 27 | 5 | 1728.1091 | 1763.7639 | 1829.6028 | 1951.4754 | 1202.5307 | 1233.7051 | 1303.8881 | 1434.4582 | -31.0235 | -53.1977 | -94.7365 | -143.9859 | 50.197 | 75.6321 | 136.0389 | 234.41 | 11.2377 | 19.9947 | 39.85 | 67.882 | -0.0029378 | -0.0033719 | -0.0043111 | -0.005539 | 3.0214 | 4.8231 | 8.133 | 12.5365 | 2964.0695 | 3044.7178 | 3222.772 | 3556.7708
12 | 27 | 6 | 1766.2787 | 1801.2662 | 1867.3679 | 1984.5574 | 1395.8725 | 1432.059 | 1513.526 | 1665.0891 | -35.0927 | -65.0985 | -119.5517 | -184.3267 | 43.5971 | 68.6637 | 127.963 | 227.6958 | 19.7664 | 34.1594 | 65.8914 | 110.4521 | -0.0029378 | -0.0033719 | -0.0043111 | -0.005539 | 1.5935 | 2.8502 | 4.6747 | 7.5019 | 3192.0127 | 3273.8966 | 3459.8669 | 3810.964
12 | 27 | 7 | 1799.463 | 1833.1599 | 1898.0269 | 2006.8465 | 1683.7761 | 1727.4262 | 1825.696 | 2008.5196 | -41.8586 | -82.4801 | -154.2359 | -238.8851 | 68.7999 | 107.0082 | 184.7638 | 324.5821 | 30.6214 | 52.5076 | 98.707 | 166.2273 | -0.0029378 | -0.0033719 | -0.0043111 | -0.005539 | -0.12487 | -0.20852 | -0.21378 | -0.66275 | 3540.6741 | 3637.4099 | 3852.7397 | 4266.6221
12 | 27 | 8 | 1733.3372 | 1763.2298 | 1822.5484 | 1914.9765 | 1985.4817 | 2036.9532 | 2152.8314 | 2368.4139 | -47.4968 | -93.4415 | -177.7306 | -278.8012 | 117.5911 | 178.7507 | 296.6932 | 507.8316 | 35.3458 | 60.8491 | 113.7475 | 190.5644 | -83.5577 | -95.9712 | -123.9701 | -164.0627 | -0.38819 | -0.43465 | -1.0729 | -1.5845 | 3740.313 | 3849.9354 | 4083.0469 | 4537.3379
12 | 27 | 9 | 1706.0075 | 1734.6038 | 1788.9683 | 1870.6153 | 2203.7126 | 2260.8415 | 2389.4562 | 2628.7342 | -50.3007 | -96.321 | -181.0631 | -279.5343 | 170.1097 | 254.1348 | 416.2753 | 715.5428 | 30.2156 | 52.5076 | 99.2296 | 166.4306 | -499.1898 | -573.3616 | -735.8378 | -953.5785 | 5.9695 | 9.6272 | 18.2577 | 30.098 | 3566.5245 | 3642.0323 | 3795.2862 | 4178.3082
12 | 27 | 10 | 1666.4783 | 1693.8392 | 1744.5799 | 1818.4823 | 2325.4872 | 2385.773 | 2521.4949 | 2773.995 | -53.2116 | -95.5467 | -173.4875 | -261.7353 | 191.0961 | 282.282 | 466.8421 | 798.5 | 20.3392 | 35.9817 | 69.7957 | 118.163 | -936.1621 | -1073.6608 | -1374.0636 | -1776.7231 | 12.2457 | 20.1494 | 37.5761 | 61.5243 | 3226.2728 | 3248.8178 | 3292.7374 | 3532.2061
12 | 27 | 11 | 1611.8227 | 1637.9114 | 1685.2185 | 1753.0885 | 2392.4326 | 2454.4539 | 2594.0828 | 2853.8519 | -54.9949 | -95.8251 | -170.8465 | -257.3045 | 181.5952 | 273.4309 | 451.1466 | 779.5596 | 14.3756 | 26.3865 | 52.6676 | 90.3185 | -1260.5595 | -1445.8772 | -1847.8046 | -2375.5248 | 13.5596 | 21.7133 | 40.4945 | 65.6748 | 2898.2313 | 2872.1937 | 2804.959 | 2909.6641
12 | 27 | 12 | 1563.8823 | 1588.9193 | 1633.6636 | 1697.0113 | 2422.4362 | 2485.2353 | 2626.6153 | 2889.6422 | -56.199 | -96.8777 | -171.333 | -258.4622 | 165.4945 | 247.414 | 415.7348 | 723.8712 | 12.0493 | 22.3857 | 45.8933 | 78.9611 | -1251.7898 | -1434.7371 | -1831.5215 | -2353.0373 | 8.733 | 14.189 | 26.3135 | 41.8479 | 2864.6064 | 2826.5284 | 2745.3662 | 2819.8341
12 | 27 | 13 | 1462.3756 | 1485.6572 | 1524.9104 | 1580.3831 | 2452.1617 | 2515.7314 | 2658.8463 | 2925.1008 | -57.5103 | -97.3213 | -171.8194 | -259.1952 | 157.3991 | 238.5629 | 397.0659 | 689.8791 | 10.4628 | 19.7402 | 40.9466 | 71.5398 | -1107.0823 | -1269.2567 | -1622.0067 | -2089.3262 | 4.2213 | 6.7946 | 12.4843 | 20.4269 | 2922.0278 | 2899.9082 | 2840.4274 | 2938.8082
12 | 27 | 14 | 1402.8097 | 1425.2932 | 1461.4782 | 1512.8643 | 2445.9803 | 2509.3897 | 2652.1438 | 2917.7271 | -58.1659 | -97.4344 | -169.4599 | -255.189 | 150.7992 | 227.1689 | 380.3229 | 657.0191 | 8.0646 | 15.7204 | 34.6326 | 60.1823 | -952.141 | -1093.5863 | -1400.2126 | -1802.2159 | 1.7428 | 2.9193 | 5.4418 | 9.0961 | 2999.0896 | 2989.4707 | 2964.3468 | 3099.4839
12 | 27 | 15 | 1344.7355 | 1366.0941 | 1400.5553 | 1449.4308 | 2414.8889 | 2477.4923 | 2618.4319 | 2880.6392 | -57.5868 | -95.6075 | -166.3324 | -248.4468 | 139.6224 | 208.8218 | 352.4795 | 603.043 | 6.4414 | 13.0748 | 29.1633 | 51.7863 | -724.7667 | -831.433 | -1062.482 | -1365.5466 | 0.67323 | 1.3554 | 2.4381 | 3.8414 | 3124.0079 | 3139.7979 | 3174.2537 | 3374.7473
12 | 27 | 16 | 1366.662 | 1388.6792 | 1426.374 | 1480.8818 | 2334.8922 | 2395.4217 | 2531.6925 | 2785.2138 | -55.8035 | -95.4423 | -166.0509 | -250.0252 | 129.205 | 194.8591 | 326.4448 | 551.8741 | 9.0065 | 16.8103 | 35.4151 | 62.3724 | -374.2751 | -430.2859 | -551.7417 | -710.5862 | -3.2684 | -5.0316 | -8.3278 | -13.5195 | 3406.4186 | 3465.0106 | 3593.8059 | 3906.2112
12 | 27 | 17 | 1566.0328 | 1592.5326 | 1642.9344 | 1718.3607 | 2191.0415 | 2247.8419 | 2375.7171 | 2613.6193 | -55.0714 | -96.9908 | -172.8584 | -260.7736 | 66.9285 | 97.8373 | 158.7988 | 253.3673 | 14.5425 | 26.6709 | 53.1902 | 91.1916 | -29.1129 | -33.5092 | -43.0097 | -55.3267 | -6.3441 | -10.0713 | -17.366 | -26.8761 | 3748.0169 | 3824.3114 | 3997.4065 | 4333.5624
12 | 27 | 18 | 1978.0921 | 2013.8146 | 2084.7274 | 2191.6982 | 2138.3821 | 2193.8173 | 2318.6192 | 2550.8036 | -55.6505 | -100.2531 | -181.7545 | -276.2611 | 75.024 | 108.1584 | 170.98 | 268.9108 | 20.3392 | 36.6776 | 71.9347 | 123.3788 | -0.0029378 | -0.0033719 | -0.0043111 | -0.005539 | -10.3292 | -16.744 | -30.9625 | -49.4611 | 4145.8547 | 4235.4675 | 4433.5399 | 4809.0637
12 | 27 | 19 | 2211.8492 | 2253.7642 | 2337.5797 | 2468.5245 | 1949.2078 | 1999.7389 | 2113.5001 | 2325.144 | -54.3392 | -99.0353 | -181.0631 | -275.1034 | 92.0125 | 130.9464 | 197.9785 | 304.0353 | 23.382 | 41.8415 | 82.2261 | 139.8657 | -0.0029378 | -0.0033719 | -0.0043111 | -0.005539 | -7.8589 | -12.8593 | -24.5262 | -40.3358 | 4214.2505 | 4314.3931 | 4525.6908 | 4922.1248
12 | 27 | 20 | 2285.3505 | 2329.9186 | 2418.5629 | 2560.6657 | 1780.5946 | 1826.7547 | 1930.6751 | 2124.0111 | -51.4283 | -96.1557 | -174.5265 | -267.6282 | 98.6123 | 137.9149 | 207.4397 | 312.3732 | 25.1356 | 44.7348 | 87.0483 | 147.9568 | -0.0029378 | -0.0033719 | -0.0043111 | -0.005539 | -8.961 | -15.0406 | -27.5759 | -45.1379 | 4129.3008 | 4228.1232 | 4441.6192 | 4832.235
12 | 27 | 21 | 2317.9118 | 2363.7299 | 2455.018 | 2604.6079 | 1626.9856 | 1669.1634 | 1764.1188 | 1940.776 | -49.173 | -92.3367 | -168.2715 | -258.1499 | 108.1132 | 152.0014 | 227.7809 | 331.2434 | 25.1356 | 44.7348 | 87.0483 | 147.8551 | -0.0029378 | -0.0033719 | -0.0043111 | -0.005539 | -7.8616 | -12.6602 | -23.3504 | -36.5598 | 4021.1086 | 4124.6291 | 4342.3397 | 4729.7672
12 | 27 | 22 | 2335.0348 | 2381.1597 | 2474.4677 | 2630.2899 | 1452.1826 | 1489.8288 | 1574.5822 | 1732.2594 | -46.155 | -85.0291 | -155.4799 | -236.0326 | 193.119 | 271.7132 | 414.974 | 611.3809 | 21.9258 | 39.3232 | 76.6323 | 131.7106 | -0.0029378 | -0.0033719 | -0.0043111 | -0.005539 | -5.318 | -8.3503 | -15.6057 | -24.246 | 3950.7862 | 4088.6421 | 4369.5663 | 4845.3567
12 | 27 | 23 | 2238.5132 | 2283.4099 | 2372.8694 | 2526.4001 | 1295.9069 | 1329.5019 | 1405.1346 | 1545.8435 | -40.5167 | -74.0678 | -133.5872 | -202.8586 | 212.1208 | 292.7682 | 437.4106 | 643.1086 | 17.4402 | 31.266 | 62.3743 | 105.6276 | -0.0029378 | -0.0033719 | -0.0043111 | -0.005539 | -1.8894 | -3.2321 | -6.1265 | -9.795 | 3721.5721 | 3859.6429 | 4138.0708 | 4608.3206
12 | 27 | 24 | 2100.5177 | 2143.4223 | 2227.2189 | 2375.5999 | 1165.7859 | 1196.0076 | 1264.0461 | 1390.6265 | -36.1132 | -63.8807 | -113.0151 | -169.6847 | 317.1293 | 425.2719 | 617.8148 | 888.6908 | 14.0417 | 25.0123 | 49.5458 | 84.8995 | -0.0029378 | -0.0033719 | -0.0043111 | -0.005539 | 5.1849 | 7.7871 | 12.7008 | 18.4581 | 3566.5434 | 3733.6172 | 4058.307 | 4588.5846
12 | 28 | 1 | 1973.1569 | 2014.4323 | 2092.112 | 2234.9696 | 1093.6468 | 1121.9984 | 1185.8267 | 1304.5743 | -32.1512 | -57.9562 | -96.057 | -145.9889 | 304.8597 | 408.854 | 598.8098 | 882.818 | 10.1289 | 19.9947 | 37.8979 | 65.5902 | -0.0029378 | -0.0033719 | -0.0043111 | -0.005539 | 7.7421 | 12.2879 | 21.0503 | 31.7535 | 3357.3803 | 3519.6077 | 3839.6354 | 4373.7111
12 | 28 | 2 | 1865.2846 | 1904.2696 | 1977.394 | 2113.5382 | 1064.3597 | 1091.9521 | 1154.071 | 1269.6386 | -30.475 | -54.3024 | -89.802 | -134.5075 | 219.7695 | 296.6212 | 439.8785 | 651.6563 | 8.9115 | 18.1723 | 33.0757 | 56.4229 | -0.0029378 | -0.0033719 | -0.0043111 | -0.005539 | 6.2898 | 9.6462 | 16.6557 | 25.2945 | 3134.1372 | 3266.3556 | 3531.2687 | 3982.0374
12 | 28 | 3 | 1801.4882 | 1839.5673 | 1909.716 | 2042.1294 | 1053.1972 | 1080.5002 | 1141.9677 | 1256.3233 | -28.7682 | -51.536 | -85.354 | -125.0293 | 135.686 | 188.4013 | 291.2025 | 443.314 | 7.5638 | 14.8674 | 28.9115 | 51.7376 | -0.0029378 | -0.0033719 | -0.0043111 | -0.005539 | 4.7262 | 7.5691 | 13.0215 | 19.8184 | 2973.8901 | 3079.366 | 3299.4609 | 3688.2879
12 | 28 | 4 | 1755.2288 | 1792.0911 | 1860.1288 | 1988.2202 | 1080.3356 | 1108.3422 | 1171.3935 | 1288.6958 | -28.7682 | -52.4755 | -86.956 | -129.7684 | 81.7906 | 118.005 | 194.4279 | 310.1709 | 8.7445 | 18.4567 | 32.4286 | 56.4229 | -0.0029378 | -0.0033719 | -0.0043111 | -0.005539 | 4.2077 | 6.8392 | 11.962 | 17.9026 | 2901.5361 | 2991.2553 | 3183.3806 | 3531.6384
12 | 28 | 5 | 1718.9688 | 1754.4987 | 1819.9452 | 1941.5157 | 1189.0583 | 1219.8834 | 1289.2801 | 1418.3874 | -30.475 | -54.3024 | -93.211 | -141.6745 | 50.197 | 75.6321 | 136.0389 | 234.41 | 10.7016 | 19.9947 | 38.4205 | 65.5902 | -0.0029378 | -0.0033719 | -0.0043111 | -0.005539 | 3.0214 | 4.8231 | 8.133 | 12.5365 | 2941.4692 | 3020.5261 | 3198.6023 | 3530.7597
12 | 28 | 6 | 1752.4065 | 1787.6107 | 1852.8167 | 1970.1249 | 1372.9671 | 1408.5598 | 1488.69 | 1637.766 | -34.4065 | -61.4448 | -115.1037 | -174.8485 | 43.5971 | 68.6637 | 127.963 | 227.6958 | 17.0344 | 26.5138 | 58.4077 | 98.8913 | -0.0029378 | -0.0033719 | -0.0043111 | -0.005539 | 1.5935 | 2.8502 | 4.6747 | 7.5019 | 3153.1892 | 3232.7501 | 3417.444 | 3767.1259
12 | 28 | 7 | 1791.3332 | 1825.4543 | 1889.637 | 1999.32 | 1651.1234 | 1693.927 | 1790.2911 | 1969.5692 | -41.2795 | -71.5188 | -146.3789 | -226.979 | 68.7999 | 107.0082 | 184.7638 | 324.5821 | 26.6719 | 35.2669 | 87.1836 | 147.0197 | -0.0029378 | -0.0033719 | -0.0043111 | -0.005539 | -0.12487 | -0.20852 | -0.21378 | -0.66275 | 3496.5211 | 3589.9257 | 3805.2786 | 4212.8438
12 | 28 | 8 | 1720.0733 | 1750.9241 | 1808.7434 | 1902.1652 | 1945.0616 | 1995.4853 | 2109.0045 | 2320.1982 | -46.3692 | -81.7058 | -171.1941 | -267.3199 | 117.5911 | 178.7507 | 296.6932 | 507.8316 | 32.7807 | 45.1464 | 106.2638 | 177.7881 | -41.4819 | -47.3953 | -60.2269 | -77.6309 | -0.38819 | -0.43465 | -1.0729 | -1.5845 | 3727.2675 | 3840.7707 | 4088.2109 | 4561.4478
12 | 28 | 9 | 1691.2397 | 1720.2757 | 1773.8997 | 1856.6262 | 2160.0425 | 2216.0393 | 2342.1053 | 2576.6416 | -49.645 | -91.0056 | -182.3836 | -281.962 | 170.1097 | 254.1348 | 416.2753 | 715.5428 | 32.5418 | 53.2035 | 105.4814 | 177.7881 | -256.3209 | -293.7952 | -375.0645 | -482.8597 | 5.9695 | 9.6272 | 18.2577 | 30.098 | 3753.9373 | 3868.4798 | 4098.5712 | 4591.875
12 | 28 | 10 | 1625.5385 | 1652.3152 | 1701.1067 | 1773.389 | 2313.4423 | 2373.4158 | 2508.4346 | 2759.627 | -52.1911 | -96.4862 | -179.7426 | -277.5312 | 191.0961 | 282.282 | 466.8421 | 798.5 | 25.4694 | 55.4375 | 85.6187 | 144.487 | -456.0608 | -522.6094 | -668.4416 | -866.8264 | 12.2457 | 20.1494 | 37.5761 | 61.5243 | 3659.5402 | 3764.5043 | 3951.3939 | 4393.1695
12 | 28 | 11 | 1559.6684 | 1584.4233 | 1629.7455 | 1693.4497 | 2405.6121 | 2467.9751 | 2608.3732 | 2869.5733 | -53.8672 | -96.5993 | -173.974 | -264.4714 | 181.5952 | 273.4309 | 451.1466 | 779.5596 | 18.0129 | 44.7348 | 63.8038 | 108.9957 | -608.5381 | -698.6242 | -896.2686 | -1162.7804 | 13.5596 | 21.7133 | 40.4945 | 65.6748 | 3516.0429 | 3597.0539 | 3723.3211 | 4090.0012
12 | 28 | 12 | 1480.1086 | 1503.0115 | 1543.9659 | 1599.916 | 2469.9993 | 2534.0314 | 2678.1874 | 2946.3786 | -55.0714 | -94.1113 | -171.0515 | -258.0375 | 165.4945 | 247.414 | 415.7348 | 723.8712 | 13.5056 | 32.2463 | 50.7155 | 86.9504 | -796.82 | -912.1972 | -1165.0389 | -1507.7704 | 8.733 | 14.189 | 26.3135 | 41.8479 | 3285.9496 | 3324.5836 | 3378.8268 | 3633.1561
12 | 28 | 13 | 1378.7939 | 1399.1997 | 1435.2387 | 1482.3744 | 2511.9453 | 2577.0648 | 2723.6688 | 2996.4145 | -55.8035 | -92.5627 | -170.2174 | -256.3427 | 157.3991 | 238.5629 | 397.0659 | 689.8791 | 11.2377 | 19.4558 | 43.5567 | 75.1488 | -767.0206 | -878.3959 | -1122.5859 | -1455.8634 | 4.2213 | 6.7946 | 12.4843 | 20.4269 | 3240.7731 | 3270.1191 | 3319.2112 | 3552.0375
12 | 28 | 14 | 1311.9609 | 1331.3931 | 1364.0412 | 1406.0668 | 2522.1441 | 2587.528 | 2734.7273 | 3008.5804 | -56.5663 | -92.6758 | -170.7039 | -257.0757 | 150.7992 | 227.1689 | 380.3229 | 657.0191 | 10.4628 | 17.5062 | 40.7598 | 71.3365 | -713.1977 | -817.5427 | -1047.2967 | -1362.0891 | 1.7428 | 2.9193 | 5.4418 | 9.0961 | 3227.3459 | 3256.2969 | 3307.2924 | 3532.934
12 | 28 | 15 | 1235.7555 | 1253.8616 | 1283.2872 | 1321.4772 | 2496.3782 | 2561.0942 | 2706.7897 | 2977.8451 | -55.8801 | -91.9016 | -167.5763 | -252.7613 | 139.6224 | 208.8218 | 352.4795 | 603.043 | 9.2454 | 18.898 | 35.9376 | 64.5626 | -507.1488 | -582.0312 | -746.9821 | -973.8347 | 0.67323 | 1.3554 | 2.4381 | 3.8414 | 3318.6459 | 3370.0983 | 3466.3737 | 3744.1735
12 | 28 | 16 | 1262.968 | 1282.1752 | 1314.4017 | 1358.8567 | 2411.9834 | 2474.5115 | 2615.2815 | 2877.1734 | -54.6759 | -91.6232 | -165.7694 | -252.3366 | 129.205 | 194.8591 | 326.4448 | 551.8741 | 10.6297 | 23.0816 | 40.7598 | 70.4635 | -258.0275 | -295.6862 | -378.3043 | -492.0815 | -3.2684 | -5.0316 | -8.3278 | -13.5195 | 3498.8142 | 3582.2864 | 3744.4863 | 4100.4299
12 | 28 | 17 | 1476.4252 | 1501.4098 | 1546.1784 | 1614.176 | 2243.5778 | 2301.7401 | 2432.6815 | 2676.288 | -53.4717 | -92.2844 | -169.7309 | -260.3489 | 66.9285 | 97.8373 | 158.7988 | 253.3673 | 14.7814 | 31.4231 | 53.9727 | 92.5087 | -35.515 | -40.8585 | -52.5697 | -68.5815 | -6.3441 | -10.0713 | -17.366 | -26.8761 | 3706.382 | 3789.196 | 3951.9648 | 4280.5335
12 | 28 | 18 | 1909.44 | 1943.285 | 2010.8754 | 2113.2073 | 2161.9583 | 2218.0048 | 2344.1826 | 2578.9269 | -54.4158 | -94.7725 | -178.3455 | -271.0973 | 75.024 | 108.1584 | 170.98 | 268.9108 | 20.1722 | 38.2157 | 71.2253 | 121.5311 | -0.0029378 | -0.0033719 | -0.0043111 | -0.005539 | -10.3292 | -16.744 | -30.9625 | -49.4611 | 4101.8466 | 4196.1441 | 4387.951 | 4762.0123
12 | 28 | 19 | 2133.5209 | 2173.0777 | 2253.9838 | 2380.2205 | 1960.346 | 2011.1658 | 2125.577 | 2338.4304 | -53.2116 | -94.4941 | -173.206 | -262.8891 | 92.0125 | 130.9464 | 197.9785 | 304.0353 | 20.8169 | 44.0389 | 74.8047 | 127.4319 | -0.0029378 | -0.0033719 | -0.0043111 | -0.005539 | -7.8589 | -12.8593 | -24.5262 | -40.3358 | 4145.6228 | 4251.8721 | 4454.6075 | 4846.8877
12 | 28 | 20 | 2207.3131 | 2249.6012 | 2335.7978 | 2473.6297 | 1778.8464 | 1824.9611 | 1928.7794 | 2121.9257 | -50.3007 | -93.4415 | -164.8624 | -248.6716 | 98.6123 | 137.9149 | 207.4397 | 312.3732 | 20.2442 | 49.8986 | 72.0078 | 125.1401 | -0.0029378 | -0.0033719 | -0.0043111 | -0.005539 | -8.961 | -15.0406 | -27.5759 | -45.1379 | 4045.7514 | 4153.8903 | 4351.5821 | 4739.2535
12 | 28 | 21 | 2263.2372 | 2307.2534 | 2397.0068 | 2543.744 | 1621.7862 | 1663.8293 | 1758.4812 | 1934.5739 | -48.0454 | -90.6751 | -155.7614 | -234.4542 | 108.1132 | 152.0014 | 227.7809 | 331.2434 | 18.6576 | 48.3606 | 67.8435 | 115.9728 | -0.0029378 | -0.0033719 | -0.0043111 | -0.005539 | -7.8616 | -12.6602 | -23.3504 | -36.5598 | 3955.8843 | 4068.106 | 4271.9963 | 4654.5146
12 | 28 | 22 | 2291.7756 | 2337.2027 | 2428.727 | 2582.363 | 1446.7139 | 1484.2184 | 1568.6526 | 1725.736 | -45.683 | -85.0291 | -146.0973 | -222.2399 | 193.119 | 271.7132 | 414.974 | 611.3809 | 18.2518 | 42.2531 | 65.1089 | 113.4777 | -0.0029378 | -0.0033719 | -0.0043111 | -0.005539 | -5.318 | -8.3503 | -15.6057 | -24.246 | 3898.8564 | 4042.0046 | 4315.7551 | 4786.4661
12 | 28 | 23 | 2206.6533 | 2251.1063 | 2339.3958 | 2491.83 | 1288.5684 | 1321.9732 | 1397.1776 | 1537.0897 | -40.5167 | -74.233 | -130.4597 | -196.1164 | 212.1208 | 292.7682 | 437.4106 | 643.1086 | 16.0708 | 30.9817 | 58.2723 | 100.9423 | -0.0029378 | -0.0033719 | -0.0043111 | -0.005539 | -1.8894 | -3.2321 | -6.1265 | -9.795 | 3681.0043 | 3819.361 | 4095.6658 | 4567.0537
12 | 28 | 24 | 2071.2516 | 2113.563 | 2196.249 | 2343.7977 | 1160.877 | 1190.9714 | 1258.7234 | 1384.7708 | -36.1132 | -64.2112 | -111.6946 | -169.6847 | 313.8295 | 420.8463 | 605.6335 | 862.545 | 13.0998 | 24.3164 | 48.1162 | 82.6077 | -0.0029378 | -0.0033719 | -0.0043111 | -0.005539 | 5.1849 | 7.7871 | 12.7008 | 18.4581 | 3528.1266 | 3693.2697 | 4009.7241 | 4522.4891
12 | 29 | 1 | 1963.1972 | 2004.2998 | 2082.3743 | 2225.7698 | 1061.3595 | 1088.8741 | 1150.818 | 1266.0599 | -32.9139 | -57.182 | -101.2731 | -153.8888 | 273.6648 | 365.1348 | 527.986 | 766.9915 | 12.0493 | 21.6709 | 43.2941 | 75.7322 | -0.0029378 | -0.0033719 | -0.0043111 | -0.005539 | 7.7421 | 12.2879 | 21.0503 | 31.7535 | 3285.0962 | 3435.0822 | 3724.2453 | 4212.4124
12 | 29 | 2 | 1844.7513 | 1883.4183 | 1956.214 | 2092.284 | 1036.2433 | 1063.1068 | 1123.5848 | 1236.0995 | -30.6586 | -52.5886 | -93.416 | -139.9797 | 232.9691 | 310.0217 | 450.928 | 648.9004 | 9.7231 | 17.7607 | 35.8104 | 62.0828 | -0.0029378 | -0.0033719 | -0.0043111 | -0.005539 | 6.2898 | 9.6462 | 16.6557 | 25.2945 | 3099.3151 | 3231.3617 | 3489.7725 | 3924.6759
12 | 29 | 3 | 1760.9482 | 1798.3115 | 1867.1512 | 1997.8433 | 1026.3719 | 1052.9795 | 1112.8814 | 1224.3243 | -29.5309 | -50.7617 | -87.4425 | -132.9292 | 157.3799 | 214.9547 | 315.2273 | 460.0689 | 8.5057 | 15.5633 | 31.7707 | 55.2074 | -0.0029378 | -0.0033719 | -0.0043111 | -0.005539 | 4.7262 | 7.5691 | 13.0215 | 19.8184 | 2928.398 | 3038.613 | 3252.6053 | 3624.3276
12 | 29 | 4 | 1691.5821 | 1727.5213 | 1793.2592 | 1918.7824 | 1041.6863 | 1068.6909 | 1129.4866 | 1242.5923 | -29.5309 | -50.7617 | -87.4425 | -130.9261 | 103.0857 | 142.1393 | 217.6586 | 327.4874 | 8.5057 | 15.8477 | 31.7707 | 55.2074 | -0.0029378 | -0.0033719 | -0.0043111 | -0.005539 | 4.2077 | 6.8392 | 11.962 | 17.9026 | 2819.5336 | 2910.2733 | 3096.6903 | 3431.0405
12 | 29 | 5 | 1637.1683 | 1671.6348 | 1734.2724 | 1854.1931 | 1093.5729 | 1121.9226 | 1185.7466 | 1304.4861 | -30.1866 | -51.536 | -90.57 | -137.6683 | 67.0954 | 96.4137 | 153.576 | 236.6745 | 9.3173 | 17.0648 | 34.5053 | 58.8164 | -0.0029378 | -0.0033719 | -0.0043111 | -0.005539 | 3.0214 | 4.8231 | 8.133 | 12.5365 | 2779.9857 | 2860.3197 | 3025.659 | 3329.0328
12 | 29 | 6 | 1617.4611 | 1650.8559 | 1711.5829 | 1826.1519 | 1195.1875 | 1226.1714 | 1295.9259 | 1425.6987 | -32.3348 | -57.182 | -101.2731 | -152.3104 | 42.5004 | 62.8919 | 105.1888 | 175.4041 | 12.2882 | 22.2287 | 44.0765 | 74.8592 | -0.0029378 | -0.0033719 | -0.0043111 | -0.005539 | 1.5935 | 2.8502 | 4.6747 | 7.5019 | 2836.693 | 2907.8128 | 3060.1714 | 3357.2998
12 | 29 | 7 | 1688.3347 | 1722.3964 | 1785.116 | 1900.1104 | 1314.9686 | 1349.0577 | 1425.8029 | 1568.5815 | -35.9319 | -67.2038 | -121.8452 | -187.4875 | 30.7963 | 45.7261 | 81.958 | 138.6559 | 18.4187 | 31.962 | 61.8517 | 104.6529 | -0.0029378 | -0.0033719 | -0.0043111 | -0.005539 | -0.12487 | -0.20852 | -0.21378 | -0.66275 | 3016.4586 | 3081.7264 | 3232.6653 | 3523.845
12 | 29 | 8 | 1810.0927 | 1845.952 | 1913.7028 | 2033.7101 | 1410.3874 | 1446.9501 | 1529.2642 | 1682.4034 | -40.5496 | -77.6083 | -145.6214 | -225.8253 | 31.1951 | 48.1452 | 80.0322 | 139.7882 | 25.3025 | 44.4505 | 83.7911 | 141.3221 | -116.6661 | -133.0893 | -169.3325 | -219.5769 | -0.38819 | -0.43465 | -1.0729 | -1.5845 | 3119.3737 | 3174.3656 | 3290.7634 | 3550.2371
12 | 29 | 9 | 1917.3961 | 1954.8533 | 2025.993 | 2149.2141 | 1523.4937 | 1562.9886 | 1651.9039 | 1817.3241 | -44.5882 | -85.9685 | -163.066 | -252.2571 | 42.5004 | 65.311 | 102.2152 | 172.0867 | 28.7009 | 49.8986 | 94.7919 | 159.8601 | -406.255 | -467.495 | -603.1444 | -787.3814 | 5.9695 | 9.6272 | 18.2577 | 30.098 | 3067.2174 | 3089.2153 | 3126.9513 | 3288.9445
12 | 29 | 10 | 1916.8187 | 1953.1719 | 2023.5967 | 2142.4539 | 1647.7836 | 1690.5006 | 1786.6698 | 1965.5852 | -47.4226 | -91.6144 | -172.7301 | -267.3239 | 60.0967 | 85.0197 | 136.833 | 223.8869 | 29.404 | 51.2905 | 97.2666 | 165.3167 | -727.742 | -838.2978 | -1083.9272 | -1418.7683 | 12.2457 | 20.1494 | 37.5761 | 61.5243 | 2891.184 | 2870.2198 | 2825.2849 | 2872.6749
12 | 29 | 11 | 1882.3935 | 1917.6571 | 1985.8151 | 2099.6169 | 1725.9996 | 1770.7442 | 1871.4783 | 2058.8865 | -49.8615 | -92.667 | -173.2166 | -265.6291 | 73.2963 | 106.611 | 169.2714 | 279.5754 | 24.252 | 42.8217 | 82.2261 | 139.8657 | -970.9395 | -1116.7726 | -1439.6352 | -1878.2986 | 13.5596 | 21.7133 | 40.4945 | 65.6748 | 2698.7 | 2650.1077 | 2536.4336 | 2499.6916
12 | 29 | 12 | 1826.5123 | 1860.1529 | 1925.789 | 2034.7786 | 1763.3808 | 1809.0945 | 1912.0103 | 2103.4773 | -51.5377 | -94.607 | -173.4215 | -266.3621 | 87.9916 | 128.7388 | 207.4033 | 336.396 | 21.6869 | 38.5 | 75.1919 | 126.9878 | -1142.7615 | -1311.9076 | -1683.3467 | -2183.635 | 8.733 | 14.189 | 26.3135 | 41.8479 | 2514.0053 | 2444.1606 | 2289.9398 | 2193.4905
12 | 29 | 13 | 1751.8238 | 1783.8438 | 1845.9904 | 1949.4237 | 1768.4449 | 1814.2899 | 1917.5012 | 2109.518 | -52.1934 | -93.8328 | -170.7804 | -259.6199 | 100.7924 | 145.9046 | 233.354 | 373.1443 | 17.1294 | 31.4231 | 61.979 | 107.336 | -1193.9599 | -1369.7432 | -1753.8722 | -2266.9226 | 4.2213 | 6.7946 | 12.4843 | 20.4269 | 2396.2585 | 2318.68 | 2146.6562 | 2033.3065
12 | 29 | 14 | 1722.5661 | 1754.4747 | 1815.3922 | 1917.8964 | 1738.7367 | 1783.8115 | 1885.289 | 2074.0801 | -52.2699 | -93.9459 | -169.4599 | -255.6137 | 103.6935 | 149.7938 | 243.9469 | 388.6876 | 15.76 | 28.7776 | 56.97 | 99.0417 | -845.4175 | -969.591 | -1244.3672 | -1622.3494 | 1.7428 | 2.9193 | 5.4418 | 9.0961 | 2684.8116 | 2656.2401 | 2593.2128 | 2610.8389
12 | 29 | 15 | 1682.9683 | 1714.3653 | 1774.0074 | 1875.168 | 1700.7553 | 1744.8456 | 1844.1064 | 2028.7735 | -51.1422 | -90.2921 | -161.8844 | -243.7076 | 103.8124 | 150.0671 | 238.3374 | 374.698 | 12.789 | 23.3659 | 48.2435 | 83.8719 | -599.2963 | -687.1073 | -881.9356 | -1152.0363 | 0.67323 | 1.3554 | 2.4381 | 3.8414 | 2850.5598 | 2856.6 | 2863.3129 | 2970.609
12 | 29 | 16 | 1712.6506 | 1745.6142 | 1807.3973 | 1913.787 | 1640.2052 | 1682.7258 | 1778.4527 | 1956.5453 | -49.3589 | -89.2395 | -161.3979 | -247.7138 | 98.0102 | 142.1651 | 223.9767 | 349.6844 | 16.3178 | 29.1891 | 57.7524 | 98.94 | -327.3194 | -374.9124 | -480.3036 | -626.7751 | -3.2684 | -5.0316 | -8.3278 | -13.5195 | 3087.2371 | 3130.5107 | 3217.5498 | 3430.9483
12 | 29 | 17 | 1865.0538 | 1902.0221 | 1972.7157 | 2093.8856 | 1560.2284 | 1600.6756 | 1691.7349 | 1861.1437 | -48.8104 | -90.788 | -167.1664 | -256.4591 | 51.1557 | 71.7069 | 109.2449 | 170.6729 | 20.9119 | 37.2463 | 72.2704 | 123.2771 | -47.0087 | -54.1239 | -69.9594 | -91.9641 | -6.3441 | -10.0713 | -17.366 | -26.8761 | 3395.1866 | 3456.6677 | 3591.4741 | 3873.68
12 | 29 | 18 | 2157.9846 | 2200.4419 | 2285.2345 | 2424.7698 | 1637.4609 | 1679.9104 | 1775.4771 | 1953.2717 | -50.3336 | -95.103 | -177.383 | -271.9467 | 54.0568 | 75.596 | 115.7326 | 171.8052 | 26.8389 | 46.8415 | 90.2324 | 153.7184 | -0.0029378 | -0.0033719 | -0.0043111 | -0.005539 | -10.3292 | -16.744 | -30.9625 | -49.4611 | 3815.6755 | 3890.9394 | 4058.3267 | 4382.1518
12 | 29 | 19 | 2240.7603 | 2285.1551 | 2374.176 | 2521.3622 | 1609.6705 | 1651.3995 | 1745.3443 | 1920.1214 | -49.6779 | -93.1108 | -172.167 | -261.7353 | 53.0501 | 75.596 | 115.7326 | 171.8052 | 25.0636 | 44.7348 | 86.3903 | 147.7159 | -0.0029378 | -0.0033719 | -0.0043111 | -0.005539 | -7.8589 | -12.8593 | -24.5262 | -40.3358 | 3871.0048 | 3950.9119 | 4124.9457 | 4458.928
12 | 29 | 20 | 2228.0112 | 2272.1492 | 2361.6843 | 2509.8748 | 1543.3937 | 1583.4045 | 1673.4813 | 1841.0621 | -48.3361 | -89.2918 | -164.105 | -249.521 | 59.2511 | 82.5645 | 125.1939 | 185.725 | 23.1432 | 41.5572 | 80.921 | 137.6755 | -0.0029378 | -0.0033719 | -0.0043111 | -0.005539 | -8.961 | -15.0406 | -27.5759 | -45.1379 | 3796.4992 | 3875.3396 | 4049.5953 | 4379.6729
12 | 29 | 21 | 2213.9113 | 2258.1377 | 2347.0921 | 2496.5894 | 1460.3072 | 1498.1641 | 1583.3917 | 1741.951 | -46.6599 | -84.7506 | -153.1204 | -232.8758 | 81.3438 | 113.6672 | 167.8876 | 238.096 | 19.5995 | 34.8553 | 69.9202 | 119.3409 | -0.0029378 | -0.0033719 | -0.0043111 | -0.005539 | -7.8616 | -12.6602 | -23.3504 | -36.5598 | 3720.6374 | 3807.41 | 3991.8165 | 4326.5362
12 | 29 | 22 | 2205.1033 | 2249.4653 | 2337.8014 | 2489.4087 | 1349.4697 | 1384.4533 | 1463.2121 | 1609.7368 | -43.7184 | -80.1573 | -143.7378 | -216.2307 | 133.5116 | 187.3543 | 282.9569 | 412.5783 | 17.4402 | 31.5504 | 63.0214 | 109.0973 | -0.0029378 | -0.0033719 | -0.0043111 | -0.005539 | -5.318 | -8.3503 | -15.6057 | -24.246 | 3656.4855 | 3764.3122 | 3987.6439 | 4380.3389
12 | 29 | 23 | 2100.4544 | 2143.1748 | 2226.89 | 2374.0648 | 1238.514 | 1270.6211 | 1342.9042 | 1477.3814 | -39.7869 | -71.7971 | -129.4207 | -194.538 | 144.8168 | 201.9772 | 305.14 | 444.8769 | 15.6649 | 28.6205 | 56.9673 | 98.5112 | -0.0029378 | -0.0033719 | -0.0043111 | -0.005539 | -1.8894 | -3.2321 | -6.1265 | -9.795 | 3457.7709 | 3569.361 | 3796.3499 | 4190.4957
12 | 29 | 24 | 1958.761 | 1999.026 | 2076.7497 | 2217.2186 | 1138.6249 | 1168.1425 | 1234.5958 | 1358.2271 | -35.7483 | -64.3243 | -113.7831 | -172.8454 | 167.1185 | 227.9941 | 340.5519 | 506.1472 | 14.6145 | 26.1022 | 51.498 | 89.5848 | -0.0029378 | -0.0033719 | -0.0043111 | -0.005539 | 5.1849 | 7.7871 | 12.7008 | 18.4581 | 3248.5526 | 3364.7243 | 3602.3088 | 4016.7848
12 | 30 | 1 | 1862.8606 | 1901.8689 | 1975.5779 | 2112.3087 | 1048.6003 | 1075.7842 | 1136.9834 | 1250.8399 | -32.3654 | -57.9562 | -102.8751 | -154.3135 | 273.6648 | 365.1348 | 527.986 | 766.9915 | 13.0998 | 23.6205 | 46.8112 | 79.5445 | -0.0029378 | -0.0033719 | -0.0043111 | -0.005539 | 7.7421 | 12.2879 | 21.0503 | 31.7535 | 3173.5994 | 3320.7366 | 3605.5293 | 4087.1189
12 | 30 | 2 | 1756.274 | 1793.4077 | 1861.731 | 1991.9246 | 1027.8939 | 1054.5409 | 1114.5317 | 1226.1398 | -30.6586 | -53.5282 | -93.6975 | -140.0961 | 232.9691 | 310.0217 | 450.928 | 648.9004 | 10.3678 | 19.1526 | 38.0224 | 65.6918 | -0.0029378 | -0.0033719 | -0.0043111 | -0.005539 | 6.2898 | 9.6462 | 16.6557 | 25.2945 | 3003.133 | 3133.2376 | 3388.1669 | 3817.8495
12 | 30 | 3 | 1668.484 | 1704.199 | 1768.5458 | 1892.6189 | 1024.9757 | 1051.5471 | 1111.3675 | 1222.6589 | -29.638 | -49.8744 | -88.763 | -132.9292 | 157.3799 | 214.9547 | 315.2273 | 460.0689 | 8.3387 | 15.5633 | 31.7707 | 55.6515 | -0.0029378 | -0.0033719 | -0.0043111 | -0.005539 | 4.7262 | 7.5691 | 13.0215 | 19.8184 | 2834.2636 | 2943.9555 | 3151.1655 | 3517.8819
12 | 30 | 4 | 1590.6435 | 1624.4071 | 1685.1939 | 1803.4189 | 1040.8948 | 1067.8788 | 1128.6283 | 1241.6481 | -29.5309 | -49.8744 | -87.4425 | -132.9292 | 103.0857 | 142.1393 | 217.6586 | 327.4874 | 8.7445 | 16.2592 | 32.5532 | 55.6515 | -0.0029378 | -0.0033719 | -0.0043111 | -0.005539 | 4.2077 | 6.8392 | 11.962 | 17.9026 | 2718.0422 | 2807.6459 | 2988.5492 | 3313.1739
12 | 30 | 5 | 1524.789 | 1557.0888 | 1614.3434 | 1726.5126 | 1088.2775 | 1116.49 | 1180.0048 | 1298.1694 | -29.638 | -51.7013 | -90.57 | -135.3569 | 67.0954 | 96.4137 | 153.576 | 236.6745 | 9.7231 | 17.4764 | 35.2878 | 60.1335 | -0.0029378 | -0.0033719 | -0.0043111 | -0.005539 | 3.0214 | 4.8231 | 8.133 | 12.5365 | 2663.2654 | 2740.5873 | 2900.7708 | 3198.6642
12 | 30 | 6 | 1484.5409 | 1515.5655 | 1570.2506 | 1676.8183 | 1163.16 | 1193.3137 | 1261.1989 | 1387.4942 | -31.7862 | -55.5203 | -98.4271 | -149.5744 | 42.5004 | 62.8919 | 105.1888 | 175.4041 | 12.2882 | 22.2287 | 43.554 | 73.9861 | -0.0029378 | -0.0033719 | -0.0043111 | -0.005539 | 1.5935 | 2.8502 | 4.6747 | 7.5019 | 2672.2938 | 2741.3264 | 2886.4356 | 3171.6248
12 | 30 | 7 | 1561.4842 | 1593.6568 | 1650.882 | 1759.8803 | 1237.1975 | 1269.2706 | 1341.4768 | 1475.8111 | -34.8043 | -62.8279 | -114.0647 | -176.0062 | 30.7963 | 45.7261 | 81.958 | 138.6559 | 16.0708 | 28.7478 | 55.0151 | 93.1938 | -0.0029378 | -0.0033719 | -0.0043111 | -0.005539 | -0.12487 | -0.20852 | -0.21378 | -0.66275 | 2810.6167 | 2874.3614 | 3015.0492 | 3290.8665
12 | 30 | 8 | 1716.2941 | 1751.2282 | 1815.8754 | 1934.8331 | 1266.4051 | 1299.2353 | 1373.1462 | 1510.6517 | -37.2738 | -71.1881 | -133.1113 | -204.8657 | 31.1951 | 48.1452 | 80.0322 | 139.7882 | 22.3316 | 39.0389 | 74.2821 | 125.4826 | -73.8347 | -83.921 | -106.1166 | -136.9746 | -0.38819 | -0.43465 | -1.0729 | -1.5845 | 2924.7292 | 2982.1038 | 3103.0349 | 3367.3309
12 | 30 | 9 | 1888.3896 | 1926.141 | 1998.4932 | 2128.4683 | 1307.519 | 1341.415 | 1417.7255 | 1559.6952 | -40.6567 | -79.6004 | -151.8764 | -235.7282 | 42.5004 | 65.311 | 102.2152 | 172.0867 | 27.6505 | 48.5068 | 92.0573 | 155.2764 | -201.8447 | -229.6468 | -288.9589 | -365.933 | 5.9695 | 9.6272 | 18.2577 | 30.098 | 3029.5275 | 3081.7538 | 3187.9134 | 3443.9633
12 | 30 | 10 | 1929.0193 | 1967.2125 | 2040.7327 | 2169.8457 | 1393.3876 | 1429.5097 | 1510.8316 | 1662.1249 | -43.4911 | -85.9685 | -164.668 | -254.6848 | 60.0967 | 85.0197 | 136.833 | 223.8869 | 30.2156 | 52.792 | 100.7837 | 169.9004 | -407.3701 | -465.8097 | -591.094 | -749.8723 | 12.2457 | 20.1494 | 37.5761 | 61.5243 | 2974.1037 | 3002.9051 | 3070.9951 | 3282.7249
12 | 30 | 11 | 1942.4326 | 1980.7368 | 2054.2507 | 2181.9581 | 1461.4937 | 1499.3813 | 1584.6781 | 1743.3663 | -45.823 | -87.9606 | -165.1545 | -253.4148 | 73.2963 | 106.611 | 169.2714 | 279.5754 | 26.1141 | 45.8613 | 88.2179 | 150.3502 | -689.2552 | -791.2346 | -1013.1711 | -1301.7789 | 13.5596 | 21.7133 | 40.4945 | 65.6748 | 2781.8182 | 2775.1085 | 2758.587 | 2865.7311
12 | 30 | 12 | 1902.8617 | 1939.7994 | 2011.4399 | 2134.926 | 1500.8746 | 1539.7832 | 1627.3784 | 1790.3426 | -47.4991 | -88.9611 | -164.0389 | -251.7199 | 87.9916 | 128.7388 | 207.4033 | 336.396 | 22.0927 | 39.1959 | 77.2794 | 131.6731 | -756.785 | -865.5402 | -1099.1484 | -1399.7916 | 8.733 | 14.189 | 26.3135 | 41.8479 | 2718.2696 | 2707.205 | 2686.6271 | 2783.674
12 | 30 | 13 | 1844.7822 | 1880.6848 | 1949.205 | 2068.0393 | 1519.3233 | 1558.7101 | 1647.382 | 1812.3494 | -48.8104 | -88.3521 | -161.1164 | -244.9778 | 100.7924 | 145.9046 | 233.354 | 373.1443 | 17.941 | 32.119 | 64.191 | 110.5008 | -845.9037 | -970.4495 | -1239.3608 | -1585.3142 | 4.2213 | 6.7946 | 12.4843 | 20.4269 | 2592.3462 | 2565.4116 | 2506.1392 | 2554.1687
12 | 30 | 14 | 1820.013 | 1855.4115 | 1923.0079 | 2040.5226 | 1509.539 | 1548.6722 | 1636.773 | 1800.678 | -49.3589 | -88.4652 | -161.3213 | -245.286 | 103.6935 | 149.7938 | 243.9469 | 388.6876 | 16.4847 | 29.8851 | 59.7669 | 102.2065 | -724.646 | -831.0252 | -1058.7863 | -1350.0421 | 1.7428 | 2.9193 | 5.4418 | 9.0961 | 2677.4681 | 2667.1914 | 2648.829 | 2745.8627
12 | 30 | 15 | 1770.5771 | 1805.2845 | 1870.6752 | 1985.1412 | 1500.8119 | 1539.7188 | 1627.3103 | 1790.2677 | -48.8869 | -85.6988 | -155.0663 | -233.8047 | 103.8124 | 150.0671 | 238.3374 | 374.698 | 12.789 | 23.6503 | 48.766 | 83.8719 | -627.2688 | -718.2708 | -913.137 | -1165.219 | 0.67323 | 1.3554 | 2.4381 | 3.8414 | 2712.5078 | 2716.1065 | 2719.3238 | 2838.7965
12 | 30 | 16 | 1779.6683 | 1814.9377 | 1881.475 | 1998.3926 | 1470.6315 | 1508.756 | 1594.5861 | 1754.2665 | -47.1036 | -84.6461 | -153.5408 | -233.8047 | 98.0102 | 142.1651 | 223.9767 | 349.6844 | 14.5425 | 26.5436 | 53.7128 | 92.1662 | -403.2856 | -462.6525 | -589.0652 | -749.7182 | -3.2684 | -5.0316 | -8.3278 | -13.5195 | 2909.1949 | 2940.0723 | 3002.8168 | 3197.4674
12 | 30 | 17 | 1932.588 | 1971.6841 | 2046.8575 | 2177.4714 | 1418.3724 | 1455.1421 | 1537.9223 | 1691.9284 | -46.92 | -86.9689 | -159.0278 | -241.817 | 51.1557 | 71.7069 | 109.2449 | 170.6729 | 18.3468 | 32.9246 | 65.4961 | 111.818 | -69.907 | -80.4171 | -103.1665 | -133.2574 | -6.3441 | -10.0713 | -17.366 | -26.8761 | 3297.2918 | 3354.0004 | 3479.9604 | 3749.9401
12 | 30 | 18 | 2224.4126 | 2268.6585 | 2357.6252 | 2505.6107 | 1516.0154 | 1555.3164 | 1643.7953 | 1808.4034 | -49.2059 | -93.2761 | -174.2556 | -267.2075 | 54.0568 | 75.596 | 115.7326 | 171.8052 | 26.281 | 46.5572 | 89.7098 | 152.4012 | -0.0029378 | -0.0033719 | -0.0043111 | -0.005539 | -10.3292 | -16.744 | -30.9625 | -49.4611 | 3761.2277 | 3836.1047 | 4001.6405 | 4321.5464
12 | 30 | 19 | 2303.4478 | 2349.3599 | 2442.8049 | 2597.5708 | 1498.9489 | 1537.8075 | 1625.2903 | 1788.0454 | -50.1499 | -94.6594 | -176.8966 | -268.9023 | 53.0501 | 75.596 | 115.7326 | 171.8052 | 27.6505 | 48.5068 | 94.6565 | 160.6955 | -0.0029378 | -0.0033719 | -0.0043111 | -0.005539 | -7.8589 | -12.8593 | -24.5262 | -40.3358 | 3825.0855 | 3903.7483 | 4077.0572 | 4408.8732
12 | 30 | 20 | 2287.2933 | 2333.3557 | 2426.2367 | 2581.1803 | 1449.488 | 1487.0644 | 1571.6605 | 1729.0451 | -48.2596 | -92.8325 | -171.9621 | -265.7415 | 59.2511 | 82.5645 | 125.1939 | 185.725 | 27.8893 | 49.2027 | 95.439 | 162.0126 | -0.0029378 | -0.0033719 | -0.0043111 | -0.005539 | -8.961 | -15.0406 | -27.5759 | -45.1379 | 3766.6982 | 3844.3107 | 4018.9878 | 4347.0781
12 | 30 | 21 | 2259.8967 | 2305.5412 | 2397.27 | 2552.5016 | 1373.2927 | 1408.8938 | 1489.043 | 1638.1544 | -47.1319 | -88.2392 | -162.298 | -244.7819 | 81.3438 | 113.6672 | 167.8876 | 238.096 | 24.1937 | 42.949 | 83.6557 | 143.5764 | -0.0029378 | -0.0033719 | -0.0043111 | -0.005539 | -7.8616 | -12.6602 | -23.3504 | -36.5598 | 3683.7304 | 3770.1484 | 3952.2035 | 4290.9811
12 | 30 | 22 | 2186.9815 | 2231.297 | 2319.1533 | 2470.9115 | 1282.7138 | 1315.9667 | 1390.8295 | 1530.1058 | -44.4046 | -81.7058 | -148.4674 | -225.4006 | 133.5116 | 187.3543 | 282.9569 | 412.5783 | 20.8169 | 37.7851 | 73.4996 | 125.2417 | -0.0029378 | -0.0033719 | -0.0043111 | -0.005539 | -5.318 | -8.3503 | -15.6057 | -24.246 | 3574.2983 | 3682.3436 | 3902.3619 | 4289.1852
12 | 30 | 23 | 2043.3201 | 2085.1022 | 2166.2512 | 2310.3811 | 1192.1466 | 1223.0518 | 1292.6287 | 1422.0714 | -39.7869 | -72.7366 | -132.5483 | -199.2771 | 144.8168 | 201.9772 | 305.14 | 444.8769 | 18.0129 | 31.962 | 63.2813 | 108.1227 | -0.0029378 | -0.0033719 | -0.0043111 | -0.005539 | -1.8894 | -3.2321 | -6.1265 | -9.795 | 3356.6172 | 3466.1211 | 3688.6221 | 4076.3744
12 | 30 | 24 | 1897.3256 | 1936.4358 | 2011.1937 | 2147.5895 | 1115.5382 | 1144.4573 | 1209.5632 | 1330.6878 | -35.2763 | -63.4369 | -113.7831 | -172.8454 | 170.4185 | 232.4196 | 352.7332 | 528.4049 | 15.2591 | 26.7981 | 53.5855 | 91.0036 | -0.0029378 | -0.0033719 | -0.0043111 | -0.005539 | 5.1849 | 7.7871 | 12.7008 | 18.4581 | 3168.4471 | 3284.4577 | 3525.989 | 3943.2929
12 | 31 | 1 | 1742.7988 | 1779.2259 | 1846.0968 | 1972.3128 | 1101.7522 | 1130.314 | 1194.6153 | 1314.243 | -31.7862 | -56.1293 | -99.671 | -151.4611 | 304.8597 | 408.854 | 598.8098 | 882.818 | 11.4047 | 21.2593 | 42.5116 | 72.2248 | -0.0029378 | -0.0033719 | -0.0043111 | -0.005539 | 7.7421 | 12.2879 | 21.0503 | 31.7535 | 3136.7683 | 3295.8084 | 3603.4084 | 4121.8855
12 | 31 | 2 | 1668.6665 | 1703.6707 | 1767.3994 | 1889.4444 | 1076.2451 | 1104.1456 | 1166.9582 | 1283.8163 | -29.638 | -51.536 | -88.763 | -132.9292 | 219.7695 | 296.6212 | 439.8785 | 651.6563 | 8.8395 | 16.132 | 32.9403 | 56.182 | -0.0029378 | -0.0033719 | -0.0043111 | -0.005539 | 6.2898 | 9.6462 | 16.6557 | 25.2945 | 2950.1694 | 3078.6762 | 3335.0648 | 3773.4589
12 | 31 | 3 | 1622.7343 | 1657.1419 | 1718.9319 | 1837.5422 | 1072.6734 | 1100.4813 | 1163.0854 | 1279.5558 | -29.5309 | -49.8744 | -85.6355 | -127.7653 | 135.686 | 188.4013 | 291.2025 | 443.314 | 7.5638 | 14.4558 | 29.5586 | 51.5984 | -0.0029378 | -0.0033719 | -0.0043111 | -0.005539 | 4.7262 | 7.5691 | 13.0215 | 19.8184 | 2813.8497 | 2918.1717 | 3130.1601 | 3504.0578
12 | 31 | 4 | 1601.3971 | 1635.4821 | 1695.9418 | 1812.6061 | 1099.2577 | 1127.7547 | 1191.9104 | 1311.2673 | -29.5309 | -49.8744 | -85.6355 | -128.19 | 81.7906 | 118.005 | 194.4279 | 310.1709 | 7.7307 | 14.7402 | 30.2057 | 51.7 | -0.0029378 | -0.0033719 | -0.0043111 | -0.005539 | 4.2077 | 6.8392 | 11.962 | 17.9026 | 2764.8498 | 2852.9435 | 3038.8082 | 3375.4513
12 | 31 | 5 | 1607.0764 | 1640.3451 | 1700.2646 | 1813.7347 | 1201.0378 | 1232.1734 | 1302.2693 | 1432.6773 | -30.7657 | -55.1898 | -95.018 | -144.4106 | 50.197 | 75.6321 | 136.0389 | 234.41 | 11.6435 | 20.9749 | 41.8022 | 71.2501 | -0.0029378 | -0.0033719 | -0.0043111 | -0.005539 | 3.0214 | 4.8231 | 8.133 | 12.5365 | 2842.2075 | 2918.7554 | 3093.4856 | 3420.1926
12 | 31 | 6 | 1661.1682 | 1694.4984 | 1755.0499 | 1865.223 | 1393.3633 | 1429.4847 | 1510.8052 | 1662.0959 | -35.2763 | -65.2638 | -118.5127 | -180.0123 | 43.5971 | 68.6637 | 127.963 | 227.6958 | 18.1799 | 32.2463 | 62.3743 | 105.6276 | -0.0029378 | -0.0033719 | -0.0043111 | -0.005539 | 1.5935 | 2.8502 | 4.6747 | 7.5019 | 3082.6227 | 3162.4761 | 3342.35 | 3688.1263
12 | 31 | 7 | 1721.1932 | 1753.7595 | 1814.4616 | 1918.1237 | 1670.5538 | 1713.8612 | 1811.3593 | 1992.7472 | -42.5142 | -81.7058 | -151.39 | -234.1459 | 68.7999 | 107.0082 | 184.7638 | 324.5821 | 28.2232 | 49.2027 | 92.5798 | 155.1748 | -0.0029378 | -0.0033719 | -0.0043111 | -0.005539 | -0.12487 | -0.20852 | -0.21378 | -0.66275 | 3446.1282 | 3541.9138 | 3751.5564 | 4155.8135
12 | 31 | 8 | 1686.0421 | 1715.8554 | 1772.3649 | 1862.7734 | 1956.0652 | 2006.7741 | 2120.9354 | 2333.3239 | -47.6039 | -92.7193 | -174.6031 | -269.7476 | 117.5911 | 178.7507 | 296.6932 | 507.8316 | 32.5418 | 56.0061 | 105.6059 | 176.6742 | -121.5436 | -138.6088 | -176.3462 | -229.1398 | -0.38819 | -0.43465 | -1.0729 | -1.5845 | 3622.7046 | 3725.6235 | 3943.5772 | 4380.1312
12 | 31 | 9 | 1673.6936 | 1701.9222 | 1754.9298 | 1835.789 | 2174.1143 | 2230.4759 | 2357.3632 | 2593.4274 | -51.566 | -98.2 | -182.6651 | -282.3867 | 170.1097 | 254.1348 | 416.2753 | 715.5428 | 30.7883 | 53.0763 | 100.7837 | 169.9004 | -486.0339 | -554.9846 | -705.7837 | -911.4438 | 5.9695 | 9.6272 | 18.2577 | 30.098 | 3517.0756 | 3596.0518 | 3759.1609 | 4150.9271
12 | 31 | 10 | 1641.4526 | 1668.0245 | 1718.2919 | 1791.6654 | 2293.3926 | 2352.8463 | 2486.6951 | 2735.7104 | -53.3493 | -98.4784 | -181.3446 | -275.6445 | 191.0961 | 282.282 | 466.8421 | 798.5 | 24.6578 | 43.6273 | 82.7487 | 139.8657 | -940.8976 | -1077.4377 | -1375.2 | -1773.9843 | 12.2457 | 20.1494 | 37.5761 | 61.5243 | 3168.5979 | 3191.0135 | 3235.6091 | 3477.637
12 | 31 | 11 | 1608.8986 | 1634.5052 | 1682.7109 | 1751.9743 | 2353.3294 | 2414.3369 | 2551.6837 | 2807.207 | -55.7882 | -99.531 | -180.3056 | -274.0661 | 181.5952 | 273.4309 | 451.1466 | 779.5596 | 20.5061 | 36.5504 | 71.1522 | 121.6328 | -1085.9071 | -1243.519 | -1587.1455 | -2048.7551 | 13.5596 | 21.7133 | 40.4945 | 65.6748 | 3036.1936 | 3037.4867 | 3029.7367 | 3203.2271
12 | 31 | 12 | 1560.2903 | 1584.7716 | 1630.5034 | 1694.5087 | 2385.3345 | 2447.1718 | 2586.3865 | 2845.3848 | -56.4438 | -100.5836 | -180.7921 | -274.7991 | 165.4945 | 247.414 | 415.7348 | 723.8712 | 17.941 | 31.9444 | 62.886 | 107.336 | -1306.1755 | -1495.4627 | -1906.5245 | -2453.52 | 8.733 | 14.189 | 26.3135 | 41.8479 | 2775.1739 | 2729.4443 | 2634.5076 | 2684.6295
12 | 31 | 13 | 1484.121 | 1507.1574 | 1548.903 | 1606.5455 | 2408.5661 | 2471.0056 | 2611.5762 | 2873.097 | -57.5715 | -99.9746 | -177.9461 | -270.7929 | 157.3991 | 238.5629 | 397.0659 | 689.8791 | 15.1872 | 27.7973 | 55.1424 | 94.5597 | -1027.8534 | -1173.8087 | -1488.0201 | -1904.9903 | 4.2213 | 6.7946 | 12.4843 | 20.4269 | 2984.0698 | 2977.5345 | 2959.2055 | 3108.7249
12 | 31 | 14 | 1438.3449 | 1460.7907 | 1500.6935 | 1555.0922 | 2397.6609 | 2459.8177 | 2599.7518 | 2860.0886 | -57.0995 | -97.3735 | -172.1776 | -259.3116 | 150.7992 | 227.1689 | 380.3229 | 657.0191 | 11.4047 | 21.132 | 42.8988 | 75.2504 | -1102.6386 | -1262.6228 | -1609.4737 | -2069.2652 | 1.7428 | 2.9193 | 5.4418 | 9.0961 | 2840.2144 | 2811.8323 | 2747.4575 | 2827.9696
12 | 31 | 15 | 1375.9165 | 1396.9479 | 1434.7413 | 1486.0898 | 2371.8829 | 2433.3714 | 2571.801 | 2829.3388 | -55.9718 | -95.5465 | -166.204 | -250.2579 | 139.6224 | 208.8218 | 352.4795 | 603.043 | 9.2454 | 17.2219 | 36.0622 | 63.8929 | -828.4562 | -948.2836 | -1207.4116 | -1548.9259 | 0.67323 | 1.3554 | 2.4381 | 3.8414 | 3012.9124 | 3013.8882 | 3023.9065 | 3187.0221
12 | 31 | 16 | 1391.9363 | 1414.4616 | 1453.8449 | 1511.5652 | 2296.8648 | 2356.4085 | 2490.4599 | 2739.8523 | -54.2956 | -92.8323 | -162.59 | -244.7858 | 129.205 | 194.8591 | 326.4448 | 551.8741 | 9.2454 | 17.9178 | 36.8446 | 65.2101 | -392.9654 | -449.4726 | -570.9116 | -730.5542 | -3.2684 | -5.0316 | -8.3278 | -13.5195 | 3376.722 | 3436.3105 | 3565.7647 | 3879.6422
12 | 31 | 17 | 1589.472 | 1617.2668 | 1668.4839 | 1747.6652 | 2157.9784 | 2213.9217 | 2339.8673 | 2574.1794 | -54.0049 | -94.3808 | -169.8841 | -255.8425 | 66.9285 | 97.8373 | 158.7988 | 253.3673 | 14.7814 | 26.8171 | 53.3148 | 91.4965 | -116.537 | -134.3808 | -173.3233 | -224.5183 | -6.3441 | -10.0713 | -17.366 | -26.8761 | 3652.2744 | 3717.0098 | 3859.8914 | 4159.4715
12 | 31 | 18 | 1991.8685 | 2028.207 | 2100.0534 | 2209.6823 | 2110.7748 | 2165.4944 | 2288.685 | 2517.8718 | -55.2397 | -100.4705 | -181.6261 | -276.0692 | 75.024 | 108.1584 | 170.98 | 268.9108 | 21.6869 | 38.9116 | 76.6214 | 130.4575 | -0.0029378 | -0.0033719 | -0.0043111 | -0.005539 | -10.3292 | -16.744 | -30.9625 | -49.4611 | 4133.7824 | 4223.5536 | 4423.7469 | 4801.3866
12 | 31 | 19 | 2186.935 | 2227.589 | 2311.7654 | 2441.0215 | 1926.4394 | 1976.3803 | 2088.8126 | 2297.9844 | -55.7117 | -101.8538 | -186.0742 | -285.1227 | 92.0125 | 130.9464 | 197.9785 | 304.0353 | 26.6868 | 47.2531 | 92.4445 | 156.9848 | -0.0029378 | -0.0033719 | -0.0043111 | -0.005539 | -7.8589 | -12.8593 | -24.5262 | -40.3358 | 4168.5003 | 4267.4524 | 4480.3963 | 4874.5619
12 | 31 | 20 | 2235.5015 | 2278.0065 | 2365.8226 | 2503.9519 | 1760.24 | 1805.8724 | 1908.6048 | 2099.7308 | -53.3493 | -99.2526 | -182.6651 | -281.962 | 98.6123 | 137.9149 | 207.4397 | 312.3732 | 28.8679 | 50.8789 | 99.2187 | 168.3423 | -0.0029378 | -0.0033719 | -0.0043111 | -0.005539 | -8.961 | -15.0406 | -27.5759 | -45.1379 | 4060.9085 | 4158.376 | 4370.8406 | 4757.2927
12 | 31 | 21 | 2242.9765 | 2286.6281 | 2374.9614 | 2519.1373 | 1614.9092 | 1656.774 | 1751.0245 | 1926.3705 | -50.622 | -95.4336 | -174.8081 | -267.7446 | 108.1132 | 152.0014 | 227.7809 | 331.2434 | 27.6505 | 48.6449 | 95.0545 | 161.3652 | -0.0029378 | -0.0033719 | -0.0043111 | -0.005539 | -7.8616 | -12.6602 | -23.3504 | -36.5598 | 3935.1629 | 4035.9511 | 4250.6586 | 4633.8065
12 | 31 | 22 | 2217.555 | 2261.347 | 2348.8439 | 2495.9947 | 1445.3383 | 1482.8072 | 1567.1611 | 1724.0952 | -47.1319 | -87.1865 | -158.8889 | -241.6211 | 193.119 | 271.7132 | 414.974 | 611.3809 | 23.7159 | 42.5374 | 82.7487 | 140.7388 | -0.0029378 | -0.0033719 | -0.0043111 | -0.005539 | -5.318 | -8.3503 | -15.6057 | -24.246 | 3827.2754 | 3962.8646 | 4239.2287 | 4706.3368
12 | 31 | 23 | 2098.8463 | 2141.3264 | 2223.6082 | 2367.7851 | 1294.0984 | 1327.6465 | 1403.1736 | 1543.6862 | -41.3866 | -76.0599 | -136.9963 | -208.0224 | 212.1208 | 292.7682 | 437.4106 | 643.1086 | 19.5276 | 34.4437 | 67.5836 | 116.6425 | -0.0029378 | -0.0033719 | -0.0043111 | -0.005539 | -1.8894 | -3.2321 | -6.1265 | -9.795 | 3581.3142 | 3716.8894 | 3988.6489 | 4453.3993
12 | 31 | 24 | 1995.3437 | 2036.389 | 2114.7895 | 2256.3166 | 1165.4752 | 1195.6889 | 1263.7093 | 1390.256 | -36.2203 | -65.0985 | -115.1037 | -172.8454 | 317.1293 | 425.2719 | 617.8148 | 888.6908 | 14.7814 | 26.3865 | 52.0205 | 89.2423 | -0.0029378 | -0.0033719 | -0.0043111 | -0.005539 | 5.1849 | 7.7871 | 12.7008 | 18.4581 | 3461.6914 | 3626.4214 | 3945.9269 | 4470.1127