## README
ReleaseVersion | rdtv3
ReleaseDate | 2022-09-23
In order to run the macro, LSEs must FIRST enable macros. Then, they are instructed to complete the RDT data entry fully, then push the button on the README tab.
Run error check macro

## ReleaseNotes
ReleaseVersion | ReleaseDate | ID | Note
RDTv3 beta | 2022-06-06
RDTv3 Release | 2022-06-15
RDTv3 Updated | 2022-06-20 |  | Minor updates in columns' names
RDTv3 Updated | 2022-07-15 |  | Reliability tabs updates & some minor updates to the resource tab
RDTv3 Updated | 2022-07-29 |  | 1)"misc" tab: updated with all ELCC % values and added MRN/TRN ratios 2)“Reliability” tab: added formulas to pull MRN/TRN ratios from the “misc” worksheet; updated formatting for cells H23:J50 and L23:P50 (previously greyed out since results weren’t available for those years) 3)“Calcs” tab: updated formulas in columns S:T so that battery contracts with durations greater than or equal to 9 hours will get “8hr_batteries” ELCC%; updated formulas in columns S:T and added formulas in column Y so that battery contracts with durations less than 4 hours will get (“4hr_batteries” ELCC%) * (contract duration) / 4hr
RDTv3 Updated | 2022-08-23 |  | 1)"resources" tab: updated to include several new resource IDs, remove duplicates, adjust how baseline hybrid/paired resources are characterized, and update some project-specific information 2) "btm_pv_forecast" tab: Added an additional LSE 3)“ReportSheet” tab: new macro generated error flag, Rows with invalid buying_energy_capacity and csp_resource_category; flags contracts with non-storage CSP resources is marked as CapacityOnly and is marked as CSP. 4)“ReportSheet” tab: summation now includes contracts that ara both "Buy" and "Owned"
RDTv3 Updated | 2022-09-23 |  | 1) corrects made to macro 2) fixes the ELCC type issues for a few generic resources
RDTv3 Updated | 2022-10-11 |  | 1) corrects made to the "CSPReportSheet"

## unique_contracts
lse_unique_contract_id | resource | alternative_resource_name | contract_status | project_interconnection_position | interconnection_substation | marginal_addition | marginal_addition_to | total_nameplate_capacity | contracted_nameplate_capacity | sep_contracted_mw_nqc | contract_gwh_annual | is_hybrid_paired | can_charge_from_grid | total_generator_mw | contracted_generator_mw | total_storage_mw | contracted_storage_mw | solar_technology_sub_type | storage_technology_sub_type | total_storage_depth_mwh | contracted_storage_depth_mwh | viability_cod_reasonableness | viability_technical_feasibility | viability_financing_sitecontrol | resource_mix | cam_d1911016_vamo_ghgfreepcia | buy_sell_own | counterparty | generator_supplier | developer_name | capacity_area | capacity_sub_area | cpuc_approval_ref | county | COD_year | COD_month | COD_day | contract_start_date_year | contract_start_date_month | contract_start_date_day | contract_end_date_year | contract_end_date_month | contract_end_date_day | contract_execution_date_year | contract_execution_date_month | contract_execution_date_day | tx_upgrades | tx_upgrade_date_year | tx_upgrade_date_month | tx_upgrade_date_day | tx_upgrade_description | d1911016_tranche | d2106035_procurement_cat | mtr_tranche1_NQC | mtr_tranche2_NQC | mtr_tranche3_NQC | mtr_tranche4_NQC_LDES | mtr_tranche4_NQC_firm_ZE | mtr_NQC_ZE_gen_paired_dr | previous_COD_year | previous_COD_month | previous_COD_day | remediation_plan | signed_contract | notice_to_proceed | public_contract | buying_energy_capacity | NQC_reporting_source | procurement_origin | csp_resource_category | csp_annual_2024 | csp_annual_2026 | csp_annual_2030 | csp_annual_2035 | macro_supertype | notes
33B013U02 | _BRANCH_GENERIC_MALIN500_ISL | Resource Adequacy Batch Default Facilities | Online | [5 empty] | 75 |  | 0 | [13 empty] | [Wind, 75] | CAM | Buy | non-LSE supplier |  | NA |  |  | Disposition Letter | NA | 2022 | 6 | 1 | 2022 | 6 | 1 | 2024 | 9 | 30 | 2022 | 2 | 8 | NA | [16 empty] | YES |  | YES | EnergyCapacity | In the contract | Resource Adequacy (Import Allocation Rights) | NA
33R520RM | _NEW_GENERIC_SOLAR_1AXIS | Alameda Grant Line Solar 1 | Development | WDAT-2589 | HERDLYN SUB |  |  |  | 2 | 2 | 5.4757 | [15 empty] | Buy | non-LSE supplier |  | SOLTAGE |  |  | D.12-05-035, D.13-05-034 | AlamedaCounty | [9 empty] | 2021 | 11 | 5 | NO | [16 empty] | YES |  | NO | EnergyCapacity | Calculated | SB32/ReMAT | Solar Baseline California (GWh) | 5.113 | 5.104 | 5.104 | 5.104
40S026 | _NEW_GENERIC_BATTERY_STORAGE | Amcor | Development | 2907 | NA |  |  |  | 27 |  | 0 | [7 empty] | Li |  | 108 |  |  |  |  | D.19-11-016 | Buy | non-LSE supplier |  | NEXUS_RENEWABLES_US_INC |  |  | E-5140 | SolanoCounty | [9 empty] | 2020 | 12 | 10 | NA |  |  |  |  | 3 | [11 empty] | YES | NO | YES | CapacityOnly | In the contract | d1911016 | Battery Storage (MWh Energy Capacity)
33R494 | _NEW_GENERIC_SOLAR_FIXED | Ava Elizabeth | Development | WDAT-1586 | COALINGA #1 SUB |  |  |  | 1.592 | 1.592 | 4.3611 | [15 empty] | Buy | non-LSE supplier |  | FOREFRONT_POWER_LLC | GreaterFresno | Greater Fresno Coalinga | D.16-05-006 | FresnoCounty | [9 empty] | 2020 | 11 | 2 | NA | [16 empty] | YES |  | YES | EnergyCapacity | Calculated | GTSR-ECR | Solar Baseline California (GWh) | 4.578 | 4.5244 | 4.4346 | 4.3248
33R488 | _NEW_GENERIC_SOLAR_FIXED | Beard | Development | solar_caiso_planned | PG&E's Elk Hills 1104 Distribution Circuit |  |  |  | 2.25 | 2.25 | 6.0831 | [15 empty] | Buy | non-LSE supplier |  | PRIMERGY_SOLAR_LLC |  |  | Disposition Letter | KernCounty | [9 empty] | 2020 | 9 | 30 | NO | [16 empty] | YES |  | YES | EnergyCapacity | Calculated | CS-GT | Solar Baseline California (GWh) | 6.3862 | 6.3113 | 6.1861 | 6.0329
40S038 | _NEW_GENERIC_BATTERY_STORAGE | Beaumont ESS 1, LLC | Development | WDAT-1648 | COTATI SUB |  |  |  | 100 |  | 0 | [7 empty] | Li |  | 400 | [5 empty] | Buy | non-LSE supplier |  | TERRA_GEN_LLC | SCE | LA Basin Eastern | E-5202 | RiversideCounty | [9 empty] | 2021 | 12 | 28 | NA |  |  |  |  | NA | [11 empty] | YES | NO | YES | CapacityOnly | In the contract | D2106035 | Battery Storage (MWh Energy Capacity)
33R436BIO | BLUE_MOUNTAIN_ELECTRIC_COMPANY | Blue Mountain Electric Company | Development | WDAT-2008 | WEST POINT PH |  |  |  | 3 | 3 | 18.75 | [15 empty] | Buy | non-LSE supplier |  | BLUE_MOUNTAIN_ELECTRIC_COMPANY_LLC |  |  | D.14-12-081, D.15-09-004 | CalaverasCounty | [9 empty] | 2018 | 6 | 12 | YES | 2023 | 7 | 31 | [13 empty] | YES |  | NO | EnergyCapacity | Calculated | SB1122/BioMAT | Biomass (GWh) | 11.0959 | 18.75 | 18.75 | 18.75
40S034 | _NEW_GENERIC_BATTERY_STORAGE | Caballero CA Storage, LLC | Development | Q-1470 | Mesa Substation 230kV |  |  |  | 99.7 |  | 0 | [7 empty] | Li |  | 398.8 | [5 empty] | Buy | non-LSE supplier |  | ORIGIS_USA_LLC |  |  | E-5202 | SanLuisObispoCounty | [9 empty] | 2021 | 12 | 22 | Yes | 2022 | 9 | 30 |  | NA | [11 empty] | YES | YES | YES | CapacityOnly | In the contract | D2106035 | Battery Storage (MWh Energy Capacity)
33R512BIO | _NEW_GENERIC_BIOMASS/WOOD | Camptonville Biopower 1 | Development | Q-1537 | PGE Colgate-Challenge 60kV |  |  |  | 3 | 3 | 20.5 | [15 empty] | Buy | non-LSE supplier |  | FOREST_BIOMASS_BUSINESS_CENTER_INC | Sierra | No_sub_area | D.14-12-081, D.15-09-004 | YubaCounty | [9 empty] | 2021 | 9 | 22 | NO | [16 empty] | YES |  | NO | EnergyCapacity | Calculated | SB1122/BioMAT | Biomass (GWh) | 20.5562 | 20.5 | 20.5 | 20.5
40S039 | _NEW_GENERIC_BATTERY_STORAGE | Canyon Country ESS I, LLC | Development | WDAT-1649 | GREENBRAE SUB |  |  |  | 80 |  | 0 | [7 empty] | Li |  | 320 | [5 empty] | Buy | non-LSE supplier |  | TERRA_GEN_LLC | SCE | No_sub_area | E-5202 | LosAngelesCounty | [9 empty] | 2021 | 12 | 28 | NA |  |  |  |  | NA | [11 empty] | YES | NO | YES | CapacityOnly | In the contract | D2106035 | Battery Storage (MWh Energy Capacity)
40S009 | _NEW_GENERIC_BATTERY_STORAGE | Cascade Energy Storage | Development | Q-1272 | Weber Substation 60kV |  |  |  | 25 |  | 0 | [7 empty] | Li |  | 100 | [5 empty] | Buy | non-LSE supplier |  | BROAD_REACH_POWER_LLC | Stockton | No_sub_area | D.18-10-009 | SanJoaquinCounty | [9 empty] | 2017 | 11 | 8 | NA | 2022 | 10 | 14 | [13 empty] | YES |  | YES | CapacityOnly | In the contract | D1810009 | Battery Storage (MWh Energy Capacity)
40S036 | _NEW_GENERIC_BATTERY_STORAGE | Corby Energy Storage, LLC | Development | Q-1270 | Vaca-Dixon Substation 230kV |  |  |  | 125 |  | 0 | [7 empty] | Li |  | 500 | [5 empty] | Buy | non-LSE supplier |  | NEXTERA_ENERGY_RESOURCES |  |  | E-5202 | SolanoCounty | [9 empty] | 2021 | 12 | 21 | Yes | 2024 | 6 | 30 |  | NA | [11 empty] | YES | NO | YES | CapacityOnly | In the contract | D2106035 | Battery Storage (MWh Energy Capacity)
40S022 | _NEW_GENERIC_BATTERY_STORAGE | Daggett 2 | Development | Q-1313 | Kramer Substation 230kV |  |  |  | 46 |  | 0 |  |  |  | 0 |  | 46 | 1Axis | Li |  | 184 |  |  |  |  | D.19-11-016 | Buy | non-LSE supplier |  | CLEARWAY_RENEW_LLC | SCE | No_sub_area | E-5140 | SanBernardinoCounty | [9 empty] | 2020 | 12 | 10 | NA |  |  |  |  | 3 | [11 empty] | YES | YES | YES | CapacityOnly | In the contract | d1911016 | Battery Storage (MWh Energy Capacity)
40S023 | _NEW_GENERIC_BATTERY_STORAGE | Daggett 3 | Development | Q-1314 | Kramer Substation 230kV |  |  |  | 15 |  | 0 |  |  |  | 0 |  | 15 | 1Axis | Li |  | 60 |  |  |  |  | D.19-11-016 | Buy | non-LSE supplier |  | CLEARWAY_RENEW_LLC | SCE | No_sub_area | E-5140 | SanBernardinoCounty | [9 empty] | 2020 | 12 | 10 | NA |  |  |  |  | 3 | [11 empty] | YES | YES | YES | CapacityOnly | In the contract | d1911016 | Battery Storage (MWh Energy Capacity)
33R514BIO | _NEW_GENERIC_BIOMASS/WOOD | Engeman SVRC Energy | Development | WDAT-2546 | ARBUCKLE SUB |  |  |  | 3 | 3 | 24.9325 | [15 empty] | Buy | non-LSE supplier |  | ENGEMAN_ENERGY_USA_LLC |  |  | D.14-12-081, D.15-09-004 | ColusaCounty | [9 empty] | 2021 | 9 | 28 | YES | 2023 | 5 | 4 | [13 empty] | YES |  | NO | EnergyCapacity | Calculated | SB1122/BioMAT | Biomass (GWh) | 25.0685 | 25 | 25 | 25
33R495 | _NEW_GENERIC_SOLAR_FIXED | ForeFront C2 | Development | solar_caiso_planned | Coalinga #2 1107 (252381107) distribution circuit |  |  |  | 2.062 | 2.062 | 5.2588 | [15 empty] | Buy | non-LSE supplier |  | FOREFRONT_POWER_LLC |  |  | D.16-05-006 | FresnoCounty | [9 empty] | 2020 | 11 | 2 | NA | [16 empty] | YES |  | YES | EnergyCapacity | Calculated | GTSR-ECR | Solar Baseline California (GWh) | 5.4945 | 5.4301 | 5.3223 | 5.1906
33R499 | _NEW_GENERIC_SOLAR_1AXIS | Fresno Disadvantaged Community Solar Project | Development | WDAT-2392 | NEW KEARNEY SUB |  |  |  | 10 | 10 | 28.221 | [6 empty] | 1Axis | [8 empty] | Buy | non-LSE supplier |  | FRESNO_COMMUNITY_DEVELOPERS_LLC | GreaterFresno | No_sub_area | Disposition Letter | FresnoCounty | [9 empty] | 2021 | 2 | 4 | NA | [16 empty] | YES |  | YES | EnergyCapacity | Calculated | DAC-GT | Solar Baseline California (GWh) | 28.1288 | 27.7886 | 27.237 | 26.5629
33R490 | _NEW_GENERIC_SOLAR_FIXED | Gonzalez | Development | solar_caiso_planned | PG&E's Reedley 1101 distribution circuit |  |  |  | 1.75 | 1.75 | 4.3498 | [15 empty] | Buy | non-LSE supplier |  | PRIMERGY_SOLAR_LLC |  |  | Disposition Letter | FresnoCounty | [9 empty] | 2020 | 9 | 30 | NO | [16 empty] | YES |  | YES | EnergyCapacity | Calculated | CS-GT | Solar Baseline California (GWh) | 4.5666 | 4.513 | 4.4235 | 4.314
33R437BIO | _NEW_GENERIC_SOLAR_FIXED | Hat Creek Bioenergy, LLC | Development | WDAT-1282 | BURNEY SUB |  |  |  | 2.88 | 2.88 | 18 | [15 empty] | Buy | non-LSE supplier |  | WEST_BIOFUELS_LLC |  |  | D.14-12-081, D.15-09-004 | ShastaCounty | [9 empty] | 2018 | 6 | 12 | NA | [16 empty] | YES |  | NO | EnergyCapacity | Calculated | SB1122/BioMAT | Biomass (GWh) | 16.5696 | 19.7 | 19.7 | 19.7
33R491 | _NEW_GENERIC_SOLAR_FIXED | Highway 43 | Development | solar_caiso_planned | PG&E's Shafter 1103 distribution circuit |  |  |  | 2.25 | 2.25 | 6.0486 | [15 empty] | Buy | non-LSE supplier |  | PRIMERGY_SOLAR_LLC |  |  | Disposition Letter | KernCounty | [9 empty] | 2020 | 9 | 30 | NO | [16 empty] | YES |  | YES | EnergyCapacity | Calculated | DAC-GT | Solar Baseline California (GWh) | 6.3501 | 6.2757 | 6.1511 | 5.9989
40S014 | HUMMINGBIRDSTORAGE | Hummingbird Energy Storage | Development | Q-1454 | Metcalf 115kV |  |  |  | 75 |  | 0 | [7 empty] | Li |  | 300 |  |  |  |  | CAM | Buy | non-LSE supplier |  | ESFARADAY_LLC | GreaterBay | Greater Bay San Jose | E-4909, D.19-03-011 | SantaClaraCounty | [9 empty] | 2018 | 6 | 1 | YES | 2024 | [15 empty] | YES |  | YES | CapacityOnly | In the contract | energystorage | Battery Storage (MWh Energy Capacity)
33R522 | _NEW_GENERIC_SOLAR_FIXED | Jaton LLC | Development | solar_caiso_planned | Tulare Lake 70 kV / 12 kV |  |  |  | 3 | 3 | 7.8105 | [15 empty] | Buy | non-LSE supplier |  | KUUBIX_C&I_LLC |  |  | E-4999 | KingsCounty | [9 empty] | 2021 | 12 | 22 | YES | 2023 | 3 | 4 | [13 empty] | YES |  | YES | EnergyCapacity | Calculated | DAC-GT | Solar Baseline California (GWh) | 7.4571 | 7.444 | 7.444 | 7.444
33R393 | JAVASR_1_JAVSR1 | Java Solar Project | Development | Q-965 | Henrietta-GWF 115 kV Line |  |  |  | 13.5 | 13.5 | 34.459 | [6 empty] | 1Axis | [7 empty] | VAMO | Buy | non-LSE supplier |  | NEXTERA_ENERGY_RESOURCES_ACQUISITIONS_LLC | GreaterFresno |  | Disposition Letter | KingsCounty | [9 empty] | 2015 | 12 | 18 | NA | [16 empty] | YES |  | YES | EnergyCapacity | Calculated | PV | Solar Baseline California (GWh) | 36.7488 | 36.4996 | 36.136 | 35.6866
33R492 | _NEW_GENERIC_SOLAR_FIXED | Kern Sunset | Development | solar_caiso_planned | Weedpatch Bank 1 115kV / 12kV |  |  |  | 2.4 | 2.4 | 6.0548 | [15 empty] | Buy | non-LSE supplier |  | PRIMERGY_SOLAR_LLC |  |  | Disposition Letter | KernCounty | [9 empty] | 2020 | 9 | 30 | NO | [16 empty] | YES |  | YES | EnergyCapacity | Calculated | DAC-GT | Solar Baseline California (GWh) | 6.3561 | 6.2817 | 6.157 | 6.0046
33R524 | _NEW_GENERIC_SOLAR_FIXED | Kings CSG 3 LLC | Development | solar_caiso_planned | Henrietta Substation |  |  |  | 3 | 3 | 7.9052 | [15 empty] | Buy | non-LSE supplier |  | KINGS_CSG_3_LLC | GreaterFresno | Greater Fresno Hanford | E-4999 | KingsCounty | [9 empty] | 2021 | 12 | 29 | NO | [16 empty] | YES |  | YES | EnergyCapacity | Calculated | CS-GT | Solar Baseline California (GWh) | 7.5493 | 7.536 | 7.536 | 7.536
40S035 | _NEW_GENERIC_BATTERY_STORAGE | Kola Energy Storage, LLC | Development | Q-1275 | Tesla Substation 230kV |  |  |  | 275 |  | 0 | [7 empty] | Li |  | 1100 | [5 empty] | Buy | non-LSE supplier |  | KOLA_ENERGY_STORAGE_LLC |  |  | E-5202 | SanJoaquinCounty | [9 empty] | 2021 | 12 | 21 | Yes | 2024 | 6 | 30 |  | NA | [11 empty] | YES | NO | YES | CapacityOnly | In the contract | D2106035 | Battery Storage (MWh Energy Capacity)
40S032 | _NEW_GENERIC_BATTERY_STORAGE | Moss Landing Energy Storage 3 | Development | Q-1540 | Moss Landing Substation 500kV |  |  |  | 350 |  | 0 | [7 empty] | Li |  | 1400 | [5 empty] | Buy | non-LSE supplier |  | VISTRA_ENERGY_CORP | GreaterBay | Greater Bay South Bay Moss Landing | E-5202 | MontereyCounty | [9 empty] | 2021 | 12 | 20 | Yes | 2024 | 6 | 30 |  | NA | [11 empty] | YES | YES | YES | CapacityOnly | In the contract | D2106035 | Battery Storage (MWh Energy Capacity)
33R503 | _NEW_GENERIC_SOLAR_1AXIS | Nachtigall | Development | WDAT-1836 | CHARCA SUB |  |  |  | 4.66 | 4.66 | 12.8894 | [6 empty] | 1Axis | [8 empty] | Buy | non-LSE supplier |  | PRIMERGY_SOLAR_LLC |  |  | Disposition Letter | KernCounty | [9 empty] | 2021 | 5 | 4 | NO | [16 empty] | YES |  | YES | EnergyCapacity | Calculated | DAC-GT | Solar Baseline California (GWh) | 9.9922 | 11.6097 | 11.3792 | 11.0976
40S037 | _NEW_GENERIC_BATTERY_STORAGE | Nighthawk Energy Storage, LLC | Development | Q-1673 | Sycamore Canyon Substation 138 kV |  |  |  | 300 |  | 0 | [7 empty] | Li |  | 1200 | [5 empty] | Buy | non-LSE supplier |  | AREVON_ENERGY | SanDiegoImperialValley | San Diego/Imperial Valley San Diego | E-5202 | SanDiegoCounty | [9 empty] | 2021 | 12 | 22 | NA |  |  |  |  | NA | [11 empty] | YES | YES | YES | CapacityOnly | In the contract | D2106035 | Battery Storage (MWh Energy Capacity)
40S025 | _NEW_GENERIC_BATTERY_STORAGE | North Central Valley | Development | Q-1109 | Belotta Substation 115 kV |  |  |  | 132 |  | 0 | [7 empty] | Li |  | 528 |  |  |  |  | D.19-11-016 | Buy | non-LSE supplier |  | NEXTERA_ENERGY_RESOURCES_LLC | Stockton | Stockton Tesla-Bellota | E-5140 | SanJoaquinCounty | [9 empty] | 2020 | 12 | 10 | NA |  |  |  |  | 3 | [11 empty] | YES | NO | YES | CapacityOnly | In the contract | d1911016 | Battery Storage (MWh Energy Capacity)
33R433BIO | _NEW_GENERIC_BIOMASS/WOOD | North Fork Community Power | Development | WDAT-1151 | SAN JOAQUIN #3 PH |  |  |  | 2 | 2 | 12.5 | [15 empty] | Buy | non-LSE supplier |  | NORTH_FORK_COMMUNITY_POWER_LLC | GreaterFresno | Greater Fresno Borden | D.14-12-081, D.15-09-004 | MaderaCounty | [9 empty] | 2018 | 6 | 12 | NA | [16 empty] | YES |  | NO | EnergyCapacity | Calculated | SB1122/BioMAT | Biomass (GWh) | 12.5342 | 12.5 | 12.5 | 12.5
33R504 | _NEW_GENERIC_SOLAR_FIXED | Pistachio Road | Development | WDAT-1726 | TWISSELMAN SUB |  |  |  | 4.79 | 4.79 | 13.96 | [6 empty] | 1Axis | [8 empty] | Buy | non-LSE supplier |  | PRIMERGY_SOLAR_LLC |  |  | Disposition Letter | KernCounty | [9 empty] | 2021 | 5 | 4 | NO | [16 empty] | YES |  | YES | EnergyCapacity | Calculated | DAC-GT | Solar Baseline California (GWh) | 9.6812 | 12.5804 | 12.3306 | 12.0255
40S033 | _NEW_GENERIC_BATTERY_STORAGE | Poblano Energy Storage | Development | WDAT-1669 | SARATOGA SUB |  |  |  | 100 |  | 0 | [7 empty] | Li |  | 400 | [5 empty] | Buy | non-LSE supplier |  | STRATA_CLEAN_ENERGY_LLC | SCE | LA Basin Eastern | E-5202 | SanBernardinoCounty | [9 empty] | 2021 | 12 | 20 | NA |  |  |  |  | NA | [11 empty] | YES | YES | YES | CapacityOnly | In the contract | D2106035 | Battery Storage (MWh Energy Capacity)
40S028 | _NEW_GENERIC_BATTERY_STORAGE | Pomona Energy Storage 2 LLC | Development | WDT1250EXP, WDT1510 | SCE Simpson 66/12 kV Substation |  |  |  | 10 |  | 0 | [7 empty] | Li |  | 40 | [5 empty] | Buy | non-LSE supplier |  | ORMAT_INC | LABasin | No_sub_area | Disposition Letter | LosAngelesCounty | [9 empty] | 2021 | 7 | 16 | NA |  |  |  |  | NA | [11 empty] | YES | YES | YES | CapacityOnly | In the contract | emergencyreliabilty | Battery Storage (MWh Energy Capacity)
33R419 | RE_GASKELL_WEST_3 | RE Gaskell West 3 LLC | Development | Q-1074 | Whirlwind Substation 220 kV |  |  |  | 20 | 20 | 60.4559 | [6 empty] | 1Axis | [7 empty] | VAMO | Buy | non-LSE supplier |  | MATRIX_RENEWABLES_US_LLC | SCE | No_sub_area | Disposition Letter | KernCounty | [9 empty] | 2017 | 9 | 22 | NA | [16 empty] | YES |  | YES | EnergyCapacity | Calculated | RAM | Solar Baseline California (GWh) | 62.4462 | 61.6941 | 60.4695 | 58.9728
33R420 | RE_GASKELL_WEST_4 | RE Gaskell West 4 LLC | Development | Q-1074 | Whirlwind Substation 220 kV |  |  |  | 20 | 20 | 60.4559 | [6 empty] | 1Axis | [7 empty] | VAMO | Buy | non-LSE supplier |  | MATRIX_RENEWABLES_US_LLC | SCE | No_sub_area | Disposition Letter | KernCounty | [9 empty] | 2017 | 9 | 22 | NA | [16 empty] | YES |  | YES | EnergyCapacity | Calculated | RAM | Solar Baseline California (GWh) | 62.4462 | 61.6941 | 60.4695 | 58.9728
33R421 | RE_GASKELL_WEST_5 | RE Gaskell West 5 LLC | Development | Q-1074 | Whirlwind Substation 220 kV |  |  |  | 20 | 20 | 60.4559 | [6 empty] | 1Axis | [7 empty] | VAMO | Buy | non-LSE supplier |  | MATRIX_RENEWABLES_US_LLC | SCE | No_sub_area | Disposition Letter | KernCounty | [9 empty] | 2017 | 9 | 22 | NA | [16 empty] | YES |  | YES | EnergyCapacity | Calculated | RAM | Solar Baseline California (GWh) | 62.4462 | 61.6941 | 60.4695 | 58.9728
33R489 | _NEW_GENERIC_SOLAR_FIXED | Rocha | Development | solar_caiso_planned | PG&E's Lamont 1102 distribution circuit |  |  |  | 2 | 2 | 4.9211 | [15 empty] | Buy | non-LSE supplier |  | PRIMERGY_SOLAR_LLC |  |  | Disposition Letter | KernCounty | [9 empty] | 2020 | 9 | 30 | NA | [16 empty] | YES |  | YES | EnergyCapacity | Calculated | CS-GT | Solar Baseline California (GWh) | 5.1664 | 5.1059 | 5.0045 | 4.8807
33R523 | _NEW_GENERIC_SOLAR_1AXIS | RPCA Solar 7, LLC | Development | solar_caiso_planned | PG&E El Nido Substation |  |  |  | 3 | 3 | 8.5711 | [15 empty] | Buy | non-LSE supplier |  | RPCA_SOLAR_7_LLC |  |  | E-4999 | MercedCounty | [9 empty] | 2021 | 12 | 23 | NA | [16 empty] | YES |  | YES | EnergyCapacity | Calculated | DAC-GT | Solar Baseline California (GWh) | 8.1744 | 8.16 | 8.16 | 8.16
CPE00001R | PNOCHE_1_UNITA1 | CalPeak Power 2 Panoche Peaker Plant | Online |  | PG&E Panoche Substation |  |  |  | 52.01 |  | 0 | [14 empty] | CAM | Buy | non-LSE supplier |  | NA | GreaterFresno | Greater Fresno Panoche | D.20-06-002 | FresnoCounty | 2001 | 12 | 27 | 2023 | 1 | 1 |  |  |  | 2021 | 9 | 13 | NA | [16 empty] | YES |  | NO | EnergyCapacity | In the contract | LocalCapacityRequirement | NA
CPE00002R | MALAGA_1_PL1X2 | Malaga Peaking Plant | Online |  | PG&E Malaga Substation |  |  |  | 96 |  | 0 | [14 empty] | CAM | Buy | non-LSE supplier |  | NA | GreaterFresno | Greater Fresno Herndon | D.20-06-002 | FresnoCounty | 2005 | 9 | 19 | 2023 | 1 | 1 |  |  |  | 2021 | 9 | 13 | NA | [16 empty] | YES |  | NO | EnergyCapacity | In the contract | LocalCapacityRequirement | NA
CPE00003R | COCOPP_2_CTG1 | Marsh Landing Unit 1 | Online |  | Contra Costa Switchyard |  |  |  | 102.48 |  | 0 | [14 empty] | CAM | Buy | non-LSE supplier |  | NA | GreaterBay | No_sub_area | D.20-06-002 | ContraCostaCounty | 2013 | 5 | 1 | 2023 | 5 | 1 |  |  |  | 2021 | 9 | 13 | [17 empty] | YES |  | NO | EnergyCapacity | In the contract | LocalCapacityRequirement | NA
CPE00004R | COCOPP_2_CTG2 | Marsh Landing Unit 2 | Online |  | Contra Costa Switchyard |  |  |  | 201.63 |  | 0 | [14 empty] | CAM | Buy | non-LSE supplier |  | NA | GreaterBay | No_sub_area | D.20-06-002 | ContraCostaCounty | 2013 | 5 | 1 | 2023 | 5 | 1 |  |  |  | 2021 | 9 | 13 | [17 empty] | YES |  | NO | EnergyCapacity | In the contract | LocalCapacityRequirement | NA
CPE00005R | COCOPP_2_CTG3 | Marsh Landing Unit 3 | Online |  | Contra Costa Switchyard |  |  |  | 201.2 |  | 0 | [14 empty] | CAM | Buy | non-LSE supplier |  | NA | GreaterBay | No_sub_area | D.20-06-002 | ContraCostaCounty | 2013 | 5 | 1 | 2023 | 5 | 1 |  |  |  | 2021 | 9 | 13 | [17 empty] | YES |  | NO | EnergyCapacity | In the contract | LocalCapacityRequirement | NA
CPE00006R | MOSSLD_2_PSP1 | Moss Landing Power Block 1 | Online |  | 230 kV Moss Landing Substation |  |  |  | 255 |  | 0 | [14 empty] | CAM | Buy | non-LSE supplier |  | NA | GreaterBay | South Bay-Moss Landing | D.20-06-002 | MontereyCounty | 2002 | 7 | 1 | 2023 | 1 | 1 |  |  |  | 2021 | 9 | 13 | NA | [16 empty] | YES |  | NO | EnergyCapacity | In the contract | LocalCapacityRequirement | NA
CPE00007R | MOSSLD_2_PSP2 | Moss Landing Power Block 2 | Online |  | 230 kV Moss Landing Substation |  |  |  | 510 |  | 0 | [14 empty] | CAM | Buy | non-LSE supplier |  | NA | GreaterBay | Greater Bay South Bay Moss Landing | D.20-06-002 | MontereyCounty | 2002 | 7 | 1 | 2023 | 1 | 1 |  |  |  | 2021 | 9 | 13 | NO | [16 empty] | YES |  | NO | EnergyCapacity | In the contract | LocalCapacityRequirement | NA
CPE00008R | GWFPWR_1_UNITS | Hanford Peaker | Online |  | PG&E GWF Switching Station |  |  |  | 97.44 |  | 0 | [14 empty] | CAM | Buy | non-LSE supplier |  | NA | GreaterFresno | Greater Fresno Herndon | D.20-06-002 | KingsCounty | 2001 | 8 | 27 | 2023 | 1 | 1 |  |  |  | 2021 | 9 | 13 | NA | [16 empty] | YES |  | NO | EnergyCapacity | In the contract | LocalCapacityRequirement | NA
CPE00009R | SCHLTE_1_PL1X3 | Tracy Combined Cycle Power Plant | Online |  | Schulte 115kv Switching Station |  |  |  | 324.88 |  | 0 | [14 empty] | CAM | Buy | non-LSE supplier |  | NA | Stockton | Stockton Tesla-Bellota | D.20-06-002 | SanJoaquinCounty | 2002 | 11 | 1 | 2023 | 1 | 1 |  |  |  | 2021 | 9 | 13 | NA | [16 empty] | YES |  | NO | EnergyCapacity | In the contract | LocalCapacityRequirement | NA
CPE00010R | AGRICO_6_PL3N5 | Fresno Cogen Partners Peaker | Online |  | Helm-Kerman |  |  |  | 22.69 |  | 0 | [14 empty] | CAM | Buy | non-LSE supplier |  | NA | GreaterFresno | Greater Fresno Herndon | D.20-06-002 | FresnoCounty | 2001 | 6 | 1 | 2023 | 1 | 1 |  |  |  | 2021 | 9 | 10 | NA | [16 empty] | YES |  | NO | EnergyCapacity | In the contract | LocalCapacityRequirement | NA
CPE00011R | YUBACT_1_SUNSWT | Yuba City Cogeneration | Online |  | Harter |  |  |  | 47 |  | 0 | [14 empty] | CAM | Buy | non-LSE supplier |  | NA | Sierra | Sierra Pease | D.20-06-002 | SutterCounty | 1991 | 4 | 16 | 2023 | 1 | 1 |  |  |  | 2021 | 9 | 10 | NA | [16 empty] | YES |  | NO | EnergyCapacity | In the contract | LocalCapacityRequirement | NA
FIT_Baseload | _CREZ_GENERIC_INSTATE_BIOMASS | FIT_Baseload | PlannedNew | [5 empty] | 46.432 | 41.7888 | 199.3693 | [14 empty] | VAMO | Buy | non-LSE supplier | [18 empty] | NA | [19 empty] | EnergyCapacity | Calculated |  | Biomass (GWh) | 0 | 0 | 206.014 | 244.0466
FIT_Non-Peaking_AA_SmallHydro | _EXISTING_GENERIC_INSTATE_SMALL_HYDRO | FIT Non-Peaking As-Available Small Hydro | PlannedExisting | [5 empty] | 6.07 | 4.3097 | 21.2991 | [14 empty] | VAMO | Buy | non-LSE supplier | [18 empty] | NA | [19 empty] | EnergyCapacity | Calculated |  | Small Hydro (GWh) | 21.3888 | 21.2693 | 21.2693 | 21.2693
FIT_Non-Peaking_AA_Wind | _NEW_GENERIC_WIND | FIT Non-Peaking As-Available Wind | PlannedNew | [5 empty] | 25.215 | 5.279 | 35.5007 | [14 empty] | VAMO | Buy | non-LSE supplier | [18 empty] | NA | [19 empty] | EnergyCapacity | Calculated |  | Wind New PG&E (GWh) | 0 | 0 | 22.356 | 66.156
FIT_Peaking_AA | _NEW_GENERIC_SOLAR_FIXED | FIT Peaking As-Available | PlannedNew | [5 empty] | 38.952 | 3.4726 | 59.8077 | [14 empty] | VAMO | Buy | non-LSE supplier | [18 empty] | NA | [19 empty] | EnergyCapacity | Calculated |  | Solar New PG&E (GWh) | 3.105 | 26.8216 | 80.5422 | 85.6144
FIT_SB1122_Cat1 | _NEW_GENERIC_BIOGAS_LANDFILLGAS | Generic SB1122_Cat1 | PlannedNew | [5 empty] | 28.0494 | 25.2445 | 117.3694 | [15 empty] | Buy | non-LSE supplier | [18 empty] | NA | [19 empty] | EnergyCapacity | Calculated |  | Biogas (GWh) | 0 | 51.971 | 147.4308 | 147.4308
FIT_SB1122_Cat2_Ag | _NEW_GENERIC_BIOGAS_LANDFILLGAS | Generic SB1122_Cat2 Ag | PlannedNew | [5 empty] | 8.5347 | 7.6813 | 37.0727 | [15 empty] | Buy | non-LSE supplier | [18 empty] | NA | [19 empty] | EnergyCapacity | Calculated |  | Biogas (GWh) | 0 | 20.3312 | 44.8585 | 44.8585
FIT_SB1122_Cat2_Dairy | _NEW_GENERIC_BIOGAS_LANDFILLGAS | Generic SB1122_Cat2 Dairy | PlannedNew | [5 empty] | 2.7593 | 2.4833 | 11.9856 | [15 empty] | Buy | non-LSE supplier | [18 empty] | NA | [19 empty] | EnergyCapacity | Calculated |  | Biogas (GWh) | 0 | 6.5731 | 14.5027 | 14.5027
FIT_SB1122_Cat3 | _NEW_GENERIC_BIOMASS/WOOD | Generic SB1122_Cat3 | PlannedNew | [5 empty] | 33.12 | 29.808 | 135.0236 | [15 empty] | Buy | non-LSE supplier | [18 empty] | NA | [19 empty] | EnergyCapacity | Calculated |  | Biomass (GWh) | 0 | 3.2855 | 174.0787 | 174.0787
GENCPELOCALTHERMAL | _EXISTING_GENERIC_COMBINED_CYCLE | Generic Local Thermal CPE Procurement | PlannedExisting | [5 empty] | 2781.6 |  | 0 | [14 empty] | CAM | Buy | non-LSE supplier | [18 empty] | NA | [19 empty] | CapacityOnly | Calculated |  | NA
GENGTSRSOLARPV | _NEW_GENERIC_SOLAR_FIXED | Generic GTSR Solar PV | PlannedNew | [5 empty] | 117.19 | 14.3797 | 289.3044 | [15 empty] | Buy | non-LSE supplier | [18 empty] | NA | [19 empty] | EnergyCapacity | Calculated |  | Solar New PG&E (GWh) | 185.6725 | 308.882 | 298.5132 | 286.0403
GENIRPBPOTSOLAR_Arizona | _CREZ_GENERIC_ARIZONA_SOLAR | Generic IRP BPOT - Solar - Arizona Solar | PlannedNew | [5 empty] | 168.6499 | 15.2417 | 480.2077 | [15 empty] | Buy | non-LSE supplier | [18 empty] | NA | [19 empty] | EnergyCapacity | Calculated |  | Solar New SCE SDG&E (GWh) | 0 | 0 | 500.4385 | 473.0295
GENIRPBPOTSolar_Imperial | _CREZ_GENERIC_GREATER_IMPERIAL_SOLAR | Generic IRP BPOT - Solar - Imperial | PlannedNew | [5 empty] | 38.6548 | 3.4697 | 109.6877 | [15 empty] | Buy | non-LSE supplier | [18 empty] | NA | [19 empty] | EnergyCapacity | Calculated |  | Solar New SCE SDG&E (GWh) | 0 | 0 | 0 | 110.2859
GENIRPBPOTSOLAR_Kramer | _CREZ_GENERIC_GREATER_KRAMER_SOLAR | Generic IRP BPOT - Solar_Kramer | PlannedNew | [5 empty] | 768.6845 | 69.4695 | 2181.5943 | [14 empty] | VAMO | Buy | non-LSE supplier | [18 empty] | NA | [19 empty] | EnergyCapacity | Calculated |  | Solar New SCE SDG&E (GWh) | 0 | 0 | 2320.2103 | 2193.1324
GENIRPBPOTSOLAR_Riverside | _CREZ_GENERIC_RIVERSIDE_PALM_SPRINGS_SOLAR | Generic IRP BPOT - Solar_Riverside | PlannedNew | [5 empty] | 658.5179 | 59.5133 | 1491.6913 | [14 empty] | VAMO | Buy | non-LSE supplier | [18 empty] | NA | [19 empty] | EnergyCapacity | Calculated |  | Solar New SCE SDG&E (GWh) | 0 | 0 | 1937.4252 | 1831.3124
GENIRPBPOTSOLAR_Tehachapi | _CREZ_GENERIC_TEHACHAPI_EX_SOLAR | Generic IRP BPOT - Solar_Tehachapi | PlannedNew | [5 empty] | 553.7137 | 49.7025 | 998.6592 | [14 empty] | VAMO | Buy | non-LSE supplier | [18 empty] | NA | [19 empty] | EnergyCapacity | Calculated |  | Solar New SCE SDG&E (GWh) | 0 | 0 | 374.5631 | 1539.8562
GENIRPBPOTSTORAGE-31 | _NEW_GENERIC_BATTERY_STORAGE | Generic IRP BPOT - Storage | PlannedNew | [5 empty] | 78.66 |  | 0 | [7 empty] | Li |  | 314.6402 | [5 empty] | Buy | non-LSE supplier | [18 empty] | NA | [19 empty] | EnergyCapacity | Calculated |  | Battery Storage (MWh Energy Capacity)
GENIRPBPOTSTORAGE-32 | _NEW_GENERIC_BATTERY_STORAGE | Generic IRP BPOT - Storage | PlannedNew | [5 empty] | 383.3529 |  | 0 | [7 empty] | Li |  | 1533.4114 | [5 empty] | Buy | non-LSE supplier | [18 empty] | NA | [19 empty] | EnergyCapacity | Calculated |  | Battery Storage (MWh Energy Capacity)
GENIRPBPOTSTORAGE-33 | _NEW_GENERIC_BATTERY_STORAGE | Generic IRP BPOT - Storage | PlannedNew | [5 empty] | 272.7527 |  | 0 | [7 empty] | Li |  | 1091.0108 | [5 empty] | Buy | non-LSE supplier | [18 empty] | NA | [19 empty] | EnergyCapacity | Calculated |  | Battery Storage (MWh Energy Capacity)
GENIRPBPOTSTORAGE-34 | _NEW_GENERIC_BATTERY_STORAGE | Generic IRP BPOT - Storage | PlannedNew | [5 empty] | 239.0563 |  | 0 | [7 empty] | Li |  | 956.225 | [5 empty] | Buy | non-LSE supplier | [18 empty] | NA | [19 empty] | EnergyCapacity | Calculated |  | Battery Storage (MWh Energy Capacity)
GENIRPBPOTSTORAGE-35 | _NEW_GENERIC_BATTERY_STORAGE | Generic IRP BPOT - Storage | PlannedNew | [5 empty] | 127.7811 |  | 0 | [7 empty] | Li |  | 511.1246 | [5 empty] | Buy | non-LSE supplier | [18 empty] | NA | [19 empty] | EnergyCapacity | Calculated |  | Battery Storage (MWh Energy Capacity)
GENIRPBPOTWIND_Baja | _CREZ_GENERIC_BAJA_CALIFORNIA_WIND | Generic IRP BPOT - Wind_Baja | PlannedNew | [5 empty] | 111.1525 | 24.7895 | 298.4313 | [14 empty] | VAMO | Buy | non-LSE supplier | [18 empty] | NA | [19 empty] | EnergyCapacity | Calculated |  | Wind New SCE SDG&E (GWh) | 0 | 0 | 308.0999 | 303.9243
GENIRPBPOTWIND_Carrizo | _CREZ_GENERIC_CARRIZO_WIND | Generic IRP BPOT - Wind_Carrizo | PlannedNew | [5 empty] | 53.168 | 11.8577 | 112.3269 | [14 empty] | VAMO | Buy | non-LSE supplier | [18 empty] | NA | [19 empty] | EnergyCapacity | Calculated |  | Wind New PG&E (GWh) | 0 | 0 | 115.9502 | 114.3788
GENIRPBPOTWIND_CValley | _CREZ_GENERIC_CENTRAL_VALLEY_NORTH_LOS_BANOS_WIND | Generic IRP BPOT - Wind_Cvalley | PlannedNew | [5 empty] | 32.049 | 7.1476 | 67.7093 | [14 empty] | VAMO | Buy | non-LSE supplier | [18 empty] | NA | [19 empty] | EnergyCapacity | Calculated |  | Wind New PG&E (GWh) | 0 | 0 | 69.8933 | 68.9461
GENIRPBPOTWIND_Humboldt | _CREZ_GENERIC_HUMBOLDT_WIND | Generic IRP BPOT-Wind-Humboldt | PlannedNew | [5 empty] | 6.2986 | 1.4047 | 13.307 | [15 empty] | Buy | non-LSE supplier | [18 empty] | NA | [19 empty] | EnergyCapacity | Calculated |  | Wind New PG&E (GWh) | 0 | 0 | 13.7363 | 13.5501
GENIRPBPOTWIND_Humboldt_Bay_Offshore | _CREZ_GENERIC_HUMBOLDT_BAY_OFFSHORE_WIND | Generic IRP BPOT - Wind - Humboldt Bay Offshore Wind | PlannedNew | [5 empty] | 251.2874 | 55.2832 | 834.4791 | [15 empty] | Buy | non-LSE supplier | [18 empty] | NA | [19 empty] | EnergyCapacity | Calculated |  | Wind Offshore Humboldt (GWh) | 0 | 0 | 0 | 1210.8184
GENIRPBPOTWIND_Kern_Greater_Carrizo | _CREZ_GENERIC_KERN_GREATER_CARRIZO_WIND | Generic IRP BPOT-Wind-Kern Greater Carrizo | PlannedNew | [5 empty] | 11.1153 | 2.64 | 18.7881 | [15 empty] | Buy | non-LSE supplier | [18 empty] | NA | [19 empty] | EnergyCapacity | Calculated |  | Wind New PG&E (GWh) | 0 | 0 | 0 | 23.9119
GENIRPBPOTWIND_Morro | _CREZ_GENERIC_MORRO_BAY_OFFSHORE_WIND | Generic IRP BPOT - Wind_Morro | PlannedNew | [5 empty] | 574.288 | 126.3434 | 1548.201 | [14 empty] | VAMO | Buy | non-LSE supplier | [18 empty] | NA | [19 empty] | EnergyCapacity | Calculated |  | Wind Offshore Morro Bay (GWh) | 0 | 0 | 0 | 2337.4441
GENIRPBPOTWIND_New_Mexico | _CREZ_GENERIC_NEW_MEXICO_WIND | Generic IRP BPOT-Wind-New Mexico | PlannedNew | [5 empty] | 463.1355 | 103.2897 | 1397.7924 | [15 empty] | Buy | non-LSE supplier | [18 empty] | NA | [19 empty] | EnergyCapacity | Calculated |  | Wind New Mexico (GWh) | 0 | 0 | 1944.6064 | 1918.2517
GENIRPBPOTWIND_NoCal | _CREZ_GENERIC_NORTHERN_CALIFORNIA_EX_WIND | Generic IRP BPOT - Wind_Nocal | PlannedNew | [5 empty] | 160.4116 | 35.7754 | 338.8114 | [14 empty] | VAMO | Buy | non-LSE supplier | [18 empty] | NA | [19 empty] | EnergyCapacity | Calculated |  | Wind New PG&E (GWh) | 0 | 0 | 349.8303 | 345.0892
GENIRPBPOTWIND_Solano | _CREZ_GENERIC_SOLANO_WIND | Generic IRP BPOT - Wind_Solano | PlannedNew | [5 empty] | 103.7424 | 23.1369 | 219.1745 | [14 empty] | VAMO | Buy | non-LSE supplier | [18 empty] | NA | [19 empty] | EnergyCapacity | Calculated |  | Wind New PG&E (GWh) | 0 | 0 | 226.2444 | 223.1781
GENIRPBPOTWIND_Southern_Nevada | _CREZ_GENERIC_SOUTHERN_NEVADA_WIND | Generic IRP BPOT - Wind - Southern Nevada | PlannedNew | [5 empty] | 81.8879 | 19.4493 | 175.9003 | [15 empty] | Buy | non-LSE supplier | [18 empty] | NA | [19 empty] | EnergyCapacity | Calculated |  | Wind New SCE SDG&E (GWh) | 0 | 0 | 0 | 223.9061
GENIRPBPOTWIND_SWExisting | _CREZ_GENERIC_SW_EXT_TX_WIND | Generic IRP BPOT - Wind_Swexisting | PlannedNew | [5 empty] | 92.6271 | 20.6579 | 248.6928 | [14 empty] | VAMO | Buy | non-LSE supplier | [18 empty] | NA | [19 empty] | EnergyCapacity | Calculated |  | Wind New SCE SDG&E (GWh) | 0 | 0 | 256.7499 | 253.2703
GENIRPBPOTWIND_Tehachapi | _CREZ_GENERIC_TEHACHAPI_WIND | Generic IRP BPOT - Wind_Tehachapi | PlannedNew | [5 empty] | 50.9449 | 11.3619 | 136.781 | [14 empty] | VAMO | Buy | non-LSE supplier | [18 empty] | NA | [19 empty] | EnergyCapacity | Calculated |  | Wind New SCE SDG&E (GWh) | 0 | 0 | 141.2125 | 139.2987
GENIRPBPOTWIND_WY | _CREZ_GENERIC_WYOMING_WIND | Generic IRP BPOT - Wind_WY | PlannedNew | [5 empty] | 431.3385 | 96.1982 | 1848.5075 | [14 empty] | VAMO | Buy | non-LSE supplier | [18 empty] | NA | [19 empty] | EnergyCapacity | Calculated |  | Wind Wyoming (GWh) | 0 | 0 | 1962.4742 | 1935.8772
GENIRPMTRBIOMASS | _NEW_GENERIC_BIOMASS/WOOD | Generic IRP MTR - Biomass | PlannedNew | [5 empty] | 11 | 9.9 | 74.4656 | [14 empty] | VAMO | Buy | non-LSE supplier | [18 empty] | NA | [19 empty] | EnergyCapacity | Calculated |  | Biomass (GWh) | 45.1968 | 77.088 | 77.088 | 77.088
GENIRPMTRGEOTHERMAL | _NEW_GENERIC_GEOTHERMAL | Generic IRP MTR - Geothermal | PlannedNew | [5 empty] | 200 | 166 | 1218.624 | [14 empty] | VAMO | Buy | non-LSE supplier | [18 empty] | NA | [19 empty] | EnergyCapacity | Calculated |  | Geothermal (GWh) | 0 | 205.44 | 1401.6 | 1401.6
GENIRPMTRLDSTORAGE | _NEW_GENERIC_BATTERY_STORAGE | Generic IRP MTR - LDstorage | PlannedNew | [5 empty] | 125 |  | 0 | [7 empty] | Li |  | 1000 | [5 empty] | Buy | non-LSE supplier | [18 empty] | NA | [19 empty] | EnergyCapacity | Calculated |  | Battery Storage (MWh Energy Capacity)
GENIRPMTRLDSTORAGE_2 | _NEW_GENERIC_BATTERY_STORAGE | Generic IRP MTR Procurement - LD Storage | PlannedNew | [5 empty] | 131 |  | 0 | [7 empty] | Li |  | 1048 |  |  |  |  | CAM | Buy | non-LSE supplier | [18 empty] | NA | [19 empty] | EnergyCapacity | Calculated |  | Battery Storage (MWh Energy Capacity)
GENIRPMTRSOLAR | _NEW_GENERIC_SOLAR_FIXED | Generic IRP MTR - Solar | PlannedNew | [5 empty] | 695 | 61.9591 | 1473.8873 | [14 empty] | VAMO | Buy | non-LSE supplier | [18 empty] | NA | [19 empty] | EnergyCapacity | Calculated |  | Solar New SCE SDG&E (GWh) | 0 | 1368.4385 | 1598.6043 | 1531.809
GENIRPMTRSTORAGE-24 | _NEW_GENERIC_BATTERY_STORAGE | Generic IRP MTR - Storage_24 | PlannedNew | [5 empty] | 405 |  | 0 | [7 empty] | Li |  | 1620 | [5 empty] | Buy | non-LSE supplier | [18 empty] | NA | [19 empty] | EnergyCapacity | Calculated |  | Battery Storage (MWh Energy Capacity)
GENIRPMTRSTORAGE-25 | _NEW_GENERIC_BATTERY_STORAGE | Generic IRP MTR - Storage_25 | PlannedNew | [5 empty] | 290 |  | 0 | [7 empty] | Li |  | 1160 | [5 empty] | Buy | non-LSE supplier | [18 empty] | NA | [19 empty] | EnergyCapacity | Calculated |  | Battery Storage (MWh Energy Capacity)
GENIRPPSPSTORAGE-CPE | _NEW_GENERIC_BATTERY_STORAGE | Generic IRP PSP - Storage | PlannedNew | [5 empty] | 95 |  | 0 | [7 empty] | Li |  | 380 |  |  |  |  | CAM | Buy | non-LSE supplier | [18 empty] | NA | [19 empty] | EnergyCapacity | Calculated |  | Battery Storage (MWh Energy Capacity)
GENIRPPSPSTORAGE-LSE | _NEW_GENERIC_BATTERY_STORAGE | Generic IRP PSP - Storage | PlannedNew | [5 empty] | 50 |  | 0 | [7 empty] | Li |  | 200 | [5 empty] | Buy | non-LSE supplier | [18 empty] | NA | [19 empty] | EnergyCapacity | Calculated |  | Battery Storage (MWh Energy Capacity)
IDWAMONTICELLO | MONTPH_7_UNITS | SID Monticello | Online | [5 empty] | 11.9 | 0 | 44.1508 | [15 empty] | Buy | non-LSE supplier | [9 empty] | 1983 | 7 | 1 | 2030 | 12 | 31 |  |  |  | NA | [19 empty] | EnergyCapacity | Calculated |  | Small Hydro (GWh) | 44.4414 | 44.1325 | 43.9415 | 0
PGESALTSPRINGS2 | SALTSP_7_UNITS | PGE Salt Springs 2 | Online | [5 empty] | 33 |  | 127.0944 | [15 empty] | Buy | Pacific Gas & Electric | [9 empty] | 1950 | 1 | 1 | 2099 | 12 | 31 |  |  |  | NA | [19 empty] | EnergyCapacity | Calculated |  | Large Hydro (GWh)
PGESANJOAQU1 | CRNEVL_6_SJQN 2 | PGE San Joaquin 1A | Online | [5 empty] | 0.4 | 0 | 0 | [14 empty] | VAMO | Buy | Pacific Gas & Electric | [9 empty] | 1950 | 1 | 1 | 2099 | 12 | 31 |  |  |  | NA | [19 empty] | EnergyCapacity | Calculated |  | Small Hydro (GWh) | 0 | 0 | 0 | 0
PGESPAULDING2 | SPAULD_6_UNIT12 | PGE Spaulding 2 | Online | [5 empty] | 4.4 | 0 | 8.9268 | [14 empty] | VAMO | Buy | Pacific Gas & Electric |  |  | Sierra | No_sub_area | [5 empty] | 1950 | 1 | 1 | 2099 | 12 | 31 |  |  |  | NA | [19 empty] | EnergyCapacity | Calculated |  | Small Hydro (GWh) | 9.365 | 9.165 | 8.8621 | 8.6582
33R484 | WSENGY_1_UNIT 1 | Wheelabrator Shasta Energy Co, Inc | Online |  | Kimberly Rd. Anderson, CA |  |  |  | 34 | 34 | 238.272 | [15 empty] | Buy | non-LSE supplier |  | NA |  |  | E-5123 | ShastaCounty | 2022 | 12 | 2 | 2022 | 12 | 2 |  |  |  | 2020 | 5 | 24 | NA | [16 empty] | YES |  | YES | EnergyCapacity | Calculated | BioRAM | Biomass (GWh) | 238.8865 | 238.272 | 0 | 0
PGEWISHON | WISHON_6_UNITS | PGE A.G.Wishon | Online | [5 empty] | 18.4 | 0 | 46.0639 | [14 empty] | VAMO | Buy | Pacific Gas & Electric |  |  | GreaterFresno | Greater Fresno Borden | [5 empty] | 1950 | 1 | 1 | 2099 | 12 | 31 |  |  |  | NA | [19 empty] | EnergyCapacity | Calculated |  | Small Hydro (GWh) | 48.0459 | 47.3169 | 45.7697 | 44.6707
PGEWISE2 | WISE_1_UNIT 2 | PGE Wise 2 | Online | [5 empty] | 3 | 0 | 0 | [14 empty] | VAMO | Buy | Pacific Gas & Electric |  |  | Sierra | Sierra Placer | [5 empty] | 1950 | 1 | 1 | 2099 | 12 | 31 |  |  |  | NA | [19 empty] | EnergyCapacity | Calculated |  | Small Hydro (GWh) | 0 | 0 | 0 | 0
PGEWISE1 | WISE_1_UNIT 1 | PGE Wise 1 | Online | [5 empty] | 14 | 5.84 | 61.2405 | [14 empty] | VAMO | Buy | Pacific Gas & Electric |  |  | Sierra | Sierra Placer | [5 empty] | 1950 | 1 | 1 | 2099 | 12 | 31 |  |  |  | NA | [19 empty] | EnergyCapacity | Calculated |  | Small Hydro (GWh) | 63.8449 | 62.9104 | 60.8314 | 59.3746
33R479BIO | WILLMS_6_ARBBM1 | Abel Road Bioenergy | Online | WDAT-1986 | WILLIAMS SUB |  |  |  | 3 | 3 | 19.7 | [15 empty] | Buy | non-LSE supplier |  | NA |  |  | D.14-12-081, D.15-09-004 | ColusaCounty | 2022 | 7 | 26 | 2022 | 7 | 26 | 2042 | 7 | 25 | 2019 | 7 | 10 | NA | [16 empty] | YES |  | NO | EnergyCapacity | Calculated | SB1122/BioMAT | Biogas (GWh) | 19.754 | 19.7 | 19.7 | 19.7
33R154AB | WFRESN_1_SOLAR | La Joya Del Sol #1 | Online | WDAT-0168 | WEST FRESNO SUB |  |  |  | 1.5 | 1.5 | 2.1 | [6 empty] | 1Axis | [8 empty] | Buy | non-LSE supplier |  | NA | GreaterFresno | No_sub_area | D.07-07-027, E-4137 | FresnoCounty | 2012 | 12 | 24 | 2012 | 12 | 24 | 2032 | 12 | 23 | 2011 | 2 | 24 | NA | [16 empty] | YES |  | NO | EnergyCapacity | Calculated | AB1969/FiT | Solar Baseline California (GWh) | 3.0685 | 3.0312 | 2.971 | 0
PGEWESTPOINT | WESTPT_2_UNIT | PGE West Point | Online | [5 empty] | 14 | 10 | 69.9927 | [14 empty] | VAMO | Buy | Pacific Gas & Electric | [9 empty] | 1950 | 1 | 1 | 2099 | 12 | 31 |  |  |  | NA | [19 empty] | EnergyCapacity | Calculated |  | Small Hydro (GWh) | 72.9373 | 71.9102 | 69.5512 | 67.8615
33R121 | WAUKNA_1_SOLAR | Corcoran | Online | Q-478 | Corcoran-Kingsburg 115kV #2 line |  |  |  | 20 | 20 | 33 | [6 empty] | 1Axis | [7 empty] | VAMO | Buy | non-LSE supplier |  | NA | GreaterFresno | Greater Fresno Herndon | E-4377 | KingsCounty | 2013 | 8 | 14 | 2013 | 8 | 15 | 2038 | 8 | 14 | 2010 | 1 | 26 | NA | [16 empty] | YES |  | YES | EnergyCapacity | Calculated | RPS | Solar Baseline California (GWh) | 45.6193 | 44.733 | 43.2314 | 41.425
33R417RM | VOLTA_7_QFUNTS | Sutters Mill | Online |  | Volta dist 1102 |  |  |  | 0.13 | 0.13 | 0.9 | [15 empty] | Buy | non-LSE supplier |  | NA |  |  | D.12-05-035, D.13-05-034 | ShastaCounty | 2017 | 10 | 17 | 2017 | 10 | 17 | 2037 | 10 | 16 | 2017 | 6 | 21 | NA | [16 empty] | YES |  | NO | EnergyCapacity | Calculated | SB32/ReMAT | Small Hydro (GWh) | 0.64099 | 0.63976 | 0.63976 | 0.63976
33R511RM | VOLTA_7_PONHY1 | Ponderosa Bailey Hydroelectric Project | Online |  | Volta 1101 at 12kV |  |  |  | 1.15 | 1.15 | 2.31 | [15 empty] | Buy | non-LSE supplier |  | NA |  |  | D.12-05-035, D.13-05-034 | ShastaCounty | 2021 | 10 | 22 | 2021 | 10 | 22 | 2041 | 10 | 21 | 2021 | 7 | 15 | NA | [16 empty] | YES |  | NO | EnergyCapacity | Calculated | SB32/ReMAT | Small Hydro (GWh) | 2.3166 | 2.31 | 2.31 | 2.31
33R333RM | VOLTA_6_DIGHYD | Digger Creek Hydro | Online |  | PG&E's 12kv step-up transformer to the Volta 1101 distribution circuit |  |  |  | 0.6 | 0.65 | 3.5 | [15 empty] | Buy | non-LSE supplier |  | NA |  |  | D.12-05-035, D.13-05-034 | TehamaCounty | 2014 | 7 | 3 | 2014 | 7 | 3 | 2024 | 7 | 2 | 2013 | 12 | 20 | NA | [16 empty] | YES |  | NO | EnergyCapacity | Calculated | SB32/ReMAT | Small Hydro (GWh) | 2.0897 | 0 | 0 | 0
PGEVOLTA2 | VOLTA_2_UNIT 2 | PGE Volta 2 | Online | [5 empty] | 1 | 0.36 | 4.484 | [14 empty] | VAMO | Buy | Pacific Gas & Electric | [9 empty] | 1950 | 1 | 1 | 2099 | 12 | 31 |  |  |  | NA | [19 empty] | EnergyCapacity | Calculated |  | Small Hydro (GWh) | 4.6643 | 4.6075 | 4.455 | 4.3484
PGEVOLTA1 | VOLTA_2_UNIT 1 | PGE Volta 1 | Online | [5 empty] | 9.1 | 3.05 | 38.9769 | [14 empty] | VAMO | Buy | Pacific Gas & Electric | [9 empty] | 1950 | 1 | 1 | 2099 | 12 | 31 |  |  |  | NA | [19 empty] | EnergyCapacity | Calculated |  | Small Hydro (GWh) | 40.5266 | 40.0515 | 38.7259 | 37.7971
40S019 | VISTRA_5_DALBT4 | Moss 100 | Online | Q-1472 | Moss Landing Substation 500kV |  |  |  | 39.5 |  | 0 | [7 empty] | Li |  | 400 |  |  |  |  | D.19-11-016 | Buy | non-LSE supplier |  | NA | GreaterBay | Greater Bay South Bay Moss Landing | E-5100 | MontereyCounty | 2021 | 7 | 29 | 2021 | 10 | 1 | 2031 | 9 | 30 | 2020 | 5 | 12 | NA |  |  |  |  | 1 | [11 empty] | YES | YES | YES | CapacityOnly | In the contract | d1911016 | Battery Storage (MWh Energy Capacity)
40S013 VISTRA_5_DALBT3 | VISTRA_5_DALBT3 | Unit 3 - Moss 300 | Online | Q-1472 | Moss Landing Substation 500kV |  |  |  | 57.25 |  | 0 | [7 empty] | Li |  | 400 |  |  |  |  | CAM | Buy | non-LSE supplier |  | NA | GreaterBay | Greater Bay South Bay Moss Landing | E-4909, D.19-03-011 | MontereyCounty | 2021 | 4 | 6 | 2021 | 6 | 1 | 2041 | 5 | 31 | 2018 | 6 | 6 | NA | [16 empty] | YES |  | YES | CapacityOnly | In the contract | energystorage | Battery Storage (MWh Energy Capacity)
40S013 VISTRA_5_DALBT2 | VISTRA_5_DALBT2 | Unit 2 - Moss 300 | Online | Q-1472 | Moss Landing Substation 500kV | [5 empty] | 0 | [7 empty] | Li |  | 400 |  |  |  |  | CAM | Buy | non-LSE supplier |  | NA | GreaterBay | South Bay-Moss Landing | E-4909, D.19-03-011 | MontereyCounty | 2021 | 4 | 6 | 2021 | 6 | 1 | 2041 | 5 | 31 | 2018 | 6 | 6 | NA | [16 empty] | YES |  | YES | CapacityOnly | In the contract | energystorage | Battery Storage (MWh Energy Capacity)
40S013 VISTRA_5_DALBT1 | VISTRA_5_DALBT1 | Unit 1 - Moss 300 | Online | Q-1472 | Moss Landing Substation 500kV |  |  |  | 84.1 |  | 0 | [7 empty] | Li |  | 400 |  |  |  |  | CAM | Buy | non-LSE supplier |  | NA | GreaterBay | Greater Bay South Bay Moss Landing | E-4909, D.19-03-011 | MontereyCounty | 2021 | 4 | 6 | 2021 | 6 | 1 | 2041 | 5 | 31 | 2018 | 6 | 6 | NA | [16 empty] | YES |  | YES | CapacityOnly | In the contract | energystorage | Battery Storage (MWh Energy Capacity)
33R279 | VICTOR_1_SOLAR2 | Alamo Solar | Online | WDAT-0491 | DINUBA SUB |  |  |  | 20 | 20 | 49.76 | [6 empty] | 1Axis | [7 empty] | VAMO | Buy | non-LSE supplier |  | NA |  |  | Disposition Letter | SanBernardinoCounty | 2015 | 5 | 20 | 2015 | 6 | 30 | 2035 | 6 | 29 | 2012 | 9 | 17 | NA | [16 empty] | YES |  | YES | EnergyCapacity | Calculated | RAM | Solar Baseline California (GWh) | 49.0151 | 48.1694 | 46.7405 | 23.8622
25C246 | VEDDER_1_SEKERN | Chevron USA (Se Kern River) | Online | [5 empty] | 34.47 |  | 0 | [15 empty] | Buy | non-LSE supplier |  | NA | Kern | Kern South Kern PP | D.82-01-103, D.82-12-120 | KernCounty | 1989 | 1 | 31 | 1989 | 1 | 31 | 2060 | 12 | 31 | 1988 | 9 | 1 | NA | [16 empty] | YES |  | NO | EnergyCapacity | Calculated | D8201103, D8212120 | NA
PGEVACADIXON | VACADX_1_SOLAR | Vaca-Dixon Solar (PG&E) | Online | [6 empty] | 0.28 | 3.8012 | [14 empty] | VAMO | Owned | Pacific Gas & Electric | [9 empty] | 2009 | 12 | 22 | 2099 | 12 | 21 |  |  |  | NA | [19 empty] | EnergyCapacity | Calculated |  | Solar Baseline California (GWh) | 3.913 | 3.8659 | 3.7891 | 3.6953
33R151 | USWPJR_2_UNITS | Vasco Winds | Online |  | 230 kV Jackson Substation |  |  |  | 78.2 | 78.2 | 211 | [14 empty] | VAMO | Buy | non-LSE supplier |  | NA | GreaterBay | No_sub_area | E-4423 | ContraCostaCounty | 2012 | 2 | 10 | 2012 | 3 | 13 | 2037 | 3 | 12 | 2010 | 12 | 17 | NA | [16 empty] | YES |  | YES | EnergyCapacity | Calculated | RPS | Wind Baseline California (GWh) | 236.4829 | 236.0618 | 236.0618 | 236.0618
01C061 | UNOCAL_1_UNITS | Conocophillips Company | Online | [5 empty] | 49.85 |  | 0 | [15 empty] | Buy | non-LSE supplier |  | NA | GreaterBay | No_sub_area | D.82-01-103, D.82-12-120 | ContraCostaCounty | 1987 | 5 | 21 | 1987 | 5 | 21 | 2060 | 12 | 31 | 1986 | 12 | 24 | NA | [16 empty] | YES |  | NO | EnergyCapacity | Calculated | D8201103, D8212120 | NA
33R470BIO | CAMDEN_6_RDDBM1 | RuAnn Dairy Digester | Development | WDAT-1864 | CARUTHERS SUB |  |  |  | 0.55 | 0.55 | 4.3362 | [15 empty] | Buy | non-LSE supplier |  | RUANN_DAIRY_LLC | GreaterFresno | No_sub_area | D.14-12-081, D.15-09-004 | FresnoCounty | [9 empty] | 2019 | 5 | 8 | NA | [16 empty] | YES |  | NO | EnergyCapacity | Calculated | SB1122/BioMAT | Biogas (GWh) | 4.3481 | 4.3362 | 4.3362 | 4.3362
24B001FHP | TXMCKT_6_UNIT | McKittrick Cogen | Online | [5 empty] | 9.651 |  | 30 | [15 empty] | Buy | non-LSE supplier |  | NA |  |  | D.09-12-042 | KernCounty | 2015 | 4 | 1 | 2015 | 4 | 1 | 2025 | 2 | 28 | 2015 | 3 | 13 | NA | [16 empty] | YES |  | NO | EnergyCapacity | Calculated | AB1613/CHP FiT | NA
33R302AB | _EXISTING_GENERIC_SOLAR_1AXIS | Castor Solar Project | Online | WDAT-0764 | ELK HILLS SUB |  |  |  | 1.5 | 1.5 | 2.1 | [6 empty] | 1Axis | [8 empty] | Buy | non-LSE supplier |  | NA |  |  | D.07-07-027, E-4137 | KernCounty | 2016 | 4 | 7 | 2016 | 4 | 7 | 2036 | 4 | 6 | 2013 | 6 | 20 | NA | [16 empty] | YES |  | NO | EnergyCapacity | Calculated | AB1969/FiT | Solar Baseline California (GWh) | 3.3453 | 3.3071 | 3.2414 | 3.1612
33R415RM | TX-ELK_6_ECKSR2 | Eagle Solar | Online | WDAT-1289 | ELK HILLS SUB |  |  |  | 3 | 3 | 7.49 | [6 empty] | 1Axis | [8 empty] | Buy | non-LSE supplier |  | NA |  |  | D.12-05-035, D.13-05-034 | KernCounty | 2019 | 12 | 23 | 2019 | 12 | 23 | 2039 | 12 | 22 | 2017 | 5 | 18 | NA | [16 empty] | YES |  | NO | EnergyCapacity | Calculated | SB32/ReMAT | Solar Baseline California (GWh) | 7.7241 | 7.6335 | 7.482 | 7.2968
33R164AB | TWISSL_6_SOLAR | Nickel 1 | Online | WDAT-0102 | TWISSELMAN SUB |  |  |  | 1.5 | 1.5 | 2.098 | [6 empty] | Fixed | [8 empty] | Buy | non-LSE supplier |  | NA |  |  | D.07-07-027, E-4137 | KernCounty | 2012 | 11 | 28 | 2012 | 11 | 28 | 2032 | 11 | 27 | 2011 | 7 | 15 | NA | [16 empty] | YES |  | NO | EnergyCapacity | Calculated | AB1969/FiT | Solar Baseline California (GWh) | 2.7926 | 2.7576 | 2.7028 | 0
33R509RM | _EXISTING_GENERIC_INSTATE_SMALL_HYDRO | Kings River Syphon | Online |  | Tivy Valley 1106 at 12kV |  |  |  | 0.6 | 0.6 | 1.2 | [15 empty] | Buy | non-LSE supplier |  | NA | GreaterFresno | No_sub_area | D.12-05-035, D.13-05-034 | FresnoCounty | 2021 | 10 | 8 | 2021 | 10 | 8 | 2041 | 10 | 7 | 2021 | 7 | 2 | NA | [16 empty] | YES |  | NO | EnergyCapacity | Calculated | SB32/ReMAT | Small Hydro (GWh) | 1.2034 | 1.2 | 1.2 | 1.2
33R392 | TRNQL8_2_AMASR1 | Tranquillity 8 Amarillo | Online | Q-1032 | Tranquillity Switchyard 230kV |  |  |  | 20 | 20 | 55.951 | [6 empty] | 1Axis | [8 empty] | Buy | non-LSE supplier |  | NA | GreaterFresno | No_sub_area | Disposition Letter | FresnoCounty | 2017 | 12 | 27 | 2018 | 2 | 9 | 2035 | 2 | 8 | 2015 | 12 | 18 | NA | [16 empty] | YES |  | YES | EnergyCapacity | Calculated | GTSR-GT | Solar Baseline California (GWh) | 56.6273 | 55.9515 | 54.8409 | 3.2664
33R056 | TOPAZ_2_SOLAR | Topaz Solar Farm | Online | Q-194 | Morro Bay-Midway #1 & #2 lines 230kV |  |  |  | 550 | 550 | 1066 | [6 empty] | Fixed | [7 empty] | VAMO | Buy | non-LSE supplier |  | NA |  |  | E-4221 | SanLuisObispoCounty | 2013 | 2 | 22 | 2014 | 10 | 27 | 2039 | 10 | 26 | 2008 | 7 | 1 | NA | [16 empty] | YES |  | YES | EnergyCapacity | Calculated | RPS | Solar Baseline California (GWh) | 1239.1164 | 1216.1411 | 1177.8293 | 1131.6325
PGETOADTOWN | TOADTW_6_UNIT | PGE Toadtown | Online | [5 empty] | 1.5 | 0.1 | 4.5878 | [14 empty] | VAMO | Owned | Pacific Gas & Electric | [9 empty] | 1950 | 1 | 1 | 2099 | 12 | 31 |  |  |  | NA | [19 empty] | EnergyCapacity | Calculated |  | Small Hydro (GWh) | 4.7745 | 4.7136 | 4.5557 | 4.4496
33R233AB | TMPLTN_2_SOLAR | Vintner Solar Project | Online | WDAT-0384 | TEMPLETON SUB |  |  |  | 1.5 | 1.5 | 2.1 | [6 empty] | 1Axis | [8 empty] | Buy | non-LSE supplier |  | NA |  |  | D.07-07-027, E-4137 | SanLuisObispoCounty | 2014 | 3 | 6 | 2014 | 3 | 6 | 2034 | 3 | 5 | 2011 | 10 | 11 | NA | [16 empty] | YES |  | NO | EnergyCapacity | Calculated | AB1969/FiT | Solar Baseline California (GWh) | 3.8295 | 3.7833 | 3.7082 | 0
PGETIGERCREEK | TIGRCK_7_UNITS | PGE Tiger Creek | Online | [5 empty] | 58 |  | 233.5621 | [15 empty] | Owned | Pacific Gas & Electric | [9 empty] | 1950 | 1 | 1 | 2099 | 12 | 31 |  |  |  | NA | [19 empty] | EnergyCapacity | Calculated |  | Large Hydro (GWh)
16H030 | TESLA_1_QF | Schaads Hydro | Online | [5 empty] | 0.23 | 0.23 | 0 | [15 empty] | Buy | non-LSE supplier |  | NA |  |  | D.82-01-103, D.82-12-120 | CalaverasCounty | 1986 | 2 | 18 | 1986 | 2 | 18 | 2060 | 12 | 31 | 1985 | 1 | 28 | NA | [16 empty] | YES |  | NO | EnergyCapacity | Calculated | D8201103, D8212120 | Small Hydro (GWh) | 0.77052 | 0.76719 | 0.76781 | 0.76776
16H033 | TESLA_1_QF | Rock Creek Water District | Online | [5 empty] | 0.7 | 0.7 | 0 | [15 empty] | Buy | non-LSE supplier |  | NA |  |  | D.82-01-103, D.82-12-120 | CalaverasCounty | 1986 | 2 | 25 | 1986 | 2 | 25 | 2060 | 12 | 31 | 1984 | 10 | 26 | NA | [16 empty] | YES |  | NO | EnergyCapacity | Calculated | D8201103, D8212120 | Small Hydro (GWh) | 1.0706 | 1.0689 | 1.0706 | 1.0704
33R247AB | TESLA_1_QF | Calaveras Hydro #1 | Online | [5 empty] | 0.09 | 0.09 | 0.4 | [15 empty] | Buy | non-LSE supplier |  | NA |  |  | D.07-07-027, E-4137 | CalaverasCounty | 2012 | 4 | 1 | 2012 | 4 | 1 | 2032 | 3 | 31 | 2012 | 3 | 9 | NA | [16 empty] | YES |  | NO | EnergyCapacity | Calculated | AB1969/FiT | Small Hydro (GWh) | 2.7293 | 2.7207 | 2.7207 | 0
33R248AB | TESLA_1_QF | Calaveras Hydro #2 | Online | [5 empty] | 0.09 | 0.09 | 0.4 | [15 empty] | Buy | non-LSE supplier |  | NA |  |  | D.07-07-027, E-4137 | CalaverasCounty | 2012 | 4 | 1 | 2012 | 4 | 1 | 2032 | 3 | 31 | 2012 | 3 | 9 | NA | [16 empty] | YES |  | NO | EnergyCapacity | Calculated | AB1969/FiT | Small Hydro (GWh) | 0.45062 | 0.44939 | 0.44939 | 0
33R249AB | TESLA_1_QF | Calaveras Hydro #3 | Online | [5 empty] | 0.09 | 0.09 | 0.4 | [15 empty] | Buy | non-LSE supplier |  | NA |  |  | D.07-07-027, E-4137 | CalaverasCounty | 2012 | 4 | 1 | 2012 | 4 | 1 | 2032 | 3 | 31 | 2012 | 3 | 8 | NA | [16 empty] | YES |  | NO | EnergyCapacity | Calculated | AB1969/FiT | Small Hydro (GWh) | 0.45062 | 0.44939 | 0.44939 | 0
33R251AB | TESLA_1_QF | Jackson Creek Hydro | Online | [5 empty] | 0.455 | 0.455 | 2.3 | [15 empty] | Buy | non-LSE supplier |  | NA |  |  | D.07-07-027, E-4137 | AmadorCounty | 2012 | 4 | 1 | 2012 | 4 | 1 | 2032 | 3 | 31 | 2012 | 3 | 28 | NA | [16 empty] | YES |  | NO | EnergyCapacity | Calculated | AB1969/FiT | Small Hydro (GWh) | 2.2781 | 2.2719 | 2.2719 | 0
10H007 | TBLMTN_6_QF | Gansner Hydroelectric Project | Online | [5 empty] | 0.275 | 0.275 | 0 | [15 empty] | Buy | non-LSE supplier |  | NA |  |  | D.82-01-103, D.82-12-120 | PlumasCounty | 1985 | 4 | 6 | 1985 | 4 | 6 | 2060 | 12 | 31 | 1984 | 9 | 25 | NA | [16 empty] | YES |  | NO | EnergyCapacity | Calculated | D8201103, D8212120 | Small Hydro (GWh) | 0.17669 | 0.17689 | 0.17633 | 0.17631
10H059 | TBLMTN_6_QF | James B. Peter | Online | [5 empty] | 0.015 | 0.015 | 0 | [15 empty] | Buy | non-LSE supplier |  | NA |  |  | D.82-01-103, D.82-12-120 | PlumasCounty | 1984 | 1 | 17 | 1984 | 1 | 17 | 2060 | 12 | 31 | 1983 | 11 | 9 | NA | [16 empty] | YES |  | NO | EnergyCapacity | Calculated | D8201103, D8212120 | Small Hydro (GWh) | 0.13311 | 0.13259 | 0.13262 | 0.1327
10H090 | TBLMTN_6_QF | James Crane Hydro | Online | [5 empty] | 0.0025 | 0.0025 | 0 | [15 empty] | Buy | non-LSE supplier |  | NA |  |  | D.82-01-103, D.82-12-120 | ButteCounty | 1991 | 6 | 20 | 1991 | 6 | 20 | 2060 | 12 | 31 | 1991 | 3 | 27 | NA | [16 empty] | YES |  | NO | EnergyCapacity | Calculated | D8201103, D8212120 | Small Hydro (GWh) | 0.0081509 | 0.0081283 | 0.0081297 | 0.0081297
12C085 | TBLMTN_6_QF | Yuba City Racquet Club | Online | [5 empty] | 0.06 |  | 0 | [15 empty] | Buy | non-LSE supplier |  | NA |  |  | D.82-01-103, D.82-12-120 | SutterCounty | 1991 | 7 | 18 | 1991 | 7 | 18 | 2060 | 12 | 31 | 1991 | 4 | 30 | NA | [16 empty] | YES |  | NO | EnergyCapacity | Calculated | D8201103, D8212120 | NA
13H120 | TBLMTN_6_QF | Lofton Ranch | Online | [5 empty] | 0.3 | 0.3 | 0 | [15 empty] | Buy | non-LSE supplier |  | NA |  |  | D.82-01-103, D.82-12-120 | ShastaCounty | 1983 | 11 | 4 | 1983 | 11 | 4 | 2060 | 12 | 31 | 1985 | 4 | 9 | NA | [16 empty] | YES |  | NO | EnergyCapacity | Calculated | D8201103, D8212120 | Small Hydro (GWh) | 1.0943 | 1.09 | 1.0909 | 1.0904
13H130 | TBLMTN_6_QF | Steve & Bonnie Tetrick | Online | [5 empty] | 0.1 | 0.1 | 0 | [15 empty] | Buy | non-LSE supplier |  | NA |  |  | D.82-01-103, D.82-12-120 | ShastaCounty | 1983 | 10 | 14 | 1983 | 10 | 14 | 2060 | 12 | 31 | 1985 | 2 | 25 | NA | [16 empty] | YES |  | NO | EnergyCapacity | Calculated | D8201103, D8212120 | Small Hydro (GWh) | 0 | 0 | 0 | 0
33R402RM | TBLMTN_6_QF | Mini Hydro | Online |  | Dobbins 1101 |  |  |  | 0.15 | 0.15 | 1.1826 | [15 empty] | Buy | non-LSE supplier |  | NA |  |  | D.12-05-035, D.13-05-034 | YubaCounty | 2016 | 9 | 30 | 2016 | 9 | 30 | 2031 | 9 | 29 | 2016 | 7 | 27 | NA | [16 empty] | YES |  | NO | EnergyCapacity | Calculated | SB32/ReMAT | Small Hydro (GWh) | 1.1858 | 1.1826 | 1.1826 | 0
25C151QPA2 | TANHIL_6_SOLART | Berry Petroleum Company - Tannehill Facility | Online | [5 empty] | 15.5 |  | 95 | [14 empty] | CAM | Buy | non-LSE supplier |  | NA |  |  | E-5037 | KernCounty | 2019 | 12 | 1 | 2019 | 12 | 1 | 2026 | 11 | 30 | 2019 | 7 | 11 | NA | [16 empty] | YES |  | YES | EnergyCapacity | Calculated | QF/CHP Summit | NA
33R132 | SUNSHN_2_LNDFL | Sunshine Landfill | Online | WDAT-0273 | GERBER SUB |  |  |  | 18.96 | 18.96 | 132.87 | [14 empty] | VAMO | Buy | non-LSE supplier |  | NA | BigCreekVentura | No_sub_area | E-4415 | LosAngelesCounty | 2014 | 9 | 1 | 2014 | 9 | 1 | 2034 | 8 | 31 | 2010 | 2 | 4 | NA | [16 empty] | YES |  | YES | EnergyCapacity | Calculated | RPS | Biogas (GWh) | 141.075 | 140.6769 | 140.6769 | 0
40S030 | SUNCAT_2_A1BBT1 | Arlington Energy Center III, LLC (63 MW) | Online | Q-1196 | Colorado River Substation 230kV |  |  |  | 63 |  | 0 |  |  |  | 0 |  | 63 | 1Axis | Li |  | 252 | [5 empty] | Buy | non-LSE supplier |  | NA | SCE | No_sub_area | Disposition Letter | RiversideCounty | 2022 | 8 | 1 | 2022 | 8 | 1 | 2037 | 9 | 30 | 2021 | 7 | 30 | NA |  |  |  |  | NA | [11 empty] | YES | YES | YES | CapacityOnly | In the contract | emergencyreliability | Battery Storage (MWh Energy Capacity)
40S031 | SUNCAT_2_A1ABT1 | Arlington Energy Center III, LLC (47 MW) | Online | Q-1196 | Colorado River Substation 230kV |  |  |  | 47 |  | 0 |  |  |  | 0 |  | 47 | 1Axis | Li |  | 188 | [5 empty] | Buy | non-LSE supplier |  | NA | SCE | No_sub_area | Disposition Letter | RiversideCounty | 2022 | 8 | 1 | 2022 | 8 | 1 | 2037 | 9 | 30 | 2021 | 7 | 16 | NA |  |  |  |  | NA | [11 empty] | YES | YES | YES | CapacityOnly | In the contract | emergencyreliability | Battery Storage (MWh Energy Capacity)
33R387 | SUMWHT_6_SWSSR1 | Summer Wheat (FKA GASNA 6P, LLC (San Joaquin 1A)) | Online | Q-632B | Stroud switching station 70kV |  |  |  | 18.5 | 19.24 | 49.782 | [6 empty] | 1Axis | [7 empty] | VAMO | Buy | non-LSE supplier |  | NA | GreaterFresno | No_sub_area | Disposition Letter | FresnoCounty | 2018 | 10 | 11 | 2018 | 12 | 10 | 2038 | 12 | 9 | 2015 | 12 | 18 | NA | [16 empty] | YES |  | YES | EnergyCapacity | Calculated | RAM | Solar Baseline California (GWh) | 35.7736 | 35.3254 | 34.6242 | 33.7672
33R386 | STROUD_6_WWHSR1 | Winter Wheat (FKA GASNA 36P, LLC (San Joaquin 1B)) | Online |  | Stroud 1101 circuit |  |  |  | 1.5 | 1.5 | 3.723 | [6 empty] | 1Axis | [8 empty] | Buy | non-LSE supplier |  | NA | GreaterFresno | Greater Fresno Herndon | Disposition Letter | FresnoCounty | 2019 | 5 | 14 | 2019 | 7 | 12 | 2039 | 7 | 11 | 2015 | 12 | 18 | NA | [16 empty] | YES |  | YES | EnergyCapacity | Calculated | GTSR-GT | Solar Baseline California (GWh) | 3.8165 | 3.7716 | 3.6968 | 3.6053
PGEPVUOG_PY1_ST | STROUD_6_SOLAR | PGE Stroud | Online | [5 empty] | 20 | 2.22 | 37.353 | [14 empty] | VAMO | Owned | Pacific Gas & Electric |  |  | GreaterFresno | Greater Fresno Herndon | [5 empty] | 2011 | 9 | 26 | 2036 | 9 | 25 |  |  |  | NA | [19 empty] | EnergyCapacity | Calculated |  | Solar Baseline California (GWh) | 38.4564 | 37.9867 | 37.2326 | 36.3111
33R355RM | STOREY_7_MDRCHW | Site 980 | Online |  | Storey 1109 approximately 9.0 miles northeast of Storey substation |  |  |  | 1.835 | 1.835 | 7.0078 | [15 empty] | Buy | non-LSE supplier |  | NA | GreaterFresno | No_sub_area | D.12-05-035, D.13-05-034 | MaderaCounty | 2015 | 6 | 18 | 2015 | 6 | 18 | 2030 | 6 | 17 | 2014 | 6 | 27 | NA | [16 empty] | YES |  | NO | EnergyCapacity | Calculated | SB32/ReMAT | Small Hydro (GWh) | 5.0673 | 5.062 | 2.5492 | 0
33R357RM | STOREY_2_MDRCH4 | Site 1923 | Online |  | Le Grand feeder 1104 approximately 8.5 miles east southeast of Le Grand substation |  |  |  | 0.916 | 0.916 | 2.8778 | [15 empty] | Buy | non-LSE supplier |  | NA | GreaterFresno | No_sub_area | D.12-05-035, D.13-05-034 | MaderaCounty | 2016 | 7 | 19 | 2016 | 7 | 19 | 2031 | 7 | 18 | 2014 | 6 | 27 | NA | [16 empty] | YES |  | NO | EnergyCapacity | Calculated | SB32/ReMAT | Small Hydro (GWh) | 2.8791 | 2.8778 | 2.8778 | 0
33R358RM | STOREY_2_MDRCH3 | Site 1302 | Online |  | Storey feeder 1109 approximately 6.9 miles northeast of Story substation. |  |  |  | 0.424 | 0.424 | 1.005 | [15 empty] | Buy | non-LSE supplier |  | NA | GreaterFresno | No_sub_area | D.12-05-035, D.13-05-034 | MaderaCounty | 2016 | 8 | 1 | 2016 | 8 | 1 | 2031 | 7 | 31 | 2014 | 6 | 27 | NA | [16 empty] | YES |  | NO | EnergyCapacity | Calculated | SB32/ReMAT | Small Hydro (GWh) | 1.005 | 1.005 | 1.005 | 0
33R356RM | STOREY_2_MDRCH2 | Site 1174 | Online |  | Storey feeder 1109 approximately 7.8 miles northeast of Storey substation |  |  |  | 0.563 | 0.563 | 2.3798 | [15 empty] | Buy | non-LSE supplier |  | NA | GreaterFresno | No_sub_area | D.12-05-035, D.13-05-034 | MaderaCounty | 2016 | 8 | 1 | 2016 | 8 | 1 | 2031 | 7 | 31 | 2014 | 6 | 27 | NA | [16 empty] | YES |  | NO | EnergyCapacity | Calculated | SB32/ReMAT | Small Hydro (GWh) | 2.3812 | 2.3798 | 2.3798 | 0
01C202QAA | STOILS_1_UNITS | Chevron Richmond Refinery | Online | Q-1016 | Standard Oil Switching Station 115kV |  |  |  | 20 |  | 19.67 | [14 empty] | CAM | Buy | non-LSE supplier |  | NA | GreaterBay | No_sub_area | E-4648 | ContraCostaCounty | 2014 | 8 | 1 | 2014 | 8 | 1 | 2026 | 7 | 31 | 2013 | 11 | 22 | NA | [16 empty] | YES |  | YES | EnergyCapacity | Calculated | QF/CHP Summit | NA
PGESTANISLAUS | STANIS_7_UNIT 1 | PGE Stanislaus | Online | [5 empty] | 91 |  | 298.5246 | [15 empty] | Owned | Pacific Gas & Electric |  |  | Stockton | Stockton Tesla-Bellota | [5 empty] | 1950 | 1 | 1 | 2099 | 12 | 31 |  |  |  | NA | [19 empty] | EnergyCapacity | Calculated |  | Large Hydro (GWh)
02C041 | SRINTL_6_UNIT | SRI International | Online | [5 empty] | 6 |  | 0 | [15 empty] | Buy | non-LSE supplier |  | NA | GreaterBay | No_sub_area | D.82-01-103, D.82-12-120 | SanMateoCounty | 1987 | 3 | 10 | 1987 | 3 | 10 | 2060 | 12 | 31 | 1986 | 11 | 7 | NA | [16 empty] | YES |  | NO | EnergyCapacity | Calculated | D8201103, D8212120 | NA
PGETULE | SPRGVL_2_TULE | PGE Tule River | Online | [5 empty] | 6.4 | 0 | 0 | [14 empty] | VAMO | Owned | Pacific Gas & Electric |  |  | BigCreekVentura | No_sub_area | [5 empty] | 1950 | 1 | 1 | 2099 | 12 | 31 |  |  |  | NA | [19 empty] | EnergyCapacity | Calculated |  | Small Hydro (GWh) | 0 | 0 | 0 | 0
PGESPRINGGAP | SPRGAP_1_UNIT 1 | PGE Spring Gap | Online | [5 empty] | 7 | 3.21 | 29.9038 | [14 empty] | VAMO | Owned | Pacific Gas & Electric |  |  | Stockton | Stockton Tesla-Bellota | [5 empty] | 1950 | 1 | 1 | 2099 | 12 | 31 |  |  |  | NA | [19 empty] | EnergyCapacity | Calculated |  | Small Hydro (GWh) | 31.2082 | 30.7216 | 29.7018 | 29.0031
33R254 SPQUIN_6_SRPCQU | SPQUIN_6_SRPCQU | Quincy Facility | Online | [5 empty] | 12.7 | 12.7 | 346 | [14 empty] | VAMO | Buy | non-LSE supplier |  | NA |  |  | E-4632 | PlumasCounty | 2015 | 9 | 8 | 2015 | 9 | 9 | 2035 | 9 | 8 | 2012 | 8 | 9 | NA | [16 empty] | YES |  | YES | EnergyCapacity | Calculated | RPS | Biomass (GWh) | 74.108 | 73.9233 | 73.9233 | 54.7688
33R254 SPIFBD_1_PL1X2 | SPIFBD_1_PL1X2 | Sonora Facility | Online | [5 empty] | 1.5 | 1.5 | 346 | [14 empty] | VAMO | Buy | non-LSE supplier |  | NA | Stockton | Stockton Tesla-Bellota | E-4632 | TuolumneCounty | 2015 | 9 | 8 | 2015 | 9 | 9 | 2035 | 9 | 8 | 2012 | 8 | 9 | NA | [16 empty] | YES |  | YES | EnergyCapacity | Calculated | RPS | Biomass (GWh) | 74.108 | 73.9233 | 73.9233 | 54.7688
33R254 SPIAND_1_ANDSN2 | SPIAND_1_ANDSN2 | Anderson II Facility | Online | 643 |  |  |  |  | 13.5 | 13.5 | 346 | [14 empty] | VAMO | Buy | non-LSE supplier |  | NA |  |  | E-4632 | ShastaCounty | 2015 | 9 | 8 | 2015 | 9 | 9 | 2035 | 9 | 8 | 2012 | 8 | 9 | NA | [16 empty] | YES |  | YES | EnergyCapacity | Calculated | RPS | Biomass (GWh) | 74.108 | 73.9233 | 73.9233 | 54.7688
33R254 SPI LI_2_UNIT 1 | SPI LI_2_UNIT 1 | Lincoln Facility | Online | [5 empty] | 8.7 | 8.7 | 346 | [14 empty] | VAMO | Buy | non-LSE supplier |  | NA | Sierra | No_sub_area | E-4632 | PlacerCounty | 2015 | 9 | 8 | 2015 | 9 | 9 | 2035 | 9 | 8 | 2012 | 8 | 9 | NA | [16 empty] | YES |  | YES | EnergyCapacity | Calculated | RPS | Biomass (GWh) | 74.108 | 73.9233 | 73.9233 | 54.7688
33R254 SPBURN_2_UNIT 1 | SPBURN_2_UNIT 1 | Burney | Online | [5 empty] | 9.6 | 9.6 | 346 | [14 empty] | VAMO | Buy | non-LSE supplier |  | NA |  |  | E-4632 | ShastaCounty | 2015 | 9 | 8 | 2015 | 9 | 9 | 2035 | 9 | 8 | 2012 | 8 | 9 | NA | [16 empty] | YES |  | YES | EnergyCapacity | Calculated | RPS | Biomass (GWh) | 74.108 | 73.9233 | 73.9233 | 54.7688
PGESPAULDING1 | SPAULD_6_UNIT12 | PGE Spaulding 1 | Online | [5 empty] | 7 | 1.2 | 27.1972 | [14 empty] | VAMO | Owned | Pacific Gas & Electric |  |  | Sierra | No_sub_area | [5 empty] | 1950 | 1 | 1 | 2099 | 12 | 31 |  |  |  | NA | [19 empty] | EnergyCapacity | Calculated |  | Small Hydro (GWh) | 28.6128 | 27.9179 | 26.992 | 26.3815
PGESPAULDING3 | SPAULD_6_UNIT 3 | PGE Spaulding 3 | Online | [5 empty] | 5.8 | 2.7 | 26.1495 | [14 empty] | VAMO | Owned | Pacific Gas & Electric |  |  | Sierra | No_sub_area | [5 empty] | 1950 | 1 | 1 | 2099 | 12 | 31 |  |  |  | NA | [19 empty] | EnergyCapacity | Calculated |  | Small Hydro (GWh) | 27.3649 | 26.8509 | 25.9736 | 25.3538
PGESOUTH | SOUTH_2_UNIT | PGE South | Online | [5 empty] | 7 | 1.62 | 39.2687 | [14 empty] | VAMO | Owned | Pacific Gas & Electric | [9 empty] | 1950 | 1 | 1 | 2099 | 12 | 31 |  |  |  | NA | [19 empty] | EnergyCapacity | Calculated |  | Small Hydro (GWh) | 40.8782 | 40.3479 | 39.0144 | 38.0795
33R389 | SMYRNA_1_DL1SR1 | Delano Land 1 | Online | WDAT-1215 | SMYRNA SUB |  |  |  | 1 | 1 | 2.6206 | [6 empty] | 1Axis | [8 empty] | Buy | non-LSE supplier |  | NA |  |  | Disposition Letter | KernCounty | 2017 | 12 | 28 | 2018 | 3 | 12 | 2038 | 3 | 11 | 2015 | 12 | 18 | NA | [16 empty] | YES |  | YES | EnergyCapacity | Calculated | GTSR-GT | Solar Baseline California (GWh) | 2.6717 | 2.6397 | 2.5873 | 2.5232
33R272 | SKERN_6_SOLAR1 | SKIC Solar 1 (South Kern Solar PV Plant) | Online | Q-653EA | Copus-Old River 70 kV |  |  |  | 20 | 20 | 47 | [6 empty] | 1Axis | [7 empty] | VAMO | Buy | non-LSE supplier |  | NA | Kern | Kern South Kern PP | Disposition Letter | KernCounty | 2015 | 4 | 14 | 2015 | 5 | 15 | 2035 | 5 | 14 | 2012 | 8 | 30 | NA | [16 empty] | YES |  | YES | EnergyCapacity | Calculated | PV | Solar Baseline California (GWh) | 45.7017 | 45.154 | 44.2577 | 14.3498
40S040 | _NEW_GENERIC_BATTERY_STORAGE | Sanborn ESS III, LLC | Development | Q-1518 | Windhub Substation 230kV |  |  |  | 169 |  | 0 | [7 empty] | Li |  | 676 | [5 empty] | Buy | non-LSE supplier |  | EDSAN_1B_GROUP_3_LLC | SCE | No_sub_area | E-5202 | KernCounty | [9 empty] | 2021 | 12 | 28 | NA |  |  |  |  | NA | [11 empty] | YES | NO | YES | CapacityOnly | In the contract | D2106035 | Battery Storage (MWh Energy Capacity)
33R053AB | SISQUC_1_SMARIA | Santa Maria II LFG Power Plant | Online | [5 empty] | 1.42 | 1.42 | 12.439 | [15 empty] | Buy | non-LSE supplier |  | NA |  |  | D.07-07-027, E-4137 | SantaBarbaraCounty | 2010 | 9 | 13 | 2010 | 9 | 13 | 2025 | 9 | 12 | 2008 | 8 | 6 | NA | [16 empty] | YES |  | NO | EnergyCapacity | Calculated | AB1969/FiT | Biogas (GWh) | 5.3706 | 0 | 0 | 0
40S008 | ULTPCH_1_UCSBT1 | Sierra Energy Storage | Development | Q-1116 | Melones-Curtis 115kV line |  |  |  | 10 |  | 0 |  |  |  | 0 |  | 10 |  | Li |  | 40 | [5 empty] | Buy | non-LSE supplier |  | BROAD_REACH_POWER_LLC | Stockton | Stockton Tesla-Bellota | D.18-10-009 | TuolumneCounty | [9 empty] | 2017 | 11 | 8 | NA | [16 empty] | YES |  | YES | CapacityOnly | In the contract | storagemandate | Battery Storage (MWh Energy Capacity)
33R364 | SEGS_1_SR2SL2 | Sunray 2 | Online | TOT691QFC | Tortilla 115kV Bus |  |  |  | 20 | 20 | 51.36 | [6 empty] | 1Axis | [7 empty] | VAMO | Buy | non-LSE supplier |  | NA |  |  | Disposition Letter | SanBernardinoCounty | 2017 | 6 | 23 | 2017 | 8 | 25 | 2037 | 8 | 24 | 2014 | 10 | 21 | NA | [16 empty] | YES |  | YES | EnergyCapacity | Calculated | RAM | Solar Baseline California (GWh) | 52.2407 | 51.6118 | 50.5873 | 49.3352
PGEPVUOG_PY1_WS | SCHNDR_1_WSTSDE | PGE Westside | Online | [5 empty] | 15 | 1.67 | 28.0119 | [14 empty] | VAMO | Owned | Pacific Gas & Electric |  |  | GreaterFresno | Greater Fresno Coalinga | [5 empty] | 2011 | 8 | 31 | 2036 | 8 | 30 |  |  |  | NA | [19 empty] | EnergyCapacity | Calculated |  | Solar Baseline California (GWh) | 28.8394 | 28.4872 | 27.9217 | 27.2306
33R434BIO | SCHNDR_1_OS2BM2 | Open Sky Dairy Digester #2 | Online | WDAT-1316 | SCHINDLER SUB |  |  |  | 0.8 | 0.8 | 4.9 | [15 empty] | Buy | non-LSE supplier |  | NA | GreaterFresno | Greater Fresno Coalinga | D.14-12-081, D.15-09-004 | FresnoCounty | 2019 | 6 | 10 | 2019 | 6 | 10 | 2039 | 6 | 9 | 2018 | 6 | 12 | NA | [16 empty] | YES |  | NO | EnergyCapacity | Calculated | SB1122/BioMAT | Biogas (GWh) | 5.1882 | 5.174 | 5.174 | 5.174
PGEPVUOG_PY1_FP | SCHNDR_1_FIVPTS | PGE Five Points | Online | [5 empty] | 15 | 1.67 | 27.8789 | [14 empty] | VAMO | Owned | Pacific Gas & Electric |  |  | GreaterFresno | Greater Fresno Coalinga | [5 empty] | 2011 | 9 | 24 | 2036 | 9 | 23 |  |  |  | NA | [19 empty] | EnergyCapacity | Calculated |  | Solar Baseline California (GWh) | 28.7024 | 28.3518 | 27.789 | 27.1012
33R416BIO | SANLOB_1_OSFBM1 | San Luis Obispo AD | Online | WDAT-1439 | SAN LUIS OBISPO SUB |  |  |  | 0.85 | 0.853 | 3.544 | [15 empty] | Buy | non-LSE supplier |  | NA |  |  | D.14-12-081, D.15-09-004 | SanLuisObispoCounty | 2019 | 7 | 21 | 2019 | 7 | 21 | 2039 | 7 | 20 | 2017 | 6 | 12 | NA | [16 empty] | YES |  | NO | EnergyCapacity | Calculated | SB1122/BioMAT | Biogas (GWh) | 1.9763 | 1.9709 | 1.9709 | 1.9709
33R185AB | SANLOB_1_LNDFIL | Toro SLO Landfill | Online | WDAT-0374 | SAN LUIS OBISPO SUB |  |  |  | 1.5 | 1.5 | 11.2 | [15 empty] | Buy | non-LSE supplier |  | NA |  |  | D.07-07-027, E-4137 | SanLuisObispoCounty | 2013 | 7 | 21 | 2013 | 7 | 21 | 2033 | 7 | 20 | 2011 | 8 | 31 | NA | [16 empty] | YES |  | NO | EnergyCapacity | Calculated | AB1969/FiT | Biogas (GWh) | 10.3764 | 10.3485 | 10.3485 | 0
33R089-AR | SANDLT_2_SUNITS | Mojave Solar | Online | Q-125 | Coolwater-Kramer 230kv line |  |  |  | 250 | 250 | 617.238 | [14 empty] | VAMO | Buy | non-LSE supplier |  | NA |  |  | E-4433 | SanBernardinoCounty | 2014 | 12 | 4 | 2014 | 12 | 4 | 2039 | 12 | 3 | 2011 | 7 | 15 | NA | [16 empty] | YES |  | YES | EnergyCapacity | Calculated | RPS | Solar Baseline California (GWh) | 547.0055 | 546.3057 | 546.3057 | 546.3057
PGESALTSPRINGS1 | SALTSP_7_UNITS | PGE Salt Springs 1 | Online | [5 empty] | 11 |  | 24.6941 | [15 empty] | Owned | Pacific Gas & Electric | [9 empty] | 1950 | 1 | 1 | 2099 | 12 | 31 |  |  |  | NA | [19 empty] | EnergyCapacity | Calculated |  | Large Hydro (GWh)
33R338RM | S_RITA_6_SOLAR1 | NDP1 | Online | WDAT-0718 | SANTA RITA SUB |  |  |  | 1.5 | 1.5 | 2.692 | [6 empty] | Fixed | [8 empty] | Buy | non-LSE supplier |  | NA | GreaterFresno | No_sub_area | D.12-05-035, D.13-05-034 | MercedCounty | 2015 | 5 | 28 | 2015 | 5 | 28 | 2035 | 5 | 27 | 2013 | 12 | 20 | NA | [16 empty] | YES |  | NO | EnergyCapacity | Calculated | SB32/ReMAT | Solar Baseline California (GWh) | 3.4285 | 3.3858 | 3.3186 | 1.3823
33R322 | RTREE_2_WIND2 | Rising Tree Wind Farm LLC | Online | Q-188 | Windhub Substation 230kV |  |  |  | 19.8 | 19.8 | 68.93 | [14 empty] | VAMO | Buy | non-LSE supplier |  | NA |  |  | Disposition Letter | KernCounty | 2015 | 8 | 7 | 2015 | 8 | 7 | 2035 | 8 | 6 | 2013 | 10 | 25 | NA | [16 empty] | YES |  | YES | EnergyCapacity | Calculated | RAM | Wind Baseline California (GWh) | 55.8341 | 55.704 | 55.704 | 38.6866
33R253 ROLLIN_6_UNIT | ROLLIN_6_UNIT | Rollins Powerhouse | Online | [5 empty] | 13 | 13 | 118 | [14 empty] | VAMO | Buy | non-LSE supplier |  | NA | Sierra | No_sub_area | D.13-03-030 | NevadaCounty | 2013 | 7 | 1 | 2013 | 7 | 1 | 2033 | 6 | 30 | 2012 | 5 | 9 | NA | [16 empty] | YES |  | YES | EnergyCapacity | Calculated | RPS | Small Hydro (GWh) | 56.3918 | 56.6765 | 56.4176 | 0
33R409RM | RNDMTN_2_SLSPHY1 | Silver Springs Facility | Online |  | Pit 5 Distribution Circuit #1101 |  |  |  | 0.6 | 0.6 | 2.2 | [15 empty] | Buy | non-LSE supplier |  | NA |  |  | D.12-05-035, D.13-05-034 | ShastaCounty | 2017 | 8 | 15 | 2017 | 8 | 15 | 2037 | 8 | 14 | 2017 | 3 | 8 | NA | [16 empty] | YES |  | NO | EnergyCapacity | Calculated | SB32/ReMAT | Small Hydro (GWh) | 2.2074 | 2.2 | 2.2 | 2.2
15H012 | RIOOSO_1_QF | Eagle Hydro | Online | [5 empty] | 0.48 | 0.48 | 0 | [15 empty] | Buy | non-LSE supplier |  | NA | Sierra |  | D.82-01-103, D.82-12-120 | ElDoradoCounty | 1985 | 12 | 23 | 1985 | 12 | 23 | 2060 | 12 | 31 | 1985 | 6 | 4 | NA | [16 empty] | YES |  | NO | EnergyCapacity | Calculated | D8201103, D8212120 | Small Hydro (GWh) | 2.5262 | 2.5105 | 2.5119 | 2.5112
15H068 | RIOOSO_1_QF | Charcoal Ravine | Online | [5 empty] | 0.075 | 0.075 | 0 | [15 empty] | Buy | non-LSE supplier |  | NA | Sierra |  | D.82-01-103, D.82-12-120 | SierraCounty | 1986 | 2 | 13 | 1986 | 2 | 13 | 2060 | 12 | 31 | 1983 | 9 | 26 | NA | [16 empty] | YES |  | NO | EnergyCapacity | Calculated | D8201103, D8212120 | Small Hydro (GWh) | 0.029258 | 0.029244 | 0.029242 | 0.02926
15H069 | RIOOSO_1_QF | Swiss America | Online | [5 empty] | 0.1 | 0.1 | 0 | [15 empty] | Buy | non-LSE supplier |  | NA | Sierra |  | D.82-01-103, D.82-12-120 | PlacerCounty | 1985 | 12 | 23 | 1985 | 12 | 23 | 2060 | 12 | 31 | 1981 | 10 | 27 | NA | [16 empty] | YES |  | NO | EnergyCapacity | Calculated | D8201103, D8212120 | Small Hydro (GWh) | 0.34476 | 0.34399 | 0.34432 | 0.34418
15H072 | RIOOSO_1_QF | Wright Ranch Hydroelectric | Online | [5 empty] | 0.04 | 0.04 | 0 | [15 empty] | Buy | non-LSE supplier |  | NA | Sierra |  | D.82-01-103, D.82-12-120 | SierraCounty | 1985 | 11 | 22 | 1985 | 11 | 22 | 2060 | 12 | 31 | 1985 | 7 | 2 | NA | [16 empty] | YES |  | NO | EnergyCapacity | Calculated | D8201103, D8212120 | Small Hydro (GWh) | 0 | 0 | 0 | 0
33R046AB | RIOOSO_1_QF | Buckeye Hydroelectric Project | Online | WDAT-0003 | PLACERVILLE SUB |  |  |  | 0.4 | 0.4 | 1.997 | [15 empty] | Buy | non-LSE supplier |  | NA | Sierra |  | D.07-07-027, E-4137 | ElDoradoCounty | 2008 | 8 | 15 | 2008 | 8 | 15 | 2028 | 8 | 14 | 2008 | 6 | 2 | NA | [16 empty] | YES |  | NO | EnergyCapacity | Calculated | AB1969/FiT | Small Hydro (GWh) | 1.4161 | 1.413 | 0 | 0
33R171AB | REEDLY_6_SOLAR | 2081_Terzian | Online | WDAT-0360 | REEDLEY SUB |  |  |  | 1.25 | 1.25 | 1.8 | [6 empty] | 1Axis | [8 empty] | Buy | non-LSE supplier |  | NA | GreaterFresno | Greater Fresno Herndon | D.07-07-027, E-4137 | FresnoCounty | 2014 | 6 | 17 | 2014 | 6 | 17 | 2034 | 6 | 16 | 2011 | 8 | 17 | NA | [16 empty] | YES |  | NO | EnergyCapacity | Calculated | AB1969/FiT | Solar Baseline California (GWh) | 2.2956 | 2.2668 | 2.2218 | 0
PGEROCKCREEK RCKCRK_7_UNIT 2 | RCKCRK_7_UNIT 2 | PGE Rock Creek | Online | [5 empty] | 56 |  | 371.0548 | [15 empty] | Owned | Pacific Gas & Electric |  |  | Sierra | No_sub_area | [5 empty] | 1950 | 1 | 1 | 2099 | 12 | 31 |  |  |  | NA | [19 empty] | EnergyCapacity | Calculated |  | Large Hydro (GWh)
PGEROCKCREEKRPS RCKCRK_7_UNIT 2 | RCKCRK_7_UNIT 2 | PGE Rock Creek RPS | Online | [5 empty] | 7 | 0 | 36.4429 | [14 empty] | VAMO | Owned | Pacific Gas & Electric |  |  | Sierra | No_sub_area | [5 empty] | 2013 | 4 | 30 | 2099 | 12 | 31 |  |  |  | NA | [19 empty] | EnergyCapacity | Calculated |  | Small Hydro (GWh) | 18.9632 | 18.7218 | 18.105 | 17.6668
PGEROCKCREEK RCKCRK_7_UNIT 1 | RCKCRK_7_UNIT 1 | PGE Rock Creek | Online | [5 empty] | 56 |  | 371.0548 | [15 empty] | Owned | Pacific Gas & Electric |  |  | Sierra | No_sub_area | [5 empty] | 1950 | 1 | 1 | 2099 | 12 | 31 |  |  |  | NA | [19 empty] | EnergyCapacity | Calculated |  | Large Hydro (GWh)
PGEROCKCREEKRPS RCKCRK_7_UNIT 1 | RCKCRK_7_UNIT 1 | PGE Rock Creek RPS | Online | [5 empty] | 7 | 0 | 36.4429 | [14 empty] | VAMO | Owned | Pacific Gas & Electric |  |  | Sierra | No_sub_area | [5 empty] | 2013 | 4 | 30 | 2099 | 12 | 31 |  |  |  | NA | [19 empty] | EnergyCapacity | Calculated |  | Small Hydro (GWh) | 18.9632 | 18.7218 | 18.105 | 17.6668
33R045 | _UNSPECIFIED_NON_IMPORT | Arlington Wind Power Project - Rattlesnake Road | Online | [5 empty] | 102.9 | 102.9 | 240 | [13 empty] | [Wind, 102.9] | VAMO | Buy | non-LSE supplier |  | NA |  |  | E-4204 | Oregon | 2008 | 12 | 26 | 2009 | 1 | 5 | 2024 | 1 | 4 | 2008 | 5 | 28 | NA | [16 empty] | YES |  | YES | EnergyCapacity | Calculated | RPS | Wind Baseline California (GWh) | 0 | 0 | 0 | 0
33R339RM | PUTHCR_1_SOLAR1 | Putah Creek Solar Farms | Online | WDAT-0141 | PUTAH CREEK SUB |  |  |  | 2 | 2 | 4.323 | [6 empty] | 1Axis | [8 empty] | Buy | non-LSE supplier |  | NA |  |  | D.12-05-035, D.13-05-034 | YoloCounty | 2014 | 12 | 23 | 2014 | 12 | 23 | 2034 | 12 | 22 | 2013 | 12 | 20 | NA | [16 empty] | YES |  | NO | EnergyCapacity | Calculated | SB32/ReMAT | Solar Baseline California (GWh) | 4.494 | 4.4185 | 4.2874 | 0
08C071 | PSWEET_7_QFUNTS | County Of Santa Cruz ( Water St. Jail) | Online | [5 empty] | 0.18 |  | 0 | [15 empty] | Buy | non-LSE supplier |  | NA |  |  | D.82-01-103, D.82-12-120 | SantaCruzCounty | 1987 | 9 | 1 | 1987 | 9 | 1 | 2060 | 12 | 31 | 1987 | 2 | 20 | NA | [16 empty] | YES |  | NO | EnergyCapacity | Calculated | D8201103, D8212120 | NA
33R139AB | POTTER_7_VECINO | Vecino Vineyards Hydroelectric Plant | Online | [5 empty] | 0.33 | 0.33 | 0.1 | [15 empty] | Buy | non-LSE supplier |  | NA | NorthCoastNorthBay | North Coast Eagle Rock | D.07-07-027, E-4137 | MendocinoCounty | 2011 | 4 | 19 | 2011 | 4 | 19 | 2026 | 4 | 18 | 2010 | 3 | 1 | NA | [16 empty] | YES |  | NO | EnergyCapacity | Calculated | AB1969/FiT | Small Hydro (GWh) | 0.051086 | 0.0071115 | 0 | 0
PGEPOTTER | POTTER_6_UNITS | PGE Potter Valley | Online | [5 empty] | 9.2 | 1.18 | 28.133 | [14 empty] | VAMO | Owned | Pacific Gas & Electric |  |  | NorthCoastNorthBay | North Coast Eagle Rock | [5 empty] | 1950 | 1 | 1 | 2099 | 12 | 31 |  |  |  | NA | [19 empty] | EnergyCapacity | Calculated |  | Small Hydro (GWh) | 0 | 31.6433 | 30.6012 | 29.8583
PGEPOW POEPH_7_UNIT 2 | POEPH_7_UNIT 2 | PGE Poe | Online | [5 empty] | 60 |  | 441.5833 | [15 empty] | Owned | Pacific Gas & Electric |  |  | Sierra | No_sub_area | [5 empty] | 1950 | 1 | 1 | 2099 | 12 | 31 |  |  |  | NA | [19 empty] | EnergyCapacity | Calculated |  | Large Hydro (GWh)
PGEPOW POEPH_7_UNIT 1 | POEPH_7_UNIT 1 | PGE Poe | Online | [5 empty] | 60 |  | 441.5833 | [15 empty] | Owned | Pacific Gas & Electric |  |  | Sierra | No_sub_area | [5 empty] | 1950 | 1 | 1 | 2099 | 12 | 31 |  |  |  | NA | [19 empty] | EnergyCapacity | Calculated |  | Large Hydro (GWh)
33B074 | PNCHPP_1_PL1X2 | Midway Peaking | Online | [5 empty] | 118.06 |  | 0 | [15 empty] | Buy | non-LSE supplier |  | NA | GreaterFresno | Greater Fresno Panoche | D.06-11-048, D.13-01-003 | FresnoCounty | 2009 | 5 | 1 | 2009 | 5 | 1 | 2024 | 4 | 30 | 2006 | 4 | 3 | NA | [16 empty] | YES |  | YES | EnergyCapacity | In the contract | D0611048, D1301003 | NA
33B076 | PNCHEG_2_PL1X4 | Panoche Energy Center (aka Cinergy & EIF - Firebaugh) | Online | Q-52 | Panoche Substation |  |  |  | 398.62 |  | 0 | [15 empty] | Buy | non-LSE supplier |  | NA |  |  | D.06-11-048 | FresnoCounty | 2009 | 6 | 1 | 2009 | 6 | 1 | 2029 | 5 | 31 | 2006 | 3 | 28 | NA | [16 empty] | YES |  | YES | EnergyCapacity | In the contract | D0611048 | NA
33R245 | PLAINV_6_BSOLAR | Western Antelope Blue Sky Ranch A | Online | Q-660 | Antelope Sub 66 kV Bus |  |  |  | 20 | 20 | 47.73 | [6 empty] | 1Axis | [7 empty] | VAMO | Buy | non-LSE supplier |  | NA | BigCreekVentura | No_sub_area | Disposition Letter | LosAngelesCounty | 2014 | 11 | 14 | 2015 | 2 | 17 | 2035 | 2 | 16 | 2012 | 2 | 27 | NA | [16 empty] | YES |  | YES | EnergyCapacity | Calculated | RAM | Solar Baseline California (GWh) | 48.9727 | 47.933 | 46.128 | 3.6853
33R373RM | PLACVL_1_RCKCRE | Rock Creek Hydro Project | Online |  | PG&E Placerville 2106 21kV circuit approximately 3.7 miles North of PG&E's Placerville 115kV substation |  |  |  | 2.796 | 2.796 | 6.324 | [15 empty] | Buy | non-LSE supplier |  | NA | Sierra | No_sub_area | D.12-05-035, D.13-05-034 | ElDoradoCounty | 2017 | 3 | 30 | 2017 | 3 | 30 | 2037 | 3 | 29 | 2015 | 3 | 11 | NA | [16 empty] | YES |  | NO | EnergyCapacity | Calculated | SB32/ReMAT | Small Hydro (GWh) | 1.2766 | 1.2731 | 1.2731 | 1.2731
PGEPIT7 PIT7_7_UNIT 2 | PIT7_7_UNIT 2 | PGE Pit 7 | Online | [5 empty] | 54.6 |  | 397.5985 | [15 empty] | Owned | Pacific Gas & Electric | [9 empty] | 1950 | 1 | 1 | 2099 | 12 | 31 |  |  |  | NA | [19 empty] | EnergyCapacity | Calculated |  | Large Hydro (GWh)
PGEPIT7 PIT7_7_UNIT 1 | PIT7_7_UNIT 1 | PGE Pit 7 | Online | [5 empty] | 55.7 |  | 397.5985 | [15 empty] | Owned | Pacific Gas & Electric | [9 empty] | 1950 | 1 | 1 | 2099 | 12 | 31 |  |  |  | NA | [19 empty] | EnergyCapacity | Calculated |  | Large Hydro (GWh)
PGEPIT7 PIT6_7_UNIT 2 | PIT6_7_UNIT 2 | PGE Pit 6 | Online | [5 empty] | 40 |  | 288.4572 | [15 empty] | Owned | Pacific Gas & Electric | [9 empty] | 1950 | 1 | 1 | 2099 | 12 | 31 |  |  |  | NA | [19 empty] | EnergyCapacity | Calculated |  | Large Hydro (GWh)
PGEPIT6 | PIT6_7_UNIT 1 | PGE Pit 6 | Online | [5 empty] | 39 |  | 288.4572 | [15 empty] | Owned | Pacific Gas & Electric | [9 empty] | 1950 | 1 | 1 | 2099 | 12 | 31 |  |  |  | NA | [19 empty] | EnergyCapacity | Calculated |  | Large Hydro (GWh)
33R408RM | PIT5_7_QFUNTS | Grasshopper Flats (FKA Nelson Creek) | Online | [5 empty] | 1.1 | 1.1 | 4.7 | [15 empty] | Buy | non-LSE supplier |  | NA |  |  | D.12-05-035, D.13-05-034 | ShastaCounty | 2019 | 1 | 14 | 2019 | 1 | 14 | 2039 | 1 | 13 | 2017 | 1 | 31 | NA | [16 empty] | YES |  | NO | EnergyCapacity | Calculated | SB32/ReMAT | Small Hydro (GWh) | 4.7264 | 4.7 | 4.7 | 4.7
PGEPIT5 PIT5_7_PL3X4 | PIT5_7_PL3X4 | PGE Pit 5 | Online | [5 empty] | 80 |  | 689.8445 | [15 empty] | Owned | Pacific Gas & Electric | [9 empty] | 1950 | 1 | 1 | 2099 | 12 | 31 |  |  |  | NA | [19 empty] | EnergyCapacity | Calculated |  | Large Hydro (GWh)
PGEPIT5 PIT5_7_PL1X2 | PIT5_7_PL1X2 | PGE Pit 5 | Online | [5 empty] | 80 |  | 689.8445 | [15 empty] | Owned | Pacific Gas & Electric | [9 empty] | 1950 | 1 | 1 | 2099 | 12 | 31 |  |  |  | NA | [19 empty] | EnergyCapacity | Calculated |  | Large Hydro (GWh)
PGEPIT4 | PIT4_7_PL1X2 | PGE Pit 4 | Online | [5 empty] | 95 |  | 393.7812 | [15 empty] | Owned | Pacific Gas & Electric | [9 empty] | 1950 | 1 | 1 | 2099 | 12 | 31 |  |  |  | NA | [19 empty] | EnergyCapacity | Calculated |  | Large Hydro (GWh)
PGEPIT3 | PIT3_7_PL1X3 | PGE Pit 3 | Online | [5 empty] | 70 |  | 314.1296 | [15 empty] | Owned | Pacific Gas & Electric | [9 empty] | 1950 | 1 | 1 | 2099 | 12 | 31 |  |  |  | NA | [19 empty] | EnergyCapacity | Calculated |  | Large Hydro (GWh)
PGEPIT1 PIT1_7_UNIT 2 | PIT1_7_UNIT 2 | PGE Pit 1 | Online | [5 empty] | 30.5 |  | 224.9321 | [15 empty] | Owned | Pacific Gas & Electric | [9 empty] | 1950 | 1 | 1 | 2099 | 12 | 31 |  |  |  | NA | [19 empty] | EnergyCapacity | Calculated |  | Large Hydro (GWh)
PGEPIT1 PIT1_7_UNIT 1 | PIT1_7_UNIT 1 | PGE Pit 1 | Online | [5 empty] | 30.5 |  | 224.9321 | [15 empty] | Owned | Pacific Gas & Electric | [9 empty] | 1950 | 1 | 1 | 2099 | 12 | 31 |  |  |  | NA | [19 empty] | EnergyCapacity | Calculated |  | Large Hydro (GWh)
33R206AB | PIT1_6_FRIVRA | Fall River Mills Solar Project A (FKA Achomawi) | Online | WDAT-0400 | PIT #1 PH |  |  |  | 1.5 | 1.5 | 2.1 | [6 empty] | 1Axis | [8 empty] | Buy | non-LSE supplier |  | NA |  |  | D.07-07-027, E-4137 | ShastaCounty | 2014 | 3 | 5 | 2014 | 3 | 5 | 2034 | 3 | 4 | 2011 | 9 | 26 | NA | [16 empty] | YES |  | NO | EnergyCapacity | Calculated | AB1969/FiT | Solar Baseline California (GWh) | 3.5542 | 3.5118 | 3.4421 | 0
PGEPHOENIX | PHOENX_1_UNIT | PGE Phoenix | Online | [5 empty] | 2 | 0.9 | 8.3692 | [14 empty] | VAMO | Owned | Pacific Gas & Electric |  |  | Stockton | Stockton Tesla-Bellota | [5 empty] | 1950 | 1 | 1 | 2099 | 12 | 31 |  |  |  | NA | [19 empty] | EnergyCapacity | Calculated |  | Small Hydro (GWh) | 8.7636 | 8.5935 | 8.3095 | 8.1152
33R165AB | PEORIA_1_SOLAR | Sonora 1 | Online | WDAT-0546 | PEORIA SUB |  |  |  | 1.5 | 1.5 | 2.098 | [6 empty] | 1Axis | [8 empty] | Buy | non-LSE supplier |  | NA | Stockton | Stockton Tesla-Bellota | D.07-07-027, E-4137 | TuolumneCounty | 2013 | 12 | 31 | 2013 | 12 | 31 | 2033 | 12 | 30 | 2011 | 7 | 15 | NA | [16 empty] | YES |  | NO | EnergyCapacity | Calculated | AB1969/FiT | Solar Baseline California (GWh) | 3.3114 | 3.271 | 3.2061 | 0
33R133 | PEABDY_2_LNDFL1 | Potrero Hills Landfill | Online | WDAT-0336 | PEABODY SUB |  |  |  | 6.784 | 6.784 | 47.545 | [14 empty] | VAMO | Buy | non-LSE supplier |  | NA |  |  | E-4415 | SolanoCounty | 2016 | 4 | 13 | 2016 | 4 | 13 | 2041 | 4 | 12 | 2010 | 2 | 2 | NA | [16 empty] | YES |  | YES | EnergyCapacity | Calculated | RPS | Biogas (GWh) | 63.4979 | 63.3201 | 63.3201 | 63.3201
33R083 | _EXISTING_GENERIC_WIND | Vantage Wind Energy Center | Online |  | Puget Sound Service Territory |  |  |  | 90 | 90 | 277 | [14 empty] | VAMO | Buy | non-LSE supplier |  | NA |  |  | E-4321 | Washington | 2010 | 10 | 4 | 2010 | 10 | 4 | 2025 | 10 | 3 | 2009 | 8 | 17 | NA | [16 empty] | YES |  | YES | EnergyCapacity | Calculated | RPS | Wind Baseline California (GWh) | 0 | 0 | 0 | 0
33W001 | _BRANCH_GENERIC_MALIN500_ISL | Puget Seasonal Exchange Agreement | Online | [5 empty] | 0 |  | 0 | [13 empty] | [Wind, 300] |  | Buy | non-LSE supplier |  | NA |  |  | N/A | MercedCounty | 1992 | 1 | 1 | 1992 | 1 | 1 | 2060 | 12 | 31 | 1991 | 10 | 4 | NA | [16 empty] | YES |  | NO | EnergyCapacity | Calculated |  | NA
33R375 | PAIGES_6_SOLAR | Westside Solar, LLC | Online | Q-526 | Schindler-Coalinga #2 70kV line |  |  |  | 20 | 20 | 55.25 | [6 empty] | 1Axis | [7 empty] | VAMO | Buy | non-LSE supplier |  | NA | GreaterFresno | Greater Fresno Coalinga | Disposition Letter | FresnoCounty | 2017 | 3 | 13 | 2017 | 5 | 2 | 2037 | 5 | 1 | 2015 | 3 | 23 | NA | [16 empty] | YES |  | YES | EnergyCapacity | Calculated | PV | Solar Baseline California (GWh) | 56.0771 | 55.4103 | 54.3103 | 52.9661
33R391 | ORTGA_6_ME1SL1 | Merced 1 | Online | WDAT-0857 | ORTIGA SUB |  |  |  | 3 | 3 | 6.233 | [6 empty] | Fixed | [8 empty] | Buy | non-LSE supplier |  | NA | GreaterFresno | No_sub_area | Disposition Letter | MercedCounty | 2018 | 4 | 16 | 2018 | 8 | 24 | 2038 | 8 | 23 | 2015 | 12 | 18 | NA | [16 empty] | YES |  | YES | EnergyCapacity | Calculated | GTSR-GT | Solar Baseline California (GWh) | 6.3733 | 6.2962 | 6.1712 | 6.0184
33R366 | OROLOM_1_SOLAR2 | SR Solis Oro Loma Teresina, LLC- Project B | Online | WDAT-0055 | ORO LOMA SUB |  |  |  | 10 | 10 | 25.91 | [6 empty] | 1Axis | [7 empty] | VAMO | Buy | non-LSE supplier |  | NA | GreaterFresno | Greater Fresno Panoche | Disposition Letter | FresnoCounty | 2017 | 1 | 26 | 2017 | 3 | 10 | 2037 | 3 | 9 | 2014 | 11 | 12 | NA | [16 empty] | YES |  | YES | EnergyCapacity | Calculated | RAM | Solar Baseline California (GWh) | 26.44 | 26.0121 | 25.2714 | 24.3751
33R363 | OROLOM_1_SOLAR1 | SR Solis Oro Loma Teresina, LLC- Project A | Online | WDAT-0055 | ORO LOMA SUB |  |  |  | 10 | 10 | 25.91 | [6 empty] | 1Axis | [7 empty] | VAMO | Buy | non-LSE supplier |  | NA | GreaterFresno | Greater Fresno Panoche | Disposition Letter | FresnoCounty | 2017 | 1 | 26 | 2017 | 2 | 24 | 2037 | 2 | 23 | 2014 | 11 | 12 | NA | [16 empty] | YES |  | YES | EnergyCapacity | Calculated | RAM | Solar Baseline California (GWh) | 26.4331 | 26.0056 | 25.2651 | 24.369
33R350RM | ORLND_6_SOLAR1 | 2184 Gruber | Online | WDAT-0737 | ORLAND B SUB |  |  |  | 1.5 | 1.5 | 3.407 | [6 empty] | 1Axis | [8 empty] | Buy | non-LSE supplier |  | NA |  |  | D.12-05-035, D.13-05-034 | GlennCounty | 2016 | 3 | 23 | 2016 | 3 | 23 | 2036 | 3 | 22 | 2014 | 4 | 29 | NA | [16 empty] | YES |  | NO | EnergyCapacity | Calculated | SB32/ReMAT | Solar Baseline California (GWh) | 3.4383 | 3.3992 | 3.3317 | 3.2492
13H024QPA | OLSEN_2_UNIT | Olsen Power Partners | Online | [5 empty] | 5.5 | 5.5 | 16.56 | [15 empty] | Buy | non-LSE supplier |  | NA |  |  | E-5119 | ShastaCounty | 2020 | 1 | 1 | 2020 | 1 | 1 | 2026 | 12 | 31 | 2019 | 12 | 17 | NA | [16 empty] | YES |  | YES | EnergyCapacity | Calculated | QF/CHP Summit | Small Hydro (GWh) | 16.6416 | 16.56 | 0 | 0
33R274 | OLIVEP_1_SOLAR2 | White River West 19.75 MW Solar Facility | Online | Q-557 | Smyrna-Alpaugh 115kV line |  |  |  | 19.75 | 19.75 | 44 | [6 empty] | 1Axis | [7 empty] | VAMO | Buy | non-LSE supplier |  | NA |  |  | Disposition Letter | TulareCounty | 2014 | 10 | 2 | 2014 | 10 | 2 | 2034 | 10 | 1 | 2012 | 9 | 17 | NA | [16 empty] | YES |  | YES | EnergyCapacity | Calculated | RAM | Solar Baseline California (GWh) | 46.9317 | 45.899 | 44.0904 | 0
33R122 | OLIVEP_1_SOLAR | White River | Online | Q-479 | Smyrna-Alpaugh 115kV line |  |  |  | 20 | 20 | 33 | [6 empty] | 1Axis | [7 empty] | VAMO | Buy | non-LSE supplier |  | NA |  |  | E-4377 | TulareCounty | 2013 | 6 | 27 | 2013 | 6 | 27 | 2038 | 6 | 26 | 2010 | 1 | 26 | NA | [16 empty] | YES |  | YES | EnergyCapacity | Calculated | RPS | Solar Baseline California (GWh) | 46.0736 | 45.1797 | 43.6631 | 41.8387
33R288 | OLDRV1_6_SOLAR | RE Old River One LLC | Online | Q-517 | Kern-Old River #1 70kV line |  |  |  | 20 | 20 | 51.88 | [6 empty] | 1Axis | [7 empty] | VAMO | Buy | non-LSE supplier |  | NA | Kern | Kern South Kern PP | Disposition Letter | KernCounty | 2014 | 12 | 30 | 2015 | 2 | 9 | 2035 | 2 | 8 | 2013 | 4 | 10 | NA | [16 empty] | YES |  | YES | EnergyCapacity | Calculated | RAM | Solar Baseline California (GWh) | 49.5211 | 48.9735 | 48.1061 | 2.5776
33R423BIO | OLDRIV_6_LKVBM1 | ABEC #3 LLC dba Lakeview Dairy Biogas | Online | WDAT-1111 | OLD RIVER SUB |  |  |  | 1 | 1 | 5.1 | [15 empty] | Buy | non-LSE supplier |  | NA | Kern | Kern South Kern PP | D.14-12-081, D.15-09-004 | KernCounty | 2018 | 2 | 13 | 2018 | 2 | 13 | 2038 | 2 | 12 | 2017 | 11 | 6 | NA | [16 empty] | YES |  | NO | EnergyCapacity | Calculated | SB1122/BioMAT | Biogas (GWh) | 5.1065 | 5.0936 | 5.0936 | 5.0936
33R424BIO | OLDRIV_6_CESDBM | ABEC #4 LLC dba CE&S Dairy Biogas | Online | WDAT-1205 | OLD RIVER SUB |  |  |  | 1 | 1 | 5.7 | [15 empty] | Buy | non-LSE supplier |  | NA | Kern | Kern South Kern PP | D.14-12-081, D.15-09-004 | KernCounty | 2018 | 2 | 13 | 2018 | 2 | 13 | 2038 | 2 | 12 | 2017 | 11 | 6 | NA | [16 empty] | YES |  | NO | EnergyCapacity | Calculated | SB1122/BioMAT | Biogas (GWh) | 5.6316 | 5.6174 | 5.6174 | 5.6174
33R283 | OLDRIV_6_BIOGAS | Bidart Dairy III (Old River) | Online | WDAT-0248 | OLD RIVER SUB |  |  |  | 1.84 | 1.84 | 12.95 | [14 empty] | VAMO | Buy | non-LSE supplier |  | NA | Kern | Kern South Kern PP | E-4596 | KernCounty | 2014 | 3 | 10 | 2014 | 3 | 10 | 2029 | 3 | 9 | 2012 | 12 | 19 | NA | [16 empty] | YES |  | YES | EnergyCapacity | Calculated | RPS | Biogas (GWh) | 11.6963 | 11.6711 | 0 | 0
PGENEWCASTLE | NWCSTL_7_UNIT 1 | PGE Newcastle | Online | [5 empty] | 11.5 | 0 | 24.7438 | [14 empty] | VAMO | Owned | Pacific Gas & Electric |  |  | Sierra | Sierra Placer | [5 empty] | 1950 | 1 | 1 | 2099 | 12 | 31 |  |  |  | NA | [19 empty] | EnergyCapacity | Calculated |  | Small Hydro (GWh) | 25.3732 | 25.4577 | 24.6055 | 23.9899
01C201 | NEWARK_1_QF | Hayward Area Rec & Park Dist. | Online | [5 empty] | 0.06 |  | 0 | [15 empty] | Buy | non-LSE supplier |  | NA | GreaterBay | No_sub_area | D.82-01-103, D.82-12-120 | AlamedaCounty | 1988 | 2 | 2 | 1988 | 2 | 2 | 2060 | 12 | 31 | 1988 | 4 | 20 | NA | [16 empty] | YES |  | NO | EnergyCapacity | Calculated | D8201103, D8212120 | NA
33R078 | NEENCH_6_SOLAR | Alpine Solar Generating Station | Online | Q-297 | Neenach-Bailey 66kV line |  |  |  | 66 | 66 | 140 | [6 empty] | Fixed | [7 empty] | VAMO | Buy | non-LSE supplier |  | NA | BigCreekVentura | No_sub_area | E-4356 | LosAngelesCounty | 2013 | 1 | 11 | 2013 | 1 | 18 | 2033 | 1 | 17 | 2010 | 4 | 21 | NA | [16 empty] | YES |  | YES | EnergyCapacity | Calculated | RPS | Solar Baseline California (GWh) | 151.7414 | 149.0867 | 144.6641 | 0
33R047AB | _EXISTING_GENERIC_INSTATE_SMALL_HYDRO | Tunnel Hill Hydroelectric Project | Online | WDAT-0004 | PLACERVILLE SUB |  |  |  | 0.6 | 0.6 | 2.996 | [15 empty] | Buy | non-LSE supplier |  | NA | Sierra | Sierra Gold Hill-Drum | D.07-07-027, E-4137 | ElDoradoCounty | 2009 | 5 | 22 | 2009 | 5 | 22 | 2029 | 5 | 21 | 2008 | 6 | 2 | NA | [16 empty] | YES |  | NO | EnergyCapacity | Calculated | AB1969/FiT | Small Hydro (GWh) | 3.0041 | 2.9959 | 0 | 0
33R076AB | _EXISTING_GENERIC_BIOMASS/WOOD | Ortigalita Power Company | Online | WDAT-0015 | EL CAPITAN SUB |  |  |  | 0.75 | 0.75 | 5.585 | [15 empty] | Buy | non-LSE supplier |  | NA | GreaterFresno | No_sub_area | D.07-07-027, E-4137 | MercedCounty | 2011 | 6 | 17 | 2011 | 6 | 17 | 2026 | 6 | 16 | 2009 | 5 | 27 | NA | [16 empty] | YES |  | NO | EnergyCapacity | Calculated | AB1969/FiT | Biomass (GWh) | 5.6003 | 2.5553 | 0 | 0
33R107AB | _EXISTING_GENERIC_INSTATE_SMALL_HYDRO | SGE Site #1 | Online | [5 empty] | 0.0375 | 0.0375 | 0.166 | [15 empty] | Buy | non-LSE supplier |  | NA |  |  | D.07-07-027, E-4137 | NevadaCounty | 2010 | 6 | 24 | 2010 | 6 | 24 | 2030 | 6 | 23 | 2009 | 12 | 24 | NA | [16 empty] | YES |  | NO | EnergyCapacity | Calculated | AB1969/FiT | Small Hydro (GWh) | 0.16645 | 0.166 | 0.079134 | 0
33R127AB | _EXISTING_GENERIC_INSTATE_SMALL_HYDRO | T&G Hydro | Online | WDAT-0349 | WHITMORE SUB |  |  |  | 0.52 | 0.52 | 2.596 | [15 empty] | Buy | non-LSE supplier |  | NA |  |  | D.07-07-027, E-4137 | ShastaCounty | 2012 | 1 | 17 | 2012 | 1 | 17 | 2032 | 1 | 16 | 2010 | 1 | 26 | NA | [16 empty] | YES |  | NO | EnergyCapacity | Calculated | AB1969/FiT | Small Hydro (GWh) | 2.6036 | 2.5965 | 2.5965 | 0
33R135 | _CREZ_UNBUNDLEDREC_PACIFIC_NORTHWEST_WIND | Halkirk I | Online | [5 empty] | 150 | 150 | 485 | [14 empty] | VAMO | Buy | non-LSE supplier |  | NA |  |  | E-4390 | AlbertaCanada | 2012 | 12 | 19 | 2012 | 12 | 19 | 2032 | 12 | 18 | 2010 | 2 | 19 | NA | [16 empty] | YES |  | YES | EnergyOnly | Calculated | RPS | NA | 0 | 0 | 0 | 0
33R136 | _CREZ_UNBUNDLEDREC_PACIFIC_NORTHWEST_WIND | Blackspring Ridge IA | Online | [5 empty] | 150 | 150 | 445 | [14 empty] | VAMO | Buy | non-LSE supplier |  | NA |  |  | E-4390 | AlbertaCanada | 2014 | 5 | 12 | 2014 | 5 | 12 | 2034 | 5 | 11 | 2010 | 2 | 19 | NA | [16 empty] | YES |  | YES | EnergyOnly | Calculated | RPS | NA | 0 | 0 | 0 | 0
33R137 | _CREZ_UNBUNDLEDREC_PACIFIC_NORTHWEST_WIND | Blackspring Ridge IB | Online | [5 empty] | 150 | 150 | 445 | [14 empty] | VAMO | Buy | non-LSE supplier |  | NA |  |  | E-4390 | AlbertaCanada | 2014 | 5 | 12 | 2014 | 5 | 12 | 2034 | 5 | 11 | 2010 | 2 | 19 | NA | [16 empty] | YES |  | YES | EnergyOnly | Calculated | RPS | NA | 0 | 0 | 0 | 0
33R169AB | _EXISTING_GENERIC_INSTATE_SMALL_HYDRO | Cox Ave Hydro | Online | WDAT-0097 | SARATOGA SUB |  |  |  | 0.112 | 0.112 | 0.6 | [15 empty] | Buy | non-LSE supplier |  | NA | GreaterBay | Greater Bay San Jose | D.07-07-027, E-4137 | SantaClaraCounty | 2011 | 11 | 22 | 2011 | 11 | 22 | 2031 | 11 | 21 | 2011 | 8 | 17 | NA | [16 empty] | YES |  | NO | EnergyCapacity | Calculated | AB1969/FiT | Small Hydro (GWh) | 0.56077 | 0.55924 | 0.55924 | 0
33R177AB | _EXISTING_GENERIC_SOLAR_1AXIS | 2102_Christensen | Online | WDAT-0361 | MCCALL SUB |  |  |  | 0.999 | 0.999 | 1.4 | [6 empty] | 1Axis | [8 empty] | Buy | non-LSE supplier |  | NA | GreaterFresno | No_sub_area | D.07-07-027, E-4137 | FresnoCounty | 2014 | 2 | 7 | 2014 | 2 | 7 | 2034 | 2 | 6 | 2011 | 8 | 17 | NA | [16 empty] | YES |  | NO | EnergyCapacity | Calculated | AB1969/FiT | Solar Baseline California (GWh) | 1.3353 | 1.32 | 1.2938 | 0
33R178AB | _EXISTING_GENERIC_SOLAR_1AXIS | 2065-Rogers | Online | WDAT-0369 | GERBER SUB |  |  |  | 0.25 | 0.25 | 0.35 | [6 empty] | 1Axis | [8 empty] | Buy | non-LSE supplier |  | NA |  |  | D.07-07-027, E-4137 | TehamaCounty | 2013 | 7 | 12 | 2013 | 7 | 12 | 2033 | 7 | 11 | 2011 | 8 | 17 | NA | [16 empty] | YES |  | NO | EnergyCapacity | Calculated | AB1969/FiT | Solar Baseline California (GWh) | 0.33296 | 0.32913 | 0.32259 | 0
33R180AB | _EXISTING_GENERIC_SOLAR_1AXIS | 2113_Fritzjarrell | Online | WDAT-0765 | JESSUP SUB |  |  |  | 0.999 | 0.999 | 1.4 | [6 empty] | 1Axis | [8 empty] | Buy | non-LSE supplier |  | NA |  |  | D.07-07-027, E-4137 | ShastaCounty | 2014 | 6 | 27 | 2014 | 6 | 27 | 2034 | 6 | 26 | 2011 | 8 | 17 | NA | [16 empty] | YES |  | NO | EnergyCapacity | Calculated | AB1969/FiT | Solar Baseline California (GWh) | 1.338 | 1.3227 | 1.2964 | 0
33R187AB | _EXISTING_GENERIC_SOLAR_1AXIS | 2041_Alvares | Online | WDAT-0376 | TYLER SUB |  |  |  | 0.25 | 0.25 | 0.4 | [6 empty] | 1Axis | [8 empty] | Buy | non-LSE supplier |  | NA |  |  | D.07-07-027, E-4137 | TehamaCounty | 2014 | 2 | 10 | 2014 | 2 | 10 | 2034 | 2 | 9 | 2011 | 8 | 31 | NA | [16 empty] | YES |  | NO | EnergyCapacity | Calculated | AB1969/FiT | Solar Baseline California (GWh) | 0.33387 | 0.33003 | 0.32348 | 0
33R188AB | _EXISTING_GENERIC_SOLAR_1AXIS | 2158-Stroing | Online | WDAT-0358 | RED BLUFF SUB |  |  |  | 0.75 | 0.75 | 1.1 | [6 empty] | 1Axis | [8 empty] | Buy | non-LSE supplier |  | NA |  |  | D.07-07-027, E-4137 | TehamaCounty | 2013 | 10 | 2 | 2013 | 10 | 2 | 2033 | 10 | 1 | 2011 | 8 | 31 | NA | [16 empty] | YES |  | NO | EnergyCapacity | Calculated | AB1969/FiT | Solar Baseline California (GWh) | 1.0005 | 0.98899 | 0.96936 | 0
33R190AB | _EXISTING_GENERIC_SOLAR_1AXIS | 2096_Cotton | Online | WDAT-0271 | WYANDOTTE SUB |  |  |  | 0.999 | 0.999 | 1.4 | [6 empty] | 1Axis | [8 empty] | Buy | non-LSE supplier |  | NA | Sierra | No_sub_area | D.07-07-027, E-4137 | ButteCounty | 2014 | 3 | 3 | 2014 | 3 | 3 | 2034 | 3 | 2 | 2011 | 8 | 31 | NA | [16 empty] | YES |  | NO | EnergyCapacity | Calculated | AB1969/FiT | Solar Baseline California (GWh) | 1.3356 | 1.3203 | 1.2941 | 0
33R191AB | _EXISTING_GENERIC_SOLAR_1AXIS | 2125_Jarvis | Online | WDAT-0767 | HONCUT SUB |  |  |  | 0.999 | 0.999 | 1.4 | [6 empty] | 1Axis | [8 empty] | Buy | non-LSE supplier |  | NA | Sierra | No_sub_area | D.07-07-027, E-4137 | ButteCounty | 2014 | 6 | 27 | 2014 | 6 | 27 | 2034 | 6 | 26 | 2011 | 8 | 31 | NA | [16 empty] | YES |  | NO | EnergyCapacity | Calculated | AB1969/FiT | Solar Baseline California (GWh) | 1.3381 | 1.3228 | 1.2966 | 0
33R195AB | _EXISTING_GENERIC_SOLAR_1AXIS | 2056_Jardine | Online | WDAT-0394 | PASO ROBLES SUB |  |  |  | 0.999 | 0.999 | 1.4 | [6 empty] | 1Axis | [8 empty] | Buy | non-LSE supplier |  | NA |  |  | D.07-07-027, E-4137 | SanLuisObispoCounty | 2014 | 3 | 3 | 2014 | 3 | 3 | 2034 | 3 | 2 | 2011 | 8 | 31 | NA | [16 empty] | YES |  | NO | EnergyCapacity | Calculated | AB1969/FiT | Solar Baseline California (GWh) | 1.336 | 1.3204 | 1.2942 | 0
33R197AB | _EXISTING_GENERIC_SOLAR_1AXIS | 2179-Smotherman | Online | WDAT-0393 | OLIVEHURST SUB |  |  |  | 0.25 | 0.25 | 0.35 | [6 empty] | 1Axis | [8 empty] | Buy | non-LSE supplier |  | NA | Sierra | No_sub_area | D.07-07-027, E-4137 | SutterCounty | 2014 | 1 | 1 | 2014 | 1 | 1 | 2033 | 12 | 31 | 2011 | 8 | 31 | NA | [16 empty] | YES |  | NO | EnergyCapacity | Calculated | AB1969/FiT | Solar Baseline California (GWh) | 0.33375 | 0.32994 | 0.3234 | 0
33R198AB | _EXISTING_GENERIC_SOLAR_1AXIS | 2094_Buzzelle | Online | WDAT-0378 | WYANDOTTE SUB |  |  |  | 0.999 | 0.999 | 1.4 | [6 empty] | 1Axis | [8 empty] | Buy | non-LSE supplier |  | NA | Sierra | No_sub_area | D.07-07-027, E-4137 | ButteCounty | 2014 | 3 | 6 | 2014 | 3 | 6 | 2034 | 3 | 5 | 2011 | 8 | 31 | NA | [16 empty] | YES |  | NO | EnergyCapacity | Calculated | AB1969/FiT | Solar Baseline California (GWh) | 1.3343 | 1.319 | 1.2928 | 0
33R202AB | _EXISTING_GENERIC_SOLAR_1AXIS | 2059_Scherz | Online | WDAT-0443 | TEMPLETON SUB |  |  |  | 0.5 | 0.5 | 0.7 | [6 empty] | 1Axis | [8 empty] | Buy | non-LSE supplier |  | NA |  |  | D.07-07-027, E-4137 | SanLuisObispoCounty | 2014 | 3 | 3 | 2014 | 3 | 3 | 2034 | 3 | 2 | 2011 | 8 | 31 | NA | [16 empty] | YES |  | NO | EnergyCapacity | Calculated | AB1969/FiT | Solar Baseline California (GWh) | 0.66799 | 0.66022 | 0.64711 | 0
33R204AB | _EXISTING_GENERIC_SOLAR_1AXIS | 2103_Hill | Online | WDAT-0397 | TEMPLETON SUB |  |  |  | 0.75 | 0.75 | 1.1 | [6 empty] | 1Axis | [8 empty] | Buy | non-LSE supplier |  | NA |  |  | D.07-07-027, E-4137 | SanLuisObispoCounty | 2014 | 2 | 20 | 2014 | 2 | 20 | 2034 | 2 | 19 | 2011 | 8 | 31 | NA | [16 empty] | YES |  | NO | EnergyCapacity | Calculated | AB1969/FiT | Solar Baseline California (GWh) | 1.0019 | 0.99023 | 0.97057 | 0
33R216AB | _EXISTING_GENERIC_SOLAR_FIXED | Kingsburg 3 | Online | WDAT-0448 | KINGSBURG SUB |  |  |  | 0.75 | 0.75 | 1.1 | [6 empty] | Fixed | [8 empty] | Buy | non-LSE supplier |  | NA | GreaterFresno | Greater Fresno Hanford | D.07-07-027, E-4137 | TulareCounty | 2013 | 12 | 30 | 2013 | 12 | 30 | 2033 | 12 | 29 | 2011 | 10 | 11 | NA | [16 empty] | YES |  | NO | EnergyCapacity | Calculated | AB1969/FiT | Solar Baseline California (GWh) | 1.0013 | 0.98982 | 0.97017 | 0
33R294AB | _EXISTING_GENERIC_SOLAR_1AXIS | APEX 646-460 | Online | WDAT-0685 | REEDLEY SUB |  |  |  | 0.75 | 0.75 | 1.1 | [6 empty] | 1Axis | [8 empty] | Buy | non-LSE supplier |  | NA | GreaterFresno | Greater Fresno Reedley | D.07-07-027, E-4137 | TulareCounty | 2015 | 1 | 14 | 2015 | 1 | 14 | 2035 | 1 | 13 | 2013 | 4 | 24 | NA | [16 empty] | YES |  | NO | EnergyCapacity | Calculated | AB1969/FiT | Solar Baseline California (GWh) | 1.0064 | 0.99487 | 0.97512 | 0.011437
33R300AB | _EXISTING_GENERIC_SOLAR_1AXIS | Sirius Solar Project | Online | WDAT-1065 | WILSON SUB |  |  |  | 0.999 | 0.999 | 1.3986 | [6 empty] | 1Axis | [8 empty] | Buy | non-LSE supplier |  | NA | GreaterFresno | No_sub_area | D.07-07-027, E-4137 | MercedCounty | 2015 | 10 | 22 | 2015 | 10 | 22 | 2035 | 10 | 21 | 2013 | 4 | 24 | NA | [16 empty] | YES |  | NO | EnergyCapacity | Calculated | AB1969/FiT | Solar Baseline California (GWh) | 2.0215 | 1.9986 | 1.9589 | 1.7099
33R301AB | _EXISTING_GENERIC_INSTATE_SMALL_HYDRO | Lincoln Metering and Hydroelectric Station | Online | WDAT-0700 | DEL MAR SUB |  |  |  | 0.32 | 0.32 | 1.62 | [15 empty] | Buy | non-LSE supplier |  | NA | Sierra | No_sub_area | D.07-07-027, E-4137 | PlacerCounty | 2015 | 9 | 25 | 2015 | 9 | 25 | 2035 | 9 | 24 | 2013 | 6 | 20 | NA | [16 empty] | YES |  | NO | EnergyCapacity | Calculated | AB1969/FiT | Small Hydro (GWh) | 1.6022 | 1.5978 | 1.5978 | 1.1688
33R304AB | _EXISTING_GENERIC_SOLAR_1AXIS | Peacock Solar Project | Online | WDAT-0997 | OROSI SUB |  |  |  | 0.999 | 0.999 | 1.3986 | [6 empty] | 1Axis | [8 empty] | Buy | non-LSE supplier |  | NA | GreaterFresno | No_sub_area | D.07-07-027, E-4137 | TulareCounty | 2016 | 2 | 3 | 2016 | 2 | 3 | 2036 | 2 | 2 | 2013 | 7 | 22 | NA | [16 empty] | YES |  | NO | EnergyCapacity | Calculated | AB1969/FiT | Solar Baseline California (GWh) | 1.3494 | 1.334 | 1.3075 | 1.2751
33R316AB | _EXISTING_GENERIC_SOLAR_1AXIS | 2154 Foote | Online | WDAT-0742 | TRES VIAS SUB |  |  |  | 0.25 | 0.25 | 0.35 | [6 empty] | 1Axis | [8 empty] | Buy | non-LSE supplier |  | NA |  |  | D.07-07-027, E-4137 | ButteCounty | 2016 | 12 | 19 | 2016 | 12 | 19 | 2036 | 12 | 18 | 2013 | 8 | 1 | NA | [16 empty] | YES |  | NO | EnergyCapacity | Calculated | AB1969/FiT | Solar Baseline California (GWh) | 0.33879 | 0.33492 | 0.32827 | 0.32014
33R318AB | _EXISTING_GENERIC_SOLAR_1AXIS | 2192 Ramirez | Online | WDAT-0872 | CORNING SUB |  |  |  | 0.5 | 0.5 | 0.7 | [6 empty] | 1Axis | [8 empty] | Buy | non-LSE supplier |  | NA |  |  | D.07-07-027, E-4137 | TehamaCounty | 2016 | 2 | 11 | 2016 | 2 | 11 | 2036 | 2 | 10 | 2013 | 8 | 1 | NA | [16 empty] | YES |  | NO | EnergyCapacity | Calculated | AB1969/FiT | Solar Baseline California (GWh) | 1.1757 | 1.1621 | 1.139 | 1.1108
33R334RM | _EXISTING_GENERIC_INSTATE_SMALL_HYDRO | Cedar Flat | Online |  | Bk1 60/12kV 7.5 MVA Willow Creek Substation |  |  |  | 0.3 | 0.3 | 1.1 | [15 empty] | Buy | non-LSE supplier |  | NA |  |  | D.12-05-035, D.13-05-034 | TrinityCounty | 2015 | 4 | 17 | 2015 | 4 | 17 | 2030 | 4 | 16 | 2013 | 12 | 20 | NA | [16 empty] | YES |  | NO | EnergyCapacity | Calculated | SB32/ReMAT | Small Hydro (GWh) | 1.1056 | 1.1 | 0.59387 | 0
33R353RM | _EXISTING_GENERIC_SOLAR_1AXIS | 2105 Hart | Online | WDAT-0748 | CORNING SUB |  |  |  | 0.498 | 0.498 | 0.994 | [6 empty] | 1Axis | [8 empty] | Buy | non-LSE supplier |  | NA |  |  | D.12-05-035, D.13-05-034 | TehamaCounty | 2016 | 12 | 19 | 2016 | 12 | 19 | 2036 | 12 | 18 | 2014 | 6 | 27 | NA | [16 empty] | YES |  | NO | EnergyCapacity | Calculated | SB32/ReMAT | Solar Baseline California (GWh) | 1.007 | 0.99555 | 0.97579 | 0.95163
33R378RM | _EXISTING_GENERIC_INSTATE_SMALL_HYDRO | Goose Valley Hydro | Online |  | Burney 1101 Circuit on Burney Substation BK-1, 12kV line |  |  |  | 0.28 | 0.28 | 0.79471 | [15 empty] | Buy | non-LSE supplier |  | NA |  |  | D.12-05-035, D.13-05-034 | ShastaCounty | 2015 | 11 | 11 | 2015 | 11 | 11 | 2035 | 11 | 10 | 2015 | 7 | 2 | NA | [16 empty] | YES |  | NO | EnergyCapacity | Calculated | SB32/ReMAT | Small Hydro (GWh) | 0.074108 | 0.074108 | 0.074108 | 0.053455
33R407RM | _EXISTING_GENERIC_INSTATE_SMALL_HYDRO | Arbuckle Mountain Hydro Facility | Online |  | Wildwood/Platina Circuit near CalTrans Facility: Wildwood 12kV circuit #1101 at PG&E switch 7761 |  |  |  | 0.335 | 0.335 | 0.5 | [15 empty] | Buy | non-LSE supplier |  | NA |  |  | D.12-05-035, D.13-05-034 | ShastaCounty | 2017 | 3 | 14 | 2017 | 3 | 14 | 2027 | 3 | 13 | 2017 | 1 | 9 | NA | [16 empty] | YES |  | NO | EnergyCapacity | Calculated | SB32/ReMAT | Small Hydro (GWh) | 0.50384 | 0.5 | 0 | 0
33R082 | MTNPOS_1_UNIT | Mt. Poso Cogeneration Plant | Online |  | PG&E's Ultra Power |  |  |  | 44 | 44 | 328 | [14 empty] | VAMO | Buy | non-LSE supplier |  | NA | Kern | Kern South Kern PP | E-4309 | KernCounty | 2012 | 2 | 21 | 2012 | 2 | 21 | 2027 | 2 | 20 | 2010 | 3 | 8 | NA | [16 empty] | YES |  | YES | EnergyCapacity | Calculated | RPS | Biomass (GWh) | 287.5571 | 286.9188 | 0 | 0
33R144 | MSOLAR_2_SOLAR1 | Mesquite Solar 1 | Online |  | Hassayampa bus |  |  |  | 150 | 150 | 305 | [6 empty] | Fixed | [7 empty] | VAMO | Buy | non-LSE supplier |  | NA |  |  | E-4393 | Arizona | 2011 | 12 | 13 | 2013 | 3 | 8 | 2033 | 3 | 7 | 2010 | 7 | 29 | NA | [16 empty] | YES |  | YES | EnergyCapacity | Calculated | RPS | Solar Baseline California (GWh) | 308.6939 | 304.8137 | 298.626 | 0
33R292 | MRLSDS_6_SOLAR1 | Morelos Solar, LLC (Morelos Del Sol) | Online | Q-775 | Arco-Twisselman 70 KV |  |  |  | 15 | 15 | 32.63 | [6 empty] | 1Axis | [7 empty] | VAMO | Buy | non-LSE supplier |  | NA |  |  | Disposition Letter | KernCounty | 2015 | 12 | 2 | 2016 | 3 | 1 | 2036 | 2 | 29 | 2013 | 4 | 10 | NA | [16 empty] | YES |  | YES | EnergyCapacity | Calculated | RAM | Solar Baseline California (GWh) | 34.9982 | 34.4388 | 33.4846 | 32.3289
33R148 | MNDOTA_1_SOLAR1 | North Star Solar I | Online | Q-607 | Mendota Substation 115 kV bus |  |  |  | 60 | 60 | 136 | [6 empty] | 1Axis | [7 empty] | VAMO | Buy | non-LSE supplier |  | NA | GreaterFresno | Greater Fresno Panoche | E-4436 | FresnoCounty | 2015 | 6 | 19 | 2015 | 6 | 19 | 2035 | 6 | 18 | 2010 | 9 | 20 | NA | [16 empty] | YES |  | YES | EnergyCapacity | Calculated | RPS | Solar Baseline California (GWh) | 148.4283 | 146.6361 | 143.7253 | 66.5152
08C097 | MLPTAS_7_QFUNTS | City Of Milpitas | Online | [5 empty] | 0.06 |  | 0 | [15 empty] | Buy | non-LSE supplier |  | NA | GreaterBay | Greater Bay San Jose | D.82-01-103, D.82-12-120 | SantaClaraCounty | 1989 | 10 | 6 | 1989 | 10 | 6 | 2060 | 12 | 31 | 1989 | 12 | 18 | NA | [16 empty] | YES |  | NO | EnergyCapacity | Calculated | D8201103, D8212120 | NA
02C047 | MISSIX_1_QF | Arden Wood Benevolent Assoc. | Online | [5 empty] | 0.09 |  | 0 | [15 empty] | Buy | non-LSE supplier |  | NA | GreaterBay | No_sub_area | D.82-01-103, D.82-12-120 | SanFrancisco | 1987 | 9 | 9 | 1987 | 9 | 9 | 2060 | 12 | 31 | 1987 | 9 | 4 | NA | [16 empty] | YES |  | NO | EnergyCapacity | Calculated | D8201103, D8212120 | NA
02C048 | MISSIX_1_QF | 1080 Chestnut Corp. | Online | [5 empty] | 0.03 |  | 0 | [15 empty] | Buy | non-LSE supplier |  | NA | GreaterBay | No_sub_area | D.82-01-103, D.82-12-120 | SanFrancisco | 1988 | 3 | 23 | 1988 | 3 | 23 | 2060 | 12 | 31 | 1988 | 2 | 8 | NA | [16 empty] | YES |  | NO | EnergyCapacity | Calculated | D8201103, D8212120 | NA
02C058 | MISSIX_1_QF | Nihonmachi Terrace | Online | [5 empty] | 0.075 |  | 0 | [15 empty] | Buy | non-LSE supplier |  | NA | GreaterBay | No_sub_area | D.82-01-103, D.82-12-120 | SanFrancisco | 1992 | 6 | 1 | 1992 | 6 | 1 | 2060 | 12 | 31 | 1995 | 3 | 15 | NA | [16 empty] | YES |  | NO | EnergyCapacity | Calculated | D8201103, D8212120 | NA
33R343 | MIDWYS_2_MIDSL1 | Midway I Solar Farm - 83WI 8ME, LLC | Online |  | IID 230kV Hoober switching yard |  |  |  | 50 | 50 | 119.34 | [6 empty] | 1Axis | [7 empty] | VAMO | Buy | non-LSE supplier |  | NA | SanDiegoImperialValley | No_sub_area | E-4676 | ImperialCounty | 2019 | 3 | 14 | 2020 | 6 | 1 | 2040 | 5 | 31 | 2013 | 12 | 19 | NA | [16 empty] | YES |  | YES | EnergyCapacity | Calculated | RPS | Solar Baseline California (GWh) | 117.462 | 116.0483 | 113.7447 | 110.9294
33R282AB | MERCED_1_SOLAR2 | Merced Solar Project | Online | WDAT-0420 | MERCED SUB |  |  |  | 1.5 | 1.5 | 2.1 | [6 empty] | 1Axis | [8 empty] | Buy | non-LSE supplier |  | NA | GreaterFresno | No_sub_area | D.07-07-027, E-4137 | MercedCounty | 2015 | 5 | 12 | 2015 | 5 | 12 | 2035 | 5 | 11 | 2012 | 11 | 21 | NA | [16 empty] | YES |  | NO | EnergyCapacity | Calculated | AB1969/FiT | Solar Baseline California (GWh) | 3.1767 | 3.137 | 3.0747 | 1.071
33R285AB | MERCED_1_SOLAR1 | Mission Solar Project | Online | WDAT-0419 | MERCED SUB |  |  |  | 1.5 | 1.5 | 2.1 | [6 empty] | 1Axis | [8 empty] | Buy | non-LSE supplier |  | NA | GreaterFresno | No_sub_area | D.07-07-027, E-4137 | MercedCounty | 2015 | 5 | 23 | 2015 | 5 | 23 | 2035 | 5 | 22 | 2013 | 1 | 7 | NA | [16 empty] | YES |  | NO | EnergyCapacity | Calculated | AB1969/FiT | Solar Baseline California (GWh) | 3.1753 | 3.1358 | 3.0735 | 1.1981
33R032-AR | MENBIO_6_RENEW1 | CalRenew 1 | Online | Q-261A | Mendota-San Joaquin-Helm 70kV line |  |  |  | 5 | 5 | 9 | [6 empty] | Fixed | [7 empty] | VAMO | Buy | non-LSE supplier |  | NA | GreaterFresno | Greater Fresno Herndon | E-4701 | FresnoCounty | 2010 | 4 | 30 | 2010 | 4 | 30 | 2030 | 4 | 29 | 2014 | 6 | 17 | NA | [16 empty] | YES |  | YES | EnergyCapacity | Calculated | RPS | Solar Baseline California (GWh) | 8.1648 | 8.0062 | 1.6771 | 0
33R510RM | MCCALL_1_QF | Fishwater Release Hydro | Online |  | Woodward 2108 distribution circuit at 21kV |  |  |  | 0.52 | 0.52 | 3.275 | [15 empty] | Buy | non-LSE supplier |  | NA | GreaterFresno | Greater Fresno Herndon | D.12-05-035, D.13-05-034 | FresnoCounty | 2021 | 10 | 4 | 2021 | 10 | 4 | 2041 | 10 | 3 | 2021 | 7 | 2 | NA | [16 empty] | YES |  | NO | EnergyCapacity | Calculated | SB32/ReMAT | Small Hydro (GWh) | 3.2829 | 3.275 | 3.275 | 3.275
33R207AB | MCARTH_6_FRIVRB | Fall River Mills Solar Project B (FKA Ahjumawi) | Online | WDAT-0411 | MCARTHUR SUB |  |  |  | 1.5 | 1.5 | 2.1 | [6 empty] | 1Axis | [8 empty] | Buy | non-LSE supplier |  | NA |  |  | D.07-07-027, E-4137 | ShastaCounty | 2014 | 3 | 5 | 2014 | 3 | 5 | 2034 | 3 | 4 | 2011 | 9 | 26 | NA | [16 empty] | YES |  | NO | EnergyCapacity | Calculated | AB1969/FiT | Solar Baseline California (GWh) | 3.5615 | 3.5196 | 3.4497 | 0
33R390 | MANTEC_1_ML1SR1 | Manteca Land 1 | Online |  | Manteca 1705 |  |  |  | 1 | 1 | 1.9761 | [6 empty] | Fixed | [8 empty] | Buy | non-LSE supplier |  | NA | Stockton | Stockton Tesla-Bellota | Disposition Letter | SanJoaquinCounty | 2017 | 12 | 28 | 2018 | 3 | 12 | 2038 | 3 | 11 | 2015 | 12 | 18 | NA | [16 empty] | YES |  | YES | EnergyCapacity | Calculated | GTSR-GT | Solar Baseline California (GWh) | 2.0149 | 1.9908 | 1.9513 | 1.903
13H047 | MALCHQ_7_UNIT 1 | Malacha Hydro L.P. | Online | [5 empty] | 26 | 26 | 0 | [15 empty] | Buy | non-LSE supplier |  | NA |  |  | D.83-09-054 | LassenCounty | 1988 | 12 | 7 | 1988 | 12 | 7 | 2028 | 12 | 6 | 1984 | 12 | 4 | NA | [16 empty] | YES |  | NO | EnergyCapacity | Calculated | D8309054 | Small Hydro (GWh) | 46.3198 | 45.989 | 0 | 0
33R382 | MAGUND_1_BKSSR2 | Bakersfield 1 | Online | WDAT-1014 | MAGUNDEN SUB |  |  |  | 5.25 | 5.25 | 12.938 | [6 empty] | 1Axis | [8 empty] | Buy | non-LSE supplier |  | NA | Kern | Kern South Kern PP | Disposition Letter | KernCounty | 2017 | 12 | 26 | 2018 | 5 | 25 | 2038 | 5 | 24 | 2015 | 12 | 18 | NA | [16 empty] | YES |  | YES | EnergyCapacity | Calculated | GTSR-GT | Solar Baseline California (GWh) | 9.5979 | 9.4811 | 9.2929 | 9.0629
33R388 | MAGUND_1_BKISR1 | Bakersfield Industrial 1 | Online | WDAT-1207 | MAGUNDEN SUB |  |  |  | 1 | 1 | 2.33 | [6 empty] | Fixed | [8 empty] | Buy | non-LSE supplier |  | NA | Kern | Kern South Kern PP | Disposition Letter | KernCounty | 2017 | 12 | 27 | 2018 | 3 | 12 | 2038 | 3 | 11 | 2015 | 12 | 18 | NA | [16 empty] | YES |  | YES | EnergyCapacity | Calculated | GTSR-GT | Solar Baseline California (GWh) | 2.3752 | 2.3466 | 2.3 | 2.2431
33R403RM | LOWGAP_7_QFUNTS | Matthews Dam Hydro | Online |  | PG&E Low Gap circuit #1101 approximately 8 miles South of PG&E Low Gap substation |  |  |  | 1.35 | 1.35 | 6.2 | [15 empty] | Buy | non-LSE supplier |  | NA |  |  | D.12-05-035, D.13-05-034 | TrinityCounty | 2017 | 5 | 15 | 2017 | 5 | 15 | 2037 | 5 | 14 | 2016 | 10 | 24 | NA | [16 empty] | YES |  | NO | EnergyCapacity | Calculated | SB32/ReMAT | Small Hydro (GWh) | 5.6083 | 5.5789 | 5.5789 | 5.5789
33R347RM | LOWGAP_1_SUPHR | Mill Sulphur Creek Project | Online |  | PG&E 12 KV 1101 Bridgeville Circuit |  |  |  | 0.995 | 0.995 | 2.45 | [15 empty] | Buy | non-LSE supplier |  | NA |  |  | D.12-05-035, D.13-05-034 | HumboldtCounty | 2015 | 1 | 1 | 2015 | 1 | 1 | 2034 | 12 | 31 | 2014 | 2 | 28 | NA | [16 empty] | YES |  | NO | EnergyCapacity | Calculated | SB32/ReMAT | Small Hydro (GWh) | 1.8301 | 1.8213 | 1.8213 | 0
33R232AB | LOCKFD_1_KSOLAR | Kettleman Solar Project | Online | WDAT-0385 | LOCKEFORD SUB |  |  |  | 1 | 1 | 1.4 | [6 empty] | 1Axis | [8 empty] | Buy | non-LSE supplier |  | NA | Stockton | Stockton Tesla-Bellota | D.07-07-027, E-4137 | SanJoaquinCounty | 2014 | 3 | 14 | 2014 | 3 | 14 | 2034 | 3 | 13 | 2011 | 10 | 11 | NA | [16 empty] | YES |  | NO | EnergyCapacity | Calculated | AB1969/FiT | Solar Baseline California (GWh) | 2.2712 | 2.2436 | 2.1991 | 0
33R184AB | LOCKFD_1_BEARCK | Bear Creek Solar Project | Online | WDAT-0288 | LOCKEFORD SUB |  |  |  | 1.5 | 1.5 | 2.1 | [6 empty] | 1Axis | [8 empty] | Buy | non-LSE supplier |  | NA | Stockton | Stockton Tesla-Bellota | D.07-07-027, E-4137 | SanJoaquinCounty | 2014 | 2 | 5 | 2014 | 2 | 5 | 2034 | 2 | 4 | 2011 | 8 | 31 | NA | [16 empty] | YES |  | NO | EnergyCapacity | Calculated | AB1969/FiT | Solar Baseline California (GWh) | 3.3183 | 3.2789 | 3.2138 | 0
33R201AB | LIVEOK_6_SOLAR | 2127_Harris | Online | WDAT-0769 | LIVE OAK SUB |  |  |  | 1.25 | 1.25 | 1.8 | [6 empty] | 1Axis | [8 empty] | Buy | non-LSE supplier |  | NA | Sierra | Sierra Pease | D.07-07-027, E-4137 | SutterCounty | 2014 | 12 | 2 | 2014 | 12 | 2 | 2034 | 12 | 1 | 2011 | 8 | 31 | NA | [16 empty] | YES |  | NO | EnergyCapacity | Calculated | AB1969/FiT | Solar Baseline California (GWh) | 2.5636 | 2.5329 | 2.4826 | 0
33R256 | LHILLS_6_SOLAR1 | Lost Hills Solar | Online | Q-484 | Arco-Carneras 70 kV Line |  |  |  | 20 | 20 | 47 | [6 empty] | 1Axis | [7 empty] | VAMO | Buy | non-LSE supplier |  | NA |  |  | E-4640 | KernCounty | 2019 | 1 | 1 | 2019 | 1 | 1 | 2043 | 12 | 31 | 2012 | 8 | 13 | NA | [16 empty] | YES |  | YES | EnergyCapacity | Calculated | RPS | Solar Baseline California (GWh) | 45.2325 | 44.4303 | 43.0255 | 41.3318
33R255 | LEPRFD_1_KANSAS | RE Kansas LLC | Online | Q-636 | Leprino Food (Lemoore) 115 kV Tap Line |  |  |  | 20 | 20 | 46.9 | [6 empty] | 1Axis | [7 empty] | VAMO | Buy | non-LSE supplier |  | NA | GreaterFresno | Greater Fresno Herndon | E-4577 | KingsCounty | 2014 | 12 | 26 | 2018 | 1 | 1 | 2037 | 12 | 31 | 2012 | 8 | 13 | NA | [16 empty] | YES |  | YES | EnergyCapacity | Calculated | RPS | Solar Baseline California (GWh) | 47.7736 | 47.2135 | 46.2763 | 45.1309
40S024 | LECONT_2_LESBT1 | LeConte | Online | Q-1175 | Imperial Valley Substation 230 kV |  |  |  | 40 |  | 0 | [7 empty] | Li |  | 160 |  |  |  |  | D.19-11-016 | Buy | non-LSE supplier |  | NA | SanDiegoImperialValley | No_sub_area | E-5140 | ImperialCounty | 2022 | 7 | 15 | 2022 | 9 | 1 | 2037 | 8 | 31 | 2020 | 12 | 10 | NA |  |  |  |  | 2 | [11 empty] | YES | YES | YES | CapacityOnly | In the contract | d1911016 | Battery Storage (MWh Energy Capacity)
33R324 | LAMONT_1_SOLAR3 | Woodmere Solar Farm | Online | Q-744 | Lamont Sub 115 KV Bus |  |  |  | 15 | 15 | 32.92 | [6 empty] | 1Axis | [7 empty] | VAMO | Buy | non-LSE supplier |  | NA | Kern | Kern South Kern PP | Disposition Letter | KernCounty | 2015 | 12 | 23 | 2016 | 2 | 25 | 2036 | 2 | 24 | 2013 | 10 | 25 | NA | [16 empty] | YES |  | YES | EnergyCapacity | Calculated | RAM | Solar Baseline California (GWh) | 35.2751 | 34.8578 | 34.1658 | 33.3202
33R396 | LAMONT_1_SOLAR2 | Redwood 4 Solar Farm | Online | Q-744 | Lamont Sub 115 KV Bus |  |  |  | 20 | 20 | 52.0977 | [6 empty] | 1Axis | [8 empty] | Buy | non-LSE supplier |  | NA | Kern | Kern South Kern PP | Disposition Letter | KernCounty | 2018 | 1 | 30 | 2018 | 2 | 8 | 2038 | 2 | 7 | 2016 | 1 | 7 | NA | [16 empty] | YES |  | YES | EnergyCapacity | Calculated | GTSR-GT | Solar Baseline California (GWh) | 50.6606 | 50.0633 | 49.0695 | 47.855
33R267 | KNTSTH_6_SOLAR | RE Kent South LLC | Online | Q-650AB | Henrietta-Tulare Lake 70kV |  |  |  | 20 | 20 | 48 | [6 empty] | 1Axis | [7 empty] | VAMO | Buy | non-LSE supplier |  | NA | GreaterFresno |  | Disposition Letter | KingsCounty | 2014 | 12 | 29 | 2015 | 2 | 19 | 2035 | 2 | 18 | 2012 | 8 | 30 | NA | [16 empty] | YES |  | YES | EnergyCapacity | Calculated | PV | Solar Baseline California (GWh) | 50.8333 | 50.2195 | 49.2226 | 3.5722
33R215AB | KNGBRG_1_KBSLR2 | Kingsburg 2 | Online | WDAT-0446 | KINGSBURG SUB |  |  |  | 1.5 | 1.5 | 2.1 | [6 empty] | Fixed | [8 empty] | Buy | non-LSE supplier |  | NA | GreaterFresno |  | D.07-07-027, E-4137 | TulareCounty | 2013 | 12 | 30 | 2013 | 12 | 30 | 2033 | 12 | 29 | 2011 | 10 | 11 | NA | [16 empty] | YES |  | NO | EnergyCapacity | Calculated | AB1969/FiT | Solar Baseline California (GWh) | 2.8274 | 2.7925 | 2.737 | 0
33R214AB | KNGBRG_1_KBSLR1 | Kingsburg 1 | Online | WDAT-0444 | KINGSBURG SUB |  |  |  | 1.5 | 1.5 | 2.1 | [6 empty] | Fixed | [8 empty] | Buy | non-LSE supplier |  | NA | GreaterFresno |  | D.07-07-027, E-4137 | TulareCounty | 2013 | 12 | 30 | 2013 | 12 | 30 | 2033 | 12 | 29 | 2011 | 10 | 11 | NA | [16 empty] | YES |  | NO | EnergyCapacity | Calculated | AB1969/FiT | Solar Baseline California (GWh) | 2.7737 | 2.7394 | 2.685 | 0
PGEKINGSRIVER | KINGRV_7_UNIT 1 | PGE Kings River | Online | [5 empty] | 51.2 |  | 131.6519 | [15 empty] | Owned | Pacific Gas & Electric |  |  | GreaterFresno | Greater Fresno Herndon | [5 empty] | 1950 | 1 | 1 | 2099 | 12 | 31 |  |  |  | NA | [19 empty] | EnergyCapacity | Calculated |  | Large Hydro (GWh)
PGEKILARC | KILARC_2_UNIT 1 | PGE Kilarc | Online | [5 empty] | 1.5 | 0 | 0 | [14 empty] | VAMO | Owned | Pacific Gas & Electric | [9 empty] | 1950 | 1 | 1 | 2099 | 12 | 31 |  |  |  | NA | [19 empty] | EnergyCapacity | Calculated |  | Small Hydro (GWh) | 0 | 0 | 0 | 0
25C049QAA2 | KERNRG_1_UNITS | Aera Energy LLC (South Belridge) | Online | [5 empty] | 20 |  | 43.8 | [14 empty] | CAM | Buy | non-LSE supplier |  | NA |  |  | E-5037 | KernCounty | 2019 | 10 | 1 | 2019 | 10 | 1 | 2026 | 9 | 30 | 2019 | 5 | 23 | NA | [16 empty] | YES |  | YES | EnergyCapacity | Calculated | QF/CHP Summit | NA
33R296AB | KERMAN_6_SOLAR2 | Fresno Solar West | Online | WDAT-0709 | KERMAN SUB |  |  |  | 1.5 | 1.5 | 2.1 | [6 empty] | 1Axis | [8 empty] | Buy | non-LSE supplier |  | NA | GreaterFresno | No_sub_area | D.07-07-027, E-4137 | FresnoCounty | 2015 | 10 | 20 | 2015 | 10 | 20 | 2035 | 10 | 19 | 2013 | 4 | 24 | NA | [16 empty] | YES |  | NO | EnergyCapacity | Calculated | AB1969/FiT | Solar Baseline California (GWh) | 3.0357 | 3.0004 | 2.9409 | 2.554
33R295AB | KERMAN_6_SOLAR1 | Fresno Solar South | Online | WDAT-0964 | KERMAN SUB |  |  |  | 1.5 | 1.5 | 2.1 | [6 empty] | 1Axis | [8 empty] | Buy | non-LSE supplier |  | NA | GreaterFresno | No_sub_area | D.07-07-027, E-4137 | FresnoCounty | 2015 | 10 | 20 | 2015 | 10 | 20 | 2035 | 10 | 19 | 2013 | 4 | 24 | NA | [16 empty] | YES |  | NO | EnergyCapacity | Calculated | AB1969/FiT | Solar Baseline California (GWh) | 3.0143 | 2.9776 | 2.9185 | 2.5374
PGEKERCKHOFF2 | KERKH2_7_UNIT 1 | PGE Kerckhoff 2 | Online | [5 empty] | 153.9 |  | 348.5265 | [15 empty] | Owned | Pacific Gas & Electric |  |  | GreaterFresno | Greater Fresno Herndon | [5 empty] | 1950 | 1 | 1 | 2099 | 12 | 31 |  |  |  | NA | [19 empty] | EnergyCapacity | Calculated |  | Large Hydro (GWh)
PGEKERCKHOFF1 KERKH1_7_UNIT 3 | KERKH2_7_UNIT 1 | PGE Kerckhoff 1 | Online | [5 empty] | 11.36 | 0 | 0 | [14 empty] | VAMO | Owned | Pacific Gas & Electric |  |  | GreaterFresno | No_sub_area | [5 empty] | 1950 | 1 | 1 | 2099 | 12 | 31 |  |  |  | NA | [19 empty] | EnergyCapacity | Calculated |  | Small Hydro (GWh) | 0 | 0 | 0 | 0
PGEKERCKHOFF1 KERKH1_7_UNIT 1 | KERKH2_7_UNIT 1 | PGE Kerckhoff 1 | Online | [5 empty] | 11.36 | 0 | 0 | [14 empty] | VAMO | Owned | Pacific Gas & Electric |  |  | GreaterFresno | No_sub_area | [5 empty] | 1950 | 1 | 1 | 2099 | 12 | 31 |  |  |  | NA | [19 empty] | EnergyCapacity | Calculated |  | Small Hydro (GWh) | 0 | 0 | 0 | 0
33R323 | KEKAWK_6_UNIT | Kekawaka Creek Hydroelectric Facility | Online |  | Willits-Garberville 60 kV |  |  |  | 5.5 | 5.5 | 13.26 | [14 empty] | VAMO | Buy | non-LSE supplier |  | NA | Humboldt | No_sub_area | Disposition Letter | TrinityCounty | 2015 | 6 | 1 | 2015 | 6 | 1 | 2035 | 5 | 31 | 2013 | 10 | 25 | NA | [16 empty] | YES |  | YES | EnergyCapacity | Calculated | RAM | Small Hydro (GWh) | 2.571 | 2.5687 | 2.5687 | 2.5042
33R160 | KANSAS_6_SOLAR | Kansas South | Online | Q-637 | Henrietta-Jacobs Corner 70kV |  |  |  | 20 | 20 | 48.223 | [6 empty] | 1Axis | [7 empty] | VAMO | Buy | non-LSE supplier |  | NA | GreaterFresno | No_sub_area | Disposition Letter | KingsCounty | 2013 | 6 | 7 | 2013 | 6 | 25 | 2033 | 6 | 24 | 2011 | 6 | 24 | NA | [16 empty] | YES |  | YES | EnergyCapacity | Calculated | PV | Solar Baseline California (GWh) | 47.0966 | 46.5243 | 45.6008 | 0
33R161 | JAYNE_6_WLSLR | Westlands Solar Farms PV1 | Online | Q-633 | Gates-Coalinga 70 kV Line #1 |  |  |  | 18 | 18 | 36 | [6 empty] | 1Axis | [7 empty] | VAMO | Buy | non-LSE supplier |  | NA | GreaterFresno | Greater Fresno Coalinga | Disposition Letter | FresnoCounty | 2014 | 2 | 14 | 2014 | 5 | 1 | 2034 | 4 | 30 | 2011 | 6 | 24 | NA | [16 empty] | YES |  | YES | EnergyCapacity | Calculated | PV | Solar Baseline California (GWh) | 42.5303 | 42.015 | 41.181 | 0
33R163 | JAWBNE_2_NSRWND | North Sky River Energy, LLC | Online | Q-132 | Highwind Substation 230kV bus |  |  |  | 162 | 162 | 493 | [14 empty] | VAMO | Buy | non-LSE supplier |  | NA |  |  | E-4463 | KernCounty | 2012 | 12 | 21 | 2012 | 12 | 21 | 2037 | 12 | 20 | 2011 | 7 | 15 | NA | [16 empty] | YES |  | YES | EnergyCapacity | Calculated | RPS | Wind Baseline California (GWh) | 464.2458 | 463.25 | 463.25 | 463.25
40S029 | CRIMSN_2_CRMBT2 | Sonoran West Holdings 2 | Development | Q-1192 | Colorado River Substation 230kV |  |  |  | 150 |  | 0 | [7 empty] | Li |  | 600 | [5 empty] | Buy | non-LSE supplier |  | RECURRENT_ENERGY |  |  | Disposition Letter | RiversideCounty | [9 empty] | 2021 | 7 | 30 | NA | [16 empty] | YES | YES | YES | CapacityOnly | In the contract | emergencyreliabilty | Battery Storage (MWh Energy Capacity)
33R064 | IVANPA_1_UNIT3 | Ivanpah Unit 3 | Online | Q-233 | Ivanpah Substation 115kV |  |  |  | 126.1 | 126.1 | 325.532 | [14 empty] | VAMO | Buy | non-LSE supplier |  | NA |  |  | E-4266 | SanBernardinoCounty | 2014 | 1 | 15 | 2014 | 1 | 27 | 2039 | 1 | 26 | 2009 | 4 | 28 | NA | [16 empty] | YES |  | YES | EnergyCapacity | Calculated | RPS | Solar Baseline California (GWh) | 273.4846 | 272.9091 | 272.9091 | 272.9091
33R063 | IVANPA_1_UNIT1 | Ivanpah Unit 1 | Online | Q-162 | Eldorado-Baker-Cool Water-Dunn Siding-Mountain Pass 115kV line |  |  |  | 114.46 | 114.46 | 294.88 | [14 empty] | VAMO | Buy | non-LSE supplier |  | NA |  |  | E-4266 | SanBernardinoCounty | 2014 | 1 | 10 | 2014 | 1 | 21 | 2039 | 1 | 20 | 2009 | 4 | 28 | NA | [16 empty] | YES |  | YES | EnergyCapacity | Calculated | RPS | Solar Baseline California (GWh) | 256.885 | 256.5359 | 256.5359 | 256.5359
PGEINSKIP | INSKIP_2_UNIT | PGE Inskip | Online | [5 empty] | 8 | 0 | 0 | [14 empty] | VAMO | Owned | Pacific Gas & Electric |  |  | Sierra | No_sub_area | [5 empty] | 1950 | 1 | 1 | 2099 | 12 | 31 |  |  |  | NA | [19 empty] | EnergyCapacity | Calculated |  | Small Hydro (GWh) | 0 | 0 | 0 | 0
04C130 | IGNACO_1_QF | Greater Vallejo Recreation District | Online | [5 empty] | 0.06 |  | 0 | [15 empty] | Buy | non-LSE supplier |  | NA | NorthCoastNorthBay | No_sub_area | D.82-01-103, D.82-12-120 | SolanoCounty | 1985 | 8 | 15 | 1985 | 8 | 15 | 2060 | 12 | 31 | 1985 | 10 | 17 | NA | [16 empty] | YES |  | NO | EnergyCapacity | Calculated | D8201103, D8212120 | NA
04H134 | IGNACO_1_QF | John Neerhout Jr. | Online | [5 empty] | 0.085 | 0.085 | 0 | [15 empty] | Buy | non-LSE supplier |  | NA | NorthCoastNorthBay | No_sub_area | D.82-01-103, D.82-12-120 | NapaCounty | 1987 | 5 | 1 | 1987 | 5 | 1 | 2060 | 12 | 31 | 1986 | 12 | 16 | NA | [16 empty] | YES |  | NO | EnergyCapacity | Calculated | D8201103, D8212120 | Small Hydro (GWh) | 0.045345 | 0.045275 | 0.045146 | 0.045239
04S142 | IGNACO_1_QF | Robin Williams Solar Power Gen | Online | [5 empty] | 0.0072 | 0.0072 | 0 | [6 empty] | Fixed | [8 empty] | Buy | non-LSE supplier |  | NA | NorthCoastNorthBay | No_sub_area | D.82-01-103, D.82-12-120 | NapaCounty | 1993 | 4 | 16 | 1993 | 4 | 16 | 2060 | 12 | 31 | 1993 | 6 | 2 | NA | [16 empty] | YES |  | NO | EnergyCapacity | Calculated | D8201103, D8212120 | Solar Baseline California (GWh) | 0.0046838 | 0.0046786 | 0.0046786 | 0.0046786
PGEPVUOG_PY2_HU | HURON_6_SOLAR | PGE Huron | Online | [5 empty] | 20 | 2.22 | 40.4219 | [14 empty] | VAMO | Owned | Pacific Gas & Electric |  |  | GreaterFresno | Greater Fresno Coalinga | [5 empty] | 2012 | 6 | 28 | 2037 | 6 | 27 |  |  |  | NA | [19 empty] | EnergyCapacity | Calculated |  | Solar Baseline California (GWh) | 41.6158 | 41.1078 | 40.2917 | 39.2945
PGEHUMBOLDT HUMBPP_6_UNITS | HUMBPP_6_UNITS | NewHumboldt | Online | [5 empty] | 81.5 |  | 314.2848 | [15 empty] | Owned | Pacific Gas & Electric |  |  | Humboldt | No_sub_area | [5 empty] | 2010 | 9 | 1 | 2040 | 9 | 30 |  |  |  | NA | [19 empty] | EnergyCapacity | Calculated |  | NA
PGEHUMBOLDT HUMBPP_1_UNITS3 | HUMBPP_1_UNITS3 | NewHumboldt | Online | [5 empty] | 65.08 |  | 314.2848 | [15 empty] | Owned | Pacific Gas & Electric |  |  | Humboldt | No_sub_area | [5 empty] | 2010 | 9 | 1 | 2040 | 9 | 30 |  |  |  | NA | [19 empty] | EnergyCapacity | Calculated |  | NA
33R281AB | HOLSTR_1_SOLAR2 | Hollister Solar Project | Online | WDAT-0686 | HOLLISTER SUB |  |  |  | 1.5 | 1.5 | 2.1 | [6 empty] | 1Axis | [8 empty] | Buy | non-LSE supplier |  | NA |  | No_sub_area | D.07-07-027, E-4137 | SanBenitoCounty | 2015 | 4 | 17 | 2015 | 4 | 17 | 2035 | 4 | 16 | 2012 | 10 | 25 | NA | [16 empty] | YES |  | NO | EnergyCapacity | Calculated | AB1969/FiT | Solar Baseline California (GWh) | 3.7978 | 3.7513 | 3.6769 | 0.85596
33R210AB | HOLSTR_1_SOLAR | San Benito Smart Park | Online | WDAT-0272 | HOLLISTER SUB |  |  |  | 1.5 | 1.5 | 2.1 | [6 empty] | Fixed | [8 empty] | Buy | non-LSE supplier |  | NA |  |  | D.07-07-027, E-4137 | SanBenitoCounty | 2014 | 6 | 16 | 2014 | 6 | 16 | 2034 | 6 | 15 | 2011 | 9 | 26 | NA | [16 empty] | YES |  | NO | EnergyCapacity | Calculated | AB1969/FiT | Solar Baseline California (GWh) | 3.4633 | 3.4202 | 3.3523 | 0
PGEHAMILTON | HMLTBR_6_UNITS | PGE Hamilton Branch | Online | [5 empty] | 4.8 | 0 | 0 | [14 empty] | VAMO | Owned | Pacific Gas & Electric |  |  | Sierra | No_sub_area | [5 empty] | 1950 | 1 | 1 | 2099 | 12 | 31 |  |  |  | NA | [19 empty] | EnergyCapacity | Calculated |  | Small Hydro (GWh) | 0 | 0 | 0 | 0
33R077AB | HIGGNS_7_QFUNTS | Combie North Powerhouse | Online | [5 empty] | 0.5 | 0.5 | 1.316 | [15 empty] | Buy | non-LSE supplier |  | NA | Sierra | No_sub_area | D.07-07-027, E-4137 | NevadaCounty | 2009 | 10 | 6 | 2009 | 10 | 6 | 2024 | 10 | 5 | 2009 | 5 | 28 | NA | [16 empty] | YES |  | NO | EnergyCapacity | Calculated | AB1969/FiT | Small Hydro (GWh) | 1.5998 | 0 | 0 | 0
33R259 | HENRTS_1_SOLAR | Henrietta Solar PV | Online | Q-581 | Henrietta-GWF 115 kV Line |  |  |  | 100 | 100 | 244.41 | [6 empty] | 1Axis | [7 empty] | VAMO | Buy | non-LSE supplier |  | NA | GreaterFresno | Greater Fresno Herndon | E-4568 | KingsCounty | 2016 | 10 | 1 | 2016 | 10 | 1 | 2036 | 9 | 30 | 2012 | 8 | 16 | NA | [16 empty] | YES |  | YES | EnergyCapacity | Calculated | RPS | Solar Baseline California (GWh) | 249.104 | 246.1341 | 241.2482 | 235.2771
33R307AB | HENRTA_6_SOLAR1 | Lemoore 1 | Online | WDAT-1012 | HENRIETTA SUB |  |  |  | 1.5 | 1.5 | 2.1 | [6 empty] | Fixed | [8 empty] | Buy | non-LSE supplier |  | NA | GreaterFresno | No_sub_area | D.07-07-027, E-4137 | KingsCounty | 2016 | 2 | 1 | 2016 | 2 | 1 | 2036 | 1 | 31 | 2013 | 8 | 1 | NA | [16 empty] | YES |  | NO | EnergyCapacity | Calculated | AB1969/FiT | Solar Baseline California (GWh) | 2.0231 | 1.9999 | 1.9602 | 1.9117
PGEHELMSGEN1 HELMPG_7_UNIT 3 | HELMPG_7_UNIT 3 | Helms Generation | Online | [5 empty] | 404 |  | 0 | [15 empty] | Owned | Pacific Gas & Electric |  |  | GreaterFresno | No_sub_area | [5 empty] | 1899 | 12 | 30 | 2099 | 12 | 31 |  |  |  | NA | [19 empty] | EnergyCapacity | Calculated |  | Pumped Storage (MW)
PGEHELMSGEN1 HELMPG_7_UNIT 2 | HELMPG_7_UNIT 2 | Helms Generation | Online | [5 empty] | 404 |  | 0 | [15 empty] | Owned | Pacific Gas & Electric |  |  | GreaterFresno | No_sub_area | [5 empty] | 1899 | 12 | 30 | 2099 | 12 | 31 |  |  |  | NA | [19 empty] | EnergyCapacity | Calculated |  | Pumped Storage (MW)
PGEHELMSGEN1 HELMPG_7_UNIT 1 | HELMPG_7_UNIT 1 | Helms Generation | Online | [5 empty] | 404 |  | 0 | [15 empty] | Owned | Pacific Gas & Electric |  |  | GreaterFresno | No_sub_area | [5 empty] | 1899 | 12 | 30 | 2099 | 12 | 31 |  |  |  | NA | [19 empty] | EnergyCapacity | Calculated |  | Pumped Storage (MW)
33R058-AR | HATRDG_2_WIND | Hatchet Ridge Wind | Online | Q-74 | Pit #3-Round Mountain 230kV Line |  |  |  | 103.2 | 103.2 | 303 | [14 empty] | VAMO | Buy | non-LSE supplier |  | NA |  |  | E-4913 | ShastaCounty | 2010 | 12 | 14 | 2010 | 12 | 14 | 2025 | 12 | 13 | 2017 | 8 | 23 | NA | [16 empty] | YES |  | YES | EnergyCapacity | Calculated | RPS | Wind Baseline California (GWh) | 281.6154 | 0 | 0 | 0
PGEHAT2 | HATCR2_7_UNIT | PGE Hat 2 | Online | [5 empty] | 8.5 | 4.06 | 39.8399 | [14 empty] | VAMO | Owned | Pacific Gas & Electric | [9 empty] | 1950 | 1 | 1 | 2099 | 12 | 31 |  |  |  | NA | [19 empty] | EnergyCapacity | Calculated |  | Small Hydro (GWh) | 41.4115 | 40.9408 | 39.5931 | 38.6308
PGEHAT1 | HATCR1_7_UNIT | PGE Hat 1 | Online | [5 empty] | 8.5 | 2.88 | 28.3142 | [14 empty] | VAMO | Owned | Pacific Gas & Electric | [9 empty] | 1950 | 1 | 1 | 2099 | 12 | 31 |  |  |  | NA | [19 empty] | EnergyCapacity | Calculated |  | Small Hydro (GWh) | 29.3977 | 29.1005 | 28.1412 | 27.4554
33R442BIO | HARDWK_6_STWBM1 | David Tevelde Dairy Digester | Online | WDAT-1425 | HARDWICK SUB |  |  |  | 1 | 1 | 6.144 | [15 empty] | Buy | non-LSE supplier |  | NA | GreaterFresno | No_sub_area | D.14-12-081, D.15-09-004 | KingsCounty | 2020 | 6 | 22 | 2020 | 6 | 22 | 2040 | 6 | 21 | 2018 | 6 | 12 | NA | [16 empty] | YES |  | NO | EnergyCapacity | Calculated | SB1122/BioMAT | Biogas (GWh) | 6.1608 | 6.144 | 6.144 | 6.144
PGEHALSEY | HALSEY_6_UNIT | PGE Halsey | Online | [5 empty] | 11 | 4.31 | 44.2771 | [14 empty] | VAMO | Owned | Pacific Gas & Electric |  |  | Sierra | Sierra Placer | [5 empty] | 1950 | 1 | 1 | 2099 | 12 | 31 |  |  |  | NA | [19 empty] | EnergyCapacity | Calculated |  | Small Hydro (GWh) | 46.2335 | 45.4777 | 43.976 | 42.9283
PGEHAAS | HAASPH_7_PL1X2 | PGE Haas | Online | [5 empty] | 144 |  | 358.0566 | [15 empty] | Owned | Pacific Gas & Electric |  |  | GreaterFresno | Greater Fresno Herndon | [5 empty] | 1950 | 1 | 1 | 2099 | 12 | 31 |  |  |  | NA | [19 empty] | EnergyCapacity | Calculated |  | Large Hydro (GWh)
33R438BIO | GUERNS_6_VH2BM1 | Verwey-Hanford Dairy Digester Genset #2 | Online | WDAT-1237 | GUERNSEY SUB |  |  |  | 1 | 1.028 | 6.828 | [15 empty] | Buy | non-LSE supplier |  | NA | GreaterFresno | No_sub_area | D.14-12-081, D.15-09-004 | KingsCounty | 2019 | 7 | 1 | 2019 | 7 | 1 | 2039 | 6 | 30 | 2018 | 6 | 12 | NA | [16 empty] | YES |  | NO | EnergyCapacity | Calculated | SB1122/BioMAT | Biogas (GWh) | 6.8445 | 6.828 | 6.828 | 6.828
PGEPVUOG_PY3_GU | GUERNS_6_SOLAR | PGE Guernsey | Online | [5 empty] | 20 | 2.22 | 47.9178 | [14 empty] | VAMO | Owned | Pacific Gas & Electric |  |  | GreaterFresno | No_sub_area | [5 empty] | 2013 | 9 | 18 | 2038 | 9 | 17 |  |  |  | NA | [19 empty] | EnergyCapacity | Calculated |  | Solar Baseline California (GWh) | 49.3221 | 48.7344 | 47.767 | 46.5847
33R439BIO | GUERNS_6_HD3BM3 | Verwey-Hanford Dairy Digester III | Online | WDAT-1317 | GUERNSEY SUB |  |  |  | 1.028 | 1.028 | 6.828 | [15 empty] | Buy | non-LSE supplier |  | NA | GreaterFresno | No_sub_area | D.14-12-081, D.15-09-004 | KingsCounty | 2019 | 7 | 1 | 2019 | 7 | 1 | 2039 | 6 | 30 | 2018 | 6 | 12 | NA | [16 empty] | YES |  | NO | EnergyCapacity | Calculated | SB1122/BioMAT | Biogas (GWh) | 6.8445 | 6.828 | 6.828 | 6.828
01C084QAA | GRZZLY_1_BERKLY | Berkeley Cogeneration | Online | [5 empty] | 9.9 |  | 8.0186 | [14 empty] | CAM | Buy | non-LSE supplier |  | NA | GreaterBay | No_sub_area | D.10-12-035 | AlamedaCounty | 2017 | 8 | 1 | 2017 | 8 | 1 | 2024 | 7 | 31 | 2017 | 7 | 24 | NA | [16 empty] | YES |  | NO | EnergyCapacity | Calculated | QF/CHP Summit | NA
33R100 | GRSCRK_6_BGCKWW | Big Creek Waterworks | Online |  | 31554_GrousCrk 60kV_GU1 |  |  |  | 4.8 | 4.8 | 8 | [14 empty] | VAMO | Buy | non-LSE supplier |  | NA |  |  | E-4320 | TrinityCounty | 2010 | 1 | 1 | 2010 | 6 | 23 | 2030 | 6 | 22 | 2010 | 5 | 4 | NA | [16 empty] | YES |  | YES | EnergyCapacity | Calculated | RPS | Small Hydro (GWh) | 7.6022 | 7.5536 | 6.9115 | 0
33R362 | GLDFGR_6_SOLAR2 | Portal Ridge Solar Project C | Online | WDAT-1098 | VACA DIXON SUB |  |  |  | 11.4 | 11.4 | 29.7 | [6 empty] | 1Axis | [7 empty] | VAMO | Buy | non-LSE supplier |  | NA | BigCreekVentura | No_sub_area | Disposition Letter | LosAngelesCounty | 2017 | 2 | 14 | 2017 | 4 | 21 | 2037 | 4 | 20 | 2014 | 10 | 21 | NA | [16 empty] | YES |  | YES | EnergyCapacity | Calculated | RAM | Solar Baseline California (GWh) | 30.1245 | 29.7509 | 29.1323 | 28.377
33R376 | GIFFEN_6_SOLAR1 | Aspiration Solar G LLC | Online | WDAT-0342 | GIFFEN SUB |  |  |  | 9 | 9 | 23.28 | [6 empty] | 1Axis | [7 empty] | VAMO | Buy | non-LSE supplier |  | NA | GreaterFresno | Greater Fresno Herndon | Disposition Letter | FresnoCounty | 2017 | 9 | 26 | 2017 | 10 | 27 | 2037 | 10 | 26 | 2015 | 3 | 23 | NA | [16 empty] | YES |  | YES | EnergyCapacity | Calculated | PV | Solar Baseline California (GWh) | 23.1684 | 22.8957 | 22.4412 | 21.8857
PGEPVUOG_PY2_GI | GIFFEN_6_SOLAR | PGE Giffen | Online | [5 empty] | 10 | 1.11 | 20.0695 | [14 empty] | VAMO | Owned | Pacific Gas & Electric |  |  | GreaterFresno | Greater Fresno Herndon | [5 empty] | 2012 | 7 | 2 | 2037 | 7 | 1 |  |  |  | NA | [19 empty] | EnergyCapacity | Calculated |  | Solar Baseline California (GWh) | 20.6623 | 20.41 | 20.0049 | 19.5097
33R090 | GENESI_2_STG | Genesis Solar | Online | Q-193 | Colorado River Substation 500kV |  |  |  | 250 | 250 | 524 | [14 empty] | VAMO | Buy | non-LSE supplier |  | NA |  |  | E-4343 | RiversideCounty | 2013 | 11 | 30 | 2014 | 3 | 7 | 2039 | 3 | 6 | 2009 | 9 | 28 | NA | [16 empty] | YES |  | YES | EnergyCapacity | Calculated | RPS | Solar Baseline California (GWh) | 592.0908 | 591.1101 | 591.1101 | 591.1101
PGEGATEWAY | GATWAY_2_PL1X3 | Gateway | Online | [5 empty] | 562.5 |  | 499.9977 | [15 empty] | Owned | Pacific Gas & Electric |  |  | GreaterBay | No_sub_area | [5 empty] | 2009 | 1 | 1 | 2039 | 1 | 31 |  |  |  | NA | [19 empty] | EnergyCapacity | Calculated |  | NA
40S020 | GATEWY_2_GESBT1 | Gateway Energy Storage, LLC | Online | Q-1170 | Otay Mesa Switchyard 230 kV |  |  |  | 50 |  | 0 | [7 empty] | Li |  | 200 |  |  |  |  | D.19-11-016 | Buy | non-LSE supplier |  | NA | SanDiegoImperialValley | San Diego/Imperial Valley San Diego | E-5100 | SanDiegoCounty | 2021 | 7 | 29 | 2021 | 10 | 1 | 2036 | 9 | 30 | 2020 | 5 | 12 | NA |  |  |  |  | 1 | [11 empty] | YES | YES | YES | CapacityOnly | In the contract | d1911016 | Battery Storage (MWh Energy Capacity)
PGEPVUOG_PY3_WG | GATES_2_WSOLAR | PGE West Gates | Online | [5 empty] | 10 | 1.11 | 20.3262 | [14 empty] | VAMO | Owned | Pacific Gas & Electric | [9 empty] | 2013 | 6 | 24 | 2038 | 6 | 23 |  |  |  | NA | [19 empty] | EnergyCapacity | Calculated |  | Solar Baseline California (GWh) | 21.0417 | 20.7424 | 20.2491 | 19.6488
PGEPVUOG_PY3_GA | GATES_2_SOLAR | PGE Gates | Online | [5 empty] | 20 | 2.22 | 41.3048 | [14 empty] | VAMO | Owned | Pacific Gas & Electric | [9 empty] | 2013 | 6 | 24 | 2038 | 6 | 23 |  |  |  | NA | [19 empty] | EnergyCapacity | Calculated |  | Solar Baseline California (GWh) | 42.7595 | 42.1503 | 41.1477 | 39.928
33R422BIO | GANSO_1_WSTBM1 | ABEC #2 LLC dba West-Star North Dairy Biogas | Online | WDAT-1112 | GANSO SUB |  |  |  | 1 | 1 | 5.7 | [15 empty] | Buy | non-LSE supplier |  | NA |  |  | D.14-12-081, D.15-09-004 | KernCounty | 2018 | 2 | 13 | 2018 | 2 | 13 | 2038 | 2 | 12 | 2017 | 11 | 6 | NA | [16 empty] | YES |  | NO | EnergyCapacity | Calculated | SB1122/BioMAT | Biogas (GWh) | 5.6316 | 5.6174 | 5.6174 | 5.6174
04C140 | FULTON_1_QF | Airport Club | Online | [5 empty] | 0.06 |  | 0 | [15 empty] | Buy | non-LSE supplier |  | NA | NorthCoastNorthBay | North Coast Fulton | D.82-01-103, D.82-12-120 | SonomaCounty | 1992 | 8 | 27 | 1992 | 8 | 27 | 2060 | 12 | 31 | 1992 | 8 | 19 | NA | [16 empty] | YES |  | NO | EnergyCapacity | Calculated | D8201103, D8212120 | NA
33R335RM | FULTON_1_QF | Clover Leaf | Online |  | Bk 1 60/12kV 1.75 MVA Whitmore Substation |  |  |  | 0.2 | 0.2 | 0.8 | [15 empty] | Buy | non-LSE supplier |  | NA | NorthCoastNorthBay | North Coast Fulton | D.12-05-035, D.13-05-034 | ShastaCounty | 2015 | 4 | 15 | 2015 | 4 | 15 | 2030 | 4 | 14 | 2013 | 12 | 20 | NA | [16 empty] | YES |  | NO | EnergyCapacity | Calculated | SB32/ReMAT | Small Hydro (GWh) | 1.054 | 1.0506 | 0.36589 | 0
33R336RM | FULTON_1_QF | McFadden Hydroelectric Facility | Online |  | PG&E's potter valley powerhouse circuit 1104 |  |  |  | 0.356 | 0.356 | 1.446 | [15 empty] | Buy | non-LSE supplier |  | NA | NorthCoastNorthBay | North Coast Fulton | D.12-05-035, D.13-05-034 | MendocinoCounty | 2014 | 3 | 19 | 2014 | 3 | 19 | 2034 | 3 | 18 | 2013 | 12 | 20 | NA | [16 empty] | YES |  | NO | EnergyCapacity | Calculated | SB32/ReMAT | Small Hydro (GWh) | 1.4524 | 1.446 | 1.446 | 0
19H055 | FTSWRD_7_QFUNTS | Tom Benninghoven | Online | [5 empty] | 0.025 | 0.025 | 0 | [15 empty] | Buy | non-LSE supplier |  | NA | Humboldt | No_sub_area | D.82-01-103, D.82-12-120 | HumboldtCounty | 1982 | 11 | 22 | 1982 | 11 | 22 | 2060 | 12 | 31 | 1982 | 4 | 9 | NA | [16 empty] | YES |  | NO | EnergyCapacity | Calculated | D8201103, D8212120 | Small Hydro (GWh) | 0.10205 | 0.10134 | 0.10144 | 0.10149
33R108-AR | FTSWRD_6_TRFORK | Norman Ross Burgess Restructuring | Online |  | 60 kV bus at Fort Seward Junction |  |  |  | 1.625 | 1.625 | 8 | [14 empty] | VAMO | Buy | non-LSE supplier |  | NA | Humboldt | No_sub_area | E-4418 | TrinityCounty | 2011 | 11 | 1 | 2011 | 11 | 1 | 2031 | 10 | 31 | 2010 | 9 | 22 | NA | [16 empty] | YES |  | YES | EnergyCapacity | Calculated | RPS | Small Hydro (GWh) | 6.7053 | 6.671 | 6.671 | 0
33R513RM | FROGTN_1_UTICAM | Murphys Powerhouse | Online |  | Stanislaus 1701 distribution circuit at 17kV |  |  |  | 3 | 3 | 13 | [15 empty] | Buy | non-LSE supplier |  | NA | Stockton | Stockton Tesla-Bellota | D.12-05-035, D.13-05-034 | CalaverasCounty | 2021 | 12 | 1 | 2021 | 12 | 1 | 2041 | 11 | 30 | 2021 | 9 | 17 | NA | [16 empty] | YES |  | NO | EnergyCapacity | Calculated | SB32/ReMAT | Small Hydro (GWh) | 13.0385 | 13 | 13 | 13
33R418RM | FROGTN_1_UTICAA | Angels Powerhouse | Online |  | Frogtown 17kV #1702 Distribution Circuit |  |  |  | 1 | 1 | 6.205 | [15 empty] | Buy | non-LSE supplier |  | NA | Stockton | Stockton Tesla-Bellota | D.12-05-035, D.13-05-034 | CalaverasCounty | 2017 | 8 | 22 | 2017 | 8 | 22 | 2037 | 8 | 21 | 2017 | 7 | 21 | NA | [16 empty] | YES |  | NO | EnergyCapacity | Calculated | SB32/ReMAT | Small Hydro (GWh) | 6.2252 | 6.205 | 6.205 | 6.205
25C063QPA2 | FRITO_1_LAY | Frito Lay Cogen | Online | [5 empty] | 2 |  | 0.65 | [14 empty] | CAM | Buy | non-LSE supplier |  | NA |  |  | E-5119 | KernCounty | 2019 | 11 | 1 | 2019 | 11 | 1 | 2026 | 10 | 31 | 2019 | 10 | 30 | NA | [16 empty] | YES |  | YES | EnergyCapacity | Calculated | QF/CHP Summit | NA
33R374 | FRESHW_1_SOLAR1 | CED Corcoran Solar 3, LLC | Online | Q-529 | Corcoran- Kingsburg #1 115kV line |  |  |  | 20 | 20 | 49.23 | [6 empty] | 1Axis | [7 empty] | VAMO | Buy | non-LSE supplier |  | NA | GreaterFresno | Greater Fresno Herndon | Disposition Letter | KingsCounty | 2016 | 12 | 1 | 2016 | 12 | 1 | 2036 | 11 | 30 | 2015 | 3 | 23 | NA | [16 empty] | YES |  | YES | EnergyCapacity | Calculated | PV | Solar Baseline California (GWh) | 49.8974 | 49.3048 | 48.3261 | 47.13
33R329 | FLOWD2_2_FPLWND | Diablo Winds | Online |  | Elworthy Substation |  |  |  | 18 | 18 | 62.02 | [14 empty] | VAMO | Buy | non-LSE supplier |  | NA |  |  | E-4656 | AlamedaCounty | 2016 | 7 | 1 | 2016 | 7 | 1 | 2031 | 6 | 30 | 2013 | 12 | 16 | NA | [16 empty] | YES |  | YES | EnergyCapacity | Calculated | RPS | Wind Baseline California (GWh) | 54.0532 | 53.9415 | 53.9415 | 0
25C293 | FELLOW_7_QFUNTS | Sentinel Peak Resources (Dome) | Online | [5 empty] | 6.064 |  | 0 | [15 empty] | Buy | non-LSE supplier |  | NA |  |  | D.82-01-103, D.82-12-120 | KernCounty | 1988 | 9 | 2 | 1988 | 9 | 2 | 2060 | 12 | 31 | 1988 | 4 | 29 | NA | [16 empty] | YES |  | NO | EnergyCapacity | Calculated | D8201103, D8212120 | NA
33R008 | ETIWND_6_MWDETI | Etiwanda | Online | [5 empty] | 24 | 24 | 37 | [15 empty] | Buy | non-LSE supplier |  | NA | LABasin | LA Basin Eastern | D.05-11-007 | SanBernardinoCounty | 1994 | 6 | 27 | 1994 | 12 | 30 | 2060 | 12 | 31 | 1994 | 1 | 18 | NA | [16 empty] | YES |  | YES | EnergyCapacity | Calculated | RPS | Small Hydro (GWh) | 43.029 | 43.029 | 43.029 | 43.029
33R016 | ELNIDP_6_BIOMAS | El Nido | Online | [5 empty] | 9 | 9 | 72 | [14 empty] | VAMO | Buy | non-LSE supplier |  | NA | GreaterFresno | Greater Fresno Panoche | E-4047 | MercedCounty | 2009 | 2 | 21 | 2009 | 2 | 21 | 2031 | 2 | 7 | 2005 | 9 | 26 | NA | [16 empty] | YES |  | YES | EnergyCapacity | Calculated | RPS | Biomass (GWh) | 63.7128 | 63.5544 | 63.5544 | 0
PGEMOSSLANDING | ELKHRN_1_EESX3 | PGE Moss Landing Energy Storage | Online | [5 empty] | 182.5 |  | 0 | [7 empty] | Li |  | 730 |  |  |  |  | CAM | Owned | Pacific Gas & Electric |  |  | GreaterBay | No_sub_area | [5 empty] | 2022 | 4 | 7 | 2050 | 12 | 31 |  |  |  | NA | [19 empty] | EnergyCapacity | Calculated |  | Battery Storage (MWh Energy Capacity)
PGEELECTRA | ELECTR_7_PL1X3 | PGE Electra | Online | [5 empty] | 93 |  | 331.1795 | [15 empty] | Owned | Pacific Gas & Electric | [9 empty] | 1950 | 1 | 1 | 2099 | 12 | 31 |  |  |  | NA | [19 empty] | EnergyCapacity | Calculated |  | Large Hydro (GWh)
33R174AB | ELCAP_1_SOLAR | 2097_Helton | Online | WDAT-0770 | EL CAPITAN SUB |  |  |  | 1.5 | 1.5 | 2.1 | [6 empty] | 1Axis | [8 empty] | Buy | non-LSE supplier |  | NA | GreaterFresno | No_sub_area | D.07-07-027, E-4137 | MercedCounty | 2015 | 4 | 30 | 2015 | 4 | 30 | 2035 | 4 | 29 | 2011 | 8 | 17 | NA | [16 empty] | YES |  | NO | EnergyCapacity | Calculated | AB1969/FiT | Solar Baseline California (GWh) | 2.5641 | 2.5324 | 2.4821 | 0.69399
33R253 DUTCH2_7_UNIT 1 | DUTCH2_7_UNIT 1 | Dutch Flat #2 Powerhouse | Online | [5 empty] | 26 | 26 | 118 | [14 empty] | VAMO | Buy | non-LSE supplier |  | NA | Sierra | No_sub_area | D.13-03-030 | NevadaCounty | 2013 | 7 | 1 | 2013 | 7 | 1 | 2033 | 6 | 30 | 2012 | 5 | 9 | NA | [16 empty] | YES |  | YES | EnergyCapacity | Calculated | RPS | Small Hydro (GWh) | 56.3918 | 56.6765 | 56.4176 | 0
PGEDUTCHFLAT1 | DUTCH1_7_UNIT 1 | PGE Dutch Flat 1 | Online | [5 empty] | 22 | 16.8 | 68.9037 | [14 empty] | VAMO | Owned | Pacific Gas & Electric |  |  | Sierra | Sierra Placer | [5 empty] | 1950 | 1 | 1 | 2099 | 12 | 31 |  |  |  | NA | [19 empty] | EnergyCapacity | Calculated |  | Small Hydro (GWh) | 71.8721 | 70.7867 | 68.4408 | 66.8357
33R138 | DSRTSN_2_SOLAR1 | Desert Center Solar Farm | Online | Q-146, Q-147 | Red Bluff Substation 230kV |  |  |  | 300 | 300 | 619 | [6 empty] | Fixed | [7 empty] | VAMO | Buy | non-LSE supplier |  | NA |  |  | E-4357 | RiversideCounty | 2013 | 12 | 28 | 2014 | 12 | 17 | 2039 | 12 | 16 | 2010 | 2 | 24 | NA | [16 empty] | YES |  | YES | EnergyCapacity | Calculated | RPS | Solar Baseline California (GWh) | 687.3909 | 674.0037 | 651.3781 | 624.1612
PGEDESABLA | DSABLA_7_UNIT | PGE De Sabla | Online | [5 empty] | 18.5 | 4.35 | 76.5285 | [14 empty] | VAMO | Owned | Pacific Gas & Electric | [9 empty] | 1950 | 1 | 1 | 2099 | 12 | 31 |  |  |  | NA | [19 empty] | EnergyCapacity | Calculated |  | Small Hydro (GWh) | 79.6432 | 78.6342 | 76.0232 | 74.2148
PGEDRUM2 | DRUM_7_UNIT 5 | PGE Drum 2 | Online | [5 empty] | 49.5 |  | 219.6057 | [15 empty] | Owned | Pacific Gas & Electric |  |  | Sierra | No_sub_area | [5 empty] | 1950 | 1 | 1 | 2099 | 12 | 31 |  |  |  | NA | [19 empty] | EnergyCapacity | Calculated |  | Large Hydro (GWh)
PGEDRUM1 DRUM_7_PL3X4 | DRUM_7_PL3X4 | PGE Drum 1 | Online | [5 empty] | 27 |  | 82.6619 | [15 empty] | Owned | Pacific Gas & Electric |  |  | Sierra | No_sub_area | [5 empty] | 1950 | 1 | 1 | 2099 | 12 | 31 |  |  |  | NA | [19 empty] | EnergyCapacity | Calculated |  | Large Hydro (GWh)
PGEDRUM1 DRUM_7_PL1X2 | DRUM_7_PL1X2 | PGE Drum 1 | Online | [5 empty] | 26 |  | 82.6619 | [15 empty] | Owned | Pacific Gas & Electric |  |  | Sierra | No_sub_area | [5 empty] | 1950 | 1 | 1 | 2099 | 12 | 31 |  |  |  | NA | [19 empty] | EnergyCapacity | Calculated |  | Large Hydro (GWh)
40S021 | DRACKR_2_DSUBT1 | Blythe Energy Storage 110, LLC | Online | Q-294 | Colorado River Substation 500kV |  |  |  | 63 |  | 0 |  |  |  | 0 |  | 63 | 1Axis | Li |  | 252 |  |  |  |  | D.19-11-016 | Buy | non-LSE supplier |  | NA | SCE | No_sub_area | E-5100 | RiversideCounty | 2021 | 8 | 12 | 2021 | 10 | 1 | 2036 | 9 | 30 | 2020 | 5 | 13 | NA |  |  |  |  | 1 | [11 empty] | YES | NO | YES | CapacityOnly | In the contract | d1911016 | Battery Storage (MWh Energy Capacity)
33R405BIO | DIXNLD_1_LNDFL | Zero Waste Energy | Online |  | Dixon Landing 2103 21 kV 4-wires Distribution Cirguit |  |  |  | 1.6 | 1.6 | 6.094 | [15 empty] | Buy | non-LSE supplier |  | NA | GreaterBay | No_sub_area | D.14-12-081, D.15-09-004 | SantaClaraCounty | 2016 | 12 | 7 | 2016 | 12 | 7 | 2026 | 12 | 6 | 2016 | 11 | 4 | NA | [16 empty] | YES |  | NO | EnergyCapacity | Calculated | SB1122/BioMAT | Biogas (GWh) | 3.5101 | 3.2915 | 0 | 0
25C248 | DISCOV_1_CHEVRN | Chevron Usa (Eastridge) | Online | [5 empty] | 48.8 |  | 0 | [15 empty] | Buy | non-LSE supplier |  | NA | Kern | Kern South Kern PP | D.82-01-103, D.82-12-120 | KernCounty | 1988 | 6 | 13 | 1988 | 6 | 13 | 2060 | 12 | 31 | 1987 | 8 | 6 | NA | [16 empty] | YES |  | NO | EnergyCapacity | Calculated | D8201103, D8212120 | NA
PGEDIABLO2 | DIABLO_7_UNIT 2 | Diablo 2 | Online | [5 empty] | 1118 |  | 8976.7217 | [15 empty] | Owned | Pacific Gas & Electric | [9 empty] | 1899 | 12 | 30 | 2025 | 8 | 26 |  |  |  | NA | [19 empty] | EnergyCapacity | Calculated |  | Nuclear (GWh)
PGEDIABLO1 | DIABLO_7_UNIT 1 | Diablo 1 | Online | [5 empty] | 1122 |  | 8121.0696 | [15 empty] | Owned | Pacific Gas & Electric | [9 empty] | 1899 | 12 | 30 | 2024 | 11 | 2 |  |  |  | NA | [19 empty] | EnergyCapacity | Calculated |  | Nuclear (GWh)
33R261AB | DAVIS_1_SOLAR2 | Grassland #4 | Online | WDAT-0438 | DAVIS SUB |  |  |  | 1 | 1 | 1.4 | [6 empty] | 1Axis | [8 empty] | Buy | non-LSE supplier |  | NA | Sierra | No_sub_area | D.07-07-027, E-4137 | YoloCounty | 2013 | 8 | 5 | 2013 | 8 | 5 | 2033 | 8 | 4 | 2012 | 8 | 20 | NA | [16 empty] | YES |  | NO | EnergyCapacity | Calculated | AB1969/FiT | Solar Baseline California (GWh) | 2.237 | 2.2103 | 2.1664 | 0
33R260AB | DAVIS_1_SOLAR1 | Grassland #3 | Online | WDAT-0433 | DAVIS SUB |  |  |  | 1 | 1 | 1.4 | [6 empty] | 1Axis | [8 empty] | Buy | non-LSE supplier |  | NA | Sierra | No_sub_area | D.07-07-027, E-4137 | YoloCounty | 2013 | 7 | 1 | 2013 | 7 | 1 | 2033 | 6 | 30 | 2012 | 8 | 20 | NA | [16 empty] | YES |  | NO | EnergyCapacity | Calculated | AB1969/FiT | Solar Baseline California (GWh) | 2.1583 | 2.1323 | 2.0899 | 0
33R440BIO | DAIRLD_1_MD2BM1 | Verwey Madera Dairy Digester Genset #2 | Online | WDAT-1318 | DAIRYLAND SUB |  |  |  | 0.8 | 0.8 | 0 | [15 empty] | Buy | non-LSE supplier |  | NA | GreaterFresno | No_sub_area | D.14-12-081, D.15-09-004 | MaderaCounty | 2019 | 1 | 11 | 2019 | 1 | 11 | 2039 | 1 | 10 | 2018 | 6 | 12 | NA | [16 empty] | YES |  | NO | EnergyCapacity | Calculated | SB1122/BioMAT | Biogas (GWh) | 0 | 0 | 5.4626 | 5.4626
33R401RM | DAIRLD_1_MD1SL1 | Madera 1 | Online | WDAT-1243 | DAIRYLAND SUB |  |  |  | 1.5 | 1.5 | 3.9293 | [6 empty] | 1Axis | [8 empty] | Buy | non-LSE supplier |  | NA | GreaterFresno | No_sub_area | D.12-05-035, D.13-05-034 | MaderaCounty | 2018 | 1 | 5 | 2018 | 1 | 5 | 2038 | 1 | 4 | 2016 | 4 | 22 | NA | [16 empty] | YES |  | NO | EnergyCapacity | Calculated | SB32/ReMAT | Solar Baseline California (GWh) | 3.1935 | 3.156 | 3.0933 | 3.0167
33R459BIO | DAIRLD_1_CR1BM1 | Diamond H Dairy Power | Online | WDAT-1536 | DAIRYLAND SUB |  |  |  | 2 | 2 | 13.699 | [15 empty] | Buy | non-LSE supplier |  | NA | GreaterFresno | No_sub_area | D.14-12-081, D.15-09-004 | MaderaCounty | 2021 | 10 | 1 | 2021 | 10 | 1 | 2036 | 9 | 30 | 2018 | 10 | 22 | NA | [16 empty] | YES |  | NO | EnergyCapacity | Calculated | SB1122/BioMAT | Biogas (GWh) | 13.0427 | 13.699 | 13.699 | 13.699
33R257 | CUYAMS_6_CUYSR1 | Cuyama Solar Array | Online | Q-356 | Taft-Cuyama #1 70kV line |  |  |  | 40 | 40 | 104 | [6 empty] | 1Axis | [7 empty] | VAMO | Buy | non-LSE supplier |  | NA |  |  | E-4640 | SantaBarbaraCounty | 2019 | 1 | 1 | 2019 | 1 | 1 | 2043 | 12 | 31 | 2012 | 8 | 13 | NA | [16 empty] | YES |  | YES | EnergyCapacity | Calculated | RPS | Solar Baseline California (GWh) | 100.1032 | 98.3139 | 95.2054 | 91.4576
33R278 | CUMBIA_1_SOLAR | Columbia Solar Energy, LLC | Online | Q-687 | Pittsburg - Kirker - Columbia Steel 115 KV |  |  |  | 19 | 19 | 40.6 | [6 empty] | 1Axis | [7 empty] | VAMO | Buy | non-LSE supplier |  | NA | GreaterBay | No_sub_area | Disposition Letter | ContraCostaCounty | 2015 | 10 | 21 | 2015 | 12 | 14 | 2035 | 12 | 13 | 2012 | 9 | 17 | NA | [16 empty] | YES |  | YES | EnergyCapacity | Calculated | RAM | Solar Baseline California (GWh) | 39.0991 | 38.6165 | 37.8499 | 35.8848
13H123 | CTNWDP_1_QF | Hat Creek Hereford Ranch | Online | [5 empty] | 0.1 | 0.1 | 0 | [15 empty] | Buy | non-LSE supplier |  | NA |  |  | D.82-01-103, D.82-12-120 | ShastaCounty | 1982 | 12 | 9 | 1982 | 12 | 9 | 2060 | 12 | 31 | 1982 | 12 | 3 | NA | [16 empty] | YES |  | NO | EnergyCapacity | Calculated | D8201103, D8212120 | Small Hydro (GWh) | 0.38067 | 0.37909 | 0.37921 | 0.37932
18C001 | CSTRVL_7_QFUNTS | Monterey Regional Water | Online | [5 empty] | 1.74 | 1.74 | 0 | [15 empty] | Buy | non-LSE supplier |  | NA |  |  | D.82-01-103, D.82-12-120 | MontereyCounty | 1988 | 8 | 26 | 1988 | 8 | 26 | 2060 | 12 | 31 | 1985 | 7 | 8 | NA | [16 empty] | YES |  | NO | EnergyCapacity | Calculated | D8201103, D8212120 | Biogas (GWh) | 0.21259 | 0.21171 | 0.21219 | 0.21274
33R337RM | CSTOGA_6_LNDFIL | Clover Flat LFG | Online | WDAT-0311 | CALISTOGA SUB |  |  |  | 0.848 | 0.848 | 5.747 | [15 empty] | Buy | non-LSE supplier |  | NA | NorthCoastNorthBay | North Coast Fulton | D.12-05-035, D.13-05-034 | NapaCounty | 2014 | 7 | 7 | 2014 | 7 | 7 | 2024 | 7 | 6 | 2013 | 12 | 20 | NA | [16 empty] | YES |  | NO | EnergyCapacity | Calculated | SB32/ReMAT | Biogas (GWh) | 2.7318 | 0 | 0 | 0
01C045 | CROKET_7_UNIT | Crockett Cogen | Online | [5 empty] | 240 |  | 0 | [15 empty] | Buy | non-LSE supplier |  | NA | GreaterBay | No_sub_area | D.83-09-054 | ContraCostaCounty | 1995 | 12 | 20 | 1996 | 5 | 27 | 2026 | 5 | 26 | 1983 | 12 | 12 | NA | [16 empty] | YES |  | NO | EnergyCapacity | Calculated | D8309054 | NA
PGESANJOAQU3 | CRNEVL_6_SJQN 3 | PGE San Joaquin 3 | Online | [5 empty] | 4.2 | 0 | 0 | [14 empty] | VAMO | Owned | Pacific Gas & Electric |  |  | GreaterFresno | No_sub_area | [5 empty] | 1950 | 1 | 1 | 2099 | 12 | 31 |  |  |  | NA | [19 empty] | EnergyCapacity | Calculated |  | Small Hydro (GWh) | 0 | 0 | 0 | 0
PGESANJOAQU2 | CRNEVL_6_SJQN 2 | PGE San Joaquin 2 | Online | [5 empty] | 3.2 | 0 | 7.5618 | [14 empty] | VAMO | Owned | Pacific Gas & Electric |  |  | GreaterFresno | Greater Fresno Borden | [5 empty] | 1950 | 1 | 1 | 2099 | 12 | 31 |  |  |  | NA | [19 empty] | EnergyCapacity | Calculated |  | Small Hydro (GWh) | 7.9052 | 7.7657 | 7.5138 | 7.3326
PGECRANEVALLEY | CRNEVL_6_CRNVA | PGE Crane Valley | Online | [5 empty] | 0.9 | 0.11 | 2.1986 | [14 empty] | VAMO | Owned | Pacific Gas & Electric |  |  | GreaterFresno | Greater Fresno Borden | [5 empty] | 1950 | 1 | 1 | 2099 | 12 | 31 |  |  |  | NA | [19 empty] | EnergyCapacity | Calculated |  | Small Hydro (GWh) | 2.3 | 2.2578 | 2.1844 | 2.132
33R505 | _NEW_GENERIC_SOLAR_FIXED | Terry | Development | WDAT-1818 | WASCO SUB |  |  |  | 4.66 | 4.66 | 12.8894 | [6 empty] | 1Axis | [8 empty] | Buy | non-LSE supplier |  | PRIMEGY_SOLAR_LLC |  |  | Disposition Letter | KernCounty | [9 empty] | 2021 | 5 | 4 | NA | [16 empty] | YES |  | YES | EnergyCapacity | Calculated | DAC-GT | Solar Baseline California (GWh) | 9.9922 | 11.6097 | 11.3792 | 11.0976
PGECRESTA | CRESTA_7_PL1X2 | PGE Cresta | Online | [5 empty] | 70 |  | 247.6251 | [15 empty] | Owned | Pacific Gas & Electric |  |  | Sierra | No_sub_area | [5 empty] | 1950 | 1 | 1 | 2099 | 12 | 31 |  |  |  | NA | [19 empty] | EnergyCapacity | Calculated |  | Large Hydro (GWh)
PGECOWCREEK | COWCRK_2_UNIT | PGE Cow Creek | Online | [5 empty] | 1.8 | 0.01 | 7.6705 | [14 empty] | VAMO | Owned | Pacific Gas & Electric | [9 empty] | 1950 | 1 | 1 | 2099 | 12 | 31 |  |  |  | NA | [19 empty] | EnergyCapacity | Calculated |  | Small Hydro (GWh) | 7.9434 | 7.8851 | 7.6215 | 7.44
33R280 | CORCAN_1_SOLAR1 | Corcoran Solar LLC | Online | WDAT-0095 | CORCORAN SUB |  |  |  | 19.76 | 19.76 | 49.7 | [6 empty] | 1Axis | [7 empty] | VAMO | Buy | non-LSE supplier |  | NA | GreaterFresno | Greater Fresno Herndon | Disposition Letter | KingsCounty | 2015 | 1 | 20 | 2015 | 3 | 20 | 2035 | 3 | 19 | 2012 | 9 | 17 | NA | [16 empty] | YES |  | YES | EnergyCapacity | Calculated | RAM | Solar Baseline California (GWh) | 50.8076 | 50.1936 | 49.1973 | 7.1323
33R079 | COPMTN_2_SOLAR1 | CM48 | Online | 205 | NVE Merchant 230 kV Switchyard |  |  |  | 48 | 48 | 100 | [6 empty] | Fixed | [7 empty] | VAMO | Buy | non-LSE supplier |  | NA |  |  | E-4302 | Nevada | 2010 | 5 | 27 | 2011 | 2 | 1 | 2031 | 1 | 31 | 2009 | 6 | 22 | NA | [16 empty] | YES |  | YES | EnergyCapacity | Calculated | RPS | Solar Baseline California (GWh) | 89.7875 | 88.1307 | 85.3442 | 0
33R060 | COPMTN_2_CM10 | CM10 | Online | [5 empty] | 10 | 10 | 23 | [6 empty] | Fixed | [7 empty] | VAMO | Buy | non-LSE supplier |  | NA |  |  | E-4240 | Nevada | 2009 | 1 | 1 | 2009 | 1 | 1 | 2028 | 12 | 31 | 2008 | 12 | 19 | NA | [16 empty] | YES |  | YES | EnergyCapacity | Calculated | RPS | Solar Baseline California (GWh) | 22.9484 | 22.5273 | 0 | 0
33R166 | COPMT2_2_SOLAR2 | Copper Mountain Solar 2 | Online | Q-503 | Merchant Switchyard 230 kV |  |  |  | 150 | 150 | 303 | [6 empty] | Fixed | [7 empty] | VAMO | Buy | non-LSE supplier |  | NA |  |  | E-4447 | Nevada | 2012 | 7 | 6 | 2015 | 5 | 13 | 2040 | 5 | 12 | 2011 | 7 | 26 | NA | [16 empty] | YES |  | YES | EnergyCapacity | Calculated | RPS | Solar Baseline California (GWh) | 314.3132 | 308.0732 | 297.3249 | 284.4154
33R243 | CONTRL_1_CASAD3 | Mammoth G3 | Online | WDAT-0894 | WOODLAND SUB |  |  |  | 14 | 14 | 98.51 | [14 empty] | VAMO | Buy | non-LSE supplier |  | NA |  |  | Disposition Letter | MonoCounty | 2013 | 4 | 1 | 2013 | 4 | 1 | 2033 | 3 | 31 | 2012 | 2 | 27 | NA | [16 empty] | YES |  | YES | EnergyCapacity | Calculated | RAM | Geothermal (GWh) | 84.5224 | 83.2388 | 81.259 | 0
33R275 | CONTRL_1_CASAD1 | Mammoth G1 | Online | WDAT-0892 | TUPMAN SUB |  |  |  | 7.5 | 7.5 | 52.82 | [14 empty] | VAMO | Buy | non-LSE supplier |  | NA |  |  | Disposition Letter | MonoCounty | 2013 | 12 | 26 | 2013 | 12 | 26 | 2033 | 12 | 25 | 2012 | 9 | 17 | NA | [16 empty] | YES |  | YES | EnergyCapacity | Calculated | RAM | Geothermal (GWh) | 55.3469 | 54.5778 | 53.3869 | 0
PGECOLUSA | COLUSA_2_PL1X3 | Colusa | Online | [5 empty] | 641 |  | 509.4028 | [15 empty] | Owned | Pacific Gas & Electric | [9 empty] | 2010 | 12 | 1 | 2040 | 12 | 31 |  |  |  | NA | [19 empty] | EnergyCapacity | Calculated |  | NA
33R481BIO | COLPIN_6_COLLNS | Collins | Online |  | Hamilton Branch-Chester 60KV transmission line |  |  |  | 3 | 3 | 21 | [15 empty] | Buy | non-LSE supplier |  | NA |  |  | D.14-12-081, D.15-09-004 | PlumasCounty | 2021 | 8 | 30 | 2021 | 8 | 30 | 2041 | 8 | 29 | 2020 | 2 | 6 | NA | [16 empty] | YES |  | NO | EnergyCapacity | Calculated | SB1122/BioMAT | Biomass (GWh) | 21.0601 | 21 | 21 | 21
PGECOLEMAN | COLEMN_2_UNIT | PGE Coleman | Online | [5 empty] | 13 | 2.28 | 53.8487 | [14 empty] | VAMO | Owned | Pacific Gas & Electric | [9 empty] | 1950 | 1 | 1 | 2099 | 12 | 31 |  |  |  | NA | [19 empty] | EnergyCapacity | Calculated |  | Small Hydro (GWh) | 55.9037 | 55.3443 | 53.5065 | 52.2235
33R099 | COGNAT_1_UNIT | DTE Stockton | Online |  | Stockton A Substation |  |  |  | 44.5 | 44.5 | 311.597 | [14 empty] | VAMO | Buy | non-LSE supplier |  | NA |  |  | E-4336 | SanJoaquinCounty | 2014 | 2 | 21 | 2014 | 2 | 21 | 2039 | 2 | 20 | 2009 | 12 | 8 | NA | [16 empty] | YES |  | YES | EnergyCapacity | Calculated | RPS | Biomass (GWh) | 334.6035 | 333.5046 | 333.5046 | 333.5046
33R205AB | COCOSB_6_SOLAR | Oakley Executive RV and Boat Storage AKA Oakley Executive - Solar | Online | WDAT-0354 | CONTRA COSTA SUB |  |  |  | 1.5 | 1.5 | 2.1 | [6 empty] | Fixed | [8 empty] | Buy | non-LSE supplier |  | NA | GreaterBay | No_sub_area | D.07-07-027, E-4137 | ContraCostaCounty | 2013 | 6 | 12 | 2013 | 6 | 12 | 2033 | 6 | 11 | 2011 | 9 | 26 | NA | [16 empty] | YES |  | NO | EnergyCapacity | Calculated | AB1969/FiT | Solar Baseline California (GWh) | 2.2357 | 2.2084 | 2.1646 | 0
PGECENTERVILLE | CNTRVL_6_UNIT | PGE Centerville | Online | [5 empty] | 6.4 | 0 | 0 | [14 empty] | VAMO | Owned | Pacific Gas & Electric | [9 empty] | 1950 | 1 | 1 | 2099 | 12 | 31 |  |  |  | NA | [19 empty] | EnergyCapacity | Calculated |  | Small Hydro (GWh) | 0 | 0 | 0 | 0
01C199 | CLRMTK_1_QF | Satellite Senior Homes | Online | [5 empty] | 0.06 |  | 0 | [15 empty] | Buy | non-LSE supplier |  | NA | GreaterBay | Greater Bay Oakland | D.82-01-103, D.82-12-120 | AlamedaCounty | 1989 | 7 | 6 | 1989 | 7 | 6 | 2060 | 12 | 31 | 1989 | 7 | 6 | NA | [16 empty] | YES |  | NO | EnergyCapacity | Calculated | D8201103, D8212120 | NA
01C245 | CLRMTK_1_QF | Orinda Senior Village | Online | [5 empty] | 0.06 |  | 0 | [15 empty] | Buy | non-LSE supplier |  | NA | GreaterBay | Greater Bay Oakland | D.82-01-103, D.82-12-120 | ContraCostaCounty | 1991 | 2 | 6 | 1991 | 2 | 6 | 2060 | 12 | 31 | 1991 | 7 | 12 | NA | [16 empty] | YES |  | NO | EnergyCapacity | Calculated | D8201103, D8212120 | NA
PGELIMESADL | CLRKRD_6_LIMESD | PGE Lime Saddle | Online | [5 empty] | 2 | 0 | 0 | [14 empty] | VAMO | Owned | Pacific Gas & Electric | [9 empty] | 1950 | 1 | 1 | 2099 | 12 | 31 |  |  |  | NA | [19 empty] | EnergyCapacity | Calculated |  | Small Hydro (GWh) | 0 | 0 | 0 | 0
33R237AB | CLOVDL_1_SOLAR | FSEC 1 | Online | WDAT-0581 | CLOVERDALE SUB |  |  |  | 1.5 | 1.5 | 2.1 | [6 empty] | Fixed | [8 empty] | Buy | non-LSE supplier |  | NA | NorthCoastNorthBay | North Coast Eagle Rock | D.07-07-027, E-4137 | SonomaCounty | 2014 | 6 | 26 | 2014 | 6 | 26 | 2034 | 6 | 25 | 2011 | 12 | 23 | NA | [16 empty] | YES |  | NO | EnergyCapacity | Calculated | AB1969/FiT | Solar Baseline California (GWh) | 2.364 | 2.3342 | 2.2879 | 0
33R017 | CHWCHL_1_BIOMAS | Chowchilla | Online | [5 empty] | 9 | 9 | 72 | [14 empty] | VAMO | Buy | non-LSE supplier |  | NA | GreaterFresno | Greater Fresno Herndon | E-4047 | MaderaCounty | 2008 | 12 | 12 | 2008 | 12 | 12 | 2031 | 2 | 7 | 2005 | 9 | 26 | NA | [16 empty] | YES |  | YES | EnergyCapacity | Calculated | RPS | Biomass (GWh) | 63.7128 | 63.5544 | 63.5544 | 0
33R500BIO | _NEW_GENERIC_BIOMASS/WOOD | Tracy Desalination Project | Development | WDAT-2187 | TRACY SUB |  |  |  | 3 | 3 | 24.178 | [15 empty] | Buy | non-LSE supplier |  | COMBINED_SOLAR_TECHNOLOGIES_INC | Stockton | Stockton Tesla-Bellota | D.14-12-081, D.15-09-004 | SanJoaquinCounty | [9 empty] | 2021 | 3 | 16 | NA | [16 empty] | YES |  | NO | EnergyCapacity | Calculated | SB1122/BioMAT | Biomass (GWh) | 24.2442 | 24.178 | 24.178 | 24.178
33B110 | CHICPK_7_UNIT 1 | Chicago Park Powerhouse | Online | [5 empty] | 40 |  | 164 | [15 empty] | Buy | non-LSE supplier |  | NA | Sierra | Sierra Placer | D.13-03-030 | NevadaCounty | 2013 | 7 | 1 | 2013 | 7 | 1 | 2033 | 6 | 30 | 2012 | 5 | 9 | NA | [16 empty] | YES |  | YES | EnergyCapacity | In the contract | D1303030 | Large Hydro (GWh)
25C003 | CHEVCY_1_UNIT | Chevron USA (Cymric) | Online | [5 empty] | 16 |  | 0 | [15 empty] | Buy | non-LSE supplier |  | NA |  |  | D.82-01-103, D.82-12-120 | KernCounty | 1982 | 10 | 15 | 1982 | 10 | 15 | 2060 | 12 | 31 | 1982 | 7 | 22 | NA | [16 empty] | YES |  | NO | EnergyCapacity | Calculated | D8201103, D8212120 | NA
25C249 | CHEVCO_6_UNIT 2 | Aera Energy LLC. (Coalinga) | Online | [5 empty] | 8.5 |  | 0 | [15 empty] | Buy | non-LSE supplier |  | NA | GreaterFresno | Greater Fresno Coalinga | D.82-01-103, D.82-12-120 | FresnoCounty | 1988 | 6 | 3 | 1988 | 6 | 3 | 2060 | 12 | 31 | 1987 | 10 | 15 | NA | [16 empty] | YES |  | NO | EnergyCapacity | Calculated | D8201103, D8212120 | NA
25C055 | CHEVCO_6_UNIT 1 | Chevron USA (coalinga) | Online | [5 empty] | 16.5 |  | 0 | [15 empty] | Buy | non-LSE supplier |  | NA | GreaterFresno | Greater Fresno Coalinga | D.82-01-103, D.82-12-120 | FresnoCounty | 1986 | 11 | 7 | 1986 | 11 | 7 | 2060 | 12 | 31 | 1986 | 10 | 23 | NA | [16 empty] | YES |  | NO | EnergyCapacity | Calculated | D8201103, D8212120 | NA
25C002 | CHEVCD_6_UNIT | Chevron USA (taft/cadet) | Online | [5 empty] | 10 |  | 0 | [15 empty] | Buy | non-LSE supplier |  | NA |  |  | D.82-01-103, D.82-12-120 | KernCounty | 1982 | 7 | 26 | 1982 | 7 | 26 | 2060 | 12 | 31 | 1982 | 7 | 22 | NA | [16 empty] | YES |  | NO | EnergyCapacity | Calculated | D8201103, D8212120 | NA
33R342RM | CEDRCK_6_UNIT | Water Wheel Ranch | Online |  | PG&E's 12kV Cedar Creek Substation 1101 distribution circuit |  |  |  | 0.975 | 0.975 | 3.88 | [15 empty] | Buy | non-LSE supplier |  | NA |  |  | D.12-05-035, D.13-05-034 | ShastaCounty | 2015 | 4 | 1 | 2015 | 4 | 1 | 2025 | 3 | 31 | 2013 | 12 | 20 | NA | [16 empty] | YES |  | NO | EnergyCapacity | Calculated | SB32/ReMAT | Small Hydro (GWh) | 3.0328 | 0 | 0 | 0
33R052 | CAVLSR_2_RSOLAR | High Plains Ranch II LLC (HPR2), part of California Valley Solar Ranch | Online | Q-239 | Midway-Morro Bay 230kV line |  |  |  | 210 | 210 | 550 | [6 empty] | 1Axis | [7 empty] | VAMO | Buy | non-LSE supplier |  | NA |  |  | E-4229 | SanLuisObispoCounty | 2012 | 9 | 19 | 2013 | 10 | 31 | 2038 | 10 | 30 | 2008 | 7 | 23 | NA | [16 empty] | YES |  | YES | EnergyCapacity | Calculated | RPS | Solar Baseline California (GWh) | 566.5026 | 559.8815 | 548.7676 | 535.1849
33R088 | CAVLSR_2_BSOLAR | High Plains Ranch III LLC (HPR3), part of California Valley Solar Ranch (CVSR) | Online | Q-239 | Midway-Morro Bay 230kV line |  |  |  | 40 | 40 | 112 | [6 empty] | 1Axis | [7 empty] | VAMO | Buy | non-LSE supplier |  | NA |  |  | E-4375 | SanLuisObispoCounty | 2012 | 12 | 31 | 2013 | 10 | 1 | 2038 | 9 | 30 | 2010 | 3 | 6 | NA | [16 empty] | YES |  | YES | EnergyCapacity | Calculated | RPS | Solar Baseline California (GWh) | 103.4887 | 102.2344 | 100.205 | 97.7248
33R502 | _NEW_GENERIC_SOLAR_1AXIS | Tulare CSG | Development | WDAT-2614 | ALPAUGH SUB |  |  |  | 3 | 3 | 8.426 | [6 empty] | 1Axis | [8 empty] | Buy | non-LSE supplier |  | DIMENSION_CA_1_LLC | GreaterFresno | No_sub_area | Disposition Letter | KingsCounty | [9 empty] | 2021 | 3 | 16 | NA | [16 empty] | YES |  | YES | EnergyCapacity | Calculated | CS-GT | Solar Baseline California (GWh) | 8.4389 | 8.34 | 8.1745 | 7.9721
PGECARIBOU1 CARBOU_7_UNIT 1 | CARBOU_7_UNIT 1 | PGE Caribou 1 | Online | [5 empty] | 24 |  | 119.2417 | [15 empty] | Owned | Pacific Gas & Electric | [9 empty] | 1950 | 1 | 1 | 2099 | 12 | 31 |  |  |  | NA | [19 empty] | EnergyCapacity | Calculated |  | Large Hydro (GWh)
PGECARIBOU2 | CARBOU_7_PL4X5 | PGE Caribou 2 | Online | [5 empty] | 120 |  | 334.973 | [15 empty] | Owned | Pacific Gas & Electric | [9 empty] | 1950 | 1 | 1 | 2099 | 12 | 31 |  |  |  | NA | [19 empty] | EnergyCapacity | Calculated |  | Large Hydro (GWh)
PGECARIBOU1 CARBOU_7_PL2X3 | CARBOU_7_PL2X3 | PGE Caribou 1 | Online | [5 empty] | 37.5 |  | 119.2417 | [15 empty] | Owned | Pacific Gas & Electric | [9 empty] | 1950 | 1 | 1 | 2099 | 12 | 31 |  |  |  | NA | [19 empty] | EnergyCapacity | Calculated |  | Large Hydro (GWh)
PGEPVUOG_PY2_CA | CANTUA_1_SOLAR | PGE Cantua | Online | [5 empty] | 20 | 2.22 | 40.14 | [14 empty] | VAMO | Owned | Pacific Gas & Electric |  |  | GreaterFresno | Greater Fresno Panoche | [5 empty] | 2012 | 6 | 26 | 2037 | 6 | 25 |  |  |  | NA | [19 empty] | EnergyCapacity | Calculated |  | Solar Baseline California (GWh) | 41.3257 | 40.821 | 40.0107 | 39.0204
33R487BIO | _NEW_GENERIC_BIOMASS/WOOD | WCW Generator 1 | Development | WDAT-1827 | MALAGA SUB |  |  |  | 3 | 3 | 23.652 | [15 empty] | Buy | non-LSE supplier |  | WEST_COAST_WASTE_CO_INC | GreaterFresno | Greater Fresno Herndon | D.14-12-081, D.15-09-004 | FresnoCounty | [9 empty] | 2020 | 8 | 26 | NA | [16 empty] | YES |  | NO | EnergyCapacity | Calculated | SB1122/BioMAT | Biomass (GWh) | 23.7168 | 23.652 | 23.652 | 23.652
33R344 | CALFTS_2_CFSSR1 | California Flats Solar Farm, LLC | Online | Q-877 | Morro-Gates 230kV line |  |  |  | 150 | 150 | 380.71 | [6 empty] | 1Axis | [7 empty] | VAMO | Buy | non-LSE supplier |  | NA |  |  | E-4686 | MontereyCounty | 2019 | 3 | 5 | 2019 | 4 | 10 | 2034 | 4 | 9 | 2013 | 12 | 30 | NA | [16 empty] | YES |  | YES | EnergyCapacity | Calculated | RPS | Solar Baseline California (GWh) | 372.1073 | 367.7746 | 360.4741 | 0
PGEBUTTVAL | BUTTVL_7_UNIT 1 | PGE Butt Valley | Online | [5 empty] | 39.5 |  | 112.4022 | [15 empty] | Owned | Pacific Gas & Electric | [9 empty] | 1950 | 1 | 1 | 2099 | 12 | 31 |  |  |  | NA | [19 empty] | EnergyCapacity | Calculated |  | Large Hydro (GWh)
33R483 | BURNYF_2_UNIT 1 | Burney Forest Products | Online |  | Round Mountain |  |  |  | 29 | 29 | 217.45 | [15 empty] | Buy | non-LSE supplier |  | NA |  |  | Disposition Letter | ShastaCounty | 2022 | 11 | 1 | 2022 | 11 | 1 |  |  |  | 2020 | 5 | 12 | NA | [16 empty] | YES |  | YES | EnergyCapacity | Calculated | BioRAM | Biomass (GWh) | 218.1143 | 217.45 | 0 | 0
PGEBUCKSCREEK | BUCKCK_7_PL1X2 | PGE Bucks Creek | Online | [5 empty] | 57.25 |  | 180.7124 | [15 empty] | Owned | Pacific Gas & Electric |  |  | Sierra | No_sub_area | [5 empty] | 1950 | 1 | 1 | 2099 | 12 | 31 |  |  |  | NA | [19 empty] | EnergyCapacity | Calculated |  | Large Hydro (GWh)
PGEOAKFLAT | BUCKCK_7_OAKFLT | PGE Oak Flat | Online | [5 empty] | 1.3 | 0.4 | 5.0255 | [14 empty] | VAMO | Owned | Pacific Gas & Electric |  |  | Sierra | No_sub_area | [5 empty] | 1950 | 1 | 1 | 2099 | 12 | 31 |  |  |  | NA | [19 empty] | EnergyCapacity | Calculated |  | Small Hydro (GWh) | 5.2712 | 5.1598 | 4.9898 | 4.8739
33R377RM | BUCKCK_2_HYDRO | Lassen Station Hydro | Online |  | 12 kV Bucks Creek Circuit #1101 on Camp Creek Road, approximately 3.5 miles northeast of intersection of Pulga Road and Camp Creek Road. |  |  |  | 0.995 | 0.995 | 3.42 | [15 empty] | Buy | non-LSE supplier |  | NA | Sierra | No_sub_area | D.12-05-035, D.13-05-034 | ButteCounty | 2016 | 6 | 9 | 2016 | 6 | 9 | 2036 | 6 | 8 | 2015 | 7 | 2 | NA | [16 empty] | YES |  | NO | EnergyCapacity | Calculated | SB32/ReMAT | Small Hydro (GWh) | 3.4411 | 3.42 | 3.42 | 3.42
33R142 | BRODIE_2_WIND | Coram Brodie | Online | 79, 91 | Southern California Edison (SCE) Windhub Substation 66 kV bus |  |  |  | 102 | 102 | 285.941 | [14 empty] | VAMO | Buy | non-LSE supplier |  | NA |  |  | E-4366 | KernCounty | 2012 | 3 | 29 | 2012 | 6 | 6 | 2032 | 6 | 5 | 2010 | 6 | 2 | NA | [16 empty] | YES |  | YES | EnergyCapacity | Calculated | RPS | Wind Baseline California (GWh) | 277.9951 | 277.4699 | 277.4699 | 0
33R167 | BRDSLD_2_SHLO3B | Shiloh IV Wind Project | Online | Q-39 | Birds Landing Switching Station 230kV |  |  |  | 100 | 100 | 269 | [14 empty] | VAMO | Buy | non-LSE supplier |  | NA | GreaterBay | No_sub_area | E-4469 | SolanoCounty | 2012 | 12 | 21 | 2013 | 1 | 28 | 2038 | 1 | 27 | 2011 | 7 | 28 | NA | [16 empty] | YES |  | YES | EnergyCapacity | Calculated | RPS | Wind Baseline California (GWh) | 284.9029 | 284.4434 | 284.4434 | 267.8893
33R145 | BRDSLD_2_SHLO3A | Shiloh III Wind Project | Online | Q-39 | Birds Landing Switching Station 230kV |  |  |  | 100 | 100 | 341.053 | [14 empty] | VAMO | Buy | non-LSE supplier |  | NA | GreaterBay | No_sub_area | E-4402 | SolanoCounty | 2011 | 12 | 23 | 2012 | 3 | 9 | 2032 | 3 | 8 | 2010 | 7 | 27 | NA | [16 empty] | YES |  | YES | EnergyCapacity | Calculated | RPS | Wind Baseline California (GWh) | 284.5969 | 283.9539 | 283.9539 | 0
33R033-AR | BRDSLD_2_SHILO2 | Shiloh II Wind | Online |  | Birds Landing Substation (230 kV) |  |  |  | 150 | 150 | 509 | [14 empty] | VAMO | Buy | non-LSE supplier |  | NA | GreaterBay | No_sub_area | E-4945 | SolanoCounty | 2009 | 2 | 1 | 2009 | 2 | 1 | 2029 | 1 | 31 | 2018 | 1 | 9 | NA | [16 empty] | YES |  | YES | EnergyCapacity | Calculated | RPS | Wind Baseline California (GWh) | 406.6518 | 405.8623 | 0 | 0
33R013-AR | BRDSLD_2_MTZUMA | Montezuma Wind Energy Center | Online | Q-22 | Birds Landing Sub 230 kV Bus |  |  |  | 36.8 | 36.8 | 129 | [14 empty] | VAMO | Buy | non-LSE supplier |  | NA | GreaterBay | No_sub_area | E-4353 | SolanoCounty | 2011 | 1 | 28 | 2011 | 1 | 28 | 2036 | 1 | 27 | 2010 | 6 | 3 | NA | [16 empty] | YES |  | YES | EnergyCapacity | Calculated | RPS | Wind Baseline California (GWh) | 95.7608 | 95.5486 | 95.5486 | 95.5486
33R152 | BRDSLD_2_MTZUM2 | Montezuma II | Online | Q-222 | Birds Landing Substation 230kV |  |  |  | 78.2 | 78.2 | 201 | [14 empty] | VAMO | Buy | non-LSE supplier |  | NA | GreaterBay | No_sub_area | E-4459 | SolanoCounty | 2012 | 2 | 16 | 2012 | 3 | 14 | 2037 | 3 | 13 | 2010 | 12 | 17 | NA | [16 empty] | YES |  | YES | EnergyCapacity | Calculated | RPS | Wind Baseline California (GWh) | 206.4161 | 206.09 | 206.09 | 206.09
33R341RM | BRDGVL_7_BAKER | Baker Creek Hydroelectric Project | Online |  | PG&E's Bridgeville 1101 12 kV circuit approximately 2.5 miles east of Bridgeville substation |  |  |  | 1.495 | 1.495 | 4.25 | [15 empty] | Buy | non-LSE supplier |  | NA | Humboldt | No_sub_area | D.12-05-035, D.13-05-034 | HumboldtCounty | 2014 | 11 | 6 | 2014 | 11 | 6 | 2034 | 11 | 5 | 2013 | 12 | 20 | NA | [16 empty] | YES |  | NO | EnergyCapacity | Calculated | SB32/ReMAT | Small Hydro (GWh) | 4.0688 | 4.049 | 4.049 | 0
33R253 BOWMN_6_HYDRO | BOWMN_6_HYDRO | Bowman Powerhouse | Online | [5 empty] | 3.6 | 3.6 | 118 | [14 empty] | VAMO | Buy | non-LSE supplier |  | NA | Sierra | No_sub_area | D.13-03-030 | NevadaCounty | 2013 | 7 | 1 | 2013 | 7 | 1 | 2033 | 6 | 30 | 2012 | 5 | 9 | NA | [16 empty] | YES |  | YES | EnergyCapacity | Calculated | RPS | Small Hydro (GWh) | 56.3918 | 56.6765 | 56.4176 | 0
PGEALTA | BNNIEN_7_ALTAPH | PGE Alta | Online | [5 empty] | 2 | 0.35 | 3.3759 | [14 empty] | VAMO | Owned | Pacific Gas & Electric |  |  | Sierra | Sierra Placer | [5 empty] | 1950 | 1 | 1 | 2099 | 12 | 31 |  |  |  | NA | [19 empty] | EnergyCapacity | Calculated |  | Small Hydro (GWh) | 3.533 | 3.4668 | 3.3548 | 3.2727
40S018 | BLM W_2_COSBT1 | Coso Battery Storage, LLC | Online | Q-274, Q-275 | Palomar Energy Switchyard 230 kV |  |  |  | 60 |  | 0 |  |  |  | 0 |  | 60 |  | Li |  | 240 |  |  |  |  | D.19-11-016 | Buy | non-LSE supplier |  | NA | SCE | No_sub_area | E-5100 | InyoCounty | 2022 | 2 | 28 | 2022 | 4 | 1 | 2037 | 3 | 31 | 2020 | 5 | 12 | NA |  |  |  |  | 1&2 | [11 empty] | YES | YES | YES | CapacityOnly | In the contract | d1911016 | Battery Storage (MWh Energy Capacity)
40S011 | BLKDIA_2_BDEBT1 | Diablo Energy Storage | Online | Q-1111 | Pittsburgh Substation 230kV |  |  |  | 50 |  | 0 | [7 empty] | Li |  | 200 | [5 empty] | Buy | non-LSE supplier |  | NA | GreaterBay | No_sub_area | D.18-10-009 | ContraCostaCounty | 2022 | 3 | 17 | 2022 | 5 | 1 | 2032 | 4 | 30 | 2017 | 11 | 8 | NA | [16 empty] | YES |  | YES | CapacityOnly | In the contract | D1810009 | Battery Storage (MWh Energy Capacity)
40S015 | BLKDIA_2_BDEBT1 | Diablo Energy Storage | Online | Q-1111 | Pittsburgh Substation 230kV |  |  |  | 50 |  | 0 | [7 empty] | Li |  | 200 |  |  |  |  | D.19-11-016 | Buy | non-LSE supplier |  | NA | GreaterBay | No_sub_area | E-5100 | ContraCostaCounty | 2021 | 12 | 23 | 2022 | 5 | 1 | 2037 | 4 | 30 | 2020 | 5 | 12 | NA |  |  |  |  | 1 | [11 empty] | YES | YES | YES | CapacityOnly | In the contract | d1911016 | Battery Storage (MWh Energy Capacity)
40S016 | BLKDIA_2_BDEBT1 | Diablo Energy Storage | Online | Q-1111 | Pittsburgh Substation 230kV |  |  |  | 50 |  | 0 | [7 empty] | Li |  | 200 |  |  |  |  | D.19-11-016 | Buy | non-LSE supplier |  | NA | GreaterBay | No_sub_area | E-5100 | ContraCostaCounty | 2022 | 2 | 11 | 2022 | 5 | 1 | 2037 | 4 | 30 | 2020 | 5 | 12 | NA |  |  |  |  | 1 | [11 empty] | YES | YES | YES | CapacityOnly | In the contract | d1911016 | Battery Storage (MWh Energy Capacity)
40S017 | BLKDIA_2_BDEBT1 | Diablo Energy Storage | Online | Q-1111 | Pittsburgh Substation 230kV |  |  |  | 50 |  | 0 | [7 empty] | Li |  | 200 |  |  |  |  | D.19-11-016 | Buy | non-LSE supplier |  | NA | GreaterBay | No_sub_area | E-5100 | ContraCostaCounty | 2021 | 12 | 23 | 2022 | 5 | 1 | 2037 | 4 | 30 | 2020 | 5 | 12 | NA |  |  |  |  | 1 | [11 empty] | YES | YES | YES | CapacityOnly | In the contract | d1911016 | Battery Storage (MWh Energy Capacity)
33R258 | BLCKWL_6_SOLAR1 | Blackwell Solar | Online | WDAT-0023 | BLACKWELL SUB |  |  |  | 12 | 12 | 28 | [6 empty] | 1Axis | [7 empty] | VAMO | Buy | non-LSE supplier |  | NA |  |  | E-4640 | KernCounty | 2019 | 1 | 1 | 2019 | 1 | 1 | 2043 | 12 | 31 | 2012 | 8 | 20 | NA | [16 empty] | YES |  | YES | EnergyCapacity | Calculated | RPS | Solar Baseline California (GWh) | 27.0834 | 26.6569 | 25.9185 | 25.0242
PGEJBBLACK BLACK_7_UNIT 2 | BLACK_7_UNIT 2 | PGE J.B.Black | Online | [5 empty] | 84.1 |  | 532.6192 | [15 empty] | Owned | Pacific Gas & Electric | [9 empty] | 1950 | 1 | 1 | 2099 | 12 | 31 |  |  |  | NA | [19 empty] | EnergyCapacity | Calculated |  | Large Hydro (GWh)
PGEJBBLACK BLACK_7_UNIT 1 | BLACK_7_UNIT 1 | PGE J.B.Black | Online | [5 empty] | 85 |  | 532.6192 | [15 empty] | Owned | Pacific Gas & Electric | [9 empty] | 1950 | 1 | 1 | 2099 | 12 | 31 |  |  |  | NA | [19 empty] | EnergyCapacity | Calculated |  | Large Hydro (GWh)
33R315AB | BKRFLD_2_SOLAR1 | Bakersfield III | Online | WDAT-0868 | BAKERSFIELD SUB |  |  |  | 1.4 | 1.4 | 1.96 | [6 empty] | 1Axis | [8 empty] | Buy | non-LSE supplier |  | NA | Kern | Kern South Kern PP | D.07-07-027, E-4137 | KernCounty | 2015 | 7 | 28 | 2015 | 7 | 28 | 2035 | 7 | 27 | 2013 | 8 | 1 | NA | [16 empty] | YES |  | NO | EnergyCapacity | Calculated | AB1969/FiT | Solar Baseline California (GWh) | 3.1244 | 3.0864 | 3.0252 | 1.8294
33R493 | BIOMAS_1_UNIT 1 | Woodland Biomass | Online |  | Woodland Biomass 115kV tap |  |  |  | 25 | 25 | 168.192 | [15 empty] | Buy | non-LSE supplier |  | NA | Sierra | No_sub_area | E-4977 | YoloCounty | 2021 | 9 | 1 | 2021 | 9 | 2 | 2026 | 9 | 1 | 2020 | 10 | 21 | NA | [16 empty] | YES |  | YES | EnergyCapacity | Calculated | BioRAM | Biomass (GWh) | 168.6257 | 106.5245 | 0 | 0
33R385 | BIGSKY_2_BSKSR8 | Bayshore Solar C, LLC | Online | Q-768 | Antelope Substation 230kV bus |  |  |  | 20 | 20 | 57.0178 | [6 empty] | 1Axis | [7 empty] | VAMO | Buy | non-LSE supplier |  | NA | BigCreekVentura | No_sub_area | Disposition Letter | LosAngelesCounty | 2017 | 12 | 20 | 2018 | 1 | 23 | 2038 | 1 | 22 | 2015 | 12 | 17 | NA | [16 empty] | YES |  | YES | EnergyCapacity | Calculated | PV | Solar Baseline California (GWh) | 58.0953 | 57.4076 | 56.268 | 54.8753
33R384 | BIGSKY_2_BSKSR7 | Bayshore Solar B, LLC | Online | Q-768 | Antelope Substation 230kV bus |  |  |  | 20 | 20 | 57.0178 | [6 empty] | 1Axis | [7 empty] | VAMO | Buy | non-LSE supplier |  | NA | BigCreekVentura | No_sub_area | Disposition Letter | LosAngelesCounty | 2017 | 12 | 20 | 2018 | 1 | 23 | 2038 | 1 | 22 | 2015 | 12 | 18 | NA | [16 empty] | YES |  | YES | EnergyCapacity | Calculated | PV | Solar Baseline California (GWh) | 55.4434 | 54.7871 | 53.6995 | 52.3704
33R383 | BIGSKY_2_BSKSR6 | Bayshore Solar A, LLC | Online | Q-768 | Antelope Substation 230kV bus |  |  |  | 20 | 20 | 57.0178 | [6 empty] | 1Axis | [7 empty] | VAMO | Buy | non-LSE supplier |  | NA | BigCreekVentura | No_sub_area | Disposition Letter | LosAngelesCounty | 2017 | 12 | 20 | 2018 | 1 | 23 | 2038 | 1 | 22 | 2015 | 12 | 18 | NA | [16 empty] | YES |  | YES | EnergyCapacity | Calculated | PV | Solar Baseline California (GWh) | 58.0785 | 57.3909 | 56.2517 | 54.8594
40S027 | BIGSKY_2_AS2BT1 | Lancaster Area | Online | Q-1208 | Antelope Substation 220kV |  |  |  | 127 |  | 0 |  |  |  | 0 |  | 127 | 1Axis | Li |  | 508 |  |  |  |  | D.19-11-016 | Buy | non-LSE supplier |  | NA | BigCreekVentura | No_sub_area | E-5140 | LosAngelesCounty | 2022 | 9 | 2 | 2022 | 11 | 1 |  |  |  | 2020 | 12 | 10 | NA |  |  |  |  | 2&3 | [11 empty] | YES | YES | YES | CapacityOnly | In the contract | d1911016 | Battery Storage (MWh Energy Capacity)
PGEBELDEN | BELDEN_7_UNIT 1 | PGE Belden | Online | [5 empty] | 119 |  | 268.3944 | [15 empty] | Owned | Pacific Gas & Electric |  |  | Sierra | No_sub_area | [5 empty] | 1950 | 1 | 1 | 2099 | 12 | 31 |  |  |  | NA | [19 empty] | EnergyCapacity | Calculated |  | Large Hydro (GWh)
PGEBALCH2 BALCHS_7_UNIT 3 | BALCHS_7_UNIT 3 | PGE Balch 2 | Online | [5 empty] | 52.5 |  | 356.3619 | [15 empty] | Owned | Pacific Gas & Electric |  |  | GreaterFresno | Greater Fresno Herndon | [5 empty] | 1950 | 1 | 1 | 2099 | 12 | 31 |  |  |  | NA | [19 empty] | EnergyCapacity | Calculated |  | Large Hydro (GWh)
PGEBALCH2 BALCHS_7_UNIT 2 | BALCHS_7_UNIT 2 | PGE Balch 2 | Online | [5 empty] | 52.5 |  | 356.3619 | [15 empty] | Owned | Pacific Gas & Electric |  |  | GreaterFresno | Greater Fresno Herndon | [5 empty] | 1950 | 1 | 1 | 2099 | 12 | 31 |  |  |  | NA | [19 empty] | EnergyCapacity | Calculated |  | Large Hydro (GWh)
PGEBALCH1 | BALCHS_7_UNIT 1 | PGE Balch 1 | Online | [7 empty] | 83.597 | [15 empty] | Owned | Pacific Gas & Electric |  |  | GreaterFresno | Greater Fresno Herndon | [5 empty] | 1950 | 1 | 1 | 2099 | 12 | 31 |  |  |  | NA | [19 empty] | EnergyCapacity | Calculated |  | Large Hydro (GWh)
33R073 | AVSOLR_2_SOLAR | AV Solar Ranch One | Online | Q-412 | Whirlwind Substation 230kV |  |  |  | 241.5 | 241.5 | 620.876 | [6 empty] | Fixed | [7 empty] | VAMO | Buy | non-LSE supplier |  | NA |  |  | E-4315 | LosAngelesCounty | 2013 | 4 | 1 | 2014 | 11 | 21 | 2039 | 11 | 20 | 2009 | 5 | 8 | NA | [16 empty] | YES |  | YES | EnergyCapacity | Calculated | RPS | Solar Baseline California (GWh) | 586.2624 | 578.968 | 567.4752 | 553.4295
33R124 | AVENAL_6_SUNCTY | Sun City | Online | Q-19 | Crestwood Substation 69 kV |  |  |  | 20 | 20 | 32 | [6 empty] | Fixed | [7 empty] | VAMO | Buy | non-LSE supplier |  | NA | GreaterFresno | Greater Fresno Coalinga | E-4350 | KingsCounty | 2011 | 8 | 5 | 2011 | 8 | 5 | 2031 | 8 | 4 | 2009 | 12 | 24 | NA | [16 empty] | YES |  | YES | EnergyCapacity | Calculated | RPS | Solar Baseline California (GWh) | 34.5592 | 33.8912 | 32.7535 | 0
33R125 | AVENAL_6_SANDDG | Sand Drag | Online | Q-22 | Birds Landing Sub 230 kV Bus |  |  |  | 19 | 19 | 30 | [6 empty] | Fixed | [7 empty] | VAMO | Buy | non-LSE supplier |  | NA | GreaterFresno | Greater Fresno Coalinga | E-4350 | KingsCounty | 2011 | 8 | 5 | 2011 | 8 | 5 | 2031 | 8 | 4 | 2009 | 12 | 24 | NA | [16 empty] | YES |  | YES | EnergyCapacity | Calculated | RPS | Solar Baseline California (GWh) | 33.0171 | 32.3789 | 31.292 | 0
33R368 | AVENAL_6_AVSLR2 | CED Avenal, LLC - Project B | Online | WDAT-0124 | AVENAL SUB |  |  |  | 7.9 | 7.9 | 19.71 | [6 empty] | 1Axis | [7 empty] | VAMO | Buy | non-LSE supplier |  | NA | GreaterFresno | Greater Fresno Coalinga | Disposition Letter | KingsCounty | 2017 | 1 | 26 | 2017 | 3 | 10 | 2037 | 3 | 9 | 2014 | 11 | 12 | NA | [16 empty] | YES |  | YES | EnergyCapacity | Calculated | RAM | Solar Baseline California (GWh) | 12.3778 | 12.16 | 11.8138 | 11.3949
33R365 | AVENAL_6_AVSLR1 | Avenal Solar - Project A | Online | WDAT-0124 | AVENAL SUB |  |  |  | 7.9 | 7.9 | 19.71 | [6 empty] | 1Axis | [7 empty] | VAMO | Buy | non-LSE supplier |  | NA | GreaterFresno | Greater Fresno Coalinga | Disposition Letter | KingsCounty | 2017 | 1 | 26 | 2017 | 3 | 10 | 2037 | 3 | 9 | 2014 | 11 | 12 | NA | [16 empty] | YES |  | YES | EnergyCapacity | Calculated | RAM | Solar Baseline California (GWh) | 12.5788 | 12.357 | 12.0052 | 11.5796
33R123 | AVENAL_6_AVPARK | Avenal Park | Online | Q-20 | Whirlwind 220kV |  |  |  | 6 | 6 | 10 | [6 empty] | Fixed | [7 empty] | VAMO | Buy | non-LSE supplier |  | NA | GreaterFresno | Greater Fresno Coalinga | E-4350 | KingsCounty | 2011 | 8 | 5 | 2011 | 8 | 5 | 2031 | 8 | 4 | 2009 | 12 | 24 | NA | [16 empty] | YES |  | YES | EnergyCapacity | Calculated | RPS | Solar Baseline California (GWh) | 10.2459 | 10.0473 | 9.7101 | 0
33R120 | ATWELL_1_SOLAR | Atwell Island | Online | Q-340 | Smyrna-Alpaugh 115kV line |  |  |  | 20 | 20 | 33 | [6 empty] | Fixed | [7 empty] | VAMO | Buy | non-LSE supplier |  | NA |  |  | E-4377 | TulareCounty | 2013 | 3 | 8 | 2013 | 3 | 12 | 2038 | 3 | 11 | 2010 | 1 | 26 | NA | [16 empty] | YES |  | YES | EnergyCapacity | Calculated | RPS | Solar Baseline California (GWh) | 36.3724 | 35.6762 | 34.4786 | 33.0379
33R330 | ASTORA_2_SOLAR1 | RE Astoria LLC | Online | Q-746 | Whirlwind Substation 220kV |  |  |  | 100 | 100 | 298.14 | [6 empty] | 1Axis | [7 empty] | VAMO | Buy | non-LSE supplier |  | NA |  |  | E-4692 | KernCounty | 2016 | 12 | 23 | 2019 | 1 | 3 | 2034 | 1 | 2 | 2013 | 12 | 16 | NA | [16 empty] | YES |  | YES | EnergyCapacity | Calculated | RPS | Solar Baseline California (GWh) | 291.3779 | 287.8657 | 282.1514 | 0
33R162 | ARVINN_6_ORION1 | FRV Orion Solar I | Online | Q-621A | Weedpatch - San Bernard 70 KV line |  |  |  | 12 | 12 | 28 | [6 empty] | 1Axis | [7 empty] | VAMO | Buy | non-LSE supplier |  | NA |  |  | Disposition Letter | KernCounty | 2014 | 4 | 14 | 2014 | 6 | 26 | 2034 | 6 | 25 | 2011 | 6 | 24 | NA | [16 empty] | YES |  | YES | EnergyCapacity | Calculated | PV | Solar Baseline California (GWh) | 28.0006 | 27.5183 | 26.702 | 0
33R118 | ALPSLR_1_SPSSLR | Alpaugh Solar Project | Online | Q-304 | Smyrna-Alpaugh 115kV line |  |  |  | 50 | 50 | 113 | [6 empty] | 1Axis | [7 empty] | VAMO | Buy | non-LSE supplier |  | NA |  |  | E-4377 | TulareCounty | 2013 | 3 | 8 | 2013 | 3 | 8 | 2038 | 3 | 7 | 2010 | 1 | 26 | NA | [16 empty] | YES |  | YES | EnergyCapacity | Calculated | RPS | Solar Baseline California (GWh) | 117.0574 | 114.8398 | 110.9847 | 106.3474
33R119 | ALPSLR_1_NTHSLR | Alpaugh North | Online | Q-473 | Smyrna-Alpaugh 115kV line |  |  |  | 20 | 20 | 33 | [6 empty] | 1Axis | [7 empty] | VAMO | Buy | non-LSE supplier |  | NA |  |  | E-4377 | TulareCounty | 2013 | 3 | 8 | 2013 | 3 | 8 | 2038 | 3 | 7 | 2010 | 1 | 26 | NA | [16 empty] | YES |  | YES | EnergyCapacity | Calculated | RPS | Solar Baseline California (GWh) | 43.1134 | 42.2856 | 40.8661 | 39.1586
33R340RM | ALLGNY_6_HYDRO1 | Salmon Creek Hydroelectric Project | Online |  | PG&E's 12kV Alleghany 1101 circuit |  |  |  | 0.52 | 0.52 | 2.29 | [15 empty] | Buy | non-LSE supplier |  | NA | Sierra | No_sub_area | D.12-05-035, D.13-05-034 | SierraCounty | 2014 | 12 | 3 | 2014 | 12 | 3 | 2034 | 12 | 2 | 2013 | 12 | 20 | NA | [16 empty] | YES |  | NO | EnergyCapacity | Calculated | SB32/ReMAT | Small Hydro (GWh) | 2.4373 | 2.4259 | 2.4259 | 0
33R084 | AGUCAL_5_SOLAR1 | Agua Caliente Solar Project | Online | Q-468 | Hoodoo Wash Switchyard 500 kV |  |  |  | 290 | 290 | 688.529 | [6 empty] | Fixed | [7 empty] | VAMO | Buy | non-LSE supplier |  | NA |  |  | E-4330 | Arizona | 2012 | 1 | 19 | 2014 | 6 | 23 | 2039 | 6 | 22 | 2009 | 9 | 8 | NA | [16 empty] | YES |  | YES | EnergyCapacity | Calculated | RPS | Solar Baseline California (GWh) | 697.047 | 688.3358 | 674.672 | 657.9731
33R244 | ACACIA_6_SOLAR | West Antelope | Online | Q-651A | Antlelope Sub 66 kV Bus |  |  |  | 20 | 20 | 53 | [6 empty] | 1Axis | [7 empty] | VAMO | Buy | non-LSE supplier |  | NA | BigCreekVentura | No_sub_area | Disposition Letter | LosAngelesCounty | 2014 | 11 | 13 | 2015 | 2 | 9 | 2035 | 2 | 8 | 2012 | 2 | 27 | NA | [16 empty] | YES |  | YES | EnergyCapacity | Calculated | RAM | Solar Baseline California (GWh) | 51.2972 | 50.6493 | 49.6439 | 3.5655
33R291 | 7STDRD_1_SOLAR1 | Shafter Solar Farm | Online | WDAT-0096 | 7TH STANDARD SUB |  |  |  | 19.98 | 19.98 | 52.57 | [6 empty] | 1Axis | [7 empty] | VAMO | Buy | non-LSE supplier |  | NA | Kern | Kern South Kern PP | Disposition Letter | KernCounty | 2015 | 6 | 3 | 2015 | 7 | 16 | 2035 | 7 | 15 | 2013 | 4 | 10 | NA | [16 empty] | YES |  | YES | EnergyCapacity | Calculated | RAM | Solar Baseline California (GWh) | 48.2136 | 47.1509 | 45.2929 | 25.0734
GENVAMO_Solar | _EXISTING_GENERIC_SOLAR_FIXED | PCIA VAMO Solar Sales | Online | [5 empty] | 0 |  | 5857.627 | [14 empty] | VAMO | Sell | non-LSE supplier | [9 empty] | 2023 | 1 | 1 |  |  |  | 2035 |  |  | NA | [19 empty] | EnergyOnly | Calculated |  | Solar Baseline California (GWh)
GENVAMO_Wind | _EXISTING_GENERIC_WIND | PCIA VAMO Wind Sales | Online | [5 empty] | 0 |  | 1287.2944 | [14 empty] | VAMO | Sell | non-LSE supplier | [9 empty] | 2023 | 1 | 1 |  |  |  | 2035 |  |  | NA | [19 empty] | EnergyOnly | Calculated |  | Wind Baseline California (GWh)
GENVAMO_Biomass | _EXISTING_GENERIC_BIOMASS/WOOD | PCIA VAMO Biomass Sales | Online | [5 empty] | 0 |  | 659.9859 | [14 empty] | VAMO | Sell | non-LSE supplier | [9 empty] | 2023 | 1 | 1 |  |  |  | 2035 |  |  | NA | [19 empty] | EnergyOnly | Calculated |  | Biomass (GWh)
GENVAMO_Biogas | _EXISTING_GENERIC_BIOGAS_LANDFILLGAS | PCIA VAMO Biogas Sales | Online | [5 empty] | 0 |  | 174.4906 | [14 empty] | VAMO | Sell | non-LSE supplier | [9 empty] | 2023 | 1 | 1 |  |  |  | 2035 |  |  | NA | [19 empty] | EnergyOnly | Calculated |  | Biogas (GWh)
GENVAMO_Geothermal | _EXISTING_GENERIC_GEOTHERMAL | PCIA VAMO Geothermal Sales | Online | [5 empty] | 0 |  | 130.4371 | [14 empty] | VAMO | Sell | non-LSE supplier | [9 empty] | 2023 | 1 | 1 |  |  |  | 2035 |  |  | NA | [19 empty] | EnergyOnly | Calculated |  | Geothermal (GWh)
GENVAMO_SmallHydro | _EXISTING_GENERIC_INSTATE_SMALL_HYDRO | PCIA VAMO Small Hydro Sales | Online | [5 empty] | 0 |  | 668.0746 | [14 empty] | VAMO | Sell | non-LSE supplier | [9 empty] | 2023 | 1 | 1 |  |  |  | 2035 |  |  | NA | [19 empty] | EnergyOnly | Calculated |  | Small Hydro (GWh)
ModCAM_Storage_2024 | _EXISTING_GENERIC_BATTERY_STORAGE | ModCAM Storage Allocation | Online | [5 empty] | 49.959 |  | 0 | [7 empty] | Li |  | 199.836 |  |  |  |  | D.19-11-016 | Sell | non-LSE supplier | [9 empty] | 2024 | 1 | 1 | [6 empty] | NA | [19 empty] | CapacityOnly | Calculated |  | Battery Storage (MWh Energy Capacity)
ModCAM_Storage_2032 | _EXISTING_GENERIC_BATTERY_STORAGE | ModCAM Storage Allocation | Online | [5 empty] | 43.659 |  | 0 | [7 empty] | Li |  | 174.636 |  |  |  |  | D.19-11-016 | Sell | non-LSE supplier | [9 empty] | 2032 | 1 | 1 | [6 empty] | NA | [19 empty] | CapacityOnly | Calculated |  | Battery Storage (MWh Energy Capacity)
CAM_NaturalGas_2024 | _EXISTING_GENERIC_COMBINED_CYCLE | CAM Natural Gas Allocation_2024 | Online | [5 empty] | 1180.698 |  | 0 | [14 empty] | CAM | Sell | non-LSE supplier | [9 empty] | 2024 | 1 | 1 | [6 empty] | NA | [19 empty] | CapacityOnly | Calculated |  | NA
CAM_NaturalGas_2025 | _EXISTING_GENERIC_COMBINED_CYCLE | CAM Natural Gas Allocation_2025 | Online | [5 empty] | 679.884 |  | 0 | [14 empty] | CAM | Sell | non-LSE supplier | [9 empty] | 2025 | 1 | 1 | [6 empty] | NA | [19 empty] | CapacityOnly | Calculated |  | NA
CAM_NaturalGas_2026 | _EXISTING_GENERIC_COMBINED_CYCLE | CAM Natural Gas Allocation_2026 | Online | [5 empty] | 364.698 |  | 0 | [14 empty] | CAM | Sell | non-LSE supplier | [9 empty] | 2026 | 1 | 1 | [6 empty] | NA | [19 empty] | CapacityOnly | Calculated |  | NA
CAM _Import_2024 | _BRANCH_GENERIC_MALIN500_ISL | CAM Import Gas Allocation | Online | [5 empty] | 45 |  | 0 | [14 empty] | CAM | Sell | non-LSE supplier | [9 empty] | 2022 | 6 | 1 | 2024 | 9 | 30 |  |  |  | NA | [19 empty] | EnergyCapacity | In the contract |  | NA
Cam_Battery_Existing_2024 | _EXISTING_GENERIC_BATTERY_STORAGE | CAM Battery Allocation_Existing_2024 | Online | [5 empty] | 336 |  | 0 | [7 empty] | Li |  | 1344 |  |  |  |  | CAM | Sell | non-LSE supplier | [9 empty] | 2024 | 1 | 1 | [6 empty] | NA | [19 empty] | CapacityOnly | Calculated |  | Battery Storage (MWh Energy Capacity)
Cam_Battery_Existing_2025 | _EXISTING_GENERIC_BATTERY_STORAGE | CAM Battery Allocation_Existing_2025 | Online | [5 empty] | 334.5 |  | 0 | [7 empty] | Li |  | 1338 |  |  |  |  | CAM | Sell | non-LSE supplier | [9 empty] | 2025 | 1 | 1 | [6 empty] | NA | [19 empty] | CapacityOnly | Calculated |  | Battery Storage (MWh Energy Capacity)
CAM_Battery_Programatic_2026 | _NEW_GENERIC_BATTERY_STORAGE | CAM Battery Allocation_Progrematic_2026 | PlannedNew | [5 empty] | 57 |  | 0 | [7 empty] | Li |  | 228 |  |  |  |  | CAM | Sell | non-LSE supplier | [18 empty] | NA | [19 empty] | CapacityOnly | Calculated |  | Battery Storage (MWh Energy Capacity)
CAM_Battery_Programatic_2028 | _NEW_GENERIC_BATTERY_STORAGE | CAM Battery Allocation_Progrematic_2028 | PlannedNew | [5 empty] | 856.992 |  | 0 | [7 empty] | Li |  | 542.4 |  |  |  |  | CAM | Sell | non-LSE supplier | [18 empty] | NA | [19 empty] | CapacityOnly | Calculated |  | Battery Storage (MWh Energy Capacity)
GENPCIAGHGFREESALES_LargeHydro | _EXISTING_GENERIC_INSTATE_LARGE_HYDRO | PCIA GHG Free Large Hydroelectric Allocation | Online | [5 empty] | 0 |  | 4695.4388 | [14 empty] | GHG-free PCIA | Sell | non-LSE supplier | [9 empty] | 2024 | 1 | 1 | [6 empty] | NA | [19 empty] | EnergyOnly | Calculated |  | Large Hydro (GWh)
Imported_Hydro | _BRANCH_GENERIC_MALIN500_ISL |  | Online | [7 empty] | 1827.4654 | [16 empty] | non-LSE supplier | [9 empty] | 2024 | 1 | 1 | [29 empty] | Imported Hydro (GWh)
Shed_DR | _EXISTING_GENERIC_DR |  | Online | [7 empty] | 1.6511 | [16 empty] | non-LSE supplier | [9 empty] | 2024 | 1 | 1 | [29 empty] | Shed DR (MW)
1

## Calcs
Instruction: This worksheet consists of formulas only. LSEs should extend formulas in columns B:AK to cover all contracts entered in the "unique_contracts" worksheet (i.e. the last row that has formulas in this worksheet should have a row number that is greater than or equal to that of the last row in the "unique_contracts" worksheet). To extend formulas in this worksheet, please select one row (e.g. B500:AK500) and drag down the formulas vertically. PLEASE DO NOT DRAG FORMULAS HORIZONTALLY. Please do not hard-code values in this worksheet. All contract information should be entered in the "unique_contracts" tab. | resource | contract_status | contracted_nameplate_capacity | is_hybrid_paired | can_charge_from_grid | contracted_generator_mw | contracted_storage_mw | contracted_storage_depth_mwh | buy_sell_own | contract_start_date_year | contract_start_date_month | contract_start_date_day | contract_end_date_year | contract_end_date_month | contract_end_date_day | buying_energy_capacity | multiplier | resource elcc type | hybrid/paired storage elcc type | elcc type (for summary tables and charts) | start year | end year | hybrid storage derate (100% means no derates) | short duration derate | 2024 | 2025 | 2026 | 2027 | 2028 | 2029 | 2030 | 2031 | 2032 | 2033 | 2034 | 2035
| _BRANCH_GENERIC_MALIN500_ISL | Online | 75 | 0 | 0 | 0 | 0 | 0 | Buy | 2022 | 6 | 1 | 2024 | 9 | 30 | EnergyCapacity | 1 | n/a | n/a | n/a | 2022 | 2023 | 100% | 100% | 0 | 0 | 0 | 0 | 0 | 0 | 0 | 0 | 0 | 0 | 0 | 0
| _NEW_GENERIC_SOLAR_1AXIS | Development | 2 | 0 | 0 | 0 | 0 | 0 | Buy | 0 | 0 | 0 | 0 | 0 | 0 | EnergyCapacity | 1 | utility_pv | n/a | utility_pv | 0 | 0 | 100% | 100% | 0 | 0 | 0 | 0 | 0 | 0 | 0 | 0 | 0 | 0 | 0 | 0
| _NEW_GENERIC_BATTERY_STORAGE | Development | 27 | 0 | 0 | 0 | 0 | 108 | Buy | 0 | 0 | 0 | 0 | 0 | 0 | CapacityOnly | 1 | hr_batteries | n/a | hr_batteries | 0 | 0 | 100% | 100% | 0 | 0 | 0 | 0 | 0 | 0 | 0 | 0 | 0 | 0 | 0 | 0
| _NEW_GENERIC_SOLAR_FIXED | Development | 1.592 | 0 | 0 | 0 | 0 | 0 | Buy | 0 | 0 | 0 | 0 | 0 | 0 | EnergyCapacity | 1 | utility_pv | n/a | utility_pv | 0 | 0 | 100% | 100% | 0 | 0 | 0 | 0 | 0 | 0 | 0 | 0 | 0 | 0 | 0 | 0
| _NEW_GENERIC_SOLAR_FIXED | Development | 2.25 | 0 | 0 | 0 | 0 | 0 | Buy | 0 | 0 | 0 | 0 | 0 | 0 | EnergyCapacity | 1 | utility_pv | n/a | utility_pv | 0 | 0 | 100% | 100% | 0 | 0 | 0 | 0 | 0 | 0 | 0 | 0 | 0 | 0 | 0 | 0
| _NEW_GENERIC_BATTERY_STORAGE | Development | 100 | 0 | 0 | 0 | 0 | 400 | Buy | 0 | 0 | 0 | 0 | 0 | 0 | CapacityOnly | 1 | hr_batteries | n/a | hr_batteries | 0 | 0 | 100% | 100% | 0 | 0 | 0 | 0 | 0 | 0 | 0 | 0 | 0 | 0 | 0 | 0
| BLUE_MOUNTAIN_ELECTRIC_COMPANY | Development | 3 | 0 | 0 | 0 | 0 | 0 | Buy | 0 | 0 | 0 | 0 | 0 | 0 | EnergyCapacity | 1 | biomass_wood | n/a | biomass_wood | 0 | 0 | 100% | 100% | 0 | 0 | 0 | 0 | 0 | 0 | 0 | 0 | 0 | 0 | 0 | 0
| _NEW_GENERIC_BATTERY_STORAGE | Development | 99.7 | 0 | 0 | 0 | 0 | 398.8 | Buy | 0 | 0 | 0 | 0 | 0 | 0 | CapacityOnly | 1 | hr_batteries | n/a | hr_batteries | 0 | 0 | 100% | 100% | 0 | 0 | 0 | 0 | 0 | 0 | 0 | 0 | 0 | 0 | 0 | 0
| _NEW_GENERIC_BIOMASS/WOOD | Development | 3 | 0 | 0 | 0 | 0 | 0 | Buy | 0 | 0 | 0 | 0 | 0 | 0 | EnergyCapacity | 1 | biomass_wood | n/a | biomass_wood | 0 | 0 | 100% | 100% | 0 | 0 | 0 | 0 | 0 | 0 | 0 | 0 | 0 | 0 | 0 | 0
| _NEW_GENERIC_BATTERY_STORAGE | Development | 80 | 0 | 0 | 0 | 0 | 320 | Buy | 0 | 0 | 0 | 0 | 0 | 0 | CapacityOnly | 1 | hr_batteries | n/a | hr_batteries | 0 | 0 | 100% | 100% | 0 | 0 | 0 | 0 | 0 | 0 | 0 | 0 | 0 | 0 | 0 | 0
| _NEW_GENERIC_BATTERY_STORAGE | Development | 25 | 0 | 0 | 0 | 0 | 100 | Buy | 0 | 0 | 0 | 0 | 0 | 0 | CapacityOnly | 1 | hr_batteries | n/a | hr_batteries | 0 | 0 | 100% | 100% | 0 | 0 | 0 | 0 | 0 | 0 | 0 | 0 | 0 | 0 | 0 | 0
| _NEW_GENERIC_BATTERY_STORAGE | Development | 125 | 0 | 0 | 0 | 0 | 500 | Buy | 0 | 0 | 0 | 0 | 0 | 0 | CapacityOnly | 1 | hr_batteries | n/a | hr_batteries | 0 | 0 | 100% | 100% | 0 | 0 | 0 | 0 | 0 | 0 | 0 | 0 | 0 | 0 | 0 | 0
| _NEW_GENERIC_BATTERY_STORAGE | Development | 46 | 0 | 0 | 0 | 46 | 184 | Buy | 0 | 0 | 0 | 0 | 0 | 0 | CapacityOnly | 1 | hr_batteries | 4hr_batteries | hybrid | 0 | 0 | 100% | 100% | 0 | 0 | 0 | 0 | 0 | 0 | 0 | 0 | 0 | 0 | 0 | 0
| _NEW_GENERIC_BATTERY_STORAGE | Development | 15 | 0 | 0 | 0 | 15 | 60 | Buy | 0 | 0 | 0 | 0 | 0 | 0 | CapacityOnly | 1 | hr_batteries | 4hr_batteries | hybrid | 0 | 0 | 100% | 100% | 0 | 0 | 0 | 0 | 0 | 0 | 0 | 0 | 0 | 0 | 0 | 0
| _NEW_GENERIC_BIOMASS/WOOD | Development | 3 | 0 | 0 | 0 | 0 | 0 | Buy | 0 | 0 | 0 | 0 | 0 | 0 | EnergyCapacity | 1 | biomass_wood | n/a | biomass_wood | 0 | 0 | 100% | 100% | 0 | 0 | 0 | 0 | 0 | 0 | 0 | 0 | 0 | 0 | 0 | 0
| _NEW_GENERIC_SOLAR_FIXED | Development | 2.062 | 0 | 0 | 0 | 0 | 0 | Buy | 0 | 0 | 0 | 0 | 0 | 0 | EnergyCapacity | 1 | utility_pv | n/a | utility_pv | 0 | 0 | 100% | 100% | 0 | 0 | 0 | 0 | 0 | 0 | 0 | 0 | 0 | 0 | 0 | 0
| _NEW_GENERIC_SOLAR_1AXIS | Development | 10 | 0 | 0 | 0 | 0 | 0 | Buy | 0 | 0 | 0 | 0 | 0 | 0 | EnergyCapacity | 1 | utility_pv | n/a | utility_pv | 0 | 0 | 100% | 100% | 0 | 0 | 0 | 0 | 0 | 0 | 0 | 0 | 0 | 0 | 0 | 0
| _NEW_GENERIC_SOLAR_FIXED | Development | 1.75 | 0 | 0 | 0 | 0 | 0 | Buy | 0 | 0 | 0 | 0 | 0 | 0 | EnergyCapacity | 1 | utility_pv | n/a | utility_pv | 0 | 0 | 100% | 100% | 0 | 0 | 0 | 0 | 0 | 0 | 0 | 0 | 0 | 0 | 0 | 0
| _NEW_GENERIC_SOLAR_FIXED | Development | 2.88 | 0 | 0 | 0 | 0 | 0 | Buy | 0 | 0 | 0 | 0 | 0 | 0 | EnergyCapacity | 1 | utility_pv | n/a | utility_pv | 0 | 0 | 100% | 100% | 0 | 0 | 0 | 0 | 0 | 0 | 0 | 0 | 0 | 0 | 0 | 0
| _NEW_GENERIC_SOLAR_FIXED | Development | 2.25 | 0 | 0 | 0 | 0 | 0 | Buy | 0 | 0 | 0 | 0 | 0 | 0 | EnergyCapacity | 1 | utility_pv | n/a | utility_pv | 0 | 0 | 100% | 100% | 0 | 0 | 0 | 0 | 0 | 0 | 0 | 0 | 0 | 0 | 0 | 0
| HUMMINGBIRDSTORAGE | Development | 75 | 0 | 0 | 0 | 0 | 300 | Buy | 0 | 0 | 0 | 0 | 0 | 0 | CapacityOnly | 1 | hr_batteries | n/a | hr_batteries | 0 | 0 | 100% | 100% | 0 | 0 | 0 | 0 | 0 | 0 | 0 | 0 | 0 | 0 | 0 | 0
| _NEW_GENERIC_SOLAR_FIXED | Development | 3 | 0 | 0 | 0 | 0 | 0 | Buy | 0 | 0 | 0 | 0 | 0 | 0 | EnergyCapacity | 1 | utility_pv | n/a | utility_pv | 0 | 0 | 100% | 100% | 0 | 0 | 0 | 0 | 0 | 0 | 0 | 0 | 0 | 0 | 0 | 0
| JAVASR_1_JAVSR1 | Development | 13.5 | 0 | 0 | 0 | 0 | 0 | Buy | 0 | 0 | 0 | 0 | 0 | 0 | EnergyCapacity | 1 | utility_pv | n/a | utility_pv | 0 | 0 | 100% | 100% | 0 | 0 | 0 | 0 | 0 | 0 | 0 | 0 | 0 | 0 | 0 | 0
| _NEW_GENERIC_SOLAR_FIXED | Development | 2.4 | 0 | 0 | 0 | 0 | 0 | Buy | 0 | 0 | 0 | 0 | 0 | 0 | EnergyCapacity | 1 | utility_pv | n/a | utility_pv | 0 | 0 | 100% | 100% | 0 | 0 | 0 | 0 | 0 | 0 | 0 | 0 | 0 | 0 | 0 | 0
| _NEW_GENERIC_SOLAR_FIXED | Development | 3 | 0 | 0 | 0 | 0 | 0 | Buy | 0 | 0 | 0 | 0 | 0 | 0 | EnergyCapacity | 1 | utility_pv | n/a | utility_pv | 0 | 0 | 100% | 100% | 0 | 0 | 0 | 0 | 0 | 0 | 0 | 0 | 0 | 0 | 0 | 0
| _NEW_GENERIC_BATTERY_STORAGE | Development | 275 | 0 | 0 | 0 | 0 | 1100 | Buy | 0 | 0 | 0 | 0 | 0 | 0 | CapacityOnly | 1 | hr_batteries | n/a | hr_batteries | 0 | 0 | 100% | 100% | 0 | 0 | 0 | 0 | 0 | 0 | 0 | 0 | 0 | 0 | 0 | 0
| _NEW_GENERIC_BATTERY_STORAGE | Development | 350 | 0 | 0 | 0 | 0 | 1400 | Buy | 0 | 0 | 0 | 0 | 0 | 0 | CapacityOnly | 1 | hr_batteries | n/a | hr_batteries | 0 | 0 | 100% | 100% | 0 | 0 | 0 | 0 | 0 | 0 | 0 | 0 | 0 | 0 | 0 | 0
| _NEW_GENERIC_SOLAR_1AXIS | Development | 4.66 | 0 | 0 | 0 | 0 | 0 | Buy | 0 | 0 | 0 | 0 | 0 | 0 | EnergyCapacity | 1 | utility_pv | n/a | utility_pv | 0 | 0 | 100% | 100% | 0 | 0 | 0 | 0 | 0 | 0 | 0 | 0 | 0 | 0 | 0 | 0
| _NEW_GENERIC_BATTERY_STORAGE | Development | 300 | 0 | 0 | 0 | 0 | 1200 | Buy | 0 | 0 | 0 | 0 | 0 | 0 | CapacityOnly | 1 | hr_batteries | n/a | hr_batteries | 0 | 0 | 100% | 100% | 0 | 0 | 0 | 0 | 0 | 0 | 0 | 0 | 0 | 0 | 0 | 0
| _NEW_GENERIC_BATTERY_STORAGE | Development | 132 | 0 | 0 | 0 | 0 | 528 | Buy | 0 | 0 | 0 | 0 | 0 | 0 | CapacityOnly | 1 | hr_batteries | n/a | hr_batteries | 0 | 0 | 100% | 100% | 0 | 0 | 0 | 0 | 0 | 0 | 0 | 0 | 0 | 0 | 0 | 0
| _NEW_GENERIC_BIOMASS/WOOD | Development | 2 | 0 | 0 | 0 | 0 | 0 | Buy | 0 | 0 | 0 | 0 | 0 | 0 | EnergyCapacity | 1 | biomass_wood | n/a | biomass_wood | 0 | 0 | 100% | 100% | 0 | 0 | 0 | 0 | 0 | 0 | 0 | 0 | 0 | 0 | 0 | 0
| _NEW_GENERIC_SOLAR_FIXED | Development | 4.79 | 0 | 0 | 0 | 0 | 0 | Buy | 0 | 0 | 0 | 0 | 0 | 0 | EnergyCapacity | 1 | utility_pv | n/a | utility_pv | 0 | 0 | 100% | 100% | 0 | 0 | 0 | 0 | 0 | 0 | 0 | 0 | 0 | 0 | 0 | 0
| _NEW_GENERIC_BATTERY_STORAGE | Development | 100 | 0 | 0 | 0 | 0 | 400 | Buy | 0 | 0 | 0 | 0 | 0 | 0 | CapacityOnly | 1 | hr_batteries | n/a | hr_batteries | 0 | 0 | 100% | 100% | 0 | 0 | 0 | 0 | 0 | 0 | 0 | 0 | 0 | 0 | 0 | 0
| _NEW_GENERIC_BATTERY_STORAGE | Development | 10 | 0 | 0 | 0 | 0 | 40 | Buy | 0 | 0 | 0 | 0 | 0 | 0 | CapacityOnly | 1 | hr_batteries | n/a | hr_batteries | 0 | 0 | 100% | 100% | 0 | 0 | 0 | 0 | 0 | 0 | 0 | 0 | 0 | 0 | 0 | 0
| RE_GASKELL_WEST_3 | Development | 20 | 0 | 0 | 0 | 0 | 0 | Buy | 0 | 0 | 0 | 0 | 0 | 0 | EnergyCapacity | 1 | utility_pv | n/a | utility_pv | 0 | 0 | 100% | 100% | 0 | 0 | 0 | 0 | 0 | 0 | 0 | 0 | 0 | 0 | 0 | 0
| RE_GASKELL_WEST_4 | Development | 20 | 0 | 0 | 0 | 0 | 0 | Buy | 0 | 0 | 0 | 0 | 0 | 0 | EnergyCapacity | 1 | utility_pv | n/a | utility_pv | 0 | 0 | 100% | 100% | 0 | 0 | 0 | 0 | 0 | 0 | 0 | 0 | 0 | 0 | 0 | 0
| RE_GASKELL_WEST_5 | Development | 20 | 0 | 0 | 0 | 0 | 0 | Buy | 0 | 0 | 0 | 0 | 0 | 0 | EnergyCapacity | 1 | utility_pv | n/a | utility_pv | 0 | 0 | 100% | 100% | 0 | 0 | 0 | 0 | 0 | 0 | 0 | 0 | 0 | 0 | 0 | 0
| _NEW_GENERIC_SOLAR_FIXED | Development | 2 | 0 | 0 | 0 | 0 | 0 | Buy | 0 | 0 | 0 | 0 | 0 | 0 | EnergyCapacity | 1 | utility_pv | n/a | utility_pv | 0 | 0 | 100% | 100% | 0 | 0 | 0 | 0 | 0 | 0 | 0 | 0 | 0 | 0 | 0 | 0
| _NEW_GENERIC_SOLAR_1AXIS | Development | 3 | 0 | 0 | 0 | 0 | 0 | Buy | 0 | 0 | 0 | 0 | 0 | 0 | EnergyCapacity | 1 | utility_pv | n/a | utility_pv | 0 | 0 | 100% | 100% | 0 | 0 | 0 | 0 | 0 | 0 | 0 | 0 | 0 | 0 | 0 | 0
| PNOCHE_1_UNITA1 | Online | 52.01 | 0 | 0 | 0 | 0 | 0 | Buy | 2023 | 1 | 1 | 0 | 0 | 0 | EnergyCapacity | 1 | gas_ct | n/a | gas_ct | 2023 | 0 | 100% | 100% | 0 | 0 | 0 | 0 | 0 | 0 | 0 | 0 | 0 | 0 | 0 | 0
| MALAGA_1_PL1X2 | Online | 96 | 0 | 0 | 0 | 0 | 0 | Buy | 2023 | 1 | 1 | 0 | 0 | 0 | EnergyCapacity | 1 | gas_ct | n/a | gas_ct | 2023 | 0 | 100% | 100% | 0 | 0 | 0 | 0 | 0 | 0 | 0 | 0 | 0 | 0 | 0 | 0
| COCOPP_2_CTG1 | Online | 102.48 | 0 | 0 | 0 | 0 | 0 | Buy | 2023 | 5 | 1 | 0 | 0 | 0 | EnergyCapacity | 1 | gas_ct | n/a | gas_ct | 2023 | 0 | 100% | 100% | 0 | 0 | 0 | 0 | 0 | 0 | 0 | 0 | 0 | 0 | 0 | 0
| COCOPP_2_CTG2 | Online | 201.63 | 0 | 0 | 0 | 0 | 0 | Buy | 2023 | 5 | 1 | 0 | 0 | 0 | EnergyCapacity | 1 | gas_ct | n/a | gas_ct | 2023 | 0 | 100% | 100% | 0 | 0 | 0 | 0 | 0 | 0 | 0 | 0 | 0 | 0 | 0 | 0
| COCOPP_2_CTG3 | Online | 201.2 | 0 | 0 | 0 | 0 | 0 | Buy | 2023 | 5 | 1 | 0 | 0 | 0 | EnergyCapacity | 1 | gas_ct | n/a | gas_ct | 2023 | 0 | 100% | 100% | 0 | 0 | 0 | 0 | 0 | 0 | 0 | 0 | 0 | 0 | 0 | 0
| MOSSLD_2_PSP1 | Online | 255 | 0 | 0 | 0 | 0 | 0 | Buy | 2023 | 1 | 1 | 0 | 0 | 0 | EnergyCapacity | 1 | gas_cc | n/a | gas_cc | 2023 | 0 | 100% | 100% | 0 | 0 | 0 | 0 | 0 | 0 | 0 | 0 | 0 | 0 | 0 | 0
| MOSSLD_2_PSP2 | Online | 510 | 0 | 0 | 0 | 0 | 0 | Buy | 2023 | 1 | 1 | 0 | 0 | 0 | EnergyCapacity | 1 | gas_cc | n/a | gas_cc | 2023 | 0 | 100% | 100% | 0 | 0 | 0 | 0 | 0 | 0 | 0 | 0 | 0 | 0 | 0 | 0
| GWFPWR_1_UNITS | Online | 97.44 | 0 | 0 | 0 | 0 | 0 | Buy | 2023 | 1 | 1 | 0 | 0 | 0 | EnergyCapacity | 1 | gas_ct | n/a | gas_ct | 2023 | 0 | 100% | 100% | 0 | 0 | 0 | 0 | 0 | 0 | 0 | 0 | 0 | 0 | 0 | 0
| SCHLTE_1_PL1X3 | Online | 324.88 | 0 | 0 | 0 | 0 | 0 | Buy | 2023 | 1 | 1 | 0 | 0 | 0 | EnergyCapacity | 1 | gas_cc | n/a | gas_cc | 2023 | 0 | 100% | 100% | 0 | 0 | 0 | 0 | 0 | 0 | 0 | 0 | 0 | 0 | 0 | 0
| AGRICO_6_PL3N5 | Online | 22.69 | 0 | 0 | 0 | 0 | 0 | Buy | 2023 | 1 | 1 | 0 | 0 | 0 | EnergyCapacity | 1 | gas_ct | n/a | gas_ct | 2023 | 0 | 100% | 100% | 0 | 0 | 0 | 0 | 0 | 0 | 0 | 0 | 0 | 0 | 0 | 0
| YUBACT_1_SUNSWT | Online | 47 | 0 | 0 | 0 | 0 | 0 | Buy | 2023 | 1 | 1 | 0 | 0 | 0 | EnergyCapacity | 1 | cogen | n/a | cogen | 2023 | 0 | 100% | 100% | 0 | 0 | 0 | 0 | 0 | 0 | 0 | 0 | 0 | 0 | 0 | 0
| _CREZ_GENERIC_INSTATE_BIOMASS | PlannedNew | 46.432 | 0 | 0 | 0 | 0 | 0 | Buy | 0 | 0 | 0 | 0 | 0 | 0 | EnergyCapacity | 1 | biomass_wood | n/a | biomass_wood | 0 | 0 | 100% | 100% | 0 | 0 | 0 | 0 | 0 | 0 | 0 | 0 | 0 | 0 | 0 | 0
| _EXISTING_GENERIC_INSTATE_SMALL_HYDRO | PlannedExisting | 6.07 | 0 | 0 | 0 | 0 | 0 | Buy | 0 | 0 | 0 | 0 | 0 | 0 | EnergyCapacity | 1 | hydro | n/a | hydro | 0 | 0 | 100% | 100% | 0 | 0 | 0 | 0 | 0 | 0 | 0 | 0 | 0 | 0 | 0 | 0
| _NEW_GENERIC_WIND | PlannedNew | 25.215 | 0 | 0 | 0 | 0 | 0 | Buy | 0 | 0 | 0 | 0 | 0 | 0 | EnergyCapacity | 1 | in_state_wind_south | n/a | in_state_wind_south | 0 | 0 | 100% | 100% | 0 | 0 | 0 | 0 | 0 | 0 | 0 | 0 | 0 | 0 | 0 | 0
| _NEW_GENERIC_SOLAR_FIXED | PlannedNew | 38.952 | 0 | 0 | 0 | 0 | 0 | Buy | 0 | 0 | 0 | 0 | 0 | 0 | EnergyCapacity | 1 | utility_pv | n/a | utility_pv | 0 | 0 | 100% | 100% | 0 | 0 | 0 | 0 | 0 | 0 | 0 | 0 | 0 | 0 | 0 | 0
| #REF! | #REF! | #REF! | #REF! | #REF! | #REF! | #REF! | #REF! | #REF! | #REF! | #REF! | #REF! | #REF! | #REF! | #REF! | #REF! | #REF! | n/a | n/a | n/a | 0 | 0 | #REF! | 100% | #REF! | #REF! | #REF! | #REF! | #REF! | #REF! | #REF! | #REF! | #REF! | #REF! | #REF! | #REF!
| #REF! | #REF! | #REF! | #REF! | #REF! | #REF! | #REF! | #REF! | #REF! | #REF! | #REF! | #REF! | #REF! | #REF! | #REF! | #REF! | #REF! | n/a | n/a | n/a | 0 | 0 | #REF! | 100% | #REF! | #REF! | #REF! | #REF! | #REF! | #REF! | #REF! | #REF! | #REF! | #REF! | #REF! | #REF!
| #REF! | #REF! | #REF! | #REF! | #REF! | #REF! | #REF! | #REF! | #REF! | #REF! | #REF! | #REF! | #REF! | #REF! | #REF! | #REF! | #REF! | n/a | n/a | n/a | 0 | 0 | #REF! | 100% | #REF! | #REF! | #REF! | #REF! | #REF! | #REF! | #REF! | #REF! | #REF! | #REF! | #REF! | #REF!
| #REF! | #REF! | #REF! | #REF! | #REF! | #REF! | #REF! | #REF! | #REF! | #REF! | #REF! | #REF! | #REF! | #REF! | #REF! | #REF! | #REF! | n/a | n/a | n/a | 0 | 0 | #REF! | 100% | #REF! | #REF! | #REF! | #REF! | #REF! | #REF! | #REF! | #REF! | #REF! | #REF! | #REF! | #REF!
| _NEW_GENERIC_BIOGAS_LANDFILLGAS | PlannedNew | 28.0494 | 0 | 0 | 0 | 0 | 0 | Buy | 0 | 0 | 0 | 0 | 0 | 0 | EnergyCapacity | 1 | biomass_wood | n/a | biomass_wood | 0 | 0 | 100% | 100% | 0 | 0 | 0 | 0 | 0 | 0 | 0 | 0 | 0 | 0 | 0 | 0
| _NEW_GENERIC_BIOGAS_LANDFILLGAS | PlannedNew | 8.5347 | 0 | 0 | 0 | 0 | 0 | Buy | 0 | 0 | 0 | 0 | 0 | 0 | EnergyCapacity | 1 | biomass_wood | n/a | biomass_wood | 0 | 0 | 100% | 100% | 0 | 0 | 0 | 0 | 0 | 0 | 0 | 0 | 0 | 0 | 0 | 0
| _NEW_GENERIC_BIOGAS_LANDFILLGAS | PlannedNew | 2.7593 | 0 | 0 | 0 | 0 | 0 | Buy | 0 | 0 | 0 | 0 | 0 | 0 | EnergyCapacity | 1 | biomass_wood | n/a | biomass_wood | 0 | 0 | 100% | 100% | 0 | 0 | 0 | 0 | 0 | 0 | 0 | 0 | 0 | 0 | 0 | 0
| _NEW_GENERIC_BIOMASS/WOOD | PlannedNew | 33.12 | 0 | 0 | 0 | 0 | 0 | Buy | 0 | 0 | 0 | 0 | 0 | 0 | EnergyCapacity | 1 | biomass_wood | n/a | biomass_wood | 0 | 0 | 100% | 100% | 0 | 0 | 0 | 0 | 0 | 0 | 0 | 0 | 0 | 0 | 0 | 0
| _EXISTING_GENERIC_COMBINED_CYCLE | PlannedExisting | 2781.6 | 0 | 0 | 0 | 0 | 0 | Buy | 0 | 0 | 0 | 0 | 0 | 0 | CapacityOnly | 1 | gas_cc | n/a | gas_cc | 0 | 0 | 100% | 100% | 0 | 0 | 0 | 0 | 0 | 0 | 0 | 0 | 0 | 0 | 0 | 0
| _NEW_GENERIC_SOLAR_FIXED | PlannedNew | 117.19 | 0 | 0 | 0 | 0 | 0 | Buy | 0 | 0 | 0 | 0 | 0 | 0 | EnergyCapacity | 1 | utility_pv | n/a | utility_pv | 0 | 0 | 100% | 100% | 0 | 0 | 0 | 0 | 0 | 0 | 0 | 0 | 0 | 0 | 0 | 0
| _CREZ_GENERIC_ARIZONA_SOLAR | PlannedNew | 168.6499 | 0 | 0 | 0 | 0 | 0 | Buy | 0 | 0 | 0 | 0 | 0 | 0 | EnergyCapacity | 1 | utility_pv | n/a | utility_pv | 0 | 0 | 100% | 100% | 0 | 0 | 0 | 0 | 0 | 0 | 0 | 0 | 0 | 0 | 0 | 0
| _CREZ_GENERIC_GREATER_IMPERIAL_SOLAR | PlannedNew | 38.6548 | 0 | 0 | 0 | 0 | 0 | Buy | 0 | 0 | 0 | 0 | 0 | 0 | EnergyCapacity | 1 | utility_pv | n/a | utility_pv | 0 | 0 | 100% | 100% | 0 | 0 | 0 | 0 | 0 | 0 | 0 | 0 | 0 | 0 | 0 | 0
| _CREZ_GENERIC_GREATER_KRAMER_SOLAR | PlannedNew | 768.6845 | 0 | 0 | 0 | 0 | 0 | Buy | 0 | 0 | 0 | 0 | 0 | 0 | EnergyCapacity | 1 | utility_pv | n/a | utility_pv | 0 | 0 | 100% | 100% | 0 | 0 | 0 | 0 | 0 | 0 | 0 | 0 | 0 | 0 | 0 | 0
| _CREZ_GENERIC_RIVERSIDE_PALM_SPRINGS_SOLAR | PlannedNew | 658.5179 | 0 | 0 | 0 | 0 | 0 | Buy | 0 | 0 | 0 | 0 | 0 | 0 | EnergyCapacity | 1 | utility_pv | n/a | utility_pv | 0 | 0 | 100% | 100% | 0 | 0 | 0 | 0 | 0 | 0 | 0 | 0 | 0 | 0 | 0 | 0
| _CREZ_GENERIC_TEHACHAPI_EX_SOLAR | PlannedNew | 553.7137 | 0 | 0 | 0 | 0 | 0 | Buy | 0 | 0 | 0 | 0 | 0 | 0 | EnergyCapacity | 1 | utility_pv | n/a | utility_pv | 0 | 0 | 100% | 100% | 0 | 0 | 0 | 0 | 0 | 0 | 0 | 0 | 0 | 0 | 0 | 0
| _NEW_GENERIC_BATTERY_STORAGE | PlannedNew | 78.66 | 0 | 0 | 0 | 0 | 314.6402 | Buy | 0 | 0 | 0 | 0 | 0 | 0 | EnergyCapacity | 1 | hr_batteries | n/a | hr_batteries | 0 | 0 | 100% | 100% | 0 | 0 | 0 | 0 | 0 | 0 | 0 | 0 | 0 | 0 | 0 | 0
| _NEW_GENERIC_BATTERY_STORAGE | PlannedNew | 383.3529 | 0 | 0 | 0 | 0 | 1533.4114 | Buy | 0 | 0 | 0 | 0 | 0 | 0 | EnergyCapacity | 1 | hr_batteries | n/a | hr_batteries | 0 | 0 | 100% | 100% | 0 | 0 | 0 | 0 | 0 | 0 | 0 | 0 | 0 | 0 | 0 | 0
| _NEW_GENERIC_BATTERY_STORAGE | PlannedNew | 272.7527 | 0 | 0 | 0 | 0 | 1091.0108 | Buy | 0 | 0 | 0 | 0 | 0 | 0 | EnergyCapacity | 1 | hr_batteries | n/a | hr_batteries | 0 | 0 | 100% | 100% | 0 | 0 | 0 | 0 | 0 | 0 | 0 | 0 | 0 | 0 | 0 | 0
| _NEW_GENERIC_BATTERY_STORAGE | PlannedNew | 239.0563 | 0 | 0 | 0 | 0 | 956.225 | Buy | 0 | 0 | 0 | 0 | 0 | 0 | EnergyCapacity | 1 | hr_batteries | n/a | hr_batteries | 0 | 0 | 100% | 100% | 0 | 0 | 0 | 0 | 0 | 0 | 0 | 0 | 0 | 0 | 0 | 0
| _NEW_GENERIC_BATTERY_STORAGE | PlannedNew | 127.7811 | 0 | 0 | 0 | 0 | 511.1246 | Buy | 0 | 0 | 0 | 0 | 0 | 0 | EnergyCapacity | 1 | hr_batteries | n/a | hr_batteries | 0 | 0 | 100% | 100% | 0 | 0 | 0 | 0 | 0 | 0 | 0 | 0 | 0 | 0 | 0 | 0
| _CREZ_GENERIC_BAJA_CALIFORNIA_WIND | PlannedNew | 111.1525 | 0 | 0 | 0 | 0 | 0 | Buy | 0 | 0 | 0 | 0 | 0 | 0 | EnergyCapacity | 1 | in_state_wind_south | n/a | in_state_wind_south | 0 | 0 | 100% | 100% | 0 | 0 | 0 | 0 | 0 | 0 | 0 | 0 | 0 | 0 | 0 | 0
| _CREZ_GENERIC_CARRIZO_WIND | PlannedNew | 53.168 | 0 | 0 | 0 | 0 | 0 | Buy | 0 | 0 | 0 | 0 | 0 | 0 | EnergyCapacity | 1 | in_state_wind_north | n/a | in_state_wind_north | 0 | 0 | 100% | 100% | 0 | 0 | 0 | 0 | 0 | 0 | 0 | 0 | 0 | 0 | 0 | 0
| _CREZ_GENERIC_CENTRAL_VALLEY_NORTH_LOS_BANOS_WIND | PlannedNew | 32.049 | 0 | 0 | 0 | 0 | 0 | Buy | 0 | 0 | 0 | 0 | 0 | 0 | EnergyCapacity | 1 | in_state_wind_north | n/a | in_state_wind_north | 0 | 0 | 100% | 100% | 0 | 0 | 0 | 0 | 0 | 0 | 0 | 0 | 0 | 0 | 0 | 0
| _CREZ_GENERIC_HUMBOLDT_WIND | PlannedNew | 6.2986 | 0 | 0 | 0 | 0 | 0 | Buy | 0 | 0 | 0 | 0 | 0 | 0 | EnergyCapacity | 1 | in_state_wind_north | n/a | in_state_wind_north | 0 | 0 | 100% | 100% | 0 | 0 | 0 | 0 | 0 | 0 | 0 | 0 | 0 | 0 | 0 | 0
| _CREZ_GENERIC_HUMBOLDT_BAY_OFFSHORE_WIND | PlannedNew | 251.2874 | 0 | 0 | 0 | 0 | 0 | Buy | 0 | 0 | 0 | 0 | 0 | 0 | EnergyCapacity | 1 | offshore_wind | n/a | offshore_wind | 0 | 0 | 100% | 100% | 0 | 0 | 0 | 0 | 0 | 0 | 0 | 0 | 0 | 0 | 0 | 0
| _CREZ_GENERIC_KERN_GREATER_CARRIZO_WIND | PlannedNew | 11.1153 | 0 | 0 | 0 | 0 | 0 | Buy | 0 | 0 | 0 | 0 | 0 | 0 | EnergyCapacity | 1 | in_state_wind_north | n/a | in_state_wind_north | 0 | 0 | 100% | 100% | 0 | 0 | 0 | 0 | 0 | 0 | 0 | 0 | 0 | 0 | 0 | 0
| _CREZ_GENERIC_MORRO_BAY_OFFSHORE_WIND | PlannedNew | 574.288 | 0 | 0 | 0 | 0 | 0 | Buy | 0 | 0 | 0 | 0 | 0 | 0 | EnergyCapacity | 1 | offshore_wind | n/a | offshore_wind | 0 | 0 | 100% | 100% | 0 | 0 | 0 | 0 | 0 | 0 | 0 | 0 | 0 | 0 | 0 | 0
| _CREZ_GENERIC_NEW_MEXICO_WIND | PlannedNew | 463.1355 | 0 | 0 | 0 | 0 | 0 | Buy | 0 | 0 | 0 | 0 | 0 | 0 | EnergyCapacity | 1 | out_of_state_wind_AZNM | n/a | out_of_state_wind_AZNM | 0 | 0 | 100% | 100% | 0 | 0 | 0 | 0 | 0 | 0 | 0 | 0 | 0 | 0 | 0 | 0
| _CREZ_GENERIC_NORTHERN_CALIFORNIA_EX_WIND | PlannedNew | 160.4116 | 0 | 0 | 0 | 0 | 0 | Buy | 0 | 0 | 0 | 0 | 0 | 0 | EnergyCapacity | 1 | in_state_wind_north | n/a | in_state_wind_north | 0 | 0 | 100% | 100% | 0 | 0 | 0 | 0 | 0 | 0 | 0 | 0 | 0 | 0 | 0 | 0
| _CREZ_GENERIC_SOLANO_WIND | PlannedNew | 103.7424 | 0 | 0 | 0 | 0 | 0 | Buy | 0 | 0 | 0 | 0 | 0 | 0 | EnergyCapacity | 1 | in_state_wind_north | n/a | in_state_wind_north | 0 | 0 | 100% | 100% | 0 | 0 | 0 | 0 | 0 | 0 | 0 | 0 | 0 | 0 | 0 | 0
| _CREZ_GENERIC_SOUTHERN_NEVADA_WIND | PlannedNew | 81.8879 | 0 | 0 | 0 | 0 | 0 | Buy | 0 | 0 | 0 | 0 | 0 | 0 | EnergyCapacity | 1 | in_state_wind_south | n/a | in_state_wind_south | 0 | 0 | 100% | 100% | 0 | 0 | 0 | 0 | 0 | 0 | 0 | 0 | 0 | 0 | 0 | 0
| _CREZ_GENERIC_SW_EXT_TX_WIND | PlannedNew | 92.6271 | 0 | 0 | 0 | 0 | 0 | Buy | 0 | 0 | 0 | 0 | 0 | 0 | EnergyCapacity | 1 | out_of_state_wind_AZNM | n/a | out_of_state_wind_AZNM | 0 | 0 | 100% | 100% | 0 | 0 | 0 | 0 | 0 | 0 | 0 | 0 | 0 | 0 | 0 | 0
| _CREZ_GENERIC_TEHACHAPI_WIND | PlannedNew | 50.9449 | 0 | 0 | 0 | 0 | 0 | Buy | 0 | 0 | 0 | 0 | 0 | 0 | EnergyCapacity | 1 | in_state_wind_south | n/a | in_state_wind_south | 0 | 0 | 100% | 100% | 0 | 0 | 0 | 0 | 0 | 0 | 0 | 0 | 0 | 0 | 0 | 0
| _CREZ_GENERIC_WYOMING_WIND | PlannedNew | 431.3385 | 0 | 0 | 0 | 0 | 0 | Buy | 0 | 0 | 0 | 0 | 0 | 0 | EnergyCapacity | 1 | out_of_state_wind_WYID | n/a | out_of_state_wind_WYID | 0 | 0 | 100% | 100% | 0 | 0 | 0 | 0 | 0 | 0 | 0 | 0 | 0 | 0 | 0 | 0
| _NEW_GENERIC_BIOMASS/WOOD | PlannedNew | 11 | 0 | 0 | 0 | 0 | 0 | Buy | 0 | 0 | 0 | 0 | 0 | 0 | EnergyCapacity | 1 | biomass_wood | n/a | biomass_wood | 0 | 0 | 100% | 100% | 0 | 0 | 0 | 0 | 0 | 0 | 0 | 0 | 0 | 0 | 0 | 0
| _NEW_GENERIC_GEOTHERMAL | PlannedNew | 200 | 0 | 0 | 0 | 0 | 0 | Buy | 0 | 0 | 0 | 0 | 0 | 0 | EnergyCapacity | 1 | geothermal | n/a | geothermal | 0 | 0 | 100% | 100% | 0 | 0 | 0 | 0 | 0 | 0 | 0 | 0 | 0 | 0 | 0 | 0
| _NEW_GENERIC_BATTERY_STORAGE | PlannedNew | 125 | 0 | 0 | 0 | 0 | 1000 | Buy | 0 | 0 | 0 | 0 | 0 | 0 | EnergyCapacity | 1 | hr_batteries | n/a | hr_batteries | 0 | 0 | 100% | 100% | 0 | 0 | 0 | 0 | 0 | 0 | 0 | 0 | 0 | 0 | 0 | 0
| _NEW_GENERIC_BATTERY_STORAGE | PlannedNew | 131 | 0 | 0 | 0 | 0 | 1048 | Buy | 0 | 0 | 0 | 0 | 0 | 0 | EnergyCapacity | 1 | hr_batteries | n/a | hr_batteries | 0 | 0 | 100% | 100% | 0 | 0 | 0 | 0 | 0 | 0 | 0 | 0 | 0 | 0 | 0 | 0
| _NEW_GENERIC_SOLAR_FIXED | PlannedNew | 695 | 0 | 0 | 0 | 0 | 0 | Buy | 0 | 0 | 0 | 0 | 0 | 0 | EnergyCapacity | 1 | utility_pv | n/a | utility_pv | 0 | 0 | 100% | 100% | 0 | 0 | 0 | 0 | 0 | 0 | 0 | 0 | 0 | 0 | 0 | 0
| _NEW_GENERIC_BATTERY_STORAGE | PlannedNew | 405 | 0 | 0 | 0 | 0 | 1620 | Buy | 0 | 0 | 0 | 0 | 0 | 0 | EnergyCapacity | 1 | hr_batteries | n/a | hr_batteries | 0 | 0 | 100% | 100% | 0 | 0 | 0 | 0 | 0 | 0 | 0 | 0 | 0 | 0 | 0 | 0
| _NEW_GENERIC_BATTERY_STORAGE | PlannedNew | 290 | 0 | 0 | 0 | 0 | 1160 | Buy | 0 | 0 | 0 | 0 | 0 | 0 | EnergyCapacity | 1 | hr_batteries | n/a | hr_batteries | 0 | 0 | 100% | 100% | 0 | 0 | 0 | 0 | 0 | 0 | 0 | 0 | 0 | 0 | 0 | 0
| _NEW_GENERIC_BATTERY_STORAGE | PlannedNew | 95 | 0 | 0 | 0 | 0 | 380 | Buy | 0 | 0 | 0 | 0 | 0 | 0 | EnergyCapacity | 1 | hr_batteries | n/a | hr_batteries | 0 | 0 | 100% | 100% | 0 | 0 | 0 | 0 | 0 | 0 | 0 | 0 | 0 | 0 | 0 | 0
| _NEW_GENERIC_BATTERY_STORAGE | PlannedNew | 50 | 0 | 0 | 0 | 0 | 200 | Buy | 0 | 0 | 0 | 0 | 0 | 0 | EnergyCapacity | 1 | hr_batteries | n/a | hr_batteries | 0 | 0 | 100% | 100% | 0 | 0 | 0 | 0 | 0 | 0 | 0 | 0 | 0 | 0 | 0 | 0
| MONTPH_7_UNITS | Online | 11.9 | 0 | 0 | 0 | 0 | 0 | Buy | 1983 | 7 | 1 | 2030 | 12 | 31 | EnergyCapacity | 1 | small_hydro | n/a | small_hydro | 1984 | 2030 | 100% | 100% | 4.3363 | 4.4497 | 4.563 | 4.4775 | 4.3921 | 4.5204 | 4.6488 | 0 | 0 | 0 | 0 | 0
| SALTSP_7_UNITS | Online | 33 | 0 | 0 | 0 | 0 | 0 | Buy | 1950 | 1 | 1 | 2099 | 12 | 31 | EnergyCapacity | 1 | hydro | n/a | hydro | 1950 | 2099 | 100% | 100% | 16.7668 | 17.2051 | 17.6433 | 17.3129 | 16.9825 | 17.4788 | 17.975 | 17.2169 | 16.4589 | 15.7008 | 14.9427 | 14.1847
| CRNEVL_6_SJQN 2 | Online | 0.4 | 0 | 0 | 0 | 0 | 0 | Buy | 1950 | 1 | 1 | 2099 | 12 | 31 | EnergyCapacity | 1 | hydro | n/a | hydro | 1950 | 2099 | 100% | 100% | 0.20323 | 0.20855 | 0.21386 | 0.20985 | 0.20585 | 0.21186 | 0.21788 | 0.20869 | 0.1995 | 0.19031 | 0.18112 | 0.17194
| SPAULD_6_UNIT12 | Online | 4.4 | 0 | 0 | 0 | 0 | 0 | Buy | 1950 | 1 | 1 | 2099 | 12 | 31 | EnergyCapacity | 1 | hydro | n/a | hydro | 1950 | 2099 | 100% | 100% | 2.2356 | 2.294 | 2.3524 | 2.3084 | 2.2643 | 2.3305 | 2.3967 | 2.2956 | 2.1945 | 2.0934 | 1.9924 | 1.8913
| WSENGY_1_UNIT 1 | Online | 34 | 0 | 0 | 0 | 0 | 0 | Buy | 2022 | 12 | 2 | 0 | 0 | 0 | EnergyCapacity | 1 | biomass_wood | n/a | biomass_wood | 2023 | 0 | 100% | 100% | 0 | 0 | 0 | 0 | 0 | 0 | 0 | 0 | 0 | 0 | 0 | 0
| WISHON_6_UNITS | Online | 18.4 | 0 | 0 | 0 | 0 | 0 | Buy | 1950 | 1 | 1 | 2099 | 12 | 31 | EnergyCapacity | 1 | small_hydro | n/a | small_hydro | 1950 | 2099 | 100% | 100% | 6.7049 | 6.8801 | 7.0554 | 6.9233 | 6.7911 | 6.9896 | 7.188 | 6.8849 | 6.5817 | 6.2786 | 5.9754 | 5.6723
| WISE_1_UNIT 2 | Online | 3 | 0 | 0 | 0 | 0 | 0 | Buy | 1950 | 1 | 1 | 2099 | 12 | 31 | EnergyCapacity | 1 | hydro | n/a | hydro | 1950 | 2099 | 100% | 100% | 1.5243 | 1.5641 | 1.6039 | 1.5739 | 1.5439 | 1.589 | 1.6341 | 1.5652 | 1.4963 | 1.4273 | 1.3584 | 1.2895
| WISE_1_UNIT 1 | Online | 14 | 0 | 0 | 0 | 0 | 0 | Buy | 1950 | 1 | 1 | 2099 | 12 | 31 | EnergyCapacity | 1 | hydro | n/a | hydro | 1950 | 2099 | 100% | 100% | 7.1132 | 7.2991 | 7.485 | 7.3449 | 7.2047 | 7.4152 | 7.6258 | 7.3041 | 6.9825 | 6.6609 | 6.3393 | 6.0177
| WILLMS_6_ARBBM1 | Online | 3 | 0 | 0 | 0 | 0 | 0 | Buy | 2022 | 7 | 26 | 2042 | 7 | 25 | EnergyCapacity | 1 | biogas | n/a | biogas | 2023 | 2041 | 100% | 100% | 2.2498 | 2.2986 | 2.3475 | 2.3567 | 2.3659 | 2.3318 | 2.2976 | 2.3527 | 2.4078 | 2.4628 | 2.5179 | 2.573
| WFRESN_1_SOLAR | Online | 1.5 | 0 | 0 | 0 | 0 | 0 | Buy | 2012 | 12 | 24 | 2032 | 12 | 23 | EnergyCapacity | 1 | utility_pv | n/a | utility_pv | 2013 | 2032 | 100% | 100% | 0.18652 | 0.18154 | 0.17657 | 0.15024 | 0.12392 | 0.11491 | 0.1059 | 0.10392 | 0.10194 | 0 | 0 | 0
| WESTPT_2_UNIT | Online | 14 | 0 | 0 | 0 | 0 | 0 | Buy | 1950 | 1 | 1 | 2099 | 12 | 31 | EnergyCapacity | 1 | small_hydro | n/a | small_hydro | 1950 | 2099 | 100% | 100% | 5.1015 | 5.2349 | 5.3682 | 5.2677 | 5.1672 | 5.3182 | 5.4691 | 5.2385 | 5.0078 | 4.7772 | 4.5465 | 4.3159
| WAUKNA_1_SOLAR | Online | 20 | 0 | 0 | 0 | 0 | 0 | Buy | 2013 | 8 | 15 | 2038 | 8 | 14 | EnergyCapacity | 1 | utility_pv | n/a | utility_pv | 2014 | 2037 | 100% | 100% | 2.4869 | 2.4206 | 2.3543 | 2.0032 | 1.6522 | 1.5321 | 1.412 | 1.3856 | 1.3592 | 1.3328 | 1.3064 | 1.28
| VOLTA_7_QFUNTS | Online | 0.13 | 0 | 0 | 0 | 0 | 0 | Buy | 2017 | 10 | 17 | 2037 | 10 | 16 | EnergyCapacity | 1 | small_hydro | n/a | small_hydro | 2018 | 2037 | 100% | 100% | 0.047371 | 0.04861 | 0.049848 | 0.048914 | 0.047981 | 0.049383 | 0.050785 | 0.048643 | 0.046501 | 0.04436 | 0.042218 | 0.040076
| VOLTA_7_PONHY1 | Online | 1.15 | 0 | 0 | 0 | 0 | 0 | Buy | 2021 | 10 | 22 | 2041 | 10 | 21 | EnergyCapacity | 1 | hydro | n/a | hydro | 2022 | 2041 | 100% | 100% | 0.5843 | 0.59957 | 0.61484 | 0.60333 | 0.59182 | 0.60911 | 0.6264 | 0.59998 | 0.57357 | 0.54715 | 0.52073 | 0.49431
| VOLTA_6_DIGHYD | Online | 0.6 | 0 | 0 | 0 | 0 | 0 | Buy | 2014 | 7 | 3 | 2024 | 7 | 2 | EnergyCapacity | 1 | small_hydro | n/a | small_hydro | 2015 | 2023 | 100% | 100% | 0 | 0 | 0 | 0 | 0 | 0 | 0 | 0 | 0 | 0 | 0 | 0
| VOLTA_2_UNIT 2 | Online | 1 | 0 | 0 | 0 | 0 | 0 | Buy | 1950 | 1 | 1 | 2099 | 12 | 31 | EnergyCapacity | 1 | hydro | n/a | hydro | 1950 | 2099 | 100% | 100% | 0.50809 | 0.52137 | 0.53465 | 0.52463 | 0.51462 | 0.52966 | 0.5447 | 0.52172 | 0.49875 | 0.47578 | 0.45281 | 0.42984
| VOLTA_2_UNIT 1 | Online | 9.1 | 0 | 0 | 0 | 0 | 0 | Buy | 1950 | 1 | 1 | 2099 | 12 | 31 | EnergyCapacity | 1 | hydro | n/a | hydro | 1950 | 2099 | 100% | 100% | 4.6236 | 4.7444 | 4.8653 | 4.7742 | 4.6831 | 4.8199 | 4.9567 | 4.7477 | 4.5387 | 4.3296 | 4.1206 | 3.9115
| VISTRA_5_DALBT4 | Online | 39.5 | 0 | 0 | 0 | 0 | 400 | Buy | 2021 | 10 | 1 | 2031 | 9 | 30 | CapacityOnly | 1 | hr_batteries | n/a | hr_batteries | 2022 | 2030 | 100% | 100% | 0 | 0 | 0 | 0 | 0 | 0 | 0 | 0 | 0 | 0 | 0 | 0
| VISTRA_5_DALBT3 | Online | 57.25 | 0 | 0 | 0 | 0 | 400 | Buy | 2021 | 6 | 1 | 2041 | 5 | 31 | CapacityOnly | 1 | hr_batteries | n/a | hr_batteries | 2021 | 2040 | 100% | 100% | 0 | 0 | 0 | 0 | 0 | 0 | 0 | 0 | 0 | 0 | 0 | 0
| VISTRA_5_DALBT2 | Online | 0 | 0 | 0 | 0 | 0 | 400 | Buy | 2021 | 6 | 1 | 2041 | 5 | 31 | CapacityOnly | 1 | hr_batteries | n/a | hr_batteries | 2021 | 2040 | 100% | #DIV/0! | #DIV/0! | #DIV/0! | #DIV/0! | #DIV/0! | #DIV/0! | #DIV/0! | #DIV/0! | #DIV/0! | #DIV/0! | #DIV/0! | #DIV/0! | #DIV/0!
| VISTRA_5_DALBT1 | Online | 84.1 | 0 | 0 | 0 | 0 | 400 | Buy | 2021 | 6 | 1 | 2041 | 5 | 31 | CapacityOnly | 1 | hr_batteries | n/a | hr_batteries | 2021 | 2040 | 100% | 100% | 0 | 0 | 0 | 0 | 0 | 0 | 0 | 0 | 0 | 0 | 0 | 0
| VICTOR_1_SOLAR2 | Online | 20 | 0 | 0 | 0 | 0 | 0 | Buy | 2015 | 6 | 30 | 2035 | 6 | 29 | EnergyCapacity | 1 | utility_pv | n/a | utility_pv | 2016 | 2034 | 100% | 100% | 2.4869 | 2.4206 | 2.3543 | 2.0032 | 1.6522 | 1.5321 | 1.412 | 1.3856 | 1.3592 | 1.3328 | 1.3064 | 0
| VEDDER_1_SEKERN | Online | 34.47 | 0 | 0 | 0 | 0 | 0 | Buy | 1989 | 1 | 31 | 2060 | 12 | 31 | EnergyCapacity | 1 | cogen | n/a | cogen | 1989 | 2060 | 100% | 100% | 32.1163 | 32.0511 | 31.986 | 32.2042 | 32.4224 | 32.1183 | 31.8143 | 31.8881 | 31.9619 | 32.0358 | 32.1096 | 32.1834
| VACADX_1_SOLAR | Online | 0 | 0 | 0 | 0 | 0 | 0 | Owned | 2009 | 12 | 22 | 2099 | 12 | 21 | EnergyCapacity | 1 | utility_pv | n/a | utility_pv | 2010 | 2099 | 100% | 100% | 0 | 0 | 0 | 0 | 0 | 0 | 0 | 0 | 0 | 0 | 0 | 0
| USWPJR_2_UNITS | Online | 78.2 | 0 | 0 | 0 | 0 | 0 | Buy | 2012 | 3 | 13 | 2037 | 3 | 12 | EnergyCapacity | 1 | in_state_wind_north | n/a | in_state_wind_north | 2012 | 2036 | 100% | 100% | 18.5199 | 21.3268 | 24.1337 | 16.7249 | 9.316 | 12.0743 | 14.8326 | 13.2384 | 11.6443 | 10.0501 | 8.456 | 6.8618
| UNOCAL_1_UNITS | Online | 49.85 | 0 | 0 | 0 | 0 | 0 | Buy | 1987 | 5 | 21 | 2060 | 12 | 31 | EnergyCapacity | 1 | cogen | n/a | cogen | 1987 | 2060 | 100% | 100% | 46.4461 | 46.3519 | 46.2577 | 46.5732 | 46.8888 | 46.449 | 46.0093 | 46.1161 | 46.2229 | 46.3297 | 46.4364 | 46.5432
| CAMDEN_6_RDDBM1 | Development | 0.55 | 0 | 0 | 0 | 0 | 0 | Buy | 0 | 0 | 0 | 0 | 0 | 0 | EnergyCapacity | 1 | biomass_wood | n/a | biomass_wood | 0 | 0 | 100% | 100% | 0 | 0 | 0 | 0 | 0 | 0 | 0 | 0 | 0 | 0 | 0 | 0
| TXMCKT_6_UNIT | Online | 9.651 | 0 | 0 | 0 | 0 | 0 | Buy | 2015 | 4 | 1 | 2025 | 2 | 28 | EnergyCapacity | 1 | cogen | n/a | cogen | 2015 | 2024 | 100% | 100% | 8.992 | 0 | 0 | 0 | 0 | 0 | 0 | 0 | 0 | 0 | 0 | 0
| _EXISTING_GENERIC_SOLAR_1AXIS | Online | 1.5 | 0 | 0 | 0 | 0 | 0 | Buy | 2016 | 4 | 7 | 2036 | 4 | 6 | EnergyCapacity | 1 | utility_pv | n/a | utility_pv | 2016 | 2035 | 100% | 100% | 0.18652 | 0.18154 | 0.17657 | 0.15024 | 0.12392 | 0.11491 | 0.1059 | 0.10392 | 0.10194 | 0.099959 | 0.097979 | 0.096
| TX-ELK_6_ECKSR2 | Online | 3 | 0 | 0 | 0 | 0 | 0 | Buy | 2019 | 12 | 23 | 2039 | 12 | 22 | EnergyCapacity | 1 | utility_pv | n/a | utility_pv | 2020 | 2039 | 100% | 100% | 0.37304 | 0.36309 | 0.35314 | 0.30049 | 0.24783 | 0.22981 | 0.21179 | 0.20784 | 0.20388 | 0.19992 | 0.19596 | 0.192
| TWISSL_6_SOLAR | Online | 1.5 | 0 | 0 | 0 | 0 | 0 | Buy | 2012 | 11 | 28 | 2032 | 11 | 27 | EnergyCapacity | 1 | utility_pv | n/a | utility_pv | 2013 | 2032 | 100% | 100% | 0.18652 | 0.18154 | 0.17657 | 0.15024 | 0.12392 | 0.11491 | 0.1059 | 0.10392 | 0.10194 | 0 | 0 | 0
| _EXISTING_GENERIC_INSTATE_SMALL_HYDRO | Online | 0.6 | 0 | 0 | 0 | 0 | 0 | Buy | 2021 | 10 | 8 | 2041 | 10 | 7 | EnergyCapacity | 1 | hydro | n/a | hydro | 2022 | 2041 | 100% | 100% | 0.30485 | 0.31282 | 0.32079 | 0.31478 | 0.30877 | 0.3178 | 0.32682 | 0.31303 | 0.29925 | 0.28547 | 0.27169 | 0.2579
| TRNQL8_2_AMASR1 | Online | 20 | 0 | 0 | 0 | 0 | 0 | Buy | 2018 | 2 | 9 | 2035 | 2 | 8 | EnergyCapacity | 1 | utility_pv | n/a | utility_pv | 2018 | 2034 | 100% | 100% | 2.4869 | 2.4206 | 2.3543 | 2.0032 | 1.6522 | 1.5321 | 1.412 | 1.3856 | 1.3592 | 1.3328 | 1.3064 | 0
| TOPAZ_2_SOLAR | Online | 550 | 0 | 0 | 0 | 0 | 0 | Buy | 2014 | 10 | 27 | 2039 | 10 | 26 | EnergyCapacity | 1 | utility_pv | n/a | utility_pv | 2015 | 2039 | 100% | 100% | 68.3902 | 66.5662 | 64.7422 | 55.0891 | 45.4361 | 42.1325 | 38.829 | 38.1032 | 37.3774 | 36.6516 | 35.9258 | 35.2
| TOADTW_6_UNIT | Online | 1.5 | 0 | 0 | 0 | 0 | 0 | Owned | 1950 | 1 | 1 | 2099 | 12 | 31 | EnergyCapacity | 1 | small_hydro | n/a | small_hydro | 1950 | 2099 | 100% | 100% | 0.54659 | 0.56088 | 0.57517 | 0.5644 | 0.55363 | 0.5698 | 0.58598 | 0.56127 | 0.53655 | 0.51184 | 0.48713 | 0.46242
| TMPLTN_2_SOLAR | Online | 1.5 | 0 | 0 | 0 | 0 | 0 | Buy | 2014 | 3 | 6 | 2034 | 3 | 5 | EnergyCapacity | 1 | utility_pv | n/a | utility_pv | 2014 | 2033 | 100% | 100% | 0.18652 | 0.18154 | 0.17657 | 0.15024 | 0.12392 | 0.11491 | 0.1059 | 0.10392 | 0.10194 | 0.099959 | 0 | 0
| TIGRCK_7_UNITS | Online | 58 | 0 | 0 | 0 | 0 | 0 | Owned | 1950 | 1 | 1 | 2099 | 12 | 31 | EnergyCapacity | 1 | hydro | n/a | hydro | 1950 | 2099 | 100% | 100% | 29.469 | 30.2392 | 31.0095 | 30.4288 | 29.8481 | 30.7202 | 31.5924 | 30.26 | 28.9277 | 27.5953 | 26.263 | 24.9306
| TESLA_1_QF | Online | 0.23 | 0 | 0 | 0 | 0 | 0 | Buy | 1986 | 2 | 18 | 2060 | 12 | 31 | EnergyCapacity | 1 | small_hydro | n/a | small_hydro | 1986 | 2060 | 100% | 100% | 0.083811 | 0.086002 | 0.088192 | 0.086541 | 0.084889 | 0.08737 | 0.08985 | 0.086061 | 0.082272 | 0.078482 | 0.074693 | 0.070904
| TESLA_1_QF | Online | 0.7 | 0 | 0 | 0 | 0 | 0 | Buy | 1986 | 2 | 25 | 2060 | 12 | 31 | EnergyCapacity | 1 | small_hydro | n/a | small_hydro | 1986 | 2060 | 100% | 100% | 0.25508 | 0.26174 | 0.26841 | 0.26339 | 0.25836 | 0.26591 | 0.27346 | 0.26192 | 0.25039 | 0.23886 | 0.22733 | 0.21579
| TESLA_1_QF | Online | 0.09 | 0 | 0 | 0 | 0 | 0 | Buy | 2012 | 4 | 1 | 2032 | 3 | 31 | EnergyCapacity | 1 | small_hydro | n/a | small_hydro | 2012 | 2031 | 100% | 100% | 0.032796 | 0.033653 | 0.03451 | 0.033864 | 0.033218 | 0.034188 | 0.035159 | 0.033676 | 0 | 0 | 0 | 0
| TESLA_1_QF | Online | 0.09 | 0 | 0 | 0 | 0 | 0 | Buy | 2012 | 4 | 1 | 2032 | 3 | 31 | EnergyCapacity | 1 | small_hydro | n/a | small_hydro | 2012 | 2031 | 100% | 100% | 0.032796 | 0.033653 | 0.03451 | 0.033864 | 0.033218 | 0.034188 | 0.035159 | 0.033676 | 0 | 0 | 0 | 0
| TESLA_1_QF | Online | 0.09 | 0 | 0 | 0 | 0 | 0 | Buy | 2012 | 4 | 1 | 2032 | 3 | 31 | EnergyCapacity | 1 | small_hydro | n/a | small_hydro | 2012 | 2031 | 100% | 100% | 0.032796 | 0.033653 | 0.03451 | 0.033864 | 0.033218 | 0.034188 | 0.035159 | 0.033676 | 0 | 0 | 0 | 0
| TESLA_1_QF | Online | 0.455 | 0 | 0 | 0 | 0 | 0 | Buy | 2012 | 4 | 1 | 2032 | 3 | 31 | EnergyCapacity | 1 | small_hydro | n/a | small_hydro | 2012 | 2031 | 100% | 100% | 0.1658 | 0.17013 | 0.17447 | 0.1712 | 0.16793 | 0.17284 | 0.17775 | 0.17025 | 0 | 0 | 0 | 0
| TBLMTN_6_QF | Online | 0.275 | 0 | 0 | 0 | 0 | 0 | Buy | 1985 | 4 | 6 | 2060 | 12 | 31 | EnergyCapacity | 1 | small_hydro | n/a | small_hydro | 1985 | 2060 | 100% | 100% | 0.10021 | 0.10283 | 0.10545 | 0.10347 | 0.1015 | 0.10446 | 0.10743 | 0.1029 | 0.098368 | 0.093838 | 0.089307 | 0.084776
| TBLMTN_6_QF | Online | 0.015 | 0 | 0 | 0 | 0 | 0 | Buy | 1984 | 1 | 17 | 2060 | 12 | 31 | EnergyCapacity | 1 | small_hydro | n/a | small_hydro | 1984 | 2060 | 100% | 100% | 0.0054659 | 0.0056088 | 0.0057517 | 0.005644 | 0.0055363 | 0.005698 | 0.0058598 | 0.0056127 | 0.0053655 | 0.0051184 | 0.0048713 | 0.0046242
| TBLMTN_6_QF | Online | 0.0025 | 0 | 0 | 0 | 0 | 0 | Buy | 1991 | 6 | 20 | 2060 | 12 | 31 | EnergyCapacity | 1 | small_hydro | n/a | small_hydro | 1992 | 2060 | 100% | 100% | 0.00091099 | 0.0009348 | 0.00095861 | 0.00094066 | 0.00092271 | 0.00094967 | 0.00097663 | 0.00093545 | 0.00089426 | 0.00085307 | 0.00081188 | 0.00077069
| TBLMTN_6_QF | Online | 0.06 | 0 | 0 | 0 | 0 | 0 | Buy | 1991 | 7 | 18 | 2060 | 12 | 31 | EnergyCapacity | 1 | small_hydro | n/a | small_hydro | 1992 | 2060 | 100% | 100% | 0.021864 | 0.022435 | 0.023007 | 0.022576 | 0.022145 | 0.022792 | 0.023439 | 0.022451 | 0.021462 | 0.020474 | 0.019485 | 0.018497
| TBLMTN_6_QF | Online | 0.3 | 0 | 0 | 0 | 0 | 0 | Buy | 1983 | 11 | 4 | 2060 | 12 | 31 | EnergyCapacity | 1 | small_hydro | n/a | small_hydro | 1984 | 2060 | 100% | 100% | 0.10932 | 0.11218 | 0.11503 | 0.11288 | 0.11073 | 0.11396 | 0.1172 | 0.11225 | 0.10731 | 0.10237 | 0.097426 | 0.092483
| TBLMTN_6_QF | Online | 0.1 | 0 | 0 | 0 | 0 | 0 | Buy | 1983 | 10 | 14 | 2060 | 12 | 31 | EnergyCapacity | 1 | small_hydro | n/a | small_hydro | 1984 | 2060 | 100% | 100% | 0.03644 | 0.037392 | 0.038345 | 0.037626 | 0.036908 | 0.037987 | 0.039065 | 0.037418 | 0.03577 | 0.034123 | 0.032475 | 0.030828
| TBLMTN_6_QF | Online | 0.15 | 0 | 0 | 0 | 0 | 0 | Buy | 2016 | 9 | 30 | 2031 | 9 | 29 | EnergyCapacity | 1 | small_hydro | n/a | small_hydro | 2017 | 2030 | 100% | 100% | 0.054659 | 0.056088 | 0.057517 | 0.05644 | 0.055363 | 0.05698 | 0.058598 | 0 | 0 | 0 | 0 | 0
| TANHIL_6_SOLART | Online | 15.5 | 0 | 0 | 0 | 0 | 0 | Buy | 2019 | 12 | 1 | 2026 | 11 | 30 | EnergyCapacity | 1 | cogen | n/a | cogen | 2020 | 2026 | 100% | 100% | 14.4416 | 14.4123 | 14.383 | 0 | 0 | 0 | 0 | 0 | 0 | 0 | 0 | 0
| SUNSHN_2_LNDFL | Online | 18.96 | 0 | 0 | 0 | 0 | 0 | Buy | 2014 | 9 | 1 | 2034 | 8 | 31 | EnergyCapacity | 1 | biomass_wood | n/a | biomass_wood | 2015 | 2033 | 100% | 100% | 14.7145 | 15.0562 | 15.398 | 15.5335 | 15.669 | 15.4522 | 15.2354 | 15.539 | 15.8426 | 16.1462 | 0 | 0
| SUNCAT_2_A1BBT1 | Online | 63 | 0 | 0 | 0 | 63 | 252 | Buy | 2022 | 8 | 1 | 2037 | 9 | 30 | CapacityOnly | 1 | hr_batteries | 4hr_batteries | hybrid | 2023 | 2036 | 100% | 100% | 53.802 | 54.432 | 55.062 | 53.235 | 51.408 | 53.739 | 56.07 | 49.9086 | 43.7472 | 37.5858 | 31.4244 | 25.263
| SUNCAT_2_A1ABT1 | Online | 47 | 0 | 0 | 0 | 47 | 188 | Buy | 2022 | 8 | 1 | 2037 | 9 | 30 | CapacityOnly | 1 | hr_batteries | 4hr_batteries | hybrid | 2023 | 2036 | 100% | 100% | 40.138 | 40.608 | 41.078 | 39.715 | 38.352 | 40.091 | 41.83 | 37.2334 | 32.6368 | 28.0402 | 23.4436 | 18.847
| SUMWHT_6_SWSSR1 | Online | 18.5 | 0 | 0 | 0 | 0 | 0 | Buy | 2018 | 12 | 10 | 2038 | 12 | 9 | EnergyCapacity | 1 | utility_pv | n/a | utility_pv | 2019 | 2038 | 100% | 100% | 2.3004 | 2.239 | 2.1777 | 1.853 | 1.5283 | 1.4172 | 1.3061 | 1.2817 | 1.2572 | 1.2328 | 1.2084 | 1.184
| STROUD_6_WWHSR1 | Online | 1.5 | 0 | 0 | 0 | 0 | 0 | Buy | 2019 | 7 | 12 | 2039 | 7 | 11 | EnergyCapacity | 1 | utility_pv | n/a | utility_pv | 2020 | 2038 | 100% | 100% | 0.18652 | 0.18154 | 0.17657 | 0.15024 | 0.12392 | 0.11491 | 0.1059 | 0.10392 | 0.10194 | 0.099959 | 0.097979 | 0.096
| STROUD_6_SOLAR | Online | 20 | 0 | 0 | 0 | 0 | 0 | Owned | 2011 | 9 | 26 | 2036 | 9 | 25 | EnergyCapacity | 1 | utility_pv | n/a | utility_pv | 2012 | 2035 | 100% | 100% | 2.4869 | 2.4206 | 2.3543 | 2.0032 | 1.6522 | 1.5321 | 1.412 | 1.3856 | 1.3592 | 1.3328 | 1.3064 | 1.28
| STOREY_7_MDRCHW | Online | 1.835 | 0 | 0 | 0 | 0 | 0 | Buy | 2015 | 6 | 18 | 2030 | 6 | 17 | EnergyCapacity | 1 | small_hydro | n/a | small_hydro | 2016 | 2029 | 100% | 100% | 0.66867 | 0.68614 | 0.70362 | 0.69045 | 0.67727 | 0.69706 | 0 | 0 | 0 | 0 | 0 | 0
| STOREY_2_MDRCH4 | Online | 0.916 | 0 | 0 | 0 | 0 | 0 | Buy | 2016 | 7 | 19 | 2031 | 7 | 18 | EnergyCapacity | 1 | small_hydro | n/a | small_hydro | 2017 | 2030 | 100% | 100% | 0.33379 | 0.34251 | 0.35124 | 0.34466 | 0.33808 | 0.34796 | 0.35784 | 0 | 0 | 0 | 0 | 0
| STOREY_2_MDRCH3 | Online | 0.424 | 0 | 0 | 0 | 0 | 0 | Buy | 2016 | 8 | 1 | 2031 | 7 | 31 | EnergyCapacity | 1 | small_hydro | n/a | small_hydro | 2017 | 2030 | 100% | 100% | 0.1545 | 0.15854 | 0.16258 | 0.15954 | 0.15649 | 0.16106 | 0.16564 | 0 | 0 | 0 | 0 | 0
| STOREY_2_MDRCH2 | Online | 0.563 | 0 | 0 | 0 | 0 | 0 | Buy | 2016 | 8 | 1 | 2031 | 7 | 31 | EnergyCapacity | 1 | small_hydro | n/a | small_hydro | 2017 | 2030 | 100% | 100% | 0.20515 | 0.21052 | 0.21588 | 0.21184 | 0.20779 | 0.21387 | 0.21994 | 0 | 0 | 0 | 0 | 0
| STOILS_1_UNITS | Online | 20 | 0 | 0 | 0 | 0 | 0 | Buy | 2014 | 8 | 1 | 2026 | 7 | 31 | EnergyCapacity | 1 | cogen | n/a | cogen | 2015 | 2025 | 100% | 100% | 18.6343 | 18.5965 | 0 | 0 | 0 | 0 | 0 | 0 | 0 | 0 | 0 | 0
| STANIS_7_UNIT 1 | Online | 91 | 0 | 0 | 0 | 0 | 0 | Owned | 1950 | 1 | 1 | 2099 | 12 | 31 | EnergyCapacity | 1 | hydro | n/a | hydro | 1950 | 2099 | 100% | 100% | 46.2358 | 47.4443 | 48.6528 | 47.7417 | 46.8306 | 48.199 | 49.5674 | 47.477 | 45.3865 | 43.2961 | 41.2057 | 39.1153
| SRINTL_6_UNIT | Online | 6 | 0 | 0 | 0 | 0 | 0 | Buy | 1987 | 3 | 10 | 2060 | 12 | 31 | EnergyCapacity | 1 | cogen | n/a | cogen | 1987 | 2060 | 100% | 100% | 5.5903 | 5.579 | 5.5676 | 5.6056 | 5.6436 | 5.5907 | 5.5377 | 5.5506 | 5.5634 | 5.5763 | 5.5891 | 5.602
| SPRGVL_2_TULE | Online | 6.4 | 0 | 0 | 0 | 0 | 0 | Owned | 1950 | 1 | 1 | 2099 | 12 | 31 | EnergyCapacity | 1 | small_hydro | n/a | small_hydro | 1950 | 2099 | 100% | 100% | 2.3321 | 2.3931 | 2.454 | 2.4081 | 2.3621 | 2.4312 | 2.5002 | 2.3947 | 2.2893 | 2.1839 | 2.0784 | 1.973
| SPRGAP_1_UNIT 1 | Online | 7 | 0 | 0 | 0 | 0 | 0 | Owned | 1950 | 1 | 1 | 2099 | 12 | 31 | EnergyCapacity | 1 | hydro | n/a | hydro | 1950 | 2099 | 100% | 100% | 3.5566 | 3.6496 | 3.7425 | 3.6724 | 3.6024 | 3.7076 | 3.8129 | 3.6521 | 3.4913 | 3.3305 | 3.1697 | 3.0089
| SPQUIN_6_SRPCQU | Online | 12.7 | 0 | 0 | 0 | 0 | 0 | Buy | 2015 | 9 | 9 | 2035 | 9 | 8 | EnergyCapacity | 1 | biomass_wood | n/a | biomass_wood | 2016 | 2034 | 100% | 100% | 9.8562 | 10.0851 | 10.3141 | 10.4048 | 10.4956 | 10.3503 | 10.2051 | 10.4085 | 10.6118 | 10.8152 | 11.0186 | 0
| #REF! | #REF! | #REF! | #REF! | #REF! | #REF! | #REF! | #REF! | #REF! | #REF! | #REF! | #REF! | #REF! | #REF! | #REF! | #REF! | #REF! | n/a | n/a | n/a | 0 | 0 | #REF! | 100% | #REF! | #REF! | #REF! | #REF! | #REF! | #REF! | #REF! | #REF! | #REF! | #REF! | #REF! | #REF!
| SPIFBD_1_PL1X2 | Online | 1.5 | 0 | 0 | 0 | 0 | 0 | Buy | 2015 | 9 | 9 | 2035 | 9 | 8 | EnergyCapacity | 1 | biomass_wood | n/a | biomass_wood | 2016 | 2034 | 100% | 100% | 1.1641 | 1.1912 | 1.2182 | 1.2289 | 1.2396 | 1.2225 | 1.2053 | 1.2293 | 1.2534 | 1.2774 | 1.3014 | 0
| SPIAND_1_ANDSN2 | Online | 13.5 | 0 | 0 | 0 | 0 | 0 | Buy | 2015 | 9 | 9 | 2035 | 9 | 8 | EnergyCapacity | 1 | biomass_wood | n/a | biomass_wood | 2016 | 2034 | 100% | 100% | 10.4771 | 10.7204 | 10.9638 | 11.0603 | 11.1567 | 11.0023 | 10.848 | 11.0641 | 11.2803 | 11.4965 | 11.7126 | 0
| SPI LI_2_UNIT 1 | Online | 8.7 | 0 | 0 | 0 | 0 | 0 | Buy | 2015 | 9 | 9 | 2035 | 9 | 8 | EnergyCapacity | 1 | biomass_wood | n/a | biomass_wood | 2016 | 2034 | 100% | 100% | 6.7519 | 6.9087 | 7.0656 | 7.1277 | 7.1899 | 7.0904 | 6.9909 | 7.1302 | 7.2695 | 7.4088 | 7.5481 | 0
| SPBURN_2_UNIT 1 | Online | 9.6 | 0 | 0 | 0 | 0 | 0 | Buy | 2015 | 9 | 9 | 2035 | 9 | 8 | EnergyCapacity | 1 | biomass_wood | n/a | biomass_wood | 2016 | 2034 | 100% | 100% | 7.4504 | 7.6234 | 7.7965 | 7.8651 | 7.9337 | 7.8239 | 7.7141 | 7.8678 | 8.0215 | 8.1753 | 8.329 | 0
| SPAULD_6_UNIT12 | Online | 7 | 0 | 0 | 0 | 0 | 0 | Owned | 1950 | 1 | 1 | 2099 | 12 | 31 | EnergyCapacity | 1 | hydro | n/a | hydro | 1950 | 2099 | 100% | 100% | 3.5566 | 3.6496 | 3.7425 | 3.6724 | 3.6024 | 3.7076 | 3.8129 | 3.6521 | 3.4913 | 3.3305 | 3.1697 | 3.0089
| SPAULD_6_UNIT 3 | Online | 5.8 | 0 | 0 | 0 | 0 | 0 | Owned | 1950 | 1 | 1 | 2099 | 12 | 31 | EnergyCapacity | 1 | hydro | n/a | hydro | 1950 | 2099 | 100% | 100% | 2.9469 | 3.0239 | 3.1009 | 3.0429 | 2.9848 | 3.072 | 3.1592 | 3.026 | 2.8928 | 2.7595 | 2.6263 | 2.4931
| SOUTH_2_UNIT | Online | 7 | 0 | 0 | 0 | 0 | 0 | Owned | 1950 | 1 | 1 | 2099 | 12 | 31 | EnergyCapacity | 1 | small_hydro | n/a | small_hydro | 1950 | 2099 | 100% | 100% | 2.5508 | 2.6174 | 2.6841 | 2.6339 | 2.5836 | 2.6591 | 2.7346 | 2.6192 | 2.5039 | 2.3886 | 2.2733 | 2.1579
| SMYRNA_1_DL1SR1 | Online | 1 | 0 | 0 | 0 | 0 | 0 | Buy | 2018 | 3 | 12 | 2038 | 3 | 11 | EnergyCapacity | 1 | utility_pv | n/a | utility_pv | 2018 | 2037 | 100% | 100% | 0.12435 | 0.12103 | 0.11771 | 0.10016 | 0.082611 | 0.076605 | 0.070598 | 0.069279 | 0.067959 | 0.066639 | 0.06532 | 0.064
| SKERN_6_SOLAR1 | Online | 20 | 0 | 0 | 0 | 0 | 0 | Buy | 2015 | 5 | 15 | 2035 | 5 | 14 | EnergyCapacity | 1 | utility_pv | n/a | utility_pv | 2015 | 2034 | 100% | 100% | 2.4869 | 2.4206 | 2.3543 | 2.0032 | 1.6522 | 1.5321 | 1.412 | 1.3856 | 1.3592 | 1.3328 | 1.3064 | 0
| _NEW_GENERIC_BATTERY_STORAGE | Development | 169 | 0 | 0 | 0 | 0 | 676 | Buy | 0 | 0 | 0 | 0 | 0 | 0 | CapacityOnly | 1 | hr_batteries | n/a | hr_batteries | 0 | 0 | 100% | 100% | 0 | 0 | 0 | 0 | 0 | 0 | 0 | 0 | 0 | 0 | 0 | 0
| SISQUC_1_SMARIA | Online | 1.42 | 0 | 0 | 0 | 0 | 0 | Buy | 2010 | 9 | 13 | 2025 | 9 | 12 | EnergyCapacity | 1 | biomass_wood | n/a | biomass_wood | 2011 | 2024 | 100% | 100% | 1.102 | 0 | 0 | 0 | 0 | 0 | 0 | 0 | 0 | 0 | 0 | 0
| ULTPCH_1_UCSBT1 | Development | 10 | 0 | 0 | 0 | 10 | 40 | Buy | 0 | 0 | 0 | 0 | 0 | 0 | CapacityOnly | 1 | hr_batteries | 4hr_batteries | hybrid | 0 | 0 | 100% | 100% | 0 | 0 | 0 | 0 | 0 | 0 | 0 | 0 | 0 | 0 | 0 | 0
| SEGS_1_SR2SL2 | Online | 20 | 0 | 0 | 0 | 0 | 0 | Buy | 2017 | 8 | 25 | 2037 | 8 | 24 | EnergyCapacity | 1 | utility_pv | n/a | utility_pv | 2018 | 2036 | 100% | 100% | 2.4869 | 2.4206 | 2.3543 | 2.0032 | 1.6522 | 1.5321 | 1.412 | 1.3856 | 1.3592 | 1.3328 | 1.3064 | 1.28
| SCHNDR_1_WSTSDE | Online | 15 | 0 | 0 | 0 | 0 | 0 | Owned | 2011 | 8 | 31 | 2036 | 8 | 30 | EnergyCapacity | 1 | utility_pv | n/a | utility_pv | 2012 | 2035 | 100% | 100% | 1.8652 | 1.8154 | 1.7657 | 1.5024 | 1.2392 | 1.1491 | 1.059 | 1.0392 | 1.0194 | 0.99959 | 0.97979 | 0.96
| SCHNDR_1_OS2BM2 | Online | 0.8 | 0 | 0 | 0 | 0 | 0 | Buy | 2019 | 6 | 10 | 2039 | 6 | 9 | EnergyCapacity | 1 | biogas | n/a | biogas | 2020 | 2038 | 100% | 100% | 0.59995 | 0.61297 | 0.626 | 0.62845 | 0.63091 | 0.6218 | 0.6127 | 0.62738 | 0.64207 | 0.65676 | 0.67145 | 0.68613
| SCHNDR_1_FIVPTS | Online | 15 | 0 | 0 | 0 | 0 | 0 | Owned | 2011 | 9 | 24 | 2036 | 9 | 23 | EnergyCapacity | 1 | utility_pv | n/a | utility_pv | 2012 | 2035 | 100% | 100% | 1.8652 | 1.8154 | 1.7657 | 1.5024 | 1.2392 | 1.1491 | 1.059 | 1.0392 | 1.0194 | 0.99959 | 0.97979 | 0.96
| SANLOB_1_OSFBM1 | Online | 0.85 | 0 | 0 | 0 | 0 | 0 | Buy | 2019 | 7 | 21 | 2039 | 7 | 20 | EnergyCapacity | 1 | biomass_wood | n/a | biomass_wood | 2020 | 2038 | 100% | 100% | 0.65967 | 0.67499 | 0.69031 | 0.69639 | 0.70246 | 0.69274 | 0.68302 | 0.69663 | 0.71024 | 0.72385 | 0.73746 | 0.75107
| SANLOB_1_LNDFIL | Online | 1.5 | 0 | 0 | 0 | 0 | 0 | Buy | 2013 | 7 | 21 | 2033 | 7 | 20 | EnergyCapacity | 1 | biomass_wood | n/a | biomass_wood | 2014 | 2032 | 100% | 100% | 1.1641 | 1.1912 | 1.2182 | 1.2289 | 1.2396 | 1.2225 | 1.2053 | 1.2293 | 1.2534 | 0 | 0 | 0
| SANDLT_2_SUNITS | Online | 250 | 0 | 0 | 0 | 0 | 0 | Buy | 2014 | 12 | 4 | 2039 | 12 | 3 | EnergyCapacity | 1 | utility_pv | n/a | utility_pv | 2015 | 2039 | 100% | 100% | 31.0865 | 30.2574 | 29.4283 | 25.0405 | 20.6528 | 19.1512 | 17.6495 | 17.3196 | 16.9897 | 16.6598 | 16.3299 | 16
| SALTSP_7_UNITS | Online | 11 | 0 | 0 | 0 | 0 | 0 | Owned | 1950 | 1 | 1 | 2099 | 12 | 31 | EnergyCapacity | 1 | hydro | n/a | hydro | 1950 | 2099 | 100% | 100% | 5.5889 | 5.735 | 5.8811 | 5.771 | 5.6608 | 5.8263 | 5.9917 | 5.739 | 5.4863 | 5.2336 | 4.9809 | 4.7282
| S_RITA_6_SOLAR1 | Online | 1.5 | 0 | 0 | 0 | 0 | 0 | Buy | 2015 | 5 | 28 | 2035 | 5 | 27 | EnergyCapacity | 1 | utility_pv | n/a | utility_pv | 2015 | 2034 | 100% | 100% | 0.18652 | 0.18154 | 0.17657 | 0.15024 | 0.12392 | 0.11491 | 0.1059 | 0.10392 | 0.10194 | 0.099959 | 0.097979 | 0
| RTREE_2_WIND2 | Online | 19.8 | 0 | 0 | 0 | 0 | 0 | Buy | 2015 | 8 | 7 | 2035 | 8 | 6 | EnergyCapacity | 1 | in_state_wind_south | n/a | in_state_wind_south | 2016 | 2034 | 100% | 100% | 2.3446 | 2.6999 | 3.0553 | 2.1173 | 1.1794 | 1.5286 | 1.8778 | 1.676 | 1.4741 | 1.2723 | 1.0705 | 0
| ROLLIN_6_UNIT | Online | 13 | 0 | 0 | 0 | 0 | 0 | Buy | 2013 | 7 | 1 | 2033 | 6 | 30 | EnergyCapacity | 1 | hydro | n/a | hydro | 2014 | 2032 | 100% | 100% | 6.6051 | 6.7778 | 6.9504 | 6.8202 | 6.6901 | 6.8856 | 7.0811 | 6.7824 | 6.4838 | 0 | 0 | 0
| RNDMTN_2_SLSPHY1 | Online | 0.6 | 0 | 0 | 0 | 0 | 0 | Buy | 2017 | 8 | 15 | 2037 | 8 | 14 | EnergyCapacity | 1 | hydro | n/a | hydro | 2018 | 2036 | 100% | 100% | 0.30485 | 0.31282 | 0.32079 | 0.31478 | 0.30877 | 0.3178 | 0.32682 | 0.31303 | 0.29925 | 0.28547 | 0.27169 | 0.2579
| RIOOSO_1_QF | Online | 0.48 | 0 | 0 | 0 | 0 | 0 | Buy | 1985 | 12 | 23 | 2060 | 12 | 31 | EnergyCapacity | 1 | small_hydro | n/a | small_hydro | 1986 | 2060 | 100% | 100% | 0.17491 | 0.17948 | 0.18405 | 0.18061 | 0.17716 | 0.18234 | 0.18751 | 0.17961 | 0.1717 | 0.16379 | 0.15588 | 0.14797
| RIOOSO_1_QF | Online | 0.075 | 0 | 0 | 0 | 0 | 0 | Buy | 1986 | 2 | 13 | 2060 | 12 | 31 | EnergyCapacity | 1 | small_hydro | n/a | small_hydro | 1986 | 2060 | 100% | 100% | 0.02733 | 0.028044 | 0.028758 | 0.02822 | 0.027681 | 0.02849 | 0.029299 | 0.028063 | 0.026828 | 0.025592 | 0.024356 | 0.023121
| RIOOSO_1_QF | Online | 0.1 | 0 | 0 | 0 | 0 | 0 | Buy | 1985 | 12 | 23 | 2060 | 12 | 31 | EnergyCapacity | 1 | small_hydro | n/a | small_hydro | 1986 | 2060 | 100% | 100% | 0.03644 | 0.037392 | 0.038345 | 0.037626 | 0.036908 | 0.037987 | 0.039065 | 0.037418 | 0.03577 | 0.034123 | 0.032475 | 0.030828
| RIOOSO_1_QF | Online | 0.04 | 0 | 0 | 0 | 0 | 0 | Buy | 1985 | 11 | 22 | 2060 | 12 | 31 | EnergyCapacity | 1 | small_hydro | n/a | small_hydro | 1986 | 2060 | 100% | 100% | 0.014576 | 0.014957 | 0.015338 | 0.015051 | 0.014763 | 0.015195 | 0.015626 | 0.014967 | 0.014308 | 0.013649 | 0.01299 | 0.012331
| RIOOSO_1_QF | Online | 0.4 | 0 | 0 | 0 | 0 | 0 | Buy | 2008 | 8 | 15 | 2028 | 8 | 14 | EnergyCapacity | 1 | small_hydro | n/a | small_hydro | 2009 | 2027 | 100% | 100% | 0.14576 | 0.14957 | 0.15338 | 0.15051 | 0 | 0 | 0 | 0 | 0 | 0 | 0 | 0
| REEDLY_6_SOLAR | Online | 1.25 | 0 | 0 | 0 | 0 | 0 | Buy | 2014 | 6 | 17 | 2034 | 6 | 16 | EnergyCapacity | 1 | utility_pv | n/a | utility_pv | 2015 | 2033 | 100% | 100% | 0.15543 | 0.15129 | 0.14714 | 0.1252 | 0.10326 | 0.095756 | 0.088248 | 0.086598 | 0.084949 | 0.083299 | 0 | 0
| RCKCRK_7_UNIT 2 | Online | 56 | 0 | 0 | 0 | 0 | 0 | Owned | 1950 | 1 | 1 | 2099 | 12 | 31 | EnergyCapacity | 1 | hydro | n/a | hydro | 1950 | 2099 | 100% | 100% | 28.4528 | 29.1965 | 29.9402 | 29.3795 | 28.8188 | 29.6609 | 30.503 | 29.2166 | 27.9302 | 26.6438 | 25.3574 | 24.0709
| RCKCRK_7_UNIT 2 | Online | 7 | 0 | 0 | 0 | 0 | 0 | Owned | 2013 | 4 | 30 | 2099 | 12 | 31 | EnergyCapacity | 1 | hydro | n/a | hydro | 2013 | 2099 | 100% | 100% | 3.5566 | 3.6496 | 3.7425 | 3.6724 | 3.6024 | 3.7076 | 3.8129 | 3.6521 | 3.4913 | 3.3305 | 3.1697 | 3.0089
| RCKCRK_7_UNIT 1 | Online | 56 | 0 | 0 | 0 | 0 | 0 | Owned | 1950 | 1 | 1 | 2099 | 12 | 31 | EnergyCapacity | 1 | hydro | n/a | hydro | 1950 | 2099 | 100% | 100% | 28.4528 | 29.1965 | 29.9402 | 29.3795 | 28.8188 | 29.6609 | 30.503 | 29.2166 | 27.9302 | 26.6438 | 25.3574 | 24.0709
| RCKCRK_7_UNIT 1 | Online | 7 | 0 | 0 | 0 | 0 | 0 | Owned | 2013 | 4 | 30 | 2099 | 12 | 31 | EnergyCapacity | 1 | hydro | n/a | hydro | 2013 | 2099 | 100% | 100% | 3.5566 | 3.6496 | 3.7425 | 3.6724 | 3.6024 | 3.7076 | 3.8129 | 3.6521 | 3.4913 | 3.3305 | 3.1697 | 3.0089
| _UNSPECIFIED_NON_IMPORT | Online | 102.9 | 0 | 0 | 0 | 0 | 0 | Buy | 2009 | 1 | 5 | 2024 | 1 | 4 | EnergyCapacity | 1 | n/a | n/a | n/a | 2009 | 2023 | 100% | 100% | 0 | 0 | 0 | 0 | 0 | 0 | 0 | 0 | 0 | 0 | 0 | 0
| PUTHCR_1_SOLAR1 | Online | 2 | 0 | 0 | 0 | 0 | 0 | Buy | 2014 | 12 | 23 | 2034 | 12 | 22 | EnergyCapacity | 1 | utility_pv | n/a | utility_pv | 2015 | 2034 | 100% | 100% | 0.24869 | 0.24206 | 0.23543 | 0.20032 | 0.16522 | 0.15321 | 0.1412 | 0.13856 | 0.13592 | 0.13328 | 0.13064 | 0
| PSWEET_7_QFUNTS | Online | 0.18 | 0 | 0 | 0 | 0 | 0 | Buy | 1987 | 9 | 1 | 2060 | 12 | 31 | EnergyCapacity | 1 | cogen | n/a | cogen | 1988 | 2060 | 100% | 100% | 0.16771 | 0.16737 | 0.16703 | 0.16817 | 0.16931 | 0.16772 | 0.16613 | 0.16652 | 0.1669 | 0.16729 | 0.16767 | 0.16806
| POTTER_7_VECINO | Online | 0.33 | 0 | 0 | 0 | 0 | 0 | Buy | 2011 | 4 | 19 | 2026 | 4 | 18 | EnergyCapacity | 1 | hydro | n/a | hydro | 2011 | 2025 | 100% | 100% | 0.16767 | 0.17205 | 0 | 0 | 0 | 0 | 0 | 0 | 0 | 0 | 0 | 0
| POTTER_6_UNITS | Online | 9.2 | 0 | 0 | 0 | 0 | 0 | Owned | 1950 | 1 | 1 | 2099 | 12 | 31 | EnergyCapacity | 1 | small_hydro | n/a | small_hydro | 1950 | 2099 | 100% | 100% | 3.3524 | 3.4401 | 3.5277 | 3.4616 | 3.3956 | 3.4948 | 3.594 | 3.4424 | 3.2909 | 3.1393 | 2.9877 | 2.8362
| POEPH_7_UNIT 2 | Online | 60 | 0 | 0 | 0 | 0 | 0 | Owned | 1950 | 1 | 1 | 2099 | 12 | 31 | EnergyCapacity | 1 | hydro | n/a | hydro | 1950 | 2099 | 100% | 100% | 30.4851 | 31.282 | 32.0788 | 31.4781 | 30.8773 | 31.7796 | 32.6818 | 31.3035 | 29.9252 | 28.5469 | 27.1686 | 25.7903
| POEPH_7_UNIT 1 | Online | 60 | 0 | 0 | 0 | 0 | 0 | Owned | 1950 | 1 | 1 | 2099 | 12 | 31 | EnergyCapacity | 1 | hydro | n/a | hydro | 1950 | 2099 | 100% | 100% | 30.4851 | 31.282 | 32.0788 | 31.4781 | 30.8773 | 31.7796 | 32.6818 | 31.3035 | 29.9252 | 28.5469 | 27.1686 | 25.7903
| PNCHPP_1_PL1X2 | Online | 118.06 | 0 | 0 | 0 | 0 | 0 | Buy | 2009 | 5 | 1 | 2024 | 4 | 30 | EnergyCapacity | 1 | gas_ct | n/a | gas_ct | 2009 | 2023 | 100% | 100% | 0 | 0 | 0 | 0 | 0 | 0 | 0 | 0 | 0 | 0 | 0 | 0
| PNCHEG_2_PL1X4 | Online | 398.62 | 0 | 0 | 0 | 0 | 0 | Buy | 2009 | 6 | 1 | 2029 | 5 | 31 | EnergyCapacity | 1 | gas_ct | n/a | gas_ct | 2009 | 2028 | 100% | 100% | 323.8287 | 332.6813 | 341.534 | 334.9387 | 328.3434 | 0 | 0 | 0 | 0 | 0 | 0 | 0
| PLAINV_6_BSOLAR | Online | 20 | 0 | 0 | 0 | 0 | 0 | Buy | 2015 | 2 | 17 | 2035 | 2 | 16 | EnergyCapacity | 1 | utility_pv | n/a | utility_pv | 2015 | 2034 | 100% | 100% | 2.4869 | 2.4206 | 2.3543 | 2.0032 | 1.6522 | 1.5321 | 1.412 | 1.3856 | 1.3592 | 1.3328 | 1.3064 | 0
| PLACVL_1_RCKCRE | Online | 2.796 | 0 | 0 | 0 | 0 | 0 | Buy | 2017 | 3 | 30 | 2037 | 3 | 29 | EnergyCapacity | 1 | small_hydro | n/a | small_hydro | 2017 | 2036 | 100% | 100% | 1.0189 | 1.0455 | 1.0721 | 1.052 | 1.032 | 1.0621 | 1.0923 | 1.0462 | 1.0001 | 0.95407 | 0.90801 | 0.86194
| PIT7_7_UNIT 2 | Online | 54.6 | 0 | 0 | 0 | 0 | 0 | Owned | 1950 | 1 | 1 | 2099 | 12 | 31 | EnergyCapacity | 1 | hydro | n/a | hydro | 1950 | 2099 | 100% | 100% | 27.7415 | 28.4666 | 29.1917 | 28.645 | 28.0984 | 28.9194 | 29.7404 | 28.4862 | 27.2319 | 25.9777 | 24.7234 | 23.4692
| PIT7_7_UNIT 1 | Online | 55.7 | 0 | 0 | 0 | 0 | 0 | Owned | 1950 | 1 | 1 | 2099 | 12 | 31 | EnergyCapacity | 1 | hydro | n/a | hydro | 1950 | 2099 | 100% | 100% | 28.3004 | 29.0401 | 29.7798 | 29.2221 | 28.6645 | 29.502 | 30.3396 | 29.0601 | 27.7806 | 26.501 | 25.2215 | 23.942
| PIT6_7_UNIT 2 | Online | 40 | 0 | 0 | 0 | 0 | 0 | Owned | 1950 | 1 | 1 | 2099 | 12 | 31 | EnergyCapacity | 1 | hydro | n/a | hydro | 1950 | 2099 | 100% | 100% | 20.3234 | 20.8546 | 21.3859 | 20.9854 | 20.5849 | 21.1864 | 21.7879 | 20.869 | 19.9501 | 19.0313 | 18.1124 | 17.1935
| PIT6_7_UNIT 1 | Online | 39 | 0 | 0 | 0 | 0 | 0 | Owned | 1950 | 1 | 1 | 2099 | 12 | 31 | EnergyCapacity | 1 | hydro | n/a | hydro | 1950 | 2099 | 100% | 100% | 19.8153 | 20.3333 | 20.8512 | 20.4607 | 20.0703 | 20.6567 | 21.2432 | 20.3473 | 19.4514 | 18.5555 | 17.6596 | 16.7637
| PIT5_7_QFUNTS | Online | 1.1 | 0 | 0 | 0 | 0 | 0 | Buy | 2019 | 1 | 14 | 2039 | 1 | 13 | EnergyCapacity | 1 | hydro | n/a | hydro | 2019 | 2038 | 100% | 100% | 0.55889 | 0.5735 | 0.58811 | 0.5771 | 0.56608 | 0.58263 | 0.59917 | 0.5739 | 0.54863 | 0.52336 | 0.49809 | 0.47282
| PIT5_7_PL3X4 | Online | 80 | 0 | 0 | 0 | 0 | 0 | Owned | 1950 | 1 | 1 | 2099 | 12 | 31 | EnergyCapacity | 1 | hydro | n/a | hydro | 1950 | 2099 | 100% | 100% | 40.6468 | 41.7093 | 42.7717 | 41.9707 | 41.1698 | 42.3728 | 43.5757 | 41.738 | 39.9003 | 38.0625 | 36.2248 | 34.3871
| PIT5_7_PL1X2 | Online | 80 | 0 | 0 | 0 | 0 | 0 | Owned | 1950 | 1 | 1 | 2099 | 12 | 31 | EnergyCapacity | 1 | hydro | n/a | hydro | 1950 | 2099 | 100% | 100% | 40.6468 | 41.7093 | 42.7717 | 41.9707 | 41.1698 | 42.3728 | 43.5757 | 41.738 | 39.9003 | 38.0625 | 36.2248 | 34.3871
| PIT4_7_PL1X2 | Online | 95 | 0 | 0 | 0 | 0 | 0 | Owned | 1950 | 1 | 1 | 2099 | 12 | 31 | EnergyCapacity | 1 | hydro | n/a | hydro | 1950 | 2099 | 100% | 100% | 48.2681 | 49.5298 | 50.7914 | 49.8403 | 48.8891 | 50.3176 | 51.7462 | 49.5639 | 47.3816 | 45.1992 | 43.0169 | 40.8346
| PIT3_7_PL1X3 | Online | 70 | 0 | 0 | 0 | 0 | 0 | Owned | 1950 | 1 | 1 | 2099 | 12 | 31 | EnergyCapacity | 1 | hydro | n/a | hydro | 1950 | 2099 | 100% | 100% | 35.566 | 36.4956 | 37.4252 | 36.7244 | 36.0236 | 37.0762 | 38.1288 | 36.5207 | 34.9127 | 33.3047 | 31.6967 | 30.0887
| PIT1_7_UNIT 2 | Online | 30.5 | 0 | 0 | 0 | 0 | 0 | Owned | 1950 | 1 | 1 | 2099 | 12 | 31 | EnergyCapacity | 1 | hydro | n/a | hydro | 1950 | 2099 | 100% | 100% | 15.4966 | 15.9017 | 16.3067 | 16.0013 | 15.696 | 16.1546 | 16.6132 | 15.9126 | 15.212 | 14.5113 | 13.8107 | 13.1101
| PIT1_7_UNIT 1 | Online | 30.5 | 0 | 0 | 0 | 0 | 0 | Owned | 1950 | 1 | 1 | 2099 | 12 | 31 | EnergyCapacity | 1 | hydro | n/a | hydro | 1950 | 2099 | 100% | 100% | 15.4966 | 15.9017 | 16.3067 | 16.0013 | 15.696 | 16.1546 | 16.6132 | 15.9126 | 15.212 | 14.5113 | 13.8107 | 13.1101
| PIT1_6_FRIVRA | Online | 1.5 | 0 | 0 | 0 | 0 | 0 | Buy | 2014 | 3 | 5 | 2034 | 3 | 4 | EnergyCapacity | 1 | utility_pv | n/a | utility_pv | 2014 | 2033 | 100% | 100% | 0.18652 | 0.18154 | 0.17657 | 0.15024 | 0.12392 | 0.11491 | 0.1059 | 0.10392 | 0.10194 | 0.099959 | 0 | 0
| PHOENX_1_UNIT | Online | 2 | 0 | 0 | 0 | 0 | 0 | Owned | 1950 | 1 | 1 | 2099 | 12 | 31 | EnergyCapacity | 1 | small_hydro | n/a | small_hydro | 1950 | 2099 | 100% | 100% | 0.72879 | 0.74784 | 0.76689 | 0.75253 | 0.73817 | 0.75974 | 0.78131 | 0.74836 | 0.71541 | 0.68246 | 0.64951 | 0.61656
| PEORIA_1_SOLAR | Online | 1.5 | 0 | 0 | 0 | 0 | 0 | Buy | 2013 | 12 | 31 | 2033 | 12 | 30 | EnergyCapacity | 1 | utility_pv | n/a | utility_pv | 2014 | 2033 | 100% | 100% | 0.18652 | 0.18154 | 0.17657 | 0.15024 | 0.12392 | 0.11491 | 0.1059 | 0.10392 | 0.10194 | 0.099959 | 0 | 0
| PEABDY_2_LNDFL1 | Online | 6.784 | 0 | 0 | 0 | 0 | 0 | Buy | 2016 | 4 | 13 | 2041 | 4 | 12 | EnergyCapacity | 1 | biomass_wood | n/a | biomass_wood | 2016 | 2040 | 100% | 100% | 5.2649 | 5.3872 | 5.5095 | 5.558 | 5.6065 | 5.5289 | 5.4513 | 5.5599 | 5.6686 | 5.7772 | 5.8858 | 5.9945
| _EXISTING_GENERIC_WIND | Online | 90 | 0 | 0 | 0 | 0 | 0 | Buy | 2010 | 10 | 4 | 2025 | 10 | 3 | EnergyCapacity | 1 | in_state_wind_south | n/a | in_state_wind_south | 2011 | 2025 | 100% | 100% | 10.6572 | 12.2725 | 0 | 0 | 0 | 0 | 0 | 0 | 0 | 0 | 0 | 0
| _BRANCH_GENERIC_MALIN500_ISL | Online | 0 | 0 | 0 | 0 | 0 | 0 | Buy | 1992 | 1 | 1 | 2060 | 12 | 31 | EnergyCapacity | 1 | n/a | n/a | n/a | 1992 | 2060 | 100% | 100% | 0 | 0 | 0 | 0 | 0 | 0 | 0 | 0 | 0 | 0 | 0 | 0
| PAIGES_6_SOLAR | Online | 20 | 0 | 0 | 0 | 0 | 0 | Buy | 2017 | 5 | 2 | 2037 | 5 | 1 | EnergyCapacity | 1 | utility_pv | n/a | utility_pv | 2017 | 2036 | 100% | 100% | 2.4869 | 2.4206 | 2.3543 | 2.0032 | 1.6522 | 1.5321 | 1.412 | 1.3856 | 1.3592 | 1.3328 | 1.3064 | 1.28
| ORTGA_6_ME1SL1 | Online | 3 | 0 | 0 | 0 | 0 | 0 | Buy | 2018 | 8 | 24 | 2038 | 8 | 23 | EnergyCapacity | 1 | utility_pv | n/a | utility_pv | 2019 | 2037 | 100% | 100% | 0.37304 | 0.36309 | 0.35314 | 0.30049 | 0.24783 | 0.22981 | 0.21179 | 0.20784 | 0.20388 | 0.19992 | 0.19596 | 0.192
| OROLOM_1_SOLAR2 | Online | 10 | 0 | 0 | 0 | 0 | 0 | Buy | 2017 | 3 | 10 | 2037 | 3 | 9 | EnergyCapacity | 1 | utility_pv | n/a | utility_pv | 2017 | 2036 | 100% | 100% | 1.2435 | 1.2103 | 1.1771 | 1.0016 | 0.82611 | 0.76605 | 0.70598 | 0.69279 | 0.67959 | 0.66639 | 0.6532 | 0.64
| OROLOM_1_SOLAR1 | Online | 10 | 0 | 0 | 0 | 0 | 0 | Buy | 2017 | 2 | 24 | 2037 | 2 | 23 | EnergyCapacity | 1 | utility_pv | n/a | utility_pv | 2017 | 2036 | 100% | 100% | 1.2435 | 1.2103 | 1.1771 | 1.0016 | 0.82611 | 0.76605 | 0.70598 | 0.69279 | 0.67959 | 0.66639 | 0.6532 | 0.64
| ORLND_6_SOLAR1 | Online | 1.5 | 0 | 0 | 0 | 0 | 0 | Buy | 2016 | 3 | 23 | 2036 | 3 | 22 | EnergyCapacity | 1 | utility_pv | n/a | utility_pv | 2016 | 2035 | 100% | 100% | 0.18652 | 0.18154 | 0.17657 | 0.15024 | 0.12392 | 0.11491 | 0.1059 | 0.10392 | 0.10194 | 0.099959 | 0.097979 | 0.096
| OLSEN_2_UNIT | Online | 5.5 | 0 | 0 | 0 | 0 | 0 | Buy | 2020 | 1 | 1 | 2026 | 12 | 31 | EnergyCapacity | 1 | small_hydro | n/a | small_hydro | 2020 | 2026 | 100% | 100% | 2.0042 | 2.0566 | 2.1089 | 0 | 0 | 0 | 0 | 0 | 0 | 0 | 0 | 0
| OLIVEP_1_SOLAR2 | Online | 19.75 | 0 | 0 | 0 | 0 | 0 | Buy | 2014 | 10 | 2 | 2034 | 10 | 1 | EnergyCapacity | 1 | utility_pv | n/a | utility_pv | 2015 | 2034 | 100% | 100% | 2.4558 | 2.3903 | 2.3248 | 1.9782 | 1.6316 | 1.5129 | 1.3943 | 1.3683 | 1.3422 | 1.3161 | 1.2901 | 0
| OLIVEP_1_SOLAR | Online | 20 | 0 | 0 | 0 | 0 | 0 | Buy | 2013 | 6 | 27 | 2038 | 6 | 26 | EnergyCapacity | 1 | utility_pv | n/a | utility_pv | 2014 | 2037 | 100% | 100% | 2.4869 | 2.4206 | 2.3543 | 2.0032 | 1.6522 | 1.5321 | 1.412 | 1.3856 | 1.3592 | 1.3328 | 1.3064 | 1.28
| OLDRV1_6_SOLAR | Online | 20 | 0 | 0 | 0 | 0 | 0 | Buy | 2015 | 2 | 9 | 2035 | 2 | 8 | EnergyCapacity | 1 | utility_pv | n/a | utility_pv | 2015 | 2034 | 100% | 100% | 2.4869 | 2.4206 | 2.3543 | 2.0032 | 1.6522 | 1.5321 | 1.412 | 1.3856 | 1.3592 | 1.3328 | 1.3064 | 0
| OLDRIV_6_LKVBM1 | Online | 1 | 0 | 0 | 0 | 0 | 0 | Buy | 2018 | 2 | 13 | 2038 | 2 | 12 | EnergyCapacity | 1 | biogas | n/a | biogas | 2018 | 2037 | 100% | 100% | 0.74994 | 0.76621 | 0.78249 | 0.78557 | 0.78864 | 0.77725 | 0.76587 | 0.78423 | 0.80259 | 0.82095 | 0.83931 | 0.85767
| OLDRIV_6_CESDBM | Online | 1 | 0 | 0 | 0 | 0 | 0 | Buy | 2018 | 2 | 13 | 2038 | 2 | 12 | EnergyCapacity | 1 | biogas | n/a | biogas | 2018 | 2037 | 100% | 100% | 0.74994 | 0.76621 | 0.78249 | 0.78557 | 0.78864 | 0.77725 | 0.76587 | 0.78423 | 0.80259 | 0.82095 | 0.83931 | 0.85767
| OLDRIV_6_BIOGAS | Online | 1.84 | 0 | 0 | 0 | 0 | 0 | Buy | 2014 | 3 | 10 | 2029 | 3 | 9 | EnergyCapacity | 1 | biomass_wood | n/a | biomass_wood | 2014 | 2028 | 100% | 100% | 1.428 | 1.4612 | 1.4943 | 1.5075 | 1.5206 | 0 | 0 | 0 | 0 | 0 | 0 | 0
| NWCSTL_7_UNIT 1 | Online | 11.5 | 0 | 0 | 0 | 0 | 0 | Owned | 1950 | 1 | 1 | 2099 | 12 | 31 | EnergyCapacity | 1 | hydro | n/a | hydro | 1950 | 2099 | 100% | 100% | 5.843 | 5.9957 | 6.1484 | 6.0333 | 5.9182 | 6.0911 | 6.264 | 5.9998 | 5.7357 | 5.4715 | 5.2073 | 4.9431
| NEWARK_1_QF | Online | 0.06 | 0 | 0 | 0 | 0 | 0 | Buy | 1988 | 2 | 2 | 2060 | 12 | 31 | EnergyCapacity | 1 | cogen | n/a | cogen | 1988 | 2060 | 100% | 100% | 0.055903 | 0.05579 | 0.055676 | 0.056056 | 0.056436 | 0.055907 | 0.055377 | 0.055506 | 0.055634 | 0.055763 | 0.055891 | 0.05602
| NEENCH_6_SOLAR | Online | 66 | 0 | 0 | 0 | 0 | 0 | Buy | 2013 | 1 | 18 | 2033 | 1 | 17 | EnergyCapacity | 1 | utility_pv | n/a | utility_pv | 2013 | 2032 | 100% | 100% | 8.2068 | 7.9879 | 7.7691 | 6.6107 | 5.4523 | 5.0559 | 4.6595 | 4.5724 | 4.4853 | 0 | 0 | 0
| _EXISTING_GENERIC_INSTATE_SMALL_HYDRO | Online | 0.6 | 0 | 0 | 0 | 0 | 0 | Buy | 2009 | 5 | 22 | 2029 | 5 | 21 | EnergyCapacity | 1 | hydro | n/a | hydro | 2009 | 2028 | 100% | 100% | 0.30485 | 0.31282 | 0.32079 | 0.31478 | 0.30877 | 0 | 0 | 0 | 0 | 0 | 0 | 0
| _EXISTING_GENERIC_BIOMASS/WOOD | Online | 0.75 | 0 | 0 | 0 | 0 | 0 | Buy | 2011 | 6 | 17 | 2026 | 6 | 16 | EnergyCapacity | 1 | biomass_wood | n/a | biomass_wood | 2012 | 2025 | 100% | 100% | 0.58206 | 0.59558 | 0 | 0 | 0 | 0 | 0 | 0 | 0 | 0 | 0 | 0
| _EXISTING_GENERIC_INSTATE_SMALL_HYDRO | Online | 0.0375 | 0 | 0 | 0 | 0 | 0 | Buy | 2010 | 6 | 24 | 2030 | 6 | 23 | EnergyCapacity | 1 | hydro | n/a | hydro | 2011 | 2029 | 100% | 100% | 0.019053 | 0.019551 | 0.020049 | 0.019674 | 0.019298 | 0.019862 | 0 | 0 | 0 | 0 | 0 | 0
| _EXISTING_GENERIC_INSTATE_SMALL_HYDRO | Online | 0.52 | 0 | 0 | 0 | 0 | 0 | Buy | 2012 | 1 | 17 | 2032 | 1 | 16 | EnergyCapacity | 1 | hydro | n/a | hydro | 2012 | 2031 | 100% | 100% | 0.2642 | 0.27111 | 0.27802 | 0.27281 | 0.2676 | 0.27542 | 0.28324 | 0.2713 | 0 | 0 | 0 | 0
| _CREZ_UNBUNDLEDREC_PACIFIC_NORTHWEST_WIND | Online | 150 | 0 | 0 | 0 | 0 | 0 | Buy | 2012 | 12 | 19 | 2032 | 12 | 18 | EnergyOnly | 0 | n/a | n/a | n/a | 2013 | 2032 | 100% | 100% | 0 | 0 | 0 | 0 | 0 | 0 | 0 | 0 | 0 | 0 | 0 | 0
| _CREZ_UNBUNDLEDREC_PACIFIC_NORTHWEST_WIND | Online | 150 | 0 | 0 | 0 | 0 | 0 | Buy | 2014 | 5 | 12 | 2034 | 5 | 11 | EnergyOnly | 0 | n/a | n/a | n/a | 2014 | 2033 | 100% | 100% | 0 | 0 | 0 | 0 | 0 | 0 | 0 | 0 | 0 | 0 | 0 | 0
| _CREZ_UNBUNDLEDREC_PACIFIC_NORTHWEST_WIND | Online | 150 | 0 | 0 | 0 | 0 | 0 | Buy | 2014 | 5 | 12 | 2034 | 5 | 11 | EnergyOnly | 0 | n/a | n/a | n/a | 2014 | 2033 | 100% | 100% | 0 | 0 | 0 | 0 | 0 | 0 | 0 | 0 | 0 | 0 | 0 | 0
| _EXISTING_GENERIC_INSTATE_SMALL_HYDRO | Online | 0.112 | 0 | 0 | 0 | 0 | 0 | Buy | 2011 | 11 | 22 | 2031 | 11 | 21 | EnergyCapacity | 1 | hydro | n/a | hydro | 2012 | 2031 | 100% | 100% | 0.056906 | 0.058393 | 0.05988 | 0.058759 | 0.057638 | 0.059322 | 0.061006 | 0.058433 | 0 | 0 | 0 | 0
| _EXISTING_GENERIC_SOLAR_1AXIS | Online | 0.999 | 0 | 0 | 0 | 0 | 0 | Buy | 2014 | 2 | 7 | 2034 | 2 | 6 | EnergyCapacity | 1 | utility_pv | n/a | utility_pv | 2014 | 2033 | 100% | 100% | 0.12422 | 0.12091 | 0.1176 | 0.10006 | 0.082528 | 0.076528 | 0.070528 | 0.069209 | 0.067891 | 0.066573 | 0 | 0
| _EXISTING_GENERIC_SOLAR_1AXIS | Online | 0.25 | 0 | 0 | 0 | 0 | 0 | Buy | 2013 | 7 | 12 | 2033 | 7 | 11 | EnergyCapacity | 1 | utility_pv | n/a | utility_pv | 2014 | 2032 | 100% | 100% | 0.031086 | 0.030257 | 0.029428 | 0.025041 | 0.020653 | 0.019151 | 0.01765 | 0.01732 | 0.01699 | 0 | 0 | 0
| _EXISTING_GENERIC_SOLAR_1AXIS | Online | 0.999 | 0 | 0 | 0 | 0 | 0 | Buy | 2014 | 6 | 27 | 2034 | 6 | 26 | EnergyCapacity | 1 | utility_pv | n/a | utility_pv | 2015 | 2033 | 100% | 100% | 0.12422 | 0.12091 | 0.1176 | 0.10006 | 0.082528 | 0.076528 | 0.070528 | 0.069209 | 0.067891 | 0.066573 | 0 | 0
| _EXISTING_GENERIC_SOLAR_1AXIS | Online | 0.25 | 0 | 0 | 0 | 0 | 0 | Buy | 2014 | 2 | 10 | 2034 | 2 | 9 | EnergyCapacity | 1 | utility_pv | n/a | utility_pv | 2014 | 2033 | 100% | 100% | 0.031086 | 0.030257 | 0.029428 | 0.025041 | 0.020653 | 0.019151 | 0.01765 | 0.01732 | 0.01699 | 0.01666 | 0 | 0
| _EXISTING_GENERIC_SOLAR_1AXIS | Online | 0.75 | 0 | 0 | 0 | 0 | 0 | Buy | 2013 | 10 | 2 | 2033 | 10 | 1 | EnergyCapacity | 1 | utility_pv | n/a | utility_pv | 2014 | 2033 | 100% | 100% | 0.093259 | 0.090772 | 0.088285 | 0.075122 | 0.061958 | 0.057453 | 0.052949 | 0.051959 | 0.050969 | 0.049979 | 0 | 0
| _EXISTING_GENERIC_SOLAR_1AXIS | Online | 0.999 | 0 | 0 | 0 | 0 | 0 | Buy | 2014 | 3 | 3 | 2034 | 3 | 2 | EnergyCapacity | 1 | utility_pv | n/a | utility_pv | 2014 | 2033 | 100% | 100% | 0.12422 | 0.12091 | 0.1176 | 0.10006 | 0.082528 | 0.076528 | 0.070528 | 0.069209 | 0.067891 | 0.066573 | 0 | 0
| _EXISTING_GENERIC_SOLAR_1AXIS | Online | 0.999 | 0 | 0 | 0 | 0 | 0 | Buy | 2014 | 6 | 27 | 2034 | 6 | 26 | EnergyCapacity | 1 | utility_pv | n/a | utility_pv | 2015 | 2033 | 100% | 100% | 0.12422 | 0.12091 | 0.1176 | 0.10006 | 0.082528 | 0.076528 | 0.070528 | 0.069209 | 0.067891 | 0.066573 | 0 | 0
| _EXISTING_GENERIC_SOLAR_1AXIS | Online | 0.999 | 0 | 0 | 0 | 0 | 0 | Buy | 2014 | 3 | 3 | 2034 | 3 | 2 | EnergyCapacity | 1 | utility_pv | n/a | utility_pv | 2014 | 2033 | 100% | 100% | 0.12422 | 0.12091 | 0.1176 | 0.10006 | 0.082528 | 0.076528 | 0.070528 | 0.069209 | 0.067891 | 0.066573 | 0 | 0
| _EXISTING_GENERIC_SOLAR_1AXIS | Online | 0.25 | 0 | 0 | 0 | 0 | 0 | Buy | 2014 | 1 | 1 | 2033 | 12 | 31 | EnergyCapacity | 1 | utility_pv | n/a | utility_pv | 2014 | 2033 | 100% | 100% | 0.031086 | 0.030257 | 0.029428 | 0.025041 | 0.020653 | 0.019151 | 0.01765 | 0.01732 | 0.01699 | 0.01666 | 0 | 0
| _EXISTING_GENERIC_SOLAR_1AXIS | Online | 0.999 | 0 | 0 | 0 | 0 | 0 | Buy | 2014 | 3 | 6 | 2034 | 3 | 5 | EnergyCapacity | 1 | utility_pv | n/a | utility_pv | 2014 | 2033 | 100% | 100% | 0.12422 | 0.12091 | 0.1176 | 0.10006 | 0.082528 | 0.076528 | 0.070528 | 0.069209 | 0.067891 | 0.066573 | 0 | 0
| _EXISTING_GENERIC_SOLAR_1AXIS | Online | 0.5 | 0 | 0 | 0 | 0 | 0 | Buy | 2014 | 3 | 3 | 2034 | 3 | 2 | EnergyCapacity | 1 | utility_pv | n/a | utility_pv | 2014 | 2033 | 100% | 100% | 0.062173 | 0.060515 | 0.058857 | 0.050081 | 0.041306 | 0.038302 | 0.035299 | 0.034639 | 0.033979 | 0.03332 | 0 | 0
| _EXISTING_GENERIC_SOLAR_1AXIS | Online | 0.75 | 0 | 0 | 0 | 0 | 0 | Buy | 2014 | 2 | 20 | 2034 | 2 | 19 | EnergyCapacity | 1 | utility_pv | n/a | utility_pv | 2014 | 2033 | 100% | 100% | 0.093259 | 0.090772 | 0.088285 | 0.075122 | 0.061958 | 0.057453 | 0.052949 | 0.051959 | 0.050969 | 0.049979 | 0 | 0
| _EXISTING_GENERIC_SOLAR_FIXED | Online | 0.75 | 0 | 0 | 0 | 0 | 0 | Buy | 2013 | 12 | 30 | 2033 | 12 | 29 | EnergyCapacity | 1 | utility_pv | n/a | utility_pv | 2014 | 2033 | 100% | 100% | 0.093259 | 0.090772 | 0.088285 | 0.075122 | 0.061958 | 0.057453 | 0.052949 | 0.051959 | 0.050969 | 0.049979 | 0 | 0
| _EXISTING_GENERIC_SOLAR_1AXIS | Online | 0.75 | 0 | 0 | 0 | 0 | 0 | Buy | 2015 | 1 | 14 | 2035 | 1 | 13 | EnergyCapacity | 1 | utility_pv | n/a | utility_pv | 2015 | 2034 | 100% | 100% | 0.093259 | 0.090772 | 0.088285 | 0.075122 | 0.061958 | 0.057453 | 0.052949 | 0.051959 | 0.050969 | 0.049979 | 0.04899 | 0
| _EXISTING_GENERIC_SOLAR_1AXIS | Online | 0.999 | 0 | 0 | 0 | 0 | 0 | Buy | 2015 | 10 | 22 | 2035 | 10 | 21 | EnergyCapacity | 1 | utility_pv | n/a | utility_pv | 2016 | 2035 | 100% | 100% | 0.12422 | 0.12091 | 0.1176 | 0.10006 | 0.082528 | 0.076528 | 0.070528 | 0.069209 | 0.067891 | 0.066573 | 0.065254 | 0.063936
| _EXISTING_GENERIC_INSTATE_SMALL_HYDRO | Online | 0.32 | 0 | 0 | 0 | 0 | 0 | Buy | 2015 | 9 | 25 | 2035 | 9 | 24 | EnergyCapacity | 1 | hydro | n/a | hydro | 2016 | 2034 | 100% | 100% | 0.16259 | 0.16684 | 0.17109 | 0.16788 | 0.16468 | 0.16949 | 0.1743 | 0.16695 | 0.1596 | 0.15225 | 0.1449 | 0
| _EXISTING_GENERIC_SOLAR_1AXIS | Online | 0.999 | 0 | 0 | 0 | 0 | 0 | Buy | 2016 | 2 | 3 | 2036 | 2 | 2 | EnergyCapacity | 1 | utility_pv | n/a | utility_pv | 2016 | 2035 | 100% | 100% | 0.12422 | 0.12091 | 0.1176 | 0.10006 | 0.082528 | 0.076528 | 0.070528 | 0.069209 | 0.067891 | 0.066573 | 0.065254 | 0.063936
| _EXISTING_GENERIC_SOLAR_1AXIS | Online | 0.25 | 0 | 0 | 0 | 0 | 0 | Buy | 2016 | 12 | 19 | 2036 | 12 | 18 | EnergyCapacity | 1 | utility_pv | n/a | utility_pv | 2017 | 2036 | 100% | 100% | 0.031086 | 0.030257 | 0.029428 | 0.025041 | 0.020653 | 0.019151 | 0.01765 | 0.01732 | 0.01699 | 0.01666 | 0.01633 | 0.016
| _EXISTING_GENERIC_SOLAR_1AXIS | Online | 0.5 | 0 | 0 | 0 | 0 | 0 | Buy | 2016 | 2 | 11 | 2036 | 2 | 10 | EnergyCapacity | 1 | utility_pv | n/a | utility_pv | 2016 | 2035 | 100% | 100% | 0.062173 | 0.060515 | 0.058857 | 0.050081 | 0.041306 | 0.038302 | 0.035299 | 0.034639 | 0.033979 | 0.03332 | 0.03266 | 0.032
| _EXISTING_GENERIC_INSTATE_SMALL_HYDRO | Online | 0.3 | 0 | 0 | 0 | 0 | 0 | Buy | 2015 | 4 | 17 | 2030 | 4 | 16 | EnergyCapacity | 1 | hydro | n/a | hydro | 2015 | 2029 | 100% | 100% | 0.15243 | 0.15641 | 0.16039 | 0.15739 | 0.15439 | 0.1589 | 0 | 0 | 0 | 0 | 0 | 0
| _EXISTING_GENERIC_SOLAR_1AXIS | Online | 0.498 | 0 | 0 | 0 | 0 | 0 | Buy | 2016 | 12 | 19 | 2036 | 12 | 18 | EnergyCapacity | 1 | utility_pv | n/a | utility_pv | 2017 | 2036 | 100% | 100% | 0.061924 | 0.060273 | 0.058621 | 0.049881 | 0.04114 | 0.038149 | 0.035158 | 0.034501 | 0.033844 | 0.033186 | 0.032529 | 0.031872
| _EXISTING_GENERIC_INSTATE_SMALL_HYDRO | Online | 0.28 | 0 | 0 | 0 | 0 | 0 | Buy | 2015 | 11 | 11 | 2035 | 11 | 10 | EnergyCapacity | 1 | hydro | n/a | hydro | 2016 | 2035 | 100% | 100% | 0.14226 | 0.14598 | 0.1497 | 0.1469 | 0.14409 | 0.1483 | 0.15252 | 0.14608 | 0.13965 | 0.13322 | 0.12679 | 0.12035
| _EXISTING_GENERIC_INSTATE_SMALL_HYDRO | Online | 0.335 | 0 | 0 | 0 | 0 | 0 | Buy | 2017 | 3 | 14 | 2027 | 3 | 13 | EnergyCapacity | 1 | hydro | n/a | hydro | 2017 | 2026 | 100% | 100% | 0.17021 | 0.17466 | 0.17911 | 0 | 0 | 0 | 0 | 0 | 0 | 0 | 0 | 0
| MTNPOS_1_UNIT | Online | 44 | 0 | 0 | 0 | 0 | 0 | Buy | 2012 | 2 | 21 | 2027 | 2 | 20 | EnergyCapacity | 1 | cogen | n/a | cogen | 2012 | 2026 | 100% | 100% | 40.9955 | 40.9124 | 40.8293 | 0 | 0 | 0 | 0 | 0 | 0 | 0 | 0 | 0
| MSOLAR_2_SOLAR1 | Online | 150 | 0 | 0 | 0 | 0 | 0 | Buy | 2013 | 3 | 8 | 2033 | 3 | 7 | EnergyCapacity | 1 | utility_pv | n/a | utility_pv | 2013 | 2032 | 100% | 100% | 18.6519 | 18.1544 | 17.657 | 15.0243 | 12.3917 | 11.4907 | 10.5897 | 10.3918 | 10.1938 | 0 | 0 | 0
| MRLSDS_6_SOLAR1 | Online | 15 | 0 | 0 | 0 | 0 | 0 | Buy | 2016 | 3 | 1 | 2036 | 2 | 29 | EnergyCapacity | 1 | utility_pv | n/a | utility_pv | 2016 | 2035 | 100% | 100% | 1.8652 | 1.8154 | 1.7657 | 1.5024 | 1.2392 | 1.1491 | 1.059 | 1.0392 | 1.0194 | 0.99959 | 0.97979 | 0.96
| MNDOTA_1_SOLAR1 | Online | 60 | 0 | 0 | 0 | 0 | 0 | Buy | 2015 | 6 | 19 | 2035 | 6 | 18 | EnergyCapacity | 1 | utility_pv | n/a | utility_pv | 2016 | 2034 | 100% | 100% | 7.4608 | 7.2618 | 7.0628 | 6.0097 | 4.9567 | 4.5963 | 4.2359 | 4.1567 | 4.0775 | 3.9984 | 3.9192 | 0
| MLPTAS_7_QFUNTS | Online | 0.06 | 0 | 0 | 0 | 0 | 0 | Buy | 1989 | 10 | 6 | 2060 | 12 | 31 | EnergyCapacity | 1 | cogen | n/a | cogen | 1990 | 2060 | 100% | 100% | 0.055903 | 0.05579 | 0.055676 | 0.056056 | 0.056436 | 0.055907 | 0.055377 | 0.055506 | 0.055634 | 0.055763 | 0.055891 | 0.05602
| MISSIX_1_QF | Online | 0.09 | 0 | 0 | 0 | 0 | 0 | Buy | 1987 | 9 | 9 | 2060 | 12 | 31 | EnergyCapacity | 1 | cogen | n/a | cogen | 1988 | 2060 | 100% | 100% | 0.083854 | 0.083684 | 0.083514 | 0.084084 | 0.084654 | 0.08386 | 0.083066 | 0.083259 | 0.083452 | 0.083644 | 0.083837 | 0.08403
| MISSIX_1_QF | Online | 0.03 | 0 | 0 | 0 | 0 | 0 | Buy | 1988 | 3 | 23 | 2060 | 12 | 31 | EnergyCapacity | 1 | cogen | n/a | cogen | 1988 | 2060 | 100% | 100% | 0.027951 | 0.027895 | 0.027838 | 0.028028 | 0.028218 | 0.027953 | 0.027689 | 0.027753 | 0.027817 | 0.027881 | 0.027946 | 0.02801
| MISSIX_1_QF | Online | 0.075 | 0 | 0 | 0 | 0 | 0 | Buy | 1992 | 6 | 1 | 2060 | 12 | 31 | EnergyCapacity | 1 | cogen | n/a | cogen | 1992 | 2060 | 100% | 100% | 0.069879 | 0.069737 | 0.069595 | 0.07007 | 0.070545 | 0.069883 | 0.069222 | 0.069382 | 0.069543 | 0.069704 | 0.069864 | 0.070025
| MIDWYS_2_MIDSL1 | Online | 50 | 0 | 0 | 0 | 0 | 0 | Buy | 2020 | 6 | 1 | 2040 | 5 | 31 | EnergyCapacity | 1 | utility_pv | n/a | utility_pv | 2020 | 2039 | 100% | 100% | 6.2173 | 6.0515 | 5.8857 | 5.0081 | 4.1306 | 3.8302 | 3.5299 | 3.4639 | 3.3979 | 3.332 | 3.266 | 3.2
| MERCED_1_SOLAR2 | Online | 1.5 | 0 | 0 | 0 | 0 | 0 | Buy | 2015 | 5 | 12 | 2035 | 5 | 11 | EnergyCapacity | 1 | utility_pv | n/a | utility_pv | 2015 | 2034 | 100% | 100% | 0.18652 | 0.18154 | 0.17657 | 0.15024 | 0.12392 | 0.11491 | 0.1059 | 0.10392 | 0.10194 | 0.099959 | 0.097979 | 0
| MERCED_1_SOLAR1 | Online | 1.5 | 0 | 0 | 0 | 0 | 0 | Buy | 2015 | 5 | 23 | 2035 | 5 | 22 | EnergyCapacity | 1 | utility_pv | n/a | utility_pv | 2015 | 2034 | 100% | 100% | 0.18652 | 0.18154 | 0.17657 | 0.15024 | 0.12392 | 0.11491 | 0.1059 | 0.10392 | 0.10194 | 0.099959 | 0.097979 | 0
| MENBIO_6_RENEW1 | Online | 5 | 0 | 0 | 0 | 0 | 0 | Buy | 2010 | 4 | 30 | 2030 | 4 | 29 | EnergyCapacity | 1 | utility_pv | n/a | utility_pv | 2010 | 2029 | 100% | 100% | 0.62173 | 0.60515 | 0.58857 | 0.50081 | 0.41306 | 0.38302 | 0 | 0 | 0 | 0 | 0 | 0
| MCCALL_1_QF | Online | 0.52 | 0 | 0 | 0 | 0 | 0 | Buy | 2021 | 10 | 4 | 2041 | 10 | 3 | EnergyCapacity | 1 | small_hydro | n/a | small_hydro | 2022 | 2041 | 100% | 100% | 0.18949 | 0.19444 | 0.19939 | 0.19566 | 0.19192 | 0.19753 | 0.20314 | 0.19457 | 0.18601 | 0.17744 | 0.16887 | 0.1603
| MCARTH_6_FRIVRB | Online | 1.5 | 0 | 0 | 0 | 0 | 0 | Buy | 2014 | 3 | 5 | 2034 | 3 | 4 | EnergyCapacity | 1 | utility_pv | n/a | utility_pv | 2014 | 2033 | 100% | 100% | 0.18652 | 0.18154 | 0.17657 | 0.15024 | 0.12392 | 0.11491 | 0.1059 | 0.10392 | 0.10194 | 0.099959 | 0 | 0
| MANTEC_1_ML1SR1 | Online | 1 | 0 | 0 | 0 | 0 | 0 | Buy | 2018 | 3 | 12 | 2038 | 3 | 11 | EnergyCapacity | 1 | utility_pv | n/a | utility_pv | 2018 | 2037 | 100% | 100% | 0.12435 | 0.12103 | 0.11771 | 0.10016 | 0.082611 | 0.076605 | 0.070598 | 0.069279 | 0.067959 | 0.066639 | 0.06532 | 0.064
| MALCHQ_7_UNIT 1 | Online | 26 | 0 | 0 | 0 | 0 | 0 | Buy | 1988 | 12 | 7 | 2028 | 12 | 6 | EnergyCapacity | 1 | hydro | n/a | hydro | 1989 | 2028 | 100% | 100% | 13.2102 | 13.5555 | 13.9008 | 13.6405 | 13.3802 | 0 | 0 | 0 | 0 | 0 | 0 | 0
| MAGUND_1_BKSSR2 | Online | 5.25 | 0 | 0 | 0 | 0 | 0 | Buy | 2018 | 5 | 25 | 2038 | 5 | 24 | EnergyCapacity | 1 | utility_pv | n/a | utility_pv | 2018 | 2037 | 100% | 100% | 0.65282 | 0.6354 | 0.61799 | 0.52585 | 0.43371 | 0.40217 | 0.37064 | 0.36371 | 0.35678 | 0.34986 | 0.34293 | 0.336
| MAGUND_1_BKISR1 | Online | 1 | 0 | 0 | 0 | 0 | 0 | Buy | 2018 | 3 | 12 | 2038 | 3 | 11 | EnergyCapacity | 1 | utility_pv | n/a | utility_pv | 2018 | 2037 | 100% | 100% | 0.12435 | 0.12103 | 0.11771 | 0.10016 | 0.082611 | 0.076605 | 0.070598 | 0.069279 | 0.067959 | 0.066639 | 0.06532 | 0.064
| LOWGAP_7_QFUNTS | Online | 1.35 | 0 | 0 | 0 | 0 | 0 | Buy | 2017 | 5 | 15 | 2037 | 5 | 14 | EnergyCapacity | 1 | hydro | n/a | hydro | 2017 | 2036 | 100% | 100% | 0.68592 | 0.70384 | 0.72177 | 0.70826 | 0.69474 | 0.71504 | 0.73534 | 0.70433 | 0.67332 | 0.64231 | 0.61129 | 0.58028
| LOWGAP_1_SUPHR | Online | 0.995 | 0 | 0 | 0 | 0 | 0 | Buy | 2015 | 1 | 1 | 2034 | 12 | 31 | EnergyCapacity | 1 | small_hydro | n/a | small_hydro | 2015 | 2034 | 100% | 100% | 0.36257 | 0.37205 | 0.38153 | 0.37438 | 0.36724 | 0.37797 | 0.3887 | 0.37231 | 0.35591 | 0.33952 | 0.32313 | 0
| LOCKFD_1_KSOLAR | Online | 1 | 0 | 0 | 0 | 0 | 0 | Buy | 2014 | 3 | 14 | 2034 | 3 | 13 | EnergyCapacity | 1 | utility_pv | n/a | utility_pv | 2014 | 2033 | 100% | 100% | 0.12435 | 0.12103 | 0.11771 | 0.10016 | 0.082611 | 0.076605 | 0.070598 | 0.069279 | 0.067959 | 0.066639 | 0 | 0
| LOCKFD_1_BEARCK | Online | 1.5 | 0 | 0 | 0 | 0 | 0 | Buy | 2014 | 2 | 5 | 2034 | 2 | 4 | EnergyCapacity | 1 | utility_pv | n/a | utility_pv | 2014 | 2033 | 100% | 100% | 0.18652 | 0.18154 | 0.17657 | 0.15024 | 0.12392 | 0.11491 | 0.1059 | 0.10392 | 0.10194 | 0.099959 | 0 | 0
| LIVEOK_6_SOLAR | Online | 1.25 | 0 | 0 | 0 | 0 | 0 | Buy | 2014 | 12 | 2 | 2034 | 12 | 1 | EnergyCapacity | 1 | utility_pv | n/a | utility_pv | 2015 | 2034 | 100% | 100% | 0.15543 | 0.15129 | 0.14714 | 0.1252 | 0.10326 | 0.095756 | 0.088248 | 0.086598 | 0.084949 | 0.083299 | 0.08165 | 0
| LHILLS_6_SOLAR1 | Online | 20 | 0 | 0 | 0 | 0 | 0 | Buy | 2019 | 1 | 1 | 2043 | 12 | 31 | EnergyCapacity | 1 | utility_pv | n/a | utility_pv | 2019 | 2043 | 100% | 100% | 2.4869 | 2.4206 | 2.3543 | 2.0032 | 1.6522 | 1.5321 | 1.412 | 1.3856 | 1.3592 | 1.3328 | 1.3064 | 1.28
| LEPRFD_1_KANSAS | Online | 20 | 0 | 0 | 0 | 0 | 0 | Buy | 2018 | 1 | 1 | 2037 | 12 | 31 | EnergyCapacity | 1 | utility_pv | n/a | utility_pv | 2018 | 2037 | 100% | 100% | 2.4869 | 2.4206 | 2.3543 | 2.0032 | 1.6522 | 1.5321 | 1.412 | 1.3856 | 1.3592 | 1.3328 | 1.3064 | 1.28
| LECONT_2_LESBT1 | Online | 40 | 0 | 0 | 0 | 0 | 160 | Buy | 2022 | 9 | 1 | 2037 | 8 | 31 | CapacityOnly | 1 | hr_batteries | n/a | hr_batteries | 2023 | 2036 | 100% | 100% | 0 | 0 | 0 | 0 | 0 | 0 | 0 | 0 | 0 | 0 | 0 | 0
| LAMONT_1_SOLAR3 | Online | 15 | 0 | 0 | 0 | 0 | 0 | Buy | 2016 | 2 | 25 | 2036 | 2 | 24 | EnergyCapacity | 1 | utility_pv | n/a | utility_pv | 2016 | 2035 | 100% | 100% | 1.8652 | 1.8154 | 1.7657 | 1.5024 | 1.2392 | 1.1491 | 1.059 | 1.0392 | 1.0194 | 0.99959 | 0.97979 | 0.96
| LAMONT_1_SOLAR2 | Online | 20 | 0 | 0 | 0 | 0 | 0 | Buy | 2018 | 2 | 8 | 2038 | 2 | 7 | EnergyCapacity | 1 | utility_pv | n/a | utility_pv | 2018 | 2037 | 100% | 100% | 2.4869 | 2.4206 | 2.3543 | 2.0032 | 1.6522 | 1.5321 | 1.412 | 1.3856 | 1.3592 | 1.3328 | 1.3064 | 1.28
| KNTSTH_6_SOLAR | Online | 20 | 0 | 0 | 0 | 0 | 0 | Buy | 2015 | 2 | 19 | 2035 | 2 | 18 | EnergyCapacity | 1 | utility_pv | n/a | utility_pv | 2015 | 2034 | 100% | 100% | 2.4869 | 2.4206 | 2.3543 | 2.0032 | 1.6522 | 1.5321 | 1.412 | 1.3856 | 1.3592 | 1.3328 | 1.3064 | 0
| KNGBRG_1_KBSLR2 | Online | 1.5 | 0 | 0 | 0 | 0 | 0 | Buy | 2013 | 12 | 30 | 2033 | 12 | 29 | EnergyCapacity | 1 | utility_pv | n/a | utility_pv | 2014 | 2033 | 100% | 100% | 0.18652 | 0.18154 | 0.17657 | 0.15024 | 0.12392 | 0.11491 | 0.1059 | 0.10392 | 0.10194 | 0.099959 | 0 | 0
| KNGBRG_1_KBSLR1 | Online | 1.5 | 0 | 0 | 0 | 0 | 0 | Buy | 2013 | 12 | 30 | 2033 | 12 | 29 | EnergyCapacity | 1 | utility_pv | n/a | utility_pv | 2014 | 2033 | 100% | 100% | 0.18652 | 0.18154 | 0.17657 | 0.15024 | 0.12392 | 0.11491 | 0.1059 | 0.10392 | 0.10194 | 0.099959 | 0 | 0
| KINGRV_7_UNIT 1 | Online | 51.2 | 0 | 0 | 0 | 0 | 0 | Owned | 1950 | 1 | 1 | 2099 | 12 | 31 | EnergyCapacity | 1 | hydro | n/a | hydro | 1950 | 2099 | 100% | 100% | 26.014 | 26.6939 | 27.3739 | 26.8613 | 26.3487 | 27.1186 | 27.8885 | 26.7123 | 25.5362 | 24.36 | 23.1839 | 22.0077
| KILARC_2_UNIT 1 | Online | 1.5 | 0 | 0 | 0 | 0 | 0 | Owned | 1950 | 1 | 1 | 2099 | 12 | 31 | EnergyCapacity | 1 | small_hydro | n/a | small_hydro | 1950 | 2099 | 100% | 100% | 0.54659 | 0.56088 | 0.57517 | 0.5644 | 0.55363 | 0.5698 | 0.58598 | 0.56127 | 0.53655 | 0.51184 | 0.48713 | 0.46242
| KERNRG_1_UNITS | Online | 20 | 0 | 0 | 0 | 0 | 0 | Buy | 2019 | 10 | 1 | 2026 | 9 | 30 | EnergyCapacity | 1 | cogen | n/a | cogen | 2020 | 2025 | 100% | 100% | 18.6343 | 18.5965 | 0 | 0 | 0 | 0 | 0 | 0 | 0 | 0 | 0 | 0
| KERMAN_6_SOLAR2 | Online | 1.5 | 0 | 0 | 0 | 0 | 0 | Buy | 2015 | 10 | 20 | 2035 | 10 | 19 | EnergyCapacity | 1 | utility_pv | n/a | utility_pv | 2016 | 2035 | 100% | 100% | 0.18652 | 0.18154 | 0.17657 | 0.15024 | 0.12392 | 0.11491 | 0.1059 | 0.10392 | 0.10194 | 0.099959 | 0.097979 | 0.096
| KERMAN_6_SOLAR1 | Online | 1.5 | 0 | 0 | 0 | 0 | 0 | Buy | 2015 | 10 | 20 | 2035 | 10 | 19 | EnergyCapacity | 1 | utility_pv | n/a | utility_pv | 2016 | 2035 | 100% | 100% | 0.18652 | 0.18154 | 0.17657 | 0.15024 | 0.12392 | 0.11491 | 0.1059 | 0.10392 | 0.10194 | 0.099959 | 0.097979 | 0.096
| KERKH2_7_UNIT 1 | Online | 153.9 | 0 | 0 | 0 | 0 | 0 | Owned | 1950 | 1 | 1 | 2099 | 12 | 31 | EnergyCapacity | 1 | hydro | n/a | hydro | 1950 | 2099 | 100% | 100% | 78.1943 | 80.2382 | 82.2821 | 80.7412 | 79.2004 | 81.5146 | 83.8288 | 80.2935 | 76.7581 | 73.2228 | 69.6874 | 66.1521
| KERKH2_7_UNIT 1 | Online | 11.36 | 0 | 0 | 0 | 0 | 0 | Owned | 1950 | 1 | 1 | 2099 | 12 | 31 | EnergyCapacity | 1 | hydro | n/a | hydro | 1950 | 2099 | 100% | 100% | 5.7719 | 5.9227 | 6.0736 | 5.9598 | 5.8461 | 6.0169 | 6.1878 | 5.9268 | 5.6658 | 5.4049 | 5.1439 | 4.883
| KERKH2_7_UNIT 1 | Online | 11.36 | 0 | 0 | 0 | 0 | 0 | Owned | 1950 | 1 | 1 | 2099 | 12 | 31 | EnergyCapacity | 1 | hydro | n/a | hydro | 1950 | 2099 | 100% | 100% | 5.7719 | 5.9227 | 6.0736 | 5.9598 | 5.8461 | 6.0169 | 6.1878 | 5.9268 | 5.6658 | 5.4049 | 5.1439 | 4.883
| KEKAWK_6_UNIT | Online | 5.5 | 0 | 0 | 0 | 0 | 0 | Buy | 2015 | 6 | 1 | 2035 | 5 | 31 | EnergyCapacity | 1 | small_hydro | n/a | small_hydro | 2015 | 2034 | 100% | 100% | 2.0042 | 2.0566 | 2.1089 | 2.0695 | 2.03 | 2.0893 | 2.1486 | 2.058 | 1.9674 | 1.8768 | 1.7861 | 0
| KANSAS_6_SOLAR | Online | 20 | 0 | 0 | 0 | 0 | 0 | Buy | 2013 | 6 | 25 | 2033 | 6 | 24 | EnergyCapacity | 1 | utility_pv | n/a | utility_pv | 2014 | 2032 | 100% | 100% | 2.4869 | 2.4206 | 2.3543 | 2.0032 | 1.6522 | 1.5321 | 1.412 | 1.3856 | 1.3592 | 0 | 0 | 0
| JAYNE_6_WLSLR | Online | 18 | 0 | 0 | 0 | 0 | 0 | Buy | 2014 | 5 | 1 | 2034 | 4 | 30 | EnergyCapacity | 1 | utility_pv | n/a | utility_pv | 2014 | 2033 | 100% | 100% | 2.2382 | 2.1785 | 2.1188 | 1.8029 | 1.487 | 1.3789 | 1.2708 | 1.247 | 1.2233 | 1.1995 | 0 | 0
| JAWBNE_2_NSRWND | Online | 162 | 0 | 0 | 0 | 0 | 0 | Buy | 2012 | 12 | 21 | 2037 | 12 | 20 | EnergyCapacity | 1 | in_state_wind_south | n/a | in_state_wind_south | 2013 | 2037 | 100% | 100% | 19.183 | 22.0904 | 24.9979 | 17.3237 | 9.6496 | 12.5066 | 15.3637 | 13.7125 | 12.0612 | 10.41 | 8.7587 | 7.1075
| CRIMSN_2_CRMBT2 | Development | 150 | 0 | 0 | 0 | 0 | 600 | Buy | 0 | 0 | 0 | 0 | 0 | 0 | CapacityOnly | 1 | hr_batteries | n/a | hr_batteries | 0 | 0 | 100% | 100% | 0 | 0 | 0 | 0 | 0 | 0 | 0 | 0 | 0 | 0 | 0 | 0
| IVANPA_1_UNIT3 | Online | 126.1 | 0 | 0 | 0 | 0 | 0 | Buy | 2014 | 1 | 27 | 2039 | 1 | 26 | EnergyCapacity | 1 | utility_pv | n/a | utility_pv | 2014 | 2038 | 100% | 100% | 15.68 | 15.2618 | 14.8436 | 12.6304 | 10.4173 | 9.6598 | 8.9024 | 8.736 | 8.5696 | 8.4032 | 8.2368 | 8.0704
| IVANPA_1_UNIT1 | Online | 114.46 | 0 | 0 | 0 | 0 | 0 | Buy | 2014 | 1 | 21 | 2039 | 1 | 20 | EnergyCapacity | 1 | utility_pv | n/a | utility_pv | 2014 | 2038 | 100% | 100% | 14.2326 | 13.853 | 13.4734 | 11.4645 | 9.4557 | 8.7682 | 8.0807 | 7.9296 | 7.7786 | 7.6275 | 7.4765 | 7.3254
| INSKIP_2_UNIT | Online | 8 | 0 | 0 | 0 | 0 | 0 | Owned | 1950 | 1 | 1 | 2099 | 12 | 31 | EnergyCapacity | 1 | hydro | n/a | hydro | 1950 | 2099 | 100% | 100% | 4.0647 | 4.1709 | 4.2772 | 4.1971 | 4.117 | 4.2373 | 4.3576 | 4.1738 | 3.99 | 3.8063 | 3.6225 | 3.4387
| IGNACO_1_QF | Online | 0.06 | 0 | 0 | 0 | 0 | 0 | Buy | 1985 | 8 | 15 | 2060 | 12 | 31 | EnergyCapacity | 1 | cogen | n/a | cogen | 1986 | 2060 | 100% | 100% | 0.055903 | 0.05579 | 0.055676 | 0.056056 | 0.056436 | 0.055907 | 0.055377 | 0.055506 | 0.055634 | 0.055763 | 0.055891 | 0.05602
| IGNACO_1_QF | Online | 0.085 | 0 | 0 | 0 | 0 | 0 | Buy | 1987 | 5 | 1 | 2060 | 12 | 31 | EnergyCapacity | 1 | cogen | n/a | cogen | 1987 | 2060 | 100% | 100% | 0.079196 | 0.079035 | 0.078875 | 0.079413 | 0.079951 | 0.079201 | 0.078451 | 0.078633 | 0.078815 | 0.078997 | 0.079179 | 0.079362
| IGNACO_1_QF | Online | 0.0072 | 0 | 0 | 0 | 0 | 0 | Buy | 1993 | 4 | 16 | 2060 | 12 | 31 | EnergyCapacity | 1 | cogen | n/a | cogen | 1993 | 2060 | 100% | 100% | 0.0067084 | 0.0066948 | 0.0066812 | 0.0067267 | 0.0067723 | 0.0067088 | 0.0066453 | 0.0066607 | 0.0066761 | 0.0066915 | 0.006707 | 0.0067224
| HURON_6_SOLAR | Online | 20 | 0 | 0 | 0 | 0 | 0 | Owned | 2012 | 6 | 28 | 2037 | 6 | 27 | EnergyCapacity | 1 | utility_pv | n/a | utility_pv | 2013 | 2036 | 100% | 100% | 2.4869 | 2.4206 | 2.3543 | 2.0032 | 1.6522 | 1.5321 | 1.412 | 1.3856 | 1.3592 | 1.3328 | 1.3064 | 1.28
| HUMBPP_6_UNITS | Online | 81.5 | 0 | 0 | 0 | 0 | 0 | Owned | 2010 | 9 | 1 | 2040 | 9 | 30 | EnergyCapacity | 1 | ice | n/a | ice | 2011 | 2039 | 100% | 100% | 76.1354 | 76.5723 | 77.0091 | 76.9531 | 76.8971 | 77.0598 | 77.2225 | 76.1472 | 75.0719 | 73.9966 | 72.9213 | 71.8459
| HUMBPP_1_UNITS3 | Online | 65.08 | 0 | 0 | 0 | 0 | 0 | Owned | 2010 | 9 | 1 | 2040 | 9 | 30 | EnergyCapacity | 1 | ice | n/a | ice | 2011 | 2039 | 100% | 100% | 60.7963 | 61.1451 | 61.4939 | 61.4492 | 61.4044 | 61.5344 | 61.6643 | 60.8056 | 59.947 | 59.0883 | 58.2296 | 57.371
| HOLSTR_1_SOLAR2 | Online | 1.5 | 0 | 0 | 0 | 0 | 0 | Buy | 2015 | 4 | 17 | 2035 | 4 | 16 | EnergyCapacity | 1 | utility_pv | n/a | utility_pv | 2015 | 2034 | 100% | 100% | 0.18652 | 0.18154 | 0.17657 | 0.15024 | 0.12392 | 0.11491 | 0.1059 | 0.10392 | 0.10194 | 0.099959 | 0.097979 | 0
| HOLSTR_1_SOLAR | Online | 1.5 | 0 | 0 | 0 | 0 | 0 | Buy | 2014 | 6 | 16 | 2034 | 6 | 15 | EnergyCapacity | 1 | utility_pv | n/a | utility_pv | 2015 | 2033 | 100% | 100% | 0.18652 | 0.18154 | 0.17657 | 0.15024 | 0.12392 | 0.11491 | 0.1059 | 0.10392 | 0.10194 | 0.099959 | 0 | 0
| HMLTBR_6_UNITS | Online | 4.8 | 0 | 0 | 0 | 0 | 0 | Owned | 1950 | 1 | 1 | 2099 | 12 | 31 | EnergyCapacity | 1 | small_hydro | n/a | small_hydro | 1950 | 2099 | 100% | 100% | 1.7491 | 1.7948 | 1.8405 | 1.8061 | 1.7716 | 1.8234 | 1.8751 | 1.7961 | 1.717 | 1.6379 | 1.5588 | 1.4797
| HIGGNS_7_QFUNTS | Online | 0.5 | 0 | 0 | 0 | 0 | 0 | Buy | 2009 | 10 | 6 | 2024 | 10 | 5 | EnergyCapacity | 1 | hydro | n/a | hydro | 2010 | 2024 | 100% | 100% | 0.25404 | 0 | 0 | 0 | 0 | 0 | 0 | 0 | 0 | 0 | 0 | 0
| HENRTS_1_SOLAR | Online | 100 | 0 | 0 | 0 | 0 | 0 | Buy | 2016 | 10 | 1 | 2036 | 9 | 30 | EnergyCapacity | 1 | utility_pv | n/a | utility_pv | 2017 | 2035 | 100% | 100% | 12.4346 | 12.1029 | 11.7713 | 10.0162 | 8.2611 | 7.6605 | 7.0598 | 6.9279 | 6.7959 | 6.6639 | 6.532 | 6.4
| HENRTA_6_SOLAR1 | Online | 1.5 | 0 | 0 | 0 | 0 | 0 | Buy | 2016 | 2 | 1 | 2036 | 1 | 31 | EnergyCapacity | 1 | utility_pv | n/a | utility_pv | 2016 | 2035 | 100% | 100% | 0.18652 | 0.18154 | 0.17657 | 0.15024 | 0.12392 | 0.11491 | 0.1059 | 0.10392 | 0.10194 | 0.099959 | 0.097979 | 0.096
| HELMPG_7_UNIT 3 | Online | 404 | 0 | 0 | 0 | 0 | 0 | Owned | 1899 | 12 | 30 | 2099 | 12 | 31 | EnergyCapacity | 1 | pumped_storage | n/a | pumped_storage | 1900 | 2099 | 100% | 100% | 364.004 | 359.56 | 355.116 | 350.874 | 346.632 | 353.096 | 359.56 | 346.8744 | 334.1888 | 321.5032 | 308.8176 | 296.132
| HELMPG_7_UNIT 2 | Online | 404 | 0 | 0 | 0 | 0 | 0 | Owned | 1899 | 12 | 30 | 2099 | 12 | 31 | EnergyCapacity | 1 | pumped_storage | n/a | pumped_storage | 1900 | 2099 | 100% | 100% | 364.004 | 359.56 | 355.116 | 350.874 | 346.632 | 353.096 | 359.56 | 346.8744 | 334.1888 | 321.5032 | 308.8176 | 296.132
| HELMPG_7_UNIT 1 | Online | 404 | 0 | 0 | 0 | 0 | 0 | Owned | 1899 | 12 | 30 | 2099 | 12 | 31 | EnergyCapacity | 1 | pumped_storage | n/a | pumped_storage | 1900 | 2099 | 100% | 100% | 364.004 | 359.56 | 355.116 | 350.874 | 346.632 | 353.096 | 359.56 | 346.8744 | 334.1888 | 321.5032 | 308.8176 | 296.132
| HATRDG_2_WIND | Online | 103.2 | 0 | 0 | 0 | 0 | 0 | Buy | 2010 | 12 | 14 | 2025 | 12 | 13 | EnergyCapacity | 1 | in_state_wind_north | n/a | in_state_wind_north | 2011 | 2025 | 100% | 100% | 24.4406 | 28.1448 | 0 | 0 | 0 | 0 | 0 | 0 | 0 | 0 | 0 | 0
| HATCR2_7_UNIT | Online | 8.5 | 0 | 0 | 0 | 0 | 0 | Owned | 1950 | 1 | 1 | 2099 | 12 | 31 | EnergyCapacity | 1 | small_hydro | n/a | small_hydro | 1950 | 2099 | 100% | 100% | 3.0974 | 3.1783 | 3.2593 | 3.1982 | 3.1372 | 3.2289 | 3.3206 | 3.1805 | 3.0405 | 2.9004 | 2.7604 | 2.6204
| HATCR1_7_UNIT | Online | 8.5 | 0 | 0 | 0 | 0 | 0 | Owned | 1950 | 1 | 1 | 2099 | 12 | 31 | EnergyCapacity | 1 | small_hydro | n/a | small_hydro | 1950 | 2099 | 100% | 100% | 3.0974 | 3.1783 | 3.2593 | 3.1982 | 3.1372 | 3.2289 | 3.3206 | 3.1805 | 3.0405 | 2.9004 | 2.7604 | 2.6204
| HARDWK_6_STWBM1 | Online | 1 | 0 | 0 | 0 | 0 | 0 | Buy | 2020 | 6 | 22 | 2040 | 6 | 21 | EnergyCapacity | 1 | biogas | n/a | biogas | 2021 | 2039 | 100% | 100% | 0.74994 | 0.76621 | 0.78249 | 0.78557 | 0.78864 | 0.77725 | 0.76587 | 0.78423 | 0.80259 | 0.82095 | 0.83931 | 0.85767
| HALSEY_6_UNIT | Online | 11 | 0 | 0 | 0 | 0 | 0 | Owned | 1950 | 1 | 1 | 2099 | 12 | 31 | EnergyCapacity | 1 | small_hydro | n/a | small_hydro | 1950 | 2099 | 100% | 100% | 4.0084 | 4.1131 | 4.2179 | 4.1389 | 4.0599 | 4.1786 | 4.2972 | 4.116 | 3.9347 | 3.7535 | 3.5723 | 3.3911
| HAASPH_7_PL1X2 | Online | 144 | 0 | 0 | 0 | 0 | 0 | Owned | 1950 | 1 | 1 | 2099 | 12 | 31 | EnergyCapacity | 1 | hydro | n/a | hydro | 1950 | 2099 | 100% | 100% | 73.1643 | 75.0767 | 76.9891 | 75.5473 | 74.1056 | 76.271 | 78.4363 | 75.1284 | 71.8205 | 68.5125 | 65.2046 | 61.8967
| GUERNS_6_VH2BM1 | Online | 1 | 0 | 0 | 0 | 0 | 0 | Buy | 2019 | 7 | 1 | 2039 | 6 | 30 | EnergyCapacity | 1 | biogas | n/a | biogas | 2020 | 2038 | 100% | 100% | 0.74994 | 0.76621 | 0.78249 | 0.78557 | 0.78864 | 0.77725 | 0.76587 | 0.78423 | 0.80259 | 0.82095 | 0.83931 | 0.85767
| GUERNS_6_SOLAR | Online | 20 | 0 | 0 | 0 | 0 | 0 | Owned | 2013 | 9 | 18 | 2038 | 9 | 17 | EnergyCapacity | 1 | utility_pv | n/a | utility_pv | 2014 | 2037 | 100% | 100% | 2.4869 | 2.4206 | 2.3543 | 2.0032 | 1.6522 | 1.5321 | 1.412 | 1.3856 | 1.3592 | 1.3328 | 1.3064 | 1.28
| GUERNS_6_HD3BM3 | Online | 1.028 | 0 | 0 | 0 | 0 | 0 | Buy | 2019 | 7 | 1 | 2039 | 6 | 30 | EnergyCapacity | 1 | biogas | n/a | biogas | 2020 | 2038 | 100% | 100% | 0.77093 | 0.78767 | 0.8044 | 0.80756 | 0.81072 | 0.79902 | 0.78732 | 0.80619 | 0.82506 | 0.84394 | 0.86281 | 0.88168
| GRZZLY_1_BERKLY | Online | 9.9 | 0 | 0 | 0 | 0 | 0 | Buy | 2017 | 8 | 1 | 2024 | 7 | 31 | EnergyCapacity | 1 | cogen | n/a | cogen | 2018 | 2023 | 100% | 100% | 0 | 0 | 0 | 0 | 0 | 0 | 0 | 0 | 0 | 0 | 0 | 0
| GRSCRK_6_BGCKWW | Online | 4.8 | 0 | 0 | 0 | 0 | 0 | Buy | 2010 | 6 | 23 | 2030 | 6 | 22 | EnergyCapacity | 1 | small_hydro | n/a | small_hydro | 2011 | 2029 | 100% | 100% | 1.7491 | 1.7948 | 1.8405 | 1.8061 | 1.7716 | 1.8234 | 0 | 0 | 0 | 0 | 0 | 0
| GLDFGR_6_SOLAR2 | Online | 11.4 | 0 | 0 | 0 | 0 | 0 | Buy | 2017 | 4 | 21 | 2037 | 4 | 20 | EnergyCapacity | 1 | utility_pv | n/a | utility_pv | 2017 | 2036 | 100% | 100% | 1.4175 | 1.3797 | 1.3419 | 1.1418 | 0.94177 | 0.87329 | 0.80482 | 0.78978 | 0.77473 | 0.75969 | 0.74464 | 0.7296
| GIFFEN_6_SOLAR1 | Online | 9 | 0 | 0 | 0 | 0 | 0 | Buy | 2017 | 10 | 27 | 2037 | 10 | 26 | EnergyCapacity | 1 | utility_pv | n/a | utility_pv | 2018 | 2037 | 100% | 100% | 1.1191 | 1.0893 | 1.0594 | 0.90146 | 0.7435 | 0.68944 | 0.63538 | 0.62351 | 0.61163 | 0.59975 | 0.58788 | 0.576
| GIFFEN_6_SOLAR | Online | 10 | 0 | 0 | 0 | 0 | 0 | Owned | 2012 | 7 | 2 | 2037 | 7 | 1 | EnergyCapacity | 1 | utility_pv | n/a | utility_pv | 2013 | 2036 | 100% | 100% | 1.2435 | 1.2103 | 1.1771 | 1.0016 | 0.82611 | 0.76605 | 0.70598 | 0.69279 | 0.67959 | 0.66639 | 0.6532 | 0.64
| GENESI_2_STG | Online | 250 | 0 | 0 | 0 | 0 | 0 | Buy | 2014 | 3 | 7 | 2039 | 3 | 6 | EnergyCapacity | 1 | utility_pv | n/a | utility_pv | 2014 | 2038 | 100% | 100% | 31.0865 | 30.2574 | 29.4283 | 25.0405 | 20.6528 | 19.1512 | 17.6495 | 17.3196 | 16.9897 | 16.6598 | 16.3299 | 16
| GATWAY_2_PL1X3 | Online | 562.5 | 0 | 0 | 0 | 0 | 0 | Owned | 2009 | 1 | 1 | 2039 | 1 | 31 | EnergyCapacity | 1 | gas_cc | n/a | gas_cc | 2009 | 2038 | 100% | 100% | 474.7812 | 480.2558 | 485.7304 | 487.3218 | 488.9132 | 483.5043 | 478.0955 | 484.54 | 490.9845 | 497.4291 | 503.8736 | 510.3182
| GATEWY_2_GESBT1 | Online | 50 | 0 | 0 | 0 | 0 | 200 | Buy | 2021 | 10 | 1 | 2036 | 9 | 30 | CapacityOnly | 1 | hr_batteries | n/a | hr_batteries | 2022 | 2035 | 100% | 100% | 0 | 0 | 0 | 0 | 0 | 0 | 0 | 0 | 0 | 0 | 0 | 0
| GATES_2_WSOLAR | Online | 10 | 0 | 0 | 0 | 0 | 0 | Owned | 2013 | 6 | 24 | 2038 | 6 | 23 | EnergyCapacity | 1 | utility_pv | n/a | utility_pv | 2014 | 2037 | 100% | 100% | 1.2435 | 1.2103 | 1.1771 | 1.0016 | 0.82611 | 0.76605 | 0.70598 | 0.69279 | 0.67959 | 0.66639 | 0.6532 | 0.64
| GATES_2_SOLAR | Online | 20 | 0 | 0 | 0 | 0 | 0 | Owned | 2013 | 6 | 24 | 2038 | 6 | 23 | EnergyCapacity | 1 | utility_pv | n/a | utility_pv | 2014 | 2037 | 100% | 100% | 2.4869 | 2.4206 | 2.3543 | 2.0032 | 1.6522 | 1.5321 | 1.412 | 1.3856 | 1.3592 | 1.3328 | 1.3064 | 1.28
| GANSO_1_WSTBM1 | Online | 1 | 0 | 0 | 0 | 0 | 0 | Buy | 2018 | 2 | 13 | 2038 | 2 | 12 | EnergyCapacity | 1 | biogas | n/a | biogas | 2018 | 2037 | 100% | 100% | 0.74994 | 0.76621 | 0.78249 | 0.78557 | 0.78864 | 0.77725 | 0.76587 | 0.78423 | 0.80259 | 0.82095 | 0.83931 | 0.85767
| FULTON_1_QF | Online | 0.06 | 0 | 0 | 0 | 0 | 0 | Buy | 1992 | 8 | 27 | 2060 | 12 | 31 | EnergyCapacity | 1 | small_hydro | n/a | small_hydro | 1993 | 2060 | 100% | 100% | 0.021864 | 0.022435 | 0.023007 | 0.022576 | 0.022145 | 0.022792 | 0.023439 | 0.022451 | 0.021462 | 0.020474 | 0.019485 | 0.018497
| FULTON_1_QF | Online | 0.2 | 0 | 0 | 0 | 0 | 0 | Buy | 2015 | 4 | 15 | 2030 | 4 | 14 | EnergyCapacity | 1 | small_hydro | n/a | small_hydro | 2015 | 2029 | 100% | 100% | 0.072879 | 0.074784 | 0.076689 | 0.075253 | 0.073817 | 0.075974 | 0 | 0 | 0 | 0 | 0 | 0
| FULTON_1_QF | Online | 0.356 | 0 | 0 | 0 | 0 | 0 | Buy | 2014 | 3 | 19 | 2034 | 3 | 18 | EnergyCapacity | 1 | small_hydro | n/a | small_hydro | 2014 | 2033 | 100% | 100% | 0.12972 | 0.13312 | 0.13651 | 0.13395 | 0.13139 | 0.13523 | 0.13907 | 0.13321 | 0.12734 | 0.12148 | 0 | 0
| FTSWRD_7_QFUNTS | Online | 0.025 | 0 | 0 | 0 | 0 | 0 | Buy | 1982 | 11 | 22 | 2060 | 12 | 31 | EnergyCapacity | 1 | small_hydro | n/a | small_hydro | 1983 | 2060 | 100% | 100% | 0.0091099 | 0.009348 | 0.0095861 | 0.0094066 | 0.0092271 | 0.0094967 | 0.0097663 | 0.0093545 | 0.0089426 | 0.0085307 | 0.0081188 | 0.0077069
| FTSWRD_6_TRFORK | Online | 1.625 | 0 | 0 | 0 | 0 | 0 | Buy | 2011 | 11 | 1 | 2031 | 10 | 31 | EnergyCapacity | 1 | small_hydro | n/a | small_hydro | 2012 | 2031 | 100% | 100% | 0.59214 | 0.60762 | 0.6231 | 0.61143 | 0.59976 | 0.61729 | 0.63481 | 0.60804 | 0 | 0 | 0 | 0
| FROGTN_1_UTICAM | Online | 3 | 0 | 0 | 0 | 0 | 0 | Buy | 2021 | 12 | 1 | 2041 | 11 | 30 | EnergyCapacity | 1 | hydro | n/a | hydro | 2022 | 2041 | 100% | 100% | 1.5243 | 1.5641 | 1.6039 | 1.5739 | 1.5439 | 1.589 | 1.6341 | 1.5652 | 1.4963 | 1.4273 | 1.3584 | 1.2895
| FROGTN_1_UTICAA | Online | 1 | 0 | 0 | 0 | 0 | 0 | Buy | 2017 | 8 | 22 | 2037 | 8 | 21 | EnergyCapacity | 1 | hydro | n/a | hydro | 2018 | 2036 | 100% | 100% | 0.50809 | 0.52137 | 0.53465 | 0.52463 | 0.51462 | 0.52966 | 0.5447 | 0.52172 | 0.49875 | 0.47578 | 0.45281 | 0.42984
| FRITO_1_LAY | Online | 2 | 0 | 0 | 0 | 0 | 0 | Buy | 2019 | 11 | 1 | 2026 | 10 | 31 | EnergyCapacity | 1 | cogen | n/a | cogen | 2020 | 2026 | 100% | 100% | 1.8634 | 1.8597 | 1.8559 | 0 | 0 | 0 | 0 | 0 | 0 | 0 | 0 | 0
| FRESHW_1_SOLAR1 | Online | 20 | 0 | 0 | 0 | 0 | 0 | Buy | 2016 | 12 | 1 | 2036 | 11 | 30 | EnergyCapacity | 1 | utility_pv | n/a | utility_pv | 2017 | 2036 | 100% | 100% | 2.4869 | 2.4206 | 2.3543 | 2.0032 | 1.6522 | 1.5321 | 1.412 | 1.3856 | 1.3592 | 1.3328 | 1.3064 | 1.28
| FLOWD2_2_FPLWND | Online | 18 | 0 | 0 | 0 | 0 | 0 | Buy | 2016 | 7 | 1 | 2031 | 6 | 30 | EnergyCapacity | 1 | in_state_wind_north | n/a | in_state_wind_north | 2017 | 2030 | 100% | 100% | 4.2629 | 4.909 | 5.5551 | 3.8497 | 2.1444 | 2.7793 | 3.4142 | 0 | 0 | 0 | 0 | 0
| FELLOW_7_QFUNTS | Online | 6.064 | 0 | 0 | 0 | 0 | 0 | Buy | 1988 | 9 | 2 | 2060 | 12 | 31 | EnergyCapacity | 1 | cogen | n/a | cogen | 1989 | 2060 | 100% | 100% | 5.6499 | 5.6385 | 5.627 | 5.6654 | 5.7038 | 5.6503 | 5.5968 | 5.6098 | 5.6228 | 5.6358 | 5.6488 | 5.6617
| ETIWND_6_MWDETI | Online | 24 | 0 | 0 | 0 | 0 | 0 | Buy | 1994 | 12 | 30 | 2060 | 12 | 31 | EnergyCapacity | 1 | small_hydro | n/a | small_hydro | 1995 | 2060 | 100% | 100% | 8.7455 | 8.9741 | 9.2027 | 9.0304 | 8.858 | 9.1168 | 9.3757 | 8.9803 | 8.5849 | 8.1895 | 7.7941 | 7.3987
| ELNIDP_6_BIOMAS | Online | 9 | 0 | 0 | 0 | 0 | 0 | Buy | 2009 | 2 | 21 | 2031 | 2 | 7 | EnergyCapacity | 1 | biomass_wood | n/a | biomass_wood | 2009 | 2030 | 100% | 100% | 6.9847 | 7.147 | 7.3092 | 7.3735 | 7.4378 | 7.3349 | 7.232 | 0 | 0 | 0 | 0 | 0
| ELKHRN_1_EESX3 | Online | 182.5 | 0 | 0 | 0 | 0 | 730 | Owned | 2022 | 4 | 7 | 2050 | 12 | 31 | EnergyCapacity | 1 | hr_batteries | n/a | hr_batteries | 2022 | 2050 | 100% | 100% | 0 | 0 | 0 | 0 | 0 | 0 | 0 | 0 | 0 | 0 | 0 | 0
| ELECTR_7_PL1X3 | Online | 93 | 0 | 0 | 0 | 0 | 0 | Owned | 1950 | 1 | 1 | 2099 | 12 | 31 | EnergyCapacity | 1 | hydro | n/a | hydro | 1950 | 2099 | 100% | 100% | 47.2519 | 48.487 | 49.7221 | 48.791 | 47.8599 | 49.2583 | 50.6568 | 48.5204 | 46.3841 | 44.2477 | 42.1113 | 39.975
| ELCAP_1_SOLAR | Online | 1.5 | 0 | 0 | 0 | 0 | 0 | Buy | 2015 | 4 | 30 | 2035 | 4 | 29 | EnergyCapacity | 1 | utility_pv | n/a | utility_pv | 2015 | 2034 | 100% | 100% | 0.18652 | 0.18154 | 0.17657 | 0.15024 | 0.12392 | 0.11491 | 0.1059 | 0.10392 | 0.10194 | 0.099959 | 0.097979 | 0
| DUTCH2_7_UNIT 1 | Online | 26 | 0 | 0 | 0 | 0 | 0 | Buy | 2013 | 7 | 1 | 2033 | 6 | 30 | EnergyCapacity | 1 | hydro | n/a | hydro | 2014 | 2032 | 100% | 100% | 13.2102 | 13.5555 | 13.9008 | 13.6405 | 13.3802 | 13.7711 | 14.1621 | 13.5648 | 12.9676 | 0 | 0 | 0
| DUTCH1_7_UNIT 1 | Online | 22 | 0 | 0 | 0 | 0 | 0 | Owned | 1950 | 1 | 1 | 2099 | 12 | 31 | EnergyCapacity | 1 | hydro | n/a | hydro | 1950 | 2099 | 100% | 100% | 11.1779 | 11.47 | 11.7622 | 11.542 | 11.3217 | 11.6525 | 11.9833 | 11.4779 | 10.9726 | 10.4672 | 9.9618 | 9.4564
| DSRTSN_2_SOLAR1 | Online | 300 | 0 | 0 | 0 | 0 | 0 | Buy | 2014 | 12 | 17 | 2039 | 12 | 16 | EnergyCapacity | 1 | utility_pv | n/a | utility_pv | 2015 | 2039 | 100% | 100% | 37.3038 | 36.3088 | 35.3139 | 30.0486 | 24.7833 | 22.9814 | 21.1795 | 20.7836 | 20.3877 | 19.9918 | 19.5959 | 19.2
| DSABLA_7_UNIT | Online | 18.5 | 0 | 0 | 0 | 0 | 0 | Owned | 1950 | 1 | 1 | 2099 | 12 | 31 | EnergyCapacity | 1 | small_hydro | n/a | small_hydro | 1950 | 2099 | 100% | 100% | 6.7413 | 6.9175 | 7.0937 | 6.9609 | 6.8281 | 7.0276 | 7.2271 | 6.9223 | 6.6175 | 6.3127 | 6.0079 | 5.7031
| DRUM_7_UNIT 5 | Online | 49.5 | 0 | 0 | 0 | 0 | 0 | Owned | 1950 | 1 | 1 | 2099 | 12 | 31 | EnergyCapacity | 1 | hydro | n/a | hydro | 1950 | 2099 | 100% | 100% | 25.1502 | 25.8076 | 26.465 | 25.9694 | 25.4738 | 26.2181 | 26.9625 | 25.8254 | 24.6883 | 23.5512 | 22.4141 | 21.277
| DRUM_7_PL3X4 | Online | 27 | 0 | 0 | 0 | 0 | 0 | Owned | 1950 | 1 | 1 | 2099 | 12 | 31 | EnergyCapacity | 1 | hydro | n/a | hydro | 1950 | 2099 | 100% | 100% | 13.7183 | 14.0769 | 14.4354 | 14.1651 | 13.8948 | 14.3008 | 14.7068 | 14.0866 | 13.4663 | 12.8461 | 12.2259 | 11.6056
| DRUM_7_PL1X2 | Online | 26 | 0 | 0 | 0 | 0 | 0 | Owned | 1950 | 1 | 1 | 2099 | 12 | 31 | EnergyCapacity | 1 | hydro | n/a | hydro | 1950 | 2099 | 100% | 100% | 13.2102 | 13.5555 | 13.9008 | 13.6405 | 13.3802 | 13.7711 | 14.1621 | 13.5648 | 12.9676 | 12.3703 | 11.7731 | 11.1758
| DRACKR_2_DSUBT1 | Online | 63 | 0 | 0 | 0 | 63 | 252 | Buy | 2021 | 10 | 1 | 2036 | 9 | 30 | CapacityOnly | 1 | hr_batteries | 4hr_batteries | hybrid | 2022 | 2035 | 100% | 100% | 53.802 | 54.432 | 55.062 | 53.235 | 51.408 | 53.739 | 56.07 | 49.9086 | 43.7472 | 37.5858 | 31.4244 | 25.263
| DIXNLD_1_LNDFL | Online | 1.6 | 0 | 0 | 0 | 0 | 0 | Buy | 2016 | 12 | 7 | 2026 | 12 | 6 | EnergyCapacity | 1 | biomass_wood | n/a | biomass_wood | 2017 | 2026 | 100% | 100% | 1.2417 | 1.2706 | 1.2994 | 0 | 0 | 0 | 0 | 0 | 0 | 0 | 0 | 0
| DISCOV_1_CHEVRN | Online | 48.8 | 0 | 0 | 0 | 0 | 0 | Buy | 1988 | 6 | 13 | 2060 | 12 | 31 | EnergyCapacity | 1 | cogen | n/a | cogen | 1989 | 2060 | 100% | 100% | 45.4678 | 45.3756 | 45.2834 | 45.5923 | 45.9011 | 45.4707 | 45.0402 | 45.1447 | 45.2493 | 45.3538 | 45.4583 | 45.5629
| DIABLO_7_UNIT 2 | Online | 1118 | 0 | 0 | 0 | 0 | 0 | Owned | 1899 | 12 | 30 | 2025 | 8 | 26 | EnergyCapacity | 1 | nuclear | n/a | nuclear | 1900 | 2024 | 100% | 100% | 1043.7224 | 0 | 0 | 0 | 0 | 0 | 0 | 0 | 0 | 0 | 0 | 0
| DIABLO_7_UNIT 1 | Online | 1122 | 0 | 0 | 0 | 0 | 0 | Owned | 1899 | 12 | 30 | 2024 | 11 | 2 | EnergyCapacity | 1 | nuclear | n/a | nuclear | 1900 | 2024 | 100% | 100% | 1047.4567 | 0 | 0 | 0 | 0 | 0 | 0 | 0 | 0 | 0 | 0 | 0
| DAVIS_1_SOLAR2 | Online | 1 | 0 | 0 | 0 | 0 | 0 | Buy | 2013 | 8 | 5 | 2033 | 8 | 4 | EnergyCapacity | 1 | utility_pv | n/a | utility_pv | 2014 | 2032 | 100% | 100% | 0.12435 | 0.12103 | 0.11771 | 0.10016 | 0.082611 | 0.076605 | 0.070598 | 0.069279 | 0.067959 | 0 | 0 | 0
| DAVIS_1_SOLAR1 | Online | 1 | 0 | 0 | 0 | 0 | 0 | Buy | 2013 | 7 | 1 | 2033 | 6 | 30 | EnergyCapacity | 1 | utility_pv | n/a | utility_pv | 2014 | 2032 | 100% | 100% | 0.12435 | 0.12103 | 0.11771 | 0.10016 | 0.082611 | 0.076605 | 0.070598 | 0.069279 | 0.067959 | 0 | 0 | 0
| DAIRLD_1_MD2BM1 | Online | 0.8 | 0 | 0 | 0 | 0 | 0 | Buy | 2019 | 1 | 11 | 2039 | 1 | 10 | EnergyCapacity | 1 | biomass_wood | n/a | biomass_wood | 2019 | 2038 | 100% | 100% | 0.62086 | 0.63528 | 0.64971 | 0.65542 | 0.66114 | 0.65199 | 0.64284 | 0.65565 | 0.66846 | 0.68127 | 0.69408 | 0.70689
| DAIRLD_1_MD1SL1 | Online | 1.5 | 0 | 0 | 0 | 0 | 0 | Buy | 2018 | 1 | 5 | 2038 | 1 | 4 | EnergyCapacity | 1 | utility_pv | n/a | utility_pv | 2018 | 2037 | 100% | 100% | 0.18652 | 0.18154 | 0.17657 | 0.15024 | 0.12392 | 0.11491 | 0.1059 | 0.10392 | 0.10194 | 0.099959 | 0.097979 | 0.096
| DAIRLD_1_CR1BM1 | Online | 2 | 0 | 0 | 0 | 0 | 0 | Buy | 2021 | 10 | 1 | 2036 | 9 | 30 | EnergyCapacity | 1 | biogas | n/a | biogas | 2022 | 2035 | 100% | 100% | 1.4999 | 1.5324 | 1.565 | 1.5711 | 1.5773 | 1.5545 | 1.5317 | 1.5685 | 1.6052 | 1.6419 | 1.6786 | 1.7153
| CUYAMS_6_CUYSR1 | Online | 40 | 0 | 0 | 0 | 0 | 0 | Buy | 2019 | 1 | 1 | 2043 | 12 | 31 | EnergyCapacity | 1 | utility_pv | n/a | utility_pv | 2019 | 2043 | 100% | 100% | 4.9738 | 4.8412 | 4.7085 | 4.0065 | 3.3044 | 3.0642 | 2.8239 | 2.7711 | 2.7184 | 2.6656 | 2.6128 | 2.56
| CUMBIA_1_SOLAR | Online | 19 | 0 | 0 | 0 | 0 | 0 | Buy | 2015 | 12 | 14 | 2035 | 12 | 13 | EnergyCapacity | 1 | utility_pv | n/a | utility_pv | 2016 | 2035 | 100% | 100% | 2.3626 | 2.2996 | 2.2365 | 1.9031 | 1.5696 | 1.4555 | 1.3414 | 1.3163 | 1.2912 | 1.2661 | 1.2411 | 1.216
| CTNWDP_1_QF | Online | 0.1 | 0 | 0 | 0 | 0 | 0 | Buy | 1982 | 12 | 9 | 2060 | 12 | 31 | EnergyCapacity | 1 | small_hydro | n/a | small_hydro | 1983 | 2060 | 100% | 100% | 0.03644 | 0.037392 | 0.038345 | 0.037626 | 0.036908 | 0.037987 | 0.039065 | 0.037418 | 0.03577 | 0.034123 | 0.032475 | 0.030828
| CSTRVL_7_QFUNTS | Online | 1.74 | 0 | 0 | 0 | 0 | 0 | Buy | 1988 | 8 | 26 | 2060 | 12 | 31 | EnergyCapacity | 1 | cogen | n/a | cogen | 1989 | 2060 | 100% | 100% | 1.6212 | 1.6179 | 1.6146 | 1.6256 | 1.6366 | 1.6213 | 1.6059 | 1.6097 | 1.6134 | 1.6171 | 1.6209 | 1.6246
| CSTOGA_6_LNDFIL | Online | 0.848 | 0 | 0 | 0 | 0 | 0 | Buy | 2014 | 7 | 7 | 2024 | 7 | 6 | EnergyCapacity | 1 | biomass_wood | n/a | biomass_wood | 2015 | 2023 | 100% | 100% | 0 | 0 | 0 | 0 | 0 | 0 | 0 | 0 | 0 | 0 | 0 | 0
| CROKET_7_UNIT | Online | 240 | 0 | 0 | 0 | 0 | 0 | Buy | 1996 | 5 | 27 | 2026 | 5 | 26 | EnergyCapacity | 1 | cogen | n/a | cogen | 1996 | 2025 | 100% | 100% | 223.612 | 223.1585 | 0 | 0 | 0 | 0 | 0 | 0 | 0 | 0 | 0 | 0
| CRNEVL_6_SJQN 3 | Online | 4.2 | 0 | 0 | 0 | 0 | 0 | Owned | 1950 | 1 | 1 | 2099 | 12 | 31 | EnergyCapacity | 1 | hydro | n/a | hydro | 1950 | 2099 | 100% | 100% | 2.134 | 2.1897 | 2.2455 | 2.2035 | 2.1614 | 2.2246 | 2.2877 | 2.1912 | 2.0948 | 1.9983 | 1.9018 | 1.8053
| CRNEVL_6_SJQN 2 | Online | 3.2 | 0 | 0 | 0 | 0 | 0 | Owned | 1950 | 1 | 1 | 2099 | 12 | 31 | EnergyCapacity | 1 | hydro | n/a | hydro | 1950 | 2099 | 100% | 100% | 1.6259 | 1.6684 | 1.7109 | 1.6788 | 1.6468 | 1.6949 | 1.743 | 1.6695 | 1.596 | 1.5225 | 1.449 | 1.3755
| CRNEVL_6_CRNVA | Online | 0.9 | 0 | 0 | 0 | 0 | 0 | Owned | 1950 | 1 | 1 | 2099 | 12 | 31 | EnergyCapacity | 1 | small_hydro | n/a | small_hydro | 1950 | 2099 | 100% | 100% | 0.32796 | 0.33653 | 0.3451 | 0.33864 | 0.33218 | 0.34188 | 0.35159 | 0.33676 | 0.32193 | 0.30711 | 0.29228 | 0.27745
| _NEW_GENERIC_SOLAR_FIXED | Development | 4.66 | 0 | 0 | 0 | 0 | 0 | Buy | 0 | 0 | 0 | 0 | 0 | 0 | EnergyCapacity | 1 | utility_pv | n/a | utility_pv | 0 | 0 | 100% | 100% | 0 | 0 | 0 | 0 | 0 | 0 | 0 | 0 | 0 | 0 | 0 | 0
| CRESTA_7_PL1X2 | Online | 70 | 0 | 0 | 0 | 0 | 0 | Owned | 1950 | 1 | 1 | 2099 | 12 | 31 | EnergyCapacity | 1 | hydro | n/a | hydro | 1950 | 2099 | 100% | 100% | 35.566 | 36.4956 | 37.4252 | 36.7244 | 36.0236 | 37.0762 | 38.1288 | 36.5207 | 34.9127 | 33.3047 | 31.6967 | 30.0887
| COWCRK_2_UNIT | Online | 1.8 | 0 | 0 | 0 | 0 | 0 | Owned | 1950 | 1 | 1 | 2099 | 12 | 31 | EnergyCapacity | 1 | small_hydro | n/a | small_hydro | 1950 | 2099 | 100% | 100% | 0.65591 | 0.67306 | 0.6902 | 0.67728 | 0.66435 | 0.68376 | 0.70318 | 0.67352 | 0.64387 | 0.61421 | 0.58455 | 0.5549
| CORCAN_1_SOLAR1 | Online | 19.76 | 0 | 0 | 0 | 0 | 0 | Buy | 2015 | 3 | 20 | 2035 | 3 | 19 | EnergyCapacity | 1 | utility_pv | n/a | utility_pv | 2015 | 2034 | 100% | 100% | 2.4571 | 2.3915 | 2.326 | 1.9792 | 1.6324 | 1.5137 | 1.395 | 1.3689 | 1.3429 | 1.3168 | 1.2907 | 0
| COPMTN_2_SOLAR1 | Online | 48 | 0 | 0 | 0 | 0 | 0 | Buy | 2011 | 2 | 1 | 2031 | 1 | 31 | EnergyCapacity | 1 | utility_pv | n/a | utility_pv | 2011 | 2030 | 100% | 100% | 5.9686 | 5.8094 | 5.6502 | 4.8078 | 3.9653 | 3.677 | 3.3887 | 0 | 0 | 0 | 0 | 0
| COPMTN_2_CM10 | Online | 10 | 0 | 0 | 0 | 0 | 0 | Buy | 2009 | 1 | 1 | 2028 | 12 | 31 | EnergyCapacity | 1 | utility_pv | n/a | utility_pv | 2009 | 2028 | 100% | 100% | 1.2435 | 1.2103 | 1.1771 | 1.0016 | 0.82611 | 0 | 0 | 0 | 0 | 0 | 0 | 0
| COPMT2_2_SOLAR2 | Online | 150 | 0 | 0 | 0 | 0 | 0 | Buy | 2015 | 5 | 13 | 2040 | 5 | 12 | EnergyCapacity | 1 | utility_pv | n/a | utility_pv | 2015 | 2039 | 100% | 100% | 18.6519 | 18.1544 | 17.657 | 15.0243 | 12.3917 | 11.4907 | 10.5897 | 10.3918 | 10.1938 | 9.9959 | 9.7979 | 9.6
| CONTRL_1_CASAD3 | Online | 14 | 0 | 0 | 0 | 0 | 0 | Buy | 2013 | 4 | 1 | 2033 | 3 | 31 | EnergyCapacity | 1 | geothermal | n/a | geothermal | 2013 | 2032 | 100% | 100% | 12.045 | 12.4384 | 12.8317 | 12.8998 | 12.9679 | 12.8669 | 12.7659 | 12.8738 | 12.9817 | 0 | 0 | 0
| CONTRL_1_CASAD1 | Online | 7.5 | 0 | 0 | 0 | 0 | 0 | Buy | 2013 | 12 | 26 | 2033 | 12 | 25 | EnergyCapacity | 1 | geothermal | n/a | geothermal | 2014 | 2033 | 100% | 100% | 6.4527 | 6.6634 | 6.8741 | 6.9106 | 6.9471 | 6.893 | 6.8389 | 6.8967 | 6.9545 | 7.0123 | 0 | 0
| COLUSA_2_PL1X3 | Online | 641 | 0 | 0 | 0 | 0 | 0 | Owned | 2010 | 12 | 1 | 2040 | 12 | 31 | EnergyCapacity | 1 | gas_cc | n/a | gas_cc | 2011 | 2040 | 100% | 100% | 541.0395 | 547.2781 | 553.5167 | 555.3302 | 557.1437 | 550.98 | 544.8163 | 552.1602 | 559.5042 | 566.8481 | 574.192 | 581.5359
| COLPIN_6_COLLNS | Online | 3 | 0 | 0 | 0 | 0 | 0 | Buy | 2021 | 8 | 30 | 2041 | 8 | 29 | EnergyCapacity | 1 | biomass_wood | n/a | biomass_wood | 2022 | 2040 | 100% | 100% | 2.3282 | 2.3823 | 2.4364 | 2.4578 | 2.4793 | 2.445 | 2.4107 | 2.4587 | 2.5067 | 2.5548 | 2.6028 | 2.6508
| COLEMN_2_UNIT | Online | 13 | 0 | 0 | 0 | 0 | 0 | Owned | 1950 | 1 | 1 | 2099 | 12 | 31 | EnergyCapacity | 1 | small_hydro | n/a | small_hydro | 1950 | 2099 | 100% | 100% | 4.7371 | 4.861 | 4.9848 | 4.8914 | 4.7981 | 4.9383 | 5.0785 | 4.8643 | 4.6501 | 4.436 | 4.2218 | 4.0076
| COGNAT_1_UNIT | Online | 44.5 | 0 | 0 | 0 | 0 | 0 | Buy | 2014 | 2 | 21 | 2039 | 2 | 20 | EnergyCapacity | 1 | biomass_wood | n/a | biomass_wood | 2014 | 2038 | 100% | 100% | 34.5355 | 35.3377 | 36.1399 | 36.4579 | 36.7758 | 36.267 | 35.7581 | 36.4706 | 37.1832 | 37.8958 | 38.6083 | 39.3209
| COCOSB_6_SOLAR | Online | 1.5 | 0 | 0 | 0 | 0 | 0 | Buy | 2013 | 6 | 12 | 2033 | 6 | 11 | EnergyCapacity | 1 | utility_pv | n/a | utility_pv | 2014 | 2032 | 100% | 100% | 0.18652 | 0.18154 | 0.17657 | 0.15024 | 0.12392 | 0.11491 | 0.1059 | 0.10392 | 0.10194 | 0 | 0 | 0
| CNTRVL_6_UNIT | Online | 6.4 | 0 | 0 | 0 | 0 | 0 | Owned | 1950 | 1 | 1 | 2099 | 12 | 31 | EnergyCapacity | 1 | small_hydro | n/a | small_hydro | 1950 | 2099 | 100% | 100% | 2.3321 | 2.3931 | 2.454 | 2.4081 | 2.3621 | 2.4312 | 2.5002 | 2.3947 | 2.2893 | 2.1839 | 2.0784 | 1.973
| CLRMTK_1_QF | Online | 0.06 | 0 | 0 | 0 | 0 | 0 | Buy | 1989 | 7 | 6 | 2060 | 12 | 31 | EnergyCapacity | 1 | cogen | n/a | cogen | 1990 | 2060 | 100% | 100% | 0.055903 | 0.05579 | 0.055676 | 0.056056 | 0.056436 | 0.055907 | 0.055377 | 0.055506 | 0.055634 | 0.055763 | 0.055891 | 0.05602
| CLRMTK_1_QF | Online | 0.06 | 0 | 0 | 0 | 0 | 0 | Buy | 1991 | 2 | 6 | 2060 | 12 | 31 | EnergyCapacity | 1 | cogen | n/a | cogen | 1991 | 2060 | 100% | 100% | 0.055903 | 0.05579 | 0.055676 | 0.056056 | 0.056436 | 0.055907 | 0.055377 | 0.055506 | 0.055634 | 0.055763 | 0.055891 | 0.05602
| CLRKRD_6_LIMESD | Online | 2 | 0 | 0 | 0 | 0 | 0 | Owned | 1950 | 1 | 1 | 2099 | 12 | 31 | EnergyCapacity | 1 | small_hydro | n/a | small_hydro | 1950 | 2099 | 100% | 100% | 0.72879 | 0.74784 | 0.76689 | 0.75253 | 0.73817 | 0.75974 | 0.78131 | 0.74836 | 0.71541 | 0.68246 | 0.64951 | 0.61656
| CLOVDL_1_SOLAR | Online | 1.5 | 0 | 0 | 0 | 0 | 0 | Buy | 2014 | 6 | 26 | 2034 | 6 | 25 | EnergyCapacity | 1 | utility_pv | n/a | utility_pv | 2015 | 2033 | 100% | 100% | 0.18652 | 0.18154 | 0.17657 | 0.15024 | 0.12392 | 0.11491 | 0.1059 | 0.10392 | 0.10194 | 0.099959 | 0 | 0
| CHWCHL_1_BIOMAS | Online | 9 | 0 | 0 | 0 | 0 | 0 | Buy | 2008 | 12 | 12 | 2031 | 2 | 7 | EnergyCapacity | 1 | biomass_wood | n/a | biomass_wood | 2009 | 2030 | 100% | 100% | 6.9847 | 7.147 | 7.3092 | 7.3735 | 7.4378 | 7.3349 | 7.232 | 0 | 0 | 0 | 0 | 0
| _NEW_GENERIC_BIOMASS/WOOD | Development | 3 | 0 | 0 | 0 | 0 | 0 | Buy | 0 | 0 | 0 | 0 | 0 | 0 | EnergyCapacity | 1 | biomass_wood | n/a | biomass_wood | 0 | 0 | 100% | 100% | 0 | 0 | 0 | 0 | 0 | 0 | 0 | 0 | 0 | 0 | 0 | 0
| CHICPK_7_UNIT 1 | Online | 40 | 0 | 0 | 0 | 0 | 0 | Buy | 2013 | 7 | 1 | 2033 | 6 | 30 | EnergyCapacity | 1 | hydro | n/a | hydro | 2014 | 2032 | 100% | 100% | 20.3234 | 20.8546 | 21.3859 | 20.9854 | 20.5849 | 21.1864 | 21.7879 | 20.869 | 19.9501 | 0 | 0 | 0
| CHEVCY_1_UNIT | Online | 16 | 0 | 0 | 0 | 0 | 0 | Buy | 1982 | 10 | 15 | 2060 | 12 | 31 | EnergyCapacity | 1 | cogen | n/a | cogen | 1983 | 2060 | 100% | 100% | 14.9075 | 14.8772 | 14.847 | 14.9483 | 15.0496 | 14.9084 | 14.7673 | 14.8016 | 14.8358 | 14.8701 | 14.9044 | 14.9386
| CHEVCO_6_UNIT 2 | Online | 8.5 | 0 | 0 | 0 | 0 | 0 | Buy | 1988 | 6 | 3 | 2060 | 12 | 31 | EnergyCapacity | 1 | cogen | n/a | cogen | 1989 | 2060 | 100% | 100% | 7.9196 | 7.9035 | 7.8875 | 7.9413 | 7.9951 | 7.9201 | 7.8451 | 7.8633 | 7.8815 | 7.8997 | 7.9179 | 7.9362
| CHEVCO_6_UNIT 1 | Online | 16.5 | 0 | 0 | 0 | 0 | 0 | Buy | 1986 | 11 | 7 | 2060 | 12 | 31 | EnergyCapacity | 1 | cogen | n/a | cogen | 1987 | 2060 | 100% | 100% | 15.3733 | 15.3421 | 15.311 | 15.4154 | 15.5199 | 15.3743 | 15.2288 | 15.2641 | 15.2994 | 15.3348 | 15.3701 | 15.4055
| CHEVCD_6_UNIT | Online | 10 | 0 | 0 | 0 | 0 | 0 | Buy | 1982 | 7 | 26 | 2060 | 12 | 31 | EnergyCapacity | 1 | cogen | n/a | cogen | 1983 | 2060 | 100% | 100% | 9.3172 | 9.2983 | 9.2794 | 9.3427 | 9.406 | 9.3178 | 9.2296 | 9.251 | 9.2724 | 9.2938 | 9.3152 | 9.3367
| CEDRCK_6_UNIT | Online | 0.975 | 0 | 0 | 0 | 0 | 0 | Buy | 2015 | 4 | 1 | 2025 | 3 | 31 | EnergyCapacity | 1 | small_hydro | n/a | small_hydro | 2015 | 2024 | 100% | 100% | 0.35529 | 0 | 0 | 0 | 0 | 0 | 0 | 0 | 0 | 0 | 0 | 0
| CAVLSR_2_RSOLAR | Online | 210 | 0 | 0 | 0 | 0 | 0 | Buy | 2013 | 10 | 31 | 2038 | 10 | 30 | EnergyCapacity | 1 | utility_pv | n/a | utility_pv | 2014 | 2038 | 100% | 100% | 26.1126 | 25.4162 | 24.7197 | 21.034 | 17.3483 | 16.087 | 14.8256 | 14.5485 | 14.2714 | 13.9942 | 13.7171 | 13.44
| CAVLSR_2_BSOLAR | Online | 40 | 0 | 0 | 0 | 0 | 0 | Buy | 2013 | 10 | 1 | 2038 | 9 | 30 | EnergyCapacity | 1 | utility_pv | n/a | utility_pv | 2014 | 2037 | 100% | 100% | 4.9738 | 4.8412 | 4.7085 | 4.0065 | 3.3044 | 3.0642 | 2.8239 | 2.7711 | 2.7184 | 2.6656 | 2.6128 | 2.56
| _NEW_GENERIC_SOLAR_1AXIS | Development | 3 | 0 | 0 | 0 | 0 | 0 | Buy | 0 | 0 | 0 | 0 | 0 | 0 | EnergyCapacity | 1 | utility_pv | n/a | utility_pv | 0 | 0 | 100% | 100% | 0 | 0 | 0 | 0 | 0 | 0 | 0 | 0 | 0 | 0 | 0 | 0
| CARBOU_7_UNIT 1 | Online | 24 | 0 | 0 | 0 | 0 | 0 | Owned | 1950 | 1 | 1 | 2099 | 12 | 31 | EnergyCapacity | 1 | hydro | n/a | hydro | 1950 | 2099 | 100% | 100% | 12.1941 | 12.5128 | 12.8315 | 12.5912 | 12.3509 | 12.7118 | 13.0727 | 12.5214 | 11.9701 | 11.4188 | 10.8674 | 10.3161
| CARBOU_7_PL4X5 | Online | 120 | 0 | 0 | 0 | 0 | 0 | Owned | 1950 | 1 | 1 | 2099 | 12 | 31 | EnergyCapacity | 1 | hydro | n/a | hydro | 1950 | 2099 | 100% | 100% | 60.9703 | 62.5639 | 64.1576 | 62.9561 | 61.7547 | 63.5591 | 65.3636 | 62.607 | 59.8504 | 57.0938 | 54.3372 | 51.5806
| CARBOU_7_PL2X3 | Online | 37.5 | 0 | 0 | 0 | 0 | 0 | Owned | 1950 | 1 | 1 | 2099 | 12 | 31 | EnergyCapacity | 1 | hydro | n/a | hydro | 1950 | 2099 | 100% | 100% | 19.0532 | 19.5512 | 20.0492 | 19.6738 | 19.2983 | 19.8622 | 20.4261 | 19.5647 | 18.7032 | 17.8418 | 16.9804 | 16.1189
| CANTUA_1_SOLAR | Online | 20 | 0 | 0 | 0 | 0 | 0 | Owned | 2012 | 6 | 26 | 2037 | 6 | 25 | EnergyCapacity | 1 | utility_pv | n/a | utility_pv | 2013 | 2036 | 100% | 100% | 2.4869 | 2.4206 | 2.3543 | 2.0032 | 1.6522 | 1.5321 | 1.412 | 1.3856 | 1.3592 | 1.3328 | 1.3064 | 1.28
| _NEW_GENERIC_BIOMASS/WOOD | Development | 3 | 0 | 0 | 0 | 0 | 0 | Buy | 0 | 0 | 0 | 0 | 0 | 0 | EnergyCapacity | 1 | biomass_wood | n/a | biomass_wood | 0 | 0 | 100% | 100% | 0 | 0 | 0 | 0 | 0 | 0 | 0 | 0 | 0 | 0 | 0 | 0
| CALFTS_2_CFSSR1 | Online | 150 | 0 | 0 | 0 | 0 | 0 | Buy | 2019 | 4 | 10 | 2034 | 4 | 9 | EnergyCapacity | 1 | utility_pv | n/a | utility_pv | 2019 | 2033 | 100% | 100% | 18.6519 | 18.1544 | 17.657 | 15.0243 | 12.3917 | 11.4907 | 10.5897 | 10.3918 | 10.1938 | 9.9959 | 0 | 0
| BUTTVL_7_UNIT 1 | Online | 39.5 | 0 | 0 | 0 | 0 | 0 | Owned | 1950 | 1 | 1 | 2099 | 12 | 31 | EnergyCapacity | 1 | hydro | n/a | hydro | 1950 | 2099 | 100% | 100% | 20.0694 | 20.594 | 21.1185 | 20.7231 | 20.3276 | 20.9215 | 21.5155 | 20.6081 | 19.7008 | 18.7934 | 17.886 | 16.9786
| BURNYF_2_UNIT 1 | Online | 29 | 0 | 0 | 0 | 0 | 0 | Buy | 2022 | 11 | 1 | 0 | 0 | 0 | EnergyCapacity | 1 | biomass_wood | n/a | biomass_wood | 2023 | 0 | 100% | 100% | 0 | 0 | 0 | 0 | 0 | 0 | 0 | 0 | 0 | 0 | 0 | 0
| BUCKCK_7_PL1X2 | Online | 57.25 | 0 | 0 | 0 | 0 | 0 | Owned | 1950 | 1 | 1 | 2099 | 12 | 31 | EnergyCapacity | 1 | hydro | n/a | hydro | 1950 | 2099 | 100% | 100% | 29.0879 | 29.8482 | 30.6085 | 30.0353 | 29.4621 | 30.323 | 31.1839 | 29.8688 | 28.5536 | 27.2385 | 25.9234 | 24.6082
| BUCKCK_7_OAKFLT | Online | 1.3 | 0 | 0 | 0 | 0 | 0 | Owned | 1950 | 1 | 1 | 2099 | 12 | 31 | EnergyCapacity | 1 | small_hydro | n/a | small_hydro | 1950 | 2099 | 100% | 100% | 0.47371 | 0.4861 | 0.49848 | 0.48914 | 0.47981 | 0.49383 | 0.50785 | 0.48643 | 0.46501 | 0.4436 | 0.42218 | 0.40076
| BUCKCK_2_HYDRO | Online | 0.995 | 0 | 0 | 0 | 0 | 0 | Buy | 2016 | 6 | 9 | 2036 | 6 | 8 | EnergyCapacity | 1 | small_hydro | n/a | small_hydro | 2017 | 2035 | 100% | 100% | 0.36257 | 0.37205 | 0.38153 | 0.37438 | 0.36724 | 0.37797 | 0.3887 | 0.37231 | 0.35591 | 0.33952 | 0.32313 | 0.30674
| BRODIE_2_WIND | Online | 102 | 0 | 0 | 0 | 0 | 0 | Buy | 2012 | 6 | 6 | 2032 | 6 | 5 | EnergyCapacity | 1 | in_state_wind_south | n/a | in_state_wind_south | 2013 | 2031 | 100% | 100% | 12.0782 | 13.9088 | 15.7394 | 10.9075 | 6.0757 | 7.8745 | 9.6734 | 8.6338 | 0 | 0 | 0 | 0
| BRDSLD_2_SHLO3B | Online | 100 | 0 | 0 | 0 | 0 | 0 | Buy | 2013 | 1 | 28 | 2038 | 1 | 27 | EnergyCapacity | 1 | in_state_wind_north | n/a | in_state_wind_north | 2013 | 2037 | 100% | 100% | 23.6827 | 27.2721 | 30.8616 | 21.3873 | 11.9131 | 15.4403 | 18.9675 | 16.929 | 14.8904 | 12.8518 | 10.8133 | 8.7747
| BRDSLD_2_SHLO3A | Online | 100 | 0 | 0 | 0 | 0 | 0 | Buy | 2012 | 3 | 9 | 2032 | 3 | 8 | EnergyCapacity | 1 | in_state_wind_north | n/a | in_state_wind_north | 2012 | 2031 | 100% | 100% | 23.6827 | 27.2721 | 30.8616 | 21.3873 | 11.9131 | 15.4403 | 18.9675 | 16.929 | 0 | 0 | 0 | 0
| BRDSLD_2_SHILO2 | Online | 150 | 0 | 0 | 0 | 0 | 0 | Buy | 2009 | 2 | 1 | 2029 | 1 | 31 | EnergyCapacity | 1 | in_state_wind_north | n/a | in_state_wind_north | 2009 | 2028 | 100% | 100% | 35.5241 | 40.9082 | 46.2924 | 32.081 | 17.8696 | 0 | 0 | 0 | 0 | 0 | 0 | 0
| BRDSLD_2_MTZUMA | Online | 36.8 | 0 | 0 | 0 | 0 | 0 | Buy | 2011 | 1 | 28 | 2036 | 1 | 27 | EnergyCapacity | 1 | in_state_wind_north | n/a | in_state_wind_north | 2011 | 2035 | 100% | 100% | 8.7152 | 10.0361 | 11.3571 | 7.8705 | 4.384 | 5.682 | 6.98 | 6.2299 | 5.4797 | 4.7295 | 3.9793 | 3.2291
| BRDSLD_2_MTZUM2 | Online | 78.2 | 0 | 0 | 0 | 0 | 0 | Buy | 2012 | 3 | 14 | 2037 | 3 | 13 | EnergyCapacity | 1 | in_state_wind_north | n/a | in_state_wind_north | 2012 | 2036 | 100% | 100% | 18.5199 | 21.3268 | 24.1337 | 16.7249 | 9.316 | 12.0743 | 14.8326 | 13.2384 | 11.6443 | 10.0501 | 8.456 | 6.8618
| BRDGVL_7_BAKER | Online | 1.495 | 0 | 0 | 0 | 0 | 0 | Buy | 2014 | 11 | 6 | 2034 | 11 | 5 | EnergyCapacity | 1 | small_hydro | n/a | small_hydro | 2015 | 2034 | 100% | 100% | 0.54477 | 0.55901 | 0.57325 | 0.56252 | 0.55178 | 0.5679 | 0.58403 | 0.5594 | 0.53477 | 0.51014 | 0.48551 | 0
| BOWMN_6_HYDRO | Online | 3.6 | 0 | 0 | 0 | 0 | 0 | Buy | 2013 | 7 | 1 | 2033 | 6 | 30 | EnergyCapacity | 1 | small_hydro | n/a | small_hydro | 2014 | 2032 | 100% | 100% | 1.3118 | 1.3461 | 1.3804 | 1.3546 | 1.3287 | 1.3675 | 1.4064 | 1.347 | 1.2877 | 0 | 0 | 0
| BNNIEN_7_ALTAPH | Online | 2 | 0 | 0 | 0 | 0 | 0 | Owned | 1950 | 1 | 1 | 2099 | 12 | 31 | EnergyCapacity | 1 | small_hydro | n/a | small_hydro | 1950 | 2099 | 100% | 100% | 0.72879 | 0.74784 | 0.76689 | 0.75253 | 0.73817 | 0.75974 | 0.78131 | 0.74836 | 0.71541 | 0.68246 | 0.64951 | 0.61656
| BLM W_2_COSBT1 | Online | 60 | 0 | 0 | 0 | 60 | 240 | Buy | 2022 | 4 | 1 | 2037 | 3 | 31 | CapacityOnly | 1 | hr_batteries | 4hr_batteries | hybrid | 2022 | 2036 | 100% | 100% | 51.24 | 51.84 | 52.44 | 50.7 | 48.96 | 51.18 | 53.4 | 47.532 | 41.664 | 35.796 | 29.928 | 24.06
| BLKDIA_2_BDEBT1 | Online | 50 | 0 | 0 | 0 | 0 | 200 | Buy | 2022 | 5 | 1 | 2032 | 4 | 30 | CapacityOnly | 1 | hr_batteries | n/a | hr_batteries | 2022 | 2031 | 100% | 100% | 0 | 0 | 0 | 0 | 0 | 0 | 0 | 0 | 0 | 0 | 0 | 0
| BLKDIA_2_BDEBT1 | Online | 50 | 0 | 0 | 0 | 0 | 200 | Buy | 2022 | 5 | 1 | 2037 | 4 | 30 | CapacityOnly | 1 | hr_batteries | n/a | hr_batteries | 2022 | 2036 | 100% | 100% | 0 | 0 | 0 | 0 | 0 | 0 | 0 | 0 | 0 | 0 | 0 | 0
| BLKDIA_2_BDEBT1 | Online | 50 | 0 | 0 | 0 | 0 | 200 | Buy | 2022 | 5 | 1 | 2037 | 4 | 30 | CapacityOnly | 1 | hr_batteries | n/a | hr_batteries | 2022 | 2036 | 100% | 100% | 0 | 0 | 0 | 0 | 0 | 0 | 0 | 0 | 0 | 0 | 0 | 0
| BLKDIA_2_BDEBT1 | Online | 50 | 0 | 0 | 0 | 0 | 200 | Buy | 2022 | 5 | 1 | 2037 | 4 | 30 | CapacityOnly | 1 | hr_batteries | n/a | hr_batteries | 2022 | 2036 | 100% | 100% | 0 | 0 | 0 | 0 | 0 | 0 | 0 | 0 | 0 | 0 | 0 | 0
| BLCKWL_6_SOLAR1 | Online | 12 | 0 | 0 | 0 | 0 | 0 | Buy | 2019 | 1 | 1 | 2043 | 12 | 31 | EnergyCapacity | 1 | utility_pv | n/a | utility_pv | 2019 | 2043 | 100% | 100% | 1.4922 | 1.4524 | 1.4126 | 1.2019 | 0.99133 | 0.91926 | 0.84718 | 0.83134 | 0.81551 | 0.79967 | 0.78384 | 0.768
| BLACK_7_UNIT 2 | Online | 84.1 | 0 | 0 | 0 | 0 | 0 | Owned | 1950 | 1 | 1 | 2099 | 12 | 31 | EnergyCapacity | 1 | hydro | n/a | hydro | 1950 | 2099 | 100% | 100% | 42.73 | 43.8469 | 44.9637 | 44.1217 | 43.2797 | 44.5444 | 45.809 | 43.8771 | 41.9451 | 40.0132 | 38.0813 | 36.1494
| BLACK_7_UNIT 1 | Online | 85 | 0 | 0 | 0 | 0 | 0 | Owned | 1950 | 1 | 1 | 2099 | 12 | 31 | EnergyCapacity | 1 | hydro | n/a | hydro | 1950 | 2099 | 100% | 100% | 43.1873 | 44.3161 | 45.4449 | 44.5939 | 43.7429 | 45.021 | 46.2992 | 44.3466 | 42.394 | 40.4414 | 38.4888 | 36.5362
| BKRFLD_2_SOLAR1 | Online | 1.4 | 0 | 0 | 0 | 0 | 0 | Buy | 2015 | 7 | 28 | 2035 | 7 | 27 | EnergyCapacity | 1 | utility_pv | n/a | utility_pv | 2016 | 2034 | 100% | 100% | 0.17408 | 0.16944 | 0.1648 | 0.14023 | 0.11566 | 0.10725 | 0.098837 | 0.09699 | 0.095142 | 0.093295 | 0.091447 | 0
| BIOMAS_1_UNIT 1 | Online | 25 | 0 | 0 | 0 | 0 | 0 | Buy | 2021 | 9 | 2 | 2026 | 9 | 1 | EnergyCapacity | 1 | biomass_wood | n/a | biomass_wood | 2022 | 2025 | 100% | 100% | 19.402 | 19.8526 | 0 | 0 | 0 | 0 | 0 | 0 | 0 | 0 | 0 | 0
| BIGSKY_2_BSKSR8 | Online | 20 | 0 | 0 | 0 | 0 | 0 | Buy | 2018 | 1 | 23 | 2038 | 1 | 22 | EnergyCapacity | 1 | utility_pv | n/a | utility_pv | 2018 | 2037 | 100% | 100% | 2.4869 | 2.4206 | 2.3543 | 2.0032 | 1.6522 | 1.5321 | 1.412 | 1.3856 | 1.3592 | 1.3328 | 1.3064 | 1.28
| BIGSKY_2_BSKSR7 | Online | 20 | 0 | 0 | 0 | 0 | 0 | Buy | 2018 | 1 | 23 | 2038 | 1 | 22 | EnergyCapacity | 1 | utility_pv | n/a | utility_pv | 2018 | 2037 | 100% | 100% | 2.4869 | 2.4206 | 2.3543 | 2.0032 | 1.6522 | 1.5321 | 1.412 | 1.3856 | 1.3592 | 1.3328 | 1.3064 | 1.28
| BIGSKY_2_BSKSR6 | Online | 20 | 0 | 0 | 0 | 0 | 0 | Buy | 2018 | 1 | 23 | 2038 | 1 | 22 | EnergyCapacity | 1 | utility_pv | n/a | utility_pv | 2018 | 2037 | 100% | 100% | 2.4869 | 2.4206 | 2.3543 | 2.0032 | 1.6522 | 1.5321 | 1.412 | 1.3856 | 1.3592 | 1.3328 | 1.3064 | 1.28
| BIGSKY_2_AS2BT1 | Online | 127 | 0 | 0 | 0 | 127 | 508 | Buy | 2022 | 11 | 1 | 0 | 0 | 0 | CapacityOnly | 1 | hr_batteries | 4hr_batteries | hybrid | 2023 | 0 | 100% | 100% | 0 | 0 | 0 | 0 | 0 | 0 | 0 | 0 | 0 | 0 | 0 | 0
| BELDEN_7_UNIT 1 | Online | 119 | 0 | 0 | 0 | 0 | 0 | Owned | 1950 | 1 | 1 | 2099 | 12 | 31 | EnergyCapacity | 1 | hydro | n/a | hydro | 1950 | 2099 | 100% | 100% | 60.4622 | 62.0425 | 63.6229 | 62.4315 | 61.24 | 63.0295 | 64.8189 | 62.0853 | 59.3516 | 56.618 | 53.8844 | 51.1507
| BALCHS_7_UNIT 3 | Online | 52.5 | 0 | 0 | 0 | 0 | 0 | Owned | 1950 | 1 | 1 | 2099 | 12 | 31 | EnergyCapacity | 1 | hydro | n/a | hydro | 1950 | 2099 | 100% | 100% | 26.6745 | 27.3717 | 28.0689 | 27.5433 | 27.0177 | 27.8071 | 28.5966 | 27.3906 | 26.1845 | 24.9785 | 23.7725 | 22.5665
| BALCHS_7_UNIT 2 | Online | 52.5 | 0 | 0 | 0 | 0 | 0 | Owned | 1950 | 1 | 1 | 2099 | 12 | 31 | EnergyCapacity | 1 | hydro | n/a | hydro | 1950 | 2099 | 100% | 100% | 26.6745 | 27.3717 | 28.0689 | 27.5433 | 27.0177 | 27.8071 | 28.5966 | 27.3906 | 26.1845 | 24.9785 | 23.7725 | 22.5665
| BALCHS_7_UNIT 1 | Online | 0 | 0 | 0 | 0 | 0 | 0 | Owned | 1950 | 1 | 1 | 2099 | 12 | 31 | EnergyCapacity | 1 | hydro | n/a | hydro | 1950 | 2099 | 100% | 100% | 0 | 0 | 0 | 0 | 0 | 0 | 0 | 0 | 0 | 0 | 0 | 0
| AVSOLR_2_SOLAR | Online | 241.5 | 0 | 0 | 0 | 0 | 0 | Buy | 2014 | 11 | 21 | 2039 | 11 | 20 | EnergyCapacity | 1 | utility_pv | n/a | utility_pv | 2015 | 2039 | 100% | 100% | 30.0295 | 29.2286 | 28.4277 | 24.1891 | 19.9506 | 18.5 | 17.0495 | 16.7308 | 16.4121 | 16.0934 | 15.7747 | 15.456
| AVENAL_6_SUNCTY | Online | 20 | 0 | 0 | 0 | 0 | 0 | Buy | 2011 | 8 | 5 | 2031 | 8 | 4 | EnergyCapacity | 1 | utility_pv | n/a | utility_pv | 2012 | 2030 | 100% | 100% | 2.4869 | 2.4206 | 2.3543 | 2.0032 | 1.6522 | 1.5321 | 1.412 | 0 | 0 | 0 | 0 | 0
| AVENAL_6_SANDDG | Online | 19 | 0 | 0 | 0 | 0 | 0 | Buy | 2011 | 8 | 5 | 2031 | 8 | 4 | EnergyCapacity | 1 | utility_pv | n/a | utility_pv | 2012 | 2030 | 100% | 100% | 2.3626 | 2.2996 | 2.2365 | 1.9031 | 1.5696 | 1.4555 | 1.3414 | 0 | 0 | 0 | 0 | 0
| AVENAL_6_AVSLR2 | Online | 7.9 | 0 | 0 | 0 | 0 | 0 | Buy | 2017 | 3 | 10 | 2037 | 3 | 9 | EnergyCapacity | 1 | utility_pv | n/a | utility_pv | 2017 | 2036 | 100% | 100% | 0.98233 | 0.95613 | 0.92993 | 0.79128 | 0.65263 | 0.60518 | 0.55773 | 0.5473 | 0.53688 | 0.52645 | 0.51603 | 0.5056
| AVENAL_6_AVSLR1 | Online | 7.9 | 0 | 0 | 0 | 0 | 0 | Buy | 2017 | 3 | 10 | 2037 | 3 | 9 | EnergyCapacity | 1 | utility_pv | n/a | utility_pv | 2017 | 2036 | 100% | 100% | 0.98233 | 0.95613 | 0.92993 | 0.79128 | 0.65263 | 0.60518 | 0.55773 | 0.5473 | 0.53688 | 0.52645 | 0.51603 | 0.5056
| AVENAL_6_AVPARK | Online | 6 | 0 | 0 | 0 | 0 | 0 | Buy | 2011 | 8 | 5 | 2031 | 8 | 4 | EnergyCapacity | 1 | utility_pv | n/a | utility_pv | 2012 | 2030 | 100% | 100% | 0.74608 | 0.72618 | 0.70628 | 0.60097 | 0.49567 | 0.45963 | 0.42359 | 0 | 0 | 0 | 0 | 0
| ATWELL_1_SOLAR | Online | 20 | 0 | 0 | 0 | 0 | 0 | Buy | 2013 | 3 | 12 | 2038 | 3 | 11 | EnergyCapacity | 1 | utility_pv | n/a | utility_pv | 2013 | 2037 | 100% | 100% | 2.4869 | 2.4206 | 2.3543 | 2.0032 | 1.6522 | 1.5321 | 1.412 | 1.3856 | 1.3592 | 1.3328 | 1.3064 | 1.28
| ASTORA_2_SOLAR1 | Online | 100 | 0 | 0 | 0 | 0 | 0 | Buy | 2019 | 1 | 3 | 2034 | 1 | 2 | EnergyCapacity | 1 | utility_pv | n/a | utility_pv | 2019 | 2033 | 100% | 100% | 12.4346 | 12.1029 | 11.7713 | 10.0162 | 8.2611 | 7.6605 | 7.0598 | 6.9279 | 6.7959 | 6.6639 | 0 | 0
| ARVINN_6_ORION1 | Online | 12 | 0 | 0 | 0 | 0 | 0 | Buy | 2014 | 6 | 26 | 2034 | 6 | 25 | EnergyCapacity | 1 | utility_pv | n/a | utility_pv | 2015 | 2033 | 100% | 100% | 1.4922 | 1.4524 | 1.4126 | 1.2019 | 0.99133 | 0.91926 | 0.84718 | 0.83134 | 0.81551 | 0.79967 | 0 | 0
| ALPSLR_1_SPSSLR | Online | 50 | 0 | 0 | 0 | 0 | 0 | Buy | 2013 | 3 | 8 | 2038 | 3 | 7 | EnergyCapacity | 1 | utility_pv | n/a | utility_pv | 2013 | 2037 | 100% | 100% | 6.2173 | 6.0515 | 5.8857 | 5.0081 | 4.1306 | 3.8302 | 3.5299 | 3.4639 | 3.3979 | 3.332 | 3.266 | 3.2
| ALPSLR_1_NTHSLR | Online | 20 | 0 | 0 | 0 | 0 | 0 | Buy | 2013 | 3 | 8 | 2038 | 3 | 7 | EnergyCapacity | 1 | utility_pv | n/a | utility_pv | 2013 | 2037 | 100% | 100% | 2.4869 | 2.4206 | 2.3543 | 2.0032 | 1.6522 | 1.5321 | 1.412 | 1.3856 | 1.3592 | 1.3328 | 1.3064 | 1.28
| ALLGNY_6_HYDRO1 | Online | 0.52 | 0 | 0 | 0 | 0 | 0 | Buy | 2014 | 12 | 3 | 2034 | 12 | 2 | EnergyCapacity | 1 | small_hydro | n/a | small_hydro | 2015 | 2034 | 100% | 100% | 0.18949 | 0.19444 | 0.19939 | 0.19566 | 0.19192 | 0.19753 | 0.20314 | 0.19457 | 0.18601 | 0.17744 | 0.16887 | 0
| AGUCAL_5_SOLAR1 | Online | 290 | 0 | 0 | 0 | 0 | 0 | Buy | 2014 | 6 | 23 | 2039 | 6 | 22 | EnergyCapacity | 1 | utility_pv | n/a | utility_pv | 2015 | 2038 | 100% | 100% | 36.0603 | 35.0985 | 34.1368 | 29.047 | 23.9572 | 22.2153 | 20.4735 | 20.0908 | 19.7081 | 19.3254 | 18.9427 | 18.56
| ACACIA_6_SOLAR | Online | 20 | 0 | 0 | 0 | 0 | 0 | Buy | 2015 | 2 | 9 | 2035 | 2 | 8 | EnergyCapacity | 1 | utility_pv | n/a | utility_pv | 2015 | 2034 | 100% | 100% | 2.4869 | 2.4206 | 2.3543 | 2.0032 | 1.6522 | 1.5321 | 1.412 | 1.3856 | 1.3592 | 1.3328 | 1.3064 | 0
| 7STDRD_1_SOLAR1 | Online | 19.98 | 0 | 0 | 0 | 0 | 0 | Buy | 2015 | 7 | 16 | 2035 | 7 | 15 | EnergyCapacity | 1 | utility_pv | n/a | utility_pv | 2016 | 2034 | 100% | 100% | 2.4844 | 2.4182 | 2.3519 | 2.0012 | 1.6506 | 1.5306 | 1.4106 | 1.3842 | 1.3578 | 1.3315 | 1.3051 | 0
| _EXISTING_GENERIC_SOLAR_FIXED | Online | 0 | 0 | 0 | 0 | 0 | 0 | Sell | 2023 | 1 | 1 | 0 | 0 | 0 | EnergyOnly | 0 | utility_pv | n/a | utility_pv | 2023 | 0 | 100% | 100% | 0 | 0 | 0 | 0 | 0 | 0 | 0 | 0 | 0 | 0 | 0 | 0
| _EXISTING_GENERIC_WIND | Online | 0 | 0 | 0 | 0 | 0 | 0 | Sell | 2023 | 1 | 1 | 0 | 0 | 0 | EnergyOnly | 0 | in_state_wind_south | n/a | in_state_wind_south | 2023 | 0 | 100% | 100% | 0 | 0 | 0 | 0 | 0 | 0 | 0 | 0 | 0 | 0 | 0 | 0
| _EXISTING_GENERIC_BIOMASS/WOOD | Online | 0 | 0 | 0 | 0 | 0 | 0 | Sell | 2023 | 1 | 1 | 0 | 0 | 0 | EnergyOnly | 0 | biomass_wood | n/a | biomass_wood | 2023 | 0 | 100% | 100% | 0 | 0 | 0 | 0 | 0 | 0 | 0 | 0 | 0 | 0 | 0 | 0
| _EXISTING_GENERIC_BIOGAS_LANDFILLGAS | Online | 0 | 0 | 0 | 0 | 0 | 0 | Sell | 2023 | 1 | 1 | 0 | 0 | 0 | EnergyOnly | 0 | biomass_wood | n/a | biomass_wood | 2023 | 0 | 100% | 100% | 0 | 0 | 0 | 0 | 0 | 0 | 0 | 0 | 0 | 0 | 0 | 0
| _EXISTING_GENERIC_GEOTHERMAL | Online | 0 | 0 | 0 | 0 | 0 | 0 | Sell | 2023 | 1 | 1 | 0 | 0 | 0 | EnergyOnly | 0 | geothermal | n/a | geothermal | 2023 | 0 | 100% | 100% | 0 | 0 | 0 | 0 | 0 | 0 | 0 | 0 | 0 | 0 | 0 | 0
| _EXISTING_GENERIC_INSTATE_SMALL_HYDRO | Online | 0 | 0 | 0 | 0 | 0 | 0 | Sell | 2023 | 1 | 1 | 0 | 0 | 0 | EnergyOnly | 0 | hydro | n/a | hydro | 2023 | 0 | 100% | 100% | 0 | 0 | 0 | 0 | 0 | 0 | 0 | 0 | 0 | 0 | 0 | 0
| _EXISTING_GENERIC_BATTERY_STORAGE | Online | 49.959 | 0 | 0 | 0 | 0 | 199.836 | Sell | 2024 | 1 | 1 | 0 | 0 | 0 | CapacityOnly | -1 | hr_batteries | n/a | hr_batteries | 2024 | 0 | 100% | 100% | 0 | 0 | 0 | 0 | 0 | 0 | 0 | 0 | 0 | 0 | 0 | 0
| _EXISTING_GENERIC_BATTERY_STORAGE | Online | 43.659 | 0 | 0 | 0 | 0 | 174.636 | Sell | 2032 | 1 | 1 | 0 | 0 | 0 | CapacityOnly | -1 | hr_batteries | n/a | hr_batteries | 2032 | 0 | 100% | 100% | 0 | 0 | 0 | 0 | 0 | 0 | 0 | 0 | 0 | 0 | 0 | 0
| _EXISTING_GENERIC_COMBINED_CYCLE | Online | 1180.698 | 0 | 0 | 0 | 0 | 0 | Sell | 2024 | 1 | 1 | 0 | 0 | 0 | CapacityOnly | -1 | gas_cc | n/a | gas_cc | 2024 | 0 | 100% | 100% | 0 | 0 | 0 | 0 | 0 | 0 | 0 | 0 | 0 | 0 | 0 | 0
| _EXISTING_GENERIC_COMBINED_CYCLE | Online | 679.884 | 0 | 0 | 0 | 0 | 0 | Sell | 2025 | 1 | 1 | 0 | 0 | 0 | CapacityOnly | -1 | gas_cc | n/a | gas_cc | 2025 | 0 | 100% | 100% | 0 | 0 | 0 | 0 | 0 | 0 | 0 | 0 | 0 | 0 | 0 | 0
| _EXISTING_GENERIC_COMBINED_CYCLE | Online | 364.698 | 0 | 0 | 0 | 0 | 0 | Sell | 2026 | 1 | 1 | 0 | 0 | 0 | CapacityOnly | -1 | gas_cc | n/a | gas_cc | 2026 | 0 | 100% | 100% | 0 | 0 | 0 | 0 | 0 | 0 | 0 | 0 | 0 | 0 | 0 | 0
| _BRANCH_GENERIC_MALIN500_ISL | Online | 45 | 0 | 0 | 0 | 0 | 0 | Sell | 2022 | 6 | 1 | 2024 | 9 | 30 | EnergyCapacity | -1 | n/a | n/a | n/a | 2022 | 2023 | 100% | 100% | 0 | 0 | 0 | 0 | 0 | 0 | 0 | 0 | 0 | 0 | 0 | 0
| _EXISTING_GENERIC_BATTERY_STORAGE | Online | 336 | 0 | 0 | 0 | 0 | 1344 | Sell | 2024 | 1 | 1 | 0 | 0 | 0 | CapacityOnly | -1 | hr_batteries | n/a | hr_batteries | 2024 | 0 | 100% | 100% | 0 | 0 | 0 | 0 | 0 | 0 | 0 | 0 | 0 | 0 | 0 | 0
| _EXISTING_GENERIC_BATTERY_STORAGE | Online | 334.5 | 0 | 0 | 0 | 0 | 1338 | Sell | 2025 | 1 | 1 | 0 | 0 | 0 | CapacityOnly | -1 | hr_batteries | n/a | hr_batteries | 2025 | 0 | 100% | 100% | 0 | 0 | 0 | 0 | 0 | 0 | 0 | 0 | 0 | 0 | 0 | 0
| _NEW_GENERIC_BATTERY_STORAGE | PlannedNew | 57 | 0 | 0 | 0 | 0 | 228 | Sell | 0 | 0 | 0 | 0 | 0 | 0 | CapacityOnly | -1 | hr_batteries | n/a | hr_batteries | 0 | 0 | 100% | 100% | 0 | 0 | 0 | 0 | 0 | 0 | 0 | 0 | 0 | 0 | 0 | 0
| _NEW_GENERIC_BATTERY_STORAGE | PlannedNew | 856.992 | 0 | 0 | 0 | 0 | 542.4 | Sell | 0 | 0 | 0 | 0 | 0 | 0 | CapacityOnly | -1 | hr_batteries | n/a | hr_batteries | 0 | 0 | 100% | 0% | 0 | 0 | 0 | 0 | 0 | 0 | 0 | 0 | 0 | 0 | 0 | 0

## resources
resource | generator_name | MAXGEN | resolve_final_group | BAA_ID | supertype | elcc_type
7STDRD_1_SOLAR1 | SHAFTER_SOLAR | 20 | caiso_solar | CISO | physical | utility_pv
ACACIA_6_SOLAR | WEST_ANTELOPE_SOLAR | 20 | caiso_solar | CISO | physical | utility_pv
ADELANTO_SOLAR | NAN | 10 | ldwp_solar | LADWP | physical | utility_pv
ADERA_1_SOLAR1 | ADERA_SOLAR | 20 | caiso_solar | CISO | physical | utility_pv
ADLIN_1_UNITS | GEYSERS_AIDLIN_AGGREGATE | 22 | caiso_geothermal | CISO | physical | geothermal
ADMEST_6_SOLAR | ADAMS_EAST | 19 | caiso_solar | CISO | physical | utility_pv
ADOBEE_1_SOLAR | ADOBE_SOLAR | 20 | caiso_solar | CISO | physical | utility_pv
AGCANA_X_HOOVER | HOOVER_POWER_PLANT | 40 | caiso_hydro | WALC | specifiedimport | hydro
AGRICO_6_PL3N5 | FRESNO_PEAKER | 22.69 | caiso_peaker1 | CISO | physical | gas_ct
AGRICO_7_UNIT | FRESNO_COGEN | 49.9 | caiso_ccgt2 | CISO | physical | gas_cc
AGUCAL_5_SOLAR1 | AGUA_CALIENTE_SOLAR | 290 | caiso_solar | CISO | physical | utility_pv
AKINGS_6_AMESR1 | AMERICAN_KINGS_SOLAR | 123 | caiso_solar | CISO | physical | utility_pv
ALAMIT_2_PL1X3 | ALAMITOS_ENERGY_CENTER_UNIT_7 | 674.7 | caiso_ccgt1 | CISO | physical | gas_cc
ALAMIT_7_ES1 | ALAMITOS_ENERGY_STORAGE | 100.45 | caiso_li_battery | CISO | physical | hr_batteries
ALAMIT_7_UNIT_3 | ALAMITOS_GEN_STA._UNIT_3 | 326.76 | caiso_st | CISO | physical | steam
ALAMIT_7_UNIT_4 | ALAMITOS_GEN_STA._UNIT_4 | 334.43 | caiso_st | CISO | physical | steam
ALAMIT_7_UNIT_5 | ALAMITOS_GEN_STA._UNIT_5 | 480 | caiso_st | CISO | physical | steam
ALAMO_6_UNIT | ALAMO_POWER_PLANT | 17 | caiso_hydro | CISO | physical | hydro
ALHMBR_1_ALHSLR | SG_ALHAMBRA | 50 | iid_solar | IID | specifiedimport | utility_pv
ALLGNY_6_HYDRO1 | SALMON_CREEK_HYDROELECTRIC_PROJECT | 0.52 | caiso_small_hydro | CISO | physical | small_hydro
ALMASL_2_AL6BT6 | MAVERICK6STORAGE | 50 | caiso_li_battery | CISO | physical | hr_batteries
ALMASL_2_GS1SR1 | ALMASOL_GENERATING_STATION_1 | 125 | caiso_solar | CISO | physical | utility_pv
ALMASL_2_GS4SR4 | ALMASOL_GENERATING_STATION_4 | 100 | caiso_solar | CISO | physical | utility_pv
ALMASL_2_GS6SR6 | ALMASOL_GENERATING_STATION_6 | 100 | caiso_solar | CISO | physical | utility_pv
ALMASL_2_GS7SR7 | ALMASOL_GENERATING_STATION_7 | 132 | caiso_solar | CISO | physical | utility_pv
ALMEGT_1_UNIT_1 | ALAMEDA_GT_UNIT_1 | 25 | caiso_peaker2 | CISO | physical | gas_ct
ALMEGT_1_UNIT_2 | ALAMEDA_GT_UNIT_2 | 25 | caiso_peaker2 | CISO | physical | gas_ct
ALPSLR_1_NTHSLR | ALPAUGH_NORTH,_LLC | 20 | caiso_solar | CISO | physical | utility_pv
ALPSLR_1_SPSSLR | ALPAUGH_50_LLC | 50 | caiso_solar | CISO | physical | utility_pv
ALT6DN_2_WIND7 | PINYON_PINES_1 | 164.31 | caiso_wind | CISO | physical | in_state_wind_south
ALT6DS_2_WIND9 | PINYON_PINES_2 | 132 | caiso_wind | CISO | physical | in_state_wind_south
ALTA3A_2_CPCE4 | ALTA_WIND_4 | 102 | caiso_wind | CISO | physical | in_state_wind_south
ALTA3A_2_CPCE5 | ALTA_WIND_5 | 168 | caiso_wind | CISO | physical | in_state_wind_south
ALTA3A_2_CPCE8 | ALTA_WIND_8 | 150 | caiso_wind | CISO | physical | in_state_wind_south
ALTA4A_2_CPCW1 | ALTA_WIND_1 | 150 | caiso_wind | CISO | physical | in_state_wind_south
ALTA4B_2_CPCW2 | ALTA_WIND_2 | 150 | caiso_wind | CISO | physical | in_state_wind_south
ALTA4B_2_CPCW3 | ALTA_WIND_3 | 150 | caiso_wind | CISO | physical | in_state_wind_south
ALTA4B_2_CPCW6 | MUSTANG_HILLS | 150 | caiso_wind | CISO | physical | in_state_wind_south
ALTA6B_2_WIND11 | ALTA_WIND_11 | 88.15 | caiso_wind | CISO | physical | in_state_wind_south
ALTA6E_2_WIND10 | ALTA_WIND_10 | 134.84 | caiso_wind | CISO | physical | in_state_wind_south
ALTAGASSTORAGE | NAN | 40 | caiso_li_battery | CISO | physical | hr_batteries
ALTWD_1_QF | NAN | 28.84 | caiso_wind | CISO | physical | in_state_wind_south
ALTWD_2_AT3WD3 | ALTECH_3 | 9.8 | caiso_wind | CISO | physical | in_state_wind_south
ALTWD_2_COAWD1 | COACHELLA_1 | 50.4 | caiso_wind | CISO | physical | in_state_wind_south
ANAHM_2_CANYN1 | CANYON_POWER_PLANT_UNIT_1 | 49.4 | caiso_peaker1 | CISO | physical | gas_ct
ANAHM_2_CANYN2 | CANYON_POWER_PLANT_UNIT_2 | 49.4 | caiso_peaker1 | CISO | physical | gas_ct
ANAHM_2_CANYN3 | CANYON_POWER_PLANT_UNIT_3 | 49.4 | caiso_peaker1 | CISO | physical | gas_ct
ANAHM_2_CANYN4 | CANYON_POWER_PLANT_UNIT_4 | 49.4 | caiso_peaker1 | CISO | physical | gas_ct
ANAHM_7_CT | NAN | 40.64 | caiso_peaker1 | CISO | physical | gas_ct
ANTLPE_2_QF | ANTELOPE QFS | 4 | caiso_wind | CISO | physical | in_state_wind_south
ANZA_6_SOLAR1 | SEVILLE SOLAR ONE | 20 | iid_solar | IID | specifiedimport | utility_pv
APEX_CC | NAN | 538.7 | ldwp_ccgt | LADWP | physical | gas_cc
APLHIL_1_SFKHY1 | SOUTH FORK POWERHOUSE | 2.68 | caiso_hydro | CISO | physical | hydro
APLHIL_1_SLABCK | SLAB CREEK HYDRO | 1 | caiso_small_hydro | CISO | physical | small_hydro
AQUAWS_2_AQWSR1 | Aquamarine Westside | 250 | caiso_solar | CISO | physical | utility_pv
ARATINASOLAR | NAN | 150 | caiso_solar | CISO | physical | utility_pv
ARATINASTORAGE | NAN | 50 | caiso_li_battery | CISO | physical | hr_batteries
ARBWD_6_QF | WIND RESOURCE II | 19.95 | caiso_wind | CISO | physical | in_state_wind_south
ARCOGN_2_UNITS | WATSON COGENERATION | 416.6 | caiso_chp | CISO | physical | cogen
ARKANS_1_ARKSLR | SG ARKANSAS | 50 | iid_solar | IID | specifiedimport | utility_pv
ARLINT_5_SCEDYN | ARLINGTON VALLEY CC | 565 | SW_CCGT | AZPS | specifiedimport | gas_cc
ARLNTN_2_AR1SR1 | Arlington | 100 | caiso_solar | CISO | physical | utility_pv
ARLNTN_2_ASUSR1 | Arlington Solar 1 | 131 | caiso_solar | CISO | physical | utility_pv
ARLVAL_5_SOLAR | ARLINGTON VALLEY SOLAR ENERGY II | 127 | caiso_solar | SRP | specifiedimport | utility_pv
ARVINN_6_ORION1 | ORION 1 SOLAR | 12 | caiso_solar | CISO | physical | utility_pv
ARVINN_6_ORION2 | ORION 2 SOLAR | 8 | caiso_solar | CISO | physical | utility_pv
ASTORA_2_SOLAR1 | ASTORIA 1 | 100 | caiso_solar | CISO | physical | utility_pv
ASTORA_2_SOLAR2 | ASTORIA 2 | 75 | caiso_solar | CISO | physical | utility_pv
ATHOS_5_AP1X2 | INTERSECTSOLAR | 250 | caiso_solar | CISO | physical | utility_pv
ATHOS_5_AP2X2 | Athos Power Plant 2 | 200 | caiso_solar | CISO | physical | utility_pv
ATWEL2_1_SOLAR1 | ATWELL WEST | 20 | caiso_solar | CISO | physical | utility_pv
ATWELL_1_SOLAR | ATWELL ISLAND PV SOLAR GENERATING FACI. | 20 | caiso_solar | CISO | physical | utility_pv
AVENAL_6_AVPARK | AVENAL PARK SOLAR PROJECT | 6 | caiso_solar | CISO | physical | utility_pv
AVENAL_6_AVSLR1 | AVENAL SOLAR 1 | 7.9 | caiso_solar | CISO | physical | utility_pv
AVENAL_6_AVSLR2 | AVENAL SOLAR 2 | 7.9 | caiso_solar | CISO | physical | utility_pv
AVENAL_6_SANDDG | SAND DRAG SOLAR PROJECT | 19 | caiso_solar | CISO | physical | utility_pv
AVENAL_6_SUNCTY | SUN CITY SOLAR PROJECT | 20 | caiso_solar | CISO | physical | utility_pv
AVSOLR_2_SOLAR | AV SOLAR RANCH 1 | 241.5 | caiso_solar | CISO | physical | utility_pv
AZALEASOLAR | NAN | 60 | caiso_solar | CISO | physical | utility_pv
AZALEASTORAGE | NAN | 38 | caiso_li_battery | CISO | physical | hr_batteries
BAHIA_2_LKHSR1 | LAKE HERMAN SOLAR | 5 | caiso_solar | CISO | physical | utility_pv
BALCHS_7_UNIT 1 | BALCH 1 PH UNIT 1 | 31 | caiso_hydro | CISO | physical | hydro
BALCHS_7_UNIT 2 | BALCH 2 PH UNIT 2 | 52.5 | caiso_hydro | CISO | physical | hydro
BALCHS_7_UNIT 3 | BALCH 2 PH UNIT 3 | 54.6 | caiso_hydro | CISO | physical | hydro
BANGOR_6_HYDRO | VIRGINIA RANCH DAM POWERPLANT | 1 | caiso_small_hydro | CISO | physical | small_hydro
BANKPP_2_NSPIN | BANKPP_2_NSPIN | 270 | caiso_pumped_hydro | CISO | physical | pumped_storage
BARRE_2_QF | BARRE QFS | 0.2 | caiso_small_hydro | CISO | physical | small_hydro
BARRE_6_PEAKER | BARRE PEAKER | 47 | caiso_peaker1 | CISO | physical | gas_ct
BASICE_2_UNITS | KING CITY COGEN | 120 | caiso_chp | CISO | physical | cogen
BCTSYS_5_PWXDYN | BCTSYS_5_PWXDYN | 428 | caiso_hydro | BPAT | specifiedimport | hydro
BDGRCK_1_UNITS | BADGER CREEK LIMITED | 48.08 | caiso_peaker1 | CISO | physical | gas_ct
BEACON_SOLAR_B | NAN | 125 | ldwp_solar | LADWP | physical | utility_pv
BEARDS_7_UNIT 1 | BEARDSLEY HYDRO | 11.5 | caiso_hydro | CISO | physical | hydro
BEARMT_1_UNIT | BEAR MOUNTAIN LIMITED | 49.21 | caiso_peaker2 | CISO | physical | gas_ct
BEJNLS_5_BV2SCEDYN | BROADVIEW 2 | 167 | caiso_wind | AZPS | specifiedimport | out_of_state_wind_AZNM
BEKWJS_5_BV1SCEDYN | BROADVIEW 1 | 130 | caiso_wind | AZPS | specifiedimport | out_of_state_wind_AZNM
BELDEN_7_UNIT 1 | BELDEN HYDRO | 119 | caiso_hydro | CISO | physical | hydro
BELLEVUESOLARINV1 | NAN | 1.6 | caiso_solar | CISO | physical | utility_pv
BGSKYN_2_AS2SR1 | ANTELOPE SOLAR 2 | 105 | caiso_solar | CISO | physical | utility_pv
BGSKYN_2_ASPSR2 | ANTELOPE SOLAR 2 SAN PABLO | 100 | caiso_solar | CISO | physical | utility_pv
BGSKYN_2_ASSR1B | Antelope Solar 1B | 17 | caiso_solar | CISO | physical | utility_pv
BGSKYN_2_ASSR3A | ANTELOPE SOLAR 3A | 15 | caiso_solar | CISO | physical | utility_pv
BGSKYN_2_ASSR3B | ANTELOPE SOLAR 3B | 5 | caiso_solar | CISO | physical | utility_pv
BGSKYN_2_BS3SR3 | BIG SKY SOLAR 3 | 20 | caiso_solar | CISO | physical | utility_pv
BIGBEAUSTORAGE | NAN | 40 | caiso_li_battery | CISO | physical | hr_batteries
BIGCRK_2_EXESWD | BIG CREEK HYDRO PROJECT PSP | 820 | caiso_hydro | CISO | physical | hydro
BIGCRK_7_DAM7 | DAM 7 AT BIG CREEK (FISHWATER GEN) | 0.3 | caiso_hydro | CISO | physical | hydro
BIGCRK_7_MAMRES | MAMMOTH POOL RESERVOIR (FISHWATER | 1.25 | caiso_small_hydro | CISO | physical | small_hydro
BIGSKY_2_AS2BT1 | Antelope Solar 2 LAB | 127 | caiso_li_battery | CISO | physical | hr_batteries
BIGSKY_2_ASLBT2 | ANTELOPE SOLAR 2 LUNA | 100 | caiso_li_battery | CISO | physical | hr_batteries
BIGSKY_2_BSKSR6 | BIG SKY SOLAR 6 | 20 | caiso_solar | CISO | physical | utility_pv
BIGSKY_2_BSKSR7 | BIG SKY SOLAR 7 | 20 | caiso_solar | CISO | physical | utility_pv
BIGSKY_2_BSKSR8 | BIG SKY SOLAR 8 | 20 | caiso_solar | CISO | physical | utility_pv
BIGSKY_2_SOLAR1 | ANTELOPE BIG SKY RANCH | 20 | caiso_solar | CISO | physical | utility_pv
BIGSKY_2_SOLAR2 | BIG SKY SOLAR 4 | 40 | caiso_solar | CISO | physical | utility_pv
BIGSKY_2_SOLAR3 | BIG SKY SUMMER | 20 | caiso_solar | CISO | physical | utility_pv
BIGSKY_2_SOLAR4 | WESTERN ANTELOPE BLUE SKY RANCH B | 20 | caiso_solar | CISO | physical | utility_pv
BIGSKY_2_SOLAR5 | BIG SKY SOLAR 2 | 5 | caiso_solar | CISO | physical | utility_pv
BIGSKY_2_SOLAR6 | SOLVERDE 1 | 85 | caiso_solar | CISO | physical | utility_pv
BIGSKY_2_SOLAR7 | BIG SKY SOLAR 1 | 50 | caiso_solar | CISO | physical | utility_pv
BIGSKY1 | NAN | 0.75 | caiso_biomass | CISO | physical | biomass_wood
BIGSKY2 | NAN | 0.75 | caiso_biomass | CISO | physical | biomass_wood
BIOMAS_1_UNIT 1 | WOODLAND BIOMASS | 25.5 | caiso_biomass | CISO | physical | biomass_wood
BIOMASSONEGE1 | NAN | 14.4 | caiso_biomass | CISO | physical | biomass_wood
BISHOP_1_ALAMO | BISHOP CREEK PLANT 2 AND 6 | 13.4 | caiso_small_hydro | CISO | physical | small_hydro
BISHOP_1_UNITS | BISHOP CREEK PLANT 3 AND 4 | 15.8 | caiso_small_hydro | CISO | physical | small_hydro
BKRFLD_2_SOLAR1 | BAKERSFIELD 111 | 1.38 | caiso_solar | CISO | physical | utility_pv
BLACK_7_UNIT 1 | JAMES B. BLACK 1 | 85 | caiso_hydro | CISO | physical | hydro
BLACK_7_UNIT 2 | JAMES B. BLACK 2 | 84.1 | caiso_hydro | CISO | physical | hydro
BLACK_WALNUT | NAN | 15 | caiso_li_battery | CISO | physical | hr_batteries
BLAST_1_WIND | MOUNTAIN VIEW IV WIND | 49 | caiso_wind | CISO | physical | in_state_wind_south
BLCKBT_2_STONEY | BLACK BUTTE HYDRO | 6.2 | caiso_small_hydro | CISO | physical | small_hydro
BLCKWL_6_SOLAR1 | BLACKWELL SOLAR | 12 | caiso_solar | CISO | physical | utility_pv
BLKCRK_2_GMCBT1 | GENESIS MCCOY BESS | 230 | caiso_li_battery | CISO | physical | hr_batteries
BLKCRK_2_SOLAR1 | MCCOY STATION | 250 | caiso_solar | CISO | physical | utility_pv
BLKDIA_2_BDEBT1 | BLACK DIAMOND ENERGY STORAGE | 200 | caiso_li_battery | CISO | physical | hr_batteries
BLM W_2_COSBT1 | COSOSTORAGE | 60 | caiso_li_battery | CISO | physical | hr_batteries
BLM_2_UNITS | BLM EAST FACILITY | 72 | caiso_geothermal | CISO | physical | geothermal
BLUE_MOUNTAIN_ELECTRIC_COMPANY | NAN | 3 | caiso_biomass | CISO | physical | biomass_wood
BLULKE_6_BLUELK | NAN | 12 | caiso_biomass | CISO | physical | biomass_wood
BLYTHE_1_SOLAR1 | BLYTHE SOLAR 1 PROJECT | 21 | caiso_solar | CISO | physical | utility_pv
BLYTHE_1_SOLAR2 | BLYTHE GREEN 1 | 20 | caiso_solar | CISO | physical | utility_pv
BLYTHESTORAGE1 | NAN | 63 | caiso_li_battery | CISO | physical | hr_batteries
BNNIEN_7_ALTAPH | ALTA POWER HOUSE | 1 | caiso_small_hydro | CISO | physical | small_hydro
BOGUE_1_UNITA1 | FEATHER RIVER ENERGY CENTER, UNIT #1 | 47.6 | caiso_peaker1 | CISO | physical | gas_ct
BORDER_6_UNITA1 | CALPEAK POWER BORDER UNIT 1 | 51.25 | caiso_peaker2 | CISO | physical | gas_ct
BOWMN_6_HYDRO | NID HYDRO BOWMAN POWERHOUSE | 3.6 | caiso_small_hydro | CISO | physical | small_hydro
BRDGVL_7_BAKER | BAKER STATION HYDRO | 1.49 | caiso_small_hydro | CISO | physical | small_hydro
BRDSLD_2_HIWIND | HIGH WINDS ENERGY CENTER | 162 | caiso_wind | CISO | physical | in_state_wind_north
BRDSLD_2_MTZUM2 | NEXTERA ENERGY MONTEZUMA WIND II | 78.2 | caiso_wind | CISO | physical | in_state_wind_north
BRDSLD_2_MTZUMA | FPL ENERGY MONTEZUMA WIND | 36.8 | caiso_wind | CISO | physical | in_state_wind_north
BRDSLD_2_SHILO1 | SHILOH I WIND PROJECT | 150 | caiso_wind | CISO | physical | in_state_wind_north
BRDSLD_2_SHILO2 | SHILOH WIND PROJECT 2 | 150 | caiso_wind | CISO | physical | in_state_wind_north
BRDSLD_2_SHLO3A | SHILOH III WIND PROJECT, LLC | 102.5 | caiso_wind | CISO | physical | in_state_wind_north
BRDSLD_2_SHLO3B | SHILOH IV WIND PROJECT | 100 | caiso_wind | CISO | physical | in_state_wind_north
BREGGO_6_DEGRSL | DESERT GREEN SOLAR FARM | 6.3 | caiso_solar | CISO | physical | utility_pv
BREGGO_6_SOLAR | NRG BORREGO SOLAR ONE | 26 | caiso_solar | CISO | physical | utility_pv
BRODIE_2_WIND | CORAM BRODIE WIND PROJECT | 102 | caiso_wind | CISO | physical | in_state_wind_south
BUCKBL_2_PL1X3 | BLYTHE ENERGY CENTER | 493.63 | caiso_ccgt2 | CISO | physical | gas_cc
BUCKCK_2_HYDRO | LASSEN STATION HYDRO | 0.99 | caiso_small_hydro | CISO | physical | small_hydro
BUCKCK_7_OAKFLT | OAK FLAT | 1.3 | caiso_small_hydro | CISO | physical | small_hydro
BUCKCK_7_PL1X2 | BUCKS CREEK AGGREGATE | 57.25 | caiso_hydro | CISO | physical | hydro
BUCKWD_1_NPALM1 | NORTH PALM SPRINGS 1A | 2.4 | caiso_solar | CISO | physical | utility_pv
BUCKWD_1_QF | BUCKWIND RE-POWERING PROJECT | 16.5 | caiso_wind | CISO | physical | in_state_wind_south
BUCKWD_7_WINTCV | WINTEC ENERGY, LTD. | 1.32 | caiso_wind | CISO | physical | in_state_wind_south
BURNYF_2_UNIT 1 | BURNEY FOREST POWER | 29 | caiso_biomass | CISO | physical | biomass_wood
BUTTVL_7_UNIT 1 | BUTT VALLEY HYDRO | 39.5 | caiso_hydro | CISO | physical | hydro
CABALO_2_M2BSR1 | MUSTANG 2 BARBARO SOLAR | 50 | caiso_solar | CISO | physical | utility_pv
CABALO_2_M2WSR2 | MUSTANG 2 WHIRLAWAY SOLAR | 100 | caiso_solar | CISO | physical | utility_pv
CABZON_1_WINDA1 | CABAZON WIND PROJECT | 41 | caiso_wind | CISO | physical | in_state_wind_south
CALFTN_2_CFSBT1 | California Flats Storage | 60 | caiso_li_battery | CISO | physical | hr_batteries
CALFTN_2_SOLAR | CALIFORNIA FLATS NORTH | 130 | caiso_solar | CISO | physical | utility_pv
CALFTS_2_CFSSR1 | CALIFORNIA FLATS SOLAR SOUTH | 150 | caiso_solar | CISO | physical | utility_pv
CALGEN_1_UNITS | COSO NAVY 1 | 80 | caiso_geothermal | CISO | physical | geothermal
CALPIN_1_AGNEW | AGNEWS POWER PLANT | 28.56 | caiso_ccgt1 | CISO | physical | gas_cc
CALPSS_6_SOLAR1 | CALIPATRIA SOLAR FARM | 19.9 | iid_solar | IID | specifiedimport | utility_pv
CAMCHE_1_PL1X3 | CAMANCHE UNITS 1, 2 & 3 AGGREGATE | 9.99 | caiso_hydro | CISO | physical | hydro
CAMDEN_6_RDDBM1 | RUANN DAIRY DIGESTER BIOMAT | 0.55 | caiso_biomass | CISO | physical | biomass_wood
CAMERON | NAN | 2.4 | caiso_solar | CISO | physical | utility_pv
CAMLOT_2_SOLAR1 | CAMELOT | 45 | caiso_solar | CISO | physical | utility_pv
CAMLOT_2_SOLAR2 | COLUMBIA TWO | 15 | caiso_solar | CISO | physical | utility_pv
CAMPFW_7_FARWST | CAMP FAR WEST HYDRO | 8 | caiso_small_hydro | CISO | physical | small_hydro
CANTUA_1_SOLAR | CANTUA SOLAR STATION | 20 | caiso_solar | CISO | physical | utility_pv
CAPWD_1_QF | EDOM HILLS WIND FARM | 19.55 | caiso_wind | CISO | physical | in_state_wind_south
CARBOU_7_PL2X3 | CARIBOU PH 1 UNIT 2 & 3 AGGREGATE | 49 | caiso_hydro | CISO | physical | hydro
CARBOU_7_PL4X5 | CARIBOU PH 2 UNIT 4 & 5 AGGREGATE | 120 | caiso_hydro | CISO | physical | hydro
CARBOU_7_UNIT 1 | CARIBOU PH 1 UNIT 1 | 24 | caiso_hydro | CISO | physical | hydro
CARGILLB6BIO1 | NAN | 1.1 | caiso_biomass | CISO | physical | biomass_wood
CARGILLB6BIO2 | NAN | 1.1 | caiso_biomass | CISO | physical | biomass_wood
CARLS1_2_CARCT1 | CARLSBAD 1 | 422 | caiso_peaker1 | CISO | physical | gas_ct
CARLS2_1_CARCT1 | CARLSBAD 2 | 105.5 | caiso_peaker1 | CISO | physical | gas_ct
CARSON_ICE_CC | NAN | 62.7 | banc_ccgt | BANC | physical | gas_cc
CARSON_ICE_PEAKER | NAN | 42 | banc_peaker | BANC | physical | gas_ct
CASADB_1_CD4GT1 | NAN | 40 | caiso_geothermal | CISO | physical | geothermal
CASCADESTORAGE | NAN | 25 | caiso_li_battery | CISO | physical | hr_batteries
CASTAIC_1 | NAN | 240 | ldwp_pumped_hydro | LADWP | physical | pumped_storage
CASTAIC_2 | NAN | 250 | ldwp_pumped_hydro | LADWP | physical | pumped_storage
CASTAIC_3 | NAN | 240 | ldwp_pumped_hydro | LADWP | physical | pumped_storage
CASTAIC_4 | NAN | 240 | ldwp_pumped_hydro | LADWP | physical | pumped_storage
CASTAIC_5 | NAN | 240 | ldwp_pumped_hydro | LADWP | physical | pumped_storage
CASTAIC_6 | NAN | 250 | ldwp_pumped_hydro | LADWP | physical | pumped_storage
CASTVL_2_FCELL | NAN | 1.4 | caiso_biomass | CISO | physical | biomass_wood
CATLNA_2_SOLAR | CATALINA SOLAR - PHASES 1 AND 2 | 110 | caiso_solar | CISO | physical | utility_pv
CATLNA_2_SOLAR2 | CATALINA SOLAR 2 | 18 | caiso_solar | CISO | physical | utility_pv
CAVLSR_2_BSOLAR | CALIFORNIA VALLEY SOLAR RANCH-PHASE B | 40 | caiso_solar | CISO | physical | utility_pv
CAVLSR_2_RSOLAR | CALIFORNIA VALLEY SOLAR RANCH-PHASE A | 210 | caiso_solar | CISO | physical | utility_pv
CAYTNO_2_VASCO | VASCO ROAD | 4.3 | caiso_biomass | CISO | physical | biomass_wood
CDWR07_2_GEN | CDWR07_2_GEN | 415.3 | caiso_pumped_hydro | CISO | physical | pumped_storage
CEDRCK_6_UNIT | WATER WHEEL RANCH | 0.98 | caiso_small_hydro | CISO | physical | small_hydro
CEDUCR_2_SOLAR1 | DUCOR SOLAR 1 | 20 | caiso_solar | CISO | physical | utility_pv
CEDUCR_2_SOLAR2 | DUCOR SOLAR 2 | 20 | caiso_solar | CISO | physical | utility_pv
CEDUCR_2_SOLAR3 | DUCOR SOLAR 3 | 15 | caiso_solar | CISO | physical | utility_pv
CEDUCR_2_SOLAR4 | DUCOR SOLAR 4 | 20 | caiso_solar | CISO | physical | utility_pv
CENT40_1_C40SR1 | CENTRAL 40 | 40 | caiso_solar | CISO | physical | utility_pv
CENTER_2_RHONDO | MWD RIO HONDO HYDROELECTRIC RECOVERY PLA | 1.91 | caiso_hydro | CISO | physical | hydro
CENTER_2_SOLAR1 | PICO RIVERA | 0.9 | caiso_solar | CISO | physical | utility_pv
CENTER_2_TECNG1 | TECHNICAST | 0.99 | caiso_chp | CISO | physical | cogen
CENTER_6_PEAKER | CENTER PEAKER | 47.11 | caiso_peaker1 | CISO | physical | gas_ct
CENTRY_6_PL1X4 | CENTURY GENERATING PLANT (AGGREGATE) | 41.4 | caiso_peaker1 | CISO | physical | gas_ct
CHALANSOLAR | NAN | 64.9 | caiso_solar | CISO | physical | utility_pv
CHALANSTORAGE | NAN | 25 | caiso_li_battery | CISO | physical | hr_batteries
CHALK_1_UNIT | CHALK CLIFF LIMITED | 48.67 | caiso_peaker2 | CISO | physical | gas_ct
CHARMN_2_PGONG1 | PROCTER AND GAMBLE OXNARD I | 19.87 | caiso_chp | CISO | physical | cogen
CHEVCD_6_UNIT | CHEVRON USA (TAFT/CADET) | 11.5 | caiso_chp | CISO | physical | cogen
CHEVCO_6_UNIT 1 | CHEVRON USA (COALINGA) | 16.5 | caiso_chp | CISO | physical | cogen
CHEVCO_6_UNIT 2 | AERA ENERGY LLC. (COALINGA) | 8.5 | caiso_chp | CISO | physical | cogen
CHEVCY_1_UNIT | CHEVRON USA (CYMRIC) | 24.3 | caiso_chp | CISO | physical | cogen
CHEVMN_2_UNITS | CHEVRON U.S.A. UNITS 1 & 2 AGGREGATE | 124.87 | caiso_chp | CISO | physical | cogen
CHICPK_7_UNIT 1 | CHICAGO PARK POWERHOUSE | 42 | caiso_hydro | CISO | physical | hydro
CHILLS_1_SYCENG | SYCAMORE ENERGY 1 | 1.5 | caiso_biomass | CISO | physical | biomass_wood
CHILLS_7_UNITA1 | SYCAMORE ENERGY 2 | 2.25 | caiso_biomass | CISO | physical | biomass_wood
CHINO_2_APEBT1 | POMONA ENERGY STORAGE | 20 | caiso_li_battery | CISO | physical | hr_batteries
CHINO_2_JURUPA | JURUPA | 1.5 | caiso_solar | CISO | physical | utility_pv
CHINO_2_QF | CHINO QFS | 0.19 | caiso_biomass | CISO | physical | biomass_wood
CHINO_2_SASOLR | SS SAN ANTONIO WEST LLC | 1.5 | caiso_solar | CISO | physical | utility_pv
CHINO_2_SOLAR | CHINO RT SOLAR 1 | 1 | caiso_solar | CISO | physical | utility_pv
CHINO_2_SOLAR2 | KONA SOLAR - TERRA FRANCESCA | 1.49 | caiso_solar | CISO | physical | utility_pv
CHINO_6_CIMGEN | CHINO CO-GENERATION | 26 | caiso_chp | CISO | physical | cogen
CHINO_6_SMPPAP | NAN | 44 | caiso_peaker2 | CISO | physical | gas_ct
CHINO_7_MILIKN | MN MILLIKEN GENCO LLC | 1.9 | caiso_biomass | CISO | physical | biomass_wood
CHWCHL_1_BIOMAS | CHOW II BIOMASS TO ENERGY | 10.8 | caiso_biomass | CISO | physical | biomass_wood
CHWCHL_1_UNIT | CHOW 2 PEAKER PLANT | 48.6 | caiso_reciprocating_engine | CISO | physical | ice
CLINESCO_3_PVDYN | CLINES CORNERS | 129.94 | caiso_wind | PNM | specifiedimport | out_of_state_wind_AZNM
CLINESCO_3_WBDYN | CLINES CORNERS B | 194.28 | caiso_wind | PNM | specifiedimport | out_of_state_wind_AZNM
CLOVDL_1_SOLAR | CLOVERDALE SOLAR I | 1.5 | caiso_solar | CISO | physical | utility_pv
CLOVER_2_UNIT | CLOVER CREEK | 0.99 | caiso_small_hydro | CISO | physical | small_hydro
CLRKRD_6_LIMESD | LIME SADDLE HYDRO | 2 | caiso_small_hydro | CISO | physical | small_hydro
CLRMTK_1_QF | SMALL QF AGGREGATION - OAKLAND | 1.25 | caiso_chp | CISO | physical | cogen
CNTNLA_2_SOLAR1 | CENTINELA SOLAR ENERGY I | 125 | caiso_solar | CISO | physical | utility_pv
CNTNLA_2_SOLAR2 | CENTINELS SOLAR ENERGY 2 | 45.6 | caiso_solar | CISO | physical | utility_pv
CNTRVL_6_UNIT | CENTERVILLE | 6.4 | caiso_small_hydro | CISO | physical | small_hydro
COACHELLA_1 | NAN | 20 | iid_peaker | IID | physical | gas_ct
COACHELLA_2 | NAN | 20 | iid_peaker | IID | physical | gas_ct
COACHELLA_3 | NAN | 20 | iid_peaker | IID | physical | gas_ct
COACHELLA_4 | NAN | 20 | iid_peaker | IID | physical | gas_ct
COACHELLA_BATTERY | NAN | 31 | IID_Li_Battery | IID | physical | hr_batteries
COACHELLAWIND | NAN | 94.936 | caiso_wind | CISO | physical | in_state_wind_south
COCOPP_2_CTG1 | MARSH LANDING 1 | 204.2 | caiso_peaker1 | CISO | physical | gas_ct
COCOPP_2_CTG2 | MARSH LANDING 2 | 202.7 | caiso_peaker1 | CISO | physical | gas_ct
COCOPP_2_CTG3 | MARSH LANDING 3 | 208.96 | caiso_peaker1 | CISO | physical | gas_ct
COCOPP_2_CTG4 | MARSH LANDING 4 | 204.29 | caiso_peaker1 | CISO | physical | gas_ct
COCOSB_6_SOLAR | OAKLEY SOLAR PROJECT | 1.5 | caiso_solar | CISO | physical | utility_pv
COGNAT_1_UNIT | STOCKTON BIOMAS | 45 | caiso_biomass | CISO | physical | biomass_wood
COLEMN_2_UNIT | COLEMAN | 13 | caiso_small_hydro | CISO | physical | small_hydro
COLGAT_7_UNIT 1 | COLGATE POWERHOUSE UNIT 1 | 176.72 | caiso_hydro | CISO | physical | hydro
COLGAT_7_UNIT 2 | COLGATE POWERHOUSE UNIT 2 | 175.67 | caiso_hydro | CISO | physical | hydro
COLGNS_2_CNSSR1 | COLGREEN NORTH SHORE | 74.8 | iid_solar | IID | specifiedimport | utility_pv
COLPIN_6_COLLNS | COLLINS PINE | 3.3 | caiso_biomass | CISO | physical | biomass_wood
COLTON_6_AGUAM1 | AGUA MANSA UNIT 1 (CITY OF COLTON) | 43 | caiso_peaker2 | CISO | physical | gas_ct
COLUSA_2_PL1X3 | COLUSA GENERATING STATION | 641 | caiso_ccgt1 | CISO | physical | gas_cc
COLVIL_7_PL1X2 | COLLIERVILLE HYDRO UNIT 1 & 2 AGGREGATE | 246.86 | caiso_hydro | CISO | physical | hydro
CONTRL_1_CASAD1 | MAMMOTH G1 | 10 | caiso_geothermal | CISO | physical | geothermal
CONTRL_1_CASAD2 | MAMMOTH G2 | 10.5 | caiso_geothermal | CISO | physical | geothermal
CONTRL_1_CASAD3 | MAMMOTH G3 | 14 | caiso_geothermal | CISO | physical | geothermal
CONTRL_1_LUNDY | LUNDY | 3 | caiso_small_hydro | CISO | physical | small_hydro
CONTRL_1_OXBOW | DIXIE VALLEY GEO | 60 | caiso_geothermal | CISO | physical | geothermal
CONTRL_1_POOLE | POOLE HYDRO PLANT 1 | 10.9 | caiso_small_hydro | CISO | physical | small_hydro
CONTRL_1_QF | CONTROL QFS | 2.9 | caiso_geothermal | CISO | physical | geothermal
CONTRL_1_RUSHCK | RUSH CREEK | 11.94 | caiso_small_hydro | CISO | physical | small_hydro
COPMT2_2_SOLAR2 | CMS2 | 155 | caiso_solar | CISO | physical | utility_pv
COPMT4_2_SOLAR4 | COPPER MOUNTAIN SOLAR 4 | 92 | caiso_solar | CISO | physical | utility_pv
COPMTN_2_CM10 | COPPER MOUNTAIN 10 | 10 | caiso_solar | CISO | physical | utility_pv
COPMTN_2_SOLAR1 | COPPER MOUNTAIN 48 | 48 | caiso_solar | CISO | physical | utility_pv
COPPER_MOUNTAIN_3_01 | COPPER_MOUNTAIN_3_01 | 26 | ldwp_solar | LADWP | physical | utility_pv
COPPER_MOUNTAIN_3_02 | COPPER_MOUNTAIN_3_02 | 27 | ldwp_solar | LADWP | physical | utility_pv
COPPER_MOUNTAIN_3_03 | COPPER_MOUNTAIN_3_03 | 26 | ldwp_solar | LADWP | physical | utility_pv
COPPER_MOUNTAIN_3_04 | COPPER_MOUNTAIN_3_04 | 28 | ldwp_solar | LADWP | physical | utility_pv
COPPER_MOUNTAIN_3_05 | COPPER_MOUNTAIN_3_05 | 25 | ldwp_solar | LADWP | physical | utility_pv
COPPER_MOUNTAIN_3_06 | COPPER_MOUNTAIN_3_06 | 26 | ldwp_solar | LADWP | physical | utility_pv
COPPER_MOUNTAIN_3_07 | COPPER_MOUNTAIN_3_07 | 27 | ldwp_solar | LADWP | physical | utility_pv
COPPER_MOUNTAIN_3_08 | COPPER_MOUNTAIN_3_08 | 26 | ldwp_solar | LADWP | physical | utility_pv
COPPER_MOUNTAIN_3_09 | COPPER_MOUNTAIN_3_09 | 24 | ldwp_solar | LADWP | physical | utility_pv
COPPER_MOUNTAIN_3_10 | COPPER_MOUNTAIN_3_10 | 20 | ldwp_solar | LADWP | physical | utility_pv
CORCAN_1_SOLAR1 | CID SOLAR | 20 | caiso_solar | CISO | physical | utility_pv
CORCAN_1_SOLAR2 | CORCORAN CITY | 11 | caiso_solar | CISO | physical | utility_pv
CORDOVA_FIR_SOLAR | NAN | 9.5 | banc_solar | BANC | physical | utility_pv
CORONS_2_SOLAR | MASTER DEVELOPMENT CORONA | 0.99 | caiso_solar | CISO | physical | utility_pv
CORONS_6_CLRWTR | CLEARWATER POWER PLANT | 28 | caiso_ccgt2 | CISO | physical | gas_cc
CORRAL_6_SJOAQN | AMERESCO SAN JOAQUIN | 4.3 | caiso_biomass | CISO | physical | biomass_wood
COSUMNES_CC | NAN | 534.6 | banc_ccgt | BANC | physical | gas_cc
COTTLE_2_FRNKNH | FRANKENHEIMER POWER PLANT | 5.3 | caiso_small_hydro | CISO | physical | small_hydro
COVERD_2_HCKHY1 | HATCHET CREEK | 6.89 | caiso_hydro | CISO | physical | hydro
COVERD_2_MCKHY1 | MONTGOMERY CREEK HYDRO | 2.8 | caiso_hydro | CISO | physical | hydro
COVERD_2_QFUNTS | COVE HYDROELECTRIC PROJECT | 5.5 | caiso_small_hydro | CISO | physical | small_hydro
COVERD_2_RCKHY1 | ROARING CREEK | 2 | caiso_hydro | CISO | physical | hydro
COWCRK_2_UNIT | COW CREEK HYDRO | 2 | caiso_small_hydro | CISO | physical | small_hydro
CPSTNO_7_PRMADS | PRIMA DESCHECHA (CAPISTRANO) | 6.1 | caiso_biomass | CISO | physical | cogen
CPVERD_2_SOLAR | CAMPO VERDE SOLAR | 139 | caiso_solar | CISO | physical | utility_pv
CRELMN_6_RAMON1 | RAMONA 1 | 2 | caiso_solar | CISO | physical | utility_pv
CRELMN_6_RAMON2 | RAMONA 2 | 5 | caiso_solar | CISO | physical | utility_pv
CRELMN_6_RAMSR3 | RAMONA SOLAR ENERGY | 4.32 | caiso_solar | CISO | physical | utility_pv
CRESSY_1_PARKER | PARKER POWERHOUSE | 2.83 | caiso_small_hydro | CISO | physical | small_hydro
CRESTA_7_PL1X2 | CRESTA PH UNIT 1 & 2 AGGREGATE | 70.4 | caiso_hydro | CISO | physical | hydro
CRIMSN_2_CRMBT1 | Crimson (CAISO), Sonoran West (LSEs) | 200 | caiso_li_battery | CISO | physical | hr_batteries
CRIMSN_2_CRMBT2 | Crimson 2 | 150 | caiso_li_battery | CISO | physical | hr_batteries
CRNEVL_6_CRNVA | CRANE VALLEY | 0.9 | caiso_small_hydro | CISO | physical | small_hydro
CRNEVL_6_SJQN 2 | SAN JOAQUIN 2 | 3.2 | caiso_hydro | CISO | physical | hydro
CRNEVL_6_SJQN 3 | SAN JOAQUIN 3 | 4.2 | caiso_hydro | CISO | physical | hydro
CROKET_7_UNIT | CROCKETT COGEN | 240 | caiso_chp | CISO | physical | cogen
CROWCREEKSOLAR | NAN | 20 | caiso_solar | CISO | physical | utility_pv
CROWCREEKSTORAGE | NAN | 20 | caiso_li_battery | CISO | physical | hr_batteries
CRSTWD_6_KUMYAY | KUMEYAAY WIND FARM | 50 | caiso_wind | CISO | physical | in_state_wind_south
CRWCKS_1_SOLAR1 | CROW CREEK SOLAR 1 | 20 | caiso_solar | CISO | physical | utility_pv
CSCCOG_1_UNIT 1 | SANTA CLARA CO-GEN | 7 | caiso_peaker1 | CISO | physical | cogen
CSCGNR_1_UNIT 1 | GIANERA PEAKER UNIT 1 | 24.75 | caiso_peaker2 | CISO | physical | gas_ct
CSCGNR_1_UNIT 2 | GIANERA PEAKER UNIT 2 | 24.75 | caiso_peaker2 | CISO | physical | gas_ct
CSLR4S_2_SOLAR | CSOLAR IV SOUTH | 130 | caiso_solar | CISO | physical | utility_pv
CSTOGA_6_LNDFIL | CLOVER FLAT LAND FILL GAS | 0.85 | caiso_biomass | CISO | physical | biomass_wood
CSTRVL_7_PL1X2 | MARINA LAND FILL GAS | 4.53 | caiso_biomass | CISO | physical | biomass_wood
CSTRVL_7_QFUNTS | CASTROVILLE QF AGGREGATE | 2 | caiso_biomass | CISO | physical | cogen
CTNWDP_1_QF | SMALL QF AGGREGATION - BURNEY | 0.5 | caiso_small_hydro | CISO | physical | small_hydro
CUMBIA_1_SOLAR | COLUMBIA SOLAR ENERGY II | 19 | caiso_solar | CISO | physical | utility_pv
CUMMNG_6_SUNCT1 | SUNSELECT 1 | 4 | caiso_chp | CISO | physical | cogen
CURTIS_1_CANLCK | CANAL CREEK POWERHOUSE | 0.9 | caiso_small_hydro | CISO | physical | small_hydro
CURTIS_1_FARFLD | FAIRFIELD POWERHOUSE | 0.9 | caiso_small_hydro | CISO | physical | small_hydro
CUYAMS_6_CUYSR1 | CUYAMA SOLAR | 40 | caiso_solar | CISO | physical | utility_pv
DAIRLD_1_CR1BM1 | NAN | 2 | caiso_biogas | CISO | physical | biogas
DAIRLD_1_MD1SL1 | MADERA 1 | 1.5 | caiso_solar | CISO | physical | utility_pv
DAIRLD_1_MD2BM1 | MADERA DIGESTER GENSET 2 | 0.8 | caiso_biomass | CISO | physical | biomass_wood
DALYCT_1_FCELL | NAN | 1.6 | caiso_biomass | CISO | physical | biomass_wood
DAVID_TEVELDE_DAIRY_DIGESTER | NAN | 1 | caiso_biogas | CISO | physical | biogas
DAVIS_1_SOLAR1 | GRASSLANDS 3 | 1 | caiso_solar | CISO | physical | utility_pv
DAVIS_1_SOLAR2 | GRASSLANDS 4 | 1 | caiso_solar | CISO | physical | utility_pv
DAVIS_7_MNMETH | MM YOLO POWER LLC | 4 | caiso_biogas | CISO | physical | biogas
DEADCK_1_UNIT | DEADCK_1_UNIT | 2 | caiso_small_hydro | CISO | physical | small_hydro
DEERCR_6_UNIT 1 | DEER CREEK | 7 | caiso_hydro | CISO | physical | hydro
DEL_RANCH_COMPANY | NAN | 42 | iid_geothermal | IID | physical | geothermal
DELAMO_2_SOLAR1 | GOLDEN SPRINGS BUILDING H | 1.5 | caiso_solar | CISO | physical | utility_pv
DELAMO_2_SOLAR2 | GOLDEN SPRINGS BUILDING M | 1.75 | caiso_solar | CISO | physical | utility_pv
DELAMO_2_SOLAR3 | GOLDEN SPRINGS BUILDING G | 1.25 | caiso_solar | CISO | physical | utility_pv
DELAMO_2_SOLAR4 | GOLDEN SPRINGS BUILDING F | 1.3 | caiso_solar | CISO | physical | utility_pv
DELAMO_2_SOLAR5 | GOLDEN SPRINGS BUILDING L | 1 | caiso_solar | CISO | physical | utility_pv
DELAMO_2_SOLAR6 | FREEWAY SPRINGS | 2 | caiso_solar | CISO | physical | utility_pv
DELAMO_2_SOLRC1 | GOLDEN SPRINGS BUILDING C1 | 1.16 | caiso_solar | CISO | physical | utility_pv
DELAMO_2_SOLRD | GOLDEN SOLAR BUILDING D | 1.25 | caiso_solar | CISO | physical | utility_pv
DELSUR_6_BSOLAR | CENTRAL ANTELOPE DRY RANCH B | 3 | caiso_solar | CISO | physical | utility_pv
DELSUR_6_CREST | NAN | 10 | caiso_solar | CISO | physical | utility_pv
DELSUR_6_DRYFRB | DRY FARM RANCH B | 5 | caiso_solar | CISO | physical | utility_pv
DELSUR_6_SOLAR1 | SUMMER SOLAR NORTH | 6.5 | caiso_solar | CISO | physical | utility_pv
DELSUR_6_SOLAR4 | RADIANCE SOLAR 4 | 1.5 | caiso_solar | CISO | physical | utility_pv
DELSUR_6_SOLAR5 | RADIANCE SOLAR 5 | 1.5 | caiso_solar | CISO | physical | utility_pv
DELTA_2_PL1X4 | DELTA ENERGY CENTER AGGREGATE | 880 | caiso_ccgt1 | CISO | physical | gas_cc
DESERT_POWER_3 | NAN | 50 | iid_geothermal | IID | physical | geothermal
DESERT_VIEW | NAN | 50 | caiso_biomass | IID | physical | biogas
DEVERS_1_QF | NAN | 92.6398 | caiso_wind | CISO | physical | in_state_wind_south
DEVERS_1_SEPV05 | SEPV 5 | 2 | caiso_solar | CISO | physical | utility_pv
DEVERS_1_SOLAR | CASCADE SOLAR | 18.5 | caiso_solar | CISO | physical | utility_pv
DEVERS_1_SOLAR1 | SEPV8 | 12 | caiso_solar | CISO | physical | utility_pv
DEVERS_1_SOLAR2 | SEPV9 | 9 | caiso_solar | CISO | physical | utility_pv
DEVERS_2_CS2SR4 | CALIENTE SOLAR 2 | 0.91 | caiso_solar | CISO | physical | utility_pv
DEVERS_2_DHSPG2 | DESERT HOT SPRINGS 2 | 1.4 | caiso_solar | CISO | physical | utility_pv
DEXZEL_1_UNIT | WESTERN POWER AND STEAM COGENERATION | 20 | caiso_chp | CISO | physical | cogen
DIABLO_7_UNIT 1 | DIABLO CANYON UNIT 1 | 1150 | caiso_nuclear | CISO | physical | nuclear
DIABLO_7_UNIT 2 | DIABLO CANYON UNIT 2 | 1150 | caiso_nuclear | CISO | physical | nuclear
DIAMOND_H_DAIRY_POWER | NAN | 2 | caiso_biogas | CISO | physical | biogas
DINUBA_6_UNIT | NAN | 12 | caiso_biomass | CISO | physical | biomass_wood
DISCOV_1_CHEVRN | CHEVRON USA (EASTRIDGE) | 48.8 | caiso_chp | CISO | physical | cogen
DIVSON_6_NSQF | NAN | 47 | caiso_chp | CISO | physical | cogen
DIXNLD_1_LNDFL | ZERO WASTE ENERGY | 1.6 | caiso_biomass | CISO | physical | biomass_wood
DMDVLY_1_UNITS | DIAMOND VALLEY LAKE PUMP-GEN PLANT | 21 | caiso_hydro | CISO | physical | hydro
DONNLS_7_UNIT | DONNELLS HYDRO | 72 | caiso_hydro | CISO | physical | hydro
DOSMGO_2_NSPIN | DOSMGO_2_NSPIN | 159 | caiso_pumped_hydro | CISO | physical | pumped_storage
DOUBLC_1_UNITS | DOUBLE "C" LIMITED | 52.23 | caiso_peaker2 | CISO | physical | gas_ct
DOUBLEADIGESTER1 | NAN | 1.5 | caiso_biomass | CISO | physical | biomass_wood
DOUBLEADIGESTER2 | NAN | 1.5 | caiso_biomass | CISO | physical | biomass_wood
DOUBLEADIGESTER3 | NAN | 1.5 | caiso_biomass | CISO | physical | biomass_wood
DRACKR_2_D4SR4B | DRACKER SOLAR UNIT 4B | 62.5 | caiso_solar | CISO | physical | utility_pv
DRACKR_2_DS3SR3 | DRACKER SOLAR UNIT 3 | 125 | caiso_solar | CISO | physical | utility_pv
DRACKR_2_DS4SR4 | DRACKER SOLAR UNIT 4 | 62.5 | caiso_solar | CISO | physical | utility_pv
DRACKR_2_DSUBT1 | DRACKER SOLAR UNIT 1 BESS | 63 | caiso_li_battery | CISO | physical | hr_batteries
DRACKR_2_DSUBT2 | DRACKER SOLAR UNIT 2 BESS | 115 | caiso_li_battery | CISO | physical | hr_batteries
DRACKR_2_DSUBT3 | DRACKER SOLAR UNIT 3 BESS | 115 | caiso_li_battery | CISO | physical | hr_batteries
DRACKR_2_DSUBT4 | Dracker Solar Unit 4 BESS | 47 | caiso_li_battery | CISO | physical | hr_batteries
DRACKR_2_SOLAR1 | DRACKER SOLAR UNIT 1 | 110 | caiso_solar | CISO | physical | utility_pv
DRACKR_2_SOLAR2 | DRACKER SOLAR UNIT 2 | 125 | caiso_solar | CISO | physical | utility_pv
DRACKR_3_DSUBT3 | NAN | 115 | caiso_li_battery | CISO | physical | hr_batteries
DREWS_6_PL1X4 | DREWS GENERATING PLANT | 41.4 | caiso_peaker1 | CISO | physical | gas_ct
DREWSR_2_BHSSR1 | Blue Hornet Solar | 100 | caiso_solar | CISO | physical | utility_pv
DRUM_7_PL1X2 | DRUM PH 1 UNITS 1 & 2 AGGREGATE | 26 | caiso_hydro | CISO | physical | hydro
DRUM_7_PL3X4 | DRUM PH 1 UNITS 3 & 4 AGGREGATE | 28.9 | caiso_hydro | CISO | physical | hydro
DRUM_7_UNIT 5 | DRUM PH 2 UNIT 5 | 50 | caiso_hydro | CISO | physical | hydro
DSABLA_7_UNIT | DE SABLA HYDRO | 18.5 | caiso_small_hydro | CISO | physical | small_hydro
DSFLWR_2_WS2SR1 | WILLOW SPRINGS 2 | 100 | caiso_solar | CISO | physical | utility_pv
DSRTHV_2_DH1SR1 | DESERT HARVEST | 80 | caiso_solar | CISO | physical | utility_pv
DSRTHV_2_DH2BT1 | DESERT HARVEST BESS | 35 | caiso_li_battery | CISO | physical | hr_batteries
DSRTHV_2_DH2SR2 | DESERT HARVEST 2 | 70 | caiso_solar | CISO | physical | utility_pv
DSRTSL_2_SOLAR1 | DESERT STATELINE | 296.19 | caiso_solar | CISO | physical | utility_pv
DSRTSN_2_DS2X2 | Desert Sunlight PV II Storage | 230 | caiso_li_battery | CISO | physical | hr_batteries
DSRTSN_2_SOLAR1 | DESERT SUNLIGHT 300 | 300 | caiso_solar | CISO | physical | utility_pv
DSRTSN_2_SOLAR2 | DESERT SUNLIGHT 250 | 250 | caiso_solar | CISO | physical | utility_pv
DTCHWD_2_BT3WND | BROOKFIELD TEHACHAPI 3 | 4.5 | caiso_wind | CISO | physical | in_state_wind_south
DTCHWD_2_BT4WND | BROOKFIELD TEHACHAPI 4 | 6.52 | caiso_wind | CISO | physical | in_state_wind_south
DUANE_1_PL1X3 | DONALD VON RAESFELD POWER PROJECT | 147.8 | caiso_ccgt2 | CISO | physical | gas_cc
DURNMESA_3_WBDYN | DURAN MESA | 105.08 | caiso_wind | PNM | specifiedimport | out_of_state_wind_AZNM
DUTCH1_7_UNIT 1 | DUTCH FLAT 1 PH | 22 | caiso_hydro | CISO | physical | hydro
DUTCH2_7_UNIT 1 | DUTCH FLAT 2 PH | 26 | caiso_hydro | CISO | physical | hydro
DVLCYN_1_UNITS | DEVIL CANYON HYDRO UNITS 1-4 AGGREGATE | 235 | caiso_hydro | CISO | physical | hydro
DYERSM_6_DSWWD1 | DYER SUMMIT WIND REPOWER | 44.8 | caiso_wind | CISO | physical | in_state_wind_north
EARTH_ENERGY_1 | NAN | 11 | iid_geothermal | IID | physical | geothermal
EASTWD_7_UNIT | EASTWOOD PUMP-GEN | 200 | caiso_pumped_hydro | CISO | physical | pumped_storage
EDMONS_2_NSPIN | EDMONS_2_NSPIN | 775.8 | caiso_pumped_hydro | CISO | physical | pumped_storage
EDWARD_2_E21SB1_LESR | EdSan 2 Edwards 1A | 71 | caiso_li_battery | CISO | physical | hr_batteries
EDWARD_2_E21SB1_SUN | EdSan 2 Edwards 1A | 95 | caiso_solar | CISO | physical | utility_pv
EDWARD_2_E23SB1 | EdSan 2 Edwards 3 | 18 | caiso_solar | CISO | physical | utility_pv
EDWARD_2_E23SB1_LESR | EdSan 2 Edwards 3 | 12 | caiso_li_battery | CISO | physical | hr_batteries
EDWARD_2_ES2BT3 | EdSan 2 | 85 | caiso_solar | CISO | physical | utility_pv
EDWARD_2_ES2BT3_LESR | EdSan 2 | 66 | caiso_li_battery | CISO | physical | hr_batteries
EEKTMN_6_SOLAR1 | EE K SOLAR 1 | 20 | caiso_solar | CISO | physical | utility_pv
EL_CENTRO_4 | NAN | 70 | iid_ccgt | IID | physical | gas_cc
EL_CENTRO_CC2 | NAN | 108.8 | iid_ccgt | IID | physical | gas_cc
EL_CENTRO_CC3 | NAN | 146.5 | iid_ccgt | IID | physical | gas_cc
ELCABO_5_ECWSCEDYN | EL CABO WIND | 298 | caiso_wind | AZPS | specifiedimport | out_of_state_wind_AZNM
ELCAJN_6_DRGEN1 | NAN | 3 | caiso_li_battery | CISO | physical | hr_batteries
ELCAJN_6_DRGEN2 | NAN | 1 | caiso_li_battery | CISO | physical | hr_batteries
ELCAJN_6_EB1BT1 | EASTERN BESS 1 | 7.5 | caiso_li_battery | CISO | physical | hr_batteries
ELCAJN_6_LM6K | EL CAJON ENERGY CENTER | 48.1 | caiso_peaker2 | CISO | physical | gas_ct
ELCAJN_6_UNITA1 | CUYAMACA PEAK ENERGY PLANT | 45.42 | caiso_peaker1 | CISO | physical | gas_ct
ELCAP_1_SOLAR | 2097 HELTON | 1.5 | caiso_solar | CISO | physical | utility_pv
ELDORO_7_UNIT 1 | EL DORADO UNIT 1 | 11 | caiso_hydro | CISO | physical | hydro
ELDORO_7_UNIT 2 | EL DORADO UNIT 2 | 11 | caiso_hydro | CISO | physical | hydro
ELECTR_7_PL1X3 | ELECTRA PH UNIT 1 & 2 AGGREGATE | 93 | caiso_hydro | CISO | physical | hydro
ELK_GROVE_1_SOLAR | NAN | 50.9 | banc_solar | BANC | physical | utility_pv
ELK_GROVE_2_SOLAR | NAN | 37.9 | banc_solar | BANC | physical | utility_pv
ELKCRK_6_STONYG | STONEY GORGE HYDRO AGGREGATE | 4.9 | caiso_small_hydro | CISO | physical | small_hydro
ELKHIL_2_PL1X3 | ELK HILLS COMBINED CYCLE (AGGREGATE) | 551.7 | caiso_ccgt1 | CISO | physical | gas_cc
ELKHRN_1_EESX3 | ELKHORN ENERGY STORAGE | 182.5 | caiso_li_battery | CISO | physical | hr_batteries
ELLIS_2_QF | ELLIS QFS | 12 | caiso_peaker1 | CISO | physical | gas_ct
ELNIDP_6_BIOMAS | EL NIDO BIOMASS TO ENERGY | 10.5 | caiso_biomass | CISO | physical | biomass_wood
ELSEGN_2_UN1011 | EL SEGUNDO ENERGY CENTER 5/6 | 263 | caiso_ccgt2 | CISO | physical | gas_cc
ELSEGN_2_UN2021 | EL SEGUNDO ENERGY CENTER 7/8 | 263.68 | caiso_ccgt1 | CISO | physical | gas_cc
ENELBELLASTORAGE | NAN | 10 | caiso_li_battery | CISO | physical | hr_batteries
ENERGETICS_PV | NAN | 4.8 | caiso_solar | CISO | physical | utility_pv
ENERSJ_2_WIND | ESJ WIND ENERGY | 155.1 | caiso_wind | CISO | physical | in_state_wind_south
ENERSJ_5_ESJWD2 | ENERGIA_SIERRA_JUAREZ_2_US_LLC | 105 | caiso_wind | CISO | physical | in_state_wind_south
ENWIND_2_WIND1 | CAMERON RIDGE | 47.1 | caiso_wind | CISO | physical | in_state_wind_south
ENWIND_2_WIND2 | RIDGETOP I | 38.24 | caiso_wind | CISO | physical | in_state_wind_south
ESCNDO_6_EB1BT1 | ESCONDIDO BESS 1 | 10 | caiso_li_battery | CISO | physical | hr_batteries
ESCNDO_6_EB2BT2 | ESCONDIDO BESS 2 | 10 | caiso_li_battery | CISO | physical | hr_batteries
ESCNDO_6_EB3BT3 | ESCONDIDO BESS 3 | 10 | caiso_li_battery | CISO | physical | hr_batteries
ESCNDO_6_PL1X2 | MMC ESCONDIDO AGGREGATE | 48.71 | caiso_peaker2 | CISO | physical | gas_ct
ESCNDO_6_UNITB1 | CALPEAK POWER ENTERPRISE UNIT 1 | 48.04 | caiso_peaker2 | CISO | physical | gas_ct
ESCO_6_GLMQF | GOAL LINE COGEN | 49.9 | caiso_chp | CISO | physical | cogen
ESNHWR_2_WC1BT1 | Wildcat I BESS | 3 | caiso_li_battery | CISO | physical | hr_batteries
ESQUON_6_LNDFIL | NEAL ROAD LANDFILL GENERATING FACILITY | 2.1 | caiso_biomass | CISO | physical | biomass_wood
ESTWND_2_OPPWD1 | Oasis Power Plant Eastwind | 57.14 | caiso_wind | CISO | physical | in_state_wind_south
ETIWND_2_CHMPNE | CHAMPAGNE | 1 | caiso_solar | CISO | physical | utility_pv
ETIWND_2_FONTNA | FONTANALYTLE CREEK POWERHOUSE P | 2.56 | caiso_small_hydro | CISO | physical | small_hydro
ETIWND_2_RTS010 | SPVP010 FONTANA RT SOLAR | 1.5 | caiso_solar | CISO | physical | utility_pv
ETIWND_2_RTS015 | SPVP015 | 3 | caiso_solar | CISO | physical | utility_pv
ETIWND_2_RTS017 | SPVP017 | 3.5 | caiso_solar | CISO | physical | utility_pv
ETIWND_2_RTS018 | SPVP018 FONTANA RT SOLAR | 1.5 | caiso_solar | CISO | physical | utility_pv
ETIWND_2_RTS023 | SPVP023 FONTANA RT SOLAR | 2.5 | caiso_solar | CISO | physical | utility_pv
ETIWND_2_RTS026 | SPVP026 | 6 | caiso_solar | CISO | physical | utility_pv
ETIWND_2_RTS027 | SPVP027 | 2 | caiso_solar | CISO | physical | utility_pv
ETIWND_2_SOLAR1 | DEDEAUX ONTARIO | 1 | caiso_solar | CISO | physical | utility_pv
ETIWND_2_SOLAR2 | ROCHESTER | 1 | caiso_solar | CISO | physical | utility_pv
ETIWND_2_SOLAR5 | DULLES | 2 | caiso_solar | CISO | physical | utility_pv
ETIWND_2_UNIT1 | ETIWND_2_UNIT1 | 33.6 | caiso_chp | CISO | physical | cogen
ETIWND_6_GRPLND | GRAPELAND PEAKER | 47.39 | caiso_peaker1 | CISO | physical | gas_ct
ETIWND_6_MWDETI | ETIWANDA RECOVERY HYDRO | 24 | caiso_small_hydro | CISO | physical | small_hydro
EXCHEC_7_UNIT 1 | EXCHEQUER HYDRO | 94.5 | caiso_hydro | CISO | physical | hydro
EXCLSG_1_SOLAR | EXCELSIOR SOLAR | 60 | caiso_solar | CISO | physical | utility_pv
FAIRHV_6_UNIT | NAN | 18.75 | caiso_biomass | CISO | physical | biomass_wood
FALLBROOKSTORAGE | NAN | 40 | caiso_li_battery | CISO | physical | hr_batteries
FELLOW_7_QFUNTS | FELLOW QF AGGREGATE | 6.2 | caiso_chp | CISO | physical | cogen
FLOWD_2_RT2WD2 | RIDGETOP 2 | 27.39 | caiso_wind | CISO | physical | in_state_wind_south
FLOWD_2_WIND1 | CAMERON RIDGE 2 | 11.9 | caiso_wind | CISO | physical | in_state_wind_south
FLOWD2_2_FPLWND | DIABLO WINDS | 18 | caiso_wind | CISO | physical | in_state_wind_north
FMEADO_6_HELLHL | FMEADO_6_HELLHL | 0.6 | caiso_hydro | CISO | physical | hydro
FMEADO_7_UNIT | FRENCH MEADOWS HYDRO | 16 | caiso_small_hydro | CISO | physical | small_hydro
FORBST_7_UNIT 1 | FORBESTOWN HYDRO | 37.5 | caiso_hydro | CISO | physical | hydro
FORKBU_6_UNIT | HYPOWER, INC. (FORKS OF BUTTE) | 14.3 | caiso_hydro | CISO | physical | hydro
FRESHW_1_SOLAR1 | CORCORAN 3 | 20 | caiso_solar | CISO | physical | utility_pv
FRESNOSOLAR | NAN | 100 | caiso_solar | CISO | physical | utility_pv
FRESNOSTORAGE | NAN | 10 | caiso_li_battery | CISO | physical | hr_batteries
FRIANT_6_UNITS | FRIANT DAM | 25 | caiso_small_hydro | CISO | physical | small_hydro
FRITO_1_LAY | FRITO-LAY | 6 | caiso_chp | CISO | physical | cogen
FRNTBW_6_SOLAR1 | FRONTIER SOLAR | 20 | caiso_solar | CISO | physical | utility_pv
FROGTN_1_UTICAA | ANGELS POWERHOUSE | 1.4 | caiso_hydro | CISO | physical | hydro
FROGTN_1_UTICAM | MURPHYS POWERHOUSE | 3.6 | caiso_hydro | CISO | physical | hydro
FTSWRD_6_TRFORK | THREE FORKS WATER POWER PROJECT | 1.63 | caiso_small_hydro | CISO | physical | small_hydro
FTSWRD_7_QFUNTS | FTSWRD_7_QFUNTS | 1.6 | caiso_small_hydro | CISO | physical | small_hydro
FULTON_1_QF | SMALL QF AGGREGATION - ZENIA | 1 | caiso_small_hydro | CISO | physical | small_hydro
GALE_1_SR3SR3 | SUNRAY 3 | 13.8 | caiso_solar | CISO | physical | utility_pv
GANSO_1_WSTBM1 | WESTSTAR DAIRY BIOGAS | 1 | caiso_biogas | CISO | physical | biogas
GARLND_2_GARBT1 | GARLAND STORAGE | 88 | caiso_li_battery | CISO | physical | hr_batteries
GARLND_2_GASLR | GARLAND B | 180 | caiso_solar | CISO | physical | utility_pv
GARLND_2_GASLRA | GARLAND A | 20 | caiso_solar | CISO | physical | utility_pv
GARNET_1_SOLAR | NORTH PALM SPRINGS 4A | 4 | caiso_solar | CISO | physical | utility_pv
GARNET_1_SOLAR2 | GARNET SOLAR POWER GENERATION STATION 1 | 4 | caiso_solar | CISO | physical | utility_pv
GARNET_1_UNITS | GARNET GREEN POWER PROJECT AGGREGATE | 16.5 | caiso_wind | CISO | physical | in_state_wind_south
GARNET_1_WIND | GARNET WIND ENERGY CENTER | 6.5 | caiso_wind | CISO | physical | in_state_wind_south
GARNET_1_WINDS | GARNET WINDS AGGREGATION | 22.5 | caiso_wind | CISO | physical | in_state_wind_south
GARNET_1_WT3WND | WAGNER WIND | 6 | caiso_wind | CISO | physical | in_state_wind_south
GARNET_2_COAWD2 | COACHELLA 2 | 10.8 | caiso_wind | CISO | physical | in_state_wind_south
GARNET_2_DIFWD1 | NAN | 7.88 | caiso_wind | CISO | physical | in_state_wind_south
GARNET_2_HYDRO | WHITEWATER HYDRO | 1 | caiso_small_hydro | CISO | physical | small_hydro
GARNET_2_WIND1 | PHOENIX | 11.2 | caiso_wind | CISO | physical | in_state_wind_south
GARNET_2_WIND2 | KAREN AVENUE WIND FARM | 11.7 | caiso_wind | CISO | physical | in_state_wind_south
GARNET_2_WIND3 | SAN GORGONIO EAST | 12.6 | caiso_wind | CISO | physical | in_state_wind_south
GARNET_2_WIND4 | WINDUSTRIES | 9.8 | caiso_wind | CISO | physical | in_state_wind_south
GARNET_2_WIND5 | EASTWIND | 3 | caiso_wind | CISO | physical | in_state_wind_south
GARNET_2_WPMWD6 | WINTEC PALM | 5.93 | caiso_wind | CISO | physical | in_state_wind_south
GASKW1_2_GW1SR1 | GASKELL WEST 1 | 20 | caiso_solar | CISO | physical | utility_pv
GATES_2_SOLAR | GATES SOLAR STATION | 20 | caiso_solar | CISO | physical | utility_pv
GATES_2_WSOLAR | WEST GATES SOLAR STATION | 10 | caiso_solar | CISO | physical | utility_pv
GATEWY_2_GESBT1 | GATEWAY ENERGY STROAGE | 250 | caiso_li_battery | CISO | physical | hr_batteries
GATWAY_2_PL1X3 | GATEWAY GENERATING STATION | 585 | caiso_ccgt1 | CISO | physical | gas_cc
GENESI_2_STG | GENESIS STATION | 250 | caiso_solar | CISO | physical | utility_pv
GEO_EAST_MESA_2_1 | NAN | 22 | iid_geothermal | IID | physical | geothermal
GEO_EAST_MESA_3_1 | NAN | 22 | iid_geothermal | IID | physical | geothermal
GEO_EAST_MESA_3_2 | NAN | 10 | iid_geothermal | IID | physical | geothermal
GEYS11_7_UNIT11 | GEYSERS UNIT 11 (HEALDSBURG) | 86.8 | caiso_geothermal | CISO | physical | geothermal
GEYS12_7_UNIT12 | GEYSERS UNIT 12 (HEALDSBURG) | 57 | caiso_geothermal | CISO | physical | geothermal
GEYS13_7_UNIT13 | GEYSERS UNIT 13 (HEALDSBURG) | 73 | caiso_geothermal | CISO | physical | geothermal
GEYS14_7_UNIT14 | GEYSERS UNIT 14 (HEALDSBURG) | 70 | caiso_geothermal | CISO | physical | geothermal
GEYS16_7_UNIT16 | GEYSERS UNIT 16 (HEALDSBURG) | 63 | caiso_geothermal | CISO | physical | geothermal
GEYS17_2_BOTRCK | NAN | 10.01 | caiso_geothermal | CISO | physical | geothermal
GEYS17_7_UNIT17 | GEYSERS UNIT 17 (HEALDSBURG) | 75.5 | caiso_geothermal | CISO | physical | geothermal
GEYS18_7_UNIT18 | GEYSERS UNIT 18 (HEALDSBURG) | 72 | caiso_geothermal | CISO | physical | geothermal
GEYS20_7_UNIT20 | GEYSERS UNIT 20 (HEALDSBURG) | 50 | caiso_geothermal | CISO | physical | geothermal
GIFENS_6_BUGSL1 | BURFORD GIFFEN | 20 | caiso_solar | CISO | physical | utility_pv
GIFFEN_6_SOLAR | GIFFEN SOLAR STATION | 10 | caiso_solar | CISO | physical | utility_pv
GIFFEN_6_SOLAR1 | ASPIRATION SOLAR G | 9 | caiso_solar | CISO | physical | utility_pv
GILROY_1_UNIT | GILROY COGEN AGGREGATE | 120 | caiso_ccgt1 | CISO | physical | gas_ct
GILRPP_1_PL1X2 | GILROY ENERGY CENTER UNITS 1&2 AGGREGATE | 95.2 | caiso_peaker2 | CISO | physical | gas_ct
GILRPP_1_PL3X4 | GILROY ENERGY CENTER, UNIT #3 | 46.2 | caiso_peaker2 | CISO | physical | gas_ct
GLDFGR_6_SOLAR1 | PORTAL RIDGE B | 20 | caiso_solar | CISO | physical | utility_pv
GLDFGR_6_SOLAR2 | PORTAL RIDGE C | 11.4 | caiso_solar | CISO | physical | utility_pv
GLDTWN_6_COLUM3 | COLUMBIA 3 | 10 | caiso_solar | CISO | physical | utility_pv
GLDTWN_6_SOLAR | RIO GRANDE | 5 | caiso_solar | CISO | physical | utility_pv
GLNARM_2_UNIT 5 | GLENARM TURBINE 5 | 65.81 | caiso_peaker2 | CISO | physical | gas_cc
GLNARM_7_UNIT 1 | GLEN ARM UNIT 1 | 22.07 | caiso_peaker2 | CISO | physical | gas_ct
GLNARM_7_UNIT 2 | GLEN ARM UNIT 2 | 22.3 | caiso_peaker2 | CISO | physical | gas_ct
GLNARM_7_UNIT 3 | GLEN ARM UNIT 3 | 44.83 | caiso_peaker1 | CISO | physical | gas_ct
GLNARM_7_UNIT 4 | GLEN ARM UNIT 4 | 42.42 | caiso_peaker1 | CISO | physical | gas_ct
GLOW_6_SOLAR | ANTELOPE POWER PLANT | 20 | caiso_solar | CISO | physical | utility_pv
GOLETA_2_QF | GOLETA QFS | 0.25 | caiso_small_hydro | CISO | physical | small_hydro
GOLETA_2_VALBT1 | VALLECITO ENERGY STORAGE | 10 | caiso_li_battery | CISO | physical | hr_batteries
GOLETA_6_ELLWOD | ELLWOOD ENERGY SUPPORT FACILITY | 54 | caiso_peaker2 | CISO | physical | gas_ct
GOLETA_6_EXGEN | EXXON COMPANY USA | 48.2 | caiso_chp | CISO | physical | cogen
GOLETA_6_GAVOTA | NAN | 9.9 | caiso_chp | CISO | physical | cogen
GOLETA_6_TAJIGS | NAN | 2.84 | caiso_biogas | CISO | physical | biogas
GOLETA_6_TR2BM2 | Tajiguas Biogas Engines | 1.99 | caiso_biomass | CISO | physical | biogas
GONZLS_6_UNIT | JOHNSON CANYON LANDFILL | 1.42 | caiso_biomass | CISO | physical | biomass_wood
GOOSLK_1_SOLAR1 | GOOSE LAKE | 12 | caiso_solar | CISO | physical | utility_pv
GRADYW_5_GDYWD1 | GRADY WIND | 200 | caiso_wind | AZPS | specifiedimport | out_of_state_wind_AZNM
GRAYSON_3 | NAN | 18 | ldwp_st | LADWP | physical | steam
GRAYSON_4 | NAN | 40 | ldwp_st | LADWP | physical | steam
GRAYSON_5 | NAN | 40 | ldwp_st | LADWP | physical | steam
GRAYSON_9 | NAN | 48 | ldwp_peaker | LADWP | physical | gas_ct
GRAYSON_CC | NAN | 102 | ldwp_ccgt | LADWP | physical | gas_cc
GRIDLY_6_SOLAR | GRIDLEY MAIN TWO | 2.5 | caiso_solar | CISO | physical | utility_pv
GRIFFI_2_LSPDYN | GRIFFITH ENERGY | 570 | sw_ccgt | WALC | specifiedimport | gas_cc
GRIZLY_1_UNIT 1 | GRIZZLY HYDRO | 20 | caiso_hydro | CISO | physical | hydro
GRNITE_6_ESCBT1 | EnerSmart El Cajon | 3 | caiso_li_battery | CISO | physical | hr_batteries
GRNLF1_1_PL1X2 | Greenleaf 1 | 60 | caiso_peaker2 | CISO | physical | gas_ct
GRNLF1_1_UNITS | NAN | 49.2 | caiso_peaker1 | CISO | physical | gas_ct
GRNLF2_1_UNIT | GREENLEAF II COGEN | 49.2 | caiso_chp | CISO | physical | cogen
GRNVLY_7_SCLAND | SANTA CRUZ LANDFILL GENERATING PLANT | 3.04 | caiso_biomass | CISO | physical | biomass_wood
GRSCRK_6_BGCKWW | BIG CREEK WATER WORKS - CEDAR FLAT | 5 | caiso_small_hydro | CISO | physical | small_hydro
GRZZLY_1_BERKLY | BERKELEY COGENERATION | 26.35 | caiso_chp | CISO | physical | cogen
GUERNS_6_HD3BM3 | HANFORD DIGESTER GENSET 3 | 1 | caiso_biogas | CISO | physical | biogas
GUERNS_6_SOLAR | GUERNSEY SOLAR STATION | 20 | caiso_solar | CISO | physical | utility_pv
GUERNS_6_VH2BM1 | HANFORD DIGESTER GENSET 2 | 1 | caiso_biogas | CISO | physical | biogas
GWFPWR_1_UNITS | HANFORD PEAKER PLANT | 98.46 | caiso_peaker2 | CISO | physical | gas_ct
GYS5X6_7_UNITS | GEYSERS UNITS 5 & 6 AGGREGATE | 98.43 | caiso_geothermal | CISO | physical | geothermal
GYS7X8_7_UNITS | GEYSERS UNITS 7 & 8 AGGREGATE | 95.8 | caiso_geothermal | CISO | physical | geothermal
GYSRVL_7_WSPRNG | WARM SPRINGS HYDRO | 3.75 | caiso_small_hydro | CISO | physical | small_hydro
HAASPH_7_PL1X2 | HAAS PH UNIT 1 & 2 AGGREGATE | 144 | caiso_hydro | CISO | physical | hydro
HALSEY_6_UNIT | HALSEY HYDRO | 13.5 | caiso_small_hydro | CISO | physical | small_hydro
HARBGN_7_UNITS | HARBOR COGEN COMBINED CYCLE | 109.01 | caiso_ccgt2 | CISO | physical | gas_cc
HARBOR_CC | NAN | 231 | ldwp_ccgt | LADWP | physical | gas_cc
HARBOR_UNIT_10 | NAN | 49 | ldwp_peaker | LADWP | physical | gas_ct
HARBOR_UNIT_11 | NAN | 49 | ldwp_peaker | LADWP | physical | gas_ct
HARBOR_UNIT_12 | NAN | 49 | ldwp_peaker | LADWP | physical | gas_ct
HARBOR_UNIT_13 | NAN | 49 | ldwp_peaker | LADWP | physical | gas_ct
HARBOR_UNIT_14 | NAN | 49 | ldwp_peaker | LADWP | physical | gas_ct
HARDWK_6_STWBM1 | STILL WATER RANCH DAIRY | 1 | caiso_biogas | CISO | physical | biogas
HAT_CREEK_BIOENERGY__LLC | NAN | 2.88 | caiso_biomass | CISO | physical | biomass_wood
HATCR1_7_UNIT | HAT CREEK #1 | 8.5 | caiso_small_hydro | CISO | physical | small_hydro
HATCR2_7_UNIT | HAT CREEK #2 | 8.5 | caiso_small_hydro | CISO | physical | small_hydro
HATLOS_6_BWDHY1 | BIDWELL DITCH | 2 | caiso_hydro | CISO | physical | hydro
HATLOS_6_LSCRK | LOST CREEK 1 & 2 HYDRO CONVERSION | 1.7 | caiso_small_hydro | CISO | physical | small_hydro
HATRDG_2_WIND | HATCHET RIDGE WIND FARM | 102 | caiso_wind | CISO | physical | in_state_wind_north
HAYNES_1 | NAN | 222 | ldwp_st | LADWP | physical | steam
HAYNES_11 | NAN | 96 | ldwp_peaker | LADWP | physical | gas_ct
HAYNES_12 | NAN | 96 | ldwp_peaker | LADWP | physical | gas_ct
HAYNES_13 | NAN | 96 | ldwp_peaker | LADWP | physical | gas_ct
HAYNES_14 | NAN | 96 | ldwp_peaker | LADWP | physical | gas_ct
HAYNES_15 | NAN | 96 | ldwp_peaker | LADWP | physical | gas_ct
HAYNES_16 | NAN | 96 | ldwp_peaker | LADWP | physical | gas_ct
HAYNES_2 | NAN | 222 | ldwp_st | LADWP | physical | steam
HAYNES_CC | NAN | 590 | ldwp_ccgt | LADWP | physical | gas_cc
HAYPRS_6_HAYHD1 | HAYPRESS LOWER | 5.8 | caiso_small_hydro | CISO | physical | small_hydro
HAYPRS_6_HAYHD2 | HAYPRESS MIDDLE | 6.7 | caiso_small_hydro | CISO | physical | small_hydro
HEBER_GEO_1 | NAN | 8.75 | iid_geothermal | IID | physical | geothermal
HEBER_GEO_2 | NAN | 4.37 | iid_geothermal | IID | physical | geothermal
HEBER_GEO_COMPLEX | NAN | 52 | iid_geothermal | IID | physical | geothermal
HEBER_II | NAN | 16 | iid_geothermal | IID | physical | geothermal
HEBER_SOLAR_PV | NAN | 10 | iid_solar | IID | physical | utility_pv
HEDGE_SOLAR | NAN | 1.5 | banc_solar | BANC | physical | utility_pv
HELMPG_7_UNIT 1 | HELMS PUMP-GEN UNIT 1 | 407 | caiso_pumped_hydro | CISO | physical | pumped_storage
HELMPG_7_UNIT 2 | HELMS PUMP-GEN UNIT 2 | 407 | caiso_pumped_hydro | CISO | physical | pumped_storage
HELMPG_7_UNIT 3 | HELMS PUMP-GEN UNIT 3 | 404 | caiso_pumped_hydro | CISO | physical | pumped_storage
HENRTA_6_HDEBT1 | HENRIETTA D ENERGY STORAGE | 10 | caiso_li_battery | CISO | physical | hr_batteries
HENRTA_6_SOLAR1 | LEMOORE 1 | 1.5 | caiso_solar | CISO | physical | utility_pv
HENRTA_6_SOLAR2 | WESTSIDE SOLAR POWER PV1 | 2 | caiso_solar | CISO | physical | utility_pv
HENRTA_6_UNITA1 | GWF HENRIETTA PEAKER PLANT UNIT 1 | 49.98 | caiso_peaker2 | CISO | physical | gas_ct
HENRTA_6_UNITA2 | GWF HENRIETTA PEAKER PLANT UNIT 2 | 49.42 | caiso_peaker2 | CISO | physical | gas_ct
HENRTS_1_SOLAR | HENRIETTA SOLAR PROJECT | 100 | caiso_solar | CISO | physical | utility_pv
HERDLN_6_BYHSR1 | Byron Highway Solar | 5 | caiso_solar | CISO | physical | utility_pv
HIDSRT_2_UNITS | HIGH DESERT POWER PROJECT AGGREGATE | 830 | caiso_ccgt1 | CISO | physical | gas_cc
HIGGNS_1_COMBIE | COMBIE SOUTH | 1.5 | caiso_small_hydro | CISO | physical | small_hydro
HIGGNS_7_QFUNTS | HIGGNS_7_QFUNTS | 0.5 | caiso_hydro | CISO | physical | hydro
HIGHDS_2_H5SBT1 | HIGH 5 SOLAR BESS | 50 | caiso_li_battery | CISO | physical | hr_batteries
HIGHDS_2_H5SSR1 | HIGH 5 SOLAR | 100 | caiso_solar | CISO | physical | utility_pv
HILAND_7_YOLOWD | CLEAR LAKE UNIT 1 | 3.75 | caiso_hydro | CISO | physical | hydro
HINSON_6_CARBGN | BP WILMINGTON CALCINER | 30 | caiso_chp | CISO | physical | cogen
HINSON_6_LBECH1 | LONG BEACH UNIT 1 | 63 | caiso_peaker2 | CISO | physical | gas_ct
HINSON_6_LBECH2 | LONG BEACH UNIT 2 | 63 | caiso_peaker2 | CISO | physical | gas_ct
HINSON_6_LBECH3 | LONG BEACH UNIT 3 | 63 | caiso_peaker2 | CISO | physical | gas_ct
HINSON_6_LBECH4 | LONG BEACH UNIT 4 | 63 | caiso_peaker2 | CISO | physical | gas_ct
HINSON_6_SERRGN | SOUTHEAST RESOURCE RECOVERY | 34 | caiso_chp | CISO | physical | cogen
HMLTBR_6_UNITS | HAMILTON BRANCH PH (AGGREGATE) | 4.9 | caiso_small_hydro | CISO | physical | small_hydro
HNTGBH_2_PL1X3 | HUNTINGTON BEACH ENERGY | 673.8 | caiso_ccgt1 | CISO | physical | gas_cc
HNTGBH_7_UNIT 2 | HUNTINGTON BEACH GEN STA. UNIT 2 | 226.84 | caiso_st | CISO | physical | steam
HOLGAT_1_BORAX | U.S. BORAX, UNIT 1 | 48.2 | caiso_chp | CISO | physical | cogen
HOLSTR_1_SOLAR | SAN BENITO SMART PARK | 1.5 | caiso_solar | CISO | physical | utility_pv
HOLSTR_1_SOLAR2 | HOLLISTER SOLAR | 1.5 | caiso_solar | CISO | physical | utility_pv
HOOLEYDIGESTER1 | NAN | 0.2 | caiso_biomass | CISO | physical | biomass_wood
HOOLEYDIGESTER2 | NAN | 0.2 | caiso_biomass | CISO | physical | biomass_wood
HOOVER_2_MWDDYN | HOOVER | 249 | caiso_hydro | WALC | specifiedimport | hydro
HOOVER_2_VEADYN | HOOVER | 16 | caiso_hydro | WALC | specifiedimport | hydro
HUDSON_RANCH_I | NAN | 64.8 | iid_geothermal | IID | physical | geothermal
HUMBPP_1_UNITS3 | HUMBOLDT BAY GENERATING STATION 3 | 65.08 | caiso_reciprocating_engine | CISO | physical | ice
HUMBPP_6_UNITS | HUMBOLDT BAY GENERATING STATION 1 | 97.62 | caiso_reciprocating_engine | CISO | physical | ice
HUMBSB_1_QF | SMALL QF AGGREGATION - TRINITY | 1.25 | caiso_hydro | CISO | physical | hydro
HUMMINGBIRDSTORAGE | NAN | 75 | caiso_li_battery | CISO | physical | hr_batteries
HURON_6_SOLAR | HURON SOLAR STATION | 20 | caiso_solar | CISO | physical | utility_pv
HYTTHM_2_UNITS | HYATT-THERMALITO PUMP-GEN (AGGREGATE) | 933.1 | caiso_hydro | CISO | physical | hydro
IGNACO_1_QF | SMALL QF AGGREGATION - VALLEJO/DINSMORE | 0.5 | caiso_chp | CISO | physical | cogen
IMPERIAL_VALLEYIVSC2 | NAN | 20 | iid_solar | IID | physical | utility_pv
INDIGO_1_UNIT 1 | INDIGO PEAKER UNIT 1 | 45 | caiso_peaker2 | CISO | physical | gas_ct
INDIGO_1_UNIT 2 | INDIGO PEAKER UNIT 2 | 45 | caiso_peaker2 | CISO | physical | gas_ct
INDIGO_1_UNIT 3 | INDIGO PEAKER UNIT 3 | 45 | caiso_peaker2 | CISO | physical | gas_ct
INDVLY_1_UNITS | INDIAN VALLEY HYDRO | 3.01 | caiso_small_hydro | CISO | physical | small_hydro
INSKIP_2_UNIT | INSKIP HYDRO | 8 | caiso_hydro | CISO | physical | hydro
INTERMOUNTAIN_1 | NAN | 849.97 | ldwp_coal | LADWP | physical | coal
INTERMOUNTAIN_2 | NAN | 849.97 | ldwp_coal | LADWP | physical | coal
INTKEP_2_UNITS | CCSF HETCH_HETCHY HYDRO AGGREGATE | 405 | caiso_hydro | CISO | physical | hydro
INTMNT_3_ANAHEIM | INTERMOUNTAIN POWER PROJECT | 236 | ldwp_coal | LADWP | specifiedimport | coal
INTMNT_3_PASADENA | INTERMOUNTAIN POWER PROJECT | 107 | ldwp_coal | LADWP | specifiedimport | coal
INTMNT_3_RIVERSIDE | IPPDYN | 136 | ldwp_coal | LADWP | specifiedimport | coal
INTTRB_6_UNIT | INTERNATIONAL TURBINE RESEARCH | 18.4 | caiso_wind | CISO | physical | in_state_wind_north
IVANPA_1_UNIT1 | IVANPAH 1 | 126 | caiso_solar | CISO | physical | utility_pv
IVANPA_1_UNIT2 | IVANPAH 2 | 133 | caiso_solar | CISO | physical | utility_pv
IVANPA_1_UNIT3 | IVANPAH 3 | 133 | caiso_solar | CISO | physical | utility_pv
IVSLR2_2_SM2SR1 | SILVER RIDGE MOUNT SIGNAL 2 | 150 | caiso_solar | CISO | physical | utility_pv
IVSLRP_2_SOLAR1 | SILVER RIDGE MOUNT SIGNAL | 200 | caiso_solar | CISO | physical | utility_pv
IVWEST_2_SOLAR1 | IMPERIAL VALLEY WEST ( Q # 608) | 150 | caiso_solar | CISO | physical | utility_pv
JACMSR_1_JACSR1 | JACUMBA SOLAR FARM | 20 | caiso_solar | CISO | physical | utility_pv
JANCRK_6_RCABT1 | Redwood Coast Airport Microgrid | 1.75 | caiso_li_battery | CISO | physical | hr_batteries
JAVASR_1_JAVSR1 | NAN | 13.5 | caiso_solar | CISO | physical | utility_pv
JAWBNE_2_NSRWND | NORTH SKY RIVER WIND PROJECT | 160 | caiso_wind | CISO | physical | in_state_wind_south
JAWBNE_2_SRWND | NAN | 77 | caiso_wind | CISO | physical | in_state_wind_south
JAWBNE_2_SRWWD2 | Sky River Wind Repower B | 30.2 | caiso_wind | CISO | physical | in_state_wind_south
JAYNE_6_WLSLR | WESTLANDS SOLAR FARM PV 1 | 18 | caiso_solar | CISO | physical | utility_pv
JJ_ELMORE | NAN | 42 | iid_geothermal | IID | physical | geothermal
JOANEC_2_STABT1 | SANTA ANA STORAGE 1 | 20 | caiso_li_battery | CISO | physical | hr_batteries
JOANEC_2_STABT2 | Santa Ana Storage 2 | 20 | caiso_li_battery | CISO | physical | hr_batteries
JOHANN_2_JOSBT1 | JOHANNA STORAGE 1 | 10 | caiso_li_battery | CISO | physical | hr_batteries
JOHANN_2_JOSBT2 | JOHANNA STORAGE 2 | 10 | caiso_li_battery | CISO | physical | hr_batteries
JOHANN_2_OCEBT2 | ORANGE COUNTY ENERGY STORAGE 2 | 9 | caiso_li_battery | CISO | physical | hr_batteries
JOHANN_2_OCEBT3 | ORANGE COUNTY ENERGY STORAGE 3 | 6 | caiso_li_battery | CISO | physical | hr_batteries
K_ROAD_MOAPA | NAN | 250 | ldwp_solar | LADWP | physical | utility_pv
K_ROAD_MODESTO | NAN | 26.32 | banc_solar | BANC | physical | utility_pv
KANSAS_6_SOLAR | RE KANSAS SOUTH | 20 | caiso_solar | CISO | physical | utility_pv
KEARNY_6_NESBT1 | KEARNY NORTH ENERGY STORAGE | 10 | caiso_li_battery | CISO | physical | hr_batteries
KEARNY_6_SESBT2 | KEARNY SOUTH ENERGY STORAGE | 10 | caiso_li_battery | CISO | physical | hr_batteries
KEKAWK_6_UNIT | STS HYDROPOWER LTD. (KEKAWAKA) | 5.5 | caiso_small_hydro | CISO | physical | small_hydro
KELSO_2_UNITS | MARIPOSA ENERGY | 198.03 | caiso_peaker1 | CISO | physical | gas_ct
KELYRG_6_UNIT | KELLY RIDGE HYDRO | 11 | caiso_small_hydro | CISO | physical | small_hydro
KERKH2_7_UNIT 1 | KERKHOFF PH 2 UNIT #1 | 153.9 | caiso_hydro | CISO | physical | hydro
KERMAN_6_SOLAR1 | FRESNO SOLAR SOUTH | 1.5 | caiso_solar | CISO | physical | utility_pv
KERMAN_6_SOLAR2 | FRESNO SOLAR WEST | 1.5 | caiso_solar | CISO | physical | utility_pv
KERNFT_1_UNITS | KERN FRONT LIMITED | 52.4 | caiso_chp | CISO | physical | cogen
KERNRG_1_UNITS | SOUTH BELRIDGE COGEN FACILITY | 55.2 | caiso_chp | CISO | physical | cogen
KERRGN_1_UNIT 1 | KERN RIVER HYDRO UNITS 1-4 AGGREGATE | 25.6 | caiso_hydro | CISO | physical | hydro
KIEFER_LANDFILL_1_1 | NAN | 3.5 | caiso_biomass | BANC | physical | biogas
KIEFER_LANDFILL_1_2 | NAN | 3.5 | caiso_biomass | BANC | physical | biogas
KIEFER_LANDFILL_1_3 | NAN | 3.5 | caiso_biomass | BANC | physical | biogas
KIEFER_LANDFILL_2_1 | NAN | 3.5 | caiso_biomass | BANC | physical | biogas
KIEFER_LANDFILL_2_2 | NAN | 3.5 | caiso_biomass | BANC | physical | biogas
KILARC_2_UNIT 1 | KILARC HYDRO | 1.5 | caiso_small_hydro | CISO | physical | small_hydro
KINGCO_1_KINGBR | KINGSBURG COGEN | 34.5 | caiso_chp | CISO | physical | cogen
KINGRV_7_UNIT 1 | KINGS RIVER HYDRO UNIT 1 | 51.2 | caiso_hydro | CISO | physical | hydro
KIRKER_7_KELCYN | KELLER CANYON LANDFILL GEN FACILICITY | 3.56 | caiso_biomass | CISO | physical | biomass_wood
KNGBRD_2_SOLAR1 | KINGBIRD SOLAR A | 20 | caiso_solar | CISO | physical | utility_pv
KNGBRD_2_SOLAR2 | KINGBIRD SOLAR B | 20 | caiso_solar | CISO | physical | utility_pv
KNGBRG_1_KBSLR1 | KINGSBURG1 | 1.5 | caiso_solar | CISO | physical | utility_pv
KNGBRG_1_KBSLR2 | KINGSBURG2 | 1.5 | caiso_solar | CISO | physical | utility_pv
KNGCTY_6_UNITA1 | KING CITY ENERGY CENTER, UNIT 1 | 44.6 | caiso_peaker2 | CISO | physical | gas_ct
KNTSTH_6_SOLAR | KENT SOUTH | 20 | caiso_solar | CISO | physical | utility_pv
KRAMER_1_KJ5SR5 | NAN | 30 | caiso_solar | CISO | physical | utility_pv
KRAMER_1_SEGS37 | NAN | 72.0576 | caiso_solar | CISO | physical | utility_pv
KRAMER_1_SEGSR3 | NAN | 30 | caiso_solar | CISO | physical | utility_pv
KRAMER_1_SEGSR4 | NAN | 30.8818 | caiso_solar | CISO | physical | utility_pv
KRAMER_2_SEGS 8 | KRAMER JUNCTION 8 | 80 | caiso_solar | CISO | physical | utility_pv
KRAMER_2_SEGS 9 | KRAMER JUNCTION 9 | 80 | caiso_solar | CISO | physical | utility_pv
KRAMER_2_SEGS89 | NAN | 80 | caiso_solar | CISO | physical | utility_pv
KRNCNY_6_UNIT | KERN CANYON POWERHOUSE | 10.6 | caiso_small_hydro | CISO | physical | small_hydro
KYCORA_6_KMSBT1 | KEARNY MESA STORAGE | 1 | caiso_li_battery | CISO | physical | hr_batteries
LACIEN_2_VENICE | MWD VENICE HYDROELECTRIC RECOVERY PLANT | 9.95 | caiso_hydro | CISO | physical | hydro
LAGBEL_6_QF | NAN | 0.35 | caiso_chp | CISO | physical | cogen
LAKE | NAN | 51 | ldwp_peaker | LADWP | physical | gas_ct
LAKESIDE_BIOGAS_LLC | NAN | 3 | caiso_biogas | CISO | physical | biogas
LAKHDG_6_UNIT 1 | LAKE HODGES PUMPED STORAGE-UNIT1 | 20 | caiso_pumped_hydro | CISO | physical | pumped_storage
LAKHDG_6_UNIT 2 | LAKE HODGES PUMPED STORAGE-UNIT2 | 20 | caiso_pumped_hydro | CISO | physical | pumped_storage
LAMONT_1_SOLAR1 | REGULUS SOLAR | 60 | caiso_solar | CISO | physical | utility_pv
LAMONT_1_SOLAR2 | REDWOOD SOLAR FARM 4 | 20 | caiso_solar | CISO | physical | utility_pv
LAMONT_1_SOLAR3 | WOODMERE SOLAR FARM | 14.99 | caiso_solar | CISO | physical | utility_pv
LAMONT_1_SOLAR4 | HAYWORTH SOLAR FARM | 26.66 | caiso_solar | CISO | physical | utility_pv
LAMONT_1_SOLAR5 | REDCREST SOLAR FARM | 16.66 | caiso_solar | CISO | physical | utility_pv
LAPAC_6_UNIT | LOUISIANA PACIFIC SAMOA | 20 | caiso_biomass | CISO | physical | biomass_wood
LAPLMA_2_UNIT 1 | LA PALOMA GENERATING PLANT UNIT #1 | 267 | caiso_ccgt1 | CISO | physical | gas_cc
LAPLMA_2_UNIT 2 | LA PALOMA GENERATING PLANT UNIT #2 | 266 | caiso_ccgt1 | CISO | physical | gas_cc
LAPLMA_2_UNIT 3 | LA PALOMA GENERATING PLANT UNIT #3 | 266 | caiso_ccgt1 | CISO | physical | gas_cc
LAPLMA_2_UNIT 4 | LA PALOMA GENERATING PLANT, UNIT #4 | 267 | caiso_ccgt1 | CISO | physical | gas_cc
LARKSP_6_UNIT 1 | LARKSPUR PEAKER UNIT 1 | 46.1 | caiso_peaker1 | CISO | physical | gas_ct
LARKSP_6_UNIT 2 | LARKSPUR PEAKER UNIT 2 | 47.98 | caiso_peaker1 | CISO | physical | gas_ct
LAROA2_2_UNITA1 | LR2 | 322 | caiso_ccgt2 | CISO | physical | gas_cc
LASSEN_6_UNITS | HONEY LAKE POWER | 30 | caiso_biomass | CISO | physical | biomass_wood
LAWRNC_7_SUNYVL | CITY OF SUNNYVALE UNIT 1 AND 2 | 0.3 | caiso_chp | CISO | physical | cogen
LEATHERS | NAN | 42 | iid_geothermal | IID | physical | geothermal
LEBECS_2_UNITS | PASTORIA ENERGY FACILITY | 799.47 | caiso_ccgt1 | CISO | physical | gas_cc
LECEF_1_UNITS | LOS ESTEROS ENERGY FACILITY AGGREGATE | 309.84 | caiso_ccgt2 | CISO | physical | gas_cc
LECONT_2_LESBT1 | LeConte Energy Storage | 125 | caiso_li_battery | CISO | physical | hr_batteries
LEPRFD_1_KANSAS | KANSAS | 20 | caiso_solar | CISO | physical | utility_pv
LGHTHP_6_ICEGEN | CARSON COGENERATION | 48 | caiso_ccgt1 | CISO | physical | gas_ct
LHILLS_6_SOLAR1 | LOST HILLS SOLAR | 20 | caiso_solar | CISO | physical | utility_pv
LILIAC_6_SOLAR | MESA CREST | 3 | caiso_solar | CISO | physical | utility_pv
LITLRK_6_GBCSR1 | GREEN BEANWORKS C | 3 | caiso_solar | CISO | physical | utility_pv
LITLRK_6_SEPV01 | GESTAMP SOLAR 1 | 2 | caiso_solar | CISO | physical | utility_pv
LITLRK_6_SOLAR1 | LANCASTER LITTLE ROCK C | 5 | caiso_solar | CISO | physical | utility_pv
LITLRK_6_SOLAR2 | PALMDALE 18 | 2 | caiso_solar | CISO | physical | utility_pv
LITLRK_6_SOLAR3 | ONE TEN PARTNERS | 2 | caiso_solar | CISO | physical | utility_pv
LITLRK_6_SOLAR4 | LITTLE ROCK PHAM SOLAR | 3 | caiso_solar | CISO | physical | utility_pv
LIVEOK_6_SOLAR | HARRIS | 1.25 | caiso_solar | CISO | physical | utility_pv
LIVOAK_1_UNIT 1 | LIVE OAK LIMITED | 49.7 | caiso_peaker2 | CISO | physical | gas_ct
LLAGAS | NAN | 20 | caiso_li_battery | CISO | physical | hr_batteries
LMBEPK_2_UNITA1 | LAMBIE ENERGY CENTER, UNIT #1 | 47.5 | caiso_peaker2 | CISO | physical | gas_ct
LMBEPK_2_UNITA2 | CREED ENERGY CENTER, UNIT #1 | 47.6 | caiso_peaker2 | CISO | physical | gas_ct
LMBEPK_2_UNITA3 | GOOSE HAVEN ENERGY CENTER, UNIT #1 | 47.4 | caiso_peaker2 | CISO | physical | gas_ct
LMEC_1_PL1X3 | LOS MEDANOS ENERGY CENTER AGGREGATE | 580 | caiso_ccgt1 | CISO | physical | gas_cc
LNCSTR_6_CREST | NAN | 5.5 | caiso_solar | CISO | physical | utility_pv
LNCSTR_6_SOLAR2 | SEPV SIERRA NGR | 2.75 | caiso_solar | CISO | physical | utility_pv
LOCKFD_1_BEARCK | BEAR CREEK SOLAR | 1.5 | caiso_solar | CISO | physical | utility_pv
LOCKFD_1_KSOLAR | KETTLEMAN SOLAR | 1 | caiso_solar | CISO | physical | utility_pv
LODI25_2_UNIT 1 | LODI GAS TURBINE | 25 | caiso_peaker2 | CISO | physical | gas_ct
LODIEC_2_PL1X2 | LODI ENERGY CENTER | 302.58 | caiso_ccgt1 | CISO | physical | gas_cc
LOTUS_6_LSFSR1 | LOTUS SOLAR FARM | 50 | caiso_solar | CISO | physical | utility_pv
LOWGAP_1_SUPHR | MILL & SULPHUR CREEK HYDRO | 0.99 | caiso_small_hydro | CISO | physical | small_hydro
LOWGAP_7_QFUNTS | MATTHEWS DAM HYDRO | 1.35 | caiso_hydro | CISO | physical | hydro
LTBEAR_1_LB3SR3 | LITTLE BEAR 3 SOLAR | 20 | caiso_solar | CISO | physical | utility_pv
LTBEAR_1_LB4SR4 | LITTLE BEAR 4 | 50 | caiso_solar | CISO | physical | utility_pv
LTBEAR_1_LB4SR5 | LITTLE BEAR 4 SOLAR 5 | 50 | caiso_solar | CISO | physical | utility_pv
LTBERA_1_LB1SR1 | LITTLE BEAR SOLAR 1 | 40 | caiso_solar | CISO | physical | utility_pv
MAGNLA_6_ANAHEIM | MAGNOLIA POWER PLANT ANAHEIM | 109 | ldwp_ccgt | LADWP | specifiedimport | gas_cc
MAGNLA_6_CERRITOS | MAGNOLIA POWER PLANT CERRITOS | 12 | ldwp_ccgt | LADWP | specifiedimport | gas_cc
MAGNLA_6_COLTON | MAGNOLIA POWER PROJECT | 12 | caiso_ccgt1 | LADWP | specifiedimport | gas_cc
MAGNLA_6_PASADENA | MAGNOLIA POWER PLANT - PASADENA | 18 | caiso_ccgt1 | LADWP | specifiedimport | gas_cc
MAGNOLIA_CC | MAGNOLIA | 301 | ldwp_ccgt | LADWP | physical | gas_cc
MAGUND_1_BKISR1 | BAKERSFIELD INDUSTRIAL 1 | 1 | caiso_solar | CISO | physical | utility_pv
MAGUND_1_BKSSR2 | BAKERSFIELD SOLAR 1 | 5.25 | caiso_solar | CISO | physical | utility_pv
MALAGA_1_PL1X2 | MALAGA POWER AGGREGATE | 96 | caiso_peaker1 | CISO | physical | gas_ct
MALCHQ_7_UNIT 1 | MALACHA HYDRO L.P. | 32.5 | caiso_hydro | CISO | physical | hydro
MALIN_5_BPADYN | MALIN_5_BPADYN | 250 | CAISO_Imports | BPAT | specifiedimport | n/a
MALIN_5_GCPDDYN | GRANT COUNTY HYDRO FACILITIES | 125 | caiso_hydro | BPAT | specifiedimport | hydro
MALIN_5_HERMDYN | MALIN_5_HERMDYN | 308 | nw_ccgt | BPAT | specifiedimport | gas_cc
MALIN_5_IBERDR | IBERDROLA CENTROID SYTEM RESOURCE | 100 | caiso_wind | BPAT | specifiedimport | out_of_state_wind_WAOR
MALIN_5_INHRED | CSF COLUMBIA GORGE | 50 | caiso_wind | BPAT | specifiedimport | out_of_state_wind_WAOR
MALIN_5_INHRPG | BIGLOW CANYON | 50 | caiso_wind | BPAT | specifiedimport | out_of_state_wind_WAOR
MANTEC_1_ML1SR1 | MANTECA LAND 1 | 1 | caiso_solar | CISO | physical | utility_pv
MANZNA_2_WIND | MANZANA WIND | 189 | caiso_wind | CISO | physical | in_state_wind_south
MARCPW_6_SOLAR1 | MARICOPA WEST SOLAR PV | 20 | caiso_solar | CISO | physical | utility_pv
MARTIN_1_SUNSET | SUNSET RESERVOIR - NORTH BASIN | 4.5 | caiso_solar | CISO | physical | utility_pv
MCARTH_6_FRIVRB | FALL RIVER MILLS PROJECT B | 1.5 | caiso_solar | CISO | physical | utility_pv
MCCALL_1_QF | FISH WATER | 0.52 | caiso_small_hydro | CISO | physical | small_hydro
MCCLELLAN_1 | NAN | 74 | banc_peaker | BANC | physical | gas_ct
MCCLURE_1 | NAN | 62 | banc_peaker | BANC | physical | gas_ct
MCCLURE_2 | NAN | 62 | banc_peaker | BANC | physical | gas_ct
MCSWAN_6_UNITS | MC SWAIN HYDRO | 10 | caiso_hydro | CISO | physical | hydro
MDFKRL_2_PROJCT | MIDDLE FORK AND RALSTON PSP | 210 | caiso_hydro | CISO | physical | hydro
MELROSESTORAGE1 | NAN | 20 | caiso_li_battery | CISO | physical | hr_batteries
MENBIO_6_RENEW1 | CALRENEW - 1(A) | 5 | caiso_solar | CISO | physical | utility_pv
MENBIO_6_UNIT | NAN | 25 | caiso_biomass | CISO | physical | biomass_wood
MERCED_1_SOLAR1 | MISSION SOLAR | 1.5 | caiso_solar | CISO | physical | utility_pv
MERCED_1_SOLAR2 | MERCED SOLAR | 1.5 | caiso_solar | CISO | physical | utility_pv
MERCFL_6_UNIT | MERCED FALLS POWERHOUSE | 3.5 | caiso_small_hydro | CISO | physical | small_hydro
MESAP_1_QF | SMALL QF AGGREGATION - SAN LUIS OBISPO | 1 | caiso_chp | CISO | physical | cogen
MESAS_2_QF | NAN | 2.9 | caiso_chp | CISO | physical | cogen
MESQUITE_RECOVERY | NAN | 27 | caiso_biomass | IID | physical | biogas
METEC_2_PL1X3 | METCALF ENERGY CENTER | 593.16 | caiso_ccgt1 | CISO | physical | gas_cc
MIDSUN_1_PL1X2 | North Midway Cogens 5A 5B | 9.6 | caiso_peaker2 | CISO | physical | gas_ct
MIDWD_2_WIND1 | NAN | 7.81 | caiso_wind | CISO | physical | in_state_wind_south
MIDWD_2_WIND2 | CORAM ENERGY | 3 | caiso_wind | CISO | physical | in_state_wind_south
MIDWD_6_WNDLND | NAN | 7.45 | caiso_wind | CISO | physical | in_state_wind_south
MIDWD_7_CORAMB | CELLC 7.5 MW TEHACHAPI PROJECT | 7.5 | caiso_wind | CISO | physical | in_state_wind_south
MIDWY3_2_MDSSR1 | MIDWAY SOUTH SOLAR FARM | 20 | iid_solar | IID | specifiedimport | utility_pv
MIDWYS_2_MIDSL1 | MIDWAY SOLAR FARM | 49.9 | iid_solar | IID | specifiedimport | utility_pv
MILFORD_WIND_1_1 | NAN | 145 | nw_wind | LADWP | physical | out_of_state_wind_WYID
MILFORD_WIND_1_2 | NAN | 58.5 | nw_wind | LADWP | physical | out_of_state_wind_WYID
MILFORD_WIND_2 | NAN | 100 | nw_wind | LADWP | physical | out_of_state_wind_WYID
MILFRD_7_PASADENA | MILFORD I | 5 | nw_wind | LADWP | specifiedimport | out_of_state_wind_WYID
MIRLOM_2_CORONA | MWD CORONA HYDROELECTRIC RECOVERY PLANT | 2.85 | caiso_hydro | CISO | physical | hydro
MIRLOM_2_LNDFL | MILLIKEN LANDFILL SOLAR | 3 | caiso_solar | CISO | physical | utility_pv
MIRLOM_2_MLBBTA | MIRA LOMA BESS A | 10 | caiso_li_battery | CISO | physical | hr_batteries
MIRLOM_2_MLBBTB | MIRA LOMA BESS B | 10 | caiso_li_battery | CISO | physical | hr_batteries
MIRLOM_2_ONTARO | ONTARIO RT SOLAR | 5.5 | caiso_solar | CISO | physical | utility_pv
MIRLOM_2_RTS032 | SPVP032 | 1.5 | caiso_solar | CISO | physical | utility_pv
MIRLOM_2_RTS033 | SPVP033 | 1 | caiso_solar | CISO | physical | utility_pv
MIRLOM_2_TEMESC | MWD TEMESCAL HYDROELECTRIC RECOVERY PLAN | 2.85 | caiso_hydro | CISO | physical | hydro
MIRLOM_6_PEAKER | MIRA LOMA PEAKER | 46 | caiso_peaker1 | CISO | physical | gas_ct
MIRLOM_7_MWDLKM | LAKE MATHEWS HYDROELECTRIC RECOVERY PLAN | 5 | caiso_hydro | CISO | physical | hydro
MISSIX_1_QF | SMALL QF AGGREGATION - SAB FRABCUSCI | 1 | caiso_chp | CISO | physical | cogen
MKTRCK_1_UNIT 1 | MCKITTRICK LIMITED | 47.49 | caiso_peaker2 | CISO | physical | gas_ct
MLPTAS_7_QFUNTS | MLPTAS_7_QFUNTS | 1 | caiso_chp | CISO | physical | cogen
MM_SD_MIRAMAR2 | NAN | 1.6 | caiso_biomass | CISO | physical | biomass_wood
MNDALY_6_MCGRTH | MCGRATH BEACH PEAKER | 47.2 | caiso_peaker1 | CISO | physical | gas_ct
MNDOTA_1_SOLAR1 | NORTH STAR SOLAR 1 | 60 | caiso_solar | CISO | physical | utility_pv
MNDOTA_1_SOLAR2 | CITIZEN SOLAR B | 5 | caiso_solar | CISO | physical | utility_pv
MNOCAERSSTORAGE | NAN | 10 | caiso_li_battery | CISO | physical | hr_batteries
MOJAVE_1_SIPHON | MOJAVE SIPHON POWER PLANT | 14.36 | caiso_hydro | CISO | physical | hydro
MOJAVW_2_SOLAR | MOJAVE WEST | 20 | caiso_solar | CISO | physical | utility_pv
MONLTH_6_BATTRY | TEHACHAPI STORAGE PROJECT | 7.99 | caiso_li_battery | CISO | physical | hr_batteries
MONLTS_2_MONWD4 | NAN | 6.1432 | caiso_wind | CISO | physical | in_state_wind_south
MONLTS_2_MONWD5 | NAN | 4.04 | caiso_wind | CISO | physical | in_state_wind_south
MONLTS_2_MONWD6 | NAN | 5.25 | caiso_wind | CISO | physical | in_state_wind_south
MONLTS_2_MONWD7 | NAN | 6.1562 | caiso_wind | CISO | physical | in_state_wind_south
MONTPH_7_UNITS | MONTICELLO HYDRO AGGREGATE | 12.5 | caiso_small_hydro | CISO | physical | small_hydro
MOORPK_2_ACOBT1 | ACORN I BESS | 2 | caiso_li_battery | CISO | physical | hr_batteries
MOORPK_2_CALABS | CALABASAS GAS-TO-ENERGY FACILITY | 6.96 | caiso_biomass | CISO | physical | biomass_wood
MOORPK_6_QF | MOORPARK QFS | 0.8 | caiso_small_hydro | CISO | physical | small_hydro
MORWD_6_QF | MORWIND | 38.16 | caiso_wind | CISO | physical | in_state_wind_south
MOSSLD_1_QF | SMALL QF AGGREGATION - SANTA CRUZ | 1 | caiso_chp | CISO | physical | cogen
MOSSLD_2_PSP1 | MOSS LANDING POWER BLOCK 1 | 510 | caiso_ccgt1 | CISO | physical | gas_cc
MOSSLD_2_PSP2 | MOSS LANDING POWER BLOCK 2 | 510 | caiso_ccgt1 | CISO | physical | gas_cc
MRCHNT_2_PL1X3 | DESERT STAR ENERGY CENTER | 494.58 | caiso_ccgt1 | CISO | physical | gas_cc
MRGT_6_MEF2 | MIRAMAR ENERGY FACILITY II | 44 | caiso_peaker1 | CISO | physical | gas_ct
MRGT_6_MMAREF | MIRAMAR ENERGY FACILITY | 45 | caiso_peaker1 | CISO | physical | gas_ct
MRGT_6_TGEBT1 | TOP GUN ENERGY STORAGE | 30 | caiso_li_battery | CISO | physical | hr_batteries
MRLSDS_6_SOLAR1 | MORELOS SOLAR | 15 | caiso_solar | CISO | physical | utility_pv
MSHGTS_6_MMARLF | MIRAMAR LANDFILL | 5 | caiso_biomass | CISO | physical | biomass_wood
MSOLAR_2_SOLAR1 | MESQUITE SOLAR 1 | 165 | caiso_solar | CISO | physical | utility_pv
MSOLAR_2_SOLAR2 | MESQUITE SOLAR 2 | 100.81 | caiso_solar | CISO | physical | utility_pv
MSOLAR_2_SOLAR3 | MESQUITE SOLAR 3, LLC | 152 | caiso_solar | CISO | physical | utility_pv
MSQUIT_5_SERDYN | MSQUIT_5_SERDYN | 625 | sw_ccgt | SRP | specifiedimport | gas_ct
MSSION_2_QF | SMALL QF AGGREGATION - SAN DIEGO | 2 | caiso_small_hydro | CISO | physical | small_hydro
MSTANG_2_MTGBT1 | MUSTANG 1 BESS | 75 | caiso_li_battery | CISO | physical | hr_batteries
MSTANG_2_SOLAR | MUSTANG | 30 | caiso_solar | CISO | physical | utility_pv
MSTANG_2_SOLAR3 | MUSTANG 3 | 40 | caiso_solar | CISO | physical | utility_pv
MSTANG_2_SOLAR4 | MUSTANG 4 | 30 | caiso_solar | CISO | physical | utility_pv
MTHSE_G_38380_1 | NAN | 20 | banc_solar | BANC | physical | utility_pv
MTNPOS_1_UNIT | MT.POSO COGENERATION CO. | 46.64 | caiso_biomass | CISO | physical | cogen
MTWIND_1_MVPWD1 | Mountain View Power Project I Repower | 66.6 | caiso_wind | CISO | physical | in_state_wind_south
MTWIND_1_UNIT 1 | MOUNTAIN VIEW POWER PROJECT I | 44.4 | caiso_wind | CISO | physical | in_state_wind_south
MTWIND_1_UNIT 2 | MOUNTAIN VIEW POWER PROJECT II | 22.2 | caiso_wind | CISO | physical | in_state_wind_south
MTWIND_1_UNIT 3 | MOUNTAIN VIEW POWER PROJECT III | 22.44 | caiso_wind | CISO | physical | in_state_wind_south
MURRAY_6_UNIT | GROSSMONT HOSPITAL | 4.12 | caiso_chp | CISO | physical | cogen
NAPA_RECYCLING_BIOMASS_PLANT | NAN | 1 | caiso_biomass | CISO | physical | biomass_wood
NAROW1_2_UNIT | NARROWS PH 1 UNIT | 12 | caiso_small_hydro | CISO | physical | small_hydro
NAROW2_2_UNIT | NARROWS POWERHOUSE UNIT 2 | 55 | caiso_hydro | CISO | physical | hydro
NAVYII_2_UNITS | COSO POWER DEVELOPER (NAVY II) AGGREGATE | 90 | caiso_geothermal | CISO | physical | geothermal
NCPA_7_GP1UN1 | NCPA GEO PLANT 1 UNIT 1 | 38.85 | caiso_geothermal | CISO | physical | geothermal
NCPA_7_GP1UN2 | NCPA GEO PLANT 1 UNIT 2 | 39.94 | caiso_geothermal | CISO | physical | geothermal
NCPA_7_GP2UN3 | NCPA GEO PLANT 2 UNIT 3 | 42.42 | caiso_geothermal | CISO | physical | geothermal
NCPA_7_GP2UN4 | NCPA GEO PLANT 2 UNIT 4 | 52.73 | caiso_geothermal | CISO | physical | geothermal
NEENACH_SOLAR | NAN | 3 | ldwp_solar | LADWP | physical | utility_pv
NEENCH_6_SOLAR | ALPINE SOLAR | 66 | caiso_solar | CISO | physical | utility_pv
NEWARK_1_QF | NEWARK 1 QF | 0.1 | caiso_chp | CISO | physical | cogen
NGILAA_5_SDGDYN | NGILAA_5_SDGDYN | 57 | sw_ct | AZPS | specifiedimport | gas_ct
NHOGAN_6_UNITS | NEW HOGAN PH AGGREGATE | 4 | caiso_hydro | CISO | physical | hydro
NILAND_1 | NAN | 50 | iid_peaker | IID | physical | gas_ct
NILAND_2 | NAN | 50 | iid_peaker | IID | physical | gas_ct
NIMTG_6_NICOGN | NORTH ISLAND COGEN | 4.05 | caiso_chp | CISO | physical | cogen
NIMTG_6_NIQF | NAN | 42.7 | caiso_chp | CISO | physical | cogen
NORTH_BRAWLEY_01 | NAN | 16 | iid_geothermal | IID | physical | geothermal
NORTH_BRAWLEY_02 | NAN | 16 | iid_geothermal | IID | physical | geothermal
NORTH_BRAWLEY_03 | NAN | 16 | iid_geothermal | IID | physical | geothermal
NORTH_BRAWLEY_04 | NAN | 16 | iid_geothermal | IID | physical | geothermal
NORTH_BRAWLEY_05 | NAN | 16 | iid_geothermal | IID | physical | geothermal
NORTH_BRAWLEY_06 | NAN | 16 | iid_geothermal | IID | physical | geothermal
NORTH_FORK_COMMUNITY_POWER | NAN | 2 | caiso_biomass | CISO | physical | biomass_wood
NOVATO_6_LNDFL | REDWOOD RENEWABLE ENERGY | 3.9 | caiso_biogas | CISO | physical | biogas
NWCSTL_7_UNIT 1 | NEWCASTLE HYDRO | 12 | caiso_hydro | CISO | physical | hydro
NZWIND_2_WDSTR5 | WINDSTREAM 6111 | 6.31 | caiso_wind | CISO | physical | in_state_wind_south
NZWIND_6_CALWND | WIND RESOURCE I | 9 | caiso_wind | CISO | physical | in_state_wind_south
NZWIND_6_WDSTR | WINDSTREAM 39 | 3.35 | caiso_wind | CISO | physical | in_state_wind_south
NZWIND_6_WDSTR2 | WINDSTREAM 6040 | 4.07 | caiso_wind | CISO | physical | in_state_wind_south
NZWIND_6_WDSTR3 | WINDSTREAM 6041 | 3.86 | caiso_wind | CISO | physical | in_state_wind_south
NZWIND_6_WDSTR4 | WINDSTREAM 6042 | 6.77 | caiso_wind | CISO | physical | in_state_wind_south
OAK C_1_EBMUD | MWWTP PGS 1 - ENGINES | 6.9 | caiso_biogas | CISO | physical | biogas
OAK C_7_UNIT 1 | OAKLAND STATION C GT UNIT 1 | 55 | caiso_peaker2 | CISO | physical | gas_ct
OAK C_7_UNIT 3 | OAKLAND STATION C GT UNIT 3 | 55 | caiso_peaker2 | CISO | physical | gas_ct
OAK C_7_UNIT_2 | OAKLAND STATION C GT UNIT 2 | 55 | caiso_peaker2 | CISO | physical | gas_ct
OAK L_1_GTG1 | MWWTP PGS 2 - TURBINE | 4.6 | caiso_biomass | CISO | physical | biomass_wood
OAKWD_6_QF | OAK CREEK | 27.87 | caiso_wind | CISO | physical | in_state_wind_south
OAKWD_6_ZEPHWD | ZEPHYR PARK | 3.5 | caiso_wind | CISO | physical | in_state_wind_south
OASIS_6_CREST | NAN | 13.5 | caiso_solar | CISO | physical | utility_pv
OASIS_6_GBDSR4 | GREEN BEANWORKS D | 3 | caiso_solar | CISO | physical | utility_pv
OASIS_6_LPPSR1 | Lancaster Psomas PV | 3 | caiso_solar | CISO | physical | utility_pv
OASIS_6_SOLAR1 | MORGAN LANCASTER I | 1.5 | caiso_solar | CISO | physical | utility_pv
OASIS_6_SOLAR2 | OASIS SOLAR | 20 | caiso_solar | CISO | physical | utility_pv
OASIS_6_SOLAR3 | SOCCER CENTER | 3 | caiso_solar | CISO | physical | utility_pv
OCI_SOLAR_LAKESIDE | NAN | 2 | caiso_solar | CISO | physical | utility_pv
OCTILO_5_WIND | OCOTILLO WIND ENERGY FACILITY | 265 | caiso_wind | CISO | physical | in_state_wind_south
OGROVE_6_PL1X2 | ORANGE GROVE ENERGY CENTER | 96 | caiso_peaker2 | CISO | physical | gas_ct
OILFLD_7_QFUNTS | NACIMIENTO HYDROELECTRIC PLANT | 3.8 | caiso_hydro | CISO | physical | hydro
OLDRIV_6_BIOGAS | BIDART OLD RIVER 1 | 2 | caiso_biomass | CISO | physical | biomass_wood
OLDRIV_6_CESDBM | CES DAIRY BIOGAS | 1 | caiso_biogas | CISO | physical | biogas
OLDRIV_6_LKVBM1 | LAKEVIEW DAIRY BIOGAS | 1 | caiso_biogas | CISO | physical | biogas
OLDRV1_6_SOLAR | OLD RIVER ONE | 20 | caiso_solar | CISO | physical | utility_pv
OLINDA_2_COYCRK | MWD COYOTE CREEK HYDROELECTRIC RECOVERY | 3.13 | caiso_hydro | CISO | physical | hydro
OLINDA_2_LNDFL2 | BREA POWER II | 28.1 | caiso_biomass | CISO | physical | biomass_wood
OLINDA_2_QF | OLINDA QFS | 0.4 | caiso_small_hydro | CISO | physical | small_hydro
OLINDA_7_BLKSND | BLACKSAND GENERATING FACILITY | 8 | caiso_biomass | CISO | physical | biomass_wood
OLINDA_7_LNDFIL | NAN | 5.6 | caiso_biomass | CISO | physical | biomass_wood
OLIVE_O1 | NAN | 44 | ldwp_st | LADWP | physical | steam
OLIVE_O2 | NAN | 55 | ldwp_st | LADWP | physical | steam
OLIVEP_1_SOLAR | WHITE RIVER SOLAR | 20 | caiso_solar | CISO | physical | utility_pv
OLIVEP_1_SOLAR2 | WHITE RIVER WEST | 19.75 | caiso_solar | CISO | physical | utility_pv
OLSEN_2_UNIT | OLSEN POWER PARTNERS | 5.8 | caiso_small_hydro | CISO | physical | small_hydro
OMAR_2_UNIT 1 | KERN RIVER COGENERATION CO. UNIT 1 | 78 | caiso_peaker1 | CISO | physical | gas_ct
OMAR_2_UNIT 2 | KERN RIVER COGENERATION CO. UNIT 2 | 78.11 | caiso_peaker1 | CISO | physical | gas_ct
OMAR_2_UNIT 3 | KERN RIVER COGENERATION CO. UNIT 3 | 81.41 | caiso_peaker1 | CISO | physical | gas_ct
OMAR_2_UNIT 4 | KERN RIVER COGENERATION CO. UNIT 4 | 81.44 | caiso_peaker1 | CISO | physical | cogen
ONLLPP_6_UNITS | O'NEILL PUMP-GEN (AGGREGATE) | 25.2 | caiso_pumped_hydro | CISO | physical | pumped_storage
ORLND_6_HIGHLI | HIGH LINE CANAL HYDRO | 0.5 | caiso_hydro | CISO | physical | hydro
ORLND_6_SOLAR1 | ENERPARC CALIFORNIA 2 | 1.5 | caiso_solar | CISO | physical | utility_pv
ORMESA_1_E | NAN | 12.9 | iid_geothermal | IID | physical | geothermal
ORMESA_1_H | NAN | 12.9 | iid_geothermal | IID | physical | geothermal
ORMESA_I | NAN | 33.5 | iid_geothermal | IID | physical | geothermal
ORMESA_II_OEC21 | NAN | 15 | iid_geothermal | IID | physical | geothermal
ORMESA_II_OEC22 | NAN | 15 | iid_geothermal | IID | physical | geothermal
ORMOND_7_UNIT 1 | ORMOND BEACH GEN STA. UNIT 1 | 741.27 | caiso_st | CISO | physical | steam
ORMOND_7_UNIT 2 | ORMOND BEACH GEN STA. UNIT 2 | 750 | caiso_st | CISO | physical | steam
ORNI33__LLC | NAN | 20 | iid_solar | IID | physical | utility_pv
OROLOM_1_SOLAR1 | ORO LOMA SOLAR 1 | 10 | caiso_solar | CISO | physical | utility_pv
OROLOM_1_SOLAR2 | ORO LOMA SOLAR 2 | 10 | caiso_solar | CISO | physical | utility_pv
OROVIL_6_UNIT | OROVILLE COGENERATION, LP | 7.5 | caiso_chp | CISO | physical | cogen
ORTGA_6_ME1SL1 | MERCED 1 | 3 | caiso_solar | CISO | physical | utility_pv
OSO_6_NSPIN | OSO_6_NSPIN | 70 | caiso_pumped_hydro | CISO | physical | pumped_storage
OTAY_6_ECVBT1 | EnerSmart Chula Vista 1 | 3 | caiso_li_battery | CISO | physical | hr_batteries
OTAY_6_ECVBT2 | Chula Vista 2 | 3 | caiso_li_battery | CISO | physical | hr_batteries
OTAY_6_LNDFL5 | NAN | 1.5 | caiso_biogas | CISO | physical | biogas
OTAY_6_LNDFL6 | NAN | 1.5 | caiso_biogas | CISO | physical | biogas
OTAY_6_PL1X2 | CHULA VISTA ENERGY CENTER, LLC | 35.5 | caiso_peaker2 | CISO | physical | gas_ct
OTAY_6_UNITB1 | NAN | 3 | caiso_biogas | CISO | physical | biogas
OTMESA_2_PL1X3 | OTAY MESA ENERGY CENTER | 603.68 | caiso_ccgt1 | CISO | physical | gas_cc
OXBOW_6_DRUM | OXBOW HYDRO | 5.8 | caiso_hydro | CISO | physical | hydro
OXMTN_6_LNDFIL | OX MOUNTAIN LANDFILL GENERATING PLANT | 10.62 | caiso_biomass | CISO | physical | biomass_wood
PACLUM_6_UNIT | HUMBOLDT REDWOOD | 28.8 | caiso_biomass | CISO | physical | biomass_wood
PADUA_2_ONTARO | ONTARIO/SIERRA HYDRO PSP | 1.92 | caiso_small_hydro | CISO | physical | small_hydro
PADUA_2_SOLAR1 | KONA SOLAR - RANCHO DC #1 | 1.75 | caiso_solar | CISO | physical | utility_pv
PADUA_6_MWDSDM | SAN DIMAS HYDROELECTRIC RECOVERY PLANT | 9.9 | caiso_hydro | CISO | physical | hydro
PADUA_6_QF | PADUA QFS | 1.82 | caiso_small_hydro | CISO | physical | small_hydro
PADUA_7_SDIMAS | SAN DIMAS WASH HYDRO | 1.05 | caiso_small_hydro | CISO | physical | small_hydro
PAIGES_6_SOLAR | PAIGE SOLAR | 20 | caiso_solar | CISO | physical | utility_pv
PALALT_7_COBUG | COOPERATIVELY OWNED BACK UP GENERATOR | 4.5 | caiso_peaker2 | CISO | physical | gas_ct
PALO_VERDE_3_LADWP | NAN | 407 | ldwp_nuclear | LADWP | physical | nuclear
PALOMR_2_PL1X3 | PALOMAR ENERGY CENTER | 575 | caiso_ccgt1 | CISO | physical | gas_cc
PANDOL_6_UNIT | NAN | 49 | caiso_biomass | CISO | physical | biomass_wood
PANSEA_1_PANARO | NAN | 30 | caiso_wind | CISO | physical | in_state_wind_south
PARDEB_6_UNITS | PARDEE POWER HOUSE | 30 | caiso_hydro | CISO | physical | hydro
PARQUEEOLICO | NAN | 10 | caiso_wind | CISO | physical | in_state_wind_south
PBLOSM_2_SOLAR | PEARBLOSSOM | 9.5 | caiso_solar | CISO | physical | utility_pv
PEABDY_2_LNDFIL | G2 ENERGY HAY ROAD POWER PLANT | 1.6 | caiso_biomass | CISO | physical | biomass_wood
PEABDY_2_LNDFL1 | POTRERO HILLS ENERGY PRODUCERS | 8 | caiso_biomass | CISO | physical | biomass_wood
PEARBL_2_NSPIN | PEARBL_2_NSPIN | 118 | caiso_pumped_hydro | CISO | physical | pumped_storage
PEASE_1_TBEBT1 | Tierra Buena Energy Storage | 5 | caiso_li_battery | CISO | physical | hr_batteries
PEORIA_1_SOLAR | SONORA 1 | 1.5 | caiso_solar | CISO | physical | utility_pv
PGE_BAY_BIP_DO | NAN | 90 | caiso_loadmod | CISO | physical | demand_response
PGE_BAY_CBP DA_NONRES | NAN | 0.1 | caiso_loadmod | CISO | physical | demand_response
PGE_BAY_CBP DA_RES | NAN | 0.1 | caiso_loadmod | CISO | physical | demand_response
PGE_BAY_PDP_NON_RES | NAN | 4 | caiso_loadmod | CISO | physical | demand_response
PGE_BAY_SMARTAC_NON_RES | NAN | 0.1 | caiso_loadmod | CISO | physical | demand_response
PGE_BAY_SMARTAC_RES | NAN | 0.1 | caiso_loadmod | CISO | physical | demand_response
PGE_BAY_SMARTRATE_RES | NAN | 0.1 | caiso_loadmod | CISO | physical | demand_response
PGE_VAL_BIP_DO | NAN | 267 | caiso_loadmod | CISO | physical | demand_response
PGE_VAL_CBP_DA | NAN | 0.1 | caiso_loadmod | CISO | physical | demand_response
PGE_VAL_CBP_DA_RES | NAN | 0.1 | caiso_loadmod | CISO | physical | demand_response
PGE_VAL_SMARTAC_NON_RES | NAN | 0.1 | caiso_loadmod | CISO | physical | demand_response
PGE_VAL_SMARTAC_RES | NAN | 0.1 | caiso_loadmod | CISO | physical | demand_response
PGE_VAL_SMARTRATE_RES | NAN | 2 | caiso_loadmod | CISO | physical | demand_response
PHOENX_1_UNIT | PHOENIX PH | 2 | caiso_small_hydro | CISO | physical | small_hydro
PINE_TREE_SOLAR | NAN | 8.5 | ldwp_solar | LADWP | physical | utility_pv
PINE_TREE_WIND | NAN | 120 | ldwp_wind | LADWP | physical | out_of_state_wind_WYID
PINFLT_7_UNITS | PINE FLAT HYDRO AGGREGATE | 198.51 | caiso_hydro | CISO | physical | hydro
PIOPIC_2_CTG1 | PIO PICO UNIT 1 | 111.3 | caiso_peaker1 | CISO | physical | gas_ct
PIOPIC_2_CTG2 | PIO PICO UNIT 2 | 112.7 | caiso_peaker1 | CISO | physical | gas_ct
PIOPIC_2_CTG3 | PIO PICO UNIT 3 | 112 | caiso_peaker1 | CISO | physical | gas_ct
PIT1_6_FRIVRA | FALL RIVER MILLS PROJECT A | 1.5 | caiso_solar | CISO | physical | utility_pv
PIT1_7_UNIT 1 | PIT PH 1 UNIT 1 | 32 | caiso_hydro | CISO | physical | hydro
PIT1_7_UNIT 2 | PIT PH 1 UNIT 2 | 32 | caiso_hydro | CISO | physical | hydro
PIT3_7_PL1X3 | PIT PH 3 UNITS 1, 2 & 3 AGGREGATE | 70.6 | caiso_hydro | CISO | physical | hydro
PIT4_7_PL1X2 | PIT PH 4 UNITS 1 & 2 AGGREGATE | 95 | caiso_hydro | CISO | physical | hydro
PIT5_7_PL1X2 | PIT PH 5 UNITS 1 & 2 AGGREGATE | 82 | caiso_hydro | CISO | physical | hydro
PIT5_7_PL3X4 | PIT PH 5 UNITS 3 & 4 AGGREGATE | 82 | caiso_hydro | CISO | physical | hydro
PIT5_7_QFUNTS | GRASSHOPPER FLAT HYDRO | 1.1 | caiso_hydro | CISO | physical | hydro
PIT6_7_UNIT 1 | PIT PH 6 UNIT 1 | 39 | caiso_hydro | CISO | physical | hydro
PIT6_7_UNIT 2 | PIT PH 6 UNIT 2 | 40 | caiso_hydro | CISO | physical | hydro
PIT7_7_UNIT 1 | PIT PH 7 UNIT 1 | 55.7 | caiso_hydro | CISO | physical | hydro
PIT7_7_UNIT 2 | PIT PH 7 UNIT 2 | 54.6 | caiso_hydro | CISO | physical | hydro
PIUTE_6_GNBSR1 | GREEN BEANWORKS B | 3 | caiso_biomass | CISO | physical | utility_pv
PLACVL_1_CHILIB | CHILI BAR HYDRO | 8.4 | caiso_small_hydro | CISO | physical | small_hydro
PLACVL_1_RCKCRE | ROCK CREEK HYDRO | 5 | caiso_small_hydro | CISO | physical | small_hydro
PLAINV_6_BSOLAR | WESTERN ANTELOPE BLUE SKY RANCH A | 20 | caiso_solar | CISO | physical | utility_pv
PLAINV_6_DSOLAR | WESTERN ANTELOPE DRY RANCH | 10 | caiso_solar | CISO | physical | utility_pv
PLAINV_6_NLRSR1 | NORTH LANCASTER RANCH | 20 | caiso_solar | CISO | physical | utility_pv
PLAINV_6_SOLAR3 | SIERRA SOLAR GREENWORKS LLC | 20 | caiso_solar | CISO | physical | utility_pv
PLAINV_6_SOLARC | CENTRAL ANTELOPE DRY RANCH C | 20 | caiso_solar | CISO | physical | utility_pv
PLMSSR_6_HISIER | HIGH SIERRA COGENERATION AGGREGATE | 6 | caiso_chp | CISO | physical | cogen
PLSNTG_7_LNCLND | LINCOLN LANDFILL POWER PLANT | 4.98 | caiso_biomass | CISO | physical | biomass_wood
PMDLET_6_SOLAR1 | SEPV PALMDALE EAST, LLC | 10 | caiso_solar | CISO | physical | utility_pv
PMPJCK_1_RB2SLR | RIO BRAVO SOLAR 2 | 20 | caiso_solar | CISO | physical | utility_pv
PMPJCK_1_SOLAR1 | PUMPJACK SOLAR I | 20 | caiso_solar | CISO | physical | utility_pv
PMPJCK_1_SOLAR2 | RIO BRAVO SOLAR 1 | 20 | caiso_solar | CISO | physical | utility_pv
PNCHEG_2_PL1X4 | PANOCHE ENERGY CENTER (AGGREGATED) | 401 | caiso_peaker1 | CISO | physical | gas_ct
PNCHPP_1_PL1X2 | MIDWAY PEAKING AGGREGATE | 119.91 | caiso_peaker2 | CISO | physical | gas_ct
PNCHVS_2_SOLAR | PANOCHE VALLEY SOLAR | 140 | caiso_solar | CISO | physical | utility_pv
PNOCHE_1_PL1X2 | PANOCHE PEAKER | 49.97 | caiso_peaker2 | CISO | physical | gas_ct
PNOCHE_1_UNITA1 | CALPEAK POWER PANOCHE UNIT 1 | 52.01 | caiso_peaker2 | CISO | physical | gas_ct
POCATELLO_WASTE | NAN | 0.46 | caiso_biomass | CISO | physical | biomass_wood
POEPH_7_UNIT 1 | POE HYDRO UNIT 1 | 69 | caiso_hydro | CISO | physical | hydro
POEPH_7_UNIT 2 | POE HYDRO UNIT 2 | 68.5 | caiso_hydro | CISO | physical | hydro
POINTLOMA1 | NAN | 2.29 | caiso_biomass | CISO | physical | biomass_wood
POINTLOMA2 | NAN | 2.29 | caiso_biomass | CISO | physical | biomass_wood
POTTER_6_UNITS | POTTER VALLEY | 10.1 | caiso_small_hydro | CISO | physical | small_hydro
POTTER_7_VECINO | VECINO VINEYARDS LLC | 1.25 | caiso_hydro | CISO | physical | hydro
PRCTVY_1_MIGBT1 | MIGUEL BESS | 2 | caiso_biomass | CISO | physical | hr_batteries
PRIMA_PLANT1 | NAN | 3 | caiso_biomass | CISO | physical | biomass_wood
PRIMA_PLANT2 | NAN | 3 | caiso_biomass | CISO | physical | biomass_wood
PRIMM_2_SOLAR1 | SILVER STATE SOUTH | 250 | caiso_solar | CISO | physical | utility_pv
PROXIMASOLAR | NAN | 50 | caiso_solar | CISO | physical | utility_pv
PROXIMASTORAGE | NAN | 5 | caiso_li_battery | CISO | physical | hr_batteries
PSWEET_1_STCRUZ | SANTA CRUZ ENERGY LLC | 1.6 | caiso_biogas | CISO | physical | biogas
PSWEET_7_QFUNTS | PSWEET_7_QFUNTS | 1 | caiso_chp | CISO | physical | cogen
PTLOMA_6_NTCCGN | NAN | 2.58 | caiso_chp | CISO | physical | cogen
PTLOMA_6_NTCQF | NTC/MCRD COGENERATION | 22.3 | caiso_chp | CISO | physical | cogen
PUTHCR_1_PCNSB1 | Putah Creek Solar Farm North | 3 | caiso_solar | CISO | physical | utility_pv
PUTHCR_1_SOLAR1 | PUTAH CREEK SOLAR FARM | 1.98 | caiso_solar | CISO | physical | utility_pv
PVERDE_5_SCEDYN | PVERDE_5_SCEDYN | 635 | caiso_nuclear | SRP | specifiedimport | nuclear
PWEST_1_UNIT | PACIFIC WEST 1 WIND GENERATION | 2.1 | caiso_wind | CISO | physical | in_state_wind_south
QUARANTINASTORAGE | NAN | 10 | caiso_li_battery | CISO | physical | hr_batteries
RABBITBRUSHSTORAGE | NAN | 20 | caiso_li_battery | CISO | physical | hr_batteries
RACEWAYSOLAR | NAN | 125 | caiso_solar | CISO | physical | utility_pv
RACEWAYSTORAGE | NAN | 80 | caiso_li_battery | CISO | physical | hr_batteries
RAMON_2_SCEDYN | RAMON_2_SCEDYN | 106.18 | iid_geothermal | IID | specifiedimport | geothermal
RANCHO_2_SMUDSYSDYN | SMUD REGULATION MARKET | 124 | caiso_specified_imports | BANC | specifiedimport | n/a
RATSKE_2_NROSR1 | NORTH ROSAMOND SOLAR | 150 | caiso_solar | CISO | physical | utility_pv
RATSKE_2_RBSSB1 | Rabbitbrush Solar 1 | 60 | caiso_solar | CISO | physical | utility_pv
RATSKE_2_RBSSB2 | Rabbitbrush Solar 2 | 40 | caiso_solar | CISO | physical | utility_pv
RCKCRK_7_UNIT 1 | ROCK CREEK HYDRO UNIT 1 | 57 | caiso_hydro | CISO | physical | hydro
RCKCRK_7_UNIT 2 | ROCK CREEK HYDRO UNIT 2 | 56.9 | caiso_hydro | CISO | physical | hydro
RDWAY_1_CREST | NAN | 6.5 | caiso_solar | CISO | physical | utility_pv
RE_BR1_26960_1 | NAN | 61.1 | ldwp_solar | LADWP | physical | utility_pv
RE_GASKELL_WEST_3 | NAN | 20 | caiso_solar | CISO | physical | utility_pv
RE_GASKELL_WEST_4 | NAN | 20 | caiso_solar | CISO | physical | utility_pv
RE_GASKELL_WEST_5 | NAN | 20 | caiso_solar | CISO | physical | utility_pv
RECTOR_2_CREST | NAN | 14 | caiso_solar | CISO | physical | utility_pv
RECTOR_2_IVANPV | IVANHOE TULARE PV | 3.5 | caiso_solar | CISO | physical | utility_pv
RECTOR_2_KAWEAH | KAWEAH PH 2 & 3 PSP AGGREGATE | 6.55 | caiso_small_hydro | CISO | physical | small_hydro
RECTOR_2_KAWH 1 | KAWEAH PH 1 UNIT 1 | 2.25 | caiso_hydro | CISO | physical | hydro
RECTOR_2_QF | KAWEAH UNIT 1 | 20.09 | caiso_small_hydro | CISO | physical | small_hydro
RECTOR_2_TFDBM1 | TWO FIETS DAIRY DIGESTER | 0.8 | caiso_biomass | CISO | physical | biomass_wood
RECTOR_7_TULARE | MM TULARE | 1.5 | caiso_biomass | CISO | physical | biomass_wood
REDBLF_6_UNIT | RED BLUFF PEAKER PLANT | 44 | caiso_reciprocating_engine | CISO | physical | ice
REDDING_POWER_1 | NAN | 17.03 | banc_peaker | BANC | physical | gas_ct
REDDING_POWER_2 | NAN | 25.03 | banc_peaker | BANC | physical | gas_ct
REDDING_POWER_3 | NAN | 25.03 | banc_peaker | BANC | physical | gas_ct
REDDING_POWER_CC | NAN | 121 | banc_ccgt | BANC | physical | gas_cc
REDMAN_2_SOLAR | LANCASTER EAST AVENUE F | 3.75 | caiso_solar | CISO | physical | utility_pv
REDMAN_6_AVSSR1 | ANTELOPE VALLEY SOLAR | 3 | caiso_solar | CISO | physical | utility_pv
REDOND_7_UNIT 5 | REDONDO GEN STA. UNIT 5 | 178.87 | caiso_st | CISO | physical | steam
REDOND_7_UNIT 6 | REDONDO GEN STA. UNIT 6 | 175 | caiso_st | CISO | physical | steam
REDOND_7_UNIT 8 | REDONDO GEN STA. UNIT 8 | 480 | caiso_st | CISO | physical | steam
REEDLY_6_SOLAR | TERZIAN | 1.23 | caiso_solar | CISO | physical | utility_pv
RENWD_1_QF | RENWIND RE-POWERING PROJECT | 10 | caiso_wind | CISO | physical | in_state_wind_south
REXFORDSOLAR | NAN | 300 | caiso_solar | CISO | physical | utility_pv
REXFORDSTORAGE | NAN | 180 | caiso_li_battery | CISO | physical | hr_batteries
RHONDO_6_PUENTE | NAN | 4 | caiso_biogas | CISO | physical | biogas
RICHMN_1_CHVSR2 | CHEVRON 8.5 | 8.5 | caiso_solar | CISO | physical | utility_pv
RICHMN_1_SOLAR | CHEVRON 2 | 2 | caiso_solar | CISO | physical | utility_pv
RICHMN_7_BAYENV | BAY ENVIRONMENTAL (NOVE POWER) | 2.5 | caiso_biomass | CISO | physical | biomass_wood
RIOBRV_6_UNIT 1 | RIO BRAVO HYDRO | 14 | caiso_hydro | CISO | physical | hydro
RIOOSO_1_QF | SMALL QF AGGREGATION - GRASS VALLEY | 1.11 | caiso_small_hydro | CISO | physical | small_hydro
RIPON_1 | NAN | 50 | banc_peaker | BANC | physical | gas_ct
RIPON_2 | NAN | 50 | banc_peaker | BANC | physical | gas_ct
RNDMTN_2_SLSPHY1 | SILVER SPRINGS | 0.6 | caiso_hydro | CISO | physical | hydro
RNDSBG_1_HZASR1 | HAZEL A | 2.99 | caiso_solar | CISO | physical | utility_pv
ROCKWOOD_1 | NAN | 25 | iid_peaker | IID | physical | gas_ct
ROCKWOOD_2 | NAN | 25 | iid_peaker | IID | physical | gas_ct
ROLLIN_6_UNIT | ROLLINS HYDRO | 13.5 | caiso_hydro | CISO | physical | hydro
ROSEVILLE_1 | NAN | 25.6 | banc_peaker | BANC | physical | gas_ct
ROSEVILLE_2 | NAN | 25.6 | banc_peaker | BANC | physical | gas_ct
ROSMDW_2_WIND1 | PACIFIC WIND - PHASE 1 | 140 | caiso_wind | CISO | physical | in_state_wind_south
ROSMND_6_SOLAR | LANCASTER B | 3 | caiso_solar | CISO | physical | utility_pv
RSMSLR_6_SOLAR1 | ROSAMOND ONE | 20 | caiso_solar | CISO | physical | utility_pv
RSMSLR_6_SOLAR2 | ROSAMOND TWO | 20 | caiso_solar | CISO | physical | utility_pv
RTEDDY_2_SC1SR3 | ROSAMOND WEST SOLAR CLEAN | 40 | caiso_solar | CISO | physical | utility_pv
RTEDDY_2_SEBSR3 | ROSAMOND WEST SOLAR EAST BAY 3 | 56 | caiso_solar | CISO | physical | utility_pv
RTEDDY_2_SEBSR4 | ROSAMOND WEST SOLAR EAST BAY 4 | 56 | caiso_solar | CISO | physical | utility_pv
RTEDDY_2_SOLAR1 | ROSAMOND WEST SOLAR 1 | 54 | caiso_solar | CISO | physical | utility_pv
RTEDDY_2_SOLAR2 | ROSAMOND WEST SOLAR 2 | 54 | caiso_solar | CISO | physical | utility_pv
RTEDDY_2_SPASR4 | ROSAMOND WEST SOLAR PALO ALTO | 26 | caiso_solar | CISO | physical | utility_pv
RTEDDY_2_SRXSR4 | ROSAMOND WEST SOLAR ROSIE X | 13.6 | caiso_solar | CISO | physical | utility_pv
RTREE_2_WIND1 | RISING TREE 1 | 79.2 | caiso_wind | CISO | physical | in_state_wind_south
RTREE_2_WIND2 | RISING TREE 2 | 19.8 | caiso_wind | CISO | physical | in_state_wind_south
RTREE_2_WIND3 | RISING TREE 3 | 99 | caiso_wind | CISO | physical | in_state_wind_south
RUSCTY_2_UNITS | RUSSELL CITY ENERGY CENTER | 615.18 | caiso_ccgt2 | CISO | physical | gas_cc
RVRVEW_1_UNITA1 | RIVERVIEW ENERGY CENTER (GP ANTIOCH) | 47.6 | caiso_peaker2 | CISO | physical | gas_ct
RVSIDE_2_RERCU3 | RIVERSIDE ENERGY RES. CTR UNIT 3 | 49 | caiso_peaker1 | CISO | physical | gas_ct
RVSIDE_2_RERCU4 | RIVERSIDE ENERGY RES. CTR UNIT 4 | 49 | caiso_peaker1 | CISO | physical | gas_ct
RVSIDE_6_RERCU1 | RIVERSIDE ENERGY RES. CTR UNIT 1 | 48.35 | caiso_peaker1 | CISO | physical | gas_ct
RVSIDE_6_RERCU2 | RIVERSIDE ENERGY RES. CTR UNIT 2 | 48.5 | caiso_peaker2 | CISO | physical | gas_ct
RVSIDE_6_SOLAR1 | TEQUESQUITE LANDFILL SOLAR PROJECT | 7.5 | caiso_solar | CISO | physical | utility_pv
RVSIDE_6_SPRING | SPRINGS GENERATION PROJECT AGGREGATE | 36 | caiso_peaker1 | CISO | physical | gas_ct
S_RITA_6_SOLAR1 | SUN HARVEST SOLAR | 1.5 | caiso_solar | CISO | physical | utility_pv
SALIRV_2_UNIT | SALINAS RIVER COGENERATION | 39 | caiso_chp | CISO | physical | cogen
SALTON_SEA_4 | NAN | 42 | iid_geothermal | IID | physical | geothermal
SALTON_SEA_5 | NAN | 50 | iid_geothermal | IID | physical | geothermal
SALTON_SEA_UNIT_2_G1 | NAN | 10 | iid_geothermal | IID | physical | geothermal
SALTON_SEA_UNIT_2_G2 | NAN | 5 | iid_geothermal | IID | physical | geothermal
SALTON_SEA_UNIT_2_G3 | NAN | 5 | iid_geothermal | IID | physical | geothermal
SALTSP_7_UNITS | SALT SPRINGS HYDRO AGGREGATE | 46 | caiso_hydro | CISO | physical | hydro
SAMPSN_6_KELCO1 | KELCO QUALIFYING FACILITY | 25 | caiso_chp | CISO | physical | cogen
SANBRN_2_EESSB2 | EdSan 1 Edwards 0 | 166 | caiso_solar | CISO | physical | utility_pv
SANBRN_2_ES1BT3 | EdSan 1 Edwards 1 | 51 | caiso_solar | CISO | physical | utility_pv
SANBRN_2_ES2SB3 | EdSan 2 Sanborn 3 | 42 | caiso_solar | CISO | physical | utility_pv
SANBRN_2_ESABT1 | EDSAN 1A | 100 | caiso_li_battery | CISO | physical | hr_batteries
SANBRN_2_ESBBT1 | EDSAN 1B | 100 | caiso_li_battery | CISO | physical | hr_batteries
SANBRN_2_SS2SB4 | EdSan 2 Sanborn 4 | 36 | caiso_solar | CISO | physical | utility_pv
SANDHILLCWIND | NAN | 80 | caiso_wind | CISO | physical | in_state_wind_south
SANDLT_2_SUNITS | MOJAVE SOLAR | 275 | caiso_solar | CISO | physical | utility_pv
SANDRINISOL | NAN | 100 | caiso_solar | CISO | physical | utility_pv
SANITR_6_UNITS | LACSD CARSON WATER POLLUTION AGGREGATE | 8 | caiso_biogas | CISO | physical | biogas
SANLOB_1_LNDFIL | COLD CANYON | 1.5 | caiso_biomass | CISO | physical | biomass_wood
SANLOB_1_OSFBM1 | OLD SANTA FE ROAD | 0.85 | caiso_biomass | CISO | physical | biomass_wood
SANTA_BARBARA_COUNTY_PUBLIC_WORKS_DEPARTMENT | NAN | 2.274 | caiso_biogas | CISO | physical | biogas
SANTFG_7_UNITS | GEYSERS CALISTOGA AGGREGATE | 72 | caiso_geothermal | CISO | physical | geothermal
SANTGO_2_LNDFL1 | BOWERMAN POWER | 19.6 | caiso_biogas | CISO | physical | biogas
SANTGO_2_MABBT1 | MILLIKAN AVENUE BESS | 2 | caiso_li_battery | CISO | physical | hr_batteries
SANWD_1_QF | SAN GORGONIO FARMS WIND FARM | 31 | caiso_wind | CISO | physical | in_state_wind_south
SAUGUS_2_TOLAND | NAN | 1.57 | caiso_biogas | CISO | physical | biogas
SAUGUS_6_MWDFTH | FOOTHILL HYDROELECTRIC RECOVERY PLANT | 9.1 | caiso_hydro | CISO | physical | hydro
SAUGUS_6_PTCHGN | NAN | 20.78 | caiso_chp | CISO | physical | cogen
SAUGUS_6_QF | SAUGUS QFS | 2.19 | caiso_small_hydro | CISO | physical | small_hydro
SAUGUS_7_CHIQCN | CHIQUITA CANYON LANDFILL FAC | 8 | caiso_biomass | CISO | physical | biomass_wood
SAUGUS_7_LOPEZ | MM LOPEZ ENERGY | 6.1 | caiso_biomass | CISO | physical | biomass_wood
SBERDO_2_PSP3 | MOUNTAINVIEW GEN STA. UNIT 3 | 555 | caiso_ccgt1 | CISO | physical | gas_cc
SBERDO_2_PSP4 | MOUNTAINVIEW GEN STA. UNIT 4 | 555 | caiso_ccgt1 | CISO | physical | gas_cc
SBERDO_2_QF | NAN | 10.6 | caiso_chp | CISO | physical | cogen
SBERDO_2_REDLND | REDLANDS RT SOLAR | 2 | caiso_solar | CISO | physical | utility_pv
SBERDO_2_RTS005 | SPVP005 REDLANDS RT SOLAR | 2.5 | caiso_solar | CISO | physical | utility_pv
SBERDO_2_RTS007 | SPVP007 REDLANDS RT SOLAR | 2.5 | caiso_solar | CISO | physical | utility_pv
SBERDO_2_RTS011 | SPVP011 | 3.5 | caiso_solar | CISO | physical | utility_pv
SBERDO_2_RTS013 | SPVP013 | 3.5 | caiso_solar | CISO | physical | utility_pv
SBERDO_2_RTS016 | SPVP016 REDLANDS RT SOLAR | 1.5 | caiso_solar | CISO | physical | utility_pv
SBERDO_2_RTS048 | SPVP048 | 5 | caiso_solar | CISO | physical | utility_pv
SBERDO_2_SNTANA | SANTA ANA PSP | 6.95 | caiso_small_hydro | CISO | physical | small_hydro
SBERDO_6_MILLCK | MILL CREEK PSP | 3.93 | caiso_small_hydro | CISO | physical | small_hydro
SCACOGEN2_CC | NAN | 65.6 | banc_ccgt | BANC | physical | gas_cc
SCACOGEN2GT | NAN | 49 | banc_peaker | BANC | physical | gas_ct
SCATTERGOOD_1 | NAN | 174 | ldwp_st | LADWP | physical | steam
SCATTERGOOD_2 | NAN | 177 | ldwp_st | LADWP | physical | steam
SCATTERGOOD_4 | NAN | 300 | ldwp_peaker | LADWP | physical | gas_ct
SCATTERGOOD_5 | NAN | 100 | ldwp_peaker | LADWP | physical | gas_ct
SCATTERGOOD_6 | NAN | 89 | ldwp_peaker | LADWP | physical | gas_ct
SCATTERGOOD_7 | NAN | 89 | ldwp_peaker | LADWP | physical | gas_ct
SCE_AP_I | NAN | 19 | caiso_loadmod | CISO | physical | demand_response
SCE_BIP_15 | NAN | 212 | caiso_loadmod | CISO | physical | demand_response
SCE_BIP_30 | NAN | 606 | caiso_loadmod | CISO | physical | demand_response
SCE_CBP_DA | NAN | 0.1 | caiso_loadmod | CISO | physical | demand_response
SCE_CBP_DO | NAN | 1 | caiso_loadmod | CISO | physical | demand_response
SCE_SDP_COMM | NAN | 3 | caiso_loadmod | CISO | physical | demand_response
SCE_SDP_RESD | NAN | 1 | caiso_loadmod | CISO | physical | demand_response
SCEHOV_2_HOOVER | SCEHOV_2_HOOVER | 287.01 | caiso_hydro | WALC | specifiedimport | hydro
SCHLTE_1_PL1X3 | TRACY COMBINED CYCLE POWER PLANT | 336.04 | caiso_ccgt2 | CISO | physical | gas_cc
SCHNDR_1_FIVPTS | FIVE POINTS SOLAR STATION | 15 | caiso_solar | CISO | physical | utility_pv
SCHNDR_1_OS2BM2 | OPEN SKY DIGESTER GENSET 2 | 0.8 | caiso_biogas | CISO | physical | biogas
SCHNDR_1_WSTSDE | WESTSIDE SOLAR STATION | 15 | caiso_solar | CISO | physical | utility_pv
SDGE_BIP | NAN | 2 | caiso_loadmod | CISO | physical | demand_response
SDGE_CBP_DA | NAN | 0.1 | caiso_loadmod | CISO | physical | demand_response
SDGE_CBP_DO | NAN | 0.1 | caiso_loadmod | CISO | physical | demand_response
SDGE_SUMM_SAV_RESD | NAN | 0.1 | caiso_loadmod | CISO | physical | demand_response
SDGE_SUMMER_SAVER_COM | NAN | 0.1 | caiso_loadmod | CISO | physical | demand_response
SDGEAC_SAVER_DA_COMM | NAN | 0.1 | caiso_loadmod | CISO | physical | demand_response
SDGEAC_SAVER_DA_RES | NAN | 0.1 | caiso_loadmod | CISO | physical | demand_response
SDGEAC_SAVER_DO_COMM | NAN | 0.1 | caiso_loadmod | CISO | physical | demand_response
SDGEAC_SAVER_DO_RES | NAN | 0.1 | caiso_loadmod | CISO | physical | demand_response
SDSU_GEN | NAN | 7 | iid_solar | IID | physical | utility_pv
SEARLS_7_ARGUS | ARGUS COGENERATION | 19 | caiso_chp | CISO | physical | cogen
SEAWST_6_LAPOS | SEA WEST ENERGY - SEAWEST | 13 | caiso_wind | CISO | physical | in_state_wind_south
SECOND_IMPERIAL01_12 | NAN | 33 | iid_geothermal | IID | physical | geothermal
SEGS_1_SR2SL2 | SUNRAY 2 | 20 | caiso_solar | CISO | physical | utility_pv
SENTNL_2_CTG1 | SENTINEL UNIT 1 | 107.68 | caiso_peaker1 | CISO | physical | gas_ct
SENTNL_2_CTG2 | SENTINEL UNIT 2 | 102.5 | caiso_peaker1 | CISO | physical | gas_ct
SENTNL_2_CTG3 | SENTINEL UNIT 3 | 105.69 | caiso_peaker1 | CISO | physical | gas_ct
SENTNL_2_CTG4 | SENTINEL UNIT 4 | 106.55 | caiso_peaker1 | CISO | physical | gas_ct
SENTNL_2_CTG5 | SENTINEL UNIT 5 | 107.52 | caiso_peaker1 | CISO | physical | gas_ct
SENTNL_2_CTG6 | SENTINEL UNIT 6 | 105 | caiso_peaker1 | CISO | physical | gas_ct
SENTNL_2_CTG7 | SENTINEL UNIT 7 | 106.73 | caiso_peaker1 | CISO | physical | gas_ct
SENTNL_2_CTG8 | SENTINEL UNIT 8 | 106.85 | caiso_peaker1 | CISO | physical | gas_ct
SEPV_BOULEVARD_2 | NAN | 2.9 | caiso_solar | CISO | physical | utility_pv
SEVILLE_2 | NAN | 32.5 | iid_solar | IID | physical | utility_pv
SGREGY_6_SANGER | ALGONQUIN POWER SANGER 2 | 48.3 | caiso_chp | CISO | physical | cogen
SHANDN_2_SBBBM1 | SAN BERNARDINO BIOGAS | 2.6 | caiso_biomass | CISO | physical | biomass_wood
SHEEP_CREEK_ROAD_SOLAR_GENERATION_FACILITY_PROJECT | NAN | 3 | caiso_solar | CISO | physical | utility_pv
SHELRF_1_UNITS | SHELL OIL REFINERY AGGREGATE | 100 | caiso_peaker2 | CISO | physical | gas_ct
SHUTLE_6_CREST | NAN | 4 | caiso_solar | CISO | physical | utility_pv
SIERRA_1_UNITS | HIGH SIERRA LIMITED | 52.43 | caiso_peaker2 | CISO | physical | gas_ct
SIERRASTORAGE | NAN | 10 | caiso_li_battery | CISO | physical | hr_batteries
SIGHEB_6_MIRDYN | Heber South | 17 | iid_geothermal | IID | specifiedimport | geothermal
SISQUC_1_SMARIA | SANTA MARIA II LFG POWER PLANT | 1.42 | caiso_biomass | CISO | physical | biomass_wood
SKERN_6_SOLAR1 | SOUTH KERN SOLAR PV PLANT | 20 | caiso_solar | CISO | physical | utility_pv
SKERN_6_SOLAR2 | SKIC SOLAR | 10 | caiso_solar | CISO | physical | utility_pv
SLATE_2_SLASR1 | SLATE | 50.5 | caiso_solar | CISO | physical | utility_pv
SLATE_2_SLASR2_SUN | Slate_2 | 46.5 | caiso_solar | CISO | physical | utility_pv
SLATE_2_SLASR2_LESR | Slate_2 | 46.5 | caiso_li_battery | CISO | physical | hr_batteries
SLATE_2_SLASR3_LESR | SLATE_3 | 33.8 | caiso_li_battery | CISO | physical | hr_batteries
SLATE_2_SLASR3_SUN | SLATE_3 | 33.7 | caiso_solar | CISO | physical | utility_pv
SLATE_2_SLASR4 | SLATE_4 | 63 | caiso_solar | CISO | physical | utility_pv
SLATE_2_SLASR5_LESR | Slate 5 | 10 | caiso_li_battery | CISO | physical | hr_batteries
SLATE_2_SLASR5_SUN | Slate 5 | 16 | caiso_solar | CISO | physical | utility_pv
SLRMS3_2_SRMSR1 | SILVER RIDGE MOUNT SIGNAL 3 | 250 | caiso_solar | CISO | physical | utility_pv
SLST13_2_SOLAR1 | QUINTO SOLAR PV PROJECT | 107.6 | caiso_solar | CISO | physical | utility_pv
SLSTR1_2_SOLAR1 | SOLAR STAR 1 | 310 | caiso_solar | CISO | physical | utility_pv
SLSTR2_2_SOLAR2 | SOLAR STAR 2 | 276 | caiso_solar | CISO | physical | utility_pv
SLUISP_2_UNITS | SAN LUIS (GIANELLI) PUMP-GEN (AGGREGATE) | 374.43 | caiso_pumped_hydro | CISO | physical | pumped_storage
SLYCRK_1_UNIT 1 | SLY CREEK HYDRO | 13 | caiso_hydro | CISO | physical | hydro
SMPRIP_1_SMPSON | RIPON COGENERATION UNIT 1 | 46.05 | caiso_peaker1 | CISO | physical | cogen
SMRCOS_6_LNDFIL | SAN MARCOS ENERGY | 1.5 | caiso_biomass | CISO | physical | biomass_wood
SMUDGO_7_UNIT 1 | SONOMA POWER PLANT | 64.8 | caiso_geothermal | CISO | physical | geothermal
SMYRNA_1_DL1SR1 | DELANO LAND 1 | 1 | caiso_solar | CISO | physical | utility_pv
SNCLRA_2_HOWLNG | HOUWELINGS NURSERIES OXNARD, INC | 13 | caiso_biomass | CISO | physical | biomass_wood
SNCLRA_2_SILBT1 | SILVERSTRAND BESS | 11 | caiso_li_battery | CISO | physical | hr_batteries
SNCLRA_2_SPRHYD | SPRINGVILLE HYDROELECTRIC GENERATOR | 1 | caiso_small_hydro | CISO | physical | small_hydro
SNCLRA_2_UNIT | CHANNEL ISLANDS POWER | 27.5 | caiso_chp | CISO | physical | cogen
SNCLRA_2_UNIT1 | NEW INDY OXNARD | 27.8 | caiso_chp | CISO | physical | cogen
SNCLRA_2_VESBT1 | VENTURA ENERGY STORAGE | 100 | caiso_li_battery | CISO | physical | hr_batteries
SNCLRA_6_OXGEN | OXGEN | 47.7 | caiso_chp | CISO | physical | cogen
SNCLRA_6_PROCGN | PROCTER AND GAMBLE OXNARD 2 | 47.9 | caiso_chp | CISO | physical | cogen
SNCLRA_6_QF | SANTA CLARA QFS | 1.65 | caiso_small_hydro | CISO | physical | small_hydro
SNDBAR_7_UNIT 1 | SANDBAR | 16.2 | caiso_hydro | CISO | physical | hydro
SNMALF_6_UNITS | SONOMA COUNTY LANDFILL | 5 | caiso_biomass | CISO | physical | biomass_wood
SNORA_2_SNRSLR | SG SORRENTO | 50 | iid_solar | IID | specifiedimport | utility_pv
SOL_GEN | NAN | 20 | iid_solar | IID | physical | utility_pv
SONRISASOLAR | NAN | 100 | caiso_solar | CISO | physical | utility_pv
SONRISASTORAGE | NAN | 30 | caiso_li_battery | CISO | physical | hr_batteries
SOUTH_2_UNIT | SOUTH HYDRO | 7.1 | caiso_small_hydro | CISO | physical | small_hydro
SPA_COGEN_3_CC | NAN | 157 | banc_ccgt | BANC | physical | gas_cc
SPANSH_6_FBEHY1 | FIVE BEARS HYDROELECTRIC | 0.99 | caiso_hydro | CISO | physical | hydro
SPAULD_6_UNIT 3 | SPAULDING HYDRO PH 3 UNIT | 6.5 | caiso_hydro | CISO | physical | hydro
SPAULD_6_UNIT12 | SPAULDING HYDRO PH 1 & 2 AGGREGATE | 11.4 | caiso_hydro | CISO | physical | hydro
SPBURN_2_UNIT 1 | BURNEY BIOMASS | 22 | caiso_biomass | CISO | physical | biomass_wood
SPBURN_7_SNOWMT | BURNEY CREEK HYDRO | 3 | caiso_small_hydro | CISO | physical | small_hydro
SPI LI_2_UNIT 1 | LINCOLN BIOMASS | 17.2 | caiso_biomass | CISO | physical | biomass_wood
SPIAND_1_ANDSN2 | SPI ANDERSON 2 | 27.15 | caiso_biomass | CISO | physical | biomass_wood
SPICER_1_UNITS | SPICER HYDRO UNITS 1-3 AGGREGATE | 6 | caiso_small_hydro | CISO | physical | small_hydro
SPIFBD_1_PL1X2 | SIERRA PACIFIC IND. (SONORA) | 7.5 | caiso_biomass | CISO | physical | biomass_wood
SPOINT_2_MEADDYN | SPOINT_2_MEADDYN | 325 | SW_CCGT | WALC | specifiedimport | gas_cc
SPOINT_2_PARKERDYN | SOUTHPOINT ENERGY CENTER | 200 | SW_CCGT | WALC | specifiedimport | gas_cc
SPQUIN_6_SRPCQU | QUINCY BIOMASS | 24 | caiso_biomass | CISO | physical | biomass_wood
SPRGAP_1_UNIT 1 | SPRING GAP HYDRO | 7 | caiso_hydro | CISO | physical | hydro
SPRGVL_2_CREST | NAN | 14 | caiso_solar | CISO | physical | utility_pv
SPRGVL_2_EXETPV | EXETER TULARE PV | 3.5 | caiso_solar | CISO | physical | utility_pv
SPRGVL_2_LINDPV | LINDSAY TULARE PV | 4 | caiso_solar | CISO | physical | utility_pv
SPRGVL_2_PORTPV | PORTERVILLE TULARE PV | 3.5 | caiso_solar | CISO | physical | utility_pv
SPRGVL_2_QF | SPRINGVILLE QFS | 0.18 | caiso_small_hydro | CISO | physical | cogen
SPRGVL_2_TULE | TULE RIVER HYDRO PLANT (PG&E) | 6.4 | caiso_small_hydro | CISO | physical | small_hydro
SPRGVL_2_TULESC | TULE RIVER HYDRO PLANT (SCE) | 2.5 | caiso_small_hydro | CISO | physical | small_hydro
SPRINGBOK_1 | NAN | 108 | ldwp_solar | LADWP | physical | utility_pv
SPRINGBOK_2 | NAN | 165 | ldwp_solar | LADWP | physical | utility_pv
SPRINGBOK_3 | NAN | 90 | ldwp_solar | LADWP | physical | utility_pv
SRINTL_6_UNIT | SRI INTERNATIONAL | 6.9 | caiso_chp | CISO | physical | cogen
STANIS_7_UNIT 1 | STANISLAUS HYDRO | 91 | caiso_hydro | CISO | physical | hydro
STANTN_2_STAGT1 | STANTON 1 | 49.65 | caiso_peaker1 | CISO | physical | gas_ct
STANTN_2_STAGT2 | STANTON 2 | 49.65 | caiso_peaker1 | CISO | physical | gas_ct
STAUFF_1_UNIT | NAN | 4.6 | caiso_chp | CISO | physical | cogen
STIGCT_2_LODI | LODI STIG UNIT | 49.9 | caiso_peaker2 | CISO | physical | gas_ct
STNRES_1_UNIT | COVANTA STANISLAUS | 19.9 | caiso_biomass | CISO | physical | biomass_wood
STOILS_1_UNITS | CHEVRON RICHMOND REFINERY | 56.2 | caiso_chp | CISO | physical | cogen
STOREY_2_MDRCH2 | MADERA CHOWCHILLA 2 | 0.56 | caiso_small_hydro | CISO | physical | small_hydro
STOREY_2_MDRCH3 | MADERA CHOWCHILLA 3 | 0.42 | caiso_small_hydro | CISO | physical | small_hydro
STOREY_2_MDRCH4 | MADERA CHOWCHILLA 4 | 0.92 | caiso_small_hydro | CISO | physical | small_hydro
STOREY_7_MDRCHW | MADERA CANAL SITE 980 | 1.84 | caiso_small_hydro | CISO | physical | small_hydro
STRAUSSWIND | NAN | 99 | caiso_wind | CISO | physical | in_state_wind_south
STROUD_6_SOLAR | STROUD SOLAR STATION | 20 | caiso_solar | CISO | physical | utility_pv
STROUD_6_WWHSR1 | WINTER WHEAT SOLAR FARM | 1.5 | caiso_solar | CISO | physical | utility_pv
SUMWHT_6_SWSSR1 | SUMMER WHEAT SOLAR FARM | 18.5 | caiso_solar | CISO | physical | utility_pv
SUN_EDISON_VICTORVILLE_SOLAR | NAN | 10 | caiso_solar | CISO | physical | utility_pv
SUNCAT_2_A1ABT1 | Arlington Solar Unit 1A BESS | 43 | caiso_li_battery | CISO | physical | hr_batteries
SUNCAT_2_A1BBT1 | Arlington Solar Unit 1B BESS | 43 | caiso_li_battery | CISO | physical | hr_batteries
SUNCAT_2_A2ABT2 | Arlington Solar Unit 2A BESS | 132 | caiso_li_battery | CISO | physical | hr_batteries
SUNPEAK_IID | NAN | 23 | iid_solar | IID | physical | utility_pv
SUNRIS_2_PL1X3 | SUNRISE POWER PROJECT AGGREGATE II | 586.02 | caiso_ccgt1 | CISO | physical | gas_cc
SUNSET_2_UNITS | MIDWAY SUNSET COGENERATION PLANT | 248 | caiso_peaker1 | CISO | physical | cogen
SUNSHN_2_LNDFL | SUNSHINE GAS PRODUCERS | 20 | caiso_biomass | CISO | physical | biomass_wood
SUNSLR_1_SSVSR1 | SUNSHINE VALLEY SOLAR 1 | 100 | caiso_solar | CISO | physical | utility_pv
SUNSPT_2_WNASR1 | WINDHUB SOLAR A | 20 | caiso_solar | CISO | physical | utility_pv
SUNST2_5_SS2SR1 | SUN STREAMS SOLAR 2 | 150 | caiso_solar | CISO | physical | utility_pv
SUNSTR_5_SS1SCEDYN | SUNSTREAM SOLAR 1 | 150 | SW_SOLAR | AZPS | specifiedimport | out_of_state_wind_AZNM
SUTTER_2_CISO | SUTTER POWER PLANT PSEUDO-CISO | 275 | caiso_ccgt1 | BANC | specifiedimport | gas_cc
SUTTERENERGYCC_TOTAL | SUTTER POWER PLANT | 250 | banc_ccgt | BANC | physical | gas_cc
SWIFT_1_NAS | YERBA BUENA BATTERY | 4.8 | caiso_li_battery | CISO | physical | hr_batteries
SYCAMR_2_UNIT 1 | SYCAMORE COGENERATION UNIT 1 | 86 | caiso_chp | CISO | physical | cogen
SYCAMR_2_UNIT 2 | SYCAMORE COGENERATION UNIT 2 | 78 | caiso_peaker1 | CISO | physical | gas_ct
SYCAMR_2_UNIT 3 | SYCAMORE COGENERATION UNIT 3 | 78 | caiso_chp | CISO | physical | cogen
SYCAMR_2_UNIT 4 | SYCAMORE COGENERATION UNIT 4 | 78 | caiso_peaker1 | CISO | physical | gas_ct
TANHIL_6_SOLART | BERRY COGEN 18 | 17 | caiso_chp | CISO | physical | cogen
TBLMTN_6_QF | SMALL QF AGGREGATION - PARADISE | 1.7 | caiso_small_hydro | CISO | physical | small_hydro
TECOLOTE_3_WBDYN | TECOLOTE WIND | 271.68 | caiso_wind | PNM | specifiedimport | out_of_state_wind_AZNM
TEHAPI_2_PW1WD1 | POINT WIND 1 | 47.49 | caiso_wind | CISO | physical | in_state_wind_south
TEHAPI_2_PW2WD2 | POINT WIND 2 | 14.4 | caiso_wind | CISO | physical | in_state_wind_south
TEHAPI_2_WIND1 | WIND WALL MONOLITH 1 | 19.85 | caiso_wind | CISO | physical | in_state_wind_south
TEHAPI_2_WIND2 | WIND WALL MONOLITH 2 | 23.66 | caiso_wind | CISO | physical | in_state_wind_south
TENGEN_2_PL1X2 | BERRY COGEN 42 | 40.2 | caiso_chp | CISO | physical | cogen
TERMEX_2_PL1X3 | TDM | 625 | caiso_ccgt1 | CISO | physical | gas_cc
TESLA_1_QF | SMALL QF AGGREGATION - STOCKTON | 2 | caiso_small_hydro | CISO | physical | small_hydro
THERMONO1_2 | NAN | 14 | caiso_geothermal | CISO | physical | geothermal
THREE_MILE_CANYON | NAN | 9.9 | nw_wind | PACW | physical | out_of_state_wind_WAOR
TIDWTR_2_UNITS | MARTINEZ COGEN LIMITED PARTNERSHIP | 114.8 | caiso_chp | CISO | physical | cogen
TIERRA_DEL_SOL__SOLAR_FARM | NAN | 45 | iid_solar | IID | physical | utility_pv
TIFFNY_1_DILLON | TIFFNY_1_DILLON | 45 | caiso_wind | CISO | physical | in_state_wind_south
TIGRCK_7_UNITS | TIGER CREEK HYDRO AGGREGATE | 62 | caiso_hydro | CISO | physical | hydro
TITANS_2_TTSSR1 | TITAN SOLAR 1 PSEUDO | 70 | caiso_solar | IID | specifiedimport | utility_pv
TKOPWR_6_HYDRO | BEAR CREEK HYDROELECTRIC PROJECT | 2.83 | caiso_small_hydro | CISO | physical | small_hydro
TMPLTN_2_SOLAR | VINTNER SOLAR | 1.5 | caiso_solar | CISO | physical | utility_pv
TOADTW_6_UNIT | TOAD TOWN | 1.5 | caiso_small_hydro | CISO | physical | small_hydro
TOPAZ_2_SOLAR | TOPAZ SOLAR FARMS | 550 | caiso_solar | CISO | physical | utility_pv
TORTLA_1_SOLAR | LONGBOAT SOLAR | 20 | caiso_solar | CISO | physical | utility_pv
TOWNSITE_2_MEADDYN_LESR | Townsite Solar BESS | 90 | caiso_li_battery | CISO | physical | hr_batteries
TOWNSITE_2_MEADDYN_SUN | Townsite Solar BESS | 90 | caiso_solar | CISO | physical | utility_pv
TRNQL8_2_AMASR1 | TRANQUILLITY 8 AMARILLO | 20 | caiso_solar | CISO | physical | utility_pv
TRNQL8_2_AZUSR1 | TRANQUILLITY 8 AZUL | 20 | caiso_solar | CISO | physical | utility_pv
TRNQL8_2_ROJSR1 | TRANQUILLITY 8 ROJO | 100 | caiso_solar | CISO | physical | utility_pv
TRNQL8_2_VERSR1 | TRANQUILLITY 8 VERDE | 60 | caiso_solar | CISO | physical | utility_pv
TRNQLT_2_RETBT1 | NAN | 72 | caiso_li_battery | CISO | physical | hr_batteries
TRNQLT_2_SOLAR | TRANQUILLITY | 200 | caiso_solar | CISO | physical | utility_pv
TRNSWD_1_QF | FPL ENERGY C WIND | 38.97 | caiso_wind | CISO | physical | in_state_wind_south
TULARE_2_TULBM1 | TULARE BIOMAT FUEL CELL | 2.8 | caiso_biomass | CISO | physical | biomass_wood
TULEWD_1_TULWD1 | TULE WIND | 130.5 | caiso_wind | CISO | physical | in_state_wind_south
TULLCK_7_UNITS | TULLOCK HYDRO | 25.9 | caiso_hydro | CISO | physical | hydro
TUPMAN_1_BIOGAS | ABEC BIDART-STOCKALE #1 | 0.6 | caiso_biomass | CISO | physical | biomass_wood
TVYVLY_6_KRSHY1 | Kings River Syphon | 1.3 | caiso_hydro | CISO | physical | hydro
TWISSL_6_SOLAR | NICKEL 1 ("NLH1") | 1.5 | caiso_solar | CISO | physical | utility_pv
TWISSL_6_SOLAR1 | CORONAL LOST HILLS | 20 | caiso_solar | CISO | physical | utility_pv
TX_ELK_6_SOLAR1 | CASTOR | 1.5 | caiso_solar | CISO | physical | utility_pv
TX-ELK_6_ECKSR2 | EAGLE CREEK | 3 | caiso_solar | CISO | physical | utility_pv
TXMCKT_6_UNIT | MCKITTRICK COGEN | 11.2 | caiso_chp | CISO | physical | cogen
UC_DAVIS_MC | NAN | 27 | banc_ccgt | BANC | physical | gas_cc
UKIAH_7_LAKEMN | UKIAH LAKE MENDOCINO HYDRO | 3.5 | caiso_small_hydro | CISO | physical | small_hydro
ULTPCH_1_UCSBT1 | Ultrapower Chinese Station BESS | 10 | caiso_li_battery | CISO | physical | hr_batteries
ULTPCH_1_UNIT 1 | PACIFIC ULTRAPOWER CHINESE STATION | 18 | caiso_biomass | CISO | physical | biomass_wood
ULTPFR_1_UNIT 1 | RIO BRAVO FRESNO | 24.3 | caiso_biomass | CISO | physical | biomass_wood
ULTRCK_2_UNIT | RIO BRAVO ROCKLIN | 24.4 | caiso_biomass | CISO | physical | biomass_wood
UNCHEM_1_UNIT | CONTRA COSTA CARBON PLANT | 19 | caiso_chp | CISO | physical | cogen
UNOCAL_1_UNITS | TOSCO (RODEO PLANT) | 49.85 | caiso_chp | CISO | physical | cogen
UNVRSY_1_UNIT 1 | BERRY COGEN 38 - UNIT 1 | 38 | caiso_chp | CISO | physical | cogen
USWND2_1_WIND1 | GOLDEN HILLS A | 42.96 | caiso_wind | CISO | physical | in_state_wind_north
USWND2_1_WIND2 | GOLDEN HILLS B | 42.96 | caiso_wind | CISO | physical | in_state_wind_north
USWND2_1_WIND3 | GOLDEN HILLS C | 46 | caiso_wind | CISO | physical | in_state_wind_north
USWND4_2_UNIT2 | ALTAMONT LANDFILL GAS TO ENERGY | 7.4 | caiso_biogas | CISO | physical | biogas
USWNDR_2_LABWD1 | LABRISA WIND PROJECT | 9 | caiso_wind | CISO | physical | in_state_wind_north
USWNDR_2_SMUD | SOLANO WIND FARM | 102.18 | caiso_wind | CISO | physical | in_state_wind_north
USWNDR_2_SMUD2 | SOLANO WIND PROJECT PHASE 3 | 127.8 | caiso_wind | CISO | physical | in_state_wind_north
USWNDR_2_UNITS | NAN | 8 | caiso_wind | CISO | physical | in_state_wind_south
USWPFK_6_FRICK | FRICK SUMMIT WIND REPOWER | 10 | caiso_wind | CISO | physical | in_state_wind_north
USWPJR_2_UNITS | VASCO WIND | 78.2 | caiso_wind | CISO | physical | in_state_wind_north
V2_GEN | NAN | 3.1 | iid_solar | IID | physical | utility_pv
V3_GEN | NAN | 3.1 | iid_solar | IID | physical | utility_pv
VACADX_1_NAS | VACA-DIXON BATTERY | 0.7 | caiso_li_battery | CISO | physical | hr_batteries
VACADX_1_SOLAR | VACA-DIXON SOLAR STATION | 2.5 | caiso_solar | CISO | physical | utility_pv
VACADX_1_UNITA1 | CALPEAK POWER VACA DIXON UNIT 1 | 50.61 | caiso_peaker2 | CISO | physical | gas_ct
VALLEY_5_PERRIS | MWD PERRIS HYDROELECTRIC RECOVERY PLANT | 7.94 | caiso_small_hydro | CISO | physical | small_hydro
VALLEY_5_REDMTN | MWD RED MOUNTAIN HYDROELECTRIC RECOVERY | 5.9 | caiso_hydro | CISO | physical | hydro
VALLEY_5_RTS044 | NAN | 8 | caiso_solar | CISO | physical | utility_pv
VALLEY_5_SOLAR1 | KONA SOLAR - MERIDIAN #1 | 1.49 | caiso_solar | CISO | physical | utility_pv
VALLEY_5_SOLAR2 | AP NORTH LAKE SOLAR | 20 | caiso_solar | CISO | physical | utility_pv
VALLEY_CC | NAN | 529 | ldwp_ccgt | LADWP | physical | gas_cc
VALLEY_UNIT_5 | NAN | 47 | ldwp_peaker | LADWP | physical | gas_ct
VALTNE_2_AVASR1 | VALENTINE SOLAR | 100 | caiso_solar | CISO | physical | utility_pv
VALTNE_2_TBBBT1 | NAN | 128 | caiso_solar | CISO | physical | utility_pv
VALTNE_2_TRSBT1 | Tropico Solar | 70 | caiso_li_battery | CISO | physical | hr_batteries
VAN_DER_KOOI_DAIRY_DIGESTER | NAN | 0.8 | caiso_biogas | CISO | physical | biogas
VEAVST_1_SOLAR | COMMUNITY SOLAR | 14.4 | caiso_solar | CISO | physical | utility_pv
VEDDER_1_SEKERN | TEXACO EXPLORATION & PROD (SE KERN RIVER | 34.47 | caiso_chp | CISO | physical | cogen
VEGA_6_SOLAR1 | VEGA SOLAR | 20 | caiso_solar | CISO | physical | utility_pv
VENWD_1_WIND1 | Windpark Unlimited 1 | 12.1959 | caiso_wind | CISO | physical | in_state_wind_south
VENWD_1_WIND2 | Windpark Unlimited 2 | 16 | caiso_wind | CISO | physical | in_state_wind_south
VENWD_1_WIND3 | PAINTED HILLS | 44.53 | caiso_wind | CISO | physical | in_state_wind_south
VERNON_6_GONZL1 | H. GONZALES UNIT #1 | 5.75 | caiso_peaker1 | CISO | physical | gas_ct
VERNON_6_GONZL2 | H. GONZALES UNIT #2 | 5.75 | caiso_peaker1 | CISO | physical | gas_ct
VERNON_6_MALBRG | MALBURG GENERATING STATION | 134 | caiso_ccgt2 | CISO | physical | gas_cc
VESTAL_2_KERN | KERN RIVER PH 3 UNITS 1 & 2 AGGREGATE | 36.8 | caiso_hydro | CISO | physical | hydro
VESTAL_2_RTS042 | SPVP042 PORTERVILLE SOLAR | 5 | caiso_solar | CISO | physical | utility_pv
VESTAL_2_SOLAR1 | NICOLIS | 20 | caiso_solar | CISO | physical | utility_pv
VESTAL_2_SOLAR2 | TROPICO | 14 | caiso_solar | CISO | physical | utility_pv
VESTAL_2_TS5SR1 | TULARE SOLAR 5 | 55.8 | caiso_solar | CISO | physical | utility_pv
VESTAL_2_UNIT1 | CALGREN-PIXLEY | 5 | caiso_chp | CISO | physical | cogen
VESTAL_2_WELLHD | WELLHEAD POWER DELANO | 49 | caiso_peaker1 | CISO | physical | gas_ct
VESTAL_6_QF | ISABELLA HYDRO DAM 1 | 11.95 | caiso_small_hydro | CISO | physical | small_hydro
VICTOR_1_CREST | NAN | 24.49 | caiso_solar | CISO | physical | utility_pv
VICTOR_1_EXSLRA | EXPRESSWAY SOLAR A | 2 | caiso_solar | CISO | physical | utility_pv
VICTOR_1_EXSLRB | EXPRESSWAY SOLAR B | 2 | caiso_solar | CISO | physical | utility_pv
VICTOR_1_LVSLR1 | LONE VALLEY SOLAR PARK 1 | 10 | caiso_solar | CISO | physical | utility_pv
VICTOR_1_LVSLR2 | LONE VALLEY SOLAR PARK 2 | 20 | caiso_solar | CISO | physical | utility_pv
VICTOR_1_SLRHES | SUNEDISON - HESPERIA | 1.5 | caiso_solar | CISO | physical | utility_pv
VICTOR_1_SOLAR1 | VICTOR PHELAN SOLAR ONE | 17.5 | caiso_solar | CISO | physical | utility_pv
VICTOR_1_SOLAR2 | ALAMO SOLAR | 20 | caiso_solar | CISO | physical | utility_pv
VICTOR_1_SOLAR3 | ADELANTO SOLAR 2 | 7 | caiso_solar | CISO | physical | utility_pv
VICTOR_1_SOLAR4 | ADELANTO SOLAR | 20 | caiso_solar | CISO | physical | utility_pv
VICTOR_1_VDRYFA | VICTOR DRY FARM RANCH A | 5 | caiso_solar | CISO | physical | utility_pv
VICTOR_1_VDRYFB | VICTOR DRY FARM RANCH B | 5 | caiso_solar | CISO | physical | utility_pv
VILLPK_2_VALLYV | MWD VALLEY VIEW HYDROELECTRIC RECOVERY P | 4.1 | caiso_hydro | CISO | physical | hydro
VILLPK_6_MWDYOR | YORBA LINDA HYDROELECTRIC RECOVERY PLANT | 5.1 | caiso_hydro | CISO | physical | hydro
VINCNT_2_QF | NAN | 207 | caiso_wind | CISO | physical | in_state_wind_south
VINCNT_2_WESTWD | NAN | 59 | caiso_wind | CISO | physical | in_state_wind_south
VISTA_2_FCELL | CSUSB FUEL CELL | 1.4 | caiso_chp | CISO | physical | cogen
VISTA_2_RIALTO | RIALTO RT SOLAR | 1 | caiso_solar | CISO | physical | utility_pv
VISTA_2_RTS028 | SPVP028 | 3.5 | caiso_solar | CISO | physical | utility_pv
VISTA_6_QF | VISTA QFS | 0.18 | caiso_small_hydro | CISO | physical | small_hydro
VISTRA_5_DALBT1 | DALLAS ENERGY STORAGE | 100 | caiso_li_battery | CISO | physical | hr_batteries
VISTRA_5_DALBT2 | DALLAS ENERGY STORAGE 2 | 100 | caiso_li_battery | CISO | physical | hr_batteries
VISTRA_5_DALBT3 | DALLAS ENERGY STORAGE 3 | 100 | caiso_li_battery | CISO | physical | hr_batteries
VISTRA_5_DALBT4 | DALLAS ENERGY STORAGE 4 | 100 | caiso_li_battery | CISO | physical | hr_batteries
VLCNTR_6_VCEBT1 | Valley Center Energy Storage | 54 | caiso_li_battery | CISO | physical | hr_batteries
VLCNTR_6_VCEBT2 | Valley Center Energy Storage B | 50 | caiso_li_battery | CISO | physical | hr_batteries
VLCNTR_6_VCSLR | COLE GRADE | 2.33 | caiso_solar | CISO | physical | utility_pv
VLCNTR_6_VCSLR1 | VALLEY CENTER 1 | 2.5 | caiso_solar | CISO | physical | utility_pv
VLCNTR_6_VCSLR2 | VALLEY CENTER 2 | 5 | caiso_solar | CISO | physical | utility_pv
VLYHOM_7_SSJID | WOODWARD POWER PLANT | 3 | caiso_small_hydro | CISO | physical | small_hydro
VOLTA_2_UNIT 1 | VOLTA HYDRO UNIT 1 | 9.1 | caiso_hydro | CISO | physical | hydro
VOLTA_2_UNIT 2 | VOLTA HYDRO UNIT 2 | 1 | caiso_hydro | CISO | physical | hydro
VOLTA_6_BAILCK | BAILEY CREEK RANCH | 0.63 | caiso_hydro | CISO | physical | hydro
VOLTA_6_DIGHYD | DIGGER CREEK RANCH HYDRO | 0.6 | caiso_small_hydro | CISO | physical | small_hydro
VOLTA_7_PONHY1 | VOLTA_7_PONHY1 | 1.25 | caiso_hydro | CISO | physical | hydro
VOLTA_7_QFUNTS | VOLTA_7_QFUNTS | 0.15 | caiso_small_hydro | CISO | physical | small_hydro
VOYAGR_2_VOAWD5 | VOYAGER WIND OASIS ALTA | 13.98 | caiso_wind | CISO | physical | in_state_wind_south
VOYAGR_2_VOYWD1 | VOYAGER 1 | 128.91 | caiso_wind | CISO | physical | in_state_wind_south
VOYAGR_2_VOYWD2 | VOYAGER WIND 2 | 126.35 | caiso_wind | CISO | physical | in_state_wind_south
VOYAGR_2_VOYWD3 | VOYAGER WIND 3 | 42.45 | caiso_wind | CISO | physical | in_state_wind_south
VOYAGR_2_VOYWD4 | VOYAGER WIND 4 | 21.01 | caiso_wind | CISO | physical | in_state_wind_south
VSTAES_6_VESBT1 | VISTA ENERGY STORAGE | 40 | caiso_li_battery | CISO | physical | hr_batteries
VULCAN_1 | NAN | 38 | iid_geothermal | IID | physical | geothermal
VULCAN_2 | NAN | 10.74 | iid_geothermal | IID | physical | geothermal
VULCAN_EXPANDER | NAN | 10.5 | iid_geothermal | IID | physical | geothermal
WADHAM_6_UNIT | WADHAM ENERGY LP | 29.07 | caiso_biomass | CISO | physical | biomass_wood
WALCRK_2_CTG1 | WALNUT CREEK ENERGY PARK UNIT 1 | 96.43 | caiso_peaker1 | CISO | physical | gas_ct
WALCRK_2_CTG2 | WALNUT CREEK ENERGY PARK UNIT 2 | 96.91 | caiso_peaker1 | CISO | physical | gas_ct
WALCRK_2_CTG3 | WALNUT CREEK ENERGY PARK UNIT 3 | 96.65 | caiso_peaker1 | CISO | physical | gas_ct
WALCRK_2_CTG4 | WALNUT CREEK ENERGY PARK UNIT 4 | 96.49 | caiso_peaker1 | CISO | physical | gas_ct
WALCRK_2_CTG5 | WALNUT CREEK ENERGY PARK UNIT 5 | 96.65 | caiso_peaker1 | CISO | physical | gas_ct
WALNUT_2_SOLAR | INDUSTRY METROLINK PV 1 | 1.5 | caiso_solar | CISO | physical | utility_pv
WALNUT_6_HILLGEN | PUENTE HILLS | 47 | caiso_biomass | CISO | physical | biomass_wood
WALNUT_7_WCOVCT | NAN | 0.2 | caiso_geothermal | CISO | physical | geothermal
WALNUT_7_WCOVST | MM WEST COVINA - ST UNIT | 6.5 | caiso_biomass | CISO | physical | biomass_wood
WARNE_2_UNIT | WARNE HYDRO AGGREGATE | 76 | caiso_hydro | CISO | physical | hydro
WAUKNA_1_SOLAR | CORCORAN SOLAR | 20 | caiso_solar | CISO | physical | utility_pv
WAUKNA_1_SOLAR2 | CORCORAN 2 | 19.75 | caiso_solar | CISO | physical | utility_pv
WDLEAF_7_UNIT 1 | WOODLEAF HYDRO | 60 | caiso_hydro | CISO | physical | hydro
WEBER_6_FORWRD | FORWARD | 4.2 | caiso_biomass | CISO | physical | biomass_wood
WESTLANDSSOLAR | NAN | 19.88 | caiso_solar | CISO | physical | utility_pv
WESTPT_2_UNIT | WEST POINT HYDRO PLANT | 14 | caiso_small_hydro | CISO | physical | small_hydro
WFRESN_1_SOLAR | JOYA DEL SOL | 1.5 | caiso_solar | CISO | physical | utility_pv
WHEATL_6_LNDFIL | G2 ENERGY, OSTROM ROAD LLC | 3.55 | caiso_biomass | CISO | physical | biomass_wood
WHITEH_2_MEADDYN1 | WHITE HILLS A | 50 | caiso_wind | WALC | specifiedimport | out_of_state_wind_AZNM
WHITEH_2_MEADDYN2 | WHITE HILLS B | 300 | caiso_wind | WALC | specifiedimport | out_of_state_wind_AZNM
WHITNY_6_SOLAR | WHITNEY POINT SOLAR | 20 | caiso_solar | CISO | physical | utility_pv
WHTWTR_1_WINDA1 | WHITEWATER HILL WIND PROJECT | 61.5 | caiso_wind | CISO | physical | in_state_wind_south
WILLMS_6_ARBBM1 | Abel Road Bioenergy | 3 | caiso_biomass | CISO | physical | biogas
WILSONASOLAR | NAN | 14 | caiso_solar | CISO | physical | utility_pv
WISE_1_UNIT 1 | WISE HYDRO UNIT 1 | 14.5 | caiso_hydro | CISO | physical | hydro
WISE_1_UNIT 2 | WISE HYDRO UNIT 2 | 3.2 | caiso_hydro | CISO | physical | hydro
WISHON_6_UNITS | WISHON/SAN JOAQUIN #1-A AGGREGATE | 18.4 | caiso_small_hydro | CISO | physical | small_hydro
WISTER_2_WISSR1 | Wister Solar | 20 | caiso_solar | CISO | physical | utility_pv
WISTRA_2_WRSSR1 | WISTARIA RANCH SOLAR | 100 | caiso_solar | CISO | physical | utility_pv
WLDWD_1_SOLAR1 | WILDWOOD SOLAR I | 20 | caiso_solar | CISO | physical | utility_pv
WLDWD_1_SOLAR2 | WILDWOOD SOLAR 2 | 15 | caiso_solar | CISO | physical | utility_pv
WNDMAS_2_UNIT 1 | BUENA VISTA ENERGY, LLC | 38 | caiso_wind | CISO | physical | in_state_wind_north
WNDSTR_2_WIND | WINDSTAR | 120 | caiso_wind | CISO | physical | in_state_wind_south
WOLFSK_1_UNITA1 | WOLFSKILL ENERGY CENTER | 46.9 | caiso_peaker2 | CISO | physical | gas_ct
WOODLAND_1 | NAN | 49 | banc_peaker | BANC | physical | gas_ct
WOODLAND_3A | NAN | 8.2 | banc_reciprocating_engine | BANC | physical | ice
WOODLAND_3B | NAN | 8.2 | banc_reciprocating_engine | BANC | physical | ice
WOODLAND_3C | NAN | 8.2 | banc_reciprocating_engine | BANC | physical | ice
WOODLAND_3D | NAN | 8.2 | banc_reciprocating_engine | BANC | physical | ice
WOODLAND_3E | NAN | 8.2 | banc_reciprocating_engine | BANC | physical | ice
WOODLAND_3F | NAN | 8.2 | banc_reciprocating_engine | BANC | physical | ice
WOODLAND_CC | NAN | 84.2 | banc_ccgt | BANC | physical | gas_cc
WOODWR_1_HYDRO | QUINTEN LUALLEN | 7.3 | caiso_hydro | CISO | physical | hydro
WRGHTP_7_AMENGY | SMALL QF AGGREGATION - LOS BANOS | 2.5 | caiso_hydro | CISO | physical | hydro
WRGTSR_2_WSFSR1 | WRIGHT SOLAR FREEMAN | 200 | caiso_solar | CISO | physical | utility_pv
WRIGHTFREEMANSTORAGE | NAN | 80 | caiso_li_battery | CISO | physical | hr_batteries
WSENGY_1_UNIT 1 | WHEELABRATOR SHASTA | 50 | caiso_biomass | CISO | physical | biomass_wood
WSNR_2_CVPDYN | CENTRAL VALLEY 1 | 10 | caiso_hydro | BANC | specifiedimport | hydro
WSNR_2_TESLADYN | CENTRAL VALLEY TESLA | 10 | caiso_hydro | BANC | specifiedimport | hydro
WSNR_5_TRCYDYN | CENTRAL VALLEY TRACY | 10 | caiso_hydro | BANC | specifiedimport | hydro
WSTWND_2_M89WD1_LESR | Mojave 89 | 70.6 | caiso_li_battery | CISO | physical | hr_batteries
WSTWND_2_M89WD1_WIND | Mojave 89 | 82.65 | caiso_wind | CISO | physical | in_state_wind_south
WSTWND_2_M90BT1 | MOJAVE 90 BESS 1A | 15.71 | caiso_li_battery | CISO | physical | hr_batteries
WSTWND_2_M90WD2 | MOJAVE 90 | 48.85 | caiso_wind | CISO | physical | in_state_wind_south
WSTWND_2_SBSBT1 | Sagebrush Solar 2 | 80 | caiso_li_battery | CISO | physical | hr_batteries
YUBACT_1_SUNSWT | YUBA CITY COGEN | 49.97 | caiso_chp | CISO | physical | cogen
YUBACT_6_UNITA1 | YUBA CITY ENERGY CENTER (CALPINE) | 47.6 | caiso_peaker2 | CISO | physical | gas_ct
YUCCA_GT21 | NAN | 22 | iid_peaker | IID | physical | gas_ct
YUCCA_ST1 | NAN | 75 | iid_st | IID | physical | steam
ZOND_6_UNIT | ZOND WINDSYSTEMS INC. | 17.1 | caiso_wind | CISO | physical | in_state_wind_north
_BRANCH_GENERIC_AMARGO_ITC | AMARGOSA230 |  | nan | NAN | unspecifiedimport | n/a
_BRANCH_GENERIC_BLYTHE_ITC | BLYTHE161 |  | nan | NAN | unspecifiedimport | n/a
_BRANCH_GENERIC_CASCADE_ITC | CRAG |  | nan | NAN | unspecifiedimport | n/a
_BRANCH_GENERIC_CFE_ITC | CFETIJ & CFEROA |  | nan | NAN | unspecifiedimport | n/a
_BRANCH_GENERIC_COTPISO_ITC | TRCYCOTPISO |  | nan | NAN | unspecifiedimport | n/a
_BRANCH_GENERIC_CTW230_ITC | CTW230 |  | nan | NAN | unspecifiedimport | n/a
_BRANCH_GENERIC_ELDORADO_ITC | WILLOWBEACH |  | nan | NAN | unspecifiedimport | n/a
_BRANCH_GENERIC_GONDIPPDC_ITC | GONIPP |  | nan | NAN | unspecifiedimport | n/a
_BRANCH_GENERIC_IID-SCE_ITC | MIR2 |  | nan | NAN | unspecifiedimport | n/a
_BRANCH_GENERIC_IID-SDGE_ITC | IVLY2 |  | nan | NAN | unspecifiedimport | n/a
_BRANCH_GENERIC_IPPDCADLN_ITC | IPP & IPPUTAH |  | nan | NAN | unspecifiedimport | n/a
_BRANCH_GENERIC_LAUGHLIN_ITC | MOHAVE500 |  | nan | NAN | unspecifiedimport | n/a
_BRANCH_GENERIC_LLNL_ITC | LLL115 |  | nan | NAN | unspecifiedimport | n/a
_BRANCH_GENERIC_MALIN500_ISL | MALIN500 |  | nan | NAN | unspecifiedimport | n/a
_BRANCH_GENERIC_MARBLE_ITC | MARBLE60 |  | nan | NAN | unspecifiedimport | n/a
_BRANCH_GENERIC_MCCLMKTPC_ITC | MCCULLOUG500 |  | nan | NAN | unspecifiedimport | n/a
_BRANCH_GENERIC_MCCULLGH_ITC | ELDORADO500 |  | nan | NAN | unspecifiedimport | n/a
_BRANCH_GENERIC_MEADMKTPC_ITC | MEAD5MSCHD |  | nan | NAN | unspecifiedimport | n/a
_BRANCH_GENERIC_MEADTMEAD_ITC | MEAD2MSCHD |  | nan | NAN | unspecifiedimport | n/a
_BRANCH_GENERIC_MEAD_ITC | MEAD230 |  | nan | NAN | unspecifiedimport | n/a
_BRANCH_GENERIC_MERCHANT_ITC | ELDORADO230 |  | nan | NAN | unspecifiedimport | n/a
_BRANCH_GENERIC_MERCURY_ITC | MERCURY138 |  | nan | NAN | unspecifiedimport | n/a
_BRANCH_GENERIC_MKTPCADLN_ITC | MARKETPLACE |  | nan | NAN | unspecifiedimport | n/a
_BRANCH_GENERIC_MONAIPPDC_ITC | MDWP |  | nan | NAN | unspecifiedimport | n/a
_BRANCH_GENERIC_NEWMELONP_ITC | NML230 |  | nan | NAN | unspecifiedimport | n/a
_BRANCH_GENERIC_NOB_ITC | NOB |  | nan | NAN | unspecifiedimport | n/a
_BRANCH_GENERIC_NORTHGILA500_ITC | NORTHGILA500 |  | nan | NAN | unspecifiedimport | n/a
_BRANCH_GENERIC_NWEST230_ITC | NWEST |  | nan | NAN | unspecifiedimport | n/a
_BRANCH_GENERIC_OAKDALE_ITC | OAKDALE |  | nan | NAN | unspecifiedimport | n/a
_BRANCH_GENERIC_PALOVRDE_ITC | PVWEST |  | nan | NAN | unspecifiedimport | n/a
_BRANCH_GENERIC_PARKER_ITC | PARKER230 |  | nan | NAN | unspecifiedimport | n/a
_BRANCH_GENERIC_RDM230_ITC | RDM230 |  | nan | NAN | unspecifiedimport | n/a
_BRANCH_GENERIC_RNCHLAKE_ITC | LAKE & RANCHOSECO |  | nan | NAN | unspecifiedimport | n/a
_BRANCH_GENERIC_SILVERPK_ITC | SILVERPEAK55 |  | nan | NAN | unspecifiedimport | n/a
_BRANCH_GENERIC_STANDIFORD_ITC | STANDIFORD |  | nan | NAN | unspecifiedimport | n/a
_BRANCH_GENERIC_SUMMIT_ITC | SUMMIT120 |  | nan | NAN | unspecifiedimport | n/a
_BRANCH_GENERIC_SYLMAR-AC_ITC | SYLMAR |  | nan | NAN | unspecifiedimport | n/a
_BRANCH_GENERIC_TRACY230_ITC | TESLA230 |  | nan | NAN | unspecifiedimport | n/a
_BRANCH_GENERIC_TRACY500_ITC | TRCYPGAE & TRCYCOTP |  | nan | NAN | unspecifiedimport | n/a
_BRANCH_GENERIC_TRCYTEA_ITC | TRCYTEA |  | nan | NAN | unspecifiedimport | n/a
_BRANCH_GENERIC_VICTVL_ITC | LUGO |  | nan | NAN | unspecifiedimport | n/a
_BRANCH_GENERIC_WESTLYLBNS_ITC | WESTLYQNTO |  | nan | NAN | unspecifiedimport | n/a
_BRANCH_GENERIC_WESTLYTSLA_ITC | WESTLYTSLA |  | nan | NAN | unspecifiedimport | n/a
_BRANCH_GENERIC_WSTWGMEAD_ITC | WESTWING500 |  | nan | NAN | unspecifiedimport | n/a
_CREZ_GENERIC_ARIZONA_SOLAR | NAN |  | caiso_solar | NAN | newresolve | utility_pv
_CREZ_GENERIC_ARIZONA_WIND | NAN |  | caiso_wind | NAN | newresolve | out_of_state_wind_AZNM
_CREZ_GENERIC_BAJA_CALIFORNIA_SOLAR | NAN |  | caiso_solar | NAN | newresolve | utility_pv
_CREZ_GENERIC_BAJA_CALIFORNIA_WIND | NAN |  | caiso_wind | NAN | newresolve | in_state_wind_south
_CREZ_GENERIC_CAPE_MENDOCINO_OFFSHORE_WIND | NAN |  | caiso_wind | NAN | newresolve | offshore_wind
_CREZ_GENERIC_CARRIZO_SOLAR | NAN |  | caiso_solar | NAN | newresolve | utility_pv
_CREZ_GENERIC_CARRIZO_WIND | NAN |  | caiso_wind | NAN | newresolve | in_state_wind_north
_CREZ_GENERIC_CENTRAL_VALLEY_NORTH_LOS_BANOS_SOLAR | NAN |  | caiso_solar | NAN | newresolve | utility_pv
_CREZ_GENERIC_CENTRAL_VALLEY_NORTH_LOS_BANOS_WIND | NAN |  | caiso_wind | NAN | newresolve | in_state_wind_north
_CREZ_GENERIC_DEL_NORTE_OFFSHORE_WIND | NAN |  | caiso_wind | NAN | newresolve | offshore_wind
_CREZ_GENERIC_DIABLO_CANYON_EXT_TX_OFFSHORE_WIND | NAN |  | caiso_wind | NAN | newresolve | offshore_wind
_CREZ_GENERIC_DIABLO_CANYON_OFFSHORE_WIND | NAN |  | caiso_wind | NAN | newresolve | offshore_wind
_CREZ_GENERIC_DISTRIBUTED_SOLAR | NAN |  | caiso_solar | NAN | newresolve | utility_pv
_CREZ_GENERIC_DISTRIBUTED_WIND | NAN |  | caiso_wind | NAN | newresolve | in_state_wind_south
_CREZ_GENERIC_GREATER_IMPERIAL_GEOTHERMAL | NAN |  | caiso_geothermal | NAN | newresolve | geothermal
_CREZ_GENERIC_GREATER_IMPERIAL_SOLAR | NAN |  | caiso_solar | NAN | newresolve | utility_pv
_CREZ_GENERIC_GREATER_IMPERIAL_WIND | NAN |  | caiso_wind | NAN | newresolve | in_state_wind_south
_CREZ_GENERIC_GREATER_KRAMER_SOLAR | NAN |  | caiso_solar | NAN | newresolve | utility_pv
_CREZ_GENERIC_GREATER_KRAMER_WIND | NAN |  | caiso_wind | NAN | newresolve | in_state_wind_south
_CREZ_GENERIC_HUMBOLDT_BAY_OFFSHORE_WIND | NAN |  | caiso_wind | NAN | newresolve | offshore_wind
_CREZ_GENERIC_HUMBOLDT_WIND | NAN |  | caiso_wind | NAN | newresolve | in_state_wind_north
_CREZ_GENERIC_IDAHO_WIND | NAN |  | caiso_wind | NAN | newresolve | out_of_state_wind_WYID
_CREZ_GENERIC_INSTATE_BIOMASS | NAN |  | caiso_biomass | NAN | newresolve | biomass_wood
_CREZ_GENERIC_INYOKERN_NORTH_KRAMER_GEOTHERMAL | NAN |  | caiso_geothermal | NAN | newresolve | geothermal
_CREZ_GENERIC_INYOKERN_NORTH_KRAMER_SOLAR | NAN |  | caiso_solar | NAN | newresolve | utility_pv
_CREZ_GENERIC_KERN_GREATER_CARRIZO_SOLAR | NAN |  | caiso_solar | NAN | newresolve | utility_pv
_CREZ_GENERIC_KERN_GREATER_CARRIZO_WIND | NAN |  | caiso_wind | NAN | newresolve | in_state_wind_north
_CREZ_GENERIC_KRAMER_INYOKERN_EX_SOLAR | NAN |  | caiso_solar | NAN | newresolve | utility_pv
_CREZ_GENERIC_KRAMER_INYOKERN_EX_WIND | NAN |  | caiso_wind | NAN | newresolve | in_state_wind_south
_CREZ_GENERIC_MORRO_BAY_OFFSHORE_WIND | NAN |  | caiso_wind | NAN | newresolve | offshore_wind
_CREZ_GENERIC_MOUNTAIN_PASS_EL_DORADO_SOLAR | NAN |  | caiso_solar | NAN | newresolve | utility_pv
_CREZ_GENERIC_NEW_MEXICO_SOLAR | NAN |  | caiso_solar | NAN | newresolve | utility_pv
_CREZ_GENERIC_NEW_MEXICO_WIND | NAN |  | caiso_wind | NAN | newresolve | out_of_state_wind_AZNM
_CREZ_GENERIC_NORTHERN_CALIFORNIA_EX_GEOTHERMAL | NAN |  | caiso_geothermal | NAN | newresolve | geothermal
_CREZ_GENERIC_NORTHERN_CALIFORNIA_EX_SOLAR | NAN |  | caiso_solar | NAN | newresolve | utility_pv
_CREZ_GENERIC_NORTHERN_CALIFORNIA_EX_WIND | NAN |  | caiso_wind | NAN | newresolve | in_state_wind_north
_CREZ_GENERIC_NORTH_VICTOR_SOLAR | NAN |  | caiso_solar | NAN | newresolve | utility_pv
_CREZ_GENERIC_NW_BIOMASS | NAN |  | caiso_biomass | NAN | newresolve | biomass_wood
_CREZ_GENERIC_NW_EXT_TX_WIND | NAN |  | caiso_wind | NAN | newresolve | in_state_wind_north
_CREZ_GENERIC_NW_SMALL_HYDRO | NAN |  | caiso_small_hydro | NAN | newresolve | small_hydro
_CREZ_GENERIC_PACIFIC_NORTHWEST_GEOTHERMAL | NAN |  | caiso_geothermal | NAN | newresolve | geothermal
_CREZ_GENERIC_PACIFIC_NORTHWEST_WIND | NAN |  | caiso_wind | NAN | newresolve | out_of_state_wind_WAOR
_CREZ_GENERIC_RIVERSIDE_PALM_SPRINGS_GEOTHERMAL | NAN |  | caiso_geothermal | NAN | newresolve | geothermal
_CREZ_GENERIC_RIVERSIDE_PALM_SPRINGS_SOLAR | NAN |  | caiso_solar | NAN | newresolve | utility_pv
_CREZ_GENERIC_SACRAMENTO_RIVER_SOLAR | NAN |  | caiso_solar | NAN | newresolve | utility_pv
_CREZ_GENERIC_SACRAMENTO_RIVER_WIND | NAN |  | caiso_wind | NAN | newresolve | in_state_wind_north
_CREZ_GENERIC_SCADSNV_SOLAR | NAN |  | caiso_solar | NAN | newresolve | utility_pv
_CREZ_GENERIC_SCADSNV_WIND | NAN |  | caiso_wind | NAN | newresolve | in_state_wind_south
_CREZ_GENERIC_SOLANO_GEOTHERMAL | NAN |  | caiso_geothermal | NAN | newresolve | geothermal
_CREZ_GENERIC_SOLANO_SOLAR | NAN |  | caiso_solar | NAN | newresolve | utility_pv
_CREZ_GENERIC_SOLANO_SUBZONE_SOLAR | NAN |  | caiso_solar | NAN | newresolve | utility_pv
_CREZ_GENERIC_SOLANO_SUBZONE_WIND | NAN |  | caiso_wind | NAN | newresolve | in_state_wind_north
_CREZ_GENERIC_SOLANO_WIND | NAN |  | caiso_wind | NAN | newresolve | in_state_wind_north
_CREZ_GENERIC_SOUTHERN_CALIFORNIA_DESERT_EX_SOLAR | NAN |  | caiso_solar | NAN | newresolve | utility_pv
_CREZ_GENERIC_SOUTHERN_CALIFORNIA_DESERT_EX_WIND | NAN |  | caiso_wind | NAN | newresolve | in_state_wind_south
_CREZ_GENERIC_SOUTHERN_CA_DESERT_SOUTHERN_NV_SOLAR | NAN |  | caiso_solar | NAN | newresolve | utility_pv
_CREZ_GENERIC_SOUTHERN_CA_DESERT_SOUTHERN_NV_WIND | NAN |  | caiso_wind | NAN | newresolve | in_state_wind_south
_CREZ_GENERIC_SOUTHERN_NEVADA_GEOTHERMAL | NAN |  | caiso_geothermal | NAN | newresolve | geothermal
_CREZ_GENERIC_SOUTHERN_NEVADA_SOLAR | NAN |  | caiso_solar | NAN | newresolve | utility_pv
_CREZ_GENERIC_SOUTHERN_NEVADA_WIND | NAN |  | caiso_wind | NAN | newresolve | in_state_wind_south
_CREZ_GENERIC_SW_BIOMASS | NAN |  | caiso_biomass | NAN | newresolve | biomass_wood
_CREZ_GENERIC_SW_EXT_TX_WIND | NAN |  | caiso_wind | NAN | newresolve | out_of_state_wind_AZNM
_CREZ_GENERIC_TEHACHAPI_EX_SOLAR | NAN |  | caiso_solar | NAN | newresolve | utility_pv
_CREZ_GENERIC_TEHACHAPI_SOLAR | NAN |  | caiso_solar | NAN | newresolve | utility_pv
_CREZ_GENERIC_TEHACHAPI_WIND | NAN |  | caiso_wind | NAN | newresolve | in_state_wind_south
_CREZ_GENERIC_UTAH_SOLAR | NAN |  | caiso_solar | NAN | newresolve | utility_pv
_CREZ_GENERIC_UTAH_WIND | NAN |  | caiso_wind | NAN | newresolve | out_of_state_wind_AZNM
_CREZ_GENERIC_WESTLANDS_EX_SOLAR | NAN |  | caiso_solar | NAN | newresolve | utility_pv
_CREZ_GENERIC_WESTLANDS_EX_WIND | NAN |  | caiso_wind | NAN | newresolve | in_state_wind_north
_CREZ_GENERIC_WESTLANDS_SOLAR | NAN |  | caiso_solar | NAN | newresolve | utility_pv
_CREZ_GENERIC_WYOMING_WIND | NAN |  | caiso_wind | NAN | newresolve | out_of_state_wind_WYID
_CREZ_UNBUNDLEDREC_ARIZONA_SOLAR | NAN |  | caiso_solar | NAN | unbundledrec | n/a
_CREZ_UNBUNDLEDREC_ARIZONA_WIND | NAN |  | caiso_wind | NAN | unbundledrec | n/a
_CREZ_UNBUNDLEDREC_BAJA_CALIFORNIA_SOLAR | NAN |  | caiso_solar | NAN | unbundledrec | n/a
_CREZ_UNBUNDLEDREC_BAJA_CALIFORNIA_WIND | NAN |  | caiso_wind | NAN | unbundledrec | n/a
_CREZ_UNBUNDLEDREC_CAPE_MENDOCINO_OFFSHORE_WIND | NAN |  | caiso_wind | NAN | unbundledrec | n/a
_CREZ_UNBUNDLEDREC_CARRIZO_SOLAR | NAN |  | caiso_solar | NAN | unbundledrec | n/a
_CREZ_UNBUNDLEDREC_CARRIZO_WIND | NAN |  | caiso_wind | NAN | unbundledrec | n/a
_CREZ_UNBUNDLEDREC_CENTRAL_VALLEY_NORTH_LOS_BANOS_SOLAR | NAN |  | caiso_solar | NAN | unbundledrec | n/a
_CREZ_UNBUNDLEDREC_CENTRAL_VALLEY_NORTH_LOS_BANOS_WIND | NAN |  | caiso_wind | NAN | unbundledrec | n/a
_CREZ_UNBUNDLEDREC_DEL_NORTE_OFFSHORE_WIND | NAN |  | caiso_wind | NAN | unbundledrec | n/a
_CREZ_UNBUNDLEDREC_DIABLO_CANYON_EXT_TX_OFFSHORE_WIND | NAN |  | caiso_wind | NAN | unbundledrec | n/a
_CREZ_UNBUNDLEDREC_DIABLO_CANYON_OFFSHORE_WIND | NAN |  | caiso_wind | NAN | unbundledrec | n/a
_CREZ_UNBUNDLEDREC_DISTRIBUTED_SOLAR | NAN |  | caiso_solar | NAN | unbundledrec | n/a
_CREZ_UNBUNDLEDREC_DISTRIBUTED_WIND | NAN |  | caiso_wind | NAN | unbundledrec | n/a
_CREZ_UNBUNDLEDREC_GREATER_IMPERIAL_GEOTHERMAL | NAN |  | caiso_geothermal | NAN | unbundledrec | n/a
_CREZ_UNBUNDLEDREC_GREATER_IMPERIAL_SOLAR | NAN |  | caiso_solar | NAN | unbundledrec | n/a
_CREZ_UNBUNDLEDREC_GREATER_IMPERIAL_WIND | NAN |  | caiso_wind | NAN | unbundledrec | n/a
_CREZ_UNBUNDLEDREC_GREATER_KRAMER_SOLAR | NAN |  | caiso_solar | NAN | unbundledrec | n/a
_CREZ_UNBUNDLEDREC_GREATER_KRAMER_WIND | NAN |  | caiso_wind | NAN | unbundledrec | n/a
_CREZ_UNBUNDLEDREC_HUMBOLDT_BAY_OFFSHORE_WIND | NAN |  | caiso_wind | NAN | unbundledrec | n/a
_CREZ_UNBUNDLEDREC_HUMBOLDT_WIND | NAN |  | caiso_wind | NAN | unbundledrec | n/a
_CREZ_UNBUNDLEDREC_IDAHO_WIND | NAN |  | caiso_wind | NAN | unbundledrec | n/a
_CREZ_UNBUNDLEDREC_INSTATE_BIOMASS | NAN |  | caiso_biomass | NAN | unbundledrec | n/a
_CREZ_UNBUNDLEDREC_INYOKERN_NORTH_KRAMER_GEOTHERMAL | NAN |  | caiso_geothermal | NAN | unbundledrec | n/a
_CREZ_UNBUNDLEDREC_INYOKERN_NORTH_KRAMER_SOLAR | NAN |  | caiso_solar | NAN | unbundledrec | n/a
_CREZ_UNBUNDLEDREC_KERN_GREATER_CARRIZO_SOLAR | NAN |  | caiso_solar | NAN | unbundledrec | n/a
_CREZ_UNBUNDLEDREC_KERN_GREATER_CARRIZO_WIND | NAN |  | caiso_wind | NAN | unbundledrec | n/a
_CREZ_UNBUNDLEDREC_KRAMER_INYOKERN_EX_SOLAR | NAN |  | caiso_solar | NAN | unbundledrec | n/a
_CREZ_UNBUNDLEDREC_KRAMER_INYOKERN_EX_WIND | NAN |  | caiso_wind | NAN | unbundledrec | n/a
_CREZ_UNBUNDLEDREC_MORRO_BAY_OFFSHORE_WIND | NAN |  | caiso_wind | NAN | unbundledrec | n/a
_CREZ_UNBUNDLEDREC_MOUNTAIN_PASS_EL_DORADO_SOLAR | NAN |  | caiso_solar | NAN | unbundledrec | n/a
_CREZ_UNBUNDLEDREC_NEW_MEXICO_SOLAR | NAN |  | caiso_solar | NAN | unbundledrec | n/a
_CREZ_UNBUNDLEDREC_NEW_MEXICO_WIND | NAN |  | caiso_wind | NAN | unbundledrec | n/a
_CREZ_UNBUNDLEDREC_NORTHERN_CALIFORNIA_EX_GEOTHERMAL | NAN |  | caiso_geothermal | NAN | unbundledrec | n/a
_CREZ_UNBUNDLEDREC_NORTHERN_CALIFORNIA_EX_SOLAR | NAN |  | caiso_solar | NAN | unbundledrec | n/a
_CREZ_UNBUNDLEDREC_NORTHERN_CALIFORNIA_EX_WIND | NAN |  | caiso_wind | NAN | unbundledrec | n/a
_CREZ_UNBUNDLEDREC_NORTH_VICTOR_SOLAR | NAN |  | caiso_solar | NAN | unbundledrec | n/a
_CREZ_UNBUNDLEDREC_NW_BIOMASS | NAN |  | caiso_biomass | NAN | unbundledrec | n/a
_CREZ_UNBUNDLEDREC_NW_EXT_TX_WIND | NAN |  | caiso_wind | NAN | unbundledrec | n/a
_CREZ_UNBUNDLEDREC_NW_SMALL_HYDRO | NAN |  | caiso_small_hydro | NAN | unbundledrec | n/a
_CREZ_UNBUNDLEDREC_PACIFIC_NORTHWEST_GEOTHERMAL | NAN |  | caiso_geothermal | NAN | unbundledrec | n/a
_CREZ_UNBUNDLEDREC_PACIFIC_NORTHWEST_WIND | NAN |  | caiso_wind | NAN | unbundledrec | n/a
_CREZ_UNBUNDLEDREC_RIVERSIDE_PALM_SPRINGS_GEOTHERMAL | NAN |  | caiso_geothermal | NAN | unbundledrec | n/a
_CREZ_UNBUNDLEDREC_RIVERSIDE_PALM_SPRINGS_SOLAR | NAN |  | caiso_solar | NAN | unbundledrec | n/a
_CREZ_UNBUNDLEDREC_SACRAMENTO_RIVER_SOLAR | NAN |  | caiso_solar | NAN | unbundledrec | n/a
_CREZ_UNBUNDLEDREC_SACRAMENTO_RIVER_WIND | NAN |  | caiso_wind | NAN | unbundledrec | n/a
_CREZ_UNBUNDLEDREC_SCADSNV_SOLAR | NAN |  | caiso_solar | NAN | unbundledrec | n/a
_CREZ_UNBUNDLEDREC_SCADSNV_WIND | NAN |  | caiso_wind | NAN | unbundledrec | n/a
_CREZ_UNBUNDLEDREC_SOLANO_GEOTHERMAL | NAN |  | caiso_geothermal | NAN | unbundledrec | n/a
_CREZ_UNBUNDLEDREC_SOLANO_SOLAR | NAN |  | caiso_solar | NAN | unbundledrec | n/a
_CREZ_UNBUNDLEDREC_SOLANO_SUBZONE_SOLAR | NAN |  | caiso_solar | NAN | unbundledrec | n/a
_CREZ_UNBUNDLEDREC_SOLANO_SUBZONE_WIND | NAN |  | caiso_wind | NAN | unbundledrec | n/a
_CREZ_UNBUNDLEDREC_SOLANO_WIND | NAN |  | caiso_wind | NAN | unbundledrec | n/a
_CREZ_UNBUNDLEDREC_SOUTHERN_CALIFORNIA_DESERT_EX_SOLAR | NAN |  | caiso_solar | NAN | unbundledrec | n/a
_CREZ_UNBUNDLEDREC_SOUTHERN_CALIFORNIA_DESERT_EX_WIND | NAN |  | caiso_wind | NAN | unbundledrec | n/a
_CREZ_UNBUNDLEDREC_SOUTHERN_CA_DESERT_SOUTHERN_NV_SOLAR | NAN |  | caiso_solar | NAN | unbundledrec | n/a
_CREZ_UNBUNDLEDREC_SOUTHERN_CA_DESERT_SOUTHERN_NV_WIND | NAN |  | caiso_wind | NAN | unbundledrec | n/a
_CREZ_UNBUNDLEDREC_SOUTHERN_NEVADA_GEOTHERMAL | NAN |  | caiso_geothermal | NAN | unbundledrec | n/a
_CREZ_UNBUNDLEDREC_SOUTHERN_NEVADA_SOLAR | NAN |  | caiso_solar | NAN | unbundledrec | n/a
_CREZ_UNBUNDLEDREC_SOUTHERN_NEVADA_WIND | NAN |  | caiso_wind | NAN | unbundledrec | n/a
_CREZ_UNBUNDLEDREC_SW_BIOMASS | NAN |  | caiso_biomass | NAN | unbundledrec | n/a
_CREZ_UNBUNDLEDREC_SW_EXT_TX_WIND | NAN |  | caiso_wind | NAN | unbundledrec | n/a
_CREZ_UNBUNDLEDREC_TEHACHAPI_EX_SOLAR | NAN |  | caiso_solar | NAN | unbundledrec | n/a
_CREZ_UNBUNDLEDREC_TEHACHAPI_SOLAR | NAN |  | caiso_solar | NAN | unbundledrec | n/a
_CREZ_UNBUNDLEDREC_TEHACHAPI_WIND | NAN |  | caiso_wind | NAN | unbundledrec | n/a
_CREZ_UNBUNDLEDREC_UTAH_SOLAR | NAN |  | caiso_solar | NAN | unbundledrec | n/a
_CREZ_UNBUNDLEDREC_UTAH_WIND | NAN |  | caiso_wind | NAN | unbundledrec | n/a
_CREZ_UNBUNDLEDREC_WESTLANDS_EX_SOLAR | NAN |  | caiso_solar | NAN | unbundledrec | n/a
_CREZ_UNBUNDLEDREC_WESTLANDS_EX_WIND | NAN |  | caiso_wind | NAN | unbundledrec | n/a
_CREZ_UNBUNDLEDREC_WESTLANDS_SOLAR | NAN |  | caiso_solar | NAN | unbundledrec | n/a
_CREZ_UNBUNDLEDREC_WYOMING_WIND | NAN |  | caiso_wind | NAN | unbundledrec | n/a
_EXISTING_GENERIC_BATTERY_STORAGE | NAN |  | caiso_battery | NAN | existinggeneric | hr_batteries
_EXISTING_GENERIC_BIOGAS_LANDFILLGAS | NAN |  | caiso_biomass | NAN | existinggeneric | biomass_wood
_EXISTING_GENERIC_BIOMASS/WOOD | NAN |  | caiso_biomass | NAN | existinggeneric | biomass_wood
_EXISTING_GENERIC_COAL | NAN |  | caiso_coal | NAN | existinggeneric | coal
_EXISTING_GENERIC_COGEN | NAN |  | caiso_chp | NAN | existinggeneric | cogen
_EXISTING_GENERIC_COMBINED_CYCLE | NAN |  | caiso_ccgt1 | NAN | existinggeneric | gas_cc
_EXISTING_GENERIC_DR | NAN |  | caiso_dr | NAN | existinggeneric | demand_response
_EXISTING_GENERIC_GEOTHERMAL | NAN |  | caiso_geothermal | NAN | existinggeneric | geothermal
_EXISTING_GENERIC_ICE | NAN |  | caiso_reciprocating_engine | NAN | existinggeneric | ice
_EXISTING_GENERIC_INSTATE_LARGE_HYDRO | NAN |  | caiso_hydro | NAN | existinggeneric | hydro
_EXISTING_GENERIC_INSTATE_SMALL_HYDRO | NAN |  | caiso_hydro | NAN | existinggeneric | hydro
_EXISTING_GENERIC_NUCLEAR | NAN |  | caiso_nuclear | NAN | existinggeneric | nuclear
_EXISTING_GENERIC_NW_HYDRO | NAN |  | caiso_hydro | NAN | existinggeneric | hydro
_EXISTING_GENERIC_PEAKER | NAN |  | caiso_peaker1 | NAN | existinggeneric | gas_ct
_EXISTING_GENERIC_PUMPED_STORAGE_HYDRO | NAN |  | caiso_pumped_hydro | NAN | existinggeneric | pumped_storage
_EXISTING_GENERIC_SOLAR_1AXIS | NAN |  | caiso_solar | NAN | existinggeneric | utility_pv
_EXISTING_GENERIC_SOLAR_2AXIS | NAN |  | caiso_solar | NAN | existinggeneric | utility_pv
_EXISTING_GENERIC_SOLAR_FIXED | NAN |  | caiso_solar | NAN | existinggeneric | utility_pv
_EXISTING_GENERIC_SOLAR_THERMAL | NAN |  | caiso_solar | NAN | existinggeneric | utility_pv
_EXISTING_GENERIC_STEAM | NAN |  | caiso_steam | NAN | existinggeneric | steam
_EXISTING_GENERIC_UNKNOWN | NAN |  | caiso_unknown | NAN | existinggeneric | n/a
_EXISTING_GENERIC_WIND | NAN |  | caiso_wind | NAN | existinggeneric | in_state_wind_south
_NEW_BTM_DR | NAN |  | caiso_loadmod | NAN | newloadmod | demand_response
_NEW_BTM_EE | NAN |  | caiso_loadmod | NAN | newloadmod | demand_response
_NEW_BTM_RESOURCE | NAN |  | caiso_loadmod | NAN | newloadmod | demand_response
_NEW_DG | NAN |  | caiso_loadmod | NAN | newloadmod | btm_pv
_NEW_EV | NAN |  | caiso_loadmod | NAN | newloadmod | demand_response
_NEW_GENERIC_BATTERY_STORAGE | NAN |  | caiso_battery | NAN | newgeneric | hr_batteries
_NEW_GENERIC_BIOGAS_LANDFILLGAS | NAN |  | caiso_biomass | NAN | newgeneric | biomass_wood
_NEW_GENERIC_BIOMASS/WOOD | NAN |  | caiso_biomass | NAN | newgeneric | biomass_wood
_NEW_GENERIC_COAL | NAN |  | caiso_coal | NAN | newgeneric | coal
_NEW_GENERIC_COGEN | NAN |  | caiso_chp | NAN | newgeneric | cogen
_NEW_GENERIC_COMBINED_CYCLE | NAN |  | caiso_ccgt1 | NAN | newgeneric | gas_cc
_NEW_GENERIC_DR | NAN |  | caiso_dr | NAN | newgeneric | demand_response
_NEW_GENERIC_GEOTHERMAL | NAN |  | caiso_geothermal | NAN | newgeneric | geothermal
_NEW_GENERIC_ICE | NAN |  | caiso_reciprocating_engine | NAN | newgeneric | ice
_NEW_GENERIC_INSTATE_LARGE_HYDRO | NAN |  | caiso_hydro | NAN | newgeneric | hydro
_NEW_GENERIC_INSTATE_SMALL_HYDRO | NAN |  | caiso_hydro | NAN | newgeneric | hydro
_NEW_GENERIC_NUCLEAR | NAN |  | caiso_nuclear | NAN | newgeneric | nuclear
_NEW_GENERIC_NW_HYDRO | NAN |  | caiso_hydro | NAN | newgeneric | hydro
_NEW_GENERIC_PEAKER | NAN |  | caiso_peaker1 | NAN | newgeneric | gas_ct
_NEW_GENERIC_PUMPED_STORAGE_HYDRO | NAN |  | caiso_pumped_hydro | NAN | newgeneric | pumped_storage
_NEW_GENERIC_SOLAR_1AXIS | NAN |  | caiso_solar | NAN | newgeneric | utility_pv
_NEW_GENERIC_SOLAR_2AXIS | NAN |  | caiso_solar | NAN | newgeneric | utility_pv
_NEW_GENERIC_SOLAR_FIXED | NAN |  | caiso_solar | NAN | newgeneric | utility_pv
_NEW_GENERIC_SOLAR_THERMAL | NAN |  | caiso_solar | NAN | newgeneric | utility_pv
_NEW_GENERIC_STEAM | NAN |  | caiso_steam | NAN | newgeneric | steam
_NEW_GENERIC_UNKNOWN | NAN |  | caiso_unknown | NAN | newgeneric | n/a
_NEW_GENERIC_WIND | NAN |  | caiso_wind | NAN | newgeneric | in_state_wind_south
_NEW_TOU | NAN |  | caiso_loadmod | NAN | newloadmod | demand_response
_SUPPLIERS_CHOICE | NAN |  | suppliers_choice | NAN | supplierschoice | n/a
_UNSPECIFIED_NON_IMPORT | NAN |  | unspecified_non_import | NAN | unspecifiednonimport | n/a

## lse_names
lse | NAME | lse_type
3PR | 3 Phases Renewables | ESP
APN | American PowerNet Management | ESP
AVCE | Apple Valley Choice Energy | CCA
CEI | Just Energy Solutions | ESP
CES | Commercial Energy of Montana | ESP
CNE | Constellation New Energy | ESP
COBP | City of Baldwin Park | CCA
COSB | City of Solana Beach | CCA
CPA | Calpine Power America | ESP
CPASC | Clean Power Alliance of Southern California | CCA
CPSF | CleanPowerSF | CCA
DCE | Desert Community Energy | CCA
DEB | Direct Energy Business | ESP
EBCE | East Bay Community Energy | CCA
EIPS | EDF Industrial Power Services | ESP
HANFORD | City of Hanford | CCA
KCCP | King City Community Power | CCA
LCE | Lancaster Choice Energy | CCA
LPH | Liberty Power Holdings | ESP
CCCE | Monterey Bay Community Power Authority | CCA
MCE | Marin Clean Energy | CCA
NES | Calpine Energy Solutions | ESP
PALMDALE | City of Palmdale | CCA
PCEA | Peninsula Clean Energy Authority | CCA
PGE | Pacific Gas & Electric | IOU
PIONEER | Pioneer Community Energy | CCA
POMONA | City of Pomona | CCA
PPG | Pilot Power Group | ESP
PRIME | Pico Rivera Innovative Municipal Energy | CCA
RCEA | Redwood Coast Energy Authority | CCA
RMEA | Rancho Mirage Energy Authority | CCA
SCE | Southern California Edison | IOU
SDGE | San Diego Gas & Electric | IOU
SENA | Shell Energy North America | ESP
SJCE | San Jose Clean Energy | CCA
SJP | San Jacinto Power | CCA
SOMA | Sonoma Clean Power Authority | CCA
SVCE | Silicon Valley Clean Energy Authority | CCA
TNG | Tiger Natural Gas | ESP
UC | University of California | ESP
VCEA | Valley Clean Energy Alliance | CCA
WCE | Western Community Energy | CCA
PCORP | PacifiCorp | POU
BVES | Bear Valley Electric Service | IOU
LIB | Liberty Utilities | IOU
BCE | Butte Choice Energy | CCA
CEA | Clean Energy Alliance | CCA
COM | City of Commerce | CCA
SDCP | San Diego Community Power | CCA
SBCE | Santa Barbara Clean Energy | CCA
AGERA | Agera Energy, LLC | ESP
GEXA | Gexa Energy California, LLC | ESP
LPD | Liberty Power Delaware, LLC | ESP
PALMCO | Palmco Power CA | ESP
PRAX | Praxair Plainfield, Inc. | ESP
TENA | Tenaska Power Services Co. | ESP
YEP | Yep Energy | ESP
ANZA | Anza Electric Cooperative | COOP
PLUMAS | Plumas Sierra Rural Electric Cooperative | COOP
SURPRISE | Surprise Valley Electrification Corporation | POU
VEA | Valley Electric Association | COOP
ANHM | Anaheim | CAISOPOU
AZCO | Arizona Electric Power Cooperative | POU
AZUA | Azusa | CAISOPOU
BAN1 | Banning | CAISOPOU
BWPM | Burbank | POU
CCSF | City and County San Francisco | CAISOPOU
CLTN | Colton | CAISOPOU
COR1 | Corona | CAISOPOU
CRCL | Cerritos | CAISOPOU
GLEN | Glendale | POU
IIDE | Imperial Irrigation District | POU
INDU | Industry | CAISOPOU
KIRK | Kirkwood | POU
LADWP | LADWP | POU
LASS | Lassen | CAISOPOU
MEID | Merced | POU
MID | Modesto Irrigation District | POU
MVAL | Moreno Valley | CAISOPOU
NCPA | Northern California Power Agency | CAISOPOU
NEED | Needles | POU
PASA | Pasadena | CAISOPOU
PITT | Pittsburg | CAISOPOU
PSTN | Stockton | CAISOPOU
PWRPA | Power Water Resources Pooling Authority | CAISOPOU
RCMU | Rancho Cucamonga | CAISOPOU
RDG1 | Redding | POU
RSVL | Roseville | POU
RVSD | Riverside | CAISOPOU
SCOV | Shelter Cove | CAISOPOU
SLAK | Shasta Lake | POU
SMUD | SMUD | POU
SNCL | Silicon Valley Power | CAISOPOU
TIDM | Turlock Irrigation District | POU
TRIN | Trinity | CAISOPOU
TRUC | Truckee | POU
VERN | Vernon | CAISOPOU
VMUS | Victorville | CAISOPOU
WEPA | Eastside Power Authority | CAISOPOU
_OTHER | Multiple non-IOU LSEs
_OTHER | Multiple LSEs
_OTHER | Multiple IOUs
_OTHER | non-LSE supplier | _OTHER

## misc
contract_status | bool | yes_no | Year | int_count | transact | cap_areas | cap_sub_areas | state_county | d1911016_tranches | d2106035_tranche | energy_capacity_from_resource | is_hybrid_paired | csp_cat | solar_Technology_sub_type | storage_Technology_sub_type | nqc_reporting_source | cam_d1911016_vamo_pcia | 25MMT ELCC (%) | [12 empty] | 30MMT ELCC (%) | [12 empty] | 25MMT MRN/TRN ratio | [12 empty] | 30MMT MRN/TRN ratio
Online | 0 | YES | NA | NA | Buy | Humboldt | North Coast Eagle Rock | NA | NA | NA | EnergyCapacity | NotHybrid | NA | Fixed | Li | In the contract | CAM | elcc_type | 2024 | 2025 | 2026 | 2027 | 2028 | 2029 | 2030 | 2031 | 2032 | 2033 | 2034 | 2035 | elcc_type | 2024 | 2025 | 2026 | 2027 | 2028 | 2029 | 2030 | 2031 | 2032 | 2033 | 2034 | 2035 |  | 2024 | 2025 | 2026 | 2027 | 2028 | 2029 | 2030 | 2031 | 2032 | 2033 | 2034 | 2035 |  | 2024 | 2025 | 2026 | 2027 | 2028 | 2029 | 2030 | 2031 | 2032 | 2033 | 2034 | 2035
Review | 1 | NO | 1970 | 1 | Sell | NorthCoastNorthBay | North Coast Fulton | AlpineCounty | 1 | firm_ZE | EnergyOnly | ExistingBiomassExistingStorage | Large Hydro (GWh) | SolarThermal | Flow | Calculated | D.19-11-016 | in_state_wind_south | 11.84% | 13.64% | 15.43% | 10.69% | 5.957% | 7.72% | 9.484% | 8.464% | 7.445% | 6.426% | 5.407% | 4.387% | in_state_wind_south | 15.1% | 15.18% | 15.25% | 11.85% | 8.442% | 8.342% | 8.241% | 7.483% | 6.724% | 5.966% | 5.207% | 4.449% |  | 0.77202 | 0.78867 | 0.8039 | 0.7761 | 0.75028 | 0.76247 | 0.77457 | 0.74275 | 0.71261 | 0.68273 | 0.6539 | 0.62577 |  | 0.8003 | 0.81896 | 0.83611 | 0.79545 | 0.75709 | 0.73673 | 0.71704 | 0.69919 | 0.68265 | 0.66608 | 0.65025 | 0.63484
PlannedExisting |  | NA | 1971 | 2 | Owned | Sierra | Sierra Placer | AmadorCounty | 1&2 | firm_ZE_&_firm_ZE_ext | CapacityOnly | ExistingBiomassNewStorage | Imported Hydro (GWh) | 1Axis | PSH |  | VAMO | in_state_wind_north | 23.68% | 27.27% | 30.86% | 21.39% | 11.91% | 15.44% | 18.97% | 16.93% | 14.89% | 12.85% | 10.81% | 8.775% | in_state_wind_north | 30.21% | 30.36% | 30.51% | 23.7% | 16.88% | 16.68% | 16.48% | 14.97% | 13.45% | 11.93% | 10.41% | 8.898%
Development |  |  | 1972 | 3 |  | Stockton | Sierra Pease | AlamedaCounty | 2 | firm_ZE_ext |  | ExistingGeothermalExistingStorage | Asset Controlling Supplier (GWh) | 2Axis | Other |  | GHG-free PCIA | out_of_state_wind_WYID | 46.9% | 45.36% | 43.82% | 38.08% | 32.34% | 32.95% | 33.57% | 32.87% | 32.16% | 31.46% | 30.76% | 30.05% | out_of_state_wind_WYID | 42.56% | 39.18% | 35.8% | 37.37% | 38.94% | 31.24% | 23.54% | 24.84% | 26.15% | 27.45% | 28.75% | 30.05%
PlannedNew |  |  | 1973 | 4 |  | GreaterBay | Sierra Gold Hill-Drum | ButteCounty | 2&3 | general |  | ExistingGeothermalNewStorage | Nuclear (GWh) |  |  |  |  | out_of_state_wind_WAOR | 28.74% | 27.8% | 26.86% | 23.34% | 19.82% | 20.2% | 20.57% | 20.14% | 19.71% | 19.28% | 18.85% | 18.42% | out_of_state_wind_WAOR | 26.08% | 24.01% | 21.94% | 22.91% | 23.87% | 19.15% | 14.43% | 15.23% | 16.02% | 16.82% | 17.62% | 18.42%
|  |  | 1974 | 5 |  | GreaterFresno | Stockton Lockeford | CalaverasCounty | 1&3 | general_&_firm_ZE |  | ExistingSolarExistingStorage | Biogas (GWh) |  |  |  |  | out_of_state_wind_AZNM | 42.36% | 40.97% | 39.58% | 34.4% | 29.21% | 29.77% | 30.32% | 29.69% | 29.05% | 28.42% | 27.78% | 27.15% | out_of_state_wind_AZNM | 38.44% | 35.39% | 32.34% | 33.76% | 35.17% | 28.22% | 21.26% | 22.44% | 23.61% | 24.79% | 25.97% | 27.15%
|  |  | 1975 | 6 |  | Kern | Stockton Tesla-Bellota | ColusaCounty | 3 | general_&_firm_ZE_ext |  | ExistingSolarNewStorage | Biomass (GWh) |  |  |  |  | offshore_wind | 66.75% | 61.58% | 56.42% | 55.72% | 55.02% | 58.03% | 61.04% | 55.23% | 49.42% | 43.62% | 37.81% | 32% | offshore_wind | 54.9% | 50.67% | 46.44% | 48.66% | 50.88% | 46.74% | 42.6% | 40.48% | 38.36% | 36.24% | 34.12% | 32%
|  |  | 1976 | 7 |  | BigCreekVentura | Greater Bay Llagas | ContraCostaCounty | 1&2&3 | general_&_long_duration_storage |  | ExistingThermalExistingStorage | Geothermal (GWh) |  |  |  |  | utility_pv | 12.43% | 12.1% | 11.77% | 10.02% | 8.261% | 7.66% | 7.06% | 6.928% | 6.796% | 6.664% | 6.532% | 6.4% | utility_pv | 9.6% | 10.22% | 10.84% | 10.17% | 9.496% | 7.748% | 6% | 6.08% | 6.16% | 6.24% | 6.32% | 6.4%
|  |  | 1977 | 8 |  | LABasin | Greater Bay San Jose | DelNorteCounty |  | general_&_long_duration_storage_ext |  | ExistingThermalNewStorage | Small Hydro (GWh) |  |  |  |  | btm_pv | 5.318% | 4.865% | 4.412% | 5.255% | 6.098% | 5.404% | 4.71% | 4.888% | 5.066% | 5.244% | 5.422% | 5.6% | btm_pv | 8.9% | 9.37% | 9.841% | 8.27% | 6.7% | 5.6% | 4.5% | 4.72% | 4.94% | 5.16% | 5.38% | 5.6%
|  |  | 1978 | 9 |  | SanDiegoImperialValley | Greater Bay South Bay Moss Landing | ElDoradoCounty |  | general_&_ZE_gen_paired_dr |  | ExistingWindExistingStorage | Wind Baseline California (GWh) |  |  |  |  | 4hr_batteries | 85.4% | 86.4% | 87.4% | 84.5% | 81.6% | 85.3% | 89% | 79.22% | 69.44% | 59.66% | 49.88% | 40.1% | 4hr_batteries | 88.5% | 90.15% | 91.8% | 84.55% | 77.3% | 75.9% | 74.5% | 67.62% | 60.74% | 53.86% | 46.98% | 40.1%
|  |  | 1979 | 10 |  | PacGE | Greater Bay Oakland | FresnoCounty |  | long_duration_storage |  | ExistingWindNewStorage | Wind New PG&E (GWh) |  |  |  |  | 5hr_batteries | 86.4% | 86.96% | 87.52% | 85.09% | 82.65% | 85.82% | 89% | 80.7% | 72.39% | 64.08% | 55.78% | 47.48% | 5hr_batteries | 88.67% | 90.39% | 92.1% | 85.89% | 79.68% | 78.36% | 77.05% | 71.14% | 65.22% | 59.31% | 53.39% | 47.48%
|  |  | 1980 | 11 |  | SCE | Greater Fresno Panoche | GlennCounty |  | long_duration_storage_&_firm_ZE |  | NewBiomassExistingStorage | Wind New SCE SDG&E (GWh) |  |  |  |  | 6hr_batteries | 87.4% | 87.52% | 87.65% | 85.68% | 83.7% | 86.35% | 89% | 82.17% | 75.34% | 68.51% | 61.68% | 54.85% | 6hr_batteries | 88.85% | 90.62% | 92.4% | 87.23% | 82.05% | 80.83% | 79.6% | 74.65% | 69.7% | 64.75% | 59.8% | 54.85%
|  |  | 1981 | 12 |  | SDGE | Greater Fresno Herndon | HumboldtCounty |  | long_duration_storage_&_firm_ZE_ext |  | NewBiomassNewStorage | Wind Pacific Northwest (GWh) |  |  |  |  | 7hr_batteries | 88.4% | 88.09% | 87.77% | 86.26% | 84.75% | 86.87% | 89% | 83.65% | 78.29% | 72.93% | 67.58% | 62.22% | 7hr_batteries | 89.03% | 90.86% | 92.7% | 88.56% | 84.42% | 83.29% | 82.15% | 78.17% | 74.18% | 70.2% | 66.21% | 62.22%
|  |  | 1982 | 13 |  | AVA | Greater Fresno Hanford | ImperialCounty |  | long_duration_storage_&_long_duration_storage_ext |  | NewGeothermalExistingStorage | Wind Wyoming (GWh) |  |  |  |  | 8hr_batteries | 89.4% | 88.65% | 87.9% | 86.85% | 85.8% | 87.4% | 89% | 85.12% | 81.24% | 77.36% | 73.48% | 69.6% | 8hr_batteries | 89.2% | 91.1% | 93% | 89.9% | 86.8% | 85.75% | 84.7% | 81.68% | 78.66% | 75.64% | 72.62% | 69.6%
|  |  | 1983 | 14 |  | AVRN | Greater Fresno Coalinga | InyoCounty |  | long_duration_storage_ext |  | NewGeothermalNewStorage | Wind New Mexico (GWh) |  |  |  |  | pumped_storage | 90.1% | 89% | 87.9% | 86.85% | 85.8% | 87.4% | 89% | 85.86% | 82.72% | 79.58% | 76.44% | 73.3% | pumped_storage | 89.4% | 91.4% | 93.4% | 91.3% | 89.2% | 89.05% | 88.9% | 85.78% | 82.66% | 79.54% | 76.42% | 73.3%
|  |  | 1984 | 15 |  | AZPS | Greater Fresno Borden | KernCounty |  | long_duration_storage_ext_&_firm_ZE |  | NewSolarExistingStorage | Wind Offshore Morro Bay (GWh) |  |  |  |  | demand_response | 77.24% | 79.75% | 82.26% | 77.49% | 72.71% | 79.51% | 86.3% | 71.92% | 57.54% | 43.16% | 28.78% | 14.4% | demand_response | 89.3% | 90.84% | 92.37% | 77.24% | 62.1% | 60.6% | 59.1% | 50.16% | 41.22% | 32.28% | 23.34% | 14.4%
|  |  | 1985 | 16 |  | BANC | Greater Fresno Reedley | KingsCounty |  | long_duration_storage_ext_&_firm_ZE_ext |  | NewSolarNewStorage | Wind Offshore Humboldt (GWh) |  |  |  |  | hydro | 50.81% | 52.14% | 53.46% | 52.46% | 51.46% | 52.97% | 54.47% | 52.17% | 49.88% | 47.58% | 45.28% | 42.98% | hydro | 56.66% | 56.39% | 56.12% | 53.19% | 50.26% | 49.25% | 48.24% | 47.19% | 46.14% | 45.09% | 44.03% | 42.98%
|  |  | 1986 | 17 |  | BPAT | Kern Westpark | LakeCounty |  | ZE_gen_paired_dr |  | NewThermalExistingStorage | Solar Baseline California (GWh) |  |  |  |  | small_hydro | 36.44% | 37.39% | 38.34% | 37.63% | 36.91% | 37.99% | 39.07% | 37.42% | 35.77% | 34.12% | 32.48% | 30.83% | small_hydro | 40.64% | 40.44% | 40.25% | 38.15% | 36.05% | 35.32% | 34.6% | 33.84% | 33.09% | 32.34% | 31.58% | 30.83%
|  |  | 1987 | 18 |  | CHPD | Kern Kern Power-Tevis | LassenCounty |  | ZE_gen_paired_dr_&_firm_ZE |  | NewThermalNewStorage | Solar New PG&E (GWh) |  |  |  |  | geothermal | 86.04% | 88.85% | 91.66% | 92.14% | 92.63% | 91.91% | 91.19% | 91.96% | 92.73% | 93.5% | 94.27% | 95.04% | geothermal | 86.4% | 87.83% | 89.25% | 91% | 92.75% | 92.28% | 91.81% | 92.54% | 93.27% | 94% | 94.73% | 95.45%
|  |  | 1988 | 19 |  | CSTO | Kern Kern Oil | LosAngelesCounty |  | ZE_gen_paired_dr_&_firm_ZE_ext |  | NewWindExistingStorage | Solar New SCE SDG&E (GWh) |  |  |  |  | biomass_wood | 77.61% | 79.41% | 81.21% | 81.93% | 82.64% | 81.5% | 80.36% | 81.96% | 83.56% | 85.16% | 86.76% | 88.36% | biomass_wood | 78.78% | 80.87% | 82.97% | 83.03% | 83.09% | 82.34% | 81.6% | 83.15% | 84.7% | 86.25% | 87.79% | 89.34%
|  |  | 1989 | 20 |  | DEAA | Kern South Kern PP | MaderaCounty |  | ZE_gen_paired_dr_&_long_duration_storage |  | NewWindNewStorage | Solar Distributed (GWh) |  |  |  |  | biogas | 74.99% | 76.62% | 78.25% | 78.56% | 78.86% | 77.73% | 76.59% | 78.42% | 80.26% | 82.09% | 83.93% | 85.77% | biogas | 75.85% | 77.83% | 79.82% | 79.51% | 79.21% | 78.25% | 77.29% | 79.19% | 81.09% | 82.99% | 84.89% | 86.79%
|  |  | 1990 | 21 |  | DOPD | Big Creek/Ventura - Vesta | MarinCounty |  | ZE_gen_paired_dr_&_long_duration_storage_ext |  |  | Hybrid_or_Paired_Solar_and_Battery (GWh) |  |  |  |  | nuclear | 93.36% | 93.54% | 93.73% | 93.8% | 93.88% | 93.21% | 92.53% | 93.23% | 93.94% | 94.64% | 95.34% | 96.05% | nuclear | 93.14% | 94% | 94.85% | 94.33% | 93.81% | 93.58% | 93.34% | 93.93% | 94.53% | 95.12% | 95.72% | 96.32%
|  |  | 1991 | 22 |  | EPE | Big Creek/Ventura - Santa Clara | MariposaCounty |  |  |  |  | Shed DR (MW) |  |  |  |  | gas_cc | 84.41% | 85.38% | 86.35% | 86.63% | 86.92% | 85.96% | 84.99% | 86.14% | 87.29% | 88.43% | 89.58% | 90.72% | gas_cc | 84.81% | 86.26% | 87.71% | 87.42% | 87.12% | 86.09% | 85.06% | 86.3% | 87.54% | 88.78% | 90.03% | 91.27%
|  |  | 1992 | 23 |  | GCPD | LA Basin Eastern | MendocinoCounty |  |  |  |  | Pumped Storage (MW) |  |  |  |  | gas_ct | 81.24% | 83.46% | 85.68% | 84.02% | 82.37% | 80.69% | 79.01% | 80.26% | 81.51% | 82.76% | 84.01% | 85.26% | gas_ct | 80.21% | 81.64% | 83.07% | 82.61% | 82.16% | 80.58% | 79% | 79.96% | 80.92% | 81.88% | 82.84% | 83.8%
|  |  | 1993 | 24 |  | GRIF | LA Basin Western | MercedCounty |  |  |  |  | Battery Storage (MWh Energy Capacity) |  |  |  |  | cogen | 93.17% | 92.98% | 92.79% | 93.43% | 94.06% | 93.18% | 92.3% | 92.51% | 92.72% | 92.94% | 93.15% | 93.37% | cogen | 89.51% | 92.08% | 94.65% | 91.92% | 89.19% | 89.03% | 88.88% | 89.66% | 90.44% | 91.22% | 92% | 92.79%
|  |  | 1994 | 25 |  | GRIS | LA Basin El Nido | ModocCounty |  |  |  |  | Storage Resource Custom Profile (MW) |  |  |  |  | ice | 93.42% | 93.95% | 94.49% | 94.42% | 94.35% | 94.55% | 94.75% | 93.43% | 92.11% | 90.79% | 89.47% | 88.15% | ice | 92.93% | 90.16% | 87.39% | 89.8% | 92.22% | 91.83% | 91.44% | 90.43% | 89.42% | 88.4% | 87.39% | 86.38%
|  |  | 1995 | 26 |  | GRMA | San Diego/Imperial Valley San Diego | MonoCounty |  |  |  |  | RPS Resource Custom Profile (GWh) |  |  |  |  | coal | 68.78% | 70.73% | 72.68% | 72.09% | 71.51% | 68.68% | 65.85% | 68.89% | 71.94% | 74.98% | 78.02% | 81.07% | coal | 69.05% | 71.72% | 74.39% | 73.72% | 73.05% | 71.02% | 68.98% | 71.69% | 74.4% | 77.11% | 79.81% | 82.52%
|  |  | 1996 | 27 |  | GWA | San Diego/Imperial Valley El Cajon | MontereyCounty |  |  |  |  | GHG-free non-RPS Resource Custom Profile (GWh) |  |  |  |  | steam | 77.85% | 79.24% | 80.62% | 80.2% | 79.79% | 77.78% | 75.78% | 77.93% | 80.09% | 82.25% | 84.41% | 86.57% | steam | 78.05% | 79.94% | 81.83% | 81.36% | 80.88% | 79.44% | 78% | 79.92% | 81.84% | 83.76% | 85.68% | 87.6%
|  |  | 1997 | 28 |  | HGMA | San Diego/Imperial Valley Border | NapaCounty |  |  |  |  | Coal (GWh) |  |  |  |  | unspecified_import | 100% | 100% | 100% | 100% | 100% | 100% | 100% | 100% | 100% | 100% | 100% | 100% | unspecified_import | 100% | 100% | 100% | 100% | 100% | 100% | 100% | 100% | 100% | 100% | 100% | 100%
|  |  | 1998 | 29 |  | IID | No_sub_area | NevadaCounty
|  |  | 1999 | 30 |  | IPCO |  | OrangeCounty
|  |  | 2000 | 31 |  | LDWP |  | PlacerCounty
|  |  | 2001 |  |  | NEVP |  | PlumasCounty
|  |  | 2002 |  |  | NWMT |  | RiversideCounty
|  |  | 2003 |  |  | PACE |  | SacramentoCounty
|  |  | 2004 |  |  | PACW |  | SanBenitoCounty
|  |  | 2005 |  |  | PortGE |  | SanBernardinoCounty
|  |  | 2006 |  |  | PNM |  | SanDiegoCounty
|  |  | 2007 |  |  | PSCO |  | SanFrancisco
|  |  | 2008 |  |  | PSEI |  | SanJoaquinCounty
|  |  | 2009 |  |  | SCL |  | SanLuisObispoCounty
|  |  | 2010 |  |  | SRP |  | SanMateoCounty
|  |  | 2011 |  |  | SWPP |  | SantaBarbaraCounty
|  |  | 2012 |  |  | TEPC |  | SantaClaraCounty
|  |  | 2013 |  |  | TIDC |  | SantaCruzCounty
|  |  | 2014 |  |  | TPWR |  | ShastaCounty
|  |  | 2015 |  |  | WACM |  | SierraCounty
|  |  | 2016 |  |  | WALC |  | SiskiyouCounty
|  |  | 2017 |  |  | WAUW |  | SolanoCounty
|  |  | 2018 |  |  | WWA |  | SonomaCounty
|  |  | 2019 |  |  |  |  | StanislausCounty
|  |  | 2020 |  |  |  |  | SutterCounty
|  |  | 2021 |  |  |  |  | TehamaCounty
|  |  | 2022 |  |  |  |  | TrinityCounty
|  |  | 2023 |  |  |  |  | TulareCounty
|  |  | 2024 |  |  |  |  | TuolumneCounty
|  |  | 2025 |  |  |  |  | VenturaCounty
|  |  | 2026 |  |  |  |  | YoloCounty
|  |  | 2027 |  |  |  |  | YubaCounty
|  |  | 2028 |  |  |  |  | Washington
|  |  | 2029 |  |  |  |  | Oregon
|  |  | 2030 |  |  |  |  | California
|  |  | 2031 |  |  |  |  | Idaho
|  |  | 2032 |  |  |  |  | Nevada
|  |  | 2033 |  |  |  |  | Utah
|  |  | 2034 |  |  |  |  | Arizona
|  |  | 2035 |  |  |  |  | Colorado
|  |  | 2036 |  |  |  |  | Wyoming
|  |  | 2037 |  |  |  |  | Montana
|  |  | 2038 |  |  |  |  | SouthDakota
|  |  | 2039 |  |  |  |  | NewMexico
|  |  | 2040 |  |  |  |  | Texas
|  |  | 2041 |  |  |  |  | BritishColumbiaCanada
|  |  | 2042 |  |  |  |  | AlbertaCanada
|  |  | 2043 |  |  |  |  | BajaCaliforniaMexico
2044
2045
2046
2047
2048
2049
2050
2051
2052
2053
2054
2055
2056
2057
2058
2059
2060

## btm_pv_forecast
Capacity (MW)
Service Area | Type | LSE CPUC ID | LSE Name | 2024 | 2025 | 2026 | 2027 | 2028 | 2029 | 2030 | 2031 | 2032 | 2033 | 2034 | 2035
PGE | IOU | PGE | Pacific Gas and Electric (Bundled) | 2483.8069 | 2670.6038 | 2858.9074 | 3056.0036 | 3256.6374 | 3468.7628 | 3666.9481 | 3882.9316 | 4089.878 | 4313.371 | 4525.971 | 4733.5943
PGE | ESP |  | Pacific Gas and Electric (Direct Access) | 1044.2813 | 1116.2857 | 1188.7877 | 1263.8031 | 1341.8643 | 1417.5187 | 1491.0135 | 1560.1181 | 1628.5101 | 1691.9805 | 1751.8541 | 1806.5954
PGE | CCA | 3CE | Central Coast Community Energy | 421.1516 | 452.4176 | 484.2466 | 518.2613 | 553.2467 | 588.4065 | 623.0193 | 657.2667 | 690.275 | 722.3924 | 753.1958 | 782.6302
PGE | CCA | CPSF | CleanPowerSF | 272.1942 | 293.2442 | 314.6432 | 337.1158 | 360.5944 | 384.4334 | 408.2076 | 431.7376 | 454.715 | 477.4837 | 499.3099 | 522.1557
PGE | CCA | EBCE | East Bay Community Energy | 617.7696 | 667.82 | 718.6331 | 771.4659 | 827.5795 | 883.4552 | 939.6192 | 994.0498 | 1047.1904 | 1098.025 | 1147.2771 | 1195.6178
PGE | CCA | KCCP | King City Community Power | 3.1274 | 3.3637 | 3.6051 | 3.8603 | 4.1282 | 4.4032 | 4.676 | 4.953 | 5.223 | 5.4949 | 5.7601 | 6.0178
PGE | CCA | MCE | Marin Clean Energy | 527.8639 | 563.9344 | 600.9425 | 639.6931 | 682.5582 | 725.041 | 779.3814 | 819.2626 | 863.3448 | 897.0319 | 932.888 | 967.0558
PGE | CCA | PCEA | Peninsula Clean Energy Authority | 316.7508 | 339.1098 | 364.7623 | 394.2391 | 426.3829 | 456.1453 | 487.0346 | 517.7101 | 550.0192 | 578.7889 | 609.0219 | 639.4689
PGE | CCA | PIONEER | Pioneer Community Energy | 174.5837 | 187.7463 | 201.0546 | 215.0839 | 229.8695 | 244.8626 | 259.9713 | 274.7235 | 289.2053 | 303.5659 | 317.5372 | 331.4
PGE | CCA | RCEA | Redwood Coast Energy Authority | 62.1381 | 66.4961 | 71.0174 | 75.6651 | 80.4824 | 85.1494 | 89.682 | 93.9467 | 98.1666 | 102.0832 | 105.7847 | 109.1759
PGE | CCA | SJCE | San José Clean Energy | 350.2132 | 376.683 | 403.5618 | 432.0092 | 461.8897 | 492.4027 | 522.9226 | 553.2757 | 583.1075 | 612.8822 | 641.8478 | 670.3416
PGE | CCA | SVCEA | Silicon Valley Clean Energy Authority | 337.4432 | 362.5905 | 388.2452 | 415.3711 | 443.774 | 472.7717 | 501.6849 | 530.5497 | 558.8907 | 587.0725 | 614.4375 | 641.2026
PGE | CCA | SOMA | Sonoma Clean Power | 204.1349 | 219.5956 | 235.2439 | 251.7756 | 269.182 | 286.8967 | 304.6939 | 322.2144 | 339.4285 | 356.5693 | 373.2496 | 389.754
PGE | CCA | VCEA | Valley Clean Energy Alliance | 65.8485 | 71.4372 | 77.2818 | 83.3864 | 90.0553 | 96.3158 | 102.9133 | 109.3863 | 116.1332 | 122.1366 | 128.2333 | 134.2482
SCE | IOU | SCE | Southern California Edison (Bundled) | 3045.6553 | 3285.9746 | 3536.196 | 3798.279 | 4067.7244 | 4348.1989 | 4638.7566 | 4940.7489 | 5249.1654 | 5563.6356 | 5882.733 | 6204.3137
SCE | ESP |  | Southern California Edison (Direct Access) | 258.9591 | 277.626 | 297.0264 | 316.3778 | 336.8639 | 357.737 | 379.4659 | 401.3106 | 424.5473 | 447.7951 | 471.4 | 494.9852
SCE | CCA | AVCE | Apple Valley Choice Energy | 30.1058 | 32.5041 | 34.9996 | 37.6147 | 40.3332 | 43.1231 | 46.0288 | 48.9509 | 51.9502 | 54.993 | 58.0771 | 61.2215
SCE | CCA | COBP | Baldwin Park, City of | 0 | 0 | 0 | 0 | 0 | 0 | 0 | 0 | 0 | 0 | 0 | 0
SCE | CCA | 3CE | Central Coast Community Energy | 32.3561 | 34.5173 | 36.7454 | 38.9443 | 41.2582 | 43.5949 | 46.0114 | 48.4189 | 50.9674 | 54.1218 | 57.3446 | 60.6391
SCE | CCA | CPASC | Clean Power Alliance | 450.6001 | 486.2433 | 523.3697 | 562.1738 | 602.4208 | 644.0897 | 687.3482 | 731.7479 | 777.2374 | 823.6038 | 870.6587 | 918.2872
SCE | CCA | DCE | Desert Community Energy | 40.1559 | 43.3769 | 46.5513 | 49.7626 | 53.2022 | 56.7601 | 60.5145 | 64.3567 | 68.4985 | 72.7225 | 77.094 | 81.5566
SCE | CCA | PALMDALE | Energy for Palmdale’s Independent Choice | 35.8407 | 38.7178 | 41.7149 | 44.85 | 48.1324 | 51.5523 | 55.0978 | 58.7369 | 62.4727 | 66.2962 | 70.179 | 74.1079
SCE | CCA | LCE | Lancaster Choice Energy | 73.4703 | 79.3111 | 85.3908 | 91.7557 | 98.3676 | 105.1902 | 112.2842 | 119.4935 | 126.8875 | 134.4116 | 142.0424 | 149.795
SCE | CCA | OCPA | Orange County Power Authority | 231.5359 | 250.1224 | 269.4859 | 289.7359 | 310.9449 | 333.0347 | 355.9403 | 379.4435 | 403.5784 | 428.2827 | 453.3605 | 478.7445
SCE | CCA | PRIME | Pico Rivera Innovative Municipal Energy | 8.8924 | 9.5958 | 10.329 | 11.095 | 11.8901 | 12.7159 | 13.5723 | 14.4565 | 15.3621 | 16.287 | 17.2259 | 18.1743
SCE | CCA | POMONA | Pomona Choice Energy | 7.2881 | 7.8696 | 8.4749 | 9.1075 | 9.769 | 10.4555 | 11.1682 | 11.8949 | 12.6417 | 13.4046 | 14.1788 | 14.9634
SCE | CCA | RMEA | Rancho Mirage Energy Authority | 44.3047 | 47.7834 | 51.406 | 55.1927 | 59.0981 | 63.1101 | 67.2848 | 71.5412 | 75.8964 | 80.3147 | 84.7961 | 89.3436
SCE | CCA | SJP | San Jacinto Power | 23.2815 | 25.1287 | 27.0481 | 29.0598 | 31.1447 | 33.2847 | 35.5132 | 37.7636 | 40.0692 | 42.4103 | 44.7831 | 47.1992
SCE | CCA | SBCE | Santa Barbara Clean Energy | 20.2019 | 21.8091 | 23.4827 | 25.2306 | 27.0539 | 28.9498 | 30.9167 | 32.9363 | 35.0102 | 37.1287 | 39.2801 | 41.4559
SCE | CCA | WCE | Western Community Energy | 0 | 0 | 0 | 0 | 0 | 0 | 0 | 0 | 0 | 0 | 0 | 0
SDGE | IOU | SDGE | San Diego Gas and Electric (Bundled) | 437.7814 | 467.8455 | 499.564 | 532.5984 | 565.4715 | 599.1986 | 633.0484 | 667.1881 | 701.338 | 735.5061 | 769.2268 | 801.9703
SDGE | ESP |  | San Diego Gas and Electric (Direct Access) | 474.1491 | 506.5551 | 539.9269 | 573.9357 | 608.1413 | 641.9135 | 675.2024 | 707.3505 | 740.0285 | 771.5993 | 803.3271 | 834.28
SDGE | CCA | CEA | Clean Energy Alliance | 178.972 | 192.3446 | 206.1339 | 220.2745 | 234.6361 | 249.075 | 263.7103 | 278.5204 | 293.1537 | 307.7643 | 322.1594 | 336.5378
SDGE | CCA | OCPA | Orange County Power Authority | 20.3935 | 21.9172 | 23.4885 | 25.0999 | 26.7362 | 28.3815 | 30.0491 | 31.7368 | 33.4042 | 35.0691 | 36.7093 | 38.3477
SDGE | CCA | SDCP | San Diego Community Power | 954.556 | 1025.8783 | 1099.4227 | 1174.8478 | 1251.4406 | 1328.4531 | 1406.5083 | 1485.5043 | 1563.5488 | 1641.4777 | 1718.2515 | 1794.9365
BEAR | SMJ | BEAR | Bear Valley Electric Services | 6.7721 | 7.3202 | 7.8906 | 8.4905 | 9.116 | 9.7639 | 10.4373 | 11.1215 | 11.8219 | 12.5372 | 13.2628 | 14.0013

## Reliability
LSE Input
| 25 | MMT
Reliability Need
|  |  | 2024 | 2025 | 2026 | 2027 | 2028 | 2029 | 2030 | 2031 | 2032 | 2033 | 2034 | 2035
| CAISO gross peak (MW) |  | 53530 | 54113 | 54769 | 55494 | 56125 | 56797 | 57454 | 58178 | 58827 | 59511 | 60161 | 60803
| PRM (%) |  | 14% | 14% | 14% | 14% | 14% | 14% | 14% | 14% | 14% | 14% | 14% | 14%
| CAISO total reliability need (TRN) (MW) |  | 61024.2 | 61688.82 | 62436.66 | 63263.16 | 63982.5 | 64748.58 | 65497.56 | 66322.92 | 67062.78 | 67842.54 | 68583.54 | 69315.42
| MRN/TRN ratio |  | 0.77202 | 0.78867 | 0.8039 | 0.7761 | 0.75028 | 0.76247 | 0.77457 | 0.74275 | 0.71261 | 0.68273 | 0.6539 | 0.62577
| CAISO marginal reliability need (MRN) (MW) |  | 47111.8243 | 48652.412 | 50192.9996 | 49098.7973 | 48004.5949 | 49368.5397 | 50732.4844 | 49261.1006 | 47789.7168 | 46318.333 | 44846.9492 | 43375.5654
LSE managed peak share (%)
LSE MRN (MW)
BTM PV
|  |  | 2024 | 2025 | 2026 | 2027 | 2028 | 2029 | 2030 | 2031 | 2032 | 2033 | 2034 | 2035
| Capacity (MW) |  | 2483.8069 | 2670.6038 | 2858.9074 | 3056.0036 | 3256.6374 | 3468.7628 | 3666.9481 | 3882.9316 | 4089.878 | 4313.371 | 4525.971 | 4733.5943
ELCC (%)
| Resource Type |  | 2024 | 2025 | 2026 | 2027 | 2028 | 2029 | 2030 | 2031 | 2032 | 2033 | 2034 | 2035
| in_state_wind_south |  | 11.84% | 13.64% | 15.43% | 10.69% | 5.957% | 7.72% | 9.484% | 8.464% | 7.445% | 6.426% | 5.407% | 4.387%
| in_state_wind_north |  | 23.68% | 27.27% | 30.86% | 21.39% | 11.91% | 15.44% | 18.97% | 16.93% | 14.89% | 12.85% | 10.81% | 8.775%
| out_of_state_wind_WYID |  | 46.9% | 45.36% | 43.82% | 38.08% | 32.34% | 32.95% | 33.57% | 32.87% | 32.16% | 31.46% | 30.76% | 30.05%
| out_of_state_wind_WAOR |  | 28.74% | 27.8% | 26.86% | 23.34% | 19.82% | 20.2% | 20.57% | 20.14% | 19.71% | 19.28% | 18.85% | 18.42%
| out_of_state_wind_AZNM |  | 42.36% | 40.97% | 39.58% | 34.4% | 29.21% | 29.77% | 30.32% | 29.69% | 29.05% | 28.42% | 27.78% | 27.15%
| offshore_wind |  | 66.75% | 61.58% | 56.42% | 55.72% | 55.02% | 58.03% | 61.04% | 55.23% | 49.42% | 43.62% | 37.81% | 32%
| utility_pv |  | 12.43% | 12.1% | 11.77% | 10.02% | 8.261% | 7.66% | 7.06% | 6.928% | 6.796% | 6.664% | 6.532% | 6.4%
| btm_pv |  | 5.318% | 4.865% | 4.412% | 5.255% | 6.098% | 5.404% | 4.71% | 4.888% | 5.066% | 5.244% | 5.422% | 5.6%
| 4hr_batteries |  | 85.4% | 86.4% | 87.4% | 84.5% | 81.6% | 85.3% | 89% | 79.22% | 69.44% | 59.66% | 49.88% | 40.1%
| 5hr_batteries |  | 86.4% | 86.96% | 87.52% | 85.09% | 82.65% | 85.82% | 89% | 80.7% | 72.39% | 64.08% | 55.78% | 47.48%
| 6hr_batteries |  | 87.4% | 87.52% | 87.65% | 85.68% | 83.7% | 86.35% | 89% | 82.17% | 75.34% | 68.51% | 61.68% | 54.85%
| 7hr_batteries |  | 88.4% | 88.09% | 87.77% | 86.26% | 84.75% | 86.87% | 89% | 83.65% | 78.29% | 72.93% | 67.58% | 62.22%
| 8hr_batteries |  | 89.4% | 88.65% | 87.9% | 86.85% | 85.8% | 87.4% | 89% | 85.12% | 81.24% | 77.36% | 73.48% | 69.6%
| pumped_storage |  | 90.1% | 89% | 87.9% | 86.85% | 85.8% | 87.4% | 89% | 85.86% | 82.72% | 79.58% | 76.44% | 73.3%
| demand_response |  | 77.24% | 79.75% | 82.26% | 77.49% | 72.71% | 79.51% | 86.3% | 71.92% | 57.54% | 43.16% | 28.78% | 14.4%
| hydro |  | 50.81% | 52.14% | 53.46% | 52.46% | 51.46% | 52.97% | 54.47% | 52.17% | 49.88% | 47.58% | 45.28% | 42.98%
| small_hydro |  | 36.44% | 37.39% | 38.34% | 37.63% | 36.91% | 37.99% | 39.07% | 37.42% | 35.77% | 34.12% | 32.48% | 30.83%
| geothermal |  | 86.04% | 88.85% | 91.66% | 92.14% | 92.63% | 91.91% | 91.19% | 91.96% | 92.73% | 93.5% | 94.27% | 95.04%
| biomass_wood |  | 77.61% | 79.41% | 81.21% | 81.93% | 82.64% | 81.5% | 80.36% | 81.96% | 83.56% | 85.16% | 86.76% | 88.36%
| biogas |  | 74.99% | 76.62% | 78.25% | 78.56% | 78.86% | 77.73% | 76.59% | 78.42% | 80.26% | 82.09% | 83.93% | 85.77%
| nuclear |  | 93.36% | 93.54% | 93.73% | 93.8% | 93.88% | 93.21% | 92.53% | 93.23% | 93.94% | 94.64% | 95.34% | 96.05%
| gas_cc |  | 84.41% | 85.38% | 86.35% | 86.63% | 86.92% | 85.96% | 84.99% | 86.14% | 87.29% | 88.43% | 89.58% | 90.72%
| gas_ct |  | 81.24% | 83.46% | 85.68% | 84.02% | 82.37% | 80.69% | 79.01% | 80.26% | 81.51% | 82.76% | 84.01% | 85.26%
| cogen |  | 93.17% | 92.98% | 92.79% | 93.43% | 94.06% | 93.18% | 92.3% | 92.51% | 92.72% | 92.94% | 93.15% | 93.37%
| ice |  | 93.42% | 93.95% | 94.49% | 94.42% | 94.35% | 94.55% | 94.75% | 93.43% | 92.11% | 90.79% | 89.47% | 88.15%
| coal |  | 68.78% | 70.73% | 72.68% | 72.09% | 71.51% | 68.68% | 65.85% | 68.89% | 71.94% | 74.98% | 78.02% | 81.07%
| steam |  | 77.85% | 79.24% | 80.62% | 80.2% | 79.79% | 77.78% | 75.78% | 77.93% | 80.09% | 82.25% | 84.41% | 86.57%
| unspecified_import |  | 100% | 100% | 100% | 100% | 100% | 100% | 100% | 100% | 100% | 100% | 100% | 100%
Contract ELCC (effective MW)
| Resource Type | Conrtact Status | 2024 | 2025 | 2026 | 2027 | 2028 | 2029 | 2030 | 2031 | 2032 | 2033 | 2034 | 2035
| hybrid | Online
| in_state_wind_south | Online
| in_state_wind_north | Online
| out_of_state_wind_WYID | Online
| out_of_state_wind_WAOR | Online
| out_of_state_wind_AZNM | Online
| offshore_wind | Online
| utility_pv | Online
| btm_pv | Online
| 4hr_batteries | Online
| 5hr_batteries | Online
| 6hr_batteries | Online
| 7hr_batteries | Online
| 8hr_batteries | Online
| pumped_storage | Online
| demand_response | Online
| hydro | Online
| small_hydro | Online
| geothermal | Online
| biomass_wood | Online
| biogas | Online
| nuclear | Online
| gas_cc | Online
| gas_ct | Online
| cogen | Online
| ice | Online
| coal | Online
| steam | Online
| unspecified_import | Online
| hybrid | Development
| in_state_wind_south | Development
| in_state_wind_north | Development
| out_of_state_wind_WYID | Development
| out_of_state_wind_WAOR | Development
| out_of_state_wind_AZNM | Development
| offshore_wind | Development
| utility_pv | Development
| btm_pv | Development
| 4hr_batteries | Development
| 5hr_batteries | Development
| 6hr_batteries | Development
| 7hr_batteries | Development
| 8hr_batteries | Development
| pumped_storage | Development
| demand_response | Development
| hydro | Development
| small_hydro | Development
| geothermal | Development
| biomass_wood | Development
| biogas | Development
| nuclear | Development
| gas_cc | Development
| gas_ct | Development
| cogen | Development
| ice | Development
| coal | Development
| steam | Development
| unspecified_import | Development
| hybrid | Review
| in_state_wind_south | Review
| in_state_wind_north | Review
| out_of_state_wind_WYID | Review
| out_of_state_wind_WAOR | Review
| out_of_state_wind_AZNM | Review
| offshore_wind | Review
| utility_pv | Review
| btm_pv | Review
| 4hr_batteries | Review
| 5hr_batteries | Review
| 6hr_batteries | Review
| 7hr_batteries | Review
| 8hr_batteries | Review
| pumped_storage | Review
| demand_response | Review
| hydro | Review
| small_hydro | Review
| geothermal | Review
| biomass_wood | Review
| biogas | Review
| nuclear | Review
| gas_cc | Review
| gas_ct | Review
| cogen | Review
| ice | Review
| coal | Review
| steam | Review
| unspecified_import | Review
| hybrid | PlannedExisting
| in_state_wind_south | PlannedExisting
| in_state_wind_north | PlannedExisting
| out_of_state_wind_WYID | PlannedExisting
| out_of_state_wind_WAOR | PlannedExisting
| out_of_state_wind_AZNM | PlannedExisting
| offshore_wind | PlannedExisting
| utility_pv | PlannedExisting
| btm_pv | PlannedExisting
| 4hr_batteries | PlannedExisting
| 5hr_batteries | PlannedExisting
| 6hr_batteries | PlannedExisting
| 7hr_batteries | PlannedExisting
| 8hr_batteries | PlannedExisting
| pumped_storage | PlannedExisting
| demand_response | PlannedExisting
| hydro | PlannedExisting
| small_hydro | PlannedExisting
| geothermal | PlannedExisting
| biomass_wood | PlannedExisting
| biogas | PlannedExisting
| nuclear | PlannedExisting
| gas_cc | PlannedExisting
| gas_ct | PlannedExisting
| cogen | PlannedExisting
| ice | PlannedExisting
| coal | PlannedExisting
| steam | PlannedExisting
| unspecified_import | PlannedExisting
| hybrid | PlannedNew
| in_state_wind_south | PlannedNew
| in_state_wind_north | PlannedNew
| out_of_state_wind_WYID | PlannedNew
| out_of_state_wind_WAOR | PlannedNew
| out_of_state_wind_AZNM | PlannedNew
| offshore_wind | PlannedNew
| utility_pv | PlannedNew
| btm_pv | PlannedNew
| 4hr_batteries | PlannedNew
| 5hr_batteries | PlannedNew
| 6hr_batteries | PlannedNew
| 7hr_batteries | PlannedNew
| 8hr_batteries | PlannedNew
| pumped_storage | PlannedNew
| demand_response | PlannedNew
| hydro | PlannedNew
| small_hydro | PlannedNew
| geothermal | PlannedNew
| biomass_wood | PlannedNew
| biogas | PlannedNew
| nuclear | PlannedNew
| gas_cc | PlannedNew
| gas_ct | PlannedNew
| cogen | PlannedNew
| ice | PlannedNew
| coal | PlannedNew
| steam | PlannedNew
| unspecified_import | PlannedNew
LSE total supply (effective MW)
Load and Resource Table by Resource Type
|  |  | 2024 | 2025 | 2026 | 2027 | 2028 | 2029 | 2030 | 2031 | 2032 | 2033 | 2034 | 2035
LSE reliability need (MW)
ELCC by resource type (effective MW)
hybrid
in_state_wind_south
in_state_wind_north
out_of_state_wind_WYID
out_of_state_wind_WAOR
out_of_state_wind_AZNM
offshore_wind
utility_pv
btm_pv
4hr_batteries
5hr_batteries
6hr_batteries
7hr_batteries
8hr_batteries
pumped_storage
demand_response
hydro
small_hydro
geothermal
biomass_wood
biogas
nuclear
gas_cc
gas_ct
cogen
ice
coal
steam
unspecified_import
LSE total supply (effective MW)
| Net capacity position (+ve = excess, -ve = shortfall) (effective MW) |  | 7763.2473 | 5724.542 | 5459.4444 | 5244.5326 | 5093.6673 | 4767.337 | 4796.4489 | 4660.264 | 4530.6441 | 4360.0413 | 4217.507 | 4057.346
Load and Resource Table by Contract Status
|  |  | 2024 | 2025 | 2026 | 2027 | 2028 | 2029 | 2030 | 2031 | 2032 | 2033 | 2034 | 2035
LSE reliability need (MW)
ELCC by contract status (effective MW)
Online
Development
Review
PlannedExisting
PlannedNew
BTM PV
LSE total supply (effective MW)
| Net capacity position (+ve = excess, -ve = shortfall) (effective MW) |  | 7763.2473 | 5724.542 | 5459.4444 | 5244.5326 | 5093.6673 | 4767.337 | 4796.4489 | 4660.264 | 4530.6441 | 4360.0413 | 4217.507 | 4057.346

## CSPReportSheet
NOTE: the below data is provided for troubleshooting purposes only.
[7 empty] | Bought/Owned |  |  |  | Sold |  |  |  | Net (GWh, MW, or MWh Energy Capacity)
Resource | 2024 | 2026 | 2030 | 2035 | Units | Type | 2024 | 2026 | 2030 | 2035 | 2024 | 2026 | 2030 | 2035 | 2024 | 2026 | 2030 | 2035
Large Hydro | 0 | 0 | 0 | 0 | GWh | GHG-Free | 0 | 0 | 0 | 0 | 0 | 0 | 0 | 0 | 0 | 0 | 0 | 0
Imported Hydro | 0 | 0 | 0 | 0 | GWh | GHG-Free | 0 | 0 | 0 | 0 | 0 | 0 | 0 | 0 | 0 | 0 | 0 | 0
Asset Controlling Supplier | 0 | 0 | 0 | 0 | GWh | GHG-Free (Partial) | 0 | 0 | 0 | 0 | 0 | 0 | 0 | 0 | 0 | 0 | 0 | 0
Nuclear | 0 | 0 | 0 | 0 | GWh | GHG-Free | 0 | 0 | 0 | 0 | 0 | 0 | 0 | 0 | 0 | 0 | 0 | 0
Biogas | 314.6515 | 306.192 | 296.6925 | 145.6677 | GWh | RPS Eligible | 314.6515 | 306.192 | 296.6925 | 145.6677 | 0 | 0 | 0 | 0 | 314.6515 | 306.192 | 296.6925 | 145.6677
Biomass | 1315.4122 | 1247.2285 | 851.2298 | 628.3486 | GWh | RPS Eligible | 1315.4122 | 1247.2285 | 851.2298 | 628.3486 | 0 | 0 | 0 | 0 | 1315.4122 | 1247.2285 | 851.2298 | 628.3486
Geothermal | 139.8694 | 137.8166 | 134.6459 | 0 | GWh | RPS Eligible | 139.8694 | 137.8166 | 134.6459 | 0 | 0 | 0 | 0 | 0 | 139.8694 | 137.8166 | 134.6459 | 0
Small Hydro | 1229.9144 | 1243.6603 | 1143.8324 | 867.8285 | GWh | RPS Eligible | 1229.9144 | 1243.6603 | 1143.8324 | 867.8285 | 0 | 0 | 0 | 0 | 1229.9144 | 1243.6603 | 1143.8324 | 867.8285
Wind Resources
Wind Baseline California | 2648.5549 | 2362.3255 | 1956.4632 | 1307.5264 | GWh | RPS Eligible | 2648.5549 | 2362.3255 | 1956.4632 | 1307.5264 | 0 | 0 | 0 | 0 | 2648.5549 | 2362.3255 | 1956.4632 | 1307.5264
Wind New PG&E | 0 | 0 | 0 | 0 | GWh | RPS Eligible | 0 | 0 | 0 | 0 | 0 | 0 | 0 | 0 | 0 | 0 | 0 | 0
Wind New SCE SDG&E | 0 | 0 | 0 | 0 | GWh | RPS Eligible | 0 | 0 | 0 | 0 | 0 | 0 | 0 | 0 | 0 | 0 | 0 | 0
Wind Pacific Northwest | 0 | 0 | 0 | 0 | GWh | RPS Eligible | 0 | 0 | 0 | 0 | 0 | 0 | 0 | 0 | 0 | 0 | 0 | 0
Wind Wyoming | 0 | 0 | 0 | 0 | GWh | RPS Eligible | 0 | 0 | 0 | 0 | 0 | 0 | 0 | 0 | 0 | 0 | 0 | 0
Wind New Mexico | 0 | 0 | 0 | 0 | GWh | RPS Eligible | 0 | 0 | 0 | 0 | 0 | 0 | 0 | 0 | 0 | 0 | 0 | 0
Wind Offshore Morro Bay | 0 | 0 | 0 | 0 | GWh | RPS Eligible | 0 | 0 | 0 | 0 | 0 | 0 | 0 | 0 | 0 | 0 | 0 | 0
Wind Offshore Humboldt | 0 | 0 | 0 | 0 | GWh | RPS Eligible | 0 | 0 | 0 | 0 | 0 | 0 | 0 | 0 | 0 | 0 | 0 | 0
Solar Resources
Solar Baseline California | 9943.2056 | 9817.4215 | 9585.3169 | 7492.4365 | GWh | RPS Eligible | 9943.2056 | 9817.4215 | 9585.3169 | 7492.4365 | 0 | 0 | 0 | 0 | 9943.2056 | 9817.4215 | 9585.3169 | 7492.4365
Solar New PG&E | 0 | 0 | 0 | 0 | GWh | RPS Eligible | 0 | 0 | 0 | 0 | 0 | 0 | 0 | 0 | 0 | 0 | 0 | 0
Solar New SCE SDG&E | 0 | 0 | 0 | 0 | GWh | RPS Eligible | 0 | 0 | 0 | 0 | 0 | 0 | 0 | 0 | 0 | 0 | 0 | 0
Solar Distributed | 0 | 0 | 0 | 0 | GWh | RPS Eligible | 0 | 0 | 0 | 0 | 0 | 0 | 0 | 0 | 0 | 0 | 0 | 0
Hybrid | [6 empty] | 0 | 0 | 0 | 0 | 0 | 0 | 0 | 0 | 0 | 0 | 0 | 0
Hybrid_or_Paired_Solar_and_Battery | 0 | 0 | 0 | 0 | GWh | RPS Eligible | 0 | 0 | 0 | 0 | 0 | 0 | 0 | 0 | 0 | 0 | 0 | 0
Storage & DR
Shed DR | 0 | 0 | 0 | 0 | MW | GHG-Free | 0 | 0 | 0 | 0 | 0 | 0 | 0 | 0 | 0 | 0 | 0 | 0
Pumped Storage | 0 | 0 | 0 | 0 | MW | n/a | 0 | 0 | 0 | 0 | 0 | 0 | 0 | 0 | 0 | 0 | 0 | 0
Battery Storage | 0 | 0 | 0 | 0 | MWh Energy Capacity | n/a | 0 | 0 | 0 | 0 | 0 | 0 | 0 | 0 | 0 | 0 | 0 | 0
User-Specified Profies
Storage Resource Custom Profile | 0 | 0 | 0 | 0 | MW | n/a | 0 | 0 | 0 | 0 | 0 | 0 | 0 | 0 | 0 | 0 | 0 | 0
RPS Resource Custom Profile | 0 | 0 | 0 | 0 | GWh | RPS Eligible | 0 | 0 | 0 | 0 | 0 | 0 | 0 | 0 | 0 | 0 | 0 | 0
GHG-free non-RPS Resource | 0 | 0 | 0 | 0 | GWh | GHG-Free | 0 | 0 | 0 | 0 | 0 | 0 | 0 | 0 | 0 | 0 | 0 | 0
Coal
Coal | 0 | 0 | 0 | 0 | GWh | n/a | 0 | 0 | 0 | 0 | 0 | 0 | 0 | 0 | 0 | 0 | 0 | 0
Copy CSP Table

## ReportSheet
Duplicated Contract IDs: | Entry with non-positive values: | Invalid resource error rows: | Rows missing required project viability associated data: | Rows missing required hybrid associated data: | Supertype Contract Status Error or Null Rows: | Transaction counterparty error rows: | Rows missing CSP GWh: | Rows with invalid buying_energy_capacity and csp_resource_category: | Rows missing MTR NQC: | Warning-total capacity is equal to or greater then generator plus storage MWs for rows:
102
105
110
111
477
478
479
480
481
482
483
484
485
486
487
488
489
490
491
492
493