[79 empty] | WLDFR | HFTD - Transmission - Tier 3 - 230 kV or Higher | Non-Red Flag Warning - Catastrophic Fires | 2031 | 0 | 0 | 0 | 0 | 15317.9909 | 247.273 | 9287.6491 | 5783.0689 | 0 | 0 | 2.7568 | 2.7568 | 3.0438e-07 |  | 0 | 0 | 0 | 0 | 0 | 0 | 0 | 8.3912e-07 | 8.3912e-07 | 0 | 8.3912e-07 | Column30: 8.3912e-07 | [29 empty] | 7.3.2.1.3 Advanced weather monitoring and weather stations Weather StationsWLDFRElectric Reliability | WLDFR | HFTD - Distribution - Tier 2 - 2QU CoRE ¦ 5QU LoRE | Red Flag Warning - Destructive Fires | 2020 | Electric Reliability | 222.2294 | 1453.2434 | 2020 | Mitigation | 0.011149 | 10 | 0 | esc | 0.011149 | 2.4776 | 0 | 0 | 0 | 0 | 0 | 0
[79 empty] | WLDFR | HFTD - Transmission - Tier 3 - 230 kV or Higher | Non-Red Flag Warning - Catastrophic Fires | 2032 | 0 | 0 | 0 | 0 | 15317.9909 | 247.273 | 9287.6491 | 5783.0689 | 0 | 0 | 0 | 2.7568 | 3.0438e-07 |  | 0 | 0 | 0 | 0 | 0 | 0 | 0 | 0 | 0 | 0 | 8.3912e-07 | Column30: 8.3912e-07 | [29 empty] | 7.3.2.1.3 Advanced weather monitoring and weather stations Weather StationsWLDFRElectric Reliability | WLDFR | HFTD - Distribution - Tier 2 - 2QU CoRE ¦ 5QU LoRE | Red Flag Warning - Large Fires | 2020 | Electric Reliability | 0.69642 | 1453.2434 | 2020 | Mitigation | 0.011149 | 10 | 0 | esc | 0.011149 | 0.0077642 | 0 | 0 | 0 | 0 | 0 | 0
[79 empty] | WLDFR | HFTD - Transmission - Tier 3 - 230 kV or Higher | Non-Red Flag Warning - Destructive Fires | 2020 | 0 | 0 | 0 | 0 | 8807.9522 | 222.2294 | 8585.7228 | 0 | 2.4776 | 0 | 0 | 0 | 3.0438e-07 |  | 0 | 7.5414e-07 | 7.5414e-07 | 0 | 0 | 0 | 0 | 0 | 0 | 0 | 0 | Column30: 0 | [29 empty] | 7.3.2.1.3 Advanced weather monitoring and weather stations Weather StationsWLDFRElectric Reliability | WLDFR | HFTD - Distribution - Tier 2 - 2QU CoRE ¦ 5QU LoRE | Red Flag Warning - Small Fires | 2020 | Electric Reliability | 0.036425 | 1453.2434 | 2020 | Mitigation | 0.011149 | 10 | 0 | esc | 0.011149 | 0.0004061 | 0 | 0 | 0 | 0 | 0 | 0
[79 empty] | WLDFR | HFTD - Transmission - Tier 3 - 230 kV or Higher | Non-Red Flag Warning - Destructive Fires | 2021 | 0 | 0 | 0 | 0 | 8807.9522 | 222.2294 | 8585.7228 | 0 | 2.4776 | 2.4776 | 0 | 0 | 3.0438e-07 |  | 0 | 7.5414e-07 | 7.5414e-07 | 0 | 7.5414e-07 | 7.5414e-07 | 0 | 0 | 0 | 0 | 0 | Column30: 0 | [29 empty] | 7.3.2.1.3 Advanced weather monitoring and weather stations Weather StationsWLDFRElectric Reliability | WLDFR | HFTD - Distribution - Tier 2 - 2QU CoRE ¦ 5QU LoRE | Seismic - Non-Red Flag Warning - Catastrophic Fires | 2020 | Electric Reliability | 409.2237 | 1453.2434 | 2020 | Mitigation | 0.011149 | 10 | 0 | esc | 0.011149 | 4.5624 | 0 | 0 | 0 | 0 | 0 | 0
[79 empty] | WLDFR | HFTD - Transmission - Tier 3 - 230 kV or Higher | Non-Red Flag Warning - Destructive Fires | 2022 | 0 | 0 | 0 | 0 | 8807.9522 | 222.2294 | 8585.7228 | 0 | 2.4776 | 2.4776 | 2.4776 | 0 | 3.0438e-07 |  | 0 | 7.5414e-07 | 7.5414e-07 | 0 | 7.5414e-07 | 7.5414e-07 | 0 | 7.5414e-07 | 7.5414e-07 | 0 | 0 | Column30: 0 | [29 empty] | 7.3.2.1.3 Advanced weather monitoring and weather stations Weather StationsWLDFRElectric Reliability | WLDFR | HFTD - Distribution - Tier 2 - 2QU CoRE ¦ 5QU LoRE | Seismic - Red Flag Warning - Catastrophic Fires | 2020 | Electric Reliability | 409.2237 | 1453.2434 | 2020 | Mitigation | 0.011149 | 10 | 0 | esc | 0.011149 | 4.5624 | 0 | 0 | 0 | 0 | 0 | 0
[79 empty] | WLDFR | HFTD - Transmission - Tier 3 - 230 kV or Higher | Non-Red Flag Warning - Destructive Fires | 2023 | 0 | 0 | 0 | 0 | 9129.7461 | 233.2301 | 8896.516 | 0 | 2.6002 | 2.6002 | 2.6002 | 2.6002 | 3.0438e-07 |  | 0 | 7.9147e-07 | 7.9147e-07 | 0 | 7.9147e-07 | 7.9147e-07 | 0 | 7.9147e-07 | 7.9147e-07 | 0 | 7.9147e-07 | Column30: 7.9147e-07 | [29 empty] | 7.3.2.1.3 Advanced weather monitoring and weather stations Weather StationsWLDFRElectric Reliability | WLDFR | HFTD - Distribution - Tier 2 - 3QU CoRE ¦ 1QU LoRE | Non-Red Flag Warning - Catastrophic Fires | 2020 | Electric Reliability | 222.2294 | 500.9897 | 2020 | Mitigation | 0.011149 | 10 | 0 | esc | 0.011149 | 2.4776 | 0 | 0 | 0 | 0 | 0 | 0
[79 empty] | WLDFR | HFTD - Transmission - Tier 3 - 230 kV or Higher | Non-Red Flag Warning - Destructive Fires | 2024 | 0 | 0 | 0 | 0 | 9129.7461 | 233.2301 | 8896.516 | 0 | 2.6002 | 2.6002 | 2.6002 | 2.6002 | 3.0438e-07 |  | 0 | 7.9147e-07 | 7.9147e-07 | 0 | 7.9147e-07 | 7.9147e-07 | 0 | 7.9147e-07 | 7.9147e-07 | 0 | 7.9147e-07 | Column30: 7.9147e-07 | [29 empty] | 7.3.2.1.3 Advanced weather monitoring and weather stations Weather StationsWLDFRElectric Reliability | WLDFR | HFTD - Distribution - Tier 2 - 3QU CoRE ¦ 1QU LoRE | Non-Red Flag Warning - Destructive Fires | 2020 | Electric Reliability | 222.2294 | 500.9897 | 2020 | Mitigation | 0.011149 | 10 | 0 | esc | 0.011149 | 2.4776 | 0 | 0 | 0 | 0 | 0 | 0
[79 empty] | WLDFR | HFTD - Transmission - Tier 3 - 230 kV or Higher | Non-Red Flag Warning - Destructive Fires | 2025 | 0 | 0 | 0 | 0 | 9129.7461 | 233.2301 | 8896.516 | 0 | 2.6002 | 2.6002 | 2.6002 | 2.6002 | 3.0438e-07 |  | 0 | 7.9147e-07 | 7.9147e-07 | 0 | 7.9147e-07 | 7.9147e-07 | 0 | 7.9147e-07 | 7.9147e-07 | 0 | 7.9147e-07 | Column30: 7.9147e-07 | [29 empty] | 7.3.2.1.3 Advanced weather monitoring and weather stations Weather StationsWLDFRElectric Reliability | WLDFR | HFTD - Distribution - Tier 2 - 3QU CoRE ¦ 1QU LoRE | Non-Red Flag Warning - Large Fires | 2020 | Electric Reliability | 0.69642 | 500.9897 | 2020 | Mitigation | 0.011149 | 10 | 0 | esc | 0.011149 | 0.0077642 | 0 | 0 | 0 | 0 | 0 | 0
[79 empty] | WLDFR | HFTD - Transmission - Tier 3 - 230 kV or Higher | Non-Red Flag Warning - Destructive Fires | 2026 | 0 | 0 | 0 | 0 | 9129.7461 | 233.2301 | 8896.516 | 0 | 2.6002 | 2.6002 | 2.6002 | 2.6002 | 3.0438e-07 |  | 0 | 7.9147e-07 | 7.9147e-07 | 0 | 7.9147e-07 | 7.9147e-07 | 0 | 7.9147e-07 | 7.9147e-07 | 0 | 7.9147e-07 | Column30: 7.9147e-07 | [29 empty] | 7.3.2.1.3 Advanced weather monitoring and weather stations Weather StationsWLDFRElectric Reliability | WLDFR | HFTD - Distribution - Tier 2 - 3QU CoRE ¦ 1QU LoRE | Non-Red Flag Warning - Small Fires | 2020 | Electric Reliability | 0.036425 | 500.9897 | 2020 | Mitigation | 0.011149 | 10 | 0 | esc | 0.011149 | 0.0004061 | 0 | 0 | 0 | 0 | 0 | 0
[79 empty] | WLDFR | HFTD - Transmission - Tier 3 - 230 kV or Higher | Non-Red Flag Warning - Destructive Fires | 2027 | 0 | 0 | 0 | 0 | 9129.7461 | 233.2301 | 8896.516 | 0 | 2.6002 | 2.6002 | 2.6002 | 2.6002 | 3.0438e-07 |  | 0 | 7.9147e-07 | 7.9147e-07 | 0 | 7.9147e-07 | 7.9147e-07 | 0 | 7.9147e-07 | 7.9147e-07 | 0 | 7.9147e-07 | Column30: 7.9147e-07 | [29 empty] | 7.3.2.1.3 Advanced weather monitoring and weather stations Weather StationsWLDFRElectric Reliability | WLDFR | HFTD - Distribution - Tier 2 - 3QU CoRE ¦ 1QU LoRE | Red Flag Warning - Catastrophic Fires | 2020 | Electric Reliability | 222.2294 | 500.9897 | 2020 | Mitigation | 0.011149 | 10 | 0 | esc | 0.011149 | 2.4776 | 0 | 0 | 0 | 0 | 0 | 0
[79 empty] | WLDFR | HFTD - Transmission - Tier 3 - 230 kV or Higher | Non-Red Flag Warning - Destructive Fires | 2028 | 0 | 0 | 0 | 0 | 9534.9221 | 247.273 | 9287.6491 | 0 | 2.7568 | 2.7568 | 2.7568 | 2.7568 | 3.0438e-07 |  | 0 | 8.3912e-07 | 8.3912e-07 | 0 | 8.3912e-07 | 8.3912e-07 | 0 | 8.3912e-07 | 8.3912e-07 | 0 | 8.3912e-07 | Column30: 8.3912e-07 | [29 empty] | 7.3.2.1.3 Advanced weather monitoring and weather stations Weather StationsWLDFRElectric Reliability | WLDFR | HFTD - Distribution - Tier 2 - 3QU CoRE ¦ 1QU LoRE | Red Flag Warning - Destructive Fires | 2020 | Electric Reliability | 222.2294 | 500.9897 | 2020 | Mitigation | 0.011149 | 10 | 0 | esc | 0.011149 | 2.4776 | 0 | 0 | 0 | 0 | 0 | 0
[79 empty] | WLDFR | HFTD - Transmission - Tier 3 - 230 kV or Higher | Non-Red Flag Warning - Destructive Fires | 2029 | 0 | 0 | 0 | 0 | 9534.9221 | 247.273 | 9287.6491 | 0 | 2.7568 | 2.7568 | 2.7568 | 2.7568 | 3.0438e-07 |  | 0 | 8.3912e-07 | 8.3912e-07 | 0 | 8.3912e-07 | 8.3912e-07 | 0 | 8.3912e-07 | 8.3912e-07 | 0 | 8.3912e-07 | Column30: 8.3912e-07 | [29 empty] | 7.3.2.1.3 Advanced weather monitoring and weather stations Weather StationsWLDFRElectric Reliability | WLDFR | HFTD - Distribution - Tier 2 - 3QU CoRE ¦ 1QU LoRE | Red Flag Warning - Large Fires | 2020 | Electric Reliability | 0.69642 | 500.9897 | 2020 | Mitigation | 0.011149 | 10 | 0 | esc | 0.011149 | 0.0077642 | 0 | 0 | 0 | 0 | 0 | 0
[79 empty] | WLDFR | HFTD - Transmission - Tier 3 - 230 kV or Higher | Non-Red Flag Warning - Destructive Fires | 2030 | 0 | 0 | 0 | 0 | 9534.9221 | 247.273 | 9287.6491 | 0 | 0 | 2.7568 | 2.7568 | 2.7568 | 3.0438e-07 |  | 0 | 0 | 0 | 0 | 8.3912e-07 | 8.3912e-07 | 0 | 8.3912e-07 | 8.3912e-07 | 0 | 8.3912e-07 | Column30: 8.3912e-07 | [29 empty] | 7.3.2.1.3 Advanced weather monitoring and weather stations Weather StationsWLDFRElectric Reliability | WLDFR | HFTD - Distribution - Tier 2 - 3QU CoRE ¦ 1QU LoRE | Red Flag Warning - Small Fires | 2020 | Electric Reliability | 0.036425 | 500.9897 | 2020 | Mitigation | 0.011149 | 10 | 0 | esc | 0.011149 | 0.0004061 | 0 | 0 | 0 | 0 | 0 | 0
[79 empty] | WLDFR | HFTD - Transmission - Tier 3 - 230 kV or Higher | Non-Red Flag Warning - Destructive Fires | 2031 | 0 | 0 | 0 | 0 | 9534.9221 | 247.273 | 9287.6491 | 0 | 0 | 0 | 2.7568 | 2.7568 | 3.0438e-07 |  | 0 | 0 | 0 | 0 | 0 | 0 | 0 | 8.3912e-07 | 8.3912e-07 | 0 | 8.3912e-07 | Column30: 8.3912e-07 | [29 empty] | 7.3.2.1.3 Advanced weather monitoring and weather stations Weather StationsWLDFRElectric Reliability | WLDFR | HFTD - Distribution - Tier 2 - 3QU CoRE ¦ 1QU LoRE | Seismic - Non-Red Flag Warning - Catastrophic Fires | 2020 | Electric Reliability | 409.2237 | 500.9897 | 2020 | Mitigation | 0.011149 | 10 | 0 | esc | 0.011149 | 4.5624 | 0 | 0 | 0 | 0 | 0 | 0
[79 empty] | WLDFR | HFTD - Transmission - Tier 3 - 230 kV or Higher | Non-Red Flag Warning - Destructive Fires | 2032 | 0 | 0 | 0 | 0 | 9534.9221 | 247.273 | 9287.6491 | 0 | 0 | 0 | 0 | 2.7568 | 3.0438e-07 |  | 0 | 0 | 0 | 0 | 0 | 0 | 0 | 0 | 0 | 0 | 8.3912e-07 | Column30: 8.3912e-07 | [29 empty] | 7.3.2.1.3 Advanced weather monitoring and weather stations Weather StationsWLDFRElectric Reliability | WLDFR | HFTD - Distribution - Tier 2 - 3QU CoRE ¦ 1QU LoRE | Seismic - Red Flag Warning - Catastrophic Fires | 2020 | Electric Reliability | 409.2237 | 500.9897 | 2020 | Mitigation | 0.011149 | 10 | 0 | esc | 0.011149 | 4.5624 | 0 | 0 | 0 | 0 | 0 | 0
[79 empty] | WLDFR | HFTD - Transmission - Tier 3 - 230 kV or Higher | Non-Red Flag Warning - Large Fires | 2020 | 0 | 0 | 0 | 0 | 5.2406 | 0.69642 | 2.942 | 1.6022 | 0.0077642 | 0 | 0 | 0 | 2.7394e-06 |  | 0 | 2.127e-08 | 2.127e-08 | 0 | 0 | 0 | 0 | 0 | 0 | 0 | 0 | Column30: 0 | [29 empty] | 7.3.2.1.3 Advanced weather monitoring and weather stations Weather StationsWLDFRElectric Reliability | WLDFR | HFTD - Distribution - Tier 2 - 3QU CoRE ¦ 2QU LoRE | Non-Red Flag Warning - Catastrophic Fires | 2020 | Electric Reliability | 222.2294 | 714.3308 | 2020 | Mitigation | 0.011149 | 10 | 0 | esc | 0.011149 | 2.4776 | 0 | 0 | 0 | 0 | 0 | 0
[79 empty] | WLDFR | HFTD - Transmission - Tier 3 - 230 kV or Higher | Non-Red Flag Warning - Large Fires | 2021 | 0 | 0 | 0 | 0 | 5.2406 | 0.69642 | 2.942 | 1.6022 | 0.0077642 | 0.0077642 | 0 | 0 | 2.7394e-06 |  | 0 | 2.127e-08 | 2.127e-08 | 0 | 2.127e-08 | 2.127e-08 | 0 | 0 | 0 | 0 | 0 | Column30: 0 | [29 empty] | 7.3.2.1.3 Advanced weather monitoring and weather stations Weather StationsWLDFRElectric Reliability | WLDFR | HFTD - Distribution - Tier 2 - 3QU CoRE ¦ 2QU LoRE | Non-Red Flag Warning - Destructive Fires | 2020 | Electric Reliability | 222.2294 | 714.3308 | 2020 | Mitigation | 0.011149 | 10 | 0 | esc | 0.011149 | 2.4776 | 0 | 0 | 0 | 0 | 0 | 0
[79 empty] | WLDFR | HFTD - Transmission - Tier 3 - 230 kV or Higher | Non-Red Flag Warning - Large Fires | 2022 | 0 | 0 | 0 | 0 | 5.2406 | 0.69642 | 2.942 | 1.6022 | 0.0077642 | 0.0077642 | 0.0077642 | 0 | 2.7394e-06 |  | 0 | 2.127e-08 | 2.127e-08 | 0 | 2.127e-08 | 2.127e-08 | 0 | 2.127e-08 | 2.127e-08 | 0 | 0 | Column30: 0 | [29 empty] | 7.3.2.1.3 Advanced weather monitoring and weather stations Weather StationsWLDFRElectric Reliability | WLDFR | HFTD - Distribution - Tier 2 - 3QU CoRE ¦ 2QU LoRE | Non-Red Flag Warning - Large Fires | 2020 | Electric Reliability | 0.69642 | 714.3308 | 2020 | Mitigation | 0.011149 | 10 | 0 | esc | 0.011149 | 0.0077642 | 0 | 0 | 0 | 0 | 0 | 0
[79 empty] | WLDFR | HFTD - Transmission - Tier 3 - 230 kV or Higher | Non-Red Flag Warning - Large Fires | 2023 | 0 | 0 | 0 | 0 | 5.475 | 0.71896 | 3.0715 | 1.6846 | 0.0080156 | 0.0080156 | 0.0080156 | 0.0080156 | 2.7394e-06 |  | 0 | 2.1958e-08 | 2.1958e-08 | 0 | 2.1958e-08 | 2.1958e-08 | 0 | 2.1958e-08 | 2.1958e-08 | 0 | 2.1958e-08 | Column30: 2.1958e-08 | [29 empty] | 7.3.2.1.3 Advanced weather monitoring and weather stations Weather StationsWLDFRElectric Reliability | WLDFR | HFTD - Distribution - Tier 2 - 3QU CoRE ¦ 2QU LoRE | Non-Red Flag Warning - Small Fires | 2020 | Electric Reliability | 0.036425 | 714.3308 | 2020 | Mitigation | 0.011149 | 10 | 0 | esc | 0.011149 | 0.0004061 | 0 | 0 | 0 | 0 | 0 | 0
[79 empty] | WLDFR | HFTD - Transmission - Tier 3 - 230 kV or Higher | Non-Red Flag Warning - Large Fires | 2024 | 0 | 0 | 0 | 0 | 5.475 | 0.71896 | 3.0715 | 1.6846 | 0.0080156 | 0.0080156 | 0.0080156 | 0.0080156 | 2.7394e-06 |  | 0 | 2.1958e-08 | 2.1958e-08 | 0 | 2.1958e-08 | 2.1958e-08 | 0 | 2.1958e-08 | 2.1958e-08 | 0 | 2.1958e-08 | Column30: 2.1958e-08 | [29 empty] | 7.3.2.1.3 Advanced weather monitoring and weather stations Weather StationsWLDFRElectric Reliability | WLDFR | HFTD - Distribution - Tier 2 - 3QU CoRE ¦ 2QU LoRE | Red Flag Warning - Catastrophic Fires | 2020 | Electric Reliability | 222.2294 | 714.3308 | 2020 | Mitigation | 0.011149 | 10 | 0 | esc | 0.011149 | 2.4776 | 0 | 0 | 0 | 0 | 0 | 0
[79 empty] | WLDFR | HFTD - Transmission - Tier 3 - 230 kV or Higher | Non-Red Flag Warning - Large Fires | 2025 | 0 | 0 | 0 | 0 | 5.475 | 0.71896 | 3.0715 | 1.6846 | 0.0080156 | 0.0080156 | 0.0080156 | 0.0080156 | 2.7394e-06 |  | 0 | 2.1958e-08 | 2.1958e-08 | 0 | 2.1958e-08 | 2.1958e-08 | 0 | 2.1958e-08 | 2.1958e-08 | 0 | 2.1958e-08 | Column30: 2.1958e-08 | [29 empty] | 7.3.2.1.3 Advanced weather monitoring and weather stations Weather StationsWLDFRElectric Reliability | WLDFR | HFTD - Distribution - Tier 2 - 3QU CoRE ¦ 2QU LoRE | Red Flag Warning - Destructive Fires | 2020 | Electric Reliability | 222.2294 | 714.3308 | 2020 | Mitigation | 0.011149 | 10 | 0 | esc | 0.011149 | 2.4776 | 0 | 0 | 0 | 0 | 0 | 0
[79 empty] | WLDFR | HFTD - Transmission - Tier 3 - 230 kV or Higher | Non-Red Flag Warning - Large Fires | 2026 | 0 | 0 | 0 | 0 | 5.475 | 0.71896 | 3.0715 | 1.6846 | 0.0080156 | 0.0080156 | 0.0080156 | 0.0080156 | 2.7394e-06 |  | 0 | 2.1958e-08 | 2.1958e-08 | 0 | 2.1958e-08 | 2.1958e-08 | 0 | 2.1958e-08 | 2.1958e-08 | 0 | 2.1958e-08 | Column30: 2.1958e-08 | [29 empty] | 7.3.2.1.3 Advanced weather monitoring and weather stations Weather StationsWLDFRElectric Reliability | WLDFR | HFTD - Distribution - Tier 2 - 3QU CoRE ¦ 2QU LoRE | Red Flag Warning - Large Fires | 2020 | Electric Reliability | 0.69642 | 714.3308 | 2020 | Mitigation | 0.011149 | 10 | 0 | esc | 0.011149 | 0.0077642 | 0 | 0 | 0 | 0 | 0 | 0
[79 empty] | WLDFR | HFTD - Transmission - Tier 3 - 230 kV or Higher | Non-Red Flag Warning - Large Fires | 2027 | 0 | 0 | 0 | 0 | 5.475 | 0.71896 | 3.0715 | 1.6846 | 0.0080156 | 0.0080156 | 0.0080156 | 0.0080156 | 2.7394e-06 |  | 0 | 2.1958e-08 | 2.1958e-08 | 0 | 2.1958e-08 | 2.1958e-08 | 0 | 2.1958e-08 | 2.1958e-08 | 0 | 2.1958e-08 | Column30: 2.1958e-08 | [29 empty] | 7.3.2.1.3 Advanced weather monitoring and weather stations Weather StationsWLDFRElectric Reliability | WLDFR | HFTD - Distribution - Tier 2 - 3QU CoRE ¦ 2QU LoRE | Red Flag Warning - Small Fires | 2020 | Electric Reliability | 0.036425 | 714.3308 | 2020 | Mitigation | 0.011149 | 10 | 0 | esc | 0.011149 | 0.0004061 | 0 | 0 | 0 | 0 | 0 | 0
[79 empty] | WLDFR | HFTD - Transmission - Tier 3 - 230 kV or Higher | Non-Red Flag Warning - Large Fires | 2028 | 0 | 0 | 0 | 0 | 5.777 | 0.74734 | 3.238 | 1.7917 | 0.0083319 | 0.0083319 | 0.0083319 | 0.0083319 | 2.7394e-06 |  | 0 | 2.2825e-08 | 2.2825e-08 | 0 | 2.2825e-08 | 2.2825e-08 | 0 | 2.2825e-08 | 2.2825e-08 | 0 | 2.2825e-08 | Column30: 2.2825e-08 | [29 empty] | 7.3.2.1.3 Advanced weather monitoring and weather stations Weather StationsWLDFRElectric Reliability | WLDFR | HFTD - Distribution - Tier 2 - 3QU CoRE ¦ 2QU LoRE | Seismic - Non-Red Flag Warning - Catastrophic Fires | 2020 | Electric Reliability | 409.2237 | 714.3308 | 2020 | Mitigation | 0.011149 | 10 | 0 | esc | 0.011149 | 4.5624 | 0 | 0 | 0 | 0 | 0 | 0
[79 empty] | WLDFR | HFTD - Transmission - Tier 3 - 230 kV or Higher | Non-Red Flag Warning - Large Fires | 2029 | 0 | 0 | 0 | 0 | 5.777 | 0.74734 | 3.238 | 1.7917 | 0.0083319 | 0.0083319 | 0.0083319 | 0.0083319 | 2.7394e-06 |  | 0 | 2.2825e-08 | 2.2825e-08 | 0 | 2.2825e-08 | 2.2825e-08 | 0 | 2.2825e-08 | 2.2825e-08 | 0 | 2.2825e-08 | Column30: 2.2825e-08 | [29 empty] | 7.3.2.1.3 Advanced weather monitoring and weather stations Weather StationsWLDFRElectric Reliability | WLDFR | HFTD - Distribution - Tier 2 - 3QU CoRE ¦ 2QU LoRE | Seismic - Red Flag Warning - Catastrophic Fires | 2020 | Electric Reliability | 409.2237 | 714.3308 | 2020 | Mitigation | 0.011149 | 10 | 0 | esc | 0.011149 | 4.5624 | 0 | 0 | 0 | 0 | 0 | 0
[79 empty] | WLDFR | HFTD - Transmission - Tier 3 - 230 kV or Higher | Non-Red Flag Warning - Large Fires | 2030 | 0 | 0 | 0 | 0 | 5.777 | 0.74734 | 3.238 | 1.7917 | 0 | 0.0083319 | 0.0083319 | 0.0083319 | 2.7394e-06 |  | 0 | 0 | 0 | 0 | 2.2825e-08 | 2.2825e-08 | 0 | 2.2825e-08 | 2.2825e-08 | 0 | 2.2825e-08 | Column30: 2.2825e-08 | [29 empty] | 7.3.2.1.3 Advanced weather monitoring and weather stations Weather StationsWLDFRElectric Reliability | WLDFR | HFTD - Distribution - Tier 2 - 3QU CoRE ¦ 3QU LoRE | Non-Red Flag Warning - Catastrophic Fires | 2020 | Electric Reliability | 222.2294 | 808.5801 | 2020 | Mitigation | 0.011149 | 10 | 0 | esc | 0.011149 | 2.4776 | 0 | 0 | 0 | 0 | 0 | 0
[79 empty] | WLDFR | HFTD - Transmission - Tier 3 - 230 kV or Higher | Non-Red Flag Warning - Large Fires | 2031 | 0 | 0 | 0 | 0 | 5.777 | 0.74734 | 3.238 | 1.7917 | 0 | 0 | 0.0083319 | 0.0083319 | 2.7394e-06 |  | 0 | 0 | 0 | 0 | 0 | 0 | 0 | 2.2825e-08 | 2.2825e-08 | 0 | 2.2825e-08 | Column30: 2.2825e-08 | [29 empty] | 7.3.2.1.3 Advanced weather monitoring and weather stations Weather StationsWLDFRElectric Reliability | WLDFR | HFTD - Distribution - Tier 2 - 3QU CoRE ¦ 3QU LoRE | Non-Red Flag Warning - Destructive Fires | 2020 | Electric Reliability | 222.2294 | 808.5801 | 2020 | Mitigation | 0.011149 | 10 | 0 | esc | 0.011149 | 2.4776 | 0 | 0 | 0 | 0 | 0 | 0
[79 empty] | WLDFR | HFTD - Transmission - Tier 3 - 230 kV or Higher | Non-Red Flag Warning - Large Fires | 2032 | 0 | 0 | 0 | 0 | 5.777 | 0.74734 | 3.238 | 1.7917 | 0 | 0 | 0 | 0.0083319 | 2.7394e-06 |  | 0 | 0 | 0 | 0 | 0 | 0 | 0 | 0 | 0 | 0 | 2.2825e-08 | Column30: 2.2825e-08 | [29 empty] | 7.3.2.1.3 Advanced weather monitoring and weather stations Weather StationsWLDFRElectric Reliability | WLDFR | HFTD - Distribution - Tier 2 - 3QU CoRE ¦ 3QU LoRE | Non-Red Flag Warning - Large Fires | 2020 | Electric Reliability | 0.69642 | 808.5801 | 2020 | Mitigation | 0.011149 | 10 | 0 | esc | 0.011149 | 0.0077642 | 0 | 0 | 0 | 0 | 0 | 0
[79 empty] | WLDFR | HFTD - Transmission - Tier 3 - 230 kV or Higher | Non-Red Flag Warning - Small Fires | 2020 | 0 | 0 | 0 | 0 | 0.077901 | 0.036425 | 0.0015809 | 0.039895 | 0.0004061 | 0 | 0 | 0 | 0.00047042 |  | 0 | 1.9104e-07 | 1.9104e-07 | 0 | 0 | 0 | 0 | 0 | 0 | 0 | 0 | Column30: 0 | [29 empty] | 7.3.2.1.3 Advanced weather monitoring and weather stations Weather StationsWLDFRElectric Reliability | WLDFR | HFTD - Distribution - Tier 2 - 3QU CoRE ¦ 3QU LoRE | Non-Red Flag Warning - Small Fires | 2020 | Electric Reliability | 0.036425 | 808.5801 | 2020 | Mitigation | 0.011149 | 10 | 0 | esc | 0.011149 | 0.0004061 | 0 | 0 | 0 | 0 | 0 | 0
[79 empty] | WLDFR | HFTD - Transmission - Tier 3 - 230 kV or Higher | Non-Red Flag Warning - Small Fires | 2021 | 0 | 0 | 0 | 0 | 0.077901 | 0.036425 | 0.0015809 | 0.039895 | 0.0004061 | 0.0004061 | 0 | 0 | 0.00047042 |  | 0 | 1.9104e-07 | 1.9104e-07 | 0 | 1.9104e-07 | 1.9104e-07 | 0 | 0 | 0 | 0 | 0 | Column30: 0 | [29 empty] | 7.3.2.1.3 Advanced weather monitoring and weather stations Weather StationsWLDFRElectric Reliability | WLDFR | HFTD - Distribution - Tier 2 - 3QU CoRE ¦ 3QU LoRE | Red Flag Warning - Catastrophic Fires | 2020 | Electric Reliability | 222.2294 | 808.5801 | 2020 | Mitigation | 0.011149 | 10 | 0 | esc | 0.011149 | 2.4776 | 0 | 0 | 0 | 0 | 0 | 0
[79 empty] | WLDFR | HFTD - Transmission - Tier 3 - 230 kV or Higher | Non-Red Flag Warning - Small Fires | 2022 | 0 | 0 | 0 | 0 | 0.077901 | 0.036425 | 0.0015809 | 0.039895 | 0.0004061 | 0.0004061 | 0.0004061 | 0 | 0.00047042 |  | 0 | 1.9104e-07 | 1.9104e-07 | 0 | 1.9104e-07 | 1.9104e-07 | 0 | 1.9104e-07 | 1.9104e-07 | 0 | 0 | Column30: 0 | [29 empty] | 7.3.2.1.3 Advanced weather monitoring and weather stations Weather StationsWLDFRElectric Reliability | WLDFR | HFTD - Distribution - Tier 2 - 3QU CoRE ¦ 3QU LoRE | Red Flag Warning - Destructive Fires | 2020 | Electric Reliability | 222.2294 | 808.5801 | 2020 | Mitigation | 0.011149 | 10 | 0 | esc | 0.011149 | 2.4776 | 0 | 0 | 0 | 0 | 0 | 0
[79 empty] | WLDFR | HFTD - Transmission - Tier 3 - 230 kV or Higher | Non-Red Flag Warning - Small Fires | 2023 | 0 | 0 | 0 | 0 | 0.080408 | 0.03759 | 0.0016314 | 0.041187 | 0.00041909 | 0.00041909 | 0.00041909 | 0.00041909 | 0.00047042 |  | 0 | 1.9715e-07 | 1.9715e-07 | 0 | 1.9715e-07 | 1.9715e-07 | 0 | 1.9715e-07 | 1.9715e-07 | 0 | 1.9715e-07 | Column30: 1.9715e-07 | [29 empty] | 7.3.2.1.3 Advanced weather monitoring and weather stations Weather StationsWLDFRElectric Reliability | WLDFR | HFTD - Distribution - Tier 2 - 3QU CoRE ¦ 3QU LoRE | Red Flag Warning - Large Fires | 2020 | Electric Reliability | 0.69642 | 808.5801 | 2020 | Mitigation | 0.011149 | 10 | 0 | esc | 0.011149 | 0.0077642 | 0 | 0 | 0 | 0 | 0 | 0
[79 empty] | WLDFR | HFTD - Transmission - Tier 3 - 230 kV or Higher | Non-Red Flag Warning - Small Fires | 2024 | 0 | 0 | 0 | 0 | 0.080408 | 0.03759 | 0.0016314 | 0.041187 | 0.00041909 | 0.00041909 | 0.00041909 | 0.00041909 | 0.00047042 |  | 0 | 1.9715e-07 | 1.9715e-07 | 0 | 1.9715e-07 | 1.9715e-07 | 0 | 1.9715e-07 | 1.9715e-07 | 0 | 1.9715e-07 | Column30: 1.9715e-07 | [29 empty] | 7.3.2.1.3 Advanced weather monitoring and weather stations Weather StationsWLDFRElectric Reliability | WLDFR | HFTD - Distribution - Tier 2 - 3QU CoRE ¦ 3QU LoRE | Red Flag Warning - Small Fires | 2020 | Electric Reliability | 0.036425 | 808.5801 | 2020 | Mitigation | 0.011149 | 10 | 0 | esc | 0.011149 | 0.0004061 | 0 | 0 | 0 | 0 | 0 | 0
[79 empty] | WLDFR | HFTD - Transmission - Tier 3 - 230 kV or Higher | Non-Red Flag Warning - Small Fires | 2025 | 0 | 0 | 0 | 0 | 0.080408 | 0.03759 | 0.0016314 | 0.041187 | 0.00041909 | 0.00041909 | 0.00041909 | 0.00041909 | 0.00047042 |  | 0 | 1.9715e-07 | 1.9715e-07 | 0 | 1.9715e-07 | 1.9715e-07 | 0 | 1.9715e-07 | 1.9715e-07 | 0 | 1.9715e-07 | Column30: 1.9715e-07 | [29 empty] | 7.3.2.1.3 Advanced weather monitoring and weather stations Weather StationsWLDFRElectric Reliability | WLDFR | HFTD - Distribution - Tier 2 - 3QU CoRE ¦ 3QU LoRE | Seismic - Non-Red Flag Warning - Catastrophic Fires | 2020 | Electric Reliability | 409.2237 | 808.5801 | 2020 | Mitigation | 0.011149 | 10 | 0 | esc | 0.011149 | 4.5624 | 0 | 0 | 0 | 0 | 0 | 0
[79 empty] | WLDFR | HFTD - Transmission - Tier 3 - 230 kV or Higher | Non-Red Flag Warning - Small Fires | 2026 | 0 | 0 | 0 | 0 | 0.080408 | 0.03759 | 0.0016314 | 0.041187 | 0.00041909 | 0.00041909 | 0.00041909 | 0.00041909 | 0.00047042 |  | 0 | 1.9715e-07 | 1.9715e-07 | 0 | 1.9715e-07 | 1.9715e-07 | 0 | 1.9715e-07 | 1.9715e-07 | 0 | 1.9715e-07 | Column30: 1.9715e-07 | [29 empty] | 7.3.2.1.3 Advanced weather monitoring and weather stations Weather StationsWLDFRElectric Reliability | WLDFR | HFTD - Distribution - Tier 2 - 3QU CoRE ¦ 3QU LoRE | Seismic - Red Flag Warning - Catastrophic Fires | 2020 | Electric Reliability | 409.2237 | 808.5801 | 2020 | Mitigation | 0.011149 | 10 | 0 | esc | 0.011149 | 4.5624 | 0 | 0 | 0 | 0 | 0 | 0
[79 empty] | WLDFR | HFTD - Transmission - Tier 3 - 230 kV or Higher | Non-Red Flag Warning - Small Fires | 2027 | 0 | 0 | 0 | 0 | 0.080408 | 0.03759 | 0.0016314 | 0.041187 | 0.00041909 | 0.00041909 | 0.00041909 | 0.00041909 | 0.00047042 |  | 0 | 1.9715e-07 | 1.9715e-07 | 0 | 1.9715e-07 | 1.9715e-07 | 0 | 1.9715e-07 | 1.9715e-07 | 0 | 1.9715e-07 | Column30: 1.9715e-07 | [29 empty] | 7.3.2.1.3 Advanced weather monitoring and weather stations Weather StationsWLDFRElectric Reliability | WLDFR | HFTD - Distribution - Tier 2 - 3QU CoRE ¦ 4QU LoRE | Non-Red Flag Warning - Catastrophic Fires | 2020 | Electric Reliability | 222.2294 | 758.7044 | 2020 | Mitigation | 0.011149 | 10 | 0 | esc | 0.011149 | 2.4776 | 0 | 0 | 0 | 0 | 0 | 0
[79 empty] | WLDFR | HFTD - Transmission - Tier 3 - 230 kV or Higher | Non-Red Flag Warning - Small Fires | 2028 | 0 | 0 | 0 | 0 | 0.083606 | 0.039055 | 0.001695 | 0.042856 | 0.00043542 | 0.00043542 | 0.00043542 | 0.00043542 | 0.00047042 |  | 0 | 2.0483e-07 | 2.0483e-07 | 0 | 2.0483e-07 | 2.0483e-07 | 0 | 2.0483e-07 | 2.0483e-07 | 0 | 2.0483e-07 | Column30: 2.0483e-07 | [29 empty] | 7.3.2.1.3 Advanced weather monitoring and weather stations Weather StationsWLDFRElectric Reliability | WLDFR | HFTD - Distribution - Tier 2 - 3QU CoRE ¦ 4QU LoRE | Non-Red Flag Warning - Destructive Fires | 2020 | Electric Reliability | 222.2294 | 758.7044 | 2020 | Mitigation | 0.011149 | 10 | 0 | esc | 0.011149 | 2.4776 | 0 | 0 | 0 | 0 | 0 | 0
[79 empty] | WLDFR | HFTD - Transmission - Tier 3 - 230 kV or Higher | Non-Red Flag Warning - Small Fires | 2029 | 0 | 0 | 0 | 0 | 0.083606 | 0.039055 | 0.001695 | 0.042856 | 0.00043542 | 0.00043542 | 0.00043542 | 0.00043542 | 0.00047042 |  | 0 | 2.0483e-07 | 2.0483e-07 | 0 | 2.0483e-07 | 2.0483e-07 | 0 | 2.0483e-07 | 2.0483e-07 | 0 | 2.0483e-07 | Column30: 2.0483e-07 | [29 empty] | 7.3.2.1.3 Advanced weather monitoring and weather stations Weather StationsWLDFRElectric Reliability | WLDFR | HFTD - Distribution - Tier 2 - 3QU CoRE ¦ 4QU LoRE | Non-Red Flag Warning - Large Fires | 2020 | Electric Reliability | 0.69642 | 758.7044 | 2020 | Mitigation | 0.011149 | 10 | 0 | esc | 0.011149 | 0.0077642 | 0 | 0 | 0 | 0 | 0 | 0
[79 empty] | WLDFR | HFTD - Transmission - Tier 3 - 230 kV or Higher | Non-Red Flag Warning - Small Fires | 2030 | 0 | 0 | 0 | 0 | 0.083606 | 0.039055 | 0.001695 | 0.042856 | 0 | 0.00043542 | 0.00043542 | 0.00043542 | 0.00047042 |  | 0 | 0 | 0 | 0 | 2.0483e-07 | 2.0483e-07 | 0 | 2.0483e-07 | 2.0483e-07 | 0 | 2.0483e-07 | Column30: 2.0483e-07 | [29 empty] | 7.3.2.1.3 Advanced weather monitoring and weather stations Weather StationsWLDFRElectric Reliability | WLDFR | HFTD - Distribution - Tier 2 - 3QU CoRE ¦ 4QU LoRE | Non-Red Flag Warning - Small Fires | 2020 | Electric Reliability | 0.036425 | 758.7044 | 2020 | Mitigation | 0.011149 | 10 | 0 | esc | 0.011149 | 0.0004061 | 0 | 0 | 0 | 0 | 0 | 0
[79 empty] | WLDFR | HFTD - Transmission - Tier 3 - 230 kV or Higher | Non-Red Flag Warning - Small Fires | 2031 | 0 | 0 | 0 | 0 | 0.083606 | 0.039055 | 0.001695 | 0.042856 | 0 | 0 | 0.00043542 | 0.00043542 | 0.00047042 |  | 0 | 0 | 0 | 0 | 0 | 0 | 0 | 2.0483e-07 | 2.0483e-07 | 0 | 2.0483e-07 | Column30: 2.0483e-07 | [29 empty] | 7.3.2.1.3 Advanced weather monitoring and weather stations Weather StationsWLDFRElectric Reliability | WLDFR | HFTD - Distribution - Tier 2 - 3QU CoRE ¦ 4QU LoRE | Red Flag Warning - Catastrophic Fires | 2020 | Electric Reliability | 222.2294 | 758.7044 | 2020 | Mitigation | 0.011149 | 10 | 0 | esc | 0.011149 | 2.4776 | 0 | 0 | 0 | 0 | 0 | 0
[79 empty] | WLDFR | HFTD - Transmission - Tier 3 - 230 kV or Higher | Non-Red Flag Warning - Small Fires | 2032 | 0 | 0 | 0 | 0 | 0.083606 | 0.039055 | 0.001695 | 0.042856 | 0 | 0 | 0 | 0.00043542 | 0.00047042 |  | 0 | 0 | 0 | 0 | 0 | 0 | 0 | 0 | 0 | 0 | 2.0483e-07 | Column30: 2.0483e-07 | [29 empty] | 7.3.2.1.3 Advanced weather monitoring and weather stations Weather StationsWLDFRElectric Reliability | WLDFR | HFTD - Distribution - Tier 2 - 3QU CoRE ¦ 4QU LoRE | Red Flag Warning - Destructive Fires | 2020 | Electric Reliability | 222.2294 | 758.7044 | 2020 | Mitigation | 0.011149 | 10 | 0 | esc | 0.011149 | 2.4776 | 0 | 0 | 0 | 0 | 0 | 0
[79 empty] | WLDFR | HFTD - Transmission - Tier 3 - 230 kV or Higher | Red Flag Warning - Catastrophic Fires | 2020 | 0 | 0 | 0 | 0 | 14146.1306 | 222.2294 | 8585.7228 | 5338.1784 | 2.4776 | 0 | 0 | 0 | 2.6924e-06 |  | 0 | 6.6707e-06 | 6.6707e-06 | 0 | 0 | 0 | 0 | 0 | 0 | 0 | 0 | Column30: 0 | [29 empty] | 7.3.2.1.3 Advanced weather monitoring and weather stations Weather StationsWLDFRElectric Reliability | WLDFR | HFTD - Distribution - Tier 2 - 3QU CoRE ¦ 4QU LoRE | Red Flag Warning - Large Fires | 2020 | Electric Reliability | 0.69642 | 758.7044 | 2020 | Mitigation | 0.011149 | 10 | 0 | esc | 0.011149 | 0.0077642 | 0 | 0 | 0 | 0 | 0 | 0
[79 empty] | WLDFR | HFTD - Transmission - Tier 3 - 230 kV or Higher | Red Flag Warning - Catastrophic Fires | 2021 | 0 | 0 | 0 | 0 | 14146.1306 | 222.2294 | 8585.7228 | 5338.1784 | 2.4776 | 2.4776 | 0 | 0 | 2.6924e-06 |  | 0 | 6.6707e-06 | 6.6707e-06 | 0 | 6.6707e-06 | 6.6707e-06 | 0 | 0 | 0 | 0 | 0 | Column30: 0 | [29 empty] | 7.3.2.1.3 Advanced weather monitoring and weather stations Weather StationsWLDFRElectric Reliability | WLDFR | HFTD - Distribution - Tier 2 - 3QU CoRE ¦ 4QU LoRE | Red Flag Warning - Small Fires | 2020 | Electric Reliability | 0.036425 | 758.7044 | 2020 | Mitigation | 0.011149 | 10 | 0 | esc | 0.011149 | 0.0004061 | 0 | 0 | 0 | 0 | 0 | 0
[79 empty] | WLDFR | HFTD - Transmission - Tier 3 - 230 kV or Higher | Red Flag Warning - Catastrophic Fires | 2022 | 0 | 0 | 0 | 0 | 14146.1306 | 222.2294 | 8585.7228 | 5338.1784 | 2.4776 | 2.4776 | 2.4776 | 0 | 2.6924e-06 |  | 0 | 6.6707e-06 | 6.6707e-06 | 0 | 6.6707e-06 | 6.6707e-06 | 0 | 6.6707e-06 | 6.6707e-06 | 0 | 0 | Column30: 0 | [29 empty] | 7.3.2.1.3 Advanced weather monitoring and weather stations Weather StationsWLDFRElectric Reliability | WLDFR | HFTD - Distribution - Tier 2 - 3QU CoRE ¦ 4QU LoRE | Seismic - Non-Red Flag Warning - Catastrophic Fires | 2020 | Electric Reliability | 409.2237 | 758.7044 | 2020 | Mitigation | 0.011149 | 10 | 0 | esc | 0.011149 | 4.5624 | 0 | 0 | 0 | 0 | 0 | 0
[79 empty] | WLDFR | HFTD - Transmission - Tier 3 - 230 kV or Higher | Red Flag Warning - Catastrophic Fires | 2023 | 0 | 0 | 0 | 0 | 14664.6376 | 233.2301 | 8896.516 | 5534.8915 | 2.6002 | 2.6002 | 2.6002 | 2.6002 | 2.6924e-06 |  | 0 | 7.0009e-06 | 7.0009e-06 | 0 | 7.0009e-06 | 7.0009e-06 | 0 | 7.0009e-06 | 7.0009e-06 | 0 | 7.0009e-06 | Column30: 7.0009e-06 | [29 empty] | 7.3.2.1.3 Advanced weather monitoring and weather stations Weather StationsWLDFRElectric Reliability | WLDFR | HFTD - Distribution - Tier 2 - 3QU CoRE ¦ 4QU LoRE | Seismic - Red Flag Warning - Catastrophic Fires | 2020 | Electric Reliability | 409.2237 | 758.7044 | 2020 | Mitigation | 0.011149 | 10 | 0 | esc | 0.011149 | 4.5624 | 0 | 0 | 0 | 0 | 0 | 0
[79 empty] | WLDFR | HFTD - Transmission - Tier 3 - 230 kV or Higher | Red Flag Warning - Catastrophic Fires | 2024 | 0 | 0 | 0 | 0 | 14664.6376 | 233.2301 | 8896.516 | 5534.8915 | 2.6002 | 2.6002 | 2.6002 | 2.6002 | 2.6924e-06 |  | 0 | 7.0009e-06 | 7.0009e-06 | 0 | 7.0009e-06 | 7.0009e-06 | 0 | 7.0009e-06 | 7.0009e-06 | 0 | 7.0009e-06 | Column30: 7.0009e-06 | [29 empty] | 7.3.2.1.3 Advanced weather monitoring and weather stations Weather StationsWLDFRElectric Reliability | WLDFR | HFTD - Distribution - Tier 2 - 3QU CoRE ¦ 5QU LoRE | Non-Red Flag Warning - Catastrophic Fires | 2020 | Electric Reliability | 222.2294 | 746.7011 | 2020 | Mitigation | 0.011149 | 10 | 0 | esc | 0.011149 | 2.4776 | 0 | 0 | 0 | 0 | 0 | 0
[79 empty] | WLDFR | HFTD - Transmission - Tier 3 - 230 kV or Higher | Red Flag Warning - Catastrophic Fires | 2025 | 0 | 0 | 0 | 0 | 14664.6376 | 233.2301 | 8896.516 | 5534.8915 | 2.6002 | 2.6002 | 2.6002 | 2.6002 | 2.6924e-06 |  | 0 | 7.0009e-06 | 7.0009e-06 | 0 | 7.0009e-06 | 7.0009e-06 | 0 | 7.0009e-06 | 7.0009e-06 | 0 | 7.0009e-06 | Column30: 7.0009e-06 | [29 empty] | 7.3.2.1.3 Advanced weather monitoring and weather stations Weather StationsWLDFRElectric Reliability | WLDFR | HFTD - Distribution - Tier 2 - 3QU CoRE ¦ 5QU LoRE | Non-Red Flag Warning - Destructive Fires | 2020 | Electric Reliability | 222.2294 | 746.7011 | 2020 | Mitigation | 0.011149 | 10 | 0 | esc | 0.011149 | 2.4776 | 0 | 0 | 0 | 0 | 0 | 0
[79 empty] | WLDFR | HFTD - Transmission - Tier 3 - 230 kV or Higher | Red Flag Warning - Catastrophic Fires | 2026 | 0 | 0 | 0 | 0 | 14664.6376 | 233.2301 | 8896.516 | 5534.8915 | 2.6002 | 2.6002 | 2.6002 | 2.6002 | 2.6924e-06 |  | 0 | 7.0009e-06 | 7.0009e-06 | 0 | 7.0009e-06 | 7.0009e-06 | 0 | 7.0009e-06 | 7.0009e-06 | 0 | 7.0009e-06 | Column30: 7.0009e-06 | [29 empty] | 7.3.2.1.3 Advanced weather monitoring and weather stations Weather StationsWLDFRElectric Reliability | WLDFR | HFTD - Distribution - Tier 2 - 3QU CoRE ¦ 5QU LoRE | Non-Red Flag Warning - Large Fires | 2020 | Electric Reliability | 0.69642 | 746.7011 | 2020 | Mitigation | 0.011149 | 10 | 0 | esc | 0.011149 | 0.0077642 | 0 | 0 | 0 | 0 | 0 | 0
[79 empty] | WLDFR | HFTD - Transmission - Tier 3 - 230 kV or Higher | Red Flag Warning - Catastrophic Fires | 2027 | 0 | 0 | 0 | 0 | 14664.6376 | 233.2301 | 8896.516 | 5534.8915 | 2.6002 | 2.6002 | 2.6002 | 2.6002 | 2.6924e-06 |  | 0 | 7.0009e-06 | 7.0009e-06 | 0 | 7.0009e-06 | 7.0009e-06 | 0 | 7.0009e-06 | 7.0009e-06 | 0 | 7.0009e-06 | Column30: 7.0009e-06 | [29 empty] | 7.3.2.1.3 Advanced weather monitoring and weather stations Weather StationsWLDFRElectric Reliability | WLDFR | HFTD - Distribution - Tier 2 - 3QU CoRE ¦ 5QU LoRE | Non-Red Flag Warning - Small Fires | 2020 | Electric Reliability | 0.036425 | 746.7011 | 2020 | Mitigation | 0.011149 | 10 | 0 | esc | 0.011149 | 0.0004061 | 0 | 0 | 0 | 0 | 0 | 0
[79 empty] | WLDFR | HFTD - Transmission - Tier 3 - 230 kV or Higher | Red Flag Warning - Catastrophic Fires | 2028 | 0 | 0 | 0 | 0 | 15317.9909 | 247.273 | 9287.6491 | 5783.0689 | 2.7568 | 2.7568 | 2.7568 | 2.7568 | 2.6924e-06 |  | 0 | 7.4224e-06 | 7.4224e-06 | 0 | 7.4224e-06 | 7.4224e-06 | 0 | 7.4224e-06 | 7.4224e-06 | 0 | 7.4224e-06 | Column30: 7.4224e-06 | [29 empty] | 7.3.2.1.3 Advanced weather monitoring and weather stations Weather StationsWLDFRElectric Reliability | WLDFR | HFTD - Distribution - Tier 2 - 3QU CoRE ¦ 5QU LoRE | Red Flag Warning - Catastrophic Fires | 2020 | Electric Reliability | 222.2294 | 746.7011 | 2020 | Mitigation | 0.011149 | 10 | 0 | esc | 0.011149 | 2.4776 | 0 | 0 | 0 | 0 | 0 | 0
[79 empty] | WLDFR | HFTD - Transmission - Tier 3 - 230 kV or Higher | Red Flag Warning - Catastrophic Fires | 2029 | 0 | 0 | 0 | 0 | 15317.9909 | 247.273 | 9287.6491 | 5783.0689 | 2.7568 | 2.7568 | 2.7568 | 2.7568 | 2.6924e-06 |  | 0 | 7.4224e-06 | 7.4224e-06 | 0 | 7.4224e-06 | 7.4224e-06 | 0 | 7.4224e-06 | 7.4224e-06 | 0 | 7.4224e-06 | Column30: 7.4224e-06 | [29 empty] | 7.3.2.1.3 Advanced weather monitoring and weather stations Weather StationsWLDFRElectric Reliability | WLDFR | HFTD - Distribution - Tier 2 - 3QU CoRE ¦ 5QU LoRE | Red Flag Warning - Destructive Fires | 2020 | Electric Reliability | 222.2294 | 746.7011 | 2020 | Mitigation | 0.011149 | 10 | 0 | esc | 0.011149 | 2.4776 | 0 | 0 | 0 | 0 | 0 | 0
[79 empty] | WLDFR | HFTD - Transmission - Tier 3 - 230 kV or Higher | Red Flag Warning - Catastrophic Fires | 2030 | 0 | 0 | 0 | 0 | 15317.9909 | 247.273 | 9287.6491 | 5783.0689 | 0 | 2.7568 | 2.7568 | 2.7568 | 2.6924e-06 |  | 0 | 0 | 0 | 0 | 7.4224e-06 | 7.4224e-06 | 0 | 7.4224e-06 | 7.4224e-06 | 0 | 7.4224e-06 | Column30: 7.4224e-06 | [29 empty] | 7.3.2.1.3 Advanced weather monitoring and weather stations Weather StationsWLDFRElectric Reliability | WLDFR | HFTD - Distribution - Tier 2 - 3QU CoRE ¦ 5QU LoRE | Red Flag Warning - Large Fires | 2020 | Electric Reliability | 0.69642 | 746.7011 | 2020 | Mitigation | 0.011149 | 10 | 0 | esc | 0.011149 | 0.0077642 | 0 | 0 | 0 | 0 | 0 | 0
[79 empty] | WLDFR | HFTD - Transmission - Tier 3 - 230 kV or Higher | Red Flag Warning - Catastrophic Fires | 2031 | 0 | 0 | 0 | 0 | 15317.9909 | 247.273 | 9287.6491 | 5783.0689 | 0 | 0 | 2.7568 | 2.7568 | 2.6924e-06 |  | 0 | 0 | 0 | 0 | 0 | 0 | 0 | 7.4224e-06 | 7.4224e-06 | 0 | 7.4224e-06 | Column30: 7.4224e-06 | [29 empty] | 7.3.2.1.3 Advanced weather monitoring and weather stations Weather StationsWLDFRElectric Reliability | WLDFR | HFTD - Distribution - Tier 2 - 3QU CoRE ¦ 5QU LoRE | Red Flag Warning - Small Fires | 2020 | Electric Reliability | 0.036425 | 746.7011 | 2020 | Mitigation | 0.011149 | 10 | 0 | esc | 0.011149 | 0.0004061 | 0 | 0 | 0 | 0 | 0 | 0
[79 empty] | WLDFR | HFTD - Transmission - Tier 3 - 230 kV or Higher | Red Flag Warning - Catastrophic Fires | 2032 | 0 | 0 | 0 | 0 | 15317.9909 | 247.273 | 9287.6491 | 5783.0689 | 0 | 0 | 0 | 2.7568 | 2.6924e-06 |  | 0 | 0 | 0 | 0 | 0 | 0 | 0 | 0 | 0 | 0 | 7.4224e-06 | Column30: 7.4224e-06 | [29 empty] | 7.3.2.1.3 Advanced weather monitoring and weather stations Weather StationsWLDFRElectric Reliability | WLDFR | HFTD - Distribution - Tier 2 - 3QU CoRE ¦ 5QU LoRE | Seismic - Non-Red Flag Warning - Catastrophic Fires | 2020 | Electric Reliability | 409.2237 | 746.7011 | 2020 | Mitigation | 0.011149 | 10 | 0 | esc | 0.011149 | 4.5624 | 0 | 0 | 0 | 0 | 0 | 0
[79 empty] | WLDFR | HFTD - Transmission - Tier 3 - 230 kV or Higher | Red Flag Warning - Destructive Fires | 2020 | 0 | 0 | 0 | 0 | 8807.9522 | 222.2294 | 8585.7228 | 0 | 2.4776 | 0 | 0 | 0 | 3.8463e-07 |  | 0 | 9.5295e-07 | 9.5295e-07 | 0 | 0 | 0 | 0 | 0 | 0 | 0 | 0 | Column30: 0 | [29 empty] | 7.3.2.1.3 Advanced weather monitoring and weather stations Weather StationsWLDFRElectric Reliability | WLDFR | HFTD - Distribution - Tier 2 - 3QU CoRE ¦ 5QU LoRE | Seismic - Red Flag Warning - Catastrophic Fires | 2020 | Electric Reliability | 409.2237 | 746.7011 | 2020 | Mitigation | 0.011149 | 10 | 0 | esc | 0.011149 | 4.5624 | 0 | 0 | 0 | 0 | 0 | 0
[79 empty] | WLDFR | HFTD - Transmission - Tier 3 - 230 kV or Higher | Red Flag Warning - Destructive Fires | 2021 | 0 | 0 | 0 | 0 | 8807.9522 | 222.2294 | 8585.7228 | 0 | 2.4776 | 2.4776 | 0 | 0 | 3.8463e-07 |  | 0 | 9.5295e-07 | 9.5295e-07 | 0 | 9.5295e-07 | 9.5295e-07 | 0 | 0 | 0 | 0 | 0 | Column30: 0 | [29 empty] | 7.3.2.1.3 Advanced weather monitoring and weather stations Weather StationsWLDFRElectric Reliability | WLDFR | HFTD - Distribution - Tier 2 - 4QU CoRE ¦ 1QU LoRE | Non-Red Flag Warning - Catastrophic Fires | 2020 | Electric Reliability | 222.2294 | 692.6276 | 2020 | Mitigation | 0.011149 | 10 | 0 | esc | 0.011149 | 2.4776 | 0 | 0 | 0 | 0 | 0 | 0
[79 empty] | WLDFR | HFTD - Transmission - Tier 3 - 230 kV or Higher | Red Flag Warning - Destructive Fires | 2022 | 0 | 0 | 0 | 0 | 8807.9522 | 222.2294 | 8585.7228 | 0 | 2.4776 | 2.4776 | 2.4776 | 0 | 3.8463e-07 |  | 0 | 9.5295e-07 | 9.5295e-07 | 0 | 9.5295e-07 | 9.5295e-07 | 0 | 9.5295e-07 | 9.5295e-07 | 0 | 0 | Column30: 0 | [29 empty] | 7.3.2.1.3 Advanced weather monitoring and weather stations Weather StationsWLDFRElectric Reliability | WLDFR | HFTD - Distribution - Tier 2 - 4QU CoRE ¦ 1QU LoRE | Non-Red Flag Warning - Destructive Fires | 2020 | Electric Reliability | 222.2294 | 692.6276 | 2020 | Mitigation | 0.011149 | 10 | 0 | esc | 0.011149 | 2.4776 | 0 | 0 | 0 | 0 | 0 | 0
[79 empty] | WLDFR | HFTD - Transmission - Tier 3 - 230 kV or Higher | Red Flag Warning - Destructive Fires | 2023 | 0 | 0 | 0 | 0 | 9129.7461 | 233.2301 | 8896.516 | 0 | 2.6002 | 2.6002 | 2.6002 | 2.6002 | 3.8463e-07 |  | 0 | 1.0001e-06 | 1.0001e-06 | 0 | 1.0001e-06 | 1.0001e-06 | 0 | 1.0001e-06 | 1.0001e-06 | 0 | 1.0001e-06 | Column30: 1.0001e-06 | [29 empty] | 7.3.2.1.3 Advanced weather monitoring and weather stations Weather StationsWLDFRElectric Reliability | WLDFR | HFTD - Distribution - Tier 2 - 4QU CoRE ¦ 1QU LoRE | Non-Red Flag Warning - Large Fires | 2020 | Electric Reliability | 0.69642 | 692.6276 | 2020 | Mitigation | 0.011149 | 10 | 0 | esc | 0.011149 | 0.0077642 | 0 | 0 | 0 | 0 | 0 | 0
[79 empty] | WLDFR | HFTD - Transmission - Tier 3 - 230 kV or Higher | Red Flag Warning - Destructive Fires | 2024 | 0 | 0 | 0 | 0 | 9129.7461 | 233.2301 | 8896.516 | 0 | 2.6002 | 2.6002 | 2.6002 | 2.6002 | 3.8463e-07 |  | 0 | 1.0001e-06 | 1.0001e-06 | 0 | 1.0001e-06 | 1.0001e-06 | 0 | 1.0001e-06 | 1.0001e-06 | 0 | 1.0001e-06 | Column30: 1.0001e-06 | [29 empty] | 7.3.2.1.3 Advanced weather monitoring and weather stations Weather StationsWLDFRElectric Reliability | WLDFR | HFTD - Distribution - Tier 2 - 4QU CoRE ¦ 1QU LoRE | Non-Red Flag Warning - Small Fires | 2020 | Electric Reliability | 0.036425 | 692.6276 | 2020 | Mitigation | 0.011149 | 10 | 0 | esc | 0.011149 | 0.0004061 | 0 | 0 | 0 | 0 | 0 | 0
[79 empty] | WLDFR | HFTD - Transmission - Tier 3 - 230 kV or Higher | Red Flag Warning - Destructive Fires | 2025 | 0 | 0 | 0 | 0 | 9129.7461 | 233.2301 | 8896.516 | 0 | 2.6002 | 2.6002 | 2.6002 | 2.6002 | 3.8463e-07 |  | 0 | 1.0001e-06 | 1.0001e-06 | 0 | 1.0001e-06 | 1.0001e-06 | 0 | 1.0001e-06 | 1.0001e-06 | 0 | 1.0001e-06 | Column30: 1.0001e-06 | [29 empty] | 7.3.2.1.3 Advanced weather monitoring and weather stations Weather StationsWLDFRElectric Reliability | WLDFR | HFTD - Distribution - Tier 2 - 4QU CoRE ¦ 1QU LoRE | Red Flag Warning - Catastrophic Fires | 2020 | Electric Reliability | 222.2294 | 692.6276 | 2020 | Mitigation | 0.011149 | 10 | 0 | esc | 0.011149 | 2.4776 | 0 | 0 | 0 | 0 | 0 | 0
[79 empty] | WLDFR | HFTD - Transmission - Tier 3 - 230 kV or Higher | Red Flag Warning - Destructive Fires | 2026 | 0 | 0 | 0 | 0 | 9129.7461 | 233.2301 | 8896.516 | 0 | 2.6002 | 2.6002 | 2.6002 | 2.6002 | 3.8463e-07 |  | 0 | 1.0001e-06 | 1.0001e-06 | 0 | 1.0001e-06 | 1.0001e-06 | 0 | 1.0001e-06 | 1.0001e-06 | 0 | 1.0001e-06 | Column30: 1.0001e-06 | [29 empty] | 7.3.2.1.3 Advanced weather monitoring and weather stations Weather StationsWLDFRElectric Reliability | WLDFR | HFTD - Distribution - Tier 2 - 4QU CoRE ¦ 1QU LoRE | Red Flag Warning - Destructive Fires | 2020 | Electric Reliability | 222.2294 | 692.6276 | 2020 | Mitigation | 0.011149 | 10 | 0 | esc | 0.011149 | 2.4776 | 0 | 0 | 0 | 0 | 0 | 0
[79 empty] | WLDFR | HFTD - Transmission - Tier 3 - 230 kV or Higher | Red Flag Warning - Destructive Fires | 2027 | 0 | 0 | 0 | 0 | 9129.7461 | 233.2301 | 8896.516 | 0 | 2.6002 | 2.6002 | 2.6002 | 2.6002 | 3.8463e-07 |  | 0 | 1.0001e-06 | 1.0001e-06 | 0 | 1.0001e-06 | 1.0001e-06 | 0 | 1.0001e-06 | 1.0001e-06 | 0 | 1.0001e-06 | Column30: 1.0001e-06 | [29 empty] | 7.3.2.1.3 Advanced weather monitoring and weather stations Weather StationsWLDFRElectric Reliability | WLDFR | HFTD - Distribution - Tier 2 - 4QU CoRE ¦ 1QU LoRE | Red Flag Warning - Large Fires | 2020 | Electric Reliability | 0.69642 | 692.6276 | 2020 | Mitigation | 0.011149 | 10 | 0 | esc | 0.011149 | 0.0077642 | 0 | 0 | 0 | 0 | 0 | 0
[79 empty] | WLDFR | HFTD - Transmission - Tier 3 - 230 kV or Higher | Red Flag Warning - Destructive Fires | 2028 | 0 | 0 | 0 | 0 | 9534.9221 | 247.273 | 9287.6491 | 0 | 2.7568 | 2.7568 | 2.7568 | 2.7568 | 3.8463e-07 |  | 0 | 1.0603e-06 | 1.0603e-06 | 0 | 1.0603e-06 | 1.0603e-06 | 0 | 1.0603e-06 | 1.0603e-06 | 0 | 1.0603e-06 | Column30: 1.0603e-06 | [29 empty] | 7.3.2.1.3 Advanced weather monitoring and weather stations Weather StationsWLDFRElectric Reliability | WLDFR | HFTD - Distribution - Tier 2 - 4QU CoRE ¦ 1QU LoRE | Red Flag Warning - Small Fires | 2020 | Electric Reliability | 0.036425 | 692.6276 | 2020 | Mitigation | 0.011149 | 10 | 0 | esc | 0.011149 | 0.0004061 | 0 | 0 | 0 | 0 | 0 | 0
[79 empty] | WLDFR | HFTD - Transmission - Tier 3 - 230 kV or Higher | Red Flag Warning - Destructive Fires | 2029 | 0 | 0 | 0 | 0 | 9534.9221 | 247.273 | 9287.6491 | 0 | 2.7568 | 2.7568 | 2.7568 | 2.7568 | 3.8463e-07 |  | 0 | 1.0603e-06 | 1.0603e-06 | 0 | 1.0603e-06 | 1.0603e-06 | 0 | 1.0603e-06 | 1.0603e-06 | 0 | 1.0603e-06 | Column30: 1.0603e-06 | [29 empty] | 7.3.2.1.3 Advanced weather monitoring and weather stations Weather StationsWLDFRElectric Reliability | WLDFR | HFTD - Distribution - Tier 2 - 4QU CoRE ¦ 1QU LoRE | Seismic - Non-Red Flag Warning - Catastrophic Fires | 2020 | Electric Reliability | 409.2237 | 692.6276 | 2020 | Mitigation | 0.011149 | 10 | 0 | esc | 0.011149 | 4.5624 | 0 | 0 | 0 | 0 | 0 | 0
[79 empty] | WLDFR | HFTD - Transmission - Tier 3 - 230 kV or Higher | Red Flag Warning - Destructive Fires | 2030 | 0 | 0 | 0 | 0 | 9534.9221 | 247.273 | 9287.6491 | 0 | 0 | 2.7568 | 2.7568 | 2.7568 | 3.8463e-07 |  | 0 | 0 | 0 | 0 | 1.0603e-06 | 1.0603e-06 | 0 | 1.0603e-06 | 1.0603e-06 | 0 | 1.0603e-06 | Column30: 1.0603e-06 | [29 empty] | 7.3.2.1.3 Advanced weather monitoring and weather stations Weather StationsWLDFRElectric Reliability | WLDFR | HFTD - Distribution - Tier 2 - 4QU CoRE ¦ 1QU LoRE | Seismic - Red Flag Warning - Catastrophic Fires | 2020 | Electric Reliability | 409.2237 | 692.6276 | 2020 | Mitigation | 0.011149 | 10 | 0 | esc | 0.011149 | 4.5624 | 0 | 0 | 0 | 0 | 0 | 0
[79 empty] | WLDFR | HFTD - Transmission - Tier 3 - 230 kV or Higher | Red Flag Warning - Destructive Fires | 2031 | 0 | 0 | 0 | 0 | 9534.9221 | 247.273 | 9287.6491 | 0 | 0 | 0 | 2.7568 | 2.7568 | 3.8463e-07 |  | 0 | 0 | 0 | 0 | 0 | 0 | 0 | 1.0603e-06 | 1.0603e-06 | 0 | 1.0603e-06 | Column30: 1.0603e-06 | [29 empty] | 7.3.2.1.3 Advanced weather monitoring and weather stations Weather StationsWLDFRElectric Reliability | WLDFR | HFTD - Distribution - Tier 2 - 4QU CoRE ¦ 2QU LoRE | Non-Red Flag Warning - Catastrophic Fires | 2020 | Electric Reliability | 222.2294 | 574.6424 | 2020 | Mitigation | 0.011149 | 10 | 0 | esc | 0.011149 | 2.4776 | 0 | 0 | 0 | 0 | 0 | 0
[79 empty] | WLDFR | HFTD - Transmission - Tier 3 - 230 kV or Higher | Red Flag Warning - Destructive Fires | 2032 | 0 | 0 | 0 | 0 | 9534.9221 | 247.273 | 9287.6491 | 0 | 0 | 0 | 0 | 2.7568 | 3.8463e-07 |  | 0 | 0 | 0 | 0 | 0 | 0 | 0 | 0 | 0 | 0 | 1.0603e-06 | Column30: 1.0603e-06 | [29 empty] | 7.3.2.1.3 Advanced weather monitoring and weather stations Weather StationsWLDFRElectric Reliability | WLDFR | HFTD - Distribution - Tier 2 - 4QU CoRE ¦ 2QU LoRE | Non-Red Flag Warning - Destructive Fires | 2020 | Electric Reliability | 222.2294 | 574.6424 | 2020 | Mitigation | 0.011149 | 10 | 0 | esc | 0.011149 | 2.4776 | 0 | 0 | 0 | 0 | 0 | 0
[79 empty] | WLDFR | HFTD - Transmission - Tier 3 - 230 kV or Higher | Red Flag Warning - Large Fires | 2020 | 0 | 0 | 0 | 0 | 5.2406 | 0.69642 | 2.942 | 1.6022 | 0.0077642 | 0 | 0 | 0 | 2.3078e-06 |  | 0 | 1.7918e-08 | 1.7918e-08 | 0 | 0 | 0 | 0 | 0 | 0 | 0 | 0 | Column30: 0 | [29 empty] | 7.3.2.1.3 Advanced weather monitoring and weather stations Weather StationsWLDFRElectric Reliability | WLDFR | HFTD - Distribution - Tier 2 - 4QU CoRE ¦ 2QU LoRE | Non-Red Flag Warning - Large Fires | 2020 | Electric Reliability | 0.69642 | 574.6424 | 2020 | Mitigation | 0.011149 | 10 | 0 | esc | 0.011149 | 0.0077642 | 0 | 0 | 0 | 0 | 0 | 0
[79 empty] | WLDFR | HFTD - Transmission - Tier 3 - 230 kV or Higher | Red Flag Warning - Large Fires | 2021 | 0 | 0 | 0 | 0 | 5.2406 | 0.69642 | 2.942 | 1.6022 | 0.0077642 | 0.0077642 | 0 | 0 | 2.3078e-06 |  | 0 | 1.7918e-08 | 1.7918e-08 | 0 | 1.7918e-08 | 1.7918e-08 | 0 | 0 | 0 | 0 | 0 | Column30: 0 | [29 empty] | 7.3.2.1.3 Advanced weather monitoring and weather stations Weather StationsWLDFRElectric Reliability | WLDFR | HFTD - Distribution - Tier 2 - 4QU CoRE ¦ 2QU LoRE | Non-Red Flag Warning - Small Fires | 2020 | Electric Reliability | 0.036425 | 574.6424 | 2020 | Mitigation | 0.011149 | 10 | 0 | esc | 0.011149 | 0.0004061 | 0 | 0 | 0 | 0 | 0 | 0
[79 empty] | WLDFR | HFTD - Transmission - Tier 3 - 230 kV or Higher | Red Flag Warning - Large Fires | 2022 | 0 | 0 | 0 | 0 | 5.2406 | 0.69642 | 2.942 | 1.6022 | 0.0077642 | 0.0077642 | 0.0077642 | 0 | 2.3078e-06 |  | 0 | 1.7918e-08 | 1.7918e-08 | 0 | 1.7918e-08 | 1.7918e-08 | 0 | 1.7918e-08 | 1.7918e-08 | 0 | 0 | Column30: 0 | [29 empty] | 7.3.2.1.3 Advanced weather monitoring and weather stations Weather StationsWLDFRElectric Reliability | WLDFR | HFTD - Distribution - Tier 2 - 4QU CoRE ¦ 2QU LoRE | Red Flag Warning - Catastrophic Fires | 2020 | Electric Reliability | 222.2294 | 574.6424 | 2020 | Mitigation | 0.011149 | 10 | 0 | esc | 0.011149 | 2.4776 | 0 | 0 | 0 | 0 | 0 | 0
[79 empty] | WLDFR | HFTD - Transmission - Tier 3 - 230 kV or Higher | Red Flag Warning - Large Fires | 2023 | 0 | 0 | 0 | 0 | 5.475 | 0.71896 | 3.0715 | 1.6846 | 0.0080156 | 0.0080156 | 0.0080156 | 0.0080156 | 2.3078e-06 |  | 0 | 1.8498e-08 | 1.8498e-08 | 0 | 1.8498e-08 | 1.8498e-08 | 0 | 1.8498e-08 | 1.8498e-08 | 0 | 1.8498e-08 | Column30: 1.8498e-08 | [29 empty] | 7.3.2.1.3 Advanced weather monitoring and weather stations Weather StationsWLDFRElectric Reliability | WLDFR | HFTD - Distribution - Tier 2 - 4QU CoRE ¦ 2QU LoRE | Red Flag Warning - Destructive Fires | 2020 | Electric Reliability | 222.2294 | 574.6424 | 2020 | Mitigation | 0.011149 | 10 | 0 | esc | 0.011149 | 2.4776 | 0 | 0 | 0 | 0 | 0 | 0
[79 empty] | WLDFR | HFTD - Transmission - Tier 3 - 230 kV or Higher | Red Flag Warning - Large Fires | 2024 | 0 | 0 | 0 | 0 | 5.475 | 0.71896 | 3.0715 | 1.6846 | 0.0080156 | 0.0080156 | 0.0080156 | 0.0080156 | 2.3078e-06 |  | 0 | 1.8498e-08 | 1.8498e-08 | 0 | 1.8498e-08 | 1.8498e-08 | 0 | 1.8498e-08 | 1.8498e-08 | 0 | 1.8498e-08 | Column30: 1.8498e-08 | [29 empty] | 7.3.2.1.3 Advanced weather monitoring and weather stations Weather StationsWLDFRElectric Reliability | WLDFR | HFTD - Distribution - Tier 2 - 4QU CoRE ¦ 2QU LoRE | Red Flag Warning - Large Fires | 2020 | Electric Reliability | 0.69642 | 574.6424 | 2020 | Mitigation | 0.011149 | 10 | 0 | esc | 0.011149 | 0.0077642 | 0 | 0 | 0 | 0 | 0 | 0
[79 empty] | WLDFR | HFTD - Transmission - Tier 3 - 230 kV or Higher | Red Flag Warning - Large Fires | 2025 | 0 | 0 | 0 | 0 | 5.475 | 0.71896 | 3.0715 | 1.6846 | 0.0080156 | 0.0080156 | 0.0080156 | 0.0080156 | 2.3078e-06 |  | 0 | 1.8498e-08 | 1.8498e-08 | 0 | 1.8498e-08 | 1.8498e-08 | 0 | 1.8498e-08 | 1.8498e-08 | 0 | 1.8498e-08 | Column30: 1.8498e-08 | [29 empty] | 7.3.2.1.3 Advanced weather monitoring and weather stations Weather StationsWLDFRElectric Reliability | WLDFR | HFTD - Distribution - Tier 2 - 4QU CoRE ¦ 2QU LoRE | Red Flag Warning - Small Fires | 2020 | Electric Reliability | 0.036425 | 574.6424 | 2020 | Mitigation | 0.011149 | 10 | 0 | esc | 0.011149 | 0.0004061 | 0 | 0 | 0 | 0 | 0 | 0
[79 empty] | WLDFR | HFTD - Transmission - Tier 3 - 230 kV or Higher | Red Flag Warning - Large Fires | 2026 | 0 | 0 | 0 | 0 | 5.475 | 0.71896 | 3.0715 | 1.6846 | 0.0080156 | 0.0080156 | 0.0080156 | 0.0080156 | 2.3078e-06 |  | 0 | 1.8498e-08 | 1.8498e-08 | 0 | 1.8498e-08 | 1.8498e-08 | 0 | 1.8498e-08 | 1.8498e-08 | 0 | 1.8498e-08 | Column30: 1.8498e-08 | [29 empty] | 7.3.2.1.3 Advanced weather monitoring and weather stations Weather StationsWLDFRElectric Reliability | WLDFR | HFTD - Distribution - Tier 2 - 4QU CoRE ¦ 2QU LoRE | Seismic - Non-Red Flag Warning - Catastrophic Fires | 2020 | Electric Reliability | 409.2237 | 574.6424 | 2020 | Mitigation | 0.011149 | 10 | 0 | esc | 0.011149 | 4.5624 | 0 | 0 | 0 | 0 | 0 | 0
[79 empty] | WLDFR | HFTD - Transmission - Tier 3 - 230 kV or Higher | Red Flag Warning - Large Fires | 2027 | 0 | 0 | 0 | 0 | 5.475 | 0.71896 | 3.0715 | 1.6846 | 0.0080156 | 0.0080156 | 0.0080156 | 0.0080156 | 2.3078e-06 |  | 0 | 1.8498e-08 | 1.8498e-08 | 0 | 1.8498e-08 | 1.8498e-08 | 0 | 1.8498e-08 | 1.8498e-08 | 0 | 1.8498e-08 | Column30: 1.8498e-08 | [29 empty] | 7.3.2.1.3 Advanced weather monitoring and weather stations Weather StationsWLDFRElectric Reliability | WLDFR | HFTD - Distribution - Tier 2 - 4QU CoRE ¦ 2QU LoRE | Seismic - Red Flag Warning - Catastrophic Fires | 2020 | Electric Reliability | 409.2237 | 574.6424 | 2020 | Mitigation | 0.011149 | 10 | 0 | esc | 0.011149 | 4.5624 | 0 | 0 | 0 | 0 | 0 | 0
[79 empty] | WLDFR | HFTD - Transmission - Tier 3 - 230 kV or Higher | Red Flag Warning - Large Fires | 2028 | 0 | 0 | 0 | 0 | 5.777 | 0.74734 | 3.238 | 1.7917 | 0.0083319 | 0.0083319 | 0.0083319 | 0.0083319 | 2.3078e-06 |  | 0 | 1.9228e-08 | 1.9228e-08 | 0 | 1.9228e-08 | 1.9228e-08 | 0 | 1.9228e-08 | 1.9228e-08 | 0 | 1.9228e-08 | Column30: 1.9228e-08 | [29 empty] | 7.3.2.1.3 Advanced weather monitoring and weather stations Weather StationsWLDFRElectric Reliability | WLDFR | HFTD - Distribution - Tier 2 - 4QU CoRE ¦ 3QU LoRE | Non-Red Flag Warning - Catastrophic Fires | 2020 | Electric Reliability | 222.2294 | 749.2523 | 2020 | Mitigation | 0.011149 | 10 | 0 | esc | 0.011149 | 2.4776 | 0 | 0 | 0 | 0 | 0 | 0
[79 empty] | WLDFR | HFTD - Transmission - Tier 3 - 230 kV or Higher | Red Flag Warning - Large Fires | 2029 | 0 | 0 | 0 | 0 | 5.777 | 0.74734 | 3.238 | 1.7917 | 0.0083319 | 0.0083319 | 0.0083319 | 0.0083319 | 2.3078e-06 |  | 0 | 1.9228e-08 | 1.9228e-08 | 0 | 1.9228e-08 | 1.9228e-08 | 0 | 1.9228e-08 | 1.9228e-08 | 0 | 1.9228e-08 | Column30: 1.9228e-08 | [29 empty] | 7.3.2.1.3 Advanced weather monitoring and weather stations Weather StationsWLDFRElectric Reliability | WLDFR | HFTD - Distribution - Tier 2 - 4QU CoRE ¦ 3QU LoRE | Non-Red Flag Warning - Destructive Fires | 2020 | Electric Reliability | 222.2294 | 749.2523 | 2020 | Mitigation | 0.011149 | 10 | 0 | esc | 0.011149 | 2.4776 | 0 | 0 | 0 | 0 | 0 | 0
[79 empty] | WLDFR | HFTD - Transmission - Tier 3 - 230 kV or Higher | Red Flag Warning - Large Fires | 2030 | 0 | 0 | 0 | 0 | 5.777 | 0.74734 | 3.238 | 1.7917 | 0 | 0.0083319 | 0.0083319 | 0.0083319 | 2.3078e-06 |  | 0 | 0 | 0 | 0 | 1.9228e-08 | 1.9228e-08 | 0 | 1.9228e-08 | 1.9228e-08 | 0 | 1.9228e-08 | Column30: 1.9228e-08 | [29 empty] | 7.3.2.1.3 Advanced weather monitoring and weather stations Weather StationsWLDFRElectric Reliability | WLDFR | HFTD - Distribution - Tier 2 - 4QU CoRE ¦ 3QU LoRE | Non-Red Flag Warning - Large Fires | 2020 | Electric Reliability | 0.69642 | 749.2523 | 2020 | Mitigation | 0.011149 | 10 | 0 | esc | 0.011149 | 0.0077642 | 0 | 0 | 0 | 0 | 0 | 0
[79 empty] | WLDFR | HFTD - Transmission - Tier 3 - 230 kV or Higher | Red Flag Warning - Large Fires | 2031 | 0 | 0 | 0 | 0 | 5.777 | 0.74734 | 3.238 | 1.7917 | 0 | 0 | 0.0083319 | 0.0083319 | 2.3078e-06 |  | 0 | 0 | 0 | 0 | 0 | 0 | 0 | 1.9228e-08 | 1.9228e-08 | 0 | 1.9228e-08 | Column30: 1.9228e-08 | [29 empty] | 7.3.2.1.3 Advanced weather monitoring and weather stations Weather StationsWLDFRElectric Reliability | WLDFR | HFTD - Distribution - Tier 2 - 4QU CoRE ¦ 3QU LoRE | Non-Red Flag Warning - Small Fires | 2020 | Electric Reliability | 0.036425 | 749.2523 | 2020 | Mitigation | 0.011149 | 10 | 0 | esc | 0.011149 | 0.0004061 | 0 | 0 | 0 | 0 | 0 | 0
[79 empty] | WLDFR | HFTD - Transmission - Tier 3 - 230 kV or Higher | Red Flag Warning - Large Fires | 2032 | 0 | 0 | 0 | 0 | 5.777 | 0.74734 | 3.238 | 1.7917 | 0 | 0 | 0 | 0.0083319 | 2.3078e-06 |  | 0 | 0 | 0 | 0 | 0 | 0 | 0 | 0 | 0 | 0 | 1.9228e-08 | Column30: 1.9228e-08 | [29 empty] | 7.3.2.1.3 Advanced weather monitoring and weather stations Weather StationsWLDFRElectric Reliability | WLDFR | HFTD - Distribution - Tier 2 - 4QU CoRE ¦ 3QU LoRE | Red Flag Warning - Catastrophic Fires | 2020 | Electric Reliability | 222.2294 | 749.2523 | 2020 | Mitigation | 0.011149 | 10 | 0 | esc | 0.011149 | 2.4776 | 0 | 0 | 0 | 0 | 0 | 0
[79 empty] | WLDFR | HFTD - Transmission - Tier 3 - 230 kV or Higher | Red Flag Warning - Small Fires | 2020 | 0 | 0 | 0 | 0 | 0.077901 | 0.036425 | 0.0015809 | 0.039895 | 0.0004061 | 0 | 0 | 0 | 3.171e-05 |  | 0 | 1.2877e-08 | 1.2877e-08 | 0 | 0 | 0 | 0 | 0 | 0 | 0 | 0 | Column30: 0 | [29 empty] | 7.3.2.1.3 Advanced weather monitoring and weather stations Weather StationsWLDFRElectric Reliability | WLDFR | HFTD - Distribution - Tier 2 - 4QU CoRE ¦ 3QU LoRE | Red Flag Warning - Destructive Fires | 2020 | Electric Reliability | 222.2294 | 749.2523 | 2020 | Mitigation | 0.011149 | 10 | 0 | esc | 0.011149 | 2.4776 | 0 | 0 | 0 | 0 | 0 | 0
[79 empty] | WLDFR | HFTD - Transmission - Tier 3 - 230 kV or Higher | Red Flag Warning - Small Fires | 2021 | 0 | 0 | 0 | 0 | 0.077901 | 0.036425 | 0.0015809 | 0.039895 | 0.0004061 | 0.0004061 | 0 | 0 | 3.171e-05 |  | 0 | 1.2877e-08 | 1.2877e-08 | 0 | 1.2877e-08 | 1.2877e-08 | 0 | 0 | 0 | 0 | 0 | Column30: 0 | [29 empty] | 7.3.2.1.3 Advanced weather monitoring and weather stations Weather StationsWLDFRElectric Reliability | WLDFR | HFTD - Distribution - Tier 2 - 4QU CoRE ¦ 3QU LoRE | Red Flag Warning - Large Fires | 2020 | Electric Reliability | 0.69642 | 749.2523 | 2020 | Mitigation | 0.011149 | 10 | 0 | esc | 0.011149 | 0.0077642 | 0 | 0 | 0 | 0 | 0 | 0
[79 empty] | WLDFR | HFTD - Transmission - Tier 3 - 230 kV or Higher | Red Flag Warning - Small Fires | 2022 | 0 | 0 | 0 | 0 | 0.077901 | 0.036425 | 0.0015809 | 0.039895 | 0.0004061 | 0.0004061 | 0.0004061 | 0 | 3.171e-05 |  | 0 | 1.2877e-08 | 1.2877e-08 | 0 | 1.2877e-08 | 1.2877e-08 | 0 | 1.2877e-08 | 1.2877e-08 | 0 | 0 | Column30: 0 | [29 empty] | 7.3.2.1.3 Advanced weather monitoring and weather stations Weather StationsWLDFRElectric Reliability | WLDFR | HFTD - Distribution - Tier 2 - 4QU CoRE ¦ 3QU LoRE | Red Flag Warning - Small Fires | 2020 | Electric Reliability | 0.036425 | 749.2523 | 2020 | Mitigation | 0.011149 | 10 | 0 | esc | 0.011149 | 0.0004061 | 0 | 0 | 0 | 0 | 0 | 0
[79 empty] | WLDFR | HFTD - Transmission - Tier 3 - 230 kV or Higher | Red Flag Warning - Small Fires | 2023 | 0 | 0 | 0 | 0 | 0.080408 | 0.03759 | 0.0016314 | 0.041187 | 0.00041909 | 0.00041909 | 0.00041909 | 0.00041909 | 3.171e-05 |  | 0 | 1.3289e-08 | 1.3289e-08 | 0 | 1.3289e-08 | 1.3289e-08 | 0 | 1.3289e-08 | 1.3289e-08 | 0 | 1.3289e-08 | Column30: 1.3289e-08 | [29 empty] | 7.3.2.1.3 Advanced weather monitoring and weather stations Weather StationsWLDFRElectric Reliability | WLDFR | HFTD - Distribution - Tier 2 - 4QU CoRE ¦ 3QU LoRE | Seismic - Non-Red Flag Warning - Catastrophic Fires | 2020 | Electric Reliability | 409.2237 | 749.2523 | 2020 | Mitigation | 0.011149 | 10 | 0 | esc | 0.011149 | 4.5624 | 0 | 0 | 0 | 0 | 0 | 0
[79 empty] | WLDFR | HFTD - Transmission - Tier 3 - 230 kV or Higher | Red Flag Warning - Small Fires | 2024 | 0 | 0 | 0 | 0 | 0.080408 | 0.03759 | 0.0016314 | 0.041187 | 0.00041909 | 0.00041909 | 0.00041909 | 0.00041909 | 3.171e-05 |  | 0 | 1.3289e-08 | 1.3289e-08 | 0 | 1.3289e-08 | 1.3289e-08 | 0 | 1.3289e-08 | 1.3289e-08 | 0 | 1.3289e-08 | Column30: 1.3289e-08 | [29 empty] | 7.3.2.1.3 Advanced weather monitoring and weather stations Weather StationsWLDFRElectric Reliability | WLDFR | HFTD - Distribution - Tier 2 - 4QU CoRE ¦ 3QU LoRE | Seismic - Red Flag Warning - Catastrophic Fires | 2020 | Electric Reliability | 409.2237 | 749.2523 | 2020 | Mitigation | 0.011149 | 10 | 0 | esc | 0.011149 | 4.5624 | 0 | 0 | 0 | 0 | 0 | 0
[79 empty] | WLDFR | HFTD - Transmission - Tier 3 - 230 kV or Higher | Red Flag Warning - Small Fires | 2025 | 0 | 0 | 0 | 0 | 0.080408 | 0.03759 | 0.0016314 | 0.041187 | 0.00041909 | 0.00041909 | 0.00041909 | 0.00041909 | 3.171e-05 |  | 0 | 1.3289e-08 | 1.3289e-08 | 0 | 1.3289e-08 | 1.3289e-08 | 0 | 1.3289e-08 | 1.3289e-08 | 0 | 1.3289e-08 | Column30: 1.3289e-08 | [29 empty] | 7.3.2.1.3 Advanced weather monitoring and weather stations Weather StationsWLDFRElectric Reliability | WLDFR | HFTD - Distribution - Tier 2 - 4QU CoRE ¦ 4QU LoRE | Non-Red Flag Warning - Catastrophic Fires | 2020 | Electric Reliability | 222.2294 | 690.0576 | 2020 | Mitigation | 0.011149 | 10 | 0 | esc | 0.011149 | 2.4776 | 0 | 0 | 0 | 0 | 0 | 0
[79 empty] | WLDFR | HFTD - Transmission - Tier 3 - 230 kV or Higher | Red Flag Warning - Small Fires | 2026 | 0 | 0 | 0 | 0 | 0.080408 | 0.03759 | 0.0016314 | 0.041187 | 0.00041909 | 0.00041909 | 0.00041909 | 0.00041909 | 3.171e-05 |  | 0 | 1.3289e-08 | 1.3289e-08 | 0 | 1.3289e-08 | 1.3289e-08 | 0 | 1.3289e-08 | 1.3289e-08 | 0 | 1.3289e-08 | Column30: 1.3289e-08 | [29 empty] | 7.3.2.1.3 Advanced weather monitoring and weather stations Weather StationsWLDFRElectric Reliability | WLDFR | HFTD - Distribution - Tier 2 - 4QU CoRE ¦ 4QU LoRE | Non-Red Flag Warning - Destructive Fires | 2020 | Electric Reliability | 222.2294 | 690.0576 | 2020 | Mitigation | 0.011149 | 10 | 0 | esc | 0.011149 | 2.4776 | 0 | 0 | 0 | 0 | 0 | 0
[79 empty] | WLDFR | HFTD - Transmission - Tier 3 - 230 kV or Higher | Red Flag Warning - Small Fires | 2027 | 0 | 0 | 0 | 0 | 0.080408 | 0.03759 | 0.0016314 | 0.041187 | 0.00041909 | 0.00041909 | 0.00041909 | 0.00041909 | 3.171e-05 |  | 0 | 1.3289e-08 | 1.3289e-08 | 0 | 1.3289e-08 | 1.3289e-08 | 0 | 1.3289e-08 | 1.3289e-08 | 0 | 1.3289e-08 | Column30: 1.3289e-08 | [29 empty] | 7.3.2.1.3 Advanced weather monitoring and weather stations Weather StationsWLDFRElectric Reliability | WLDFR | HFTD - Distribution - Tier 2 - 4QU CoRE ¦ 4QU LoRE | Non-Red Flag Warning - Large Fires | 2020 | Electric Reliability | 0.69642 | 690.0576 | 2020 | Mitigation | 0.011149 | 10 | 0 | esc | 0.011149 | 0.0077642 | 0 | 0 | 0 | 0 | 0 | 0
[79 empty] | WLDFR | HFTD - Transmission - Tier 3 - 230 kV or Higher | Red Flag Warning - Small Fires | 2028 | 0 | 0 | 0 | 0 | 0.083606 | 0.039055 | 0.001695 | 0.042856 | 0.00043542 | 0.00043542 | 0.00043542 | 0.00043542 | 3.171e-05 |  | 0 | 1.3807e-08 | 1.3807e-08 | 0 | 1.3807e-08 | 1.3807e-08 | 0 | 1.3807e-08 | 1.3807e-08 | 0 | 1.3807e-08 | Column30: 1.3807e-08 | [29 empty] | 7.3.2.1.3 Advanced weather monitoring and weather stations Weather StationsWLDFRElectric Reliability | WLDFR | HFTD - Distribution - Tier 2 - 4QU CoRE ¦ 4QU LoRE | Non-Red Flag Warning - Small Fires | 2020 | Electric Reliability | 0.036425 | 690.0576 | 2020 | Mitigation | 0.011149 | 10 | 0 | esc | 0.011149 | 0.0004061 | 0 | 0 | 0 | 0 | 0 | 0
[79 empty] | WLDFR | HFTD - Transmission - Tier 3 - 230 kV or Higher | Red Flag Warning - Small Fires | 2029 | 0 | 0 | 0 | 0 | 0.083606 | 0.039055 | 0.001695 | 0.042856 | 0.00043542 | 0.00043542 | 0.00043542 | 0.00043542 | 3.171e-05 |  | 0 | 1.3807e-08 | 1.3807e-08 | 0 | 1.3807e-08 | 1.3807e-08 | 0 | 1.3807e-08 | 1.3807e-08 | 0 | 1.3807e-08 | Column30: 1.3807e-08 | [29 empty] | 7.3.2.1.3 Advanced weather monitoring and weather stations Weather StationsWLDFRElectric Reliability | WLDFR | HFTD - Distribution - Tier 2 - 4QU CoRE ¦ 4QU LoRE | Red Flag Warning - Catastrophic Fires | 2020 | Electric Reliability | 222.2294 | 690.0576 | 2020 | Mitigation | 0.011149 | 10 | 0 | esc | 0.011149 | 2.4776 | 0 | 0 | 0 | 0 | 0 | 0
[79 empty] | WLDFR | HFTD - Transmission - Tier 3 - 230 kV or Higher | Red Flag Warning - Small Fires | 2030 | 0 | 0 | 0 | 0 | 0.083606 | 0.039055 | 0.001695 | 0.042856 | 0 | 0.00043542 | 0.00043542 | 0.00043542 | 3.171e-05 |  | 0 | 0 | 0 | 0 | 1.3807e-08 | 1.3807e-08 | 0 | 1.3807e-08 | 1.3807e-08 | 0 | 1.3807e-08 | Column30: 1.3807e-08 | [29 empty] | 7.3.2.1.3 Advanced weather monitoring and weather stations Weather StationsWLDFRElectric Reliability | WLDFR | HFTD - Distribution - Tier 2 - 4QU CoRE ¦ 4QU LoRE | Red Flag Warning - Destructive Fires | 2020 | Electric Reliability | 222.2294 | 690.0576 | 2020 | Mitigation | 0.011149 | 10 | 0 | esc | 0.011149 | 2.4776 | 0 | 0 | 0 | 0 | 0 | 0
[79 empty] | WLDFR | HFTD - Transmission - Tier 3 - 230 kV or Higher | Red Flag Warning - Small Fires | 2031 | 0 | 0 | 0 | 0 | 0.083606 | 0.039055 | 0.001695 | 0.042856 | 0 | 0 | 0.00043542 | 0.00043542 | 3.171e-05 |  | 0 | 0 | 0 | 0 | 0 | 0 | 0 | 1.3807e-08 | 1.3807e-08 | 0 | 1.3807e-08 | Column30: 1.3807e-08 | [29 empty] | 7.3.2.1.3 Advanced weather monitoring and weather stations Weather StationsWLDFRElectric Reliability | WLDFR | HFTD - Distribution - Tier 2 - 4QU CoRE ¦ 4QU LoRE | Red Flag Warning - Large Fires | 2020 | Electric Reliability | 0.69642 | 690.0576 | 2020 | Mitigation | 0.011149 | 10 | 0 | esc | 0.011149 | 0.0077642 | 0 | 0 | 0 | 0 | 0 | 0
[79 empty] | WLDFR | HFTD - Transmission - Tier 3 - 230 kV or Higher | Red Flag Warning - Small Fires | 2032 | 0 | 0 | 0 | 0 | 0.083606 | 0.039055 | 0.001695 | 0.042856 | 0 | 0 | 0 | 0.00043542 | 3.171e-05 |  | 0 | 0 | 0 | 0 | 0 | 0 | 0 | 0 | 0 | 0 | 1.3807e-08 | Column30: 1.3807e-08 | [29 empty] | 7.3.2.1.3 Advanced weather monitoring and weather stations Weather StationsWLDFRElectric Reliability | WLDFR | HFTD - Distribution - Tier 2 - 4QU CoRE ¦ 4QU LoRE | Red Flag Warning - Small Fires | 2020 | Electric Reliability | 0.036425 | 690.0576 | 2020 | Mitigation | 0.011149 | 10 | 0 | esc | 0.011149 | 0.0004061 | 0 | 0 | 0 | 0 | 0 | 0
[79 empty] | WLDFR | HFTD - Transmission - Tier 3 - 60/70 kV | Non-Red Flag Warning - Catastrophic Fires | 2020 | 0 | 0 | 0 | 0 | 14146.1306 | 222.2294 | 8585.7228 | 5338.1784 | 2.4776 | 0 | 0 | 0 | 1.6867e-06 |  | 0 | 4.1789e-06 | 4.1789e-06 | 0 | 0 | 0 | 0 | 0 | 0 | 0 | 0 | Column30: 0 | [29 empty] | 7.3.2.1.3 Advanced weather monitoring and weather stations Weather StationsWLDFRElectric Reliability | WLDFR | HFTD - Distribution - Tier 2 - 4QU CoRE ¦ 4QU LoRE | Seismic - Non-Red Flag Warning - Catastrophic Fires | 2020 | Electric Reliability | 409.2237 | 690.0576 | 2020 | Mitigation | 0.011149 | 10 | 0 | esc | 0.011149 | 4.5624 | 0 | 0 | 0 | 0 | 0 | 0
[79 empty] | WLDFR | HFTD - Transmission - Tier 3 - 60/70 kV | Non-Red Flag Warning - Catastrophic Fires | 2021 | 0 | 0 | 0 | 0 | 14146.1306 | 222.2294 | 8585.7228 | 5338.1784 | 2.4776 | 2.4776 | 0 | 0 | 1.6867e-06 |  | 0 | 4.1789e-06 | 4.1789e-06 | 0 | 4.1789e-06 | 4.1789e-06 | 0 | 0 | 0 | 0 | 0 | Column30: 0 | [29 empty] | 7.3.2.1.3 Advanced weather monitoring and weather stations Weather StationsWLDFRElectric Reliability | WLDFR | HFTD - Distribution - Tier 2 - 4QU CoRE ¦ 4QU LoRE | Seismic - Red Flag Warning - Catastrophic Fires | 2020 | Electric Reliability | 409.2237 | 690.0576 | 2020 | Mitigation | 0.011149 | 10 | 0 | esc | 0.011149 | 4.5624 | 0 | 0 | 0 | 0 | 0 | 0
[79 empty] | WLDFR | HFTD - Transmission - Tier 3 - 60/70 kV | Non-Red Flag Warning - Catastrophic Fires | 2022 | 0 | 0 | 0 | 0 | 14146.1306 | 222.2294 | 8585.7228 | 5338.1784 | 2.4776 | 2.4776 | 2.4776 | 0 | 1.6867e-06 |  | 0 | 4.1789e-06 | 4.1789e-06 | 0 | 4.1789e-06 | 4.1789e-06 | 0 | 4.1789e-06 | 4.1789e-06 | 0 | 0 | Column30: 0 | [29 empty] | 7.3.2.1.3 Advanced weather monitoring and weather stations Weather StationsWLDFRElectric Reliability | WLDFR | HFTD - Distribution - Tier 2 - 4QU CoRE ¦ 5QU LoRE | Non-Red Flag Warning - Catastrophic Fires | 2020 | Electric Reliability | 222.2294 | 489.3555 | 2020 | Mitigation | 0.011149 | 10 | 0 | esc | 0.011149 | 2.4776 | 0 | 0 | 0 | 0 | 0 | 0
[79 empty] | WLDFR | HFTD - Transmission - Tier 3 - 60/70 kV | Non-Red Flag Warning - Catastrophic Fires | 2023 | 0 | 0 | 0 | 0 | 14664.6376 | 233.2301 | 8896.516 | 5534.8915 | 2.6002 | 2.6002 | 2.6002 | 2.6002 | 1.6867e-06 |  | 0 | 4.3858e-06 | 4.3858e-06 | 0 | 4.3858e-06 | 4.3858e-06 | 0 | 4.3858e-06 | 4.3858e-06 | 0 | 4.3858e-06 | Column30: 4.3858e-06 | [29 empty] | 7.3.2.1.3 Advanced weather monitoring and weather stations Weather StationsWLDFRElectric Reliability | WLDFR | HFTD - Distribution - Tier 2 - 4QU CoRE ¦ 5QU LoRE | Non-Red Flag Warning - Destructive Fires | 2020 | Electric Reliability | 222.2294 | 489.3555 | 2020 | Mitigation | 0.011149 | 10 | 0 | esc | 0.011149 | 2.4776 | 0 | 0 | 0 | 0 | 0 | 0
[79 empty] | WLDFR | HFTD - Transmission - Tier 3 - 60/70 kV | Non-Red Flag Warning - Catastrophic Fires | 2024 | 0 | 0 | 0 | 0 | 14664.6376 | 233.2301 | 8896.516 | 5534.8915 | 2.6002 | 2.6002 | 2.6002 | 2.6002 | 1.6867e-06 |  | 0 | 4.3858e-06 | 4.3858e-06 | 0 | 4.3858e-06 | 4.3858e-06 | 0 | 4.3858e-06 | 4.3858e-06 | 0 | 4.3858e-06 | Column30: 4.3858e-06 | [29 empty] | 7.3.2.1.3 Advanced weather monitoring and weather stations Weather StationsWLDFRElectric Reliability | WLDFR | HFTD - Distribution - Tier 2 - 4QU CoRE ¦ 5QU LoRE | Non-Red Flag Warning - Large Fires | 2020 | Electric Reliability | 0.69642 | 489.3555 | 2020 | Mitigation | 0.011149 | 10 | 0 | esc | 0.011149 | 0.0077642 | 0 | 0 | 0 | 0 | 0 | 0
[79 empty] | WLDFR | HFTD - Transmission - Tier 3 - 60/70 kV | Non-Red Flag Warning - Catastrophic Fires | 2025 | 0 | 0 | 0 | 0 | 14664.6376 | 233.2301 | 8896.516 | 5534.8915 | 2.6002 | 2.6002 | 2.6002 | 2.6002 | 1.6867e-06 |  | 0 | 4.3858e-06 | 4.3858e-06 | 0 | 4.3858e-06 | 4.3858e-06 | 0 | 4.3858e-06 | 4.3858e-06 | 0 | 4.3858e-06 | Column30: 4.3858e-06 | [29 empty] | 7.3.2.1.3 Advanced weather monitoring and weather stations Weather StationsWLDFRElectric Reliability | WLDFR | HFTD - Distribution - Tier 2 - 4QU CoRE ¦ 5QU LoRE | Non-Red Flag Warning - Small Fires | 2020 | Electric Reliability | 0.036425 | 489.3555 | 2020 | Mitigation | 0.011149 | 10 | 0 | esc | 0.011149 | 0.0004061 | 0 | 0 | 0 | 0 | 0 | 0
[79 empty] | WLDFR | HFTD - Transmission - Tier 3 - 60/70 kV | Non-Red Flag Warning - Catastrophic Fires | 2026 | 0 | 0 | 0 | 0 | 14664.6376 | 233.2301 | 8896.516 | 5534.8915 | 2.6002 | 2.6002 | 2.6002 | 2.6002 | 1.6867e-06 |  | 0 | 4.3858e-06 | 4.3858e-06 | 0 | 4.3858e-06 | 4.3858e-06 | 0 | 4.3858e-06 | 4.3858e-06 | 0 | 4.3858e-06 | Column30: 4.3858e-06 | [29 empty] | 7.3.2.1.3 Advanced weather monitoring and weather stations Weather StationsWLDFRElectric Reliability | WLDFR | HFTD - Distribution - Tier 2 - 4QU CoRE ¦ 5QU LoRE | Red Flag Warning - Catastrophic Fires | 2020 | Electric Reliability | 222.2294 | 489.3555 | 2020 | Mitigation | 0.011149 | 10 | 0 | esc | 0.011149 | 2.4776 | 0 | 0 | 0 | 0 | 0 | 0
[79 empty] | WLDFR | HFTD - Transmission - Tier 3 - 60/70 kV | Non-Red Flag Warning - Catastrophic Fires | 2027 | 0 | 0 | 0 | 0 | 14664.6376 | 233.2301 | 8896.516 | 5534.8915 | 2.6002 | 2.6002 | 2.6002 | 2.6002 | 1.6867e-06 |  | 0 | 4.3858e-06 | 4.3858e-06 | 0 | 4.3858e-06 | 4.3858e-06 | 0 | 4.3858e-06 | 4.3858e-06 | 0 | 4.3858e-06 | Column30: 4.3858e-06 | [29 empty] | 7.3.2.1.3 Advanced weather monitoring and weather stations Weather StationsWLDFRElectric Reliability | WLDFR | HFTD - Distribution - Tier 2 - 4QU CoRE ¦ 5QU LoRE | Red Flag Warning - Destructive Fires | 2020 | Electric Reliability | 222.2294 | 489.3555 | 2020 | Mitigation | 0.011149 | 10 | 0 | esc | 0.011149 | 2.4776 | 0 | 0 | 0 | 0 | 0 | 0
[79 empty] | WLDFR | HFTD - Transmission - Tier 3 - 60/70 kV | Non-Red Flag Warning - Catastrophic Fires | 2028 | 0 | 0 | 0 | 0 | 15317.9909 | 247.273 | 9287.6491 | 5783.0689 | 2.7568 | 2.7568 | 2.7568 | 2.7568 | 1.6867e-06 |  | 0 | 4.6499e-06 | 4.6499e-06 | 0 | 4.6499e-06 | 4.6499e-06 | 0 | 4.6499e-06 | 4.6499e-06 | 0 | 4.6499e-06 | Column30: 4.6499e-06 | [29 empty] | 7.3.2.1.3 Advanced weather monitoring and weather stations Weather StationsWLDFRElectric Reliability | WLDFR | HFTD - Distribution - Tier 2 - 4QU CoRE ¦ 5QU LoRE | Red Flag Warning - Large Fires | 2020 | Electric Reliability | 0.69642 | 489.3555 | 2020 | Mitigation | 0.011149 | 10 | 0 | esc | 0.011149 | 0.0077642 | 0 | 0 | 0 | 0 | 0 | 0
[79 empty] | WLDFR | HFTD - Transmission - Tier 3 - 60/70 kV | Non-Red Flag Warning - Catastrophic Fires | 2029 | 0 | 0 | 0 | 0 | 15317.9909 | 247.273 | 9287.6491 | 5783.0689 | 2.7568 | 2.7568 | 2.7568 | 2.7568 | 1.6867e-06 |  | 0 | 4.6499e-06 | 4.6499e-06 | 0 | 4.6499e-06 | 4.6499e-06 | 0 | 4.6499e-06 | 4.6499e-06 | 0 | 4.6499e-06 | Column30: 4.6499e-06 | [29 empty] | 7.3.2.1.3 Advanced weather monitoring and weather stations Weather StationsWLDFRElectric Reliability | WLDFR | HFTD - Distribution - Tier 2 - 4QU CoRE ¦ 5QU LoRE | Red Flag Warning - Small Fires | 2020 | Electric Reliability | 0.036425 | 489.3555 | 2020 | Mitigation | 0.011149 | 10 | 0 | esc | 0.011149 | 0.0004061 | 0 | 0 | 0 | 0 | 0 | 0
[79 empty] | WLDFR | HFTD - Transmission - Tier 3 - 60/70 kV | Non-Red Flag Warning - Catastrophic Fires | 2030 | 0 | 0 | 0 | 0 | 15317.9909 | 247.273 | 9287.6491 | 5783.0689 | 0 | 2.7568 | 2.7568 | 2.7568 | 1.6867e-06 |  | 0 | 0 | 0 | 0 | 4.6499e-06 | 4.6499e-06 | 0 | 4.6499e-06 | 4.6499e-06 | 0 | 4.6499e-06 | Column30: 4.6499e-06 | [29 empty] | 7.3.2.1.3 Advanced weather monitoring and weather stations Weather StationsWLDFRElectric Reliability | WLDFR | HFTD - Distribution - Tier 2 - 4QU CoRE ¦ 5QU LoRE | Seismic - Non-Red Flag Warning - Catastrophic Fires | 2020 | Electric Reliability | 409.2237 | 489.3555 | 2020 | Mitigation | 0.011149 | 10 | 0 | esc | 0.011149 | 4.5624 | 0 | 0 | 0 | 0 | 0 | 0
[79 empty] | WLDFR | HFTD - Transmission - Tier 3 - 60/70 kV | Non-Red Flag Warning - Catastrophic Fires | 2031 | 0 | 0 | 0 | 0 | 15317.9909 | 247.273 | 9287.6491 | 5783.0689 | 0 | 0 | 2.7568 | 2.7568 | 1.6867e-06 |  | 0 | 0 | 0 | 0 | 0 | 0 | 0 | 4.6499e-06 | 4.6499e-06 | 0 | 4.6499e-06 | Column30: 4.6499e-06 | [29 empty] | 7.3.2.1.3 Advanced weather monitoring and weather stations Weather StationsWLDFRElectric Reliability | WLDFR | HFTD - Distribution - Tier 2 - 4QU CoRE ¦ 5QU LoRE | Seismic - Red Flag Warning - Catastrophic Fires | 2020 | Electric Reliability | 409.2237 | 489.3555 | 2020 | Mitigation | 0.011149 | 10 | 0 | esc | 0.011149 | 4.5624 | 0 | 0 | 0 | 0 | 0 | 0
[79 empty] | WLDFR | HFTD - Transmission - Tier 3 - 60/70 kV | Non-Red Flag Warning - Catastrophic Fires | 2032 | 0 | 0 | 0 | 0 | 15317.9909 | 247.273 | 9287.6491 | 5783.0689 | 0 | 0 | 0 | 2.7568 | 1.6867e-06 |  | 0 | 0 | 0 | 0 | 0 | 0 | 0 | 0 | 0 | 0 | 4.6499e-06 | Column30: 4.6499e-06 | [29 empty] | 7.3.2.1.3 Advanced weather monitoring and weather stations Weather StationsWLDFRElectric Reliability | WLDFR | HFTD - Distribution - Tier 2 - 5QU CoRE ¦ 1QU LoRE | Non-Red Flag Warning - Catastrophic Fires | 2020 | Electric Reliability | 222.2294 | 700.8825 | 2020 | Mitigation | 0.011149 | 10 | 0 | esc | 0.011149 | 2.4776 | 0 | 0 | 0 | 0 | 0 | 0
[79 empty] | WLDFR | HFTD - Transmission - Tier 3 - 60/70 kV | Non-Red Flag Warning - Destructive Fires | 2020 | 0 | 0 | 0 | 0 | 8807.9522 | 222.2294 | 8585.7228 | 0 | 2.4776 | 0 | 0 | 0 | 1.6867e-06 |  | 0 | 4.1789e-06 | 4.1789e-06 | 0 | 0 | 0 | 0 | 0 | 0 | 0 | 0 | Column30: 0 | [29 empty] | 7.3.2.1.3 Advanced weather monitoring and weather stations Weather StationsWLDFRElectric Reliability | WLDFR | HFTD - Distribution - Tier 2 - 5QU CoRE ¦ 1QU LoRE | Non-Red Flag Warning - Destructive Fires | 2020 | Electric Reliability | 222.2294 | 700.8825 | 2020 | Mitigation | 0.011149 | 10 | 0 | esc | 0.011149 | 2.4776 | 0 | 0 | 0 | 0 | 0 | 0
[79 empty] | WLDFR | HFTD - Transmission - Tier 3 - 60/70 kV | Non-Red Flag Warning - Destructive Fires | 2021 | 0 | 0 | 0 | 0 | 8807.9522 | 222.2294 | 8585.7228 | 0 | 2.4776 | 2.4776 | 0 | 0 | 1.6867e-06 |  | 0 | 4.1789e-06 | 4.1789e-06 | 0 | 4.1789e-06 | 4.1789e-06 | 0 | 0 | 0 | 0 | 0 | Column30: 0 | [29 empty] | 7.3.2.1.3 Advanced weather monitoring and weather stations Weather StationsWLDFRElectric Reliability | WLDFR | HFTD - Distribution - Tier 2 - 5QU CoRE ¦ 1QU LoRE | Non-Red Flag Warning - Large Fires | 2020 | Electric Reliability | 0.69642 | 700.8825 | 2020 | Mitigation | 0.011149 | 10 | 0 | esc | 0.011149 | 0.0077642 | 0 | 0 | 0 | 0 | 0 | 0
[79 empty] | WLDFR | HFTD - Transmission - Tier 3 - 60/70 kV | Non-Red Flag Warning - Destructive Fires | 2022 | 0 | 0 | 0 | 0 | 8807.9522 | 222.2294 | 8585.7228 | 0 | 2.4776 | 2.4776 | 2.4776 | 0 | 1.6867e-06 |  | 0 | 4.1789e-06 | 4.1789e-06 | 0 | 4.1789e-06 | 4.1789e-06 | 0 | 4.1789e-06 | 4.1789e-06 | 0 | 0 | Column30: 0 | [29 empty] | 7.3.2.1.3 Advanced weather monitoring and weather stations Weather StationsWLDFRElectric Reliability | WLDFR | HFTD - Distribution - Tier 2 - 5QU CoRE ¦ 1QU LoRE | Non-Red Flag Warning - Small Fires | 2020 | Electric Reliability | 0.036425 | 700.8825 | 2020 | Mitigation | 0.011149 | 10 | 0 | esc | 0.011149 | 0.0004061 | 0 | 0 | 0 | 0 | 0 | 0
[79 empty] | WLDFR | HFTD - Transmission - Tier 3 - 60/70 kV | Non-Red Flag Warning - Destructive Fires | 2023 | 0 | 0 | 0 | 0 | 9129.7461 | 233.2301 | 8896.516 | 0 | 2.6002 | 2.6002 | 2.6002 | 2.6002 | 1.6867e-06 |  | 0 | 4.3858e-06 | 4.3858e-06 | 0 | 4.3858e-06 | 4.3858e-06 | 0 | 4.3858e-06 | 4.3858e-06 | 0 | 4.3858e-06 | Column30: 4.3858e-06 | [29 empty] | 7.3.2.1.3 Advanced weather monitoring and weather stations Weather StationsWLDFRElectric Reliability | WLDFR | HFTD - Distribution - Tier 2 - 5QU CoRE ¦ 1QU LoRE | Red Flag Warning - Catastrophic Fires | 2020 | Electric Reliability | 222.2294 | 700.8825 | 2020 | Mitigation | 0.011149 | 10 | 0 | esc | 0.011149 | 2.4776 | 0 | 0 | 0 | 0 | 0 | 0
[79 empty] | WLDFR | HFTD - Transmission - Tier 3 - 60/70 kV | Non-Red Flag Warning - Destructive Fires | 2024 | 0 | 0 | 0 | 0 | 9129.7461 | 233.2301 | 8896.516 | 0 | 2.6002 | 2.6002 | 2.6002 | 2.6002 | 1.6867e-06 |  | 0 | 4.3858e-06 | 4.3858e-06 | 0 | 4.3858e-06 | 4.3858e-06 | 0 | 4.3858e-06 | 4.3858e-06 | 0 | 4.3858e-06 | Column30: 4.3858e-06 | [29 empty] | 7.3.2.1.3 Advanced weather monitoring and weather stations Weather StationsWLDFRElectric Reliability | WLDFR | HFTD - Distribution - Tier 2 - 5QU CoRE ¦ 1QU LoRE | Red Flag Warning - Destructive Fires | 2020 | Electric Reliability | 222.2294 | 700.8825 | 2020 | Mitigation | 0.011149 | 10 | 0 | esc | 0.011149 | 2.4776 | 0 | 0 | 0 | 0 | 0 | 0
[79 empty] | WLDFR | HFTD - Transmission - Tier 3 - 60/70 kV | Non-Red Flag Warning - Destructive Fires | 2025 | 0 | 0 | 0 | 0 | 9129.7461 | 233.2301 | 8896.516 | 0 | 2.6002 | 2.6002 | 2.6002 | 2.6002 | 1.6867e-06 |  | 0 | 4.3858e-06 | 4.3858e-06 | 0 | 4.3858e-06 | 4.3858e-06 | 0 | 4.3858e-06 | 4.3858e-06 | 0 | 4.3858e-06 | Column30: 4.3858e-06 | [29 empty] | 7.3.2.1.3 Advanced weather monitoring and weather stations Weather StationsWLDFRElectric Reliability | WLDFR | HFTD - Distribution - Tier 2 - 5QU CoRE ¦ 1QU LoRE | Red Flag Warning - Large Fires | 2020 | Electric Reliability | 0.69642 | 700.8825 | 2020 | Mitigation | 0.011149 | 10 | 0 | esc | 0.011149 | 0.0077642 | 0 | 0 | 0 | 0 | 0 | 0
[79 empty] | WLDFR | HFTD - Transmission - Tier 3 - 60/70 kV | Non-Red Flag Warning - Destructive Fires | 2026 | 0 | 0 | 0 | 0 | 9129.7461 | 233.2301 | 8896.516 | 0 | 2.6002 | 2.6002 | 2.6002 | 2.6002 | 1.6867e-06 |  | 0 | 4.3858e-06 | 4.3858e-06 | 0 | 4.3858e-06 | 4.3858e-06 | 0 | 4.3858e-06 | 4.3858e-06 | 0 | 4.3858e-06 | Column30: 4.3858e-06 | [29 empty] | 7.3.2.1.3 Advanced weather monitoring and weather stations Weather StationsWLDFRElectric Reliability | WLDFR | HFTD - Distribution - Tier 2 - 5QU CoRE ¦ 1QU LoRE | Red Flag Warning - Small Fires | 2020 | Electric Reliability | 0.036425 | 700.8825 | 2020 | Mitigation | 0.011149 | 10 | 0 | esc | 0.011149 | 0.0004061 | 0 | 0 | 0 | 0 | 0 | 0
[79 empty] | WLDFR | HFTD - Transmission - Tier 3 - 60/70 kV | Non-Red Flag Warning - Destructive Fires | 2027 | 0 | 0 | 0 | 0 | 9129.7461 | 233.2301 | 8896.516 | 0 | 2.6002 | 2.6002 | 2.6002 | 2.6002 | 1.6867e-06 |  | 0 | 4.3858e-06 | 4.3858e-06 | 0 | 4.3858e-06 | 4.3858e-06 | 0 | 4.3858e-06 | 4.3858e-06 | 0 | 4.3858e-06 | Column30: 4.3858e-06 | [29 empty] | 7.3.2.1.3 Advanced weather monitoring and weather stations Weather StationsWLDFRElectric Reliability | WLDFR | HFTD - Distribution - Tier 2 - 5QU CoRE ¦ 1QU LoRE | Seismic - Non-Red Flag Warning - Catastrophic Fires | 2020 | Electric Reliability | 409.2237 | 700.8825 | 2020 | Mitigation | 0.011149 | 10 | 0 | esc | 0.011149 | 4.5624 | 0 | 0 | 0 | 0 | 0 | 0
[79 empty] | WLDFR | HFTD - Transmission - Tier 3 - 60/70 kV | Non-Red Flag Warning - Destructive Fires | 2028 | 0 | 0 | 0 | 0 | 9534.9221 | 247.273 | 9287.6491 | 0 | 2.7568 | 2.7568 | 2.7568 | 2.7568 | 1.6867e-06 |  | 0 | 4.6499e-06 | 4.6499e-06 | 0 | 4.6499e-06 | 4.6499e-06 | 0 | 4.6499e-06 | 4.6499e-06 | 0 | 4.6499e-06 | Column30: 4.6499e-06 | [29 empty] | 7.3.2.1.3 Advanced weather monitoring and weather stations Weather StationsWLDFRElectric Reliability | WLDFR | HFTD - Distribution - Tier 2 - 5QU CoRE ¦ 1QU LoRE | Seismic - Red Flag Warning - Catastrophic Fires | 2020 | Electric Reliability | 409.2237 | 700.8825 | 2020 | Mitigation | 0.011149 | 10 | 0 | esc | 0.011149 | 4.5624 | 0 | 0 | 0 | 0 | 0 | 0
[79 empty] | WLDFR | HFTD - Transmission - Tier 3 - 60/70 kV | Non-Red Flag Warning - Destructive Fires | 2029 | 0 | 0 | 0 | 0 | 9534.9221 | 247.273 | 9287.6491 | 0 | 2.7568 | 2.7568 | 2.7568 | 2.7568 | 1.6867e-06 |  | 0 | 4.6499e-06 | 4.6499e-06 | 0 | 4.6499e-06 | 4.6499e-06 | 0 | 4.6499e-06 | 4.6499e-06 | 0 | 4.6499e-06 | Column30: 4.6499e-06 | [29 empty] | 7.3.2.1.3 Advanced weather monitoring and weather stations Weather StationsWLDFRElectric Reliability | WLDFR | HFTD - Distribution - Tier 2 - 5QU CoRE ¦ 2QU LoRE | Non-Red Flag Warning - Catastrophic Fires | 2020 | Electric Reliability | 222.2294 | 774.3498 | 2020 | Mitigation | 0.011149 | 10 | 0 | esc | 0.011149 | 2.4776 | 0 | 0 | 0 | 0 | 0 | 0
[79 empty] | WLDFR | HFTD - Transmission - Tier 3 - 60/70 kV | Non-Red Flag Warning - Destructive Fires | 2030 | 0 | 0 | 0 | 0 | 9534.9221 | 247.273 | 9287.6491 | 0 | 0 | 2.7568 | 2.7568 | 2.7568 | 1.6867e-06 |  | 0 | 0 | 0 | 0 | 4.6499e-06 | 4.6499e-06 | 0 | 4.6499e-06 | 4.6499e-06 | 0 | 4.6499e-06 | Column30: 4.6499e-06 | [29 empty] | 7.3.2.1.3 Advanced weather monitoring and weather stations Weather StationsWLDFRElectric Reliability | WLDFR | HFTD - Distribution - Tier 2 - 5QU CoRE ¦ 2QU LoRE | Non-Red Flag Warning - Destructive Fires | 2020 | Electric Reliability | 222.2294 | 774.3498 | 2020 | Mitigation | 0.011149 | 10 | 0 | esc | 0.011149 | 2.4776 | 0 | 0 | 0 | 0 | 0 | 0
[79 empty] | WLDFR | HFTD - Transmission - Tier 3 - 60/70 kV | Non-Red Flag Warning - Destructive Fires | 2031 | 0 | 0 | 0 | 0 | 9534.9221 | 247.273 | 9287.6491 | 0 | 0 | 0 | 2.7568 | 2.7568 | 1.6867e-06 |  | 0 | 0 | 0 | 0 | 0 | 0 | 0 | 4.6499e-06 | 4.6499e-06 | 0 | 4.6499e-06 | Column30: 4.6499e-06 | [29 empty] | 7.3.2.1.3 Advanced weather monitoring and weather stations Weather StationsWLDFRElectric Reliability | WLDFR | HFTD - Distribution - Tier 2 - 5QU CoRE ¦ 2QU LoRE | Non-Red Flag Warning - Large Fires | 2020 | Electric Reliability | 0.69642 | 774.3498 | 2020 | Mitigation | 0.011149 | 10 | 0 | esc | 0.011149 | 0.0077642 | 0 | 0 | 0 | 0 | 0 | 0
[79 empty] | WLDFR | HFTD - Transmission - Tier 3 - 60/70 kV | Non-Red Flag Warning - Destructive Fires | 2032 | 0 | 0 | 0 | 0 | 9534.9221 | 247.273 | 9287.6491 | 0 | 0 | 0 | 0 | 2.7568 | 1.6867e-06 |  | 0 | 0 | 0 | 0 | 0 | 0 | 0 | 0 | 0 | 0 | 4.6499e-06 | Column30: 4.6499e-06 | [29 empty] | 7.3.2.1.3 Advanced weather monitoring and weather stations Weather StationsWLDFRElectric Reliability | WLDFR | HFTD - Distribution - Tier 2 - 5QU CoRE ¦ 2QU LoRE | Non-Red Flag Warning - Small Fires | 2020 | Electric Reliability | 0.036425 | 774.3498 | 2020 | Mitigation | 0.011149 | 10 | 0 | esc | 0.011149 | 0.0004061 | 0 | 0 | 0 | 0 | 0 | 0
[79 empty] | WLDFR | HFTD - Transmission - Tier 3 - 60/70 kV | Non-Red Flag Warning - Large Fires | 2020 | 0 | 0 | 0 | 0 | 5.2406 | 0.69642 | 2.942 | 1.6022 | 0.0077642 | 0 | 0 | 0 | 1.518e-05 |  | 0 | 1.1786e-07 | 1.1786e-07 | 0 | 0 | 0 | 0 | 0 | 0 | 0 | 0 | Column30: 0 | [29 empty] | 7.3.2.1.3 Advanced weather monitoring and weather stations Weather StationsWLDFRElectric Reliability | WLDFR | HFTD - Distribution - Tier 2 - 5QU CoRE ¦ 2QU LoRE | Red Flag Warning - Catastrophic Fires | 2020 | Electric Reliability | 222.2294 | 774.3498 | 2020 | Mitigation | 0.011149 | 10 | 0 | esc | 0.011149 | 2.4776 | 0 | 0 | 0 | 0 | 0 | 0
[79 empty] | WLDFR | HFTD - Transmission - Tier 3 - 60/70 kV | Non-Red Flag Warning - Large Fires | 2021 | 0 | 0 | 0 | 0 | 5.2406 | 0.69642 | 2.942 | 1.6022 | 0.0077642 | 0.0077642 | 0 | 0 | 1.518e-05 |  | 0 | 1.1786e-07 | 1.1786e-07 | 0 | 1.1786e-07 | 1.1786e-07 | 0 | 0 | 0 | 0 | 0 | Column30: 0 | [29 empty] | 7.3.2.1.3 Advanced weather monitoring and weather stations Weather StationsWLDFRElectric Reliability | WLDFR | HFTD - Distribution - Tier 2 - 5QU CoRE ¦ 2QU LoRE | Red Flag Warning - Destructive Fires | 2020 | Electric Reliability | 222.2294 | 774.3498 | 2020 | Mitigation | 0.011149 | 10 | 0 | esc | 0.011149 | 2.4776 | 0 | 0 | 0 | 0 | 0 | 0
[79 empty] | WLDFR | HFTD - Transmission - Tier 3 - 60/70 kV | Non-Red Flag Warning - Large Fires | 2022 | 0 | 0 | 0 | 0 | 5.2406 | 0.69642 | 2.942 | 1.6022 | 0.0077642 | 0.0077642 | 0.0077642 | 0 | 1.518e-05 |  | 0 | 1.1786e-07 | 1.1786e-07 | 0 | 1.1786e-07 | 1.1786e-07 | 0 | 1.1786e-07 | 1.1786e-07 | 0 | 0 | Column30: 0 | [29 empty] | 7.3.2.1.3 Advanced weather monitoring and weather stations Weather StationsWLDFRElectric Reliability | WLDFR | HFTD - Distribution - Tier 2 - 5QU CoRE ¦ 2QU LoRE | Red Flag Warning - Large Fires | 2020 | Electric Reliability | 0.69642 | 774.3498 | 2020 | Mitigation | 0.011149 | 10 | 0 | esc | 0.011149 | 0.0077642 | 0 | 0 | 0 | 0 | 0 | 0
[79 empty] | WLDFR | HFTD - Transmission - Tier 3 - 60/70 kV | Non-Red Flag Warning - Large Fires | 2023 | 0 | 0 | 0 | 0 | 5.475 | 0.71896 | 3.0715 | 1.6846 | 0.0080156 | 0.0080156 | 0.0080156 | 0.0080156 | 1.518e-05 |  | 0 | 1.2168e-07 | 1.2168e-07 | 0 | 1.2168e-07 | 1.2168e-07 | 0 | 1.2168e-07 | 1.2168e-07 | 0 | 1.2168e-07 | Column30: 1.2168e-07 | [29 empty] | 7.3.2.1.3 Advanced weather monitoring and weather stations Weather StationsWLDFRElectric Reliability | WLDFR | HFTD - Distribution - Tier 2 - 5QU CoRE ¦ 2QU LoRE | Red Flag Warning - Small Fires | 2020 | Electric Reliability | 0.036425 | 774.3498 | 2020 | Mitigation | 0.011149 | 10 | 0 | esc | 0.011149 | 0.0004061 | 0 | 0 | 0 | 0 | 0 | 0
[79 empty] | WLDFR | HFTD - Transmission - Tier 3 - 60/70 kV | Non-Red Flag Warning - Large Fires | 2024 | 0 | 0 | 0 | 0 | 5.475 | 0.71896 | 3.0715 | 1.6846 | 0.0080156 | 0.0080156 | 0.0080156 | 0.0080156 | 1.518e-05 |  | 0 | 1.2168e-07 | 1.2168e-07 | 0 | 1.2168e-07 | 1.2168e-07 | 0 | 1.2168e-07 | 1.2168e-07 | 0 | 1.2168e-07 | Column30: 1.2168e-07 | [29 empty] | 7.3.2.1.3 Advanced weather monitoring and weather stations Weather StationsWLDFRElectric Reliability | WLDFR | HFTD - Distribution - Tier 2 - 5QU CoRE ¦ 2QU LoRE | Seismic - Non-Red Flag Warning - Catastrophic Fires | 2020 | Electric Reliability | 409.2237 | 774.3498 | 2020 | Mitigation | 0.011149 | 10 | 0 | esc | 0.011149 | 4.5624 | 0 | 0 | 0 | 0 | 0 | 0
[79 empty] | WLDFR | HFTD - Transmission - Tier 3 - 60/70 kV | Non-Red Flag Warning - Large Fires | 2025 | 0 | 0 | 0 | 0 | 5.475 | 0.71896 | 3.0715 | 1.6846 | 0.0080156 | 0.0080156 | 0.0080156 | 0.0080156 | 1.518e-05 |  | 0 | 1.2168e-07 | 1.2168e-07 | 0 | 1.2168e-07 | 1.2168e-07 | 0 | 1.2168e-07 | 1.2168e-07 | 0 | 1.2168e-07 | Column30: 1.2168e-07 | [29 empty] | 7.3.2.1.3 Advanced weather monitoring and weather stations Weather StationsWLDFRElectric Reliability | WLDFR | HFTD - Distribution - Tier 2 - 5QU CoRE ¦ 2QU LoRE | Seismic - Red Flag Warning - Catastrophic Fires | 2020 | Electric Reliability | 409.2237 | 774.3498 | 2020 | Mitigation | 0.011149 | 10 | 0 | esc | 0.011149 | 4.5624 | 0 | 0 | 0 | 0 | 0 | 0
[79 empty] | WLDFR | HFTD - Transmission - Tier 3 - 60/70 kV | Non-Red Flag Warning - Large Fires | 2026 | 0 | 0 | 0 | 0 | 5.475 | 0.71896 | 3.0715 | 1.6846 | 0.0080156 | 0.0080156 | 0.0080156 | 0.0080156 | 1.518e-05 |  | 0 | 1.2168e-07 | 1.2168e-07 | 0 | 1.2168e-07 | 1.2168e-07 | 0 | 1.2168e-07 | 1.2168e-07 | 0 | 1.2168e-07 | Column30: 1.2168e-07 | [29 empty] | 7.3.2.1.3 Advanced weather monitoring and weather stations Weather StationsWLDFRElectric Reliability | WLDFR | HFTD - Distribution - Tier 2 - 5QU CoRE ¦ 3QU LoRE | Non-Red Flag Warning - Catastrophic Fires | 2020 | Electric Reliability | 222.2294 | 487.9227 | 2020 | Mitigation | 0.011149 | 10 | 0 | esc | 0.011149 | 2.4776 | 0 | 0 | 0 | 0 | 0 | 0
[79 empty] | WLDFR | HFTD - Transmission - Tier 3 - 60/70 kV | Non-Red Flag Warning - Large Fires | 2027 | 0 | 0 | 0 | 0 | 5.475 | 0.71896 | 3.0715 | 1.6846 | 0.0080156 | 0.0080156 | 0.0080156 | 0.0080156 | 1.518e-05 |  | 0 | 1.2168e-07 | 1.2168e-07 | 0 | 1.2168e-07 | 1.2168e-07 | 0 | 1.2168e-07 | 1.2168e-07 | 0 | 1.2168e-07 | Column30: 1.2168e-07 | [29 empty] | 7.3.2.1.3 Advanced weather monitoring and weather stations Weather StationsWLDFRElectric Reliability | WLDFR | HFTD - Distribution - Tier 2 - 5QU CoRE ¦ 3QU LoRE | Non-Red Flag Warning - Destructive Fires | 2020 | Electric Reliability | 222.2294 | 487.9227 | 2020 | Mitigation | 0.011149 | 10 | 0 | esc | 0.011149 | 2.4776 | 0 | 0 | 0 | 0 | 0 | 0
[79 empty] | WLDFR | HFTD - Transmission - Tier 3 - 60/70 kV | Non-Red Flag Warning - Large Fires | 2028 | 0 | 0 | 0 | 0 | 5.777 | 0.74734 | 3.238 | 1.7917 | 0.0083319 | 0.0083319 | 0.0083319 | 0.0083319 | 1.518e-05 |  | 0 | 1.2648e-07 | 1.2648e-07 | 0 | 1.2648e-07 | 1.2648e-07 | 0 | 1.2648e-07 | 1.2648e-07 | 0 | 1.2648e-07 | Column30: 1.2648e-07 | [29 empty] | 7.3.2.1.3 Advanced weather monitoring and weather stations Weather StationsWLDFRElectric Reliability | WLDFR | HFTD - Distribution - Tier 2 - 5QU CoRE ¦ 3QU LoRE | Non-Red Flag Warning - Large Fires | 2020 | Electric Reliability | 0.69642 | 487.9227 | 2020 | Mitigation | 0.011149 | 10 | 0 | esc | 0.011149 | 0.0077642 | 0 | 0 | 0 | 0 | 0 | 0
[79 empty] | WLDFR | HFTD - Transmission - Tier 3 - 60/70 kV | Non-Red Flag Warning - Large Fires | 2029 | 0 | 0 | 0 | 0 | 5.777 | 0.74734 | 3.238 | 1.7917 | 0.0083319 | 0.0083319 | 0.0083319 | 0.0083319 | 1.518e-05 |  | 0 | 1.2648e-07 | 1.2648e-07 | 0 | 1.2648e-07 | 1.2648e-07 | 0 | 1.2648e-07 | 1.2648e-07 | 0 | 1.2648e-07 | Column30: 1.2648e-07 | [29 empty] | 7.3.2.1.3 Advanced weather monitoring and weather stations Weather StationsWLDFRElectric Reliability | WLDFR | HFTD - Distribution - Tier 2 - 5QU CoRE ¦ 3QU LoRE | Non-Red Flag Warning - Small Fires | 2020 | Electric Reliability | 0.036425 | 487.9227 | 2020 | Mitigation | 0.011149 | 10 | 0 | esc | 0.011149 | 0.0004061 | 0 | 0 | 0 | 0 | 0 | 0
[79 empty] | WLDFR | HFTD - Transmission - Tier 3 - 60/70 kV | Non-Red Flag Warning - Large Fires | 2030 | 0 | 0 | 0 | 0 | 5.777 | 0.74734 | 3.238 | 1.7917 | 0 | 0.0083319 | 0.0083319 | 0.0083319 | 1.518e-05 |  | 0 | 0 | 0 | 0 | 1.2648e-07 | 1.2648e-07 | 0 | 1.2648e-07 | 1.2648e-07 | 0 | 1.2648e-07 | Column30: 1.2648e-07 | [29 empty] | 7.3.2.1.3 Advanced weather monitoring and weather stations Weather StationsWLDFRElectric Reliability | WLDFR | HFTD - Distribution - Tier 2 - 5QU CoRE ¦ 3QU LoRE | Red Flag Warning - Catastrophic Fires | 2020 | Electric Reliability | 222.2294 | 487.9227 | 2020 | Mitigation | 0.011149 | 10 | 0 | esc | 0.011149 | 2.4776 | 0 | 0 | 0 | 0 | 0 | 0
[79 empty] | WLDFR | HFTD - Transmission - Tier 3 - 60/70 kV | Non-Red Flag Warning - Large Fires | 2031 | 0 | 0 | 0 | 0 | 5.777 | 0.74734 | 3.238 | 1.7917 | 0 | 0 | 0.0083319 | 0.0083319 | 1.518e-05 |  | 0 | 0 | 0 | 0 | 0 | 0 | 0 | 1.2648e-07 | 1.2648e-07 | 0 | 1.2648e-07 | Column30: 1.2648e-07 | [29 empty] | 7.3.2.1.3 Advanced weather monitoring and weather stations Weather StationsWLDFRElectric Reliability | WLDFR | HFTD - Distribution - Tier 2 - 5QU CoRE ¦ 3QU LoRE | Red Flag Warning - Destructive Fires | 2020 | Electric Reliability | 222.2294 | 487.9227 | 2020 | Mitigation | 0.011149 | 10 | 0 | esc | 0.011149 | 2.4776 | 0 | 0 | 0 | 0 | 0 | 0
[79 empty] | WLDFR | HFTD - Transmission - Tier 3 - 60/70 kV | Non-Red Flag Warning - Large Fires | 2032 | 0 | 0 | 0 | 0 | 5.777 | 0.74734 | 3.238 | 1.7917 | 0 | 0 | 0 | 0.0083319 | 1.518e-05 |  | 0 | 0 | 0 | 0 | 0 | 0 | 0 | 0 | 0 | 0 | 1.2648e-07 | Column30: 1.2648e-07 | [29 empty] | 7.3.2.1.3 Advanced weather monitoring and weather stations Weather StationsWLDFRElectric Reliability | WLDFR | HFTD - Distribution - Tier 2 - 5QU CoRE ¦ 3QU LoRE | Red Flag Warning - Large Fires | 2020 | Electric Reliability | 0.69642 | 487.9227 | 2020 | Mitigation | 0.011149 | 10 | 0 | esc | 0.011149 | 0.0077642 | 0 | 0 | 0 | 0 | 0 | 0
[79 empty] | WLDFR | HFTD - Transmission - Tier 3 - 60/70 kV | Non-Red Flag Warning - Small Fires | 2020 | 0 | 0 | 0 | 0 | 0.077901 | 0.036425 | 0.0015809 | 0.039895 | 0.0004061 | 0 | 0 | 0 | 0.0026068 |  | 0 | 1.0586e-06 | 1.0586e-06 | 0 | 0 | 0 | 0 | 0 | 0 | 0 | 0 | Column30: 0 | [29 empty] | 7.3.2.1.3 Advanced weather monitoring and weather stations Weather StationsWLDFRElectric Reliability | WLDFR | HFTD - Distribution - Tier 2 - 5QU CoRE ¦ 3QU LoRE | Red Flag Warning - Small Fires | 2020 | Electric Reliability | 0.036425 | 487.9227 | 2020 | Mitigation | 0.011149 | 10 | 0 | esc | 0.011149 | 0.0004061 | 0 | 0 | 0 | 0 | 0 | 0
[79 empty] | WLDFR | HFTD - Transmission - Tier 3 - 60/70 kV | Non-Red Flag Warning - Small Fires | 2021 | 0 | 0 | 0 | 0 | 0.077901 | 0.036425 | 0.0015809 | 0.039895 | 0.0004061 | 0.0004061 | 0 | 0 | 0.0026068 |  | 0 | 1.0586e-06 | 1.0586e-06 | 0 | 1.0586e-06 | 1.0586e-06 | 0 | 0 | 0 | 0 | 0 | Column30: 0 | [29 empty] | 7.3.2.1.3 Advanced weather monitoring and weather stations Weather StationsWLDFRElectric Reliability | WLDFR | HFTD - Distribution - Tier 2 - 5QU CoRE ¦ 3QU LoRE | Seismic - Non-Red Flag Warning - Catastrophic Fires | 2020 | Electric Reliability | 409.2237 | 487.9227 | 2020 | Mitigation | 0.011149 | 10 | 0 | esc | 0.011149 | 4.5624 | 0 | 0 | 0 | 0 | 0 | 0
[79 empty] | WLDFR | HFTD - Transmission - Tier 3 - 60/70 kV | Non-Red Flag Warning - Small Fires | 2022 | 0 | 0 | 0 | 0 | 0.077901 | 0.036425 | 0.0015809 | 0.039895 | 0.0004061 | 0.0004061 | 0.0004061 | 0 | 0.0026068 |  | 0 | 1.0586e-06 | 1.0586e-06 | 0 | 1.0586e-06 | 1.0586e-06 | 0 | 1.0586e-06 | 1.0586e-06 | 0 | 0 | Column30: 0 | [29 empty] | 7.3.2.1.3 Advanced weather monitoring and weather stations Weather StationsWLDFRElectric Reliability | WLDFR | HFTD - Distribution - Tier 2 - 5QU CoRE ¦ 3QU LoRE | Seismic - Red Flag Warning - Catastrophic Fires | 2020 | Electric Reliability | 409.2237 | 487.9227 | 2020 | Mitigation | 0.011149 | 10 | 0 | esc | 0.011149 | 4.5624 | 0 | 0 | 0 | 0 | 0 | 0
[79 empty] | WLDFR | HFTD - Transmission - Tier 3 - 60/70 kV | Non-Red Flag Warning - Small Fires | 2023 | 0 | 0 | 0 | 0 | 0.080408 | 0.03759 | 0.0016314 | 0.041187 | 0.00041909 | 0.00041909 | 0.00041909 | 0.00041909 | 0.0026068 |  | 0 | 1.0925e-06 | 1.0925e-06 | 0 | 1.0925e-06 | 1.0925e-06 | 0 | 1.0925e-06 | 1.0925e-06 | 0 | 1.0925e-06 | Column30: 1.0925e-06 | [29 empty] | 7.3.2.1.3 Advanced weather monitoring and weather stations Weather StationsWLDFRElectric Reliability | WLDFR | HFTD - Distribution - Tier 2 - 5QU CoRE ¦ 4QU LoRE | Non-Red Flag Warning - Catastrophic Fires | 2020 | Electric Reliability | 222.2294 | 375.6459 | 2020 | Mitigation | 0.011149 | 10 | 0 | esc | 0.011149 | 2.4776 | 0 | 0 | 0 | 0 | 0 | 0
[79 empty] | WLDFR | HFTD - Transmission - Tier 3 - 60/70 kV | Non-Red Flag Warning - Small Fires | 2024 | 0 | 0 | 0 | 0 | 0.080408 | 0.03759 | 0.0016314 | 0.041187 | 0.00041909 | 0.00041909 | 0.00041909 | 0.00041909 | 0.0026068 |  | 0 | 1.0925e-06 | 1.0925e-06 | 0 | 1.0925e-06 | 1.0925e-06 | 0 | 1.0925e-06 | 1.0925e-06 | 0 | 1.0925e-06 | Column30: 1.0925e-06 | [29 empty] | 7.3.2.1.3 Advanced weather monitoring and weather stations Weather StationsWLDFRElectric Reliability | WLDFR | HFTD - Distribution - Tier 2 - 5QU CoRE ¦ 4QU LoRE | Non-Red Flag Warning - Destructive Fires | 2020 | Electric Reliability | 222.2294 | 375.6459 | 2020 | Mitigation | 0.011149 | 10 | 0 | esc | 0.011149 | 2.4776 | 0 | 0 | 0 | 0 | 0 | 0
[79 empty] | WLDFR | HFTD - Transmission - Tier 3 - 60/70 kV | Non-Red Flag Warning - Small Fires | 2025 | 0 | 0 | 0 | 0 | 0.080408 | 0.03759 | 0.0016314 | 0.041187 | 0.00041909 | 0.00041909 | 0.00041909 | 0.00041909 | 0.0026068 |  | 0 | 1.0925e-06 | 1.0925e-06 | 0 | 1.0925e-06 | 1.0925e-06 | 0 | 1.0925e-06 | 1.0925e-06 | 0 | 1.0925e-06 | Column30: 1.0925e-06 | [29 empty] | 7.3.2.1.3 Advanced weather monitoring and weather stations Weather StationsWLDFRElectric Reliability | WLDFR | HFTD - Distribution - Tier 2 - 5QU CoRE ¦ 4QU LoRE | Non-Red Flag Warning - Large Fires | 2020 | Electric Reliability | 0.69642 | 375.6459 | 2020 | Mitigation | 0.011149 | 10 | 0 | esc | 0.011149 | 0.0077642 | 0 | 0 | 0 | 0 | 0 | 0
[79 empty] | WLDFR | HFTD - Transmission - Tier 3 - 60/70 kV | Non-Red Flag Warning - Small Fires | 2026 | 0 | 0 | 0 | 0 | 0.080408 | 0.03759 | 0.0016314 | 0.041187 | 0.00041909 | 0.00041909 | 0.00041909 | 0.00041909 | 0.0026068 |  | 0 | 1.0925e-06 | 1.0925e-06 | 0 | 1.0925e-06 | 1.0925e-06 | 0 | 1.0925e-06 | 1.0925e-06 | 0 | 1.0925e-06 | Column30: 1.0925e-06 | [29 empty] | 7.3.2.1.3 Advanced weather monitoring and weather stations Weather StationsWLDFRElectric Reliability | WLDFR | HFTD - Distribution - Tier 2 - 5QU CoRE ¦ 4QU LoRE | Non-Red Flag Warning - Small Fires | 2020 | Electric Reliability | 0.036425 | 375.6459 | 2020 | Mitigation | 0.011149 | 10 | 0 | esc | 0.011149 | 0.0004061 | 0 | 0 | 0 | 0 | 0 | 0
[79 empty] | WLDFR | HFTD - Transmission - Tier 3 - 60/70 kV | Non-Red Flag Warning - Small Fires | 2027 | 0 | 0 | 0 | 0 | 0.080408 | 0.03759 | 0.0016314 | 0.041187 | 0.00041909 | 0.00041909 | 0.00041909 | 0.00041909 | 0.0026068 |  | 0 | 1.0925e-06 | 1.0925e-06 | 0 | 1.0925e-06 | 1.0925e-06 | 0 | 1.0925e-06 | 1.0925e-06 | 0 | 1.0925e-06 | Column30: 1.0925e-06 | [29 empty] | 7.3.2.1.3 Advanced weather monitoring and weather stations Weather StationsWLDFRElectric Reliability | WLDFR | HFTD - Distribution - Tier 2 - 5QU CoRE ¦ 4QU LoRE | Red Flag Warning - Catastrophic Fires | 2020 | Electric Reliability | 222.2294 | 375.6459 | 2020 | Mitigation | 0.011149 | 10 | 0 | esc | 0.011149 | 2.4776 | 0 | 0 | 0 | 0 | 0 | 0
[79 empty] | WLDFR | HFTD - Transmission - Tier 3 - 60/70 kV | Non-Red Flag Warning - Small Fires | 2028 | 0 | 0 | 0 | 0 | 0.083606 | 0.039055 | 0.001695 | 0.042856 | 0.00043542 | 0.00043542 | 0.00043542 | 0.00043542 | 0.0026068 |  | 0 | 1.135e-06 | 1.135e-06 | 0 | 1.135e-06 | 1.135e-06 | 0 | 1.135e-06 | 1.135e-06 | 0 | 1.135e-06 | Column30: 1.135e-06 | [29 empty] | 7.3.2.1.3 Advanced weather monitoring and weather stations Weather StationsWLDFRElectric Reliability | WLDFR | HFTD - Distribution - Tier 2 - 5QU CoRE ¦ 4QU LoRE | Red Flag Warning - Destructive Fires | 2020 | Electric Reliability | 222.2294 | 375.6459 | 2020 | Mitigation | 0.011149 | 10 | 0 | esc | 0.011149 | 2.4776 | 0 | 0 | 0 | 0 | 0 | 0
[79 empty] | WLDFR | HFTD - Transmission - Tier 3 - 60/70 kV | Non-Red Flag Warning - Small Fires | 2029 | 0 | 0 | 0 | 0 | 0.083606 | 0.039055 | 0.001695 | 0.042856 | 0.00043542 | 0.00043542 | 0.00043542 | 0.00043542 | 0.0026068 |  | 0 | 1.135e-06 | 1.135e-06 | 0 | 1.135e-06 | 1.135e-06 | 0 | 1.135e-06 | 1.135e-06 | 0 | 1.135e-06 | Column30: 1.135e-06 | [29 empty] | 7.3.2.1.3 Advanced weather monitoring and weather stations Weather StationsWLDFRElectric Reliability | WLDFR | HFTD - Distribution - Tier 2 - 5QU CoRE ¦ 4QU LoRE | Red Flag Warning - Large Fires | 2020 | Electric Reliability | 0.69642 | 375.6459 | 2020 | Mitigation | 0.011149 | 10 | 0 | esc | 0.011149 | 0.0077642 | 0 | 0 | 0 | 0 | 0 | 0
[79 empty] | WLDFR | HFTD - Transmission - Tier 3 - 60/70 kV | Non-Red Flag Warning - Small Fires | 2030 | 0 | 0 | 0 | 0 | 0.083606 | 0.039055 | 0.001695 | 0.042856 | 0 | 0.00043542 | 0.00043542 | 0.00043542 | 0.0026068 |  | 0 | 0 | 0 | 0 | 1.135e-06 | 1.135e-06 | 0 | 1.135e-06 | 1.135e-06 | 0 | 1.135e-06 | Column30: 1.135e-06 | [29 empty] | 7.3.2.1.3 Advanced weather monitoring and weather stations Weather StationsWLDFRElectric Reliability | WLDFR | HFTD - Distribution - Tier 2 - 5QU CoRE ¦ 4QU LoRE | Red Flag Warning - Small Fires | 2020 | Electric Reliability | 0.036425 | 375.6459 | 2020 | Mitigation | 0.011149 | 10 | 0 | esc | 0.011149 | 0.0004061 | 0 | 0 | 0 | 0 | 0 | 0
[79 empty] | WLDFR | HFTD - Transmission - Tier 3 - 60/70 kV | Non-Red Flag Warning - Small Fires | 2031 | 0 | 0 | 0 | 0 | 0.083606 | 0.039055 | 0.001695 | 0.042856 | 0 | 0 | 0.00043542 | 0.00043542 | 0.0026068 |  | 0 | 0 | 0 | 0 | 0 | 0 | 0 | 1.135e-06 | 1.135e-06 | 0 | 1.135e-06 | Column30: 1.135e-06 | [29 empty] | 7.3.2.1.3 Advanced weather monitoring and weather stations Weather StationsWLDFRElectric Reliability | WLDFR | HFTD - Distribution - Tier 2 - 5QU CoRE ¦ 4QU LoRE | Seismic - Non-Red Flag Warning - Catastrophic Fires | 2020 | Electric Reliability | 409.2237 | 375.6459 | 2020 | Mitigation | 0.011149 | 10 | 0 | esc | 0.011149 | 4.5624 | 0 | 0 | 0 | 0 | 0 | 0
[79 empty] | WLDFR | HFTD - Transmission - Tier 3 - 60/70 kV | Non-Red Flag Warning - Small Fires | 2032 | 0 | 0 | 0 | 0 | 0.083606 | 0.039055 | 0.001695 | 0.042856 | 0 | 0 | 0 | 0.00043542 | 0.0026068 |  | 0 | 0 | 0 | 0 | 0 | 0 | 0 | 0 | 0 | 0 | 1.135e-06 | Column30: 1.135e-06 | [29 empty] | 7.3.2.1.3 Advanced weather monitoring and weather stations Weather StationsWLDFRElectric Reliability | WLDFR | HFTD - Distribution - Tier 2 - 5QU CoRE ¦ 4QU LoRE | Seismic - Red Flag Warning - Catastrophic Fires | 2020 | Electric Reliability | 409.2237 | 375.6459 | 2020 | Mitigation | 0.011149 | 10 | 0 | esc | 0.011149 | 4.5624 | 0 | 0 | 0 | 0 | 0 | 0
[79 empty] | WLDFR | HFTD - Transmission - Tier 3 - 60/70 kV | Red Flag Warning - Catastrophic Fires | 2020 | 0 | 0 | 0 | 0 | 14146.1306 | 222.2294 | 8585.7228 | 5338.1784 | 2.4776 | 0 | 0 | 0 | 1.4547e-05 |  | 0 | 3.6042e-05 | 3.6042e-05 | 0 | 0 | 0 | 0 | 0 | 0 | 0 | 0 | Column30: 0 | [29 empty] | 7.3.2.1.3 Advanced weather monitoring and weather stations Weather StationsWLDFRElectric Reliability | WLDFR | HFTD - Distribution - Tier 2 - 5QU CoRE ¦ 5QU LoRE | Non-Red Flag Warning - Catastrophic Fires | 2020 | Electric Reliability | 222.2294 | 415.2775 | 2020 | Mitigation | 0.011149 | 10 | 0 | esc | 0.011149 | 2.4776 | 0 | 0 | 0 | 0 | 0 | 0
[79 empty] | WLDFR | HFTD - Transmission - Tier 3 - 60/70 kV | Red Flag Warning - Catastrophic Fires | 2021 | 0 | 0 | 0 | 0 | 14146.1306 | 222.2294 | 8585.7228 | 5338.1784 | 2.4776 | 2.4776 | 0 | 0 | 1.4547e-05 |  | 0 | 3.6042e-05 | 3.6042e-05 | 0 | 3.6042e-05 | 3.6042e-05 | 0 | 0 | 0 | 0 | 0 | Column30: 0 | [29 empty] | 7.3.2.1.3 Advanced weather monitoring and weather stations Weather StationsWLDFRElectric Reliability | WLDFR | HFTD - Distribution - Tier 2 - 5QU CoRE ¦ 5QU LoRE | Non-Red Flag Warning - Destructive Fires | 2020 | Electric Reliability | 222.2294 | 415.2775 | 2020 | Mitigation | 0.011149 | 10 | 0 | esc | 0.011149 | 2.4776 | 0 | 0 | 0 | 0 | 0 | 0
[79 empty] | WLDFR | HFTD - Transmission - Tier 3 - 60/70 kV | Red Flag Warning - Catastrophic Fires | 2022 | 0 | 0 | 0 | 0 | 14146.1306 | 222.2294 | 8585.7228 | 5338.1784 | 2.4776 | 2.4776 | 2.4776 | 0 | 1.4547e-05 |  | 0 | 3.6042e-05 | 3.6042e-05 | 0 | 3.6042e-05 | 3.6042e-05 | 0 | 3.6042e-05 | 3.6042e-05 | 0 | 0 | Column30: 0 | [29 empty] | 7.3.2.1.3 Advanced weather monitoring and weather stations Weather StationsWLDFRElectric Reliability | WLDFR | HFTD - Distribution - Tier 2 - 5QU CoRE ¦ 5QU LoRE | Non-Red Flag Warning - Large Fires | 2020 | Electric Reliability | 0.69642 | 415.2775 | 2020 | Mitigation | 0.011149 | 10 | 0 | esc | 0.011149 | 0.0077642 | 0 | 0 | 0 | 0 | 0 | 0
[79 empty] | WLDFR | HFTD - Transmission - Tier 3 - 60/70 kV | Red Flag Warning - Catastrophic Fires | 2023 | 0 | 0 | 0 | 0 | 14664.6376 | 233.2301 | 8896.516 | 5534.8915 | 2.6002 | 2.6002 | 2.6002 | 2.6002 | 1.4547e-05 |  | 0 | 3.7826e-05 | 3.7826e-05 | 0 | 3.7826e-05 | 3.7826e-05 | 0 | 3.7826e-05 | 3.7826e-05 | 0 | 3.7826e-05 | Column30: 3.7826e-05 | [29 empty] | 7.3.2.1.3 Advanced weather monitoring and weather stations Weather StationsWLDFRElectric Reliability | WLDFR | HFTD - Distribution - Tier 2 - 5QU CoRE ¦ 5QU LoRE | Non-Red Flag Warning - Small Fires | 2020 | Electric Reliability | 0.036425 | 415.2775 | 2020 | Mitigation | 0.011149 | 10 | 0 | esc | 0.011149 | 0.0004061 | 0 | 0 | 0 | 0 | 0 | 0
[79 empty] | WLDFR | HFTD - Transmission - Tier 3 - 60/70 kV | Red Flag Warning - Catastrophic Fires | 2024 | 0 | 0 | 0 | 0 | 14664.6376 | 233.2301 | 8896.516 | 5534.8915 | 2.6002 | 2.6002 | 2.6002 | 2.6002 | 1.4547e-05 |  | 0 | 3.7826e-05 | 3.7826e-05 | 0 | 3.7826e-05 | 3.7826e-05 | 0 | 3.7826e-05 | 3.7826e-05 | 0 | 3.7826e-05 | Column30: 3.7826e-05 | [29 empty] | 7.3.2.1.3 Advanced weather monitoring and weather stations Weather StationsWLDFRElectric Reliability | WLDFR | HFTD - Distribution - Tier 2 - 5QU CoRE ¦ 5QU LoRE | Red Flag Warning - Catastrophic Fires | 2020 | Electric Reliability | 222.2294 | 415.2775 | 2020 | Mitigation | 0.011149 | 10 | 0 | esc | 0.011149 | 2.4776 | 0 | 0 | 0 | 0 | 0 | 0
[79 empty] | WLDFR | HFTD - Transmission - Tier 3 - 60/70 kV | Red Flag Warning - Catastrophic Fires | 2025 | 0 | 0 | 0 | 0 | 14664.6376 | 233.2301 | 8896.516 | 5534.8915 | 2.6002 | 2.6002 | 2.6002 | 2.6002 | 1.4547e-05 |  | 0 | 3.7826e-05 | 3.7826e-05 | 0 | 3.7826e-05 | 3.7826e-05 | 0 | 3.7826e-05 | 3.7826e-05 | 0 | 3.7826e-05 | Column30: 3.7826e-05 | [29 empty] | 7.3.2.1.3 Advanced weather monitoring and weather stations Weather StationsWLDFRElectric Reliability | WLDFR | HFTD - Distribution - Tier 2 - 5QU CoRE ¦ 5QU LoRE | Red Flag Warning - Destructive Fires | 2020 | Electric Reliability | 222.2294 | 415.2775 | 2020 | Mitigation | 0.011149 | 10 | 0 | esc | 0.011149 | 2.4776 | 0 | 0 | 0 | 0 | 0 | 0
[79 empty] | WLDFR | HFTD - Transmission - Tier 3 - 60/70 kV | Red Flag Warning - Catastrophic Fires | 2026 | 0 | 0 | 0 | 0 | 14664.6376 | 233.2301 | 8896.516 | 5534.8915 | 2.6002 | 2.6002 | 2.6002 | 2.6002 | 1.4547e-05 |  | 0 | 3.7826e-05 | 3.7826e-05 | 0 | 3.7826e-05 | 3.7826e-05 | 0 | 3.7826e-05 | 3.7826e-05 | 0 | 3.7826e-05 | Column30: 3.7826e-05 | [29 empty] | 7.3.2.1.3 Advanced weather monitoring and weather stations Weather StationsWLDFRElectric Reliability | WLDFR | HFTD - Distribution - Tier 2 - 5QU CoRE ¦ 5QU LoRE | Red Flag Warning - Large Fires | 2020 | Electric Reliability | 0.69642 | 415.2775 | 2020 | Mitigation | 0.011149 | 10 | 0 | esc | 0.011149 | 0.0077642 | 0 | 0 | 0 | 0 | 0 | 0
[79 empty] | WLDFR | HFTD - Transmission - Tier 3 - 60/70 kV | Red Flag Warning - Catastrophic Fires | 2027 | 0 | 0 | 0 | 0 | 14664.6376 | 233.2301 | 8896.516 | 5534.8915 | 2.6002 | 2.6002 | 2.6002 | 2.6002 | 1.4547e-05 |  | 0 | 3.7826e-05 | 3.7826e-05 | 0 | 3.7826e-05 | 3.7826e-05 | 0 | 3.7826e-05 | 3.7826e-05 | 0 | 3.7826e-05 | Column30: 3.7826e-05 | [29 empty] | 7.3.2.1.3 Advanced weather monitoring and weather stations Weather StationsWLDFRElectric Reliability | WLDFR | HFTD - Distribution - Tier 2 - 5QU CoRE ¦ 5QU LoRE | Red Flag Warning - Small Fires | 2020 | Electric Reliability | 0.036425 | 415.2775 | 2020 | Mitigation | 0.011149 | 10 | 0 | esc | 0.011149 | 0.0004061 | 0 | 0 | 0 | 0 | 0 | 0
[79 empty] | WLDFR | HFTD - Transmission - Tier 3 - 60/70 kV | Red Flag Warning - Catastrophic Fires | 2028 | 0 | 0 | 0 | 0 | 15317.9909 | 247.273 | 9287.6491 | 5783.0689 | 2.7568 | 2.7568 | 2.7568 | 2.7568 | 1.4547e-05 |  | 0 | 4.0104e-05 | 4.0104e-05 | 0 | 4.0104e-05 | 4.0104e-05 | 0 | 4.0104e-05 | 4.0104e-05 | 0 | 4.0104e-05 | Column30: 4.0104e-05 | [29 empty] | 7.3.2.1.3 Advanced weather monitoring and weather stations Weather StationsWLDFRElectric Reliability | WLDFR | HFTD - Distribution - Tier 2 - 5QU CoRE ¦ 5QU LoRE | Seismic - Non-Red Flag Warning - Catastrophic Fires | 2020 | Electric Reliability | 409.2237 | 415.2775 | 2020 | Mitigation | 0.011149 | 10 | 0 | esc | 0.011149 | 4.5624 | 0 | 0 | 0 | 0 | 0 | 0
[79 empty] | WLDFR | HFTD - Transmission - Tier 3 - 60/70 kV | Red Flag Warning - Catastrophic Fires | 2029 | 0 | 0 | 0 | 0 | 15317.9909 | 247.273 | 9287.6491 | 5783.0689 | 2.7568 | 2.7568 | 2.7568 | 2.7568 | 1.4547e-05 |  | 0 | 4.0104e-05 | 4.0104e-05 | 0 | 4.0104e-05 | 4.0104e-05 | 0 | 4.0104e-05 | 4.0104e-05 | 0 | 4.0104e-05 | Column30: 4.0104e-05 | [29 empty] | 7.3.2.1.3 Advanced weather monitoring and weather stations Weather StationsWLDFRElectric Reliability | WLDFR | HFTD - Distribution - Tier 2 - 5QU CoRE ¦ 5QU LoRE | Seismic - Red Flag Warning - Catastrophic Fires | 2020 | Electric Reliability | 409.2237 | 415.2775 | 2020 | Mitigation | 0.011149 | 10 | 0 | esc | 0.011149 | 4.5624 | 0 | 0 | 0 | 0 | 0 | 0
[79 empty] | WLDFR | HFTD - Transmission - Tier 3 - 60/70 kV | Red Flag Warning - Catastrophic Fires | 2030 | 0 | 0 | 0 | 0 | 15317.9909 | 247.273 | 9287.6491 | 5783.0689 | 0 | 2.7568 | 2.7568 | 2.7568 | 1.4547e-05 |  | 0 | 0 | 0 | 0 | 4.0104e-05 | 4.0104e-05 | 0 | 4.0104e-05 | 4.0104e-05 | 0 | 4.0104e-05 | Column30: 4.0104e-05 | [29 empty] | 7.3.2.1.3 Advanced weather monitoring and weather stations Weather StationsWLDFRElectric Reliability | WLDFR | HFTD - Distribution - Tier 3 - 1QU CoRE ¦ 1QU LoRE | Non-Red Flag Warning - Catastrophic Fires | 2020 | Electric Reliability | 222.2294 | 68.3395 | 2020 | Mitigation | 0.011149 | 10 | 0 | esc | 0.011149 | 2.4776 | 0 | 0 | 0 | 0 | 0 | 0
[79 empty] | WLDFR | HFTD - Transmission - Tier 3 - 60/70 kV | Red Flag Warning - Catastrophic Fires | 2031 | 0 | 0 | 0 | 0 | 15317.9909 | 247.273 | 9287.6491 | 5783.0689 | 0 | 0 | 2.7568 | 2.7568 | 1.4547e-05 |  | 0 | 0 | 0 | 0 | 0 | 0 | 0 | 4.0104e-05 | 4.0104e-05 | 0 | 4.0104e-05 | Column30: 4.0104e-05 | [29 empty] | 7.3.2.1.3 Advanced weather monitoring and weather stations Weather StationsWLDFRElectric Reliability | WLDFR | HFTD - Distribution - Tier 3 - 1QU CoRE ¦ 1QU LoRE | Non-Red Flag Warning - Destructive Fires | 2020 | Electric Reliability | 222.2294 | 68.3395 | 2020 | Mitigation | 0.011149 | 10 | 0 | esc | 0.011149 | 2.4776 | 0 | 0 | 0 | 0 | 0 | 0
[79 empty] | WLDFR | HFTD - Transmission - Tier 3 - 60/70 kV | Red Flag Warning - Catastrophic Fires | 2032 | 0 | 0 | 0 | 0 | 15317.9909 | 247.273 | 9287.6491 | 5783.0689 | 0 | 0 | 0 | 2.7568 | 1.4547e-05 |  | 0 | 0 | 0 | 0 | 0 | 0 | 0 | 0 | 0 | 0 | 4.0104e-05 | Column30: 4.0104e-05 | [29 empty] | 7.3.2.1.3 Advanced weather monitoring and weather stations Weather StationsWLDFRElectric Reliability | WLDFR | HFTD - Distribution - Tier 3 - 1QU CoRE ¦ 1QU LoRE | Non-Red Flag Warning - Large Fires | 2020 | Electric Reliability | 0.69642 | 68.3395 | 2020 | Mitigation | 0.011149 | 10 | 0 | esc | 0.011149 | 0.0077642 | 0 | 0 | 0 | 0 | 0 | 0
[79 empty] | WLDFR | HFTD - Transmission - Tier 3 - 60/70 kV | Red Flag Warning - Destructive Fires | 2020 | 0 | 0 | 0 | 0 | 8807.9522 | 222.2294 | 8585.7228 | 0 | 2.4776 | 0 | 0 | 0 | 2.0782e-06 |  | 0 | 5.1489e-06 | 5.1489e-06 | 0 | 0 | 0 | 0 | 0 | 0 | 0 | 0 | Column30: 0 | [29 empty] | 7.3.2.1.3 Advanced weather monitoring and weather stations Weather StationsWLDFRElectric Reliability | WLDFR | HFTD - Distribution - Tier 3 - 1QU CoRE ¦ 1QU LoRE | Non-Red Flag Warning - Small Fires | 2020 | Electric Reliability | 0.036425 | 68.3395 | 2020 | Mitigation | 0.011149 | 10 | 0 | esc | 0.011149 | 0.0004061 | 0 | 0 | 0 | 0 | 0 | 0
[79 empty] | WLDFR | HFTD - Transmission - Tier 3 - 60/70 kV | Red Flag Warning - Destructive Fires | 2021 | 0 | 0 | 0 | 0 | 8807.9522 | 222.2294 | 8585.7228 | 0 | 2.4776 | 2.4776 | 0 | 0 | 2.0782e-06 |  | 0 | 5.1489e-06 | 5.1489e-06 | 0 | 5.1489e-06 | 5.1489e-06 | 0 | 0 | 0 | 0 | 0 | Column30: 0 | [29 empty] | 7.3.2.1.3 Advanced weather monitoring and weather stations Weather StationsWLDFRElectric Reliability | WLDFR | HFTD - Distribution - Tier 3 - 1QU CoRE ¦ 1QU LoRE | Red Flag Warning - Catastrophic Fires | 2020 | Electric Reliability | 222.2294 | 68.3395 | 2020 | Mitigation | 0.011149 | 10 | 0 | esc | 0.011149 | 2.4776 | 0 | 0 | 0 | 0 | 0 | 0
[79 empty] | WLDFR | HFTD - Transmission - Tier 3 - 60/70 kV | Red Flag Warning - Destructive Fires | 2022 | 0 | 0 | 0 | 0 | 8807.9522 | 222.2294 | 8585.7228 | 0 | 2.4776 | 2.4776 | 2.4776 | 0 | 2.0782e-06 |  | 0 | 5.1489e-06 | 5.1489e-06 | 0 | 5.1489e-06 | 5.1489e-06 | 0 | 5.1489e-06 | 5.1489e-06 | 0 | 0 | Column30: 0 | [29 empty] | 7.3.2.1.3 Advanced weather monitoring and weather stations Weather StationsWLDFRElectric Reliability | WLDFR | HFTD - Distribution - Tier 3 - 1QU CoRE ¦ 1QU LoRE | Red Flag Warning - Destructive Fires | 2020 | Electric Reliability | 222.2294 | 68.3395 | 2020 | Mitigation | 0.011149 | 10 | 0 | esc | 0.011149 | 2.4776 | 0 | 0 | 0 | 0 | 0 | 0
[79 empty] | WLDFR | HFTD - Transmission - Tier 3 - 60/70 kV | Red Flag Warning - Destructive Fires | 2023 | 0 | 0 | 0 | 0 | 9129.7461 | 233.2301 | 8896.516 | 0 | 2.6002 | 2.6002 | 2.6002 | 2.6002 | 2.0782e-06 |  | 0 | 5.4038e-06 | 5.4038e-06 | 0 | 5.4038e-06 | 5.4038e-06 | 0 | 5.4038e-06 | 5.4038e-06 | 0 | 5.4038e-06 | Column30: 5.4038e-06 | [29 empty] | 7.3.2.1.3 Advanced weather monitoring and weather stations Weather StationsWLDFRElectric Reliability | WLDFR | HFTD - Distribution - Tier 3 - 1QU CoRE ¦ 1QU LoRE | Red Flag Warning - Large Fires | 2020 | Electric Reliability | 0.69642 | 68.3395 | 2020 | Mitigation | 0.011149 | 10 | 0 | esc | 0.011149 | 0.0077642 | 0 | 0 | 0 | 0 | 0 | 0
[79 empty] | WLDFR | HFTD - Transmission - Tier 3 - 60/70 kV | Red Flag Warning - Destructive Fires | 2024 | 0 | 0 | 0 | 0 | 9129.7461 | 233.2301 | 8896.516 | 0 | 2.6002 | 2.6002 | 2.6002 | 2.6002 | 2.0782e-06 |  | 0 | 5.4038e-06 | 5.4038e-06 | 0 | 5.4038e-06 | 5.4038e-06 | 0 | 5.4038e-06 | 5.4038e-06 | 0 | 5.4038e-06 | Column30: 5.4038e-06 | [29 empty] | 7.3.2.1.3 Advanced weather monitoring and weather stations Weather StationsWLDFRElectric Reliability | WLDFR | HFTD - Distribution - Tier 3 - 1QU CoRE ¦ 1QU LoRE | Red Flag Warning - Small Fires | 2020 | Electric Reliability | 0.036425 | 68.3395 | 2020 | Mitigation | 0.011149 | 10 | 0 | esc | 0.011149 | 0.0004061 | 0 | 0 | 0 | 0 | 0 | 0
[79 empty] | WLDFR | HFTD - Transmission - Tier 3 - 60/70 kV | Red Flag Warning - Destructive Fires | 2025 | 0 | 0 | 0 | 0 | 9129.7461 | 233.2301 | 8896.516 | 0 | 2.6002 | 2.6002 | 2.6002 | 2.6002 | 2.0782e-06 |  | 0 | 5.4038e-06 | 5.4038e-06 | 0 | 5.4038e-06 | 5.4038e-06 | 0 | 5.4038e-06 | 5.4038e-06 | 0 | 5.4038e-06 | Column30: 5.4038e-06 | [29 empty] | 7.3.2.1.3 Advanced weather monitoring and weather stations Weather StationsWLDFRElectric Reliability | WLDFR | HFTD - Distribution - Tier 3 - 1QU CoRE ¦ 1QU LoRE | Seismic - Non-Red Flag Warning - Catastrophic Fires | 2020 | Electric Reliability | 409.2237 | 68.3395 | 2020 | Mitigation | 0.011149 | 10 | 0 | esc | 0.011149 | 4.5624 | 0 | 0 | 0 | 0 | 0 | 0
[79 empty] | WLDFR | HFTD - Transmission - Tier 3 - 60/70 kV | Red Flag Warning - Destructive Fires | 2026 | 0 | 0 | 0 | 0 | 9129.7461 | 233.2301 | 8896.516 | 0 | 2.6002 | 2.6002 | 2.6002 | 2.6002 | 2.0782e-06 |  | 0 | 5.4038e-06 | 5.4038e-06 | 0 | 5.4038e-06 | 5.4038e-06 | 0 | 5.4038e-06 | 5.4038e-06 | 0 | 5.4038e-06 | Column30: 5.4038e-06 | [29 empty] | 7.3.2.1.3 Advanced weather monitoring and weather stations Weather StationsWLDFRElectric Reliability | WLDFR | HFTD - Distribution - Tier 3 - 1QU CoRE ¦ 1QU LoRE | Seismic - Red Flag Warning - Catastrophic Fires | 2020 | Electric Reliability | 409.2237 | 68.3395 | 2020 | Mitigation | 0.011149 | 10 | 0 | esc | 0.011149 | 4.5624 | 0 | 0 | 0 | 0 | 0 | 0
[79 empty] | WLDFR | HFTD - Transmission - Tier 3 - 60/70 kV | Red Flag Warning - Destructive Fires | 2027 | 0 | 0 | 0 | 0 | 9129.7461 | 233.2301 | 8896.516 | 0 | 2.6002 | 2.6002 | 2.6002 | 2.6002 | 2.0782e-06 |  | 0 | 5.4038e-06 | 5.4038e-06 | 0 | 5.4038e-06 | 5.4038e-06 | 0 | 5.4038e-06 | 5.4038e-06 | 0 | 5.4038e-06 | Column30: 5.4038e-06 | [29 empty] | 7.3.2.1.3 Advanced weather monitoring and weather stations Weather StationsWLDFRElectric Reliability | WLDFR | HFTD - Distribution - Tier 3 - 1QU CoRE ¦ 2QU LoRE | Non-Red Flag Warning - Catastrophic Fires | 2020 | Electric Reliability | 222.2294 | 145.2608 | 2020 | Mitigation | 0.011149 | 10 | 0 | esc | 0.011149 | 2.4776 | 0 | 0 | 0 | 0 | 0 | 0
[79 empty] | WLDFR | HFTD - Transmission - Tier 3 - 60/70 kV | Red Flag Warning - Destructive Fires | 2028 | 0 | 0 | 0 | 0 | 9534.9221 | 247.273 | 9287.6491 | 0 | 2.7568 | 2.7568 | 2.7568 | 2.7568 | 2.0782e-06 |  | 0 | 5.7291e-06 | 5.7291e-06 | 0 | 5.7291e-06 | 5.7291e-06 | 0 | 5.7291e-06 | 5.7291e-06 | 0 | 5.7291e-06 | Column30: 5.7291e-06 | [29 empty] | 7.3.2.1.3 Advanced weather monitoring and weather stations Weather StationsWLDFRElectric Reliability | WLDFR | HFTD - Distribution - Tier 3 - 1QU CoRE ¦ 2QU LoRE | Non-Red Flag Warning - Destructive Fires | 2020 | Electric Reliability | 222.2294 | 145.2608 | 2020 | Mitigation | 0.011149 | 10 | 0 | esc | 0.011149 | 2.4776 | 0 | 0 | 0 | 0 | 0 | 0
[79 empty] | WLDFR | HFTD - Transmission - Tier 3 - 60/70 kV | Red Flag Warning - Destructive Fires | 2029 | 0 | 0 | 0 | 0 | 9534.9221 | 247.273 | 9287.6491 | 0 | 2.7568 | 2.7568 | 2.7568 | 2.7568 | 2.0782e-06 |  | 0 | 5.7291e-06 | 5.7291e-06 | 0 | 5.7291e-06 | 5.7291e-06 | 0 | 5.7291e-06 | 5.7291e-06 | 0 | 5.7291e-06 | Column30: 5.7291e-06 | [29 empty] | 7.3.2.1.3 Advanced weather monitoring and weather stations Weather StationsWLDFRElectric Reliability | WLDFR | HFTD - Distribution - Tier 3 - 1QU CoRE ¦ 2QU LoRE | Non-Red Flag Warning - Large Fires | 2020 | Electric Reliability | 0.69642 | 145.2608 | 2020 | Mitigation | 0.011149 | 10 | 0 | esc | 0.011149 | 0.0077642 | 0 | 0 | 0 | 0 | 0 | 0
[79 empty] | WLDFR | HFTD - Transmission - Tier 3 - 60/70 kV | Red Flag Warning - Destructive Fires | 2030 | 0 | 0 | 0 | 0 | 9534.9221 | 247.273 | 9287.6491 | 0 | 0 | 2.7568 | 2.7568 | 2.7568 | 2.0782e-06 |  | 0 | 0 | 0 | 0 | 5.7291e-06 | 5.7291e-06 | 0 | 5.7291e-06 | 5.7291e-06 | 0 | 5.7291e-06 | Column30: 5.7291e-06 | [29 empty] | 7.3.2.1.3 Advanced weather monitoring and weather stations Weather StationsWLDFRElectric Reliability | WLDFR | HFTD - Distribution - Tier 3 - 1QU CoRE ¦ 2QU LoRE | Non-Red Flag Warning - Small Fires | 2020 | Electric Reliability | 0.036425 | 145.2608 | 2020 | Mitigation | 0.011149 | 10 | 0 | esc | 0.011149 | 0.0004061 | 0 | 0 | 0 | 0 | 0 | 0
[79 empty] | WLDFR | HFTD - Transmission - Tier 3 - 60/70 kV | Red Flag Warning - Destructive Fires | 2031 | 0 | 0 | 0 | 0 | 9534.9221 | 247.273 | 9287.6491 | 0 | 0 | 0 | 2.7568 | 2.7568 | 2.0782e-06 |  | 0 | 0 | 0 | 0 | 0 | 0 | 0 | 5.7291e-06 | 5.7291e-06 | 0 | 5.7291e-06 | Column30: 5.7291e-06 | [29 empty] | 7.3.2.1.3 Advanced weather monitoring and weather stations Weather StationsWLDFRElectric Reliability | WLDFR | HFTD - Distribution - Tier 3 - 1QU CoRE ¦ 2QU LoRE | Red Flag Warning - Catastrophic Fires | 2020 | Electric Reliability | 222.2294 | 145.2608 | 2020 | Mitigation | 0.011149 | 10 | 0 | esc | 0.011149 | 2.4776 | 0 | 0 | 0 | 0 | 0 | 0
[79 empty] | WLDFR | HFTD - Transmission - Tier 3 - 60/70 kV | Red Flag Warning - Destructive Fires | 2032 | 0 | 0 | 0 | 0 | 9534.9221 | 247.273 | 9287.6491 | 0 | 0 | 0 | 0 | 2.7568 | 2.0782e-06 |  | 0 | 0 | 0 | 0 | 0 | 0 | 0 | 0 | 0 | 0 | 5.7291e-06 | Column30: 5.7291e-06 | [29 empty] | 7.3.2.1.3 Advanced weather monitoring and weather stations Weather StationsWLDFRElectric Reliability | WLDFR | HFTD - Distribution - Tier 3 - 1QU CoRE ¦ 2QU LoRE | Red Flag Warning - Destructive Fires | 2020 | Electric Reliability | 222.2294 | 145.2608 | 2020 | Mitigation | 0.011149 | 10 | 0 | esc | 0.011149 | 2.4776 | 0 | 0 | 0 | 0 | 0 | 0
[79 empty] | WLDFR | HFTD - Transmission - Tier 3 - 60/70 kV | Red Flag Warning - Large Fires | 2020 | 0 | 0 | 0 | 0 | 5.2406 | 0.69642 | 2.942 | 1.6022 | 0.0077642 | 0 | 0 | 0 | 1.2469e-05 |  | 0 | 9.6813e-08 | 9.6813e-08 | 0 | 0 | 0 | 0 | 0 | 0 | 0 | 0 | Column30: 0 | [29 empty] | 7.3.2.1.3 Advanced weather monitoring and weather stations Weather StationsWLDFRElectric Reliability | WLDFR | HFTD - Distribution - Tier 3 - 1QU CoRE ¦ 2QU LoRE | Red Flag Warning - Large Fires | 2020 | Electric Reliability | 0.69642 | 145.2608 | 2020 | Mitigation | 0.011149 | 10 | 0 | esc | 0.011149 | 0.0077642 | 0 | 0 | 0 | 0 | 0 | 0
[79 empty] | WLDFR | HFTD - Transmission - Tier 3 - 60/70 kV | Red Flag Warning - Large Fires | 2021 | 0 | 0 | 0 | 0 | 5.2406 | 0.69642 | 2.942 | 1.6022 | 0.0077642 | 0.0077642 | 0 | 0 | 1.2469e-05 |  | 0 | 9.6813e-08 | 9.6813e-08 | 0 | 9.6813e-08 | 9.6813e-08 | 0 | 0 | 0 | 0 | 0 | Column30: 0 | [29 empty] | 7.3.2.1.3 Advanced weather monitoring and weather stations Weather StationsWLDFRElectric Reliability | WLDFR | HFTD - Distribution - Tier 3 - 1QU CoRE ¦ 2QU LoRE | Red Flag Warning - Small Fires | 2020 | Electric Reliability | 0.036425 | 145.2608 | 2020 | Mitigation | 0.011149 | 10 | 0 | esc | 0.011149 | 0.0004061 | 0 | 0 | 0 | 0 | 0 | 0
[79 empty] | WLDFR | HFTD - Transmission - Tier 3 - 60/70 kV | Red Flag Warning - Large Fires | 2022 | 0 | 0 | 0 | 0 | 5.2406 | 0.69642 | 2.942 | 1.6022 | 0.0077642 | 0.0077642 | 0.0077642 | 0 | 1.2469e-05 |  | 0 | 9.6813e-08 | 9.6813e-08 | 0 | 9.6813e-08 | 9.6813e-08 | 0 | 9.6813e-08 | 9.6813e-08 | 0 | 0 | Column30: 0 | [29 empty] | 7.3.2.1.3 Advanced weather monitoring and weather stations Weather StationsWLDFRElectric Reliability | WLDFR | HFTD - Distribution - Tier 3 - 1QU CoRE ¦ 2QU LoRE | Seismic - Non-Red Flag Warning - Catastrophic Fires | 2020 | Electric Reliability | 409.2237 | 145.2608 | 2020 | Mitigation | 0.011149 | 10 | 0 | esc | 0.011149 | 4.5624 | 0 | 0 | 0 | 0 | 0 | 0
[79 empty] | WLDFR | HFTD - Transmission - Tier 3 - 60/70 kV | Red Flag Warning - Large Fires | 2023 | 0 | 0 | 0 | 0 | 5.475 | 0.71896 | 3.0715 | 1.6846 | 0.0080156 | 0.0080156 | 0.0080156 | 0.0080156 | 1.2469e-05 |  | 0 | 9.9946e-08 | 9.9946e-08 | 0 | 9.9946e-08 | 9.9946e-08 | 0 | 9.9946e-08 | 9.9946e-08 | 0 | 9.9946e-08 | Column30: 9.9946e-08 | [29 empty] | 7.3.2.1.3 Advanced weather monitoring and weather stations Weather StationsWLDFRElectric Reliability | WLDFR | HFTD - Distribution - Tier 3 - 1QU CoRE ¦ 2QU LoRE | Seismic - Red Flag Warning - Catastrophic Fires | 2020 | Electric Reliability | 409.2237 | 145.2608 | 2020 | Mitigation | 0.011149 | 10 | 0 | esc | 0.011149 | 4.5624 | 0 | 0 | 0 | 0 | 0 | 0
[79 empty] | WLDFR | HFTD - Transmission - Tier 3 - 60/70 kV | Red Flag Warning - Large Fires | 2024 | 0 | 0 | 0 | 0 | 5.475 | 0.71896 | 3.0715 | 1.6846 | 0.0080156 | 0.0080156 | 0.0080156 | 0.0080156 | 1.2469e-05 |  | 0 | 9.9946e-08 | 9.9946e-08 | 0 | 9.9946e-08 | 9.9946e-08 | 0 | 9.9946e-08 | 9.9946e-08 | 0 | 9.9946e-08 | Column30: 9.9946e-08 | [29 empty] | 7.3.2.1.3 Advanced weather monitoring and weather stations Weather StationsWLDFRElectric Reliability | WLDFR | HFTD - Distribution - Tier 3 - 1QU CoRE ¦ 3QU LoRE | Non-Red Flag Warning - Catastrophic Fires | 2020 | Electric Reliability | 222.2294 | 57.5921 | 2020 | Mitigation | 0.011149 | 10 | 0 | esc | 0.011149 | 2.4776 | 0 | 0 | 0 | 0 | 0 | 0
[79 empty] | WLDFR | HFTD - Transmission - Tier 3 - 60/70 kV | Red Flag Warning - Large Fires | 2025 | 0 | 0 | 0 | 0 | 5.475 | 0.71896 | 3.0715 | 1.6846 | 0.0080156 | 0.0080156 | 0.0080156 | 0.0080156 | 1.2469e-05 |  | 0 | 9.9946e-08 | 9.9946e-08 | 0 | 9.9946e-08 | 9.9946e-08 | 0 | 9.9946e-08 | 9.9946e-08 | 0 | 9.9946e-08 | Column30: 9.9946e-08 | [29 empty] | 7.3.2.1.3 Advanced weather monitoring and weather stations Weather StationsWLDFRElectric Reliability | WLDFR | HFTD - Distribution - Tier 3 - 1QU CoRE ¦ 3QU LoRE | Non-Red Flag Warning - Destructive Fires | 2020 | Electric Reliability | 222.2294 | 57.5921 | 2020 | Mitigation | 0.011149 | 10 | 0 | esc | 0.011149 | 2.4776 | 0 | 0 | 0 | 0 | 0 | 0
[79 empty] | WLDFR | HFTD - Transmission - Tier 3 - 60/70 kV | Red Flag Warning - Large Fires | 2026 | 0 | 0 | 0 | 0 | 5.475 | 0.71896 | 3.0715 | 1.6846 | 0.0080156 | 0.0080156 | 0.0080156 | 0.0080156 | 1.2469e-05 |  | 0 | 9.9946e-08 | 9.9946e-08 | 0 | 9.9946e-08 | 9.9946e-08 | 0 | 9.9946e-08 | 9.9946e-08 | 0 | 9.9946e-08 | Column30: 9.9946e-08 | [29 empty] | 7.3.2.1.3 Advanced weather monitoring and weather stations Weather StationsWLDFRElectric Reliability | WLDFR | HFTD - Distribution - Tier 3 - 1QU CoRE ¦ 3QU LoRE | Non-Red Flag Warning - Large Fires | 2020 | Electric Reliability | 0.69642 | 57.5921 | 2020 | Mitigation | 0.011149 | 10 | 0 | esc | 0.011149 | 0.0077642 | 0 | 0 | 0 | 0 | 0 | 0
[79 empty] | WLDFR | HFTD - Transmission - Tier 3 - 60/70 kV | Red Flag Warning - Large Fires | 2027 | 0 | 0 | 0 | 0 | 5.475 | 0.71896 | 3.0715 | 1.6846 | 0.0080156 | 0.0080156 | 0.0080156 | 0.0080156 | 1.2469e-05 |  | 0 | 9.9946e-08 | 9.9946e-08 | 0 | 9.9946e-08 | 9.9946e-08 | 0 | 9.9946e-08 | 9.9946e-08 | 0 | 9.9946e-08 | Column30: 9.9946e-08 | [29 empty] | 7.3.2.1.3 Advanced weather monitoring and weather stations Weather StationsWLDFRElectric Reliability | WLDFR | HFTD - Distribution - Tier 3 - 1QU CoRE ¦ 3QU LoRE | Non-Red Flag Warning - Small Fires | 2020 | Electric Reliability | 0.036425 | 57.5921 | 2020 | Mitigation | 0.011149 | 10 | 0 | esc | 0.011149 | 0.0004061 | 0 | 0 | 0 | 0 | 0 | 0
[79 empty] | WLDFR | HFTD - Transmission - Tier 3 - 60/70 kV | Red Flag Warning - Large Fires | 2028 | 0 | 0 | 0 | 0 | 5.777 | 0.74734 | 3.238 | 1.7917 | 0.0083319 | 0.0083319 | 0.0083319 | 0.0083319 | 1.2469e-05 |  | 0 | 1.0389e-07 | 1.0389e-07 | 0 | 1.0389e-07 | 1.0389e-07 | 0 | 1.0389e-07 | 1.0389e-07 | 0 | 1.0389e-07 | Column30: 1.0389e-07 | [29 empty] | 7.3.2.1.3 Advanced weather monitoring and weather stations Weather StationsWLDFRElectric Reliability | WLDFR | HFTD - Distribution - Tier 3 - 1QU CoRE ¦ 3QU LoRE | Red Flag Warning - Catastrophic Fires | 2020 | Electric Reliability | 222.2294 | 57.5921 | 2020 | Mitigation | 0.011149 | 10 | 0 | esc | 0.011149 | 2.4776 | 0 | 0 | 0 | 0 | 0 | 0
[79 empty] | WLDFR | HFTD - Transmission - Tier 3 - 60/70 kV | Red Flag Warning - Large Fires | 2029 | 0 | 0 | 0 | 0 | 5.777 | 0.74734 | 3.238 | 1.7917 | 0.0083319 | 0.0083319 | 0.0083319 | 0.0083319 | 1.2469e-05 |  | 0 | 1.0389e-07 | 1.0389e-07 | 0 | 1.0389e-07 | 1.0389e-07 | 0 | 1.0389e-07 | 1.0389e-07 | 0 | 1.0389e-07 | Column30: 1.0389e-07 | [29 empty] | 7.3.2.1.3 Advanced weather monitoring and weather stations Weather StationsWLDFRElectric Reliability | WLDFR | HFTD - Distribution - Tier 3 - 1QU CoRE ¦ 3QU LoRE | Red Flag Warning - Destructive Fires | 2020 | Electric Reliability | 222.2294 | 57.5921 | 2020 | Mitigation | 0.011149 | 10 | 0 | esc | 0.011149 | 2.4776 | 0 | 0 | 0 | 0 | 0 | 0
[79 empty] | WLDFR | HFTD - Transmission - Tier 3 - 60/70 kV | Red Flag Warning - Large Fires | 2030 | 0 | 0 | 0 | 0 | 5.777 | 0.74734 | 3.238 | 1.7917 | 0 | 0.0083319 | 0.0083319 | 0.0083319 | 1.2469e-05 |  | 0 | 0 | 0 | 0 | 1.0389e-07 | 1.0389e-07 | 0 | 1.0389e-07 | 1.0389e-07 | 0 | 1.0389e-07 | Column30: 1.0389e-07 | [29 empty] | 7.3.2.1.3 Advanced weather monitoring and weather stations Weather StationsWLDFRElectric Reliability | WLDFR | HFTD - Distribution - Tier 3 - 1QU CoRE ¦ 3QU LoRE | Red Flag Warning - Large Fires | 2020 | Electric Reliability | 0.69642 | 57.5921 | 2020 | Mitigation | 0.011149 | 10 | 0 | esc | 0.011149 | 0.0077642 | 0 | 0 | 0 | 0 | 0 | 0
[79 empty] | WLDFR | HFTD - Transmission - Tier 3 - 60/70 kV | Red Flag Warning - Large Fires | 2031 | 0 | 0 | 0 | 0 | 5.777 | 0.74734 | 3.238 | 1.7917 | 0 | 0 | 0.0083319 | 0.0083319 | 1.2469e-05 |  | 0 | 0 | 0 | 0 | 0 | 0 | 0 | 1.0389e-07 | 1.0389e-07 | 0 | 1.0389e-07 | Column30: 1.0389e-07 | [29 empty] | 7.3.2.1.3 Advanced weather monitoring and weather stations Weather StationsWLDFRElectric Reliability | WLDFR | HFTD - Distribution - Tier 3 - 1QU CoRE ¦ 3QU LoRE | Red Flag Warning - Small Fires | 2020 | Electric Reliability | 0.036425 | 57.5921 | 2020 | Mitigation | 0.011149 | 10 | 0 | esc | 0.011149 | 0.0004061 | 0 | 0 | 0 | 0 | 0 | 0
[79 empty] | WLDFR | HFTD - Transmission - Tier 3 - 60/70 kV | Red Flag Warning - Large Fires | 2032 | 0 | 0 | 0 | 0 | 5.777 | 0.74734 | 3.238 | 1.7917 | 0 | 0 | 0 | 0.0083319 | 1.2469e-05 |  | 0 | 0 | 0 | 0 | 0 | 0 | 0 | 0 | 0 | 0 | 1.0389e-07 | Column30: 1.0389e-07 | [29 empty] | 7.3.2.1.3 Advanced weather monitoring and weather stations Weather StationsWLDFRElectric Reliability | WLDFR | HFTD - Distribution - Tier 3 - 1QU CoRE ¦ 3QU LoRE | Seismic - Non-Red Flag Warning - Catastrophic Fires | 2020 | Electric Reliability | 409.2237 | 57.5921 | 2020 | Mitigation | 0.011149 | 10 | 0 | esc | 0.011149 | 4.5624 | 0 | 0 | 0 | 0 | 0 | 0
[79 empty] | WLDFR | HFTD - Transmission - Tier 3 - 60/70 kV | Red Flag Warning - Small Fires | 2020 | 0 | 0 | 0 | 0 | 0.077901 | 0.036425 | 0.0015809 | 0.039895 | 0.0004061 | 0 | 0 | 0 | 0.00017133 |  | 0 | 6.9578e-08 | 6.9578e-08 | 0 | 0 | 0 | 0 | 0 | 0 | 0 | 0 | Column30: 0 | [29 empty] | 7.3.2.1.3 Advanced weather monitoring and weather stations Weather StationsWLDFRElectric Reliability | WLDFR | HFTD - Distribution - Tier 3 - 1QU CoRE ¦ 3QU LoRE | Seismic - Red Flag Warning - Catastrophic Fires | 2020 | Electric Reliability | 409.2237 | 57.5921 | 2020 | Mitigation | 0.011149 | 10 | 0 | esc | 0.011149 | 4.5624 | 0 | 0 | 0 | 0 | 0 | 0
[79 empty] | WLDFR | HFTD - Transmission - Tier 3 - 60/70 kV | Red Flag Warning - Small Fires | 2021 | 0 | 0 | 0 | 0 | 0.077901 | 0.036425 | 0.0015809 | 0.039895 | 0.0004061 | 0.0004061 | 0 | 0 | 0.00017133 |  | 0 | 6.9578e-08 | 6.9578e-08 | 0 | 6.9578e-08 | 6.9578e-08 | 0 | 0 | 0 | 0 | 0 | Column30: 0 | [29 empty] | 7.3.2.1.3 Advanced weather monitoring and weather stations Weather StationsWLDFRElectric Reliability | WLDFR | HFTD - Distribution - Tier 3 - 1QU CoRE ¦ 4QU LoRE | Non-Red Flag Warning - Catastrophic Fires | 2020 | Electric Reliability | 222.2294 | 88.5056 | 2020 | Mitigation | 0.011149 | 10 | 0 | esc | 0.011149 | 2.4776 | 0 | 0 | 0 | 0 | 0 | 0
[79 empty] | WLDFR | HFTD - Transmission - Tier 3 - 60/70 kV | Red Flag Warning - Small Fires | 2022 | 0 | 0 | 0 | 0 | 0.077901 | 0.036425 | 0.0015809 | 0.039895 | 0.0004061 | 0.0004061 | 0.0004061 | 0 | 0.00017133 |  | 0 | 6.9578e-08 | 6.9578e-08 | 0 | 6.9578e-08 | 6.9578e-08 | 0 | 6.9578e-08 | 6.9578e-08 | 0 | 0 | Column30: 0 | [29 empty] | 7.3.2.1.3 Advanced weather monitoring and weather stations Weather StationsWLDFRElectric Reliability | WLDFR | HFTD - Distribution - Tier 3 - 1QU CoRE ¦ 4QU LoRE | Non-Red Flag Warning - Destructive Fires | 2020 | Electric Reliability | 222.2294 | 88.5056 | 2020 | Mitigation | 0.011149 | 10 | 0 | esc | 0.011149 | 2.4776 | 0 | 0 | 0 | 0 | 0 | 0
[79 empty] | WLDFR | HFTD - Transmission - Tier 3 - 60/70 kV | Red Flag Warning - Small Fires | 2023 | 0 | 0 | 0 | 0 | 0.080408 | 0.03759 | 0.0016314 | 0.041187 | 0.00041909 | 0.00041909 | 0.00041909 | 0.00041909 | 0.00017133 |  | 0 | 7.1804e-08 | 7.1804e-08 | 0 | 7.1804e-08 | 7.1804e-08 | 0 | 7.1804e-08 | 7.1804e-08 | 0 | 7.1804e-08 | Column30: 7.1804e-08 | [29 empty] | 7.3.2.1.3 Advanced weather monitoring and weather stations Weather StationsWLDFRElectric Reliability | WLDFR | HFTD - Distribution - Tier 3 - 1QU CoRE ¦ 4QU LoRE | Non-Red Flag Warning - Large Fires | 2020 | Electric Reliability | 0.69642 | 88.5056 | 2020 | Mitigation | 0.011149 | 10 | 0 | esc | 0.011149 | 0.0077642 | 0 | 0 | 0 | 0 | 0 | 0
[79 empty] | WLDFR | HFTD - Transmission - Tier 3 - 60/70 kV | Red Flag Warning - Small Fires | 2024 | 0 | 0 | 0 | 0 | 0.080408 | 0.03759 | 0.0016314 | 0.041187 | 0.00041909 | 0.00041909 | 0.00041909 | 0.00041909 | 0.00017133 |  | 0 | 7.1804e-08 | 7.1804e-08 | 0 | 7.1804e-08 | 7.1804e-08 | 0 | 7.1804e-08 | 7.1804e-08 | 0 | 7.1804e-08 | Column30: 7.1804e-08 | [29 empty] | 7.3.2.1.3 Advanced weather monitoring and weather stations Weather StationsWLDFRElectric Reliability | WLDFR | HFTD - Distribution - Tier 3 - 1QU CoRE ¦ 4QU LoRE | Non-Red Flag Warning - Small Fires | 2020 | Electric Reliability | 0.036425 | 88.5056 | 2020 | Mitigation | 0.011149 | 10 | 0 | esc | 0.011149 | 0.0004061 | 0 | 0 | 0 | 0 | 0 | 0
[79 empty] | WLDFR | HFTD - Transmission - Tier 3 - 60/70 kV | Red Flag Warning - Small Fires | 2025 | 0 | 0 | 0 | 0 | 0.080408 | 0.03759 | 0.0016314 | 0.041187 | 0.00041909 | 0.00041909 | 0.00041909 | 0.00041909 | 0.00017133 |  | 0 | 7.1804e-08 | 7.1804e-08 | 0 | 7.1804e-08 | 7.1804e-08 | 0 | 7.1804e-08 | 7.1804e-08 | 0 | 7.1804e-08 | Column30: 7.1804e-08 | [29 empty] | 7.3.2.1.3 Advanced weather monitoring and weather stations Weather StationsWLDFRElectric Reliability | WLDFR | HFTD - Distribution - Tier 3 - 1QU CoRE ¦ 4QU LoRE | Red Flag Warning - Catastrophic Fires | 2020 | Electric Reliability | 222.2294 | 88.5056 | 2020 | Mitigation | 0.011149 | 10 | 0 | esc | 0.011149 | 2.4776 | 0 | 0 | 0 | 0 | 0 | 0
[79 empty] | WLDFR | HFTD - Transmission - Tier 3 - 60/70 kV | Red Flag Warning - Small Fires | 2026 | 0 | 0 | 0 | 0 | 0.080408 | 0.03759 | 0.0016314 | 0.041187 | 0.00041909 | 0.00041909 | 0.00041909 | 0.00041909 | 0.00017133 |  | 0 | 7.1804e-08 | 7.1804e-08 | 0 | 7.1804e-08 | 7.1804e-08 | 0 | 7.1804e-08 | 7.1804e-08 | 0 | 7.1804e-08 | Column30: 7.1804e-08 | [29 empty] | 7.3.2.1.3 Advanced weather monitoring and weather stations Weather StationsWLDFRElectric Reliability | WLDFR | HFTD - Distribution - Tier 3 - 1QU CoRE ¦ 4QU LoRE | Red Flag Warning - Destructive Fires | 2020 | Electric Reliability | 222.2294 | 88.5056 | 2020 | Mitigation | 0.011149 | 10 | 0 | esc | 0.011149 | 2.4776 | 0 | 0 | 0 | 0 | 0 | 0
[79 empty] | WLDFR | HFTD - Transmission - Tier 3 - 60/70 kV | Red Flag Warning - Small Fires | 2027 | 0 | 0 | 0 | 0 | 0.080408 | 0.03759 | 0.0016314 | 0.041187 | 0.00041909 | 0.00041909 | 0.00041909 | 0.00041909 | 0.00017133 |  | 0 | 7.1804e-08 | 7.1804e-08 | 0 | 7.1804e-08 | 7.1804e-08 | 0 | 7.1804e-08 | 7.1804e-08 | 0 | 7.1804e-08 | Column30: 7.1804e-08 | [29 empty] | 7.3.2.1.3 Advanced weather monitoring and weather stations Weather StationsWLDFRElectric Reliability | WLDFR | HFTD - Distribution - Tier 3 - 1QU CoRE ¦ 4QU LoRE | Red Flag Warning - Large Fires | 2020 | Electric Reliability | 0.69642 | 88.5056 | 2020 | Mitigation | 0.011149 | 10 | 0 | esc | 0.011149 | 0.0077642 | 0 | 0 | 0 | 0 | 0 | 0
[79 empty] | WLDFR | HFTD - Transmission - Tier 3 - 60/70 kV | Red Flag Warning - Small Fires | 2028 | 0 | 0 | 0 | 0 | 0.083606 | 0.039055 | 0.001695 | 0.042856 | 0.00043542 | 0.00043542 | 0.00043542 | 0.00043542 | 0.00017133 |  | 0 | 7.4602e-08 | 7.4602e-08 | 0 | 7.4602e-08 | 7.4602e-08 | 0 | 7.4602e-08 | 7.4602e-08 | 0 | 7.4602e-08 | Column30: 7.4602e-08 | [29 empty] | 7.3.2.1.3 Advanced weather monitoring and weather stations Weather StationsWLDFRElectric Reliability | WLDFR | HFTD - Distribution - Tier 3 - 1QU CoRE ¦ 4QU LoRE | Red Flag Warning - Small Fires | 2020 | Electric Reliability | 0.036425 | 88.5056 | 2020 | Mitigation | 0.011149 | 10 | 0 | esc | 0.011149 | 0.0004061 | 0 | 0 | 0 | 0 | 0 | 0
[79 empty] | WLDFR | HFTD - Transmission - Tier 3 - 60/70 kV | Red Flag Warning - Small Fires | 2029 | 0 | 0 | 0 | 0 | 0.083606 | 0.039055 | 0.001695 | 0.042856 | 0.00043542 | 0.00043542 | 0.00043542 | 0.00043542 | 0.00017133 |  | 0 | 7.4602e-08 | 7.4602e-08 | 0 | 7.4602e-08 | 7.4602e-08 | 0 | 7.4602e-08 | 7.4602e-08 | 0 | 7.4602e-08 | Column30: 7.4602e-08 | [29 empty] | 7.3.2.1.3 Advanced weather monitoring and weather stations Weather StationsWLDFRElectric Reliability | WLDFR | HFTD - Distribution - Tier 3 - 1QU CoRE ¦ 4QU LoRE | Seismic - Non-Red Flag Warning - Catastrophic Fires | 2020 | Electric Reliability | 409.2237 | 88.5056 | 2020 | Mitigation | 0.011149 | 10 | 0 | esc | 0.011149 | 4.5624 | 0 | 0 | 0 | 0 | 0 | 0
[79 empty] | WLDFR | HFTD - Transmission - Tier 3 - 60/70 kV | Red Flag Warning - Small Fires | 2030 | 0 | 0 | 0 | 0 | 0.083606 | 0.039055 | 0.001695 | 0.042856 | 0 | 0.00043542 | 0.00043542 | 0.00043542 | 0.00017133 |  | 0 | 0 | 0 | 0 | 7.4602e-08 | 7.4602e-08 | 0 | 7.4602e-08 | 7.4602e-08 | 0 | 7.4602e-08 | Column30: 7.4602e-08 | [29 empty] | 7.3.2.1.3 Advanced weather monitoring and weather stations Weather StationsWLDFRElectric Reliability | WLDFR | HFTD - Distribution - Tier 3 - 1QU CoRE ¦ 4QU LoRE | Seismic - Red Flag Warning - Catastrophic Fires | 2020 | Electric Reliability | 409.2237 | 88.5056 | 2020 | Mitigation | 0.011149 | 10 | 0 | esc | 0.011149 | 4.5624 | 0 | 0 | 0 | 0 | 0 | 0
[79 empty] | WLDFR | HFTD - Transmission - Tier 3 - 60/70 kV | Red Flag Warning - Small Fires | 2031 | 0 | 0 | 0 | 0 | 0.083606 | 0.039055 | 0.001695 | 0.042856 | 0 | 0 | 0.00043542 | 0.00043542 | 0.00017133 |  | 0 | 0 | 0 | 0 | 0 | 0 | 0 | 7.4602e-08 | 7.4602e-08 | 0 | 7.4602e-08 | Column30: 7.4602e-08 | [29 empty] | 7.3.2.1.3 Advanced weather monitoring and weather stations Weather StationsWLDFRElectric Reliability | WLDFR | HFTD - Distribution - Tier 3 - 1QU CoRE ¦ 5QU LoRE | Non-Red Flag Warning - Catastrophic Fires | 2020 | Electric Reliability | 222.2294 | 88.4245 | 2020 | Mitigation | 0.011149 | 10 | 0 | esc | 0.011149 | 2.4776 | 0 | 0 | 0 | 0 | 0 | 0
[79 empty] | WLDFR | HFTD - Transmission - Tier 3 - 60/70 kV | Red Flag Warning - Small Fires | 2032 | 0 | 0 | 0 | 0 | 0.083606 | 0.039055 | 0.001695 | 0.042856 | 0 | 0 | 0 | 0.00043542 | 0.00017133 |  | 0 | 0 | 0 | 0 | 0 | 0 | 0 | 0 | 0 | 0 | 7.4602e-08 | Column30: 7.4602e-08 | [29 empty] | 7.3.2.1.3 Advanced weather monitoring and weather stations Weather StationsWLDFRElectric Reliability | WLDFR | HFTD - Distribution - Tier 3 - 1QU CoRE ¦ 5QU LoRE | Non-Red Flag Warning - Destructive Fires | 2020 | Electric Reliability | 222.2294 | 88.4245 | 2020 | Mitigation | 0.011149 | 10 | 0 | esc | 0.011149 | 2.4776 | 0 | 0 | 0 | 0 | 0 | 0
[79 empty] | WLDFR | HFTD - Transmission - Zone 1 - 115 kV or Lower | Non-Red Flag Warning - Catastrophic Fires | 2020 | 0 | 0 | 0 | 0 | 14146.1306 | 222.2294 | 8585.7228 | 5338.1784 | 2.4776 | 0 | 0 | 0 | 1.4533e-06 |  | 0 | 3.6007e-06 | 3.6007e-06 | 0 | 0 | 0 | 0 | 0 | 0 | 0 | 0 | Column30: 0 | [29 empty] | 7.3.2.1.3 Advanced weather monitoring and weather stations Weather StationsWLDFRElectric Reliability | WLDFR | HFTD - Distribution - Tier 3 - 1QU CoRE ¦ 5QU LoRE | Non-Red Flag Warning - Large Fires | 2020 | Electric Reliability | 0.69642 | 88.4245 | 2020 | Mitigation | 0.011149 | 10 | 0 | esc | 0.011149 | 0.0077642 | 0 | 0 | 0 | 0 | 0 | 0
[79 empty] | WLDFR | HFTD - Transmission - Zone 1 - 115 kV or Lower | Non-Red Flag Warning - Catastrophic Fires | 2021 | 0 | 0 | 0 | 0 | 14146.1306 | 222.2294 | 8585.7228 | 5338.1784 | 2.4776 | 2.4776 | 0 | 0 | 1.4533e-06 |  | 0 | 3.6007e-06 | 3.6007e-06 | 0 | 3.6007e-06 | 3.6007e-06 | 0 | 0 | 0 | 0 | 0 | Column30: 0 | [29 empty] | 7.3.2.1.3 Advanced weather monitoring and weather stations Weather StationsWLDFRElectric Reliability | WLDFR | HFTD - Distribution - Tier 3 - 1QU CoRE ¦ 5QU LoRE | Non-Red Flag Warning - Small Fires | 2020 | Electric Reliability | 0.036425 | 88.4245 | 2020 | Mitigation | 0.011149 | 10 | 0 | esc | 0.011149 | 0.0004061 | 0 | 0 | 0 | 0 | 0 | 0
[79 empty] | WLDFR | HFTD - Transmission - Zone 1 - 115 kV or Lower | Non-Red Flag Warning - Catastrophic Fires | 2022 | 0 | 0 | 0 | 0 | 14146.1306 | 222.2294 | 8585.7228 | 5338.1784 | 2.4776 | 2.4776 | 2.4776 | 0 | 1.4533e-06 |  | 0 | 3.6007e-06 | 3.6007e-06 | 0 | 3.6007e-06 | 3.6007e-06 | 0 | 3.6007e-06 | 3.6007e-06 | 0 | 0 | Column30: 0 | [29 empty] | 7.3.2.1.3 Advanced weather monitoring and weather stations Weather StationsWLDFRElectric Reliability | WLDFR | HFTD - Distribution - Tier 3 - 1QU CoRE ¦ 5QU LoRE | Red Flag Warning - Catastrophic Fires | 2020 | Electric Reliability | 222.2294 | 88.4245 | 2020 | Mitigation | 0.011149 | 10 | 0 | esc | 0.011149 | 2.4776 | 0 | 0 | 0 | 0 | 0 | 0
[79 empty] | WLDFR | HFTD - Transmission - Zone 1 - 115 kV or Lower | Non-Red Flag Warning - Catastrophic Fires | 2023 | 0 | 0 | 0 | 0 | 14664.6376 | 233.2301 | 8896.516 | 5534.8915 | 2.6002 | 2.6002 | 2.6002 | 2.6002 | 1.4533e-06 |  | 0 | 3.7789e-06 | 3.7789e-06 | 0 | 3.7789e-06 | 3.7789e-06 | 0 | 3.7789e-06 | 3.7789e-06 | 0 | 3.7789e-06 | Column30: 3.7789e-06 | [29 empty] | 7.3.2.1.3 Advanced weather monitoring and weather stations Weather StationsWLDFRElectric Reliability | WLDFR | HFTD - Distribution - Tier 3 - 1QU CoRE ¦ 5QU LoRE | Red Flag Warning - Destructive Fires | 2020 | Electric Reliability | 222.2294 | 88.4245 | 2020 | Mitigation | 0.011149 | 10 | 0 | esc | 0.011149 | 2.4776 | 0 | 0 | 0 | 0 | 0 | 0
[79 empty] | WLDFR | HFTD - Transmission - Zone 1 - 115 kV or Lower | Non-Red Flag Warning - Catastrophic Fires | 2024 | 0 | 0 | 0 | 0 | 14664.6376 | 233.2301 | 8896.516 | 5534.8915 | 2.6002 | 2.6002 | 2.6002 | 2.6002 | 1.4533e-06 |  | 0 | 3.7789e-06 | 3.7789e-06 | 0 | 3.7789e-06 | 3.7789e-06 | 0 | 3.7789e-06 | 3.7789e-06 | 0 | 3.7789e-06 | Column30: 3.7789e-06 | [29 empty] | 7.3.2.1.3 Advanced weather monitoring and weather stations Weather StationsWLDFRElectric Reliability | WLDFR | HFTD - Distribution - Tier 3 - 1QU CoRE ¦ 5QU LoRE | Red Flag Warning - Large Fires | 2020 | Electric Reliability | 0.69642 | 88.4245 | 2020 | Mitigation | 0.011149 | 10 | 0 | esc | 0.011149 | 0.0077642 | 0 | 0 | 0 | 0 | 0 | 0
[79 empty] | WLDFR | HFTD - Transmission - Zone 1 - 115 kV or Lower | Non-Red Flag Warning - Catastrophic Fires | 2025 | 0 | 0 | 0 | 0 | 14664.6376 | 233.2301 | 8896.516 | 5534.8915 | 2.6002 | 2.6002 | 2.6002 | 2.6002 | 1.4533e-06 |  | 0 | 3.7789e-06 | 3.7789e-06 | 0 | 3.7789e-06 | 3.7789e-06 | 0 | 3.7789e-06 | 3.7789e-06 | 0 | 3.7789e-06 | Column30: 3.7789e-06 | [29 empty] | 7.3.2.1.3 Advanced weather monitoring and weather stations Weather StationsWLDFRElectric Reliability | WLDFR | HFTD - Distribution - Tier 3 - 1QU CoRE ¦ 5QU LoRE | Red Flag Warning - Small Fires | 2020 | Electric Reliability | 0.036425 | 88.4245 | 2020 | Mitigation | 0.011149 | 10 | 0 | esc | 0.011149 | 0.0004061 | 0 | 0 | 0 | 0 | 0 | 0
[79 empty] | WLDFR | HFTD - Transmission - Zone 1 - 115 kV or Lower | Non-Red Flag Warning - Catastrophic Fires | 2026 | 0 | 0 | 0 | 0 | 14664.6376 | 233.2301 | 8896.516 | 5534.8915 | 2.6002 | 2.6002 | 2.6002 | 2.6002 | 1.4533e-06 |  | 0 | 3.7789e-06 | 3.7789e-06 | 0 | 3.7789e-06 | 3.7789e-06 | 0 | 3.7789e-06 | 3.7789e-06 | 0 | 3.7789e-06 | Column30: 3.7789e-06 | [29 empty] | 7.3.2.1.3 Advanced weather monitoring and weather stations Weather StationsWLDFRElectric Reliability | WLDFR | HFTD - Distribution - Tier 3 - 1QU CoRE ¦ 5QU LoRE | Seismic - Non-Red Flag Warning - Catastrophic Fires | 2020 | Electric Reliability | 409.2237 | 88.4245 | 2020 | Mitigation | 0.011149 | 10 | 0 | esc | 0.011149 | 4.5624 | 0 | 0 | 0 | 0 | 0 | 0
[79 empty] | WLDFR | HFTD - Transmission - Zone 1 - 115 kV or Lower | Non-Red Flag Warning - Catastrophic Fires | 2027 | 0 | 0 | 0 | 0 | 14664.6376 | 233.2301 | 8896.516 | 5534.8915 | 2.6002 | 2.6002 | 2.6002 | 2.6002 | 1.4533e-06 |  | 0 | 3.7789e-06 | 3.7789e-06 | 0 | 3.7789e-06 | 3.7789e-06 | 0 | 3.7789e-06 | 3.7789e-06 | 0 | 3.7789e-06 | Column30: 3.7789e-06 | [29 empty] | 7.3.2.1.3 Advanced weather monitoring and weather stations Weather StationsWLDFRElectric Reliability | WLDFR | HFTD - Distribution - Tier 3 - 1QU CoRE ¦ 5QU LoRE | Seismic - Red Flag Warning - Catastrophic Fires | 2020 | Electric Reliability | 409.2237 | 88.4245 | 2020 | Mitigation | 0.011149 | 10 | 0 | esc | 0.011149 | 4.5624 | 0 | 0 | 0 | 0 | 0 | 0
[79 empty] | WLDFR | HFTD - Transmission - Zone 1 - 115 kV or Lower | Non-Red Flag Warning - Catastrophic Fires | 2028 | 0 | 0 | 0 | 0 | 15317.9909 | 247.273 | 9287.6491 | 5783.0689 | 2.7568 | 2.7568 | 2.7568 | 2.7568 | 1.4533e-06 |  | 0 | 4.0065e-06 | 4.0065e-06 | 0 | 4.0065e-06 | 4.0065e-06 | 0 | 4.0065e-06 | 4.0065e-06 | 0 | 4.0065e-06 | Column30: 4.0065e-06 | [29 empty] | 7.3.2.1.3 Advanced weather monitoring and weather stations Weather StationsWLDFRElectric Reliability | WLDFR | HFTD - Distribution - Tier 3 - 2QU CoRE ¦ 1QU LoRE | Non-Red Flag Warning - Catastrophic Fires | 2020 | Electric Reliability | 222.2294 | 226.4749 | 2020 | Mitigation | 0.011149 | 10 | 0 | esc | 0.011149 | 2.4776 | 0 | 0 | 0 | 0 | 0 | 0
[79 empty] | WLDFR | HFTD - Transmission - Zone 1 - 115 kV or Lower | Non-Red Flag Warning - Catastrophic Fires | 2029 | 0 | 0 | 0 | 0 | 15317.9909 | 247.273 | 9287.6491 | 5783.0689 | 2.7568 | 2.7568 | 2.7568 | 2.7568 | 1.4533e-06 |  | 0 | 4.0065e-06 | 4.0065e-06 | 0 | 4.0065e-06 | 4.0065e-06 | 0 | 4.0065e-06 | 4.0065e-06 | 0 | 4.0065e-06 | Column30: 4.0065e-06 | [29 empty] | 7.3.2.1.3 Advanced weather monitoring and weather stations Weather StationsWLDFRElectric Reliability | WLDFR | HFTD - Distribution - Tier 3 - 2QU CoRE ¦ 1QU LoRE | Non-Red Flag Warning - Destructive Fires | 2020 | Electric Reliability | 222.2294 | 226.4749 | 2020 | Mitigation | 0.011149 | 10 | 0 | esc | 0.011149 | 2.4776 | 0 | 0 | 0 | 0 | 0 | 0
[79 empty] | WLDFR | HFTD - Transmission - Zone 1 - 115 kV or Lower | Non-Red Flag Warning - Catastrophic Fires | 2030 | 0 | 0 | 0 | 0 | 15317.9909 | 247.273 | 9287.6491 | 5783.0689 | 0 | 2.7568 | 2.7568 | 2.7568 | 1.4533e-06 |  | 0 | 0 | 0 | 0 | 4.0065e-06 | 4.0065e-06 | 0 | 4.0065e-06 | 4.0065e-06 | 0 | 4.0065e-06 | Column30: 4.0065e-06 | [29 empty] | 7.3.2.1.3 Advanced weather monitoring and weather stations Weather StationsWLDFRElectric Reliability | WLDFR | HFTD - Distribution - Tier 3 - 2QU CoRE ¦ 1QU LoRE | Non-Red Flag Warning - Large Fires | 2020 | Electric Reliability | 0.69642 | 226.4749 | 2020 | Mitigation | 0.011149 | 10 | 0 | esc | 0.011149 | 0.0077642 | 0 | 0 | 0 | 0 | 0 | 0
[79 empty] | WLDFR | HFTD - Transmission - Zone 1 - 115 kV or Lower | Non-Red Flag Warning - Catastrophic Fires | 2031 | 0 | 0 | 0 | 0 | 15317.9909 | 247.273 | 9287.6491 | 5783.0689 | 0 | 0 | 2.7568 | 2.7568 | 1.4533e-06 |  | 0 | 0 | 0 | 0 | 0 | 0 | 0 | 4.0065e-06 | 4.0065e-06 | 0 | 4.0065e-06 | Column30: 4.0065e-06 | [29 empty] | 7.3.2.1.3 Advanced weather monitoring and weather stations Weather StationsWLDFRElectric Reliability | WLDFR | HFTD - Distribution - Tier 3 - 2QU CoRE ¦ 1QU LoRE | Non-Red Flag Warning - Small Fires | 2020 | Electric Reliability | 0.036425 | 226.4749 | 2020 | Mitigation | 0.011149 | 10 | 0 | esc | 0.011149 | 0.0004061 | 0 | 0 | 0 | 0 | 0 | 0
[79 empty] | WLDFR | HFTD - Transmission - Zone 1 - 115 kV or Lower | Non-Red Flag Warning - Catastrophic Fires | 2032 | 0 | 0 | 0 | 0 | 15317.9909 | 247.273 | 9287.6491 | 5783.0689 | 0 | 0 | 0 | 2.7568 | 1.4533e-06 |  | 0 | 0 | 0 | 0 | 0 | 0 | 0 | 0 | 0 | 0 | 4.0065e-06 | Column30: 4.0065e-06 | [29 empty] | 7.3.2.1.3 Advanced weather monitoring and weather stations Weather StationsWLDFRElectric Reliability | WLDFR | HFTD - Distribution - Tier 3 - 2QU CoRE ¦ 1QU LoRE | Red Flag Warning - Catastrophic Fires | 2020 | Electric Reliability | 222.2294 | 226.4749 | 2020 | Mitigation | 0.011149 | 10 | 0 | esc | 0.011149 | 2.4776 | 0 | 0 | 0 | 0 | 0 | 0
[79 empty] | WLDFR | HFTD - Transmission - Zone 1 - 115 kV or Lower | Non-Red Flag Warning - Destructive Fires | 2020 | 0 | 0 | 0 | 0 | 8807.9522 | 222.2294 | 8585.7228 | 0 | 2.4776 | 0 | 0 | 0 | 1.4533e-06 |  | 0 | 3.6007e-06 | 3.6007e-06 | 0 | 0 | 0 | 0 | 0 | 0 | 0 | 0 | Column30: 0 | [29 empty] | 7.3.2.1.3 Advanced weather monitoring and weather stations Weather StationsWLDFRElectric Reliability | WLDFR | HFTD - Distribution - Tier 3 - 2QU CoRE ¦ 1QU LoRE | Red Flag Warning - Destructive Fires | 2020 | Electric Reliability | 222.2294 | 226.4749 | 2020 | Mitigation | 0.011149 | 10 | 0 | esc | 0.011149 | 2.4776 | 0 | 0 | 0 | 0 | 0 | 0
[79 empty] | WLDFR | HFTD - Transmission - Zone 1 - 115 kV or Lower | Non-Red Flag Warning - Destructive Fires | 2021 | 0 | 0 | 0 | 0 | 8807.9522 | 222.2294 | 8585.7228 | 0 | 2.4776 | 2.4776 | 0 | 0 | 1.4533e-06 |  | 0 | 3.6007e-06 | 3.6007e-06 | 0 | 3.6007e-06 | 3.6007e-06 | 0 | 0 | 0 | 0 | 0 | Column30: 0 | [29 empty] | 7.3.2.1.3 Advanced weather monitoring and weather stations Weather StationsWLDFRElectric Reliability | WLDFR | HFTD - Distribution - Tier 3 - 2QU CoRE ¦ 1QU LoRE | Red Flag Warning - Large Fires | 2020 | Electric Reliability | 0.69642 | 226.4749 | 2020 | Mitigation | 0.011149 | 10 | 0 | esc | 0.011149 | 0.0077642 | 0 | 0 | 0 | 0 | 0 | 0
[79 empty] | WLDFR | HFTD - Transmission - Zone 1 - 115 kV or Lower | Non-Red Flag Warning - Destructive Fires | 2022 | 0 | 0 | 0 | 0 | 8807.9522 | 222.2294 | 8585.7228 | 0 | 2.4776 | 2.4776 | 2.4776 | 0 | 1.4533e-06 |  | 0 | 3.6007e-06 | 3.6007e-06 | 0 | 3.6007e-06 | 3.6007e-06 | 0 | 3.6007e-06 | 3.6007e-06 | 0 | 0 | Column30: 0 | [29 empty] | 7.3.2.1.3 Advanced weather monitoring and weather stations Weather StationsWLDFRElectric Reliability | WLDFR | HFTD - Distribution - Tier 3 - 2QU CoRE ¦ 1QU LoRE | Red Flag Warning - Small Fires | 2020 | Electric Reliability | 0.036425 | 226.4749 | 2020 | Mitigation | 0.011149 | 10 | 0 | esc | 0.011149 | 0.0004061 | 0 | 0 | 0 | 0 | 0 | 0
[79 empty] | WLDFR | HFTD - Transmission - Zone 1 - 115 kV or Lower | Non-Red Flag Warning - Destructive Fires | 2023 | 0 | 0 | 0 | 0 | 9129.7461 | 233.2301 | 8896.516 | 0 | 2.6002 | 2.6002 | 2.6002 | 2.6002 | 1.4533e-06 |  | 0 | 3.7789e-06 | 3.7789e-06 | 0 | 3.7789e-06 | 3.7789e-06 | 0 | 3.7789e-06 | 3.7789e-06 | 0 | 3.7789e-06 | Column30: 3.7789e-06 | [29 empty] | 7.3.2.1.3 Advanced weather monitoring and weather stations Weather StationsWLDFRElectric Reliability | WLDFR | HFTD - Distribution - Tier 3 - 2QU CoRE ¦ 1QU LoRE | Seismic - Non-Red Flag Warning - Catastrophic Fires | 2020 | Electric Reliability | 409.2237 | 226.4749 | 2020 | Mitigation | 0.011149 | 10 | 0 | esc | 0.011149 | 4.5624 | 0 | 0 | 0 | 0 | 0 | 0
[79 empty] | WLDFR | HFTD - Transmission - Zone 1 - 115 kV or Lower | Non-Red Flag Warning - Destructive Fires | 2024 | 0 | 0 | 0 | 0 | 9129.7461 | 233.2301 | 8896.516 | 0 | 2.6002 | 2.6002 | 2.6002 | 2.6002 | 1.4533e-06 |  | 0 | 3.7789e-06 | 3.7789e-06 | 0 | 3.7789e-06 | 3.7789e-06 | 0 | 3.7789e-06 | 3.7789e-06 | 0 | 3.7789e-06 | Column30: 3.7789e-06 | [29 empty] | 7.3.2.1.3 Advanced weather monitoring and weather stations Weather StationsWLDFRElectric Reliability | WLDFR | HFTD - Distribution - Tier 3 - 2QU CoRE ¦ 1QU LoRE | Seismic - Red Flag Warning - Catastrophic Fires | 2020 | Electric Reliability | 409.2237 | 226.4749 | 2020 | Mitigation | 0.011149 | 10 | 0 | esc | 0.011149 | 4.5624 | 0 | 0 | 0 | 0 | 0 | 0
[79 empty] | WLDFR | HFTD - Transmission - Zone 1 - 115 kV or Lower | Non-Red Flag Warning - Destructive Fires | 2025 | 0 | 0 | 0 | 0 | 9129.7461 | 233.2301 | 8896.516 | 0 | 2.6002 | 2.6002 | 2.6002 | 2.6002 | 1.4533e-06 |  | 0 | 3.7789e-06 | 3.7789e-06 | 0 | 3.7789e-06 | 3.7789e-06 | 0 | 3.7789e-06 | 3.7789e-06 | 0 | 3.7789e-06 | Column30: 3.7789e-06 | [29 empty] | 7.3.2.1.3 Advanced weather monitoring and weather stations Weather StationsWLDFRElectric Reliability | WLDFR | HFTD - Distribution - Tier 3 - 2QU CoRE ¦ 2QU LoRE | Non-Red Flag Warning - Catastrophic Fires | 2020 | Electric Reliability | 222.2294 | 280.2309 | 2020 | Mitigation | 0.011149 | 10 | 0 | esc | 0.011149 | 2.4776 | 0 | 0 | 0 | 0 | 0 | 0
[79 empty] | WLDFR | HFTD - Transmission - Zone 1 - 115 kV or Lower | Non-Red Flag Warning - Destructive Fires | 2026 | 0 | 0 | 0 | 0 | 9129.7461 | 233.2301 | 8896.516 | 0 | 2.6002 | 2.6002 | 2.6002 | 2.6002 | 1.4533e-06 |  | 0 | 3.7789e-06 | 3.7789e-06 | 0 | 3.7789e-06 | 3.7789e-06 | 0 | 3.7789e-06 | 3.7789e-06 | 0 | 3.7789e-06 | Column30: 3.7789e-06 | [29 empty] | 7.3.2.1.3 Advanced weather monitoring and weather stations Weather StationsWLDFRElectric Reliability | WLDFR | HFTD - Distribution - Tier 3 - 2QU CoRE ¦ 2QU LoRE | Non-Red Flag Warning - Destructive Fires | 2020 | Electric Reliability | 222.2294 | 280.2309 | 2020 | Mitigation | 0.011149 | 10 | 0 | esc | 0.011149 | 2.4776 | 0 | 0 | 0 | 0 | 0 | 0
[79 empty] | WLDFR | HFTD - Transmission - Zone 1 - 115 kV or Lower | Non-Red Flag Warning - Destructive Fires | 2027 | 0 | 0 | 0 | 0 | 9129.7461 | 233.2301 | 8896.516 | 0 | 2.6002 | 2.6002 | 2.6002 | 2.6002 | 1.4533e-06 |  | 0 | 3.7789e-06 | 3.7789e-06 | 0 | 3.7789e-06 | 3.7789e-06 | 0 | 3.7789e-06 | 3.7789e-06 | 0 | 3.7789e-06 | Column30: 3.7789e-06 | [29 empty] | 7.3.2.1.3 Advanced weather monitoring and weather stations Weather StationsWLDFRElectric Reliability | WLDFR | HFTD - Distribution - Tier 3 - 2QU CoRE ¦ 2QU LoRE | Non-Red Flag Warning - Large Fires | 2020 | Electric Reliability | 0.69642 | 280.2309 | 2020 | Mitigation | 0.011149 | 10 | 0 | esc | 0.011149 | 0.0077642 | 0 | 0 | 0 | 0 | 0 | 0
[79 empty] | WLDFR | HFTD - Transmission - Zone 1 - 115 kV or Lower | Non-Red Flag Warning - Destructive Fires | 2028 | 0 | 0 | 0 | 0 | 9534.9221 | 247.273 | 9287.6491 | 0 | 2.7568 | 2.7568 | 2.7568 | 2.7568 | 1.4533e-06 |  | 0 | 4.0065e-06 | 4.0065e-06 | 0 | 4.0065e-06 | 4.0065e-06 | 0 | 4.0065e-06 | 4.0065e-06 | 0 | 4.0065e-06 | Column30: 4.0065e-06 | [29 empty] | 7.3.2.1.3 Advanced weather monitoring and weather stations Weather StationsWLDFRElectric Reliability | WLDFR | HFTD - Distribution - Tier 3 - 2QU CoRE ¦ 2QU LoRE | Non-Red Flag Warning - Small Fires | 2020 | Electric Reliability | 0.036425 | 280.2309 | 2020 | Mitigation | 0.011149 | 10 | 0 | esc | 0.011149 | 0.0004061 | 0 | 0 | 0 | 0 | 0 | 0
[79 empty] | WLDFR | HFTD - Transmission - Zone 1 - 115 kV or Lower | Non-Red Flag Warning - Destructive Fires | 2029 | 0 | 0 | 0 | 0 | 9534.9221 | 247.273 | 9287.6491 | 0 | 2.7568 | 2.7568 | 2.7568 | 2.7568 | 1.4533e-06 |  | 0 | 4.0065e-06 | 4.0065e-06 | 0 | 4.0065e-06 | 4.0065e-06 | 0 | 4.0065e-06 | 4.0065e-06 | 0 | 4.0065e-06 | Column30: 4.0065e-06 | [29 empty] | 7.3.2.1.3 Advanced weather monitoring and weather stations Weather StationsWLDFRElectric Reliability | WLDFR | HFTD - Distribution - Tier 3 - 2QU CoRE ¦ 2QU LoRE | Red Flag Warning - Catastrophic Fires | 2020 | Electric Reliability | 222.2294 | 280.2309 | 2020 | Mitigation | 0.011149 | 10 | 0 | esc | 0.011149 | 2.4776 | 0 | 0 | 0 | 0 | 0 | 0
[79 empty] | WLDFR | HFTD - Transmission - Zone 1 - 115 kV or Lower | Non-Red Flag Warning - Destructive Fires | 2030 | 0 | 0 | 0 | 0 | 9534.9221 | 247.273 | 9287.6491 | 0 | 0 | 2.7568 | 2.7568 | 2.7568 | 1.4533e-06 |  | 0 | 0 | 0 | 0 | 4.0065e-06 | 4.0065e-06 | 0 | 4.0065e-06 | 4.0065e-06 | 0 | 4.0065e-06 | Column30: 4.0065e-06 | [29 empty] | 7.3.2.1.3 Advanced weather monitoring and weather stations Weather StationsWLDFRElectric Reliability | WLDFR | HFTD - Distribution - Tier 3 - 2QU CoRE ¦ 2QU LoRE | Red Flag Warning - Destructive Fires | 2020 | Electric Reliability | 222.2294 | 280.2309 | 2020 | Mitigation | 0.011149 | 10 | 0 | esc | 0.011149 | 2.4776 | 0 | 0 | 0 | 0 | 0 | 0
[79 empty] | WLDFR | HFTD - Transmission - Zone 1 - 115 kV or Lower | Non-Red Flag Warning - Destructive Fires | 2031 | 0 | 0 | 0 | 0 | 9534.9221 | 247.273 | 9287.6491 | 0 | 0 | 0 | 2.7568 | 2.7568 | 1.4533e-06 |  | 0 | 0 | 0 | 0 | 0 | 0 | 0 | 4.0065e-06 | 4.0065e-06 | 0 | 4.0065e-06 | Column30: 4.0065e-06 | [29 empty] | 7.3.2.1.3 Advanced weather monitoring and weather stations Weather StationsWLDFRElectric Reliability | WLDFR | HFTD - Distribution - Tier 3 - 2QU CoRE ¦ 2QU LoRE | Red Flag Warning - Large Fires | 2020 | Electric Reliability | 0.69642 | 280.2309 | 2020 | Mitigation | 0.011149 | 10 | 0 | esc | 0.011149 | 0.0077642 | 0 | 0 | 0 | 0 | 0 | 0
[79 empty] | WLDFR | HFTD - Transmission - Zone 1 - 115 kV or Lower | Non-Red Flag Warning - Destructive Fires | 2032 | 0 | 0 | 0 | 0 | 9534.9221 | 247.273 | 9287.6491 | 0 | 0 | 0 | 0 | 2.7568 | 1.4533e-06 |  | 0 | 0 | 0 | 0 | 0 | 0 | 0 | 0 | 0 | 0 | 4.0065e-06 | Column30: 4.0065e-06 | [29 empty] | 7.3.2.1.3 Advanced weather monitoring and weather stations Weather StationsWLDFRElectric Reliability | WLDFR | HFTD - Distribution - Tier 3 - 2QU CoRE ¦ 2QU LoRE | Red Flag Warning - Small Fires | 2020 | Electric Reliability | 0.036425 | 280.2309 | 2020 | Mitigation | 0.011149 | 10 | 0 | esc | 0.011149 | 0.0004061 | 0 | 0 | 0 | 0 | 0 | 0
[79 empty] | WLDFR | HFTD - Transmission - Zone 1 - 115 kV or Lower | Non-Red Flag Warning - Large Fires | 2020 | 0 | 0 | 0 | 0 | 5.2406 | 0.69642 | 2.942 | 1.6022 | 0.0077642 | 0 | 0 | 0 | 1.308e-05 |  | 0 | 1.0155e-07 | 1.0155e-07 | 0 | 0 | 0 | 0 | 0 | 0 | 0 | 0 | Column30: 0 | [29 empty] | 7.3.2.1.3 Advanced weather monitoring and weather stations Weather StationsWLDFRElectric Reliability | WLDFR | HFTD - Distribution - Tier 3 - 2QU CoRE ¦ 2QU LoRE | Seismic - Non-Red Flag Warning - Catastrophic Fires | 2020 | Electric Reliability | 409.2237 | 280.2309 | 2020 | Mitigation | 0.011149 | 10 | 0 | esc | 0.011149 | 4.5624 | 0 | 0 | 0 | 0 | 0 | 0
[79 empty] | WLDFR | HFTD - Transmission - Zone 1 - 115 kV or Lower | Non-Red Flag Warning - Large Fires | 2021 | 0 | 0 | 0 | 0 | 5.2406 | 0.69642 | 2.942 | 1.6022 | 0.0077642 | 0.0077642 | 0 | 0 | 1.308e-05 |  | 0 | 1.0155e-07 | 1.0155e-07 | 0 | 1.0155e-07 | 1.0155e-07 | 0 | 0 | 0 | 0 | 0 | Column30: 0 | [29 empty] | 7.3.2.1.3 Advanced weather monitoring and weather stations Weather StationsWLDFRElectric Reliability | WLDFR | HFTD - Distribution - Tier 3 - 2QU CoRE ¦ 2QU LoRE | Seismic - Red Flag Warning - Catastrophic Fires | 2020 | Electric Reliability | 409.2237 | 280.2309 | 2020 | Mitigation | 0.011149 | 10 | 0 | esc | 0.011149 | 4.5624 | 0 | 0 | 0 | 0 | 0 | 0
[79 empty] | WLDFR | HFTD - Transmission - Zone 1 - 115 kV or Lower | Non-Red Flag Warning - Large Fires | 2022 | 0 | 0 | 0 | 0 | 5.2406 | 0.69642 | 2.942 | 1.6022 | 0.0077642 | 0.0077642 | 0.0077642 | 0 | 1.308e-05 |  | 0 | 1.0155e-07 | 1.0155e-07 | 0 | 1.0155e-07 | 1.0155e-07 | 0 | 1.0155e-07 | 1.0155e-07 | 0 | 0 | Column30: 0 | [29 empty] | 7.3.2.1.3 Advanced weather monitoring and weather stations Weather StationsWLDFRElectric Reliability | WLDFR | HFTD - Distribution - Tier 3 - 2QU CoRE ¦ 3QU LoRE | Non-Red Flag Warning - Catastrophic Fires | 2020 | Electric Reliability | 222.2294 | 267.1271 | 2020 | Mitigation | 0.011149 | 10 | 0 | esc | 0.011149 | 2.4776 | 0 | 0 | 0 | 0 | 0 | 0
[79 empty] | WLDFR | HFTD - Transmission - Zone 1 - 115 kV or Lower | Non-Red Flag Warning - Large Fires | 2023 | 0 | 0 | 0 | 0 | 5.475 | 0.71896 | 3.0715 | 1.6846 | 0.0080156 | 0.0080156 | 0.0080156 | 0.0080156 | 1.308e-05 |  | 0 | 1.0484e-07 | 1.0484e-07 | 0 | 1.0484e-07 | 1.0484e-07 | 0 | 1.0484e-07 | 1.0484e-07 | 0 | 1.0484e-07 | Column30: 1.0484e-07 | [29 empty] | 7.3.2.1.3 Advanced weather monitoring and weather stations Weather StationsWLDFRElectric Reliability | WLDFR | HFTD - Distribution - Tier 3 - 2QU CoRE ¦ 3QU LoRE | Non-Red Flag Warning - Destructive Fires | 2020 | Electric Reliability | 222.2294 | 267.1271 | 2020 | Mitigation | 0.011149 | 10 | 0 | esc | 0.011149 | 2.4776 | 0 | 0 | 0 | 0 | 0 | 0
[79 empty] | WLDFR | HFTD - Transmission - Zone 1 - 115 kV or Lower | Non-Red Flag Warning - Large Fires | 2024 | 0 | 0 | 0 | 0 | 5.475 | 0.71896 | 3.0715 | 1.6846 | 0.0080156 | 0.0080156 | 0.0080156 | 0.0080156 | 1.308e-05 |  | 0 | 1.0484e-07 | 1.0484e-07 | 0 | 1.0484e-07 | 1.0484e-07 | 0 | 1.0484e-07 | 1.0484e-07 | 0 | 1.0484e-07 | Column30: 1.0484e-07 | [29 empty] | 7.3.2.1.3 Advanced weather monitoring and weather stations Weather StationsWLDFRElectric Reliability | WLDFR | HFTD - Distribution - Tier 3 - 2QU CoRE ¦ 3QU LoRE | Non-Red Flag Warning - Large Fires | 2020 | Electric Reliability | 0.69642 | 267.1271 | 2020 | Mitigation | 0.011149 | 10 | 0 | esc | 0.011149 | 0.0077642 | 0 | 0 | 0 | 0 | 0 | 0
[79 empty] | WLDFR | HFTD - Transmission - Zone 1 - 115 kV or Lower | Non-Red Flag Warning - Large Fires | 2025 | 0 | 0 | 0 | 0 | 5.475 | 0.71896 | 3.0715 | 1.6846 | 0.0080156 | 0.0080156 | 0.0080156 | 0.0080156 | 1.308e-05 |  | 0 | 1.0484e-07 | 1.0484e-07 | 0 | 1.0484e-07 | 1.0484e-07 | 0 | 1.0484e-07 | 1.0484e-07 | 0 | 1.0484e-07 | Column30: 1.0484e-07 | [29 empty] | 7.3.2.1.3 Advanced weather monitoring and weather stations Weather StationsWLDFRElectric Reliability | WLDFR | HFTD - Distribution - Tier 3 - 2QU CoRE ¦ 3QU LoRE | Non-Red Flag Warning - Small Fires | 2020 | Electric Reliability | 0.036425 | 267.1271 | 2020 | Mitigation | 0.011149 | 10 | 0 | esc | 0.011149 | 0.0004061 | 0 | 0 | 0 | 0 | 0 | 0
[79 empty] | WLDFR | HFTD - Transmission - Zone 1 - 115 kV or Lower | Non-Red Flag Warning - Large Fires | 2026 | 0 | 0 | 0 | 0 | 5.475 | 0.71896 | 3.0715 | 1.6846 | 0.0080156 | 0.0080156 | 0.0080156 | 0.0080156 | 1.308e-05 |  | 0 | 1.0484e-07 | 1.0484e-07 | 0 | 1.0484e-07 | 1.0484e-07 | 0 | 1.0484e-07 | 1.0484e-07 | 0 | 1.0484e-07 | Column30: 1.0484e-07 | [29 empty] | 7.3.2.1.3 Advanced weather monitoring and weather stations Weather StationsWLDFRElectric Reliability | WLDFR | HFTD - Distribution - Tier 3 - 2QU CoRE ¦ 3QU LoRE | Red Flag Warning - Catastrophic Fires | 2020 | Electric Reliability | 222.2294 | 267.1271 | 2020 | Mitigation | 0.011149 | 10 | 0 | esc | 0.011149 | 2.4776 | 0 | 0 | 0 | 0 | 0 | 0
[79 empty] | WLDFR | HFTD - Transmission - Zone 1 - 115 kV or Lower | Non-Red Flag Warning - Large Fires | 2027 | 0 | 0 | 0 | 0 | 5.475 | 0.71896 | 3.0715 | 1.6846 | 0.0080156 | 0.0080156 | 0.0080156 | 0.0080156 | 1.308e-05 |  | 0 | 1.0484e-07 | 1.0484e-07 | 0 | 1.0484e-07 | 1.0484e-07 | 0 | 1.0484e-07 | 1.0484e-07 | 0 | 1.0484e-07 | Column30: 1.0484e-07 | [29 empty] | 7.3.2.1.3 Advanced weather monitoring and weather stations Weather StationsWLDFRElectric Reliability | WLDFR | HFTD - Distribution - Tier 3 - 2QU CoRE ¦ 3QU LoRE | Red Flag Warning - Destructive Fires | 2020 | Electric Reliability | 222.2294 | 267.1271 | 2020 | Mitigation | 0.011149 | 10 | 0 | esc | 0.011149 | 2.4776 | 0 | 0 | 0 | 0 | 0 | 0
[79 empty] | WLDFR | HFTD - Transmission - Zone 1 - 115 kV or Lower | Non-Red Flag Warning - Large Fires | 2028 | 0 | 0 | 0 | 0 | 5.777 | 0.74734 | 3.238 | 1.7917 | 0.0083319 | 0.0083319 | 0.0083319 | 0.0083319 | 1.308e-05 |  | 0 | 1.0898e-07 | 1.0898e-07 | 0 | 1.0898e-07 | 1.0898e-07 | 0 | 1.0898e-07 | 1.0898e-07 | 0 | 1.0898e-07 | Column30: 1.0898e-07 | [29 empty] | 7.3.2.1.3 Advanced weather monitoring and weather stations Weather StationsWLDFRElectric Reliability | WLDFR | HFTD - Distribution - Tier 3 - 2QU CoRE ¦ 3QU LoRE | Red Flag Warning - Large Fires | 2020 | Electric Reliability | 0.69642 | 267.1271 | 2020 | Mitigation | 0.011149 | 10 | 0 | esc | 0.011149 | 0.0077642 | 0 | 0 | 0 | 0 | 0 | 0
[79 empty] | WLDFR | HFTD - Transmission - Zone 1 - 115 kV or Lower | Non-Red Flag Warning - Large Fires | 2029 | 0 | 0 | 0 | 0 | 5.777 | 0.74734 | 3.238 | 1.7917 | 0.0083319 | 0.0083319 | 0.0083319 | 0.0083319 | 1.308e-05 |  | 0 | 1.0898e-07 | 1.0898e-07 | 0 | 1.0898e-07 | 1.0898e-07 | 0 | 1.0898e-07 | 1.0898e-07 | 0 | 1.0898e-07 | Column30: 1.0898e-07 | [29 empty] | 7.3.2.1.3 Advanced weather monitoring and weather stations Weather StationsWLDFRElectric Reliability | WLDFR | HFTD - Distribution - Tier 3 - 2QU CoRE ¦ 3QU LoRE | Red Flag Warning - Small Fires | 2020 | Electric Reliability | 0.036425 | 267.1271 | 2020 | Mitigation | 0.011149 | 10 | 0 | esc | 0.011149 | 0.0004061 | 0 | 0 | 0 | 0 | 0 | 0
[79 empty] | WLDFR | HFTD - Transmission - Zone 1 - 115 kV or Lower | Non-Red Flag Warning - Large Fires | 2030 | 0 | 0 | 0 | 0 | 5.777 | 0.74734 | 3.238 | 1.7917 | 0 | 0.0083319 | 0.0083319 | 0.0083319 | 1.308e-05 |  | 0 | 0 | 0 | 0 | 1.0898e-07 | 1.0898e-07 | 0 | 1.0898e-07 | 1.0898e-07 | 0 | 1.0898e-07 | Column30: 1.0898e-07 | [29 empty] | 7.3.2.1.3 Advanced weather monitoring and weather stations Weather StationsWLDFRElectric Reliability | WLDFR | HFTD - Distribution - Tier 3 - 2QU CoRE ¦ 3QU LoRE | Seismic - Non-Red Flag Warning - Catastrophic Fires | 2020 | Electric Reliability | 409.2237 | 267.1271 | 2020 | Mitigation | 0.011149 | 10 | 0 | esc | 0.011149 | 4.5624 | 0 | 0 | 0 | 0 | 0 | 0
[79 empty] | WLDFR | HFTD - Transmission - Zone 1 - 115 kV or Lower | Non-Red Flag Warning - Large Fires | 2031 | 0 | 0 | 0 | 0 | 5.777 | 0.74734 | 3.238 | 1.7917 | 0 | 0 | 0.0083319 | 0.0083319 | 1.308e-05 |  | 0 | 0 | 0 | 0 | 0 | 0 | 0 | 1.0898e-07 | 1.0898e-07 | 0 | 1.0898e-07 | Column30: 1.0898e-07 | [29 empty] | 7.3.2.1.3 Advanced weather monitoring and weather stations Weather StationsWLDFRElectric Reliability | WLDFR | HFTD - Distribution - Tier 3 - 2QU CoRE ¦ 3QU LoRE | Seismic - Red Flag Warning - Catastrophic Fires | 2020 | Electric Reliability | 409.2237 | 267.1271 | 2020 | Mitigation | 0.011149 | 10 | 0 | esc | 0.011149 | 4.5624 | 0 | 0 | 0 | 0 | 0 | 0
[79 empty] | WLDFR | HFTD - Transmission - Zone 1 - 115 kV or Lower | Non-Red Flag Warning - Large Fires | 2032 | 0 | 0 | 0 | 0 | 5.777 | 0.74734 | 3.238 | 1.7917 | 0 | 0 | 0 | 0.0083319 | 1.308e-05 |  | 0 | 0 | 0 | 0 | 0 | 0 | 0 | 0 | 0 | 0 | 1.0898e-07 | Column30: 1.0898e-07 | [29 empty] | 7.3.2.1.3 Advanced weather monitoring and weather stations Weather StationsWLDFRElectric Reliability | WLDFR | HFTD - Distribution - Tier 3 - 2QU CoRE ¦ 4QU LoRE | Non-Red Flag Warning - Catastrophic Fires | 2020 | Electric Reliability | 222.2294 | 69.0654 | 2020 | Mitigation | 0.011149 | 10 | 0 | esc | 0.011149 | 2.4776 | 0 | 0 | 0 | 0 | 0 | 0
[79 empty] | WLDFR | HFTD - Transmission - Zone 1 - 115 kV or Lower | Non-Red Flag Warning - Small Fires | 2020 | 0 | 0 | 0 | 0 | 0.077901 | 0.036425 | 0.0015809 | 0.039895 | 0.0004061 | 0 | 0 | 0 | 0.0022461 |  | 0 | 9.1212e-07 | 9.1212e-07 | 0 | 0 | 0 | 0 | 0 | 0 | 0 | 0 | Column30: 0 | [29 empty] | 7.3.2.1.3 Advanced weather monitoring and weather stations Weather StationsWLDFRElectric Reliability | WLDFR | HFTD - Distribution - Tier 3 - 2QU CoRE ¦ 4QU LoRE | Non-Red Flag Warning - Destructive Fires | 2020 | Electric Reliability | 222.2294 | 69.0654 | 2020 | Mitigation | 0.011149 | 10 | 0 | esc | 0.011149 | 2.4776 | 0 | 0 | 0 | 0 | 0 | 0
[79 empty] | WLDFR | HFTD - Transmission - Zone 1 - 115 kV or Lower | Non-Red Flag Warning - Small Fires | 2021 | 0 | 0 | 0 | 0 | 0.077901 | 0.036425 | 0.0015809 | 0.039895 | 0.0004061 | 0.0004061 | 0 | 0 | 0.0022461 |  | 0 | 9.1212e-07 | 9.1212e-07 | 0 | 9.1212e-07 | 9.1212e-07 | 0 | 0 | 0 | 0 | 0 | Column30: 0 | [29 empty] | 7.3.2.1.3 Advanced weather monitoring and weather stations Weather StationsWLDFRElectric Reliability | WLDFR | HFTD - Distribution - Tier 3 - 2QU CoRE ¦ 4QU LoRE | Non-Red Flag Warning - Large Fires | 2020 | Electric Reliability | 0.69642 | 69.0654 | 2020 | Mitigation | 0.011149 | 10 | 0 | esc | 0.011149 | 0.0077642 | 0 | 0 | 0 | 0 | 0 | 0
[79 empty] | WLDFR | HFTD - Transmission - Zone 1 - 115 kV or Lower | Non-Red Flag Warning - Small Fires | 2022 | 0 | 0 | 0 | 0 | 0.077901 | 0.036425 | 0.0015809 | 0.039895 | 0.0004061 | 0.0004061 | 0.0004061 | 0 | 0.0022461 |  | 0 | 9.1212e-07 | 9.1212e-07 | 0 | 9.1212e-07 | 9.1212e-07 | 0 | 9.1212e-07 | 9.1212e-07 | 0 | 0 | Column30: 0 | [29 empty] | 7.3.2.1.3 Advanced weather monitoring and weather stations Weather StationsWLDFRElectric Reliability | WLDFR | HFTD - Distribution - Tier 3 - 2QU CoRE ¦ 4QU LoRE | Non-Red Flag Warning - Small Fires | 2020 | Electric Reliability | 0.036425 | 69.0654 | 2020 | Mitigation | 0.011149 | 10 | 0 | esc | 0.011149 | 0.0004061 | 0 | 0 | 0 | 0 | 0 | 0
[79 empty] | WLDFR | HFTD - Transmission - Zone 1 - 115 kV or Lower | Non-Red Flag Warning - Small Fires | 2023 | 0 | 0 | 0 | 0 | 0.080408 | 0.03759 | 0.0016314 | 0.041187 | 0.00041909 | 0.00041909 | 0.00041909 | 0.00041909 | 0.0022461 |  | 0 | 9.413e-07 | 9.413e-07 | 0 | 9.413e-07 | 9.413e-07 | 0 | 9.413e-07 | 9.413e-07 | 0 | 9.413e-07 | Column30: 9.413e-07 | [29 empty] | 7.3.2.1.3 Advanced weather monitoring and weather stations Weather StationsWLDFRElectric Reliability | WLDFR | HFTD - Distribution - Tier 3 - 2QU CoRE ¦ 4QU LoRE | Red Flag Warning - Catastrophic Fires | 2020 | Electric Reliability | 222.2294 | 69.0654 | 2020 | Mitigation | 0.011149 | 10 | 0 | esc | 0.011149 | 2.4776 | 0 | 0 | 0 | 0 | 0 | 0
[79 empty] | WLDFR | HFTD - Transmission - Zone 1 - 115 kV or Lower | Non-Red Flag Warning - Small Fires | 2024 | 0 | 0 | 0 | 0 | 0.080408 | 0.03759 | 0.0016314 | 0.041187 | 0.00041909 | 0.00041909 | 0.00041909 | 0.00041909 | 0.0022461 |  | 0 | 9.413e-07 | 9.413e-07 | 0 | 9.413e-07 | 9.413e-07 | 0 | 9.413e-07 | 9.413e-07 | 0 | 9.413e-07 | Column30: 9.413e-07 | [29 empty] | 7.3.2.1.3 Advanced weather monitoring and weather stations Weather StationsWLDFRElectric Reliability | WLDFR | HFTD - Distribution - Tier 3 - 2QU CoRE ¦ 4QU LoRE | Red Flag Warning - Destructive Fires | 2020 | Electric Reliability | 222.2294 | 69.0654 | 2020 | Mitigation | 0.011149 | 10 | 0 | esc | 0.011149 | 2.4776 | 0 | 0 | 0 | 0 | 0 | 0
[79 empty] | WLDFR | HFTD - Transmission - Zone 1 - 115 kV or Lower | Non-Red Flag Warning - Small Fires | 2025 | 0 | 0 | 0 | 0 | 0.080408 | 0.03759 | 0.0016314 | 0.041187 | 0.00041909 | 0.00041909 | 0.00041909 | 0.00041909 | 0.0022461 |  | 0 | 9.413e-07 | 9.413e-07 | 0 | 9.413e-07 | 9.413e-07 | 0 | 9.413e-07 | 9.413e-07 | 0 | 9.413e-07 | Column30: 9.413e-07 | [29 empty] | 7.3.2.1.3 Advanced weather monitoring and weather stations Weather StationsWLDFRElectric Reliability | WLDFR | HFTD - Distribution - Tier 3 - 2QU CoRE ¦ 4QU LoRE | Red Flag Warning - Large Fires | 2020 | Electric Reliability | 0.69642 | 69.0654 | 2020 | Mitigation | 0.011149 | 10 | 0 | esc | 0.011149 | 0.0077642 | 0 | 0 | 0 | 0 | 0 | 0
[79 empty] | WLDFR | HFTD - Transmission - Zone 1 - 115 kV or Lower | Non-Red Flag Warning - Small Fires | 2026 | 0 | 0 | 0 | 0 | 0.080408 | 0.03759 | 0.0016314 | 0.041187 | 0.00041909 | 0.00041909 | 0.00041909 | 0.00041909 | 0.0022461 |  | 0 | 9.413e-07 | 9.413e-07 | 0 | 9.413e-07 | 9.413e-07 | 0 | 9.413e-07 | 9.413e-07 | 0 | 9.413e-07 | Column30: 9.413e-07 | [29 empty] | 7.3.2.1.3 Advanced weather monitoring and weather stations Weather StationsWLDFRElectric Reliability | WLDFR | HFTD - Distribution - Tier 3 - 2QU CoRE ¦ 4QU LoRE | Red Flag Warning - Small Fires | 2020 | Electric Reliability | 0.036425 | 69.0654 | 2020 | Mitigation | 0.011149 | 10 | 0 | esc | 0.011149 | 0.0004061 | 0 | 0 | 0 | 0 | 0 | 0
[79 empty] | WLDFR | HFTD - Transmission - Zone 1 - 115 kV or Lower | Non-Red Flag Warning - Small Fires | 2027 | 0 | 0 | 0 | 0 | 0.080408 | 0.03759 | 0.0016314 | 0.041187 | 0.00041909 | 0.00041909 | 0.00041909 | 0.00041909 | 0.0022461 |  | 0 | 9.413e-07 | 9.413e-07 | 0 | 9.413e-07 | 9.413e-07 | 0 | 9.413e-07 | 9.413e-07 | 0 | 9.413e-07 | Column30: 9.413e-07 | [29 empty] | 7.3.2.1.3 Advanced weather monitoring and weather stations Weather StationsWLDFRElectric Reliability | WLDFR | HFTD - Distribution - Tier 3 - 2QU CoRE ¦ 4QU LoRE | Seismic - Non-Red Flag Warning - Catastrophic Fires | 2020 | Electric Reliability | 409.2237 | 69.0654 | 2020 | Mitigation | 0.011149 | 10 | 0 | esc | 0.011149 | 4.5624 | 0 | 0 | 0 | 0 | 0 | 0
[79 empty] | WLDFR | HFTD - Transmission - Zone 1 - 115 kV or Lower | Non-Red Flag Warning - Small Fires | 2028 | 0 | 0 | 0 | 0 | 0.083606 | 0.039055 | 0.001695 | 0.042856 | 0.00043542 | 0.00043542 | 0.00043542 | 0.00043542 | 0.0022461 |  | 0 | 9.7798e-07 | 9.7798e-07 | 0 | 9.7798e-07 | 9.7798e-07 | 0 | 9.7798e-07 | 9.7798e-07 | 0 | 9.7798e-07 | Column30: 9.7798e-07 | [29 empty] | 7.3.2.1.3 Advanced weather monitoring and weather stations Weather StationsWLDFRElectric Reliability | WLDFR | HFTD - Distribution - Tier 3 - 2QU CoRE ¦ 4QU LoRE | Seismic - Red Flag Warning - Catastrophic Fires | 2020 | Electric Reliability | 409.2237 | 69.0654 | 2020 | Mitigation | 0.011149 | 10 | 0 | esc | 0.011149 | 4.5624 | 0 | 0 | 0 | 0 | 0 | 0
[79 empty] | WLDFR | HFTD - Transmission - Zone 1 - 115 kV or Lower | Non-Red Flag Warning - Small Fires | 2029 | 0 | 0 | 0 | 0 | 0.083606 | 0.039055 | 0.001695 | 0.042856 | 0.00043542 | 0.00043542 | 0.00043542 | 0.00043542 | 0.0022461 |  | 0 | 9.7798e-07 | 9.7798e-07 | 0 | 9.7798e-07 | 9.7798e-07 | 0 | 9.7798e-07 | 9.7798e-07 | 0 | 9.7798e-07 | Column30: 9.7798e-07 | [29 empty] | 7.3.2.1.3 Advanced weather monitoring and weather stations Weather StationsWLDFRElectric Reliability | WLDFR | HFTD - Distribution - Tier 3 - 2QU CoRE ¦ 5QU LoRE | Non-Red Flag Warning - Catastrophic Fires | 2020 | Electric Reliability | 222.2294 | 33.5215 | 2020 | Mitigation | 0.011149 | 10 | 0 | esc | 0.011149 | 2.4776 | 0 | 0 | 0 | 0 | 0 | 0
[79 empty] | WLDFR | HFTD - Transmission - Zone 1 - 115 kV or Lower | Non-Red Flag Warning - Small Fires | 2030 | 0 | 0 | 0 | 0 | 0.083606 | 0.039055 | 0.001695 | 0.042856 | 0 | 0.00043542 | 0.00043542 | 0.00043542 | 0.0022461 |  | 0 | 0 | 0 | 0 | 9.7798e-07 | 9.7798e-07 | 0 | 9.7798e-07 | 9.7798e-07 | 0 | 9.7798e-07 | Column30: 9.7798e-07 | [29 empty] | 7.3.2.1.3 Advanced weather monitoring and weather stations Weather StationsWLDFRElectric Reliability | WLDFR | HFTD - Distribution - Tier 3 - 2QU CoRE ¦ 5QU LoRE | Non-Red Flag Warning - Destructive Fires | 2020 | Electric Reliability | 222.2294 | 33.5215 | 2020 | Mitigation | 0.011149 | 10 | 0 | esc | 0.011149 | 2.4776 | 0 | 0 | 0 | 0 | 0 | 0
[79 empty] | WLDFR | HFTD - Transmission - Zone 1 - 115 kV or Lower | Non-Red Flag Warning - Small Fires | 2031 | 0 | 0 | 0 | 0 | 0.083606 | 0.039055 | 0.001695 | 0.042856 | 0 | 0 | 0.00043542 | 0.00043542 | 0.0022461 |  | 0 | 0 | 0 | 0 | 0 | 0 | 0 | 9.7798e-07 | 9.7798e-07 | 0 | 9.7798e-07 | Column30: 9.7798e-07 | [29 empty] | 7.3.2.1.3 Advanced weather monitoring and weather stations Weather StationsWLDFRElectric Reliability | WLDFR | HFTD - Distribution - Tier 3 - 2QU CoRE ¦ 5QU LoRE | Non-Red Flag Warning - Large Fires | 2020 | Electric Reliability | 0.69642 | 33.5215 | 2020 | Mitigation | 0.011149 | 10 | 0 | esc | 0.011149 | 0.0077642 | 0 | 0 | 0 | 0 | 0 | 0
[79 empty] | WLDFR | HFTD - Transmission - Zone 1 - 115 kV or Lower | Non-Red Flag Warning - Small Fires | 2032 | 0 | 0 | 0 | 0 | 0.083606 | 0.039055 | 0.001695 | 0.042856 | 0 | 0 | 0 | 0.00043542 | 0.0022461 |  | 0 | 0 | 0 | 0 | 0 | 0 | 0 | 0 | 0 | 0 | 9.7798e-07 | Column30: 9.7798e-07 | [29 empty] | 7.3.2.1.3 Advanced weather monitoring and weather stations Weather StationsWLDFRElectric Reliability | WLDFR | HFTD - Distribution - Tier 3 - 2QU CoRE ¦ 5QU LoRE | Non-Red Flag Warning - Small Fires | 2020 | Electric Reliability | 0.036425 | 33.5215 | 2020 | Mitigation | 0.011149 | 10 | 0 | esc | 0.011149 | 0.0004061 | 0 | 0 | 0 | 0 | 0 | 0
[79 empty] | WLDFR | HFTD - Transmission - Zone 1 - 115 kV or Lower | Red Flag Warning - Catastrophic Fires | 2020 | 0 | 0 | 0 | 0 | 14146.1306 | 222.2294 | 8585.7228 | 5338.1784 | 2.4776 | 0 | 0 | 0 | 8.8746e-06 |  | 0 | 2.1988e-05 | 2.1988e-05 | 0 | 0 | 0 | 0 | 0 | 0 | 0 | 0 | Column30: 0 | [29 empty] | 7.3.2.1.3 Advanced weather monitoring and weather stations Weather StationsWLDFRElectric Reliability | WLDFR | HFTD - Distribution - Tier 3 - 2QU CoRE ¦ 5QU LoRE | Red Flag Warning - Catastrophic Fires | 2020 | Electric Reliability | 222.2294 | 33.5215 | 2020 | Mitigation | 0.011149 | 10 | 0 | esc | 0.011149 | 2.4776 | 0 | 0 | 0 | 0 | 0 | 0
[79 empty] | WLDFR | HFTD - Transmission - Zone 1 - 115 kV or Lower | Red Flag Warning - Catastrophic Fires | 2021 | 0 | 0 | 0 | 0 | 14146.1306 | 222.2294 | 8585.7228 | 5338.1784 | 2.4776 | 2.4776 | 0 | 0 | 8.8746e-06 |  | 0 | 2.1988e-05 | 2.1988e-05 | 0 | 2.1988e-05 | 2.1988e-05 | 0 | 0 | 0 | 0 | 0 | Column30: 0 | [29 empty] | 7.3.2.1.3 Advanced weather monitoring and weather stations Weather StationsWLDFRElectric Reliability | WLDFR | HFTD - Distribution - Tier 3 - 2QU CoRE ¦ 5QU LoRE | Red Flag Warning - Destructive Fires | 2020 | Electric Reliability | 222.2294 | 33.5215 | 2020 | Mitigation | 0.011149 | 10 | 0 | esc | 0.011149 | 2.4776 | 0 | 0 | 0 | 0 | 0 | 0
[79 empty] | WLDFR | HFTD - Transmission - Zone 1 - 115 kV or Lower | Red Flag Warning - Catastrophic Fires | 2022 | 0 | 0 | 0 | 0 | 14146.1306 | 222.2294 | 8585.7228 | 5338.1784 | 2.4776 | 2.4776 | 2.4776 | 0 | 8.8746e-06 |  | 0 | 2.1988e-05 | 2.1988e-05 | 0 | 2.1988e-05 | 2.1988e-05 | 0 | 2.1988e-05 | 2.1988e-05 | 0 | 0 | Column30: 0 | [29 empty] | 7.3.2.1.3 Advanced weather monitoring and weather stations Weather StationsWLDFRElectric Reliability | WLDFR | HFTD - Distribution - Tier 3 - 2QU CoRE ¦ 5QU LoRE | Red Flag Warning - Large Fires | 2020 | Electric Reliability | 0.69642 | 33.5215 | 2020 | Mitigation | 0.011149 | 10 | 0 | esc | 0.011149 | 0.0077642 | 0 | 0 | 0 | 0 | 0 | 0
[79 empty] | WLDFR | HFTD - Transmission - Zone 1 - 115 kV or Lower | Red Flag Warning - Catastrophic Fires | 2023 | 0 | 0 | 0 | 0 | 14664.6376 | 233.2301 | 8896.516 | 5534.8915 | 2.6002 | 2.6002 | 2.6002 | 2.6002 | 8.8746e-06 |  | 0 | 2.3076e-05 | 2.3076e-05 | 0 | 2.3076e-05 | 2.3076e-05 | 0 | 2.3076e-05 | 2.3076e-05 | 0 | 2.3076e-05 | Column30: 2.3076e-05 | [29 empty] | 7.3.2.1.3 Advanced weather monitoring and weather stations Weather StationsWLDFRElectric Reliability | WLDFR | HFTD - Distribution - Tier 3 - 2QU CoRE ¦ 5QU LoRE | Red Flag Warning - Small Fires | 2020 | Electric Reliability | 0.036425 | 33.5215 | 2020 | Mitigation | 0.011149 | 10 | 0 | esc | 0.011149 | 0.0004061 | 0 | 0 | 0 | 0 | 0 | 0
[79 empty] | WLDFR | HFTD - Transmission - Zone 1 - 115 kV or Lower | Red Flag Warning - Catastrophic Fires | 2024 | 0 | 0 | 0 | 0 | 14664.6376 | 233.2301 | 8896.516 | 5534.8915 | 2.6002 | 2.6002 | 2.6002 | 2.6002 | 8.8746e-06 |  | 0 | 2.3076e-05 | 2.3076e-05 | 0 | 2.3076e-05 | 2.3076e-05 | 0 | 2.3076e-05 | 2.3076e-05 | 0 | 2.3076e-05 | Column30: 2.3076e-05 | [29 empty] | 7.3.2.1.3 Advanced weather monitoring and weather stations Weather StationsWLDFRElectric Reliability | WLDFR | HFTD - Distribution - Tier 3 - 2QU CoRE ¦ 5QU LoRE | Seismic - Non-Red Flag Warning - Catastrophic Fires | 2020 | Electric Reliability | 409.2237 | 33.5215 | 2020 | Mitigation | 0.011149 | 10 | 0 | esc | 0.011149 | 4.5624 | 0 | 0 | 0 | 0 | 0 | 0
[79 empty] | WLDFR | HFTD - Transmission - Zone 1 - 115 kV or Lower | Red Flag Warning - Catastrophic Fires | 2025 | 0 | 0 | 0 | 0 | 14664.6376 | 233.2301 | 8896.516 | 5534.8915 | 2.6002 | 2.6002 | 2.6002 | 2.6002 | 8.8746e-06 |  | 0 | 2.3076e-05 | 2.3076e-05 | 0 | 2.3076e-05 | 2.3076e-05 | 0 | 2.3076e-05 | 2.3076e-05 | 0 | 2.3076e-05 | Column30: 2.3076e-05 | [29 empty] | 7.3.2.1.3 Advanced weather monitoring and weather stations Weather StationsWLDFRElectric Reliability | WLDFR | HFTD - Distribution - Tier 3 - 2QU CoRE ¦ 5QU LoRE | Seismic - Red Flag Warning - Catastrophic Fires | 2020 | Electric Reliability | 409.2237 | 33.5215 | 2020 | Mitigation | 0.011149 | 10 | 0 | esc | 0.011149 | 4.5624 | 0 | 0 | 0 | 0 | 0 | 0
[79 empty] | WLDFR | HFTD - Transmission - Zone 1 - 115 kV or Lower | Red Flag Warning - Catastrophic Fires | 2026 | 0 | 0 | 0 | 0 | 14664.6376 | 233.2301 | 8896.516 | 5534.8915 | 2.6002 | 2.6002 | 2.6002 | 2.6002 | 8.8746e-06 |  | 0 | 2.3076e-05 | 2.3076e-05 | 0 | 2.3076e-05 | 2.3076e-05 | 0 | 2.3076e-05 | 2.3076e-05 | 0 | 2.3076e-05 | Column30: 2.3076e-05 | [29 empty] | 7.3.2.1.3 Advanced weather monitoring and weather stations Weather StationsWLDFRElectric Reliability | WLDFR | HFTD - Distribution - Tier 3 - 3QU CoRE ¦ 1QU LoRE | Non-Red Flag Warning - Catastrophic Fires | 2020 | Electric Reliability | 222.2294 | 459.7243 | 2020 | Mitigation | 0.011149 | 10 | 0 | esc | 0.011149 | 2.4776 | 0 | 0 | 0 | 0 | 0 | 0
[79 empty] | WLDFR | HFTD - Transmission - Zone 1 - 115 kV or Lower | Red Flag Warning - Catastrophic Fires | 2027 | 0 | 0 | 0 | 0 | 14664.6376 | 233.2301 | 8896.516 | 5534.8915 | 2.6002 | 2.6002 | 2.6002 | 2.6002 | 8.8746e-06 |  | 0 | 2.3076e-05 | 2.3076e-05 | 0 | 2.3076e-05 | 2.3076e-05 | 0 | 2.3076e-05 | 2.3076e-05 | 0 | 2.3076e-05 | Column30: 2.3076e-05 | [29 empty] | 7.3.2.1.3 Advanced weather monitoring and weather stations Weather StationsWLDFRElectric Reliability | WLDFR | HFTD - Distribution - Tier 3 - 3QU CoRE ¦ 1QU LoRE | Non-Red Flag Warning - Destructive Fires | 2020 | Electric Reliability | 222.2294 | 459.7243 | 2020 | Mitigation | 0.011149 | 10 | 0 | esc | 0.011149 | 2.4776 | 0 | 0 | 0 | 0 | 0 | 0
[79 empty] | WLDFR | HFTD - Transmission - Zone 1 - 115 kV or Lower | Red Flag Warning - Catastrophic Fires | 2028 | 0 | 0 | 0 | 0 | 15317.9909 | 247.273 | 9287.6491 | 5783.0689 | 2.7568 | 2.7568 | 2.7568 | 2.7568 | 8.8746e-06 |  | 0 | 2.4465e-05 | 2.4465e-05 | 0 | 2.4465e-05 | 2.4465e-05 | 0 | 2.4465e-05 | 2.4465e-05 | 0 | 2.4465e-05 | Column30: 2.4465e-05 | [29 empty] | 7.3.2.1.3 Advanced weather monitoring and weather stations Weather StationsWLDFRElectric Reliability | WLDFR | HFTD - Distribution - Tier 3 - 3QU CoRE ¦ 1QU LoRE | Non-Red Flag Warning - Large Fires | 2020 | Electric Reliability | 0.69642 | 459.7243 | 2020 | Mitigation | 0.011149 | 10 | 0 | esc | 0.011149 | 0.0077642 | 0 | 0 | 0 | 0 | 0 | 0
[79 empty] | WLDFR | HFTD - Transmission - Zone 1 - 115 kV or Lower | Red Flag Warning - Catastrophic Fires | 2029 | 0 | 0 | 0 | 0 | 15317.9909 | 247.273 | 9287.6491 | 5783.0689 | 2.7568 | 2.7568 | 2.7568 | 2.7568 | 8.8746e-06 |  | 0 | 2.4465e-05 | 2.4465e-05 | 0 | 2.4465e-05 | 2.4465e-05 | 0 | 2.4465e-05 | 2.4465e-05 | 0 | 2.4465e-05 | Column30: 2.4465e-05 | [29 empty] | 7.3.2.1.3 Advanced weather monitoring and weather stations Weather StationsWLDFRElectric Reliability | WLDFR | HFTD - Distribution - Tier 3 - 3QU CoRE ¦ 1QU LoRE | Non-Red Flag Warning - Small Fires | 2020 | Electric Reliability | 0.036425 | 459.7243 | 2020 | Mitigation | 0.011149 | 10 | 0 | esc | 0.011149 | 0.0004061 | 0 | 0 | 0 | 0 | 0 | 0
[79 empty] | WLDFR | HFTD - Transmission - Zone 1 - 115 kV or Lower | Red Flag Warning - Catastrophic Fires | 2030 | 0 | 0 | 0 | 0 | 15317.9909 | 247.273 | 9287.6491 | 5783.0689 | 0 | 2.7568 | 2.7568 | 2.7568 | 8.8746e-06 |  | 0 | 0 | 0 | 0 | 2.4465e-05 | 2.4465e-05 | 0 | 2.4465e-05 | 2.4465e-05 | 0 | 2.4465e-05 | Column30: 2.4465e-05 | [29 empty] | 7.3.2.1.3 Advanced weather monitoring and weather stations Weather StationsWLDFRElectric Reliability | WLDFR | HFTD - Distribution - Tier 3 - 3QU CoRE ¦ 1QU LoRE | Red Flag Warning - Catastrophic Fires | 2020 | Electric Reliability | 222.2294 | 459.7243 | 2020 | Mitigation | 0.011149 | 10 | 0 | esc | 0.011149 | 2.4776 | 0 | 0 | 0 | 0 | 0 | 0
[79 empty] | WLDFR | HFTD - Transmission - Zone 1 - 115 kV or Lower | Red Flag Warning - Catastrophic Fires | 2031 | 0 | 0 | 0 | 0 | 15317.9909 | 247.273 | 9287.6491 | 5783.0689 | 0 | 0 | 2.7568 | 2.7568 | 8.8746e-06 |  | 0 | 0 | 0 | 0 | 0 | 0 | 0 | 2.4465e-05 | 2.4465e-05 | 0 | 2.4465e-05 | Column30: 2.4465e-05 | [29 empty] | 7.3.2.1.3 Advanced weather monitoring and weather stations Weather StationsWLDFRElectric Reliability | WLDFR | HFTD - Distribution - Tier 3 - 3QU CoRE ¦ 1QU LoRE | Red Flag Warning - Destructive Fires | 2020 | Electric Reliability | 222.2294 | 459.7243 | 2020 | Mitigation | 0.011149 | 10 | 0 | esc | 0.011149 | 2.4776 | 0 | 0 | 0 | 0 | 0 | 0
[79 empty] | WLDFR | HFTD - Transmission - Zone 1 - 115 kV or Lower | Red Flag Warning - Catastrophic Fires | 2032 | 0 | 0 | 0 | 0 | 15317.9909 | 247.273 | 9287.6491 | 5783.0689 | 0 | 0 | 0 | 2.7568 | 8.8746e-06 |  | 0 | 0 | 0 | 0 | 0 | 0 | 0 | 0 | 0 | 0 | 2.4465e-05 | Column30: 2.4465e-05 | [29 empty] | 7.3.2.1.3 Advanced weather monitoring and weather stations Weather StationsWLDFRElectric Reliability | WLDFR | HFTD - Distribution - Tier 3 - 3QU CoRE ¦ 1QU LoRE | Red Flag Warning - Large Fires | 2020 | Electric Reliability | 0.69642 | 459.7243 | 2020 | Mitigation | 0.011149 | 10 | 0 | esc | 0.011149 | 0.0077642 | 0 | 0 | 0 | 0 | 0 | 0
[79 empty] | WLDFR | HFTD - Transmission - Zone 1 - 115 kV or Lower | Red Flag Warning - Destructive Fires | 2020 | 0 | 0 | 0 | 0 | 8807.9522 | 222.2294 | 8585.7228 | 0 | 2.4776 | 0 | 0 | 0 | 1.2678e-06 |  | 0 | 3.1411e-06 | 3.1411e-06 | 0 | 0 | 0 | 0 | 0 | 0 | 0 | 0 | Column30: 0 | [29 empty] | 7.3.2.1.3 Advanced weather monitoring and weather stations Weather StationsWLDFRElectric Reliability | WLDFR | HFTD - Distribution - Tier 3 - 3QU CoRE ¦ 1QU LoRE | Red Flag Warning - Small Fires | 2020 | Electric Reliability | 0.036425 | 459.7243 | 2020 | Mitigation | 0.011149 | 10 | 0 | esc | 0.011149 | 0.0004061 | 0 | 0 | 0 | 0 | 0 | 0
[79 empty] | WLDFR | HFTD - Transmission - Zone 1 - 115 kV or Lower | Red Flag Warning - Destructive Fires | 2021 | 0 | 0 | 0 | 0 | 8807.9522 | 222.2294 | 8585.7228 | 0 | 2.4776 | 2.4776 | 0 | 0 | 1.2678e-06 |  | 0 | 3.1411e-06 | 3.1411e-06 | 0 | 3.1411e-06 | 3.1411e-06 | 0 | 0 | 0 | 0 | 0 | Column30: 0 | [29 empty] | 7.3.2.1.3 Advanced weather monitoring and weather stations Weather StationsWLDFRElectric Reliability | WLDFR | HFTD - Distribution - Tier 3 - 3QU CoRE ¦ 1QU LoRE | Seismic - Non-Red Flag Warning - Catastrophic Fires | 2020 | Electric Reliability | 409.2237 | 459.7243 | 2020 | Mitigation | 0.011149 | 10 | 0 | esc | 0.011149 | 4.5624 | 0 | 0 | 0 | 0 | 0 | 0
[79 empty] | WLDFR | HFTD - Transmission - Zone 1 - 115 kV or Lower | Red Flag Warning - Destructive Fires | 2022 | 0 | 0 | 0 | 0 | 8807.9522 | 222.2294 | 8585.7228 | 0 | 2.4776 | 2.4776 | 2.4776 | 0 | 1.2678e-06 |  | 0 | 3.1411e-06 | 3.1411e-06 | 0 | 3.1411e-06 | 3.1411e-06 | 0 | 3.1411e-06 | 3.1411e-06 | 0 | 0 | Column30: 0 | [29 empty] | 7.3.2.1.3 Advanced weather monitoring and weather stations Weather StationsWLDFRElectric Reliability | WLDFR | HFTD - Distribution - Tier 3 - 3QU CoRE ¦ 1QU LoRE | Seismic - Red Flag Warning - Catastrophic Fires | 2020 | Electric Reliability | 409.2237 | 459.7243 | 2020 | Mitigation | 0.011149 | 10 | 0 | esc | 0.011149 | 4.5624 | 0 | 0 | 0 | 0 | 0 | 0
[79 empty] | WLDFR | HFTD - Transmission - Zone 1 - 115 kV or Lower | Red Flag Warning - Destructive Fires | 2023 | 0 | 0 | 0 | 0 | 9129.7461 | 233.2301 | 8896.516 | 0 | 2.6002 | 2.6002 | 2.6002 | 2.6002 | 1.2678e-06 |  | 0 | 3.2966e-06 | 3.2966e-06 | 0 | 3.2966e-06 | 3.2966e-06 | 0 | 3.2966e-06 | 3.2966e-06 | 0 | 3.2966e-06 | Column30: 3.2966e-06 | [29 empty] | 7.3.2.1.3 Advanced weather monitoring and weather stations Weather StationsWLDFRElectric Reliability | WLDFR | HFTD - Distribution - Tier 3 - 3QU CoRE ¦ 2QU LoRE | Non-Red Flag Warning - Catastrophic Fires | 2020 | Electric Reliability | 222.2294 | 610.7187 | 2020 | Mitigation | 0.011149 | 10 | 0 | esc | 0.011149 | 2.4776 | 0 | 0 | 0 | 0 | 0 | 0
[79 empty] | WLDFR | HFTD - Transmission - Zone 1 - 115 kV or Lower | Red Flag Warning - Destructive Fires | 2024 | 0 | 0 | 0 | 0 | 9129.7461 | 233.2301 | 8896.516 | 0 | 2.6002 | 2.6002 | 2.6002 | 2.6002 | 1.2678e-06 |  | 0 | 3.2966e-06 | 3.2966e-06 | 0 | 3.2966e-06 | 3.2966e-06 | 0 | 3.2966e-06 | 3.2966e-06 | 0 | 3.2966e-06 | Column30: 3.2966e-06 | [29 empty] | 7.3.2.1.3 Advanced weather monitoring and weather stations Weather StationsWLDFRElectric Reliability | WLDFR | HFTD - Distribution - Tier 3 - 3QU CoRE ¦ 2QU LoRE | Non-Red Flag Warning - Destructive Fires | 2020 | Electric Reliability | 222.2294 | 610.7187 | 2020 | Mitigation | 0.011149 | 10 | 0 | esc | 0.011149 | 2.4776 | 0 | 0 | 0 | 0 | 0 | 0
[79 empty] | WLDFR | HFTD - Transmission - Zone 1 - 115 kV or Lower | Red Flag Warning - Destructive Fires | 2025 | 0 | 0 | 0 | 0 | 9129.7461 | 233.2301 | 8896.516 | 0 | 2.6002 | 2.6002 | 2.6002 | 2.6002 | 1.2678e-06 |  | 0 | 3.2966e-06 | 3.2966e-06 | 0 | 3.2966e-06 | 3.2966e-06 | 0 | 3.2966e-06 | 3.2966e-06 | 0 | 3.2966e-06 | Column30: 3.2966e-06 | [29 empty] | 7.3.2.1.3 Advanced weather monitoring and weather stations Weather StationsWLDFRElectric Reliability | WLDFR | HFTD - Distribution - Tier 3 - 3QU CoRE ¦ 2QU LoRE | Non-Red Flag Warning - Large Fires | 2020 | Electric Reliability | 0.69642 | 610.7187 | 2020 | Mitigation | 0.011149 | 10 | 0 | esc | 0.011149 | 0.0077642 | 0 | 0 | 0 | 0 | 0 | 0
[79 empty] | WLDFR | HFTD - Transmission - Zone 1 - 115 kV or Lower | Red Flag Warning - Destructive Fires | 2026 | 0 | 0 | 0 | 0 | 9129.7461 | 233.2301 | 8896.516 | 0 | 2.6002 | 2.6002 | 2.6002 | 2.6002 | 1.2678e-06 |  | 0 | 3.2966e-06 | 3.2966e-06 | 0 | 3.2966e-06 | 3.2966e-06 | 0 | 3.2966e-06 | 3.2966e-06 | 0 | 3.2966e-06 | Column30: 3.2966e-06 | [29 empty] | 7.3.2.1.3 Advanced weather monitoring and weather stations Weather StationsWLDFRElectric Reliability | WLDFR | HFTD - Distribution - Tier 3 - 3QU CoRE ¦ 2QU LoRE | Non-Red Flag Warning - Small Fires | 2020 | Electric Reliability | 0.036425 | 610.7187 | 2020 | Mitigation | 0.011149 | 10 | 0 | esc | 0.011149 | 0.0004061 | 0 | 0 | 0 | 0 | 0 | 0
[79 empty] | WLDFR | HFTD - Transmission - Zone 1 - 115 kV or Lower | Red Flag Warning - Destructive Fires | 2027 | 0 | 0 | 0 | 0 | 9129.7461 | 233.2301 | 8896.516 | 0 | 2.6002 | 2.6002 | 2.6002 | 2.6002 | 1.2678e-06 |  | 0 | 3.2966e-06 | 3.2966e-06 | 0 | 3.2966e-06 | 3.2966e-06 | 0 | 3.2966e-06 | 3.2966e-06 | 0 | 3.2966e-06 | Column30: 3.2966e-06 | [29 empty] | 7.3.2.1.3 Advanced weather monitoring and weather stations Weather StationsWLDFRElectric Reliability | WLDFR | HFTD - Distribution - Tier 3 - 3QU CoRE ¦ 2QU LoRE | Red Flag Warning - Catastrophic Fires | 2020 | Electric Reliability | 222.2294 | 610.7187 | 2020 | Mitigation | 0.011149 | 10 | 0 | esc | 0.011149 | 2.4776 | 0 | 0 | 0 | 0 | 0 | 0
[79 empty] | WLDFR | HFTD - Transmission - Zone 1 - 115 kV or Lower | Red Flag Warning - Destructive Fires | 2028 | 0 | 0 | 0 | 0 | 9534.9221 | 247.273 | 9287.6491 | 0 | 2.7568 | 2.7568 | 2.7568 | 2.7568 | 1.2678e-06 |  | 0 | 3.4951e-06 | 3.4951e-06 | 0 | 3.4951e-06 | 3.4951e-06 | 0 | 3.4951e-06 | 3.4951e-06 | 0 | 3.4951e-06 | Column30: 3.4951e-06 | [29 empty] | 7.3.2.1.3 Advanced weather monitoring and weather stations Weather StationsWLDFRElectric Reliability | WLDFR | HFTD - Distribution - Tier 3 - 3QU CoRE ¦ 2QU LoRE | Red Flag Warning - Destructive Fires | 2020 | Electric Reliability | 222.2294 | 610.7187 | 2020 | Mitigation | 0.011149 | 10 | 0 | esc | 0.011149 | 2.4776 | 0 | 0 | 0 | 0 | 0 | 0
[79 empty] | WLDFR | HFTD - Transmission - Zone 1 - 115 kV or Lower | Red Flag Warning - Destructive Fires | 2029 | 0 | 0 | 0 | 0 | 9534.9221 | 247.273 | 9287.6491 | 0 | 2.7568 | 2.7568 | 2.7568 | 2.7568 | 1.2678e-06 |  | 0 | 3.4951e-06 | 3.4951e-06 | 0 | 3.4951e-06 | 3.4951e-06 | 0 | 3.4951e-06 | 3.4951e-06 | 0 | 3.4951e-06 | Column30: 3.4951e-06 | [29 empty] | 7.3.2.1.3 Advanced weather monitoring and weather stations Weather StationsWLDFRElectric Reliability | WLDFR | HFTD - Distribution - Tier 3 - 3QU CoRE ¦ 2QU LoRE | Red Flag Warning - Large Fires | 2020 | Electric Reliability | 0.69642 | 610.7187 | 2020 | Mitigation | 0.011149 | 10 | 0 | esc | 0.011149 | 0.0077642 | 0 | 0 | 0 | 0 | 0 | 0
[79 empty] | WLDFR | HFTD - Transmission - Zone 1 - 115 kV or Lower | Red Flag Warning - Destructive Fires | 2030 | 0 | 0 | 0 | 0 | 9534.9221 | 247.273 | 9287.6491 | 0 | 0 | 2.7568 | 2.7568 | 2.7568 | 1.2678e-06 |  | 0 | 0 | 0 | 0 | 3.4951e-06 | 3.4951e-06 | 0 | 3.4951e-06 | 3.4951e-06 | 0 | 3.4951e-06 | Column30: 3.4951e-06 | [29 empty] | 7.3.2.1.3 Advanced weather monitoring and weather stations Weather StationsWLDFRElectric Reliability | WLDFR | HFTD - Distribution - Tier 3 - 3QU CoRE ¦ 2QU LoRE | Red Flag Warning - Small Fires | 2020 | Electric Reliability | 0.036425 | 610.7187 | 2020 | Mitigation | 0.011149 | 10 | 0 | esc | 0.011149 | 0.0004061 | 0 | 0 | 0 | 0 | 0 | 0
[79 empty] | WLDFR | HFTD - Transmission - Zone 1 - 115 kV or Lower | Red Flag Warning - Destructive Fires | 2031 | 0 | 0 | 0 | 0 | 9534.9221 | 247.273 | 9287.6491 | 0 | 0 | 0 | 2.7568 | 2.7568 | 1.2678e-06 |  | 0 | 0 | 0 | 0 | 0 | 0 | 0 | 3.4951e-06 | 3.4951e-06 | 0 | 3.4951e-06 | Column30: 3.4951e-06 | [29 empty] | 7.3.2.1.3 Advanced weather monitoring and weather stations Weather StationsWLDFRElectric Reliability | WLDFR | HFTD - Distribution - Tier 3 - 3QU CoRE ¦ 2QU LoRE | Seismic - Non-Red Flag Warning - Catastrophic Fires | 2020 | Electric Reliability | 409.2237 | 610.7187 | 2020 | Mitigation | 0.011149 | 10 | 0 | esc | 0.011149 | 4.5624 | 0 | 0 | 0 | 0 | 0 | 0
[79 empty] | WLDFR | HFTD - Transmission - Zone 1 - 115 kV or Lower | Red Flag Warning - Destructive Fires | 2032 | 0 | 0 | 0 | 0 | 9534.9221 | 247.273 | 9287.6491 | 0 | 0 | 0 | 0 | 2.7568 | 1.2678e-06 |  | 0 | 0 | 0 | 0 | 0 | 0 | 0 | 0 | 0 | 0 | 3.4951e-06 | Column30: 3.4951e-06 | [29 empty] | 7.3.2.1.3 Advanced weather monitoring and weather stations Weather StationsWLDFRElectric Reliability | WLDFR | HFTD - Distribution - Tier 3 - 3QU CoRE ¦ 2QU LoRE | Seismic - Red Flag Warning - Catastrophic Fires | 2020 | Electric Reliability | 409.2237 | 610.7187 | 2020 | Mitigation | 0.011149 | 10 | 0 | esc | 0.011149 | 4.5624 | 0 | 0 | 0 | 0 | 0 | 0
[79 empty] | WLDFR | HFTD - Transmission - Zone 1 - 115 kV or Lower | Red Flag Warning - Large Fires | 2020 | 0 | 0 | 0 | 0 | 5.2406 | 0.69642 | 2.942 | 1.6022 | 0.0077642 | 0 | 0 | 0 | 7.6068e-06 |  | 0 | 5.9061e-08 | 5.9061e-08 | 0 | 0 | 0 | 0 | 0 | 0 | 0 | 0 | Column30: 0 | [29 empty] | 7.3.2.1.3 Advanced weather monitoring and weather stations Weather StationsWLDFRElectric Reliability | WLDFR | HFTD - Distribution - Tier 3 - 3QU CoRE ¦ 3QU LoRE | Non-Red Flag Warning - Catastrophic Fires | 2020 | Electric Reliability | 222.2294 | 206.7005 | 2020 | Mitigation | 0.011149 | 10 | 0 | esc | 0.011149 | 2.4776 | 0 | 0 | 0 | 0 | 0 | 0
[79 empty] | WLDFR | HFTD - Transmission - Zone 1 - 115 kV or Lower | Red Flag Warning - Large Fires | 2021 | 0 | 0 | 0 | 0 | 5.2406 | 0.69642 | 2.942 | 1.6022 | 0.0077642 | 0.0077642 | 0 | 0 | 7.6068e-06 |  | 0 | 5.9061e-08 | 5.9061e-08 | 0 | 5.9061e-08 | 5.9061e-08 | 0 | 0 | 0 | 0 | 0 | Column30: 0 | [29 empty] | 7.3.2.1.3 Advanced weather monitoring and weather stations Weather StationsWLDFRElectric Reliability | WLDFR | HFTD - Distribution - Tier 3 - 3QU CoRE ¦ 3QU LoRE | Non-Red Flag Warning - Destructive Fires | 2020 | Electric Reliability | 222.2294 | 206.7005 | 2020 | Mitigation | 0.011149 | 10 | 0 | esc | 0.011149 | 2.4776 | 0 | 0 | 0 | 0 | 0 | 0
[79 empty] | WLDFR | HFTD - Transmission - Zone 1 - 115 kV or Lower | Red Flag Warning - Large Fires | 2022 | 0 | 0 | 0 | 0 | 5.2406 | 0.69642 | 2.942 | 1.6022 | 0.0077642 | 0.0077642 | 0.0077642 | 0 | 7.6068e-06 |  | 0 | 5.9061e-08 | 5.9061e-08 | 0 | 5.9061e-08 | 5.9061e-08 | 0 | 5.9061e-08 | 5.9061e-08 | 0 | 0 | Column30: 0 | [29 empty] | 7.3.2.1.3 Advanced weather monitoring and weather stations Weather StationsWLDFRElectric Reliability | WLDFR | HFTD - Distribution - Tier 3 - 3QU CoRE ¦ 3QU LoRE | Non-Red Flag Warning - Large Fires | 2020 | Electric Reliability | 0.69642 | 206.7005 | 2020 | Mitigation | 0.011149 | 10 | 0 | esc | 0.011149 | 0.0077642 | 0 | 0 | 0 | 0 | 0 | 0
[79 empty] | WLDFR | HFTD - Transmission - Zone 1 - 115 kV or Lower | Red Flag Warning - Large Fires | 2023 | 0 | 0 | 0 | 0 | 5.475 | 0.71896 | 3.0715 | 1.6846 | 0.0080156 | 0.0080156 | 0.0080156 | 0.0080156 | 7.6068e-06 |  | 0 | 6.0973e-08 | 6.0973e-08 | 0 | 6.0973e-08 | 6.0973e-08 | 0 | 6.0973e-08 | 6.0973e-08 | 0 | 6.0973e-08 | Column30: 6.0973e-08 | [29 empty] | 7.3.2.1.3 Advanced weather monitoring and weather stations Weather StationsWLDFRElectric Reliability | WLDFR | HFTD - Distribution - Tier 3 - 3QU CoRE ¦ 3QU LoRE | Non-Red Flag Warning - Small Fires | 2020 | Electric Reliability | 0.036425 | 206.7005 | 2020 | Mitigation | 0.011149 | 10 | 0 | esc | 0.011149 | 0.0004061 | 0 | 0 | 0 | 0 | 0 | 0
[79 empty] | WLDFR | HFTD - Transmission - Zone 1 - 115 kV or Lower | Red Flag Warning - Large Fires | 2024 | 0 | 0 | 0 | 0 | 5.475 | 0.71896 | 3.0715 | 1.6846 | 0.0080156 | 0.0080156 | 0.0080156 | 0.0080156 | 7.6068e-06 |  | 0 | 6.0973e-08 | 6.0973e-08 | 0 | 6.0973e-08 | 6.0973e-08 | 0 | 6.0973e-08 | 6.0973e-08 | 0 | 6.0973e-08 | Column30: 6.0973e-08 | [29 empty] | 7.3.2.1.3 Advanced weather monitoring and weather stations Weather StationsWLDFRElectric Reliability | WLDFR | HFTD - Distribution - Tier 3 - 3QU CoRE ¦ 3QU LoRE | Red Flag Warning - Catastrophic Fires | 2020 | Electric Reliability | 222.2294 | 206.7005 | 2020 | Mitigation | 0.011149 | 10 | 0 | esc | 0.011149 | 2.4776 | 0 | 0 | 0 | 0 | 0 | 0
[79 empty] | WLDFR | HFTD - Transmission - Zone 1 - 115 kV or Lower | Red Flag Warning - Large Fires | 2025 | 0 | 0 | 0 | 0 | 5.475 | 0.71896 | 3.0715 | 1.6846 | 0.0080156 | 0.0080156 | 0.0080156 | 0.0080156 | 7.6068e-06 |  | 0 | 6.0973e-08 | 6.0973e-08 | 0 | 6.0973e-08 | 6.0973e-08 | 0 | 6.0973e-08 | 6.0973e-08 | 0 | 6.0973e-08 | Column30: 6.0973e-08 | [29 empty] | 7.3.2.1.3 Advanced weather monitoring and weather stations Weather StationsWLDFRElectric Reliability | WLDFR | HFTD - Distribution - Tier 3 - 3QU CoRE ¦ 3QU LoRE | Red Flag Warning - Destructive Fires | 2020 | Electric Reliability | 222.2294 | 206.7005 | 2020 | Mitigation | 0.011149 | 10 | 0 | esc | 0.011149 | 2.4776 | 0 | 0 | 0 | 0 | 0 | 0
[79 empty] | WLDFR | HFTD - Transmission - Zone 1 - 115 kV or Lower | Red Flag Warning - Large Fires | 2026 | 0 | 0 | 0 | 0 | 5.475 | 0.71896 | 3.0715 | 1.6846 | 0.0080156 | 0.0080156 | 0.0080156 | 0.0080156 | 7.6068e-06 |  | 0 | 6.0973e-08 | 6.0973e-08 | 0 | 6.0973e-08 | 6.0973e-08 | 0 | 6.0973e-08 | 6.0973e-08 | 0 | 6.0973e-08 | Column30: 6.0973e-08 | [29 empty] | 7.3.2.1.3 Advanced weather monitoring and weather stations Weather StationsWLDFRElectric Reliability | WLDFR | HFTD - Distribution - Tier 3 - 3QU CoRE ¦ 3QU LoRE | Red Flag Warning - Large Fires | 2020 | Electric Reliability | 0.69642 | 206.7005 | 2020 | Mitigation | 0.011149 | 10 | 0 | esc | 0.011149 | 0.0077642 | 0 | 0 | 0 | 0 | 0 | 0
[79 empty] | WLDFR | HFTD - Transmission - Zone 1 - 115 kV or Lower | Red Flag Warning - Large Fires | 2027 | 0 | 0 | 0 | 0 | 5.475 | 0.71896 | 3.0715 | 1.6846 | 0.0080156 | 0.0080156 | 0.0080156 | 0.0080156 | 7.6068e-06 |  | 0 | 6.0973e-08 | 6.0973e-08 | 0 | 6.0973e-08 | 6.0973e-08 | 0 | 6.0973e-08 | 6.0973e-08 | 0 | 6.0973e-08 | Column30: 6.0973e-08 | [29 empty] | 7.3.2.1.3 Advanced weather monitoring and weather stations Weather StationsWLDFRElectric Reliability | WLDFR | HFTD - Distribution - Tier 3 - 3QU CoRE ¦ 3QU LoRE | Red Flag Warning - Small Fires | 2020 | Electric Reliability | 0.036425 | 206.7005 | 2020 | Mitigation | 0.011149 | 10 | 0 | esc | 0.011149 | 0.0004061 | 0 | 0 | 0 | 0 | 0 | 0
[79 empty] | WLDFR | HFTD - Transmission - Zone 1 - 115 kV or Lower | Red Flag Warning - Large Fires | 2028 | 0 | 0 | 0 | 0 | 5.777 | 0.74734 | 3.238 | 1.7917 | 0.0083319 | 0.0083319 | 0.0083319 | 0.0083319 | 7.6068e-06 |  | 0 | 6.3379e-08 | 6.3379e-08 | 0 | 6.3379e-08 | 6.3379e-08 | 0 | 6.3379e-08 | 6.3379e-08 | 0 | 6.3379e-08 | Column30: 6.3379e-08 | [29 empty] | 7.3.2.1.3 Advanced weather monitoring and weather stations Weather StationsWLDFRElectric Reliability | WLDFR | HFTD - Distribution - Tier 3 - 3QU CoRE ¦ 3QU LoRE | Seismic - Non-Red Flag Warning - Catastrophic Fires | 2020 | Electric Reliability | 409.2237 | 206.7005 | 2020 | Mitigation | 0.011149 | 10 | 0 | esc | 0.011149 | 4.5624 | 0 | 0 | 0 | 0 | 0 | 0
[79 empty] | WLDFR | HFTD - Transmission - Zone 1 - 115 kV or Lower | Red Flag Warning - Large Fires | 2029 | 0 | 0 | 0 | 0 | 5.777 | 0.74734 | 3.238 | 1.7917 | 0.0083319 | 0.0083319 | 0.0083319 | 0.0083319 | 7.6068e-06 |  | 0 | 6.3379e-08 | 6.3379e-08 | 0 | 6.3379e-08 | 6.3379e-08 | 0 | 6.3379e-08 | 6.3379e-08 | 0 | 6.3379e-08 | Column30: 6.3379e-08 | [29 empty] | 7.3.2.1.3 Advanced weather monitoring and weather stations Weather StationsWLDFRElectric Reliability | WLDFR | HFTD - Distribution - Tier 3 - 3QU CoRE ¦ 3QU LoRE | Seismic - Red Flag Warning - Catastrophic Fires | 2020 | Electric Reliability | 409.2237 | 206.7005 | 2020 | Mitigation | 0.011149 | 10 | 0 | esc | 0.011149 | 4.5624 | 0 | 0 | 0 | 0 | 0 | 0
[79 empty] | WLDFR | HFTD - Transmission - Zone 1 - 115 kV or Lower | Red Flag Warning - Large Fires | 2030 | 0 | 0 | 0 | 0 | 5.777 | 0.74734 | 3.238 | 1.7917 | 0 | 0.0083319 | 0.0083319 | 0.0083319 | 7.6068e-06 |  | 0 | 0 | 0 | 0 | 6.3379e-08 | 6.3379e-08 | 0 | 6.3379e-08 | 6.3379e-08 | 0 | 6.3379e-08 | Column30: 6.3379e-08 | [29 empty] | 7.3.2.1.3 Advanced weather monitoring and weather stations Weather StationsWLDFRElectric Reliability | WLDFR | HFTD - Distribution - Tier 3 - 3QU CoRE ¦ 4QU LoRE | Non-Red Flag Warning - Catastrophic Fires | 2020 | Electric Reliability | 222.2294 | 208.0009 | 2020 | Mitigation | 0.011149 | 10 | 0 | esc | 0.011149 | 2.4776 | 0 | 0 | 0 | 0 | 0 | 0
[79 empty] | WLDFR | HFTD - Transmission - Zone 1 - 115 kV or Lower | Red Flag Warning - Large Fires | 2031 | 0 | 0 | 0 | 0 | 5.777 | 0.74734 | 3.238 | 1.7917 | 0 | 0 | 0.0083319 | 0.0083319 | 7.6068e-06 |  | 0 | 0 | 0 | 0 | 0 | 0 | 0 | 6.3379e-08 | 6.3379e-08 | 0 | 6.3379e-08 | Column30: 6.3379e-08 | [29 empty] | 7.3.2.1.3 Advanced weather monitoring and weather stations Weather StationsWLDFRElectric Reliability | WLDFR | HFTD - Distribution - Tier 3 - 3QU CoRE ¦ 4QU LoRE | Non-Red Flag Warning - Destructive Fires | 2020 | Electric Reliability | 222.2294 | 208.0009 | 2020 | Mitigation | 0.011149 | 10 | 0 | esc | 0.011149 | 2.4776 | 0 | 0 | 0 | 0 | 0 | 0
[79 empty] | WLDFR | HFTD - Transmission - Zone 1 - 115 kV or Lower | Red Flag Warning - Large Fires | 2032 | 0 | 0 | 0 | 0 | 5.777 | 0.74734 | 3.238 | 1.7917 | 0 | 0 | 0 | 0.0083319 | 7.6068e-06 |  | 0 | 0 | 0 | 0 | 0 | 0 | 0 | 0 | 0 | 0 | 6.3379e-08 | Column30: 6.3379e-08 | [29 empty] | 7.3.2.1.3 Advanced weather monitoring and weather stations Weather StationsWLDFRElectric Reliability | WLDFR | HFTD - Distribution - Tier 3 - 3QU CoRE ¦ 4QU LoRE | Non-Red Flag Warning - Large Fires | 2020 | Electric Reliability | 0.69642 | 208.0009 | 2020 | Mitigation | 0.011149 | 10 | 0 | esc | 0.011149 | 0.0077642 | 0 | 0 | 0 | 0 | 0 | 0
[79 empty] | WLDFR | HFTD - Transmission - Zone 1 - 115 kV or Lower | Red Flag Warning - Small Fires | 2020 | 0 | 0 | 0 | 0 | 0.077901 | 0.036425 | 0.0015809 | 0.039895 | 0.0004061 | 0 | 0 | 0 | 0.00010452 |  | 0 | 4.2446e-08 | 4.2446e-08 | 0 | 0 | 0 | 0 | 0 | 0 | 0 | 0 | Column30: 0 | [29 empty] | 7.3.2.1.3 Advanced weather monitoring and weather stations Weather StationsWLDFRElectric Reliability | WLDFR | HFTD - Distribution - Tier 3 - 3QU CoRE ¦ 4QU LoRE | Non-Red Flag Warning - Small Fires | 2020 | Electric Reliability | 0.036425 | 208.0009 | 2020 | Mitigation | 0.011149 | 10 | 0 | esc | 0.011149 | 0.0004061 | 0 | 0 | 0 | 0 | 0 | 0
[79 empty] | WLDFR | HFTD - Transmission - Zone 1 - 115 kV or Lower | Red Flag Warning - Small Fires | 2021 | 0 | 0 | 0 | 0 | 0.077901 | 0.036425 | 0.0015809 | 0.039895 | 0.0004061 | 0.0004061 | 0 | 0 | 0.00010452 |  | 0 | 4.2446e-08 | 4.2446e-08 | 0 | 4.2446e-08 | 4.2446e-08 | 0 | 0 | 0 | 0 | 0 | Column30: 0 | [29 empty] | 7.3.2.1.3 Advanced weather monitoring and weather stations Weather StationsWLDFRElectric Reliability | WLDFR | HFTD - Distribution - Tier 3 - 3QU CoRE ¦ 4QU LoRE | Red Flag Warning - Catastrophic Fires | 2020 | Electric Reliability | 222.2294 | 208.0009 | 2020 | Mitigation | 0.011149 | 10 | 0 | esc | 0.011149 | 2.4776 | 0 | 0 | 0 | 0 | 0 | 0
[79 empty] | WLDFR | HFTD - Transmission - Zone 1 - 115 kV or Lower | Red Flag Warning - Small Fires | 2022 | 0 | 0 | 0 | 0 | 0.077901 | 0.036425 | 0.0015809 | 0.039895 | 0.0004061 | 0.0004061 | 0.0004061 | 0 | 0.00010452 |  | 0 | 4.2446e-08 | 4.2446e-08 | 0 | 4.2446e-08 | 4.2446e-08 | 0 | 4.2446e-08 | 4.2446e-08 | 0 | 0 | Column30: 0 | [29 empty] | 7.3.2.1.3 Advanced weather monitoring and weather stations Weather StationsWLDFRElectric Reliability | WLDFR | HFTD - Distribution - Tier 3 - 3QU CoRE ¦ 4QU LoRE | Red Flag Warning - Destructive Fires | 2020 | Electric Reliability | 222.2294 | 208.0009 | 2020 | Mitigation | 0.011149 | 10 | 0 | esc | 0.011149 | 2.4776 | 0 | 0 | 0 | 0 | 0 | 0
[79 empty] | WLDFR | HFTD - Transmission - Zone 1 - 115 kV or Lower | Red Flag Warning - Small Fires | 2023 | 0 | 0 | 0 | 0 | 0.080408 | 0.03759 | 0.0016314 | 0.041187 | 0.00041909 | 0.00041909 | 0.00041909 | 0.00041909 | 0.00010452 |  | 0 | 4.3804e-08 | 4.3804e-08 | 0 | 4.3804e-08 | 4.3804e-08 | 0 | 4.3804e-08 | 4.3804e-08 | 0 | 4.3804e-08 | Column30: 4.3804e-08 | [29 empty] | 7.3.2.1.3 Advanced weather monitoring and weather stations Weather StationsWLDFRElectric Reliability | WLDFR | HFTD - Distribution - Tier 3 - 3QU CoRE ¦ 4QU LoRE | Red Flag Warning - Large Fires | 2020 | Electric Reliability | 0.69642 | 208.0009 | 2020 | Mitigation | 0.011149 | 10 | 0 | esc | 0.011149 | 0.0077642 | 0 | 0 | 0 | 0 | 0 | 0
[79 empty] | WLDFR | HFTD - Transmission - Zone 1 - 115 kV or Lower | Red Flag Warning - Small Fires | 2024 | 0 | 0 | 0 | 0 | 0.080408 | 0.03759 | 0.0016314 | 0.041187 | 0.00041909 | 0.00041909 | 0.00041909 | 0.00041909 | 0.00010452 |  | 0 | 4.3804e-08 | 4.3804e-08 | 0 | 4.3804e-08 | 4.3804e-08 | 0 | 4.3804e-08 | 4.3804e-08 | 0 | 4.3804e-08 | Column30: 4.3804e-08 | [29 empty] | 7.3.2.1.3 Advanced weather monitoring and weather stations Weather StationsWLDFRElectric Reliability | WLDFR | HFTD - Distribution - Tier 3 - 3QU CoRE ¦ 4QU LoRE | Red Flag Warning - Small Fires | 2020 | Electric Reliability | 0.036425 | 208.0009 | 2020 | Mitigation | 0.011149 | 10 | 0 | esc | 0.011149 | 0.0004061 | 0 | 0 | 0 | 0 | 0 | 0
[79 empty] | WLDFR | HFTD - Transmission - Zone 1 - 115 kV or Lower | Red Flag Warning - Small Fires | 2025 | 0 | 0 | 0 | 0 | 0.080408 | 0.03759 | 0.0016314 | 0.041187 | 0.00041909 | 0.00041909 | 0.00041909 | 0.00041909 | 0.00010452 |  | 0 | 4.3804e-08 | 4.3804e-08 | 0 | 4.3804e-08 | 4.3804e-08 | 0 | 4.3804e-08 | 4.3804e-08 | 0 | 4.3804e-08 | Column30: 4.3804e-08 | [29 empty] | 7.3.2.1.3 Advanced weather monitoring and weather stations Weather StationsWLDFRElectric Reliability | WLDFR | HFTD - Distribution - Tier 3 - 3QU CoRE ¦ 4QU LoRE | Seismic - Non-Red Flag Warning - Catastrophic Fires | 2020 | Electric Reliability | 409.2237 | 208.0009 | 2020 | Mitigation | 0.011149 | 10 | 0 | esc | 0.011149 | 4.5624 | 0 | 0 | 0 | 0 | 0 | 0
[79 empty] | WLDFR | HFTD - Transmission - Zone 1 - 115 kV or Lower | Red Flag Warning - Small Fires | 2026 | 0 | 0 | 0 | 0 | 0.080408 | 0.03759 | 0.0016314 | 0.041187 | 0.00041909 | 0.00041909 | 0.00041909 | 0.00041909 | 0.00010452 |  | 0 | 4.3804e-08 | 4.3804e-08 | 0 | 4.3804e-08 | 4.3804e-08 | 0 | 4.3804e-08 | 4.3804e-08 | 0 | 4.3804e-08 | Column30: 4.3804e-08 | [29 empty] | 7.3.2.1.3 Advanced weather monitoring and weather stations Weather StationsWLDFRElectric Reliability | WLDFR | HFTD - Distribution - Tier 3 - 3QU CoRE ¦ 4QU LoRE | Seismic - Red Flag Warning - Catastrophic Fires | 2020 | Electric Reliability | 409.2237 | 208.0009 | 2020 | Mitigation | 0.011149 | 10 | 0 | esc | 0.011149 | 4.5624 | 0 | 0 | 0 | 0 | 0 | 0
[79 empty] | WLDFR | HFTD - Transmission - Zone 1 - 115 kV or Lower | Red Flag Warning - Small Fires | 2027 | 0 | 0 | 0 | 0 | 0.080408 | 0.03759 | 0.0016314 | 0.041187 | 0.00041909 | 0.00041909 | 0.00041909 | 0.00041909 | 0.00010452 |  | 0 | 4.3804e-08 | 4.3804e-08 | 0 | 4.3804e-08 | 4.3804e-08 | 0 | 4.3804e-08 | 4.3804e-08 | 0 | 4.3804e-08 | Column30: 4.3804e-08 | [29 empty] | 7.3.2.1.3 Advanced weather monitoring and weather stations Weather StationsWLDFRElectric Reliability | WLDFR | HFTD - Distribution - Tier 3 - 3QU CoRE ¦ 5QU LoRE | Non-Red Flag Warning - Catastrophic Fires | 2020 | Electric Reliability | 222.2294 | 90.0882 | 2020 | Mitigation | 0.011149 | 10 | 0 | esc | 0.011149 | 2.4776 | 0 | 0 | 0 | 0 | 0 | 0
[79 empty] | WLDFR | HFTD - Transmission - Zone 1 - 115 kV or Lower | Red Flag Warning - Small Fires | 2028 | 0 | 0 | 0 | 0 | 0.083606 | 0.039055 | 0.001695 | 0.042856 | 0.00043542 | 0.00043542 | 0.00043542 | 0.00043542 | 0.00010452 |  | 0 | 4.5511e-08 | 4.5511e-08 | 0 | 4.5511e-08 | 4.5511e-08 | 0 | 4.5511e-08 | 4.5511e-08 | 0 | 4.5511e-08 | Column30: 4.5511e-08 | [29 empty] | 7.3.2.1.3 Advanced weather monitoring and weather stations Weather StationsWLDFRElectric Reliability | WLDFR | HFTD - Distribution - Tier 3 - 3QU CoRE ¦ 5QU LoRE | Non-Red Flag Warning - Destructive Fires | 2020 | Electric Reliability | 222.2294 | 90.0882 | 2020 | Mitigation | 0.011149 | 10 | 0 | esc | 0.011149 | 2.4776 | 0 | 0 | 0 | 0 | 0 | 0
[79 empty] | WLDFR | HFTD - Transmission - Zone 1 - 115 kV or Lower | Red Flag Warning - Small Fires | 2029 | 0 | 0 | 0 | 0 | 0.083606 | 0.039055 | 0.001695 | 0.042856 | 0.00043542 | 0.00043542 | 0.00043542 | 0.00043542 | 0.00010452 |  | 0 | 4.5511e-08 | 4.5511e-08 | 0 | 4.5511e-08 | 4.5511e-08 | 0 | 4.5511e-08 | 4.5511e-08 | 0 | 4.5511e-08 | Column30: 4.5511e-08 | [29 empty] | 7.3.2.1.3 Advanced weather monitoring and weather stations Weather StationsWLDFRElectric Reliability | WLDFR | HFTD - Distribution - Tier 3 - 3QU CoRE ¦ 5QU LoRE | Non-Red Flag Warning - Large Fires | 2020 | Electric Reliability | 0.69642 | 90.0882 | 2020 | Mitigation | 0.011149 | 10 | 0 | esc | 0.011149 | 0.0077642 | 0 | 0 | 0 | 0 | 0 | 0
[79 empty] | WLDFR | HFTD - Transmission - Zone 1 - 115 kV or Lower | Red Flag Warning - Small Fires | 2030 | 0 | 0 | 0 | 0 | 0.083606 | 0.039055 | 0.001695 | 0.042856 | 0 | 0.00043542 | 0.00043542 | 0.00043542 | 0.00010452 |  | 0 | 0 | 0 | 0 | 4.5511e-08 | 4.5511e-08 | 0 | 4.5511e-08 | 4.5511e-08 | 0 | 4.5511e-08 | Column30: 4.5511e-08 | [29 empty] | 7.3.2.1.3 Advanced weather monitoring and weather stations Weather StationsWLDFRElectric Reliability | WLDFR | HFTD - Distribution - Tier 3 - 3QU CoRE ¦ 5QU LoRE | Non-Red Flag Warning - Small Fires | 2020 | Electric Reliability | 0.036425 | 90.0882 | 2020 | Mitigation | 0.011149 | 10 | 0 | esc | 0.011149 | 0.0004061 | 0 | 0 | 0 | 0 | 0 | 0
[79 empty] | WLDFR | HFTD - Transmission - Zone 1 - 115 kV or Lower | Red Flag Warning - Small Fires | 2031 | 0 | 0 | 0 | 0 | 0.083606 | 0.039055 | 0.001695 | 0.042856 | 0 | 0 | 0.00043542 | 0.00043542 | 0.00010452 |  | 0 | 0 | 0 | 0 | 0 | 0 | 0 | 4.5511e-08 | 4.5511e-08 | 0 | 4.5511e-08 | Column30: 4.5511e-08 | [29 empty] | 7.3.2.1.3 Advanced weather monitoring and weather stations Weather StationsWLDFRElectric Reliability | WLDFR | HFTD - Distribution - Tier 3 - 3QU CoRE ¦ 5QU LoRE | Red Flag Warning - Catastrophic Fires | 2020 | Electric Reliability | 222.2294 | 90.0882 | 2020 | Mitigation | 0.011149 | 10 | 0 | esc | 0.011149 | 2.4776 | 0 | 0 | 0 | 0 | 0 | 0
[79 empty] | WLDFR | HFTD - Transmission - Zone 1 - 115 kV or Lower | Red Flag Warning - Small Fires | 2032 | 0 | 0 | 0 | 0 | 0.083606 | 0.039055 | 0.001695 | 0.042856 | 0 | 0 | 0 | 0.00043542 | 0.00010452 |  | 0 | 0 | 0 | 0 | 0 | 0 | 0 | 0 | 0 | 0 | 4.5511e-08 | Column30: 4.5511e-08 | [29 empty] | 7.3.2.1.3 Advanced weather monitoring and weather stations Weather StationsWLDFRElectric Reliability | WLDFR | HFTD - Distribution - Tier 3 - 3QU CoRE ¦ 5QU LoRE | Red Flag Warning - Destructive Fires | 2020 | Electric Reliability | 222.2294 | 90.0882 | 2020 | Mitigation | 0.011149 | 10 | 0 | esc | 0.011149 | 2.4776 | 0 | 0 | 0 | 0 | 0 | 0
[79 empty] | WLDFR | HFTD - Transmission - Zone 1 - 230 kV or Higher | Non-Red Flag Warning - Catastrophic Fires | 2020 | 0 | 0 | 0 | 0 | 14146.1306 | 222.2294 | 8585.7228 | 5338.1784 | 2.4776 | 0 | 0 | 0 | 3.0438e-07 |  | 0 | 7.5414e-07 | 7.5414e-07 | 0 | 0 | 0 | 0 | 0 | 0 | 0 | 0 | Column30: 0 | [29 empty] | 7.3.2.1.3 Advanced weather monitoring and weather stations Weather StationsWLDFRElectric Reliability | WLDFR | HFTD - Distribution - Tier 3 - 3QU CoRE ¦ 5QU LoRE | Red Flag Warning - Large Fires | 2020 | Electric Reliability | 0.69642 | 90.0882 | 2020 | Mitigation | 0.011149 | 10 | 0 | esc | 0.011149 | 0.0077642 | 0 | 0 | 0 | 0 | 0 | 0
[79 empty] | WLDFR | HFTD - Transmission - Zone 1 - 230 kV or Higher | Non-Red Flag Warning - Catastrophic Fires | 2021 | 0 | 0 | 0 | 0 | 14146.1306 | 222.2294 | 8585.7228 | 5338.1784 | 2.4776 | 2.4776 | 0 | 0 | 3.0438e-07 |  | 0 | 7.5414e-07 | 7.5414e-07 | 0 | 7.5414e-07 | 7.5414e-07 | 0 | 0 | 0 | 0 | 0 | Column30: 0 | [29 empty] | 7.3.2.1.3 Advanced weather monitoring and weather stations Weather StationsWLDFRElectric Reliability | WLDFR | HFTD - Distribution - Tier 3 - 3QU CoRE ¦ 5QU LoRE | Red Flag Warning - Small Fires | 2020 | Electric Reliability | 0.036425 | 90.0882 | 2020 | Mitigation | 0.011149 | 10 | 0 | esc | 0.011149 | 0.0004061 | 0 | 0 | 0 | 0 | 0 | 0
[79 empty] | WLDFR | HFTD - Transmission - Zone 1 - 230 kV or Higher | Non-Red Flag Warning - Catastrophic Fires | 2022 | 0 | 0 | 0 | 0 | 14146.1306 | 222.2294 | 8585.7228 | 5338.1784 | 2.4776 | 2.4776 | 2.4776 | 0 | 3.0438e-07 |  | 0 | 7.5414e-07 | 7.5414e-07 | 0 | 7.5414e-07 | 7.5414e-07 | 0 | 7.5414e-07 | 7.5414e-07 | 0 | 0 | Column30: 0 | [29 empty] | 7.3.2.1.3 Advanced weather monitoring and weather stations Weather StationsWLDFRElectric Reliability | WLDFR | HFTD - Distribution - Tier 3 - 4QU CoRE ¦ 1QU LoRE | Non-Red Flag Warning - Catastrophic Fires | 2020 | Electric Reliability | 222.2294 | 655.3922 | 2020 | Mitigation | 0.011149 | 10 | 0 | esc | 0.011149 | 2.4776 | 0 | 0 | 0 | 0 | 0 | 0
[79 empty] | WLDFR | HFTD - Transmission - Zone 1 - 230 kV or Higher | Non-Red Flag Warning - Catastrophic Fires | 2023 | 0 | 0 | 0 | 0 | 14664.6376 | 233.2301 | 8896.516 | 5534.8915 | 2.6002 | 2.6002 | 2.6002 | 2.6002 | 3.0438e-07 |  | 0 | 7.9147e-07 | 7.9147e-07 | 0 | 7.9147e-07 | 7.9147e-07 | 0 | 7.9147e-07 | 7.9147e-07 | 0 | 7.9147e-07 | Column30: 7.9147e-07 | [29 empty] | 7.3.2.1.3 Advanced weather monitoring and weather stations Weather StationsWLDFRElectric Reliability | WLDFR | HFTD - Distribution - Tier 3 - 4QU CoRE ¦ 1QU LoRE | Non-Red Flag Warning - Destructive Fires | 2020 | Electric Reliability | 222.2294 | 655.3922 | 2020 | Mitigation | 0.011149 | 10 | 0 | esc | 0.011149 | 2.4776 | 0 | 0 | 0 | 0 | 0 | 0
[79 empty] | WLDFR | HFTD - Transmission - Zone 1 - 230 kV or Higher | Non-Red Flag Warning - Catastrophic Fires | 2024 | 0 | 0 | 0 | 0 | 14664.6376 | 233.2301 | 8896.516 | 5534.8915 | 2.6002 | 2.6002 | 2.6002 | 2.6002 | 3.0438e-07 |  | 0 | 7.9147e-07 | 7.9147e-07 | 0 | 7.9147e-07 | 7.9147e-07 | 0 | 7.9147e-07 | 7.9147e-07 | 0 | 7.9147e-07 | Column30: 7.9147e-07 | [29 empty] | 7.3.2.1.3 Advanced weather monitoring and weather stations Weather StationsWLDFRElectric Reliability | WLDFR | HFTD - Distribution - Tier 3 - 4QU CoRE ¦ 1QU LoRE | Non-Red Flag Warning - Large Fires | 2020 | Electric Reliability | 0.69642 | 655.3922 | 2020 | Mitigation | 0.011149 | 10 | 0 | esc | 0.011149 | 0.0077642 | 0 | 0 | 0 | 0 | 0 | 0
[79 empty] | WLDFR | HFTD - Transmission - Zone 1 - 230 kV or Higher | Non-Red Flag Warning - Catastrophic Fires | 2025 | 0 | 0 | 0 | 0 | 14664.6376 | 233.2301 | 8896.516 | 5534.8915 | 2.6002 | 2.6002 | 2.6002 | 2.6002 | 3.0438e-07 |  | 0 | 7.9147e-07 | 7.9147e-07 | 0 | 7.9147e-07 | 7.9147e-07 | 0 | 7.9147e-07 | 7.9147e-07 | 0 | 7.9147e-07 | Column30: 7.9147e-07 | [29 empty] | 7.3.2.1.3 Advanced weather monitoring and weather stations Weather StationsWLDFRElectric Reliability | WLDFR | HFTD - Distribution - Tier 3 - 4QU CoRE ¦ 1QU LoRE | Non-Red Flag Warning - Small Fires | 2020 | Electric Reliability | 0.036425 | 655.3922 | 2020 | Mitigation | 0.011149 | 10 | 0 | esc | 0.011149 | 0.0004061 | 0 | 0 | 0 | 0 | 0 | 0
[79 empty] | WLDFR | HFTD - Transmission - Zone 1 - 230 kV or Higher | Non-Red Flag Warning - Catastrophic Fires | 2026 | 0 | 0 | 0 | 0 | 14664.6376 | 233.2301 | 8896.516 | 5534.8915 | 2.6002 | 2.6002 | 2.6002 | 2.6002 | 3.0438e-07 |  | 0 | 7.9147e-07 | 7.9147e-07 | 0 | 7.9147e-07 | 7.9147e-07 | 0 | 7.9147e-07 | 7.9147e-07 | 0 | 7.9147e-07 | Column30: 7.9147e-07 | [29 empty] | 7.3.2.1.3 Advanced weather monitoring and weather stations Weather StationsWLDFRElectric Reliability | WLDFR | HFTD - Distribution - Tier 3 - 4QU CoRE ¦ 1QU LoRE | Red Flag Warning - Catastrophic Fires | 2020 | Electric Reliability | 222.2294 | 655.3922 | 2020 | Mitigation | 0.011149 | 10 | 0 | esc | 0.011149 | 2.4776 | 0 | 0 | 0 | 0 | 0 | 0
[79 empty] | WLDFR | HFTD - Transmission - Zone 1 - 230 kV or Higher | Non-Red Flag Warning - Catastrophic Fires | 2027 | 0 | 0 | 0 | 0 | 14664.6376 | 233.2301 | 8896.516 | 5534.8915 | 2.6002 | 2.6002 | 2.6002 | 2.6002 | 3.0438e-07 |  | 0 | 7.9147e-07 | 7.9147e-07 | 0 | 7.9147e-07 | 7.9147e-07 | 0 | 7.9147e-07 | 7.9147e-07 | 0 | 7.9147e-07 | Column30: 7.9147e-07 | [29 empty] | 7.3.2.1.3 Advanced weather monitoring and weather stations Weather StationsWLDFRElectric Reliability | WLDFR | HFTD - Distribution - Tier 3 - 4QU CoRE ¦ 1QU LoRE | Red Flag Warning - Destructive Fires | 2020 | Electric Reliability | 222.2294 | 655.3922 | 2020 | Mitigation | 0.011149 | 10 | 0 | esc | 0.011149 | 2.4776 | 0 | 0 | 0 | 0 | 0 | 0
[79 empty] | WLDFR | HFTD - Transmission - Zone 1 - 230 kV or Higher | Non-Red Flag Warning - Catastrophic Fires | 2028 | 0 | 0 | 0 | 0 | 15317.9909 | 247.273 | 9287.6491 | 5783.0689 | 2.7568 | 2.7568 | 2.7568 | 2.7568 | 3.0438e-07 |  | 0 | 8.3912e-07 | 8.3912e-07 | 0 | 8.3912e-07 | 8.3912e-07 | 0 | 8.3912e-07 | 8.3912e-07 | 0 | 8.3912e-07 | Column30: 8.3912e-07 | [29 empty] | 7.3.2.1.3 Advanced weather monitoring and weather stations Weather StationsWLDFRElectric Reliability | WLDFR | HFTD - Distribution - Tier 3 - 4QU CoRE ¦ 1QU LoRE | Red Flag Warning - Large Fires | 2020 | Electric Reliability | 0.69642 | 655.3922 | 2020 | Mitigation | 0.011149 | 10 | 0 | esc | 0.011149 | 0.0077642 | 0 | 0 | 0 | 0 | 0 | 0
[79 empty] | WLDFR | HFTD - Transmission - Zone 1 - 230 kV or Higher | Non-Red Flag Warning - Catastrophic Fires | 2029 | 0 | 0 | 0 | 0 | 15317.9909 | 247.273 | 9287.6491 | 5783.0689 | 2.7568 | 2.7568 | 2.7568 | 2.7568 | 3.0438e-07 |  | 0 | 8.3912e-07 | 8.3912e-07 | 0 | 8.3912e-07 | 8.3912e-07 | 0 | 8.3912e-07 | 8.3912e-07 | 0 | 8.3912e-07 | Column30: 8.3912e-07 | [29 empty] | 7.3.2.1.3 Advanced weather monitoring and weather stations Weather StationsWLDFRElectric Reliability | WLDFR | HFTD - Distribution - Tier 3 - 4QU CoRE ¦ 1QU LoRE | Red Flag Warning - Small Fires | 2020 | Electric Reliability | 0.036425 | 655.3922 | 2020 | Mitigation | 0.011149 | 10 | 0 | esc | 0.011149 | 0.0004061 | 0 | 0 | 0 | 0 | 0 | 0
[79 empty] | WLDFR | HFTD - Transmission - Zone 1 - 230 kV or Higher | Non-Red Flag Warning - Catastrophic Fires | 2030 | 0 | 0 | 0 | 0 | 15317.9909 | 247.273 | 9287.6491 | 5783.0689 | 0 | 2.7568 | 2.7568 | 2.7568 | 3.0438e-07 |  | 0 | 0 | 0 | 0 | 8.3912e-07 | 8.3912e-07 | 0 | 8.3912e-07 | 8.3912e-07 | 0 | 8.3912e-07 | Column30: 8.3912e-07 | [29 empty] | 7.3.2.1.3 Advanced weather monitoring and weather stations Weather StationsWLDFRElectric Reliability | WLDFR | HFTD - Distribution - Tier 3 - 4QU CoRE ¦ 1QU LoRE | Seismic - Non-Red Flag Warning - Catastrophic Fires | 2020 | Electric Reliability | 409.2237 | 655.3922 | 2020 | Mitigation | 0.011149 | 10 | 0 | esc | 0.011149 | 4.5624 | 0 | 0 | 0 | 0 | 0 | 0
[79 empty] | WLDFR | HFTD - Transmission - Zone 1 - 230 kV or Higher | Non-Red Flag Warning - Catastrophic Fires | 2031 | 0 | 0 | 0 | 0 | 15317.9909 | 247.273 | 9287.6491 | 5783.0689 | 0 | 0 | 2.7568 | 2.7568 | 3.0438e-07 |  | 0 | 0 | 0 | 0 | 0 | 0 | 0 | 8.3912e-07 | 8.3912e-07 | 0 | 8.3912e-07 | Column30: 8.3912e-07 | [29 empty] | 7.3.2.1.3 Advanced weather monitoring and weather stations Weather StationsWLDFRElectric Reliability | WLDFR | HFTD - Distribution - Tier 3 - 4QU CoRE ¦ 1QU LoRE | Seismic - Red Flag Warning - Catastrophic Fires | 2020 | Electric Reliability | 409.2237 | 655.3922 | 2020 | Mitigation | 0.011149 | 10 | 0 | esc | 0.011149 | 4.5624 | 0 | 0 | 0 | 0 | 0 | 0
[79 empty] | WLDFR | HFTD - Transmission - Zone 1 - 230 kV or Higher | Non-Red Flag Warning - Catastrophic Fires | 2032 | 0 | 0 | 0 | 0 | 15317.9909 | 247.273 | 9287.6491 | 5783.0689 | 0 | 0 | 0 | 2.7568 | 3.0438e-07 |  | 0 | 0 | 0 | 0 | 0 | 0 | 0 | 0 | 0 | 0 | 8.3912e-07 | Column30: 8.3912e-07 | [29 empty] | 7.3.2.1.3 Advanced weather monitoring and weather stations Weather StationsWLDFRElectric Reliability | WLDFR | HFTD - Distribution - Tier 3 - 4QU CoRE ¦ 2QU LoRE | Non-Red Flag Warning - Catastrophic Fires | 2020 | Electric Reliability | 222.2294 | 572.4174 | 2020 | Mitigation | 0.011149 | 10 | 0 | esc | 0.011149 | 2.4776 | 0 | 0 | 0 | 0 | 0 | 0
[79 empty] | WLDFR | HFTD - Transmission - Zone 1 - 230 kV or Higher | Non-Red Flag Warning - Destructive Fires | 2020 | 0 | 0 | 0 | 0 | 8807.9522 | 222.2294 | 8585.7228 | 0 | 2.4776 | 0 | 0 | 0 | 3.0438e-07 |  | 0 | 7.5414e-07 | 7.5414e-07 | 0 | 0 | 0 | 0 | 0 | 0 | 0 | 0 | Column30: 0 | [29 empty] | 7.3.2.1.3 Advanced weather monitoring and weather stations Weather StationsWLDFRElectric Reliability | WLDFR | HFTD - Distribution - Tier 3 - 4QU CoRE ¦ 2QU LoRE | Non-Red Flag Warning - Destructive Fires | 2020 | Electric Reliability | 222.2294 | 572.4174 | 2020 | Mitigation | 0.011149 | 10 | 0 | esc | 0.011149 | 2.4776 | 0 | 0 | 0 | 0 | 0 | 0
[79 empty] | WLDFR | HFTD - Transmission - Zone 1 - 230 kV or Higher | Non-Red Flag Warning - Destructive Fires | 2021 | 0 | 0 | 0 | 0 | 8807.9522 | 222.2294 | 8585.7228 | 0 | 2.4776 | 2.4776 | 0 | 0 | 3.0438e-07 |  | 0 | 7.5414e-07 | 7.5414e-07 | 0 | 7.5414e-07 | 7.5414e-07 | 0 | 0 | 0 | 0 | 0 | Column30: 0 | [29 empty] | 7.3.2.1.3 Advanced weather monitoring and weather stations Weather StationsWLDFRElectric Reliability | WLDFR | HFTD - Distribution - Tier 3 - 4QU CoRE ¦ 2QU LoRE | Non-Red Flag Warning - Large Fires | 2020 | Electric Reliability | 0.69642 | 572.4174 | 2020 | Mitigation | 0.011149 | 10 | 0 | esc | 0.011149 | 0.0077642 | 0 | 0 | 0 | 0 | 0 | 0
[79 empty] | WLDFR | HFTD - Transmission - Zone 1 - 230 kV or Higher | Non-Red Flag Warning - Destructive Fires | 2022 | 0 | 0 | 0 | 0 | 8807.9522 | 222.2294 | 8585.7228 | 0 | 2.4776 | 2.4776 | 2.4776 | 0 | 3.0438e-07 |  | 0 | 7.5414e-07 | 7.5414e-07 | 0 | 7.5414e-07 | 7.5414e-07 | 0 | 7.5414e-07 | 7.5414e-07 | 0 | 0 | Column30: 0 | [29 empty] | 7.3.2.1.3 Advanced weather monitoring and weather stations Weather StationsWLDFRElectric Reliability | WLDFR | HFTD - Distribution - Tier 3 - 4QU CoRE ¦ 2QU LoRE | Non-Red Flag Warning - Small Fires | 2020 | Electric Reliability | 0.036425 | 572.4174 | 2020 | Mitigation | 0.011149 | 10 | 0 | esc | 0.011149 | 0.0004061 | 0 | 0 | 0 | 0 | 0 | 0
[79 empty] | WLDFR | HFTD - Transmission - Zone 1 - 230 kV or Higher | Non-Red Flag Warning - Destructive Fires | 2023 | 0 | 0 | 0 | 0 | 9129.7461 | 233.2301 | 8896.516 | 0 | 2.6002 | 2.6002 | 2.6002 | 2.6002 | 3.0438e-07 |  | 0 | 7.9147e-07 | 7.9147e-07 | 0 | 7.9147e-07 | 7.9147e-07 | 0 | 7.9147e-07 | 7.9147e-07 | 0 | 7.9147e-07 | Column30: 7.9147e-07 | [29 empty] | 7.3.2.1.3 Advanced weather monitoring and weather stations Weather StationsWLDFRElectric Reliability | WLDFR | HFTD - Distribution - Tier 3 - 4QU CoRE ¦ 2QU LoRE | Red Flag Warning - Catastrophic Fires | 2020 | Electric Reliability | 222.2294 | 572.4174 | 2020 | Mitigation | 0.011149 | 10 | 0 | esc | 0.011149 | 2.4776 | 0 | 0 | 0 | 0 | 0 | 0
[79 empty] | WLDFR | HFTD - Transmission - Zone 1 - 230 kV or Higher | Non-Red Flag Warning - Destructive Fires | 2024 | 0 | 0 | 0 | 0 | 9129.7461 | 233.2301 | 8896.516 | 0 | 2.6002 | 2.6002 | 2.6002 | 2.6002 | 3.0438e-07 |  | 0 | 7.9147e-07 | 7.9147e-07 | 0 | 7.9147e-07 | 7.9147e-07 | 0 | 7.9147e-07 | 7.9147e-07 | 0 | 7.9147e-07 | Column30: 7.9147e-07 | [29 empty] | 7.3.2.1.3 Advanced weather monitoring and weather stations Weather StationsWLDFRElectric Reliability | WLDFR | HFTD - Distribution - Tier 3 - 4QU CoRE ¦ 2QU LoRE | Red Flag Warning - Destructive Fires | 2020 | Electric Reliability | 222.2294 | 572.4174 | 2020 | Mitigation | 0.011149 | 10 | 0 | esc | 0.011149 | 2.4776 | 0 | 0 | 0 | 0 | 0 | 0
[79 empty] | WLDFR | HFTD - Transmission - Zone 1 - 230 kV or Higher | Non-Red Flag Warning - Destructive Fires | 2025 | 0 | 0 | 0 | 0 | 9129.7461 | 233.2301 | 8896.516 | 0 | 2.6002 | 2.6002 | 2.6002 | 2.6002 | 3.0438e-07 |  | 0 | 7.9147e-07 | 7.9147e-07 | 0 | 7.9147e-07 | 7.9147e-07 | 0 | 7.9147e-07 | 7.9147e-07 | 0 | 7.9147e-07 | Column30: 7.9147e-07 | [29 empty] | 7.3.2.1.3 Advanced weather monitoring and weather stations Weather StationsWLDFRElectric Reliability | WLDFR | HFTD - Distribution - Tier 3 - 4QU CoRE ¦ 2QU LoRE | Red Flag Warning - Large Fires | 2020 | Electric Reliability | 0.69642 | 572.4174 | 2020 | Mitigation | 0.011149 | 10 | 0 | esc | 0.011149 | 0.0077642 | 0 | 0 | 0 | 0 | 0 | 0
[79 empty] | WLDFR | HFTD - Transmission - Zone 1 - 230 kV or Higher | Non-Red Flag Warning - Destructive Fires | 2026 | 0 | 0 | 0 | 0 | 9129.7461 | 233.2301 | 8896.516 | 0 | 2.6002 | 2.6002 | 2.6002 | 2.6002 | 3.0438e-07 |  | 0 | 7.9147e-07 | 7.9147e-07 | 0 | 7.9147e-07 | 7.9147e-07 | 0 | 7.9147e-07 | 7.9147e-07 | 0 | 7.9147e-07 | Column30: 7.9147e-07 | [29 empty] | 7.3.2.1.3 Advanced weather monitoring and weather stations Weather StationsWLDFRElectric Reliability | WLDFR | HFTD - Distribution - Tier 3 - 4QU CoRE ¦ 2QU LoRE | Red Flag Warning - Small Fires | 2020 | Electric Reliability | 0.036425 | 572.4174 | 2020 | Mitigation | 0.011149 | 10 | 0 | esc | 0.011149 | 0.0004061 | 0 | 0 | 0 | 0 | 0 | 0
[79 empty] | WLDFR | HFTD - Transmission - Zone 1 - 230 kV or Higher | Non-Red Flag Warning - Destructive Fires | 2027 | 0 | 0 | 0 | 0 | 9129.7461 | 233.2301 | 8896.516 | 0 | 2.6002 | 2.6002 | 2.6002 | 2.6002 | 3.0438e-07 |  | 0 | 7.9147e-07 | 7.9147e-07 | 0 | 7.9147e-07 | 7.9147e-07 | 0 | 7.9147e-07 | 7.9147e-07 | 0 | 7.9147e-07 | Column30: 7.9147e-07 | [29 empty] | 7.3.2.1.3 Advanced weather monitoring and weather stations Weather StationsWLDFRElectric Reliability | WLDFR | HFTD - Distribution - Tier 3 - 4QU CoRE ¦ 2QU LoRE | Seismic - Non-Red Flag Warning - Catastrophic Fires | 2020 | Electric Reliability | 409.2237 | 572.4174 | 2020 | Mitigation | 0.011149 | 10 | 0 | esc | 0.011149 | 4.5624 | 0 | 0 | 0 | 0 | 0 | 0
[79 empty] | WLDFR | HFTD - Transmission - Zone 1 - 230 kV or Higher | Non-Red Flag Warning - Destructive Fires | 2028 | 0 | 0 | 0 | 0 | 9534.9221 | 247.273 | 9287.6491 | 0 | 2.7568 | 2.7568 | 2.7568 | 2.7568 | 3.0438e-07 |  | 0 | 8.3912e-07 | 8.3912e-07 | 0 | 8.3912e-07 | 8.3912e-07 | 0 | 8.3912e-07 | 8.3912e-07 | 0 | 8.3912e-07 | Column30: 8.3912e-07 | [29 empty] | 7.3.2.1.3 Advanced weather monitoring and weather stations Weather StationsWLDFRElectric Reliability | WLDFR | HFTD - Distribution - Tier 3 - 4QU CoRE ¦ 2QU LoRE | Seismic - Red Flag Warning - Catastrophic Fires | 2020 | Electric Reliability | 409.2237 | 572.4174 | 2020 | Mitigation | 0.011149 | 10 | 0 | esc | 0.011149 | 4.5624 | 0 | 0 | 0 | 0 | 0 | 0
[79 empty] | WLDFR | HFTD - Transmission - Zone 1 - 230 kV or Higher | Non-Red Flag Warning - Destructive Fires | 2029 | 0 | 0 | 0 | 0 | 9534.9221 | 247.273 | 9287.6491 | 0 | 2.7568 | 2.7568 | 2.7568 | 2.7568 | 3.0438e-07 |  | 0 | 8.3912e-07 | 8.3912e-07 | 0 | 8.3912e-07 | 8.3912e-07 | 0 | 8.3912e-07 | 8.3912e-07 | 0 | 8.3912e-07 | Column30: 8.3912e-07 | [29 empty] | 7.3.2.1.3 Advanced weather monitoring and weather stations Weather StationsWLDFRElectric Reliability | WLDFR | HFTD - Distribution - Tier 3 - 4QU CoRE ¦ 3QU LoRE | Non-Red Flag Warning - Catastrophic Fires | 2020 | Electric Reliability | 222.2294 | 334.8643 | 2020 | Mitigation | 0.011149 | 10 | 0 | esc | 0.011149 | 2.4776 | 0 | 0 | 0 | 0 | 0 | 0
[79 empty] | WLDFR | HFTD - Transmission - Zone 1 - 230 kV or Higher | Non-Red Flag Warning - Destructive Fires | 2030 | 0 | 0 | 0 | 0 | 9534.9221 | 247.273 | 9287.6491 | 0 | 0 | 2.7568 | 2.7568 | 2.7568 | 3.0438e-07 |  | 0 | 0 | 0 | 0 | 8.3912e-07 | 8.3912e-07 | 0 | 8.3912e-07 | 8.3912e-07 | 0 | 8.3912e-07 | Column30: 8.3912e-07 | [29 empty] | 7.3.2.1.3 Advanced weather monitoring and weather stations Weather StationsWLDFRElectric Reliability | WLDFR | HFTD - Distribution - Tier 3 - 4QU CoRE ¦ 3QU LoRE | Non-Red Flag Warning - Destructive Fires | 2020 | Electric Reliability | 222.2294 | 334.8643 | 2020 | Mitigation | 0.011149 | 10 | 0 | esc | 0.011149 | 2.4776 | 0 | 0 | 0 | 0 | 0 | 0
[79 empty] | WLDFR | HFTD - Transmission - Zone 1 - 230 kV or Higher | Non-Red Flag Warning - Destructive Fires | 2031 | 0 | 0 | 0 | 0 | 9534.9221 | 247.273 | 9287.6491 | 0 | 0 | 0 | 2.7568 | 2.7568 | 3.0438e-07 |  | 0 | 0 | 0 | 0 | 0 | 0 | 0 | 8.3912e-07 | 8.3912e-07 | 0 | 8.3912e-07 | Column30: 8.3912e-07 | [29 empty] | 7.3.2.1.3 Advanced weather monitoring and weather stations Weather StationsWLDFRElectric Reliability | WLDFR | HFTD - Distribution - Tier 3 - 4QU CoRE ¦ 3QU LoRE | Non-Red Flag Warning - Large Fires | 2020 | Electric Reliability | 0.69642 | 334.8643 | 2020 | Mitigation | 0.011149 | 10 | 0 | esc | 0.011149 | 0.0077642 | 0 | 0 | 0 | 0 | 0 | 0
[79 empty] | WLDFR | HFTD - Transmission - Zone 1 - 230 kV or Higher | Non-Red Flag Warning - Destructive Fires | 2032 | 0 | 0 | 0 | 0 | 9534.9221 | 247.273 | 9287.6491 | 0 | 0 | 0 | 0 | 2.7568 | 3.0438e-07 |  | 0 | 0 | 0 | 0 | 0 | 0 | 0 | 0 | 0 | 0 | 8.3912e-07 | Column30: 8.3912e-07 | [29 empty] | 7.3.2.1.3 Advanced weather monitoring and weather stations Weather StationsWLDFRElectric Reliability | WLDFR | HFTD - Distribution - Tier 3 - 4QU CoRE ¦ 3QU LoRE | Non-Red Flag Warning - Small Fires | 2020 | Electric Reliability | 0.036425 | 334.8643 | 2020 | Mitigation | 0.011149 | 10 | 0 | esc | 0.011149 | 0.0004061 | 0 | 0 | 0 | 0 | 0 | 0
[79 empty] | WLDFR | HFTD - Transmission - Zone 1 - 230 kV or Higher | Non-Red Flag Warning - Large Fires | 2020 | 0 | 0 | 0 | 0 | 5.2406 | 0.69642 | 2.942 | 1.6022 | 0.0077642 | 0 | 0 | 0 | 2.7394e-06 |  | 0 | 2.127e-08 | 2.127e-08 | 0 | 0 | 0 | 0 | 0 | 0 | 0 | 0 | Column30: 0 | [29 empty] | 7.3.2.1.3 Advanced weather monitoring and weather stations Weather StationsWLDFRElectric Reliability | WLDFR | HFTD - Distribution - Tier 3 - 4QU CoRE ¦ 3QU LoRE | Red Flag Warning - Catastrophic Fires | 2020 | Electric Reliability | 222.2294 | 334.8643 | 2020 | Mitigation | 0.011149 | 10 | 0 | esc | 0.011149 | 2.4776 | 0 | 0 | 0 | 0 | 0 | 0
[79 empty] | WLDFR | HFTD - Transmission - Zone 1 - 230 kV or Higher | Non-Red Flag Warning - Large Fires | 2021 | 0 | 0 | 0 | 0 | 5.2406 | 0.69642 | 2.942 | 1.6022 | 0.0077642 | 0.0077642 | 0 | 0 | 2.7394e-06 |  | 0 | 2.127e-08 | 2.127e-08 | 0 | 2.127e-08 | 2.127e-08 | 0 | 0 | 0 | 0 | 0 | Column30: 0 | [29 empty] | 7.3.2.1.3 Advanced weather monitoring and weather stations Weather StationsWLDFRElectric Reliability | WLDFR | HFTD - Distribution - Tier 3 - 4QU CoRE ¦ 3QU LoRE | Red Flag Warning - Destructive Fires | 2020 | Electric Reliability | 222.2294 | 334.8643 | 2020 | Mitigation | 0.011149 | 10 | 0 | esc | 0.011149 | 2.4776 | 0 | 0 | 0 | 0 | 0 | 0
[79 empty] | WLDFR | HFTD - Transmission - Zone 1 - 230 kV or Higher | Non-Red Flag Warning - Large Fires | 2022 | 0 | 0 | 0 | 0 | 5.2406 | 0.69642 | 2.942 | 1.6022 | 0.0077642 | 0.0077642 | 0.0077642 | 0 | 2.7394e-06 |  | 0 | 2.127e-08 | 2.127e-08 | 0 | 2.127e-08 | 2.127e-08 | 0 | 2.127e-08 | 2.127e-08 | 0 | 0 | Column30: 0 | [29 empty] | 7.3.2.1.3 Advanced weather monitoring and weather stations Weather StationsWLDFRElectric Reliability | WLDFR | HFTD - Distribution - Tier 3 - 4QU CoRE ¦ 3QU LoRE | Red Flag Warning - Large Fires | 2020 | Electric Reliability | 0.69642 | 334.8643 | 2020 | Mitigation | 0.011149 | 10 | 0 | esc | 0.011149 | 0.0077642 | 0 | 0 | 0 | 0 | 0 | 0
[79 empty] | WLDFR | HFTD - Transmission - Zone 1 - 230 kV or Higher | Non-Red Flag Warning - Large Fires | 2023 | 0 | 0 | 0 | 0 | 5.475 | 0.71896 | 3.0715 | 1.6846 | 0.0080156 | 0.0080156 | 0.0080156 | 0.0080156 | 2.7394e-06 |  | 0 | 2.1958e-08 | 2.1958e-08 | 0 | 2.1958e-08 | 2.1958e-08 | 0 | 2.1958e-08 | 2.1958e-08 | 0 | 2.1958e-08 | Column30: 2.1958e-08 | [29 empty] | 7.3.2.1.3 Advanced weather monitoring and weather stations Weather StationsWLDFRElectric Reliability | WLDFR | HFTD - Distribution - Tier 3 - 4QU CoRE ¦ 3QU LoRE | Red Flag Warning - Small Fires | 2020 | Electric Reliability | 0.036425 | 334.8643 | 2020 | Mitigation | 0.011149 | 10 | 0 | esc | 0.011149 | 0.0004061 | 0 | 0 | 0 | 0 | 0 | 0
[79 empty] | WLDFR | HFTD - Transmission - Zone 1 - 230 kV or Higher | Non-Red Flag Warning - Large Fires | 2024 | 0 | 0 | 0 | 0 | 5.475 | 0.71896 | 3.0715 | 1.6846 | 0.0080156 | 0.0080156 | 0.0080156 | 0.0080156 | 2.7394e-06 |  | 0 | 2.1958e-08 | 2.1958e-08 | 0 | 2.1958e-08 | 2.1958e-08 | 0 | 2.1958e-08 | 2.1958e-08 | 0 | 2.1958e-08 | Column30: 2.1958e-08 | [29 empty] | 7.3.2.1.3 Advanced weather monitoring and weather stations Weather StationsWLDFRElectric Reliability | WLDFR | HFTD - Distribution - Tier 3 - 4QU CoRE ¦ 3QU LoRE | Seismic - Non-Red Flag Warning - Catastrophic Fires | 2020 | Electric Reliability | 409.2237 | 334.8643 | 2020 | Mitigation | 0.011149 | 10 | 0 | esc | 0.011149 | 4.5624 | 0 | 0 | 0 | 0 | 0 | 0
[79 empty] | WLDFR | HFTD - Transmission - Zone 1 - 230 kV or Higher | Non-Red Flag Warning - Large Fires | 2025 | 0 | 0 | 0 | 0 | 5.475 | 0.71896 | 3.0715 | 1.6846 | 0.0080156 | 0.0080156 | 0.0080156 | 0.0080156 | 2.7394e-06 |  | 0 | 2.1958e-08 | 2.1958e-08 | 0 | 2.1958e-08 | 2.1958e-08 | 0 | 2.1958e-08 | 2.1958e-08 | 0 | 2.1958e-08 | Column30: 2.1958e-08 | [29 empty] | 7.3.2.1.3 Advanced weather monitoring and weather stations Weather StationsWLDFRElectric Reliability | WLDFR | HFTD - Distribution - Tier 3 - 4QU CoRE ¦ 3QU LoRE | Seismic - Red Flag Warning - Catastrophic Fires | 2020 | Electric Reliability | 409.2237 | 334.8643 | 2020 | Mitigation | 0.011149 | 10 | 0 | esc | 0.011149 | 4.5624 | 0 | 0 | 0 | 0 | 0 | 0
[79 empty] | WLDFR | HFTD - Transmission - Zone 1 - 230 kV or Higher | Non-Red Flag Warning - Large Fires | 2026 | 0 | 0 | 0 | 0 | 5.475 | 0.71896 | 3.0715 | 1.6846 | 0.0080156 | 0.0080156 | 0.0080156 | 0.0080156 | 2.7394e-06 |  | 0 | 2.1958e-08 | 2.1958e-08 | 0 | 2.1958e-08 | 2.1958e-08 | 0 | 2.1958e-08 | 2.1958e-08 | 0 | 2.1958e-08 | Column30: 2.1958e-08 | [29 empty] | 7.3.2.1.3 Advanced weather monitoring and weather stations Weather StationsWLDFRElectric Reliability | WLDFR | HFTD - Distribution - Tier 3 - 4QU CoRE ¦ 4QU LoRE | Non-Red Flag Warning - Catastrophic Fires | 2020 | Electric Reliability | 222.2294 | 248.6831 | 2020 | Mitigation | 0.011149 | 10 | 0 | esc | 0.011149 | 2.4776 | 0 | 0 | 0 | 0 | 0 | 0
[79 empty] | WLDFR | HFTD - Transmission - Zone 1 - 230 kV or Higher | Non-Red Flag Warning - Large Fires | 2027 | 0 | 0 | 0 | 0 | 5.475 | 0.71896 | 3.0715 | 1.6846 | 0.0080156 | 0.0080156 | 0.0080156 | 0.0080156 | 2.7394e-06 |  | 0 | 2.1958e-08 | 2.1958e-08 | 0 | 2.1958e-08 | 2.1958e-08 | 0 | 2.1958e-08 | 2.1958e-08 | 0 | 2.1958e-08 | Column30: 2.1958e-08 | [29 empty] | 7.3.2.1.3 Advanced weather monitoring and weather stations Weather StationsWLDFRElectric Reliability | WLDFR | HFTD - Distribution - Tier 3 - 4QU CoRE ¦ 4QU LoRE | Non-Red Flag Warning - Destructive Fires | 2020 | Electric Reliability | 222.2294 | 248.6831 | 2020 | Mitigation | 0.011149 | 10 | 0 | esc | 0.011149 | 2.4776 | 0 | 0 | 0 | 0 | 0 | 0
[79 empty] | WLDFR | HFTD - Transmission - Zone 1 - 230 kV or Higher | Non-Red Flag Warning - Large Fires | 2028 | 0 | 0 | 0 | 0 | 5.777 | 0.74734 | 3.238 | 1.7917 | 0.0083319 | 0.0083319 | 0.0083319 | 0.0083319 | 2.7394e-06 |  | 0 | 2.2825e-08 | 2.2825e-08 | 0 | 2.2825e-08 | 2.2825e-08 | 0 | 2.2825e-08 | 2.2825e-08 | 0 | 2.2825e-08 | Column30: 2.2825e-08 | [29 empty] | 7.3.2.1.3 Advanced weather monitoring and weather stations Weather StationsWLDFRElectric Reliability | WLDFR | HFTD - Distribution - Tier 3 - 4QU CoRE ¦ 4QU LoRE | Non-Red Flag Warning - Large Fires | 2020 | Electric Reliability | 0.69642 | 248.6831 | 2020 | Mitigation | 0.011149 | 10 | 0 | esc | 0.011149 | 0.0077642 | 0 | 0 | 0 | 0 | 0 | 0
[79 empty] | WLDFR | HFTD - Transmission - Zone 1 - 230 kV or Higher | Non-Red Flag Warning - Large Fires | 2029 | 0 | 0 | 0 | 0 | 5.777 | 0.74734 | 3.238 | 1.7917 | 0.0083319 | 0.0083319 | 0.0083319 | 0.0083319 | 2.7394e-06 |  | 0 | 2.2825e-08 | 2.2825e-08 | 0 | 2.2825e-08 | 2.2825e-08 | 0 | 2.2825e-08 | 2.2825e-08 | 0 | 2.2825e-08 | Column30: 2.2825e-08 | [29 empty] | 7.3.2.1.3 Advanced weather monitoring and weather stations Weather StationsWLDFRElectric Reliability | WLDFR | HFTD - Distribution - Tier 3 - 4QU CoRE ¦ 4QU LoRE | Non-Red Flag Warning - Small Fires | 2020 | Electric Reliability | 0.036425 | 248.6831 | 2020 | Mitigation | 0.011149 | 10 | 0 | esc | 0.011149 | 0.0004061 | 0 | 0 | 0 | 0 | 0 | 0
[79 empty] | WLDFR | HFTD - Transmission - Zone 1 - 230 kV or Higher | Non-Red Flag Warning - Large Fires | 2030 | 0 | 0 | 0 | 0 | 5.777 | 0.74734 | 3.238 | 1.7917 | 0 | 0.0083319 | 0.0083319 | 0.0083319 | 2.7394e-06 |  | 0 | 0 | 0 | 0 | 2.2825e-08 | 2.2825e-08 | 0 | 2.2825e-08 | 2.2825e-08 | 0 | 2.2825e-08 | Column30: 2.2825e-08 | [29 empty] | 7.3.2.1.3 Advanced weather monitoring and weather stations Weather StationsWLDFRElectric Reliability | WLDFR | HFTD - Distribution - Tier 3 - 4QU CoRE ¦ 4QU LoRE | Red Flag Warning - Catastrophic Fires | 2020 | Electric Reliability | 222.2294 | 248.6831 | 2020 | Mitigation | 0.011149 | 10 | 0 | esc | 0.011149 | 2.4776 | 0 | 0 | 0 | 0 | 0 | 0
[79 empty] | WLDFR | HFTD - Transmission - Zone 1 - 230 kV or Higher | Non-Red Flag Warning - Large Fires | 2031 | 0 | 0 | 0 | 0 | 5.777 | 0.74734 | 3.238 | 1.7917 | 0 | 0 | 0.0083319 | 0.0083319 | 2.7394e-06 |  | 0 | 0 | 0 | 0 | 0 | 0 | 0 | 2.2825e-08 | 2.2825e-08 | 0 | 2.2825e-08 | Column30: 2.2825e-08 | [29 empty] | 7.3.2.1.3 Advanced weather monitoring and weather stations Weather StationsWLDFRElectric Reliability | WLDFR | HFTD - Distribution - Tier 3 - 4QU CoRE ¦ 4QU LoRE | Red Flag Warning - Destructive Fires | 2020 | Electric Reliability | 222.2294 | 248.6831 | 2020 | Mitigation | 0.011149 | 10 | 0 | esc | 0.011149 | 2.4776 | 0 | 0 | 0 | 0 | 0 | 0
[79 empty] | WLDFR | HFTD - Transmission - Zone 1 - 230 kV or Higher | Non-Red Flag Warning - Large Fires | 2032 | 0 | 0 | 0 | 0 | 5.777 | 0.74734 | 3.238 | 1.7917 | 0 | 0 | 0 | 0.0083319 | 2.7394e-06 |  | 0 | 0 | 0 | 0 | 0 | 0 | 0 | 0 | 0 | 0 | 2.2825e-08 | Column30: 2.2825e-08 | [29 empty] | 7.3.2.1.3 Advanced weather monitoring and weather stations Weather StationsWLDFRElectric Reliability | WLDFR | HFTD - Distribution - Tier 3 - 4QU CoRE ¦ 4QU LoRE | Red Flag Warning - Large Fires | 2020 | Electric Reliability | 0.69642 | 248.6831 | 2020 | Mitigation | 0.011149 | 10 | 0 | esc | 0.011149 | 0.0077642 | 0 | 0 | 0 | 0 | 0 | 0
[79 empty] | WLDFR | HFTD - Transmission - Zone 1 - 230 kV or Higher | Non-Red Flag Warning - Small Fires | 2020 | 0 | 0 | 0 | 0 | 0.077901 | 0.036425 | 0.0015809 | 0.039895 | 0.0004061 | 0 | 0 | 0 | 0.00047042 |  | 0 | 1.9104e-07 | 1.9104e-07 | 0 | 0 | 0 | 0 | 0 | 0 | 0 | 0 | Column30: 0 | [29 empty] | 7.3.2.1.3 Advanced weather monitoring and weather stations Weather StationsWLDFRElectric Reliability | WLDFR | HFTD - Distribution - Tier 3 - 4QU CoRE ¦ 4QU LoRE | Red Flag Warning - Small Fires | 2020 | Electric Reliability | 0.036425 | 248.6831 | 2020 | Mitigation | 0.011149 | 10 | 0 | esc | 0.011149 | 0.0004061 | 0 | 0 | 0 | 0 | 0 | 0
[79 empty] | WLDFR | HFTD - Transmission - Zone 1 - 230 kV or Higher | Non-Red Flag Warning - Small Fires | 2021 | 0 | 0 | 0 | 0 | 0.077901 | 0.036425 | 0.0015809 | 0.039895 | 0.0004061 | 0.0004061 | 0 | 0 | 0.00047042 |  | 0 | 1.9104e-07 | 1.9104e-07 | 0 | 1.9104e-07 | 1.9104e-07 | 0 | 0 | 0 | 0 | 0 | Column30: 0 | [29 empty] | 7.3.2.1.3 Advanced weather monitoring and weather stations Weather StationsWLDFRElectric Reliability | WLDFR | HFTD - Distribution - Tier 3 - 4QU CoRE ¦ 4QU LoRE | Seismic - Non-Red Flag Warning - Catastrophic Fires | 2020 | Electric Reliability | 409.2237 | 248.6831 | 2020 | Mitigation | 0.011149 | 10 | 0 | esc | 0.011149 | 4.5624 | 0 | 0 | 0 | 0 | 0 | 0
[79 empty] | WLDFR | HFTD - Transmission - Zone 1 - 230 kV or Higher | Non-Red Flag Warning - Small Fires | 2022 | 0 | 0 | 0 | 0 | 0.077901 | 0.036425 | 0.0015809 | 0.039895 | 0.0004061 | 0.0004061 | 0.0004061 | 0 | 0.00047042 |  | 0 | 1.9104e-07 | 1.9104e-07 | 0 | 1.9104e-07 | 1.9104e-07 | 0 | 1.9104e-07 | 1.9104e-07 | 0 | 0 | Column30: 0 | [29 empty] | 7.3.2.1.3 Advanced weather monitoring and weather stations Weather StationsWLDFRElectric Reliability | WLDFR | HFTD - Distribution - Tier 3 - 4QU CoRE ¦ 4QU LoRE | Seismic - Red Flag Warning - Catastrophic Fires | 2020 | Electric Reliability | 409.2237 | 248.6831 | 2020 | Mitigation | 0.011149 | 10 | 0 | esc | 0.011149 | 4.5624 | 0 | 0 | 0 | 0 | 0 | 0
[79 empty] | WLDFR | HFTD - Transmission - Zone 1 - 230 kV or Higher | Non-Red Flag Warning - Small Fires | 2023 | 0 | 0 | 0 | 0 | 0.080408 | 0.03759 | 0.0016314 | 0.041187 | 0.00041909 | 0.00041909 | 0.00041909 | 0.00041909 | 0.00047042 |  | 0 | 1.9715e-07 | 1.9715e-07 | 0 | 1.9715e-07 | 1.9715e-07 | 0 | 1.9715e-07 | 1.9715e-07 | 0 | 1.9715e-07 | Column30: 1.9715e-07 | [29 empty] | 7.3.2.1.3 Advanced weather monitoring and weather stations Weather StationsWLDFRElectric Reliability | WLDFR | HFTD - Distribution - Tier 3 - 4QU CoRE ¦ 5QU LoRE | Non-Red Flag Warning - Catastrophic Fires | 2020 | Electric Reliability | 222.2294 | 73.245 | 2020 | Mitigation | 0.011149 | 10 | 0 | esc | 0.011149 | 2.4776 | 0 | 0 | 0 | 0 | 0 | 0
[79 empty] | WLDFR | HFTD - Transmission - Zone 1 - 230 kV or Higher | Non-Red Flag Warning - Small Fires | 2024 | 0 | 0 | 0 | 0 | 0.080408 | 0.03759 | 0.0016314 | 0.041187 | 0.00041909 | 0.00041909 | 0.00041909 | 0.00041909 | 0.00047042 |  | 0 | 1.9715e-07 | 1.9715e-07 | 0 | 1.9715e-07 | 1.9715e-07 | 0 | 1.9715e-07 | 1.9715e-07 | 0 | 1.9715e-07 | Column30: 1.9715e-07 | [29 empty] | 7.3.2.1.3 Advanced weather monitoring and weather stations Weather StationsWLDFRElectric Reliability | WLDFR | HFTD - Distribution - Tier 3 - 4QU CoRE ¦ 5QU LoRE | Non-Red Flag Warning - Destructive Fires | 2020 | Electric Reliability | 222.2294 | 73.245 | 2020 | Mitigation | 0.011149 | 10 | 0 | esc | 0.011149 | 2.4776 | 0 | 0 | 0 | 0 | 0 | 0
[79 empty] | WLDFR | HFTD - Transmission - Zone 1 - 230 kV or Higher | Non-Red Flag Warning - Small Fires | 2025 | 0 | 0 | 0 | 0 | 0.080408 | 0.03759 | 0.0016314 | 0.041187 | 0.00041909 | 0.00041909 | 0.00041909 | 0.00041909 | 0.00047042 |  | 0 | 1.9715e-07 | 1.9715e-07 | 0 | 1.9715e-07 | 1.9715e-07 | 0 | 1.9715e-07 | 1.9715e-07 | 0 | 1.9715e-07 | Column30: 1.9715e-07 | [29 empty] | 7.3.2.1.3 Advanced weather monitoring and weather stations Weather StationsWLDFRElectric Reliability | WLDFR | HFTD - Distribution - Tier 3 - 4QU CoRE ¦ 5QU LoRE | Non-Red Flag Warning - Large Fires | 2020 | Electric Reliability | 0.69642 | 73.245 | 2020 | Mitigation | 0.011149 | 10 | 0 | esc | 0.011149 | 0.0077642 | 0 | 0 | 0 | 0 | 0 | 0
[79 empty] | WLDFR | HFTD - Transmission - Zone 1 - 230 kV or Higher | Non-Red Flag Warning - Small Fires | 2026 | 0 | 0 | 0 | 0 | 0.080408 | 0.03759 | 0.0016314 | 0.041187 | 0.00041909 | 0.00041909 | 0.00041909 | 0.00041909 | 0.00047042 |  | 0 | 1.9715e-07 | 1.9715e-07 | 0 | 1.9715e-07 | 1.9715e-07 | 0 | 1.9715e-07 | 1.9715e-07 | 0 | 1.9715e-07 | Column30: 1.9715e-07 | [29 empty] | 7.3.2.1.3 Advanced weather monitoring and weather stations Weather StationsWLDFRElectric Reliability | WLDFR | HFTD - Distribution - Tier 3 - 4QU CoRE ¦ 5QU LoRE | Non-Red Flag Warning - Small Fires | 2020 | Electric Reliability | 0.036425 | 73.245 | 2020 | Mitigation | 0.011149 | 10 | 0 | esc | 0.011149 | 0.0004061 | 0 | 0 | 0 | 0 | 0 | 0
[79 empty] | WLDFR | HFTD - Transmission - Zone 1 - 230 kV or Higher | Non-Red Flag Warning - Small Fires | 2027 | 0 | 0 | 0 | 0 | 0.080408 | 0.03759 | 0.0016314 | 0.041187 | 0.00041909 | 0.00041909 | 0.00041909 | 0.00041909 | 0.00047042 |  | 0 | 1.9715e-07 | 1.9715e-07 | 0 | 1.9715e-07 | 1.9715e-07 | 0 | 1.9715e-07 | 1.9715e-07 | 0 | 1.9715e-07 | Column30: 1.9715e-07 | [29 empty] | 7.3.2.1.3 Advanced weather monitoring and weather stations Weather StationsWLDFRElectric Reliability | WLDFR | HFTD - Distribution - Tier 3 - 4QU CoRE ¦ 5QU LoRE | Red Flag Warning - Catastrophic Fires | 2020 | Electric Reliability | 222.2294 | 73.245 | 2020 | Mitigation | 0.011149 | 10 | 0 | esc | 0.011149 | 2.4776 | 0 | 0 | 0 | 0 | 0 | 0
[79 empty] | WLDFR | HFTD - Transmission - Zone 1 - 230 kV or Higher | Non-Red Flag Warning - Small Fires | 2028 | 0 | 0 | 0 | 0 | 0.083606 | 0.039055 | 0.001695 | 0.042856 | 0.00043542 | 0.00043542 | 0.00043542 | 0.00043542 | 0.00047042 |  | 0 | 2.0483e-07 | 2.0483e-07 | 0 | 2.0483e-07 | 2.0483e-07 | 0 | 2.0483e-07 | 2.0483e-07 | 0 | 2.0483e-07 | Column30: 2.0483e-07 | [29 empty] | 7.3.2.1.3 Advanced weather monitoring and weather stations Weather StationsWLDFRElectric Reliability | WLDFR | HFTD - Distribution - Tier 3 - 4QU CoRE ¦ 5QU LoRE | Red Flag Warning - Destructive Fires | 2020 | Electric Reliability | 222.2294 | 73.245 | 2020 | Mitigation | 0.011149 | 10 | 0 | esc | 0.011149 | 2.4776 | 0 | 0 | 0 | 0 | 0 | 0
[79 empty] | WLDFR | HFTD - Transmission - Zone 1 - 230 kV or Higher | Non-Red Flag Warning - Small Fires | 2029 | 0 | 0 | 0 | 0 | 0.083606 | 0.039055 | 0.001695 | 0.042856 | 0.00043542 | 0.00043542 | 0.00043542 | 0.00043542 | 0.00047042 |  | 0 | 2.0483e-07 | 2.0483e-07 | 0 | 2.0483e-07 | 2.0483e-07 | 0 | 2.0483e-07 | 2.0483e-07 | 0 | 2.0483e-07 | Column30: 2.0483e-07 | [29 empty] | 7.3.2.1.3 Advanced weather monitoring and weather stations Weather StationsWLDFRElectric Reliability | WLDFR | HFTD - Distribution - Tier 3 - 4QU CoRE ¦ 5QU LoRE | Red Flag Warning - Large Fires | 2020 | Electric Reliability | 0.69642 | 73.245 | 2020 | Mitigation | 0.011149 | 10 | 0 | esc | 0.011149 | 0.0077642 | 0 | 0 | 0 | 0 | 0 | 0
[79 empty] | WLDFR | HFTD - Transmission - Zone 1 - 230 kV or Higher | Non-Red Flag Warning - Small Fires | 2030 | 0 | 0 | 0 | 0 | 0.083606 | 0.039055 | 0.001695 | 0.042856 | 0 | 0.00043542 | 0.00043542 | 0.00043542 | 0.00047042 |  | 0 | 0 | 0 | 0 | 2.0483e-07 | 2.0483e-07 | 0 | 2.0483e-07 | 2.0483e-07 | 0 | 2.0483e-07 | Column30: 2.0483e-07 | [29 empty] | 7.3.2.1.3 Advanced weather monitoring and weather stations Weather StationsWLDFRElectric Reliability | WLDFR | HFTD - Distribution - Tier 3 - 4QU CoRE ¦ 5QU LoRE | Red Flag Warning - Small Fires | 2020 | Electric Reliability | 0.036425 | 73.245 | 2020 | Mitigation | 0.011149 | 10 | 0 | esc | 0.011149 | 0.0004061 | 0 | 0 | 0 | 0 | 0 | 0
[79 empty] | WLDFR | HFTD - Transmission - Zone 1 - 230 kV or Higher | Non-Red Flag Warning - Small Fires | 2031 | 0 | 0 | 0 | 0 | 0.083606 | 0.039055 | 0.001695 | 0.042856 | 0 | 0 | 0.00043542 | 0.00043542 | 0.00047042 |  | 0 | 0 | 0 | 0 | 0 | 0 | 0 | 2.0483e-07 | 2.0483e-07 | 0 | 2.0483e-07 | Column30: 2.0483e-07 | [29 empty] | 7.3.2.1.3 Advanced weather monitoring and weather stations Weather StationsWLDFRElectric Reliability | WLDFR | HFTD - Distribution - Tier 3 - 4QU CoRE ¦ 5QU LoRE | Seismic - Non-Red Flag Warning - Catastrophic Fires | 2020 | Electric Reliability | 409.2237 | 73.245 | 2020 | Mitigation | 0.011149 | 10 | 0 | esc | 0.011149 | 4.5624 | 0 | 0 | 0 | 0 | 0 | 0
[79 empty] | WLDFR | HFTD - Transmission - Zone 1 - 230 kV or Higher | Non-Red Flag Warning - Small Fires | 2032 | 0 | 0 | 0 | 0 | 0.083606 | 0.039055 | 0.001695 | 0.042856 | 0 | 0 | 0 | 0.00043542 | 0.00047042 |  | 0 | 0 | 0 | 0 | 0 | 0 | 0 | 0 | 0 | 0 | 2.0483e-07 | Column30: 2.0483e-07 | [29 empty] | 7.3.2.1.3 Advanced weather monitoring and weather stations Weather StationsWLDFRElectric Reliability | WLDFR | HFTD - Distribution - Tier 3 - 4QU CoRE ¦ 5QU LoRE | Seismic - Red Flag Warning - Catastrophic Fires | 2020 | Electric Reliability | 409.2237 | 73.245 | 2020 | Mitigation | 0.011149 | 10 | 0 | esc | 0.011149 | 4.5624 | 0 | 0 | 0 | 0 | 0 | 0
[79 empty] | WLDFR | HFTD - Transmission - Zone 1 - 230 kV or Higher | Red Flag Warning - Catastrophic Fires | 2020 | 0 | 0 | 0 | 0 | 14146.1306 | 222.2294 | 8585.7228 | 5338.1784 | 2.4776 | 0 | 0 | 0 | 2.1087e-06 |  | 0 | 5.2245e-06 | 5.2245e-06 | 0 | 0 | 0 | 0 | 0 | 0 | 0 | 0 | Column30: 0 | [29 empty] | 7.3.2.1.3 Advanced weather monitoring and weather stations Weather StationsWLDFRElectric Reliability | WLDFR | HFTD - Distribution - Tier 3 - 5QU CoRE ¦ 1QU LoRE | Non-Red Flag Warning - Catastrophic Fires | 2020 | Electric Reliability | 222.2294 | 1419.6506 | 2020 | Mitigation | 0.011149 | 10 | 0 | esc | 0.011149 | 2.4776 | 0 | 0 | 0 | 0 | 0 | 0
[79 empty] | WLDFR | HFTD - Transmission - Zone 1 - 230 kV or Higher | Red Flag Warning - Catastrophic Fires | 2021 | 0 | 0 | 0 | 0 | 14146.1306 | 222.2294 | 8585.7228 | 5338.1784 | 2.4776 | 2.4776 | 0 | 0 | 2.1087e-06 |  | 0 | 5.2245e-06 | 5.2245e-06 | 0 | 5.2245e-06 | 5.2245e-06 | 0 | 0 | 0 | 0 | 0 | Column30: 0 | [29 empty] | 7.3.2.1.3 Advanced weather monitoring and weather stations Weather StationsWLDFRElectric Reliability | WLDFR | HFTD - Distribution - Tier 3 - 5QU CoRE ¦ 1QU LoRE | Non-Red Flag Warning - Destructive Fires | 2020 | Electric Reliability | 222.2294 | 1419.6506 | 2020 | Mitigation | 0.011149 | 10 | 0 | esc | 0.011149 | 2.4776 | 0 | 0 | 0 | 0 | 0 | 0
[79 empty] | WLDFR | HFTD - Transmission - Zone 1 - 230 kV or Higher | Red Flag Warning - Catastrophic Fires | 2022 | 0 | 0 | 0 | 0 | 14146.1306 | 222.2294 | 8585.7228 | 5338.1784 | 2.4776 | 2.4776 | 2.4776 | 0 | 2.1087e-06 |  | 0 | 5.2245e-06 | 5.2245e-06 | 0 | 5.2245e-06 | 5.2245e-06 | 0 | 5.2245e-06 | 5.2245e-06 | 0 | 0 | Column30: 0 | [29 empty] | 7.3.2.1.3 Advanced weather monitoring and weather stations Weather StationsWLDFRElectric Reliability | WLDFR | HFTD - Distribution - Tier 3 - 5QU CoRE ¦ 1QU LoRE | Non-Red Flag Warning - Large Fires | 2020 | Electric Reliability | 0.69642 | 1419.6506 | 2020 | Mitigation | 0.011149 | 10 | 0 | esc | 0.011149 | 0.0077642 | 0 | 0 | 0 | 0 | 0 | 0
[79 empty] | WLDFR | HFTD - Transmission - Zone 1 - 230 kV or Higher | Red Flag Warning - Catastrophic Fires | 2023 | 0 | 0 | 0 | 0 | 14664.6376 | 233.2301 | 8896.516 | 5534.8915 | 2.6002 | 2.6002 | 2.6002 | 2.6002 | 2.1087e-06 |  | 0 | 5.4831e-06 | 5.4831e-06 | 0 | 5.4831e-06 | 5.4831e-06 | 0 | 5.4831e-06 | 5.4831e-06 | 0 | 5.4831e-06 | Column30: 5.4831e-06 | [29 empty] | 7.3.2.1.3 Advanced weather monitoring and weather stations Weather StationsWLDFRElectric Reliability | WLDFR | HFTD - Distribution - Tier 3 - 5QU CoRE ¦ 1QU LoRE | Non-Red Flag Warning - Small Fires | 2020 | Electric Reliability | 0.036425 | 1419.6506 | 2020 | Mitigation | 0.011149 | 10 | 0 | esc | 0.011149 | 0.0004061 | 0 | 0 | 0 | 0 | 0 | 0
[79 empty] | WLDFR | HFTD - Transmission - Zone 1 - 230 kV or Higher | Red Flag Warning - Catastrophic Fires | 2024 | 0 | 0 | 0 | 0 | 14664.6376 | 233.2301 | 8896.516 | 5534.8915 | 2.6002 | 2.6002 | 2.6002 | 2.6002 | 2.1087e-06 |  | 0 | 5.4831e-06 | 5.4831e-06 | 0 | 5.4831e-06 | 5.4831e-06 | 0 | 5.4831e-06 | 5.4831e-06 | 0 | 5.4831e-06 | Column30: 5.4831e-06 | [29 empty] | 7.3.2.1.3 Advanced weather monitoring and weather stations Weather StationsWLDFRElectric Reliability | WLDFR | HFTD - Distribution - Tier 3 - 5QU CoRE ¦ 1QU LoRE | Red Flag Warning - Catastrophic Fires | 2020 | Electric Reliability | 222.2294 | 1419.6506 | 2020 | Mitigation | 0.011149 | 10 | 0 | esc | 0.011149 | 2.4776 | 0 | 0 | 0 | 0 | 0 | 0
[79 empty] | WLDFR | HFTD - Transmission - Zone 1 - 230 kV or Higher | Red Flag Warning - Catastrophic Fires | 2025 | 0 | 0 | 0 | 0 | 14664.6376 | 233.2301 | 8896.516 | 5534.8915 | 2.6002 | 2.6002 | 2.6002 | 2.6002 | 2.1087e-06 |  | 0 | 5.4831e-06 | 5.4831e-06 | 0 | 5.4831e-06 | 5.4831e-06 | 0 | 5.4831e-06 | 5.4831e-06 | 0 | 5.4831e-06 | Column30: 5.4831e-06 | [29 empty] | 7.3.2.1.3 Advanced weather monitoring and weather stations Weather StationsWLDFRElectric Reliability | WLDFR | HFTD - Distribution - Tier 3 - 5QU CoRE ¦ 1QU LoRE | Red Flag Warning - Destructive Fires | 2020 | Electric Reliability | 222.2294 | 1419.6506 | 2020 | Mitigation | 0.011149 | 10 | 0 | esc | 0.011149 | 2.4776 | 0 | 0 | 0 | 0 | 0 | 0
[79 empty] | WLDFR | HFTD - Transmission - Zone 1 - 230 kV or Higher | Red Flag Warning - Catastrophic Fires | 2026 | 0 | 0 | 0 | 0 | 14664.6376 | 233.2301 | 8896.516 | 5534.8915 | 2.6002 | 2.6002 | 2.6002 | 2.6002 | 2.1087e-06 |  | 0 | 5.4831e-06 | 5.4831e-06 | 0 | 5.4831e-06 | 5.4831e-06 | 0 | 5.4831e-06 | 5.4831e-06 | 0 | 5.4831e-06 | Column30: 5.4831e-06 | [29 empty] | 7.3.2.1.3 Advanced weather monitoring and weather stations Weather StationsWLDFRElectric Reliability | WLDFR | HFTD - Distribution - Tier 3 - 5QU CoRE ¦ 1QU LoRE | Red Flag Warning - Large Fires | 2020 | Electric Reliability | 0.69642 | 1419.6506 | 2020 | Mitigation | 0.011149 | 10 | 0 | esc | 0.011149 | 0.0077642 | 0 | 0 | 0 | 0 | 0 | 0
[79 empty] | WLDFR | HFTD - Transmission - Zone 1 - 230 kV or Higher | Red Flag Warning - Catastrophic Fires | 2027 | 0 | 0 | 0 | 0 | 14664.6376 | 233.2301 | 8896.516 | 5534.8915 | 2.6002 | 2.6002 | 2.6002 | 2.6002 | 2.1087e-06 |  | 0 | 5.4831e-06 | 5.4831e-06 | 0 | 5.4831e-06 | 5.4831e-06 | 0 | 5.4831e-06 | 5.4831e-06 | 0 | 5.4831e-06 | Column30: 5.4831e-06 | [29 empty] | 7.3.2.1.3 Advanced weather monitoring and weather stations Weather StationsWLDFRElectric Reliability | WLDFR | HFTD - Distribution - Tier 3 - 5QU CoRE ¦ 1QU LoRE | Red Flag Warning - Small Fires | 2020 | Electric Reliability | 0.036425 | 1419.6506 | 2020 | Mitigation | 0.011149 | 10 | 0 | esc | 0.011149 | 0.0004061 | 0 | 0 | 0 | 0 | 0 | 0
[79 empty] | WLDFR | HFTD - Transmission - Zone 1 - 230 kV or Higher | Red Flag Warning - Catastrophic Fires | 2028 | 0 | 0 | 0 | 0 | 15317.9909 | 247.273 | 9287.6491 | 5783.0689 | 2.7568 | 2.7568 | 2.7568 | 2.7568 | 2.1087e-06 |  | 0 | 5.8132e-06 | 5.8132e-06 | 0 | 5.8132e-06 | 5.8132e-06 | 0 | 5.8132e-06 | 5.8132e-06 | 0 | 5.8132e-06 | Column30: 5.8132e-06 | [29 empty] | 7.3.2.1.3 Advanced weather monitoring and weather stations Weather StationsWLDFRElectric Reliability | WLDFR | HFTD - Distribution - Tier 3 - 5QU CoRE ¦ 1QU LoRE | Seismic - Non-Red Flag Warning - Catastrophic Fires | 2020 | Electric Reliability | 409.2237 | 1419.6506 | 2020 | Mitigation | 0.011149 | 10 | 0 | esc | 0.011149 | 4.5624 | 0 | 0 | 0 | 0 | 0 | 0
[79 empty] | WLDFR | HFTD - Transmission - Zone 1 - 230 kV or Higher | Red Flag Warning - Catastrophic Fires | 2029 | 0 | 0 | 0 | 0 | 15317.9909 | 247.273 | 9287.6491 | 5783.0689 | 2.7568 | 2.7568 | 2.7568 | 2.7568 | 2.1087e-06 |  | 0 | 5.8132e-06 | 5.8132e-06 | 0 | 5.8132e-06 | 5.8132e-06 | 0 | 5.8132e-06 | 5.8132e-06 | 0 | 5.8132e-06 | Column30: 5.8132e-06 | [29 empty] | 7.3.2.1.3 Advanced weather monitoring and weather stations Weather StationsWLDFRElectric Reliability | WLDFR | HFTD - Distribution - Tier 3 - 5QU CoRE ¦ 1QU LoRE | Seismic - Red Flag Warning - Catastrophic Fires | 2020 | Electric Reliability | 409.2237 | 1419.6506 | 2020 | Mitigation | 0.011149 | 10 | 0 | esc | 0.011149 | 4.5624 | 0 | 0 | 0 | 0 | 0 | 0
[79 empty] | WLDFR | HFTD - Transmission - Zone 1 - 230 kV or Higher | Red Flag Warning - Catastrophic Fires | 2030 | 0 | 0 | 0 | 0 | 15317.9909 | 247.273 | 9287.6491 | 5783.0689 | 0 | 2.7568 | 2.7568 | 2.7568 | 2.1087e-06 |  | 0 | 0 | 0 | 0 | 5.8132e-06 | 5.8132e-06 | 0 | 5.8132e-06 | 5.8132e-06 | 0 | 5.8132e-06 | Column30: 5.8132e-06 | [29 empty] | 7.3.2.1.3 Advanced weather monitoring and weather stations Weather StationsWLDFRElectric Reliability | WLDFR | HFTD - Distribution - Tier 3 - 5QU CoRE ¦ 2QU LoRE | Non-Red Flag Warning - Catastrophic Fires | 2020 | Electric Reliability | 222.2294 | 612.5567 | 2020 | Mitigation | 0.011149 | 10 | 0 | esc | 0.011149 | 2.4776 | 0 | 0 | 0 | 0 | 0 | 0
[79 empty] | WLDFR | HFTD - Transmission - Zone 1 - 230 kV or Higher | Red Flag Warning - Catastrophic Fires | 2031 | 0 | 0 | 0 | 0 | 15317.9909 | 247.273 | 9287.6491 | 5783.0689 | 0 | 0 | 2.7568 | 2.7568 | 2.1087e-06 |  | 0 | 0 | 0 | 0 | 0 | 0 | 0 | 5.8132e-06 | 5.8132e-06 | 0 | 5.8132e-06 | Column30: 5.8132e-06 | [29 empty] | 7.3.2.1.3 Advanced weather monitoring and weather stations Weather StationsWLDFRElectric Reliability | WLDFR | HFTD - Distribution - Tier 3 - 5QU CoRE ¦ 2QU LoRE | Non-Red Flag Warning - Destructive Fires | 2020 | Electric Reliability | 222.2294 | 612.5567 | 2020 | Mitigation | 0.011149 | 10 | 0 | esc | 0.011149 | 2.4776 | 0 | 0 | 0 | 0 | 0 | 0
[79 empty] | WLDFR | HFTD - Transmission - Zone 1 - 230 kV or Higher | Red Flag Warning - Catastrophic Fires | 2032 | 0 | 0 | 0 | 0 | 15317.9909 | 247.273 | 9287.6491 | 5783.0689 | 0 | 0 | 0 | 2.7568 | 2.1087e-06 |  | 0 | 0 | 0 | 0 | 0 | 0 | 0 | 0 | 0 | 0 | 5.8132e-06 | Column30: 5.8132e-06 | [29 empty] | 7.3.2.1.3 Advanced weather monitoring and weather stations Weather StationsWLDFRElectric Reliability | WLDFR | HFTD - Distribution - Tier 3 - 5QU CoRE ¦ 2QU LoRE | Non-Red Flag Warning - Large Fires | 2020 | Electric Reliability | 0.69642 | 612.5567 | 2020 | Mitigation | 0.011149 | 10 | 0 | esc | 0.011149 | 0.0077642 | 0 | 0 | 0 | 0 | 0 | 0
[79 empty] | WLDFR | HFTD - Transmission - Zone 1 - 230 kV or Higher | Red Flag Warning - Destructive Fires | 2020 | 0 | 0 | 0 | 0 | 8807.9522 | 222.2294 | 8585.7228 | 0 | 2.4776 | 0 | 0 | 0 | 3.0124e-07 |  | 0 | 7.4635e-07 | 7.4635e-07 | 0 | 0 | 0 | 0 | 0 | 0 | 0 | 0 | Column30: 0 | [29 empty] | 7.3.2.1.3 Advanced weather monitoring and weather stations Weather StationsWLDFRElectric Reliability | WLDFR | HFTD - Distribution - Tier 3 - 5QU CoRE ¦ 2QU LoRE | Non-Red Flag Warning - Small Fires | 2020 | Electric Reliability | 0.036425 | 612.5567 | 2020 | Mitigation | 0.011149 | 10 | 0 | esc | 0.011149 | 0.0004061 | 0 | 0 | 0 | 0 | 0 | 0
[79 empty] | WLDFR | HFTD - Transmission - Zone 1 - 230 kV or Higher | Red Flag Warning - Destructive Fires | 2021 | 0 | 0 | 0 | 0 | 8807.9522 | 222.2294 | 8585.7228 | 0 | 2.4776 | 2.4776 | 0 | 0 | 3.0124e-07 |  | 0 | 7.4635e-07 | 7.4635e-07 | 0 | 7.4635e-07 | 7.4635e-07 | 0 | 0 | 0 | 0 | 0 | Column30: 0 | [29 empty] | 7.3.2.1.3 Advanced weather monitoring and weather stations Weather StationsWLDFRElectric Reliability | WLDFR | HFTD - Distribution - Tier 3 - 5QU CoRE ¦ 2QU LoRE | Red Flag Warning - Catastrophic Fires | 2020 | Electric Reliability | 222.2294 | 612.5567 | 2020 | Mitigation | 0.011149 | 10 | 0 | esc | 0.011149 | 2.4776 | 0 | 0 | 0 | 0 | 0 | 0
[79 empty] | WLDFR | HFTD - Transmission - Zone 1 - 230 kV or Higher | Red Flag Warning - Destructive Fires | 2022 | 0 | 0 | 0 | 0 | 8807.9522 | 222.2294 | 8585.7228 | 0 | 2.4776 | 2.4776 | 2.4776 | 0 | 3.0124e-07 |  | 0 | 7.4635e-07 | 7.4635e-07 | 0 | 7.4635e-07 | 7.4635e-07 | 0 | 7.4635e-07 | 7.4635e-07 | 0 | 0 | Column30: 0 | [29 empty] | 7.3.2.1.3 Advanced weather monitoring and weather stations Weather StationsWLDFRElectric Reliability | WLDFR | HFTD - Distribution - Tier 3 - 5QU CoRE ¦ 2QU LoRE | Red Flag Warning - Destructive Fires | 2020 | Electric Reliability | 222.2294 | 612.5567 | 2020 | Mitigation | 0.011149 | 10 | 0 | esc | 0.011149 | 2.4776 | 0 | 0 | 0 | 0 | 0 | 0
[79 empty] | WLDFR | HFTD - Transmission - Zone 1 - 230 kV or Higher | Red Flag Warning - Destructive Fires | 2023 | 0 | 0 | 0 | 0 | 9129.7461 | 233.2301 | 8896.516 | 0 | 2.6002 | 2.6002 | 2.6002 | 2.6002 | 3.0124e-07 |  | 0 | 7.833e-07 | 7.833e-07 | 0 | 7.833e-07 | 7.833e-07 | 0 | 7.833e-07 | 7.833e-07 | 0 | 7.833e-07 | Column30: 7.833e-07 | [29 empty] | 7.3.2.1.3 Advanced weather monitoring and weather stations Weather StationsWLDFRElectric Reliability | WLDFR | HFTD - Distribution - Tier 3 - 5QU CoRE ¦ 2QU LoRE | Red Flag Warning - Large Fires | 2020 | Electric Reliability | 0.69642 | 612.5567 | 2020 | Mitigation | 0.011149 | 10 | 0 | esc | 0.011149 | 0.0077642 | 0 | 0 | 0 | 0 | 0 | 0
[79 empty] | WLDFR | HFTD - Transmission - Zone 1 - 230 kV or Higher | Red Flag Warning - Destructive Fires | 2024 | 0 | 0 | 0 | 0 | 9129.7461 | 233.2301 | 8896.516 | 0 | 2.6002 | 2.6002 | 2.6002 | 2.6002 | 3.0124e-07 |  | 0 | 7.833e-07 | 7.833e-07 | 0 | 7.833e-07 | 7.833e-07 | 0 | 7.833e-07 | 7.833e-07 | 0 | 7.833e-07 | Column30: 7.833e-07 | [29 empty] | 7.3.2.1.3 Advanced weather monitoring and weather stations Weather StationsWLDFRElectric Reliability | WLDFR | HFTD - Distribution - Tier 3 - 5QU CoRE ¦ 2QU LoRE | Red Flag Warning - Small Fires | 2020 | Electric Reliability | 0.036425 | 612.5567 | 2020 | Mitigation | 0.011149 | 10 | 0 | esc | 0.011149 | 0.0004061 | 0 | 0 | 0 | 0 | 0 | 0
[79 empty] | WLDFR | HFTD - Transmission - Zone 1 - 230 kV or Higher | Red Flag Warning - Destructive Fires | 2025 | 0 | 0 | 0 | 0 | 9129.7461 | 233.2301 | 8896.516 | 0 | 2.6002 | 2.6002 | 2.6002 | 2.6002 | 3.0124e-07 |  | 0 | 7.833e-07 | 7.833e-07 | 0 | 7.833e-07 | 7.833e-07 | 0 | 7.833e-07 | 7.833e-07 | 0 | 7.833e-07 | Column30: 7.833e-07 | [29 empty] | 7.3.2.1.3 Advanced weather monitoring and weather stations Weather StationsWLDFRElectric Reliability | WLDFR | HFTD - Distribution - Tier 3 - 5QU CoRE ¦ 2QU LoRE | Seismic - Non-Red Flag Warning - Catastrophic Fires | 2020 | Electric Reliability | 409.2237 | 612.5567 | 2020 | Mitigation | 0.011149 | 10 | 0 | esc | 0.011149 | 4.5624 | 0 | 0 | 0 | 0 | 0 | 0
[79 empty] | WLDFR | HFTD - Transmission - Zone 1 - 230 kV or Higher | Red Flag Warning - Destructive Fires | 2026 | 0 | 0 | 0 | 0 | 9129.7461 | 233.2301 | 8896.516 | 0 | 2.6002 | 2.6002 | 2.6002 | 2.6002 | 3.0124e-07 |  | 0 | 7.833e-07 | 7.833e-07 | 0 | 7.833e-07 | 7.833e-07 | 0 | 7.833e-07 | 7.833e-07 | 0 | 7.833e-07 | Column30: 7.833e-07 | [29 empty] | 7.3.2.1.3 Advanced weather monitoring and weather stations Weather StationsWLDFRElectric Reliability | WLDFR | HFTD - Distribution - Tier 3 - 5QU CoRE ¦ 2QU LoRE | Seismic - Red Flag Warning - Catastrophic Fires | 2020 | Electric Reliability | 409.2237 | 612.5567 | 2020 | Mitigation | 0.011149 | 10 | 0 | esc | 0.011149 | 4.5624 | 0 | 0 | 0 | 0 | 0 | 0
[79 empty] | WLDFR | HFTD - Transmission - Zone 1 - 230 kV or Higher | Red Flag Warning - Destructive Fires | 2027 | 0 | 0 | 0 | 0 | 9129.7461 | 233.2301 | 8896.516 | 0 | 2.6002 | 2.6002 | 2.6002 | 2.6002 | 3.0124e-07 |  | 0 | 7.833e-07 | 7.833e-07 | 0 | 7.833e-07 | 7.833e-07 | 0 | 7.833e-07 | 7.833e-07 | 0 | 7.833e-07 | Column30: 7.833e-07 | [29 empty] | 7.3.2.1.3 Advanced weather monitoring and weather stations Weather StationsWLDFRElectric Reliability | WLDFR | HFTD - Distribution - Tier 3 - 5QU CoRE ¦ 3QU LoRE | Non-Red Flag Warning - Catastrophic Fires | 2020 | Electric Reliability | 222.2294 | 143.628 | 2020 | Mitigation | 0.011149 | 10 | 0 | esc | 0.011149 | 2.4776 | 0 | 0 | 0 | 0 | 0 | 0
[79 empty] | WLDFR | HFTD - Transmission - Zone 1 - 230 kV or Higher | Red Flag Warning - Destructive Fires | 2028 | 0 | 0 | 0 | 0 | 9534.9221 | 247.273 | 9287.6491 | 0 | 2.7568 | 2.7568 | 2.7568 | 2.7568 | 3.0124e-07 |  | 0 | 8.3046e-07 | 8.3046e-07 | 0 | 8.3046e-07 | 8.3046e-07 | 0 | 8.3046e-07 | 8.3046e-07 | 0 | 8.3046e-07 | Column30: 8.3046e-07 | [29 empty] | 7.3.2.1.3 Advanced weather monitoring and weather stations Weather StationsWLDFRElectric Reliability | WLDFR | HFTD - Distribution - Tier 3 - 5QU CoRE ¦ 3QU LoRE | Non-Red Flag Warning - Destructive Fires | 2020 | Electric Reliability | 222.2294 | 143.628 | 2020 | Mitigation | 0.011149 | 10 | 0 | esc | 0.011149 | 2.4776 | 0 | 0 | 0 | 0 | 0 | 0
[79 empty] | WLDFR | HFTD - Transmission - Zone 1 - 230 kV or Higher | Red Flag Warning - Destructive Fires | 2029 | 0 | 0 | 0 | 0 | 9534.9221 | 247.273 | 9287.6491 | 0 | 2.7568 | 2.7568 | 2.7568 | 2.7568 | 3.0124e-07 |  | 0 | 8.3046e-07 | 8.3046e-07 | 0 | 8.3046e-07 | 8.3046e-07 | 0 | 8.3046e-07 | 8.3046e-07 | 0 | 8.3046e-07 | Column30: 8.3046e-07 | [29 empty] | 7.3.2.1.3 Advanced weather monitoring and weather stations Weather StationsWLDFRElectric Reliability | WLDFR | HFTD - Distribution - Tier 3 - 5QU CoRE ¦ 3QU LoRE | Non-Red Flag Warning - Large Fires | 2020 | Electric Reliability | 0.69642 | 143.628 | 2020 | Mitigation | 0.011149 | 10 | 0 | esc | 0.011149 | 0.0077642 | 0 | 0 | 0 | 0 | 0 | 0
[79 empty] | WLDFR | HFTD - Transmission - Zone 1 - 230 kV or Higher | Red Flag Warning - Destructive Fires | 2030 | 0 | 0 | 0 | 0 | 9534.9221 | 247.273 | 9287.6491 | 0 | 0 | 2.7568 | 2.7568 | 2.7568 | 3.0124e-07 |  | 0 | 0 | 0 | 0 | 8.3046e-07 | 8.3046e-07 | 0 | 8.3046e-07 | 8.3046e-07 | 0 | 8.3046e-07 | Column30: 8.3046e-07 | [29 empty] | 7.3.2.1.3 Advanced weather monitoring and weather stations Weather StationsWLDFRElectric Reliability | WLDFR | HFTD - Distribution - Tier 3 - 5QU CoRE ¦ 3QU LoRE | Non-Red Flag Warning - Small Fires | 2020 | Electric Reliability | 0.036425 | 143.628 | 2020 | Mitigation | 0.011149 | 10 | 0 | esc | 0.011149 | 0.0004061 | 0 | 0 | 0 | 0 | 0 | 0
[79 empty] | WLDFR | HFTD - Transmission - Zone 1 - 230 kV or Higher | Red Flag Warning - Destructive Fires | 2031 | 0 | 0 | 0 | 0 | 9534.9221 | 247.273 | 9287.6491 | 0 | 0 | 0 | 2.7568 | 2.7568 | 3.0124e-07 |  | 0 | 0 | 0 | 0 | 0 | 0 | 0 | 8.3046e-07 | 8.3046e-07 | 0 | 8.3046e-07 | Column30: 8.3046e-07 | [29 empty] | 7.3.2.1.3 Advanced weather monitoring and weather stations Weather StationsWLDFRElectric Reliability | WLDFR | HFTD - Distribution - Tier 3 - 5QU CoRE ¦ 3QU LoRE | Red Flag Warning - Catastrophic Fires | 2020 | Electric Reliability | 222.2294 | 143.628 | 2020 | Mitigation | 0.011149 | 10 | 0 | esc | 0.011149 | 2.4776 | 0 | 0 | 0 | 0 | 0 | 0
[79 empty] | WLDFR | HFTD - Transmission - Zone 1 - 230 kV or Higher | Red Flag Warning - Destructive Fires | 2032 | 0 | 0 | 0 | 0 | 9534.9221 | 247.273 | 9287.6491 | 0 | 0 | 0 | 0 | 2.7568 | 3.0124e-07 |  | 0 | 0 | 0 | 0 | 0 | 0 | 0 | 0 | 0 | 0 | 8.3046e-07 | Column30: 8.3046e-07 | [29 empty] | 7.3.2.1.3 Advanced weather monitoring and weather stations Weather StationsWLDFRElectric Reliability | WLDFR | HFTD - Distribution - Tier 3 - 5QU CoRE ¦ 3QU LoRE | Red Flag Warning - Destructive Fires | 2020 | Electric Reliability | 222.2294 | 143.628 | 2020 | Mitigation | 0.011149 | 10 | 0 | esc | 0.011149 | 2.4776 | 0 | 0 | 0 | 0 | 0 | 0
[79 empty] | WLDFR | HFTD - Transmission - Zone 1 - 230 kV or Higher | Red Flag Warning - Large Fires | 2020 | 0 | 0 | 0 | 0 | 5.2406 | 0.69642 | 2.942 | 1.6022 | 0.0077642 | 0 | 0 | 0 | 1.8074e-06 |  | 0 | 1.4033e-08 | 1.4033e-08 | 0 | 0 | 0 | 0 | 0 | 0 | 0 | 0 | Column30: 0 | [29 empty] | 7.3.2.1.3 Advanced weather monitoring and weather stations Weather StationsWLDFRElectric Reliability | WLDFR | HFTD - Distribution - Tier 3 - 5QU CoRE ¦ 3QU LoRE | Red Flag Warning - Large Fires | 2020 | Electric Reliability | 0.69642 | 143.628 | 2020 | Mitigation | 0.011149 | 10 | 0 | esc | 0.011149 | 0.0077642 | 0 | 0 | 0 | 0 | 0 | 0
[79 empty] | WLDFR | HFTD - Transmission - Zone 1 - 230 kV or Higher | Red Flag Warning - Large Fires | 2021 | 0 | 0 | 0 | 0 | 5.2406 | 0.69642 | 2.942 | 1.6022 | 0.0077642 | 0.0077642 | 0 | 0 | 1.8074e-06 |  | 0 | 1.4033e-08 | 1.4033e-08 | 0 | 1.4033e-08 | 1.4033e-08 | 0 | 0 | 0 | 0 | 0 | Column30: 0 | [29 empty] | 7.3.2.1.3 Advanced weather monitoring and weather stations Weather StationsWLDFRElectric Reliability | WLDFR | HFTD - Distribution - Tier 3 - 5QU CoRE ¦ 3QU LoRE | Red Flag Warning - Small Fires | 2020 | Electric Reliability | 0.036425 | 143.628 | 2020 | Mitigation | 0.011149 | 10 | 0 | esc | 0.011149 | 0.0004061 | 0 | 0 | 0 | 0 | 0 | 0
[79 empty] | WLDFR | HFTD - Transmission - Zone 1 - 230 kV or Higher | Red Flag Warning - Large Fires | 2022 | 0 | 0 | 0 | 0 | 5.2406 | 0.69642 | 2.942 | 1.6022 | 0.0077642 | 0.0077642 | 0.0077642 | 0 | 1.8074e-06 |  | 0 | 1.4033e-08 | 1.4033e-08 | 0 | 1.4033e-08 | 1.4033e-08 | 0 | 1.4033e-08 | 1.4033e-08 | 0 | 0 | Column30: 0 | [29 empty] | 7.3.2.1.3 Advanced weather monitoring and weather stations Weather StationsWLDFRElectric Reliability | WLDFR | HFTD - Distribution - Tier 3 - 5QU CoRE ¦ 3QU LoRE | Seismic - Non-Red Flag Warning - Catastrophic Fires | 2020 | Electric Reliability | 409.2237 | 143.628 | 2020 | Mitigation | 0.011149 | 10 | 0 | esc | 0.011149 | 4.5624 | 0 | 0 | 0 | 0 | 0 | 0
[79 empty] | WLDFR | HFTD - Transmission - Zone 1 - 230 kV or Higher | Red Flag Warning - Large Fires | 2023 | 0 | 0 | 0 | 0 | 5.475 | 0.71896 | 3.0715 | 1.6846 | 0.0080156 | 0.0080156 | 0.0080156 | 0.0080156 | 1.8074e-06 |  | 0 | 1.4488e-08 | 1.4488e-08 | 0 | 1.4488e-08 | 1.4488e-08 | 0 | 1.4488e-08 | 1.4488e-08 | 0 | 1.4488e-08 | Column30: 1.4488e-08 | [29 empty] | 7.3.2.1.3 Advanced weather monitoring and weather stations Weather StationsWLDFRElectric Reliability | WLDFR | HFTD - Distribution - Tier 3 - 5QU CoRE ¦ 3QU LoRE | Seismic - Red Flag Warning - Catastrophic Fires | 2020 | Electric Reliability | 409.2237 | 143.628 | 2020 | Mitigation | 0.011149 | 10 | 0 | esc | 0.011149 | 4.5624 | 0 | 0 | 0 | 0 | 0 | 0
[79 empty] | WLDFR | HFTD - Transmission - Zone 1 - 230 kV or Higher | Red Flag Warning - Large Fires | 2024 | 0 | 0 | 0 | 0 | 5.475 | 0.71896 | 3.0715 | 1.6846 | 0.0080156 | 0.0080156 | 0.0080156 | 0.0080156 | 1.8074e-06 |  | 0 | 1.4488e-08 | 1.4488e-08 | 0 | 1.4488e-08 | 1.4488e-08 | 0 | 1.4488e-08 | 1.4488e-08 | 0 | 1.4488e-08 | Column30: 1.4488e-08 | [29 empty] | 7.3.2.1.3 Advanced weather monitoring and weather stations Weather StationsWLDFRElectric Reliability | WLDFR | HFTD - Distribution - Tier 3 - 5QU CoRE ¦ 4QU LoRE | Non-Red Flag Warning - Catastrophic Fires | 2020 | Electric Reliability | 222.2294 | 84.7422 | 2020 | Mitigation | 0.011149 | 10 | 0 | esc | 0.011149 | 2.4776 | 0 | 0 | 0 | 0 | 0 | 0
[79 empty] | WLDFR | HFTD - Transmission - Zone 1 - 230 kV or Higher | Red Flag Warning - Large Fires | 2025 | 0 | 0 | 0 | 0 | 5.475 | 0.71896 | 3.0715 | 1.6846 | 0.0080156 | 0.0080156 | 0.0080156 | 0.0080156 | 1.8074e-06 |  | 0 | 1.4488e-08 | 1.4488e-08 | 0 | 1.4488e-08 | 1.4488e-08 | 0 | 1.4488e-08 | 1.4488e-08 | 0 | 1.4488e-08 | Column30: 1.4488e-08 | [29 empty] | 7.3.2.1.3 Advanced weather monitoring and weather stations Weather StationsWLDFRElectric Reliability | WLDFR | HFTD - Distribution - Tier 3 - 5QU CoRE ¦ 4QU LoRE | Non-Red Flag Warning - Destructive Fires | 2020 | Electric Reliability | 222.2294 | 84.7422 | 2020 | Mitigation | 0.011149 | 10 | 0 | esc | 0.011149 | 2.4776 | 0 | 0 | 0 | 0 | 0 | 0
[79 empty] | WLDFR | HFTD - Transmission - Zone 1 - 230 kV or Higher | Red Flag Warning - Large Fires | 2026 | 0 | 0 | 0 | 0 | 5.475 | 0.71896 | 3.0715 | 1.6846 | 0.0080156 | 0.0080156 | 0.0080156 | 0.0080156 | 1.8074e-06 |  | 0 | 1.4488e-08 | 1.4488e-08 | 0 | 1.4488e-08 | 1.4488e-08 | 0 | 1.4488e-08 | 1.4488e-08 | 0 | 1.4488e-08 | Column30: 1.4488e-08 | [29 empty] | 7.3.2.1.3 Advanced weather monitoring and weather stations Weather StationsWLDFRElectric Reliability | WLDFR | HFTD - Distribution - Tier 3 - 5QU CoRE ¦ 4QU LoRE | Non-Red Flag Warning - Large Fires | 2020 | Electric Reliability | 0.69642 | 84.7422 | 2020 | Mitigation | 0.011149 | 10 | 0 | esc | 0.011149 | 0.0077642 | 0 | 0 | 0 | 0 | 0 | 0
[79 empty] | WLDFR | HFTD - Transmission - Zone 1 - 230 kV or Higher | Red Flag Warning - Large Fires | 2027 | 0 | 0 | 0 | 0 | 5.475 | 0.71896 | 3.0715 | 1.6846 | 0.0080156 | 0.0080156 | 0.0080156 | 0.0080156 | 1.8074e-06 |  | 0 | 1.4488e-08 | 1.4488e-08 | 0 | 1.4488e-08 | 1.4488e-08 | 0 | 1.4488e-08 | 1.4488e-08 | 0 | 1.4488e-08 | Column30: 1.4488e-08 | [29 empty] | 7.3.2.1.3 Advanced weather monitoring and weather stations Weather StationsWLDFRElectric Reliability | WLDFR | HFTD - Distribution - Tier 3 - 5QU CoRE ¦ 4QU LoRE | Non-Red Flag Warning - Small Fires | 2020 | Electric Reliability | 0.036425 | 84.7422 | 2020 | Mitigation | 0.011149 | 10 | 0 | esc | 0.011149 | 0.0004061 | 0 | 0 | 0 | 0 | 0 | 0
[79 empty] | WLDFR | HFTD - Transmission - Zone 1 - 230 kV or Higher | Red Flag Warning - Large Fires | 2028 | 0 | 0 | 0 | 0 | 5.777 | 0.74734 | 3.238 | 1.7917 | 0.0083319 | 0.0083319 | 0.0083319 | 0.0083319 | 1.8074e-06 |  | 0 | 1.506e-08 | 1.506e-08 | 0 | 1.506e-08 | 1.506e-08 | 0 | 1.506e-08 | 1.506e-08 | 0 | 1.506e-08 | Column30: 1.506e-08 | [29 empty] | 7.3.2.1.3 Advanced weather monitoring and weather stations Weather StationsWLDFRElectric Reliability | WLDFR | HFTD - Distribution - Tier 3 - 5QU CoRE ¦ 4QU LoRE | Red Flag Warning - Catastrophic Fires | 2020 | Electric Reliability | 222.2294 | 84.7422 | 2020 | Mitigation | 0.011149 | 10 | 0 | esc | 0.011149 | 2.4776 | 0 | 0 | 0 | 0 | 0 | 0
[79 empty] | WLDFR | HFTD - Transmission - Zone 1 - 230 kV or Higher | Red Flag Warning - Large Fires | 2029 | 0 | 0 | 0 | 0 | 5.777 | 0.74734 | 3.238 | 1.7917 | 0.0083319 | 0.0083319 | 0.0083319 | 0.0083319 | 1.8074e-06 |  | 0 | 1.506e-08 | 1.506e-08 | 0 | 1.506e-08 | 1.506e-08 | 0 | 1.506e-08 | 1.506e-08 | 0 | 1.506e-08 | Column30: 1.506e-08 | [29 empty] | 7.3.2.1.3 Advanced weather monitoring and weather stations Weather StationsWLDFRElectric Reliability | WLDFR | HFTD - Distribution - Tier 3 - 5QU CoRE ¦ 4QU LoRE | Red Flag Warning - Destructive Fires | 2020 | Electric Reliability | 222.2294 | 84.7422 | 2020 | Mitigation | 0.011149 | 10 | 0 | esc | 0.011149 | 2.4776 | 0 | 0 | 0 | 0 | 0 | 0
[79 empty] | WLDFR | HFTD - Transmission - Zone 1 - 230 kV or Higher | Red Flag Warning - Large Fires | 2030 | 0 | 0 | 0 | 0 | 5.777 | 0.74734 | 3.238 | 1.7917 | 0 | 0.0083319 | 0.0083319 | 0.0083319 | 1.8074e-06 |  | 0 | 0 | 0 | 0 | 1.506e-08 | 1.506e-08 | 0 | 1.506e-08 | 1.506e-08 | 0 | 1.506e-08 | Column30: 1.506e-08 | [29 empty] | 7.3.2.1.3 Advanced weather monitoring and weather stations Weather StationsWLDFRElectric Reliability | WLDFR | HFTD - Distribution - Tier 3 - 5QU CoRE ¦ 4QU LoRE | Red Flag Warning - Large Fires | 2020 | Electric Reliability | 0.69642 | 84.7422 | 2020 | Mitigation | 0.011149 | 10 | 0 | esc | 0.011149 | 0.0077642 | 0 | 0 | 0 | 0 | 0 | 0
[79 empty] | WLDFR | HFTD - Transmission - Zone 1 - 230 kV or Higher | Red Flag Warning - Large Fires | 2031 | 0 | 0 | 0 | 0 | 5.777 | 0.74734 | 3.238 | 1.7917 | 0 | 0 | 0.0083319 | 0.0083319 | 1.8074e-06 |  | 0 | 0 | 0 | 0 | 0 | 0 | 0 | 1.506e-08 | 1.506e-08 | 0 | 1.506e-08 | Column30: 1.506e-08 | [29 empty] | 7.3.2.1.3 Advanced weather monitoring and weather stations Weather StationsWLDFRElectric Reliability | WLDFR | HFTD - Distribution - Tier 3 - 5QU CoRE ¦ 4QU LoRE | Red Flag Warning - Small Fires | 2020 | Electric Reliability | 0.036425 | 84.7422 | 2020 | Mitigation | 0.011149 | 10 | 0 | esc | 0.011149 | 0.0004061 | 0 | 0 | 0 | 0 | 0 | 0
[79 empty] | WLDFR | HFTD - Transmission - Zone 1 - 230 kV or Higher | Red Flag Warning - Large Fires | 2032 | 0 | 0 | 0 | 0 | 5.777 | 0.74734 | 3.238 | 1.7917 | 0 | 0 | 0 | 0.0083319 | 1.8074e-06 |  | 0 | 0 | 0 | 0 | 0 | 0 | 0 | 0 | 0 | 0 | 1.506e-08 | Column30: 1.506e-08 | [29 empty] | 7.3.2.1.3 Advanced weather monitoring and weather stations Weather StationsWLDFRElectric Reliability | WLDFR | HFTD - Distribution - Tier 3 - 5QU CoRE ¦ 4QU LoRE | Seismic - Non-Red Flag Warning - Catastrophic Fires | 2020 | Electric Reliability | 409.2237 | 84.7422 | 2020 | Mitigation | 0.011149 | 10 | 0 | esc | 0.011149 | 4.5624 | 0 | 0 | 0 | 0 | 0 | 0
[79 empty] | WLDFR | HFTD - Transmission - Zone 1 - 230 kV or Higher | Red Flag Warning - Small Fires | 2020 | 0 | 0 | 0 | 0 | 0.077901 | 0.036425 | 0.0015809 | 0.039895 | 0.0004061 | 0 | 0 | 0 | 2.4836e-05 |  | 0 | 1.0086e-08 | 1.0086e-08 | 0 | 0 | 0 | 0 | 0 | 0 | 0 | 0 | Column30: 0 | [29 empty] | 7.3.2.1.3 Advanced weather monitoring and weather stations Weather StationsWLDFRElectric Reliability | WLDFR | HFTD - Distribution - Tier 3 - 5QU CoRE ¦ 4QU LoRE | Seismic - Red Flag Warning - Catastrophic Fires | 2020 | Electric Reliability | 409.2237 | 84.7422 | 2020 | Mitigation | 0.011149 | 10 | 0 | esc | 0.011149 | 4.5624 | 0 | 0 | 0 | 0 | 0 | 0
[79 empty] | WLDFR | HFTD - Transmission - Zone 1 - 230 kV or Higher | Red Flag Warning - Small Fires | 2021 | 0 | 0 | 0 | 0 | 0.077901 | 0.036425 | 0.0015809 | 0.039895 | 0.0004061 | 0.0004061 | 0 | 0 | 2.4836e-05 |  | 0 | 1.0086e-08 | 1.0086e-08 | 0 | 1.0086e-08 | 1.0086e-08 | 0 | 0 | 0 | 0 | 0 | Column30: 0 | [29 empty] | 7.3.2.1.3 Advanced weather monitoring and weather stations Weather StationsWLDFRElectric Reliability | WLDFR | HFTD - Distribution - Tier 3 - 5QU CoRE ¦ 5QU LoRE | Non-Red Flag Warning - Catastrophic Fires | 2020 | Electric Reliability | 222.2294 | 79.7972 | 2020 | Mitigation | 0.011149 | 10 | 0 | esc | 0.011149 | 2.4776 | 0 | 0 | 0 | 0 | 0 | 0
[79 empty] | WLDFR | HFTD - Transmission - Zone 1 - 230 kV or Higher | Red Flag Warning - Small Fires | 2022 | 0 | 0 | 0 | 0 | 0.077901 | 0.036425 | 0.0015809 | 0.039895 | 0.0004061 | 0.0004061 | 0.0004061 | 0 | 2.4836e-05 |  | 0 | 1.0086e-08 | 1.0086e-08 | 0 | 1.0086e-08 | 1.0086e-08 | 0 | 1.0086e-08 | 1.0086e-08 | 0 | 0 | Column30: 0 | [29 empty] | 7.3.2.1.3 Advanced weather monitoring and weather stations Weather StationsWLDFRElectric Reliability | WLDFR | HFTD - Distribution - Tier 3 - 5QU CoRE ¦ 5QU LoRE | Non-Red Flag Warning - Destructive Fires | 2020 | Electric Reliability | 222.2294 | 79.7972 | 2020 | Mitigation | 0.011149 | 10 | 0 | esc | 0.011149 | 2.4776 | 0 | 0 | 0 | 0 | 0 | 0
[79 empty] | WLDFR | HFTD - Transmission - Zone 1 - 230 kV or Higher | Red Flag Warning - Small Fires | 2023 | 0 | 0 | 0 | 0 | 0.080408 | 0.03759 | 0.0016314 | 0.041187 | 0.00041909 | 0.00041909 | 0.00041909 | 0.00041909 | 2.4836e-05 |  | 0 | 1.0408e-08 | 1.0408e-08 | 0 | 1.0408e-08 | 1.0408e-08 | 0 | 1.0408e-08 | 1.0408e-08 | 0 | 1.0408e-08 | Column30: 1.0408e-08 | [29 empty] | 7.3.2.1.3 Advanced weather monitoring and weather stations Weather StationsWLDFRElectric Reliability | WLDFR | HFTD - Distribution - Tier 3 - 5QU CoRE ¦ 5QU LoRE | Non-Red Flag Warning - Large Fires | 2020 | Electric Reliability | 0.69642 | 79.7972 | 2020 | Mitigation | 0.011149 | 10 | 0 | esc | 0.011149 | 0.0077642 | 0 | 0 | 0 | 0 | 0 | 0
[79 empty] | WLDFR | HFTD - Transmission - Zone 1 - 230 kV or Higher | Red Flag Warning - Small Fires | 2024 | 0 | 0 | 0 | 0 | 0.080408 | 0.03759 | 0.0016314 | 0.041187 | 0.00041909 | 0.00041909 | 0.00041909 | 0.00041909 | 2.4836e-05 |  | 0 | 1.0408e-08 | 1.0408e-08 | 0 | 1.0408e-08 | 1.0408e-08 | 0 | 1.0408e-08 | 1.0408e-08 | 0 | 1.0408e-08 | Column30: 1.0408e-08 | [29 empty] | 7.3.2.1.3 Advanced weather monitoring and weather stations Weather StationsWLDFRElectric Reliability | WLDFR | HFTD - Distribution - Tier 3 - 5QU CoRE ¦ 5QU LoRE | Non-Red Flag Warning - Small Fires | 2020 | Electric Reliability | 0.036425 | 79.7972 | 2020 | Mitigation | 0.011149 | 10 | 0 | esc | 0.011149 | 0.0004061 | 0 | 0 | 0 | 0 | 0 | 0
[79 empty] | WLDFR | HFTD - Transmission - Zone 1 - 230 kV or Higher | Red Flag Warning - Small Fires | 2025 | 0 | 0 | 0 | 0 | 0.080408 | 0.03759 | 0.0016314 | 0.041187 | 0.00041909 | 0.00041909 | 0.00041909 | 0.00041909 | 2.4836e-05 |  | 0 | 1.0408e-08 | 1.0408e-08 | 0 | 1.0408e-08 | 1.0408e-08 | 0 | 1.0408e-08 | 1.0408e-08 | 0 | 1.0408e-08 | Column30: 1.0408e-08 | [29 empty] | 7.3.2.1.3 Advanced weather monitoring and weather stations Weather StationsWLDFRElectric Reliability | WLDFR | HFTD - Distribution - Tier 3 - 5QU CoRE ¦ 5QU LoRE | Red Flag Warning - Catastrophic Fires | 2020 | Electric Reliability | 222.2294 | 79.7972 | 2020 | Mitigation | 0.011149 | 10 | 0 | esc | 0.011149 | 2.4776 | 0 | 0 | 0 | 0 | 0 | 0
[79 empty] | WLDFR | HFTD - Transmission - Zone 1 - 230 kV or Higher | Red Flag Warning - Small Fires | 2026 | 0 | 0 | 0 | 0 | 0.080408 | 0.03759 | 0.0016314 | 0.041187 | 0.00041909 | 0.00041909 | 0.00041909 | 0.00041909 | 2.4836e-05 |  | 0 | 1.0408e-08 | 1.0408e-08 | 0 | 1.0408e-08 | 1.0408e-08 | 0 | 1.0408e-08 | 1.0408e-08 | 0 | 1.0408e-08 | Column30: 1.0408e-08 | [29 empty] | 7.3.2.1.3 Advanced weather monitoring and weather stations Weather StationsWLDFRElectric Reliability | WLDFR | HFTD - Distribution - Tier 3 - 5QU CoRE ¦ 5QU LoRE | Red Flag Warning - Destructive Fires | 2020 | Electric Reliability | 222.2294 | 79.7972 | 2020 | Mitigation | 0.011149 | 10 | 0 | esc | 0.011149 | 2.4776 | 0 | 0 | 0 | 0 | 0 | 0
[79 empty] | WLDFR | HFTD - Transmission - Zone 1 - 230 kV or Higher | Red Flag Warning - Small Fires | 2027 | 0 | 0 | 0 | 0 | 0.080408 | 0.03759 | 0.0016314 | 0.041187 | 0.00041909 | 0.00041909 | 0.00041909 | 0.00041909 | 2.4836e-05 |  | 0 | 1.0408e-08 | 1.0408e-08 | 0 | 1.0408e-08 | 1.0408e-08 | 0 | 1.0408e-08 | 1.0408e-08 | 0 | 1.0408e-08 | Column30: 1.0408e-08 | [29 empty] | 7.3.2.1.3 Advanced weather monitoring and weather stations Weather StationsWLDFRElectric Reliability | WLDFR | HFTD - Distribution - Tier 3 - 5QU CoRE ¦ 5QU LoRE | Red Flag Warning - Large Fires | 2020 | Electric Reliability | 0.69642 | 79.7972 | 2020 | Mitigation | 0.011149 | 10 | 0 | esc | 0.011149 | 0.0077642 | 0 | 0 | 0 | 0 | 0 | 0
[79 empty] | WLDFR | HFTD - Transmission - Zone 1 - 230 kV or Higher | Red Flag Warning - Small Fires | 2028 | 0 | 0 | 0 | 0 | 0.083606 | 0.039055 | 0.001695 | 0.042856 | 0.00043542 | 0.00043542 | 0.00043542 | 0.00043542 | 2.4836e-05 |  | 0 | 1.0814e-08 | 1.0814e-08 | 0 | 1.0814e-08 | 1.0814e-08 | 0 | 1.0814e-08 | 1.0814e-08 | 0 | 1.0814e-08 | Column30: 1.0814e-08 | [29 empty] | 7.3.2.1.3 Advanced weather monitoring and weather stations Weather StationsWLDFRElectric Reliability | WLDFR | HFTD - Distribution - Tier 3 - 5QU CoRE ¦ 5QU LoRE | Red Flag Warning - Small Fires | 2020 | Electric Reliability | 0.036425 | 79.7972 | 2020 | Mitigation | 0.011149 | 10 | 0 | esc | 0.011149 | 0.0004061 | 0 | 0 | 0 | 0 | 0 | 0
[79 empty] | WLDFR | HFTD - Transmission - Zone 1 - 230 kV or Higher | Red Flag Warning - Small Fires | 2029 | 0 | 0 | 0 | 0 | 0.083606 | 0.039055 | 0.001695 | 0.042856 | 0.00043542 | 0.00043542 | 0.00043542 | 0.00043542 | 2.4836e-05 |  | 0 | 1.0814e-08 | 1.0814e-08 | 0 | 1.0814e-08 | 1.0814e-08 | 0 | 1.0814e-08 | 1.0814e-08 | 0 | 1.0814e-08 | Column30: 1.0814e-08 | [29 empty] | 7.3.2.1.3 Advanced weather monitoring and weather stations Weather StationsWLDFRElectric Reliability | WLDFR | HFTD - Distribution - Tier 3 - 5QU CoRE ¦ 5QU LoRE | Seismic - Non-Red Flag Warning - Catastrophic Fires | 2020 | Electric Reliability | 409.2237 | 79.7972 | 2020 | Mitigation | 0.011149 | 10 | 0 | esc | 0.011149 | 4.5624 | 0 | 0 | 0 | 0 | 0 | 0
[79 empty] | WLDFR | HFTD - Transmission - Zone 1 - 230 kV or Higher | Red Flag Warning - Small Fires | 2030 | 0 | 0 | 0 | 0 | 0.083606 | 0.039055 | 0.001695 | 0.042856 | 0 | 0.00043542 | 0.00043542 | 0.00043542 | 2.4836e-05 |  | 0 | 0 | 0 | 0 | 1.0814e-08 | 1.0814e-08 | 0 | 1.0814e-08 | 1.0814e-08 | 0 | 1.0814e-08 | Column30: 1.0814e-08 | [29 empty] | 7.3.2.1.3 Advanced weather monitoring and weather stations Weather StationsWLDFRElectric Reliability | WLDFR | HFTD - Distribution - Tier 3 - 5QU CoRE ¦ 5QU LoRE | Seismic - Red Flag Warning - Catastrophic Fires | 2020 | Electric Reliability | 409.2237 | 79.7972 | 2020 | Mitigation | 0.011149 | 10 | 0 | esc | 0.011149 | 4.5624 | 0 | 0 | 0 | 0 | 0 | 0
[79 empty] | WLDFR | HFTD - Transmission - Zone 1 - 230 kV or Higher | Red Flag Warning - Small Fires | 2031 | 0 | 0 | 0 | 0 | 0.083606 | 0.039055 | 0.001695 | 0.042856 | 0 | 0 | 0.00043542 | 0.00043542 | 2.4836e-05 |  | 0 | 0 | 0 | 0 | 0 | 0 | 0 | 1.0814e-08 | 1.0814e-08 | 0 | 1.0814e-08 | Column30: 1.0814e-08 | [29 empty] | 7.3.2.1.3 Advanced weather monitoring and weather stations Weather StationsWLDFRElectric Reliability | WLDFR | HFTD - Distribution - Zone 1 - 1QU CoRE ¦ 5QU LoRE | Seismic - Non-Red Flag Warning - Catastrophic Fires | 2020 | Electric Reliability | 409.2237 | 0.18783 | 2020 | Mitigation | 0.011149 | 10 | 0 | esc | 0.011149 | 4.5624 | 0 | 0 | 0 | 0 | 0 | 0
[79 empty] | WLDFR | HFTD - Transmission - Zone 1 - 230 kV or Higher | Red Flag Warning - Small Fires | 2032 | 0 | 0 | 0 | 0 | 0.083606 | 0.039055 | 0.001695 | 0.042856 | 0 | 0 | 0 | 0.00043542 | 2.4836e-05 |  | 0 | 0 | 0 | 0 | 0 | 0 | 0 | 0 | 0 | 0 | 1.0814e-08 | Column30: 1.0814e-08 | [29 empty] | 7.3.2.1.3 Advanced weather monitoring and weather stations Weather StationsWLDFRElectric Reliability | WLDFR | HFTD - Distribution - Zone 1 - 1QU CoRE ¦ 5QU LoRE | Seismic - Red Flag Warning - Catastrophic Fires | 2020 | Electric Reliability | 409.2237 | 0.18783 | 2020 | Mitigation | 0.011149 | 10 | 0 | esc | 0.011149 | 4.5624 | 0 | 0 | 0 | 0 | 0 | 0
[79 empty] | WLDFR | HFTD - Transmission - Zone 1 - 60/70 kV | Non-Red Flag Warning - Catastrophic Fires | 2020 | 0 | 0 | 0 | 0 | 14146.1306 | 222.2294 | 8585.7228 | 5338.1784 | 2.4776 | 0 | 0 | 0 | 1.6867e-06 |  | 0 | 4.1789e-06 | 4.1789e-06 | 0 | 0 | 0 | 0 | 0 | 0 | 0 | 0 | Column30: 0 | [29 empty] | 7.3.2.1.3 Advanced weather monitoring and weather stations Weather StationsWLDFRElectric Reliability | WLDFR | HFTD - Distribution - Zone 1 - 4QU CoRE ¦ 1QU LoRE | Non-Red Flag Warning - Catastrophic Fires | 2020 | Electric Reliability | 222.2294 | 0.13442 | 2020 | Mitigation | 0.011149 | 10 | 0 | esc | 0.011149 | 2.4776 | 0 | 0 | 0 | 0 | 0 | 0
[79 empty] | WLDFR | HFTD - Transmission - Zone 1 - 60/70 kV | Non-Red Flag Warning - Catastrophic Fires | 2021 | 0 | 0 | 0 | 0 | 14146.1306 | 222.2294 | 8585.7228 | 5338.1784 | 2.4776 | 2.4776 | 0 | 0 | 1.6867e-06 |  | 0 | 4.1789e-06 | 4.1789e-06 | 0 | 4.1789e-06 | 4.1789e-06 | 0 | 0 | 0 | 0 | 0 | Column30: 0 | [29 empty] | 7.3.2.1.3 Advanced weather monitoring and weather stations Weather StationsWLDFRElectric Reliability | WLDFR | HFTD - Distribution - Zone 1 - 4QU CoRE ¦ 1QU LoRE | Non-Red Flag Warning - Destructive Fires | 2020 | Electric Reliability | 222.2294 | 0.13442 | 2020 | Mitigation | 0.011149 | 10 | 0 | esc | 0.011149 | 2.4776 | 0 | 0 | 0 | 0 | 0 | 0
[79 empty] | WLDFR | HFTD - Transmission - Zone 1 - 60/70 kV | Non-Red Flag Warning - Catastrophic Fires | 2022 | 0 | 0 | 0 | 0 | 14146.1306 | 222.2294 | 8585.7228 | 5338.1784 | 2.4776 | 2.4776 | 2.4776 | 0 | 1.6867e-06 |  | 0 | 4.1789e-06 | 4.1789e-06 | 0 | 4.1789e-06 | 4.1789e-06 | 0 | 4.1789e-06 | 4.1789e-06 | 0 | 0 | Column30: 0 | [29 empty] | 7.3.2.1.3 Advanced weather monitoring and weather stations Weather StationsWLDFRElectric Reliability | WLDFR | HFTD - Distribution - Zone 1 - 4QU CoRE ¦ 1QU LoRE | Non-Red Flag Warning - Large Fires | 2020 | Electric Reliability | 0.69642 | 0.13442 | 2020 | Mitigation | 0.011149 | 10 | 0 | esc | 0.011149 | 0.0077642 | 0 | 0 | 0 | 0 | 0 | 0
[79 empty] | WLDFR | HFTD - Transmission - Zone 1 - 60/70 kV | Non-Red Flag Warning - Catastrophic Fires | 2023 | 0 | 0 | 0 | 0 | 14664.6376 | 233.2301 | 8896.516 | 5534.8915 | 2.6002 | 2.6002 | 2.6002 | 2.6002 | 1.6867e-06 |  | 0 | 4.3858e-06 | 4.3858e-06 | 0 | 4.3858e-06 | 4.3858e-06 | 0 | 4.3858e-06 | 4.3858e-06 | 0 | 4.3858e-06 | Column30: 4.3858e-06 | [29 empty] | 7.3.2.1.3 Advanced weather monitoring and weather stations Weather StationsWLDFRElectric Reliability | WLDFR | HFTD - Distribution - Zone 1 - 4QU CoRE ¦ 1QU LoRE | Non-Red Flag Warning - Small Fires | 2020 | Electric Reliability | 0.036425 | 0.13442 | 2020 | Mitigation | 0.011149 | 10 | 0 | esc | 0.011149 | 0.0004061 | 0 | 0 | 0 | 0 | 0 | 0
[79 empty] | WLDFR | HFTD - Transmission - Zone 1 - 60/70 kV | Non-Red Flag Warning - Catastrophic Fires | 2024 | 0 | 0 | 0 | 0 | 14664.6376 | 233.2301 | 8896.516 | 5534.8915 | 2.6002 | 2.6002 | 2.6002 | 2.6002 | 1.6867e-06 |  | 0 | 4.3858e-06 | 4.3858e-06 | 0 | 4.3858e-06 | 4.3858e-06 | 0 | 4.3858e-06 | 4.3858e-06 | 0 | 4.3858e-06 | Column30: 4.3858e-06 | [29 empty] | 7.3.2.1.3 Advanced weather monitoring and weather stations Weather StationsWLDFRElectric Reliability | WLDFR | HFTD - Distribution - Zone 1 - 4QU CoRE ¦ 1QU LoRE | Red Flag Warning - Catastrophic Fires | 2020 | Electric Reliability | 222.2294 | 0.13442 | 2020 | Mitigation | 0.011149 | 10 | 0 | esc | 0.011149 | 2.4776 | 0 | 0 | 0 | 0 | 0 | 0
[79 empty] | WLDFR | HFTD - Transmission - Zone 1 - 60/70 kV | Non-Red Flag Warning - Catastrophic Fires | 2025 | 0 | 0 | 0 | 0 | 14664.6376 | 233.2301 | 8896.516 | 5534.8915 | 2.6002 | 2.6002 | 2.6002 | 2.6002 | 1.6867e-06 |  | 0 | 4.3858e-06 | 4.3858e-06 | 0 | 4.3858e-06 | 4.3858e-06 | 0 | 4.3858e-06 | 4.3858e-06 | 0 | 4.3858e-06 | Column30: 4.3858e-06 | [29 empty] | 7.3.2.1.3 Advanced weather monitoring and weather stations Weather StationsWLDFRElectric Reliability | WLDFR | HFTD - Distribution - Zone 1 - 4QU CoRE ¦ 1QU LoRE | Red Flag Warning - Destructive Fires | 2020 | Electric Reliability | 222.2294 | 0.13442 | 2020 | Mitigation | 0.011149 | 10 | 0 | esc | 0.011149 | 2.4776 | 0 | 0 | 0 | 0 | 0 | 0
[79 empty] | WLDFR | HFTD - Transmission - Zone 1 - 60/70 kV | Non-Red Flag Warning - Catastrophic Fires | 2026 | 0 | 0 | 0 | 0 | 14664.6376 | 233.2301 | 8896.516 | 5534.8915 | 2.6002 | 2.6002 | 2.6002 | 2.6002 | 1.6867e-06 |  | 0 | 4.3858e-06 | 4.3858e-06 | 0 | 4.3858e-06 | 4.3858e-06 | 0 | 4.3858e-06 | 4.3858e-06 | 0 | 4.3858e-06 | Column30: 4.3858e-06 | [29 empty] | 7.3.2.1.3 Advanced weather monitoring and weather stations Weather StationsWLDFRElectric Reliability | WLDFR | HFTD - Distribution - Zone 1 - 4QU CoRE ¦ 1QU LoRE | Red Flag Warning - Large Fires | 2020 | Electric Reliability | 0.69642 | 0.13442 | 2020 | Mitigation | 0.011149 | 10 | 0 | esc | 0.011149 | 0.0077642 | 0 | 0 | 0 | 0 | 0 | 0
[79 empty] | WLDFR | HFTD - Transmission - Zone 1 - 60/70 kV | Non-Red Flag Warning - Catastrophic Fires | 2027 | 0 | 0 | 0 | 0 | 14664.6376 | 233.2301 | 8896.516 | 5534.8915 | 2.6002 | 2.6002 | 2.6002 | 2.6002 | 1.6867e-06 |  | 0 | 4.3858e-06 | 4.3858e-06 | 0 | 4.3858e-06 | 4.3858e-06 | 0 | 4.3858e-06 | 4.3858e-06 | 0 | 4.3858e-06 | Column30: 4.3858e-06 | [29 empty] | 7.3.2.1.3 Advanced weather monitoring and weather stations Weather StationsWLDFRElectric Reliability | WLDFR | HFTD - Distribution - Zone 1 - 4QU CoRE ¦ 1QU LoRE | Red Flag Warning - Small Fires | 2020 | Electric Reliability | 0.036425 | 0.13442 | 2020 | Mitigation | 0.011149 | 10 | 0 | esc | 0.011149 | 0.0004061 | 0 | 0 | 0 | 0 | 0 | 0
[79 empty] | WLDFR | HFTD - Transmission - Zone 1 - 60/70 kV | Non-Red Flag Warning - Catastrophic Fires | 2028 | 0 | 0 | 0 | 0 | 15317.9909 | 247.273 | 9287.6491 | 5783.0689 | 2.7568 | 2.7568 | 2.7568 | 2.7568 | 1.6867e-06 |  | 0 | 4.6499e-06 | 4.6499e-06 | 0 | 4.6499e-06 | 4.6499e-06 | 0 | 4.6499e-06 | 4.6499e-06 | 0 | 4.6499e-06 | Column30: 4.6499e-06 | [29 empty] | 7.3.2.1.3 Advanced weather monitoring and weather stations Weather StationsWLDFRElectric Reliability | WLDFR | HFTD - Distribution - Zone 1 - 5QU CoRE ¦ 1QU LoRE | Non-Red Flag Warning - Catastrophic Fires | 2020 | Electric Reliability | 222.2294 | 10.0154 | 2020 | Mitigation | 0.011149 | 10 | 0 | esc | 0.011149 | 2.4776 | 0 | 0 | 0 | 0 | 0 | 0
[79 empty] | WLDFR | HFTD - Transmission - Zone 1 - 60/70 kV | Non-Red Flag Warning - Catastrophic Fires | 2029 | 0 | 0 | 0 | 0 | 15317.9909 | 247.273 | 9287.6491 | 5783.0689 | 2.7568 | 2.7568 | 2.7568 | 2.7568 | 1.6867e-06 |  | 0 | 4.6499e-06 | 4.6499e-06 | 0 | 4.6499e-06 | 4.6499e-06 | 0 | 4.6499e-06 | 4.6499e-06 | 0 | 4.6499e-06 | Column30: 4.6499e-06 | [29 empty] | 7.3.2.1.3 Advanced weather monitoring and weather stations Weather StationsWLDFRElectric Reliability | WLDFR | HFTD - Distribution - Zone 1 - 5QU CoRE ¦ 1QU LoRE | Non-Red Flag Warning - Destructive Fires | 2020 | Electric Reliability | 222.2294 | 10.0154 | 2020 | Mitigation | 0.011149 | 10 | 0 | esc | 0.011149 | 2.4776 | 0 | 0 | 0 | 0 | 0 | 0
[79 empty] | WLDFR | HFTD - Transmission - Zone 1 - 60/70 kV | Non-Red Flag Warning - Catastrophic Fires | 2030 | 0 | 0 | 0 | 0 | 15317.9909 | 247.273 | 9287.6491 | 5783.0689 | 0 | 2.7568 | 2.7568 | 2.7568 | 1.6867e-06 |  | 0 | 0 | 0 | 0 | 4.6499e-06 | 4.6499e-06 | 0 | 4.6499e-06 | 4.6499e-06 | 0 | 4.6499e-06 | Column30: 4.6499e-06 | [29 empty] | 7.3.2.1.3 Advanced weather monitoring and weather stations Weather StationsWLDFRElectric Reliability | WLDFR | HFTD - Distribution - Zone 1 - 5QU CoRE ¦ 1QU LoRE | Non-Red Flag Warning - Large Fires | 2020 | Electric Reliability | 0.69642 | 10.0154 | 2020 | Mitigation | 0.011149 | 10 | 0 | esc | 0.011149 | 0.0077642 | 0 | 0 | 0 | 0 | 0 | 0
[79 empty] | WLDFR | HFTD - Transmission - Zone 1 - 60/70 kV | Non-Red Flag Warning - Catastrophic Fires | 2031 | 0 | 0 | 0 | 0 | 15317.9909 | 247.273 | 9287.6491 | 5783.0689 | 0 | 0 | 2.7568 | 2.7568 | 1.6867e-06 |  | 0 | 0 | 0 | 0 | 0 | 0 | 0 | 4.6499e-06 | 4.6499e-06 | 0 | 4.6499e-06 | Column30: 4.6499e-06 | [29 empty] | 7.3.2.1.3 Advanced weather monitoring and weather stations Weather StationsWLDFRElectric Reliability | WLDFR | HFTD - Distribution - Zone 1 - 5QU CoRE ¦ 1QU LoRE | Non-Red Flag Warning - Small Fires | 2020 | Electric Reliability | 0.036425 | 10.0154 | 2020 | Mitigation | 0.011149 | 10 | 0 | esc | 0.011149 | 0.0004061 | 0 | 0 | 0 | 0 | 0 | 0
[79 empty] | WLDFR | HFTD - Transmission - Zone 1 - 60/70 kV | Non-Red Flag Warning - Catastrophic Fires | 2032 | 0 | 0 | 0 | 0 | 15317.9909 | 247.273 | 9287.6491 | 5783.0689 | 0 | 0 | 0 | 2.7568 | 1.6867e-06 |  | 0 | 0 | 0 | 0 | 0 | 0 | 0 | 0 | 0 | 0 | 4.6499e-06 | Column30: 4.6499e-06 | [29 empty] | 7.3.2.1.3 Advanced weather monitoring and weather stations Weather StationsWLDFRElectric Reliability | WLDFR | HFTD - Distribution - Zone 1 - 5QU CoRE ¦ 1QU LoRE | Red Flag Warning - Catastrophic Fires | 2020 | Electric Reliability | 222.2294 | 10.0154 | 2020 | Mitigation | 0.011149 | 10 | 0 | esc | 0.011149 | 2.4776 | 0 | 0 | 0 | 0 | 0 | 0
[79 empty] | WLDFR | HFTD - Transmission - Zone 1 - 60/70 kV | Non-Red Flag Warning - Destructive Fires | 2020 | 0 | 0 | 0 | 0 | 8807.9522 | 222.2294 | 8585.7228 | 0 | 2.4776 | 0 | 0 | 0 | 1.6867e-06 |  | 0 | 4.1789e-06 | 4.1789e-06 | 0 | 0 | 0 | 0 | 0 | 0 | 0 | 0 | Column30: 0 | [29 empty] | 7.3.2.1.3 Advanced weather monitoring and weather stations Weather StationsWLDFRElectric Reliability | WLDFR | HFTD - Distribution - Zone 1 - 5QU CoRE ¦ 1QU LoRE | Red Flag Warning - Destructive Fires | 2020 | Electric Reliability | 222.2294 | 10.0154 | 2020 | Mitigation | 0.011149 | 10 | 0 | esc | 0.011149 | 2.4776 | 0 | 0 | 0 | 0 | 0 | 0
[79 empty] | WLDFR | HFTD - Transmission - Zone 1 - 60/70 kV | Non-Red Flag Warning - Destructive Fires | 2021 | 0 | 0 | 0 | 0 | 8807.9522 | 222.2294 | 8585.7228 | 0 | 2.4776 | 2.4776 | 0 | 0 | 1.6867e-06 |  | 0 | 4.1789e-06 | 4.1789e-06 | 0 | 4.1789e-06 | 4.1789e-06 | 0 | 0 | 0 | 0 | 0 | Column30: 0 | [29 empty] | 7.3.2.1.3 Advanced weather monitoring and weather stations Weather StationsWLDFRElectric Reliability | WLDFR | HFTD - Distribution - Zone 1 - 5QU CoRE ¦ 1QU LoRE | Red Flag Warning - Large Fires | 2020 | Electric Reliability | 0.69642 | 10.0154 | 2020 | Mitigation | 0.011149 | 10 | 0 | esc | 0.011149 | 0.0077642 | 0 | 0 | 0 | 0 | 0 | 0
[79 empty] | WLDFR | HFTD - Transmission - Zone 1 - 60/70 kV | Non-Red Flag Warning - Destructive Fires | 2022 | 0 | 0 | 0 | 0 | 8807.9522 | 222.2294 | 8585.7228 | 0 | 2.4776 | 2.4776 | 2.4776 | 0 | 1.6867e-06 |  | 0 | 4.1789e-06 | 4.1789e-06 | 0 | 4.1789e-06 | 4.1789e-06 | 0 | 4.1789e-06 | 4.1789e-06 | 0 | 0 | Column30: 0 | [29 empty] | 7.3.2.1.3 Advanced weather monitoring and weather stations Weather StationsWLDFRElectric Reliability | WLDFR | HFTD - Distribution - Zone 1 - 5QU CoRE ¦ 1QU LoRE | Red Flag Warning - Small Fires | 2020 | Electric Reliability | 0.036425 | 10.0154 | 2020 | Mitigation | 0.011149 | 10 | 0 | esc | 0.011149 | 0.0004061 | 0 | 0 | 0 | 0 | 0 | 0
[79 empty] | WLDFR | HFTD - Transmission - Zone 1 - 60/70 kV | Non-Red Flag Warning - Destructive Fires | 2023 | 0 | 0 | 0 | 0 | 9129.7461 | 233.2301 | 8896.516 | 0 | 2.6002 | 2.6002 | 2.6002 | 2.6002 | 1.6867e-06 |  | 0 | 4.3858e-06 | 4.3858e-06 | 0 | 4.3858e-06 | 4.3858e-06 | 0 | 4.3858e-06 | 4.3858e-06 | 0 | 4.3858e-06 | Column30: 4.3858e-06 | [29 empty] | 7.3.2.1.3 Advanced weather monitoring and weather stations Weather StationsWLDFRElectric Reliability | WLDFR | HFTD - Distribution - Zone 1 - 5QU CoRE ¦ 1QU LoRE | Seismic - Non-Red Flag Warning - Catastrophic Fires | 2020 | Electric Reliability | 409.2237 | 10.0154 | 2020 | Mitigation | 0.011149 | 10 | 0 | esc | 0.011149 | 4.5624 | 0 | 0 | 0 | 0 | 0 | 0
[79 empty] | WLDFR | HFTD - Transmission - Zone 1 - 60/70 kV | Non-Red Flag Warning - Destructive Fires | 2024 | 0 | 0 | 0 | 0 | 9129.7461 | 233.2301 | 8896.516 | 0 | 2.6002 | 2.6002 | 2.6002 | 2.6002 | 1.6867e-06 |  | 0 | 4.3858e-06 | 4.3858e-06 | 0 | 4.3858e-06 | 4.3858e-06 | 0 | 4.3858e-06 | 4.3858e-06 | 0 | 4.3858e-06 | Column30: 4.3858e-06 | [29 empty] | 7.3.2.1.3 Advanced weather monitoring and weather stations Weather StationsWLDFRElectric Reliability | WLDFR | HFTD - Distribution - Zone 1 - 5QU CoRE ¦ 1QU LoRE | Seismic - Red Flag Warning - Catastrophic Fires | 2020 | Electric Reliability | 409.2237 | 10.0154 | 2020 | Mitigation | 0.011149 | 10 | 0 | esc | 0.011149 | 4.5624 | 0 | 0 | 0 | 0 | 0 | 0
[79 empty] | WLDFR | HFTD - Transmission - Zone 1 - 60/70 kV | Non-Red Flag Warning - Destructive Fires | 2025 | 0 | 0 | 0 | 0 | 9129.7461 | 233.2301 | 8896.516 | 0 | 2.6002 | 2.6002 | 2.6002 | 2.6002 | 1.6867e-06 |  | 0 | 4.3858e-06 | 4.3858e-06 | 0 | 4.3858e-06 | 4.3858e-06 | 0 | 4.3858e-06 | 4.3858e-06 | 0 | 4.3858e-06 | Column30: 4.3858e-06 | [29 empty] | 7.3.2.1.3 Advanced weather monitoring and weather stations Weather StationsWLDFRElectric Reliability | WLDFR | HFTD - Distribution - Zone 1 - 5QU CoRE ¦ 4QU LoRE | Non-Red Flag Warning - Large Fires | 2020 | Electric Reliability | 0.69642 | 0.27822 | 2020 | Mitigation | 0.011149 | 10 | 0 | esc | 0.011149 | 0.0077642 | 0 | 0 | 0 | 0 | 0 | 0
[79 empty] | WLDFR | HFTD - Transmission - Zone 1 - 60/70 kV | Non-Red Flag Warning - Destructive Fires | 2026 | 0 | 0 | 0 | 0 | 9129.7461 | 233.2301 | 8896.516 | 0 | 2.6002 | 2.6002 | 2.6002 | 2.6002 | 1.6867e-06 |  | 0 | 4.3858e-06 | 4.3858e-06 | 0 | 4.3858e-06 | 4.3858e-06 | 0 | 4.3858e-06 | 4.3858e-06 | 0 | 4.3858e-06 | Column30: 4.3858e-06 | [29 empty] | 7.3.2.1.3 Advanced weather monitoring and weather stations Weather StationsWLDFRElectric Reliability | WLDFR | HFTD - Distribution - Zone 1 - 5QU CoRE ¦ 4QU LoRE | Non-Red Flag Warning - Small Fires | 2020 | Electric Reliability | 0.036425 | 0.27822 | 2020 | Mitigation | 0.011149 | 10 | 0 | esc | 0.011149 | 0.0004061 | 0 | 0 | 0 | 0 | 0 | 0
[79 empty] | WLDFR | HFTD - Transmission - Zone 1 - 60/70 kV | Non-Red Flag Warning - Destructive Fires | 2027 | 0 | 0 | 0 | 0 | 9129.7461 | 233.2301 | 8896.516 | 0 | 2.6002 | 2.6002 | 2.6002 | 2.6002 | 1.6867e-06 |  | 0 | 4.3858e-06 | 4.3858e-06 | 0 | 4.3858e-06 | 4.3858e-06 | 0 | 4.3858e-06 | 4.3858e-06 | 0 | 4.3858e-06 | Column30: 4.3858e-06 | [29 empty] | 7.3.2.1.3 Advanced weather monitoring and weather stations Weather StationsWLDFRElectric Reliability | WLDFR | HFTD - Distribution - Zone 1 - 5QU CoRE ¦ 4QU LoRE | Red Flag Warning - Large Fires | 2020 | Electric Reliability | 0.69642 | 0.27822 | 2020 | Mitigation | 0.011149 | 10 | 0 | esc | 0.011149 | 0.0077642 | 0 | 0 | 0 | 0 | 0 | 0
[79 empty] | WLDFR | HFTD - Transmission - Zone 1 - 60/70 kV | Non-Red Flag Warning - Destructive Fires | 2028 | 0 | 0 | 0 | 0 | 9534.9221 | 247.273 | 9287.6491 | 0 | 2.7568 | 2.7568 | 2.7568 | 2.7568 | 1.6867e-06 |  | 0 | 4.6499e-06 | 4.6499e-06 | 0 | 4.6499e-06 | 4.6499e-06 | 0 | 4.6499e-06 | 4.6499e-06 | 0 | 4.6499e-06 | Column30: 4.6499e-06 | [29 empty] | 7.3.2.1.3 Advanced weather monitoring and weather stations Weather StationsWLDFRElectric Reliability | WLDFR | HFTD - Distribution - Zone 1 - 5QU CoRE ¦ 4QU LoRE | Red Flag Warning - Small Fires | 2020 | Electric Reliability | 0.036425 | 0.27822 | 2020 | Mitigation | 0.011149 | 10 | 0 | esc | 0.011149 | 0.0004061 | 0 | 0 | 0 | 0 | 0 | 0
[79 empty] | WLDFR | HFTD - Transmission - Zone 1 - 60/70 kV | Non-Red Flag Warning - Destructive Fires | 2029 | 0 | 0 | 0 | 0 | 9534.9221 | 247.273 | 9287.6491 | 0 | 2.7568 | 2.7568 | 2.7568 | 2.7568 | 1.6867e-06 |  | 0 | 4.6499e-06 | 4.6499e-06 | 0 | 4.6499e-06 | 4.6499e-06 | 0 | 4.6499e-06 | 4.6499e-06 | 0 | 4.6499e-06 | Column30: 4.6499e-06 | [29 empty] | 7.3.2.1.3 Advanced weather monitoring and weather stations Weather StationsWLDFRElectric Reliability | WLDFR | HFTD - Distribution - Zone 1 - 5QU CoRE ¦ 4QU LoRE | Seismic - Non-Red Flag Warning - Catastrophic Fires | 2020 | Electric Reliability | 409.2237 | 0.27822 | 2020 | Mitigation | 0.011149 | 10 | 0 | esc | 0.011149 | 4.5624 | 0 | 0 | 0 | 0 | 0 | 0
[79 empty] | WLDFR | HFTD - Transmission - Zone 1 - 60/70 kV | Non-Red Flag Warning - Destructive Fires | 2030 | 0 | 0 | 0 | 0 | 9534.9221 | 247.273 | 9287.6491 | 0 | 0 | 2.7568 | 2.7568 | 2.7568 | 1.6867e-06 |  | 0 | 0 | 0 | 0 | 4.6499e-06 | 4.6499e-06 | 0 | 4.6499e-06 | 4.6499e-06 | 0 | 4.6499e-06 | Column30: 4.6499e-06 | [29 empty] | 7.3.2.1.3 Advanced weather monitoring and weather stations Weather StationsWLDFRElectric Reliability | WLDFR | HFTD - Distribution - Zone 1 - 5QU CoRE ¦ 4QU LoRE | Seismic - Red Flag Warning - Catastrophic Fires | 2020 | Electric Reliability | 409.2237 | 0.27822 | 2020 | Mitigation | 0.011149 | 10 | 0 | esc | 0.011149 | 4.5624 | 0 | 0 | 0 | 0 | 0 | 0
[79 empty] | WLDFR | HFTD - Transmission - Zone 1 - 60/70 kV | Non-Red Flag Warning - Destructive Fires | 2031 | 0 | 0 | 0 | 0 | 9534.9221 | 247.273 | 9287.6491 | 0 | 0 | 0 | 2.7568 | 2.7568 | 1.6867e-06 |  | 0 | 0 | 0 | 0 | 0 | 0 | 0 | 4.6499e-06 | 4.6499e-06 | 0 | 4.6499e-06 | Column30: 4.6499e-06 | [29 empty] | 7.3.2.1.3 Advanced weather monitoring and weather stations Weather StationsWLDFRElectric Reliability | WLDFR | HFTD - Substation | Non-Red Flag Warning - Catastrophic Fires | 2020 | Electric Reliability | 222.2294 | 1 | 2020 | Mitigation | 0.011149 | 10 | 0 | esc | 0.011149 | 2.4776 | 0 | 0 | 0 | 0 | 0 | 0
[79 empty] | WLDFR | HFTD - Transmission - Zone 1 - 60/70 kV | Non-Red Flag Warning - Destructive Fires | 2032 | 0 | 0 | 0 | 0 | 9534.9221 | 247.273 | 9287.6491 | 0 | 0 | 0 | 0 | 2.7568 | 1.6867e-06 |  | 0 | 0 | 0 | 0 | 0 | 0 | 0 | 0 | 0 | 0 | 4.6499e-06 | Column30: 4.6499e-06 | [29 empty] | 7.3.2.1.3 Advanced weather monitoring and weather stations Weather StationsWLDFRElectric Reliability | WLDFR | HFTD - Substation | Non-Red Flag Warning - Destructive Fires | 2020 | Electric Reliability | 222.2294 | 1 | 2020 | Mitigation | 0.011149 | 10 | 0 | esc | 0.011149 | 2.4776 | 0 | 0 | 0 | 0 | 0 | 0
[79 empty] | WLDFR | HFTD - Transmission - Zone 1 - 60/70 kV | Non-Red Flag Warning - Large Fires | 2020 | 0 | 0 | 0 | 0 | 5.2406 | 0.69642 | 2.942 | 1.6022 | 0.0077642 | 0 | 0 | 0 | 1.518e-05 |  | 0 | 1.1786e-07 | 1.1786e-07 | 0 | 0 | 0 | 0 | 0 | 0 | 0 | 0 | Column30: 0 | [29 empty] | 7.3.2.1.3 Advanced weather monitoring and weather stations Weather StationsWLDFRElectric Reliability | WLDFR | HFTD - Substation | Non-Red Flag Warning - Large Fires | 2020 | Electric Reliability | 0.69642 | 1 | 2020 | Mitigation | 0.011149 | 10 | 0 | esc | 0.011149 | 0.0077642 | 0 | 0 | 0 | 0 | 0 | 0
[79 empty] | WLDFR | HFTD - Transmission - Zone 1 - 60/70 kV | Non-Red Flag Warning - Large Fires | 2021 | 0 | 0 | 0 | 0 | 5.2406 | 0.69642 | 2.942 | 1.6022 | 0.0077642 | 0.0077642 | 0 | 0 | 1.518e-05 |  | 0 | 1.1786e-07 | 1.1786e-07 | 0 | 1.1786e-07 | 1.1786e-07 | 0 | 0 | 0 | 0 | 0 | Column30: 0 | [29 empty] | 7.3.2.1.3 Advanced weather monitoring and weather stations Weather StationsWLDFRElectric Reliability | WLDFR | HFTD - Substation | Non-Red Flag Warning - Small Fires | 2020 | Electric Reliability | 0.036425 | 1 | 2020 | Mitigation | 0.011149 | 10 | 0 | esc | 0.011149 | 0.0004061 | 0 | 0 | 0 | 0 | 0 | 0
[79 empty] | WLDFR | HFTD - Transmission - Zone 1 - 60/70 kV | Non-Red Flag Warning - Large Fires | 2022 | 0 | 0 | 0 | 0 | 5.2406 | 0.69642 | 2.942 | 1.6022 | 0.0077642 | 0.0077642 | 0.0077642 | 0 | 1.518e-05 |  | 0 | 1.1786e-07 | 1.1786e-07 | 0 | 1.1786e-07 | 1.1786e-07 | 0 | 1.1786e-07 | 1.1786e-07 | 0 | 0 | Column30: 0 | [29 empty] | 7.3.2.1.3 Advanced weather monitoring and weather stations Weather StationsWLDFRElectric Reliability | WLDFR | HFTD - Substation | Red Flag Warning - Catastrophic Fires | 2020 | Electric Reliability | 222.2294 | 1 | 2020 | Mitigation | 0.011149 | 10 | 0 | esc | 0.011149 | 2.4776 | 0 | 0 | 0 | 0 | 0 | 0
[79 empty] | WLDFR | HFTD - Transmission - Zone 1 - 60/70 kV | Non-Red Flag Warning - Large Fires | 2023 | 0 | 0 | 0 | 0 | 5.475 | 0.71896 | 3.0715 | 1.6846 | 0.0080156 | 0.0080156 | 0.0080156 | 0.0080156 | 1.518e-05 |  | 0 | 1.2168e-07 | 1.2168e-07 | 0 | 1.2168e-07 | 1.2168e-07 | 0 | 1.2168e-07 | 1.2168e-07 | 0 | 1.2168e-07 | Column30: 1.2168e-07 | [29 empty] | 7.3.2.1.3 Advanced weather monitoring and weather stations Weather StationsWLDFRElectric Reliability | WLDFR | HFTD - Substation | Red Flag Warning - Destructive Fires | 2020 | Electric Reliability | 222.2294 | 1 | 2020 | Mitigation | 0.011149 | 10 | 0 | esc | 0.011149 | 2.4776 | 0 | 0 | 0 | 0 | 0 | 0
[79 empty] | WLDFR | HFTD - Transmission - Zone 1 - 60/70 kV | Non-Red Flag Warning - Large Fires | 2024 | 0 | 0 | 0 | 0 | 5.475 | 0.71896 | 3.0715 | 1.6846 | 0.0080156 | 0.0080156 | 0.0080156 | 0.0080156 | 1.518e-05 |  | 0 | 1.2168e-07 | 1.2168e-07 | 0 | 1.2168e-07 | 1.2168e-07 | 0 | 1.2168e-07 | 1.2168e-07 | 0 | 1.2168e-07 | Column30: 1.2168e-07 | [29 empty] | 7.3.2.1.3 Advanced weather monitoring and weather stations Weather StationsWLDFRElectric Reliability | WLDFR | HFTD - Substation | Red Flag Warning - Large Fires | 2020 | Electric Reliability | 0.69642 | 1 | 2020 | Mitigation | 0.011149 | 10 | 0 | esc | 0.011149 | 0.0077642 | 0 | 0 | 0 | 0 | 0 | 0
[79 empty] | WLDFR | HFTD - Transmission - Zone 1 - 60/70 kV | Non-Red Flag Warning - Large Fires | 2025 | 0 | 0 | 0 | 0 | 5.475 | 0.71896 | 3.0715 | 1.6846 | 0.0080156 | 0.0080156 | 0.0080156 | 0.0080156 | 1.518e-05 |  | 0 | 1.2168e-07 | 1.2168e-07 | 0 | 1.2168e-07 | 1.2168e-07 | 0 | 1.2168e-07 | 1.2168e-07 | 0 | 1.2168e-07 | Column30: 1.2168e-07 | [29 empty] | 7.3.2.1.3 Advanced weather monitoring and weather stations Weather StationsWLDFRElectric Reliability | WLDFR | HFTD - Substation | Red Flag Warning - Small Fires | 2020 | Electric Reliability | 0.036425 | 1 | 2020 | Mitigation | 0.011149 | 10 | 0 | esc | 0.011149 | 0.0004061 | 0 | 0 | 0 | 0 | 0 | 0
[79 empty] | WLDFR | HFTD - Transmission - Zone 1 - 60/70 kV | Non-Red Flag Warning - Large Fires | 2026 | 0 | 0 | 0 | 0 | 5.475 | 0.71896 | 3.0715 | 1.6846 | 0.0080156 | 0.0080156 | 0.0080156 | 0.0080156 | 1.518e-05 |  | 0 | 1.2168e-07 | 1.2168e-07 | 0 | 1.2168e-07 | 1.2168e-07 | 0 | 1.2168e-07 | 1.2168e-07 | 0 | 1.2168e-07 | Column30: 1.2168e-07 | [29 empty] | 7.3.2.1.3 Advanced weather monitoring and weather stations Weather StationsWLDFRElectric Reliability | WLDFR | HFTD - Transmission - Tier 2 - 115 kV or Lower | Non-Red Flag Warning - Catastrophic Fires | 2020 | Electric Reliability | 222.2294 | 1299.3 | 2020 | Mitigation | 0.011149 | 10 | 0 | esc | 0.011149 | 2.4776 | 0 | 0 | 0 | 0 | 0 | 0
[79 empty] | WLDFR | HFTD - Transmission - Zone 1 - 60/70 kV | Non-Red Flag Warning - Large Fires | 2027 | 0 | 0 | 0 | 0 | 5.475 | 0.71896 | 3.0715 | 1.6846 | 0.0080156 | 0.0080156 | 0.0080156 | 0.0080156 | 1.518e-05 |  | 0 | 1.2168e-07 | 1.2168e-07 | 0 | 1.2168e-07 | 1.2168e-07 | 0 | 1.2168e-07 | 1.2168e-07 | 0 | 1.2168e-07 | Column30: 1.2168e-07 | [29 empty] | 7.3.2.1.3 Advanced weather monitoring and weather stations Weather StationsWLDFRElectric Reliability | WLDFR | HFTD - Transmission - Tier 2 - 115 kV or Lower | Non-Red Flag Warning - Destructive Fires | 2020 | Electric Reliability | 222.2294 | 1299.3 | 2020 | Mitigation | 0.011149 | 10 | 0 | esc | 0.011149 | 2.4776 | 0 | 0 | 0 | 0 | 0 | 0
[79 empty] | WLDFR | HFTD - Transmission - Zone 1 - 60/70 kV | Non-Red Flag Warning - Large Fires | 2028 | 0 | 0 | 0 | 0 | 5.777 | 0.74734 | 3.238 | 1.7917 | 0.0083319 | 0.0083319 | 0.0083319 | 0.0083319 | 1.518e-05 |  | 0 | 1.2648e-07 | 1.2648e-07 | 0 | 1.2648e-07 | 1.2648e-07 | 0 | 1.2648e-07 | 1.2648e-07 | 0 | 1.2648e-07 | Column30: 1.2648e-07 | [29 empty] | 7.3.2.1.3 Advanced weather monitoring and weather stations Weather StationsWLDFRElectric Reliability | WLDFR | HFTD - Transmission - Tier 2 - 115 kV or Lower | Non-Red Flag Warning - Large Fires | 2020 | Electric Reliability | 0.69642 | 1299.3 | 2020 | Mitigation | 0.011149 | 10 | 0 | esc | 0.011149 | 0.0077642 | 0 | 0 | 0 | 0 | 0 | 0
[79 empty] | WLDFR | HFTD - Transmission - Zone 1 - 60/70 kV | Non-Red Flag Warning - Large Fires | 2029 | 0 | 0 | 0 | 0 | 5.777 | 0.74734 | 3.238 | 1.7917 | 0.0083319 | 0.0083319 | 0.0083319 | 0.0083319 | 1.518e-05 |  | 0 | 1.2648e-07 | 1.2648e-07 | 0 | 1.2648e-07 | 1.2648e-07 | 0 | 1.2648e-07 | 1.2648e-07 | 0 | 1.2648e-07 | Column30: 1.2648e-07 | [29 empty] | 7.3.2.1.3 Advanced weather monitoring and weather stations Weather StationsWLDFRElectric Reliability | WLDFR | HFTD - Transmission - Tier 2 - 115 kV or Lower | Non-Red Flag Warning - Small Fires | 2020 | Electric Reliability | 0.036425 | 1299.3 | 2020 | Mitigation | 0.011149 | 10 | 0 | esc | 0.011149 | 0.0004061 | 0 | 0 | 0 | 0 | 0 | 0
[79 empty] | WLDFR | HFTD - Transmission - Zone 1 - 60/70 kV | Non-Red Flag Warning - Large Fires | 2030 | 0 | 0 | 0 | 0 | 5.777 | 0.74734 | 3.238 | 1.7917 | 0 | 0.0083319 | 0.0083319 | 0.0083319 | 1.518e-05 |  | 0 | 0 | 0 | 0 | 1.2648e-07 | 1.2648e-07 | 0 | 1.2648e-07 | 1.2648e-07 | 0 | 1.2648e-07 | Column30: 1.2648e-07 | [29 empty] | 7.3.2.1.3 Advanced weather monitoring and weather stations Weather StationsWLDFRElectric Reliability | WLDFR | HFTD - Transmission - Tier 2 - 115 kV or Lower | Red Flag Warning - Catastrophic Fires | 2020 | Electric Reliability | 222.2294 | 1299.3 | 2020 | Mitigation | 0.011149 | 10 | 0 | esc | 0.011149 | 2.4776 | 0 | 0 | 0 | 0 | 0 | 0
[79 empty] | WLDFR | HFTD - Transmission - Zone 1 - 60/70 kV | Non-Red Flag Warning - Large Fires | 2031 | 0 | 0 | 0 | 0 | 5.777 | 0.74734 | 3.238 | 1.7917 | 0 | 0 | 0.0083319 | 0.0083319 | 1.518e-05 |  | 0 | 0 | 0 | 0 | 0 | 0 | 0 | 1.2648e-07 | 1.2648e-07 | 0 | 1.2648e-07 | Column30: 1.2648e-07 | [29 empty] | 7.3.2.1.3 Advanced weather monitoring and weather stations Weather StationsWLDFRElectric Reliability | WLDFR | HFTD - Transmission - Tier 2 - 115 kV or Lower | Red Flag Warning - Destructive Fires | 2020 | Electric Reliability | 222.2294 | 1299.3 | 2020 | Mitigation | 0.011149 | 10 | 0 | esc | 0.011149 | 2.4776 | 0 | 0 | 0 | 0 | 0 | 0
[79 empty] | WLDFR | HFTD - Transmission - Zone 1 - 60/70 kV | Non-Red Flag Warning - Large Fires | 2032 | 0 | 0 | 0 | 0 | 5.777 | 0.74734 | 3.238 | 1.7917 | 0 | 0 | 0 | 0.0083319 | 1.518e-05 |  | 0 | 0 | 0 | 0 | 0 | 0 | 0 | 0 | 0 | 0 | 1.2648e-07 | Column30: 1.2648e-07 | [29 empty] | 7.3.2.1.3 Advanced weather monitoring and weather stations Weather StationsWLDFRElectric Reliability | WLDFR | HFTD - Transmission - Tier 2 - 115 kV or Lower | Red Flag Warning - Large Fires | 2020 | Electric Reliability | 0.69642 | 1299.3 | 2020 | Mitigation | 0.011149 | 10 | 0 | esc | 0.011149 | 0.0077642 | 0 | 0 | 0 | 0 | 0 | 0
[79 empty] | WLDFR | HFTD - Transmission - Zone 1 - 60/70 kV | Non-Red Flag Warning - Small Fires | 2020 | 0 | 0 | 0 | 0 | 0.077901 | 0.036425 | 0.0015809 | 0.039895 | 0.0004061 | 0 | 0 | 0 | 0.0026068 |  | 0 | 1.0586e-06 | 1.0586e-06 | 0 | 0 | 0 | 0 | 0 | 0 | 0 | 0 | Column30: 0 | [29 empty] | 7.3.2.1.3 Advanced weather monitoring and weather stations Weather StationsWLDFRElectric Reliability | WLDFR | HFTD - Transmission - Tier 2 - 115 kV or Lower | Red Flag Warning - Small Fires | 2020 | Electric Reliability | 0.036425 | 1299.3 | 2020 | Mitigation | 0.011149 | 10 | 0 | esc | 0.011149 | 0.0004061 | 0 | 0 | 0 | 0 | 0 | 0
[79 empty] | WLDFR | HFTD - Transmission - Zone 1 - 60/70 kV | Non-Red Flag Warning - Small Fires | 2021 | 0 | 0 | 0 | 0 | 0.077901 | 0.036425 | 0.0015809 | 0.039895 | 0.0004061 | 0.0004061 | 0 | 0 | 0.0026068 |  | 0 | 1.0586e-06 | 1.0586e-06 | 0 | 1.0586e-06 | 1.0586e-06 | 0 | 0 | 0 | 0 | 0 | Column30: 0 | [29 empty] | 7.3.2.1.3 Advanced weather monitoring and weather stations Weather StationsWLDFRElectric Reliability | WLDFR | HFTD - Transmission - Tier 2 - 230 kV or Higher | Non-Red Flag Warning - Catastrophic Fires | 2020 | Electric Reliability | 222.2294 | 1759.53 | 2020 | Mitigation | 0.011149 | 10 | 0 | esc | 0.011149 | 2.4776 | 0 | 0 | 0 | 0 | 0 | 0
[79 empty] | WLDFR | HFTD - Transmission - Zone 1 - 60/70 kV | Non-Red Flag Warning - Small Fires | 2022 | 0 | 0 | 0 | 0 | 0.077901 | 0.036425 | 0.0015809 | 0.039895 | 0.0004061 | 0.0004061 | 0.0004061 | 0 | 0.0026068 |  | 0 | 1.0586e-06 | 1.0586e-06 | 0 | 1.0586e-06 | 1.0586e-06 | 0 | 1.0586e-06 | 1.0586e-06 | 0 | 0 | Column30: 0 | [29 empty] | 7.3.2.1.3 Advanced weather monitoring and weather stations Weather StationsWLDFRElectric Reliability | WLDFR | HFTD - Transmission - Tier 2 - 230 kV or Higher | Non-Red Flag Warning - Destructive Fires | 2020 | Electric Reliability | 222.2294 | 1759.53 | 2020 | Mitigation | 0.011149 | 10 | 0 | esc | 0.011149 | 2.4776 | 0 | 0 | 0 | 0 | 0 | 0
[79 empty] | WLDFR | HFTD - Transmission - Zone 1 - 60/70 kV | Non-Red Flag Warning - Small Fires | 2023 | 0 | 0 | 0 | 0 | 0.080408 | 0.03759 | 0.0016314 | 0.041187 | 0.00041909 | 0.00041909 | 0.00041909 | 0.00041909 | 0.0026068 |  | 0 | 1.0925e-06 | 1.0925e-06 | 0 | 1.0925e-06 | 1.0925e-06 | 0 | 1.0925e-06 | 1.0925e-06 | 0 | 1.0925e-06 | Column30: 1.0925e-06 | [29 empty] | 7.3.2.1.3 Advanced weather monitoring and weather stations Weather StationsWLDFRElectric Reliability | WLDFR | HFTD - Transmission - Tier 2 - 230 kV or Higher | Non-Red Flag Warning - Large Fires | 2020 | Electric Reliability | 0.69642 | 1759.53 | 2020 | Mitigation | 0.011149 | 10 | 0 | esc | 0.011149 | 0.0077642 | 0 | 0 | 0 | 0 | 0 | 0
[79 empty] | WLDFR | HFTD - Transmission - Zone 1 - 60/70 kV | Non-Red Flag Warning - Small Fires | 2024 | 0 | 0 | 0 | 0 | 0.080408 | 0.03759 | 0.0016314 | 0.041187 | 0.00041909 | 0.00041909 | 0.00041909 | 0.00041909 | 0.0026068 |  | 0 | 1.0925e-06 | 1.0925e-06 | 0 | 1.0925e-06 | 1.0925e-06 | 0 | 1.0925e-06 | 1.0925e-06 | 0 | 1.0925e-06 | Column30: 1.0925e-06 | [29 empty] | 7.3.2.1.3 Advanced weather monitoring and weather stations Weather StationsWLDFRElectric Reliability | WLDFR | HFTD - Transmission - Tier 2 - 230 kV or Higher | Non-Red Flag Warning - Small Fires | 2020 | Electric Reliability | 0.036425 | 1759.53 | 2020 | Mitigation | 0.011149 | 10 | 0 | esc | 0.011149 | 0.0004061 | 0 | 0 | 0 | 0 | 0 | 0
[79 empty] | WLDFR | HFTD - Transmission - Zone 1 - 60/70 kV | Non-Red Flag Warning - Small Fires | 2025 | 0 | 0 | 0 | 0 | 0.080408 | 0.03759 | 0.0016314 | 0.041187 | 0.00041909 | 0.00041909 | 0.00041909 | 0.00041909 | 0.0026068 |  | 0 | 1.0925e-06 | 1.0925e-06 | 0 | 1.0925e-06 | 1.0925e-06 | 0 | 1.0925e-06 | 1.0925e-06 | 0 | 1.0925e-06 | Column30: 1.0925e-06 | [29 empty] | 7.3.2.1.3 Advanced weather monitoring and weather stations Weather StationsWLDFRElectric Reliability | WLDFR | HFTD - Transmission - Tier 2 - 230 kV or Higher | Red Flag Warning - Catastrophic Fires | 2020 | Electric Reliability | 222.2294 | 1759.53 | 2020 | Mitigation | 0.011149 | 10 | 0 | esc | 0.011149 | 2.4776 | 0 | 0 | 0 | 0 | 0 | 0
[79 empty] | WLDFR | HFTD - Transmission - Zone 1 - 60/70 kV | Non-Red Flag Warning - Small Fires | 2026 | 0 | 0 | 0 | 0 | 0.080408 | 0.03759 | 0.0016314 | 0.041187 | 0.00041909 | 0.00041909 | 0.00041909 | 0.00041909 | 0.0026068 |  | 0 | 1.0925e-06 | 1.0925e-06 | 0 | 1.0925e-06 | 1.0925e-06 | 0 | 1.0925e-06 | 1.0925e-06 | 0 | 1.0925e-06 | Column30: 1.0925e-06 | [29 empty] | 7.3.2.1.3 Advanced weather monitoring and weather stations Weather StationsWLDFRElectric Reliability | WLDFR | HFTD - Transmission - Tier 2 - 230 kV or Higher | Red Flag Warning - Destructive Fires | 2020 | Electric Reliability | 222.2294 | 1759.53 | 2020 | Mitigation | 0.011149 | 10 | 0 | esc | 0.011149 | 2.4776 | 0 | 0 | 0 | 0 | 0 | 0
[79 empty] | WLDFR | HFTD - Transmission - Zone 1 - 60/70 kV | Non-Red Flag Warning - Small Fires | 2027 | 0 | 0 | 0 | 0 | 0.080408 | 0.03759 | 0.0016314 | 0.041187 | 0.00041909 | 0.00041909 | 0.00041909 | 0.00041909 | 0.0026068 |  | 0 | 1.0925e-06 | 1.0925e-06 | 0 | 1.0925e-06 | 1.0925e-06 | 0 | 1.0925e-06 | 1.0925e-06 | 0 | 1.0925e-06 | Column30: 1.0925e-06 | [29 empty] | 7.3.2.1.3 Advanced weather monitoring and weather stations Weather StationsWLDFRElectric Reliability | WLDFR | HFTD - Transmission - Tier 2 - 230 kV or Higher | Red Flag Warning - Large Fires | 2020 | Electric Reliability | 0.69642 | 1759.53 | 2020 | Mitigation | 0.011149 | 10 | 0 | esc | 0.011149 | 0.0077642 | 0 | 0 | 0 | 0 | 0 | 0
[79 empty] | WLDFR | HFTD - Transmission - Zone 1 - 60/70 kV | Non-Red Flag Warning - Small Fires | 2028 | 0 | 0 | 0 | 0 | 0.083606 | 0.039055 | 0.001695 | 0.042856 | 0.00043542 | 0.00043542 | 0.00043542 | 0.00043542 | 0.0026068 |  | 0 | 1.135e-06 | 1.135e-06 | 0 | 1.135e-06 | 1.135e-06 | 0 | 1.135e-06 | 1.135e-06 | 0 | 1.135e-06 | Column30: 1.135e-06 | [29 empty] | 7.3.2.1.3 Advanced weather monitoring and weather stations Weather StationsWLDFRElectric Reliability | WLDFR | HFTD - Transmission - Tier 2 - 230 kV or Higher | Red Flag Warning - Small Fires | 2020 | Electric Reliability | 0.036425 | 1759.53 | 2020 | Mitigation | 0.011149 | 10 | 0 | esc | 0.011149 | 0.0004061 | 0 | 0 | 0 | 0 | 0 | 0
[79 empty] | WLDFR | HFTD - Transmission - Zone 1 - 60/70 kV | Non-Red Flag Warning - Small Fires | 2029 | 0 | 0 | 0 | 0 | 0.083606 | 0.039055 | 0.001695 | 0.042856 | 0.00043542 | 0.00043542 | 0.00043542 | 0.00043542 | 0.0026068 |  | 0 | 1.135e-06 | 1.135e-06 | 0 | 1.135e-06 | 1.135e-06 | 0 | 1.135e-06 | 1.135e-06 | 0 | 1.135e-06 | Column30: 1.135e-06 | [29 empty] | 7.3.2.1.3 Advanced weather monitoring and weather stations Weather StationsWLDFRElectric Reliability | WLDFR | HFTD - Transmission - Tier 2 - 60/70 kV | Non-Red Flag Warning - Catastrophic Fires | 2020 | Electric Reliability | 222.2294 | 1419.51 | 2020 | Mitigation | 0.011149 | 10 | 0 | esc | 0.011149 | 2.4776 | 0 | 0 | 0 | 0 | 0 | 0
[79 empty] | WLDFR | HFTD - Transmission - Zone 1 - 60/70 kV | Non-Red Flag Warning - Small Fires | 2030 | 0 | 0 | 0 | 0 | 0.083606 | 0.039055 | 0.001695 | 0.042856 | 0 | 0.00043542 | 0.00043542 | 0.00043542 | 0.0026068 |  | 0 | 0 | 0 | 0 | 1.135e-06 | 1.135e-06 | 0 | 1.135e-06 | 1.135e-06 | 0 | 1.135e-06 | Column30: 1.135e-06 | [29 empty] | 7.3.2.1.3 Advanced weather monitoring and weather stations Weather StationsWLDFRElectric Reliability | WLDFR | HFTD - Transmission - Tier 2 - 60/70 kV | Non-Red Flag Warning - Destructive Fires | 2020 | Electric Reliability | 222.2294 | 1419.51 | 2020 | Mitigation | 0.011149 | 10 | 0 | esc | 0.011149 | 2.4776 | 0 | 0 | 0 | 0 | 0 | 0
[79 empty] | WLDFR | HFTD - Transmission - Zone 1 - 60/70 kV | Non-Red Flag Warning - Small Fires | 2031 | 0 | 0 | 0 | 0 | 0.083606 | 0.039055 | 0.001695 | 0.042856 | 0 | 0 | 0.00043542 | 0.00043542 | 0.0026068 |  | 0 | 0 | 0 | 0 | 0 | 0 | 0 | 1.135e-06 | 1.135e-06 | 0 | 1.135e-06 | Column30: 1.135e-06 | [29 empty] | 7.3.2.1.3 Advanced weather monitoring and weather stations Weather StationsWLDFRElectric Reliability | WLDFR | HFTD - Transmission - Tier 2 - 60/70 kV | Non-Red Flag Warning - Large Fires | 2020 | Electric Reliability | 0.69642 | 1419.51 | 2020 | Mitigation | 0.011149 | 10 | 0 | esc | 0.011149 | 0.0077642 | 0 | 0 | 0 | 0 | 0 | 0
[79 empty] | WLDFR | HFTD - Transmission - Zone 1 - 60/70 kV | Non-Red Flag Warning - Small Fires | 2032 | 0 | 0 | 0 | 0 | 0.083606 | 0.039055 | 0.001695 | 0.042856 | 0 | 0 | 0 | 0.00043542 | 0.0026068 |  | 0 | 0 | 0 | 0 | 0 | 0 | 0 | 0 | 0 | 0 | 1.135e-06 | Column30: 1.135e-06 | [29 empty] | 7.3.2.1.3 Advanced weather monitoring and weather stations Weather StationsWLDFRElectric Reliability | WLDFR | HFTD - Transmission - Tier 2 - 60/70 kV | Non-Red Flag Warning - Small Fires | 2020 | Electric Reliability | 0.036425 | 1419.51 | 2020 | Mitigation | 0.011149 | 10 | 0 | esc | 0.011149 | 0.0004061 | 0 | 0 | 0 | 0 | 0 | 0
[79 empty] | WLDFR | HFTD - Transmission - Zone 1 - 60/70 kV | Red Flag Warning - Catastrophic Fires | 2020 | 0 | 0 | 0 | 0 | 14146.1306 | 222.2294 | 8585.7228 | 5338.1784 | 2.4776 | 0 | 0 | 0 | 1.1319e-05 |  | 0 | 2.8043e-05 | 2.8043e-05 | 0 | 0 | 0 | 0 | 0 | 0 | 0 | 0 | Column30: 0 | [29 empty] | 7.3.2.1.3 Advanced weather monitoring and weather stations Weather StationsWLDFRElectric Reliability | WLDFR | HFTD - Transmission - Tier 2 - 60/70 kV | Red Flag Warning - Catastrophic Fires | 2020 | Electric Reliability | 222.2294 | 1419.51 | 2020 | Mitigation | 0.011149 | 10 | 0 | esc | 0.011149 | 2.4776 | 0 | 0 | 0 | 0 | 0 | 0
[79 empty] | WLDFR | HFTD - Transmission - Zone 1 - 60/70 kV | Red Flag Warning - Catastrophic Fires | 2021 | 0 | 0 | 0 | 0 | 14146.1306 | 222.2294 | 8585.7228 | 5338.1784 | 2.4776 | 2.4776 | 0 | 0 | 1.1319e-05 |  | 0 | 2.8043e-05 | 2.8043e-05 | 0 | 2.8043e-05 | 2.8043e-05 | 0 | 0 | 0 | 0 | 0 | Column30: 0 | [29 empty] | 7.3.2.1.3 Advanced weather monitoring and weather stations Weather StationsWLDFRElectric Reliability | WLDFR | HFTD - Transmission - Tier 2 - 60/70 kV | Red Flag Warning - Destructive Fires | 2020 | Electric Reliability | 222.2294 | 1419.51 | 2020 | Mitigation | 0.011149 | 10 | 0 | esc | 0.011149 | 2.4776 | 0 | 0 | 0 | 0 | 0 | 0
[79 empty] | WLDFR | HFTD - Transmission - Zone 1 - 60/70 kV | Red Flag Warning - Catastrophic Fires | 2022 | 0 | 0 | 0 | 0 | 14146.1306 | 222.2294 | 8585.7228 | 5338.1784 | 2.4776 | 2.4776 | 2.4776 | 0 | 1.1319e-05 |  | 0 | 2.8043e-05 | 2.8043e-05 | 0 | 2.8043e-05 | 2.8043e-05 | 0 | 2.8043e-05 | 2.8043e-05 | 0 | 0 | Column30: 0 | [29 empty] | 7.3.2.1.3 Advanced weather monitoring and weather stations Weather StationsWLDFRElectric Reliability | WLDFR | HFTD - Transmission - Tier 2 - 60/70 kV | Red Flag Warning - Large Fires | 2020 | Electric Reliability | 0.69642 | 1419.51 | 2020 | Mitigation | 0.011149 | 10 | 0 | esc | 0.011149 | 0.0077642 | 0 | 0 | 0 | 0 | 0 | 0
[79 empty] | WLDFR | HFTD - Transmission - Zone 1 - 60/70 kV | Red Flag Warning - Catastrophic Fires | 2023 | 0 | 0 | 0 | 0 | 14664.6376 | 233.2301 | 8896.516 | 5534.8915 | 2.6002 | 2.6002 | 2.6002 | 2.6002 | 1.1319e-05 |  | 0 | 2.9431e-05 | 2.9431e-05 | 0 | 2.9431e-05 | 2.9431e-05 | 0 | 2.9431e-05 | 2.9431e-05 | 0 | 2.9431e-05 | Column30: 2.9431e-05 | [29 empty] | 7.3.2.1.3 Advanced weather monitoring and weather stations Weather StationsWLDFRElectric Reliability | WLDFR | HFTD - Transmission - Tier 2 - 60/70 kV | Red Flag Warning - Small Fires | 2020 | Electric Reliability | 0.036425 | 1419.51 | 2020 | Mitigation | 0.011149 | 10 | 0 | esc | 0.011149 | 0.0004061 | 0 | 0 | 0 | 0 | 0 | 0
[79 empty] | WLDFR | HFTD - Transmission - Zone 1 - 60/70 kV | Red Flag Warning - Catastrophic Fires | 2024 | 0 | 0 | 0 | 0 | 14664.6376 | 233.2301 | 8896.516 | 5534.8915 | 2.6002 | 2.6002 | 2.6002 | 2.6002 | 1.1319e-05 |  | 0 | 2.9431e-05 | 2.9431e-05 | 0 | 2.9431e-05 | 2.9431e-05 | 0 | 2.9431e-05 | 2.9431e-05 | 0 | 2.9431e-05 | Column30: 2.9431e-05 | [29 empty] | 7.3.2.1.3 Advanced weather monitoring and weather stations Weather StationsWLDFRElectric Reliability | WLDFR | HFTD - Transmission - Tier 3 - 115 kV or Lower | Non-Red Flag Warning - Catastrophic Fires | 2020 | Electric Reliability | 222.2294 | 446.95 | 2020 | Mitigation | 0.011149 | 10 | 0 | esc | 0.011149 | 2.4776 | 0 | 0 | 0 | 0 | 0 | 0
[79 empty] | WLDFR | HFTD - Transmission - Zone 1 - 60/70 kV | Red Flag Warning - Catastrophic Fires | 2025 | 0 | 0 | 0 | 0 | 14664.6376 | 233.2301 | 8896.516 | 5534.8915 | 2.6002 | 2.6002 | 2.6002 | 2.6002 | 1.1319e-05 |  | 0 | 2.9431e-05 | 2.9431e-05 | 0 | 2.9431e-05 | 2.9431e-05 | 0 | 2.9431e-05 | 2.9431e-05 | 0 | 2.9431e-05 | Column30: 2.9431e-05 | [29 empty] | 7.3.2.1.3 Advanced weather monitoring and weather stations Weather StationsWLDFRElectric Reliability | WLDFR | HFTD - Transmission - Tier 3 - 115 kV or Lower | Non-Red Flag Warning - Destructive Fires | 2020 | Electric Reliability | 222.2294 | 446.95 | 2020 | Mitigation | 0.011149 | 10 | 0 | esc | 0.011149 | 2.4776 | 0 | 0 | 0 | 0 | 0 | 0
[79 empty] | WLDFR | HFTD - Transmission - Zone 1 - 60/70 kV | Red Flag Warning - Catastrophic Fires | 2026 | 0 | 0 | 0 | 0 | 14664.6376 | 233.2301 | 8896.516 | 5534.8915 | 2.6002 | 2.6002 | 2.6002 | 2.6002 | 1.1319e-05 |  | 0 | 2.9431e-05 | 2.9431e-05 | 0 | 2.9431e-05 | 2.9431e-05 | 0 | 2.9431e-05 | 2.9431e-05 | 0 | 2.9431e-05 | Column30: 2.9431e-05 | [29 empty] | 7.3.2.1.3 Advanced weather monitoring and weather stations Weather StationsWLDFRElectric Reliability | WLDFR | HFTD - Transmission - Tier 3 - 115 kV or Lower | Non-Red Flag Warning - Large Fires | 2020 | Electric Reliability | 0.69642 | 446.95 | 2020 | Mitigation | 0.011149 | 10 | 0 | esc | 0.011149 | 0.0077642 | 0 | 0 | 0 | 0 | 0 | 0
[79 empty] | WLDFR | HFTD - Transmission - Zone 1 - 60/70 kV | Red Flag Warning - Catastrophic Fires | 2027 | 0 | 0 | 0 | 0 | 14664.6376 | 233.2301 | 8896.516 | 5534.8915 | 2.6002 | 2.6002 | 2.6002 | 2.6002 | 1.1319e-05 |  | 0 | 2.9431e-05 | 2.9431e-05 | 0 | 2.9431e-05 | 2.9431e-05 | 0 | 2.9431e-05 | 2.9431e-05 | 0 | 2.9431e-05 | Column30: 2.9431e-05 | [29 empty] | 7.3.2.1.3 Advanced weather monitoring and weather stations Weather StationsWLDFRElectric Reliability | WLDFR | HFTD - Transmission - Tier 3 - 115 kV or Lower | Non-Red Flag Warning - Small Fires | 2020 | Electric Reliability | 0.036425 | 446.95 | 2020 | Mitigation | 0.011149 | 10 | 0 | esc | 0.011149 | 0.0004061 | 0 | 0 | 0 | 0 | 0 | 0
[79 empty] | WLDFR | HFTD - Transmission - Zone 1 - 60/70 kV | Red Flag Warning - Catastrophic Fires | 2028 | 0 | 0 | 0 | 0 | 15317.9909 | 247.273 | 9287.6491 | 5783.0689 | 2.7568 | 2.7568 | 2.7568 | 2.7568 | 1.1319e-05 |  | 0 | 3.1203e-05 | 3.1203e-05 | 0 | 3.1203e-05 | 3.1203e-05 | 0 | 3.1203e-05 | 3.1203e-05 | 0 | 3.1203e-05 | Column30: 3.1203e-05 | [29 empty] | 7.3.2.1.3 Advanced weather monitoring and weather stations Weather StationsWLDFRElectric Reliability | WLDFR | HFTD - Transmission - Tier 3 - 115 kV or Lower | Red Flag Warning - Catastrophic Fires | 2020 | Electric Reliability | 222.2294 | 446.95 | 2020 | Mitigation | 0.011149 | 10 | 0 | esc | 0.011149 | 2.4776 | 0 | 0 | 0 | 0 | 0 | 0
[79 empty] | WLDFR | HFTD - Transmission - Zone 1 - 60/70 kV | Red Flag Warning - Catastrophic Fires | 2029 | 0 | 0 | 0 | 0 | 15317.9909 | 247.273 | 9287.6491 | 5783.0689 | 2.7568 | 2.7568 | 2.7568 | 2.7568 | 1.1319e-05 |  | 0 | 3.1203e-05 | 3.1203e-05 | 0 | 3.1203e-05 | 3.1203e-05 | 0 | 3.1203e-05 | 3.1203e-05 | 0 | 3.1203e-05 | Column30: 3.1203e-05 | [29 empty] | 7.3.2.1.3 Advanced weather monitoring and weather stations Weather StationsWLDFRElectric Reliability | WLDFR | HFTD - Transmission - Tier 3 - 115 kV or Lower | Red Flag Warning - Destructive Fires | 2020 | Electric Reliability | 222.2294 | 446.95 | 2020 | Mitigation | 0.011149 | 10 | 0 | esc | 0.011149 | 2.4776 | 0 | 0 | 0 | 0 | 0 | 0
[79 empty] | WLDFR | HFTD - Transmission - Zone 1 - 60/70 kV | Red Flag Warning - Catastrophic Fires | 2030 | 0 | 0 | 0 | 0 | 15317.9909 | 247.273 | 9287.6491 | 5783.0689 | 0 | 2.7568 | 2.7568 | 2.7568 | 1.1319e-05 |  | 0 | 0 | 0 | 0 | 3.1203e-05 | 3.1203e-05 | 0 | 3.1203e-05 | 3.1203e-05 | 0 | 3.1203e-05 | Column30: 3.1203e-05 | [29 empty] | 7.3.2.1.3 Advanced weather monitoring and weather stations Weather StationsWLDFRElectric Reliability | WLDFR | HFTD - Transmission - Tier 3 - 115 kV or Lower | Red Flag Warning - Large Fires | 2020 | Electric Reliability | 0.69642 | 446.95 | 2020 | Mitigation | 0.011149 | 10 | 0 | esc | 0.011149 | 0.0077642 | 0 | 0 | 0 | 0 | 0 | 0
[79 empty] | WLDFR | HFTD - Transmission - Zone 1 - 60/70 kV | Red Flag Warning - Catastrophic Fires | 2031 | 0 | 0 | 0 | 0 | 15317.9909 | 247.273 | 9287.6491 | 5783.0689 | 0 | 0 | 2.7568 | 2.7568 | 1.1319e-05 |  | 0 | 0 | 0 | 0 | 0 | 0 | 0 | 3.1203e-05 | 3.1203e-05 | 0 | 3.1203e-05 | Column30: 3.1203e-05 | [29 empty] | 7.3.2.1.3 Advanced weather monitoring and weather stations Weather StationsWLDFRElectric Reliability | WLDFR | HFTD - Transmission - Tier 3 - 115 kV or Lower | Red Flag Warning - Small Fires | 2020 | Electric Reliability | 0.036425 | 446.95 | 2020 | Mitigation | 0.011149 | 10 | 0 | esc | 0.011149 | 0.0004061 | 0 | 0 | 0 | 0 | 0 | 0
[79 empty] | WLDFR | HFTD - Transmission - Zone 1 - 60/70 kV | Red Flag Warning - Catastrophic Fires | 2032 | 0 | 0 | 0 | 0 | 15317.9909 | 247.273 | 9287.6491 | 5783.0689 | 0 | 0 | 0 | 2.7568 | 1.1319e-05 |  | 0 | 0 | 0 | 0 | 0 | 0 | 0 | 0 | 0 | 0 | 3.1203e-05 | Column30: 3.1203e-05 | [29 empty] | 7.3.2.1.3 Advanced weather monitoring and weather stations Weather StationsWLDFRElectric Reliability | WLDFR | HFTD - Transmission - Tier 3 - 230 kV or Higher | Non-Red Flag Warning - Catastrophic Fires | 2020 | Electric Reliability | 222.2294 | 557.6 | 2020 | Mitigation | 0.011149 | 10 | 0 | esc | 0.011149 | 2.4776 | 0 | 0 | 0 | 0 | 0 | 0
[79 empty] | WLDFR | HFTD - Transmission - Zone 1 - 60/70 kV | Red Flag Warning - Destructive Fires | 2020 | 0 | 0 | 0 | 0 | 8807.9522 | 222.2294 | 8585.7228 | 0 | 2.4776 | 0 | 0 | 0 | 1.6169e-06 |  | 0 | 4.0061e-06 | 4.0061e-06 | 0 | 0 | 0 | 0 | 0 | 0 | 0 | 0 | Column30: 0 | [29 empty] | 7.3.2.1.3 Advanced weather monitoring and weather stations Weather StationsWLDFRElectric Reliability | WLDFR | HFTD - Transmission - Tier 3 - 230 kV or Higher | Non-Red Flag Warning - Destructive Fires | 2020 | Electric Reliability | 222.2294 | 557.6 | 2020 | Mitigation | 0.011149 | 10 | 0 | esc | 0.011149 | 2.4776 | 0 | 0 | 0 | 0 | 0 | 0
[79 empty] | WLDFR | HFTD - Transmission - Zone 1 - 60/70 kV | Red Flag Warning - Destructive Fires | 2021 | 0 | 0 | 0 | 0 | 8807.9522 | 222.2294 | 8585.7228 | 0 | 2.4776 | 2.4776 | 0 | 0 | 1.6169e-06 |  | 0 | 4.0061e-06 | 4.0061e-06 | 0 | 4.0061e-06 | 4.0061e-06 | 0 | 0 | 0 | 0 | 0 | Column30: 0 | [29 empty] | 7.3.2.1.3 Advanced weather monitoring and weather stations Weather StationsWLDFRElectric Reliability | WLDFR | HFTD - Transmission - Tier 3 - 230 kV or Higher | Non-Red Flag Warning - Large Fires | 2020 | Electric Reliability | 0.69642 | 557.6 | 2020 | Mitigation | 0.011149 | 10 | 0 | esc | 0.011149 | 0.0077642 | 0 | 0 | 0 | 0 | 0 | 0
[79 empty] | WLDFR | HFTD - Transmission - Zone 1 - 60/70 kV | Red Flag Warning - Destructive Fires | 2022 | 0 | 0 | 0 | 0 | 8807.9522 | 222.2294 | 8585.7228 | 0 | 2.4776 | 2.4776 | 2.4776 | 0 | 1.6169e-06 |  | 0 | 4.0061e-06 | 4.0061e-06 | 0 | 4.0061e-06 | 4.0061e-06 | 0 | 4.0061e-06 | 4.0061e-06 | 0 | 0 | Column30: 0 | [29 empty] | 7.3.2.1.3 Advanced weather monitoring and weather stations Weather StationsWLDFRElectric Reliability | WLDFR | HFTD - Transmission - Tier 3 - 230 kV or Higher | Non-Red Flag Warning - Small Fires | 2020 | Electric Reliability | 0.036425 | 557.6 | 2020 | Mitigation | 0.011149 | 10 | 0 | esc | 0.011149 | 0.0004061 | 0 | 0 | 0 | 0 | 0 | 0
[79 empty] | WLDFR | HFTD - Transmission - Zone 1 - 60/70 kV | Red Flag Warning - Destructive Fires | 2023 | 0 | 0 | 0 | 0 | 9129.7461 | 233.2301 | 8896.516 | 0 | 2.6002 | 2.6002 | 2.6002 | 2.6002 | 1.6169e-06 |  | 0 | 4.2044e-06 | 4.2044e-06 | 0 | 4.2044e-06 | 4.2044e-06 | 0 | 4.2044e-06 | 4.2044e-06 | 0 | 4.2044e-06 | Column30: 4.2044e-06 | [29 empty] | 7.3.2.1.3 Advanced weather monitoring and weather stations Weather StationsWLDFRElectric Reliability | WLDFR | HFTD - Transmission - Tier 3 - 230 kV or Higher | Red Flag Warning - Catastrophic Fires | 2020 | Electric Reliability | 222.2294 | 557.6 | 2020 | Mitigation | 0.011149 | 10 | 0 | esc | 0.011149 | 2.4776 | 0 | 0 | 0 | 0 | 0 | 0
[79 empty] | WLDFR | HFTD - Transmission - Zone 1 - 60/70 kV | Red Flag Warning - Destructive Fires | 2024 | 0 | 0 | 0 | 0 | 9129.7461 | 233.2301 | 8896.516 | 0 | 2.6002 | 2.6002 | 2.6002 | 2.6002 | 1.6169e-06 |  | 0 | 4.2044e-06 | 4.2044e-06 | 0 | 4.2044e-06 | 4.2044e-06 | 0 | 4.2044e-06 | 4.2044e-06 | 0 | 4.2044e-06 | Column30: 4.2044e-06 | [29 empty] | 7.3.2.1.3 Advanced weather monitoring and weather stations Weather StationsWLDFRElectric Reliability | WLDFR | HFTD - Transmission - Tier 3 - 230 kV or Higher | Red Flag Warning - Destructive Fires | 2020 | Electric Reliability | 222.2294 | 557.6 | 2020 | Mitigation | 0.011149 | 10 | 0 | esc | 0.011149 | 2.4776 | 0 | 0 | 0 | 0 | 0 | 0
[79 empty] | WLDFR | HFTD - Transmission - Zone 1 - 60/70 kV | Red Flag Warning - Destructive Fires | 2025 | 0 | 0 | 0 | 0 | 9129.7461 | 233.2301 | 8896.516 | 0 | 2.6002 | 2.6002 | 2.6002 | 2.6002 | 1.6169e-06 |  | 0 | 4.2044e-06 | 4.2044e-06 | 0 | 4.2044e-06 | 4.2044e-06 | 0 | 4.2044e-06 | 4.2044e-06 | 0 | 4.2044e-06 | Column30: 4.2044e-06 | [29 empty] | 7.3.2.1.3 Advanced weather monitoring and weather stations Weather StationsWLDFRElectric Reliability | WLDFR | HFTD - Transmission - Tier 3 - 230 kV or Higher | Red Flag Warning - Large Fires | 2020 | Electric Reliability | 0.69642 | 557.6 | 2020 | Mitigation | 0.011149 | 10 | 0 | esc | 0.011149 | 0.0077642 | 0 | 0 | 0 | 0 | 0 | 0
[79 empty] | WLDFR | HFTD - Transmission - Zone 1 - 60/70 kV | Red Flag Warning - Destructive Fires | 2026 | 0 | 0 | 0 | 0 | 9129.7461 | 233.2301 | 8896.516 | 0 | 2.6002 | 2.6002 | 2.6002 | 2.6002 | 1.6169e-06 |  | 0 | 4.2044e-06 | 4.2044e-06 | 0 | 4.2044e-06 | 4.2044e-06 | 0 | 4.2044e-06 | 4.2044e-06 | 0 | 4.2044e-06 | Column30: 4.2044e-06 | [29 empty] | 7.3.2.1.3 Advanced weather monitoring and weather stations Weather StationsWLDFRElectric Reliability | WLDFR | HFTD - Transmission - Tier 3 - 230 kV or Higher | Red Flag Warning - Small Fires | 2020 | Electric Reliability | 0.036425 | 557.6 | 2020 | Mitigation | 0.011149 | 10 | 0 | esc | 0.011149 | 0.0004061 | 0 | 0 | 0 | 0 | 0 | 0
[79 empty] | WLDFR | HFTD - Transmission - Zone 1 - 60/70 kV | Red Flag Warning - Destructive Fires | 2027 | 0 | 0 | 0 | 0 | 9129.7461 | 233.2301 | 8896.516 | 0 | 2.6002 | 2.6002 | 2.6002 | 2.6002 | 1.6169e-06 |  | 0 | 4.2044e-06 | 4.2044e-06 | 0 | 4.2044e-06 | 4.2044e-06 | 0 | 4.2044e-06 | 4.2044e-06 | 0 | 4.2044e-06 | Column30: 4.2044e-06 | [29 empty] | 7.3.2.1.3 Advanced weather monitoring and weather stations Weather StationsWLDFRElectric Reliability | WLDFR | HFTD - Transmission - Tier 3 - 60/70 kV | Non-Red Flag Warning - Catastrophic Fires | 2020 | Electric Reliability | 222.2294 | 376.43 | 2020 | Mitigation | 0.011149 | 10 | 0 | esc | 0.011149 | 2.4776 | 0 | 0 | 0 | 0 | 0 | 0
[79 empty] | WLDFR | HFTD - Transmission - Zone 1 - 60/70 kV | Red Flag Warning - Destructive Fires | 2028 | 0 | 0 | 0 | 0 | 9534.9221 | 247.273 | 9287.6491 | 0 | 2.7568 | 2.7568 | 2.7568 | 2.7568 | 1.6169e-06 |  | 0 | 4.4576e-06 | 4.4576e-06 | 0 | 4.4576e-06 | 4.4576e-06 | 0 | 4.4576e-06 | 4.4576e-06 | 0 | 4.4576e-06 | Column30: 4.4576e-06 | [29 empty] | 7.3.2.1.3 Advanced weather monitoring and weather stations Weather StationsWLDFRElectric Reliability | WLDFR | HFTD - Transmission - Tier 3 - 60/70 kV | Non-Red Flag Warning - Destructive Fires | 2020 | Electric Reliability | 222.2294 | 376.43 | 2020 | Mitigation | 0.011149 | 10 | 0 | esc | 0.011149 | 2.4776 | 0 | 0 | 0 | 0 | 0 | 0
[79 empty] | WLDFR | HFTD - Transmission - Zone 1 - 60/70 kV | Red Flag Warning - Destructive Fires | 2029 | 0 | 0 | 0 | 0 | 9534.9221 | 247.273 | 9287.6491 | 0 | 2.7568 | 2.7568 | 2.7568 | 2.7568 | 1.6169e-06 |  | 0 | 4.4576e-06 | 4.4576e-06 | 0 | 4.4576e-06 | 4.4576e-06 | 0 | 4.4576e-06 | 4.4576e-06 | 0 | 4.4576e-06 | Column30: 4.4576e-06 | [29 empty] | 7.3.2.1.3 Advanced weather monitoring and weather stations Weather StationsWLDFRElectric Reliability | WLDFR | HFTD - Transmission - Tier 3 - 60/70 kV | Non-Red Flag Warning - Large Fires | 2020 | Electric Reliability | 0.69642 | 376.43 | 2020 | Mitigation | 0.011149 | 10 | 0 | esc | 0.011149 | 0.0077642 | 0 | 0 | 0 | 0 | 0 | 0
[79 empty] | WLDFR | HFTD - Transmission - Zone 1 - 60/70 kV | Red Flag Warning - Destructive Fires | 2030 | 0 | 0 | 0 | 0 | 9534.9221 | 247.273 | 9287.6491 | 0 | 0 | 2.7568 | 2.7568 | 2.7568 | 1.6169e-06 |  | 0 | 0 | 0 | 0 | 4.4576e-06 | 4.4576e-06 | 0 | 4.4576e-06 | 4.4576e-06 | 0 | 4.4576e-06 | Column30: 4.4576e-06 | [29 empty] | 7.3.2.1.3 Advanced weather monitoring and weather stations Weather StationsWLDFRElectric Reliability | WLDFR | HFTD - Transmission - Tier 3 - 60/70 kV | Non-Red Flag Warning - Small Fires | 2020 | Electric Reliability | 0.036425 | 376.43 | 2020 | Mitigation | 0.011149 | 10 | 0 | esc | 0.011149 | 0.0004061 | 0 | 0 | 0 | 0 | 0 | 0
[79 empty] | WLDFR | HFTD - Transmission - Zone 1 - 60/70 kV | Red Flag Warning - Destructive Fires | 2031 | 0 | 0 | 0 | 0 | 9534.9221 | 247.273 | 9287.6491 | 0 | 0 | 0 | 2.7568 | 2.7568 | 1.6169e-06 |  | 0 | 0 | 0 | 0 | 0 | 0 | 0 | 4.4576e-06 | 4.4576e-06 | 0 | 4.4576e-06 | Column30: 4.4576e-06 | [29 empty] | 7.3.2.1.3 Advanced weather monitoring and weather stations Weather StationsWLDFRElectric Reliability | WLDFR | HFTD - Transmission - Tier 3 - 60/70 kV | Red Flag Warning - Catastrophic Fires | 2020 | Electric Reliability | 222.2294 | 376.43 | 2020 | Mitigation | 0.011149 | 10 | 0 | esc | 0.011149 | 2.4776 | 0 | 0 | 0 | 0 | 0 | 0
[79 empty] | WLDFR | HFTD - Transmission - Zone 1 - 60/70 kV | Red Flag Warning - Destructive Fires | 2032 | 0 | 0 | 0 | 0 | 9534.9221 | 247.273 | 9287.6491 | 0 | 0 | 0 | 0 | 2.7568 | 1.6169e-06 |  | 0 | 0 | 0 | 0 | 0 | 0 | 0 | 0 | 0 | 0 | 4.4576e-06 | Column30: 4.4576e-06 | [29 empty] | 7.3.2.1.3 Advanced weather monitoring and weather stations Weather StationsWLDFRElectric Reliability | WLDFR | HFTD - Transmission - Tier 3 - 60/70 kV | Red Flag Warning - Destructive Fires | 2020 | Electric Reliability | 222.2294 | 376.43 | 2020 | Mitigation | 0.011149 | 10 | 0 | esc | 0.011149 | 2.4776 | 0 | 0 | 0 | 0 | 0 | 0
[79 empty] | WLDFR | HFTD - Transmission - Zone 1 - 60/70 kV | Red Flag Warning - Large Fires | 2020 | 0 | 0 | 0 | 0 | 5.2406 | 0.69642 | 2.942 | 1.6022 | 0.0077642 | 0 | 0 | 0 | 9.7016e-06 |  | 0 | 7.5326e-08 | 7.5326e-08 | 0 | 0 | 0 | 0 | 0 | 0 | 0 | 0 | Column30: 0 | [29 empty] | 7.3.2.1.3 Advanced weather monitoring and weather stations Weather StationsWLDFRElectric Reliability | WLDFR | HFTD - Transmission - Tier 3 - 60/70 kV | Red Flag Warning - Large Fires | 2020 | Electric Reliability | 0.69642 | 376.43 | 2020 | Mitigation | 0.011149 | 10 | 0 | esc | 0.011149 | 0.0077642 | 0 | 0 | 0 | 0 | 0 | 0
[79 empty] | WLDFR | HFTD - Transmission - Zone 1 - 60/70 kV | Red Flag Warning - Large Fires | 2021 | 0 | 0 | 0 | 0 | 5.2406 | 0.69642 | 2.942 | 1.6022 | 0.0077642 | 0.0077642 | 0 | 0 | 9.7016e-06 |  | 0 | 7.5326e-08 | 7.5326e-08 | 0 | 7.5326e-08 | 7.5326e-08 | 0 | 0 | 0 | 0 | 0 | Column30: 0 | [29 empty] | 7.3.2.1.3 Advanced weather monitoring and weather stations Weather StationsWLDFRElectric Reliability | WLDFR | HFTD - Transmission - Tier 3 - 60/70 kV | Red Flag Warning - Small Fires | 2020 | Electric Reliability | 0.036425 | 376.43 | 2020 | Mitigation | 0.011149 | 10 | 0 | esc | 0.011149 | 0.0004061 | 0 | 0 | 0 | 0 | 0 | 0
[79 empty] | WLDFR | HFTD - Transmission - Zone 1 - 60/70 kV | Red Flag Warning - Large Fires | 2022 | 0 | 0 | 0 | 0 | 5.2406 | 0.69642 | 2.942 | 1.6022 | 0.0077642 | 0.0077642 | 0.0077642 | 0 | 9.7016e-06 |  | 0 | 7.5326e-08 | 7.5326e-08 | 0 | 7.5326e-08 | 7.5326e-08 | 0 | 7.5326e-08 | 7.5326e-08 | 0 | 0 | Column30: 0 | [29 empty] | 7.3.2.1.3 Advanced weather monitoring and weather stations Weather StationsWLDFRElectric Reliability | WLDFR | HFTD - Transmission - Zone 1 - 115 kV or Lower | Non-Red Flag Warning - Catastrophic Fires | 2020 | Electric Reliability | 222.2294 | 1.27 | 2020 | Mitigation | 0.011149 | 10 | 0 | esc | 0.011149 | 2.4776 | 0 | 0 | 0 | 0 | 0 | 0
[79 empty] | WLDFR | HFTD - Transmission - Zone 1 - 60/70 kV | Red Flag Warning - Large Fires | 2023 | 0 | 0 | 0 | 0 | 5.475 | 0.71896 | 3.0715 | 1.6846 | 0.0080156 | 0.0080156 | 0.0080156 | 0.0080156 | 9.7016e-06 |  | 0 | 7.7764e-08 | 7.7764e-08 | 0 | 7.7764e-08 | 7.7764e-08 | 0 | 7.7764e-08 | 7.7764e-08 | 0 | 7.7764e-08 | Column30: 7.7764e-08 | [29 empty] | 7.3.2.1.3 Advanced weather monitoring and weather stations Weather StationsWLDFRElectric Reliability | WLDFR | HFTD - Transmission - Zone 1 - 115 kV or Lower | Non-Red Flag Warning - Destructive Fires | 2020 | Electric Reliability | 222.2294 | 1.27 | 2020 | Mitigation | 0.011149 | 10 | 0 | esc | 0.011149 | 2.4776 | 0 | 0 | 0 | 0 | 0 | 0
[79 empty] | WLDFR | HFTD - Transmission - Zone 1 - 60/70 kV | Red Flag Warning - Large Fires | 2024 | 0 | 0 | 0 | 0 | 5.475 | 0.71896 | 3.0715 | 1.6846 | 0.0080156 | 0.0080156 | 0.0080156 | 0.0080156 | 9.7016e-06 |  | 0 | 7.7764e-08 | 7.7764e-08 | 0 | 7.7764e-08 | 7.7764e-08 | 0 | 7.7764e-08 | 7.7764e-08 | 0 | 7.7764e-08 | Column30: 7.7764e-08 | [29 empty] | 7.3.2.1.3 Advanced weather monitoring and weather stations Weather StationsWLDFRElectric Reliability | WLDFR | HFTD - Transmission - Zone 1 - 115 kV or Lower | Non-Red Flag Warning - Large Fires | 2020 | Electric Reliability | 0.69642 | 1.27 | 2020 | Mitigation | 0.011149 | 10 | 0 | esc | 0.011149 | 0.0077642 | 0 | 0 | 0 | 0 | 0 | 0
[79 empty] | WLDFR | HFTD - Transmission - Zone 1 - 60/70 kV | Red Flag Warning - Large Fires | 2025 | 0 | 0 | 0 | 0 | 5.475 | 0.71896 | 3.0715 | 1.6846 | 0.0080156 | 0.0080156 | 0.0080156 | 0.0080156 | 9.7016e-06 |  | 0 | 7.7764e-08 | 7.7764e-08 | 0 | 7.7764e-08 | 7.7764e-08 | 0 | 7.7764e-08 | 7.7764e-08 | 0 | 7.7764e-08 | Column30: 7.7764e-08 | [29 empty] | 7.3.2.1.3 Advanced weather monitoring and weather stations Weather StationsWLDFRElectric Reliability | WLDFR | HFTD - Transmission - Zone 1 - 115 kV or Lower | Non-Red Flag Warning - Small Fires | 2020 | Electric Reliability | 0.036425 | 1.27 | 2020 | Mitigation | 0.011149 | 10 | 0 | esc | 0.011149 | 0.0004061 | 0 | 0 | 0 | 0 | 0 | 0
[79 empty] | WLDFR | HFTD - Transmission - Zone 1 - 60/70 kV | Red Flag Warning - Large Fires | 2026 | 0 | 0 | 0 | 0 | 5.475 | 0.71896 | 3.0715 | 1.6846 | 0.0080156 | 0.0080156 | 0.0080156 | 0.0080156 | 9.7016e-06 |  | 0 | 7.7764e-08 | 7.7764e-08 | 0 | 7.7764e-08 | 7.7764e-08 | 0 | 7.7764e-08 | 7.7764e-08 | 0 | 7.7764e-08 | Column30: 7.7764e-08 | [29 empty] | 7.3.2.1.3 Advanced weather monitoring and weather stations Weather StationsWLDFRElectric Reliability | WLDFR | HFTD - Transmission - Zone 1 - 115 kV or Lower | Red Flag Warning - Catastrophic Fires | 2020 | Electric Reliability | 222.2294 | 1.27 | 2020 | Mitigation | 0.011149 | 10 | 0 | esc | 0.011149 | 2.4776 | 0 | 0 | 0 | 0 | 0 | 0
[79 empty] | WLDFR | HFTD - Transmission - Zone 1 - 60/70 kV | Red Flag Warning - Large Fires | 2027 | 0 | 0 | 0 | 0 | 5.475 | 0.71896 | 3.0715 | 1.6846 | 0.0080156 | 0.0080156 | 0.0080156 | 0.0080156 | 9.7016e-06 |  | 0 | 7.7764e-08 | 7.7764e-08 | 0 | 7.7764e-08 | 7.7764e-08 | 0 | 7.7764e-08 | 7.7764e-08 | 0 | 7.7764e-08 | Column30: 7.7764e-08 | [29 empty] | 7.3.2.1.3 Advanced weather monitoring and weather stations Weather StationsWLDFRElectric Reliability | WLDFR | HFTD - Transmission - Zone 1 - 115 kV or Lower | Red Flag Warning - Destructive Fires | 2020 | Electric Reliability | 222.2294 | 1.27 | 2020 | Mitigation | 0.011149 | 10 | 0 | esc | 0.011149 | 2.4776 | 0 | 0 | 0 | 0 | 0 | 0
[79 empty] | WLDFR | HFTD - Transmission - Zone 1 - 60/70 kV | Red Flag Warning - Large Fires | 2028 | 0 | 0 | 0 | 0 | 5.777 | 0.74734 | 3.238 | 1.7917 | 0.0083319 | 0.0083319 | 0.0083319 | 0.0083319 | 9.7016e-06 |  | 0 | 8.0833e-08 | 8.0833e-08 | 0 | 8.0833e-08 | 8.0833e-08 | 0 | 8.0833e-08 | 8.0833e-08 | 0 | 8.0833e-08 | Column30: 8.0833e-08 | [29 empty] | 7.3.2.1.3 Advanced weather monitoring and weather stations Weather StationsWLDFRElectric Reliability | WLDFR | HFTD - Transmission - Zone 1 - 115 kV or Lower | Red Flag Warning - Large Fires | 2020 | Electric Reliability | 0.69642 | 1.27 | 2020 | Mitigation | 0.011149 | 10 | 0 | esc | 0.011149 | 0.0077642 | 0 | 0 | 0 | 0 | 0 | 0
[79 empty] | WLDFR | HFTD - Transmission - Zone 1 - 60/70 kV | Red Flag Warning - Large Fires | 2029 | 0 | 0 | 0 | 0 | 5.777 | 0.74734 | 3.238 | 1.7917 | 0.0083319 | 0.0083319 | 0.0083319 | 0.0083319 | 9.7016e-06 |  | 0 | 8.0833e-08 | 8.0833e-08 | 0 | 8.0833e-08 | 8.0833e-08 | 0 | 8.0833e-08 | 8.0833e-08 | 0 | 8.0833e-08 | Column30: 8.0833e-08 | [29 empty] | 7.3.2.1.3 Advanced weather monitoring and weather stations Weather StationsWLDFRElectric Reliability | WLDFR | HFTD - Transmission - Zone 1 - 115 kV or Lower | Red Flag Warning - Small Fires | 2020 | Electric Reliability | 0.036425 | 1.27 | 2020 | Mitigation | 0.011149 | 10 | 0 | esc | 0.011149 | 0.0004061 | 0 | 0 | 0 | 0 | 0 | 0
[79 empty] | WLDFR | HFTD - Transmission - Zone 1 - 60/70 kV | Red Flag Warning - Large Fires | 2030 | 0 | 0 | 0 | 0 | 5.777 | 0.74734 | 3.238 | 1.7917 | 0 | 0.0083319 | 0.0083319 | 0.0083319 | 9.7016e-06 |  | 0 | 0 | 0 | 0 | 8.0833e-08 | 8.0833e-08 | 0 | 8.0833e-08 | 8.0833e-08 | 0 | 8.0833e-08 | Column30: 8.0833e-08 | [29 empty] | 7.3.2.1.3 Advanced weather monitoring and weather stations Weather StationsWLDFRElectric Reliability | WLDFR | HFTD - Transmission - Zone 1 - 230 kV or Higher | Non-Red Flag Warning - Catastrophic Fires | 2020 | Electric Reliability | 222.2294 | 3.1 | 2020 | Mitigation | 0.011149 | 10 | 0 | esc | 0.011149 | 2.4776 | 0 | 0 | 0 | 0 | 0 | 0
[79 empty] | WLDFR | HFTD - Transmission - Zone 1 - 60/70 kV | Red Flag Warning - Large Fires | 2031 | 0 | 0 | 0 | 0 | 5.777 | 0.74734 | 3.238 | 1.7917 | 0 | 0 | 0.0083319 | 0.0083319 | 9.7016e-06 |  | 0 | 0 | 0 | 0 | 0 | 0 | 0 | 8.0833e-08 | 8.0833e-08 | 0 | 8.0833e-08 | Column30: 8.0833e-08 | [29 empty] | 7.3.2.1.3 Advanced weather monitoring and weather stations Weather StationsWLDFRElectric Reliability | WLDFR | HFTD - Transmission - Zone 1 - 230 kV or Higher | Non-Red Flag Warning - Destructive Fires | 2020 | Electric Reliability | 222.2294 | 3.1 | 2020 | Mitigation | 0.011149 | 10 | 0 | esc | 0.011149 | 2.4776 | 0 | 0 | 0 | 0 | 0 | 0
[79 empty] | WLDFR | HFTD - Transmission - Zone 1 - 60/70 kV | Red Flag Warning - Large Fires | 2032 | 0 | 0 | 0 | 0 | 5.777 | 0.74734 | 3.238 | 1.7917 | 0 | 0 | 0 | 0.0083319 | 9.7016e-06 |  | 0 | 0 | 0 | 0 | 0 | 0 | 0 | 0 | 0 | 0 | 8.0833e-08 | Column30: 8.0833e-08 | [29 empty] | 7.3.2.1.3 Advanced weather monitoring and weather stations Weather StationsWLDFRElectric Reliability | WLDFR | HFTD - Transmission - Zone 1 - 230 kV or Higher | Non-Red Flag Warning - Large Fires | 2020 | Electric Reliability | 0.69642 | 3.1 | 2020 | Mitigation | 0.011149 | 10 | 0 | esc | 0.011149 | 0.0077642 | 0 | 0 | 0 | 0 | 0 | 0
[79 empty] | WLDFR | HFTD - Transmission - Zone 1 - 60/70 kV | Red Flag Warning - Small Fires | 2020 | 0 | 0 | 0 | 0 | 0.077901 | 0.036425 | 0.0015809 | 0.039895 | 0.0004061 | 0 | 0 | 0 | 0.00013331 |  | 0 | 5.4136e-08 | 5.4136e-08 | 0 | 0 | 0 | 0 | 0 | 0 | 0 | 0 | Column30: 0 | [29 empty] | 7.3.2.1.3 Advanced weather monitoring and weather stations Weather StationsWLDFRElectric Reliability | WLDFR | HFTD - Transmission - Zone 1 - 230 kV or Higher | Non-Red Flag Warning - Small Fires | 2020 | Electric Reliability | 0.036425 | 3.1 | 2020 | Mitigation | 0.011149 | 10 | 0 | esc | 0.011149 | 0.0004061 | 0 | 0 | 0 | 0 | 0 | 0
[79 empty] | WLDFR | HFTD - Transmission - Zone 1 - 60/70 kV | Red Flag Warning - Small Fires | 2021 | 0 | 0 | 0 | 0 | 0.077901 | 0.036425 | 0.0015809 | 0.039895 | 0.0004061 | 0.0004061 | 0 | 0 | 0.00013331 |  | 0 | 5.4136e-08 | 5.4136e-08 | 0 | 5.4136e-08 | 5.4136e-08 | 0 | 0 | 0 | 0 | 0 | Column30: 0 | [29 empty] | 7.3.2.1.3 Advanced weather monitoring and weather stations Weather StationsWLDFRElectric Reliability | WLDFR | HFTD - Transmission - Zone 1 - 230 kV or Higher | Red Flag Warning - Catastrophic Fires | 2020 | Electric Reliability | 222.2294 | 3.1 | 2020 | Mitigation | 0.011149 | 10 | 0 | esc | 0.011149 | 2.4776 | 0 | 0 | 0 | 0 | 0 | 0
[79 empty] | WLDFR | HFTD - Transmission - Zone 1 - 60/70 kV | Red Flag Warning - Small Fires | 2022 | 0 | 0 | 0 | 0 | 0.077901 | 0.036425 | 0.0015809 | 0.039895 | 0.0004061 | 0.0004061 | 0.0004061 | 0 | 0.00013331 |  | 0 | 5.4136e-08 | 5.4136e-08 | 0 | 5.4136e-08 | 5.4136e-08 | 0 | 5.4136e-08 | 5.4136e-08 | 0 | 0 | Column30: 0 | [29 empty] | 7.3.2.1.3 Advanced weather monitoring and weather stations Weather StationsWLDFRElectric Reliability | WLDFR | HFTD - Transmission - Zone 1 - 230 kV or Higher | Red Flag Warning - Destructive Fires | 2020 | Electric Reliability | 222.2294 | 3.1 | 2020 | Mitigation | 0.011149 | 10 | 0 | esc | 0.011149 | 2.4776 | 0 | 0 | 0 | 0 | 0 | 0
[79 empty] | WLDFR | HFTD - Transmission - Zone 1 - 60/70 kV | Red Flag Warning - Small Fires | 2023 | 0 | 0 | 0 | 0 | 0.080408 | 0.03759 | 0.0016314 | 0.041187 | 0.00041909 | 0.00041909 | 0.00041909 | 0.00041909 | 0.00013331 |  | 0 | 5.5867e-08 | 5.5867e-08 | 0 | 5.5867e-08 | 5.5867e-08 | 0 | 5.5867e-08 | 5.5867e-08 | 0 | 5.5867e-08 | Column30: 5.5867e-08 | [29 empty] | 7.3.2.1.3 Advanced weather monitoring and weather stations Weather StationsWLDFRElectric Reliability | WLDFR | HFTD - Transmission - Zone 1 - 230 kV or Higher | Red Flag Warning - Large Fires | 2020 | Electric Reliability | 0.69642 | 3.1 | 2020 | Mitigation | 0.011149 | 10 | 0 | esc | 0.011149 | 0.0077642 | 0 | 0 | 0 | 0 | 0 | 0
[79 empty] | WLDFR | HFTD - Transmission - Zone 1 - 60/70 kV | Red Flag Warning - Small Fires | 2024 | 0 | 0 | 0 | 0 | 0.080408 | 0.03759 | 0.0016314 | 0.041187 | 0.00041909 | 0.00041909 | 0.00041909 | 0.00041909 | 0.00013331 |  | 0 | 5.5867e-08 | 5.5867e-08 | 0 | 5.5867e-08 | 5.5867e-08 | 0 | 5.5867e-08 | 5.5867e-08 | 0 | 5.5867e-08 | Column30: 5.5867e-08 | [29 empty] | 7.3.2.1.3 Advanced weather monitoring and weather stations Weather StationsWLDFRElectric Reliability | WLDFR | HFTD - Transmission - Zone 1 - 230 kV or Higher | Red Flag Warning - Small Fires | 2020 | Electric Reliability | 0.036425 | 3.1 | 2020 | Mitigation | 0.011149 | 10 | 0 | esc | 0.011149 | 0.0004061 | 0 | 0 | 0 | 0 | 0 | 0
[79 empty] | WLDFR | HFTD - Transmission - Zone 1 - 60/70 kV | Red Flag Warning - Small Fires | 2025 | 0 | 0 | 0 | 0 | 0.080408 | 0.03759 | 0.0016314 | 0.041187 | 0.00041909 | 0.00041909 | 0.00041909 | 0.00041909 | 0.00013331 |  | 0 | 5.5867e-08 | 5.5867e-08 | 0 | 5.5867e-08 | 5.5867e-08 | 0 | 5.5867e-08 | 5.5867e-08 | 0 | 5.5867e-08 | Column30: 5.5867e-08 | [29 empty] | 7.3.2.1.3 Advanced weather monitoring and weather stations Weather StationsWLDFRElectric Reliability | WLDFR | HFTD - Transmission - Zone 1 - 60/70 kV | Non-Red Flag Warning - Catastrophic Fires | 2020 | Electric Reliability | 222.2294 | 1.8 | 2020 | Mitigation | 0.011149 | 10 | 0 | esc | 0.011149 | 2.4776 | 0 | 0 | 0 | 0 | 0 | 0
[79 empty] | WLDFR | HFTD - Transmission - Zone 1 - 60/70 kV | Red Flag Warning - Small Fires | 2026 | 0 | 0 | 0 | 0 | 0.080408 | 0.03759 | 0.0016314 | 0.041187 | 0.00041909 | 0.00041909 | 0.00041909 | 0.00041909 | 0.00013331 |  | 0 | 5.5867e-08 | 5.5867e-08 | 0 | 5.5867e-08 | 5.5867e-08 | 0 | 5.5867e-08 | 5.5867e-08 | 0 | 5.5867e-08 | Column30: 5.5867e-08 | [29 empty] | 7.3.2.1.3 Advanced weather monitoring and weather stations Weather StationsWLDFRElectric Reliability | WLDFR | HFTD - Transmission - Zone 1 - 60/70 kV | Non-Red Flag Warning - Destructive Fires | 2020 | Electric Reliability | 222.2294 | 1.8 | 2020 | Mitigation | 0.011149 | 10 | 0 | esc | 0.011149 | 2.4776 | 0 | 0 | 0 | 0 | 0 | 0
[79 empty] | WLDFR | HFTD - Transmission - Zone 1 - 60/70 kV | Red Flag Warning - Small Fires | 2027 | 0 | 0 | 0 | 0 | 0.080408 | 0.03759 | 0.0016314 | 0.041187 | 0.00041909 | 0.00041909 | 0.00041909 | 0.00041909 | 0.00013331 |  | 0 | 5.5867e-08 | 5.5867e-08 | 0 | 5.5867e-08 | 5.5867e-08 | 0 | 5.5867e-08 | 5.5867e-08 | 0 | 5.5867e-08 | Column30: 5.5867e-08 | [29 empty] | 7.3.2.1.3 Advanced weather monitoring and weather stations Weather StationsWLDFRElectric Reliability | WLDFR | HFTD - Transmission - Zone 1 - 60/70 kV | Non-Red Flag Warning - Large Fires | 2020 | Electric Reliability | 0.69642 | 1.8 | 2020 | Mitigation | 0.011149 | 10 | 0 | esc | 0.011149 | 0.0077642 | 0 | 0 | 0 | 0 | 0 | 0
[79 empty] | WLDFR | HFTD - Transmission - Zone 1 - 60/70 kV | Red Flag Warning - Small Fires | 2028 | 0 | 0 | 0 | 0 | 0.083606 | 0.039055 | 0.001695 | 0.042856 | 0.00043542 | 0.00043542 | 0.00043542 | 0.00043542 | 0.00013331 |  | 0 | 5.8045e-08 | 5.8045e-08 | 0 | 5.8045e-08 | 5.8045e-08 | 0 | 5.8045e-08 | 5.8045e-08 | 0 | 5.8045e-08 | Column30: 5.8045e-08 | [29 empty] | 7.3.2.1.3 Advanced weather monitoring and weather stations Weather StationsWLDFRElectric Reliability | WLDFR | HFTD - Transmission - Zone 1 - 60/70 kV | Non-Red Flag Warning - Small Fires | 2020 | Electric Reliability | 0.036425 | 1.8 | 2020 | Mitigation | 0.011149 | 10 | 0 | esc | 0.011149 | 0.0004061 | 0 | 0 | 0 | 0 | 0 | 0
[79 empty] | WLDFR | HFTD - Transmission - Zone 1 - 60/70 kV | Red Flag Warning - Small Fires | 2029 | 0 | 0 | 0 | 0 | 0.083606 | 0.039055 | 0.001695 | 0.042856 | 0.00043542 | 0.00043542 | 0.00043542 | 0.00043542 | 0.00013331 |  | 0 | 5.8045e-08 | 5.8045e-08 | 0 | 5.8045e-08 | 5.8045e-08 | 0 | 5.8045e-08 | 5.8045e-08 | 0 | 5.8045e-08 | Column30: 5.8045e-08 | [29 empty] | 7.3.2.1.3 Advanced weather monitoring and weather stations Weather StationsWLDFRElectric Reliability | WLDFR | HFTD - Transmission - Zone 1 - 60/70 kV | Red Flag Warning - Catastrophic Fires | 2020 | Electric Reliability | 222.2294 | 1.8 | 2020 | Mitigation | 0.011149 | 10 | 0 | esc | 0.011149 | 2.4776 | 0 | 0 | 0 | 0 | 0 | 0
[79 empty] | WLDFR | HFTD - Transmission - Zone 1 - 60/70 kV | Red Flag Warning - Small Fires | 2030 | 0 | 0 | 0 | 0 | 0.083606 | 0.039055 | 0.001695 | 0.042856 | 0 | 0.00043542 | 0.00043542 | 0.00043542 | 0.00013331 |  | 0 | 0 | 0 | 0 | 5.8045e-08 | 5.8045e-08 | 0 | 5.8045e-08 | 5.8045e-08 | 0 | 5.8045e-08 | Column30: 5.8045e-08 | [29 empty] | 7.3.2.1.3 Advanced weather monitoring and weather stations Weather StationsWLDFRElectric Reliability | WLDFR | HFTD - Transmission - Zone 1 - 60/70 kV | Red Flag Warning - Destructive Fires | 2020 | Electric Reliability | 222.2294 | 1.8 | 2020 | Mitigation | 0.011149 | 10 | 0 | esc | 0.011149 | 2.4776 | 0 | 0 | 0 | 0 | 0 | 0
[79 empty] | WLDFR | HFTD - Transmission - Zone 1 - 60/70 kV | Red Flag Warning - Small Fires | 2031 | 0 | 0 | 0 | 0 | 0.083606 | 0.039055 | 0.001695 | 0.042856 | 0 | 0 | 0.00043542 | 0.00043542 | 0.00013331 |  | 0 | 0 | 0 | 0 | 0 | 0 | 0 | 5.8045e-08 | 5.8045e-08 | 0 | 5.8045e-08 | Column30: 5.8045e-08 | [29 empty] | 7.3.2.1.3 Advanced weather monitoring and weather stations Weather StationsWLDFRElectric Reliability | WLDFR | HFTD - Transmission - Zone 1 - 60/70 kV | Red Flag Warning - Large Fires | 2020 | Electric Reliability | 0.69642 | 1.8 | 2020 | Mitigation | 0.011149 | 10 | 0 | esc | 0.011149 | 0.0077642 | 0 | 0 | 0 | 0 | 0 | 0
[79 empty] | WLDFR | HFTD - Transmission - Zone 1 - 60/70 kV | Red Flag Warning - Small Fires | 2032 | 0 | 0 | 0 | 0 | 0.083606 | 0.039055 | 0.001695 | 0.042856 | 0 | 0 | 0 | 0.00043542 | 0.00013331 |  | 0 | 0 | 0 | 0 | 0 | 0 | 0 | 0 | 0 | 0 | 5.8045e-08 | Column30: 5.8045e-08 | [29 empty] | 7.3.2.1.3 Advanced weather monitoring and weather stations Weather StationsWLDFRElectric Reliability | WLDFR | HFTD - Transmission - Zone 1 - 60/70 kV | Red Flag Warning - Small Fires | 2020 | Electric Reliability | 0.036425 | 1.8 | 2020 | Mitigation | 0.011149 | 10 | 0 | esc | 0.011149 | 0.0004061 | 0 | 0 | 0 | 0 | 0 | 0
RUN

## RSE Results
Results for different programs and scenarios
Batch Run Complete 02/24 11:23 with v2.5 and risk data file EO-WPSPS_20220208123655_Baseline_rselite_(add 2020).xlsx. WARNING - PVRR multiplier for Capital Cost not specified. Defaulting to 1 WARNING - PVRR multiplier for Capital Cost not specified. Defaulting to 1 WARNING - PVRR multiplier for Capital Cost not specified. Defaulting to 1 WARNING - PVRR multiplier for Capital Cost not specified. Defaulting to 1 WARNING - PVRR multiplier for Capital Cost not specified. Defaulting to 1 WARNING - PVRR multiplier for Capital Cost not specified. Defaulting to 1 WARNING - PVRR multiplier for Capital Cost not specified. Defaulting to 1 WARNING - PVRR multiplier for Capital Cost not specified. Defaulting to 1 WARNING - PVRR multiplier for Capital Cost not specified. Defaulting to 1 WARNING - Batch output table does not exist in RSE Results tab. Writing detailed run table to TableRSE in RSE Lite tab WARNING - Batch output table does not exist in RSE Results tab. Writing detailed run table to TableProgramRR in RSE Lite tab
| Program | 2020 Program Risk Reduction NPV | 2021 Program Risk Reduction NPV | 2022 Program Risk Reduction NPV | 2023 Program Risk Reduction NPV | 2024 Program Risk Reduction NPV | 2025 Program Risk Reduction NPV | 2026 Program Risk Reduction NPV | 2022-2022 Program Risk Reduction NPV | 2020 Program RSE | 2021 Program RSE | 2022 Program RSE | 2023 Program RSE | 2024 Program RSE | 2025 Program RSE | 2026 Program RSE | 2022-2022 Program RSE | 2022-2022 Capital Cost NPV with PVRR ($M) | 2022-2022 Expense Cost NPV ($M) | 2022-2022 Total Cost NPV ($M) | 2022-2022 Program Freq Reduction NPV
| 7.3.2.1.1 Advanced weather monitoring and weather stations Numerical Weather Prediction | 149.4195 | 149.4195 | 139.6444 | 130.5088 |  |  |  | 139.6444 | 229.5819 | 207.8276 | 189.3603 | 185.1801 |  |  |  | 189.3603 | 0 | 0.73745 | 0.73745 | 0
| 7.3.2.1.2 Advanced weather monitoring and weather stations Fuel Moisture Sampling and Modeling | 44.8258 | 44.8258 | 41.8933 | 39.1526 |  |  |  | 41.8933 | 78.4831 | 78.3948 | 74.9475 | 72.698 |  |  |  | 74.9475 | 0 | 0.55897 | 0.55897 | 0
| 7.3.2.1.3 Advanced weather monitoring and weather stations Weather Stations | 178.6601 | 168.4383 | 157.419 | 147.1206 |  |  |  | 157.419 | 21.2031 | 21.4162 | 21.6596 | 34.5797 |  |  |  | 21.6596 | 5.777 | 1.4909 | 7.2679 | 0
| 7.3.2.4 Forecast of a fire risk index fire potential index or similar | 298.839 | 298.839 | 279.2888 | 261.0175 |  |  |  | 279.2888 | 45.2078 | 52.1353 | 49.965 | 48.4654 |  |  |  | 49.965 | 0 | 5.5897 | 5.5897 | 0
| 7.3.2.6 Weather forecasting and estimating impacts on electric lines and equipment | 298.839 | 298.839 | 279.2888 | 261.0175 |  |  |  | 279.2888 | 612.2183 | 176.4255 | 140.251 | 143.9905 |  |  |  | 140.251 | 0.956 | 1.0353 | 1.9913 | 0
| 7.3.3.8.1 Grid topology improvements to mitigate or reduce PSPS events Distribution Line Sectionalizing | 47.1639 | 44.4655 | 41.5565 | 38.8378 |  |  |  | 41.5565 | 1.3484 | 2.9729 | 4.2542 | 7.4747 |  |  |  | 4.2542 | 9.7684 | 0 | 9.7684 | 0
| 7.3.3.8.2 Grid topology improvements to mitigate or reduce PSPS events Transmission Line Sectionalizing | 196.4293 | 185.1909 | 173.0756 | 161.7529 |  |  |  | 173.0756 | 4.3944 | 7.4976 | 3.4138 | 3.3491 |  |  |  | 3.4138 | 50.6988 | 0 | 50.6988 | 0
| 7.3.3.11.1 Mitigation of impact on customers and other residents affected during PSPS event Generation for PSPS Mitigation | 53.5392 | 50.476 | 47.1738 | 44.0877 |  |  |  | 47.1738 | 0.27136 | 0.28509 | 0.37111 | 0.45041 |  |  |  | 0.37111 | 21.799 | 105.3174 | 127.1163 | 0
| 7.3.3.11.2 Mitigation of impact on customers and other residents affected during PSPS event Substation activities to enable reduction of PSPS impacts | 48.0801 | 45.3293 | 42.3638 | 39.5924 |  |  |  | 42.3638 | 12.5019 | 3.8976 | 66.5629 | inf |  |  |  | 66.5629 | 0.63645 | 0 | 0.63645 | 0
| 7.3.6.4-D Protocols for PSPS Re-Energization Distribution | 26.8466 | 26.8466 | 25.0903 | 23.4489 |  |  |  | 25.0903 | 2.9874 | 2.6818 | 1.7858 | 2.2615 |  |  |  | 1.7858 | 4.6171 | 9.4329 | 14.05 | 0
| 7.3.6.4-T Protocols for PSPS Re-Energization Transmission | 6.2719 | 6.2719 | 5.8615 | 5.4781 |  |  |  | 5.8615 | 5.1915 | 4.6467 | 3.1359 | 3.1359 |  |  |  | 3.1359 | 0 | 1.8692 | 1.8692 | 0
| 7.3.6.7 Aviation Support | 208.271 | 208.271 | 194.6458 | 181.912 |  |  |  | 194.6458 | 38.583 | 57.3118 | 32.2052 | 6.8911 |  |  |  | 32.2052 | 0.30374 | 5.7402 | 6.0439 | 0
Difference from previous WMP submission:
| Program | NPV Risk Reduction -2020 | NPV Risk Reduction -2021 | NPV Risk Reduction -2022 | NPV Risk Reduction -2023 | NPV Risk Reduction -2024 | NPV Risk Reduction -2025 | NPV Risk Reduction -2026 | NPV Risk Reduction - 2020-2022 Total | Risk Spend Eff - 2020 | Risk Spend Eff - 2021 | Risk Spend Eff - 2022 | Risk Spend Eff - 2023 | Risk Spend Eff - 2024 | Risk Spend Eff - 2025 | Risk Spend Eff - 2026 | Risk Spend Eff - 2020-2022 Total | NPV Capital Cost ($M) - 2020-2022 | NPV Expense Cost ($M) - 2020-2022 | NPV Cost ($M) - 2020-2022 | NPV Freq Reduction - 2020-2022
| Numerical Weather Prediction | -774.8202 | -713.5494 | -666.1156 | 130.5088 | 0 | 0 | 0 | -2453.3242 | -1663.8675 | -1356.9343 | -1331.1558 | 185.1801 | 0 | 0 | 0 | -1462.6836 | 0 | -0.8321 | -0.8321 | 0
| Fuel Moisture Sampling and Modeling | -232.4461 | -214.0648 | -199.8347 | 39.1526 | 0 | 0 | 0 | -735.9972 | -6025.7352 | -2169.1241 | -2108.8058 | 72.698 | 0 | 0 | 0 | -2792.2561 | 0 | 0.28766 | 0.28766 | 0
| Weather Stations | -859.3914 | -800.7975 | -747.5631 | 147.1206 | 0 | 0 | 0 | -2754.8504 | -101.991 | -108.8205 | -107.5396 | 34.5797 | 0 | 0 | 0 | -105.6649 | -14.0888 | -1.5162 | -15.6049 | 0
| Advance Fire Modeling | -1549.6404 | -1427.0988 | -1332.2311 | 261.0175 | 0 | 0 | 0 | -4906.6483 | -278.4027 | -257.5265 | -250.9399 | 48.4654 | 0 | 0 | 0 | -261.6664 | 0 | -11.0516 | -11.0516 | 0
| SOPP | -1549.6404 | -1427.0988 | -1332.2311 | 261.0175 | 0 | 0 | 0 | -4906.6483 | -523.8513 | -762.4317 | -772.0587 | 143.9905 | 0 | 0 | 0 | -850.9754 | 0.956 | -4.1965 | -3.2405 | 0
| 7.3.3.8.1_Grid topology improvements to mitigate or reduce PSPS events | -1521.8222 | -1420.5075 | -1326.2988 | 38.8378 | 0 | 0 | 0 | -4360.2578 | #REF! | -19.6601 | -39.2953 | -152.846 | 0 | 0 | 0 | 4.2542 | -29.7118 | #REF! | -101.7257 | 0
| 7.3.3.8.2_Grid topology improvements to mitigate or reduce PSPS events | -11412.6214 | -10654.2589 | -9947.7926 | 161.7529 | 0 | 0 | 0 | -32396.2931 | #REF! | -230.1475 | -292.848 | -236.2895 | 0 | 0 | 0 | 3.4138 | -204.4038 | #REF! | -76.9728 | 0
| 7.3.3.11.1_Mitigation of impact on customers and other residents affected during PSPS event | -1071.2698 | -999.7658 | -933.4441 | 44.0877 | 0 | 0 | 0 | -3108.4948 | #REF! | -6.7997 | -8.9973 | -6.6854 | 0 | 0 | 0 | 0.37111 | 14.07 | #REF! | 23.9592 | -305.1345
| Protocols for PSPS Re-Energization Distribution | -141.7302 | -130.5547 | -121.8764 | 23.4489 | 0 | 0 | 0 | -447.8544 | 0.90138 | 0.609 | -0.55049 | 2.2615 | 0 | 0 | 0 | -0.36733 | 3.1404 | -208.747 | -205.6066 | 0
| Protocols for PSPS Re-Energization Transmission | -32.7058 | -30.1218 | -28.1195 | 5.4781 | 0 | 0 | 0 | -103.4908 | -24.137 | -24.0978 | -24.805 | 3.1359 | 0 | 0 | 0 | -25.5558 | 0 | -1.9421 | -1.9421 | 0
| Aviation Support | -1078.0696 | -992.794 | -926.7968 | 181.912 | 0 | 0 | 0 | -3414.2025 | -180.2522 | -4.2056 | -57.5843 | 6.8911 | 0 | 0 | 0 | -63.0357 | -22.9005 | -8.9474 | -31.8479 | 0
Percentage difference:
Justification for change | Program | NPV Risk Reduction -2020 | NPV Risk Reduction -2021 | NPV Risk Reduction -2022 | NPV Risk Reduction -2023 | NPV Risk Reduction -2024 | NPV Risk Reduction -2025 | NPV Risk Reduction -2026 | NPV Risk Reduction - 2020-2022 Total | Risk Spend Eff - 2020 | Risk Spend Eff - 2021 | Risk Spend Eff - 2022 | Risk Spend Eff - 2023 | Risk Spend Eff - 2024 | Risk Spend Eff - 2025 | Risk Spend Eff - 2026 | Risk Spend Eff - 2020-2022 Total | NPV Capital Cost ($M) - 2020-2022 | NPV Expense Cost ($M) - 2020-2022 | NPV Cost ($M) - 2020-2022 | NPV Freq Reduction - 2020-2022
Costs have changed from the last WMP. All other inputs are same as last years' submission. | Numerical Weather Prediction | -518.6% | -477.5% | -477% | 100% |  |  |  | -1757% | -724.7% | -652.9% | -703% | 100% |  |  |  | -772.4% |  | -112.8% | -112.8%
Costs have changed from the last WMP. All other inputs are same as last years' submission. | Fuel Moisture Sampling and Modeling | -83.83% | -82.69% | -82.67% |  |  |  |  | -94.61% | -98.71% | -96.51% | -96.57% |  |  |  |  | -97.39% |  | 106% | 106%
Costs have changed slightly from the last WMP. All other inputs are same as last years' submission. | Weather Stations | -82.79% | -82.62% | -82.61% |  |  |  |  | -94.59% | -82.79% | -83.56% | -83.24% |  |  |  |  | -82.99% | -70.92% | -50.42% | -68.22%
Capital costs are included this time around, unlike the last WMP. Expense cost are slightly different. All other inputs are same as previous submission. | Advance Fire Modeling | -83.83% | -82.69% | -82.67% |  |  |  |  | -94.61% | -86.03% | -83.16% | -83.4% |  |  |  |  | -83.97% |  | -66.41% | -66.41%
Capital costs are included this time around, unlike the last WMP. Expense cost are significantly different. All other inputs are same as previous submission. | SOPP | -83.83% | -82.69% | -82.67% |  |  |  |  | -94.61% | -46.11% | -81.21% | -84.63% |  |  |  |  | -85.85% |  | -80.21% | -61.94%
Decrease in Effectiveness due to updated PSPS customer impact report. Costs are significantly different from last year's submission. | 7.3.3.8.1_Grid topology improvements to mitigate or reduce PSPS events | -96.99% | -96.96% | -96.96% |  |  |  |  | -99.06% |  | -45.14% | -24.51% |  |  |  |  | 10.78% | -26.65% |  | -91.24%
Decrease in Effectiveness due to updated PSPS customer impact report. Costs are significantly different from last year's submission. | 7.3.3.8.2_Grid topology improvements to mitigate or reduce PSPS events | -98.31% | -98.29% | -98.29% |  |  |  |  | -99.47% |  | -77.68% | -122.2% |  |  |  |  | 1.338% | -160.1% |  | -60.29%
Decrease in Effectiveness due to updated PSPS customer impact report. Costs are significantly different from last year's submission. | 7.3.3.11.1_Mitigation of impact on customers and other residents affected during PSPS event | -95.24% | -95.19% | -95.19% |  |  |  |  | -98.51% |  | -72.58% | -126.1% |  |  |  |  | 4.802% | 13.64% |  | 5.868%
Costs changed significantly since the last WMP. All other inputs are same as previous WMP. | Protocols for PSPS Re-Energization Distribution | -84.07% | -82.94% | -82.93% |  |  |  |  | -94.69% | 43.21% | 29.38% | -23.56% |  |  |  |  | -17.06% | 212.7% | -95.68% | -93.6%
Costs are slightly different. All other inputs remain same as previous WMP. | Protocols for PSPS Re-Energization Transmission | -83.91% | -82.77% | -82.75% |  |  |  |  | -94.64% | -82.3% | -83.83% | -88.78% |  |  |  |  | -89.07% |  | -50.96% | -50.96%
Costs are significantly different. All other inputs remain the same as previous submission. | Aviation Support | -83.81% | -82.66% | -82.64% |  |  |  |  | -94.61% | -82.37% | -6.837% | -64.13% |  |  |  |  | -66.19% | -98.69% | -60.92% | -84.05%
Previous WMP submission:
| Program | NPV Risk Reduction -2020 | NPV Risk Reduction -2021 | NPV Risk Reduction -2022 | NPV Risk Reduction -2023 | NPV Risk Reduction -2024 | NPV Risk Reduction -2025 | NPV Risk Reduction -2026 | NPV Risk Reduction - 2020-2022 Total | Risk Spend Eff - 2020 | Risk Spend Eff - 2021 | Risk Spend Eff - 2022 | Risk Spend Eff - 2023 | Risk Spend Eff - 2024 | Risk Spend Eff - 2025 | Risk Spend Eff - 2026 | Risk Spend Eff - 2020-2022 Total | NPV Capital Cost ($M) - 2020-2022 | NPV Expense Cost ($M) - 2020-2022 | NPV Cost ($M) - 2020-2022 | NPV Freq Reduction - 2020-2022
| Numerical Weather Prediction | 924.2397 | 862.9689 | 805.7599 |  |  |  |  | 2592.9685 | 1893.4493 | 1564.762 | 1520.5161 |  |  |  |  | 1652.0439 | 0 | 1.5696 | 1.5696 | 0
| Fuel Moisture Sampling and Modeling | 277.2719 | 258.8907 | 241.728 |  |  |  |  | 777.8906 | 6104.2183 | 2247.5189 | 2183.7533 |  |  |  |  | 2867.2036 | 0 | 0.27131 | 0.27131 | 0
| Weather Stations | 1038.0515 | 969.2358 | 904.9821 |  |  |  |  | 2912.2694 | 123.1941 | 130.2367 | 129.1992 |  |  |  |  | 127.3245 | 19.8657 | 3.0071 | 22.8728 | 0
| Advance Fire Modeling | 1848.4794 | 1725.9378 | 1611.5199 |  |  |  |  | 5185.9371 | 323.6105 | 309.6618 | 300.9049 |  |  |  |  | 311.6314 | 0 | 16.6413 | 16.6413 | 0
| SOPP | 1848.4794 | 1725.9378 | 1611.5199 |  |  |  |  | 5185.9371 | 1136.0696 | 938.8572 | 912.3097 |  |  |  |  | 991.2263 | 0 | 5.2318 | 5.2318 | 0
| 7.3.3.8.1_Grid topology improvements to mitigate or reduce PSPS events | 1568.9861 | 1464.973 | 1367.8553 |  |  |  |  | 4401.8143 | 22.633 | 43.5494 | 160.3208 |  |  |  |  | 39.4802 | 111.4941 | 0 | 111.4941 | 0
| 7.3.3.8.2_Grid topology improvements to mitigate or reduce PSPS events | 11609.0507 | 10839.4498 | 10120.8682 |  |  |  |  | 32569.3687 | 237.6451 | 296.2618 | 239.6386 |  |  |  |  | 255.1026 | 127.6716 | 0 | 127.6716 | 0
| 7.3.3.11.1_Mitigation of impact on customers and other residents affected during PSPS event | 1124.8089 | 1050.2418 | 980.6179 |  |  |  |  | 3155.6686 | 7.0847 | 9.3684 | 7.1358 |  |  |  |  | 7.729 | 103.1572 | 305.1345 | 408.2916 | 0
| Protocols for PSPS Re-Energization Distribution | 168.5768 | 157.4013 | 146.9666 |  |  |  |  | 472.9447 | 2.086 | 2.0728 | 2.3363 |  |  |  |  | 2.1531 | 1.4767 | 218.1799 | 219.6566 | 0
| Protocols for PSPS Re-Energization Transmission | 38.9776 | 36.3937 | 33.981 |  |  |  |  | 109.3523 | 29.3285 | 28.7446 | 27.9409 |  |  |  |  | 28.6918 | 0 | 3.8113 | 3.8113 | 0
| Aviation Support | 1286.3407 | 1201.065 | 1121.4426 |  |  |  |  | 3608.8483 | 218.8352 | 61.5174 | 89.7895 |  |  |  |  | 95.2409 | 23.2042 | 14.6875 | 37.8918 | 0
GRC 2023 submission:
| Program | NPV Risk Reduction -2020 | NPV Risk Reduction -2021 | NPV Risk Reduction -2022 | NPV Risk Reduction -2023 | NPV Risk Reduction -2024 | NPV Risk Reduction -2025 | NPV Risk Reduction -2026 | NPV Risk Reduction - 2023-2026 Total | Risk Spend Eff - 2020 | Risk Spend Eff - 2021 | Risk Spend Eff - 2022 | Risk Spend Eff - 2023 | Risk Spend Eff - 2024 | Risk Spend Eff - 2025 | Risk Spend Eff - 2026 | Risk Spend Eff - 2023-2026 Total | NPV Capital Cost with PVRR ($M) - 2023-2026 | NPV Expense Cost ($M) - 2023-2026 | NPV Cost ($M) - 2023-2026 | NPV Freq Reduction - 2023-2026
| Enhanced Vegetation Management |  | 2107.8071 | 1989.9163 | 1890.9247 | 1788.0854 | 1691.974 | 1602.1502 | 6973.1343 |  | 3.9328 | 3.8439 | 3.9313 | 3.8833 | 3.8383 | 3.8146 | 3.8691 | 0 | 1802.2639 | 1802.2639 | 26.1535
| System Hardening [Overhead] |  | 2266.3235 | 5008.6163 | 4733.9253 | 4277.3523 | 4038.9137 | 3816.1282 | 16866.3195 |  | 5.7022 | 5.8168 | 6.0847 | 6.0767 | 6.1201 | 6.1645 | 6.109 | 2760.9034 | 0 | 2760.9034 | 39.2473
| System Hardening [Underground] |  | 762.5243 | 1475.3156 | 1442.142 | 1268.043 | 1099.623 | 864.0654 | 4673.8734 |  | 4.3307 | 4.3883 | 4.5404 | 4.4082 | 4.385 | 4.6421 | 4.4847 | 1065.1475 | -22.954 | 1042.1934 | 11.7285
| Non-Exempt Surge Arrester Replacement Program |  | 67.9278 | 5.1082 | 1.9384 | 3.5521 | 3.3486 | 3.1583 | 11.9974 |  | 0.55032 | 0.23415 | 0.089965 | 0.088313 | 0.086739 | 0.085237 | 0.087301 | 137.4267 | 0 | 137.4267 | 14.6374
| Expulsion Fuse Replacement |  | 79.6868 | 74.2848 | 70.0233 | 66.4804 | 63.1544 | 60.0324 | 259.6905 |  | 3.7928 | 3.7184 | 3.664 | 3.6064 | 3.5521 | 3.5008 | 3.5833 | 72.4727 | 0 | 72.4727 | 0.58653
| Situational Awareness and Forecasting Initiatives - Line Sensors |  | 1725.5369 | 1215.2348 | 863.5344 | 611.2656 | 433.0995 | 307.7106 | 2215.61 |  | 62.9056 | 28.2301 | 22.9217 | 19.316 | 14.9008 | 11.0306 | 17.5452 | 126.2804 | 0 | 126.2804 | 10.8536
| Situational Awareness and Forecasting Initiatives - EFD |  | 184.3485 | 519.2483 | 818.9087 | 928.5497 | 1024.276 | 1107.5496 | 3879.2839 |  | 51.9012 | 47.7261 | 68.8736 | 72.8438 | 71.5999 | 70.5843 | 71.0051 | 54.6339 | 0 | 54.6339 | 15.0973
| Situational Awareness and Forecasting Initiatives - Cameras |  | 1314.5404 | 1202.5304 |  |  |  |  | 0 |  | 140.0641 | 111.5785 |  |  |  |  | 0 | 0 | 0 | 0 | 0
| Situational Awareness and Forecasting Initiatives - Satellite Fire Detection |  | 59.8118 | 52.4652 | 50.8544 | 47.5275 | 44.4182 | 41.5123 | 184.3123 |  | 175.5762 | 159.8956 | 160.8024 | 156.5459 | 152.4019 | 148.3676 | 154.741 | 0 | 1.1911 | 1.1911 | 0.043383
| Situational Awareness and Forecasting Initiatives - Cameras [Control] |  |  |  | 152.3203 | 143.8529 | 136.0092 | 128.7275 | 560.9099 |  |  |  | 21.1801 | 19.9663 | 18.8462 | 17.8113 | 19.4487 | 0 | 28.8405 | 28.8405 | 0.09083
| Situational Awareness and Forecasting Initiatives - Partial Voltage Technologies [Control] |  |  | 62.2259 | 58.8764 | 55.5047 | 52.5407 | 49.8016 | 216.7233 |  |  | 79.2904 | 289.6024 | 284.3957 | 280.4283 | 276.8865 | 283.0434 | 0 | 0.76569 | 0.76569 | 0.045856
| Situational Awareness and Forecasting Initiatives - Partial Voltage Technologies |  | 303.2342 | [5 empty] | 0 |  | 365.7124 | [5 empty] | 0 | 0 | 0 | 0 | 0
| Safety Infrastructure Protection Teams (B) |  | 27.9036 | 24.4445 | 23.7116 | 22.1603 | 20.7106 | 19.3557 | 85.9382 |  | 0.90941 | 0.93845 | 1.0249 | 0.9895 | 0.96969 | 0.94387 | 0.98333 | 2.1659 | 85.2294 | 87.3953 | 0
| Additional System Automation and Protection - FuseSaver |  | 169.7755 | 186.5535 | 183.0388 | 177.0936 | 169.3037 | 163.8598 | 693.2958 |  | 19.8473 | 22.3064 | 19.3085 | 19.4626 | 19.3859 | 19.5483 | 19.423 | 35.6945 | 0 | 35.6945 | 4.1038
| Additional System Automation and Protection - REFCL |  |  | 945.7472 | 894.4917 | 844.8749 | 798.504 | 755.1667 | 3293.0373 |  |  | 23.939 | 23.5897 | 23.213 | 22.8579 | 22.5226 | 23.064 | 142.7781 | 0 | 142.7781 | 20.2903
| Butte County Rebuild |  | 179.4705 | 244.9513 | 267.138 | 215.4328 | 133.1763 |  | 615.7471 |  | 1.7464 | 1.1024 | 1.0678 | 1.0036 | 0.90315 |  | 1.0056 | 612.2906 | 0 | 612.2906 | 4.4203
| Pole Programs - Replace Tree Attachments |  |  | 2.796 | 2.5755 | 2.5189 | 2.4535 | 2.3894 | 9.9374 |  |  | 0.36161 | 0.3571 | 0.35198 | 0.34616 | 0.34096 | 0.34911 | 28.4646 | 0 | 28.4646 | 0.055785
| System Hardening [Remote Grid] |  | 382.3314 | 584.2862 | 552.2366 | 1142.4965 | 1495.152 | 1609.3381 | 4799.2232 |  | 29.3585 | 30.0945 | 29.8919 | 32.2052 | 32.3811 | 32.5308 | 32.0815 | 137.0719 | 12.523 | 149.5949 | 11.3253
| Patrols - Distribution Overhead |  | 502.6937 | 459.5152 | 668.2587 | 624.5409 | 583.6831 | 545.4982 | 2421.9809 |  | 129.1893 | 126.1753 | 165.2432 | 170.669 | 169.172 | 163.8943 | 167.2402 | 0 | 14.4821 | 14.4821 | 16.3423
| Inspections - Distribution Overhead |  | 9208.4954 | 8417.3291 | 4267.2396 | 3988.0744 | 3727.1724 | 3483.3387 | 15465.8251 |  | 98.644 | 148.7827 | 83.0774 | 85.8053 | 85.0526 | 82.3992 | 84.0814 | 0 | 183.9387 | 183.9387 | 118.2735
| Infrared Inspections - Distribution Overhead |  | 128.7352 | 117.6737 | 113.2546 | 105.8454 | 98.921 | 92.4495 | 410.4706 |  | 55.4893 | 54.193 | 49.976 | 51.6169 | 51.1642 | 49.568 | 50.5799 | 0 | 8.1153 | 8.1153 | 1.6675
| Patrols and Inspections - Substation |  | 433.3948 | 395.7909 | 381.0105 | 356.0846 | 332.7893 | 311.0181 | 1380.9025 |  | 147.1818 | 143.6109 | 139.3836 | 135.6939 | 132.1019 | 128.605 | 134.1294 | 0 | 10.2953 | 10.2953 | 28.8023
| Vegetation Management - Distribution Overhead |  | 2637726.0689 | 2217013.9704 | 2132985.2751 | 1993444.1823 | 1863031.9461 | 1741151.3515 | 7730612.7551 |  | 3947.965 | 4053.4963 | 4245.3883 | 4135.1138 | 4017.3187 | 3910.7865 | 4082.7774 | 0 | 1893.4691 | 1893.4691 | 56067.1423
| Vegetation Management - CEMA/Tree Mortality |  | 220644.4545 | 201218.7923 | 193730.882 | 182747.1355 | 172294.6681 | 162439.0043 | 711211.6899 |  | 3245.8371 | 3122.5894 | 3134.0911 | 3059.1421 | 2985.9855 | 2914.5783 | 3026.6069 | 0 | 234.9865 | 234.9865 | 2643.0464
| Pole Replacement |  | 46515.2023 | 48685.5689 | 41640.0187 | 39921.697 | 36309.4577 | 33079.3969 | 150950.5703 |  | 111.2477 | 105.5512 | 93.1651 | 90.7136 | 88.3323 | 86.0043 | 89.7066 | 1682.7139 | 0 | 1682.7139 | 784.342
| Intrusive Wood Pole Inspection Program |  | 8640.1574 | 8468.1789 | 7200.1098 | 6235.7279 | 5674.503 | 5311.1151 | 24421.4557 |  | 407.0349 | 426.2371 | 426.9012 | 413.9447 | 401.3815 | 389.1996 | 408.9749 | 0 | 59.7138 | 59.7138 | 318.5238
| Overloaded Pole Replacements |  | 1005.8539 | 842.1428 | 791.0901 | 790.4414 | 786.4918 | 776.7024 | 3144.7256 |  | 66.5704 | 82.6151 | 83.2011 | 81.0553 | 79.0281 | 76.8086 | 79.9691 | 39.3243 | 0 | 39.3243 | 14.1104
| Equipment Maintenance and Replacement – Distribution Overhead |  | 62495.6621 | 49777.85 | 52141.7886 | 44290.9916 | 41062.81 | 38542.02 | 176037.6102 |  | 167.434 | 162.2527 | 173.6937 | 157.4931 | 152.0685 | 145.8488 | 157.7812 | 949.8795 | 165.8278 | 1115.7073 | 1409.1392
| Animal Abatement |  | 5.3601 | 6.5305 | 6.1762 | 5.9118 | 5.5262 | 5.5758 | 23.19 |  | 0.29064 | 0.35162 | 0.34998 | 0.34374 | 0.34196 | 0.36717 | 0.35034 | 58.1384 | 8.0537 | 66.192 | 4.6266
| Pole Restoration Program |  | 4948.4538 | 4521.1464 | 4676.1576 | 4370.2407 | 4084.3371 | 3817.1375 | 16947.8729 |  | 1431.0136 | 1396.9282 | 1364.2896 | 1324.7915 | 1285.9639 | 1249.2012 | 1307.8973 | 0 | 12.9581 | 12.9581 | 221.0475
| Proactive Asset Replacement - Ground Grid |  | 0.039189 | 0.091707 | 0.031412 | 0.019432 | 0.017471 | 0.016264 | 0.084579 |  | 0.0064159 | 0.0061375 | 0.0061353 | 0.0059508 | 0.0057719 | 0.0055984 | 0.0059075 | 14.3174 | 0 | 14.3174 | 0.11254
| Substation Proactive Asset Replacement - Breakers |  | 3.7147 | 7.1975 | 6.1419 | 6.2346 | 6.0887 | 4.6981 | 23.1634 |  | 0.18713 | 0.17739 | 0.17722 | 0.17189 | 0.16672 | 0.16171 | 0.1697 | 136.4992 | 0 | 136.4992 | 0.9004
| Substation Proactive Asset Replacement - Switches |  | 0.1178 | 0.38171 | 0.22334 | 0.41586 | 0.38714 | 0.27031 | 1.2967 |  | 0.089714 | 0.085049 | 0.084971 | 0.082416 | 0.079938 | 0.077535 | 0.081022 | 16.0036 | 0 | 16.0036 | 0.07038
| Substation Proactive Asset Replacement - Switchgear |  | 1.2697 | 1.312 | 1.2707 | 0.59273 | 0.53401 | 0.45676 | 2.8542 |  | 0.034098 | 0.032321 | 0.032291 | 0.03132 | 0.030379 | 0.029465 | 0.031243 | 91.3551 | 0 | 91.3551 | 0.11095
| Substation Proactive Asset Replacement - Insulators |  |  | 0.67829 | 6.5043 | 6.0555 | 5.6372 | 5.248 | 23.445 |  |  | 0.99074 | 0.98982 | 0.96006 | 0.9312 | 0.9032 | 0.94755 | 24.7427 | 0 | 24.7427 | 0.80566
| Substation Proactive Asset Replacement - Batteries |  | 0.0040408 | 0.060251 | 0.060474 | 0.056301 | 0.052413 | 0.048793 | 0.21798 |  | 0.01604 | 0.015344 | 0.015338 | 0.014877 | 0.01443 | 0.013996 | 0.014683 | 14.8456 | 0 | 14.8456 | 0.29004
| Substation Proactive Asset Replacement - Transformer |  | 0.70946 | 0.40066 | 0.27136 | 0.36851 | 0.39644 | 0.39542 | 1.4317 |  | 0.014747 | 0.013979 | 0.013967 | 0.013547 | 0.013139 | 0.012744 | 0.013277 | 107.8323 | 0 | 107.8323 | 0.06504
| Substation Security Enhancements |  | 0.00010055 | 9.4073e-05 | 8.8507e-05 | 8.3201e-05 | 7.8241e-05 | 7.3607e-05 | 0.00032356 |  | 5.9243e-05 | 2.3812e-05 | 8.1187e-06 | 7.315e-06 | 8.9589e-06 | inf | 1.0434e-05 | 31.009 | 0 | 31.009 | 1.0539e-05
| Fire Protection / Fire Suppression Systems Substation |  | 198.7564 | 185.9523 | 174.9505 | 164.4612 | 154.658 | 145.4962 | 639.5659 |  | 47.1999 | 20487.9019 | 24.607 | 24.0991 | 70.8357 | 69.4301 | 35.1158 | 18.2131 | 0 | 18.2131 | 20.8324
| Vegetation Management - Substation |  | 4.5579 | 4.1615 | 3.9938 | 3.7325 | 3.4883 | 3.2601 | 14.4748 |  | 0.58409 | 0.56712 | 0.46168 | 0.41948 | 0.59226 | 0.50868 | 0.48496 | 0 | 29.8475 | 29.8475 | 0.2305
Start Batch Run

## Table_12_RSE
index | Transmission and Distribution System
Row Labels | Sum of 2022 Program Risk Reduction NPV | Sum of CapEx USD 2022 | Sum of OpEx USD 2022 | Sum of 2022 RSE
7.3.6.7 Aviation Support | 194.6458 | 325000 | 6142000 | 30.0983
Grand Total | 194.6458 | 325000 | 6142000 | 30.0983
#DIV/0!
#DIV/0!
#DIV/0!
#DIV/0!
#DIV/0!
#DIV/0!
#DIV/0!
#DIV/0!
#DIV/0!
#DIV/0!

## PSPS_Customer_Impact
WMP Initiative mapping |  | Events | LB_2018_09_24 | LB_2018_10_13 | LB_2018_11_07 | LB_2018_11_10 | LB_2019_10_09 | LB_2019_10_23 | LB_2019_10_26 | LB_2019_10_29 | LB_2019_11_20 | LB_2020_08_19 | LB_2020_09_07 | LB_2020_09_27 | LB_2020_10_14 | LB_2020_10_22 | LB_2020_10_25 | LB_2021_08_17 | LB_2021_09_20 | LB_2021_10_11 | LB_2021_10_14 | Total | Average | Effectiveness
|  | Customer Count Impact | 4082.91 | 101053.954 | 96155.17 | 30111.28 | 120360.724 | 91320.62 | 512813.076 | 75021.86 | 1202.282 | 7203.04 | 220121.808 | 55461.798 | 32116.192 | 31749.884 | 194602.05 | 47400.002 | 7969.664 | 24661.758 | 8081.668 | 1661489.74 | 87446.8284
Mitigation
|  | Mid-feeder Microgrids | 0 | 106 | 0 | 0 | 0 | 106 | 4179 | 0 | 0 | 0 | 98 | 0 | 0 | 0 | 1062 | 0 |  | 0 | 0 | 5551 | 292.1579 | 0.3341%
|  | Underground Projects | 0 | 0 | 2302 | 0 | 2302 | 0 | 11121 | 0 | 0 | 0 | 2302 | 0 | 0 | 0 | 0 | 0 | 0 | 0 | 0 | 18027 | 948.7895 | 1.085%
7.3.3.8.3 | Distribution Isolation devices | MSO Replacement | 0 | 45 | 480 | 45 | 429 | 45 | 824 | 45 | 0 | 18 | 525 | 0 | 0 | 0 | 276 | 236 | 0 | 496 | 220 | 3684 | 193.8947 | 0.2217%
7.3.3.8.1 | Distribution Isolation devices | Greenfield Devices | 0 | 11 | 326 | 32 | 1214 | 0 | 1620 | 0 | 0 | 0 | 44 | 0 | 0 | 32 | 1115 | 109 |  | 383 | 4 | 4890 | 257.3684 | 0.2943%
7.3.3.8.1 | Distribution Isolation devices | Upgrade Manual Devices | 0 | 0 | 0 | 0 | 0 | 0 | 0 | 0 | 0 | 0 | 0 | 0 | 0 | 0 | 0 | 0 |  | 0 | 0 | 0 | 0 | 0%
7.3.3.8.2 | Transmission | Transmission Switches | 0 | 0 | 0 | 0 | 0 | 0 | 0 | 0 | 0 | 0 | 20366 | 0 | 0 | 0 | 0 | 0 |  | 0 | 0 | 20366 | 1071.8947 | 1.226%
|  | Mitigation Total | 0 | 162 | 3108 | 77 | 3945 | 151 | 17744 | 45 | 0 | 18 | 23335 | 0 | 0 | 32 | 2453 | 345 |  | 879 | 224 | 52518 | 2764.1053
|  | % Mitigated | 0% | 0.1603% | 3.232% | 0.2557% | 3.278% | 0.1654% | 3.46% | 0.05998% | 0% | 0.2499% | 10.6% | 0% | 0% | 0.1008% | 1.261% | 0.7278% |  | 3.564% | 2.772% | 3.161% | 3.161%

## 7.3.2.1.1 - Financials
Source file: | 2022 WMP MASTER financials reach out v7.xlsx
Source file location: | WMP -> 2022 -> Financials
[5 empty] | Expense | Expense | Expense ($) |  | Capital | Capital | Capital ($)
|  |  | MWC | MAT | 2020 | 2021 | 2022 | 2023 | 2020 | 2021 | 2022 | 2023
|  | Numerical Weather Prediction |  |  | 650833.144 | 718958.664 | 789075.025 | 806887.3571 | 0 | 0 | 0 | 0

## 7.3.2.1.2 - Financials
Source file: | 2022 WMP MASTER financials reach out v7.xlsx
Source file location: | WMP -> 2022 -> Financials
[5 empty] | Expense | Expense | Expense ($) |  | Capital | Capital | Capital ($)
|  |  | MWC | MAT | 2020 | 2021 | 2022 | 2023 | 2020 | 2021 | 2022 | 2023
|  | Fuel Moisture Sampling and Modeling (part of AFM) |  |  | 571152.823 | 571796.028 | 598096.4672 | 616603.2102

## 7.3.2.1.3 - Financials
Source file: | 2022 WMP MASTER financials reach out v7.xlsx
Source file location: | WMP -> 2022 -> Financials
|  |  |  | Expense | Expense | Expense ($) |  | Capital | Capital | Capital ($)
|  | MWC | MAT | 2020 | 2021 | 2022 | 2023 | 2020 | 2021 | 2022 | 2023
|  | AB, 21 | AB6, 21A | 111209.27 | 145229.2 | 1595267.8735 | 1714794.9284 | 8314939.67 | 7719770.06 | 6181344.163 | 3156219.9582

## 7.3.2.4 - Financials
Source file: | 2022 WMP MASTER financials reach out v7.xlsx
Source file location: | WMP -> 2022 -> Financials
|  |  | MWC | MAT | Expense | Expense | Expense ($) |  | Capital | Capital | Capital ($)
[5 empty] | 2020 | 2021 | 2022 | 2023 | 2020 | 2021 | 2022 | 2023
|  | Advance Fire Modeling (w/out TS contract 7.3.1.5) |  |  | 5711528.23 | 5717960.28 | 5980964.6719 | 6166032.1022 | 898811.23 | 14031.98 | 0 | 0

## 7.3.2.6 - Financials
Source file: | 2022 WMP MASTER financials reach out v7.xlsx
Source file location: | WMP -> 2022 -> Financials
|  |  | MWC | MAT | Expense | Expense | Expense ($) |  | Capital | Capital | Capital ($)
[5 empty] | 2020 | 2021 | 2022 | 2023 | 2020 | 2021 | 2022 | 2023
|  | SOPP |  |  | 488124.858 | 718726.438 | 1107821.0963 | 1030378.6862 | 0 | 975127.24 | 1022923.3649 | 1045029.3511

## 7.3.3.8.1_Financials
Source file: | 2022 WMP MASTER financials reach out v7.xlsx
Source file location: | WMP -> 2022 -> Financials
|  |  | MWC | MAT | Expense | Expense | Expense ($) |  | Capital | Capital | Capital ($)
[5 empty] | 2020 | 2021 | 2022 | 2023 | 2020 | 2021 | 2022 | 2023
|  | PSPS Granular Sectionalizing | 49 | 49H | 0 | 44033.63 | 0 | 0 | 34977990.95 | 14912755.555 | 10452198.8726 | 5948759.85

## 7.3.3.8.2_Financials
Source file: | 2022 WMP MASTER financials reach out v7.xlsx
Source file location: | WMP -> 2022 -> Financials
|  |  | MWC | MAT | Expense | Expense | Expense ($) |  | Capital | Capital | Capital ($)
[5 empty] | 2020 | 2021 | 2022 | 2023 | 2020 | 2021 | 2022 | 2023
|  | Transmission Sectionalizing | 94 | 94A | 0 | 0 | 0 | 0 | 44700000 | 24700000 | 54247760.8 | 55295487

## 7.3.3.11.1_Financials
Source file: | 2022 WMP MASTER financials reach out v7.xlsx
Source file location: | WMP -> 2022 -> Financials
|  | MWC | MAT | Expense | Expense | Expense ($) |  | Capital | Capital | Capital ($)
|  |  |  | 2020 | 2021 | 2022 | 2023 | 2020 | 2021 | 2022 | 2023
|  |  | IG, 21, 49M | 176496496.9526 | 160389655.5158 | 112689580.4588 | 106552385.1499 | 20800889.05 | 16661690.77 | 23324908.9 | 5515000

## 7.3.3.11.2_Financials
Source file: | 2022 WMP MASTER financials reach out v7.xlsx
Source file location: | WMP -> 2022 -> Financials
|  | MWC | MAT | Expense | Expense | Expense ($) |  | Capital | Capital | Capital ($)
|  |  |  | 2020 | 2021 | 2022 | 2023 | 2020 | 2021 | 2022 | 2023
|  |  |  | 0 | 0 | 0 | 0 | 3845821.21 | 11630047.18 | 681000 | 0

## 7.3.3.11.2_Effectiveness
Per SME Input:
Section 7.3.3.11.2 identifies the following two activities to mitigate PSPS impacts:
1. Replacement of high-side bank fuses with breakers/circuit switchers
X(pending) & Y(complete) fuse replacement projects
2311 | Location A
6096 | Location B
5854 | Location C
5173 | Location D and E
19434 | Total customers in PSPS scope
The new equipment under the same fault scenario would contain the outage to Location X = 8,449 & Location Y = 6,000 customers, respectively.
8449 | Location X
6000 | Location Y
14449 | Actual customers affected by PSPS
4985 | Customers removed out of scope of PSPS due to the implementation of the program
0.3% | Program Effectiveness
2. Automatic transfer switches for battery charging.
~8 Locations identified in narrative for 2022
This work prevents battery failure substation during an 8+hr PSPS duration by enabling an automatic transfer switch to a temporary generator. We can assume the avoided risk is the total customer count for the entire station.

## 7.3.6.4_Exposure
Source file: | PSPS_RSE Input Template_EO_WLDFR_v1.3.xlsx
Source file location: | WMP > 2022 > PSPS > Archive
81004 | Distribution miles worked on by the program
18924 | Transmission miles worked on by the program

## 7.3.6.4-D_Financials
Source file: | 2022 WMP MASTER financials reach out v7.xlsx
Source file location: | WMP -> 2022 -> Financials
|  |  | MWC | MAT | Expense | Expense | Expense ($) |  | Capital | Capital | Capital ($)
[5 empty] | 2020 | 2021 | 2022 | 2023 | 2020 | 2021 | 2022 | 2023
|  | PSPS Non Event Distribution |  |  | 7610465.406 | 8794857.3214 | 10093213.5139 | 8620961.0743 | 1376154.16 | 1215906.17 | 4940315 | 3250143

## 7.3.6.4-T_Financials
Source file: | 2022 WMP MASTER financials reach out v7.xlsx
Source file location: | WMP -> 2022 -> Financials
|  |  | MWC | MAT | Expense | Expense | Expense ($) |  | Capital | Capital | Capital ($)
[5 empty] | 2020 | 2021 | 2022 | 2023 | 2020 | 2021 | 2022 | 2023
|  | PSPS Non Event Transmission |  |  | 1208096.01 | 1349730.43 | 2000000 | 2000000 | 0 | 0 | 0 | 0

## 7.3.6.4_Effectiveness_Source
Source file: | PSPS Circuit Restoration Times Comparison.xlsx
Tab referenced: | "2018 and 2020"
Source file location: | WMP > 2022 > PSPS > Source Data (RSE Input Template)
Circuit | HFTD Tier(s) | PSPS Event | Start Date and Time | Key Communities | Restoration Date and Time | Duration (days) | All Clear Timestamp | OH Miles | Damges&Hazards | Include? | hr/mile restoration time | Time from start to restore | % of time to restoration | year
Circuit 1 | Tier 2, Tier 3 | 1 Oct 14-17, 2018 | 43387.875 |  | 43388.6868 | 0.35347 | 43388.3333 | 60.3984 |  | TRUE | 0.0058523 | 0.013441 | 43.54% | 2018
Circuit 2 | Tier 2, Tier 3 | 1 Oct 14-17, 2018 | 43387.8868 |  | 43388.7757 | 0.44236 | 43388.3333 | 96.4978 |  | TRUE | 0.0045842 | 0.0092115 | 49.77% | 2018
Circuit 3 | Tier 2, Tier 3 | 1 Oct 14-17, 2018 | 43387.8785 |  | 43389.7528 | 1.4194 | 43388.3333 | 348.4451 |  | TRUE | 0.0040737 | 0.0053791 | 75.73% | 2018
Circuit 4 | Tier 3 | 1 Oct 14-17, 2018 | 43387.9125 |  | 43388.7667 | 0.43333 | 43388.3333 | 23.6741 |  | TRUE | 0.018304 | 0.03608 | 50.73% | 2018
Circuit 5 | Tier 3 | 1 Oct 14-17, 2018 | 43387.9125 |  | 43388.7528 | 0.41944 | 43388.3333 | 34.3964 |  | TRUE | 0.012194 | 0.024429 | 49.92% | 2018
Circuit 6 | Tier 2, Tier 3 | 1 Oct 14-17, 2018 | 43387.8569 |  | 43388.8938 | 0.56042 | 43388.3333 | 109.7082 |  | TRUE | 0.0051082 | 0.0094506 | 54.05% | 2018
Circuit 7 | Tier 2, Tier 3 | 1 Oct 14-17, 2018 | 43387.8569 |  | 43389.734 | 1.4007 | 43388.3333 | 45.2475 |  | TRUE | 0.030956 | 0.041485 | 74.62% | 2018
Circuit 8 | Tier 2, Tier 3 | 1 Oct 14-17, 2018 | 43387.8542 |  | 43388.6757 | 0.34236 | 43388.3333 | 113.9097 |  | TRUE | 0.0030055 | 0.0072121 | 41.67% | 2018
Circuit 9 | Tier 2, Tier 3 | 1 Oct 14-17, 2018 | 43387.8924 |  | 43388.6326 | 0.29931 | 43388.3333 | 51.089 |  | TRUE | 0.0058585 | 0.01449 | 40.43% | 2018
Circuit 10 | Tier 2, Tier 3 | 1 Oct 14-17, 2018 | 43387.8889 |  | 43388.616 | 0.28264 | 43388.3333 | 18.2878 |  | TRUE | 0.015455 | 0.039758 | 38.87% | 2018
Circuit 11 | Tier 2, Tier 3 | 1 Oct 14-17, 2018 | 43387.8993 |  | 43388.6889 | 0.35556 | 43388.3333 | 59.0167 |  | TRUE | 0.0060247 | 0.013379 | 45.03% | 2018
Circuit 12 | Tier 2, Tier 3 | 1 Oct 14-17, 2018 | 43387.8778 |  | 43388.7292 | 0.39583 | 43388.3333 | 166.9015 |  | TRUE | 0.0023717 | 0.0051011 | 46.49% | 2018
Circuit 13 | Tier 3 | 1 Oct 14-17, 2018 | 43387.875 |  | 43388.7757 | 0.44236 | 43388.3333 | 34.1635 |  | TRUE | 0.012948 | 0.026364 | 49.11% | 2018
Circuit 14 | Tier 2, Tier 3 | 1 Oct 14-17, 2018 | 43387.8938 |  | 43389.5132 | 1.1799 | 43388.3333 | 64.7878 |  | TRUE | 0.018211 | 0.024996 | 72.86% | 2018
Circuit 15 | Tier 2, Tier 3 | 1 Oct 14-17, 2018 | 43387.8938 |  | 43388.6229 | 0.28958 | 43388.3333 | 29.5058 |  | TRUE | 0.0098145 | 0.024713 | 39.71% | 2018
Circuit 16 | Tier 2, Tier 3 | 1 Oct 14-17, 2018 | 43387.8611 |  | 43389.7646 | 1.4312 | 43388.3333 | 60.1522 |  | TRUE | 0.023794 | 0.031644 | 75.19% | 2018
Circuit 17 | Tier 2, Tier 3 | 1 Oct 14-17, 2018 | 43387.8528 |  | 43389.5403 | 1.2069 | 43388.3333 | 147.0259 |  | TRUE | 0.0082091 | 0.011478 | 71.52% | 2018
Circuit 18 | Tier 2, Tier 3 | 1 Oct 14-17, 2018 | 43387.8604 |  | 43389.6528 | 1.3194 | 43388.3333 | 110.854 |  | TRUE | 0.011903 | 0.016169 | 73.61% | 2018
Circuit 19 | Tier 2, Tier 3 | 1 Oct 14-17, 2018 | 43387.8604 |  | 43388.7424 | 0.40903 | 43388.3333 | 55.5605 |  | TRUE | 0.0073618 | 0.015874 | 46.38% | 2018
Circuit 20 | Tier 2, Tier 3 | 1 Oct 14-17, 2018 | 43387.8604 |  | 43388.7424 | 0.40903 | 43388.3333 | 38.1236 |  | TRUE | 0.010729 | 0.023134 | 46.38% | 2018
Circuit 21 | Tier 2, Tier 3 | 1 Oct 14-17, 2018 | 43387.8812 |  | 43389.5903 | 1.2569 | 43388.3333 | 224.6151 |  | TRUE | 0.005596 | 0.0076087 | 73.55% | 2018
Circuit 22 | Tier 2, Tier 3 | 1 Oct 14-17, 2018 | 43387.8757 |  | 43388.8458 | 0.5125 | 43388.3333 | 99.7048 |  | TRUE | 0.0051402 | 0.0097301 | 52.83% | 2018
Circuit 23 | Tier 2 | 1 Oct 14-17, 2018 | 43387.9243 |  | 43388.8153 | 0.48194 | 43388.3333 | 72.7756 |  | TRUE | 0.0066223 | 0.012243 | 54.09% | 2018
Circuit 24 | Tier 2, Tier 3 | 1 Oct 14-17, 2018 | 43387.9243 |  | 43389.6382 | 1.3049 | 43388.3333 | 176.1054 |  | TRUE | 0.0074095 | 0.0097322 | 76.13% | 2018
Circuit 25 | Tier 2, Tier 3 | 1 Oct 14-17, 2018 | 43387.8792 |  | 43388.7646 | 0.43125 | 43388.3333 | 35.0207 |  | TRUE | 0.012314 | 0.025283 | 48.71% | 2018
Circuit 26 | Tier 2, Tier 3 | 1 Oct 14-17, 2018 | 43387.8806 |  | 43389.6431 | 1.3097 | 43388.3333 | 276.6426 |  | TRUE | 0.0047343 | 0.006371 | 74.31% | 2018
Circuit 27 | Tier 3 | 44081 | 2020-09-07 23:27:00 |  | 2020-09-09 13:20:00 | 0.33264 | 2020-09-09 05:21:00 | 48.173 |  | TRUE | 0.0069051 | 0.032767 | 21.07% | 2020
Circuit 28 | Partially Outside HFTD, Tier 3, Tier 2 | 44081 | 2020-09-07 21:22:13 |  | 2020-09-09 16:59:00 | 0.375 | 2020-09-09 07:59:00 | 40.345 |  | TRUE | 0.0092948 | 0.045042 | 20.64% | 2020
Circuit 29 | Tier 3, Tier 2 | 44081 | 2020-09-08 02:06:00 |  | 2020-09-09 15:21:00 | 0.41667 | 2020-09-09 05:21:00 | 59.0402 |  | TRUE | 0.0070573 | 0.026289 | 26.85% | 2020
Circuit 30 | Partially Outside HFTD, Tier 3, Tier 2 | 44081 | 2020-09-07 22:08:17 |  | 2020-09-09 19:35:50 | 0.48391 | 2020-09-09 07:59:00 | 12.9547 |  | TRUE | 0.037354 | 0.14621 | 25.55% | 2020
Circuit 31 | Partially Outside HFTD, Tier 3, Tier 2 | 44100 | 2020-09-27 18:08:00 |  | 2020-09-28 14:14:00 | 0.29931 | 2020-09-28 07:03:00 | 60.1062 |  | TRUE | 0.0049796 | 0.013934 | 35.74% | 2020
Circuit 32 | Partially Outside HFTD, Tier 3, Tier 2 | 44100 | 2020-09-27 18:07:00 |  | 2020-09-28 16:05:00 | 0.22778 | 2020-09-28 10:37:00 | 95.8958 |  | TRUE | 0.0023753 | 0.0095445 | 24.89% | 2020
Circuit 33 | Tier 3 | 44100 | 2020-09-27 18:18:00 |  | 2020-09-28 13:09:00 | 0.16111 | 2020-09-28 09:17:00 | 24.0865 |  | TRUE | 0.0066889 | 0.032608 | 20.51% | 2020
Circuit 34 | Partially Outside HFTD, Tier 3, Tier 2 | 44100 | 2020-09-27 19:00:00 |  | 2020-09-28 14:30:00 | 0.21736 | 2020-09-28 09:17:00 | 18.4545 |  | TRUE | 0.011778 | 0.044027 | 26.75% | 2020
Circuit 35 | Partially Outside HFTD, Tier 3, Tier 2 | 44100 | 2020-09-27 18:15:00 |  | 2020-09-28 11:53:00 | 0.20139 | 2020-09-28 07:03:00 | 23.5727 |  | TRUE | 0.0085433 | 0.031168 | 27.41% | 2020
Circuit 36 | Partially Outside HFTD, Tier 3, Tier 2 | 44100 | 2020-09-26 10:17:00 |  | 2020-09-28 17:57:00 | 0.30556 | 2020-09-28 10:37:00 | 167.4443 |  | TRUE | 0.0018248 | 0.013852 | 13.17% | 2020
Circuit 37 | Tier 3 | 44100 | 2020-09-27 18:03:00 |  | 2020-09-28 15:57:00 | 0.22222 | 2020-09-28 10:37:00 | 34.3496 |  | TRUE | 0.0064694 | 0.026565 | 24.35% | 2020
Circuit 38 | Tier 3, Tier 2 | 44100 | 2020-09-27 18:17:00 |  | 2020-09-28 13:20:00 | 0.16875 | 2020-09-28 09:17:00 | 29.5201 |  | TRUE | 0.0057164 | 0.026888 | 21.26% | 2020
Circuit 39 | Partially Outside HFTD, Tier 3, Tier 2 | 44100 | 2020-09-27 18:10:00 |  | 2020-09-28 10:34:00 | 0.14653 | 2020-09-28 07:03:00 | 20.0299 |  | TRUE | 0.0073155 | 0.034116 | 21.44% | 2020
Circuit 40 | Tier 3, Tier 2 | 44100 | 2020-09-27 18:27:00 |  | 2020-09-28 13:17:00 | 0.11111 | 2020-09-28 10:37:00 | 158.3287 |  | TRUE | 0.00070177 | 0.0049563 | 14.16% | 2020
Circuit 41 | Partially Outside HFTD, Tier 3, Tier 2 | 44100 | 2020-09-27 18:07:00 |  | 2020-09-28 11:57:00 | 0.20417 | 2020-09-28 07:03:00 | 36.1967 |  | TRUE | 0.0056405 | 0.020528 | 27.48% | 2020
Circuit 42 | Partially Outside HFTD, Tier 3, Tier 2 | 44118 | 2020-10-14 11:11:00 |  | 2020-10-16 23:20:00 | 0.74097 | 2020-10-16 05:33:00 | 65.2095 |  | TRUE | 0.011363 | 0.038434 | 29.56% | 2020
Circuit 43 | Partially Outside HFTD, Tier 3, Tier 2 | 44118 | 2020-10-13 10:26:00 |  | 2020-10-13 10:27:00 |  |  |  | Exclude (no all clear timestamp) | FALSE |  | #DIV/0! |  | 2020
Circuit 44 | Partially Outside HFTD, Tier 3, Tier 2 | 44118 | 2020-10-14 11:11:00 |  | 2020-10-16 23:20:00 | 0.74097 | 2020-10-16 05:33:00 | 15.0437 |  | TRUE | 0.049255 | 0.1666 | 29.56% | 2020
Circuit 45 | Partially Outside HFTD, Tier 3, Tier 2 | 44129 | 2020-10-25 16:36:00 |  | 2020-10-27 15:39:00 | 0.16389 | 2020-10-27 11:43:00 | 60.1049 |  | TRUE | 0.0027267 | 0.032617 | 8.36% | 2020
Circuit 46 | Partially Outside HFTD, Tier 3, Tier 2 | 44129 | 2020-10-25 16:37:00 |  | 2020-10-27 16:08:00 | 0.18403 | 2020-10-27 11:43:00 | 95.704 |  | TRUE | 0.0019229 | 0.020687 | 9.295% | 2020
Circuit 47 | Tier 3 | 44129 | 2020-10-25 15:11:00 |  | 2020-10-27 16:21:00 | 0.37569 | 2020-10-27 07:20:00 | 48.2359 |  | TRUE | 0.0077887 | 0.042471 | 18.34% | 2020
Circuit 48 | Partially Outside HFTD, Tier 3, Tier 2 | 44129 | 2020-10-25 16:18:00 |  | 2020-10-27 15:30:00 | 0.98472 | 2020-10-26 15:52:00 | 58.389 |  | TRUE | 0.016865 | 0.033682 | 50.07% | 2020
Circuit 49 | Partially Outside HFTD, Tier 2 | 44129 | 2020-10-25 16:05:00 |  | 2020-10-27 12:09:00 | 0.84514 | 2020-10-26 15:52:00 | 6.2073 | Not in 2018 | FALSE |  | 0.2958 |  | 2020
Circuit 50 | Partially Outside HFTD, Tier 3, Tier 2 | 44129 | 2020-10-25 15:08:00 |  | 2020-10-26 15:16:00 | 0.23611 | 2020-10-26 09:36:00 | 42.88 |  | TRUE | 0.0055063 | 0.02345 | 23.48% | 2020
Circuit 51 | Partially Outside HFTD, Tier 3, Tier 2 | 44129 | 2020-10-25 15:34:00 |  | 2020-10-26 14:29:00 | 0.20347 | 2020-10-26 09:36:00 | 15.0485 |  | TRUE | 0.013521 | 0.063452 | 21.31% | 2020
Circuit 52 | Partially Outside HFTD, Tier 3, Tier 2 | 44129 | 2020-10-25 16:09:00 |  | 2020-10-26 14:50:00 | 0.21806 | 2020-10-26 09:36:00 | 55.1455 |  | TRUE | 0.0039542 | 0.017139 | 23.07% | 2020
Circuit 53 | Tier 3 | 44129 | 2020-10-25 16:40:00 |  | 2020-10-27 16:27:00 | 0.19722 | 2020-10-27 11:43:00 | 34.3357 |  | TRUE | 0.0057439 | 0.057986 | 9.906% | 2020
Circuit 54 | Tier 3, Tier 2 | 44129 | 2020-10-25 15:17:00 |  | 2020-10-27 11:18:00 | 0.16528 | 2020-10-27 07:20:00 | 59.0402 |  | TRUE | 0.0027994 | 0.031064 | 9.012% | 2020
Circuit 55 | Tier 3, Tier 2 | 44129 | 2020-10-25 16:03:00 |  | 2020-10-27 15:05:00 | 0.96736 | 2020-10-26 15:52:00 | 14.2194 |  | TRUE | 0.068031 | 0.13782 | 49.36% | 2020
Circuit 56 | Partially Outside HFTD, Tier 3, Tier 2 | 44129 | 2020-10-25 16:12:00 |  | 2020-10-27 16:32:00 | 1.0278 | 2020-10-26 15:52:00 | 147.1918 |  | TRUE | 0.0069826 | 0.013682 | 51.03% | 2020
Circuit 57 | Partially Outside HFTD, Tier 3, Tier 2 | 44129 | 2020-10-25 16:05:00 |  | 2020-10-27 17:48:00 | 0.30139 | 2020-10-27 10:34:00 | 110.8672 |  | TRUE | 0.0027185 | 0.018685 | 14.55% | 2020
Circuit 58 | Partially Outside HFTD, Tier 3, Tier 2 | 44129 | 2020-10-25 16:02:00 |  | 2020-10-27 16:53:00 | 0.26319 | 2020-10-27 10:34:00 | 39.2116 |  | TRUE | 0.0067122 | 0.051909 | 12.93% | 2020
Circuit 59 | Tier 2 | 44129 | 2020-10-25 16:02:00 |  | 2020-10-26 13:37:00 | 0.16736 | 2020-10-26 09:36:00 | 72.2399 |  | TRUE | 0.0023167 | 0.012449 | 18.61% | 2020
Circuit 60 | Tier 3, Tier 2 | 44129 | 2020-10-25 16:03:00 |  | 2020-10-26 18:30:00 | -0.71736 | 2020-10-27 11:43:00 | 176.9208 | Outlier | FALSE |  | 0.0062292 |  | 2020
Circuit 61 | Partially Outside HFTD, Tier 3, Tier 2 | 44129 | 2020-10-25 15:12:00 |  | 2020-10-27 16:46:00 | 0.21042 | 2020-10-27 11:43:00 | 35.7323 |  | TRUE | 0.0058887 | 0.057799 | 10.19% | 2020

## 7.3.6.4_Effectiveness
Source file: | PSPS Circuit Restoration Times Comparison.xlsx
Tab referenced: | "2018 and 2020"
Source file location: | WMP > 2022 > PSPS > Source Data (RSE Input Template)
Table 1: HR/Mile Restoration time - 2018 and 2020 PSPS Events
Sum of hr/mile restoration time | Column Labels
Row Labels | 1 Oct 14-17, 2018 | 2020-09-07 | 2020-09-26 | 2020-10-14 | 2020-10-25 | Grand Total
Circuit 1 | 0.0058523 |  | 0.0049796 |  | 0.0027267 | 0.013559
Circuit 2 | 0.0045842 |  | 0.0023753 |  | 0.0019229 | 0.0088823
Circuit 3 | 0.0040737 |  |  |  |  | 0.0040737
Circuit 4 | 0.018304 | 0.0069051 | 0.0066889 |  | 0.0077887 | 0.039687
Circuit 5 | 0.012194 |  |  |  |  | 0.012194
Circuit 6 | 0.0051082 |  | 0.011778 |  |  | 0.016886
Circuit 7 | 0.030956 | 0.0092948 |  | 0.011363 |  | 0.051614
Circuit 8 | 0.0030055 |  |  |  | 0.016865 | 0.01987
Circuit 9 | 0.0058585 |  | 0.0085433 |  | 0.0055063 | 0.019908
Circuit 10 | 0.015455 |  |  |  | 0.013521 | 0.028976
Circuit 11 | 0.0060247 |  |  |  | 0.0039542 | 0.0099788
Circuit 12 | 0.0023717 |  | 0.0018248 |  |  | 0.0041965
Circuit 13 | 0.012948 |  | 0.0064694 |  | 0.0057439 | 0.025162
Circuit 14 | 0.018211 |  |  |  |  | 0.018211
Circuit 15 | 0.0098145 | 0.0070573 | 0.0057164 |  | 0.0027994 | 0.025388
Circuit 16 | 0.023794 |  |  |  | 0.068031 | 0.091825
Circuit 17 | 0.0082091 |  |  |  | 0.0069826 | 0.015192
Circuit 18 | 0.011903 | 0.037354 |  | 0.049255 | 0.0027185 | 0.10123
Circuit 19 | 0.0073618 |  |  |  |  | 0.0073618
Circuit 20 | 0.010729 |  |  |  | 0.0067122 | 0.017441
Circuit 21 | 0.005596 |  | 0.0073155 |  |  | 0.012911
Circuit 22 | 0.0051402 |  |  |  |  | 0.0051402
Circuit 23 | 0.0066223 |  |  |  | 0.0023167 | 0.0089391
Circuit 24 | 0.0074095 |  | 0.00070177 |  |  | 0.0081113
Circuit 25 | 0.012314 |  | 0.0056405 |  | 0.0058887 | 0.023843
Circuit 26 | 0.0047343 |  |  |  |  | 0.0047343
Grand Total | 0.25858 | 0.060612 | 0.062034 | 0.060618 | 0.15348 | 0.59532
Avg hours of restoration per mile per event: | 0.0099452 | 0.015153 | 0.0056394 | 0.030309 | 0.010232 | 0.022897
Avg % Improvement (event to event): |  | -52.36% | 43.3% | -204.8% | -2.882% | -130.2%
| 43.3% | improvement from 2019 to 2020, for small to mid PSPS events
| 38.02% | fraction of outage time post-PSPS due to restoration
| 10% | fraction of benefit total response time decrease attributable to PSPS protocols
| 1.646% | Effectiveness

## 7.3.6.7_Financials
Source file: | 2022 WMP MASTER financials reach out v7.xlsx
Source file location: | WMP -> 2022 -> Financials
|  |  | MWC | MAT | Expense | Expense | Expense ($) |  | Capital | Capital | Capital ($)
[5 empty] | 2020 | 2021 | 2022 | 2023 | 2020 | 2021 | 2022 | 2023
|  | Aviation LOB |  |  | 5398000 | 3349000 | 6142000 | 5723000 | 0 | 285000 | 325000 | 24500000

## 7.3.6.7_Effectiveness
Source file: | PSPS_RSE Input Template_EO_WLDFR_v1.3.xlsx
Source file location: | WMP > 2022 > PSPS > Archive
Per SME Judgement:
25.9% | Assumption: Approximately 25.9% of PSPS Electric reliability consequence is due to restoration.
40% | SME Provided: "Average Customer Restoration Time from PSPS all Clear improved from 16.5 hours in 2019 to 9.7 hours in 2020, or by over 40%"
10.36% | PSPS COF effectiveness

## Impact Alloc
Waterfall impact
Meteorological Effectiveness | 30% | Based on 2020_Waterfall_Analysis, 53% of customers removed from scope of PSPS events are estimated to be as a result of Meteorological Guidance. 53% benefit was then allocated between Meteorological Guidance programs based on SME input.
WMP Number | Initiative | Allocation | Reason for Allocation | SME Provided % Allocation | Effectiveness
7.3.2.6 | SOPP | 50% | Half of the PSPS guidance model is the OPW, or probability of outages | 50% | 15%
7.3.2.1.1 | POMMS | 50% of SOPP | POMMS is the numerical weather model and climatology that is used to make predictions | 25% | 7.5%
7.3.2.1.3 | Weather Stations | 15% of POMMS | Weather stations is a completely separate program from POMMS and SOPP. The weather station data was used to create the 2 x 2 version of POMMS to make it as accurate as possible. | 3.75% | 1.125%
7.3.2.4 | Advance Fire Modeling | 50% | AFM supports development and improvements in the FPI, which is the second component of the PSPS guidance. | 50% | 15%
7.3.2.1.2 | LFM and DFM | 15% of AFM | FPI can’t be calculated without DFM and LFM | 7.5% | 2.25%
Camera/Satellite Impact Alloc
| 2020 | 2021 | 2022 | 2023 | 2024 | 2025 | 2026 | NPV | Allocation Factor
7.3.2.1.4 Advanced weather monitoring and weather stations, Wildfire Cameras | 6955763.74 | 9385275.06 | 11211215.9529 | 8002020.6533 | 0 | 0 | 0 | 32006644.021 | 96.51%
7.3.2.1.5 Advanced weather monitoring and weather stations, Fire Detection & Alerting | 257000 | 340659.51 | 341327.9215 | 351889.3929 | 0 | 0 | 0 | 1159091.365 | 3.495%

## 2020 PSPS Waterfall Analysis
[9 empty] | Customers Removed from Scope of PSPS | % Contribution Overall | % Impact of Mitigation
| 9/7/2020 Event | 9/27/2020 Event | 10/14/2020 Event | 10/21/2020 Event | 10/25/2020 Event | 12/02/2020 Event |  | Initiative Mapping | 1467971 |  |  | cost
Meteorology Guidance | 142739 | 85691 | 121201 | 10881 | 75772 | 147 |  | (Numerical Weather Prediction, Fuel Moisture Sampling, Weather Stations, Advance Fire Modeling, SOPP) | -436431 | -29.73% | 53.17% | 46.5868
Tx Line Scoping | -17270 | 13182 | 39134 | 4138 | 136848 | 0 |  | 7.3.2.3.8.2 - PSPS Granular Sectionalizing, Transmission | -176032 | -11.99% | 21.45% | 127.6716
Tx Line Segmentation | 6999 |  |  | 0 |  | 0 |  | 7.3.2.3.8.2 - PSPS Granular Sectionalizing, Transmission | -6999 | -0.4768% | 0.8527%
Dx Switching | 0 | 470 | 6480 | 549 | 2574 | 0 |  | 7.3.3.8.1 - PSPS Granular Sectionalizing, Distribution | -24737 | -1.685% | 3.014% | 111.4941
Dx Segmentation | 2042 | 365 | 318 | 2155 | 9784 | 0
Islanding | 60925 | 4340 | 9418 | 9418 | 74783 | 0 | 158884 |  | -158884 | -10.82% | 19.36%
Mid-feeder Microgrids | 78 | 623 | 759 | 0 | 79 | 0 |  | 7.3.3.11.1 - Generation for PSPS Mitigation (DGEM, Distributed generation, enabled microgrids) | -1539 | -0.1048% | 0.1875% | 408.2916
Substation Microgrids | 7822 | 0 | 0 | 0 | 8373 | 0 |  | 7.3.3.11.1 - Generation for PSPS Mitigation (DGEM, Distributed generation, enabled microgrids) | -16195 | -1.103% | 1.973%
Total Mitigation | 203335 | 104671 | 177310 | 27141 | 308213 | 147 | 820817 |  | -820817 | -55.92% | 100%
Impacted Customers (Excluding Switching/Microgrids) | 163162 | 64169 | 41973 | 30309 | 346924 | 617 | 647154 | 107859
Total Customers in 2019 Scope | 366497 | 168840 | 219283 | 57450 | 655137 | 764 | 1467971 | Initiative Mapping | Customers Removed from Scope of PSPS | % Contribution Overall | Effectiveness | Cost (2020-2022) | Customers Reduced/Million Spent | $ / Customer
Percent Mitigated | 55.48% | 61.99% | 80.86% | 47.24% | 47.05% | 19.24% | 55.92% | 7.3.2.3.8.2 - PSPS Granular Sectionalizing, Transmission | -183031 | -12.47% | 12.47% | 136479466.38 | 4023.2646 | 248.5544
[8 empty] | 7.3.3.8.1 - PSPS Granular Sectionalizing, Distribution | -24737 | -1.685% | 1.685% | 115137030.7338 | 644.545 | 1551.482
Input File: | PSPS Impact Reduction_Metric- 9-7-2020 PSPS event v3 | PSPS Impact Reduction_Metric- 9-26-2020 PSPS event v4 | PSPS Impact Reduction_Metric- 10-14-2020 PSPS event v4 | PSPS Impact Reduction_Metric- 10-21-2020 PSPS event v3 | PSPS Impact Reduction_Metric- 10-25-2020 PSPS event v4 | PSPS Impact Reduction_Metric- 12-02-2020 PSPS event v1 |  | 7.3.3.11.1 - Generation for PSPS Mitigation (DGEM, Distributed generation, enabled microgrids) | -17734 | -1.208% | 1.208% | 516792652.47 | 102.9465 | 9713.7824
[8 empty] | (Numerical Weather Prediction, Fuel Moisture Sampling, Weather Stations, Advance Fire Modeling, SOPP) | -436431 | -29.73% | 29.73% | 49860107.7761 | 26259.3295 | 38.0817
[8 empty] | Numerical Weather Prediction | 1.5696
[8 empty] | Fuel Moisture Sampling and Modeling | 0.27131
[8 empty] | Weather Stations | 22.8728
[8 empty] | Advance Fire Modeling | 16.6413
[8 empty] | SOPP | 5.2318
[8 empty] | 7.3.3.8.1_Grid topology improvements to mitigate or reduce PSPS events | 111.4941
[8 empty] | 7.3.3.8.2_Grid topology improvements to mitigate or reduce PSPS events | 127.6716
[8 empty] | 7.3.3.11.1_Mitigation of impact on customers and other residents affected during PSPS event | 408.2916

## Meteorological Guidance
Meteorological Contribution | 29.73% | Data Source: Tab 2020 Waterfall Analysis Based on 2020_Waterfall_Analysis,30% of customers removed from scope of PSPS events are estimated to be as a result of Meteorological Guidance. 30% benefit was then allocated between Meteorological Guidance programs based on SME input.
WMP Number | Initiative | Allocation | Reason for Allocation | SME Provided % Allocation | % Effectiveness
7.3.2.6 | SOPP | 50% | Half of the PSPS guidance model is the OPW, or probability of outages | 50% | 14.87%
7.3.2.1.1 | POMMS | 50% of SOPP | POMMS is the numerical weather model and climatology that is used to make predictions | 25% | 7.433%
7.3.2.1.3 | Weather Stations | 15% of POMMS | Weather stations is a completely separate program from POMMS and SOPP. The weather station data was used to create the 2 x 2 version of POMMS to make it as accurate as possible. | 3.75% | 1.115%
7.3.2.4 | Advance Fire Modeling | 50% | AFM supports development and improvements in the FPI, which is the second component of the PSPS guidance. | 50% | 14.87%
7.3.2.1.2 | LFM and DFM | 15% of AFM | FPI can’t be calculated without DFM and LFM | 7.5% | 2.23%

## Match esc definition
Define a Customer Extrapolation Multiplier
match | x_match | matching with other series | y[i, j]= y[i-1, j] * x_match[i]/x_match[i-1]
x_match | Description | Year1 | Year2 | 2021 | 2022 | 2023 | 2024 | 2025 | 2026 | 2027 | 2028 | 2029 | 2030 | 2031 | 2032 | 2033 | 2034 | 2035 | 2036 | 2037 | 2038 | 2039 | 2040 | 2041 | 2042 | 2043 | 2044 | 2045 | 2046 | 2047 | 2048 | 2049 | 2050 | 2051 | 2052 | 2053 | 2054 | 2055 | 2056 | 2057 | 2058 | 2059 | 2060 | 2061 | 2062 | 2063 | 2064 | 2065 | 2066 | 2067 | 2068 | 2069 | 2070 | 2071 | 2072 | 2073 | 2074 | 2075 | 2076 | 2077 | 2078 | 2079 | 2080 | 2081 | 2082 | 2083 | 2084 | 2085 | 2086 | 2087 | 2088 | 2089 | 2090 | 2091 | 2092 | 2093 | 2094 | 2095 | 2096 | 2097 | 2098 | 2099 | 2100 | 2101 | 2102 | 2103 | 2104 | 2105 | 2106 | 2107 | 2108 | 2109 | 2110 | 2111 | 2112 | 2113 | 2114 | 2115 | 2116 | 2117 | 2118 | 2119 | 2120 | 2121
case1 |  | 1 | 1 | 1 | 0.5 | 0.5 | 0.5 | 0.5 | 0.5 | 0 | 0 | 0 | 0 | 0 | 0 | 0 | 0 | 0 | 0 | 0 | 0 | 0 | 0 | 0 | 0 | 0 | 0 | 0 | 0 | 0 | 0 | 0 | 0 | 0 | 0 | 0 | 0 | 0 | 0 | 0 | 0 | 0 | 0 | 0 | 0 | 0 | 0 | 0 | 0 | 0 | 0 | 0 | 0 | 0 | 0 | 0 | 0 | 0 | 0 | 0 | 0 | 0 | 0 | 0 | 0 | 0 | 0 | 0 | 0 | 0 | 0 | 0 | 0 | 0 | 0 | 0 | 0 | 0 | 0 | 0 | 0 | 0 | 0 | 0 | 0 | 0 | 0 | 0 | 0 | 0 | 0 | 0 | 0 | 0 | 0 | 0 | 0 | 0 | 0 | 0 | 0 | 0

## Data & Validation
Lookup tables
No. | A | B | C | Risk/Cross Cutting Factor Name | RISK ID | Program Cost Options
1 | 0% | 10% | 15% | Aviation Incident | AVATN | prorate by Program Exposure
2 | 0% | 10% | 15% | Electric Transmission System-Wide Blackout | BLKOT | % of Total Cost (specify to the right)
3 | 0% | 10% | 15% | Loss of Containment on Gas Customer Connected Equipment | CCEPQ
4 | 0% | 2.5% | 5% | Climate | CLIMT | Program Exposure Options
5 | 0% | 2.5% | 5% | Loss of Containment on CNG Station Equipment | CNGEQ | Exposure unit
6 | 0% | 2.5% | 5% | Contractor Safety Incident | CNTSI | % of tranche exposure
7 | 0% | 2.5% | 5% | Insufficient Capacity to Meet High Demand | CPCTY | Work unit
8 | 0% | 2.5% | 5% | Contract Management | CTMGT
9 | 0% | 2.5% | 5% | Cyber Attack | CYBER | Program Type Options
10 | 0% | 2.5% | 5% | Failure of Electric Distribution Network Assets | DNTWK | Mitigation
11 | 0% | 2.5% | 5% | Failure of Electric Distribution Overhead Assets | DOVHD | Control
12 | 0% | 2.5% | 5% | Data Loss Event | DTALS | Foundational Mitigation
13 | 0% | 2.5% | 5% | Failure of Electric Distribution Underground Assets | DUNGD | Foundational Control
|  |  |  | Business Model - Electric | EMODL
|  |  |  | Employee Safety Incident | EMPSI
|  |  |  | Emergency Preparedness and Response | EPNDR
|  |  |  | Business Model - Gas | GMODL | Consequence Options
|  |  |  | Extended Unplanned Shutdown of a Critical Power Generation Asset | GSHUT | Safety
|  |  |  | Hazardous Material Release | HZMAT | Electric Reliability
|  |  |  | IT Asset Failure | ITAFL | Gas Reliability
|  |  |  | Large Uncontrolled Water Release (Dam Failure) | LGUWR | Financial
|  |  |  | Loss of Containment on LNG/CNG Portable Equipment | LNCNG
|  |  |  | Loss of Containment on Gas Distribution Main or Service | LOCDM | Bow Tie Element
|  |  |  | Loss of Containment on Gas Transmission Pipeline | LOCTR | LOF
|  |  |  | Liquidity Shortage | LQDTY | COF
|  |  |  | Large Overpressure Event Downstream of Gas Measurement and Control Facility | LRGOP | LOF and COF
|  |  |  | Loss of Containment at Gas Measurement and Control or Compression and Processing Facility | MCCPF
|  |  |  | Motor Vehicle Safety Incident | MTRSI
|  |  |  | Nuclear Core Damaging Event | NCORE
|  |  |  | Loss of Containment at Natural Gas Storage Well or Reservoir | NGSWR
|  |  |  | Nuclear Extended Shutdown | NSHUT
|  |  |  | Physical Attack | PHYSA
|  |  |  | Records and Information Management | RECIM
|  |  |  | Real Estate and Facilities Failure | REFFL
|  |  |  | Failure of Substation Assets | SBSTN
|  |  |  | Skilled and Qualified Workforce | SQWKF
|  |  |  | Seismic | SSMIC
|  |  |  | 3rd-Party Safety Incident | TPTSI
|  |  |  | Third-Party Risk | TRDPY
|  |  |  | Failure of Electric Transmission Overhead Assets | TRNHD
|  |  |  | Failure of Electric Transmission Underground Assets | TUNGD
|  |  |  | Wildfire | WLDFR

## BowTie
TableDriverSubdriver |  | TableTranche |  |  | TableOutcome
Driver | Subdriver | Tranche | Exposure | Unit | Outcome
Contact from object | Animal contact | HFTD - Distribution - Tier 2 - 1QU CoRE ¦ 1QU LoRE | 170.7528 | Miles | Red Flag Warning - Catastrophic Fires
Contact from object | Balloon contact | HFTD - Distribution - Tier 2 - 1QU CoRE ¦ 2QU LoRE | 306.602 | Miles | Red Flag Warning - Destructive Fires
Contact from object | Other contact from object | HFTD - Distribution - Tier 2 - 1QU CoRE ¦ 3QU LoRE | 1086.8999 | Miles | Red Flag Warning - Large Fires
Contact from object | Vehicle contact | HFTD - Distribution - Tier 2 - 1QU CoRE ¦ 4QU LoRE | 1434.2134 | Miles | Red Flag Warning - Small Fires
Vegetation Contact | Branch (Not overhanging, > 12ft) | HFTD - Distribution - Tier 2 - 1QU CoRE ¦ 5QU LoRE | 1628.5067 | Miles | Non-Red Flag Warning - Catastrophic Fires
Vegetation Contact | Branch (Not overhanging, 4-12ft) | HFTD - Distribution - Tier 2 - 2QU CoRE ¦ 1QU LoRE | 186.3964 | Miles | Non-Red Flag Warning - Destructive Fires
Vegetation Contact | Branch (Not overhanging, Distance Unknown) | HFTD - Distribution - Tier 2 - 2QU CoRE ¦ 2QU LoRE | 501.7453 | Miles | Non-Red Flag Warning - Large Fires
Vegetation Contact | Branch (Not overhanging, within 4ft) | HFTD - Distribution - Tier 2 - 2QU CoRE ¦ 3QU LoRE | 948.5456 | Miles | Non-Red Flag Warning - Small Fires
Vegetation Contact | Branch (OverHanging) | HFTD - Distribution - Tier 2 - 2QU CoRE ¦ 4QU LoRE | 1130.0763 | Miles | Seismic - Red Flag Warning - Catastrophic Fires
Vegetation Contact | Dead | HFTD - Distribution - Tier 2 - 2QU CoRE ¦ 5QU LoRE | 1453.2434 | Miles | Seismic - Non-Red Flag Warning - Catastrophic Fires
Vegetation Contact | Fell into (Moderate-Severe defect) | HFTD - Distribution - Tier 2 - 3QU CoRE ¦ 1QU LoRE | 500.9897 | Miles
Vegetation Contact | Fell into (No defect) | HFTD - Distribution - Tier 2 - 3QU CoRE ¦ 2QU LoRE | 714.3308 | Miles
Vegetation Contact | Fell into (slight defect) | HFTD - Distribution - Tier 2 - 3QU CoRE ¦ 3QU LoRE | 808.5801 | Miles
Vegetation Contact | Grow Into | HFTD - Distribution - Tier 2 - 3QU CoRE ¦ 4QU LoRE | 758.7044 | Miles
Vegetation Contact | Other/Unknown | HFTD - Distribution - Tier 2 - 3QU CoRE ¦ 5QU LoRE | 746.7011 | Miles
Contamination | Contamination | HFTD - Distribution - Tier 2 - 4QU CoRE ¦ 1QU LoRE | 692.6276 | Miles
Equipment / facility failure | Anchor / guy damage or failure | HFTD - Distribution - Tier 2 - 4QU CoRE ¦ 2QU LoRE | 574.6424 | Miles
Equipment / facility failure | Capacitor bank damage or failure | HFTD - Distribution - Tier 2 - 4QU CoRE ¦ 3QU LoRE | 749.2523 | Miles
Equipment / facility failure | Conductor damage or failure | HFTD - Distribution - Tier 2 - 4QU CoRE ¦ 4QU LoRE | 690.0576 | Miles
Equipment / facility failure | Connection device damage or failure | HFTD - Distribution - Tier 2 - 4QU CoRE ¦ 5QU LoRE | 489.3555 | Miles
Equipment / facility failure | Crossarm damage or failure | HFTD - Distribution - Tier 2 - 5QU CoRE ¦ 1QU LoRE | 700.8825 | Miles
Equipment / facility failure | Fuse damage or failure | HFTD - Distribution - Tier 2 - 5QU CoRE ¦ 2QU LoRE | 774.3498 | Miles
Equipment / facility failure | Insulator and brushing damage or failure | HFTD - Distribution - Tier 2 - 5QU CoRE ¦ 3QU LoRE | 487.9227 | Miles
Equipment / facility failure | Lightning arrestor damage or failure | HFTD - Distribution - Tier 2 - 5QU CoRE ¦ 4QU LoRE | 375.6459 | Miles
Equipment / facility failure | Other equipment / facility failure | HFTD - Distribution - Tier 2 - 5QU CoRE ¦ 5QU LoRE | 415.2775 | Miles
Equipment / facility failure | Pole damage or failure | HFTD - Distribution - Tier 3 - 1QU CoRE ¦ 1QU LoRE | 68.3395 | Miles
Equipment / facility failure | Recloser damage or failure | HFTD - Distribution - Tier 3 - 1QU CoRE ¦ 2QU LoRE | 145.2608 | Miles
Equipment / facility failure | Sectionalizer damage or failure | HFTD - Distribution - Tier 3 - 1QU CoRE ¦ 3QU LoRE | 57.5921 | Miles
Equipment / facility failure | Switch damage or failure | HFTD - Distribution - Tier 3 - 1QU CoRE ¦ 4QU LoRE | 88.5056 | Miles
Equipment / facility failure | Transformer damage or failure | HFTD - Distribution - Tier 3 - 1QU CoRE ¦ 5QU LoRE | 88.4245 | Miles
Equipment / facility failure | Voltage regulator / booster damage or failure | HFTD - Distribution - Tier 3 - 2QU CoRE ¦ 1QU LoRE | 226.4749 | Miles
Other | All Other | HFTD - Distribution - Tier 3 - 2QU CoRE ¦ 2QU LoRE | 280.2309 | Miles
Unknown | Unknown | HFTD - Distribution - Tier 3 - 2QU CoRE ¦ 3QU LoRE | 267.1271 | Miles
Vandalism / Theft | Vandalism / Theft | HFTD - Distribution - Tier 3 - 2QU CoRE ¦ 4QU LoRE | 69.0654 | Miles
Wire-to-wire contact | Wire-to-wire contact / contamination | HFTD - Distribution - Tier 3 - 2QU CoRE ¦ 5QU LoRE | 33.5215 | Miles
Utility work / Operation | Utility work / Operation | HFTD - Distribution - Tier 3 - 3QU CoRE ¦ 1QU LoRE | 459.7243 | Miles
CC - Seismic Scenario | Seismic Scenario | HFTD - Distribution - Tier 3 - 3QU CoRE ¦ 2QU LoRE | 610.7187 | Miles
|  | HFTD - Distribution - Tier 3 - 3QU CoRE ¦ 3QU LoRE | 206.7005 | Miles
|  | HFTD - Distribution - Tier 3 - 3QU CoRE ¦ 4QU LoRE | 208.0009 | Miles
|  | HFTD - Distribution - Tier 3 - 3QU CoRE ¦ 5QU LoRE | 90.0882 | Miles
|  | HFTD - Distribution - Tier 3 - 4QU CoRE ¦ 1QU LoRE | 655.3922 | Miles
|  | HFTD - Distribution - Tier 3 - 4QU CoRE ¦ 2QU LoRE | 572.4174 | Miles
|  | HFTD - Distribution - Tier 3 - 4QU CoRE ¦ 3QU LoRE | 334.8643 | Miles
|  | HFTD - Distribution - Tier 3 - 4QU CoRE ¦ 4QU LoRE | 248.6831 | Miles
|  | HFTD - Distribution - Tier 3 - 4QU CoRE ¦ 5QU LoRE | 73.245 | Miles
|  | HFTD - Distribution - Tier 3 - 5QU CoRE ¦ 1QU LoRE | 1419.6506 | Miles
|  | HFTD - Distribution - Tier 3 - 5QU CoRE ¦ 2QU LoRE | 612.5567 | Miles
|  | HFTD - Distribution - Tier 3 - 5QU CoRE ¦ 3QU LoRE | 143.628 | Miles
|  | HFTD - Distribution - Tier 3 - 5QU CoRE ¦ 4QU LoRE | 84.7422 | Miles
|  | HFTD - Distribution - Tier 3 - 5QU CoRE ¦ 5QU LoRE | 79.7972 | Miles
|  | HFTD - Distribution - Zone 1 - 1QU CoRE ¦ 5QU LoRE | 0.18783 | Miles
|  | HFTD - Distribution - Zone 1 - 4QU CoRE ¦ 1QU LoRE | 0.13442 | Miles
|  | HFTD - Distribution - Zone 1 - 5QU CoRE ¦ 1QU LoRE | 10.0154 | Miles
|  | HFTD - Distribution - Zone 1 - 5QU CoRE ¦ 4QU LoRE | 0.27822 | Miles
|  | HFTD - Substation | 1 | Unit
|  | HFTD - Transmission - Tier 2 - 115 kV or Lower | 1299.3 | Miles
|  | HFTD - Transmission - Tier 2 - 230 kV or Higher | 1759.53 | Miles
|  | HFTD - Transmission - Tier 2 - 60/70 kV | 1419.51 | Miles
|  | HFTD - Transmission - Tier 3 - 115 kV or Lower | 446.95 | Miles
|  | HFTD - Transmission - Tier 3 - 230 kV or Higher | 557.6 | Miles
|  | HFTD - Transmission - Tier 3 - 60/70 kV | 376.43 | Miles
|  | HFTD - Transmission - Zone 1 - 115 kV or Lower | 1.27 | Miles
|  | HFTD - Transmission - Zone 1 - 230 kV or Higher | 3.1 | Miles
|  | HFTD - Transmission - Zone 1 - 60/70 kV | 1.8 | Miles
|  | non-HFTD - Distribution | 55300 | Miles
|  | non-HFTD - Substation | 1 | Unit
|  | non-HFTD - Transmission - 115 kV or Lower | 4431.1 | Miles
|  | non-HFTD - Transmission - 230 kV or Higher | 5106.55 | Miles
|  | non-HFTD - Transmission - 60/70 kV | 3682.86 | Miles
|  | HFTD - Distribution - Zone 1 - All | 10.6159 | Miles
|  | HFTD - Distribution - Tier 2 - All | 18326.3019 | Miles
|  | HFTD - Distribution - Tier 3 - All | 7124.7516 | Miles
|  | HFTD - Distribution - All | 25461.6694 | Miles
|  | HFTD - Transmission - All | 5865.49 | Miles
|  | HFTD - All | 31327.1594 | Miles
|  | non-HFTD - Transmission - All | 13220.51 | Miles
|  | Transmission and Distribution System | 99847.6694 | Miles

## HFTD Miles
HFTD Line Miles | 25461.6694
| HFTD Tranche % based on WMP BowTie | Line Miles
Zone 1 | 0.06% | 15.277
Tier 3 | 27.93% | 7111.4443
Tier 2 | 72.01% | 18334.9481

## TablePVRR
Asset Group | PVRR Multiplier (no O&M) | Lifetime O&M as % of PVRR
Buildings | 1.4702 | 0
Communications equipment | 1.2527 | 0
Computer hardware | 1.1238 | 0.44918
Computer software | 1.1074 | 0.44918
Electric distribution (<69kV) - Overhead | 1.3891 | 1.1158
Electric distribution (<69kV) - Underground | 1.3891 | 0.38678
Electric transmission (69kV+) | 1.3758 | 0
Electric smart meter | 1.229 | 0
Gas distribution after 2010 | 1.4002 | 1.1518
Gas Meters | 1.3726 | 7.7616
Gas transmission & storage | 1.3686 | 1.7862
Gas (current) held for resale | 1.5881 | 0
Land easement | 1.5197 | 0
Land purchase | 1.448 | 0
Motor vehicles | 1.1661 | 0
Office furniture | 1.241 | 0
Hydro | 1.405 | 0
Hydro additions | 1.3416 | 0
Nuclear | 1.2779 | 0
Nuclear additions | 1.1917 | 0
Fuel cell | 1.1589 | 0
Custom | 0 | 0