## Risk calculation
Added for TURN 220-Q05
Information from Data Response TURN 18, Question 1 | [6 empty] | Added for DR TURN 220-Q07 |  |  |  | 229.9085
Circuit Segment Name | mean_ignition_probability | mean_mavf_core | mean_mavf_core_risk | OH miles | Non-HFTD OH miles | T2/T3 OH miles | 2022 OH Mileage | 2023 OH Mileage |  | cumulative miles | cumulative risk | Risk %
OREGON TRAIL 1103CUS391 | 0.00039685 | 7972.4858 | 3.1639 | 0.022596 | 0 | 0.022596 | 0 | 0 |  | 0.022596 | 3.1639 | 1.376%
CALPINE 1144276-G | 0.00025382 | 7401.5283 | 1.8786 | 0.014759 | 0 | 0.014759 | 0 | 0 |  | 0.037356 | 5.0425 | 2.193%
MARIPOSA 210190130 | 0.00016255 | 10411.5469 | 1.6924 | 0.09394 | 0 | 0.09394 | 0 | 0 |  | 0.1313 | 6.7349 | 2.929%
SHEPHERD 2111688294 | 0.0001714 | 8415.9766 | 1.4425 | 0.01514 | 0 | 0.01514 | 0 | 0 |  | 0.14644 | 8.1774 | 3.557%
MIDDLETOWN 1103CB | 0.00035401 | 3206.0204 | 1.3006 | 0.18014 | 0.12716 | 0.052975 | 0 | 0 |  | 0.19941 | 9.478 | 4.123%
UPPER LAKE 1101CB | 0.0002511 | 4819.6954 | 1.2559 | 1.1133 | 0 | 1.1133 | 0 | 0 |  | 1.3127 | 10.7338 | 4.669%
KESWICK 11011586 | 0.00044628 | 3225.6011 | 1.2524 | 7.4478 | 0 | 7.4478 | 0.014773 | 0 |  | 8.7605 | 11.9862 | 5.213%
MIDDLETOWN 1102302610 | 0.00021011 | 4327.9371 | 0.91632 | 5.711 | 1.0052 | 4.7058 | 0.25909 | 0 |  | 13.4663 | 12.9026 | 5.612%
KONOCTI 1102965078 | 0.00026416 | 3338.3605 | 0.87629 | 7.0007 | 0.73031 | 6.2704 | 0 | 0 |  | 19.7367 | 13.7788 | 5.993%
MARIPOSA 2102241564 | 0.0001265 | 6191.5313 | 0.77248 | 1.1026 | 0.38984 | 0.71281 | 0 | 0 |  | 20.4495 | 14.5513 | 6.329%
BUCKS CREEK 1101CB | 0.00026518 | 3512.0536 | 0.73491 | 4.8008 | 0 | 4.8008 | 0 | 0 |  | 25.2503 | 15.2862 | 6.649%
DEL MAR 2109378446 | 0.00015629 | 4122.2296 | 0.73151 | 0.10766 | 0.0094909 | 0.098166 | 0 | 0 |  | 25.3484 | 16.0178 | 6.967%
MIDDLETOWN 1102CB | 0.00032056 | 1676.5244 | 0.72481 | 0.88279 | 0.4154 | 0.46739 | 0 | 0 |  | 25.8158 | 16.7426 | 7.282%
MIDDLETOWN 1103830 | 0.00015679 | 4619.5228 | 0.71618 | 39.0325 | 11.2996 | 27.7328 | 0 | 0 |  | 53.5487 | 17.4587 | 7.594%
POSO MOUNTAIN 2104CB | 0.00011189 | 5318.8037 | 0.70423 | 7.6017 | 2.2482 | 5.3534 | 0 | 0 |  | 58.9021 | 18.163 | 7.9%
INDIAN FLAT 11044440 | 0.00015164 | 3234.1311 | 0.68656 | 0.23386 | 0 | 0.23386 | 0 | 0 |  | 59.136 | 18.8495 | 8.199%
ELK CREEK 1101CB | 9.9283e-05 | 6756.3685 | 0.67079 | 0.084235 | 0 | 0.084235 | 0 | 0 |  | 59.2202 | 19.5203 | 8.49%
TIDEWATER 210614072 | 0.0001306 | 5236.689 | 0.65331 | 3.8576 | 0.19239 | 3.6652 | 0 | 0 |  | 62.8854 | 20.1736 | 8.775%
HARTLEY 1101980662 | 0.00014325 | 4824.4797 | 0.64187 | 0.22763 | 0 | 0.22763 | 0 | 0 |  | 63.113 | 20.8155 | 9.054%
VACA DIXON 1101126774 | 9.3598e-05 | 6310.2508 | 0.62029 | 0.78766 | 0 | 0.78766 | 0 | 0 |  | 63.9007 | 21.4358 | 9.324%
KIRKER 2104442850 | 9.1768e-05 | 6349.6612 | 0.61454 | 5.7542 | 0 | 5.7542 | 0 | 0 |  | 69.6549 | 22.0503 | 9.591%
COARSEGOLD 2104CB | 0.00013159 | 4767.3932 | 0.59573 | 2.4277 | 0 | 2.4277 | 0 | 0 |  | 72.0826 | 22.6461 | 9.85%
MIDDLETOWN 1101118494 | 0.00012542 | 4982.7835 | 0.58092 | 1.0799 | 0.014016 | 1.0659 | 0.0054924 | 0 |  | 73.1484 | 23.227 | 10.1%
STAFFORD 1102784704 | 0.00019096 | 2953.5029 | 0.564 | 0.027274 | 0 | 0.027274 | 0 | 0 |  | 73.1757 | 23.791 | 10.35%
PEABODY 2108113684 | 9.2988e-05 | 6848.1417 | 0.55276 | 0.46548 | 0.098387 | 0.36709 | 0 | 0 |  | 73.5428 | 24.3437 | 10.59%
PEABODY 2106250154 | 0.00011419 | 5210.7292 | 0.55243 | 0.28499 | 0 | 0.28499 | 0 | 0 |  | 73.8278 | 24.8962 | 10.83%
HIGHLANDS 1102628 | 0.00010064 | 5903.6105 | 0.5487 | 14.2224 | 0 | 14.2224 | 0 | 0 |  | 88.0502 | 25.4449 | 11.07%
TASSAJARA 21123202 | 8.3995e-05 | 6312.7784 | 0.53731 | 0.39174 | 0 | 0.39174 | 0 | 0 |  | 88.442 | 25.9822 | 11.3%
WYANDOTTE 110932586 | 0.00014236 | 3072.9006 | 0.52987 | 1.4765 | 0.13475 | 1.3417 | 0 | 0 |  | 89.7837 | 26.512 | 11.53%
POSO MOUNTAIN 2103CB | 5.421e-05 | 9615.8541 | 0.51619 | 2.3287 | 0 | 2.3287 | 0 | 0 |  | 92.1124 | 27.0282 | 11.76%
CALPINE 1146394G | 0.00015982 | 3189.8253 | 0.50979 | 0.011292 | 0 | 0.011292 | 0 | 0 |  | 92.1237 | 27.538 | 11.98%
CALPINE 1146200-G | 0.00015982 | 3189.8253 | 0.50979 | 0.0085246 | 0 | 0.0085246 | 0 | 0 |  | 92.1323 | 28.0478 | 12.2%
CRESTA 1101546650 | 0.00052979 | 978.3256 | 0.50291 | 0.89694 | 0 | 0.89694 | 0 | 0 |  | 93.0292 | 28.5507 | 12.42%
CLOVERDALE 110247214 | 5.8357e-05 | 8298.4728 | 0.48427 | 0.027329 | 0 | 0.027329 | 0 | 0 |  | 93.0565 | 29.035 | 12.63%
MARIPOSA 2102CB | 0.00011156 | 3466.6155 | 0.47165 | 5.327 | 0.07309 | 5.2539 | 0 | 0 |  | 98.3104 | 29.5067 | 12.83%
MARIPOSA 210197142 | 0.00010428 | 5130.9585 | 0.47122 | 4.6029 | 0 | 4.6029 | 0 | 0 |  | 102.9133 | 29.9779 | 13.04%
VACA DIXON 110540092 | 0.00010079 | 4668.9585 | 0.46772 | 42.4419 | 19.2766 | 23.1653 | 0 | 0 |  | 126.0786 | 30.4456 | 13.24%
MIDDLETOWN 1101481876 | 8.3175e-05 | 5568.7809 | 0.46769 | 1.5905 | 0.73705 | 0.8534 | 0 | 0 |  | 126.932 | 30.9133 | 13.45%
VOLTA 110149742 | 5.8016e-05 | 7932.3948 | 0.46433 | 3.4766 | 0 | 3.4766 | 0 | 0 |  | 130.4086 | 31.3776 | 13.65%
SUNOL 110148180 | 8.1559e-05 | 5130.0926 | 0.46103 | 0.013145 | 0 | 0.013145 | 0 | 0 |  | 130.4218 | 31.8386 | 13.85%
PUTAH CREEK 110246012 | 9.4944e-05 | 4755.8708 | 0.45557 | 3.0048 | 2.3676 | 0.63713 | 0 | 0 |  | 131.0589 | 32.2942 | 14.05%
VACAVILLE 11046542 | 0.00010109 | 4849.1896 | 0.44642 | 14.6602 | 0 | 14.6602 | 0.049432 | 0 |  | 145.719 | 32.7406 | 14.24%
POTTER VALLEY P H 110564118 | 0.00019755 | 2096.5335 | 0.44262 | 9.5817 | 7.9366 | 1.6451 | 0 | 0 |  | 147.3641 | 33.1833 | 14.43%
POINT MORETTI 1101CB | 0.00031529 | 1402.4592 | 0.44218 | 0.012787 | 0 | 0.012787 | 0 | 0 |  | 147.3769 | 33.6254 | 14.63%
MOUNTAIN QUARRIES 21016953 | 0.00011159 | 4228.1533 | 0.4353 | 5.7104 | 0 | 5.7104 | 0 | 0 |  | 153.0873 | 34.0607 | 14.81%
BRENTWOOD 210596324 | 0.00013262 | 3560.1407 | 0.4317 | 0.48214 | 0 | 0.48214 | 0 | 0 |  | 153.5694 | 34.4924 | 15%
NORTH DUBLIN 2101CB | 0.00018049 | 2272.276 | 0.42859 | 1.829 | 0.066096 | 1.7629 | 0 | 0 |  | 155.3324 | 34.921 | 15.19%
DESCHUTES 11049718 | 8.8629e-05 | 4802.059 | 0.42526 | 35.3344 | 16.7295 | 18.6049 | 0 | 0 |  | 173.9373 | 35.3463 | 15.37%
OREGON TRAIL 110335002 | 0.00011631 | 3934.2214 | 0.42185 | 57.1429 | 0 | 57.1429 | 0.014773 | 0 |  | 231.0802 | 35.7681 | 15.56%
MARIPOSA 2102440236 | 0.00016814 | 3899.3651 | 0.4205 | 4.2727 | 0 | 4.2727 | 0 | 0 |  | 235.3529 | 36.1886 | 15.74%
CLEAR LAKE 1101881362 | 0.00010401 | 3804.2183 | 0.41959 | 1.0861 | 0.78774 | 0.29834 | 0 | 0 |  | 235.6513 | 36.6082 | 15.92%
WILDWOOD 11011454 | 9.3126e-05 | 5114.2446 | 0.41883 | 7.8323 | 0 | 7.8323 | 0 | 0 |  | 243.4835 | 37.027 | 16.11%
VACA DIXON 1105965390 | 9.949e-05 | 4819.484 | 0.41415 | 1.6079 | 0.85643 | 0.75147 | 0 | 0 |  | 244.235 | 37.4412 | 16.29%
OLETA 1101754718 | 0.00013445 | 2737.1841 | 0.40712 | 2.8841 | 0 | 2.8841 | 0 | 0 |  | 247.1191 | 37.8483 | 16.46%
CALISTOGA 1101CB | 0.00036283 | 802.2368 | 0.40561 | 0.69747 | 0.55971 | 0.13777 | 0 | 0 |  | 247.2569 | 38.2539 | 16.64%
STANISLAUS 1701CB | 0.00014918 | 2134.6994 | 0.40353 | 6.8569 | 0 | 6.8569 | 0 | 0 |  | 254.1138 | 38.6575 | 16.81%
MARIPOSA 2101CB | 0.00017446 | 2332.9065 | 0.39837 | 2.5043 | 0 | 2.5043 | 0 | 0 |  | 256.6181 | 39.0558 | 16.99%
HARTLEY 1101698 | 9.4179e-05 | 4392.8078 | 0.39723 | 10.3207 | 3.44 | 6.8807 | 0 | 0 |  | 263.4988 | 39.453 | 17.16%
BANGOR 1101979830 | 7.12e-05 | 5107.124 | 0.3972 | 0.43303 | 0.0099453 | 0.42309 | 0 | 0 |  | 263.9219 | 39.8502 | 17.33%
POTTER VALLEY P H 110495878 | 0.00017374 | 2217.9989 | 0.3965 | 18.7039 | 12.5779 | 6.126 | 0 | 0 |  | 270.0479 | 40.2467 | 17.51%
COARSEGOLD 21045310 | 6.7329e-05 | 6694.8526 | 0.39401 | 28.0892 | 0 | 28.0892 | 0 | 0 |  | 298.1371 | 40.6407 | 17.68%
STAFFORD 1102361952 | 0.00011545 | 3151.4111 | 0.39288 | 1.3652 | 0 | 1.3652 | 0 | 0 |  | 299.5023 | 41.0336 | 17.85%
AUBERRY 1101CB | 8.2084e-05 | 5306.8686 | 0.39206 | 18.1661 | 0 | 18.1661 | 0.027652 | 0 |  | 317.6684 | 41.4257 | 18.02%
VACAVILLE 11088762 | 7.8661e-05 | 4502.8739 | 0.39138 | 16.3298 | 2.4954 | 13.8344 | 0 | 0 |  | 331.5028 | 41.8171 | 18.19%
OREGON TRAIL 11041634 | 8.4909e-05 | 4929.5026 | 0.39094 | 18.2979 | 0.20547 | 18.0925 | 0 | 0 |  | 349.5953 | 42.208 | 18.36%
COARSEGOLD 210410335 | 9.5888e-05 | 4247.144 | 0.39082 | 5.8229 | 0 | 5.8229 | 0 | 0 |  | 355.4182 | 42.5988 | 18.53%
JAMESON 1102865502 | 0.00011299 | 3613.4467 | 0.38957 | 2.7763 | 2.3755 | 0.40084 | 0 | 0 |  | 355.819 | 42.9884 | 18.7%
MOUNTAIN QUARRIES 2101CB | 0.00012902 | 2606.3425 | 0.38665 | 24.9941 | 0 | 24.9941 | 0 | 0.089962 |  | 380.8131 | 43.375 | 18.87%
PASO ROBLES 1103N54 | 9.3045e-05 | 4184.3432 | 0.38568 | 21.5965 | 1.5833 | 20.0132 | 0 | 0 |  | 400.8263 | 43.7607 | 19.03%
PHILO 110137222 | 0.00011309 | 3498.721 | 0.3839 | 25.4153 | 0 | 25.4153 | 0 | 0 |  | 426.2416 | 44.1446 | 19.2%
RISING RIVER 11011532 | 6.5114e-05 | 6536.3281 | 0.38077 | 4.9266 | 1.1148 | 3.8118 | 0 | 0 |  | 430.0534 | 44.5254 | 19.37%
DEL MAR 210975802 | 0.0002061 | 1316.5155 | 0.37901 | 0.42264 | 0.064554 | 0.35808 | 0 | 0 |  | 430.4114 | 44.9044 | 19.53%
NOTRE DAME 11042408 | 0.00027566 | 1710.6647 | 0.37815 | 13.946 | 2.4225 | 11.5235 | 0 | 0 |  | 441.9349 | 45.2826 | 19.7%
HIGHLANDS 1102623120 | 0.00013171 | 3211.1058 | 0.3774 | 7.6032 | 1.0556 | 6.5476 | 0 | 0 |  | 448.4825 | 45.66 | 19.86%
POTTER VALLEY P H 11051904 | 0.00018482 | 1914.8501 | 0.37685 | 40.0431 | 8.1955 | 31.8476 | 0 | 1.0941 |  | 480.3302 | 46.0368 | 20.02%
VOLTA 1101CB | 0.00011233 | 3549.008 | 0.37545 | 9.2089 | 0 | 9.2089 | 0.57936 | 0 |  | 489.5391 | 46.4123 | 20.19%
HICKS 2101984788 | 7.6238e-05 | 4898.9282 | 0.37348 | 0.0031475 | 0 | 0.0031475 | 0 | 0 |  | 489.5422 | 46.7857 | 20.35%
COARSEGOLD 2104570682 | 9.6836e-05 | 4471.4183 | 0.37306 | 2.0288 | 0 | 2.0288 | 0 | 0 |  | 491.571 | 47.1588 | 20.51%
NORTH DUBLIN 210311101 | 6.6475e-05 | 6042.3197 | 0.36793 | 3.6863 | 0 | 3.6863 | 0 | 0 |  | 495.2573 | 47.5267 | 20.67%
NORTH DUBLIN 21039473 | 9.0946e-05 | 3855.297 | 0.36547 | 2.943 | 0.52508 | 2.4179 | 0 | 0 |  | 497.6753 | 47.8922 | 20.83%
WILLOW PASS 2107445650 | 6.0341e-05 | 6011.651 | 0.36477 | 0.66278 | 0 | 0.66278 | 0 | 0 |  | 498.3381 | 48.257 | 20.99%
MIDDLETOWN 1102414 | 0.00014586 | 3081.157 | 0.36434 | 11.7461 | 5.8142 | 5.9319 | 0 | 0 |  | 504.27 | 48.6213 | 21.15%
CAYETANO 2109884904 | 0.0001019 | 3934.604 | 0.36326 | 11.6467 | 0.0098943 | 11.6368 | 0 | 0 |  | 515.9068 | 48.9846 | 21.31%
PEABODY 2106592742 | 6.9919e-05 | 5228.5371 | 0.36227 | 0.42539 | 0.085587 | 0.3398 | 0 | 0 |  | 516.2466 | 49.3468 | 21.46%
VOLTA 11011568 | 9.0935e-05 | 3456.9848 | 0.36191 | 23.1053 | 0 | 23.1053 | 0 | 0 |  | 539.352 | 49.7088 | 21.62%
MIDDLETOWN 1101CB | 0.00014565 | 2568.6158 | 0.36174 | 13.9002 | 9.1692 | 4.731 | 0 | 0 |  | 544.083 | 50.0705 | 21.78%
PASO ROBLES 1103N02 | 0.00025248 | 1429.5746 | 0.36094 | 0.044086 | 0 | 0.044086 | 0 | 0 |  | 544.127 | 50.4314 | 21.94%
COARSEGOLD 21035020 | 8.5726e-05 | 4882.5801 | 0.36009 | 16.7108 | 0.51137 | 16.1994 | 0 | 0 |  | 560.3265 | 50.7915 | 22.09%
JESSUP 11023105 | 6.4265e-05 | 5852.1243 | 0.35978 | 6.1935 | 0.19032 | 6.0031 | 0 | 0 |  | 566.3296 | 51.1513 | 22.25%
CAYETANO 2111389190 | 0.00010318 | 3658.7668 | 0.35946 | 2.7674 | 0.56555 | 2.2019 | 0 | 0 |  | 568.5315 | 51.5108 | 22.4%
VACAVILLE 1109799940 | 9.2053e-05 | 3744.3748 | 0.35844 | 0.83303 | 0.23963 | 0.59339 | 0 | 0 |  | 569.1249 | 51.8692 | 22.56%
PUTAH CREEK 110267858 | 6.8002e-05 | 5416.4769 | 0.35702 | 11.4216 | 0 | 11.4216 | 0.1072 | 0 |  | 580.5464 | 52.2262 | 22.72%
PEABODY 2113945670 | 6.3935e-05 | 5860.0064 | 0.35536 | 0.25053 | 0.042677 | 0.20785 | 0 | 0 |  | 580.7543 | 52.5816 | 22.87%
ZACA 1102Y54 | 8.0013e-05 | 4332.6246 | 0.35181 | 34.331 | 0.24276 | 34.0882 | 0 | 0 |  | 614.8425 | 52.9334 | 23.02%
OLETA 1101CB | 0.00017127 | 1962.7321 | 0.35138 | 0.1055 | 0.020837 | 0.084664 | 0 | 0 |  | 614.9272 | 53.2848 | 23.18%
SISQUOC 1103867486 | 7.3948e-05 | 3380.0089 | 0.35061 | 3.2439 | 1.1274 | 2.1165 | 0 | 0 |  | 617.0437 | 53.6354 | 23.33%
CALPINE 1146400 | 9.5474e-05 | 3849.0683 | 0.34896 | 3.1431 | 0 | 3.1431 | 0 | 0 |  | 620.1868 | 53.9843 | 23.48%
KERCKHOFF 1101CB | 6.9314e-05 | 5271.5559 | 0.348 | 17.0284 | 0 | 17.0284 | 0 | 0 |  | 637.2152 | 54.3323 | 23.63%
DESCHUTES 110449024 | 8.4768e-05 | 4699.5815 | 0.34786 | 16.7635 | 0.16438 | 16.5991 | 0 | 0 |  | 653.8143 | 54.6802 | 23.78%
DESCHUTES 11041370 | 0.00010359 | 3756.8301 | 0.34561 | 22.2276 | 8.6406 | 13.5869 | 0 | 0 |  | 667.4013 | 55.0258 | 23.93%
CORNING 110135974 | 7.6845e-05 | 4333.8495 | 0.34404 | 0.83206 | 0.58416 | 0.2479 | 0 | 0 |  | 667.6492 | 55.3699 | 24.08%
VACAVILLE 1104874798 | 6.6045e-05 | 6079.8606 | 0.33623 | 0.41158 | 0 | 0.41158 | 0 | 0 |  | 668.0608 | 55.7061 | 24.23%
WILLITS 1103964 | 0.00013223 | 2706.926 | 0.33456 | 5.3771 | 2.2697 | 3.1073 | 0 | 0 |  | 671.1681 | 56.0406 | 24.38%
BELL 11085703 | 0.00012007 | 2775.9092 | 0.33328 | 7.9252 | 2.6268 | 5.2984 | 0 | 0 |  | 676.4664 | 56.3739 | 24.52%
PANORAMA 11021632 | 8.8891e-05 | 4338.5101 | 0.33244 | 8.5467 | 0 | 8.5467 | 0 | 0 |  | 685.0131 | 56.7064 | 24.66%
WILLITS 1103CB | 0.00014557 | 1870.2515 | 0.32751 | 3.9458 | 0.96009 | 2.9857 | 0 | 0 |  | 687.9988 | 57.0339 | 24.81%
SAN MIGUEL 1104895760 | 9.5565e-05 | 3633.0115 | 0.32643 | 12.1209 | 2.9498 | 9.1711 | 0 | 0 |  | 697.17 | 57.3603 | 24.95%
SANTA YNEZ 1104Y04 | 6.6358e-05 | 5141.1422 | 0.32463 | 22.3725 | 6.7139 | 15.6586 | 0 | 0 |  | 712.8286 | 57.6849 | 25.09%
PEABODY 2106CB | 0.00013923 | 1814.5621 | 0.32442 | 0.79256 | 0.46577 | 0.32679 | 0 | 0 |  | 713.1553 | 58.0093 | 25.23%
HOPLAND 1101768 | 9.5052e-05 | 3417.6208 | 0.32431 | 19.8148 | 2.8887 | 16.9261 | 0 | 0 |  | 730.0814 | 58.3337 | 25.37%
COVELO 1101478952 | 0.00011288 | 2674.3103 | 0.32368 | 3.5596 | 2.8488 | 0.71079 | 0 | 0 |  | 730.7922 | 58.6573 | 25.51%
STAFFORD 11021202 | 0.00015857 | 2432.9018 | 0.32328 | 7.9017 | 0 | 7.9017 | 0 | 0 |  | 738.694 | 58.9806 | 25.65%
RED BLUFF 11041566 | 8.022e-05 | 4262.1109 | 0.3225 | 15.3764 | 3.2874 | 12.0889 | 0 | 0 |  | 750.7829 | 59.3031 | 25.79%
ANDERSON 1101426745 | 0.00020048 | 1570.5843 | 0.32224 | 0.20439 | 0 | 0.20439 | 0 | 0 |  | 750.9873 | 59.6254 | 25.93%
SYCAMORE CREEK 1111153260 | 9.6022e-05 | 3917.3903 | 0.32186 | 0.2638 | 0 | 0.2638 | 0 | 0 |  | 751.2511 | 59.9472 | 26.07%
DESCHUTES 11049726 | 8.9511e-05 | 4058.7556 | 0.32131 | 17.0042 | 1.3066 | 15.6976 | 0 | 0 |  | 766.9487 | 60.2685 | 26.21%
GIRVAN 1101323094 | 0.00010508 | 3224.7709 | 0.32037 | 36.1569 | 0 | 36.1569 | 0 | 0 |  | 803.1056 | 60.5889 | 26.35%
BELL 11082202 | 0.0001269 | 2599.5441 | 0.32016 | 33.3344 | 0.80526 | 32.5292 | 0 | 1.9601 |  | 835.6348 | 60.9091 | 26.49%
OLETA 1101296804 | 0.00014395 | 2252.1128 | 0.31954 | 3.2862 | 0 | 3.2862 | 0 | 0 |  | 838.921 | 61.2286 | 26.63%
CLARKSVILLE 2105CB | 0.00018563 | 1193.2799 | 0.31824 | 0.92068 | 0.11649 | 0.80419 | 0 | 0 |  | 839.7252 | 61.5468 | 26.77%
TEMPLETON 2113A20 | 8.3458e-05 | 4208.4041 | 0.3179 | 7.8722 | 0.41475 | 7.4575 | 0 | 0 |  | 847.1827 | 61.8647 | 26.91%
VACAVILLE 110838316 | 7.2587e-05 | 4684.5531 | 0.31672 | 22.6929 | 6.772 | 15.9209 | 0 | 0 |  | 863.1036 | 62.1815 | 27.05%
COTTONWOOD 1102544790 | 8.3921e-05 | 3941.9662 | 0.31273 | 17.068 | 0.6961 | 16.3719 | 0 | 0 |  | 879.4755 | 62.4942 | 27.18%
COARSEGOLD 21045525 | 5.9719e-05 | 5306.8404 | 0.31171 | 13.1465 | 0 | 13.1465 | 0 | 0 |  | 892.622 | 62.8059 | 27.32%
MIDDLETOWN 1102878 | 0.00017681 | 2682.7456 | 0.31109 | 5.722 | 2.3468 | 3.3752 | 0 | 0 |  | 895.9972 | 63.117 | 27.45%
RACETRACK 1704CB | 0.00011343 | 2972.4937 | 0.31093 | 22.8928 | 0 | 22.8928 | 0 | 0 |  | 918.89 | 63.4279 | 27.59%
HIGHLANDS 1103828 | 8.3934e-05 | 3831.1552 | 0.31086 | 10.6609 | 2.0661 | 8.5948 | 0 | 0 |  | 927.4847 | 63.7388 | 27.72%
KERCKHOFF 1101R308 | 6.1262e-05 | 4314.2777 | 0.30901 | 3.8641 | 0 | 3.8641 | 0 | 0 |  | 931.3489 | 64.0478 | 27.86%
FORESTHILL 1102CB | 0.00028983 | 1109.8091 | 0.30873 | 1.6448 | 0 | 1.6448 | 0 | 0 |  | 932.9936 | 64.3565 | 27.99%
SYCAMORE CREEK 1111976428 | 0.00013702 | 2148.1965 | 0.30752 | 10.5378 | 1.786 | 8.7518 | 0 | 0 |  | 941.7454 | 64.6641 | 28.13%
PUTAH CREEK 110396792 | 7.1793e-05 | 5020.5256 | 0.30689 | 5.104 | 1.1301 | 3.9739 | 0 | 0 |  | 945.7193 | 64.9709 | 28.26%
COARSEGOLD 21046210 | 4.8609e-05 | 5877.8631 | 0.30465 | 10.6757 | 0 | 10.6757 | 0 | 0 |  | 956.3951 | 65.2756 | 28.39%
TEMPLETON 2113A12 | 9.1245e-05 | 3289.4433 | 0.30414 | 40.3073 | 0 | 40.3073 | 0 | 0 |  | 996.7024 | 65.5797 | 28.52%
CLARKSVILLE 2104CB | 0.00015725 | 2292.759 | 0.30391 | 10.2481 | 1.4453 | 8.8028 | 0 | 0 |  | 1005.5052 | 65.8836 | 28.66%
NORTH DUBLIN 2103CB | 0.00012222 | 2373.5412 | 0.30349 | 15.0345 | 1.1505 | 13.884 | 0 | 0 |  | 1019.3892 | 66.1871 | 28.79%
BALCH NO 1 1101CB | 8.5557e-05 | 4275.4303 | 0.30244 | 10.5522 | 0 | 10.5522 | 0 | 0 |  | 1029.9414 | 66.4896 | 28.92%
SANTA YNEZ 1104CB | 9.1038e-05 | 3530.2398 | 0.30185 | 7.9754 | 7.9402 | 0.035126 | 0 | 0 |  | 1029.9765 | 66.7914 | 29.05%
PASO ROBLES 1103N50 | 0.00020174 | 1403.0605 | 0.30039 | 2.2288 | 0 | 2.2288 | 0 | 0 |  | 1032.2054 | 67.0918 | 29.18%
KONOCTI 1102354890 | 0.00011262 | 1727.5671 | 0.29712 | 12.1796 | 2.8468 | 9.3328 | 0 | 0 |  | 1041.5382 | 67.3889 | 29.31%
OREGON TRAIL 11021382 | 0.00010202 | 2904.98 | 0.29503 | 5.4675 | 0 | 5.4675 | 0 | 0 |  | 1047.0057 | 67.684 | 29.44%
AUBERRY 1102CB | 5.1188e-05 | 6445.9013 | 0.29173 | 34.7177 | 0 | 34.7177 | 0 | 0 |  | 1081.7235 | 67.9757 | 29.57%
CORRAL 1101CB | 7.4699e-05 | 3983.5914 | 0.29054 | 27.4666 | 1.1699 | 26.2967 | 0 | 0 |  | 1108.0201 | 68.2662 | 29.69%
ANDERSON 11031600 | 9.3311e-05 | 3227.6771 | 0.2889 | 10.724 | 6.2297 | 4.4944 | 0 | 0 |  | 1112.5145 | 68.5551 | 29.82%
COARSEGOLD 210410030 | 5.1982e-05 | 5711.1735 | 0.28655 | 36.7847 | 2.8511 | 33.9336 | 0 | 0 |  | 1146.4481 | 68.8417 | 29.94%
ARBUCKLE 1104669720 | 8.813e-05 | 4178.9611 | 0.28655 | 4.8671 | 2.6221 | 2.245 | 0 | 0 |  | 1148.6932 | 69.1283 | 30.07%
WISE 11022230 | 9.8822e-05 | 3101.6196 | 0.28438 | 25.0262 | 1.278 | 23.7482 | 0 | 0 |  | 1172.4414 | 69.4126 | 30.19%
SHEPHERD 2111327814 | 5.813e-05 | 5439.3493 | 0.28428 | 14.7279 | 3.1549 | 11.5731 | 0 | 0 |  | 1184.0144 | 69.6969 | 30.32%
PANORAMA 1102280170 | 0.00011005 | 2725.4901 | 0.28426 | 15.5038 | 2.4874 | 13.0164 | 0 | 0 |  | 1197.0308 | 69.9812 | 30.44%
TEMPLETON 21132949 | 4.9947e-05 | 6323.2739 | 0.28416 | 0.47643 | 0 | 0.47643 | 0 | 0 |  | 1197.5072 | 70.2653 | 30.56%
DESCHUTES 1101CB | 0.00011905 | 2481.2226 | 0.28403 | 11.1504 | 6.1675 | 4.9829 | 0 | 0 |  | 1202.4902 | 70.5494 | 30.69%
COARSEGOLD 21045300 | 6.1292e-05 | 5197.3797 | 0.28372 | 55.8005 | 0 | 55.8005 | 0 | 0 |  | 1258.2906 | 70.8331 | 30.81%
FLINT 1101750 | 0.00015288 | 2183.6202 | 0.28318 | 9.2607 | 4.6971 | 4.5636 | 0 | 0 |  | 1262.8543 | 71.1162 | 30.93%
SANTA YNEZ 1104Y66 | 5.9163e-05 | 4926.5491 | 0.28279 | 18.2785 | 1.3311 | 16.9474 | 0 | 0 |  | 1279.8017 | 71.399 | 31.06%
SAN JOAQUIN #2 110310320 | 7.3548e-05 | 3652.1529 | 0.28179 | 11.785 | 0 | 11.785 | 0 | 0 |  | 1291.5867 | 71.6808 | 31.18%
FULTON 110258990 | 0.00011359 | 3017.9754 | 0.28025 | 0.60379 | 0.33781 | 0.26599 | 0 | 0 |  | 1291.8527 | 71.9611 | 31.3%
SANTA YNEZ 1101277014 | 7.4914e-05 | 3435.5989 | 0.28002 | 16.4644 | 10.9635 | 5.5008 | 0 | 0 |  | 1297.3535 | 72.2411 | 31.42%
VOLTA 110153118 | 5.9428e-05 | 5134.3568 | 0.27952 | 9.6273 | 0 | 9.6273 | 0.0056818 | 0 |  | 1306.9808 | 72.5206 | 31.54%
PUTAH CREEK 1103654021 | 6.2033e-05 | 5297.9521 | 0.27878 | 0.86765 | 0.66306 | 0.2046 | 0 | 0 |  | 1307.1854 | 72.7994 | 31.66%
SHINGLE SPRINGS 210935598 | 0.00012105 | 2054.3578 | 0.27855 | 10.847 | 0 | 10.847 | 0.19602 | 0 |  | 1318.0323 | 73.078 | 31.79%
OREGON TRAIL 11041574 | 9.7752e-05 | 3321.0394 | 0.27852 | 18.7804 | 1.8695 | 16.9108 | 0 | 0 |  | 1334.9432 | 73.3565 | 31.91%
HOPLAND 11014626 | 9.7355e-05 | 2906.275 | 0.27841 | 31.161 | 4.1085 | 27.0525 | 0 | 0 |  | 1361.9956 | 73.6349 | 32.03%
SAN MIGUEL 1105873457 | 6.4601e-05 | 3816.6955 | 0.27723 | 2.0063 | 0.48943 | 1.5169 | 0 | 0 |  | 1363.5125 | 73.9121 | 32.15%
AUBERRY 1101R2578 | 5.751e-05 | 5003.4373 | 0.27714 | 46.3393 | 0 | 46.3393 | 0 | 0 |  | 1409.8519 | 74.1893 | 32.27%
COARSEGOLD 2103CB | 0.00010575 | 2969.029 | 0.27679 | 38.4248 | 0 | 38.4248 | 0 | 0 |  | 1448.2766 | 74.466 | 32.39%
BEAR VALLEY 21059570 | 6.9285e-05 | 4812.6159 | 0.27669 | 8.0496 | 0 | 8.0496 | 0 | 0 |  | 1456.3262 | 74.7427 | 32.51%
COARSEGOLD 2102CB | 8.9146e-05 | 3040.7048 | 0.2766 | 14.0441 | 0 | 14.0441 | 0 | 0 |  | 1470.3703 | 75.0193 | 32.63%
NARROWS PH 1151CB | 0.00034143 | 952.1877 | 0.27613 | 0.17836 | 0 | 0.17836 | 0 | 0 |  | 1470.5487 | 75.2955 | 32.75%
KONOCTI 110264664 | 0.00011497 | 2595.543 | 0.27567 | 28.6419 | 0.87908 | 27.7628 | 0 | 0 |  | 1498.3115 | 75.5711 | 32.87%
MOUNTAIN QUARRIES 21011350 | 0.00015371 | 2128.0484 | 0.27537 | 21.7526 | 0 | 21.7526 | 0 | 0 |  | 1520.0641 | 75.8465 | 32.99%
NORTH DUBLIN 2101MR765 | 0.00016258 | 1924.3853 | 0.2736 | 2.1204 | 0.05021 | 2.0702 | 0 | 0 |  | 1522.1343 | 76.1201 | 33.11%
PUTAH CREEK 11028352 | 7.7051e-05 | 3533.4319 | 0.27308 | 11.873 | 5.4725 | 6.4005 | 0 | 0 |  | 1528.5348 | 76.3932 | 33.23%
KONOCTI 1102716 | 0.00010173 | 2445.3377 | 0.27295 | 17.0663 | 1.7244 | 15.342 | 0 | 0 |  | 1543.8768 | 76.6661 | 33.35%
PENRYN 11032198 | 0.00015745 | 1901.3176 | 0.27291 | 20.9285 | 0.69728 | 20.2312 | 0 | 0 |  | 1564.108 | 76.9391 | 33.47%
OLETA 1101400470 | 0.0001432 | 1757.1387 | 0.27287 | 0.29535 | 0.087761 | 0.20759 | 0 | 0 |  | 1564.3156 | 77.2119 | 33.58%
AUBERRY 1102R309 | 4.4689e-05 | 5876.5086 | 0.27286 | 8.5928 | 0 | 8.5928 | 0 | 0 |  | 1572.9084 | 77.4848 | 33.7%
MIDDLETOWN 1102998 | 0.00011619 | 2601.6522 | 0.27124 | 17.0342 | 2.1797 | 14.8545 | 0 | 0 |  | 1587.7629 | 77.756 | 33.82%
CAYETANO 2109MR572 | 8.353e-05 | 3855.5003 | 0.27121 | 12.3453 | 4.0527 | 8.2926 | 0 | 0 |  | 1596.0555 | 78.0272 | 33.94%
APPLE HILL 21026552 | 0.00023194 | 1458.479 | 0.2712 | 12.4854 | 0 | 12.4854 | 0 | 0 |  | 1608.5409 | 78.2984 | 34.06%
BANGOR 110180670 | 9.3264e-05 | 3120.2999 | 0.27059 | 16.4297 | 2.0098 | 14.4199 | 0 | 0 |  | 1622.9608 | 78.569 | 34.17%
JAMESON 1103118944 | 7.2601e-05 | 3739.9482 | 0.27039 | 5.2827 | 2.9378 | 2.3449 | 0 | 0 |  | 1625.3058 | 78.8394 | 34.29%
HIGHLANDS 1103482 | 8.3389e-05 | 3402.5308 | 0.26975 | 25.8577 | 1.3496 | 24.5081 | 0 | 0 |  | 1649.8138 | 79.1092 | 34.41%
HIGGINS 1109CB | 0.00012368 | 2336.1435 | 0.26784 | 23.1074 | 0.45976 | 22.6477 | 0 | 0 |  | 1672.4615 | 79.377 | 34.53%
OAKHURST 1101636114 | 5.0431e-05 | 5596.4616 | 0.26702 | 20.4936 | 0 | 20.4936 | 0 | 0 |  | 1692.9551 | 79.644 | 34.64%
SANTA YNEZ 1104564710 | 4.7515e-05 | 4812.031 | 0.26624 | 0.33669 | 0.16657 | 0.17013 | 0 | 0 |  | 1693.1252 | 79.9103 | 34.76%
LINCOLN 1104275986 | 8.2974e-05 | 2938.8625 | 0.26526 | 0.58085 | 0 | 0.58085 | 0 | 0.245 | <-- | 1693.7061 | 80.1755 | 34.87%
HIGGINS 110950072 | 8.3823e-05 | 2904.6654 | 0.26524 | 42.3943 | 0 | 42.3943 | 0 | 0 |  | 1736.1003 | 80.4408 | 34.99%
MARIPOSA 210110070 | 5.9269e-05 | 3802.6518 | 0.2644 | 26.137 | 0 | 26.137 | 0 | 0 |  | 1762.2373 | 80.7052 | 35.1%
MARIPOSA 210210880 | 5.4719e-05 | 5019.3026 | 0.2637 | 39.9084 | 0.2181 | 39.6903 | 0 | 0 |  | 1801.9276 | 80.9689 | 35.22%
BELL 110750172 | 8.9513e-05 | 3226.5987 | 0.2635 | 18.7905 | 1.2999 | 17.4906 | 0 | 0 |  | 1819.4182 | 81.2324 | 35.33%
VACAVILLE 111113652 | 0.00011431 | 2370.7576 | 0.26339 | 4.2976 | 0 | 4.2976 | 0 | 0 |  | 1823.7158 | 81.4958 | 35.45%
CLOVERDALE 1101399855 | 0.00012846 | 1799.172 | 0.26331 | 2.7588 | 0.018053 | 2.7408 | 0 | 0 |  | 1826.4566 | 81.7591 | 35.56%
HARTLEY 11014710 | 7.3983e-05 | 3402.6996 | 0.26308 | 1.5003 | 0 | 1.5003 | 0 | 0 |  | 1827.9569 | 82.0222 | 35.68%
DOBBINS 11011808 | 0.00012923 | 2096.2914 | 0.26282 | 15.5397 | 0 | 15.5397 | 0 | 0 |  | 1843.4966 | 82.285 | 35.79%
DESCHUTES 11011380 | 0.00010398 | 2782.7866 | 0.26207 | 23.0397 | 5.2196 | 17.8201 | 0 | 0 |  | 1861.3167 | 82.547 | 35.9%
SAND CREEK 110345190 | 4.4054e-05 | 5858.6509 | 0.26095 | 37.5908 | 0 | 37.5908 | 0 | 0 |  | 1898.9075 | 82.808 | 36.02%
BRENTWOOD 2105B504R | 9.8714e-05 | 3474.2779 | 0.26071 | 11.2674 | 2.5199 | 8.7475 | 0 | 0 |  | 1907.655 | 83.0687 | 36.13%
VACA DIXON 110118292 | 0.00010766 | 2089.0547 | 0.26015 | 5.0625 | 5.0171 | 0.045391 | 0 | 0 |  | 1907.7004 | 83.3289 | 36.24%
OREGON TRAIL 1102CB | 0.00013609 | 2689.4423 | 0.25991 | 9.5569 | 0.20137 | 9.3555 | 0 | 0 |  | 1917.0559 | 83.5888 | 36.36%
MARIPOSA 210110990 | 6.2843e-05 | 4452.3041 | 0.25971 | 40.0451 | 0 | 40.0451 | 0 | 0 |  | 1957.101 | 83.8485 | 36.47%
CORNING 110185162 | 4.8495e-05 | 5246.1165 | 0.2589 | 5.7598 | 0 | 5.7598 | 0 | 0 |  | 1962.8608 | 84.1074 | 36.58%
CORRAL 110136652 | 6.9107e-05 | 3912.9423 | 0.25884 | 36.1423 | 0 | 36.1423 | 0 | 0 |  | 1999.003 | 84.3662 | 36.7%
UPPER LAKE 1101660 | 0.00011219 | 2640.3198 | 0.25883 | 9.706 | 3.5441 | 6.1619 | 0 | 0 |  | 2005.165 | 84.625 | 36.81%
WILLITS 1103696 | 0.00011584 | 2155.4593 | 0.25793 | 9.5596 | 3.0558 | 6.5038 | 0 | 0 |  | 2011.6688 | 84.883 | 36.92%
SAN JOAQUIN #2 1103CB | 7.6086e-05 | 3828.8466 | 0.25597 | 67.9182 | 0 | 67.9182 | 0 | 0 |  | 2079.587 | 85.1389 | 37.03%
UKIAH 1111534 | 8.2307e-05 | 3212.6445 | 0.25577 | 20.9918 | 2.078 | 18.9138 | 0 | 0 |  | 2098.5008 | 85.3947 | 37.14%
ELK CREEK 110193504 | 6.0933e-05 | 4082.5968 | 0.25426 | 2.5089 | 0.35772 | 2.1512 | 0 | 0 |  | 2100.652 | 85.649 | 37.25%
PEABODY 2113873304 | 6.945e-05 | 4833.6394 | 0.25419 | 0.816 | 0 | 0.816 | 0 | 0 |  | 2101.468 | 85.9031 | 37.36%
CLAY 110359714 | 9.4275e-05 | 2408.1592 | 0.25391 | 4.6637 | 0 | 4.6637 | 0 | 0 |  | 2106.1317 | 86.157 | 37.47%
POTTER VALLEY P H 1105990354 | 0.00030725 | 583.9962 | 0.25341 | 0.1059 | 0 | 0.1059 | 0 | 0 |  | 2106.2376 | 86.4105 | 37.58%
LUCERNE 1106526 | 0.00011252 | 2700.181 | 0.25318 | 10.8523 | 0.74871 | 10.1036 | 0 | 0 |  | 2116.3412 | 86.6636 | 37.69%
HOPLAND 1101558 | 0.00022789 | 857.3477 | 0.25266 | 9.3265 | 6.3319 | 2.9946 | 0 | 0 |  | 2119.3358 | 86.9163 | 37.8%
HIGHLANDS 1103568 | 0.00012911 | 2034.9748 | 0.25222 | 9.192 | 1.1494 | 8.0426 | 0 | 0 |  | 2127.3784 | 87.1685 | 37.91%
AUBERRY 1102R902 | 6.3332e-05 | 4129.7341 | 0.25137 | 15.0784 | 0 | 15.0784 | 0 | 0 |  | 2142.4568 | 87.4199 | 38.02%
SUNOL 1101MR169 | 9.4566e-05 | 2310.912 | 0.25044 | 9.3265 | 6.2336 | 3.0929 | 0 | 0 |  | 2145.5497 | 87.6703 | 38.13%
LAS GALLINAS A 110599904 | 0.00018177 | 1184.3918 | 0.25006 | 5.5621 | 0 | 5.5621 | 0 | 0 |  | 2151.1119 | 87.9204 | 38.24%
WILLITS 110337504 | 0.00013442 | 1727.1376 | 0.24974 | 3.5455 | 2.3703 | 1.1752 | 0 | 0 |  | 2152.2871 | 88.1701 | 38.35%
POSO MOUNTAIN 2101CB | 5.902e-05 | 4006.0392 | 0.24862 | 4.3034 | 0 | 4.3034 | 0 | 0 |  | 2156.5905 | 88.4188 | 38.46%
WYANDOTTE 1109702710 | 0.00021702 | 1323.547 | 0.24845 | 4.5592 | 1.8951 | 2.6641 | 0 | 0 |  | 2159.2546 | 88.6672 | 38.57%
WYANDOTTE 110366146 | 0.00010984 | 2698.6732 | 0.24793 | 0.15681 | 0 | 0.15681 | 0 | 0 |  | 2159.4114 | 88.9151 | 38.67%
SOLEDAD 2102346006 | 7.7555e-05 | 3061.2643 | 0.24765 | 2.4352 | 0.16647 | 2.2688 | 0 | 0 |  | 2161.6802 | 89.1628 | 38.78%
CORNING 110290036 | 7.3822e-05 | 4520.2585 | 0.24724 | 14.4111 | 1.0108 | 13.4004 | 0 | 0 |  | 2175.0805 | 89.41 | 38.89%
OAKHURST 11035732 | 5.3285e-05 | 4484.9828 | 0.24719 | 3.3843 | 0 | 3.3843 | 0 | 0 |  | 2178.4648 | 89.6572 | 39%
MARIPOSA 210237282 | 6.5439e-05 | 4244.8756 | 0.24522 | 59.8278 | 6.1107 | 53.7171 | 0 | 0 |  | 2232.1819 | 89.9024 | 39.1%
OAKHURST 110363334 | 5.0298e-05 | 5273.9392 | 0.24446 | 17.2902 | 0 | 17.2902 | 0 | 0 |  | 2249.4721 | 90.1469 | 39.21%
BANGOR 110131502 | 0.00014287 | 1982.4694 | 0.24429 | 11.8734 | 0 | 11.8734 | 0 | 0 |  | 2261.3455 | 90.3912 | 39.32%
POINT MORETTI 110135874 | 0.0002322 | 974.717 | 0.24298 | 0.20478 | 0 | 0.20478 | 0.14962 | 0 |  | 2261.5503 | 90.6342 | 39.42%
SHINGLE SPRINGS 21099372 | 0.00012144 | 1860.3939 | 0.24281 | 17.8687 | 0 | 17.8687 | 0 | 0 |  | 2279.419 | 90.877 | 39.53%
GEYSERVILLE 1102756 | 0.00037409 | 1141.7089 | 0.24238 | 0.58944 | 0 | 0.58944 | 0 | 0 |  | 2280.0084 | 91.1194 | 39.63%
SAN MIGUEL 1104N60 | 6.3749e-05 | 3875.817 | 0.24236 | 8.8073 | 0.53098 | 8.2764 | 0 | 0 |  | 2288.2848 | 91.3617 | 39.74%
LINCOLN 1104685276 | 7.8086e-05 | 3212.4401 | 0.24208 | 21.642 | 15.1582 | 6.4838 | 0 | 0 |  | 2294.7686 | 91.6038 | 39.84%
HORSESHOE 1101416226 | 8.4899e-05 | 2680.4211 | 0.24182 | 0.24731 | 0.1313 | 0.11601 | 0 | 0 |  | 2294.8846 | 91.8456 | 39.95%
BROWNS VALLEY 110117011 | 9.7443e-05 | 2978.7374 | 0.24153 | 1.8678 | 0 | 1.8678 | 0 | 0 |  | 2296.7524 | 92.0871 | 40.05%
ZACA 1102Y02 | 6.2768e-05 | 3729.2174 | 0.24142 | 13.1376 | 2.6885 | 10.449 | 0 | 0 |  | 2307.2014 | 92.3286 | 40.16%
OLETA 1102186326 | 0.00011431 | 2157.6907 | 0.24114 | 12.8923 | 1.0285 | 11.8638 | 0 | 0 |  | 2319.0652 | 92.5697 | 40.26%
STANISLAUS 1702CB | 0.00015785 | 1253.7272 | 0.24096 | 8.1208 | 0 | 8.1208 | 0 | 0.059848 |  | 2327.186 | 92.8107 | 40.37%
MADISON 2101117644 | 9.3021e-05 | 2949.3645 | 0.23987 | 2.3352 | 1.6638 | 0.67144 | 0 | 0 |  | 2327.8574 | 93.0505 | 40.47%
PUTAH CREEK 1105617260 | 9.4125e-05 | 3143.4533 | 0.2396 | 2.8252 | 1.6587 | 1.1665 | 0 | 0 |  | 2329.0239 | 93.2901 | 40.58%
BUELLTON 110163389 | 0.00010287 | 1639.5129 | 0.23935 | 0.24338 | 0.24338 | 0 | 0 | 0 |  | 2329.0239 | 93.5295 | 40.68%
CLEAR LAKE 1102904 | 9.2995e-05 | 2564.652 | 0.23862 | 3.5904 | 0.20596 | 3.3845 | 0 | 0 |  | 2332.4084 | 93.7681 | 40.78%
SHINGLE SPRINGS 210519522 | 8.878e-05 | 3187.9029 | 0.23827 | 10.2506 | 0.57676 | 9.6738 | 0 | 0 |  | 2342.0822 | 94.0064 | 40.89%
SUNOL 1101MR387 | 6.2945e-05 | 3500.2914 | 0.23776 | 5.0171 | 0.004115 | 5.013 | 0 | 0 |  | 2347.0952 | 94.2441 | 40.99%
WISE 11022054 | 0.00010429 | 2815.7078 | 0.23735 | 13.0143 | 0 | 13.0143 | 0 | 0 |  | 2360.1095 | 94.4815 | 41.1%
ANTELOPE 1101318686 | 6.5096e-05 | 3652.241 | 0.23683 | 3.0166 | 1.5588 | 1.4578 | 0 | 0 |  | 2361.5673 | 94.7183 | 41.2%
JESSUP 11021314 | 8.2165e-05 | 3017.906 | 0.23664 | 14.488 | 8.4732 | 6.0148 | 0 | 0 |  | 2367.5821 | 94.955 | 41.3%
KERCKHOFF 1101R353 | 3.7075e-05 | 6512.8186 | 0.23576 | 13.7915 | 0 | 13.7915 | 0 | 0 |  | 2381.3736 | 95.1907 | 41.4%
CORRAL 110112608 | 6.2935e-05 | 3772.462 | 0.23545 | 16.8621 | 0 | 16.8621 | 0 | 0 |  | 2398.2357 | 95.4262 | 41.51%
SHEPHERD 2111707358 | 4.1347e-05 | 5721.8442 | 0.23489 | 22.9964 | 4.017 | 18.9795 | 0 | 0 |  | 2417.2152 | 95.6611 | 41.61%
PEORIA 170492888 | 0.00010691 | 2347.6932 | 0.23471 | 0.47568 | 0.2267 | 0.24898 | 0 | 0 |  | 2417.4642 | 95.8958 | 41.71%
FROGTOWN 17028482 | 0.00010252 | 2287.3259 | 0.23437 | 14.5376 | 0 | 14.5376 | 0 | 0 |  | 2432.0018 | 96.1301 | 41.81%
MADISON 2101725408 | 9.3021e-05 | 2838.0743 | 0.23427 | 1.3087 | 0.35765 | 0.95102 | 0 | 0 |  | 2432.9528 | 96.3644 | 41.91%
PASO ROBLES 1104R56 | 9.8997e-05 | 2922.3966 | 0.2342 | 12.4088 | 0.8947 | 11.5141 | 0 | 0 |  | 2444.4669 | 96.5986 | 42.02%
FRENCH GULCH 11011892 | 0.00011418 | 1393.5299 | 0.23339 | 3.2034 | 0 | 3.2034 | 0 | 0 |  | 2447.6703 | 96.832 | 42.12%
ELK CREEK 110137334 | 5.2877e-05 | 4838.4242 | 0.23311 | 9.5668 | 0 | 9.5668 | 0 | 0 |  | 2457.2371 | 97.0651 | 42.22%
POSO MOUNTAIN 21033988 | 4.0141e-05 | 5944.554 | 0.23303 | 18.3421 | 1.4262 | 16.9159 | 0 | 0 |  | 2474.1531 | 97.2981 | 42.32%
OREGON TRAIL 1104CB | 0.00014109 | 1638.3807 | 0.23182 | 14.6326 | 4.0482 | 10.5844 | 0 | 0 |  | 2484.7374 | 97.53 | 42.42%
PALMER 1101M84 | 7.1467e-05 | 3431.3832 | 0.23169 | 24.458 | 1.0155 | 23.4425 | 0 | 0 |  | 2508.1799 | 97.7616 | 42.52%
PASO ROBLES 1103N58 | 8.9683e-05 | 2958.7213 | 0.23099 | 7.4144 | 2.8652 | 4.5492 | 0 | 0 |  | 2512.7291 | 97.9926 | 42.62%
CHOLAME 21025597 | 5.7292e-05 | 4008.4187 | 0.23009 | 5.1149 | 0 | 5.1149 | 0 | 0 |  | 2517.844 | 98.2227 | 42.72%
UPPER LAKE 1101412 | 9.7196e-05 | 2705.0187 | 0.23008 | 17.1208 | 6.8038 | 10.317 | 0 | 0 |  | 2528.161 | 98.4528 | 42.82%
PASO ROBLES 11032731 | 8.1626e-05 | 3132.5166 | 0.2296 | 1.6349 | 0 | 1.6349 | 0 | 0 |  | 2529.7959 | 98.6824 | 42.92%
DEL MAR 2109CB | 0.00018501 | 1136.289 | 0.22956 | 6.0786 | 4.6013 | 1.4773 | 0 | 0 |  | 2531.2732 | 98.912 | 43.02%
ANDERSON 1103226050 | 0.00012494 | 1958.1377 | 0.22913 | 15.0113 | 10.1353 | 4.876 | 0 | 0 |  | 2536.1492 | 99.1411 | 43.12%
COARSEGOLD 210410400 | 6.3171e-05 | 4382.9111 | 0.22826 | 44.8534 | 2.2385 | 42.6149 | 0 | 0 |  | 2578.7641 | 99.3694 | 43.22%
HIGGINS 110950078 | 6.6516e-05 | 3492.1838 | 0.22791 | 48.4307 | 0 | 48.4307 | 0 | 0 |  | 2627.1948 | 99.5973 | 43.32%
WYANDOTTE 110737472 | 0.00012968 | 1878.4311 | 0.22739 | 14.9087 | 5.626 | 9.2827 | 0 | 0 |  | 2636.4775 | 99.8247 | 43.42%
COARSEGOLD 210310820 | 6.2605e-05 | 4312.1018 | 0.2269 | 28.9049 | 0.07177 | 28.8331 | 0 | 0 |  | 2665.3106 | 100.0516 | 43.52%
JESSUP 110296554 | 7.0376e-05 | 3307.1204 | 0.22645 | 14.8733 | 6.8016 | 8.0717 | 0 | 0 |  | 2673.3823 | 100.278 | 43.62%
CLARK ROAD 1102CB | 0.0002022 | 1029.6753 | 0.22632 | 1.5195 | 0.6276 | 0.89192 | 0 | 0 |  | 2674.2742 | 100.5043 | 43.71%
BUELLTON 1102Y50 | 6.643e-05 | 3157.5997 | 0.22624 | 12.8349 | 2.2065 | 10.6284 | 0 | 0 |  | 2684.9026 | 100.7306 | 43.81%
CLAY 11031230 | 8.4359e-05 | 2820.2882 | 0.22608 | 19.4171 | 2.5932 | 16.8239 | 0 | 0 |  | 2701.7264 | 100.9566 | 43.91%
COTTONWOOD 11029026 | 7.3532e-05 | 3010.4191 | 0.22599 | 24.4419 | 11.9157 | 12.5262 | 0 | 0 |  | 2714.2527 | 101.1826 | 44.01%
CLOVERDALE 1102672 | 0.00010502 | 2485.285 | 0.22571 | 22.242 | 0.43414 | 21.8079 | 0 | 0 |  | 2736.0605 | 101.4083 | 44.11%
RED BLUFF 11041630 | 5.7083e-05 | 3897.064 | 0.22562 | 14.14 | 11.641 | 2.499 | 0 | 0 |  | 2738.5596 | 101.634 | 44.21%
AUBERRY 1101R2839 | 6.3713e-05 | 3802.0162 | 0.22501 | 12.8085 | 0 | 12.8085 | 0 | 0 |  | 2751.3681 | 101.859 | 44.3%
CLARK ROAD 11022582 | 8.3332e-05 | 2966.3342 | 0.22449 | 20.8693 | 0.97428 | 19.895 | 0 | 0 |  | 2771.2631 | 102.0835 | 44.4%
CORNING 11021622 | 4.7554e-05 | 5068.1116 | 0.22413 | 33.9975 | 0 | 33.9975 | 0 | 0 |  | 2805.2606 | 102.3076 | 44.5%
AUBERRY 1101R2579 | 4.3679e-05 | 4995.9654 | 0.22394 | 34.9054 | 0 | 34.9054 | 0 | 0 |  | 2840.166 | 102.5315 | 44.6%
AUBERRY 1102R1013 | 5.2064e-05 | 4310.3961 | 0.22385 | 12.4639 | 0 | 12.4639 | 0 | 0 |  | 2852.6299 | 102.7554 | 44.69%
SILVERADO 2104726 | 0.00010365 | 2367.3738 | 0.22347 | 34.9915 | 4.6154 | 30.3762 | 0 | 0 |  | 2883.0061 | 102.9789 | 44.79%
PEORIA 1705CB | 9.1397e-05 | 1823.5922 | 0.22294 | 7.0494 | 0 | 7.0494 | 0 | 0 |  | 2890.0555 | 103.2018 | 44.89%
CEDAR CREEK 11011664 | 0.00016153 | 1257.5627 | 0.22209 | 29.572 | 0 | 29.572 | 0 | 0 |  | 2919.6274 | 103.4239 | 44.98%
ZACA 1101Y72 | 7.4862e-05 | 2941.2416 | 0.2213 | 6.431 | 0.050828 | 6.3801 | 0 | 0 |  | 2926.0076 | 103.6452 | 45.08%
PANORAMA 1102508502 | 8.1215e-05 | 2793.3826 | 0.22043 | 16.0983 | 4.3408 | 11.7575 | 0 | 0 |  | 2937.7651 | 103.8656 | 45.18%
SMARTVILLE 1101CB | 0.00012844 | 2226.2508 | 0.21931 | 16.4076 | 0.23236 | 16.1753 | 0 | 0 |  | 2953.9404 | 104.0849 | 45.27%
CAYETANO 21099504 | 5.1866e-05 | 4524.1542 | 0.21922 | 14.4739 | 0.0029125 | 14.471 | 0 | 0 |  | 2968.4114 | 104.3042 | 45.37%
SO. CAL. EDISON #3 1101CB | 4.0322e-05 | 5713.5203 | 0.21869 | 8.5384 | 0 | 8.5384 | 0 | 0 |  | 2976.9499 | 104.5228 | 45.46%
NARROWS 2101CB | 0.00013384 | 2147.2351 | 0.21823 | 15.5673 | 0 | 15.5673 | 0 | 0 |  | 2992.5172 | 104.7411 | 45.56%
BROWNS VALLEY 110136622 | 0.00010696 | 1906.2139 | 0.21771 | 9.3821 | 4.2374 | 5.1447 | 0 | 0 |  | 2997.6619 | 104.9588 | 45.65%
WYANDOTTE 110313018 | 0.00024176 | 916.9696 | 0.21662 | 1.6515 | 0.97383 | 0.67768 | 0 | 0 |  | 2998.3396 | 105.1754 | 45.75%
OREGON TRAIL 1103CB | 0.00020157 | 1548.9969 | 0.21644 | 2.9316 | 0.22533 | 2.7062 | 0 | 0 |  | 3001.0458 | 105.3919 | 45.84%
PASO ROBLES 1103N52 | 0.00016961 | 1370.1644 | 0.21643 | 6.5701 | 0 | 6.5701 | 0 | 0 |  | 3007.616 | 105.6083 | 45.93%
TYLER 11051536 | 4.6575e-05 | 4923.7257 | 0.21608 | 18.0647 | 0.28732 | 17.7774 | 0 | 0 |  | 3025.3933 | 105.8244 | 46.03%
PUTAH CREEK 1105665952 | 7.1774e-05 | 3135.666 | 0.21591 | 0.94572 | 0.79446 | 0.15126 | 0 | 0 |  | 3025.5446 | 106.0403 | 46.12%
SUMMIT 110147786 | 8.7369e-05 | 2875.37 | 0.21513 | 1.8121 | 0 | 1.8121 | 0 | 0 |  | 3027.3567 | 106.2554 | 46.22%
CLOVERDALE 1102736078 | 6.8384e-05 | 3199.3848 | 0.2146 | 0.26903 | 0.036786 | 0.23224 | 0 | 0 |  | 3027.589 | 106.47 | 46.31%
DEL MAR 2109306972 | 0.00015818 | 1356.3524 | 0.21455 | 0.074781 | 0.022923 | 0.051859 | 0 | 0 |  | 3027.6408 | 106.6846 | 46.4%
CALPINE 1146CB | 0.00013269 | 2090.7818 | 0.21399 | 3.0749 | 0 | 3.0749 | 0 | 0 |  | 3030.7157 | 106.8985 | 46.5%
BEAR VALLEY 210511210 | 4.899e-05 | 4555.1801 | 0.21387 | 17.0869 | 0 | 17.0869 | 0 | 0 |  | 3047.8026 | 107.1124 | 46.59%
HARTLEY 1102385838 | 9.3256e-05 | 1869.8054 | 0.21349 | 1.6441 | 0.39726 | 1.2468 | 0 | 0 |  | 3049.0494 | 107.3259 | 46.68%
CLAYTON 22122944 | 5.6051e-05 | 4103.8075 | 0.21331 | 15.1597 | 0.080495 | 15.0792 | 0 | 0 |  | 3064.1286 | 107.5392 | 46.77%
DESCHUTES 11041582 | 8.393e-05 | 2774.3491 | 0.21327 | 15.1017 | 8.7219 | 6.3798 | 0 | 0 |  | 3070.5085 | 107.7525 | 46.87%
DUNLAP 11027360 | 5.7731e-05 | 3097.6367 | 0.21272 | 8.9138 | 0 | 8.9138 | 0 | 0 |  | 3079.4222 | 107.9652 | 46.96%
UPPER LAKE 1101472084 | 0.00014287 | 1759.7585 | 0.21229 | 7.2831 | 2.6499 | 4.6331 | 0 | 0 |  | 3084.0554 | 108.1775 | 47.05%
CURTIS 170411290 | 8.7993e-05 | 2545.3939 | 0.21224 | 7.8695 | 0 | 7.8695 | 0 | 0 |  | 3091.9249 | 108.3897 | 47.14%
SCE VEGAS 1701CB | 9.0971e-05 | 2332.6265 | 0.2122 | 0.10467 | 0 | 0.10467 | 0 | 0 |  | 3092.0295 | 108.6019 | 47.24%
AUBERRY 110237466 | 3.2323e-05 | 6743.7065 | 0.21127 | 31.6831 | 0.32185 | 31.3612 | 0 | 0 |  | 3123.3908 | 108.8132 | 47.33%
BUELLTON 1102CB | 5.6901e-05 | 2830.5359 | 0.21085 | 13.7156 | 6.6293 | 7.0863 | 0 | 0 |  | 3130.4771 | 109.024 | 47.42%
SANTA YNEZ 110477098 | 5.0472e-05 | 4289.2504 | 0.21042 | 13.0381 | 1.0738 | 11.9643 | 0 | 0 |  | 3142.4414 | 109.2345 | 47.51%
SILVERADO 2104806 | 9.1806e-05 | 2097.6482 | 0.21008 | 34.2152 | 13.1887 | 21.0265 | 0 | 0 |  | 3163.4679 | 109.4445 | 47.6%
LONE TREE 210521210 | 5.4908e-05 | 4309.2408 | 0.20896 | 16.1945 | 3.3379 | 12.8566 | 0 | 0 |  | 3176.3245 | 109.6535 | 47.69%
WYANDOTTE 110979932 | 8.0348e-05 | 2706.2696 | 0.20828 | 32.8496 | 10.7831 | 22.0664 | 0 | 0 |  | 3198.3909 | 109.8618 | 47.79%
REDBUD 1101454 | 6.6514e-05 | 3069.2553 | 0.20738 | 5.5371 | 0 | 5.5371 | 0 | 0 |  | 3203.928 | 110.0691 | 47.88%
MARIPOSA 210190180 | 5.4502e-05 | 3678.4222 | 0.20688 | 4.9571 | 0 | 4.9571 | 0 | 0 |  | 3208.8851 | 110.276 | 47.97%
MIDDLETOWN 1101644756 | 0.00011577 | 1915.4825 | 0.20636 | 19.7938 | 2.4688 | 17.325 | 0 | 0 |  | 3226.2101 | 110.4824 | 48.05%
ELK CREEK 11012002 | 5.5059e-05 | 4261.2835 | 0.20473 | 30.0757 | 8.2946 | 21.7811 | 0 | 0 |  | 3247.9912 | 110.6871 | 48.14%
BELL 11072400 | 0.00010832 | 2117.8289 | 0.20423 | 27.7691 | 2.0297 | 25.7395 | 0 | 0 |  | 3273.7307 | 110.8914 | 48.23%
PETALUMA C 1108296 | 8.734e-05 | 2337.6554 | 0.20401 | 14.7695 | 0 | 14.7695 | 0 | 0 |  | 3288.5001 | 111.0954 | 48.32%
DESCHUTES 1104CB | 0.00010469 | 2355.7077 | 0.20316 | 24.8184 | 11.3097 | 13.5086 | 0 | 0 |  | 3302.0088 | 111.2985 | 48.41%
JESSUP 1102936897 | 0.00014733 | 1798.1732 | 0.20267 | 0.97126 | 0.55761 | 0.41364 | 0 | 0 |  | 3302.4224 | 111.5012 | 48.5%
CLAY 110334338 | 6.79e-05 | 3085.8385 | 0.2022 | 10.4261 | 0.65194 | 9.7742 | 0 | 0 |  | 3312.1966 | 111.7034 | 48.59%
AUBERRY 1102R2850 | 3.6057e-05 | 5548.3018 | 0.20166 | 26.3694 | 0 | 26.3694 | 0 | 0 |  | 3338.566 | 111.9051 | 48.67%
NORTH BRANCH 1101CB | 0.00011157 | 1859.3886 | 0.20132 | 20.4691 | 4.6765 | 15.7926 | 0 | 0 |  | 3354.3586 | 112.1064 | 48.76%
NARROWS 2104CB | 0.00012264 | 1641.5431 | 0.20132 | 0.0028415 | 0 | 0.0028415 | 0 | 0 |  | 3354.3615 | 112.3077 | 48.85%
VASCO 1102MR176 | 5.5783e-05 | 3634.7993 | 0.20121 | 42.6876 | 3.8596 | 38.828 | 0 | 0 |  | 3393.1894 | 112.5089 | 48.94%
SAN MIGUEL 1104514987 | 4.6195e-05 | 4320.4063 | 0.20048 | 13.4336 | 5.118 | 8.3156 | 0 | 0 |  | 3401.505 | 112.7094 | 49.02%
NORTH BRANCH 110111158 | 9.6418e-05 | 2379.6196 | 0.20008 | 29.5895 | 16.8487 | 12.7408 | 0 | 0 |  | 3414.2458 | 112.9095 | 49.11%
AUBERRY 1101R314 | 3.2526e-05 | 6228.9607 | 0.20004 | 44.5626 | 2.1477 | 42.4149 | 0 | 0 |  | 3456.6606 | 113.1095 | 49.2%
MIDDLETOWN 11014646 | 0.00010487 | 2139.2524 | 0.19983 | 18.5633 | 0 | 18.5633 | 0 | 0 |  | 3475.2239 | 113.3093 | 49.28%
LUCERNE 11034200 | 0.00011057 | 2908.2309 | 0.19927 | 4.935 | 0.89782 | 4.0371 | 0 | 0 |  | 3479.261 | 113.5086 | 49.37%
AUBERRY 110149122 | 4.9196e-05 | 3584.6164 | 0.19907 | 3.9629 | 0 | 3.9629 | 0 | 0 |  | 3483.224 | 113.7077 | 49.46%
WOODACRE 110196844 | 0.00023552 | 862.5947 | 0.19881 | 5.9393 | 0 | 5.9393 | 0 | 0 |  | 3489.1633 | 113.9065 | 49.54%
SHINGLE SPRINGS 210985766 | 0.00013073 | 2062.5576 | 0.19865 | 18.4877 | 0 | 18.4877 | 0 | 0 |  | 3507.651 | 114.1051 | 49.63%
VINEYARD 2110391250 | 0.00010172 | 1985.1612 | 0.19841 | 0.92065 | 0 | 0.92065 | 0 | 0 |  | 3508.5716 | 114.3035 | 49.72%
CALPINE 1144CB | 0.00014762 | 1407.8483 | 0.19817 | 26.271 | 0 | 26.271 | 0 | 0 |  | 3534.8426 | 114.5017 | 49.8%
UPPER LAKE 11011276 | 9.8156e-05 | 2220.124 | 0.19794 | 12.9316 | 0 | 12.9316 | 0 | 0.0075758 |  | 3547.7742 | 114.6996 | 49.89%
CHOLAME 2102796386 | 5.7453e-05 | 3563.2207 | 0.19792 | 39.9209 | 4.2515 | 35.6693 | 0 | 0 |  | 3583.4435 | 114.8976 | 49.98%
SAND CREEK 1103CB | 2.8008e-05 | 6753.7935 | 0.19768 | 13.0411 | 0 | 13.0411 | 0 | 0 |  | 3596.4847 | 115.0952 | 50.06%
TULUCAY 1101628 | 0.00010294 | 2036.6122 | 0.19686 | 8.7577 | 4.5851 | 4.1726 | 0 | 0 |  | 3600.6572 | 115.2921 | 50.15%
BEAR VALLEY 210190550 | 5.1033e-05 | 3547.8361 | 0.19624 | 8.0244 | 0 | 8.0244 | 0 | 0 |  | 3608.6816 | 115.4883 | 50.23%
ELK CREEK 11012106 | 3.7752e-05 | 5722.5441 | 0.1961 | 13.2402 | 0 | 13.2402 | 0 | 0 |  | 3621.9218 | 115.6844 | 50.32%
DUNLAP 11037040 | 4.8475e-05 | 4388.1035 | 0.19605 | 24.7794 | 0 | 24.7794 | 0 | 0 |  | 3646.7012 | 115.8805 | 50.4%
LAYTONVILLE 1102500 | 0.00018229 | 1298.6787 | 0.19576 | 29.3006 | 7.936 | 21.3647 | 0 | 0 |  | 3668.0659 | 116.0763 | 50.49%
DIAMOND SPRINGS 110519910 | 0.00010076 | 2072.4287 | 0.19568 | 20.699 | 0 | 20.699 | 0 | 0 |  | 3688.7649 | 116.2719 | 50.57%
FITCH MOUNTAIN 1111555644 | 0.00011733 | 1847.862 | 0.19539 | 3.1103 | 2.9433 | 0.16699 | 0 | 0 |  | 3688.9319 | 116.4673 | 50.66%
REDBUD 1101708166 | 7.986e-05 | 2528.2807 | 0.19539 | 20.82 | 9.3152 | 11.5048 | 0 | 0.25 |  | 3700.4367 | 116.6627 | 50.74%
CALPELLA 11013419 | 9.3996e-05 | 2318.7771 | 0.19531 | 7.9853 | 0 | 7.9853 | 0 | 0 |  | 3708.4219 | 116.858 | 50.83%
OLETA 110241396 | 0.00014922 | 1168.3526 | 0.19503 | 7.3462 | 0.59155 | 6.7546 | 0 | 0 |  | 3715.1765 | 117.0531 | 50.91%
CORRAL 1102CB | 7.8906e-05 | 2954.5395 | 0.19501 | 21.3052 | 4.4197 | 16.8855 | 0 | 0 |  | 3732.0621 | 117.2481 | 51%
TIVY VALLEY 1107584840 | 3.4014e-05 | 5963.8827 | 0.19446 | 45.0784 | 0 | 45.0784 | 0 | 0 |  | 3777.1404 | 117.4425 | 51.08%
JESSUP 110141356 | 8.9642e-05 | 2383.6073 | 0.19445 | 32.4662 | 0 | 32.4662 | 0 | 0 |  | 3809.6067 | 117.637 | 51.17%
APPLE HILL 21021532 | 0.00014754 | 1398.4344 | 0.19412 | 42.3089 | 3.346 | 38.9629 | 0 | 0 |  | 3848.5696 | 117.8311 | 51.25%
OLETA 11011208 | 7.3226e-05 | 2975.7795 | 0.19404 | 38.1995 | 5.1986 | 33.0009 | 0 | 0 |  | 3881.5705 | 118.0251 | 51.34%
WISHON 1101CB | 4.9465e-05 | 3520.3689 | 0.19398 | 7.6405 | 0 | 7.6405 | 0 | 0 |  | 3889.211 | 118.2191 | 51.42%
COPPERMINE 1104613086 | 2.9814e-05 | 6359.1487 | 0.19391 | 9.1391 | 4.0159 | 5.1231 | 0 | 0 |  | 3894.3341 | 118.413 | 51.5%
BANGOR 1101CB | 0.00012918 | 1585.4725 | 0.19378 | 21.3377 | 2.5816 | 18.7561 | 0 | 0 |  | 3913.0902 | 118.6068 | 51.59%
MADISON 2101745850 | 5.3176e-05 | 3897.9708 | 0.19369 | 0.96873 | 0.48926 | 0.47947 | 0 | 0 |  | 3913.5697 | 118.8005 | 51.67%
OLETA 1102793776 | 0.00010286 | 1821.9134 | 0.19328 | 1.2163 | 0 | 1.2163 | 0 | 0 |  | 3914.7859 | 118.9938 | 51.76%
PENRYN 1103604 | 0.00012061 | 1665.6014 | 0.19315 | 26.6112 | 0.18675 | 26.4244 | 0 | 0 |  | 3941.2103 | 119.1869 | 51.84%
LAS GALLINAS A 1105532 | 0.00016574 | 1247.6791 | 0.19264 | 4.414 | 0.0018637 | 4.4122 | 0 | 0 |  | 3945.6225 | 119.3796 | 51.92%
ELK CREEK 11012032 | 6.4621e-05 | 3297.3647 | 0.19237 | 9.4771 | 0.71535 | 8.7618 | 0 | 0 |  | 3954.3843 | 119.5719 | 52.01%
WYANDOTTE 110213044 | 0.00014015 | 1674.4804 | 0.19229 | 5.9992 | 1.2292 | 4.7699 | 0 | 0 |  | 3959.1542 | 119.7642 | 52.09%
SAND CREEK 11037140 | 2.8237e-05 | 6738.8921 | 0.19202 | 26.29 | 0 | 26.29 | 0 | 0 |  | 3985.4442 | 119.9563 | 52.18%
BANGOR 110182350 | 8.9019e-05 | 2107.591 | 0.19196 | 20.8756 | 1.2489 | 19.6266 | 0 | 0 |  | 4005.0708 | 120.1482 | 52.26%
DUNLAP 11037220 | 4.2565e-05 | 4516.9217 | 0.19171 | 24.8305 | 0 | 24.8305 | 0 | 0 |  | 4029.9013 | 120.3399 | 52.34%
FORT ROSS 1121CB | 0.00013855 | 1382.2827 | 0.19152 | 0.016118 | 0 | 0.016118 | 0 | 0 |  | 4029.9174 | 120.5314 | 52.43%
FOOTHILL 1101645910 | 0.00012447 | 1323.2798 | 0.19134 | 2.4804 | 1.9989 | 0.48143 | 0 | 0 |  | 4030.3989 | 120.7228 | 52.51%
PALMER 110198478 | 6.1513e-05 | 3101.9251 | 0.19124 | 6.0154 | 0 | 6.0154 | 0 | 0 |  | 4036.4142 | 120.914 | 52.59%
WYANDOTTE 11095607 | 6.7647e-05 | 3213.7492 | 0.19115 | 6.6556 | 2.1397 | 4.5158 | 0 | 0 |  | 4040.93 | 121.1052 | 52.68%
HARTLEY 1102524 | 8.7723e-05 | 2173.4374 | 0.19015 | 2.5523 | 2.304 | 0.24826 | 0 | 0 |  | 4041.1783 | 121.2953 | 52.76%
WISE 1102697216 | 8.8971e-05 | 1998.7247 | 0.18992 | 13.2842 | 0 | 13.2842 | 0 | 0 |  | 4054.4625 | 121.4852 | 52.84%
REDBUD 1102CB | 9.0631e-05 | 2204.8048 | 0.18973 | 19.936 | 2.4429 | 17.4931 | 0 | 0 |  | 4071.9556 | 121.675 | 52.92%
BRENTWOOD 21056512 | 6.0555e-05 | 1094.509 | 0.18909 | 0.65121 | 0 | 0.65121 | 0 | 0 |  | 4072.6068 | 121.8641 | 53.01%
DEL MAR 2109805882 | 0.00016012 | 1125.8811 | 0.18904 | 0.30947 | 0.012824 | 0.29665 | 0 | 0 |  | 4072.9035 | 122.0531 | 53.09%
OLETA 11021228 | 0.00011636 | 1613.8231 | 0.18877 | 43.1574 | 32.3122 | 10.8452 | 0 | 0 |  | 4083.7487 | 122.2419 | 53.17%
DESCHUTES 11011580 | 0.00012062 | 1821.2183 | 0.18779 | 50.2083 | 2.7466 | 47.4617 | 0 | 0 |  | 4131.2104 | 122.4297 | 53.25%
COTTONWOOD 110131500 | 5.0427e-05 | 3238.0724 | 0.18759 | 11.7388 | 7.0766 | 4.6622 | 0 | 0 |  | 4135.8726 | 122.6173 | 53.33%
CLAYTON 221296224 | 6.6243e-05 | 2944.2439 | 0.18755 | 19.3992 | 0 | 19.3992 | 0 | 0 |  | 4155.2718 | 122.8048 | 53.41%
BUCKS CREEK 1102CB | 0.00014957 | 1075.8896 | 0.1873 | 29.5832 | 0 | 29.5832 | 0 | 0 |  | 4184.8549 | 122.9921 | 53.5%
MARIPOSA 210237288 | 4.4383e-05 | 4408.5685 | 0.18718 | 85.2905 | 0 | 85.2905 | 0 | 0 |  | 4270.1454 | 123.1793 | 53.58%
PANORAMA 1101885215 | 4.5966e-05 | 3739.8152 | 0.18705 | 2.0135 | 0.008777 | 2.0047 | 0 | 0 |  | 4272.1501 | 123.3663 | 53.66%
PETALUMA C 1109128 | 9.706e-05 | 2077.9375 | 0.18687 | 37.3695 | 2.4376 | 34.9319 | 0 | 0 |  | 4307.082 | 123.5532 | 53.74%
DOBBINS 110169722 | 0.00014836 | 1483.0501 | 0.18675 | 6.6336 | 0 | 6.6336 | 0 | 0 |  | 4313.7155 | 123.74 | 53.82%
TYLER 110585132 | 4.257e-05 | 4662.7247 | 0.18633 | 31.133 | 0 | 31.133 | 0 | 0 |  | 4344.8486 | 123.9263 | 53.9%
STILLWATER 110248952 | 0.00010175 | 2266.9677 | 0.18561 | 10.597 | 0 | 10.597 | 0 | 0 |  | 4355.4456 | 124.1119 | 53.98%
PENRYN 1106212772 | 0.00010227 | 1767.7041 | 0.18554 | 1.0896 | 0.089472 | 1.0001 | 0 | 0 |  | 4356.4457 | 124.2974 | 54.06%
GEYSERVILLE 110179788 | 0.00011886 | 1546.745 | 0.18551 | 41.8757 | 2.3098 | 39.5659 | 0 | 0 |  | 4396.0116 | 124.483 | 54.14%
WYANDOTTE 110913052 | 9.5258e-05 | 2083.3172 | 0.18514 | 19.5735 | 0.0084125 | 19.5651 | 0 | 0 |  | 4415.5767 | 124.6681 | 54.23%
LOGAN CREEK 2102795010 | 3.8042e-05 | 5006.5635 | 0.18505 | 3.7432 | 0.035972 | 3.7072 | 0 | 0 |  | 4419.2839 | 124.8531 | 54.31%
JESSUP 11021550 | 9.1451e-05 | 2378.2716 | 0.18396 | 22.1898 | 2.9173 | 19.2725 | 0 | 0 |  | 4438.5564 | 125.0371 | 54.39%
RED BLUFF 11011556 | 5.2815e-05 | 3779.2145 | 0.18357 | 40.1498 | 1.66 | 38.4898 | 0 | 0 |  | 4477.0462 | 125.2207 | 54.47%
SAN LUIS OBISPO 1103365572 | 9.4733e-05 | 2195.1828 | 0.18299 | 0.43309 | 0.05282 | 0.38027 | 0 | 0 |  | 4477.4265 | 125.4037 | 54.55%
CEDAR CREEK 1101CB | 0.00010514 | 1354.0744 | 0.18254 | 15.4219 | 0 | 15.4219 | 0 | 0 |  | 4492.8484 | 125.5862 | 54.62%
JAMESON 1105466348 | 9.3721e-05 | 2063.8243 | 0.18223 | 30.3371 | 14.1536 | 16.1835 | 0 | 0 |  | 4509.0319 | 125.7684 | 54.7%
COTTONWOOD 110335470 | 7.9998e-05 | 2635.2321 | 0.18214 | 24.9284 | 4.3496 | 20.5787 | 0 | 0 |  | 4529.6106 | 125.9506 | 54.78%
BELL 1108CB | 0.00016581 | 955.774 | 0.18213 | 5.9843 | 5.9843 | 0 | 0 | 0 |  | 4529.6106 | 126.1327 | 54.86%
POTTER VALLEY P H 110537476 | 0.0001427 | 1332.1225 | 0.18107 | 8.7486 | 6.1186 | 2.63 | 0 | 0 |  | 4532.2406 | 126.3138 | 54.94%
CORRAL 110112612 | 7.8143e-05 | 2667.8797 | 0.18095 | 20.2003 | 0.87683 | 19.3235 | 0 | 0 |  | 4551.564 | 126.4947 | 55.02%
COTTONWOOD 11011510 | 9.6024e-05 | 1460.1171 | 0.18088 | 3.3146 | 2.9334 | 0.38123 | 0 | 0 |  | 4551.9453 | 126.6756 | 55.1%
TEMPLETON 2113641367 | 6.9782e-05 | 2628.7284 | 0.18079 | 39.7012 | 0 | 39.7012 | 0 | 0 |  | 4591.6465 | 126.8564 | 55.18%
CLAYTON 2212Y504R | 7.2579e-05 | 2414.4364 | 0.18021 | 11.7527 | 0.044692 | 11.708 | 0 | 0 |  | 4603.3546 | 127.0366 | 55.26%
DUNLAP 11027060 | 4.1619e-05 | 4251.992 | 0.18019 | 17.8746 | 0 | 17.8746 | 0 | 0 |  | 4621.2291 | 127.2168 | 55.33%
POSO MOUNTAIN 210448268 | 2.8075e-05 | 6541.9938 | 0.17977 | 5.075 | 0.0081356 | 5.0668 | 0 | 0 |  | 4626.296 | 127.3966 | 55.41%
OILFIELDS 11032757 | 7.3477e-05 | 2563.9177 | 0.1791 | 2.6245 | 0 | 2.6245 | 0 | 0 |  | 4628.9205 | 127.5757 | 55.49%
TIVY VALLEY 1107R1817 | 3.1982e-05 | 5976.6981 | 0.17888 | 19.2848 | 0 | 19.2848 | 0 | 0 |  | 4648.2053 | 127.7546 | 55.57%
SAND CREEK 11037070 | 3.6129e-05 | 5058.188 | 0.17873 | 17.5579 | 0 | 17.5579 | 0 | 0 |  | 4665.7632 | 127.9333 | 55.65%
CALISTOGA 1101890 | 0.00013749 | 1564.6167 | 0.17857 | 24.5742 | 0.20394 | 24.3702 | 0 | 0 |  | 4690.1334 | 128.1119 | 55.72%
KONOCTI 1102CB | 0.0001432 | 1232.8613 | 0.1779 | 9.4855 | 5.5537 | 3.9318 | 0 | 0 |  | 4694.0653 | 128.2898 | 55.8%
COLUMBIA HILL 110190730 | 0.00022241 | 801.5027 | 0.17712 | 8.33 | 0 | 8.33 | 0 | 0 |  | 4702.3952 | 128.4669 | 55.88%
SCE TEHACHAPI 1101CB | 2.6503e-05 | 5012.0663 | 0.17665 | 1.1573 | 0 | 1.1573 | 0 | 0 |  | 4703.5526 | 128.6435 | 55.95%
TASSAJARA 2109CB | 0.00016891 | 1033.5651 | 0.17607 | 1.9421 | 0.0085246 | 1.9336 | 0 | 0 |  | 4705.4862 | 128.8196 | 56.03%
APPLE HILL 210289934 | 0.00022642 | 791.9341 | 0.17581 | 5.5425 | 0 | 5.5425 | 0 | 0 |  | 4711.0287 | 128.9954 | 56.11%
HIGGINS 1109594 | 0.00011929 | 1640.4713 | 0.17563 | 14.3437 | 0 | 14.3437 | 0 | 0 |  | 4725.3724 | 129.171 | 56.18%
CORNING 110253184 | 4.4635e-05 | 4517.1008 | 0.17544 | 31.8239 | 0 | 31.8239 | 0 | 0 |  | 4757.1963 | 129.3465 | 56.26%
PETALUMA C 1108208 | 9.3548e-05 | 1783.8562 | 0.1754 | 12.4785 | 0 | 12.4785 | 0 | 0 |  | 4769.6748 | 129.5219 | 56.34%
GARBERVILLE 11012026 | 0.00034659 | 363.8152 | 0.17512 | 6.352 | 0 | 6.352 | 0 | 0 |  | 4776.0269 | 129.697 | 56.41%
ZACA 1101CB | 6.3071e-05 | 1838.5396 | 0.17499 | 10.8365 | 3.3583 | 7.4782 | 0 | 0 |  | 4783.5051 | 129.872 | 56.49%
PHILO 11013700 | 0.00013347 | 1560.5823 | 0.17472 | 18.1206 | 0 | 18.1206 | 0 | 0 |  | 4801.6257 | 130.0467 | 56.56%
PUTAH CREEK 1102710384 | 5.8195e-05 | 3710.5415 | 0.17469 | 9.614 | 4.2789 | 5.3351 | 0 | 0 |  | 4806.9608 | 130.2214 | 56.64%
JAMESON 1105913400 | 0.00011832 | 1563.2661 | 0.17457 | 1.0366 | 0.92945 | 0.10712 | 0 | 0 |  | 4807.0679 | 130.396 | 56.72%
FORT SEWARD 11211690 | 0.0001954 | 901.067 | 0.17449 | 16.2945 | 5.4942 | 10.8003 | 0 | 0 |  | 4817.8683 | 130.5705 | 56.79%
OAKHURST 110110090 | 5.7014e-05 | 3810.3636 | 0.17437 | 44.0886 | 0 | 44.0886 | 0 | 0 |  | 4861.9569 | 130.7448 | 56.87%
BROWNS VALLEY 1101CB | 0.00012727 | 1563.9973 | 0.1743 | 2.8467 | 0.58486 | 2.2619 | 0 | 0 |  | 4864.2187 | 130.9191 | 56.94%
REDBUD 1101323962 | 7.3879e-05 | 2674.5475 | 0.17389 | 28.5942 | 8.0121 | 20.5821 | 0 | 0 |  | 4884.8008 | 131.093 | 57.02%
SHINGLE SPRINGS 210851476 | 9.4268e-05 | 2122.2216 | 0.1736 | 6.4868 | 1.5605 | 4.9262 | 0 | 0 |  | 4889.727 | 131.2666 | 57.1%
OILFIELDS 1103N64 | 0.00011489 | 1611.5581 | 0.17314 | 12.5591 | 1.5452 | 11.0139 | 0 | 0 |  | 4900.7409 | 131.4398 | 57.17%
OLETA 11011217 | 5.896e-05 | 3212.896 | 0.17295 | 17.2386 | 3.0414 | 14.1973 | 0 | 0 |  | 4914.9382 | 131.6127 | 57.25%
SANTA YNEZ 1101673618 | 5.0101e-05 | 3451.8103 | 0.17294 | 0.33136 | 0.22485 | 0.10651 | 0 | 0 |  | 4915.0447 | 131.7856 | 57.32%
MARIPOSA 210135244 | 7.6076e-05 | 1918.8043 | 0.17286 | 17.4635 | 0 | 17.4635 | 0 | 0 |  | 4932.5082 | 131.9585 | 57.4%
MARIPOSA 21021960 | 4.465e-05 | 4411.9471 | 0.17242 | 24.6717 | 0 | 24.6717 | 0 | 0 |  | 4957.1798 | 132.1309 | 57.47%
WISE 11022234 | 8.3357e-05 | 2208.9033 | 0.17198 | 15.1336 | 0 | 15.1336 | 0 | 0 |  | 4972.3135 | 132.3029 | 57.55%
CALPELLA 1102421412 | 0.00012063 | 1137.8972 | 0.17127 | 3.5139 | 2.5094 | 1.0045 | 0 | 0 |  | 4973.318 | 132.4742 | 57.62%
DESCHUTES 11019722 | 9.2715e-05 | 2011.1796 | 0.17084 | 4.7531 | 1.559 | 3.1941 | 0 | 0 |  | 4976.5121 | 132.645 | 57.69%
OAKHURST 110310570 | 5.2246e-05 | 3374.5233 | 0.17053 | 9.5965 | 0 | 9.5965 | 0 | 0 |  | 4986.1086 | 132.8155 | 57.77%
OILFIELDS 1103N42 | 9.7321e-05 | 2091.1209 | 0.17017 | 5.9708 | 2.2435 | 3.7274 | 0 | 0 |  | 4989.836 | 132.9857 | 57.84%
SAN BENITO 2101221165 | 7.1264e-05 | 2286.9555 | 0.17016 | 4.8567 | 0.47079 | 4.3859 | 0 | 0 |  | 4994.2219 | 133.1559 | 57.92%
MADISON 210113372 | 3.5403e-05 | 4181.8896 | 0.17014 | 3.8478 | 0.024174 | 3.8236 | 0 | 0 |  | 4998.0455 | 133.326 | 57.99%
COTTONWOOD 11039072 | 4.9258e-05 | 3602.3143 | 0.1698 | 28.8029 | 0 | 28.8029 | 0 | 0 |  | 5026.8484 | 133.4958 | 58.06%
CLAYTON 2212334476 | 3.6826e-05 | 3174.6241 | 0.16961 | 0.063415 | 0.0075156 | 0.0559 | 0 | 0 |  | 5026.9043 | 133.6654 | 58.14%
HARTLEY 1101658 | 9.6216e-05 | 1846.2822 | 0.16943 | 13.5006 | 10.6658 | 2.8348 | 0 | 0 |  | 5029.7391 | 133.8348 | 58.21%
HIGHLANDS 1103520 | 8.2363e-05 | 2644.041 | 0.16915 | 46.6894 | 0 | 46.6894 | 0 | 0 |  | 5076.4285 | 134.004 | 58.29%
ZACA 1102CB | 6.5983e-05 | 2246.0111 | 0.16908 | 20.784 | 5.1057 | 15.6783 | 0 | 0 |  | 5092.1067 | 134.1731 | 58.36%
CHOLAME 2102X10 | 7.3071e-05 | 2615.2408 | 0.16893 | 44.0722 | 22.6455 | 21.4267 | 0 | 0 |  | 5113.5335 | 134.342 | 58.43%
HIGGINS 111051794 | 0.00021523 | 651.61 | 0.16883 | 3.9207 | 0.0028416 | 3.9179 | 0 | 0 |  | 5117.4513 | 134.5108 | 58.51%
MORGAN HILL 2105XR564 | 0.0001173 | 1539.4612 | 0.16792 | 7.2429 | 1.5705 | 5.6724 | 0 | 0 |  | 5123.1237 | 134.6787 | 58.58%
PEORIA 17046090 | 0.00015776 | 641.9698 | 0.16726 | 0.79852 | 0.25188 | 0.54664 | 0 | 0 |  | 5123.6703 | 134.846 | 58.65%
CORNING 110182846 | 4.657e-05 | 3781.4967 | 0.16626 | 5.0591 | 0.31901 | 4.7401 | 0 | 0 |  | 5128.4104 | 135.0123 | 58.72%
NARROWS 21052228 | 0.0001094 | 1826.2902 | 0.16595 | 21.2565 | 0.29495 | 20.9616 | 0 | 0 |  | 5149.372 | 135.1782 | 58.8%
SANTA YNEZ 1104117616 | 0.00010782 | 3364.4337 | 0.16564 | 0.36345 | 0.17802 | 0.18542 | 0 | 0 |  | 5149.5574 | 135.3439 | 58.87%
SILVERADO 2102772792 | 0.00011586 | 1705.2974 | 0.16509 | 2.7598 | 0.40919 | 2.3506 | 0 | 0 |  | 5151.908 | 135.5089 | 58.94%
MIDDLETOWN 1101439572 | 0.00012277 | 1750.9686 | 0.16479 | 1.2864 | 0.057462 | 1.229 | 0 | 0 |  | 5153.1369 | 135.6737 | 59.01%
NORTH BRANCH 1101TS1115 | 6.6142e-05 | 2220.2472 | 0.16462 | 17.6137 | 0 | 17.6137 | 0 | 0 |  | 5170.7507 | 135.8384 | 59.08%
ANDERSON 1101514412 | 8.0594e-05 | 2318.4458 | 0.16405 | 1.0413 | 0.0099453 | 1.0314 | 0 | 0 |  | 5171.7821 | 136.0024 | 59.16%
PUEBLO 2102226562 | 8.6131e-05 | 1632.6529 | 0.16403 | 1.0322 | 0.17948 | 0.8527 | 0 | 0 |  | 5172.6348 | 136.1664 | 59.23%
WILDWOOD 110198896 | 7.975e-05 | 2478.9758 | 0.16402 | 5.0283 | 0 | 5.0283 | 0 | 0 |  | 5177.6631 | 136.3305 | 59.3%
SHINGLE SPRINGS 1103CB | 0.00016037 | 1368.6904 | 0.16378 | 11.8718 | 5.254 | 6.6178 | 0 | 0 |  | 5184.2809 | 136.4942 | 59.37%
KESWICK 110148480 | 0.00013445 | 1828.9756 | 0.16355 | 10.5208 | 0 | 10.5208 | 0 | 0 |  | 5194.8017 | 136.6578 | 59.44%
CORNING 1102915324 | 4.7601e-05 | 3729.4821 | 0.16319 | 3.4105 | 1.1825 | 2.228 | 0 | 0 |  | 5197.0297 | 136.821 | 59.51%
BOLINAS 1101530 | 0.00014892 | 1687.6433 | 0.16273 | 10.9659 | 0 | 10.9659 | 0 | 0 |  | 5207.9956 | 136.9837 | 59.58%
NAPA 1102561208 | 0.0001103 | 1867.3968 | 0.1626 | 2.8264 | 1.9889 | 0.8375 | 0 | 0 |  | 5208.8331 | 137.1463 | 59.65%
HOPLAND 110194006 | 0.00010255 | 1667.7925 | 0.1626 | 15.2682 | 1.3828 | 13.8855 | 0 | 0 |  | 5222.7186 | 137.3089 | 59.72%
HIGHLANDS 1103CB | 0.00010337 | 1745.3469 | 0.16238 | 12.2596 | 1.6641 | 10.5955 | 0 | 0 |  | 5233.3141 | 137.4713 | 59.79%
SCE REFUGIO 1701CB | 3.2861e-05 | 4925.3659 | 0.16185 | 0.0022454 | 0 | 0.0022454 | 0 | 0 |  | 5233.3164 | 137.6331 | 59.86%
NARROWS 210534069 | 6.2676e-05 | 2622.4246 | 0.16138 | 15.7438 | 0 | 15.7438 | 0 | 0 |  | 5249.0602 | 137.7945 | 59.93%
CLAY 110398680 | 7.2821e-05 | 2215.7621 | 0.16135 | 0.02896 | 0 | 0.02896 | 0 | 0 |  | 5249.0892 | 137.9559 | 60%
ANDERSON 11011752 | 9.1598e-05 | 2012.9288 | 0.16096 | 9.9556 | 1.5334 | 8.4222 | 0 | 0 |  | 5257.5114 | 138.1168 | 60.07%
LOW GAP 110137498 | 0.00018072 | 890.6369 | 0.16073 | 16.282 | 0 | 16.282 | 0 | 0 |  | 5273.7934 | 138.2775 | 60.14%
NARROWS 21057203 | 9.5139e-05 | 1859.3118 | 0.16043 | 18.8348 | 0.24894 | 18.5859 | 0 | 0 |  | 5292.3793 | 138.438 | 60.21%
MIDDLETOWN 110148212 | 0.00014482 | 1204.0224 | 0.1603 | 10.8054 | 0.106 | 10.6994 | 0 | 0 |  | 5303.0787 | 138.5983 | 60.28%
SAN MIGUEL 1106605393 | 6.0131e-05 | 2777.2648 | 0.15998 | 25.0464 | 4.3032 | 20.7432 | 0 | 0 |  | 5323.8219 | 138.7582 | 60.35%
COTTONWOOD 11011610 | 4.3413e-05 | 3907.4677 | 0.15996 | 38.4226 | 0 | 38.4226 | 0 | 0 |  | 5362.2445 | 138.9182 | 60.42%
SAN MIGUEL 1106428314 | 6.2949e-05 | 2640.9062 | 0.15993 | 18.428 | 3.715 | 14.7129 | 0 | 0 |  | 5376.9574 | 139.0781 | 60.49%
FROGTOWN 1702592404 | 0.00017009 | 1297.0483 | 0.15963 | 1.6522 | 0.0099453 | 1.6422 | 0 | 0 |  | 5378.5996 | 139.2378 | 60.56%
WYANDOTTE 110738438 | 9.156e-05 | 1679.673 | 0.15947 | 16.8604 | 0 | 16.8604 | 0 | 0 |  | 5395.46 | 139.3972 | 60.63%
MIDDLETOWN 1101548 | 0.00022053 | 593.8352 | 0.15935 | 28.3124 | 0.9042 | 27.4082 | 0.80947 | 0.0037879 |  | 5422.8682 | 139.5566 | 60.7%
SUNOL 11018721 | 5.0888e-05 | 2918.1731 | 0.1593 | 3.0465 | 0.31139 | 2.7351 | 0 | 0 |  | 5425.6033 | 139.7159 | 60.77%
RED BLUFF 110451238 | 5.1642e-05 | 2984.3431 | 0.15926 | 39.2404 | 0 | 39.2404 | 0 | 0 |  | 5464.8437 | 139.8751 | 60.84%
CLOVERDALE 110184088 | 0.00012489 | 1457.8018 | 0.15858 | 17.4188 | 1.2822 | 16.1366 | 0 | 0 |  | 5480.9803 | 140.0337 | 60.91%
RAWSON 1103428534 | 6.0557e-05 | 3052.7595 | 0.15819 | 5.432 | 0.89395 | 4.5381 | 0 | 0 |  | 5485.5183 | 140.1919 | 60.98%
CLOVERDALE 1101964556 | 0.00010503 | 1599.6673 | 0.15803 | 5.0715 | 0.027055 | 5.0445 | 0 | 0 |  | 5490.5628 | 140.3499 | 61.05%
BELL 1109CB | 0.00031144 | 533.425 | 0.15794 | 3.4814 | 3.18 | 0.30133 | 0 | 0 |  | 5490.8641 | 140.5079 | 61.11%
FITCH MOUNTAIN 111324918 | 0.00017491 | 1042.2333 | 0.1575 | 5.4965 | 0 | 5.4965 | 0 | 0 |  | 5496.3606 | 140.6654 | 61.18%
GEYSERVILLE 1101705777 | 0.00010551 | 1615.1994 | 0.15746 | 6.1467 | 0 | 6.1467 | 0 | 0 |  | 5502.5073 | 140.8228 | 61.25%
CALPELLA 1101542 | 0.00010864 | 1525.8914 | 0.15746 | 33.5704 | 0.035166 | 33.5352 | 0 | 0 |  | 5536.0426 | 140.9803 | 61.32%
PIT NO 1 1101CB | 5.8247e-05 | 2851.4073 | 0.15705 | 6.5478 | 0 | 6.5478 | 0 | 0 |  | 5542.5904 | 141.1374 | 61.39%
CLOVERDALE 1102383183 | 0.0001153 | 1780.7074 | 0.15687 | 14.7179 | 0.071153 | 14.6467 | 0 | 0 |  | 5557.2371 | 141.2942 | 61.46%
LAKEVILLE 1102152632 | 5.6437e-05 | 2775.5237 | 0.15681 | 2.13 | 0.20372 | 1.9263 | 0 | 0 |  | 5559.1634 | 141.451 | 61.52%
WOODACRE 11011456 | 0.00024152 | 701.6004 | 0.15596 | 3.8256 | 0 | 3.8256 | 0 | 0 |  | 5562.989 | 141.607 | 61.59%
POINT MORETTI 11015104 | 0.00010952 | 1407.1508 | 0.15579 | 1.8014 | 0 | 1.8014 | 0 | 0 |  | 5564.7904 | 141.7628 | 61.66%
MOLINO 110279306 | 0.00011173 | 1345.2863 | 0.15551 | 8.1771 | 4.3934 | 3.7837 | 0 | 0 |  | 5568.5741 | 141.9183 | 61.73%
BALCH NO 1 1101R372 | 2.9441e-05 | 4227.7566 | 0.15539 | 4.1665 | 0 | 4.1665 | 0 | 0 |  | 5572.7406 | 142.0737 | 61.8%
TIVY VALLEY 1107869946 | 2.1689e-05 | 7360.2383 | 0.15534 | 29.7395 | 0 | 29.7395 | 0 | 0 |  | 5602.4801 | 142.229 | 61.86%
BELL 1110946229 | 9.1153e-05 | 1903.3963 | 0.15489 | 2.0791 | 1.86 | 0.21901 | 0 | 0 |  | 5602.6991 | 142.3839 | 61.93%
CLARK ROAD 1101CB | 0.00010268 | 1672.4211 | 0.15464 | 0.020709 | 0.0028415 | 0.017868 | 0 | 0 |  | 5602.717 | 142.5386 | 62%
SHINGLE SPRINGS 110419502 | 0.00010455 | 1716.1429 | 0.15447 | 57.6051 | 12.6349 | 44.9701 | 0 | 0 |  | 5647.6872 | 142.693 | 62.07%
WILLITS 1102CB | 0.00011244 | 1000.9631 | 0.15412 | 9.7413 | 4.4271 | 5.3142 | 0 | 0 |  | 5653.0014 | 142.8471 | 62.13%
UKIAH 1114408 | 0.00011339 | 1624.3846 | 0.15401 | 38.1202 | 0.80123 | 37.319 | 0 | 0 |  | 5690.3204 | 143.0012 | 62.2%
SAND CREEK 11037420 | 2.746e-05 | 5752.6874 | 0.15397 | 23.1951 | 0 | 23.1951 | 0 | 0 |  | 5713.5154 | 143.1551 | 62.27%
SALMON CREEK 110188998 | 8.749e-05 | 1675.3538 | 0.15352 | 13.8086 | 5.8565 | 7.9521 | 0 | 0 |  | 5721.4675 | 143.3086 | 62.33%
SILVERADO 2102942170 | 8.0364e-05 | 1848.528 | 0.15348 | 9.0517 | 5.9202 | 3.1315 | 0 | 0 |  | 5724.5991 | 143.4621 | 62.4%
VACAVILLE 1111CB | 0.00010262 | 1549.2867 | 0.15336 | 12.1349 | 4.8152 | 7.3197 | 0 | 0 |  | 5731.9188 | 143.6155 | 62.47%
SANTA YNEZ 1101Y52 | 6.2219e-05 | 2469.9036 | 0.15332 | 20.7995 | 1.204 | 19.5955 | 0 | 0 |  | 5751.5143 | 143.7688 | 62.53%
STILLWATER 1102CB | 0.00012985 | 1360.5287 | 0.15318 | 25.0568 | 0.0093752 | 25.0474 | 0 | 0 |  | 5776.5617 | 143.922 | 62.6%
BEAR VALLEY 21059480 | 7.4134e-05 | 2457.1272 | 0.15314 | 12.4123 | 0 | 12.4123 | 0 | 0 |  | 5788.974 | 144.0751 | 62.67%
FROGTOWN 17021573 | 6.9197e-05 | 1984.6936 | 0.15282 | 18.0653 | 0 | 18.0653 | 0 | 0 |  | 5807.0393 | 144.2279 | 62.73%
NARROWS 21022220 | 0.00015667 | 1115.795 | 0.15235 | 28.2995 | 0.81262 | 27.4869 | 0 | 0 |  | 5834.5262 | 144.3803 | 62.8%
FULTON 1102287172 | 0.00014341 | 1064.6586 | 0.15216 | 26.7097 | 6.2693 | 20.4403 | 0 | 0 |  | 5854.9666 | 144.5325 | 62.87%
OTTER 11022012 | 7.8985e-05 | 2049.1767 | 0.15189 | 10.0541 | 0.84725 | 9.2069 | 0 | 0 |  | 5864.1734 | 144.6843 | 62.93%
OILFIELDS 1103N48 | 5.999e-05 | 2624.8703 | 0.15188 | 47.6716 | 0 | 47.6716 | 0 | 0 |  | 5911.8451 | 144.8362 | 63%
BANGOR 1101301886 | 8.8332e-05 | 1844.2972 | 0.15165 | 7.7483 | 5.1133 | 2.635 | 0 | 0 |  | 5914.48 | 144.9879 | 63.06%
PASO ROBLES 1103N04 | 0.00013464 | 1420.9296 | 0.1516 | 0.53424 | 0 | 0.53424 | 0 | 0 |  | 5915.0143 | 145.1395 | 63.13%
WINDSOR 1103701650 | 0.00018462 | 500.0347 | 0.15159 | 0.74025 | 0 | 0.74025 | 0 | 0 |  | 5915.7545 | 145.2911 | 63.2%
LUCERNE 11031280 | 0.00011562 | 1326.8732 | 0.1512 | 23.4908 | 15.4524 | 8.0384 | 0 | 0 |  | 5923.7929 | 145.4423 | 63.26%
CORRAL 110214026 | 6.4324e-05 | 2347.8148 | 0.15084 | 10.1358 | 0 | 10.1358 | 0 | 0 |  | 5933.9287 | 145.5931 | 63.33%
SAN LUIS OBISPO 110342344 | 6.005e-05 | 2518.1117 | 0.15077 | 10.9024 | 1.4645 | 9.438 | 0 | 0 |  | 5943.3667 | 145.7439 | 63.39%
PUTAH CREEK 1105748272 | 6.9164e-05 | 2825.842 | 0.15028 | 3.9227 | 3.173 | 0.74961 | 0 | 0 |  | 5944.1163 | 145.8942 | 63.46%
PETALUMA C 1108618 | 8.8705e-05 | 1646.4565 | 0.15 | 10.8581 | 2.2253 | 8.6329 | 0 | 0 |  | 5952.7492 | 146.0442 | 63.52%
BUELLTON 1101Y26 | 6.226e-05 | 2408.6488 | 0.14946 | 15.8448 | 0.67313 | 15.1717 | 0 | 0 |  | 5967.9208 | 146.1936 | 63.59%
WILLOW CREEK 110237374 | 0.00024971 | 652.1813 | 0.14938 | 2.2478 | 0 | 2.2478 | 0 | 0 |  | 5970.1686 | 146.343 | 63.65%
FULTON 11024522 | 0.00013265 | 1211.0142 | 0.14919 | 12.1084 | 3.2961 | 8.8123 | 0 | 0 |  | 5978.9809 | 146.4922 | 63.72%
APPLE HILL 210251792 | 0.00012104 | 1431.6373 | 0.14914 | 9.3569 | 0 | 9.3569 | 0 | 0 |  | 5988.3378 | 146.6413 | 63.78%
ZACA 1102Y48 | 6.9914e-05 | 2423.7326 | 0.14907 | 11.8426 | 7.4521 | 4.3905 | 0 | 0 |  | 5992.7283 | 146.7904 | 63.85%
GARBERVILLE 11011604 | 0.00022087 | 698.8592 | 0.14905 | 18.1285 | 13.9433 | 4.1852 | 0 | 0 |  | 5996.9134 | 146.9394 | 63.91%
CALISTOGA 1101537148 | 8.9697e-05 | 711.3098 | 0.14902 | 1.5345 | 0.9608 | 0.5737 | 0 | 0 |  | 5997.4871 | 147.0885 | 63.98%
GRASS VALLEY 11032180 | 8.9044e-05 | 1832.2635 | 0.1487 | 44.1964 | 0 | 44.1964 | 0 | 0 |  | 6041.6836 | 147.2372 | 64.04%
POSO MOUNTAIN 21012181 | 3.7006e-05 | 4260.274 | 0.14869 | 23.7201 | 6.867 | 16.8531 | 0 | 0 |  | 6058.5367 | 147.3859 | 64.11%
CLARK ROAD 11022044 | 0.00011519 | 1533.5317 | 0.14865 | 12.5989 | 4.0912 | 8.5077 | 0 | 0 |  | 6067.0444 | 147.5345 | 64.17%
MERCED FALLS 110287352 | 7.6529e-05 | 2120.5795 | 0.14862 | 26.6195 | 0 | 26.6195 | 0 | 0 |  | 6093.6639 | 147.6831 | 64.24%
WISE 1102307494 | 7.0522e-05 | 2167.8038 | 0.14841 | 33.8214 | 2.7718 | 31.0496 | 0 | 0 |  | 6124.7134 | 147.8315 | 64.3%
PUTAH CREEK 110264044 | 6.4018e-05 | 2318.9503 | 0.14834 | 7.4532 | 1.4563 | 5.9969 | 0 | 0 |  | 6130.7103 | 147.9799 | 64.36%
MENLO 110212249 | 0.0001396 | 1383.6803 | 0.14826 | 2.4049 | 0 | 2.4049 | 0 | 0 |  | 6133.1153 | 148.1281 | 64.43%
NORTH BRANCH 110111206 | 5.7399e-05 | 3353.7714 | 0.14787 | 17.8909 | 0.0026647 | 17.8882 | 0 | 0 |  | 6151.0035 | 148.276 | 64.49%
VOLTA 110180454 | 8.7906e-05 | 1652.3048 | 0.14786 | 32.2164 | 0.38268 | 31.8338 | 0 | 0 |  | 6182.8373 | 148.4239 | 64.56%
SALMON CREEK 1101196 | 5.8544e-05 | 2429.7049 | 0.14755 | 7.2711 | 1.6589 | 5.6122 | 0 | 0 |  | 6188.4495 | 148.5714 | 64.62%
MOLINO 110266006 | 0.00016119 | 1078.2399 | 0.14747 | 9.0433 | 0 | 9.0433 | 0 | 0 |  | 6197.4928 | 148.7189 | 64.69%
GARBERVILLE 1101CB | 0.00030831 | 452.1633 | 0.14742 | 8.7961 | 1.773 | 7.023 | 0 | 0 |  | 6204.5158 | 148.8663 | 64.75%
WYANDOTTE 11071026 | 7.2065e-05 | 2265.0826 | 0.14732 | 27.9097 | 5.429 | 22.4808 | 0 | 0 |  | 6226.9966 | 149.0136 | 64.81%
COARSEGOLD 210410110 | 7.1892e-05 | 1946.3474 | 0.1471 | 49.621 | 0 | 49.621 | 0 | 0 |  | 6276.6176 | 149.1607 | 64.88%
GIRVAN 11011636 | 0.00012911 | 1282.4693 | 0.14693 | 18.5753 | 0.50743 | 18.0679 | 0 | 0 |  | 6294.6854 | 149.3077 | 64.94%
OILFIELDS 1103N40 | 7.224e-05 | 1911.8815 | 0.14681 | 2.9518 | 0.075456 | 2.8763 | 0 | 0 |  | 6297.5618 | 149.4545 | 65.01%
COTTONWOOD 11031348 | 6.4485e-05 | 2847.109 | 0.14666 | 31.8632 | 2.6744 | 29.1887 | 0 | 0 |  | 6326.7505 | 149.6011 | 65.07%
OAKHURST 11015490 | 5.4815e-05 | 3287.8025 | 0.14657 | 25.0102 | 0 | 25.0102 | 0 | 0 |  | 6351.7607 | 149.7477 | 65.13%
OLETA 1101239062 | 7.6414e-05 | 2401.1977 | 0.14634 | 14.0543 | 1.8613 | 12.193 | 0 | 0 |  | 6363.9537 | 149.894 | 65.2%
LAYTONVILLE 110268436 | 0.00011581 | 1690.836 | 0.14627 | 9.1143 | 0 | 9.1143 | 0 | 0 |  | 6373.068 | 150.0403 | 65.26%
GARBERVILLE 11022010 | 0.00053737 | 277.3564 | 0.14585 | 6.6674 | 0 | 6.6674 | 0 | 0 |  | 6379.7355 | 150.1862 | 65.32%
SHINGLE SPRINGS 210819762 | 0.00017135 | 1134.0874 | 0.14549 | 5.4157 | 1.0162 | 4.3995 | 0 | 0 |  | 6384.135 | 150.3316 | 65.39%
ELK CREEK 11012008 | 5.6038e-05 | 2966.3445 | 0.14517 | 18.1456 | 12.4116 | 5.734 | 0 | 0 |  | 6389.8689 | 150.4768 | 65.45%
OILFIELDS 1103N44 | 8.2092e-05 | 1862.5151 | 0.14496 | 18.1527 | 0 | 18.1527 | 0 | 0 |  | 6408.0217 | 150.6218 | 65.51%
MOUNTAIN QUARRIES 21011102 | 0.00010803 | 1375.9559 | 0.14479 | 43.4367 | 0 | 43.4367 | 0 | 0 |  | 6451.4583 | 150.7666 | 65.58%
CORNING 110164090 | 4.4336e-05 | 3248.9701 | 0.1444 | 13.6692 | 0 | 13.6692 | 0 | 0 |  | 6465.1275 | 150.911 | 65.64%
BROWNS VALLEY 11011268 | 8.5846e-05 | 1744.856 | 0.14435 | 10.9076 | 0.0073299 | 10.9003 | 0 | 0 |  | 6476.0278 | 151.0553 | 65.7%
MARIPOSA 21029590 | 6.1765e-05 | 2433.9636 | 0.144 | 36.2878 | 0 | 36.2878 | 0 | 0 |  | 6512.3156 | 151.1993 | 65.77%
TEMPLETON 2113A60 | 8.0147e-05 | 2043.3402 | 0.14391 | 8.9642 | 1.6869 | 7.2773 | 0 | 0 |  | 6519.5929 | 151.3432 | 65.83%
CLOVERDALE 1102429006 | 0.00015434 | 805.9602 | 0.1436 | 2.0071 | 0.0099454 | 1.9972 | 0 | 0 |  | 6521.59 | 151.4868 | 65.89%
COTTONWOOD 11021578 | 5.3137e-05 | 2721.7009 | 0.14355 | 35.0682 | 4.9262 | 30.142 | 0 | 0 |  | 6551.732 | 151.6304 | 65.95%
INDIAN FLAT 1104CB | 0.0001276 | 1467.6776 | 0.14347 | 12.7765 | 0 | 12.7765 | 0 | 0 |  | 6564.5085 | 151.7739 | 66.01%
OREGON TRAIL 11031448 | 9.5357e-05 | 1437.1719 | 0.14347 | 30.7551 | 0 | 30.7551 | 0 | 0 |  | 6595.2636 | 151.9173 | 66.08%
MONTICELLO 110137384 | 6.7163e-05 | 2257.655 | 0.14324 | 9.3736 | 0 | 9.3736 | 0 | 0 |  | 6604.6372 | 152.0606 | 66.14%
POSO MOUNTAIN 21013990 | 3.4486e-05 | 3780.3852 | 0.14297 | 5.5597 | 1.2318 | 4.3279 | 0 | 0 |  | 6608.9651 | 152.2035 | 66.2%
PETALUMA C 1108636 | 0.00010078 | 1486.0094 | 0.14279 | 9.4338 | 0 | 9.4338 | 0 | 0 |  | 6618.3989 | 152.3463 | 66.26%
VOLTA 110165764 | 4.7811e-05 | 3350.0688 | 0.1423 | 10.3601 | 0 | 10.3601 | 0 | 0 |  | 6628.759 | 152.4886 | 66.33%
STONE CORRAL 1110189488 | 2.6518e-05 | 5673.1262 | 0.14211 | 0.83484 | 0.0099453 | 0.8249 | 0 | 0 |  | 6629.5839 | 152.6307 | 66.39%
CABRILLO 1103Y12 | 4.9026e-05 | 2917.17 | 0.14205 | 30.8491 | 4.3098 | 26.5393 | 0 | 0 |  | 6656.1232 | 152.7728 | 66.45%
CEDAR CREEK 1101451856 | 5.0483e-05 | 2807.0375 | 0.14172 | 0.065349 | 0 | 0.065349 | 0 | 0 |  | 6656.1886 | 152.9145 | 66.51%
TASSAJARA 21126392 | 7.9657e-05 | 1801.3357 | 0.14162 | 5.4935 | 0 | 5.4935 | 0 | 0 |  | 6661.682 | 153.0561 | 66.57%
CALISTOGA 1101242919 | 0.00019735 | 815.191 | 0.14151 | 1.3123 | 0 | 1.3123 | 0 | 0 |  | 6662.9943 | 153.1976 | 66.63%
FORT SEWARD 1121CB | 0.00019854 | 804.6312 | 0.14139 | 9.2029 | 0 | 9.2029 | 0 | 0 |  | 6672.1973 | 153.339 | 66.7%
SISQUOC 1102M54 | 5.3034e-05 | 2348.1035 | 0.14114 | 30.2925 | 10.4763 | 19.8162 | 0 | 0 |  | 6692.0135 | 153.4802 | 66.76%
LINCOLN 11042070 | 7.9201e-05 | 1863.8372 | 0.14111 | 29.1356 | 11.142 | 17.9936 | 0 | 0 |  | 6710.007 | 153.6213 | 66.82%
SAN RAMON 2101CB | 0.0001171 | 1362.5146 | 0.14108 | 0.98148 | 0.1876 | 0.79388 | 0 | 0 |  | 6710.8009 | 153.7624 | 66.88%
HIGGINS 1107746082 | 0.00011547 | 1442.5612 | 0.14016 | 0.81177 | 0 | 0.81177 | 0 | 0 |  | 6711.6127 | 153.9025 | 66.94%
WILLITS 11044650 | 0.0001146 | 915.7398 | 0.14007 | 6.1468 | 2.2994 | 3.8474 | 0 | 0 |  | 6715.4601 | 154.0426 | 67%
COTTONWOOD 11031616 | 5.1839e-05 | 2965.2949 | 0.13915 | 49.241 | 2.295 | 46.9461 | 0 | 0 |  | 6762.4062 | 154.1817 | 67.06%
POSO MOUNTAIN 21014456 | 2.7821e-05 | 5239.6007 | 0.13881 | 23.5315 | 0 | 23.5315 | 0 | 0 |  | 6785.9377 | 154.3206 | 67.12%
LAYTONVILLE 11022502 | 0.00011917 | 1243.1177 | 0.13859 | 17.8061 | 0 | 17.8061 | 0 | 0 |  | 6803.7438 | 154.4591 | 67.18%
BEAR VALLEY 21014160 | 7.1016e-05 | 2062.9169 | 0.13839 | 22.8241 | 0 | 22.8241 | 0 | 0 |  | 6826.5679 | 154.5975 | 67.24%
WILLOW PASS 1101152874 | 6.4919e-05 | 2044.3409 | 0.13803 | 0.8119 | 0.20139 | 0.61051 | 0 | 0 |  | 6827.1784 | 154.7356 | 67.3%
LINCOLN 1101186060 | 0.00011716 | 1235.1524 | 0.13732 | 14.9588 | 4.056 | 10.9028 | 0 | 0 |  | 6838.0812 | 154.8729 | 67.36%
SHINGLE SPRINGS 21092679 | 6.4611e-05 | 2176.5839 | 0.13732 | 7.1071 | 0 | 7.1071 | 0 | 0 |  | 6845.1883 | 155.0102 | 67.42%
SILVERADO 210234959 | 7.1759e-05 | 1907.4668 | 0.13657 | 26.4921 | 0.71632 | 25.7758 | 0 | 0 |  | 6870.9641 | 155.1468 | 67.48%
VOLTA 11011516 | 9.2444e-05 | 1638.3577 | 0.13616 | 25.732 | 0.33944 | 25.3925 | 0 | 0.095076 |  | 6896.3566 | 155.2829 | 67.54%
CURTIS 170411300 | 0.00013924 | 1480.6406 | 0.1361 | 3.6748 | 0 | 3.6748 | 0 | 0 |  | 6900.0314 | 155.419 | 67.6%
NARROWS 210551582 | 0.00014185 | 981.2465 | 0.13574 | 9.5278 | 0 | 9.5278 | 0 | 0 |  | 6909.5592 | 155.5548 | 67.66%
TEJON 1102732836 | 4.1312e-05 | 3303.5879 | 0.1353 | 15.5081 | 3.8309 | 11.6772 | 0 | 0 |  | 6921.2364 | 155.6901 | 67.72%
MONTICELLO 1101720 | 6.3429e-05 | 2299.4316 | 0.1353 | 8.1341 | 1.345 | 6.7891 | 0 | 0 |  | 6928.0255 | 155.8254 | 67.78%
RIO DELL 11024230 | 0.00036561 | 373.6796 | 0.13512 | 22.948 | 0.047087 | 22.9009 | 0 | 0 |  | 6950.9265 | 155.9605 | 67.84%
CLARKSVILLE 210413352 | 0.00012489 | 1100.974 | 0.13486 | 36.6115 | 1.8714 | 34.7401 | 0 | 0 |  | 6985.6666 | 156.0953 | 67.89%
MARIPOSA 2102594143 | 9.5762e-05 | 729.5737 | 0.13461 | 4.1225 | 3.6162 | 0.50625 | 0 | 0 |  | 6986.1728 | 156.23 | 67.95%
CLEAR LAKE 1101406 | 8.8388e-05 | 1508.2873 | 0.1343 | 32.9623 | 20.5417 | 12.4205 | 0 | 0 |  | 6998.5934 | 156.3643 | 68.01%
DUNLAP 11027849F | 3.1633e-05 | 5019.3612 | 0.13395 | 8.6698 | 0 | 8.6698 | 0 | 0 |  | 7007.2631 | 156.4982 | 68.07%
JESSUP 1103348657 | 8.3622e-05 | 2006.4651 | 0.13388 | 2.338 | 0.31576 | 2.0223 | 0 | 0 |  | 7009.2854 | 156.6321 | 68.13%
BANGOR 1101870548 | 0.00010519 | 1377.0688 | 0.13326 | 5.0876 | 0 | 5.0876 | 0 | 0 |  | 7014.373 | 156.7653 | 68.19%
RED BLUFF 110176020 | 5.4998e-05 | 2512.6527 | 0.13318 | 14.5481 | 5.2058 | 9.3423 | 0 | 0 |  | 7023.7153 | 156.8985 | 68.24%
HARTLEY 11011306 | 9.0495e-05 | 1507.2616 | 0.13303 | 12.2057 | 2.7214 | 9.4843 | 0 | 0 |  | 7033.1996 | 157.0316 | 68.3%
GARBERVILLE 11022540 | 0.00054969 | 203.3955 | 0.13296 | 17.8674 | 1.6322 | 16.2351 | 0 | 0 |  | 7049.4348 | 157.1645 | 68.36%
OLETA 1102CB | 0.00014984 | 1023.6412 | 0.13274 | 0.816 | 0.4452 | 0.3708 | 0 | 0 |  | 7049.8056 | 157.2973 | 68.42%
SALT SPRINGS 210110416 | 0.00010788 | 1426.8175 | 0.1325 | 0.68999 | 0 | 0.68999 | 0 | 0 |  | 7050.4956 | 157.4297 | 68.47%
HOPLAND 1101770 | 0.00012303 | 1361.4118 | 0.13217 | 15.3834 | 6.7829 | 8.6005 | 0 | 0 |  | 7059.096 | 157.5619 | 68.53%
WILDWOOD 1101384582 | 5.1941e-05 | 4044.7807 | 0.13184 | 4.5397 | 0 | 4.5397 | 0 | 0 |  | 7063.6357 | 157.6938 | 68.59%
WYANDOTTE 110796390 | 0.00016254 | 924.5376 | 0.13125 | 10.1196 | 1.5718 | 8.5479 | 0 | 0 |  | 7072.1836 | 157.825 | 68.65%
VINEYARD 2110CB | 9.3599e-05 | 1513.1588 | 0.1308 | 10.1057 | 4.5155 | 5.5901 | 0 | 0 |  | 7077.7737 | 157.9558 | 68.7%
PEORIA 1701CB | 8.3932e-05 | 1625.1549 | 0.13063 | 8.7743 | 0 | 8.7743 | 0 | 0 |  | 7086.548 | 158.0864 | 68.76%
HIGGINS 11039753 | 6.1494e-05 | 2174.098 | 0.13059 | 2.0548 | 0 | 2.0548 | 0 | 0 |  | 7088.6028 | 158.217 | 68.82%
COVELO 1101627416 | 9.4498e-05 | 1192.7699 | 0.13024 | 3.1289 | 2.5251 | 0.6038 | 0 | 0 |  | 7089.2066 | 158.3473 | 68.87%
CORRAL 110313474 | 9.8916e-05 | 1472.7962 | 0.13001 | 7.2135 | 4.2762 | 2.9373 | 0 | 0 |  | 7092.1439 | 158.4773 | 68.93%
MARIPOSA 2101309438 | 0.00010698 | 1153.73 | 0.12966 | 8.0868 | 4.396 | 3.6909 | 0 | 0 |  | 7095.8347 | 158.6069 | 68.99%
COLUMBIA HILL 11012212 | 0.00022108 | 358.4844 | 0.12922 | 9.1336 | 0 | 9.1336 | 0 | 0 |  | 7104.9684 | 158.7362 | 69.04%
PUEBLO 11041304 | 7.3325e-05 | 1973.0848 | 0.12902 | 19.2267 | 0 | 19.2267 | 0 | 0 |  | 7124.195 | 158.8652 | 69.1%
VASCO 1102886522 | 6.1458e-05 | 2215.6632 | 0.12899 | 19.1601 | 12.3804 | 6.7797 | 0 | 0 |  | 7130.9747 | 158.9942 | 69.16%
WYANDOTTE 11091520 | 0.00011878 | 1243.3344 | 0.1287 | 19.7175 | 15.5532 | 4.1643 | 0 | 0 |  | 7135.139 | 159.1229 | 69.21%
LINCOLN 11045391 | 4.9284e-05 | 2595.0683 | 0.12868 | 0.95101 | 0 | 0.95101 | 0 | 0 |  | 7136.09 | 159.2515 | 69.27%
TASSAJARA 210419042 | 0.00010259 | 1548.81 | 0.12861 | 8.5153 | 2.2569 | 6.2584 | 0 | 0 |  | 7142.3484 | 159.3802 | 69.32%
FITCH MOUNTAIN 1113356 | 0.00012922 | 991.1123 | 0.12847 | 15.1349 | 4.4169 | 10.7179 | 0 | 0 |  | 7153.0663 | 159.5086 | 69.38%
BANGOR 11017446 | 0.00013367 | 983.1088 | 0.12828 | 43.5002 | 0 | 43.5002 | 0 | 0 |  | 7196.5665 | 159.6369 | 69.43%
CALISTOGA 110135588 | 9.2798e-05 | 1278.0574 | 0.12786 | 3.0795 | 0 | 3.0795 | 0 | 0 |  | 7199.646 | 159.7648 | 69.49%
PASO ROBLES 110359763 | 5.4981e-05 | 2480.207 | 0.12716 | 2.8168 | 0 | 2.8168 | 0 | 0 |  | 7202.4628 | 159.8919 | 69.55%
RED BLUFF 11031702 | 4.2191e-05 | 3360.288 | 0.12716 | 18.2066 | 1.4519 | 16.7546 | 0 | 0 |  | 7219.2174 | 160.0191 | 69.6%
WILLITS 1104188268 | 0.00013545 | 756.6199 | 0.1264 | 5.413 | 1.1448 | 4.2682 | 0 | 0 |  | 7223.4856 | 160.1455 | 69.66%
SAND CREEK 11037823F | 2.6117e-05 | 5142.2922 | 0.12636 | 4.6783 | 0 | 4.6783 | 0 | 0 |  | 7228.1639 | 160.2719 | 69.71%
PEORIA 1704877670 | 7.9345e-05 | 1606.4027 | 0.12626 | 6.585 | 0 | 6.585 | 0 | 0 |  | 7234.7489 | 160.3981 | 69.77%
MENLO 1102W80 | 0.00012461 | 990.5879 | 0.12598 | 18.9604 | 0.0099474 | 18.9504 | 0 | 0 |  | 7253.6993 | 160.5241 | 69.82%
SAN LUIS OBISPO 1104350030 | 0.00012847 | 957.5657 | 0.12598 | 8.7067 | 2.911 | 5.7957 | 0 | 0 |  | 7259.495 | 160.6501 | 69.88%
EDENVALE 2107288980 | 5.3751e-05 | 2359.4228 | 0.12531 | 0.70698 | 0.37613 | 0.33085 | 0 | 0 |  | 7259.8259 | 160.7754 | 69.93%
SOLEDAD 2102955138 | 6.7551e-05 | 1883.3994 | 0.12515 | 2.7817 | 0.1543 | 2.6274 | 0 | 0 |  | 7262.4533 | 160.9005 | 69.98%
GIRVAN 11011330 | 0.00011447 | 1373.7242 | 0.12503 | 31.1759 | 0.10632 | 31.0696 | 0 | 0 |  | 7293.5228 | 161.0256 | 70.04%
RINCON 11035152 | 0.00018787 | 675.7903 | 0.1239 | 1.6688 | 0 | 1.6688 | 0 | 0 |  | 7295.1916 | 161.1495 | 70.09%
HIGHLANDS 11031282 | 7.8872e-05 | 1748.6654 | 0.12376 | 16.5349 | 2.2808 | 14.2542 | 0 | 0 |  | 7309.4457 | 161.2732 | 70.15%
SANTA YNEZ 1102CB | 5.5469e-05 | 1580.4692 | 0.12375 | 8.9142 | 7.4549 | 1.4593 | 0 | 0 |  | 7310.9051 | 161.397 | 70.2%
STILLWATER 11021644 | 0.00010131 | 1382.8849 | 0.12375 | 22.8387 | 0 | 22.8387 | 0 | 0 |  | 7333.7438 | 161.5207 | 70.25%
WOODWARD 210878448 | 3.1679e-05 | 4051.9056 | 0.12365 | 29.6278 | 10.1202 | 19.5076 | 0 | 0 |  | 7353.2514 | 161.6444 | 70.31%
GARBERVILLE 11011770 | 0.00044353 | 343.9532 | 0.12342 | 8.6077 | 0 | 8.6077 | 0 | 0 |  | 7361.8591 | 161.7678 | 70.36%
BUELLTON 1101Y06 | 5.4903e-05 | 2033.2985 | 0.12317 | 39.3297 | 8.9658 | 30.3639 | 0 | 0 |  | 7392.2231 | 161.891 | 70.42%
DIAMOND SPRINGS 110610587 | 8.4096e-05 | 1469.4238 | 0.12297 | 21.9618 | 0 | 21.9618 | 0 | 0 |  | 7414.1849 | 162.014 | 70.47%
CLOVERDALE 1102156 | 0.00012453 | 875.9596 | 0.12268 | 11.783 | 5.6178 | 6.1652 | 0 | 0 |  | 7420.3501 | 162.1366 | 70.52%
BRIDGEVILLE 110169866 | 0.00023172 | 514.4343 | 0.12256 | 6.5701 | 0 | 6.5701 | 0 | 0 |  | 7426.9202 | 162.2592 | 70.58%
DIAMOND SPRINGS 1104705100 | 0.00013638 | 900.0548 | 0.12223 | 8.2802 | 0.89348 | 7.3867 | 0 | 0 |  | 7434.3068 | 162.3814 | 70.63%
SAND CREEK 11037110 | 4.0372e-05 | 3332.8764 | 0.12197 | 18.6347 | 0 | 18.6347 | 0 | 0 |  | 7452.9416 | 162.5034 | 70.68%
FULTON 1107604 | 0.00010038 | 1390.9913 | 0.12169 | 17.4386 | 0 | 17.4386 | 0.19489 | 0 |  | 7470.3801 | 162.6251 | 70.73%
TIDEWATER 2106781445 | 0.00010546 | 1075.6001 | 0.12145 | 0.35916 | 0.10712 | 0.25204 | 0 | 0 |  | 7470.6322 | 162.7465 | 70.79%
SAN LUIS OBISPO 1103153199 | 4.9986e-05 | 2588.0496 | 0.1214 | 5.4619 | 2.5094 | 2.9525 | 0 | 0 |  | 7473.5847 | 162.8679 | 70.84%
LAYTONVILLE 1102572 | 0.00020812 | 588.4642 | 0.12097 | 21.398 | 0 | 21.398 | 0 | 0 |  | 7494.9826 | 162.9889 | 70.89%
ATASCADERO 1103A16 | 9.9134e-05 | 1262.4628 | 0.12088 | 20.0796 | 0.29345 | 19.7861 | 0 | 0 |  | 7514.7688 | 163.1098 | 70.95%
TEJON 11022455 | 3.5175e-05 | 3535.7199 | 0.12034 | 6.3179 | 0 | 6.3179 | 0 | 0 |  | 7521.0867 | 163.2301 | 71%
MAXWELL 11053008 | 6.8766e-05 | 2119.5029 | 0.1202 | 15.2115 | 6.736 | 8.4754 | 0 | 0 |  | 7529.5621 | 163.3503 | 71.05%
APPLE HILL 2102CB | 0.00014731 | 1022.0989 | 0.12006 | 41.2823 | 0 | 41.2823 | 0 | 0 |  | 7570.8445 | 163.4704 | 71.1%
WYANDOTTE 11031504 | 0.00021184 | 618.3499 | 0.12006 | 14.6857 | 3.663 | 11.0226 | 0 | 0 |  | 7581.8671 | 163.5904 | 71.15%
CLARKSVILLE 2109CB | 0.00021275 | 713.5234 | 0.11989 | 1.1382 | 0.14781 | 0.99037 | 0 | 0 |  | 7582.8575 | 163.7103 | 71.21%
HOLLISTER 2102855412 | 6.4443e-05 | 1812.7947 | 0.11956 | 31.4999 | 3.0957 | 28.4042 | 0 | 0 |  | 7611.2617 | 163.8299 | 71.26%
MARTELL 11033152 | 8.4438e-05 | 1552.0849 | 0.11956 | 17.0072 | 0.27426 | 16.733 | 0 | 0 |  | 7627.9946 | 163.9494 | 71.31%
DIAMOND SPRINGS 11057722 | 0.00010462 | 1087.3028 | 0.11928 | 62.2932 | 2.1424 | 60.1507 | 0 | 0 |  | 7688.1454 | 164.0687 | 71.36%
DOBBINS 11011264 | 0.00011647 | 1094.5256 | 0.11917 | 34.9826 | 0 | 34.9826 | 0 | 0 |  | 7723.1279 | 164.1879 | 71.41%
HIGGINS 1103CB | 0.00014305 | 1166.4722 | 0.11916 | 28.3983 | 0.32209 | 28.0762 | 0 | 0 |  | 7751.2042 | 164.3071 | 71.47%
TIVY VALLEY 1107822606 | 3.2057e-05 | 3717.2296 | 0.11894 | 18.1666 | 4.6788 | 13.4878 | 0 | 0 |  | 7764.692 | 164.426 | 71.52%
CAYETANO 2109MR186 | 8.9465e-05 | 1490.2334 | 0.11874 | 2.5704 | 2.0614 | 0.50894 | 0 | 0 |  | 7765.201 | 164.5447 | 71.57%
APPLE HILL 21028372 | 0.00011802 | 985.1922 | 0.11858 | 62.9363 | 4.2155 | 58.7208 | 0 | 0 |  | 7823.9218 | 164.6633 | 71.62%
MARIPOSA 21019400 | 6.6859e-05 | 1882.7942 | 0.11849 | 63.1061 | 0 | 63.1061 | 0 | 0 |  | 7887.0279 | 164.7818 | 71.67%
OILFIELDS 1103N62 | 7.0521e-05 | 1674.5706 | 0.11842 | 5.5613 | 0 | 5.5613 | 0 | 0 |  | 7892.5893 | 164.9002 | 71.72%
SHINGLE SPRINGS 2105CB | 0.00018342 | 745.8005 | 0.11812 | 19.0248 | 0 | 19.0248 | 0 | 0 |  | 7911.614 | 165.0183 | 71.78%
NARROWS 2102CB | 0.00015786 | 1177.1526 | 0.11807 | 24.393 | 1.8401 | 22.5529 | 0 | 0 |  | 7934.1669 | 165.1364 | 71.83%
CORTINA 1101528460 | 3.9909e-05 | 3097.7847 | 0.11792 | 3.8047 | 1.9131 | 1.8916 | 0 | 0 |  | 7936.0585 | 165.2543 | 71.88%
COARSEGOLD 21036110 | 4.1885e-05 | 2595.4532 | 0.11737 | 29.7887 | 18.7791 | 11.0096 | 0 | 0 |  | 7947.0681 | 165.3717 | 71.93%
HORSESHOE 110150140 | 0.0001527 | 724.1364 | 0.11734 | 6.2391 | 2.288 | 3.9511 | 0 | 1.84 |  | 7951.0192 | 165.489 | 71.98%
SAN LUIS OBISPO 1104777686 | 6.1974e-05 | 2050.5492 | 0.11731 | 1.9141 | 0.2315 | 1.6826 | 0 | 0 |  | 7952.7018 | 165.6064 | 72.03%
SILVERADO 210258626 | 9.1234e-05 | 1427.3169 | 0.117 | 15.2217 | 0 | 15.2217 | 0 | 0 |  | 7967.9235 | 165.7234 | 72.08%
SAN JOAQUIN #2 1103157026 | 6.6096e-05 | 1923.6933 | 0.11682 | 3.2319 | 0 | 3.2319 | 0 | 0 |  | 7971.1554 | 165.8402 | 72.13%
PEORIA 170411232 | 7.7668e-05 | 1686.0292 | 0.11656 | 17.2453 | 4.501 | 12.7443 | 0 | 0 |  | 7983.8997 | 165.9567 | 72.18%
DIAMOND SPRINGS 11052102 | 0.00013035 | 1146.8943 | 0.11621 | 39.1001 | 1.6185 | 37.4816 | 0 | 0 |  | 8021.3813 | 166.073 | 72.23%
WILLITS 1104CB | 0.00013491 | 773.6055 | 0.11609 | 7.6081 | 3.7174 | 3.8906 | 0 | 0 |  | 8025.2719 | 166.189 | 72.28%
GEYSERVILLE 1102484 | 0.00011833 | 896.8187 | 0.11607 | 48.8056 | 15.4378 | 33.3678 | 0 | 0 |  | 8058.6397 | 166.3051 | 72.34%
HIGGINS 1104CB | 0.00013241 | 792.6979 | 0.11592 | 11.6324 | 0.41417 | 11.2182 | 0 | 0 |  | 8069.8579 | 166.421 | 72.39%
PENRYN 1105119949 | 7.5613e-05 | 1497.9784 | 0.11529 | 2.3349 | 0.95396 | 1.3809 | 0 | 0 |  | 8071.2388 | 166.5363 | 72.44%
CLAY 1103CB | 0.00011397 | 734.8074 | 0.11521 | 13.467 | 7.4508 | 6.0162 | 0 | 0 |  | 8077.255 | 166.6515 | 72.49%
TIDEWATER 2106745811 | 7.9022e-05 | 1106.1185 | 0.11506 | 0.48504 | 0.086473 | 0.39857 | 0 | 0 |  | 8077.6536 | 166.7666 | 72.54%
WOODACRE 110191900 | 0.00012885 | 1012.5441 | 0.11491 | 13.8276 | 4.8038 | 9.0238 | 0 | 0 |  | 8086.6774 | 166.8815 | 72.59%
SAND CREEK 110397354 | 2.3546e-05 | 5418.3509 | 0.11488 | 10.1553 | 1.3497 | 8.8056 | 0 | 0 |  | 8095.483 | 166.9964 | 72.64%
CLARKSVILLE 210619642 | 0.00024874 | 453.1258 | 0.11477 | 1.603 | 0.82836 | 0.77467 | 0 | 0 |  | 8096.2577 | 167.1111 | 72.69%
MERCED FALLS 11029470 | 8.8658e-05 | 1395.4992 | 0.11474 | 22.84 | 0 | 22.84 | 0 | 0 |  | 8119.0977 | 167.2259 | 72.74%
PUEBLO 2102943820 | 9.0029e-05 | 1434.295 | 0.11464 | 2.4574 | 0.56829 | 1.8891 | 0 | 0 |  | 8120.9868 | 167.3405 | 72.79%
WHITMORE 11011594 | 0.00012552 | 1126.4421 | 0.11449 | 24.2649 | 0 | 24.2649 | 0 | 0 |  | 8145.2517 | 167.455 | 72.84%
MARIPOSA 210110240 | 7.4292e-05 | 1439.7612 | 0.11431 | 21.5594 | 0 | 21.5594 | 0 | 0 |  | 8166.8111 | 167.5693 | 72.89%
CLOVERDALE 1102674 | 0.00011908 | 1499.689 | 0.11401 | 20.1754 | 3.2103 | 16.9652 | 0 | 0 |  | 8183.7763 | 167.6833 | 72.93%
SHINGLE SPRINGS 210961892 | 8.0969e-05 | 1584.3018 | 0.11372 | 30.116 | 0 | 30.116 | 0 | 0 |  | 8213.8923 | 167.797 | 72.98%
BANGOR 110155206 | 0.00010976 | 967.1576 | 0.11351 | 2.1548 | 2.1548 | 0 | 0 | 0 |  | 8213.8923 | 167.9106 | 73.03%
CALISTOGA 1101734 | 0.00015037 | 885.8837 | 0.11348 | 16.6097 | 2.9049 | 13.7047 | 0 | 0 |  | 8227.597 | 168.024 | 73.08%
COTATI 1103CB | 0.00011506 | 1154.679 | 0.11341 | 12.0712 | 0 | 12.0712 | 0 | 0 |  | 8239.6682 | 168.1375 | 73.13%
WHITMORE 110145262 | 0.00010272 | 1038.3077 | 0.11334 | 28.7967 | 0 | 28.7967 | 0 | 0 |  | 8268.4649 | 168.2508 | 73.18%
COTTONWOOD 11031344 | 6.9299e-05 | 2362.2491 | 0.11327 | 12.4705 | 2.3491 | 10.1214 | 0 | 0 |  | 8278.5863 | 168.3641 | 73.23%
CLEAR LAKE 1101699062 | 8.6499e-05 | 1257.9802 | 0.11322 | 1.8685 | 1.0235 | 0.84503 | 0 | 0 |  | 8279.4314 | 168.4773 | 73.28%
SHINGLE SPRINGS 210912392 | 0.00010936 | 1246.8521 | 0.11309 | 14.6504 | 0 | 14.6504 | 0 | 0 |  | 8294.0818 | 168.5904 | 73.33%
PLACERVILLE 1110421358 | 0.00012254 | 802.5537 | 0.11286 | 14.8357 | 0 | 14.8357 | 0 | 0 |  | 8308.9175 | 168.7032 | 73.38%
SILVERADO 2104722 | 0.00026082 | 569.6012 | 0.11274 | 7.8964 | 0 | 7.8964 | 0 | 0 |  | 8316.8139 | 168.816 | 73.43%
TEJON 11023751 | 4.4896e-05 | 3153.8117 | 0.11269 | 10.2245 | 0.40293 | 9.8215 | 0 | 1.6249 |  | 8326.6355 | 168.9287 | 73.48%
CAYETANO 2111CB | 0.00012146 | 1050.3758 | 0.11258 | 9.1145 | 5.7274 | 3.3871 | 0 | 0 |  | 8330.0225 | 169.0412 | 73.53%
LINCOLN 110451756 | 8.4998e-05 | 1131.9939 | 0.11252 | 34.8554 | 24.0159 | 10.8395 | 0 | 0.245 | <-- | 8340.8621 | 169.1538 | 73.57%
MC ARTHUR 1101501106 | 2.2874e-05 | 4753.376 | 0.11248 | 10.5424 | 0.54617 | 9.9962 | 0 | 0 |  | 8350.8583 | 169.2662 | 73.62%
CLARKSVILLE 210419772 | 0.00010637 | 1084.3194 | 0.11233 | 18.4662 | 0.54182 | 17.9244 | 0 | 0 |  | 8368.7827 | 169.3786 | 73.67%
CLARKSVILLE 2103593454 | 8.6965e-05 | 1565.5344 | 0.11221 | 40.5735 | 8.5643 | 32.0092 | 0 | 0 |  | 8400.7919 | 169.4908 | 73.72%
RISING RIVER 11011530 | 5.6107e-05 | 2176.9842 | 0.11218 | 17.7028 | 6.4113 | 11.2915 | 0 | 0 |  | 8412.0834 | 169.603 | 73.77%
CLARK ROAD 110281296 | 0.00010636 | 869.9858 | 0.11218 | 15.3392 | 4.4187 | 10.9205 | 0 | 0 |  | 8423.0039 | 169.7151 | 73.82%
APPLE HILL 210277546 | 9.5092e-05 | 1309.4241 | 0.11214 | 43.0994 | 0 | 43.0994 | 0 | 0 |  | 8466.1033 | 169.8273 | 73.87%
MARIPOSA 2101752630 | 6.484e-05 | 1699.6449 | 0.11205 | 18.9925 | 0 | 18.9925 | 0 | 0 |  | 8485.0958 | 169.9393 | 73.92%
COTATI 1105213984 | 9.4494e-05 | 1225.6338 | 0.11198 | 6.9378 | 0 | 6.9378 | 0 | 0 |  | 8492.0335 | 170.0513 | 73.96%
MERCED FALLS 110238748 | 7.1784e-05 | 1618.5371 | 0.11192 | 15.354 | 0 | 15.354 | 0 | 0 |  | 8507.3876 | 170.1632 | 74.01%
COTATI 110599720 | 8.8188e-05 | 1157.381 | 0.11177 | 12.2982 | 3.1119 | 9.1863 | 0 | 0 |  | 8516.5739 | 170.275 | 74.06%
HIGGINS 1110CB | 0.00023184 | 615.3789 | 0.11172 | 10.8107 | 2.0978 | 8.7129 | 0 | 0 |  | 8525.2868 | 170.3867 | 74.11%
UPPER LAKE 110175370 | 0.0001129 | 1122.5953 | 0.11161 | 14.7314 | 3.6539 | 11.0775 | 0 | 0 |  | 8536.3643 | 170.4983 | 74.16%
LAYTONVILLE 110237586 | 0.00013607 | 959.2045 | 0.11137 | 13.9571 | 0 | 13.9571 | 0 | 0 |  | 8550.3215 | 170.6097 | 74.21%
HIGGINS 11097831 | 5.8164e-05 | 1904.4724 | 0.1113 | 8.8881 | 0 | 8.8881 | 0 | 0 |  | 8559.2096 | 170.721 | 74.26%
TEMPLETON 2110317796 | 7.0178e-05 | 1382.5193 | 0.11087 | 7.3089 | 2.2446 | 5.0644 | 0 | 0 |  | 8564.2739 | 170.8319 | 74.3%
CALAVERAS CEMENT 1101585 | 6.2212e-05 | 1313.2645 | 0.11082 | 14.1272 | 0 | 14.1272 | 0 | 0 |  | 8578.4011 | 170.9427 | 74.35%
CAL WATER 1102690954 | 1.5494e-05 | 7160.5307 | 0.11057 | 4.2818 | 0.29798 | 3.9839 | 0 | 0 |  | 8582.385 | 171.0533 | 74.4%
OAKHURST 1103CB | 0.00011056 | 1269.855 | 0.11044 | 33.4785 | 1.2913 | 32.1872 | 0 | 0 |  | 8614.5722 | 171.1637 | 74.45%
CALPELLA 1102CB | 0.00011907 | 713.2367 | 0.1104 | 4.5126 | 4.3491 | 0.16351 | 0 | 0 |  | 8614.7357 | 171.2741 | 74.5%
OCEANO 1103839302 | 4.4881e-05 | 2564.3756 | 0.11001 | 1.1227 | 0 | 1.1227 | 0 | 0 |  | 8615.8584 | 171.3841 | 74.54%
OLETA 11021204 | 8.8982e-05 | 1305.1155 | 0.10989 | 29.4556 | 3.741 | 25.7145 | 0 | 0 |  | 8641.5729 | 171.494 | 74.59%
BRUNSWICK 11062790 | 0.00014264 | 967.5085 | 0.10954 | 10.9982 | 1.0366 | 9.9616 | 0 | 0 |  | 8651.5345 | 171.6035 | 74.64%
COTTONWOOD 110168190 | 3.6266e-05 | 3033.8848 | 0.10937 | 25.2081 | 1.2249 | 23.9832 | 0 | 0 |  | 8675.5177 | 171.7129 | 74.69%
PETALUMA C 1109664732 | 9.0941e-05 | 1650.3416 | 0.10842 | 0.89361 | 0 | 0.89361 | 0 | 0 |  | 8676.4113 | 171.8213 | 74.73%
CALPELLA 1101600 | 0.00011588 | 1083.2564 | 0.10818 | 24.4134 | 5.2274 | 19.186 | 0 | 0 |  | 8695.5973 | 171.9295 | 74.78%
LUCERNE 1103CB | 0.00018211 | 299.7205 | 0.10789 | 4.4491 | 2.1998 | 2.2493 | 0 | 0 |  | 8697.8466 | 172.0374 | 74.83%
SONOMA 1105229588 | 8.8674e-05 | 1224.4513 | 0.10786 | 13.403 | 3.7504 | 9.6526 | 0 | 0 |  | 8707.4992 | 172.1452 | 74.88%
FROGTOWN 17011623 | 7.6286e-05 | 1590.8242 | 0.1076 | 15.2605 | 0 | 15.2605 | 0 | 0 |  | 8722.7597 | 172.2528 | 74.92%
GOLDTREE 1105551904 | 0.00014066 | 763.0871 | 0.10733 | 0.022199 | 0 | 0.022199 | 0 | 0 |  | 8722.7819 | 172.3602 | 74.97%
NOTRE DAME 1104937710 | 9.5377e-05 | 1144.507 | 0.10733 | 1.425 | 0.57218 | 0.85279 | 0 | 0 |  | 8723.6347 | 172.4675 | 75.02%
JAMESON 11059472 | 8.6625e-05 | 1503.1801 | 0.10731 | 7.334 | 4.2671 | 3.0669 | 0 | 0.83 |  | 8726.7016 | 172.5748 | 75.06%
OLETA 110151740 | 6.4996e-05 | 1615.1565 | 0.107 | 21.2436 | 5.6865 | 15.5571 | 0 | 0 |  | 8742.2587 | 172.6818 | 75.11%
CORRAL 110236666 | 7.008e-05 | 1591.1088 | 0.10683 | 18.04 | 1.0756 | 16.9644 | 0 | 0 |  | 8759.2231 | 172.7886 | 75.16%
BIG BEND 11011704 | 0.00018499 | 1060.4778 | 0.1065 | 2.9988 | 0 | 2.9988 | 0 | 0 |  | 8762.2219 | 172.8951 | 75.2%
KONOCTI 110275382 | 0.00010957 | 1232.3374 | 0.10636 | 23.3697 | 0.16521 | 23.2045 | 0 | 0 |  | 8785.4264 | 173.0015 | 75.25%
GEYSERVILLE 1102220154 | 0.00014785 | 533.1924 | 0.10579 | 2.7757 | 2.5098 | 0.26588 | 0 | 0 |  | 8785.6923 | 173.1073 | 75.29%
NARROWS 2105CB | 0.00010807 | 1111.2712 | 0.10567 | 36.3261 | 0.23312 | 36.093 | 0 | 0 |  | 8821.7853 | 173.213 | 75.34%
MARIPOSA 21014410 | 6.2011e-05 | 1654.2525 | 0.10548 | 22.8107 | 0 | 22.8107 | 0 | 0 |  | 8844.596 | 173.3184 | 75.39%
MONTICELLO 1101630 | 5.6908e-05 | 1625.0866 | 0.10515 | 19.4787 | 0.76331 | 18.7154 | 0 | 0 |  | 8863.3114 | 173.4236 | 75.43%
WILLITS 1103966 | 0.00012939 | 514.9608 | 0.10505 | 2.2812 | 1.3142 | 0.96697 | 0 | 0 |  | 8864.2783 | 173.5286 | 75.48%
PARADISE 110443008 | 0.00024315 | 866.3217 | 0.10501 | 12.898 | 0.034237 | 12.8637 | 0 | 0 |  | 8877.1421 | 173.6337 | 75.52%
MORGAN HILL 2105XR070 | 8.0053e-05 | 1459.1172 | 0.10473 | 8.6842 | 2.1462 | 6.5379 | 0 | 0 |  | 8883.68 | 173.7384 | 75.57%
BRUNSWICK 11042112 | 0.00012958 | 755.541 | 0.1046 | 19.3921 | 0 | 19.3921 | 0 | 0 |  | 8903.0721 | 173.843 | 75.61%
NARROWS 21052216 | 0.00017534 | 744.5838 | 0.10438 | 57.8285 | 1.1522 | 56.6762 | 0 | 0 |  | 8959.7484 | 173.9474 | 75.66%
POINT ARENA 1101CB | 8.2597e-05 | 1260.6413 | 0.10413 | 0.040346 | 0 | 0.040346 | 0 | 0 |  | 8959.7887 | 174.0515 | 75.7%
JAMESON 110265516 | 9.0277e-05 | 1198.218 | 0.104 | 11.3514 | 3.6482 | 7.7033 | 0 | 0.01 |  | 8967.492 | 174.1555 | 75.75%
CURTIS 170565908 | 0.00010013 | 1026.2121 | 0.10393 | 16.7597 | 2.8504 | 13.9093 | 0 | 0 |  | 8981.4013 | 174.2594 | 75.8%
CORRAL 110112606 | 6.3081e-05 | 1680.4042 | 0.10392 | 22.4639 | 0 | 22.4639 | 0 | 0 |  | 9003.8652 | 174.3634 | 75.84%
DESCHUTES 11011652 | 8.6737e-05 | 1367.2683 | 0.10352 | 24.4528 | 3.3867 | 21.066 | 0 | 0 |  | 9024.9312 | 174.4669 | 75.89%
CLARKSVILLE 210319572 | 8.8886e-05 | 995.992 | 0.10348 | 2.7742 | 2.4042 | 0.37003 | 0 | 0 |  | 9025.3013 | 174.5704 | 75.93%
CLAY 110113442 | 6.9011e-05 | 1672.073 | 0.10338 | 31.0506 | 5.7247 | 25.3259 | 0 | 0 |  | 9050.6272 | 174.6737 | 75.98%
PLACER 1103284874 | 0.00016281 | 825.2112 | 0.10322 | 4.9273 | 2.7826 | 2.1447 | 0 | 0 |  | 9052.7719 | 174.777 | 76.02%
VACA DIXON 11059792 | 0.00010469 | 1266.1791 | 0.10322 | 27.3692 | 26.589 | 0.78022 | 0 | 0 |  | 9053.5521 | 174.8802 | 76.07%
MILPITAS 110962157 | 0.00013141 | 794.5095 | 0.10257 | 0.044811 | 0 | 0.044811 | 0 | 0 |  | 9053.5969 | 174.9827 | 76.11%
DOBBINS 110191464 | 0.00016471 | 737.1972 | 0.10229 | 7.0318 | 0 | 7.0318 | 0 | 0 |  | 9060.6286 | 175.085 | 76.15%
ELK CREEK 11012212 | 5.0479e-05 | 1941.9065 | 0.10222 | 33.6511 | 18.0467 | 15.6044 | 0 | 0 |  | 9076.2331 | 175.1873 | 76.2%
COTATI 110536536 | 9.0039e-05 | 1240.3355 | 0.10219 | 19.7945 | 2.5782 | 17.2163 | 0 | 0 |  | 9093.4494 | 175.2895 | 76.24%
CLARK ROAD 11022584 | 7.5728e-05 | 1697.4775 | 0.1019 | 9.3903 | 0.30677 | 9.0835 | 0 | 0 |  | 9102.5329 | 175.3914 | 76.29%
COARSEGOLD 210490356 | 4.5741e-05 | 2250.7696 | 0.10189 | 17.1654 | 12.3493 | 4.8161 | 0 | 0 |  | 9107.3489 | 175.4932 | 76.33%
CALPELLA 1101345230 | 0.00013065 | 832.9519 | 0.10181 | 2.4949 | 1.3089 | 1.186 | 0 | 0 |  | 9108.5349 | 175.5951 | 76.38%
CLOVERDALE 11024646 | 0.00023752 | 1510.1147 | 0.10163 | 0.2985 | 0.14785 | 0.15065 | 0 | 0 |  | 9108.6855 | 175.6967 | 76.42%
STAFFORD 1102CB | 0.00022667 | 666.0518 | 0.10116 | 0.61722 | 0.022254 | 0.59497 | 0 | 0 |  | 9109.2805 | 175.7978 | 76.46%
GARBERVILLE 110256048 | 0.00051047 | 201.585 | 0.10102 | 4.9779 | 0 | 4.9779 | 0 | 0 |  | 9114.2584 | 175.8989 | 76.51%
MONTICELLO 11014360 | 4.8295e-05 | 2072.1488 | 0.10101 | 9.2598 | 1.6958 | 7.564 | 0 | 0 |  | 9121.8224 | 175.9999 | 76.55%
NARROWS 21011202 | 9.3805e-05 | 1469.356 | 0.10087 | 45.7737 | 0 | 45.7737 | 0 | 0 |  | 9167.5961 | 176.1007 | 76.6%
JESSUP 110338864 | 9.1373e-05 | 1176.5294 | 0.10076 | 7.5622 | 5.7554 | 1.8068 | 0 | 0 |  | 9169.4029 | 176.2015 | 76.64%
FORT ROSS 1121204 | 0.00017266 | 673.9659 | 0.10067 | 19.6108 | 0 | 19.6108 | 0 | 0 |  | 9189.0138 | 176.3022 | 76.68%
BEAR VALLEY 210110019 | 5.9517e-05 | 1607.8644 | 0.10052 | 1.981 | 0 | 1.981 | 0 | 0 |  | 9190.9948 | 176.4027 | 76.73%
MORGAN HILL 210542348 | 6.8961e-05 | 1015.3292 | 0.10037 | 3.7278 | 2.3848 | 1.343 | 0 | 0 |  | 9192.3378 | 176.503 | 76.77%
SAN LUIS OBISPO 1103934355 | 8.3455e-05 | 1431.4244 | 0.10029 | 1.2074 | 0.63828 | 0.56909 | 0 | 0 |  | 9192.9068 | 176.6033 | 76.81%
NARROWS 210248484 | 0.00013313 | 878.6779 | 0.09998 | 41.6749 | 0 | 41.6749 | 0 | 0 |  | 9234.5817 | 176.7033 | 76.86%
HIGGINS 11077559 | 6.8486e-05 | 1663.4994 | 0.099807 | 4.4708 | 0 | 4.4708 | 0 | 0 |  | 9239.0525 | 176.8031 | 76.9%
MONTICELLO 1101718 | 6.3139e-05 | 1440.3304 | 0.099744 | 29.3663 | 2.3536 | 27.0127 | 0 | 0 |  | 9266.0652 | 176.9029 | 76.94%
OLETA 110163500 | 0.00011792 | 448.3626 | 0.099652 | 3.4569 | 3.2536 | 0.20333 | 0 | 0 |  | 9266.2685 | 177.0025 | 76.99%
CEDAR CREEK 11011608 | 0.00019009 | 523.0258 | 0.099644 | 33.4541 | 0 | 33.4541 | 0 | 0 |  | 9299.7226 | 177.1022 | 77.03%
WHEATLAND 1105248490 | 9.8358e-05 | 1137.7994 | 0.099611 | 26.9001 | 15.8829 | 11.0172 | 0 | 0 |  | 9310.7397 | 177.2018 | 77.07%
FITCH MOUNTAIN 1113443164 | 0.00012907 | 720.9883 | 0.099321 | 9.4167 | 6.6202 | 2.7965 | 0 | 0 |  | 9313.5363 | 177.3011 | 77.12%
CLARK ROAD 110292622 | 0.00011545 | 1017.6191 | 0.098498 | 31.2923 | 0.023817 | 31.2685 | 0 | 0 |  | 9344.8048 | 177.3996 | 77.16%
PENRYN 1105154362 | 0.00011044 | 797.5542 | 0.098415 | 7.4395 | 5.2765 | 2.163 | 0 | 0 |  | 9346.9678 | 177.498 | 77.2%
SAN RAMON 2102CB | 0.00010435 | 961.0572 | 0.098349 | 2.1207 | 0.35767 | 1.763 | 0 | 0 |  | 9348.7308 | 177.5964 | 77.25%
BROWNS VALLEY 110193870 | 6.6942e-05 | 1508.5624 | 0.098287 | 34.1768 | 15.6392 | 18.5376 | 0 | 0 |  | 9367.2684 | 177.6947 | 77.29%
MONTICELLO 1101CB | 0.00010841 | 866.0652 | 0.098274 | 0.53443 | 0 | 0.53443 | 0 | 0 |  | 9367.8028 | 177.7929 | 77.33%
TEMPLETON 2113A10 | 7.3622e-05 | 1325.7939 | 0.098002 | 31.0415 | 0 | 31.0415 | 0 | 0 |  | 9398.8442 | 177.8909 | 77.37%
PENRYN 11072706 | 0.0001407 | 837.755 | 0.09785 | 14.916 | 9.133 | 5.783 | 0 | 0 |  | 9404.6273 | 177.9888 | 77.42%
WILLITS 1104934 | 9.3799e-05 | 1233.6573 | 0.097599 | 30.8641 | 0 | 30.8641 | 0 | 0 |  | 9435.4914 | 178.0864 | 77.46%
CORRAL 110213498 | 0.00013812 | 567.2293 | 0.097071 | 0.99667 | 0.01099 | 0.98568 | 0 | 0 |  | 9436.4771 | 178.1834 | 77.5%
PEORIA 170190090 | 9.2359e-05 | 1129.7718 | 0.09692 | 30.0386 | 0 | 30.0386 | 0 | 0 |  | 9466.5157 | 178.2804 | 77.54%
OILFIELDS 110383158 | 6.3068e-05 | 1552.5213 | 0.09689 | 19.5142 | 1.8449 | 17.6694 | 0 | 0 |  | 9484.185 | 178.3773 | 77.59%
WILLITS 11032500 | 8.5236e-05 | 1216.4356 | 0.096773 | 29.917 | 0 | 29.917 | 0 | 0 |  | 9514.102 | 178.474 | 77.63%
LLAGAS 2104603392 | 5.2363e-05 | 1917.7994 | 0.096621 | 3.2489 | 0.33651 | 2.9124 | 0 | 0 |  | 9517.0144 | 178.5707 | 77.67%
APPLE HILL 110313312 | 0.00021994 | 408.8559 | 0.096554 | 17.7135 | 4.5651 | 13.1484 | 0 | 0 |  | 9530.1627 | 178.6672 | 77.71%
BANGOR 11011958 | 0.00011848 | 944.1299 | 0.096142 | 33.8504 | 0 | 33.8504 | 0 | 0 |  | 9564.0132 | 178.7633 | 77.75%
LAYTONVILLE 1102CB | 0.00020717 | 574.8898 | 0.095782 | 12.9894 | 1.0146 | 11.9747 | 0 | 0 |  | 9575.9879 | 178.8591 | 77.8%
MOUNTAIN QUARRIES 210135466 | 0.00016771 | 531.3358 | 0.095562 | 7.3565 | 0 | 7.3565 | 0 | 0 |  | 9583.3444 | 178.9547 | 77.84%
PEORIA 17019811 | 8.2868e-05 | 845.358 | 0.095333 | 8.9198 | 5.3297 | 3.5901 | 0 | 0 |  | 9586.9345 | 179.05 | 77.88%
CABRILLO 1103CB | 5.6384e-05 | 1585.2096 | 0.095165 | 4.3882 | 3.844 | 0.54422 | 0 | 0 |  | 9587.4788 | 179.1452 | 77.92%
CALISTOGA 1102CB | 0.00015375 | 238.7834 | 0.095153 | 2.4178 | 2.096 | 0.32187 | 0 | 0 |  | 9587.8006 | 179.2403 | 77.96%
SUNOL 1101CB | 6.9821e-05 | 949.0975 | 0.095135 | 5.7663 | 2.4842 | 3.2822 | 0 | 0 |  | 9591.0828 | 179.3355 | 78%
SILVERADO 2104632 | 0.00011902 | 950.7759 | 0.094959 | 18.548 | 0.21813 | 18.3299 | 0 | 0 |  | 9609.4127 | 179.4304 | 78.04%
CHALLENGE 11021064 | 9.295e-05 | 1110.3932 | 0.094905 | 19.6711 | 0 | 19.6711 | 0 | 0 |  | 9629.0837 | 179.5253 | 78.09%
CURTIS 17026008 | 8.3382e-05 | 1032.7499 | 0.094797 | 23.3091 | 0 | 23.3091 | 0 | 0 |  | 9652.3928 | 179.6201 | 78.13%
CAYETANO 2109CB | 8.6513e-05 | 1197.2249 | 0.094773 | 5.4869 | 4.0762 | 1.4107 | 0 | 0 |  | 9653.8035 | 179.7149 | 78.17%
OAKHURST 110210100 | 0.0001056 | 1406.8011 | 0.094733 | 11.7481 | 1.3545 | 10.3936 | 0 | 0 |  | 9664.1971 | 179.8096 | 78.21%
MILPITAS 1109XR524 | 7.365e-05 | 1425.9142 | 0.09443 | 11.1809 | 0.28992 | 10.891 | 0 | 0 |  | 9675.0882 | 179.9041 | 78.25%
UKIAH 1114CB | 0.00014666 | 560.4187 | 0.094346 | 8.7164 | 8.0531 | 0.66327 | 0 | 0 |  | 9675.7514 | 179.9984 | 78.29%
MESA 1103854149 | 3.9219e-05 | 2116.0059 | 0.094333 | 1.059 | 0.087284 | 0.97169 | 0 | 0 |  | 9676.7231 | 180.0928 | 78.33%
PEORIA 1704CB | 8.6926e-05 | 1158.1157 | 0.094159 | 8.8141 | 0.44232 | 8.3718 | 0 | 0 |  | 9685.0949 | 180.1869 | 78.37%
PUEBLO 2103373667 | 0.00010834 | 757.3214 | 0.09414 | 4.2645 | 0.98955 | 3.275 | 0 | 0 |  | 9688.3699 | 180.2811 | 78.41%
MOLINO 1102396 | 0.00013862 | 571.5533 | 0.093951 | 16.102 | 0 | 16.102 | 0 | 0 |  | 9704.4719 | 180.375 | 78.46%
LAS POSITAS 2108MR182 | 6.1377e-05 | 1819.6137 | 0.093921 | 7.1776 | 0.48472 | 6.6928 | 0 | 0 |  | 9711.1648 | 180.4689 | 78.5%
CALAVERAS CEMENT 11014786 | 9.6661e-05 | 894.0898 | 0.09378 | 18.0074 | 0 | 18.0074 | 0 | 0 |  | 9729.1722 | 180.5627 | 78.54%
WYANDOTTE 110777578 | 0.00014958 | 862.3434 | 0.09328 | 32.2243 | 10.8272 | 21.3971 | 0 | 0 |  | 9750.5693 | 180.656 | 78.58%
GARBERVILLE 11024744 | 0.00026417 | 386.3695 | 0.093231 | 20.4923 | 3.1287 | 17.3636 | 0 | 0 |  | 9767.9329 | 180.7492 | 78.62%
PENRYN 11072704 | 0.00016088 | 611.8282 | 0.093023 | 5.6759 | 4.2463 | 1.4297 | 0 | 0 |  | 9769.3626 | 180.8422 | 78.66%
WILLITS 1103826 | 0.00010691 | 923.3771 | 0.092902 | 7.7413 | 0 | 7.7413 | 0 | 0 |  | 9777.1039 | 180.9351 | 78.7%
PETALUMA C 1108233646 | 8.2168e-05 | 1174.21 | 0.092653 | 11.244 | 1.8577 | 9.3863 | 0 | 0 |  | 9786.4902 | 181.0278 | 78.74%
CLARKSVILLE 210575884 | 0.00017444 | 718.5697 | 0.09258 | 11.209 | 0.5406 | 10.6684 | 0 | 0 |  | 9797.1586 | 181.1204 | 78.78%
DIAMOND SPRINGS 11071402 | 9.1419e-05 | 1211.8423 | 0.092281 | 44.1915 | 0 | 44.1915 | 0 | 0 |  | 9841.3501 | 181.2127 | 78.82%
JESSUP 1101CB | 0.00012054 | 1190.2745 | 0.092174 | 5.8082 | 4.2779 | 1.5303 | 0 | 0 |  | 9842.8804 | 181.3048 | 78.86%
PENRYN 1103660 | 0.00011883 | 1011.3875 | 0.092166 | 19.4823 | 9.3184 | 10.1639 | 0 | 0 |  | 9853.0443 | 181.397 | 78.9%
KERN OIL 110646960 | 5.4278e-05 | 2071.3937 | 0.092145 | 1.9345 | 1.024 | 0.91054 | 0 | 0 |  | 9853.9548 | 181.4891 | 78.94%
MONTICELLO 1101666 | 5.9029e-05 | 1514.7635 | 0.092048 | 13.6257 | 1.5298 | 12.0959 | 0 | 0 |  | 9866.0507 | 181.5812 | 78.98%
BRIDGEVILLE 110255612 | 0.00015401 | 611.9681 | 0.090894 | 22.2384 | 0 | 22.2384 | 0 | 0 |  | 9888.2891 | 181.6721 | 79.02%
PARADISE 1104409622 | 0.00034981 | 622.0881 | 0.090831 | 12.901 | 0.1385 | 12.7625 | 0 | 0 |  | 9901.0516 | 181.7629 | 79.06%
CALAVERAS CEMENT 110113424 | 0.00013059 | 649.8195 | 0.090714 | 3.6058 | 2.1115 | 1.4942 | 0 | 0 |  | 9902.5458 | 181.8536 | 79.1%
COTTONWOOD 1101384360 | 9.2299e-05 | 1163.0519 | 0.090426 | 6.2367 | 1.3315 | 4.9052 | 0 | 0 |  | 9907.451 | 181.9441 | 79.14%
WHITMORE 11011598 | 9.7528e-05 | 806.3409 | 0.09042 | 33.5165 | 0 | 33.5165 | 0 | 0 |  | 9940.9674 | 182.0345 | 79.18%
LOW GAP 110186816 | 0.00023289 | 393.4562 | 0.090319 | 4.4149 | 0 | 4.4149 | 0 | 0 |  | 9945.3823 | 182.1248 | 79.22%
SANTA MARIA 1108M18 | 5.4886e-05 | 1831.3141 | 0.090027 | 17.8732 | 2.6077 | 15.2655 | 0 | 0 |  | 9960.6477 | 182.2148 | 79.26%
KONOCTI 1102948 | 6.6707e-05 | 1385.8323 | 0.089784 | 7.8301 | 1.5159 | 6.3142 | 0 | 0 |  | 9966.962 | 182.3046 | 79.29%
GIRVAN 1102212096 | 6.3229e-05 | 1654.3016 | 0.089733 | 4.0403 | 1.4773 | 2.5631 | 0 | 0 |  | 9969.5251 | 182.3943 | 79.33%
LOS MOLINOS 1101297862 | 7.9187e-05 | 3345.084 | 0.089567 | 0.3227 | 0.0099454 | 0.31276 | 0 | 0 |  | 9969.8378 | 182.4839 | 79.37%
SISQUOC 1103858898 | 4.9929e-05 | 1510.095 | 0.089508 | 19.8331 | 0.22351 | 19.6096 | 0 | 0 |  | 9989.4474 | 182.5734 | 79.41%
PETALUMA C 1109373772 | 0.00012505 | 655.2599 | 0.089417 | 0.017818 | 0 | 0.017818 | 0 | 0 |  | 9989.4652 | 182.6628 | 79.45%
CLOVERDALE 1102570 | 0.00010582 | 921.351 | 0.089292 | 21.3007 | 3.5524 | 17.7483 | 0 | 0 |  | 10007.2135 | 182.7521 | 79.49%
SAN JOAQUIN #3 11035100 | 8.9144e-05 | 1331.1763 | 0.089218 | 21.334 | 0 | 21.334 | 0 | 0 |  | 10028.5475 | 182.8413 | 79.53%
SAN LUIS OBISPO 110788962 | 4.8649e-05 | 1156.9132 | 0.089174 | 4.0041 | 1.52 | 2.4841 | 0 | 0 |  | 10031.0316 | 182.9305 | 79.57%
DIAMOND SPRINGS 110656026 | 0.00012905 | 717.5714 | 0.089061 | 15.1269 | 0 | 15.1269 | 0 | 0 |  | 10046.1585 | 183.0196 | 79.61%
UKIAH 1114528 | 0.00013971 | 614.5051 | 0.08906 | 12.3165 | 8.5574 | 3.7591 | 0 | 0 |  | 10049.9177 | 183.1086 | 79.64%
CALISTOGA 1101736 | 0.00013305 | 690.2141 | 0.088841 | 34.6626 | 0 | 34.6626 | 0 | 0 |  | 10084.5802 | 183.1975 | 79.68%
WYANDOTTE 1105CB | 0.00021618 | 754.1992 | 0.088539 | 13.4799 | 1.9825 | 11.4973 | 0 | 0 |  | 10096.0776 | 183.286 | 79.72%
PEORIA 170510580 | 0.00010187 | 1422.4147 | 0.088489 | 11.777 | 4.0598 | 7.7172 | 0 | 0 |  | 10103.7948 | 183.3745 | 79.76%
WOODSIDE 110147872 | 0.00017338 | 451.2799 | 0.088422 | 4.17 | 0 | 4.17 | 0 | 0 |  | 10107.9648 | 183.4629 | 79.8%
ATASCADERO 1103A14 | 7.4204e-05 | 1301.8625 | 0.088418 | 25.119 | 0 | 25.119 | 0 | 0 |  | 10133.0838 | 183.5513 | 79.84%
FROGTOWN 170275252 | 7.7651e-05 | 1110.9654 | 0.088153 | 60.9367 | 3.0286 | 57.9081 | 0 | 0 |  | 10190.9919 | 183.6395 | 79.88%
GRASS VALLEY 11031700 | 0.00014818 | 706.0979 | 0.087918 | 21.7619 | 0.052583 | 21.7093 | 0 | 0 |  | 10212.7011 | 183.7274 | 79.91%
BELL 1108339792 | 0.00011358 | 632.6218 | 0.087729 | 3.5975 | 0.974 | 2.6235 | 0 | 0 |  | 10215.3246 | 183.8151 | 79.95%
LLAGAS 2101984552 | 7.8725e-05 | 1388.9327 | 0.087511 | 5.7311 | 1.1912 | 4.5399 | 0 | 0 |  | 10219.8645 | 183.9027 | 79.99%
GIRVAN 110280726 | 0.00011841 | 698.1741 | 0.087369 | 18.454 | 10.5848 | 7.8692 | 0 | 0 |  | 10227.7337 | 183.99 | 80.03%
SAN LUIS OBISPO 1102348318 | 4.521e-05 | 2033.0031 | 0.087346 | 0.37106 | 0 | 0.37106 | 0 | 0 |  | 10228.1048 | 184.0774 | 80.07%
BEAR VALLEY 210576694 | 7.2614e-05 | 1607.6376 | 0.087295 | 4.5478 | 0 | 4.5478 | 0 | 0 |  | 10232.6525 | 184.1647 | 80.1%
RACETRACK 17039190 | 0.00015927 | 560.2186 | 0.087115 | 8.9738 | 0 | 8.9738 | 0 | 0 |  | 10241.6264 | 184.2518 | 80.14%
RIO DELL 110275970 | 0.0002301 | 549.4916 | 0.08694 | 7.072 | 0 | 7.072 | 0 | 0 |  | 10248.6984 | 184.3387 | 80.18%
OAKHURST 1101CB | 0.00012677 | 1037.4258 | 0.086583 | 2.9664 | 0.65152 | 2.3149 | 0 | 0 |  | 10251.0133 | 184.4253 | 80.22%
KESWICK 11011590 | 0.00013775 | 828.3749 | 0.086534 | 6.4567 | 0 | 6.4567 | 0 | 0 |  | 10257.47 | 184.5118 | 80.25%
SAN JOAQUIN #3 1103CB | 9.5334e-05 | 1012.9872 | 0.086354 | 28.3844 | 0 | 28.3844 | 0 | 0 |  | 10285.8544 | 184.5982 | 80.29%
TIVY VALLEY 11077380 | 4.451e-05 | 2480.8683 | 0.086218 | 28.208 | 15.2524 | 12.9556 | 0 | 0 |  | 10298.81 | 184.6844 | 80.33%
STILLWATER 110148950 | 0.00013937 | 612.4235 | 0.085979 | 12.4809 | 0 | 12.4809 | 0 | 0 |  | 10311.2909 | 184.7704 | 80.37%
RED BLUFF 1105161818 | 5.7073e-05 | 1511.2201 | 0.08588 | 4.7599 | 4.628 | 0.13198 | 0 | 0 |  | 10311.4229 | 184.8563 | 80.4%
SANTA YNEZ 1102320270 | 5.4419e-05 | 1519.0093 | 0.08574 | 17.2205 | 8.7378 | 8.4827 | 0 | 0 |  | 10319.9055 | 184.942 | 80.44%
MORGAN HILL 2105XR176 | 8.4526e-05 | 1005.2282 | 0.085689 | 27.4843 | 4.9532 | 22.5311 | 0 | 0 |  | 10342.4366 | 185.0277 | 80.48%
MARTELL 1102CB | 0.00014429 | 861.7339 | 0.08567 | 6.8192 | 1.1373 | 5.6818 | 0 | 0 |  | 10348.1185 | 185.1134 | 80.52%
COTATI 1102167726 | 7.7871e-05 | 1006.5075 | 0.08544 | 3.8001 | 0 | 3.8001 | 0 | 0 |  | 10351.9186 | 185.1988 | 80.55%
CLAYTON 22159765 | 4.0376e-05 | 1304.4493 | 0.085394 | 0.93681 | 0.67236 | 0.26445 | 0 | 0 |  | 10352.183 | 185.2842 | 80.59%
CORNING 110187304 | 0.00010497 | 1066.2761 | 0.085339 | 14.7695 | 11.889 | 2.8806 | 0 | 0 |  | 10355.0636 | 185.3695 | 80.63%
PHILO 1101CB | 0.00011158 | 802.5661 | 0.085283 | 49.6783 | 17.7912 | 31.8871 | 0 | 0 |  | 10386.9507 | 185.4548 | 80.66%
GEYSERVILLE 1102537096 | 0.00013769 | 635.9861 | 0.085228 | 0.52464 | 0.042368 | 0.48227 | 0 | 0 |  | 10387.433 | 185.54 | 80.7%
CLAY 1102CB | 0.00014572 | 421.9203 | 0.085217 | 1.9647 | 1.0371 | 0.92759 | 0 | 0 |  | 10388.3606 | 185.6253 | 80.74%
ELK CREEK 11012004 | 5.0473e-05 | 1960.2216 | 0.085175 | 54.0306 | 29.0306 | 25 | 0 | 0 |  | 10413.3606 | 185.7104 | 80.78%
SAN LUIS OBISPO 1104V10 | 0.00010776 | 473.6801 | 0.085103 | 4.8546 | 2.6763 | 2.1783 | 0 | 0 |  | 10415.5389 | 185.7955 | 80.81%
TEMPLETON 2113R82 | 6.819e-05 | 1317.1207 | 0.084913 | 69.5202 | 31.1178 | 38.4024 | 0 | 0 |  | 10453.9413 | 185.8805 | 80.85%
BIG BEND 1102CB | 0.00012425 | 619.8955 | 0.084888 | 17.0366 | 0 | 17.0366 | 0 | 0 |  | 10470.9778 | 185.9653 | 80.89%
IONE 1101L3141 | 7.5574e-05 | 1221.0879 | 0.084539 | 14.0016 | 0.1695 | 13.8321 | 0 | 0 |  | 10484.8099 | 186.0499 | 80.92%
FORT SEWARD 1122CB | 0.00022836 | 382.0524 | 0.084457 | 21.9314 | 4.2725 | 17.6589 | 0 | 0 |  | 10502.4688 | 186.1343 | 80.96%
MOLINO 1102104 | 0.00014639 | 473.3298 | 0.084332 | 21.7475 | 0 | 21.7475 | 0 | 0 |  | 10524.2162 | 186.2187 | 81%
NARROWS 21052748 | 0.00018393 | 692.2861 | 0.084145 | 19.6012 | 6.6544 | 12.9469 | 0 | 0 |  | 10537.1631 | 186.3028 | 81.03%
EDENVALE 2107739448 | 4.5704e-05 | 1064.5547 | 0.084104 | 2.3389 | 0.56131 | 1.7776 | 0 | 0 |  | 10538.9407 | 186.3869 | 81.07%
PENRYN 110351658 | 0.00011684 | 818.1348 | 0.084002 | 8.7255 | 0.55889 | 8.1666 | 0 | 0 |  | 10547.1073 | 186.4709 | 81.11%
MILPITAS 110598568 | 7.0182e-05 | 834.7615 | 0.083995 | 1.5193 | 1.4148 | 0.1045 | 0 | 0 |  | 10547.2118 | 186.5549 | 81.14%
PUEBLO 1105637242 | 7.1873e-05 | 1184.0184 | 0.083893 | 22.0119 | 5.1781 | 16.8339 | 0 | 0 |  | 10564.0457 | 186.6388 | 81.18%
LAS GALLINAS A 1104507389 | 8.9376e-05 | 719.0918 | 0.083842 | 0.18997 | 0.058006 | 0.13197 | 0 | 0 |  | 10564.1776 | 186.7227 | 81.22%
ELK CREEK 11012228 | 5.6416e-05 | 1582.2639 | 0.082955 | 10.3509 | 6.9884 | 3.3625 | 0 | 0 |  | 10567.5401 | 186.8056 | 81.25%
WILLITS 110391948 | 0.00010599 | 1019.808 | 0.082927 | 7.4224 | 0 | 7.4224 | 0 | 0 |  | 10574.9625 | 186.8885 | 81.29%
SWIFT 2110XR366 | 7.1306e-05 | 1012.8648 | 0.082848 | 11.0417 | 2.6093 | 8.4324 | 0 | 0 |  | 10583.3949 | 186.9714 | 81.32%
SANTA YNEZ 1104685160 | 5.0437e-05 | 1467.3789 | 0.082766 | 1.7281 | 1.1415 | 0.58655 | 0 | 0 |  | 10583.9815 | 187.0541 | 81.36%
FULTON 11024994 | 0.00012652 | 520.9041 | 0.082765 | 4.3012 | 2.9427 | 1.3585 | 0 | 0 |  | 10585.34 | 187.1369 | 81.4%
FROGTOWN 1702737236 | 0.00012645 | 720.3446 | 0.082425 | 8.8399 | 0.075709 | 8.7642 | 0 | 0 |  | 10594.1042 | 187.2193 | 81.43%
COTATI 110379140 | 9.382e-05 | 973.1017 | 0.082367 | 12.3737 | 2.5897 | 9.7839 | 0 | 0 |  | 10603.8881 | 187.3017 | 81.47%
BEAR VALLEY 2105454432 | 5.5708e-05 | 1234.8209 | 0.08233 | 14.4352 | 0 | 14.4352 | 0 | 0 |  | 10618.3233 | 187.384 | 81.5%
SHINGLE SPRINGS 211051790 | 0.00015838 | 660.4485 | 0.082229 | 8.6582 | 0.74922 | 7.909 | 0 | 0 |  | 10626.2323 | 187.4663 | 81.54%
CALPELLA 1102144510 | 8.3654e-05 | 950.8265 | 0.08218 | 5.1379 | 2.024 | 3.1138 | 0 | 0 |  | 10629.3461 | 187.5484 | 81.58%
DOBBINS 11015202 | 8.8527e-05 | 910.6874 | 0.082155 | 17.0757 | 0.75005 | 16.3256 | 0 | 0 |  | 10645.6717 | 187.6306 | 81.61%
CALAVERAS CEMENT 110111236 | 0.00011636 | 616.8333 | 0.081838 | 19.7501 | 0 | 19.7501 | 0 | 0 |  | 10665.4218 | 187.7124 | 81.65%
SILVERADO 21043485 | 0.00011552 | 723.112 | 0.081749 | 1.7427 | 0 | 1.7427 | 0 | 0 |  | 10667.1645 | 187.7942 | 81.68%
PETALUMA C 1108632 | 6.7966e-05 | 1288.5976 | 0.081559 | 14.7283 | 0 | 14.7283 | 0 | 0 |  | 10681.8928 | 187.8757 | 81.72%
BEAR VALLEY 21054609 | 3.728e-05 | 2145.8949 | 0.081381 | 4.5506 | 0 | 4.5506 | 0 | 0 |  | 10686.4434 | 187.9571 | 81.75%
JOLON 11027004 | 5.8428e-05 | 1357.6846 | 0.081062 | 19.8769 | 11.9556 | 7.9213 | 0 | 0 |  | 10694.3647 | 188.0382 | 81.79%
MORGAN HILL 2111XR398 | 8.3663e-05 | 945.2451 | 0.080766 | 39.674 | 1.9702 | 37.7039 | 0 | 0 |  | 10732.0686 | 188.119 | 81.82%
CLAY 11031821 | 6.9086e-05 | 1429.8724 | 0.080483 | 3.7675 | 0.18292 | 3.5846 | 0 | 0 |  | 10735.6531 | 188.1994 | 81.86%
LINCOLN 110195756 | 7.0248e-05 | 1033.0935 | 0.080379 | 18.0919 | 10.6647 | 7.4272 | 0 | 0 |  | 10743.0804 | 188.2798 | 81.89%
PALMER 1101M82 | 4.471e-05 | 1573.1869 | 0.080327 | 14.9075 | 4.0639 | 10.8435 | 0 | 0 |  | 10753.9239 | 188.3601 | 81.93%
CRESCENT MILLS 21012056 | 0.00011546 | 677.9317 | 0.080308 | 6.4904 | 1.4749 | 5.0155 | 0 | 0 |  | 10758.9394 | 188.4405 | 81.96%
SILVERADO 2102808 | 8.0754e-05 | 1061.2531 | 0.0803 | 5.0407 | 2.5038 | 2.5368 | 0 | 0 |  | 10761.4762 | 188.5208 | 82%
HOOPA 11013290 | 0.00032761 | 278.5419 | 0.080281 | 13.5618 | 0 | 13.5618 | 0 | 0 |  | 10775.038 | 188.601 | 82.03%
GANSNER 1101372132 | 0.00010261 | 1099.8675 | 0.08025 | 1.4045 | 0.98606 | 0.41841 | 0 | 0 |  | 10775.4564 | 188.6813 | 82.07%
UKIAH 1111807988 | 0.00010987 | 855.2361 | 0.080023 | 4.1779 | 0.0099628 | 4.168 | 0 | 0 |  | 10779.6244 | 188.7613 | 82.1%
OILFIELDS 1103643162 | 6.7079e-05 | 1192.2958 | 0.079941 | 6.0896 | 2.6512 | 3.4384 | 0 | 0 |  | 10783.0628 | 188.8412 | 82.14%
CMC 1102CB | 0.00015983 | 548.9355 | 0.079905 | 0.36161 | 0 | 0.36161 | 0 | 0 |  | 10783.4244 | 188.9212 | 82.17%
KONOCTI 11024300 | 0.00011959 | 736.9291 | 0.079811 | 27.1445 | 0.18111 | 26.9634 | 0 | 0 |  | 10810.3878 | 189.001 | 82.21%
POSO MOUNTAIN 21011703 | 2.6035e-05 | 3088.567 | 0.079525 | 2.4611 | 1.5565 | 0.90462 | 0 | 0 |  | 10811.2924 | 189.0805 | 82.24%
PLACERVILLE 2106935216 | 0.00011214 | 509.4897 | 0.079474 | 21.0371 | 0 | 21.0371 | 0 | 0 |  | 10832.3295 | 189.16 | 82.28%
WYANDOTTE 11071510 | 8.893e-05 | 939.2458 | 0.079411 | 25.4992 | 0 | 25.4992 | 0 | 0 |  | 10857.8287 | 189.2394 | 82.31%
CLARKSVILLE 210419632 | 0.00013387 | 1009.1241 | 0.07935 | 9.1112 | 3.519 | 5.5922 | 0 | 0 |  | 10863.4209 | 189.3187 | 82.35%
TEMPLETON 2113A08 | 7.6018e-05 | 953.5418 | 0.079335 | 24.4914 | 14.0237 | 10.4677 | 0 | 0 |  | 10873.8886 | 189.3981 | 82.38%
FOOTHILL 1101CB | 5.7418e-05 | 1255.3202 | 0.079316 | 21.9122 | 8.516 | 13.3962 | 0 | 0 |  | 10887.2848 | 189.4774 | 82.41%
FRUITLAND 1141CB | 0.00032833 | 166.3867 | 0.079299 | 3.1918 | 0 | 3.1918 | 0 | 0 |  | 10890.4766 | 189.5567 | 82.45%
OCEANO 1104Q12 | 5.3235e-05 | 1483.0103 | 0.079257 | 16.0337 | 4.7204 | 11.3133 | 0 | 0 |  | 10901.7898 | 189.6359 | 82.48%
SPRING GAP 1702188426 | 0.00011833 | 665.6862 | 0.078773 | 0.0028415 | 0 | 0.0028415 | 0 | 0 |  | 10901.7927 | 189.7147 | 82.52%
HIGGINS 11044281 | 8.4234e-05 | 980.9559 | 0.078646 | 13.3249 | 0 | 13.3249 | 0 | 0 |  | 10915.1176 | 189.7934 | 82.55%
HIGGINS 11097863 | 6.1162e-05 | 1254.5183 | 0.078616 | 4.2244 | 0 | 4.2244 | 0 | 0 |  | 10919.342 | 189.872 | 82.59%
MONTICELLO 110193384 | 6.3629e-05 | 1407.9794 | 0.078583 | 17.033 | 0.89423 | 16.1387 | 0 | 0 |  | 10935.4808 | 189.9506 | 82.62%
MIDDLETOWN 11011314 | 0.00014408 | 554.638 | 0.078235 | 0.92556 | 0 | 0.92556 | 0 | 0 |  | 10936.4063 | 190.0288 | 82.65%
BIG MEADOWS 21012248 | 6.5811e-05 | 1037.9427 | 0.077859 | 9.1535 | 0 | 9.1535 | 0 | 0 |  | 10945.5598 | 190.1066 | 82.69%
OCEANO 1104Q10 | 6.4596e-05 | 1216.6013 | 0.077836 | 23.6364 | 0 | 23.6364 | 0 | 0 |  | 10969.1963 | 190.1845 | 82.72%
HARTLEY 1102CB | 0.00010957 | 752.8216 | 0.077778 | 11.7084 | 8.2804 | 3.428 | 0 | 0 |  | 10972.6243 | 190.2623 | 82.76%
MORGAN HILL 2105XR268 | 0.00011557 | 557.5427 | 0.077596 | 7.9569 | 0 | 7.9569 | 0 | 0 |  | 10980.5811 | 190.3399 | 82.79%
MIDDLETOWN 11021312 | 0.00013526 | 772.6153 | 0.077577 | 9.834 | 0 | 9.834 | 0 | 0 |  | 10990.4151 | 190.4174 | 82.82%
OCEANO 1104V38 | 7.3599e-05 | 651.082 | 0.077544 | 17.3563 | 5.2957 | 12.0606 | 0 | 0 |  | 11002.4757 | 190.495 | 82.86%
CLOVERDALE 1102307342 | 0.00013565 | 341.2059 | 0.077416 | 0.35619 | 0.13616 | 0.22003 | 0 | 0 |  | 11002.6958 | 190.5724 | 82.89%
FITCH MOUNTAIN 111324550 | 9.3917e-05 | 616.7423 | 0.077338 | 21.5589 | 10.4977 | 11.0612 | 0 | 0 |  | 11013.757 | 190.6497 | 82.92%
MIDDLETOWN 1102514 | 0.00014873 | 482.2809 | 0.077302 | 5.2796 | 1.9289 | 3.3507 | 0 | 0 |  | 11017.1076 | 190.727 | 82.96%
CURTIS 170349746 | 0.00034014 | 221.8686 | 0.077172 | 0.37408 | 0 | 0.37408 | 0 | 0 |  | 11017.4817 | 190.8042 | 82.99%
PETALUMA C 1108630 | 7.7866e-05 | 873.6447 | 0.077168 | 4.2901 | 2.6406 | 1.6495 | 0 | 0 |  | 11019.1312 | 190.8814 | 83.02%
SAN JUSTO 1101201311 | 6.4312e-05 | 1215.4291 | 0.077053 | 10.9813 | 3.1219 | 7.8594 | 0 | 0 |  | 11026.9906 | 190.9584 | 83.06%
GARBERVILLE 110135706 | 0.00041981 | 185.2954 | 0.076898 | 10.1113 | 0 | 10.1113 | 0 | 0 |  | 11037.1019 | 191.0353 | 83.09%
PENRYN 11072410 | 0.00011208 | 705.3971 | 0.076748 | 7.5197 | 4.2579 | 3.2618 | 0 | 0 |  | 11040.3637 | 191.1121 | 83.13%
COTATI 110387402 | 9.1928e-05 | 973.3911 | 0.07664 | 11.3572 | 0 | 11.3572 | 0 | 0 |  | 11051.721 | 191.1887 | 83.16%
TEJON 11023760 | 4.6244e-05 | 4483.9501 | 0.076506 | 6.4926 | 0.019104 | 6.4735 | 0 | 0 |  | 11058.1945 | 191.2652 | 83.19%
VOLTA 1102CB | 0.0001265 | 430.0286 | 0.076253 | 3.2988 | 0 | 3.2988 | 0 | 0 |  | 11061.4933 | 191.3415 | 83.23%
FORT ROSS 11214614 | 0.00011071 | 701.2564 | 0.075773 | 12.5587 | 0 | 12.5587 | 0 | 0 |  | 11074.052 | 191.4172 | 83.26%
AUBERRY 110137536 | 4.0037e-05 | 1761.4133 | 0.075515 | 5.3994 | 0 | 5.3994 | 0 | 0 |  | 11079.4514 | 191.4928 | 83.29%
CABRILLO 11031437 | 5.9276e-05 | 1361.2842 | 0.075332 | 4.8819 | 2.037 | 2.8448 | 0 | 0 |  | 11082.2963 | 191.5681 | 83.32%
FITCH MOUNTAIN 1113583202 | 0.00010066 | 594.6514 | 0.075101 | 9.8097 | 4.9155 | 4.8942 | 0 | 0 |  | 11087.1905 | 191.6432 | 83.36%
WILLITS 1103538 | 6.409e-05 | 1480.7363 | 0.074937 | 6.3249 | 0 | 6.3249 | 0 | 0 |  | 11093.5154 | 191.7181 | 83.39%
SONOMA 1107854266 | 9.5722e-05 | 1072.2651 | 0.074827 | 0.60054 | 0.40078 | 0.19976 | 0 | 0 |  | 11093.7152 | 191.793 | 83.42%
BRUNSWICK 11067099 | 0.00011588 | 664.3931 | 0.074794 | 7.7312 | 0 | 7.7312 | 0 | 0 |  | 11101.4464 | 191.8677 | 83.45%
GEYSERVILLE 1102274 | 0.00011599 | 494.2707 | 0.074787 | 18.4859 | 12.0233 | 6.4625 | 0 | 0 |  | 11107.9089 | 191.9425 | 83.49%
MADISON 21011606 | 7.0898e-05 | 1248.3017 | 0.074511 | 26.5762 | 26.4181 | 0.15808 | 0 | 0 |  | 11108.067 | 192.017 | 83.52%
DRUM 1101CB | 0.00013085 | 558.6934 | 0.074456 | 2.1651 | 0 | 2.1651 | 0 | 0 |  | 11110.232 | 192.0915 | 83.55%
RISING RIVER 1101CB | 5.192e-05 | 1288.0652 | 0.074106 | 13.3685 | 3.4517 | 9.9169 | 0 | 0 |  | 11120.1489 | 192.1656 | 83.58%
PEORIA 1705999 | 0.00010639 | 1017.494 | 0.074075 | 2.3089 | 0 | 2.3089 | 0 | 0 |  | 11122.4578 | 192.2397 | 83.62%
FITCH MOUNTAIN 11136751 | 0.00018185 | 410.6545 | 0.073927 | 22.6749 | 0 | 22.6749 | 0 | 0 |  | 11145.1327 | 192.3136 | 83.65%
SAN JOAQUIN #3 1102CB | 0.00011323 | 789.9349 | 0.073848 | 9.6963 | 0 | 9.6963 | 0 | 0 |  | 11154.8291 | 192.3875 | 83.68%
CALISTOGA 1101134232 | 0.0001535 | 426.3987 | 0.0737 | 7.1805 | 5.5528 | 1.6277 | 0 | 0 |  | 11156.4567 | 192.4612 | 83.71%
SILVERADO 2102CB | 0.00019758 | 236.9089 | 0.073682 | 1.692 | 1.0998 | 0.59218 | 0 | 0 |  | 11157.0489 | 192.5348 | 83.74%
CABRILLO 1104Y24 | 6.8807e-05 | 1387.2959 | 0.073569 | 19.6428 | 0.47217 | 19.1707 | 0 | 0 |  | 11176.2196 | 192.6084 | 83.78%
HORSESHOE 1101CB | 0.00018028 | 272.2112 | 0.073561 | 4.0123 | 3.6597 | 0.35258 | 0 | 0 |  | 11176.5721 | 192.682 | 83.81%
PUEBLO 2102792 | 9.905e-05 | 711.86 | 0.073389 | 20.8737 | 1.5331 | 19.3407 | 0 | 0 |  | 11195.9128 | 192.7554 | 83.84%
SAN LUIS OBISPO 1104V40 | 7.9558e-05 | 1050.089 | 0.073389 | 23.0899 | 8.39 | 14.7 | 0 | 0 |  | 11210.6128 | 192.8287 | 83.87%
CURTIS 170247488 | 0.00011402 | 706.1851 | 0.07338 | 20.7739 | 1.7629 | 19.011 | 0 | 0 |  | 11229.6238 | 192.9021 | 83.9%
PURISIMA 1101Y44 | 6.0111e-05 | 1213.3424 | 0.073295 | 11.6146 | 1.2069 | 10.4077 | 0 | 0 |  | 11240.0315 | 192.9754 | 83.94%
TEMPLETON 2113A70 | 6.9565e-05 | 1197.409 | 0.073157 | 66.7357 | 42.0222 | 24.7135 | 0 | 0 |  | 11264.745 | 193.0486 | 83.97%
AUBERRY 1101R322 | 3.5123e-05 | 2118.7775 | 0.073065 | 7.6672 | 0 | 7.6672 | 0 | 0 |  | 11272.4122 | 193.1216 | 84%
MERCED FALLS 11029460 | 8.3561e-05 | 856.971 | 0.073014 | 11.2197 | 0.078521 | 11.1412 | 0 | 0 |  | 11283.5534 | 193.1947 | 84.03%
CURTIS 170384944 | 7.7782e-05 | 921.9165 | 0.072725 | 58.219 | 0 | 58.219 | 0 | 0 |  | 11341.7723 | 193.2674 | 84.06%
ALTO 1124810594 | 0.0001145 | 459.6008 | 0.072684 | 0.67162 | 0.11263 | 0.55899 | 0 | 0 |  | 11342.3313 | 193.3401 | 84.09%
PENRYN 1107CB | 0.00014636 | 521.6714 | 0.072647 | 16.1179 | 10.6889 | 5.429 | 0 | 0 |  | 11347.7603 | 193.4127 | 84.13%
SANTA YNEZ 1101980192 | 3.4326e-05 | 2382.3266 | 0.072592 | 3.8401 | 0 | 3.8401 | 0 | 0 |  | 11351.6004 | 193.4853 | 84.16%
VACAVILLE 1104CB | 6.8096e-05 | 412.1878 | 0.07222 | 2.6184 | 2.1854 | 0.43299 | 0 | 0 |  | 11352.0333 | 193.5575 | 84.19%
JOLON 1103CB | 0.00013717 | 720.7685 | 0.072102 | 18.4366 | 5.2768 | 13.1598 | 0 | 0 |  | 11365.1932 | 193.6296 | 84.22%
LOW GAP 11014086 | 0.00012787 | 634.8288 | 0.072098 | 11.4942 | 0 | 11.4942 | 0 | 0 |  | 11376.6874 | 193.7017 | 84.25%
COTATI 1103132 | 7.3728e-05 | 1030.4196 | 0.071994 | 25.2965 | 0 | 25.2965 | 0 | 0 |  | 11401.9839 | 193.7737 | 84.28%
VOLTA 11011596 | 6.0424e-05 | 1180.3203 | 0.071922 | 21.8176 | 0 | 21.8176 | 0 | 0 |  | 11423.8015 | 193.8456 | 84.31%
PEORIA 170413490 | 0.00015838 | 538.4381 | 0.071878 | 5.4528 | 1.1797 | 4.2731 | 0 | 0 |  | 11428.0746 | 193.9175 | 84.35%
OREGON TRAIL 110249144 | 0.00016343 | 803.7485 | 0.071512 | 21.2111 | 2.8307 | 18.3805 | 0 | 0 |  | 11446.4551 | 193.989 | 84.38%
COTTONWOOD 1101CB | 9.7905e-05 | 539.3221 | 0.0715 | 16.5249 | 16.4105 | 0.11437 | 0 | 0 |  | 11446.5694 | 194.0605 | 84.41%
FROGTOWN 17027134 | 9.5256e-05 | 696.6949 | 0.071297 | 23.4791 | 3.269 | 20.2101 | 0 | 0 |  | 11466.7796 | 194.1318 | 84.44%
MESA 11016111 | 4.9757e-05 | 1337.456 | 0.071153 | 25.8008 | 1.5473 | 24.2535 | 0 | 0 |  | 11491.0331 | 194.203 | 84.47%
CLEAR LAKE 1101740076 | 0.00010531 | 793.8066 | 0.071071 | 8.8772 | 8.4842 | 0.39302 | 0 | 0 |  | 11491.4261 | 194.2741 | 84.5%
OLETA 1102799924 | 0.00011059 | 1327.4203 | 0.070818 | 0.38634 | 0 | 0.38634 | 0 | 0 |  | 11491.8125 | 194.3449 | 84.53%
BELL 1109724884 | 0.00017254 | 443.793 | 0.070791 | 14.1243 | 0.085102 | 14.0392 | 0 | 0 |  | 11505.8517 | 194.4157 | 84.56%
EDENVALE 2107469810 | 8.3298e-05 | 778.0104 | 0.070672 | 5.9328 | 3.7798 | 2.153 | 0 | 0 |  | 11508.0047 | 194.4863 | 84.59%
WYANDOTTE 1110980944 | 0.00019807 | 366.1605 | 0.070566 | 16.7186 | 6.2878 | 10.4309 | 0 | 0 |  | 11518.4355 | 194.5569 | 84.62%
JESSUP 110276068 | 7.7128e-05 | 1055.6938 | 0.070348 | 19.3249 | 2.1447 | 17.1802 | 0 | 0 |  | 11535.6157 | 194.6272 | 84.65%
CLAY 1101CB | 8.0383e-05 | 401.4638 | 0.070136 | 2.742 | 2.1739 | 0.56812 | 0 | 0 |  | 11536.1838 | 194.6974 | 84.68%
COVELO 1101306476 | 0.00010648 | 598.7531 | 0.069853 | 10.1258 | 8.1952 | 1.9306 | 0 | 0 |  | 11538.1145 | 194.7672 | 84.72%
MONTICELLO 110165454 | 6.0844e-05 | 1192.0123 | 0.069594 | 1.9355 | 0.5829 | 1.3526 | 0 | 0 |  | 11539.4671 | 194.8368 | 84.75%
OREGON TRAIL 11031500 | 0.00012847 | 750.2992 | 0.069495 | 26.0289 | 0 | 26.0289 | 0 | 0 |  | 11565.4959 | 194.9063 | 84.78%
HALF MOON BAY 11038920 | 0.00017718 | 499.4912 | 0.069477 | 0.098275 | 0 | 0.098275 | 0 | 0 |  | 11565.5942 | 194.9758 | 84.81%
BEAR VALLEY 210110000 | 6.3422e-05 | 1330.8242 | 0.069198 | 33.3475 | 4.0764 | 29.2711 | 0 | 0 |  | 11594.8653 | 195.045 | 84.84%
OCEANO 1104V36 | 6.1929e-05 | 1033.145 | 0.069118 | 13.2859 | 2.0809 | 11.205 | 0 | 0 |  | 11606.0703 | 195.1141 | 84.87%
DIAMOND SPRINGS 110777086 | 0.00020917 | 405.3593 | 0.068998 | 3.7609 | 1.0439 | 2.717 | 0 | 0 |  | 11608.7873 | 195.1831 | 84.9%
CORNING 110185152 | 4.413e-05 | 1657.8134 | 0.068983 | 23.2021 | 0 | 23.2021 | 0 | 0 |  | 11631.9894 | 195.2521 | 84.93%
UKIAH 1114544 | 8.9779e-05 | 761.7873 | 0.068781 | 10.0776 | 9.5889 | 0.48867 | 0 | 0 |  | 11632.478 | 195.3209 | 84.96%
BROWNS VALLEY 110197188 | 0.00011852 | 794.0069 | 0.068613 | 6.7867 | 0 | 6.7867 | 0 | 0 |  | 11639.2647 | 195.3895 | 84.99%
AUBERRY 1101R2838 | 3.7309e-05 | 2069.6718 | 0.068544 | 20.4455 | 0 | 20.4455 | 0 | 0 |  | 11659.7102 | 195.458 | 85.02%
GARCIA 0401CB | 0.00015165 | 451.5011 | 0.068469 | 0.029031 | 0 | 0.029031 | 0 | 0 |  | 11659.7392 | 195.5265 | 85.05%
FROGTOWN 1702835115 | 7.8182e-05 | 868.4883 | 0.068398 | 18.143 | 0 | 18.143 | 0 | 0 |  | 11677.8822 | 195.5949 | 85.08%
ZACA 1101Y70 | 5.1111e-05 | 1300.1446 | 0.068291 | 8.6682 | 1.9316 | 6.7366 | 0 | 0 |  | 11684.6188 | 195.6632 | 85.1%
SAN BENITO 2101295566 | 5.22e-05 | 1215.0443 | 0.068263 | 2.1191 | 1.652 | 0.46708 | 0 | 0 |  | 11685.0859 | 195.7315 | 85.13%
BANGOR 11011804 | 0.00011734 | 495.1119 | 0.068197 | 42.8988 | 0 | 42.8988 | 0 | 0 |  | 11727.9846 | 195.7997 | 85.16%
BIG MEADOWS 21012260 | 7.1484e-05 | 1004.259 | 0.067786 | 22.5627 | 6.7676 | 15.795 | 0 | 0 |  | 11743.7797 | 195.8674 | 85.19%
ANDERSON 1101583708 | 9.3798e-05 | 952.2243 | 0.067762 | 0.78501 | 0.15644 | 0.62857 | 0 | 0 |  | 11744.4082 | 195.9352 | 85.22%
SAN RAMON 2117CB | 9.8521e-05 | 430.579 | 0.067722 | 1.677 | 0.99405 | 0.68297 | 0 | 0 |  | 11745.0912 | 196.0029 | 85.25%
CABRILLO 1103Y46 | 4.2068e-05 | 1429.3656 | 0.067522 | 47.6451 | 16.1635 | 31.4816 | 0 | 0 |  | 11776.5728 | 196.0705 | 85.28%
MARTELL 1101CB | 0.00014623 | 382.8028 | 0.067405 | 13.355 | 7.476 | 5.879 | 0 | 0 |  | 11782.4518 | 196.1379 | 85.31%
PETALUMA C 1108456397 | 9.783e-05 | 785.4652 | 0.067328 | 1.3916 | 0 | 1.3916 | 0 | 0 |  | 11783.8434 | 196.2052 | 85.34%
FRENCH GULCH 1101CB | 0.00012582 | 762.0604 | 0.067293 | 2.298 | 0 | 2.298 | 0 | 0 |  | 11786.1414 | 196.2725 | 85.37%
RED BLUFF 1105146070 | 6.6917e-05 | 1071.9697 | 0.067012 | 14.096 | 1.3678 | 12.7281 | 0 | 0 |  | 11798.8695 | 196.3395 | 85.4%
LAYTONVILLE 110264908 | 0.00035803 | 246.1325 | 0.066995 | 6.3734 | 2.4964 | 3.877 | 0 | 0 |  | 11802.7465 | 196.4065 | 85.43%
SAN RAMON 210853732 | 9.701e-05 | 766.0355 | 0.066862 | 7.7954 | 0 | 7.7954 | 0 | 0 |  | 11810.5419 | 196.4733 | 85.46%
CALISTOGA 110143924 | 0.00015399 | 446.2971 | 0.066852 | 9.3827 | 1.5991 | 7.7836 | 0 | 0 |  | 11818.3255 | 196.5402 | 85.49%
PASO ROBLES 1104P02 | 5.0919e-05 | 803.9256 | 0.06682 | 7.2447 | 6.9246 | 0.32009 | 0 | 0 |  | 11818.6456 | 196.607 | 85.52%
CLOVERDALE 1102172096 | 0.00013435 | 425.6324 | 0.06657 | 0.77103 | 0.50657 | 0.26446 | 0 | 0 |  | 11818.9101 | 196.6736 | 85.54%
PHILO 1102CB | 0.00018717 | 356.2256 | 0.06648 | 12.5491 | 4.8501 | 7.699 | 0 | 0 |  | 11826.6091 | 196.7401 | 85.57%
CURTIS 170539256 | 0.00012638 | 694.1209 | 0.066296 | 26.4643 | 0 | 26.4643 | 0 | 0 |  | 11853.0734 | 196.8064 | 85.6%
SUMMIT 110249484 | 0.000124 | 880.5018 | 0.06627 | 2.646 | 0 | 2.646 | 0 | 0 |  | 11855.7194 | 196.8726 | 85.63%
BRUNSWICK 11102664 | 0.00019724 | 283.8161 | 0.066185 | 10.9091 | 2.8849 | 8.0242 | 0 | 0 |  | 11863.7436 | 196.9388 | 85.66%
SILVERADO 210298998 | 8.5457e-05 | 370.2201 | 0.066014 | 12.431 | 12.3576 | 0.073401 | 0 | 0 |  | 11863.817 | 197.0048 | 85.69%
ATASCADERO 1103A18 | 6.7022e-05 | 932.8875 | 0.065994 | 18.0955 | 9.2768 | 8.8187 | 0 | 0 |  | 11872.6357 | 197.0708 | 85.72%
CALISTOGA 1102141073 | 0.00018845 | 208.8541 | 0.065722 | 2.1274 | 0.88657 | 1.2408 | 0 | 0 |  | 11873.8765 | 197.1365 | 85.75%
CURTIS 17029220 | 0.00012861 | 658.7055 | 0.065661 | 11.4087 | 0.40554 | 11.0031 | 0 | 0 |  | 11884.8796 | 197.2022 | 85.77%
PENRYN 11051342 | 0.00011151 | 593.3765 | 0.065366 | 38.7181 | 17.9902 | 20.7279 | 0 | 0 |  | 11905.6075 | 197.2676 | 85.8%
CLAYTON 2215W531R | 6.9698e-05 | 735.723 | 0.065356 | 10.8019 | 4.3111 | 6.4908 | 0 | 0 |  | 11912.0983 | 197.3329 | 85.83%
SHINGLE SPRINGS 210913322 | 6.243e-05 | 1047.9717 | 0.065331 | 41.4032 | 0 | 41.4032 | 0 | 0 |  | 11953.5015 | 197.3983 | 85.86%
BEAR VALLEY 210521160 | 4.477e-05 | 1259.0438 | 0.065187 | 23.7846 | 0 | 23.7846 | 0 | 0 |  | 11977.2861 | 197.4634 | 85.89%
MESA 1103126697 | 6.1082e-05 | 1011.3761 | 0.065062 | 1.0977 | 0.077228 | 1.0204 | 0 | 0 |  | 11978.3065 | 197.5285 | 85.92%
FRENCH GULCH 1102CB | 0.00018833 | 298.7993 | 0.06474 | 1.6961 | 0 | 1.6961 | 0 | 0 |  | 11980.0026 | 197.5933 | 85.94%
FORT ROSS 1121124 | 0.00011564 | 546.7406 | 0.064597 | 18.4975 | 0 | 18.4975 | 0 | 0 |  | 11998.5001 | 197.6578 | 85.97%
OCEANO 1104Q08 | 5.6432e-05 | 1236.4827 | 0.064559 | 12.4187 | 0 | 12.4187 | 0 | 0 |  | 12010.9188 | 197.7224 | 86%
MC ARTHUR 1102542920 | 2.943e-05 | 2350.3357 | 0.064427 | 1.544 | 0.27929 | 1.2647 | 0 | 0 |  | 12012.1834 | 197.7868 | 86.03%
PASO ROBLES 1104R12 | 5.1483e-05 | 1212.0624 | 0.064341 | 40.1694 | 7.3563 | 32.8131 | 0 | 0 |  | 12044.9965 | 197.8512 | 86.06%
JESSUP 11011993 | 6.0989e-05 | 818.0593 | 0.064212 | 2.9658 | 0.18746 | 2.7783 | 0 | 0 |  | 12047.7749 | 197.9154 | 86.08%
CALISTOGA 110266730 | 0.00011857 | 919.8595 | 0.064035 | 1.0586 | 0 | 1.0586 | 0 | 0 |  | 12048.8335 | 197.9794 | 86.11%
LAKEVILLE 110287432 | 7.1409e-05 | 994.1805 | 0.063901 | 13.6266 | 3.8637 | 9.7629 | 0 | 0 |  | 12058.5964 | 198.0433 | 86.14%
MIDDLETOWN 11011325 | 0.00012793 | 449.2232 | 0.063613 | 8.5951 | 0 | 8.5951 | 0 | 0 |  | 12067.1915 | 198.1069 | 86.17%
UKIAH 11151216 | 0.00012873 | 525.6183 | 0.063522 | 19.1903 | 5.7481 | 13.4422 | 0 | 0 |  | 12080.6337 | 198.1705 | 86.2%
DIAMOND SPRINGS 110518935 | 0.00011327 | 910.0927 | 0.063224 | 6.696 | 0 | 6.696 | 0 | 0 |  | 12087.3297 | 198.2337 | 86.22%
TEMPLETON 2110N30 | 6.3151e-05 | 927.1943 | 0.063152 | 20.3656 | 0 | 20.3656 | 0 | 0 |  | 12107.6954 | 198.2968 | 86.25%
CLARK ROAD 11022070 | 0.00014395 | 498.0458 | 0.063106 | 9.3595 | 0.16957 | 9.1899 | 0 | 0 |  | 12116.8853 | 198.3599 | 86.28%
TEMPLETON 2112116402 | 5.7437e-05 | 1320.2856 | 0.062979 | 6.9951 | 4.6266 | 2.3685 | 0 | 0 |  | 12119.2538 | 198.4229 | 86.31%
APPLE HILL 2102186912 | 9.5424e-05 | 711.7437 | 0.06292 | 60.3583 | 1.7669 | 58.5914 | 0 | 0 |  | 12177.8452 | 198.4858 | 86.33%
BEAR VALLEY 21054170 | 4.2938e-05 | 1356.0496 | 0.062779 | 9.5212 | 0 | 9.5212 | 0 | 0 |  | 12187.3664 | 198.5486 | 86.36%
GARBERVILLE 11028189 | 0.00035454 | 166.396 | 0.062553 | 1.0475 | 0 | 1.0475 | 0 | 0 |  | 12188.4139 | 198.6112 | 86.39%
PANORAMA 1101CB | 0.0001054 | 467.1503 | 0.062374 | 16.8889 | 15.7522 | 1.1366 | 0 | 0 |  | 12189.5506 | 198.6735 | 86.41%
TASSAJARA 2106203380 | 0.00010239 | 687.7534 | 0.062335 | 1.9753 | 1.4722 | 0.50317 | 0 | 0 |  | 12190.0537 | 198.7359 | 86.44%
VACAVILLE 111112342 | 0.00013409 | 663.7688 | 0.062293 | 1.0877 | 0.86889 | 0.21883 | 0 | 0 |  | 12190.2726 | 198.7982 | 86.47%
OLETA 110113478 | 0.0001203 | 594.448 | 0.062159 | 15.4357 | 3.101 | 12.3348 | 0 | 0 |  | 12202.6073 | 198.8603 | 86.5%
LOW GAP 11012094 | 0.00021404 | 379.7853 | 0.062103 | 17.0618 | 1.3696 | 15.6921 | 0 | 0 |  | 12218.2995 | 198.9224 | 86.52%
NOTRE DAME 11042028 | 0.00015423 | 243.285 | 0.062015 | 10.8376 | 0 | 10.8376 | 0 | 0 |  | 12229.1371 | 198.9845 | 86.55%
FROGTOWN 170212282 | 0.00011986 | 718.4403 | 0.061928 | 36.3469 | 0 | 36.3469 | 0 | 0 |  | 12265.4839 | 199.0464 | 86.58%
NOTRE DAME 11042537 | 9.2031e-05 | 618.6971 | 0.061762 | 4.9907 | 0 | 4.9907 | 0 | 0 |  | 12270.4747 | 199.1081 | 86.6%
ATASCADERO 1103A46 | 8.1941e-05 | 550.2411 | 0.06175 | 8.6419 | 8.2484 | 0.39348 | 0 | 0 |  | 12270.8682 | 199.1699 | 86.63%
SHINGLE SPRINGS 210551738 | 0.00013923 | 441.8941 | 0.061564 | 1.1463 | 1.1297 | 0.016582 | 0 | 0 |  | 12270.8847 | 199.2315 | 86.66%
PERRY 1101V78 | 6.8753e-05 | 918.2768 | 0.061453 | 29.5036 | 0 | 29.5036 | 0 | 0 |  | 12300.3884 | 199.2929 | 86.68%
CALPINE 1144962 | 0.00010321 | 595.1616 | 0.061428 | 0.039381 | 0 | 0.039381 | 0 | 0 |  | 12300.4278 | 199.3543 | 86.71%
ORO FINO 1102127563 | 7.2173e-05 | 803.5682 | 0.061336 | 6.9024 | 0 | 6.9024 | 0 | 0 |  | 12307.3301 | 199.4157 | 86.74%
MADISON 2101351038 | 7.0209e-05 | 1068.3127 | 0.061316 | 13.9882 | 12.3339 | 1.6542 | 0 | 0 |  | 12308.9844 | 199.477 | 86.76%
JESSUP 11011496 | 7.6403e-05 | 864.7228 | 0.06121 | 16.2119 | 1.5898 | 14.6221 | 0 | 0 |  | 12323.6065 | 199.5382 | 86.79%
SPAULDING 1101CB | 0.0001609 | 380.3958 | 0.061207 | 0.035269 | 0 | 0.035269 | 0 | 0 |  | 12323.6417 | 199.5994 | 86.82%
HIGGINS 11102408 | 0.000106 | 623.6203 | 0.060864 | 11.569 | 0 | 11.569 | 0 | 0 |  | 12335.2108 | 199.6603 | 86.84%
PIT NO 7 1101CB | 0.00010885 | 808.7175 | 0.060819 | 2.7084 | 0 | 2.7084 | 0 | 0 |  | 12337.9192 | 199.7211 | 86.87%
SYCAMORE CREEK 1111CB | 0.00011707 | 452.6669 | 0.060715 | 7.4283 | 6.9449 | 0.48337 | 0 | 0 |  | 12338.4026 | 199.7818 | 86.9%
UPPER LAKE 1101452 | 0.00010226 | 743.369 | 0.060708 | 19.5965 | 14.5442 | 5.0523 | 0 | 0 |  | 12343.4548 | 199.8425 | 86.92%
CLOVERDALE 1102670 | 0.00012733 | 393.8186 | 0.06056 | 3.0687 | 2.7038 | 0.36491 | 0 | 0 |  | 12343.8197 | 199.9031 | 86.95%
BRIDGEVILLE 1101CB | 0.00018978 | 315.2875 | 0.060495 | 8.5166 | 0 | 8.5166 | 0 | 0 |  | 12352.3363 | 199.9636 | 86.98%
REDBUD 11022013 | 5.2169e-05 | 888.4761 | 0.06048 | 4.6069 | 4.4584 | 0.14852 | 0 | 0 |  | 12352.4848 | 200.024 | 87%
FROGTOWN 1702L5407 | 4.5895e-05 | 1349.9596 | 0.060463 | 18.279 | 0 | 18.279 | 0 | 0 |  | 12370.7638 | 200.0845 | 87.03%
CURTIS 170356972 | 0.00011753 | 612.4545 | 0.060186 | 8.5712 | 0 | 8.5712 | 0 | 0 |  | 12379.335 | 200.1447 | 87.05%
COTATI 1102CB | 0.00016629 | 366.1668 | 0.05984 | 2.007 | 0.20192 | 1.805 | 0 | 0 |  | 12381.1401 | 200.2045 | 87.08%
CALPELLA 1102708161 | 0.00012306 | 461.5277 | 0.059606 | 1.134 | 0.13029 | 1.0037 | 0 | 0 |  | 12382.1438 | 200.2641 | 87.11%
FRUITLAND 11426064 | 0.00027944 | 244.0042 | 0.059515 | 8.2801 | 1.5822 | 6.6979 | 0 | 0 |  | 12388.8417 | 200.3237 | 87.13%
CORRAL 110336680 | 8.2363e-05 | 715.9031 | 0.059472 | 20.0248 | 10.6678 | 9.357 | 0 | 0 |  | 12398.1987 | 200.3831 | 87.16%
SONOMA 1107844168 | 5.7956e-05 | 877.0353 | 0.059437 | 11.6288 | 7.0862 | 4.5426 | 0 | 0 |  | 12402.7413 | 200.4426 | 87.18%
GRASS VALLEY 11032110 | 0.00013772 | 464.9832 | 0.059423 | 20.0641 | 0.30137 | 19.7627 | 0 | 0 |  | 12422.504 | 200.502 | 87.21%
PUEBLO 1105696 | 7.4535e-05 | 617.4166 | 0.059025 | 7.2462 | 3.4936 | 3.7526 | 0 | 0 |  | 12426.2566 | 200.561 | 87.24%
JESSUP 11031540 | 0.00010932 | 527.982 | 0.058865 | 12.8891 | 12.7298 | 0.15935 | 0 | 0 |  | 12426.4159 | 200.6199 | 87.26%
PENRYN 11072708 | 0.00011703 | 634.212 | 0.058775 | 10.6455 | 1.2639 | 9.3816 | 0 | 0 |  | 12435.7975 | 200.6787 | 87.29%
GABILAN 1101460414 | 8.546e-05 | 785.6181 | 0.058719 | 6.6966 | 1.3174 | 5.3792 | 0 | 0 |  | 12441.1768 | 200.7374 | 87.31%
MENDOCINO 110148750 | 9.931e-05 | 705.0697 | 0.058621 | 17.9237 | 0 | 17.9237 | 0 | 0 |  | 12459.1005 | 200.796 | 87.34%
ALHAMBRA 110582622 | 8.8106e-05 | 753.4327 | 0.058508 | 25.9188 | 0 | 25.9188 | 0 | 0 |  | 12485.0193 | 200.8545 | 87.36%
JOLON 1102CB | 6.1591e-05 | 1004.6328 | 0.058399 | 23.9953 | 0.41557 | 23.5798 | 0 | 0 |  | 12508.5991 | 200.9129 | 87.39%
SANTA YNEZ 1104512912 | 6.2939e-05 | 742.0792 | 0.058383 | 1.9521 | 1.0601 | 0.89193 | 0 | 0 |  | 12509.491 | 200.9713 | 87.41%
COLUMBIA HILL 1101CB | 0.00014192 | 477.8627 | 0.058367 | 39.3563 | 0 | 39.3563 | 0 | 0 |  | 12548.8473 | 201.0296 | 87.44%
CRESCENT MILLS 21012562 | 5.835e-05 | 1193.0263 | 0.057915 | 34.2521 | 14.9092 | 19.3429 | 0 | 0 |  | 12568.1902 | 201.0876 | 87.46%
MOLINO 1101338 | 0.00010195 | 593.3845 | 0.05791 | 14.5049 | 6.7381 | 7.7669 | 0 | 0 |  | 12575.9571 | 201.1455 | 87.49%
LLAGAS 21014523 | 9.5345e-05 | 593.4447 | 0.057806 | 2.7475 | 1.8333 | 0.91427 | 0 | 0 |  | 12576.8714 | 201.2033 | 87.51%
PASO ROBLES 1107289947 | 8.5184e-05 | 855.7073 | 0.057658 | 1.9964 | 1.7182 | 0.27821 | 0 | 0 |  | 12577.1496 | 201.2609 | 87.54%
CALISTOGA 11011087 | 0.00010484 | 532.5062 | 0.05764 | 1.9622 | 0 | 1.9622 | 0 | 0 |  | 12579.1117 | 201.3186 | 87.56%
TYLER 1105816852 | 4.2631e-05 | 1516.9463 | 0.057549 | 43.5934 | 30.8242 | 12.7692 | 0 | 0 |  | 12591.881 | 201.3761 | 87.59%
WOODACRE 1102CB | 0.00015851 | 382.2019 | 0.057543 | 12.5187 | 0.035262 | 12.4834 | 0 | 0 |  | 12604.3644 | 201.4337 | 87.61%
JOLON 11027070 | 5.0065e-05 | 1217.7073 | 0.057494 | 16.4613 | 10.0554 | 6.4059 | 0 | 0 |  | 12610.7703 | 201.4912 | 87.64%
DESCHUTES 11011654 | 8.908e-05 | 662.2613 | 0.057486 | 17.5396 | 0 | 17.5396 | 0 | 0 |  | 12628.3099 | 201.5486 | 87.66%
ALTO 11243745 | 0.00018327 | 535.7815 | 0.057415 | 4.5042 | 0 | 4.5042 | 0 | 0 |  | 12632.8141 | 201.6061 | 87.69%
ELECTRA 1101CB | 8.4764e-05 | 750.5824 | 0.05741 | 31.6879 | 0 | 31.6879 | 0 | 0 |  | 12664.502 | 201.6635 | 87.71%
BUTTE 1105751990 | 0.00013521 | 355.8632 | 0.057382 | 24.52 | 0.0099453 | 24.51 | 0 | 0 |  | 12689.012 | 201.7209 | 87.74%
MOUNTAIN QUARRIES 210151584 | 7.7619e-05 | 869.1368 | 0.057318 | 21.7785 | 0 | 21.7785 | 0 | 0 |  | 12710.7905 | 201.7782 | 87.76%
WISE 11011404 | 0.0001882 | 397.9556 | 0.057199 | 3.5677 | 2.0743 | 1.4934 | 0 | 0 |  | 12712.2839 | 201.8354 | 87.79%
SAN RAMON 2108CB | 8.2611e-05 | 748.7975 | 0.057183 | 9.5272 | 0.81823 | 8.709 | 0 | 0 |  | 12720.9928 | 201.8926 | 87.81%
CALISTOGA 110189150 | 0.00012195 | 582.7266 | 0.057148 | 9.5291 | 0 | 9.5291 | 0 | 0 |  | 12730.5219 | 201.9497 | 87.84%
SAN RAMON 2119CB | 7.6681e-05 | 471.5803 | 0.057097 | 1.4577 | 0.71943 | 0.73831 | 0 | 0 |  | 12731.2602 | 202.0068 | 87.86%
ELECTRA 11024756 | 0.000145 | 459.0245 | 0.057032 | 11.7851 | 2.3759 | 9.4092 | 0 | 0 |  | 12740.6694 | 202.0638 | 87.89%
GARBERVILLE 11022124 | 0.00058653 | 170.3508 | 0.057006 | 3.1238 | 0 | 3.1238 | 0 | 0 |  | 12743.7932 | 202.1208 | 87.91%
ANNAPOLIS 1101CB | 0.00022337 | 221.0499 | 0.057005 | 0.658 | 0 | 0.658 | 0 | 0 |  | 12744.4512 | 202.1778 | 87.94%
TEMPLETON 2110901690 | 5.6692e-05 | 1011.6278 | 0.056927 | 39.5118 | 2.204 | 37.3078 | 0 | 0 |  | 12781.759 | 202.2348 | 87.96%
HOPLAND 1101CB | 0.00011058 | 511.8263 | 0.056867 | 22.4101 | 7.7552 | 14.6549 | 0 | 0 |  | 12796.4139 | 202.2916 | 87.99%
SWIFT 2110853720 | 6.2471e-05 | 1012.617 | 0.056625 | 31.2472 | 0 | 31.2472 | 0 | 0 |  | 12827.6612 | 202.3483 | 88.01%
SALMON CREEK 110137368 | 7.032e-05 | 880.1307 | 0.056596 | 6.0824 | 0 | 6.0824 | 0 | 0 |  | 12833.7436 | 202.4049 | 88.04%
WOODACRE 1101CB | 0.00019479 | 248.765 | 0.056508 | 2.8219 | 0.053323 | 2.7686 | 0 | 0 |  | 12836.5121 | 202.4614 | 88.06%
FRUITLAND 114137410 | 0.00021128 | 348.1422 | 0.056472 | 5.5162 | 0.28744 | 5.2288 | 0 | 0 |  | 12841.7409 | 202.5178 | 88.09%
GOLDTREE 1105CB | 7.9073e-05 | 565.89 | 0.056447 | 9.39 | 1.9888 | 7.4012 | 0 | 0 |  | 12849.1421 | 202.5743 | 88.11%
FRUITLAND 1142CB | 0.0002473 | 245.6875 | 0.056321 | 15.3636 | 4.8596 | 10.504 | 0 | 0 |  | 12859.6461 | 202.6306 | 88.14%
FITCH MOUNTAIN 1113775992 | 0.00012419 | 374.1489 | 0.056251 | 3.1443 | 1.0426 | 2.1016 | 0 | 0 |  | 12861.7477 | 202.6869 | 88.16%
SALMON CREEK 1101461703 | 7.7835e-05 | 327.199 | 0.05614 | 0.87921 | 0 | 0.87921 | 0 | 0 |  | 12862.627 | 202.743 | 88.18%
SHINGLE SPRINGS 211051800 | 0.00016264 | 342.7814 | 0.05603 | 9.7692 | 0.57307 | 9.1961 | 0 | 0 |  | 12871.8231 | 202.799 | 88.21%
SANTA MARIA 1108M80 | 4.5707e-05 | 1161.6823 | 0.055911 | 58.257 | 0 | 58.257 | 0 | 0 |  | 12930.0801 | 202.8549 | 88.23%
MONTE RIO 11131991 | 0.00016331 | 395.6046 | 0.055786 | 7.1257 | 0 | 7.1257 | 0 | 0 |  | 12937.2058 | 202.9107 | 88.26%
PEORIA 17056697 | 0.00010476 | 551.7785 | 0.055767 | 4.1376 | 0 | 4.1376 | 0 | 0 |  | 12941.3434 | 202.9665 | 88.28%
RACETRACK 170311270 | 0.00012756 | 499.3074 | 0.055685 | 12.6241 | 0 | 12.6241 | 0 | 0 |  | 12953.9675 | 203.0222 | 88.31%
MONTE RIO 11125040 | 0.0002406 | 218.6982 | 0.055628 | 4.0445 | 0 | 4.0445 | 0 | 0 |  | 12958.0119 | 203.0778 | 88.33%
WINDSOR 1103171410 | 0.00011961 | 536.0514 | 0.055603 | 4.3725 | 2.994 | 1.3785 | 0 | 0 |  | 12959.3904 | 203.1334 | 88.35%
MENDOCINO 1101450 | 0.00012825 | 484.352 | 0.055438 | 18.9258 | 13.1389 | 5.7869 | 0 | 0 |  | 12965.1774 | 203.1888 | 88.38%
PLACER 1103CB | 0.00015794 | 471.1517 | 0.05535 | 9.0304 | 2.0613 | 6.9691 | 0 | 0 |  | 12972.1464 | 203.2442 | 88.4%
GEYSERVILLE 110135492 | 9.7259e-05 | 426.1888 | 0.055239 | 21.6577 | 11.667 | 9.9907 | 0 | 0 |  | 12982.1371 | 203.2994 | 88.43%
WYANDOTTE 1107829470 | 0.00011788 | 515.0682 | 0.055226 | 10.3139 | 0 | 10.3139 | 0 | 0 |  | 12992.451 | 203.3547 | 88.45%
CURTIS 17058110 | 0.0001169 | 657.3966 | 0.055185 | 8.1481 | 0 | 8.1481 | 0 | 0 |  | 13000.5991 | 203.4098 | 88.47%
CLAYTON 2212859443 | 4.9574e-05 | 1445.6352 | 0.055167 | 0.48331 | 0.18792 | 0.29539 | 0 | 0 |  | 13000.8945 | 203.465 | 88.5%
DUNLAP 1103CB | 3.4574e-05 | 1447.0842 | 0.055113 | 5.6118 | 0 | 5.6118 | 0 | 0 |  | 13006.5063 | 203.5201 | 88.52%
MERCED FALLS 110285002 | 7.6265e-05 | 729.1639 | 0.055026 | 35.4838 | 0 | 35.4838 | 0 | 0 |  | 13041.9901 | 203.5752 | 88.55%
FROGTOWN 170113412 | 0.00011911 | 811.1905 | 0.055018 | 38.8065 | 0 | 38.8065 | 0 | 0 |  | 13080.7966 | 203.6302 | 88.57%
COTATI 110361736 | 6.0018e-05 | 726.4231 | 0.054986 | 16.7033 | 4.5475 | 12.1558 | 0 | 0 |  | 13092.9524 | 203.6852 | 88.59%
WILDWOOD 11011576 | 7.9987e-05 | 832.2405 | 0.054922 | 8.0638 | 0 | 8.0638 | 0 | 0 |  | 13101.0162 | 203.7401 | 88.62%
FITCH MOUNTAIN 1113352 | 0.00014867 | 547.944 | 0.054876 | 11.9569 | 6.3097 | 5.6471 | 0 | 0 |  | 13106.6633 | 203.795 | 88.64%
IONE 1101CB | 0.00012529 | 646.6464 | 0.054859 | 14.0547 | 12.2083 | 1.8464 | 0 | 0 |  | 13108.5097 | 203.8498 | 88.67%
FROGTOWN 17016807 | 0.00014837 | 586.6523 | 0.054517 | 4.9065 | 0 | 4.9065 | 0 | 0 |  | 13113.4162 | 203.9043 | 88.69%
HIGHLANDS 110275140 | 4.9487e-05 | 824.0667 | 0.054483 | 20.0274 | 11.3456 | 8.6818 | 0 | 0 |  | 13122.098 | 203.9588 | 88.71%
CORRAL 1103831781 | 7.3782e-05 | 806.9369 | 0.054336 | 1.5941 | 0.85689 | 0.73719 | 0 | 0 |  | 13122.8352 | 204.0131 | 88.74%
APPLE HILL 21029722 | 0.00010174 | 529.226 | 0.054308 | 38.8052 | 0 | 38.8052 | 0 | 0 |  | 13161.6404 | 204.0675 | 88.76%
MORGAN HILL 2105XR152 | 8.0844e-05 | 646.2065 | 0.054285 | 12.825 | 4.0955 | 8.7296 | 0 | 0 |  | 13170.3699 | 204.1217 | 88.78%
CLARKSVILLE 2106CB | 0.00020912 | 241.4035 | 0.054215 | 0.51611 | 0.37651 | 0.1396 | 0 | 0 |  | 13170.5095 | 204.176 | 88.81%
RED BLUFF 1104135854 | 6.0566e-05 | 1134.6908 | 0.053974 | 2.6414 | 1.1964 | 1.4451 | 0 | 0 |  | 13171.9546 | 204.2299 | 88.83%
KESWICK 11011588 | 0.00018106 | 584.74 | 0.053968 | 8.6957 | 0 | 8.6957 | 0 | 0 |  | 13180.6504 | 204.2839 | 88.85%
OLETA 11022642 | 9.0401e-05 | 716.2407 | 0.053841 | 4.6599 | 0 | 4.6599 | 0 | 0 |  | 13185.3103 | 204.3377 | 88.88%
SYCAMORE CREEK 11112014 | 0.00010418 | 602.3767 | 0.053762 | 22.3643 | 0 | 22.3643 | 0 | 0 |  | 13207.6746 | 204.3915 | 88.9%
EL DORADO PH 210163464 | 0.00012137 | 659.6276 | 0.05356 | 13.6239 | 0 | 13.6239 | 0 | 0 |  | 13221.2985 | 204.4451 | 88.92%
WILLOW CREEK 110347966 | 0.00020988 | 215.8045 | 0.053445 | 16.9492 | 0 | 16.9492 | 0 | 0 |  | 13238.2477 | 204.4985 | 88.95%
RED BLUFF 11051564 | 7.329e-05 | 869.3002 | 0.053412 | 10.6231 | 9.4475 | 1.1756 | 0 | 0 |  | 13239.4234 | 204.5519 | 88.97%
MORGAN HILL 2110814616 | 8.7257e-05 | 602.3323 | 0.053409 | 2.4255 | 2.3277 | 0.097826 | 0 | 0 |  | 13239.5212 | 204.6053 | 88.99%
FROGTOWN 1702694042 | 0.00011883 | 338.8363 | 0.053395 | 0.60413 | 0 | 0.60413 | 0 | 0 |  | 13240.1253 | 204.6587 | 89.02%
SHINGLE SPRINGS 21107742 | 9.9171e-05 | 595.5649 | 0.053392 | 45.7574 | 0.054645 | 45.7027 | 0 | 0 |  | 13285.828 | 204.7121 | 89.04%
CURTIS 1704CB | 0.0001075 | 527.7867 | 0.053282 | 14.2096 | 0.31584 | 13.8938 | 0 | 0 |  | 13299.7218 | 204.7654 | 89.06%
WOODSIDE 11018974 | 0.00020534 | 324.7416 | 0.05299 | 13.2248 | 0 | 13.2248 | 0 | 0 |  | 13312.9466 | 204.8184 | 89.09%
MOLINO 1101322 | 0.00013802 | 458.1425 | 0.052976 | 14.4201 | 0.21207 | 14.2081 | 0 | 0 |  | 13327.1547 | 204.8714 | 89.11%
PALMER 1101M88 | 4.85e-05 | 599.8118 | 0.052933 | 15.366 | 12.2776 | 3.0885 | 0 | 0 |  | 13330.2431 | 204.9243 | 89.13%
WOODSIDE 11018884 | 0.00017464 | 305.5705 | 0.052785 | 7.4789 | 0 | 7.4789 | 0 | 0 |  | 13337.7221 | 204.9771 | 89.16%
GARBERVILLE 11022500 | 0.00032433 | 205.0308 | 0.052654 | 16.0206 | 0 | 16.0206 | 0 | 0 |  | 13353.7427 | 205.0297 | 89.18%
BEAR VALLEY 21014500 | 4.6379e-05 | 1229.9776 | 0.052537 | 82.3743 | 58.1959 | 24.1783 | 0 | 0 |  | 13377.921 | 205.0823 | 89.2%
RED BLUFF 11041302 | 5.0169e-05 | 1215.8532 | 0.052453 | 14.5361 | 0.6206 | 13.9155 | 0 | 0 |  | 13391.8365 | 205.1347 | 89.22%
BEAR VALLEY 2105CB | 9.2622e-05 | 515.1474 | 0.052345 | 3.838 | 0 | 3.838 | 0 | 0 |  | 13395.6745 | 205.1871 | 89.25%
BUTTE 1105244246 | 0.00016313 | 330.8536 | 0.052269 | 1.2034 | 0 | 1.2034 | 0 | 0 |  | 13396.8779 | 205.2393 | 89.27%
BRUNSWICK 110651484 | 0.0001406 | 372.49 | 0.052211 | 16.3987 | 1.0216 | 15.3771 | 0 | 0 |  | 13412.255 | 205.2916 | 89.29%
STONE CORRAL 1110975698 | 4.3563e-05 | 962.1828 | 0.052194 | 4.7676 | 3.8715 | 0.89608 | 0 | 0 |  | 13413.1511 | 205.3437 | 89.32%
MIDDLETOWN 1101612 | 8.4863e-05 | 719.6048 | 0.05213 | 3.9544 | 0 | 3.9544 | 0 | 0 |  | 13417.1055 | 205.3959 | 89.34%
PUEBLO 2103776244 | 5.5048e-05 | 540.4117 | 0.052117 | 0.48722 | 0.31657 | 0.17065 | 0 | 0 |  | 13417.2762 | 205.448 | 89.36%
FORT ROSS 11214947 | 0.00016312 | 298.2938 | 0.052018 | 10.3498 | 0 | 10.3498 | 0 | 0 |  | 13427.626 | 205.5 | 89.38%
FROGTOWN 17027108 | 5.144e-05 | 993.4887 | 0.05186 | 12.875 | 3.2548 | 9.6202 | 0 | 0 |  | 13437.2462 | 205.5519 | 89.41%
WEST POINT 110272036 | 8.1485e-05 | 844.1543 | 0.051819 | 13.136 | 0.16865 | 12.9673 | 0 | 0 |  | 13450.2135 | 205.6037 | 89.43%
WILLITS 110337506 | 0.00015655 | 345.7654 | 0.051705 | 11.5613 | 0 | 11.5613 | 0 | 0 |  | 13461.7748 | 205.6554 | 89.45%
OTTER 1102CB | 7.3648e-05 | 760.2437 | 0.051564 | 6.7693 | 0 | 6.7693 | 0 | 0 |  | 13468.5441 | 205.707 | 89.47%
HARTLEY 1101CB | 0.00010062 | 651.0467 | 0.051416 | 3.0234 | 1.5556 | 1.4678 | 0 | 0 |  | 13470.0119 | 205.7584 | 89.5%
HOPLAND 1101960 | 0.00010013 | 470.8479 | 0.051413 | 5.486 | 1.6095 | 3.8765 | 0 | 0 |  | 13473.8884 | 205.8098 | 89.52%
PENRYN 110790970 | 0.00014799 | 359.43 | 0.051234 | 4.3036 | 2.8631 | 1.4404 | 0 | 0 |  | 13475.3289 | 205.861 | 89.54%
CURTIS 1701CB | 0.00012464 | 555.1824 | 0.051116 | 12.4514 | 4.3883 | 8.0631 | 0 | 0 |  | 13483.392 | 205.9121 | 89.56%
CORRAL 1103569005 | 7.7445e-05 | 606.2479 | 0.051027 | 2.3979 | 1.6815 | 0.71634 | 0 | 0 |  | 13484.1083 | 205.9632 | 89.58%
PLACERVILLE 2106CB | 0.00031506 | 137.2983 | 0.050873 | 6.554 | 0 | 6.554 | 0 | 0 |  | 13490.6623 | 206.014 | 89.61%
MESA 1103737698 | 4.5459e-05 | 1051.0501 | 0.050749 | 0.21182 | 0.0099212 | 0.2019 | 0 | 0 |  | 13490.8642 | 206.0648 | 89.63%
PENRYN 110550548 | 0.00014087 | 418.2026 | 0.050695 | 4.8628 | 4.767 | 0.095853 | 0 | 0 |  | 13490.96 | 206.1155 | 89.65%
CUYAMA 1103684566 | 3.3492e-05 | 2480.1079 | 0.050626 | 3.0284 | 0.0099454 | 3.0185 | 0 | 0 |  | 13493.9785 | 206.1661 | 89.67%
GANSNER 11012424 | 6.6531e-05 | 747.4809 | 0.050559 | 18.9032 | 0.14187 | 18.7613 | 0 | 0 |  | 13512.7398 | 206.2167 | 89.7%
TEJON 1103286542 | 2.3634e-05 | 2087.6942 | 0.050527 | 5.8309 | 3.6545 | 2.1764 | 0 | 0 |  | 13514.9162 | 206.2672 | 89.72%
COTATI 1103148 | 5.3405e-05 | 932.2932 | 0.050374 | 15.5216 | 0.076976 | 15.4446 | 0 | 0 |  | 13530.3608 | 206.3176 | 89.74%
MESA 1103M72 | 5.9996e-05 | 772.2065 | 0.050224 | 14.9443 | 6.5218 | 8.4225 | 0 | 0 |  | 13538.7833 | 206.3678 | 89.76%
WYANDOTTE 11031508 | 0.00022481 | 269.7872 | 0.050062 | 27.2173 | 0 | 27.2173 | 0 | 0 |  | 13566.0006 | 206.4179 | 89.78%
LUCERNE 1106664 | 0.00013278 | 291.1861 | 0.050043 | 11.1702 | 1.5349 | 9.6353 | 0 | 0 |  | 13575.6359 | 206.4679 | 89.8%
HIGGINS 110332120 | 0.00015495 | 454.7289 | 0.049959 | 40.9723 | 0.3295 | 40.6428 | 0 | 0 |  | 13616.2787 | 206.5179 | 89.83%
BELL 11082226 | 0.00015086 | 321.4507 | 0.049738 | 25.4836 | 1.3925 | 24.0911 | 0 | 0 |  | 13640.3699 | 206.5676 | 89.85%
KANAKA 110183288 | 0.00010219 | 523.0336 | 0.049736 | 17.3628 | 0 | 17.3628 | 0 | 0 |  | 13657.7327 | 206.6173 | 89.87%
MC ARTHUR 11011490 | 4.6732e-05 | 1014.4444 | 0.0497 | 15.079 | 4.5216 | 10.5575 | 0 | 0 |  | 13668.2901 | 206.667 | 89.89%
PIERCY 2110XR258 | 7.1286e-05 | 813.0901 | 0.049692 | 26.4844 | 4.5405 | 21.9439 | 0 | 0 |  | 13690.234 | 206.7167 | 89.91%
BELLEVUE 2103552 | 0.00013239 | 420.6103 | 0.049565 | 14.9739 | 5.5061 | 9.4678 | 0 | 0 |  | 13699.7017 | 206.7663 | 89.93%
MORGAN HILL 2110654924 | 8.0217e-05 | 663.8303 | 0.049343 | 5.0138 | 2.2648 | 2.749 | 0 | 0 |  | 13702.4507 | 206.8156 | 89.96%
SISQUOC 1102M52 | 6.7691e-05 | 719.2711 | 0.04915 | 35.0959 | 1.2052 | 33.8908 | 0 | 0 |  | 13736.3415 | 206.8648 | 89.98%
RACETRACK 170455798 | 0.00011154 | 632.8382 | 0.049086 | 23.5467 | 0 | 23.5467 | 0 | 0 |  | 13759.8882 | 206.9139 | 90%
STELLING 11102243 | 0.00019188 | 257.113 | 0.049051 | 1.8963 | 0 | 1.8963 | 0 | 0 |  | 13761.7845 | 206.9629 | 90.02%
HIGGINS 11071070 | 8.36e-05 | 545.0696 | 0.048737 | 8.1966 | 0.28132 | 7.9153 | 0 | 0 |  | 13769.6998 | 207.0117 | 90.04%
SAN JUSTO 110136902 | 6.372e-05 | 753.8177 | 0.048735 | 14.7638 | 2.3396 | 12.4242 | 0 | 0 |  | 13782.124 | 207.0604 | 90.06%
TASSAJARA 2113MR276 | 0.00011011 | 507.3387 | 0.048684 | 3.8943 | 0.041009 | 3.8533 | 0 | 0 |  | 13785.9773 | 207.1091 | 90.08%
PENRYN 110551676 | 0.00015332 | 372.9974 | 0.048603 | 11.7935 | 3.7696 | 8.0239 | 0 | 0 |  | 13794.0012 | 207.1577 | 90.1%
STONE CORRAL 1110894956 | 4.142e-05 | 1280.1289 | 0.048471 | 1.6379 | 0.86521 | 0.77267 | 0 | 0 |  | 13794.7739 | 207.2061 | 90.13%
DIVIDE 1103567884 | 5.6021e-05 | 815.5904 | 0.048164 | 2.8187 | 0.3168 | 2.5019 | 0 | 0 |  | 13797.2758 | 207.2543 | 90.15%
FORT SEWARD 11211602 | 0.00014214 | 344.2493 | 0.048111 | 22.709 | 4.4941 | 18.2149 | 0 | 0 |  | 13815.4906 | 207.3024 | 90.17%
MONTE RIO 1111292 | 0.00011528 | 534.9666 | 0.048057 | 19.6201 | 4.0482 | 15.5718 | 0 | 0 |  | 13831.0625 | 207.3505 | 90.19%
LAYTONVILLE 11011760 | 0.00026452 | 220.0765 | 0.048043 | 12.6393 | 2.9374 | 9.7018 | 0 | 0 |  | 13840.7643 | 207.3985 | 90.21%
LOW GAP 11014160 | 0.00015367 | 332.5299 | 0.047994 | 21.7466 | 0 | 21.7466 | 0 | 0 |  | 13862.5109 | 207.4465 | 90.23%
GARBERVILLE 1102CB | 0.00043617 | 153.1917 | 0.047992 | 16.6583 | 4.6629 | 11.9953 | 0.51761 | 0 |  | 13874.5063 | 207.4945 | 90.25%
SALT SPRINGS 21011216 | 4.4432e-05 | 673.2647 | 0.04796 | 5.4829 | 0 | 5.4829 | 0 | 0 |  | 13879.9891 | 207.5425 | 90.27%
CAMBRIA 1101V76 | 6.8997e-05 | 662.2635 | 0.047925 | 18.9625 | 0 | 18.9625 | 0 | 0 |  | 13898.9516 | 207.5904 | 90.29%
KANAKA 110165606 | 0.00013634 | 329.1085 | 0.047918 | 12.7444 | 0 | 12.7444 | 0 | 0 |  | 13911.696 | 207.6383 | 90.31%
SAN LUIS OBISPO 1104753254 | 0.0001316 | 1237.8633 | 0.047657 | 0.35804 | 0.0092806 | 0.34876 | 0 | 0 |  | 13912.0447 | 207.686 | 90.33%
PEORIA 170459596 | 6.8689e-05 | 659.4011 | 0.047553 | 36.1272 | 15.2454 | 20.8818 | 0 | 0 |  | 13932.9265 | 207.7335 | 90.35%
CLEAR LAKE 1102991285 | 8.6607e-05 | 543.9338 | 0.047469 | 1.7316 | 1.4047 | 0.32685 | 0 | 0 |  | 13933.2534 | 207.781 | 90.38%
BURNEY 11012402 | 6.5093e-05 | 759.0384 | 0.047353 | 3.7511 | 2.2522 | 1.4989 | 0 | 0 |  | 13934.7523 | 207.8283 | 90.4%
WEST POINT 11024788 | 7.0255e-05 | 791.3267 | 0.047319 | 69.5307 | 0 | 69.5307 | 0 | 0 |  | 14004.283 | 207.8757 | 90.42%
MIWUK 170219772 | 7.7179e-05 | 525.9561 | 0.047283 | 3.8525 | 0 | 3.8525 | 0 | 0 |  | 14008.1354 | 207.9229 | 90.44%
MOLINO 1102178 | 0.0001498 | 376.3772 | 0.047227 | 13.6089 | 1.411 | 12.1979 | 0 | 0 |  | 14020.3334 | 207.9702 | 90.46%
AUBERRY 1101R2845 | 4.0941e-05 | 1025.9007 | 0.047182 | 17.8248 | 0 | 17.8248 | 0 | 0 |  | 14038.1581 | 208.0174 | 90.48%
JESSUP 110168362 | 0.00012657 | 343.9077 | 0.047076 | 7.332 | 2.1658 | 5.1662 | 0 | 0 |  | 14043.3243 | 208.0644 | 90.5%
SAN BENITO 2104785888 | 7.806e-05 | 321.3673 | 0.047021 | 7.0036 | 2.1989 | 4.8047 | 0 | 0 |  | 14048.129 | 208.1115 | 90.52%
MOUNTAIN QUARRIES 210192474 | 0.00013452 | 428.2739 | 0.046937 | 15.6026 | 0.49672 | 15.1059 | 0 | 0 |  | 14063.2349 | 208.1584 | 90.54%
FREMONT 1104MR339 | 5.8956e-05 | 692.7863 | 0.046887 | 6.9693 | 5.7753 | 1.1941 | 0 | 0 |  | 14064.4289 | 208.2053 | 90.56%
PEORIA 170488630 | 6.5372e-05 | 876.4135 | 0.046842 | 0.77849 | 0 | 0.77849 | 0 | 0 |  | 14065.2074 | 208.2521 | 90.58%
LLAGAS 2107XR178 | 8.7818e-05 | 483.5128 | 0.04683 | 12.9684 | 7.0679 | 5.9005 | 0 | 0 |  | 14071.108 | 208.2989 | 90.6%
DUNLAP 110239190 | 6.3388e-05 | 760.9398 | 0.046743 | 1.7882 | 0 | 1.7882 | 0 | 0 |  | 14072.8962 | 208.3457 | 90.62%
GEYSERVILLE 1102180193 | 0.00010067 | 430.5545 | 0.046684 | 2.4747 | 0.31364 | 2.161 | 0 | 0 |  | 14075.0572 | 208.3924 | 90.64%
BELL 1108467470 | 0.00023296 | 103.254 | 0.046424 | 2.9869 | 1.1299 | 1.857 | 0 | 0 |  | 14076.9142 | 208.4388 | 90.66%
EDENVALE 1102XR064 | 8.4777e-05 | 462.9277 | 0.046387 | 3.7457 | 3.0151 | 0.73065 | 0 | 0 |  | 14077.6449 | 208.4852 | 90.68%
MC ARTHUR 110137388 | 2.1126e-05 | 2437.488 | 0.046193 | 12.4944 | 4.3836 | 8.1109 | 0 | 0 |  | 14085.7557 | 208.5314 | 90.7%
PENRYN 1105817491 | 0.00010509 | 532.8427 | 0.046183 | 1.9598 | 0.54313 | 1.4167 | 0 | 0 |  | 14087.1724 | 208.5776 | 90.72%
MILPITAS 1109XR082 | 6.2383e-05 | 716.1395 | 0.046133 | 20.441 | 0.75516 | 19.6858 | 0 | 0 |  | 14106.8583 | 208.6237 | 90.74%
JARVIS 1108767280 | 4.3875e-05 | 579.646 | 0.046117 | 0.72378 | 0.21638 | 0.5074 | 0 | 0 |  | 14107.3657 | 208.6698 | 90.76%
PUEBLO 2103678 | 0.00011031 | 496.7562 | 0.046077 | 35.4949 | 0.15745 | 35.3374 | 0 | 0 |  | 14142.7031 | 208.7159 | 90.78%
MC ARTHUR 110138998 | 3.5e-05 | 912.9133 | 0.046064 | 5.7906 | 5.6728 | 0.11777 | 0 | 0 |  | 14142.8208 | 208.762 | 90.8%
MOLINO 1101600112 | 0.00016569 | 185.2798 | 0.045774 | 1.2531 | 0.45508 | 0.798 | 0 | 0 |  | 14143.6188 | 208.8077 | 90.82%
MONTICELLO 1101654 | 8.6928e-05 | 576.6406 | 0.045547 | 8.7308 | 0.51446 | 8.2164 | 0 | 0 |  | 14151.8352 | 208.8533 | 90.84%
SWIFT 2110XR254 | 6.9418e-05 | 745.0432 | 0.045544 | 25.1775 | 0 | 25.1775 | 0 | 0 |  | 14177.0127 | 208.8988 | 90.86%
MOLINO 1102658 | 0.00014355 | 343.9435 | 0.045341 | 10.8829 | 0 | 10.8829 | 0 | 0 |  | 14187.8955 | 208.9442 | 90.88%
CLAY 11037124 | 6.2921e-05 | 727.3308 | 0.045279 | 32.1091 | 21.0476 | 11.0615 | 0 | 0 |  | 14198.9571 | 208.9894 | 90.9%
UKIAH 11143606 | 8.6419e-05 | 738.4699 | 0.045178 | 16.5576 | 5.8556 | 10.702 | 0 | 0 |  | 14209.6591 | 209.0346 | 90.92%
GANSNER 110137550 | 6.5837e-05 | 741.2586 | 0.045042 | 3.2685 | 2.9015 | 0.36702 | 0 | 0 |  | 14210.0261 | 209.0797 | 90.94%
LAKEVILLE 1102367100 | 8.144e-05 | 654.3693 | 0.04493 | 0.64703 | 0.087178 | 0.55985 | 0 | 0 |  | 14210.5859 | 209.1246 | 90.96%
CURTIS 17039330 | 4.8089e-05 | 936.7226 | 0.044648 | 41.3401 | 0 | 41.3401 | 0 | 0 |  | 14251.9261 | 209.1692 | 90.98%
SILVERADO 210437632 | 0.0001591 | 314.3513 | 0.044601 | 26.5819 | 0 | 26.5819 | 0 | 0 |  | 14278.508 | 209.2138 | 91%
BELL 1107912460 | 0.0002094 | 319.3069 | 0.044495 | 0.44558 | 0.30499 | 0.1406 | 0 | 0 |  | 14278.6486 | 209.2583 | 91.02%
GARBERVILLE 110237054 | 0.00045585 | 99.7602 | 0.044439 | 9.229 | 0.28289 | 8.9461 | 0 | 0 |  | 14287.5946 | 209.3028 | 91.04%
PLACERVILLE 210692012 | 0.00021006 | 266.7744 | 0.044304 | 18.5175 | 0 | 18.5175 | 0 | 0 |  | 14306.1121 | 209.3471 | 91.06%
PASO ROBLES 1103351084 | 6.4148e-05 | 844.8485 | 0.044255 | 8.9123 | 6.5421 | 2.3702 | 0 | 0 |  | 14308.4824 | 209.3913 | 91.08%
SHINGLE SPRINGS 2109CB | 0.00012378 | 546.8562 | 0.044085 | 27.7525 | 0.40627 | 27.3462 | 0 | 0 |  | 14335.8286 | 209.4354 | 91.1%
MC ARTHUR 11011544 | 2.4864e-05 | 2130.6474 | 0.044056 | 27.9505 | 10.989 | 16.9615 | 0 | 0 |  | 14352.7901 | 209.4795 | 91.11%
STONE CORRAL 11087100 | 3.9155e-05 | 1207.5405 | 0.04396 | 18.2447 | 15.9092 | 2.3355 | 0 | 0 |  | 14355.1256 | 209.5234 | 91.13%
SUMMIT 11022302 | 6.3222e-05 | 648.1357 | 0.043905 | 1.3381 | 0 | 1.3381 | 0 | 0 |  | 14356.4637 | 209.5673 | 91.15%
PENRYN 11051378 | 0.00011131 | 372.4728 | 0.043839 | 1.9168 | 1.0172 | 0.89964 | 0 | 0 |  | 14357.3633 | 209.6112 | 91.17%
GARBERVILLE 110139524 | 0.00038497 | 130.5694 | 0.04372 | 15.4521 | 10.3359 | 5.1162 | 0 | 0 |  | 14362.4795 | 209.6549 | 91.19%
BIG BEND 1101180398 | 0.0002082 | 244.7887 | 0.04366 | 5.56 | 0 | 5.56 | 0 | 0 |  | 14368.0395 | 209.6986 | 91.21%
VACAVILLE 110847860 | 7.3661e-05 | 319.7615 | 0.043573 | 3.8763 | 3.5867 | 0.28963 | 0 | 0 |  | 14368.3291 | 209.7421 | 91.23%
SAN LUIS OBISPO 1104982992 | 4.6115e-05 | 911.2189 | 0.043526 | 8.9436 | 0 | 8.9436 | 0 | 0 |  | 14377.2727 | 209.7857 | 91.25%
UKIAH 1113691436 | 0.00012089 | 323.1464 | 0.043449 | 2.223 | 1.1784 | 1.0446 | 0 | 0 |  | 14378.3173 | 209.8291 | 91.27%
COVELO 1101112804 | 9.7484e-05 | 651.0362 | 0.043443 | 19.0748 | 8.8122 | 10.2626 | 0 | 0 |  | 14388.5799 | 209.8725 | 91.29%
STILLWATER 11021466 | 0.0001572 | 705.5165 | 0.043245 | 20.6056 | 0.071244 | 20.5343 | 0 | 0 |  | 14409.1142 | 209.9158 | 91.3%
EEL RIVER 11024814 | 0.00018022 | 271.8858 | 0.043216 | 27.5096 | 0.51569 | 26.9939 | 0 | 0 |  | 14436.1081 | 209.959 | 91.32%
MENLO 11037902 | 0.00018704 | 146.5682 | 0.043162 | 16.2952 | 4.596 | 11.6992 | 0 | 0 |  | 14447.8072 | 210.0022 | 91.34%
SILVERADO 210478268 | 0.00016165 | 303.7186 | 0.043133 | 9.7249 | 0 | 9.7249 | 0 | 0 |  | 14457.5321 | 210.0453 | 91.36%
ALTO 11221212 | 0.00010853 | 197.8244 | 0.043056 | 2.3599 | 0.50952 | 1.8503 | 0 | 0 |  | 14459.3824 | 210.0884 | 91.38%
CALPELLA 1101CB | 0.00012255 | 327.7945 | 0.043018 | 20.5019 | 8.7256 | 11.7762 | 0 | 0 |  | 14471.1587 | 210.1314 | 91.4%
OTTER 110298036 | 0.00012504 | 294.291 | 0.042868 | 9.2007 | 0 | 9.2007 | 0 | 0 |  | 14480.3594 | 210.1742 | 91.42%
HIGHLANDS 11034630 | 7.7824e-05 | 548.6975 | 0.042814 | 3.4544 | 2.3797 | 1.0747 | 0 | 0 |  | 14481.4341 | 210.2171 | 91.44%
HIGGINS 1110166282 | 0.00012662 | 425.8459 | 0.042498 | 23.9909 | 0 | 23.9909 | 0 | 0 |  | 14505.425 | 210.2596 | 91.45%
GIRVAN 11021028 | 0.00012459 | 555.8921 | 0.042483 | 17.6533 | 0 | 17.6533 | 0 | 0 |  | 14523.0782 | 210.302 | 91.47%
OILFIELDS 1103370932 | 3.0451e-05 | 729.2934 | 0.042464 | 1.3505 | 0.96521 | 0.38529 | 0 | 0 |  | 14523.4635 | 210.3445 | 91.49%
GIRVAN 1101CB | 0.0001612 | 200.4454 | 0.042406 | 3.296 | 1.7599 | 1.5361 | 0 | 0 |  | 14524.9996 | 210.3869 | 91.51%
CRESCENT MILLS 21013113 | 5.1754e-05 | 970.9306 | 0.042389 | 1.1931 | 0 | 1.1931 | 0 | 0 |  | 14526.1927 | 210.4293 | 91.53%
WILLITS 1103968 | 0.00010481 | 381.6576 | 0.042383 | 27.689 | 0.98358 | 26.7055 | 0 | 0 |  | 14552.8982 | 210.4717 | 91.55%
MENDOCINO 110131322 | 0.00011583 | 412.2583 | 0.04237 | 28.7568 | 22.9022 | 5.8546 | 0 | 0 |  | 14558.7527 | 210.514 | 91.56%
MESA 1101CB | 5.1221e-05 | 603.2532 | 0.042367 | 25.4521 | 11.5927 | 13.8593 | 0 | 0 |  | 14572.6121 | 210.5564 | 91.58%
HORSESHOE 11011682 | 0.00012357 | 359.4666 | 0.042324 | 9.1758 | 8.9728 | 0.20299 | 0 | 0 |  | 14572.8151 | 210.5987 | 91.6%
APPLE HILL 110412842 | 0.00018752 | 122.8933 | 0.042311 | 16.8218 | 1.0019 | 15.8199 | 0 | 0 |  | 14588.6349 | 210.6411 | 91.62%
SUNOL 1101MR299 | 9.0049e-05 | 452.8222 | 0.042276 | 4.9442 | 0 | 4.9442 | 0 | 0 |  | 14593.5791 | 210.6833 | 91.64%
MESA 11016113 | 5.0937e-05 | 1017.9876 | 0.042268 | 9.7263 | 7.9859 | 1.7404 | 0 | 0 |  | 14595.3195 | 210.7256 | 91.66%
PINE GROVE 11026080 | 0.00011497 | 414.8336 | 0.042249 | 34.374 | 0 | 34.374 | 0 | 0 |  | 14629.6935 | 210.7678 | 91.67%
RIO DELL 11027124 | 0.0002308 | 190.3883 | 0.042229 | 0.67208 | 0 | 0.67208 | 0 | 0 |  | 14630.3656 | 210.8101 | 91.69%
SAN BERNARD 1101641042 | 2.7605e-05 | 1880.7413 | 0.042194 | 6.5623 | 5.1324 | 1.4299 | 0 | 0 |  | 14631.7956 | 210.8523 | 91.71%
OTTER 110237132 | 0.00010209 | 598.7122 | 0.042173 | 5.8068 | 0 | 5.8068 | 0 | 0 |  | 14637.6024 | 210.8944 | 91.73%
FROGTOWN 1702204480 | 0.00015459 | 296.133 | 0.04209 | 1.9782 | 1.4762 | 0.50198 | 0 | 0 |  | 14638.1044 | 210.9365 | 91.75%
HOPLAND 110180620 | 7.4695e-05 | 506.899 | 0.04205 | 5.5624 | 4.3207 | 1.2417 | 0 | 0 |  | 14639.3461 | 210.9786 | 91.77%
MESA 1101M86 | 4.9333e-05 | 762.6869 | 0.041844 | 20.8315 | 8.0901 | 12.7414 | 0 | 0 |  | 14652.0875 | 211.0204 | 91.78%
CABRILLO 1103Y10 | 3.6552e-05 | 632.6734 | 0.041779 | 15.2022 | 10.3615 | 4.8408 | 0 | 0 |  | 14656.9283 | 211.0622 | 91.8%
FITCH MOUNTAIN 11134566 | 0.00011406 | 393.9766 | 0.041761 | 17.5017 | 4.992 | 12.5097 | 0 | 0 |  | 14669.438 | 211.104 | 91.82%
PEORIA 17051834 | 8.1071e-05 | 531.0758 | 0.041581 | 23.8366 | 0.26751 | 23.5691 | 0 | 0 |  | 14693.0071 | 211.1455 | 91.84%
CALAVERAS CEMENT 1101502 | 9.3364e-05 | 435.9933 | 0.041554 | 40.9476 | 3.29 | 37.6576 | 0 | 0 |  | 14730.6646 | 211.1871 | 91.86%
COTATI 1102282 | 8.3509e-05 | 543.5705 | 0.041526 | 5.1101 | 2.3288 | 2.7813 | 0 | 0 |  | 14733.4459 | 211.2286 | 91.88%
WISE 1102CB | 0.00014209 | 392.5466 | 0.041442 | 14.4565 | 0.3898 | 14.0667 | 0 | 0 |  | 14747.5126 | 211.2701 | 91.89%
APPLE HILL 110413512 | 0.00019634 | 199.5912 | 0.041392 | 30.5356 | 2.0758 | 28.4598 | 0 | 0 |  | 14775.9724 | 211.3115 | 91.91%
BIG MEADOWS 21012586 | 4.8503e-05 | 1089.5717 | 0.041237 | 10.9481 | 4.6892 | 6.2589 | 0 | 0 |  | 14782.2313 | 211.3527 | 91.93%
COPPERMINE 1104556430 | 1.6369e-05 | 2433.0686 | 0.041063 | 16.2355 | 11.3922 | 4.8433 | 0 | 0 |  | 14787.0746 | 211.3938 | 91.95%
ORO FINO 11022236 | 0.00027956 | 116.7508 | 0.040994 | 2.5609 | 0 | 2.5609 | 0 | 0 |  | 14789.6355 | 211.4348 | 91.96%
BIG BEND 11021972 | 0.00011711 | 377.3246 | 0.040961 | 21.2964 | 0 | 21.2964 | 0 | 0 |  | 14810.932 | 211.4757 | 91.98%
MARTELL 110299214 | 0.00014798 | 541.677 | 0.040838 | 2.0491 | 0.21343 | 1.8356 | 0 | 0 |  | 14812.7676 | 211.5166 | 92%
BUELLTON 1101Y36 | 4.3104e-05 | 946.8115 | 0.0408 | 45.4474 | 7.711 | 37.7365 | 0 | 0 |  | 14850.5041 | 211.5574 | 92.02%
GEYSERVILLE 1101166 | 0.00012238 | 339.9187 | 0.040759 | 9.9048 | 3.7089 | 6.1958 | 0 | 0 |  | 14856.6999 | 211.5981 | 92.04%
DIAMOND SPRINGS 11062100 | 0.00011682 | 355.7448 | 0.040696 | 39.0796 | 0 | 39.0796 | 0 | 0 |  | 14895.7795 | 211.6388 | 92.05%
LAYTONVILLE 1101402 | 0.0001662 | 293.7692 | 0.040695 | 23.5713 | 0.21235 | 23.359 | 0 | 0 |  | 14919.1385 | 211.6795 | 92.07%
ATASCADERO 1103440856 | 6.3248e-05 | 673.5389 | 0.040647 | 35.352 | 0.54058 | 34.8114 | 0 | 0 |  | 14953.9499 | 211.7201 | 92.09%
FRUITLAND 11426054 | 0.00029784 | 184.0031 | 0.040642 | 7.1968 | 0 | 7.1968 | 0 | 0 |  | 14961.1467 | 211.7608 | 92.11%
CALPELLA 11011204 | 0.00012564 | 378.7617 | 0.040535 | 11.4066 | 1.9251 | 9.4816 | 0 | 0 |  | 14970.6283 | 211.8013 | 92.12%
FULTON 1107214 | 0.0001516 | 205.0666 | 0.040503 | 11.7268 | 0 | 11.7268 | 0 | 0 |  | 14982.3551 | 211.8418 | 92.14%
PEORIA 170176030 | 9.557e-05 | 498.7327 | 0.040366 | 6.2603 | 1.15 | 5.1103 | 0 | 0 |  | 14987.4654 | 211.8822 | 92.16%
WYANDOTTE 11031976 | 7.4462e-05 | 572.7278 | 0.040282 | 23.7815 | 0 | 23.7815 | 0.043182 | 0 |  | 15011.2469 | 211.9225 | 92.18%
CALAVERAS CEMENT 1101CB | 0.00013798 | 318.5868 | 0.040232 | 18.2776 | 7.8075 | 10.4702 | 0 | 0 |  | 15021.717 | 211.9627 | 92.19%
FORESTHILL 11022106 | 0.00012115 | 368.597 | 0.040196 | 27.8816 | 0 | 27.8816 | 0 | 0 |  | 15049.5987 | 212.0029 | 92.21%
AUBERRY 1101176050 | 3.5007e-05 | 1021.4734 | 0.040157 | 21.128 | 0 | 21.128 | 0 | 0 |  | 15070.7267 | 212.0431 | 92.23%
SHINGLE SPRINGS 21092053 | 7.8295e-05 | 578.9534 | 0.040131 | 5.7415 | 0 | 5.7415 | 0 | 0 |  | 15076.4681 | 212.0832 | 92.25%
LAYTONVILLE 1101CB | 0.00019434 | 250.1874 | 0.040116 | 9.1845 | 3.2305 | 5.954 | 0 | 0 |  | 15082.4222 | 212.1233 | 92.26%
UKIAH 1111168892 | 7.0494e-05 | 277.1976 | 0.040099 | 0.67012 | 0.50584 | 0.16428 | 0 | 0 |  | 15082.5864 | 212.1634 | 92.28%
SHINGLE SPRINGS 210981390 | 0.00014065 | 348.4797 | 0.039915 | 18.6189 | 0 | 18.6189 | 0 | 0 |  | 15101.2053 | 212.2033 | 92.3%
WILLITS 1104504 | 0.00010544 | 471.8115 | 0.039748 | 22.5315 | 0 | 22.5315 | 0 | 0 |  | 15123.7368 | 212.2431 | 92.32%
PIKE CITY 1102CB | 0.00010811 | 444.7581 | 0.03956 | 9.5189 | 0 | 9.5189 | 0 | 0 |  | 15133.2557 | 212.2826 | 92.33%
CASTRO VALLEY 1110MR748 | 9.5898e-05 | 353.7631 | 0.039516 | 6.2313 | 0 | 6.2313 | 0 | 0 |  | 15139.487 | 212.3221 | 92.35%
GABILAN 1101989608 | 0.00015502 | 503.7259 | 0.039513 | 2.2834 | 1.5316 | 0.75178 | 0 | 0 |  | 15140.2388 | 212.3617 | 92.37%
OCEANO 1102V56 | 6.4252e-05 | 557.9025 | 0.039442 | 9.9352 | 0.59841 | 9.3367 | 0 | 0 |  | 15149.5755 | 212.4011 | 92.39%
MOLINO 1101891 | 0.00012462 | 268.5604 | 0.03939 | 3.1513 | 0 | 3.1513 | 0 | 0 |  | 15152.7268 | 212.4405 | 92.4%
MIRABEL 1101116 | 0.00017861 | 262.5016 | 0.039363 | 10.8351 | 0.50203 | 10.3331 | 0 | 0 |  | 15163.0599 | 212.4799 | 92.42%
MONTE RIO 1113539938 | 0.00021663 | 141.7664 | 0.039354 | 2.7721 | 0 | 2.7721 | 0 | 0 |  | 15165.8319 | 212.5192 | 92.44%
BRIDGEVILLE 110237486 | 0.00018807 | 224.247 | 0.039237 | 7.582 | 0.64465 | 6.9374 | 0 | 0 |  | 15172.7693 | 212.5584 | 92.45%
FROGTOWN 1702CB | 0.00016197 | 176.7445 | 0.039234 | 4.3087 | 2.8474 | 1.4614 | 0.73333 | 0 |  | 15174.2307 | 212.5977 | 92.47%
SAN LUIS OBISPO 1107V02 | 6.7472e-05 | 602.2374 | 0.039184 | 18.189 | 0 | 18.189 | 0 | 0 |  | 15192.4197 | 212.6369 | 92.49%
CEDAR CREEK 11011656 | 0.00010206 | 466.1612 | 0.039176 | 32.2308 | 0 | 32.2308 | 0 | 0 |  | 15224.6505 | 212.676 | 92.5%
NAPA 11121302 | 6.346e-05 | 792.5298 | 0.039053 | 34.4021 | 14.3066 | 20.0955 | 0 | 0 |  | 15244.7461 | 212.7151 | 92.52%
HIGGINS 1107CB | 0.00023355 | 176.6871 | 0.03873 | 19.0273 | 13.299 | 5.7283 | 0 | 0 |  | 15250.4743 | 212.7538 | 92.54%
CLAYTON 2212158138 | 2.484e-05 | 1008.6051 | 0.038704 | 0.92611 | 0.41061 | 0.5155 | 0 | 0 |  | 15250.9898 | 212.7925 | 92.56%
SPANISH CREEK 4401CB | 0.00012371 | 391.2799 | 0.038702 | 7.9305 | 0.19422 | 7.7363 | 0 | 0 |  | 15258.7262 | 212.8312 | 92.57%
ALTO 11221260 | 0.00023996 | 168.4314 | 0.038665 | 3.0465 | 0.0589 | 2.9876 | 0 | 0 |  | 15261.7138 | 212.8699 | 92.59%
PUEBLO 1104580658 | 6.1348e-05 | 693.004 | 0.038518 | 10.4211 | 1.0293 | 9.3918 | 0 | 0 |  | 15271.1056 | 212.9084 | 92.61%
REDBUD 110191960 | 7.983e-05 | 850.9359 | 0.038488 | 7.0392 | 0.52108 | 6.5181 | 0 | 0 |  | 15277.6237 | 212.9469 | 92.62%
WILLITS 11032506 | 0.00011138 | 409.6677 | 0.038425 | 12.608 | 0 | 12.608 | 0 | 0 |  | 15290.2317 | 212.9853 | 92.64%
SANTA ROSA A 1104220 | 0.00011441 | 311.3432 | 0.038284 | 9.5948 | 0 | 9.5948 | 0 | 0 |  | 15299.8265 | 213.0236 | 92.66%
TEMPLETON 2110R90 | 6.3209e-05 | 705.4586 | 0.038279 | 35.3954 | 5.2023 | 30.1931 | 0 | 0 |  | 15330.0196 | 213.0619 | 92.67%
OCEANO 1104Q06 | 5.9491e-05 | 680.2301 | 0.038111 | 12.4701 | 0 | 12.4701 | 0 | 0 |  | 15342.4896 | 213.1 | 92.69%
MARTELL 110368192 | 0.00012081 | 238.5636 | 0.037972 | 6.3201 | 3.5838 | 2.7363 | 0 | 0 |  | 15345.2259 | 213.138 | 92.71%
MIRABEL 1102334 | 0.00013014 | 232.8142 | 0.037896 | 9.233 | 3.2762 | 5.9568 | 0 | 0 |  | 15351.1827 | 213.1759 | 92.72%
GEYSERVILLE 110137454 | 0.00010014 | 404.6575 | 0.037721 | 12.2322 | 5.717 | 6.5152 | 0 | 0 |  | 15357.6979 | 213.2136 | 92.74%
SAN LUIS OBISPO 1107V62 | 5.5981e-05 | 671.7711 | 0.037409 | 6.9328 | 0.028794 | 6.904 | 0 | 0 |  | 15364.6019 | 213.251 | 92.75%
SONOMA 110478372 | 9.64e-05 | 422.9319 | 0.037304 | 17.2562 | 0.62983 | 16.6264 | 0 | 0 |  | 15381.2283 | 213.2883 | 92.77%
TASSAJARA 2112D514R | 0.00011281 | 304.6429 | 0.037278 | 4.7846 | 1.6572 | 3.1274 | 0 | 0 |  | 15384.3557 | 213.3256 | 92.79%
SWIFT 2107XR526 | 8.9522e-05 | 366.774 | 0.037122 | 5.4232 | 3.3314 | 2.0918 | 0 | 0 |  | 15386.4474 | 213.3627 | 92.8%
PURISIMA 1101Y42 | 5.2153e-05 | 480.936 | 0.037118 | 16.7716 | 13.2735 | 3.4981 | 0 | 0 |  | 15389.9456 | 213.3998 | 92.82%
PENRYN 1105168616 | 0.00012703 | 319.4815 | 0.03705 | 8.4741 | 5.3174 | 3.1566 | 0 | 0 |  | 15393.1022 | 213.4369 | 92.84%
OCEANO 1104104102 | 7.2705e-05 | 458.1953 | 0.03704 | 3.7009 | 0.38852 | 3.3123 | 0 | 0 |  | 15396.4145 | 213.4739 | 92.85%
OILFIELDS 1103N46 | 8.7946e-05 | 551.9562 | 0.036988 | 5.8177 | 0 | 5.8177 | 0 | 0 |  | 15402.2322 | 213.5109 | 92.87%
NARROWS 21052426 | 0.00017076 | 240.3744 | 0.036874 | 17.3614 | 8.7954 | 8.566 | 0 | 0 |  | 15410.7982 | 213.5478 | 92.88%
RINCON 1103474 | 9.7853e-05 | 328.9251 | 0.036813 | 18.3351 | 0 | 18.3351 | 0 | 0 |  | 15429.1333 | 213.5846 | 92.9%
CRESCENT MILLS 21012230 | 5.685e-05 | 738.5033 | 0.036587 | 11.102 | 4.2825 | 6.8196 | 0 | 0 |  | 15435.9529 | 213.6212 | 92.92%
HALF MOON BAY 11018902 | 9.4843e-05 | 290.9381 | 0.036496 | 18.1988 | 4.0365 | 14.1623 | 0 | 0 |  | 15450.1152 | 213.6577 | 92.93%
PIT NO 5 11011606 | 0.00014678 | 232.8508 | 0.036482 | 5.527 | 0 | 5.527 | 0 | 0 |  | 15455.6422 | 213.6941 | 92.95%
ELECTRA 11011238 | 0.00010773 | 597.355 | 0.036431 | 7.0504 | 3.4303 | 3.6201 | 0 | 0 |  | 15459.2622 | 213.7306 | 92.96%
FROGTOWN 1701CB | 0.00014573 | 355.2175 | 0.036334 | 11.2151 | 1.1531 | 10.062 | 0 | 0 |  | 15469.3242 | 213.7669 | 92.98%
POTTER VALLEY P H 110576498 | 0.00014996 | 219.4832 | 0.036331 | 14.8806 | 0 | 14.8806 | 0 | 0 |  | 15484.2049 | 213.8032 | 92.99%
LLAGAS 2107870396 | 7.7997e-05 | 529.8735 | 0.036327 | 2.9534 | 2.129 | 0.82442 | 0 | 0 |  | 15485.0293 | 213.8396 | 93.01%
LAYTONVILLE 110189606 | 0.00018082 | 280.3009 | 0.036226 | 11.9705 | 0.33832 | 11.6322 | 0 | 0 |  | 15496.6615 | 213.8758 | 93.03%
CURTIS 1702CB | 0.00013284 | 388.0347 | 0.036175 | 22.9254 | 0.85799 | 22.0674 | 0 | 0 |  | 15518.7289 | 213.912 | 93.04%
SALMON CREEK 1101194 | 5.7737e-05 | 536.066 | 0.03614 | 8.5 | 1.7208 | 6.7792 | 0 | 0 |  | 15525.5081 | 213.9481 | 93.06%
MORGAN HILL 2111XR186 | 7.0623e-05 | 451.6726 | 0.036035 | 15.9859 | 13.0952 | 2.8908 | 0 | 0 |  | 15528.3989 | 213.9841 | 93.07%
BRUNSWICK 11062392 | 0.0001898 | 159.9243 | 0.036 | 8.8776 | 2.7796 | 6.098 | 0 | 0 |  | 15534.4969 | 214.0201 | 93.09%
TEMPLETON 2110R94 | 5.5341e-05 | 687.195 | 0.035946 | 21.0242 | 7.1145 | 13.9097 | 0 | 0 |  | 15548.4066 | 214.0561 | 93.1%
CAYUCOS 11014701 | 6.2737e-05 | 533.9217 | 0.035932 | 8.7607 | 6.6546 | 2.1061 | 0 | 0 |  | 15550.5127 | 214.092 | 93.12%
MOUNTAIN QUARRIES 21011346 | 0.00012199 | 241.2851 | 0.035841 | 30.8214 | 0 | 30.8214 | 0 | 0 |  | 15581.3341 | 214.1279 | 93.14%
SAN MIGUEL 1104R58 | 8.6053e-05 | 466.191 | 0.035811 | 12.0322 | 11.4912 | 0.54102 | 0 | 0 |  | 15581.8751 | 214.1637 | 93.15%
LOS OSITOS 21037062 | 5.2216e-05 | 685.2904 | 0.035805 | 12.2213 | 0 | 12.2213 | 0 | 0 |  | 15594.0965 | 214.1995 | 93.17%
OAKLAND K 110217430 | 0.00011951 | 247.4437 | 0.035767 | 1.4697 | 0 | 1.4697 | 0 | 0 |  | 15595.5662 | 214.2352 | 93.18%
SILVERADO 2105658898 | 0.00015549 | 248.309 | 0.035763 | 17.1737 | 0 | 17.1737 | 0 | 0 |  | 15612.7399 | 214.271 | 93.2%
BURNEY 11011358 | 5.9055e-05 | 689.2289 | 0.035574 | 9.4267 | 0.99531 | 8.4314 | 0 | 0 |  | 15621.1713 | 214.3066 | 93.21%
PLACERVILLE 21067522 | 0.00012077 | 356.6073 | 0.035529 | 67.3656 | 0 | 67.3656 | 0 | 0 |  | 15688.537 | 214.3421 | 93.23%
GARBERVILLE 110197300 | 0.00052613 | 106.2466 | 0.035439 | 3.2078 | 0 | 3.2078 | 0 | 0 |  | 15691.7448 | 214.3776 | 93.24%
SAN RAMON 2107MR284 | 7.4599e-05 | 581.0664 | 0.035373 | 15.0174 | 0.32883 | 14.6886 | 0 | 0 |  | 15706.4333 | 214.4129 | 93.26%
FORT ROSS 112170288 | 0.00019388 | 228.6007 | 0.035369 | 11.7339 | 0 | 11.7339 | 0 | 0 |  | 15718.1672 | 214.4483 | 93.28%
CLAYTON 2213CB | 2.7369e-05 | 650.8554 | 0.03535 | 6.2037 | 2.3311 | 3.8725 | 0 | 0 |  | 15722.0398 | 214.4836 | 93.29%
GARCIA 0401666 | 9.2943e-05 | 378.2419 | 0.035311 | 2.4068 | 0 | 2.4068 | 0 | 0 |  | 15724.4466 | 214.519 | 93.31%
UKIAH 1113548420 | 8.6035e-05 | 589.6218 | 0.035261 | 5.2087 | 0.0068536 | 5.2018 | 0 | 0 |  | 15729.6484 | 214.5542 | 93.32%
NOVATO 110455398 | 9.9295e-05 | 371.6607 | 0.035221 | 11.4082 | 7.7541 | 3.6541 | 0 | 0 |  | 15733.3025 | 214.5894 | 93.34%
PETALUMA C 110948000 | 8.6887e-05 | 388.2741 | 0.035167 | 13.2664 | 3.7673 | 9.4991 | 0 | 0 |  | 15742.8016 | 214.6246 | 93.35%
PENRYN 1105CB | 0.00029336 | 117.5975 | 0.035133 | 1.0341 | 0.42592 | 0.60814 | 0 | 0 |  | 15743.4097 | 214.6597 | 93.37%
WYANDOTTE 110641650 | 9.0143e-05 | 368.6652 | 0.035126 | 16.2161 | 15.0586 | 1.1575 | 0 | 0 |  | 15744.5672 | 214.6949 | 93.38%
OTTER 11012052 | 0.00010975 | 342.2139 | 0.034981 | 4.8364 | 0 | 4.8364 | 0 | 0 |  | 15749.4036 | 214.7298 | 93.4%
REDBUD 1102510 | 7.5461e-05 | 619.5024 | 0.03495 | 8.1313 | 3.9252 | 4.2062 | 0 | 0 |  | 15753.6097 | 214.7648 | 93.41%
WOODSIDE 11018972 | 0.00015146 | 262.3952 | 0.034933 | 6.2151 | 0 | 6.2151 | 0 | 0 |  | 15759.8249 | 214.7997 | 93.43%
JAMESON 11028842 | 6.9889e-05 | 340.0317 | 0.03478 | 2.975 | 2.8252 | 0.14985 | 0 | 0 |  | 15759.9747 | 214.8345 | 93.44%
SHADY GLEN 110248894 | 0.00018242 | 147.0551 | 0.034658 | 10.0415 | 1.1582 | 8.8833 | 0 | 0 |  | 15768.858 | 214.8692 | 93.46%
WEIMAR 11012058 | 0.00016588 | 212.3054 | 0.034582 | 21.327 | 0 | 21.327 | 0 | 0 |  | 15790.185 | 214.9038 | 93.47%
CLAYTON 2212523764 | 5.3526e-05 | 454.5614 | 0.034478 | 0.36123 | 0.25086 | 0.11036 | 0 | 0 |  | 15790.2954 | 214.9382 | 93.49%
SUNOL 1101MR196 | 5.2612e-05 | 626.9753 | 0.034417 | 13.1681 | 9.232 | 3.9361 | 0 | 0 |  | 15794.2315 | 214.9726 | 93.5%
MIWUK 170193062 | 5.3764e-05 | 519.6534 | 0.034301 | 8.2823 | 0 | 8.2823 | 0 | 0 |  | 15802.5138 | 215.0069 | 93.52%
SAN ARDO 1101650772 | 8.4256e-05 | 361.8664 | 0.03426 | 2.7149 | 1.931 | 0.78395 | 0 | 0 |  | 15803.2977 | 215.0412 | 93.53%
APPLE HILL 1103CB | 0.00025192 | 162.0895 | 0.034245 | 22.8228 | 3.4763 | 19.3465 | 0 | 0 |  | 15822.6442 | 215.0755 | 93.55%
LOW GAP 1101CB | 0.00020947 | 222.197 | 0.034029 | 2.1692 | 0 | 2.1692 | 0 | 0 |  | 15824.8135 | 215.1095 | 93.56%
JESSUP 110194468 | 6.6616e-05 | 514.9233 | 0.033993 | 1.7135 | 0 | 1.7135 | 0 | 0 |  | 15826.527 | 215.1435 | 93.58%
PIT NO 1 11011552 | 3.5304e-05 | 839.4452 | 0.033912 | 26.4594 | 11.6418 | 14.8177 | 0 | 0 |  | 15841.3446 | 215.1774 | 93.59%
SAN LUIS OBISPO 1104CB | 0.00011177 | 315.2576 | 0.033863 | 6.5792 | 6.502 | 0.077221 | 0 | 0 |  | 15841.4218 | 215.2112 | 93.61%
REEDLEY 1112477952 | 3.3616e-05 | 2064.1113 | 0.033843 | 1.6116 | 1.4359 | 0.17579 | 0 | 0 |  | 15841.5976 | 215.2451 | 93.62%
JESSUP 11019752 | 8.5187e-05 | 359.3768 | 0.033837 | 3.8441 | 0.029664 | 3.8145 | 0 | 0 |  | 15845.4121 | 215.2789 | 93.64%
RACETRACK 17036014 | 0.00012645 | 322.1745 | 0.033829 | 6.9405 | 0 | 6.9405 | 0 | 0 |  | 15852.3526 | 215.3128 | 93.65%
LLAGAS 21011451 | 7.7841e-05 | 590.7109 | 0.03381 | 9.1977 | 3.0055 | 6.1922 | 0 | 0 |  | 15858.5448 | 215.3466 | 93.67%
POINT MORETTI 11015076 | 0.00010771 | 265.797 | 0.033758 | 8.9977 | 1.5029 | 7.4948 | 0 | 0 |  | 15866.0396 | 215.3803 | 93.68%
CLARKSVILLE 2109102734 | 8.9773e-05 | 197.0875 | 0.033754 | 0.593 | 0 | 0.593 | 0 | 0 |  | 15866.6326 | 215.4141 | 93.7%
CURTIS 170511790 | 0.00070892 | 47.5828 | 0.033732 | 0.014232 | 0 | 0.014232 | 0 | 0 |  | 15866.6468 | 215.4478 | 93.71%
MILPITAS 1108342498 | 7.9908e-05 | 500.2762 | 0.033722 | 0.71581 | 0.68535 | 0.030458 | 0 | 0 |  | 15866.6773 | 215.4815 | 93.72%
MADISON 1105495270 | 9.0841e-05 | 589.9667 | 0.033688 | 8.2708 | 7.7342 | 0.53656 | 0 | 0 |  | 15867.2139 | 215.5152 | 93.74%
PETALUMA C 1108600 | 8.5491e-05 | 380.66 | 0.033514 | 7.2819 | 3.5737 | 3.7082 | 0 | 0 |  | 15870.9221 | 215.5487 | 93.75%
HALSEY 11012414 | 0.00014567 | 312.3629 | 0.033489 | 14.7877 | 0 | 14.7877 | 0 | 0 |  | 15885.7098 | 215.5822 | 93.77%
PIKE CITY 11011730 | 0.00014065 | 278.461 | 0.033438 | 8.4807 | 0 | 8.4807 | 0 | 0 |  | 15894.1905 | 215.6157 | 93.78%
RED BLUFF 11011334 | 6.0867e-05 | 682.7098 | 0.033359 | 15.9186 | 14.1248 | 1.7937 | 0 | 0 |  | 15895.9842 | 215.649 | 93.8%
HALF MOON BAY 1103H82 | 9.3414e-05 | 388.9088 | 0.033242 | 36.4521 | 3.8298 | 32.6223 | 0 | 0 |  | 15928.6066 | 215.6823 | 93.81%
GIRVAN 11029012 | 0.00013267 | 372.3651 | 0.033219 | 15.6409 | 0 | 15.6409 | 0 | 0 |  | 15944.2475 | 215.7155 | 93.83%
GONZALES 1104807000 | 3.235e-05 | 880.4035 | 0.033203 | 1.0627 | 0.22098 | 0.8417 | 0 | 0 |  | 15945.0892 | 215.7487 | 93.84%
CORRAL 110214028 | 0.00010822 | 214.1406 | 0.033074 | 7.9253 | 4.1133 | 3.812 | 0 | 0 |  | 15948.9012 | 215.7818 | 93.86%
KANAKA 11011044 | 0.00010748 | 324.5037 | 0.033036 | 6.1466 | 0 | 6.1466 | 0 | 0 |  | 15955.0478 | 215.8148 | 93.87%
WYANDOTTE 11091040 | 0.00011564 | 448.3969 | 0.032999 | 6.0616 | 5.0156 | 1.046 | 0 | 0 |  | 15956.0938 | 215.8478 | 93.88%
LINCOLN 11012310 | 0.00013671 | 509.3332 | 0.032911 | 2.5982 | 1.7873 | 0.81088 | 0 | 0 |  | 15956.9046 | 215.8807 | 93.9%
BEAR VALLEY 2101CB | 0.00013214 | 326.6135 | 0.03289 | 18.7781 | 0 | 18.7781 | 0 | 0 |  | 15975.6828 | 215.9136 | 93.91%
APPLE HILL 110412832 | 0.00017093 | 211.8635 | 0.032787 | 15.1779 | 0.73767 | 14.4402 | 0 | 0 |  | 15990.123 | 215.9464 | 93.93%
TIVY VALLEY 1107599142 | 2.2881e-05 | 2022.5531 | 0.03274 | 2.2801 | 1.9238 | 0.35631 | 0 | 0 |  | 15990.4793 | 215.9791 | 93.94%
STANISLAUS 17011812 | 0.0001396 | 157.2117 | 0.032657 | 19.2124 | 0 | 19.2124 | 0 | 0 |  | 16009.6917 | 216.0118 | 93.96%
HOLLISTER 2102113634 | 7.4759e-05 | 364.1214 | 0.032654 | 8.6594 | 6.8315 | 1.8279 | 0 | 0 |  | 16011.5196 | 216.0444 | 93.97%
ELECTRA 1102CB | 0.000239 | 194.5881 | 0.032515 | 2.654 | 0 | 2.654 | 0 | 0 |  | 16014.1736 | 216.0769 | 93.98%
PLACERVILLE 21062224 | 0.00022231 | 204.3067 | 0.032512 | 10.51 | 0 | 10.51 | 0 | 0 |  | 16024.6836 | 216.1095 | 94%
MENDOCINO 110137462 | 0.00014083 | 230.0252 | 0.032457 | 4.8761 | 2.517 | 2.3591 | 0 | 0 |  | 16027.0427 | 216.1419 | 94.01%
OLETA 1101894006 | 7.1494e-05 | 670.4008 | 0.03239 | 0.64813 | 0.25786 | 0.39028 | 0 | 0 |  | 16027.433 | 216.1743 | 94.03%
SAN LUIS OBISPO 1104V14 | 5.3161e-05 | 462.6018 | 0.03238 | 8.1523 | 0.0085246 | 8.1438 | 0 | 0 |  | 16035.5768 | 216.2067 | 94.04%
APPLE HILL 11038412 | 0.00012406 | 308.2082 | 0.032352 | 19.5828 | 0 | 19.5828 | 0 | 0 |  | 16055.1596 | 216.239 | 94.05%
JOLON 11027002 | 6.5838e-05 | 548.8506 | 0.032323 | 18.4398 | 10.082 | 8.3578 | 0 | 0 |  | 16063.5174 | 216.2714 | 94.07%
BIG BASIN 110210254 | 0.00025218 | 138.3979 | 0.03232 | 2.1441 | 0 | 2.1441 | 0 | 0 |  | 16065.6615 | 216.3037 | 94.08%
APPLE HILL 1104CB | 0.00035059 | 89.0767 | 0.032289 | 4.0885 | 0 | 4.0885 | 0 | 0 |  | 16069.75 | 216.336 | 94.1%
JARVIS 1111907698 | 0.00012445 | 261.4537 | 0.03225 | 1.8858 | 0.35295 | 1.5329 | 0 | 0 |  | 16071.2829 | 216.3682 | 94.11%
HALF MOON BAY 11012500 | 0.00015128 | 218.7989 | 0.032243 | 6.9404 | 0.42033 | 6.5201 | 0 | 0 |  | 16077.8029 | 216.4005 | 94.12%
BRUNSWICK 11041020 | 9.6344e-05 | 368.887 | 0.032187 | 28.7752 | 0 | 28.7752 | 0 | 0 |  | 16106.5782 | 216.4327 | 94.14%
FRUITLAND 11422006 | 0.00034661 | 97.9891 | 0.03216 | 9.2864 | 0.95939 | 8.327 | 0 | 0 |  | 16114.9051 | 216.4648 | 94.15%
MADISON 2101760730 | 7.566e-05 | 407.7093 | 0.032096 | 2.6832 | 2.0839 | 0.59926 | 0 | 0 |  | 16115.5044 | 216.4969 | 94.17%
CHALLENGE 11025462 | 0.00016384 | 227.1186 | 0.032082 | 23.2735 | 0 | 23.2735 | 0 | 0 |  | 16138.7779 | 216.529 | 94.18%
FRUITLAND 114263170 | 0.00032558 | 126.7281 | 0.031951 | 13.4974 | 1.0478 | 12.4496 | 0 | 0 |  | 16151.2275 | 216.5609 | 94.19%
MOLINO 11026917 | 0.00011705 | 334.9674 | 0.031941 | 6.9789 | 0 | 6.9789 | 0 | 0 |  | 16158.2064 | 216.5929 | 94.21%
REEDLEY 1104887932 | 3.8049e-05 | 1172.2774 | 0.031896 | 4.8667 | 3.1687 | 1.698 | 0 | 0 |  | 16159.9044 | 216.6248 | 94.22%
CALPELLA 1101619542 | 0.00013244 | 252.7945 | 0.031874 | 1.5067 | 0.0099454 | 1.4967 | 0 | 0 |  | 16161.4011 | 216.6567 | 94.24%
MOUNTAIN QUARRIES 21011130 | 8.1217e-05 | 401.3828 | 0.031834 | 20.0341 | 0 | 20.0341 | 0 | 0 |  | 16181.4353 | 216.6885 | 94.25%
FORESTHILL 110137238 | 9.076e-05 | 274.1817 | 0.031693 | 11.4259 | 0 | 11.4259 | 0 | 0 |  | 16192.8612 | 216.7202 | 94.26%
COARSEGOLD 210210610 | 7.4106e-05 | 439.5957 | 0.031595 | 1.3653 | 0 | 1.3653 | 0 | 0 |  | 16194.2265 | 216.7518 | 94.28%
PERRY 110185870 | 5.897e-05 | 581.2408 | 0.031502 | 16.8154 | 5.374 | 11.4413 | 0 | 0 |  | 16205.6678 | 216.7833 | 94.29%
BELLEVUE 2103478 | 9.7957e-05 | 387.6512 | 0.031296 | 20.033 | 11.7069 | 8.3261 | 0 | 0 |  | 16213.9939 | 216.8146 | 94.3%
UKIAH 1113CB | 8.4474e-05 | 195.8633 | 0.031266 | 6.0168 | 5.9699 | 0.046885 | 0 | 0 |  | 16214.0408 | 216.8458 | 94.32%
GEYSERVILLE 1101463260 | 9.5911e-05 | 333.1332 | 0.031168 | 0.55076 | 0.0077414 | 0.54302 | 0 | 0 |  | 16214.5838 | 216.877 | 94.33%
CURTIS 1703CB | 0.00013143 | 316.505 | 0.031137 | 10.9815 | 1.9349 | 9.0466 | 0 | 0 |  | 16223.6304 | 216.9081 | 94.35%
ORO FINO 11022556 | 0.00022017 | 170.5273 | 0.031032 | 6.6622 | 0 | 6.6622 | 0 | 0 |  | 16230.2926 | 216.9392 | 94.36%
OCEANO 1106CB | 3.6174e-05 | 275.7036 | 0.03103 | 4.4798 | 3.3537 | 1.1261 | 0 | 0 |  | 16231.4187 | 216.9702 | 94.37%
SISQUOC 1103M98 | 2.6579e-05 | 870.0926 | 0.030988 | 9.8465 | 2.0064 | 7.8401 | 0 | 0 |  | 16239.2588 | 217.0012 | 94.39%
STELLING 11109265 | 9.8e-05 | 342.4629 | 0.03098 | 5.5411 | 0 | 5.5411 | 0 | 0 |  | 16244.7999 | 217.0322 | 94.4%
MIRABEL 1102524356 | 0.00010421 | 511.0846 | 0.030872 | 2.5529 | 1.2552 | 1.2978 | 0 | 0 |  | 16246.0977 | 217.063 | 94.41%
ALLEGHANY 1101806 | 0.00012168 | 338.7274 | 0.030867 | 11.2762 | 0 | 11.2762 | 0 | 0 |  | 16257.3739 | 217.0939 | 94.43%
GARBERVILLE 11011750 | 0.00032404 | 98.8868 | 0.030822 | 8.4456 | 0.0028415 | 8.4428 | 0 | 0 |  | 16265.8167 | 217.1247 | 94.44%
COARSEGOLD 21025380 | 7.8304e-05 | 414.5903 | 0.030806 | 14.2766 | 0 | 14.2766 | 0 | 0 |  | 16280.0933 | 217.1555 | 94.45%
RINCON 1101578 | 8.7604e-05 | 393.466 | 0.030756 | 18.3696 | 1.2674 | 17.1022 | 0 | 0 |  | 16297.1955 | 217.1863 | 94.47%
BOLINAS 1101806 | 0.00027974 | 135.7877 | 0.030667 | 3.0444 | 0 | 3.0444 | 0 | 0 |  | 16300.2399 | 217.217 | 94.48%
BASALT 1106657038 | 4.9064e-05 | 415.5682 | 0.030657 | 10.1153 | 7.5158 | 2.5995 | 0 | 0 |  | 16302.8394 | 217.2476 | 94.49%
DIAMOND SPRINGS 1103467046 | 0.00018345 | 166.8005 | 0.030581 | 21.4734 | 6.1507 | 15.3228 | 0 | 0 |  | 16318.1622 | 217.2782 | 94.51%
WISE 1101CB | 0.00015887 | 243.3221 | 0.030561 | 8.9718 | 4.2093 | 4.7624 | 0 | 0 |  | 16322.9246 | 217.3088 | 94.52%
DUNBAR 11033127 | 0.00010691 | 266.083 | 0.030422 | 9.5826 | 0.22612 | 9.3565 | 0 | 0 |  | 16332.2811 | 217.3392 | 94.53%
VOLTA 11021646 | 6.2043e-05 | 560.4541 | 0.030417 | 24.1413 | 0.19161 | 23.9497 | 0 | 0 |  | 16356.2307 | 217.3696 | 94.55%
WILDWOOD 1101CB | 9.0416e-05 | 309.1042 | 0.030413 | 0.12484 | 0 | 0.12484 | 0 | 0 |  | 16356.3556 | 217.4 | 94.56%
FROGTOWN 170211212 | 8.85e-05 | 349.3135 | 0.030264 | 22.3393 | 0 | 22.3393 | 0 | 0 |  | 16378.6949 | 217.4303 | 94.57%
ATASCADERO 1101A02 | 5.864e-05 | 542.8818 | 0.030233 | 25.4858 | 0 | 25.4858 | 0 | 0 |  | 16404.1807 | 217.4605 | 94.59%
STELLING 111060090 | 0.00016362 | 206.0102 | 0.030171 | 6.554 | 0 | 6.554 | 0 | 0 |  | 16410.7347 | 217.4907 | 94.6%
PANORAMA 1101713592 | 6.2494e-05 | 490.9201 | 0.030005 | 10.5334 | 0.14483 | 10.3886 | 0 | 0 |  | 16421.1233 | 217.5207 | 94.61%
CRESCENT MILLS 2101CB | 7.4812e-05 | 409.6387 | 0.029932 | 5.7348 | 2.9095 | 2.8253 | 0 | 0 |  | 16423.9486 | 217.5506 | 94.62%
PLACERVILLE 210619552 | 0.0001768 | 361.0634 | 0.029928 | 21.3424 | 0 | 21.3424 | 0 | 0 |  | 16445.291 | 217.5805 | 94.64%
LLAGAS 2105534019 | 0.0001111 | 269.5494 | 0.029893 | 0.74177 | 0.028305 | 0.71346 | 0 | 0 |  | 16446.0045 | 217.6104 | 94.65%
HOOPA 11013174 | 0.00035838 | 115.2454 | 0.029875 | 22.0626 | 3.5727 | 18.4899 | 0 | 0 |  | 16464.4943 | 217.6403 | 94.66%
PEORIA 17048040 | 5.9131e-05 | 495.056 | 0.02987 | 25.7516 | 18.4265 | 7.325 | 0 | 0 |  | 16471.8194 | 217.6702 | 94.68%
CASTRO VALLEY 11088971 | 0.00010597 | 268.1837 | 0.029749 | 7.9032 | 0 | 7.9032 | 0 | 0 |  | 16479.7226 | 217.6999 | 94.69%
CORRAL 1103936674 | 8.2565e-05 | 408.407 | 0.029729 | 3.9496 | 3.2885 | 0.66102 | 0 | 0 |  | 16480.3836 | 217.7297 | 94.7%
MOLINO 110241392 | 0.00011368 | 289.7407 | 0.029696 | 14.6603 | 10.2708 | 4.3895 | 0 | 0 |  | 16484.7731 | 217.7594 | 94.72%
PUTAH CREEK 11033783 | 9.2314e-05 | 351.5102 | 0.029685 | 10.0688 | 9.9803 | 0.088571 | 0 | 0 |  | 16484.8617 | 217.789 | 94.73%
OREGON TRAIL 110346860 | 0.0001367 | 145.8531 | 0.029648 | 3.333 | 2.6186 | 0.71448 | 0 | 0 |  | 16485.5761 | 217.8187 | 94.74%
CURTIS 17036064 | 7.5696e-05 | 471.6661 | 0.029564 | 19.6667 | 0.67917 | 18.9875 | 0 | 0 |  | 16504.5637 | 217.8483 | 94.75%
SANTA YNEZ 1102Y18 | 4.1779e-05 | 658.0763 | 0.029555 | 7.5287 | 2.6456 | 4.8831 | 0 | 0 |  | 16509.4468 | 217.8778 | 94.77%
CLAY 110113450 | 7.6415e-05 | 360.8067 | 0.029532 | 4.9688 | 4.0308 | 0.93803 | 0 | 0 |  | 16510.3848 | 217.9073 | 94.78%
WILLOW CREEK 11032936 | 0.00014373 | 191.382 | 0.029513 | 33.1751 | 0 | 33.1751 | 0 | 0 |  | 16543.5599 | 217.9369 | 94.79%
MIRABEL 1101688780 | 0.00019275 | 228.6665 | 0.029456 | 1.2926 | 0.71897 | 0.57358 | 0 | 0 |  | 16544.1334 | 217.9663 | 94.81%
GARBERVILLE 11021510 | 0.00046286 | 80.26 | 0.029417 | 13.1584 | 0 | 13.1584 | 0 | 0 |  | 16557.2918 | 217.9957 | 94.82%
CALISTOGA 1102634 | 0.00012722 | 223.109 | 0.029373 | 16.7949 | 5.5789 | 11.216 | 0 | 0 |  | 16568.5078 | 218.0251 | 94.83%
GEYSERVILLE 1102522 | 8.4103e-05 | 350.0759 | 0.029361 | 10.7012 | 2.6989 | 8.0023 | 0 | 0 |  | 16576.5102 | 218.0545 | 94.84%
OLEMA 110175686 | 0.00011699 | 264.1333 | 0.029281 | 5.1474 | 0.51692 | 4.6305 | 0 | 0 |  | 16581.1406 | 218.0837 | 94.86%
KANAKA 1101CB | 0.00011114 | 255.7947 | 0.029281 | 4.7271 | 0 | 4.7271 | 0 | 0 |  | 16585.8678 | 218.113 | 94.87%
WHITMORE 1101CB | 0.00021208 | 141.7322 | 0.029248 | 5.9029 | 0 | 5.9029 | 0 | 0 |  | 16591.7707 | 218.1423 | 94.88%
WILLITS 110391810 | 0.00010548 | 312.0704 | 0.029203 | 29.4465 | 0 | 29.4465 | 0 | 0 |  | 16621.2172 | 218.1715 | 94.89%
GEYSERVILLE 1102331444 | 0.00010727 | 260.3745 | 0.029048 | 4.3825 | 2.1575 | 2.225 | 0 | 0 |  | 16623.4421 | 218.2005 | 94.91%
PIKE CITY 1101CB | 0.00011093 | 299.4116 | 0.029034 | 19.6536 | 0 | 19.6536 | 0 | 0 |  | 16643.0957 | 218.2296 | 94.92%
FRUITLAND 1142899734 | 0.00048435 | 103.6873 | 0.028754 | 3.4006 | 0 | 3.4006 | 0 | 0 |  | 16646.4963 | 218.2583 | 94.93%
SAN LUIS OBISPO 1101CB | 4.9567e-05 | 502.0965 | 0.028742 | 6.7572 | 3.165 | 3.5923 | 0 | 0 |  | 16650.0886 | 218.2871 | 94.95%
PUEBLO 1105684564 | 6.665e-05 | 311.0083 | 0.02858 | 2.5956 | 2.32 | 0.27557 | 0 | 0 |  | 16650.3641 | 218.3156 | 94.96%
VINEYARD 2107978364 | 4.8923e-05 | 319.1206 | 0.028543 | 2.5024 | 1.5344 | 0.96809 | 0 | 0 |  | 16651.3322 | 218.3442 | 94.97%
TEMPLETON 2113CB | 7.2635e-05 | 424.917 | 0.028499 | 25.7095 | 24.8105 | 0.899 | 0 | 0 |  | 16652.2312 | 218.3727 | 94.98%
POINT ARENA 11013702 | 5.5767e-05 | 546.4749 | 0.028477 | 4.949 | 0.061415 | 4.8876 | 0 | 0 |  | 16657.1188 | 218.4012 | 94.99%
TEMPLETON 2111R86 | 5.7553e-05 | 490.6496 | 0.028407 | 14.4173 | 3.4948 | 10.9225 | 0 | 0 |  | 16668.0413 | 218.4296 | 95.01%
MC KEE 1111711900 | 7.6946e-05 | 301.111 | 0.028347 | 12.5856 | 3.6011 | 8.9846 | 0 | 0 |  | 16677.0259 | 218.4579 | 95.02%
JARVIS 1108289662 | 2.7822e-05 | 483.4846 | 0.028227 | 0.80975 | 0.47827 | 0.33148 | 0 | 0 |  | 16677.3574 | 218.4861 | 95.03%
BELLEVUE 2103648 | 9.6901e-05 | 305.0125 | 0.028161 | 16.2937 | 12.4916 | 3.802 | 0 | 0 |  | 16681.1594 | 218.5143 | 95.04%
PIT NO 5 11011618 | 0.00010839 | 237.7895 | 0.028087 | 6.0573 | 0 | 6.0573 | 0 | 0 |  | 16687.2167 | 218.5424 | 95.06%
TASSAJARA 2104CB | 5.9141e-05 | 153.2438 | 0.028017 | 1.2132 | 1.1142 | 0.098921 | 0 | 0 |  | 16687.3156 | 218.5704 | 95.07%
ELECTRA 11026014 | 0.000124 | 242.0554 | 0.027926 | 4.9988 | 0 | 4.9988 | 0 | 0 |  | 16692.3144 | 218.5983 | 95.08%
SUNOL 1101MR298 | 7.0694e-05 | 586.0273 | 0.027925 | 5.2665 | 0.14271 | 5.1238 | 0 | 0 |  | 16697.4382 | 218.6263 | 95.09%
COTATI 1105CB | 0.00011326 | 266.28 | 0.027854 | 2.6781 | 0 | 2.6781 | 0 | 0 |  | 16700.1163 | 218.6541 | 95.1%
CABRILLO 1104Y22 | 4.3833e-05 | 413.6922 | 0.027743 | 25.3992 | 15.0066 | 10.3926 | 0 | 0 |  | 16710.5089 | 218.6818 | 95.12%
ANNAPOLIS 110176842 | 0.00012448 | 276.9184 | 0.027724 | 5.6909 | 0 | 5.6909 | 0 | 0 |  | 16716.1998 | 218.7096 | 95.13%
TEMPLETON 2111A66 | 6.1474e-05 | 473.9679 | 0.027639 | 33.7563 | 0 | 33.7563 | 0 | 0 |  | 16749.9561 | 218.7372 | 95.14%
SAN LUIS OBISPO 1103CB | 0.00011128 | 204.9489 | 0.027594 | 6.7956 | 6.7956 | 0 | 0 | 0 |  | 16749.9561 | 218.7648 | 95.15%
SAN LUIS OBISPO 1103V82 | 7.4918e-05 | 326.0495 | 0.027572 | 14.0205 | 5.2386 | 8.7819 | 0 | 0 |  | 16758.738 | 218.7924 | 95.16%
APPLE HILL 21027502 | 0.00011381 | 264.2675 | 0.027532 | 22.9542 | 0 | 22.9542 | 0 | 0 |  | 16781.6922 | 218.8199 | 95.18%
SAN LUIS OBISPO 1101V12 | 8.411e-05 | 399.923 | 0.027414 | 21.0492 | 0 | 21.0492 | 0 | 0 |  | 16802.7414 | 218.8473 | 95.19%
PAUL SWEET 210710986 | 9.4351e-05 | 282.1821 | 0.027411 | 19.7545 | 10.4391 | 9.3155 | 0 | 0 |  | 16812.0569 | 218.8747 | 95.2%
LAYTONVILLE 1102682 | 0.00016349 | 167.4124 | 0.027282 | 14.8195 | 0 | 14.8195 | 0 | 0 |  | 16826.8764 | 218.902 | 95.21%
LOS OSITOS 21033010 | 6.2602e-05 | 457.2691 | 0.027281 | 31.1286 | 0.015177 | 31.1134 | 0 | 0 |  | 16857.9898 | 218.9293 | 95.22%
HIGHLANDS 1102556 | 6.0969e-05 | 422.9587 | 0.027227 | 7.5646 | 7.387 | 0.1777 | 0 | 0 |  | 16858.1674 | 218.9565 | 95.24%
MARTELL 11016074 | 0.00013034 | 156.7867 | 0.027132 | 3.6816 | 0 | 3.6816 | 0 | 0 |  | 16861.849 | 218.9837 | 95.25%
HALF MOON BAY 1101818874 | 8.8075e-05 | 323.2606 | 0.02708 | 6.7532 | 1.0673 | 5.6859 | 0 | 0 |  | 16867.5349 | 219.0107 | 95.26%
HIGGINS 1110869408 | 0.00016423 | 150.5967 | 0.027041 | 0.44171 | 0 | 0.44171 | 0 | 0 |  | 16867.9766 | 219.0378 | 95.27%
OILFIELDS 11037006 | 6.1931e-05 | 240.1753 | 0.027015 | 6.9636 | 6.9636 | 0 | 0 | 0 |  | 16867.9766 | 219.0648 | 95.28%
SWIFT 2102889948 | 7.9649e-05 | 479.8183 | 0.026886 | 1.3178 | 0.87848 | 0.43933 | 0 | 0 |  | 16868.4159 | 219.0917 | 95.3%
SAN MIGUEL 1106N34 | 9.4539e-05 | 242.6816 | 0.02675 | 13.6787 | 9.9238 | 3.7549 | 0 | 0 |  | 16872.1708 | 219.1184 | 95.31%
MONTE RIO 1112120 | 0.00021509 | 93.788 | 0.026687 | 6.4178 | 0 | 6.4178 | 0 | 0 |  | 16878.5886 | 219.1451 | 95.32%
HIGHLANDS 1102CB | 6.4644e-05 | 270.2338 | 0.026652 | 7.4098 | 0 | 7.4098 | 0 | 0 |  | 16885.9984 | 219.1718 | 95.33%
HOOPA 110182542 | 0.00024689 | 125.8806 | 0.026646 | 15.1218 | 2.9943 | 12.1274 | 0 | 0 |  | 16898.1259 | 219.1984 | 95.34%
BRUNSWICK 1103904574 | 0.0002218 | 119.8467 | 0.026628 | 1.5654 | 0 | 1.5654 | 0 | 0 |  | 16899.6913 | 219.225 | 95.35%
WILLOW PASS 1101CB | 5.022e-05 | 198.6367 | 0.026552 | 6.2495 | 5.069 | 1.1805 | 0 | 0 |  | 16900.8718 | 219.2516 | 95.36%
WYANDOTTE 11095973 | 0.00011259 | 248.9959 | 0.026544 | 2.4691 | 2.3832 | 0.085914 | 0 | 0 |  | 16900.9577 | 219.2781 | 95.38%
PUEBLO 2102773926 | 7.9069e-05 | 668.6259 | 0.026524 | 2.1101 | 1.6709 | 0.43924 | 0 | 0 |  | 16901.3969 | 219.3047 | 95.39%
WINDSOR 1103CB | 0.00011152 | 254.8686 | 0.026458 | 5.4897 | 5.4897 | 0 | 0 | 0 |  | 16901.3969 | 219.3311 | 95.4%
PEABODY 2113CB | 7.0186e-05 | 270.6989 | 0.026426 | 5.1693 | 4.8042 | 0.36506 | 0 | 0 |  | 16901.762 | 219.3575 | 95.41%
BONNIE NOOK 1101CB | 0.00019229 | 98.7244 | 0.026396 | 14.4507 | 0 | 14.4507 | 0 | 0 |  | 16916.2126 | 219.3839 | 95.42%
NEWBURG 11313446 | 0.00014693 | 117.907 | 0.026372 | 8.1719 | 7.8766 | 0.29522 | 0 | 0 |  | 16916.5079 | 219.4103 | 95.43%
FORT ROSS 112137326 | 5.9994e-05 | 369.1163 | 0.026358 | 5.1046 | 0 | 5.1046 | 0 | 0 |  | 16921.6124 | 219.4367 | 95.45%
SUMMIT 110148632 | 0.00010681 | 115.1661 | 0.026323 | 2.7294 | 0 | 2.7294 | 0 | 0 |  | 16924.3418 | 219.463 | 95.46%
WEST POINT 110236676 | 8.1258e-05 | 346.1968 | 0.026145 | 16.9707 | 0 | 16.9707 | 0 | 0 |  | 16941.3126 | 219.4891 | 95.47%
CHALLENGE 11021902 | 0.00013679 | 253.4699 | 0.026064 | 4.8728 | 0 | 4.8728 | 0 | 0 |  | 16946.1854 | 219.5152 | 95.48%
HOPLAND 11011100 | 8.9766e-05 | 293.7962 | 0.026059 | 6.7978 | 3.0813 | 3.7166 | 0 | 0 |  | 16949.9019 | 219.5413 | 95.49%
NOVATO 1104676060 | 0.00025905 | 109.1 | 0.026046 | 0.87456 | 0.42535 | 0.44921 | 0 | 0 |  | 16950.3511 | 219.5673 | 95.5%
CALAVERAS CEMENT 110111188 | 0.00012846 | 211.2891 | 0.02599 | 29.9581 | 0 | 29.9581 | 0 | 0 |  | 16980.3092 | 219.5933 | 95.51%
CLARK ROAD 110247006 | 0.00041526 | 106.8362 | 0.025936 | 4.4715 | 0 | 4.4715 | 0 | 0 |  | 16984.7807 | 219.6192 | 95.52%
MARTELL 1103CB | 0.00011862 | 152.4537 | 0.025924 | 6.2701 | 4.5021 | 1.7681 | 0 | 0 |  | 16986.5488 | 219.6452 | 95.54%
PARADISE 11042034 | 0.00023619 | 172.9141 | 0.025842 | 10.9832 | 0.007642 | 10.9756 | 0.10985 | 0 |  | 16997.5244 | 219.671 | 95.55%
PENRYN 1107346 | 0.00013985 | 232.58 | 0.025706 | 25.1001 | 11.0358 | 14.0643 | 0 | 0 |  | 17011.5887 | 219.6967 | 95.56%
JESSUP 11012839 | 0.00011836 | 279.5294 | 0.02569 | 1.4657 | 0 | 1.4657 | 0 | 0 |  | 17013.0544 | 219.7224 | 95.57%
GOLDTREE 1108CB | 6.1558e-05 | 249.9677 | 0.025673 | 4.8497 | 2.5836 | 2.2661 | 0 | 0 |  | 17015.3205 | 219.7481 | 95.58%
COVELO 1101430286 | 7.0159e-05 | 482.818 | 0.025652 | 5.4048 | 1.7115 | 3.6933 | 0 | 0 |  | 17019.0138 | 219.7737 | 95.59%
BRENTWOOD 2105502672 | 5.9745e-05 | 641.4967 | 0.025636 | 18.9473 | 17.527 | 1.4203 | 0 | 0 |  | 17020.4341 | 219.7994 | 95.6%
GREEN VALLEY 210111054 | 0.00015629 | 157.984 | 0.025605 | 25.8555 | 1.513 | 24.3425 | 0 | 0 |  | 17044.7766 | 219.825 | 95.61%
LLAGAS 2107XR188 | 0.00010266 | 145.3531 | 0.025596 | 3.108 | 2.73 | 0.37797 | 0 | 0 |  | 17045.1546 | 219.8506 | 95.63%
COTATI 1105616 | 8.18e-05 | 268.44 | 0.025585 | 30.653 | 28.0132 | 2.6399 | 0 | 0 |  | 17047.7944 | 219.8761 | 95.64%
CLARKSVILLE 2109781566 | 0.00014318 | 155.6264 | 0.025518 | 0.77461 | 0.082552 | 0.69205 | 0 | 0 |  | 17048.4865 | 219.9017 | 95.65%
BEAR VALLEY 21059560 | 5.282e-05 | 582.977 | 0.025353 | 22.0236 | 0 | 22.0236 | 0 | 0 |  | 17070.5101 | 219.927 | 95.66%
ELECTRA 11017104 | 0.0001151 | 163.538 | 0.025302 | 12.0762 | 0 | 12.0762 | 0 | 0 |  | 17082.5863 | 219.9523 | 95.67%
JESSUP 11019002 | 0.0001072 | 178.96 | 0.025292 | 6.1302 | 5.1553 | 0.97482 | 0 | 0 |  | 17083.5611 | 219.9776 | 95.68%
SILVERADO 2102636 | 0.00012369 | 135.9278 | 0.025287 | 6.3447 | 0.87969 | 5.465 | 0 | 0 |  | 17089.0262 | 220.0029 | 95.69%
BRIDGEVILLE 110137484 | 0.0001949 | 197.6391 | 0.025267 | 9.9056 | 2.0195 | 7.8861 | 0 | 0 |  | 17096.9122 | 220.0282 | 95.7%
UKIAH 1114844294 | 0.0001067 | 276.8057 | 0.025242 | 6.1205 | 3.7092 | 2.4113 | 0 | 0 |  | 17099.3235 | 220.0534 | 95.71%
TIVY VALLEY 110737522 | 3.7339e-05 | 997.9464 | 0.025221 | 3.1073 | 2.5891 | 0.5181 | 0 | 0 |  | 17099.8416 | 220.0786 | 95.72%
REDBUD 1102922 | 5.9231e-05 | 352.2884 | 0.025187 | 7.8526 | 0.028226 | 7.8244 | 0 | 0 |  | 17107.666 | 220.1038 | 95.74%
SAN LUIS OBISPO 1104V46 | 6.5385e-05 | 359.6086 | 0.025184 | 20.8064 | 0.87014 | 19.9362 | 0 | 0 |  | 17127.6022 | 220.129 | 95.75%
DUNLAP 1102CB | 5.5221e-05 | 463.403 | 0.025156 | 6.7372 | 0 | 6.7372 | 0 | 0 |  | 17134.3394 | 220.1542 | 95.76%
ANNAPOLIS 1101608 | 9.5295e-05 | 248.4816 | 0.025135 | 17.8111 | 0 | 17.8111 | 0 | 0 |  | 17152.1505 | 220.1793 | 95.77%
FRUITLAND 114293234 | 0.0002481 | 135.7036 | 0.025062 | 11.4803 | 0 | 11.4803 | 0 | 0 |  | 17163.6308 | 220.2044 | 95.78%
FULTON 1102CB | 0.00010128 | 121.8474 | 0.025061 | 3.9517 | 3.7486 | 0.20314 | 0 | 0 |  | 17163.8339 | 220.2294 | 95.79%
GIRVAN 11019732 | 0.00010167 | 282.8705 | 0.025046 | 20.9813 | 0 | 20.9813 | 0 | 0 |  | 17184.8152 | 220.2545 | 95.8%
STAFFORD 1102524 | 9.4892e-05 | 289.834 | 0.02502 | 12.8769 | 6.7417 | 6.1352 | 0 | 0 |  | 17190.9504 | 220.2795 | 95.81%
OTTER 110263868 | 8.8626e-05 | 190.8082 | 0.024964 | 15.8771 | 0 | 15.8771 | 0 | 0 |  | 17206.8275 | 220.3044 | 95.82%
SPAULDING 1101578852 | 9.1712e-05 | 190.7466 | 0.024946 | 24.1708 | 3.5302 | 20.6406 | 0 | 0 |  | 17227.4681 | 220.3294 | 95.83%
COAST RD 04015134 | 6.0194e-05 | 173.1479 | 0.024922 | 3.0368 | 2.4037 | 0.63308 | 0 | 0 |  | 17228.1011 | 220.3543 | 95.84%
BRIDGEVILLE 1102384530 | 0.00011661 | 223.8048 | 0.024779 | 3.8189 | 0 | 3.8189 | 0 | 0 |  | 17231.9201 | 220.3791 | 95.86%
KANAKA 11011034 | 8.3104e-05 | 308.8782 | 0.024689 | 11.1511 | 0 | 11.1511 | 0 | 0 |  | 17243.0711 | 220.4038 | 95.87%
BANGOR 11011806 | 0.00015564 | 310.6981 | 0.024567 | 4.0291 | 0 | 4.0291 | 0 | 0 |  | 17247.1003 | 220.4283 | 95.88%
JOLON 11027040 | 0.00010008 | 276.795 | 0.02433 | 22.9285 | 2.0982 | 20.8303 | 0 | 0 |  | 17267.9305 | 220.4527 | 95.89%
MIWUK 17018050 | 6.4562e-05 | 296.266 | 0.024311 | 12.1121 | 0 | 12.1121 | 0 | 0 |  | 17280.0426 | 220.477 | 95.9%
KERN OIL 1106397902 | 1.8967e-05 | 1301.6353 | 0.024302 | 1.6211 | 1.1751 | 0.44595 | 0 | 0 |  | 17280.4885 | 220.5013 | 95.91%
ELECTRA 110161816 | 9.0781e-05 | 261.0762 | 0.0243 | 23.5096 | 0 | 23.5096 | 0 | 0 |  | 17303.9981 | 220.5256 | 95.92%
OCEANO 1102CB | 5.9389e-05 | 407.261 | 0.024236 | 16.308 | 0.49082 | 15.8171 | 0 | 0 |  | 17319.8153 | 220.5498 | 95.93%
MOLINO 1101472660 | 0.00011189 | 307.8995 | 0.024226 | 1.4504 | 0 | 1.4504 | 0 | 0 |  | 17321.2657 | 220.574 | 95.94%
BRUNSWICK 1104CB | 0.00025903 | 63.383 | 0.024194 | 1.3299 | 0.94352 | 0.38641 | 0 | 0 |  | 17321.6521 | 220.5982 | 95.95%
SPENCE 1102321000 | 3.5425e-05 | 465.5516 | 0.024187 | 2.5193 | 1.071 | 1.4483 | 0 | 0 |  | 17323.1004 | 220.6224 | 95.96%
COTATI 1105734248 | 9.7301e-05 | 238.3995 | 0.024166 | 0.48145 | 0 | 0.48145 | 0 | 0 |  | 17323.5819 | 220.6466 | 95.97%
WYANDOTTE 110942650 | 0.00018107 | 100.7676 | 0.024082 | 2.6865 | 1.7793 | 0.90716 | 0 | 0 |  | 17324.489 | 220.6707 | 95.98%
CLARK ROAD 110290548 | 0.00013973 | 196.9334 | 0.024003 | 17.9431 | 0 | 17.9431 | 0 | 0 |  | 17342.4321 | 220.6947 | 95.99%
FROGTOWN 1702224708 | 0.00015636 | 235.0194 | 0.02399 | 0.65206 | 0.0099454 | 0.64211 | 0 | 0 |  | 17343.0743 | 220.7187 | 96%
COLUMBIA HILL 110135424 | 0.00020736 | 171.1392 | 0.023757 | 13.8646 | 0 | 13.8646 | 0 | 0 |  | 17356.9388 | 220.7424 | 96.01%
SHADY GLEN 110151696 | 0.00017871 | 165.4297 | 0.023753 | 20.2307 | 2.7806 | 17.4501 | 0 | 0 |  | 17374.3889 | 220.7662 | 96.02%
PETALUMA C 1109738866 | 6.3795e-05 | 268.4844 | 0.023732 | 2.6947 | 0.65599 | 2.0387 | 0 | 0 |  | 17376.4276 | 220.7899 | 96.03%
MORGAN HILL 2111940112 | 5.8767e-05 | 268.9489 | 0.023701 | 0.30437 | 0.021574 | 0.2828 | 0 | 0 |  | 17376.7104 | 220.8136 | 96.04%
SAN BERNARD 1101438074 | 3.2276e-05 | 1470.0727 | 0.023646 | 1.2674 | 0.94654 | 0.32085 | 0 | 0 |  | 17377.0313 | 220.8373 | 96.05%
GEYSERVILLE 1102350 | 8.9262e-05 | 270.3135 | 0.023632 | 19.4744 | 14.2753 | 5.199 | 0 | 0 |  | 17382.2303 | 220.8609 | 96.06%
FOOTHILL 1102CB | 5.9509e-05 | 274.1428 | 0.023627 | 9.7968 | 1.9041 | 7.8927 | 0 | 0 |  | 17390.123 | 220.8845 | 96.07%
FROGTOWN 1701L3361 | 6.3649e-05 | 377.9344 | 0.023616 | 1.8743 | 0 | 1.8743 | 0 | 0 |  | 17391.9973 | 220.9081 | 96.09%
GEYSERVILLE 1101122 | 6.2796e-05 | 203.6365 | 0.023602 | 6.9147 | 5.6016 | 1.3131 | 0 | 0 |  | 17393.3103 | 220.9317 | 96.1%
FORT BRAGG A 110195294 | 0.00012237 | 194.7256 | 0.023449 | 27.0321 | 0 | 27.0321 | 0 | 0 |  | 17420.3425 | 220.9552 | 96.11%
COLUMBIA HILL 1101764 | 0.00012366 | 171.5032 | 0.023389 | 14.6945 | 0 | 14.6945 | 0 | 0 |  | 17435.037 | 220.9786 | 96.12%
COVELO 1101516510 | 9.3061e-05 | 270.871 | 0.02337 | 8.4979 | 4.7233 | 3.7746 | 0 | 0 |  | 17438.8116 | 221.0019 | 96.13%
PINE GROVE 11023172 | 0.00020312 | 59.0594 | 0.023346 | 37.6855 | 0 | 37.6855 | 0 | 0 |  | 17476.4971 | 221.0253 | 96.14%
LLAGAS 2105154256 | 0.00011705 | 293.424 | 0.023318 | 0.27752 | 0.0098906 | 0.26763 | 0 | 0 |  | 17476.7647 | 221.0486 | 96.15%
FROGTOWN 1702307998 | 0.00010251 | 237.8428 | 0.023314 | 0.56649 | 0.0099906 | 0.5565 | 0 | 0 |  | 17477.3212 | 221.0719 | 96.16%
PENNGROVE 1101170 | 9.0997e-05 | 278.3702 | 0.023285 | 20.8019 | 2.8371 | 17.9647 | 0 | 0 |  | 17495.286 | 221.0952 | 96.17%
LAKEVILLE 1102347280 | 7.6036e-05 | 290.5041 | 0.023256 | 12.5467 | 4.6151 | 7.9316 | 0 | 0 |  | 17503.2176 | 221.1185 | 96.18%
ALHAMBRA 11058302 | 9.5232e-05 | 244.7794 | 0.023206 | 8.1754 | 0 | 8.1754 | 0 | 0 |  | 17511.393 | 221.1417 | 96.19%
WILLOW CREEK 11033090 | 0.00018901 | 142.6437 | 0.023177 | 10.8102 | 0 | 10.8102 | 0 | 0 |  | 17522.2032 | 221.1648 | 96.2%
ORO FINO 11022040 | 0.00015655 | 141.5532 | 0.023168 | 9.1516 | 0 | 9.1516 | 0 | 0 |  | 17531.3548 | 221.188 | 96.21%
HICKS 2101XR548 | 8.7871e-05 | 271.2652 | 0.023159 | 8.8806 | 7.1975 | 1.6831 | 0 | 0 |  | 17533.0379 | 221.2112 | 96.22%
RACETRACK 170310870 | 0.00010127 | 246.1327 | 0.023077 | 2.6034 | 0.69438 | 1.909 | 0 | 0 |  | 17534.9469 | 221.2343 | 96.23%
PINE GROVE 11023168 | 0.00015583 | 176.2133 | 0.023045 | 29.9741 | 0 | 29.9741 | 0 | 0 |  | 17564.921 | 221.2573 | 96.24%
HALF MOON BAY 1103531594 | 5.9727e-05 | 338.5434 | 0.022917 | 2.6629 | 0.17764 | 2.4852 | 0 | 0 |  | 17567.4062 | 221.2802 | 96.25%
CURTIS 17048140 | 8.2014e-05 | 273.2886 | 0.022915 | 26.3871 | 0 | 26.3871 | 0 | 0 |  | 17593.7934 | 221.3031 | 96.26%
ATASCADERO 1101A22 | 6.0117e-05 | 362.8063 | 0.022889 | 13.0815 | 13.0815 | 0 | 0 | 0 |  | 17593.7934 | 221.326 | 96.27%
TASSAJARA 2103557000 | 0.00012959 | 348.9375 | 0.022855 | 0.24779 | 0.039566 | 0.20822 | 0 | 0 |  | 17594.0016 | 221.3489 | 96.28%
GANSNER 11012006 | 6.0918e-05 | 384.5024 | 0.022834 | 17.1356 | 0 | 17.1356 | 0 | 0 |  | 17611.1372 | 221.3717 | 96.29%
BIG BEND 1101641808 | 0.00014735 | 181.2789 | 0.022822 | 25.7525 | 0 | 25.7525 | 0 | 0 |  | 17636.8897 | 221.3945 | 96.3%
CLAY 11037142 | 7.7237e-05 | 356.2375 | 0.022773 | 15.4235 | 11.5232 | 3.9003 | 0 | 0 |  | 17640.7899 | 221.4173 | 96.31%
HALF MOON BAY 110258448 | 8.8643e-05 | 261.6309 | 0.022766 | 4.8317 | 0.39343 | 4.4382 | 0 | 0 |  | 17645.2282 | 221.4401 | 96.32%
EEL RIVER 1102630456 | 0.00023208 | 84.9164 | 0.022761 | 5.3553 | 0 | 5.3553 | 0 | 0 |  | 17650.5834 | 221.4628 | 96.33%
SAUSALITO 110284278 | 7.3083e-05 | 245.6104 | 0.022717 | 1.5576 | 0.0099453 | 1.5476 | 0 | 0 |  | 17652.1311 | 221.4855 | 96.34%
ELK 11011300 | 8.5201e-05 | 259.4524 | 0.02261 | 9.9412 | 6.3917 | 3.5496 | 0 | 0 |  | 17655.6806 | 221.5082 | 96.35%
KESWICK 11019712 | 0.00017251 | 156.1721 | 0.022607 | 18.589 | 0 | 18.589 | 0 | 0 |  | 17674.2697 | 221.5308 | 96.36%
EEL RIVER 11021902 | 0.00014928 | 134.194 | 0.022585 | 7.2625 | 0.69772 | 6.5648 | 0 | 0 |  | 17680.8344 | 221.5533 | 96.37%
PUEBLO 2102895310 | 6.4236e-05 | 241.124 | 0.022565 | 2.7136 | 2.345 | 0.36853 | 0 | 0 |  | 17681.203 | 221.5759 | 96.38%
VASCO 1102MR178 | 6.7557e-05 | 427.86 | 0.022562 | 13.3914 | 11.7881 | 1.6033 | 0 | 0 |  | 17682.8062 | 221.5985 | 96.39%
RINCON 1103198 | 0.0001183 | 193.0004 | 0.02256 | 6.4238 | 0 | 6.4238 | 0 | 0 |  | 17689.23 | 221.621 | 96.4%
FOOTHILL 1101251688 | 7.4101e-05 | 394.4035 | 0.022486 | 7.7535 | 0.77174 | 6.9818 | 0 | 0 |  | 17696.2118 | 221.6435 | 96.41%
CAMBRIA 1101858200 | 6.601e-05 | 330.1244 | 0.022446 | 5.9484 | 0.23047 | 5.718 | 0 | 0 |  | 17701.9297 | 221.666 | 96.41%
COTTONWOOD 110359128 | 0.00010017 | 414.1368 | 0.022397 | 7.0238 | 6.2768 | 0.74702 | 0 | 0 |  | 17702.6768 | 221.6884 | 96.42%
WILDWOOD 110185112 | 7.2027e-05 | 306.4662 | 0.022386 | 6.7944 | 0 | 6.7944 | 0 | 0 |  | 17709.4712 | 221.7108 | 96.43%
LAYTONVILLE 1101518 | 0.0001564 | 133.4232 | 0.02237 | 22.563 | 19.5549 | 3.0081 | 0 | 0 |  | 17712.4793 | 221.7331 | 96.44%
CALISTOGA 1102769230 | 0.00011179 | 159.0323 | 0.022338 | 17.0949 | 6.0739 | 11.021 | 0 | 0 |  | 17723.5003 | 221.7555 | 96.45%
VOLTA 110237350 | 7.6956e-05 | 360.2031 | 0.02227 | 24.2821 | 0 | 24.2821 | 0 | 0 |  | 17747.7824 | 221.7777 | 96.46%
MC ARTHUR 1101648698 | 2.2209e-05 | 1031.0161 | 0.022255 | 18.9325 | 8.283 | 10.6495 | 0 | 0 |  | 17758.4319 | 221.8 | 96.47%
HALSEY 1102CB | 0.00028932 | 75.4177 | 0.022172 | 8.0063 | 0.12407 | 7.8822 | 0 | 0 |  | 17766.3141 | 221.8222 | 96.48%
GARBERVILLE 11011514 | 0.0005607 | 46.0416 | 0.022168 | 14.7717 | 0 | 14.7717 | 0 | 0 |  | 17781.0858 | 221.8443 | 96.49%
SAN LUIS OBISPO 1105512313 | 3.7023e-05 | 418.9141 | 0.022063 | 0.82851 | 0.34007 | 0.48845 | 0 | 0 |  | 17781.5743 | 221.8664 | 96.5%
PUEBLO 2103895784 | 8.3743e-05 | 275.8868 | 0.022046 | 10.396 | 2.603 | 7.793 | 0 | 0 |  | 17789.3673 | 221.8884 | 96.51%
CORRAL 110175204 | 8.0747e-05 | 212.0292 | 0.021935 | 18.57 | 17.7146 | 0.85548 | 0 | 0 |  | 17790.2227 | 221.9104 | 96.52%
MONROE 2103848530 | 9.0059e-05 | 263.7059 | 0.021849 | 1.5955 | 1.1509 | 0.44461 | 0 | 0 |  | 17790.6673 | 221.9322 | 96.53%
WEST POINT 110234416 | 8.8542e-05 | 264.2059 | 0.021823 | 10.4546 | 0 | 10.4546 | 0 | 0 |  | 17801.122 | 221.954 | 96.54%
WEST POINT 1102CB | 0.00020845 | 153.8768 | 0.02173 | 17.7877 | 0 | 17.7877 | 0 | 0 |  | 17818.9097 | 221.9758 | 96.55%
WYANDOTTE 1110144140 | 0.00015373 | 178.8701 | 0.021719 | 1.5348 | 1.2756 | 0.25917 | 0 | 0 |  | 17819.1689 | 221.9975 | 96.56%
ELK 1101311906 | 0.00010712 | 200.1105 | 0.021675 | 0.94973 | 0.25834 | 0.69139 | 0 | 0 |  | 17819.8603 | 222.0192 | 96.57%
GARBERVILLE 11028652 | 0.0003142 | 77.6007 | 0.021633 | 13.1503 | 0 | 13.1503 | 0 | 0 |  | 17833.0106 | 222.0408 | 96.58%
BRUNSWICK 11062416 | 0.00016423 | 156.2016 | 0.021547 | 31.0877 | 2.1486 | 28.9391 | 0 | 0 |  | 17861.9497 | 222.0623 | 96.59%
LUCERNE 1103630 | 9.5266e-05 | 292.7922 | 0.021529 | 13.6056 | 1.1679 | 12.4377 | 0 | 0 |  | 17874.3874 | 222.0839 | 96.6%
HALF MOON BAY 1101771258 | 6.8099e-05 | 427.9894 | 0.021484 | 0.19165 | 0 | 0.19165 | 0 | 0 |  | 17874.5791 | 222.1054 | 96.61%
FRUITLAND 11413902 | 0.00018188 | 110.945 | 0.021389 | 5.111 | 0 | 5.111 | 0 | 0 |  | 17879.6901 | 222.1267 | 96.62%
CURTIS 1705CB | 0.00013265 | 170.2363 | 0.021383 | 13.6876 | 0.34939 | 13.3382 | 0 | 0 |  | 17893.0284 | 222.1481 | 96.62%
VINEYARD 2108609690 | 7.5587e-05 | 321.8791 | 0.021383 | 7.4851 | 2.6533 | 4.8318 | 0 | 0 |  | 17897.8601 | 222.1695 | 96.63%
CLARKSVILLE 21096502 | 0.00017025 | 88.4192 | 0.021251 | 3.8192 | 2.8865 | 0.93268 | 0 | 0 |  | 17898.7928 | 222.1908 | 96.64%
MONTE RIO 111159046 | 0.00010509 | 101.9046 | 0.021246 | 3.7387 | 0.23268 | 3.506 | 0 | 0 |  | 17902.2988 | 222.212 | 96.65%
PLACERVILLE 21069712 | 0.00014908 | 116.696 | 0.021241 | 24.7147 | 0 | 24.7147 | 0 | 0 |  | 17927.0135 | 222.2332 | 96.66%
LINCOLN 11042072 | 9.3699e-05 | 181.6575 | 0.021197 | 17.0637 | 16.7521 | 0.31166 | 0 | 0 |  | 17927.3252 | 222.2544 | 96.67%
SILVERADO 2104708 | 0.00013285 | 152.2948 | 0.02118 | 4.9125 | 1.1581 | 3.7544 | 0 | 0 |  | 17931.0796 | 222.2756 | 96.68%
BRUNSWICK 11021010 | 0.00011001 | 172.5805 | 0.021168 | 44.3718 | 0 | 44.3718 | 0 | 0 |  | 17975.4514 | 222.2968 | 96.69%
CHALLENGE 11015460 | 0.000114 | 193.3663 | 0.021116 | 11.7964 | 0 | 11.7964 | 0 | 0 |  | 17987.2478 | 222.3179 | 96.7%
BELL 110880680 | 0.00023396 | 175.0191 | 0.021095 | 1.7816 | 1.141 | 0.64051 | 0 | 0 |  | 17987.8883 | 222.339 | 96.71%
CALAVERAS CEMENT 110180930 | 6.8218e-05 | 304.5139 | 0.021019 | 18.3521 | 0 | 18.3521 | 0 | 0 |  | 18006.2404 | 222.36 | 96.72%
WYANDOTTE 1103CB | 0.00016594 | 73.1844 | 0.021017 | 7.3036 | 7.0587 | 0.24488 | 0 | 0 |  | 18006.4852 | 222.381 | 96.73%
ALTO 1125902 | 9.1473e-05 | 227.244 | 0.020905 | 12.0907 | 0 | 12.0907 | 0 | 0 |  | 18018.5759 | 222.4019 | 96.73%
LLAGAS 2101783467 | 8.018e-05 | 245.1782 | 0.020785 | 10.2682 | 0.045299 | 10.2229 | 0 | 0 |  | 18028.7988 | 222.4227 | 96.74%
MOUNTAIN QUARRIES 21011180 | 0.00012525 | 118.9045 | 0.020771 | 12.9566 | 0 | 12.9566 | 0 | 0 |  | 18041.7554 | 222.4435 | 96.75%
APPLE HILL 1104814656 | 0.00086571 | 23.8451 | 0.020643 | 0.01748 | 0 | 0.01748 | 0 | 0 |  | 18041.7729 | 222.4641 | 96.76%
BUCKS CREEK 1103CB | 9.4015e-05 | 320.4886 | 0.020623 | 2.3045 | 0 | 2.3045 | 0 | 0 |  | 18044.0774 | 222.4848 | 96.77%
FROGTOWN 1702812366 | 8.5129e-05 | 149.7437 | 0.020596 | 2.7663 | 0.018517 | 2.7477 | 0 | 0 |  | 18046.8251 | 222.5054 | 96.78%
DUNBAR 1102694641 | 7.3209e-05 | 257.8416 | 0.020553 | 4.0571 | 0 | 4.0571 | 0 | 0 |  | 18050.8822 | 222.5259 | 96.79%
STANISLAUS 17017144 | 8.7335e-05 | 376.542 | 0.020479 | 4.6557 | 0 | 4.6557 | 0 | 0 |  | 18055.5379 | 222.5464 | 96.8%
FITCH MOUNTAIN 1111752596 | 0.00010963 | 256.5638 | 0.020465 | 0.64707 | 0.4015 | 0.24558 | 0 | 0 |  | 18055.7835 | 222.5669 | 96.81%
WOODACRE 1102851 | 0.00014146 | 190.4229 | 0.020416 | 1.2611 | 0 | 1.2611 | 0 | 0 |  | 18057.0446 | 222.5873 | 96.82%
WEST POINT 11024790 | 0.00011374 | 232.2083 | 0.020377 | 32.7726 | 0 | 32.7726 | 0 | 0 |  | 18089.8171 | 222.6077 | 96.82%
STELLING 111060080 | 0.00014044 | 185.0893 | 0.020345 | 10.1214 | 0.53845 | 9.5829 | 0 | 0 |  | 18099.4001 | 222.628 | 96.83%
PLACERVILLE 210611132 | 0.00012774 | 197.2748 | 0.020262 | 43.2776 | 0 | 43.2776 | 0 | 0 |  | 18142.6777 | 222.6483 | 96.84%
ORO FINO 110265932 | 0.00012509 | 211.5152 | 0.020219 | 4.5225 | 0 | 4.5225 | 0 | 0 |  | 18147.2002 | 222.6685 | 96.85%
PINE GROVE 110283098 | 7.5775e-05 | 344.4746 | 0.020137 | 7.9173 | 0 | 7.9173 | 0 | 0 |  | 18155.1175 | 222.6886 | 96.86%
MOLINO 1102318 | 0.00011669 | 178.6742 | 0.020097 | 19.3375 | 0 | 19.3375 | 0 | 0 |  | 18174.455 | 222.7087 | 96.87%
JOLON 11027068 | 7.071e-05 | 336.2364 | 0.019995 | 3.8254 | 0.0099593 | 3.8155 | 0 | 0 |  | 18178.2705 | 222.7287 | 96.88%
UKIAH 1115CB | 0.00013127 | 100.6191 | 0.019906 | 6.2307 | 1.9198 | 4.3108 | 0 | 0 |  | 18182.5813 | 222.7486 | 96.89%
SAN LUIS OBISPO 1107V60 | 6.4335e-05 | 354.0238 | 0.0199 | 16.042 | 0 | 16.042 | 0 | 0 |  | 18198.6233 | 222.7685 | 96.89%
MOLINO 1104368158 | 0.0001001 | 219.1144 | 0.019862 | 8.7766 | 5.9892 | 2.7874 | 0 | 0 |  | 18201.4107 | 222.7884 | 96.9%
ANTLER 11011376 | 0.00013205 | 179.7284 | 0.019836 | 8.998 | 0 | 8.998 | 0 | 0 |  | 18210.4087 | 222.8082 | 96.91%
SILVERADO 2102714 | 0.0001288 | 138.0832 | 0.019829 | 10.9351 | 7.4742 | 3.4609 | 0 | 0 |  | 18213.8697 | 222.828 | 96.92%
FORESTHILL 110175340 | 0.00022111 | 112.7853 | 0.01968 | 4.7831 | 0 | 4.7831 | 0 | 0 |  | 18218.6528 | 222.8477 | 96.93%
DUNBAR 11014817 | 0.00011215 | 172.256 | 0.019666 | 3.1568 | 0 | 3.1568 | 0 | 0 |  | 18221.8096 | 222.8674 | 96.94%
EAST QUINCY 1101951424 | 6.6606e-05 | 260.8969 | 0.019501 | 3.6403 | 2.9416 | 0.69872 | 0 | 0 |  | 18222.5083 | 222.8869 | 96.95%
HOOPA 11013304 | 0.00030684 | 72.4308 | 0.019486 | 17.341 | 0 | 17.341 | 0 | 0 |  | 18239.8493 | 222.9064 | 96.95%
SAN JOAQUIN #3 110210342 | 0.00012225 | 225.3144 | 0.019463 | 1.8216 | 0 | 1.8216 | 0 | 0 |  | 18241.6709 | 222.9258 | 96.96%
LUCERNE 110638436 | 0.00011304 | 129.1673 | 0.019424 | 4.7855 | 0.27741 | 4.5081 | 0 | 0 |  | 18246.179 | 222.9453 | 96.97%
HALF MOON BAY 1103540991 | 6.9859e-05 | 260.165 | 0.019417 | 1.6126 | 0.031167 | 1.5814 | 0 | 0 |  | 18247.7604 | 222.9647 | 96.98%
RIO DELL 11021504 | 0.00027686 | 148.5088 | 0.019342 | 12.0771 | 1.2289 | 10.8482 | 0 | 0 |  | 18258.6086 | 222.984 | 96.99%
DUNBAR 1101416 | 0.00012384 | 177.6431 | 0.019316 | 3.2243 | 0.58288 | 2.6414 | 0 | 0 |  | 18261.25 | 223.0033 | 97%
MC ARTHUR 11011546 | 2.0489e-05 | 794.3875 | 0.019258 | 23.1901 | 9.3965 | 13.7936 | 0 | 0 |  | 18275.0436 | 223.0226 | 97%
HALF MOON BAY 11036018 | 8.5245e-05 | 248.6459 | 0.019223 | 18.794 | 3.1199 | 15.6741 | 0 | 0 |  | 18290.7177 | 223.0418 | 97.01%
CLOVERDALE 1101807953 | 0.00012129 | 149.9335 | 0.019176 | 0.62968 | 0.16615 | 0.46353 | 0 | 0 |  | 18291.1812 | 223.061 | 97.02%
CLEAR LAKE 1102223792 | 7.6537e-05 | 237.9603 | 0.019106 | 0.88662 | 0.10206 | 0.78455 | 0 | 0 |  | 18291.9658 | 223.0801 | 97.03%
KONOCTI 1108CB | 0.00010673 | 150.89 | 0.019021 | 8.8602 | 2.5026 | 6.3576 | 0 | 0 |  | 18298.3233 | 223.0991 | 97.04%
MADISON 21017702 | 8.5206e-05 | 328.4397 | 0.018893 | 19.0221 | 19.0221 | 0 | 0 | 0 |  | 18298.3233 | 223.118 | 97.05%
RIO DELL 110270960 | 0.00023998 | 91.5029 | 0.018609 | 11.7078 | 5.9292 | 5.7786 | 0 | 0 |  | 18304.102 | 223.1366 | 97.05%
FORT ROSS 11212987 | 0.0002636 | 74.107 | 0.018603 | 1.9714 | 0 | 1.9714 | 0 | 0 |  | 18306.0733 | 223.1552 | 97.06%
CHALLENGE 1102CB | 0.00014722 | 162.3912 | 0.0185 | 15.3169 | 0 | 15.3169 | 0 | 0 |  | 18321.3902 | 223.1737 | 97.07%
PHILO 1102928 | 9.505e-05 | 208.5932 | 0.018489 | 15.4004 | 1.4362 | 13.9642 | 0 | 0 |  | 18335.3544 | 223.1922 | 97.08%
MENDOCINO 1101CB | 0.00012016 | 144.2308 | 0.018327 | 4.1281 | 1.4929 | 2.6352 | 0 | 0 |  | 18337.9897 | 223.2105 | 97.09%
WEST POINT 11021305 | 0.00010838 | 197.4917 | 0.01831 | 11.3122 | 0 | 11.3122 | 0 | 0 |  | 18349.3019 | 223.2288 | 97.09%
SONOMA 1105575872 | 0.00010594 | 157.6636 | 0.018279 | 1.447 | 0.26185 | 1.1851 | 0 | 0 |  | 18350.487 | 223.2471 | 97.1%
HALF MOON BAY 1103H80 | 9.888e-05 | 213.2657 | 0.018248 | 19.8193 | 0 | 19.8193 | 0 | 0 |  | 18370.3063 | 223.2654 | 97.11%
DIAMOND SPRINGS 11039432 | 0.0001473 | 86.1349 | 0.018233 | 20.3656 | 2.9011 | 17.4645 | 0 | 0 |  | 18387.7708 | 223.2836 | 97.12%
ALLEGHANY 1102CB | 0.00012953 | 141.7915 | 0.018204 | 18.012 | 0 | 18.012 | 0 | 0 |  | 18405.7828 | 223.3018 | 97.13%
DUNBAR 110179086 | 0.00011015 | 169.8424 | 0.018179 | 6.8836 | 0.075295 | 6.8083 | 0 | 0 |  | 18412.5911 | 223.32 | 97.13%
FROGTOWN 170232556 | 0.00017313 | 58.9098 | 0.018147 | 1.3134 | 1.1965 | 0.1169 | 0 | 0 |  | 18412.708 | 223.3381 | 97.14%
CLARK ROAD 11022094 | 0.00021985 | 101.8231 | 0.018088 | 3.4289 | 0 | 3.4289 | 0 | 0.039962 |  | 18416.1369 | 223.3562 | 97.15%
SAN JOAQUIN #3 1101CB | 8.794e-05 | 356.7774 | 0.018079 | 11.8429 | 0 | 11.8429 | 0 | 0 |  | 18427.9798 | 223.3743 | 97.16%
MERCED FALLS 1102482838 | 6.1569e-05 | 318.0089 | 0.018057 | 11.0095 | 2.1318 | 8.8777 | 0 | 0 |  | 18436.8575 | 223.3924 | 97.17%
MOUNTAIN QUARRIES 21012422 | 0.00012199 | 229.8045 | 0.018043 | 8.671 | 0 | 8.671 | 0 | 0 |  | 18445.5285 | 223.4104 | 97.17%
SILVERADO 2102437194 | 9.4479e-05 | 148.2733 | 0.018026 | 1.0826 | 0.024197 | 1.0584 | 0 | 0 |  | 18446.5869 | 223.4284 | 97.18%
HARTLEY 110186876 | 6.2134e-05 | 110.516 | 0.018007 | 8.5528 | 6.1004 | 2.4524 | 0 | 0 |  | 18449.0393 | 223.4464 | 97.19%
GEYSERVILLE 1101711966 | 9.0078e-05 | 205.4077 | 0.017908 | 11.9498 | 8.0182 | 3.9317 | 0 | 0 |  | 18452.971 | 223.4643 | 97.2%
PIKE CITY 11011720 | 6.9471e-05 | 304.935 | 0.017864 | 5.8975 | 0 | 5.8975 | 0 | 0 |  | 18458.8685 | 223.4822 | 97.2%
GRASS VALLEY 11012766 | 0.00018321 | 59.8653 | 0.017834 | 3.2943 | 0 | 3.2943 | 0 | 0 |  | 18462.1628 | 223.5 | 97.21%
DUNBAR 1102261774 | 9.9916e-05 | 183.8239 | 0.01783 | 13.5246 | 0 | 13.5246 | 0 | 0 |  | 18475.6874 | 223.5179 | 97.22%
TEMPLETON 2111CB | 9.0618e-05 | 263.1957 | 0.017802 | 11.1302 | 8.8759 | 2.2544 | 0 | 0 |  | 18477.9418 | 223.5357 | 97.23%
ALTO 1124432 | 0.00017278 | 132.4511 | 0.017729 | 7.8461 | 0 | 7.8461 | 0 | 0 |  | 18485.7878 | 223.5534 | 97.24%
PUEBLO 2102850102 | 4.4232e-05 | 279.8882 | 0.01772 | 2.4543 | 2.2756 | 0.17865 | 0 | 0 |  | 18485.9665 | 223.5711 | 97.24%
CURTIS 170390320 | 7.4079e-05 | 382.5749 | 0.017701 | 27.8742 | 0 | 27.8742 | 0 | 0 |  | 18513.8407 | 223.5888 | 97.25%
CRESCENT MILLS 21012232 | 4.4844e-05 | 539.0362 | 0.017667 | 20.2039 | 4.3471 | 15.8568 | 0 | 0 |  | 18529.6976 | 223.6065 | 97.26%
GRASS VALLEY 1101750804 | 0.00016489 | 71.3665 | 0.017655 | 0.27931 | 0.036885 | 0.24243 | 0 | 0 |  | 18529.94 | 223.6242 | 97.27%
MONTICELLO 11011589 | 8.5041e-05 | 184.9596 | 0.01765 | 4.2717 | 0 | 4.2717 | 0 | 0 |  | 18534.2117 | 223.6418 | 97.27%
ELECTRA 110136816 | 0.00012475 | 139.9542 | 0.017625 | 4.9869 | 0 | 4.9869 | 0 | 0 |  | 18539.1986 | 223.6594 | 97.28%
WILLOW CREEK 1102CB | 0.00029554 | 73.697 | 0.017606 | 7.3272 | 0 | 7.3272 | 0 | 0 |  | 18546.5257 | 223.677 | 97.29%
ANTLER 11011378 | 0.00013379 | 148.5755 | 0.017574 | 24.9295 | 0.38587 | 24.5436 | 0 | 0 |  | 18571.0694 | 223.6946 | 97.3%
HOLLISTER 2104117328 | 4.0861e-05 | 400.677 | 0.017549 | 14.3931 | 8.2435 | 6.1496 | 0 | 0 |  | 18577.2189 | 223.7122 | 97.3%
WYANDOTTE 11101954 | 0.00016112 | 102.5688 | 0.017468 | 10.6823 | 8.0573 | 2.625 | 0 | 0 |  | 18579.8439 | 223.7296 | 97.31%
CURTIS 17046060 | 0.00014094 | 178.7675 | 0.01746 | 4.0652 | 0 | 4.0652 | 0 | 0 |  | 18583.9091 | 223.7471 | 97.32%
MOLINO 11015042 | 0.0001242 | 141.9193 | 0.01743 | 6.9749 | 0.9231 | 6.0518 | 0 | 0 |  | 18589.9609 | 223.7645 | 97.33%
FROGTOWN 1702739858 | 0.00010369 | 204.17 | 0.017426 | 4.9738 | 0.094581 | 4.8793 | 0 | 0 |  | 18594.8402 | 223.7819 | 97.34%
KANAKA 11011406 | 9.5492e-05 | 157.7153 | 0.017352 | 27.2731 | 0 | 27.2731 | 0 | 0 |  | 18622.1132 | 223.7993 | 97.34%
MORGAN HILL 2111477914 | 0.00012285 | 285.164 | 0.017329 | 0.24132 | 0.050006 | 0.19132 | 0 | 0 |  | 18622.3045 | 223.8166 | 97.35%
SAN LUIS OBISPO 1105796050 | 4.1549e-05 | 109.4022 | 0.017291 | 3.1493 | 2.9108 | 0.2385 | 0 | 0 |  | 18622.543 | 223.8339 | 97.36%
MENLO 11031721 | 0.0001634 | 107.9769 | 0.01726 | 6.7914 | 0 | 6.7914 | 0 | 0 |  | 18629.3344 | 223.8512 | 97.37%
MIRABEL 1101298 | 0.00016852 | 115.628 | 0.017238 | 12.64 | 0.052189 | 12.5878 | 0 | 0 |  | 18641.9222 | 223.8684 | 97.37%
CLEAR LAKE 110192870 | 6.3919e-05 | 163.1162 | 0.017207 | 16.1167 | 16.0012 | 0.11557 | 0 | 0 |  | 18642.0378 | 223.8856 | 97.38%
SAN LUIS OBISPO 1102597518 | 4.6337e-05 | 233.218 | 0.017175 | 1.6042 | 1.5637 | 0.0405 | 0 | 0 |  | 18642.0783 | 223.9028 | 97.39%
PIT NO 1 11013312 | 3.1897e-05 | 501.3484 | 0.017169 | 9.1253 | 1.0803 | 8.045 | 0 | 0 |  | 18650.1233 | 223.92 | 97.4%
MC ARTHUR 11011488 | 3.7897e-05 | 226.8447 | 0.01714 | 33.4788 | 31.011 | 2.4678 | 0 | 0 |  | 18652.5911 | 223.9371 | 97.4%
STILLWATER 1101CB | 0.00021084 | 102.4575 | 0.017137 | 4.2854 | 0.087448 | 4.198 | 0 | 0 |  | 18656.789 | 223.9542 | 97.41%
LOS GATOS 110760114 | 0.00014614 | 173.2936 | 0.016971 | 24.3201 | 0 | 24.3201 | 0 | 0 |  | 18681.1091 | 223.9712 | 97.42%
CLAYTON 2215184604 | 3.7123e-05 | 169.9457 | 0.016935 | 10.2345 | 8.1454 | 2.0891 | 0 | 0 |  | 18683.1982 | 223.9881 | 97.42%
BURNEY 1101CB | 5.2977e-05 | 262.0724 | 0.016895 | 1.9913 | 0.74956 | 1.2417 | 0 | 0 |  | 18684.4399 | 224.005 | 97.43%
ALTO 11243121 | 0.0001378 | 129.4168 | 0.016885 | 2.7976 | 0 | 2.7976 | 0 | 0 |  | 18687.2375 | 224.0219 | 97.44%
FRUITLAND 11418860 | 0.0001502 | 173.1129 | 0.016867 | 3.7966 | 1.8004 | 1.9962 | 0 | 0 |  | 18689.2337 | 224.0388 | 97.45%
FRENCH GULCH 11011464 | 0.00011205 | 126.5814 | 0.01686 | 0.85238 | 0 | 0.85238 | 0 | 0 |  | 18690.0861 | 224.0557 | 97.45%
TIGER CREEK 0201CB | 0.00011138 | 174.7898 | 0.016801 | 3.7431 | 0 | 3.7431 | 0 | 0 |  | 18693.8292 | 224.0725 | 97.46%
TEMPLETON 2110N32 | 5.7034e-05 | 298.1993 | 0.016765 | 29.6112 | 0.1078 | 29.5034 | 0 | 0 |  | 18723.3326 | 224.0892 | 97.47%
PLACERVILLE 111019582 | 0.0001731 | 110.8991 | 0.016762 | 7.2707 | 0 | 7.2707 | 0 | 0 |  | 18730.6033 | 224.106 | 97.48%
OTTER 11022166 | 0.00012787 | 196.1831 | 0.016743 | 4.0764 | 0 | 4.0764 | 0 | 0 |  | 18734.6798 | 224.1227 | 97.48%
GRAYS FLAT 0401CB | 6.6357e-05 | 354.4682 | 0.016728 | 10.7279 | 0 | 10.7279 | 0 | 0 |  | 18745.4076 | 224.1395 | 97.49%
FRUITLAND 114195324 | 0.00024711 | 97.4816 | 0.016671 | 6.4826 | 0 | 6.4826 | 0 | 0 |  | 18751.8902 | 224.1561 | 97.5%
GARBERVILLE 1101323694 | 0.00023892 | 89.5148 | 0.016661 | 6.4004 | 0 | 6.4004 | 0 | 0 |  | 18758.2906 | 224.1728 | 97.51%
GARBERVILLE 1101438596 | 0.00028911 | 66.1845 | 0.016624 | 11.0232 | 0 | 11.0232 | 0 | 0 |  | 18769.3137 | 224.1894 | 97.51%
OTTER 11022002 | 9.936e-05 | 177.0336 | 0.01654 | 2.8257 | 0 | 2.8257 | 0 | 0 |  | 18772.1395 | 224.2059 | 97.52%
ALLEGHANY 1101804 | 9.1106e-05 | 209.4933 | 0.016525 | 21.8915 | 0 | 21.8915 | 0 | 0 |  | 18794.031 | 224.2225 | 97.53%
NORTH BRANCH 110113496 | 8.2907e-05 | 168.1169 | 0.016506 | 5.0415 | 3.0453 | 1.9962 | 0 | 0 |  | 18796.0272 | 224.239 | 97.53%
RINCON 1103CB | 0.00016438 | 84.7695 | 0.016461 | 3.7705 | 1.3272 | 2.4433 | 0 | 0 |  | 18798.4705 | 224.2554 | 97.54%
MARIPOSA 2101439030 | 4.6813e-05 | 247.3908 | 0.016434 | 19.621 | 0 | 19.621 | 0 | 0 |  | 18818.0914 | 224.2719 | 97.55%
GLENN 11012012 | 4.249e-05 | 610.7432 | 0.016401 | 30.0209 | 27.7162 | 2.3047 | 0 | 0 |  | 18820.3962 | 224.2883 | 97.56%
CALPINE 1144962 | 0.00010277 | 122.9227 | 0.01639 | 4.0181 | 0 | 4.0181 | 0 | 0 |  | 18824.4143 | 224.3047 | 97.56%
ALTO 1124430 | 0.00013784 | 143.4477 | 0.016311 | 7.0575 | 0 | 7.0575 | 0 | 0 |  | 18831.4718 | 224.321 | 97.57%
MONTE RIO 11131067 | 0.00037762 | 25.9963 | 0.016 | 0.81192 | 0 | 0.81192 | 0 | 0 |  | 18832.2837 | 224.337 | 97.58%
PLACERVILLE 1109CB | 0.00028585 | 98.8838 | 0.015996 | 11.0515 | 0.20635 | 10.8452 | 0 | 0 |  | 18843.1289 | 224.353 | 97.58%
BEAR VALLEY 210513430 | 3.9032e-05 | 375.4366 | 0.015945 | 13.1178 | 0 | 13.1178 | 0 | 0 |  | 18856.2467 | 224.3689 | 97.59%
MORAGA 1101772781 | 0.00017201 | 85.3434 | 0.015766 | 1.4399 | 0 | 1.4399 | 0 | 0 |  | 18857.6866 | 224.3847 | 97.6%
PINE GROVE 11013166 | 0.00014138 | 96.7473 | 0.015763 | 12.2922 | 0 | 12.2922 | 0 | 0 |  | 18869.9788 | 224.4004 | 97.6%
WEST POINT 1101CB | 0.0002169 | 123.6935 | 0.015736 | 4.7938 | 0 | 4.7938 | 0 | 0 |  | 18874.7727 | 224.4162 | 97.61%
BONNIE NOOK 110186696 | 0.00022753 | 118.1033 | 0.015606 | 9.641 | 0 | 9.641 | 0 | 0 |  | 18884.4137 | 224.4318 | 97.62%
OLEMA 1101416 | 0.00016777 | 81.2878 | 0.015542 | 16.2105 | 0.031808 | 16.1787 | 0 | 0 |  | 18900.5923 | 224.4473 | 97.62%
PINE GROVE 11013170 | 0.00014644 | 151.3568 | 0.015534 | 39.8073 | 0 | 39.8073 | 0 | 0 |  | 18940.3996 | 224.4629 | 97.63%
SWIFT 2110XR332 | 7.378e-05 | 296.6239 | 0.015532 | 18.4582 | 0 | 18.4582 | 0 | 0 |  | 18958.8578 | 224.4784 | 97.64%
CURTIS 17058170 | 0.00012036 | 138.0395 | 0.015509 | 7.8916 | 0.1921 | 7.6995 | 0 | 0 |  | 18966.5573 | 224.4939 | 97.64%
SPRING GAP 1702CB | 8.5097e-05 | 173.0854 | 0.015422 | 7.4405 | 0 | 7.4405 | 0 | 0 |  | 18973.9978 | 224.5093 | 97.65%
BUCKS CREEK 1103338520 | 0.00011206 | 151.4662 | 0.015412 | 8.0117 | 0.14759 | 7.8641 | 0 | 0 |  | 18981.8619 | 224.5247 | 97.66%
OREGON TRAIL 11021584 | 0.00015385 | 117.4189 | 0.015387 | 13.0507 | 0 | 13.0507 | 0 | 0 |  | 18994.9126 | 224.5401 | 97.67%
MOLINO 1101152 | 0.0001196 | 103.0488 | 0.015258 | 10.2506 | 8.592 | 1.6586 | 0 | 0 |  | 18996.5712 | 224.5554 | 97.67%
PEORIA 170413494 | 8.9665e-05 | 170.6202 | 0.015212 | 7.516 | 4.7474 | 2.7686 | 0 | 0 |  | 18999.3399 | 224.5706 | 97.68%
VINEYARD 2108383748 | 0.00011476 | 237.7564 | 0.015207 | 0.36191 | 0 | 0.36191 | 0 | 0 |  | 18999.7018 | 224.5858 | 97.68%
GARBERVILLE 11026084 | 0.00027675 | 46.9926 | 0.015158 | 15.311 | 0 | 15.311 | 0 | 0 |  | 19015.0127 | 224.601 | 97.69%
COTATI 1102462 | 9.8301e-05 | 125.2992 | 0.015132 | 3.9218 | 1.0936 | 2.8283 | 0 | 0 |  | 19017.841 | 224.6161 | 97.7%
SOLEDAD 21027048 | 4.4641e-05 | 271.6147 | 0.015069 | 29.2336 | 17.6343 | 11.5993 | 0 | 0 |  | 19029.4403 | 224.6312 | 97.7%
BRIDGEVILLE 1102CB | 0.00018739 | 86.4729 | 0.015061 | 12.1972 | 9.2618 | 2.9355 | 0 | 0 |  | 19032.3758 | 224.6462 | 97.71%
CMC 1101CB | 7.411e-05 | 272.3255 | 0.014989 | 2.0423 | 0 | 2.0423 | 0 | 0 |  | 19034.4181 | 224.6612 | 97.72%
FRENCH GULCH 11021462 | 0.00019151 | 137.3214 | 0.01495 | 10.0355 | 0.019279 | 10.0162 | 0 | 0 |  | 19044.4343 | 224.6762 | 97.72%
GRASS VALLEY 110358498 | 0.00025665 | 43.134 | 0.01494 | 2.2673 | 1.0736 | 1.1937 | 0 | 0 |  | 19045.628 | 224.6911 | 97.73%
TIDEWATER 210665866 | 4.6622e-05 | 158.5163 | 0.014918 | 8.0973 | 4.6783 | 3.419 | 0 | 0 |  | 19049.047 | 224.706 | 97.74%
FOOTHILL 1101549904 | 6.4657e-05 | 224.282 | 0.014902 | 5.0461 | 4.8904 | 0.15565 | 0 | 0 |  | 19049.2026 | 224.7209 | 97.74%
ANDERSON 1101909424 | 0.00010292 | 136.9205 | 0.014888 | 0.3992 | 0 | 0.3992 | 0 | 0 |  | 19049.6018 | 224.7358 | 97.75%
OCEANO 1102749231 | 6.0256e-05 | 210.5727 | 0.014847 | 11.3115 | 5.7552 | 5.5563 | 0 | 0 |  | 19055.1582 | 224.7507 | 97.76%
BRUNSWICK 110651486 | 0.00011965 | 123.462 | 0.014797 | 56.6847 | 0 | 56.6847 | 0 | 0 |  | 19111.8429 | 224.7655 | 97.76%
BRUNSWICK 110765574 | 0.00030901 | 33.131 | 0.014793 | 1.749 | 1.165 | 0.58392 | 0 | 0 |  | 19112.4268 | 224.7802 | 97.77%
MC ARTHUR 110137344 | 2.2098e-05 | 310.2738 | 0.014768 | 8.8636 | 8.7509 | 0.1127 | 0 | 0 |  | 19112.5395 | 224.795 | 97.78%
ANTLER 11011612 | 0.00012715 | 147.1224 | 0.014748 | 9.1773 | 0 | 9.1773 | 0 | 0 |  | 19121.7168 | 224.8098 | 97.78%
NEWBURG 1132665674 | 0.00016815 | 82.7929 | 0.014722 | 1.535 | 1.1007 | 0.43431 | 0 | 0 |  | 19122.1511 | 224.8245 | 97.79%
PIT NO 1 110170952 | 3.988e-05 | 320.7855 | 0.014692 | 1.709 | 0.015628 | 1.6934 | 0 | 0 |  | 19123.8445 | 224.8392 | 97.8%
DUNBAR 110147964 | 0.00011035 | 129.5748 | 0.014662 | 7.7048 | 1.1942 | 6.5107 | 0 | 0 |  | 19130.3552 | 224.8538 | 97.8%
POINT ARENA 110198224 | 7.8885e-05 | 166.5531 | 0.014654 | 2.3915 | 0 | 2.3915 | 0 | 0 |  | 19132.7467 | 224.8685 | 97.81%
BRUNSWICK 111061602 | 0.00027732 | 142.021 | 0.014648 | 11.1712 | 1.3537 | 9.8175 | 0 | 0 |  | 19142.5641 | 224.8831 | 97.81%
FRENCH GULCH 11012905 | 0.00011324 | 142.3421 | 0.014648 | 9.692 | 0 | 9.692 | 0 | 0 |  | 19152.2561 | 224.8978 | 97.82%
HIGGINS 11041006 | 0.00017105 | 184.0652 | 0.014639 | 20.0899 | 9.1953 | 10.8946 | 0 | 0 |  | 19163.1507 | 224.9124 | 97.83%
CARLOTTA 11214045 | 0.00013215 | 114.5305 | 0.014618 | 1.9763 | 1.6183 | 0.35805 | 0 | 0 |  | 19163.5088 | 224.927 | 97.83%
SILVERADO 2105861266 | 0.00018468 | 101.2826 | 0.014616 | 2.394 | 0.83786 | 1.5562 | 0 | 0 |  | 19165.065 | 224.9417 | 97.84%
WEIMAR 11012084 | 0.00012877 | 131.3983 | 0.014579 | 18.4732 | 0 | 18.4732 | 0 | 0 |  | 19183.5382 | 224.9562 | 97.85%
WILLOW CREEK 11014904 | 0.00023865 | 61.1434 | 0.014552 | 18.2331 | 0 | 18.2331 | 0 | 0 |  | 19201.7713 | 224.9708 | 97.85%
KONOCTI 1102714370 | 8.0252e-05 | 368.3867 | 0.014533 | 2.6565 | 0.52908 | 2.1274 | 0 | 0 |  | 19203.8987 | 224.9853 | 97.86%
MC KEE 1107XR010 | 7.8729e-05 | 168.0653 | 0.014407 | 13.6802 | 10.8939 | 2.7862 | 0 | 0 |  | 19206.6849 | 224.9997 | 97.86%
SOLEDAD 2102823854 | 3.9519e-05 | 363.6041 | 0.01437 | 4.2878 | 2.2322 | 2.0556 | 0 | 0 |  | 19208.7405 | 225.0141 | 97.87%
SAN BENITO 210488772 | 6.1067e-05 | 187.0188 | 0.014358 | 43.0947 | 18.7716 | 24.323 | 0 | 0 |  | 19233.0635 | 225.0285 | 97.88%
RIO DELL 11028852 | 0.00028421 | 54.47 | 0.014354 | 4.7548 | 0.10971 | 4.6451 | 0 | 0 |  | 19237.7086 | 225.0428 | 97.88%
PIT NO 3 21011386 | 6.3474e-05 | 296.3406 | 0.014294 | 6.8695 | 0 | 6.8695 | 0 | 0 |  | 19244.5781 | 225.0571 | 97.89%
MARIPOSA 210110170 | 4.8216e-05 | 256.1773 | 0.014293 | 16.3165 | 0 | 16.3165 | 0 | 0 |  | 19260.8946 | 225.0714 | 97.9%
SONOMA 11045661 | 8.6364e-05 | 169.0465 | 0.014289 | 5.0799 | 2.1847 | 2.8951 | 0 | 0 |  | 19263.7898 | 225.0857 | 97.9%
DUNBAR 1102903030 | 0.00011468 | 137.2956 | 0.014278 | 1.4552 | 0 | 1.4552 | 0 | 0 |  | 19265.245 | 225.1 | 97.91%
NARROWS 21022718 | 0.00022728 | 102.6178 | 0.014276 | 7.2452 | 6.9371 | 0.30804 | 0 | 0 |  | 19265.553 | 225.1142 | 97.91%
SAN LUIS OBISPO 1107V18 | 3.6107e-05 | 204.0579 | 0.014215 | 4.0054 | 1.3055 | 2.6999 | 0 | 0 |  | 19268.2529 | 225.1285 | 97.92%
KING CITY 11037038 | 5.6518e-05 | 250.588 | 0.014161 | 22.2184 | 3.8893 | 18.3291 | 0 | 0 |  | 19286.5819 | 225.1426 | 97.93%
WEST POINT 110277204 | 0.00011817 | 128.4194 | 0.014094 | 7.4073 | 0 | 7.4073 | 0 | 0 |  | 19293.9893 | 225.1567 | 97.93%
PIT NO 3 2101CB | 0.00010421 | 1059.6264 | 0.01407 | 4.532 | 0 | 4.532 | 0 | 0 |  | 19298.5213 | 225.1708 | 97.94%
ALLEGHANY 1101CB | 0.00012824 | 93.9669 | 0.014057 | 4.3721 | 0 | 4.3721 | 0 | 0 |  | 19302.8934 | 225.1848 | 97.95%
STELLING 111060094 | 0.00016875 | 93.9049 | 0.014041 | 9.8619 | 0 | 9.8619 | 0 | 0 |  | 19312.7553 | 225.1989 | 97.95%
PEORIA 170567898 | 0.00010226 | 138.197 | 0.014037 | 6.0526 | 1.7534 | 4.2992 | 0 | 0 |  | 19317.0545 | 225.2129 | 97.96%
CAYUCOS 1102613456 | 5.8725e-05 | 256.2574 | 0.014028 | 23.6355 | 10.1879 | 13.4475 | 0 | 0 |  | 19330.5021 | 225.2269 | 97.96%
WILLOW CREEK 11035012 | 0.00021567 | 62.8252 | 0.014012 | 11.1274 | 0 | 11.1274 | 0 | 0 |  | 19341.6295 | 225.241 | 97.97%
MARTELL 110111244 | 0.00014416 | 70.2755 | 0.01399 | 21.4501 | 0.7577 | 20.6924 | 0 | 0 |  | 19362.3219 | 225.255 | 97.98%
DUNBAR 1102528 | 8.1342e-05 | 173.339 | 0.013987 | 4.0522 | 0.62083 | 3.4314 | 0 | 0 |  | 19365.7534 | 225.2689 | 97.98%
SAN LUIS OBISPO 1108337126 | 3.3027e-05 | 257.5116 | 0.013964 | 2.006 | 1.3046 | 0.70138 | 0 | 0 |  | 19366.4547 | 225.2829 | 97.99%
LAKEVILLE 1102280 | 6.7218e-05 | 180.7486 | 0.013918 | 6.7788 | 6.0912 | 0.68764 | 0 | 0 |  | 19367.1424 | 225.2968 | 97.99%
DUNBAR 1101302 | 0.00011341 | 134.8667 | 0.013839 | 10.2931 | 1.5272 | 8.7659 | 0 | 0 |  | 19375.9083 | 225.3107 | 98%
DUNBAR 1103534 | 9.6936e-05 | 161.0686 | 0.01369 | 17.3034 | 1.4432 | 15.8602 | 0 | 0 |  | 19391.7685 | 225.3243 | 98.01%
STILLWATER 11011320 | 0.00033316 | 41.1443 | 0.013687 | 20.0592 | 0.24679 | 19.8125 | 0 | 0 |  | 19411.5809 | 225.338 | 98.01%
SHADY GLEN 1102CB | 0.00019472 | 88.9032 | 0.01359 | 21.1633 | 0 | 21.1633 | 0 | 0 |  | 19432.7443 | 225.3516 | 98.02%
GREEN VALLEY 2101135762 | 9.6391e-05 | 173.1219 | 0.013539 | 2.8063 | 2.067 | 0.7393 | 0 | 0 |  | 19433.4836 | 225.3652 | 98.02%
BURNEY 11011322 | 4.4702e-05 | 378.0361 | 0.01351 | 18.6674 | 2.6009 | 16.0665 | 0 | 0 |  | 19449.5501 | 225.3787 | 98.03%
PENRYN 1103CB | 0.00013283 | 86.715 | 0.013499 | 3.1741 | 0.77091 | 2.4031 | 0 | 0 |  | 19451.9533 | 225.3922 | 98.04%
DUNBAR 1102861496 | 8.7717e-05 | 163.8005 | 0.013491 | 4.4679 | 0 | 4.4679 | 0 | 0 |  | 19456.4211 | 225.4057 | 98.04%
ALTO 1125510 | 0.00017549 | 112.7525 | 0.013466 | 7.3721 | 0 | 7.3721 | 0 | 0 |  | 19463.7932 | 225.4191 | 98.05%
PHILO 1102920 | 8.9648e-05 | 168.9827 | 0.013411 | 26.1183 | 8.3457 | 17.7725 | 0 | 0 |  | 19481.5657 | 225.4325 | 98.05%
LUCERNE 11034624 | 0.00012548 | 117.1975 | 0.013292 | 3.7923 | 3.7608 | 0.031493 | 0 | 0 |  | 19481.5972 | 225.4458 | 98.06%
SAN RAFAEL 1108516 | 0.00019441 | 70.1443 | 0.013281 | 10.9401 | 0 | 10.9401 | 0 | 0 |  | 19492.5373 | 225.4591 | 98.06%
GREEN VALLEY 2101942143 | 0.00011237 | 105.0805 | 0.013216 | 8.4553 | 3.3972 | 5.0581 | 0 | 0 |  | 19497.5954 | 225.4723 | 98.07%
POINT ARENA 110183354 | 5.4313e-05 | 210.679 | 0.013182 | 5.1341 | 0 | 5.1341 | 0 | 0 |  | 19502.7295 | 225.4855 | 98.08%
TASSAJARA 211238868 | 0.00010371 | 103.4846 | 0.01315 | 4.299 | 2.3604 | 1.9386 | 0 | 0 |  | 19504.6681 | 225.4987 | 98.08%
TOCALOMA 0241CB | 7.8863e-05 | 166.4117 | 0.013124 | 0.016479 | 0 | 0.016479 | 0 | 0 |  | 19504.6845 | 225.5118 | 98.09%
ANDERSON 1101CB | 9.0041e-05 | 158.1087 | 0.013117 | 6.7003 | 5.5169 | 1.1835 | 0 | 0 |  | 19505.868 | 225.5249 | 98.09%
BRUNSWICK 1105CB | 0.00038645 | 21.5686 | 0.013096 | 1.329 | 0.16627 | 1.1628 | 0 | 0 |  | 19507.0308 | 225.538 | 98.1%
SONOMA 1106296492 | 7.4532e-05 | 198.5181 | 0.013092 | 2.3051 | 1.5154 | 0.78968 | 0 | 0 |  | 19507.8205 | 225.5511 | 98.1%
SOLEDAD 2102858388 | 2.6749e-05 | 315.5206 | 0.013047 | 8.2254 | 3.4291 | 4.7963 | 0 | 0 |  | 19512.6168 | 225.5641 | 98.11%
JESSUP 11013383 | 0.00010952 | 99.0724 | 0.012944 | 1.8844 | 0.47484 | 1.4095 | 0 | 0 |  | 19514.0263 | 225.5771 | 98.12%
APPLE HILL 210297982 | 8.3073e-05 | 187.9326 | 0.012892 | 9.6617 | 0 | 9.6617 | 0 | 0 |  | 19523.688 | 225.59 | 98.12%
JAMESON 1105371694 | 6.8585e-05 | 205.0285 | 0.012819 | 3.8532 | 3.6259 | 0.2273 | 0 | 0 |  | 19523.9153 | 225.6028 | 98.13%
WYANDOTTE 11031974 | 8.2005e-05 | 157.702 | 0.012814 | 22.4168 | 0 | 22.4168 | 0 | 0 |  | 19546.3321 | 225.6156 | 98.13%
SONOMA 11033052 | 9.5443e-05 | 138.2678 | 0.012795 | 15.6433 | 3.0534 | 12.5899 | 0 | 0 |  | 19558.922 | 225.6284 | 98.14%
LOS GATOS 1106LB48 | 0.0001412 | 89.798 | 0.012757 | 14.71 | 0 | 14.71 | 0 | 0 |  | 19573.632 | 225.6412 | 98.14%
LAS POSITAS 2108MR190 | 5.632e-05 | 303.8443 | 0.012744 | 11.352 | 10.5211 | 0.83091 | 0 | 0 |  | 19574.4629 | 225.6539 | 98.15%
HICKS 2101CB | 9.4687e-05 | 120.7431 | 0.012742 | 10.8724 | 5.4899 | 5.3825 | 0 | 0 |  | 19579.8454 | 225.6666 | 98.15%
OAKHURST 110310140 | 8.934e-05 | 119.5136 | 0.012696 | 16.6091 | 0 | 16.6091 | 0 | 0 |  | 19596.4545 | 225.6793 | 98.16%
COARSEGOLD 210210040 | 7.3465e-05 | 189.319 | 0.01266 | 17.6377 | 0 | 17.6377 | 0 | 0 |  | 19614.0922 | 225.692 | 98.17%
PUEBLO 1104640 | 9.1535e-05 | 103.5522 | 0.012658 | 3.1413 | 2.124 | 1.0173 | 0 | 0 |  | 19615.1095 | 225.7047 | 98.17%
HALSEY 11025739 | 0.00014982 | 107.9805 | 0.012582 | 6.6699 | 0 | 6.6699 | 0 | 0 |  | 19621.7794 | 225.7172 | 98.18%
ATASCADERO 1103A06 | 6.1339e-05 | 154.3644 | 0.012566 | 2.0482 | 1.7737 | 0.27446 | 0 | 0 |  | 19622.0538 | 225.7298 | 98.18%
FLINT 110140666 | 0.00018607 | 44.5439 | 0.012564 | 1.642 | 1.2845 | 0.35747 | 0 | 0 |  | 19622.4113 | 225.7424 | 98.19%
SONOMA 1102113082 | 8.9487e-05 | 142.6253 | 0.012535 | 7.3007 | 1.1743 | 6.1264 | 0 | 0 |  | 19628.5377 | 225.7549 | 98.19%
ORO FINO 11022096 | 9.8802e-05 | 133.1159 | 0.012531 | 14.1535 | 0 | 14.1535 | 0 | 0 |  | 19642.6912 | 225.7674 | 98.2%
HORSESHOE 1101663244 | 6.412e-05 | 270.589 | 0.012526 | 0.43806 | 0.14944 | 0.28862 | 0 | 0 |  | 19642.9798 | 225.78 | 98.2%
HOOPA 110137202 | 0.00062222 | 17.2008 | 0.012512 | 28.8912 | 3.9904 | 24.9008 | 0 | 0 |  | 19667.8806 | 225.7925 | 98.21%
LOS GATOS 1106LB44 | 0.00014639 | 100.8516 | 0.012499 | 19.3536 | 0 | 19.3536 | 0 | 0 |  | 19687.2342 | 225.805 | 98.22%
FORESTHILL 11011802 | 0.00015681 | 79.811 | 0.012496 | 22.2318 | 0 | 22.2318 | 0 | 0 |  | 19709.466 | 225.8175 | 98.22%
WISE 1102465074 | 0.00013238 | 95.1304 | 0.012495 | 4.7621 | 0 | 4.7621 | 0 | 0 |  | 19714.2281 | 225.83 | 98.23%
FRUITLAND 1141200856 | 0.00022223 | 73.6449 | 0.012452 | 2.5758 | 0 | 2.5758 | 0 | 0 |  | 19716.8039 | 225.8424 | 98.23%
SAN ARDO 11017632 | 2.897e-05 | 263.7953 | 0.012428 | 8.2102 | 5.9939 | 2.2163 | 0 | 0 |  | 19719.0202 | 225.8548 | 98.24%
SOLEDAD 2101526864 | 5.2603e-05 | 261.8161 | 0.012408 | 3.5175 | 0.40463 | 3.1129 | 0 | 0 |  | 19722.1331 | 225.8673 | 98.24%
CLARKSVILLE 2109649874 | 0.00011808 | 142.79 | 0.012324 | 0.37816 | 0 | 0.37816 | 0 | 0 |  | 19722.5113 | 225.8796 | 98.25%
POINT MORETTI 11015078 | 0.00030756 | 41.9114 | 0.012313 | 14.8373 | 0 | 14.8373 | 0 | 0 |  | 19737.3486 | 225.8919 | 98.25%
CARLOTTA 1121CB | 0.00013212 | 102.3882 | 0.012302 | 23.3327 | 20.7073 | 2.6253 | 0 | 0 |  | 19739.9739 | 225.9042 | 98.26%
GONZALES 11013094 | 6.4104e-05 | 239.8109 | 0.012298 | 9.0409 | 4.9521 | 4.0888 | 0 | 0 |  | 19744.0627 | 225.9165 | 98.26%
CHALLENGE 1101CB | 0.00011861 | 102.4016 | 0.012215 | 16.5645 | 0 | 16.5645 | 0 | 0 |  | 19760.6272 | 225.9287 | 98.27%
MC KEE 1108976553 | 6.6999e-05 | 174.5173 | 0.012197 | 1.9345 | 0.8502 | 1.0843 | 0 | 0 |  | 19761.7115 | 225.9409 | 98.27%
BRUNSWICK 1106CB | 0.00026507 | 43.8173 | 0.012162 | 8.8103 | 0.067824 | 8.7425 | 0 | 0 |  | 19770.454 | 225.9531 | 98.28%
NOTRE DAME 1103317782 | 0.00012534 | 127.094 | 0.012141 | 4.1577 | 3.6144 | 0.54331 | 0 | 0 |  | 19770.9973 | 225.9652 | 98.28%
HALF MOON BAY 11036014 | 7.6568e-05 | 149.4232 | 0.012138 | 12.4209 | 6.2289 | 6.192 | 0 | 0 |  | 19777.1894 | 225.9773 | 98.29%
HOLLISTER 2102676164 | 4.5549e-05 | 245.9244 | 0.012062 | 2.7457 | 2.4428 | 0.30298 | 0 | 0 |  | 19777.4923 | 225.9894 | 98.3%
BRUNSWICK 1102CB | 0.000256 | 35.5525 | 0.01204 | 6.2764 | 0 | 6.2764 | 0 | 0 |  | 19783.7688 | 226.0014 | 98.3%
FROGTOWN 1702411508 | 0.00014592 | 114.8976 | 0.012026 | 0.45455 | 0.0028414 | 0.45171 | 0 | 0 |  | 19784.2205 | 226.0135 | 98.31%
FULTON 1104466 | 0.00011297 | 121.2049 | 0.01202 | 1.5052 | 1.118 | 0.38717 | 0 | 0 |  | 19784.6077 | 226.0255 | 98.31%
WYANDOTTE 1105329930 | 0.00012563 | 89.3966 | 0.012012 | 12.2688 | 5.7268 | 6.5421 | 0 | 0 |  | 19791.1497 | 226.0375 | 98.32%
SONOMA 1105539450 | 9.1165e-05 | 148.5497 | 0.011978 | 2.4214 | 0.92757 | 1.4938 | 0 | 0 |  | 19792.6436 | 226.0495 | 98.32%
SHADY GLEN 11012768 | 0.00012814 | 88.7266 | 0.011963 | 8.1118 | 0.48651 | 7.6253 | 0 | 0 |  | 19800.2688 | 226.0614 | 98.33%
LLAGAS 2101587857 | 8.567e-05 | 73.8505 | 0.011944 | 1.9397 | 1.8329 | 0.10681 | 0 | 0 |  | 19800.3756 | 226.0734 | 98.33%
MIWUK 170111800 | 9.1188e-05 | 242.093 | 0.011866 | 9.5248 | 0 | 9.5248 | 0 | 0 |  | 19809.9005 | 226.0853 | 98.34%
ELK 1101900 | 5.5462e-05 | 228.3452 | 0.011859 | 21.3921 | 12.6131 | 8.7791 | 0 | 0 |  | 19818.6795 | 226.0971 | 98.34%
CALAVERAS CEMENT 11012646 | 0.00010253 | 176.2359 | 0.01184 | 17.6594 | 0 | 17.6594 | 0 | 0 |  | 19836.339 | 226.109 | 98.35%
FOOTHILL 1101386844 | 4.5617e-05 | 232.4795 | 0.01183 | 1.5918 | 1.2092 | 0.3826 | 0 | 0 |  | 19836.7216 | 226.1208 | 98.35%
LLAGAS 2101XR264 | 7.958e-05 | 168.5722 | 0.011726 | 20.5519 | 20.5519 | 0 | 0 | 0 |  | 19836.7216 | 226.1325 | 98.36%
UKIAH 1113968652 | 0.00010466 | 114.1474 | 0.011684 | 1.8756 | 0.87732 | 0.99825 | 0 | 0 |  | 19837.7198 | 226.1442 | 98.36%
SAN RAFAEL 110863598 | 0.0001935 | 74.3537 | 0.011681 | 1.9122 | 0 | 1.9122 | 0 | 0 |  | 19839.632 | 226.1559 | 98.37%
ALTO 1124870444 | 0.00012787 | 122.3071 | 0.011666 | 2.9647 | 0.014681 | 2.95 | 0 | 0 |  | 19842.582 | 226.1675 | 98.37%
SANTA ROSA A 1104716 | 0.00010523 | 113.9799 | 0.01165 | 8.8999 | 0 | 8.8999 | 0 | 0 |  | 19851.4819 | 226.1792 | 98.38%
HALF MOON BAY 1102350336 | 7.7558e-05 | 139.0255 | 0.011629 | 1.6775 | 0.47372 | 1.2038 | 0 | 0 |  | 19852.6857 | 226.1908 | 98.38%
SAN LUIS OBISPO 1108809986 | 4.7551e-05 | 119.23 | 0.011626 | 2.1508 | 1.1185 | 1.0323 | 0 | 0 |  | 19853.7181 | 226.2024 | 98.39%
MARTELL 110198374 | 0.00011986 | 56.1694 | 0.011616 | 3.7933 | 2.9662 | 0.8271 | 0 | 0 |  | 19854.5452 | 226.2141 | 98.39%
HOLLISTER 210491424 | 6.4005e-05 | 160.2049 | 0.01155 | 8.7566 | 8.5682 | 0.18842 | 0 | 0 |  | 19854.7336 | 226.2256 | 98.4%
CLOVERDALE 1102262 | 0.00010047 | 112.2285 | 0.011548 | 5.9337 | 4.6489 | 1.2848 | 0 | 0 |  | 19856.0183 | 226.2372 | 98.4%
SILVERADO 2105247660 | 8.3565e-05 | 144.077 | 0.011541 | 3.2319 | 0.83379 | 2.3981 | 0 | 0 |  | 19858.4164 | 226.2487 | 98.41%
BRUNSWICK 11052210 | 9.2627e-05 | 84.7902 | 0.01151 | 22.9574 | 0 | 22.9574 | 0 | 0 |  | 19881.3738 | 226.2602 | 98.41%
OAKHURST 11035480 | 7.0805e-05 | 169.2363 | 0.011505 | 16.9994 | 0 | 16.9994 | 0 | 0 |  | 19898.3733 | 226.2717 | 98.42%
PIT NO 3 21011360 | 4.8938e-05 | 304.0594 | 0.011504 | 22.6509 | 0.21047 | 22.4404 | 0 | 0 |  | 19920.8137 | 226.2832 | 98.42%
MILPITAS 1109XR044 | 0.00010855 | 79.5829 | 0.011436 | 1.8732 | 1.4519 | 0.42126 | 0 | 0 |  | 19921.2349 | 226.2947 | 98.43%
CALAVERAS CEMENT 11011419 | 6.2459e-05 | 145.1035 | 0.011428 | 15.0161 | 0 | 15.0161 | 0 | 0 |  | 19936.2511 | 226.3061 | 98.43%
HIGGINS 1104324510 | 6.2523e-05 | 194.5257 | 0.011404 | 12.4758 | 0 | 12.4758 | 0 | 0 |  | 19948.7269 | 226.3175 | 98.44%
COARSEGOLD 210210050 | 9.8289e-05 | 101.871 | 0.01137 | 7.0172 | 0 | 7.0172 | 0 | 0 |  | 19955.7441 | 226.3289 | 98.44%
WEST POINT 110293116 | 9.1189e-05 | 118.4962 | 0.011348 | 42.3267 | 0 | 42.3267 | 0 | 0 |  | 19998.0708 | 226.3402 | 98.45%
CABRILLO 1104CB | 2.9423e-05 | 158.5842 | 0.011318 | 17.0639 | 12.9359 | 4.128 | 0 | 0 |  | 20002.1988 | 226.3515 | 98.45%
MOLINO 110251788 | 0.00012561 | 89.1639 | 0.011264 | 12.9905 | 7.9013 | 5.0892 | 0 | 0 |  | 20007.288 | 226.3628 | 98.46%
RISING RIVER 11019032 | 3.6108e-05 | 413.8546 | 0.011207 | 23.526 | 0.63754 | 22.8885 | 0 | 0 |  | 20030.1765 | 226.374 | 98.46%
FORT BRAGG A 11014622 | 0.00028635 | 73.5891 | 0.011136 | 13.456 | 0 | 13.456 | 0 | 0 |  | 20043.6325 | 226.3851 | 98.47%
CASTRO VALLEY 1110MR243 | 8.9046e-05 | 128.0484 | 0.011084 | 5.5499 | 0 | 5.5499 | 0 | 0 |  | 20049.1824 | 226.3962 | 98.47%
PLACER 1103429574 | 0.00019074 | 99.3413 | 0.011083 | 9.5381 | 4.5635 | 4.9745 | 0 | 0 |  | 20054.1569 | 226.4073 | 98.48%
LAURELES 1111CB | 7.3716e-05 | 185.6036 | 0.011075 | 8.1571 | 1.0002 | 7.1569 | 0 | 0 |  | 20061.3139 | 226.4184 | 98.48%
MENLO 11028896 | 0.00022997 | 52.1302 | 0.011065 | 1.5463 | 0.59044 | 0.95586 | 0 | 0 |  | 20062.2698 | 226.4294 | 98.49%
CARLOTTA 112142896 | 0.00019577 | 80.3834 | 0.011029 | 5.4877 | 3.1965 | 2.2912 | 0 | 0 |  | 20064.561 | 226.4405 | 98.49%
SOLEDAD 2102304826 | 1.8551e-05 | 384.6024 | 0.010995 | 8.8524 | 3.6329 | 5.2196 | 0 | 0 |  | 20069.7806 | 226.4515 | 98.5%
PINE GROVE 1102CB | 0.00014936 | 159.9625 | 0.010952 | 10.8527 | 0 | 10.8527 | 0 | 0 |  | 20080.6332 | 226.4624 | 98.5%
ORO FINO 11022560 | 8.9581e-05 | 135.7772 | 0.010913 | 16.7269 | 0 | 16.7269 | 0 | 0 |  | 20097.3601 | 226.4733 | 98.51%
CAMPHORA 1101613562 | 4.482e-05 | 198.1499 | 0.010904 | 5.9681 | 2.273 | 3.695 | 0 | 0 |  | 20101.0552 | 226.4842 | 98.51%
MOLINO 1102189602 | 0.00010514 | 134.7619 | 0.010902 | 0.62848 | 0 | 0.62848 | 0 | 0 |  | 20101.6837 | 226.4951 | 98.52%
CAMP EVERS 210533542 | 0.00031343 | 29.934 | 0.010901 | 2.6827 | 0 | 2.6827 | 0 | 0 |  | 20104.3664 | 226.506 | 98.52%
ROSSMOOR 110837848 | 7.1725e-05 | 176.9482 | 0.010901 | 5.9544 | 0 | 5.9544 | 0 | 0 |  | 20110.3208 | 226.5169 | 98.52%
MONTE RIO 11113891 | 0.0002266 | 68.3151 | 0.010887 | 3.4699 | 0 | 3.4699 | 0 | 0 |  | 20113.7907 | 226.5278 | 98.53%
HALF MOON BAY 1103341542 | 8.7167e-05 | 161.0484 | 0.010885 | 6.5782 | 0.50688 | 6.0713 | 0 | 0 |  | 20119.862 | 226.5387 | 98.53%
WILLOW CREEK 11037514 | 0.00025507 | 51.2832 | 0.010882 | 10.0198 | 0.94853 | 9.0713 | 0 | 0 |  | 20128.9333 | 226.5496 | 98.54%
MONTE RIO 1112999 | 0.00015392 | 122.3126 | 0.010787 | 0.8778 | 0 | 0.8778 | 0 | 0 |  | 20129.8111 | 226.5604 | 98.54%
ATASCADERO 1103492068 | 6.9325e-05 | 169.7517 | 0.010772 | 8.2877 | 0.85784 | 7.4298 | 0 | 0 |  | 20137.2409 | 226.5711 | 98.55%
CLAY 110184572 | 6.1461e-05 | 146.1205 | 0.010769 | 2.256 | 1.7309 | 0.52505 | 0 | 0 |  | 20137.766 | 226.5819 | 98.55%
COTATI 1105893 | 8.78e-05 | 114.1416 | 0.010724 | 10.5393 | 10.3453 | 0.19405 | 0 | 0 |  | 20137.96 | 226.5926 | 98.56%
VOLTA 11021650 | 4.7419e-05 | 252.2302 | 0.010701 | 21.7104 | 0 | 21.7104 | 0 | 0 |  | 20159.6704 | 226.6033 | 98.56%
APPLE HILL 110497086 | 7.7565e-05 | 132.4839 | 0.010689 | 25.6961 | 0 | 25.6961 | 0 | 0 |  | 20185.3665 | 226.614 | 98.57%
ALTO 1122591122 | 0.00022033 | 51.0001 | 0.010649 | 0.46531 | 0 | 0.46531 | 0 | 0 |  | 20185.8319 | 226.6247 | 98.57%
MARTELL 110191216 | 8.9695e-05 | 143.7419 | 0.010587 | 40.579 | 0 | 40.579 | 0 | 0 |  | 20226.4109 | 226.6353 | 98.58%
DUNBAR 1102246 | 0.00011216 | 98.1055 | 0.010561 | 13.3609 | 0 | 13.3609 | 0 | 0 |  | 20239.7718 | 226.6458 | 98.58%
DEL MONTE 21043088 | 7.2041e-05 | 135.1128 | 0.010503 | 15.4183 | 0 | 15.4183 | 0 | 0 |  | 20255.1901 | 226.6563 | 98.59%
CAMBRIA 1102CB | 5.557e-05 | 155.1527 | 0.010468 | 23.2532 | 7.2475 | 16.0058 | 0 | 0 |  | 20271.1959 | 226.6668 | 98.59%
VOLTA 110297816 | 4.697e-05 | 169.4239 | 0.010402 | 5.2562 | 0 | 5.2562 | 0 | 0 |  | 20276.4521 | 226.6772 | 98.59%
CALAVERAS CEMENT 110147968 | 5.7195e-05 | 229.0575 | 0.010385 | 40.4602 | 0 | 40.4602 | 0 | 0 |  | 20316.9123 | 226.6876 | 98.6%
LOS GATOS 110760024 | 8.433e-05 | 118.0471 | 0.010381 | 3.9764 | 0 | 3.9764 | 0 | 0 |  | 20320.8887 | 226.698 | 98.6%
PINE GROVE 110194936 | 0.00010473 | 117.7375 | 0.010365 | 9.1674 | 0 | 9.1674 | 0 | 0 |  | 20330.0561 | 226.7083 | 98.61%
ALLEGHANY 1101808 | 8.8814e-05 | 107.5525 | 0.010361 | 6.1786 | 0 | 6.1786 | 0 | 0 |  | 20336.2347 | 226.7187 | 98.61%
PUEBLO 2103706399 | 4.8672e-05 | 204.8708 | 0.010338 | 1.149 | 0.81464 | 0.33435 | 0 | 0 |  | 20336.5691 | 226.729 | 98.62%
EL DORADO PH 210119752 | 0.00017226 | 104.6256 | 0.0103 | 36.5225 | 0 | 36.5225 | 6.9638 | 0 |  | 20373.0916 | 226.7393 | 98.62%
SILVERADO 2105131568 | 0.00013576 | 77.208 | 0.010281 | 4.8985 | 0.76006 | 4.1385 | 0 | 0 |  | 20377.2301 | 226.7496 | 98.63%
LUCERNE 110638632 | 0.00018341 | 125.725 | 0.010245 | 4.6852 | 0.0018944 | 4.6833 | 0 | 0 |  | 20381.9133 | 226.7599 | 98.63%
OLEMA 1101337220 | 0.00012555 | 76.0082 | 0.010237 | 5.4227 | 0.47557 | 4.9471 | 0 | 0 |  | 20386.8604 | 226.7701 | 98.63%
BIG BEND 1101CB | 0.00013678 | 60.8273 | 0.010207 | 23.2301 | 0 | 23.2301 | 0 | 0 |  | 20410.0905 | 226.7803 | 98.64%
PEORIA 170570198 | 9.8288e-05 | 164.1355 | 0.010197 | 3.1712 | 0.91623 | 2.255 | 0 | 0 |  | 20412.3455 | 226.7905 | 98.64%
REDBUD 1101400 | 7.9738e-05 | 97.4469 | 0.010195 | 1.0256 | 0.14893 | 0.87662 | 0 | 0 |  | 20413.2221 | 226.8007 | 98.65%
POINT ARENA 110137426 | 4.6458e-05 | 164.8689 | 0.010169 | 5.0606 | 4.271 | 0.78956 | 0 | 0 |  | 20414.0117 | 226.8109 | 98.65%
HOLLISTER 21064004 | 5.3736e-05 | 159.4123 | 0.010124 | 20.2784 | 11.5253 | 8.7531 | 0 | 0 |  | 20422.7648 | 226.821 | 98.66%
WOODACRE 11021280 | 0.00015949 | 83.4065 | 0.010109 | 8.6853 | 0.10057 | 8.5847 | 0 | 0 |  | 20431.3496 | 226.8311 | 98.66%
WEST POINT 1101L3355 | 8.1776e-05 | 67.8566 | 0.010104 | 2.2487 | 0 | 2.2487 | 0 | 0 |  | 20433.5983 | 226.8412 | 98.67%
ALHAMBRA 110595016 | 5.7126e-05 | 109.0983 | 0.010066 | 4.8302 | 4.0701 | 0.76011 | 0 | 0 |  | 20434.3584 | 226.8513 | 98.67%
BIG MEADOWS 21012474 | 3.6201e-05 | 276.607 | 0.010035 | 8.37 | 0.035103 | 8.3349 | 0 | 0 |  | 20442.6933 | 226.8613 | 98.67%
SONOMA 1104414 | 5.6e-05 | 105.7924 | 0.009991 | 21.8349 | 20.5212 | 1.3137 | 0 | 0 |  | 20444.007 | 226.8713 | 98.68%
FELTON 0401CB | 0.00043164 | 21.0417 | 0.0099584 | 2.5599 | 0.034985 | 2.5249 | 0 | 0 |  | 20446.5319 | 226.8812 | 98.68%
WISE 110163199 | 0.00018345 | 115.9454 | 0.0099235 | 0.93313 | 0.31821 | 0.61492 | 0 | 0 |  | 20447.1469 | 226.8912 | 98.69%
MORGAN HILL 2111XR292 | 6.4726e-05 | 181.5173 | 0.0098996 | 12.1422 | 0.9701 | 11.1721 | 0 | 0 |  | 20458.319 | 226.9011 | 98.69%
DUNBAR 1102CB | 0.00013093 | 85.2135 | 0.0098816 | 8.5981 | 0.68394 | 7.9142 | 0 | 0 |  | 20466.2331 | 226.911 | 98.7%
PERRY 1101W26 | 6.7545e-05 | 162.1198 | 0.0098794 | 2.7287 | 0 | 2.7287 | 0 | 0 |  | 20468.9618 | 226.9208 | 98.7%
BUCKS CREEK 11031131 | 8.1427e-05 | 131.8339 | 0.0098607 | 2.7496 | 0 | 2.7496 | 0 | 0 |  | 20471.7114 | 226.9307 | 98.7%
RINCON 1103568 | 0.00011941 | 98.3927 | 0.0098399 | 12.6078 | 0 | 12.6078 | 0 | 0 |  | 20484.3192 | 226.9405 | 98.71%
PANOCHE 11034008 | 4.9605e-05 | 221.1468 | 0.0097859 | 35.3757 | 0 | 35.3757 | 0 | 0 |  | 20519.6949 | 226.9503 | 98.71%
WILLOW CREEK 11015002 | 0.00029646 | 37.2556 | 0.0097721 | 13.8188 | 0.18319 | 13.6356 | 0 | 0 |  | 20533.3305 | 226.9601 | 98.72%
EL DORADO PH 210152456 | 0.00013704 | 96.4288 | 0.0097493 | 10.2017 | 0 | 10.2017 | 0 | 0 |  | 20543.5323 | 226.9698 | 98.72%
SPENCE 1104965598 | 4.3766e-05 | 205.6396 | 0.0097442 | 15.9243 | 6.7162 | 9.2081 | 0 | 0 |  | 20552.7404 | 226.9796 | 98.73%
DIAMOND SPRINGS 1107203504 | 0.00021969 | 71.3633 | 0.0097327 | 0.31948 | 0.17871 | 0.14077 | 0 | 0 |  | 20552.8811 | 226.9893 | 98.73%
SUMMIT 1101742 | 0.00010714 | 98.5688 | 0.009698 | 1.2955 | 0 | 1.2955 | 0 | 0 |  | 20554.1766 | 226.999 | 98.73%
GRASS VALLEY 11012208 | 0.0001453 | 55.2252 | 0.0096885 | 12.7616 | 0.97064 | 11.791 | 0 | 0 |  | 20565.9676 | 227.0087 | 98.74%
EL DORADO PH 210113532 | 9.988e-05 | 99.3016 | 0.0096754 | 5.3305 | 0 | 5.3305 | 0 | 0 |  | 20571.2981 | 227.0184 | 98.74%
OAKHURST 11035120 | 7.7594e-05 | 140.142 | 0.0096488 | 6.1606 | 0 | 6.1606 | 0 | 0 |  | 20577.4587 | 227.028 | 98.75%
RINCON 1101539980 | 0.0001397 | 59.5974 | 0.0096291 | 0.43337 | 0.13837 | 0.295 | 0 | 0 |  | 20577.7537 | 227.0377 | 98.75%
SILVERADO 2103617828 | 9.4549e-05 | 105.7723 | 0.0096279 | 3.0891 | 1.6576 | 1.4315 | 0 | 0 |  | 20579.1852 | 227.0473 | 98.76%
NEWBURG 1131380686 | 0.00017304 | 55.7388 | 0.0095954 | 3.065 | 1.1915 | 1.8735 | 0 | 0 |  | 20581.0587 | 227.0569 | 98.76%
BUTTE 11051243 | 9.2023e-05 | 108.0493 | 0.0095359 | 5.1707 | 0 | 5.1707 | 0 | 0 |  | 20586.2295 | 227.0664 | 98.76%
PINE GROVE 1102467560 | 0.00027911 | 44.0774 | 0.009532 | 2.038 | 0 | 2.038 | 0 | 0 |  | 20588.2675 | 227.0759 | 98.77%
JESSUP 1103728460 | 9.9769e-05 | 103.6058 | 0.0095302 | 1.4374 | 0.70833 | 0.72903 | 0 | 0 |  | 20588.9965 | 227.0855 | 98.77%
SHINGLE SPRINGS 210819622 | 0.00016432 | 119.9283 | 0.0095283 | 11.6786 | 6.0601 | 5.6185 | 0 | 0 |  | 20594.615 | 227.095 | 98.78%
SAN RAFAEL 11081250 | 0.00015475 | 75.9474 | 0.0094996 | 3.5686 | 0 | 3.5686 | 0 | 0 |  | 20598.1837 | 227.1045 | 98.78%
MONTE RIO 11135024 | 0.00017161 | 35.72 | 0.0094858 | 0.32729 | 0 | 0.32729 | 0 | 0 |  | 20598.5109 | 227.114 | 98.78%
WILLOW PASS 2108CB | 4.4438e-05 | 137.3401 | 0.0094639 | 9.1216 | 8.9239 | 0.19769 | 0 | 0 |  | 20598.7086 | 227.1235 | 98.79%
LOS OSITOS 2103220608 | 2.1846e-05 | 416.4617 | 0.009449 | 2.2146 | 1.1713 | 1.0434 | 0 | 0 |  | 20599.752 | 227.1329 | 98.79%
BRUNSWICK 110750010 | 0.00024302 | 56.6031 | 0.0094406 | 9.345 | 3.2287 | 6.1163 | 0 | 0 |  | 20605.8683 | 227.1423 | 98.8%
WILLITS 110434008 | 0.00010265 | 90.3162 | 0.0094239 | 22.9249 | 0 | 22.9249 | 0 | 0 |  | 20628.7932 | 227.1518 | 98.8%
RESERVATION ROAD 11023030 | 2.9058e-05 | 203.8088 | 0.0094083 | 25.9918 | 15.9658 | 10.026 | 0 | 0 |  | 20638.8193 | 227.1612 | 98.81%
HARTLEY 110158095 | 0.00013161 | 71.4359 | 0.0094017 | 0.15657 | 0 | 0.15657 | 0 | 0 |  | 20638.9758 | 227.1706 | 98.81%
PHILO 11022600 | 9.7968e-05 | 92.2082 | 0.0093006 | 20.0154 | 0 | 20.0154 | 0 | 0 |  | 20658.9912 | 227.1799 | 98.81%
SANTA ROSA A 1104642 | 0.00012083 | 94.1376 | 0.0092364 | 9.3201 | 0 | 9.3201 | 0 | 0 |  | 20668.3112 | 227.1891 | 98.82%
POINT ARENA 1101474 | 9.2233e-05 | 111.515 | 0.0092125 | 9.0096 | 0 | 9.0096 | 0 | 0 |  | 20677.3209 | 227.1983 | 98.82%
LOS OSITOS 2103695270 | 6.659e-05 | 184.7862 | 0.009199 | 1.0965 | 0.40274 | 0.69372 | 0 | 0 |  | 20678.0146 | 227.2075 | 98.83%
CASTRO VALLEY 1110MR525 | 6.2244e-05 | 142.6154 | 0.0091967 | 0.061062 | 0.049948 | 0.011114 | 0 | 0 |  | 20678.0257 | 227.2167 | 98.83%
MC ARTHUR 11021324 | 2.205e-05 | 325.2371 | 0.0091756 | 24.022 | 23.0036 | 1.0184 | 0 | 0 |  | 20679.0441 | 227.2259 | 98.83%
CASTRO VALLEY 1110610800 | 8.5461e-05 | 102.3732 | 0.0091096 | 2.536 | 0.13513 | 2.4009 | 0 | 0 |  | 20681.445 | 227.235 | 98.84%
NEWBURG 1132910230 | 0.00023935 | 37.0091 | 0.0090947 | 1.968 | 0.99815 | 0.96986 | 0 | 0 |  | 20682.4148 | 227.2441 | 98.84%
KONOCTI 1102532 | 0.00024726 | 48.9408 | 0.0090595 | 9.7315 | 0 | 9.7315 | 0 | 0 |  | 20692.1463 | 227.2532 | 98.85%
EL DORADO PH 2102542272 | 0.00018486 | 31.5637 | 0.0090446 | 7.8219 | 0 | 7.8219 | 0 | 0 |  | 20699.9682 | 227.2622 | 98.85%
MIRABEL 1101253331 | 0.0001555 | 63.3453 | 0.0090171 | 0.39766 | 0.33075 | 0.06691 | 0 | 0 |  | 20700.0351 | 227.2712 | 98.85%
ROB ROY 21046577 | 0.00018059 | 33.2037 | 0.0089943 | 3.4689 | 0 | 3.4689 | 0 | 0 |  | 20703.504 | 227.2802 | 98.86%
NEWBURG 113190242 | 0.00013965 | 54.8847 | 0.0089934 | 4.3608 | 0.22615 | 4.1346 | 0 | 0 |  | 20707.6386 | 227.2892 | 98.86%
SAN RAFAEL 1104802 | 0.00013761 | 59.5964 | 0.0089568 | 12.7937 | 4.2277 | 8.5661 | 0 | 0 |  | 20716.2047 | 227.2982 | 98.86%
ECHO SUMMIT 1101481660 | 0.00013748 | 66.8278 | 0.0089565 | 1.1048 | 0.016902 | 1.0879 | 0 | 0 |  | 20717.2925 | 227.3071 | 98.87%
LOS COCHES 1101625902 | 5.2521e-05 | 97.9588 | 0.0089147 | 5.6349 | 3.0156 | 2.6193 | 0 | 0 |  | 20719.9118 | 227.316 | 98.87%
SAN JUSTO 11014002 | 4.2612e-05 | 236.2342 | 0.0088999 | 19.0527 | 0.6849 | 18.3678 | 0 | 0 |  | 20738.2796 | 227.3249 | 98.88%
ATASCADERO 1103A88 | 7.0724e-05 | 118.2966 | 0.008869 | 2.6713 | 1.7349 | 0.93649 | 0 | 0 |  | 20739.2161 | 227.3338 | 98.88%
DRUM 11011602 | 7.2028e-05 | 103.4039 | 0.0088619 | 16.2013 | 0 | 16.2013 | 0 | 0 |  | 20755.4174 | 227.3427 | 98.88%
ALLEGHANY 1101VR816 | 0.00021002 | 34.0265 | 0.0088541 | 4.1491 | 0 | 4.1491 | 0 | 0 |  | 20759.5665 | 227.3515 | 98.89%
PINE GROVE 110235576 | 9.958e-05 | 90.2081 | 0.0088445 | 7.8788 | 0 | 7.8788 | 0 | 0 |  | 20767.4453 | 227.3604 | 98.89%
SAN LUIS OBISPO 1102357407 | 5.6115e-05 | 139.4252 | 0.0088377 | 0.24634 | 0.0085256 | 0.23782 | 0 | 0 |  | 20767.6831 | 227.3692 | 98.9%
PEORIA 170575274 | 7.4779e-05 | 100.4794 | 0.0088331 | 3.3323 | 2.9446 | 0.38764 | 0 | 0 |  | 20768.0708 | 227.378 | 98.9%
MONTE RIO 111164758 | 0.00025463 | 41.2688 | 0.0087918 | 10.4662 | 0 | 10.4662 | 0 | 0 |  | 20778.537 | 227.3868 | 98.9%
HARTLEY 1101534548 | 8.8763e-05 | 139.419 | 0.008746 | 0.5129 | 0.11285 | 0.40005 | 0 | 0 |  | 20778.937 | 227.3956 | 98.91%
BOLINAS 1101504 | 0.00011675 | 93.9031 | 0.0087025 | 6.6893 | 0 | 6.6893 | 0 | 0 |  | 20785.6264 | 227.4043 | 98.91%
LAKEVILLE 1102530 | 7.7592e-05 | 96.695 | 0.0087005 | 4.5777 | 4.5062 | 0.071467 | 0 | 0 |  | 20785.6978 | 227.413 | 98.91%
MONTE RIO 111137520 | 0.0002436 | 45.2659 | 0.0086846 | 2.1367 | 0 | 2.1367 | 0 | 0 |  | 20787.8345 | 227.4217 | 98.92%
MONTE RIO 1113180 | 0.00023287 | 37.4189 | 0.0086779 | 1.9628 | 0 | 1.9628 | 0 | 0 |  | 20789.7973 | 227.4303 | 98.92%
CLEAR LAKE 11011302 | 9.155e-05 | 135.9642 | 0.0086777 | 17.6451 | 10.0702 | 7.5749 | 0 | 0 |  | 20797.3722 | 227.439 | 98.93%
WEST POINT 11021303 | 8.2868e-05 | 109.1634 | 0.0086648 | 15.6665 | 0 | 15.6665 | 0 | 0 |  | 20813.0387 | 227.4477 | 98.93%
SHADY GLEN 11022232 | 0.00014558 | 81.1031 | 0.0086414 | 10.4684 | 0 | 10.4684 | 0 | 0 |  | 20823.5072 | 227.4563 | 98.93%
LOYOLA 1102725939 | 0.0001664 | 36.2434 | 0.0086108 | 0.83186 | 0.7383 | 0.093558 | 0 | 0 |  | 20823.6007 | 227.4649 | 98.94%
GREEN VALLEY 21016601 | 0.00011592 | 66.3782 | 0.0085862 | 1.904 | 0 | 1.904 | 0 | 0 |  | 20825.5048 | 227.4735 | 98.94%
PUEBLO 1105348368 | 6.0549e-05 | 137.0477 | 0.0085797 | 9.2959 | 6.5155 | 2.7804 | 0 | 0 |  | 20828.2852 | 227.4821 | 98.94%
MIRABEL 11014859 | 0.00015733 | 65.9715 | 0.0085572 | 1.8699 | 0 | 1.8699 | 0 | 0 |  | 20830.155 | 227.4907 | 98.95%
PURISIMA 1101CB | 7.2016e-05 | 150.0597 | 0.0085315 | 4.5878 | 0.90995 | 3.6778 | 0 | 0 |  | 20833.8328 | 227.4992 | 98.95%
EL DORADO PH 21016852 | 0.00015417 | 140.8238 | 0.0085289 | 25.2481 | 0 | 25.2481 | 0 | 0 |  | 20859.081 | 227.5077 | 98.96%
GOLDTREE 1107CB | 6.1871e-05 | 91.0203 | 0.0085282 | 3.4672 | 2.5473 | 0.9199 | 0 | 0 |  | 20860.0009 | 227.5163 | 98.96%
POINT ARENA 11014923 | 0.00010517 | 65.4057 | 0.008518 | 2.866 | 0 | 2.866 | 0 | 0 |  | 20862.8668 | 227.5248 | 98.96%
CURTIS 170463502 | 0.00012514 | 60.239 | 0.0084952 | 10.4643 | 0 | 10.4643 | 0 | 0 |  | 20873.3311 | 227.5333 | 98.97%
CLARK ROAD 11022068 | 0.00011364 | 80.7377 | 0.0084897 | 10.8871 | 0 | 10.8871 | 0 | 0 |  | 20884.2182 | 227.5418 | 98.97%
WYANDOTTE 1107CB | 0.00016447 | 61.5586 | 0.0084763 | 15.1162 | 13.8543 | 1.2619 | 0 | 0 |  | 20885.4801 | 227.5502 | 98.97%
COLUMBIA HILL 11018233 | 7.9873e-05 | 109.5763 | 0.008467 | 4.9588 | 0 | 4.9588 | 0 | 0 |  | 20890.4389 | 227.5587 | 98.98%
HALSEY 1101CB | 0.00016053 | 70.3363 | 0.0084422 | 17.1811 | 0 | 17.1811 | 0 | 0 |  | 20907.62 | 227.5671 | 98.98%
DIAMOND SPRINGS 1104CB | 0.0002078 | 65.6703 | 0.008393 | 9.8459 | 4.2232 | 5.6226 | 0 | 0 |  | 20913.2426 | 227.5755 | 98.99%
EL DORADO PH 210119612 | 0.00021799 | 33.636 | 0.0083743 | 9.1294 | 0 | 9.1294 | 0 | 0 |  | 20922.372 | 227.5839 | 98.99%
SAUSALITO 11021500 | 8.3383e-05 | 83.3451 | 0.0083473 | 1.2801 | 0.11827 | 1.1618 | 0 | 0 |  | 20923.5338 | 227.5923 | 98.99%
CAMP EVERS 210511010 | 0.00023343 | 31.1531 | 0.0083235 | 2.176 | 0 | 2.176 | 0 | 0 |  | 20925.7098 | 227.6006 | 99%
WESTLEY 1103237522 | 3.422e-05 | 404.1911 | 0.0082937 | 16.6595 | 15.736 | 0.92354 | 0 | 0 |  | 20926.6334 | 227.6089 | 99%
CASTRO VALLEY 1111MR334 | 8.203e-05 | 200.4591 | 0.0082358 | 6.055 | 0.38899 | 5.666 | 0 | 0 |  | 20932.2994 | 227.6171 | 99%
RACETRACK 1703CB | 0.00013825 | 45.587 | 0.008163 | 17.9475 | 2.1905 | 15.7571 | 0 | 0 |  | 20948.0565 | 227.6253 | 99.01%
MORGAN HILL 2104152774 | 6.212e-05 | 152.7782 | 0.0081314 | 7.7104 | 1.297 | 6.4135 | 0 | 0 |  | 20954.4699 | 227.6334 | 99.01%
SILVERADO 2103920793 | 8.6884e-05 | 85.5215 | 0.008033 | 7.9898 | 1.4804 | 6.5094 | 0 | 0 |  | 20960.9794 | 227.6414 | 99.01%
FORESTHILL 11011820 | 7.9052e-05 | 127.8002 | 0.0080276 | 5.735 | 0 | 5.735 | 0 | 0 |  | 20966.7144 | 227.6495 | 99.02%
PLACER 1103238990 | 0.00017934 | 66.7295 | 0.0080184 | 6.0477 | 6.0072 | 0.040446 | 0 | 0 |  | 20966.7548 | 227.6575 | 99.02%
UPPER LAKE 11016663 | 7.5146e-05 | 97.3101 | 0.0079953 | 2.3539 | 0 | 2.3539 | 0 | 0 |  | 20969.1088 | 227.6655 | 99.02%
DUNBAR 1101CB | 0.00012086 | 54.2982 | 0.007993 | 14.8907 | 11.7704 | 3.1203 | 0 | 0 |  | 20972.2291 | 227.6735 | 99.03%
HOOPA 1101CB | 0.00026939 | 30.0518 | 0.0079104 | 39.3623 | 16.1333 | 23.229 | 0 | 0 |  | 20995.4581 | 227.6814 | 99.03%
BIG BASIN 110211062 | 0.00013572 | 71.1136 | 0.007899 | 13.3177 | 0 | 13.3177 | 0 | 0 |  | 21008.7758 | 227.6893 | 99.03%
ELK 11011260 | 9.4953e-05 | 70.6215 | 0.0078966 | 15.6814 | 0.0028415 | 15.6786 | 0 | 0 |  | 21024.4544 | 227.6972 | 99.04%
HALSEY 110239104 | 0.00016953 | 33.5173 | 0.007888 | 30.6812 | 0 | 30.6812 | 0 | 0 |  | 21055.1356 | 227.7051 | 99.04%
MORAGA 1101CB | 0.00011705 | 67.2853 | 0.0078811 | 8.9155 | 0.45597 | 8.4595 | 0 | 0 |  | 21063.5951 | 227.7129 | 99.05%
MARTELL 110292172 | 0.00012597 | 55.6458 | 0.0078638 | 3.2605 | 3.1419 | 0.11858 | 0 | 0 |  | 21063.7137 | 227.7208 | 99.05%
HALF MOON BAY 110369412 | 9.9166e-05 | 96.7198 | 0.0078448 | 21.2085 | 5.6406 | 15.5679 | 0 | 0 |  | 21079.2816 | 227.7287 | 99.05%
VINEYARD 2107CB | 3.2822e-05 | 173.8407 | 0.0077955 | 7.6845 | 5.7766 | 1.9079 | 0 | 0 |  | 21081.1895 | 227.7364 | 99.06%
POINT ARENA 11011296 | 6.5385e-05 | 134.0606 | 0.007772 | 5.5399 | 2.0404 | 3.4995 | 0 | 0 |  | 21084.6891 | 227.7442 | 99.06%
FORESTHILL 1101CB | 0.00023141 | 46.7348 | 0.0077431 | 9.1111 | 0 | 9.1111 | 0 | 0 |  | 21093.8002 | 227.752 | 99.06%
BURNEY 11011340 | 3.4761e-05 | 286.6355 | 0.0077101 | 18.0215 | 0 | 18.0215 | 0 | 0 |  | 21111.8216 | 227.7597 | 99.07%
MIDDLETOWN 1101614 | 0.00013751 | 52.9107 | 0.0076984 | 1.3814 | 0 | 1.3814 | 0 | 0 |  | 21113.2031 | 227.7674 | 99.07%
MONTE RIO 1113320 | 0.00021698 | 31.2121 | 0.0076924 | 2.7766 | 0 | 2.7766 | 0 | 0 |  | 21115.9796 | 227.7751 | 99.07%
POINT MORETTI 110136514 | 0.00015664 | 62.082 | 0.0076624 | 6.8677 | 0 | 6.8677 | 0 | 0 |  | 21122.8473 | 227.7827 | 99.08%
COTATI 11055156 | 9.9942e-05 | 85.2613 | 0.0076261 | 9.9558 | 5.1177 | 4.8381 | 0 | 0 |  | 21127.6854 | 227.7904 | 99.08%
PHILO 11021308 | 8.9849e-05 | 98.5183 | 0.0076242 | 32.0022 | 0 | 32.0022 | 0 | 0 |  | 21159.6876 | 227.798 | 99.08%
KANAKA 11011036 | 6.243e-05 | 118.9656 | 0.0076073 | 0.61495 | 0 | 0.61495 | 0 | 0 |  | 21160.3026 | 227.8056 | 99.09%
FOOTHILL 1102V06 | 4.6125e-05 | 94.4714 | 0.007606 | 6.5313 | 4.2922 | 2.2392 | 0 | 0 |  | 21162.5417 | 227.8132 | 99.09%
COARSEGOLD 21025722 | 7.5358e-05 | 108.5957 | 0.0076053 | 1.978 | 0 | 1.978 | 0 | 0 |  | 21164.5197 | 227.8208 | 99.09%
OTTER 1101CB | 7.9345e-05 | 98.8454 | 0.0075954 | 6.6873 | 0.24361 | 6.4437 | 0 | 0 |  | 21170.9634 | 227.8284 | 99.1%
DUNBAR 1101343 | 0.0001241 | 75.0943 | 0.0075606 | 4.4381 | 0 | 4.4381 | 0 | 0 |  | 21175.4015 | 227.836 | 99.1%
BIG BASIN 110296986 | 0.00018221 | 38.932 | 0.0075562 | 5.9027 | 0 | 5.9027 | 0 | 0 |  | 21181.3043 | 227.8435 | 99.1%
NEWBURG 1133CB | 0.00018939 | 47.0523 | 0.0075338 | 9.1901 | 6.0271 | 3.163 | 0 | 0 |  | 21184.4672 | 227.851 | 99.11%
HALF MOON BAY 1103695411 | 0.00013199 | 79.3253 | 0.0075292 | 8.2989 | 0 | 8.2989 | 0 | 0 |  | 21192.7662 | 227.8586 | 99.11%
EEL RIVER 1103216324 | 0.00013316 | 50.0452 | 0.0075204 | 2.8752 | 0.58686 | 2.2883 | 0 | 0 |  | 21195.0545 | 227.8661 | 99.11%
DIAMOND SPRINGS 1107CB | 0.00020302 | 24.2582 | 0.0074949 | 3.6956 | 3.6956 | 0 | 0 | 0 |  | 21195.0545 | 227.8736 | 99.11%
EL DORADO PH 210136764 | 4.659e-05 | 107.3772 | 0.0074941 | 4.3746 | 1.2455 | 3.129 | 0 | 0 |  | 21198.1835 | 227.8811 | 99.12%
SANTA ROSA A 1111758024 | 9.0405e-05 | 69.6669 | 0.007484 | 6.4502 | 1.733 | 4.7171 | 0 | 0 |  | 21202.9007 | 227.8886 | 99.12%
DIAMOND SPRINGS 1106930190 | 0.00014885 | 53.3783 | 0.0074761 | 18.6785 | 1.5378 | 17.1408 | 0.11269 | 0 |  | 21220.0415 | 227.896 | 99.12%
CURTIS 170210940 | 0.0001288 | 78.9158 | 0.0073788 | 10.6263 | 2.034 | 8.5923 | 0 | 0 |  | 21228.6337 | 227.9034 | 99.13%
RED BLUFF 1103CB | 5.2389e-05 | 125.9834 | 0.0073172 | 19.6477 | 19.5453 | 0.10234 | 0 | 0 |  | 21228.7361 | 227.9107 | 99.13%
PANOCHE 11034036 | 4.3272e-05 | 184.9055 | 0.0073003 | 25.0877 | 15.1434 | 9.9443 | 0 | 0 |  | 21238.6804 | 227.918 | 99.13%
GREEN VALLEY 2101380922 | 5.3037e-05 | 107.6713 | 0.0072901 | 2.6982 | 1.7109 | 0.98732 | 0 | 0 |  | 21239.6677 | 227.9253 | 99.14%
LUCERNE 110676850 | 0.00012907 | 65.4632 | 0.0072691 | 3.6924 | 1.5432 | 2.1492 | 0 | 0 |  | 21241.8169 | 227.9326 | 99.14%
HOLLISTER 21054018 | 6.7671e-05 | 115.5373 | 0.0072679 | 52.8343 | 8.4148 | 44.4195 | 0 | 0 |  | 21286.2364 | 227.9399 | 99.14%
MONTE RIO 1113346 | 0.00015809 | 67.6609 | 0.0072159 | 10.0437 | 0 | 10.0437 | 0 | 0 |  | 21296.2802 | 227.9471 | 99.15%
LOS OSITOS 2102258878 | 3.9953e-05 | 107.5084 | 0.0072141 | 4.5972 | 1.2677 | 3.3295 | 0 | 0 |  | 21299.6097 | 227.9543 | 99.15%
WOODACRE 1102137662 | 0.00014441 | 94.0043 | 0.0071841 | 8.6181 | 0.033095 | 8.585 | 0 | 0 |  | 21308.1947 | 227.9615 | 99.15%
BONNIE NOOK 1102CB | 0.00011257 | 93.6722 | 0.0071702 | 34.0109 | 0 | 34.0109 | 0 | 0 |  | 21342.2056 | 227.9686 | 99.16%
PLACERVILLE 1110953474 | 0.000245 | 47.063 | 0.0071239 | 10.6374 | 0 | 10.6374 | 0 | 0 |  | 21352.843 | 227.9758 | 99.16%
FOOTHILL 1101722270 | 3.323e-05 | 133.0363 | 0.0070957 | 0.44301 | 0.26678 | 0.17623 | 0 | 0 |  | 21353.0192 | 227.9829 | 99.16%
MONTE RIO 1111140 | 0.0002562 | 19.1476 | 0.0070376 | 8.4064 | 0 | 8.4064 | 0 | 0 |  | 21361.4256 | 227.9899 | 99.17%
CARLOTTA 11214914 | 0.00016776 | 39.2521 | 0.0070374 | 14.0772 | 3.451 | 10.6261 | 0 | 0 |  | 21372.0518 | 227.9969 | 99.17%
COARSEGOLD 210210330 | 7.2321e-05 | 118.1064 | 0.0069896 | 9.6646 | 0 | 9.6646 | 0 | 0 |  | 21381.7164 | 228.0039 | 99.17%
PIT NO 1 11019702 | 3.6155e-05 | 189.6534 | 0.006985 | 9.1968 | 8.5529 | 0.64383 | 0 | 0 |  | 21382.3602 | 228.0109 | 99.17%
WILLOW CREEK 11013050 | 0.00010688 | 71.3502 | 0.0069828 | 2.6251 | 0 | 2.6251 | 0 | 0 |  | 21384.9852 | 228.0179 | 99.18%
SONOMA 1103581588 | 0.00011751 | 44.2079 | 0.0069585 | 0.94451 | 0.74997 | 0.19454 | 0 | 0 |  | 21385.1798 | 228.0249 | 99.18%
BRUNSWICK 11052140 | 7.6296e-05 | 87.1186 | 0.0069513 | 34.5738 | 0 | 34.5738 | 0 | 0 |  | 21419.7536 | 228.0318 | 99.18%
SAUSALITO 1101331806 | 0.00010249 | 66.6724 | 0.0069274 | 0.67508 | 0.17847 | 0.49662 | 0 | 0 |  | 21420.2502 | 228.0387 | 99.19%
WEIMAR 11026175 | 7.0467e-05 | 113.3507 | 0.0069045 | 2.7461 | 0 | 2.7461 | 0 | 0 |  | 21422.9963 | 228.0456 | 99.19%
CURTIS 1704803 | 8.737e-05 | 89.4789 | 0.0068944 | 9.7146 | 0 | 9.7146 | 0 | 0 |  | 21432.7109 | 228.0525 | 99.19%
MIRABEL 1101228 | 0.00014113 | 47.1197 | 0.0068367 | 9.736 | 7.621 | 2.115 | 0 | 0 |  | 21434.8259 | 228.0594 | 99.2%
HORSESHOE 1101603250 | 0.00016094 | 57.7467 | 0.0068337 | 1.4139 | 0.8375 | 0.57636 | 0 | 0 |  | 21435.4023 | 228.0662 | 99.2%
PUEBLO 2102618 | 9.7103e-05 | 69.2887 | 0.0068234 | 10.056 | 9.5946 | 0.46132 | 0 | 0 |  | 21435.8636 | 228.073 | 99.2%
WOODSIDE 11018601 | 0.00015446 | 60.8174 | 0.0067792 | 0.59766 | 0 | 0.59766 | 0 | 0 |  | 21436.4613 | 228.0798 | 99.2%
REEDLEY 11127240 | 4.3626e-05 | 175.637 | 0.0067642 | 25.5232 | 24.5574 | 0.96577 | 0 | 0 |  | 21437.427 | 228.0866 | 99.21%
SONOMA 1105138 | 6.5875e-05 | 63.508 | 0.0067556 | 16.4729 | 16.4082 | 0.064666 | 0 | 0 |  | 21437.4917 | 228.0933 | 99.21%
CORRAL 110359770 | 8.5709e-05 | 89.7185 | 0.0067467 | 7.264 | 2.4475 | 4.8165 | 0 | 0 |  | 21442.3082 | 228.1001 | 99.21%
GABILAN 1101566352 | 3.3385e-05 | 153.3762 | 0.0067421 | 0.94741 | 0.52431 | 0.42309 | 0 | 0 |  | 21442.7313 | 228.1068 | 99.22%
SPENCE 1102990464 | 2.9572e-05 | 166.8203 | 0.0067321 | 5.3144 | 3.2224 | 2.092 | 0 | 0 |  | 21444.8233 | 228.1136 | 99.22%
BOLINAS 110137034 | 0.00011223 | 44.6194 | 0.006701 | 4.5289 | 0 | 4.5289 | 0 | 0 |  | 21449.3522 | 228.1203 | 99.22%
PENRYN 110550550 | 0.00012612 | 64.7345 | 0.0066813 | 10.0995 | 10.0995 | 0 | 0 | 0 |  | 21449.3522 | 228.1269 | 99.23%
HIGHLANDS 110439458 | 7.6303e-05 | 85.8335 | 0.0066627 | 5.3413 | 4.1588 | 1.1825 | 0 | 0 |  | 21450.5347 | 228.1336 | 99.23%
MENLO 11038512 | 0.00015985 | 38.9598 | 0.0066372 | 24.7387 | 0 | 24.7387 | 0 | 0 |  | 21475.2734 | 228.1402 | 99.23%
LAS GALLINAS A 1105904 | 4.3101e-05 | 64.1478 | 0.0066274 | 7.1814 | 5.6467 | 1.5346 | 0 | 0 |  | 21476.808 | 228.1469 | 99.23%
GEYSERVILLE 110289714 | 8.7635e-05 | 68.3169 | 0.0066271 | 7.0626 | 6.9518 | 0.11077 | 0 | 0 |  | 21476.9188 | 228.1535 | 99.24%
MOLINO 1102344 | 0.00010403 | 64.3203 | 0.0066172 | 6.0137 | 4.5052 | 1.5085 | 0 | 0 |  | 21478.4273 | 228.1601 | 99.24%
SHINGLE SPRINGS 210911092 | 0.00011036 | 74.4691 | 0.0066099 | 22.4365 | 0 | 22.4365 | 0 | 0 |  | 21500.8638 | 228.1667 | 99.24%
SILVERADO 2104645 | 9.1232e-05 | 67.7241 | 0.0065604 | 1.0111 | 0 | 1.0111 | 0 | 0 |  | 21501.8749 | 228.1733 | 99.25%
CLOVERDALE 1101474708 | 0.00016436 | 18.3674 | 0.0065356 | 0.86521 | 0.60291 | 0.2623 | 0 | 0 |  | 21502.1372 | 228.1798 | 99.25%
TEMPLETON 2108A64 | 7.5966e-05 | 88.4837 | 0.0065293 | 11.7501 | 9.7349 | 2.0152 | 0 | 0 |  | 21504.1525 | 228.1863 | 99.25%
HIGGINS 1110861610 | 0.00027833 | 23.4916 | 0.0065286 | 6.9747 | 5.9245 | 1.0502 | 0 | 0 |  | 21505.2027 | 228.1929 | 99.25%
MIRABEL 110286326 | 8.4164e-05 | 38.1596 | 0.0065228 | 0.71224 | 0.0080177 | 0.70422 | 0 | 0 |  | 21505.9069 | 228.1994 | 99.26%
SONOMA 1105404 | 6.9011e-05 | 86.9459 | 0.0065164 | 4.5821 | 2.2291 | 2.3529 | 0 | 0 |  | 21508.2598 | 228.2059 | 99.26%
PLACERVILLE 1112CB | 0.00025615 | 34.5981 | 0.0065148 | 9.3328 | 0.81985 | 8.513 | 0 | 0 |  | 21516.7728 | 228.2124 | 99.26%
OAKHURST 110377384 | 0.00017011 | 62.7847 | 0.0065145 | 4.7207 | 0 | 4.7207 | 0 | 0 |  | 21521.4935 | 228.2189 | 99.27%
VOLTA 11021504 | 5.8288e-05 | 84.8611 | 0.0065125 | 8.2955 | 0 | 8.2955 | 0 | 0 |  | 21529.789 | 228.2255 | 99.27%
PARADISE 1104920400 | 0.00044142 | 18.0732 | 0.0064968 | 4.9567 | 0.27138 | 4.6854 | 0 | 0 |  | 21534.4744 | 228.2319 | 99.27%
SUNOL 1101MR297 | 6.9143e-05 | 221.7666 | 0.0064881 | 6.0352 | 0.11132 | 5.9239 | 0 | 0 |  | 21540.3983 | 228.2384 | 99.27%
GEYSERVILLE 1101354 | 9.3149e-05 | 134.0043 | 0.0064828 | 7.48 | 6.8522 | 0.62784 | 0 | 0 |  | 21541.0262 | 228.2449 | 99.28%
FORT ROSS 1121560 | 9.9934e-05 | 60.8351 | 0.0064599 | 5.6319 | 0.56945 | 5.0625 | 0 | 0 |  | 21546.0887 | 228.2514 | 99.28%
CALAVERAS CEMENT 110136880 | 8.6095e-05 | 179.7214 | 0.0064477 | 8.609 | 2.4565 | 6.1526 | 0 | 0 |  | 21552.2412 | 228.2578 | 99.28%
PLACERVILLE 21061104 | 0.00011856 | 56.9205 | 0.0064469 | 49.4989 | 0 | 49.4989 | 0 | 0 |  | 21601.7401 | 228.2643 | 99.28%
CASTRO VALLEY 111010315 | 0.00010699 | 59.7801 | 0.006431 | 5.489 | 0 | 5.489 | 0 | 0 |  | 21607.2291 | 228.2707 | 99.29%
MOLINO 1102982462 | 9.629e-05 | 75.3379 | 0.006427 | 1.4422 | 0 | 1.4422 | 0 | 0 |  | 21608.6713 | 228.2771 | 99.29%
BRUNSWICK 1110CB | 0.00020884 | 19.5341 | 0.0064174 | 1.7121 | 1.7087 | 0.0034177 | 0 | 0 |  | 21608.6748 | 228.2835 | 99.29%
PLACERVILLE 111219712 | 0.000145 | 90.5715 | 0.0064118 | 12.9586 | 0.046022 | 12.9125 | 0 | 0 |  | 21621.5873 | 228.29 | 99.3%
PINE GROVE 110213438 | 0.00010264 | 69.7074 | 0.0063999 | 16.5438 | 0 | 16.5438 | 0 | 0 |  | 21638.1311 | 228.2964 | 99.3%
OLEMA 110149756 | 7.5687e-05 | 118.0346 | 0.0063622 | 5.892 | 4.8181 | 1.0738 | 0 | 0 |  | 21639.2049 | 228.3027 | 99.3%
PERRY 1101CB | 6.8809e-05 | 75.2459 | 0.0062536 | 2.539 | 0 | 2.539 | 0 | 0 |  | 21641.7438 | 228.309 | 99.3%
FROGTOWN 170236870 | 0.00011992 | 41.8373 | 0.0062483 | 2.38 | 2.0436 | 0.33642 | 0 | 0 |  | 21642.0803 | 228.3152 | 99.31%
FORT BRAGG A 11013113 | 8.3643e-05 | 76.2422 | 0.0062347 | 10.0269 | 0 | 10.0269 | 0 | 0 |  | 21652.1072 | 228.3215 | 99.31%
PARADISE 11052214 | 0.00042568 | 48.0844 | 0.0062243 | 18.5697 | 3.4889 | 15.0808 | 0 | 0 |  | 21667.188 | 228.3277 | 99.31%
STANISLAUS 170179826 | 0.00015691 | 91.848 | 0.0062159 | 10.3076 | 0 | 10.3076 | 0 | 0 |  | 21677.4956 | 228.3339 | 99.32%
CHALLENGE 110198174 | 7.9168e-05 | 58.0357 | 0.0062048 | 12.2322 | 0 | 12.2322 | 0 | 0 |  | 21689.7278 | 228.3401 | 99.32%
BRUNSWICK 110350070 | 0.00011083 | 43.6964 | 0.0062036 | 17.7473 | 0 | 17.7473 | 0 | 0 |  | 21707.475 | 228.3463 | 99.32%
SARATOGA 1107413816 | 0.00011948 | 65.9071 | 0.0061927 | 11.1426 | 0 | 11.1426 | 0 | 0 |  | 21718.6176 | 228.3525 | 99.32%
SAN LUIS OBISPO 1101483444 | 5.4635e-05 | 67.496 | 0.0061552 | 5.4162 | 3.3584 | 2.0579 | 0 | 0 |  | 21720.6754 | 228.3587 | 99.33%
PLACERVILLE 11118582 | 0.00018689 | 41.133 | 0.0061345 | 11.9165 | 2.4356 | 9.4809 | 0 | 0 |  | 21730.1563 | 228.3648 | 99.33%
LOS GATOS 1107LA60 | 0.00010054 | 81.9054 | 0.0061263 | 8.6744 | 0 | 8.6744 | 0 | 0 |  | 21738.8308 | 228.3709 | 99.33%
VOLTA 11021502 | 8.0915e-05 | 65.4099 | 0.0061144 | 7.2593 | 0 | 7.2593 | 0 | 0 |  | 21746.0901 | 228.377 | 99.33%
VALLEY VIEW 1106CB | 0.00011189 | 66.0103 | 0.0060781 | 5.043 | 1.2877 | 3.7553 | 0 | 0 |  | 21749.8454 | 228.3831 | 99.34%
SAN LEANDRO U 1114653758 | 5.5782e-05 | 104.6024 | 0.0060671 | 0.36194 | 0 | 0.36194 | 0 | 0 |  | 21750.2074 | 228.3892 | 99.34%
ORO FINO 110238698 | 9.2036e-05 | 61.204 | 0.0060349 | 15.6488 | 0 | 15.6488 | 0 | 0 |  | 21765.8562 | 228.3952 | 99.34%
HALF MOON BAY 11039112 | 4.4335e-05 | 101.7861 | 0.0060009 | 5.2831 | 4.4214 | 0.86172 | 0 | 0 |  | 21766.7179 | 228.4012 | 99.34%
HALF MOON BAY 1101821698 | 5.5293e-05 | 187.6587 | 0.0060008 | 0.84831 | 0 | 0.84831 | 0 | 0 |  | 21767.5662 | 228.4072 | 99.35%
SANTA ROSA A 1108409621 | 8.5029e-05 | 85.5196 | 0.0059943 | 0.58761 | 0.45142 | 0.13619 | 0 | 0 |  | 21767.7024 | 228.4132 | 99.35%
CAMP EVERS 210612518 | 0.00025023 | 28.5941 | 0.0059295 | 15.6477 | 0 | 15.6477 | 0 | 0 |  | 21783.3501 | 228.4191 | 99.35%
BRUNSWICK 11062104 | 0.00020356 | 19.3883 | 0.0059169 | 9.8261 | 0 | 9.8261 | 0 | 0 |  | 21793.1763 | 228.4251 | 99.35%
OAKHURST 11035470 | 0.00010143 | 96.9488 | 0.0059093 | 9.3162 | 0 | 9.3162 | 0 | 0 |  | 21802.4925 | 228.431 | 99.36%
ARVIN 110194892 | 3.5047e-05 | 201.9181 | 0.0059064 | 9.6531 | 9.438 | 0.21503 | 0 | 0 |  | 21802.7075 | 228.4369 | 99.36%
CAMP EVERS 210694770 | 0.00027047 | 16.4987 | 0.0059058 | 4.0144 | 1.6486 | 2.3658 | 0 | 0 |  | 21805.0733 | 228.4428 | 99.36%
COTATI 1105328 | 9.4997e-05 | 59.7612 | 0.0058817 | 13.7806 | 12.2797 | 1.5009 | 0 | 0 |  | 21806.5742 | 228.4487 | 99.37%
POINT ARENA 110147952 | 0.00011754 | 58.6557 | 0.0058506 | 10.3901 | 0 | 10.3901 | 0 | 0 |  | 21816.9643 | 228.4545 | 99.37%
COTATI 1102825 | 6.9953e-05 | 79.9838 | 0.0058122 | 2.0955 | 1.6297 | 0.46579 | 0 | 0 |  | 21817.4301 | 228.4603 | 99.37%
RESERVATION ROAD 11013026 | 5.5886e-05 | 99.002 | 0.0057671 | 22.5796 | 0.70184 | 21.8777 | 0 | 0 |  | 21839.3078 | 228.4661 | 99.37%
MORGAN HILL 2105XR494 | 5.6428e-05 | 82.0467 | 0.0057504 | 7.3428 | 6.8844 | 0.45836 | 0 | 0 |  | 21839.7662 | 228.4718 | 99.38%
FULTON 110777670 | 0.00011661 | 47.4912 | 0.0057454 | 6.8346 | 0.076025 | 6.7586 | 0 | 0 |  | 21846.5248 | 228.4776 | 99.38%
CAMP EVERS 210510294 | 0.00023536 | 22.5874 | 0.0057046 | 8.3915 | 0 | 8.3915 | 0 | 0 |  | 21854.9163 | 228.4833 | 99.38%
GEYSERVILLE 1101480 | 6.7656e-05 | 89.1189 | 0.0057021 | 16.0408 | 14.4855 | 1.5553 | 0 | 0 |  | 21856.4716 | 228.489 | 99.38%
WOODSIDE 11018912 | 0.000205 | 25.8096 | 0.0056974 | 3.9223 | 0.026182 | 3.8961 | 0 | 0 |  | 21860.3677 | 228.4947 | 99.39%
GEYSERVILLE 1101482 | 6e-05 | 118.3715 | 0.0056711 | 3.7291 | 3.3593 | 0.36983 | 0 | 0 |  | 21860.7375 | 228.5004 | 99.39%
BIG BASIN 110212992 | 0.00020519 | 28.593 | 0.0056575 | 14.242 | 0 | 14.242 | 0 | 0 |  | 21874.9796 | 228.506 | 99.39%
SUMMIT 1102CB | 5.8522e-05 | 53.0175 | 0.0056462 | 1.0531 | 0 | 1.0531 | 0 | 0 |  | 21876.0327 | 228.5117 | 99.39%
LUCERNE 110647198 | 0.00010692 | 39.3397 | 0.0056207 | 5.8205 | 2.7506 | 3.0699 | 0 | 0 |  | 21879.1026 | 228.5173 | 99.39%
SILVERADO 2105167360 | 0.0001177 | 51.7218 | 0.0056116 | 9.8387 | 0.25909 | 9.5796 | 0 | 0 |  | 21888.6822 | 228.5229 | 99.4%
CURTIS 17028000 | 0.00011159 | 95.7818 | 0.0056032 | 14.3291 | 0 | 14.3291 | 0 | 0 |  | 21903.0112 | 228.5285 | 99.4%
RALSTON 1101CB | 4.6425e-05 | 105.6404 | 0.0055946 | 2.8869 | 2.5098 | 0.37713 | 0 | 0 |  | 21903.3884 | 228.5341 | 99.4%
RALSTON 11022028 | 7.449e-05 | 86.2641 | 0.0055851 | 2.3294 | 0.23257 | 2.0968 | 0 | 0 |  | 21905.4852 | 228.5397 | 99.4%
ATASCADERO 1101A50 | 5.5958e-05 | 116.8319 | 0.0055802 | 20.926 | 1.5856 | 19.3404 | 0 | 0 |  | 21924.8256 | 228.5453 | 99.41%
GUALALA 11121294 | 6.861e-05 | 79.062 | 0.0055387 | 20.2992 | 0.4399 | 19.8593 | 0 | 0 |  | 21944.6849 | 228.5508 | 99.41%
FAIRVIEW 2207P150 | 9.5063e-05 | 45.0393 | 0.0055206 | 2.2703 | 0 | 2.2703 | 0 | 0 |  | 21946.9552 | 228.5563 | 99.41%
PIT NO 5 11011660 | 0.00014039 | 43.7408 | 0.0055185 | 4.8823 | 0 | 4.8823 | 0 | 0 |  | 21951.8375 | 228.5618 | 99.41%
RINCON 1101CB | 0.00014616 | 21.7605 | 0.0054995 | 4.8103 | 3.2065 | 1.6038 | 0 | 0 |  | 21953.4413 | 228.5673 | 99.42%
SAN ARDO 1101610148 | 4.5598e-05 | 102.3263 | 0.0054812 | 12.3656 | 10.4051 | 1.9606 | 0 | 0 |  | 21955.4019 | 228.5728 | 99.42%
HARTLEY 110194178 | 7.3272e-05 | 42.0306 | 0.0054615 | 4.1308 | 1.982 | 2.1488 | 0 | 0 |  | 21957.5507 | 228.5783 | 99.42%
BIG BASIN 1102CB | 0.00022265 | 33.5088 | 0.0054141 | 6.1923 | 0 | 6.1923 | 0 | 0 |  | 21963.743 | 228.5837 | 99.42%
HALF MOON BAY 11036012 | 9.0533e-05 | 70.018 | 0.0054078 | 9.6208 | 2.9525 | 6.6683 | 0 | 0 |  | 21970.4113 | 228.5891 | 99.43%
LAURELES 11112020 | 9.1434e-05 | 43.1327 | 0.005376 | 34.3538 | 0 | 34.3538 | 0 | 0 |  | 22004.7651 | 228.5945 | 99.43%
OCEANO 1102V50 | 4.7059e-05 | 96.3505 | 0.005367 | 10.4665 | 3.3083 | 7.1582 | 0 | 0 |  | 22011.9233 | 228.5998 | 99.43%
WOODACRE 1101404 | 0.00018515 | 26.3611 | 0.0053668 | 12.4146 | 0 | 12.4146 | 0 | 0 |  | 22024.3378 | 228.6052 | 99.43%
TIDEWATER 210657926 | 5.4965e-05 | 62.5543 | 0.0053561 | 11.7632 | 11.6384 | 0.12479 | 0 | 0 |  | 22024.4626 | 228.6106 | 99.44%
CAMP EVERS 21055188 | 0.00034885 | 16.3316 | 0.0053482 | 2.0389 | 0 | 2.0389 | 0 | 0 |  | 22026.5016 | 228.6159 | 99.44%
MONTE RIO 1113652 | 0.00027854 | 20.0324 | 0.0053427 | 1.6208 | 0 | 1.6208 | 0 | 0 |  | 22028.1224 | 228.6213 | 99.44%
COTATI 1102260 | 6.2862e-05 | 71.585 | 0.0053405 | 5.9273 | 3.2442 | 2.6831 | 0 | 0 |  | 22030.8055 | 228.6266 | 99.44%
HICKS 2101574315 | 0.00010886 | 65.6711 | 0.005318 | 7.473 | 0.074021 | 7.399 | 0 | 0 |  | 22038.2045 | 228.6319 | 99.44%
NARROWS 210276952 | 0.00026698 | 39.5343 | 0.0052383 | 11.3156 | 9.0481 | 2.2675 | 0 | 0 |  | 22040.472 | 228.6372 | 99.45%
SAN JOAQUIN #3 1103501771 | 4.0591e-05 | 137.8049 | 0.0052248 | 4.9047 | 0 | 4.9047 | 0 | 0 |  | 22045.3767 | 228.6424 | 99.45%
OTTER 1101440 | 5.2851e-05 | 95.646 | 0.0051543 | 10.98 | 2.6564 | 8.3237 | 0 | 0 |  | 22053.7004 | 228.6475 | 99.45%
PUEBLO 210375612 | 6.2516e-05 | 68.7688 | 0.0051135 | 9.7071 | 9.7071 | 0 | 0 | 0 |  | 22053.7004 | 228.6526 | 99.45%
POINT MORETTI 110112122 | 0.00010779 | 51.4668 | 0.0051004 | 7.9184 | 1.3489 | 6.5695 | 0 | 0 |  | 22060.2699 | 228.6577 | 99.46%
BRUNSWICK 1102940 | 0.00018608 | 23.9825 | 0.005067 | 3.5034 | 2.3156 | 1.1878 | 0 | 0 |  | 22061.4577 | 228.6628 | 99.46%
SHADY GLEN 110132726 | 0.00014193 | 48.5752 | 0.00506 | 12.2873 | 0.11727 | 12.17 | 0 | 0 |  | 22073.6277 | 228.6679 | 99.46%
EAST QUINCY 11012452 | 5.4568e-05 | 79.1562 | 0.0050248 | 6.8675 | 6.7255 | 0.14202 | 0 | 0 |  | 22073.7697 | 228.6729 | 99.46%
MORGAN HILL 2105XR578 | 5.1652e-05 | 53.5212 | 0.0050174 | 0.68904 | 0.52679 | 0.16225 | 0 | 0 |  | 22073.932 | 228.6779 | 99.46%
ANNAPOLIS 1101528344 | 9.687e-05 | 60.4469 | 0.0049999 | 26.9559 | 0 | 26.9559 | 0 | 0 |  | 22100.8879 | 228.6829 | 99.47%
LOS OSITOS 2102148504 | 6.4053e-05 | 71.3988 | 0.0049963 | 2 | 1.8286 | 0.17139 | 0 | 0 |  | 22101.0593 | 228.6879 | 99.47%
KONOCTI 11022293 | 6.9405e-05 | 78.9038 | 0.0049653 | 1.753 | 0 | 1.753 | 0 | 0 |  | 22102.8123 | 228.6929 | 99.47%
ANTLER 1101CB | 0.00018307 | 33.0833 | 0.0049349 | 1.6 | 0 | 1.6 | 0 | 0 |  | 22104.4123 | 228.6978 | 99.47%
CAMP EVERS 210611533 | 9.1401e-05 | 58.6478 | 0.0048855 | 2.6412 | 0 | 2.6412 | 0 | 0 |  | 22107.0535 | 228.7027 | 99.48%
AUBERRY 1101R324 | 3.9517e-05 | 112.2851 | 0.0048731 | 10.7137 | 0 | 10.7137 | 0 | 0 |  | 22117.7672 | 228.7076 | 99.48%
POINT MORETTI 110183716 | 0.00011418 | 54.1847 | 0.0048588 | 2.6572 | 0.15421 | 2.503 | 0 | 0 |  | 22120.2703 | 228.7124 | 99.48%
PARADISE 1105878870 | 0.00048816 | 4.9842 | 0.0048412 | 2.5217 | 0 | 2.5217 | 0 | 0 |  | 22122.792 | 228.7173 | 99.48%
MOUNTAIN QUARRIES 21011184 | 0.00016372 | 34.7864 | 0.0048403 | 11.7686 | 0.07149 | 11.6971 | 0 | 0 |  | 22134.4891 | 228.7221 | 99.48%
BRUNSWICK 11052130 | 5.7718e-05 | 88.5821 | 0.0048209 | 14.4069 | 0 | 14.4069 | 0 | 0 |  | 22148.896 | 228.7269 | 99.49%
CASTRO VALLEY 1110MR273 | 7.8527e-05 | 62.481 | 0.0047919 | 0.72381 | 0 | 0.72381 | 0 | 0 |  | 22149.6198 | 228.7317 | 99.49%
REDBUD 110244119 | 5.2979e-05 | 87.4332 | 0.0047623 | 2.8031 | 2.4845 | 0.31866 | 0 | 0 |  | 22149.9385 | 228.7365 | 99.49%
STAFFORD 11011082 | 3.822e-05 | 64.7708 | 0.0047619 | 3.0821 | 1.5214 | 1.5607 | 0 | 0 |  | 22151.4992 | 228.7412 | 99.49%
MIWUK 17028130 | 8.1184e-05 | 72.5007 | 0.0047602 | 9.9199 | 0 | 9.9199 | 0 | 0 |  | 22161.4191 | 228.746 | 99.49%
JESSUP 1102CB | 0.00010848 | 74.8868 | 0.0047601 | 3.611 | 3.5118 | 0.099243 | 0 | 0 |  | 22161.5184 | 228.7508 | 99.5%
CALPELLA 1102127462 | 0.00015962 | 47.5976 | 0.0047158 | 0.1276 | 0.0099663 | 0.11763 | 0 | 0 |  | 22161.636 | 228.7555 | 99.5%
MORAGA 1105829530 | 7.4329e-05 | 92.7573 | 0.0047024 | 2.5926 | 0.92215 | 1.6704 | 0 | 0 |  | 22163.3064 | 228.7602 | 99.5%
SAN JOAQUIN #3 1101673480 | 0.00010713 | 66.7652 | 0.0046984 | 12.7333 | 0 | 12.7333 | 0 | 0 |  | 22176.0397 | 228.7649 | 99.5%
WILLOW CREEK 1103CB | 0.00038312 | 17.6674 | 0.0046671 | 3.92 | 0 | 3.92 | 0 | 0 |  | 22179.9596 | 228.7695 | 99.5%
LAURELES 1111432 | 6.1723e-05 | 74.7952 | 0.0046501 | 49.3307 | 0 | 49.3307 | 0 | 0 |  | 22229.2903 | 228.7742 | 99.51%
PIT NO 5 1101CB | 0.00013488 | 47.6107 | 0.0046279 | 0.72234 | 0 | 0.72234 | 0 | 0 |  | 22230.0127 | 228.7788 | 99.51%
MIRABEL 110238514 | 0.00021556 | 24.5363 | 0.0046099 | 10.7254 | 0 | 10.7254 | 0 | 0 |  | 22240.7381 | 228.7834 | 99.51%
WOODSIDE 11011922 | 0.00019092 | 30.2755 | 0.004588 | 4.7821 | 0.18811 | 4.594 | 0 | 0 |  | 22245.3321 | 228.788 | 99.51%
LOS GATOS 110760118 | 0.00017204 | 26.0465 | 0.0045775 | 27.9074 | 0 | 27.9074 | 0 | 0 |  | 22273.2395 | 228.7926 | 99.51%
VINEYARD 2108MR172 | 6.2738e-05 | 64.6297 | 0.0045679 | 1.1057 | 0.57323 | 0.5325 | 0 | 0 |  | 22273.772 | 228.7972 | 99.52%
CORRAL 1103681991 | 6.8561e-05 | 61.126 | 0.0045171 | 3.764 | 2.3893 | 1.3748 | 0 | 0 |  | 22275.1468 | 228.8017 | 99.52%
BOLINAS 11011232 | 9.124e-05 | 55.6272 | 0.0045024 | 2.4461 | 0.1855 | 2.2606 | 0 | 0 |  | 22277.4074 | 228.8062 | 99.52%
REDBUD 11021212 | 4.464e-05 | 87.4084 | 0.0044984 | 4.0938 | 4.0938 | 0 | 0 | 0 |  | 22277.4074 | 228.8107 | 99.52%
TIVY VALLEY 1107CB | 3.607e-05 | 256.8183 | 0.0044835 | 21.945 | 21.7647 | 0.18027 | 0 | 0 |  | 22277.5876 | 228.8152 | 99.52%
CAYUCOS 1102317156 | 5.1745e-05 | 86.4803 | 0.0044039 | 11.3755 | 9.0037 | 2.3719 | 0 | 0 |  | 22279.9595 | 228.8196 | 99.53%
WEST POINT 11021535 | 6.0964e-05 | 63.4215 | 0.0043786 | 3.0662 | 0 | 3.0662 | 0 | 0 |  | 22283.0257 | 228.824 | 99.53%
MORGAN HILL 2111CB | 5.0792e-05 | 63.168 | 0.0043636 | 2.2558 | 2.0364 | 0.2194 | 0 | 0 |  | 22283.2451 | 228.8283 | 99.53%
LAKEWOOD 2109432198 FM | 7.0176e-05 | 53.7914 | 0.004363 | 2.3798 | 1.8161 | 0.56371 | 0 | 0 |  | 22283.8088 | 228.8327 | 99.53%
ARCATA 11225384 | 0.0002103 | 21.9397 | 0.0043604 | 17.4817 | 1.9129 | 15.5688 | 0 | 0 |  | 22299.3777 | 228.837 | 99.53%
MIRABEL 1102332 | 0.00022781 | 15.3212 | 0.0043573 | 5.7022 | 0 | 5.7022 | 0 | 0 |  | 22305.0799 | 228.8414 | 99.54%
MONTE RIO 11131989 | 0.00014388 | 55.5275 | 0.0043487 | 0.74282 | 0 | 0.74282 | 0 | 0 |  | 22305.8227 | 228.8457 | 99.54%
OAKHURST 110310723 | 9.0549e-05 | 47.5921 | 0.0043094 | 0.0039412 | 0 | 0.0039412 | 0 | 0 |  | 22305.8266 | 228.8501 | 99.54%
SILVERADO 2105309298 | 9.5445e-05 | 39.3183 | 0.0043094 | 1.9217 | 0.82244 | 1.0992 | 0 | 0 |  | 22306.9259 | 228.8544 | 99.54%
GUALALA 111223444 | 0.00010219 | 47.2338 | 0.0042666 | 14.5312 | 0 | 14.5312 | 0 | 0 |  | 22321.457 | 228.8586 | 99.54%
CAMP EVERS 210660124 | 0.00016531 | 37.1047 | 0.0042657 | 22.4613 | 0 | 22.4613 | 0 | 0 |  | 22343.9183 | 228.8629 | 99.55%
BELLEVUE 1102392 | 9.4205e-05 | 58.5408 | 0.0042431 | 6.7881 | 6.5365 | 0.25165 | 0 | 0 |  | 22344.17 | 228.8671 | 99.55%
MORAGA 1104N532R | 9.0315e-05 | 44.8885 | 0.004228 | 4.6173 | 0.92388 | 3.6935 | 0 | 0 |  | 22347.8635 | 228.8714 | 99.55%
BIG BASIN 11022253 | 0.00020821 | 19.8765 | 0.0041981 | 1.4514 | 0 | 1.4514 | 0 | 0 |  | 22349.3149 | 228.8756 | 99.55%
WEST POINT 11021341 | 5.9226e-05 | 79.2605 | 0.0041901 | 9.8988 | 0 | 9.8988 | 0 | 0 |  | 22359.2137 | 228.8798 | 99.55%
MC ARTHUR 110153120 | 2.9816e-05 | 159.0093 | 0.004183 | 7.913 | 7.8054 | 0.10763 | 0 | 0 |  | 22359.3213 | 228.8839 | 99.55%
LAS GALLINAS A 1105CB | 0.00011363 | 21.0918 | 0.0041416 | 2.0794 | 1.6379 | 0.44146 | 0 | 0 |  | 22359.7628 | 228.8881 | 99.56%
EL DORADO PH 2101CB | 0.00013448 | 29.3004 | 0.0041406 | 7.4577 | 0 | 7.4577 | 0 | 0 |  | 22367.2205 | 228.8922 | 99.56%
ALTO 11201214 | 4.7944e-05 | 64.0131 | 0.004132 | 4.5327 | 1.0835 | 3.4493 | 0 | 0 |  | 22370.6698 | 228.8964 | 99.56%
EL DORADO PH 210126000 | 0.00010511 | 49.7196 | 0.0041222 | 34.3764 | 0 | 34.3764 | 0.018939 | 0 |  | 22405.0461 | 228.9005 | 99.56%
MENLO 11029110 | 0.00014546 | 26.6167 | 0.0040502 | 9.4579 | 8.531 | 0.92693 | 0 | 0 |  | 22405.9731 | 228.9045 | 99.56%
BRUNSWICK 111094368 | 0.00048312 | 49.2875 | 0.0040353 | 0.47789 | 0.10724 | 0.37065 | 0 | 0 |  | 22406.3437 | 228.9086 | 99.57%
MERCED FALLS 110222774 | 3.9002e-05 | 127.212 | 0.0040151 | 3.7105 | 2.7011 | 1.0094 | 0 | 0 |  | 22407.3531 | 228.9126 | 99.57%
BIG BASIN 110212124 | 0.000304 | 21.0181 | 0.0040119 | 4.4856 | 0 | 4.4856 | 0 | 0 |  | 22411.8387 | 228.9166 | 99.57%
PARADISE 1103CB | 0.0006536 | 4.7351 | 0.0039747 | 3.4654 | 2.0871 | 1.3783 | 0 | 0 |  | 22413.2169 | 228.9206 | 99.57%
WEIMAR 11012740 | 0.00018236 | 38.193 | 0.003969 | 19.2287 | 0 | 19.2287 | 0 | 0 |  | 22432.4457 | 228.9245 | 99.57%
AUBURN 1101173014 | 0.00018414 | 19.9675 | 0.0039357 | 3.3909 | 0.10286 | 3.2881 | 0 | 0 |  | 22435.7338 | 228.9285 | 99.57%
WEST POINT 1101L373 | 5.9702e-05 | 62.944 | 0.0039044 | 7.3956 | 0 | 7.3956 | 0 | 0 |  | 22443.1294 | 228.9324 | 99.58%
STAFFORD 11021048 | 0.00016147 | 26.1474 | 0.0039018 | 5.2734 | 0 | 5.2734 | 0 | 0 |  | 22448.4027 | 228.9363 | 99.58%
RESERVATION ROAD 110222136 | 4.541e-05 | 51.6014 | 0.0038829 | 5.3089 | 3.542 | 1.7669 | 0 | 0 |  | 22450.1697 | 228.9402 | 99.58%
ANITA 1106552724 | 7.2387e-05 | 63.51 | 0.0038689 | 14.6762 | 13.207 | 1.4691 | 0 | 0 |  | 22451.6388 | 228.944 | 99.58%
PLACER 1101106534 | 0.00024793 | 15.6992 | 0.0038425 | 2.6102 | 1.3987 | 1.2115 | 0 | 0 |  | 22452.8503 | 228.9479 | 99.58%
MORAGA 110518396 | 3.5702e-05 | 53.4957 | 0.0038298 | 1.1509 | 0.96858 | 0.18228 | 0 | 0 |  | 22453.0325 | 228.9517 | 99.58%
PANORAMA 11019092 | 0.0001025 | 29.6083 | 0.0038237 | 9.7737 | 9.6152 | 0.15856 | 0 | 0 |  | 22453.1911 | 228.9555 | 99.59%
MIWUK 1701953336 | 9.944e-05 | 31.4057 | 0.0038168 | 11.8581 | 0 | 11.8581 | 0 | 0 |  | 22465.0492 | 228.9593 | 99.59%
CAMP EVERS 210660120 | 0.0001694 | 23.8386 | 0.0038109 | 4.3466 | 0 | 4.3466 | 0 | 0 |  | 22469.3957 | 228.9632 | 99.59%
PANOCHE 11034016 | 4.6142e-05 | 98.5723 | 0.0038045 | 12.8434 | 10.496 | 2.3473 | 0 | 0 |  | 22471.7431 | 228.967 | 99.59%
FORESTHILL 110150486 | 0.00010932 | 43.079 | 0.0037623 | 11.6759 | 0 | 11.6759 | 0 | 0 |  | 22483.419 | 228.9707 | 99.59%
PINE GROVE 11021222 | 0.0001881 | 22.6532 | 0.0037571 | 17.2598 | 0 | 17.2598 | 1.3623 | 0 |  | 22500.6788 | 228.9745 | 99.59%
MONTE RIO 111153477 | 0.00016065 | 22.7228 | 0.0037529 | 2.0483 | 0 | 2.0483 | 0 | 0 |  | 22502.7271 | 228.9782 | 99.6%
RINCON 1102CB | 0.00014009 | 39.048 | 0.0037209 | 3.5425 | 0.57635 | 2.9661 | 0 | 0 |  | 22505.6933 | 228.9819 | 99.6%
BRENTWOOD 210598606 | 8.8531e-05 | 91.908 | 0.0037138 | 8.1913 | 8.1052 | 0.086065 | 0 | 0 |  | 22505.7793 | 228.9857 | 99.6%
MIRABEL 110213597 | 0.00014116 | 23.8355 | 0.0037122 | 0.46726 | 0 | 0.46726 | 0 | 0 |  | 22506.2466 | 228.9894 | 99.6%
FAIRVIEW 2207P304 | 9.3563e-05 | 31.6902 | 0.0037077 | 6.1227 | 0.87689 | 5.2458 | 0 | 0 |  | 22511.4924 | 228.9931 | 99.6%
BURNEY 11019042 | 4.1887e-05 | 82.8476 | 0.0036996 | 3.1577 | 0 | 3.1577 | 0 | 0 |  | 22514.6501 | 228.9968 | 99.6%
MONTICELLO 110152910 | 5.3924e-05 | 73.7782 | 0.0036877 | 3.1313 | 0.94927 | 2.182 | 0 | 0 |  | 22516.8321 | 229.0005 | 99.61%
WEST POINT 1102L3733 | 6.6103e-05 | 57.3124 | 0.0036798 | 1.7527 | 0 | 1.7527 | 0 | 0 |  | 22518.5848 | 229.0041 | 99.61%
VOLTA 11029742 | 4.1561e-05 | 86.0041 | 0.0036718 | 9.1272 | 0 | 9.1272 | 0 | 0 |  | 22527.712 | 229.0078 | 99.61%
SAUSALITO 11021268 | 4.2343e-05 | 82.2871 | 0.0036642 | 4.9334 | 0 | 4.9334 | 0 | 0 |  | 22532.6454 | 229.0115 | 99.61%
PETALUMA C 1109270 | 2.7315e-05 | 46.9819 | 0.0036568 | 7.6522 | 5.5407 | 2.1115 | 0 | 0 |  | 22534.7569 | 229.0151 | 99.61%
COARSEGOLD 2102383092 | 0.00016062 | 14.3241 | 0.0036345 | 0.3811 | 0 | 0.3811 | 0 | 0 |  | 22535.138 | 229.0188 | 99.61%
SOLEDAD 1114413916 | 2.8421e-05 | 60.5803 | 0.0036248 | 3.9576 | 2.5431 | 1.4145 | 0 | 0 |  | 22536.5525 | 229.0224 | 99.61%
LLAGAS 2106338878 | 6.6373e-05 | 72.1128 | 0.0036203 | 4.6751 | 2.6242 | 2.051 | 0 | 0 |  | 22538.6034 | 229.026 | 99.62%
MONTE RIO 1113524 | 0.00026116 | 18.5187 | 0.0036171 | 6.2639 | 0 | 6.2639 | 0 | 0 |  | 22544.8674 | 229.0296 | 99.62%
DUNBAR 1103CB | 0.00011557 | 29.7426 | 0.0036086 | 11.9781 | 9.2837 | 2.6944 | 0 | 0 |  | 22547.5617 | 229.0332 | 99.62%
IGNACIO 11041290 | 8.6173e-05 | 27.953 | 0.0035797 | 12.9981 | 8.9044 | 4.0937 | 0 | 0 |  | 22551.6554 | 229.0368 | 99.62%
ORO FINO 1101CB | 0.00017817 | 43.307 | 0.0035789 | 22.3304 | 0 | 22.3304 | 0 | 0 |  | 22573.9859 | 229.0404 | 99.62%
PENNGROVE 1101461338 | 9.4013e-05 | 40.8144 | 0.0035591 | 1.7854 | 0 | 1.7854 | 0 | 0 |  | 22575.7713 | 229.044 | 99.62%
GRASS VALLEY 1101CB | 0.00022566 | 20.6051 | 0.0035509 | 2.3498 | 1.4699 | 0.87991 | 0 | 0 |  | 22576.6512 | 229.0475 | 99.63%
HICKS 2101949522 | 0.00014682 | 72.2883 | 0.0035464 | 0.45173 | 0.01157 | 0.44016 | 0 | 0 |  | 22577.0914 | 229.0511 | 99.63%
WEST POINT 110113444 | 7.9645e-05 | 41.9022 | 0.0035258 | 17.021 | 0 | 17.021 | 0 | 0 |  | 22594.1124 | 229.0546 | 99.63%
HICKS 2101XR162 | 5.6508e-05 | 50.8473 | 0.0035232 | 9.1025 | 8.4877 | 0.61478 | 0 | 0 |  | 22594.7272 | 229.0581 | 99.63%
VINEYARD 2107246084 | 7.141e-05 | 49.9181 | 0.0035033 | 0.51612 | 0.27669 | 0.23943 | 0 | 0 |  | 22594.9666 | 229.0616 | 99.63%
CAMP EVERS 210510728 | 0.00034915 | 6.6304 | 0.0034865 | 10.4737 | 0 | 10.4737 | 0 | 0 |  | 22605.4403 | 229.0651 | 99.63%
BRUNSWICK 110663124 | 0.00021667 | 31.8764 | 0.0034764 | 5.893 | 0 | 5.893 | 0 | 0 |  | 22611.3333 | 229.0686 | 99.63%
SHINGLE SPRINGS 2108CB | 0.00021932 | 147.9963 | 0.0034725 | 1.4768 | 0 | 1.4768 | 0 | 0 |  | 22612.81 | 229.0721 | 99.64%
HIGGINS 11041374 | 0.0001756 | 21.2592 | 0.0034694 | 8.3658 | 0.61556 | 7.7503 | 0 | 0 |  | 22620.5603 | 229.0755 | 99.64%
TRES PINOS 1111203126 | 6.8097e-05 | 54.2531 | 0.0034419 | 6.7425 | 6.6757 | 0.066788 | 0 | 0 |  | 22620.6271 | 229.079 | 99.64%
SALT SPRINGS 210237300 | 9.1788e-05 | 39.4946 | 0.0034152 | 6.9662 | 0 | 6.9662 | 0 | 0 |  | 22627.5932 | 229.0824 | 99.64%
VOLTA 110254932 | 5.4607e-05 | 80.6481 | 0.0034144 | 4.377 | 0 | 4.377 | 0 | 0 |  | 22631.9703 | 229.0858 | 99.64%
HUMBOLDT BAY 1102741980 | 0.00018104 | 20.6165 | 0.0034064 | 9.4537 | 3.7103 | 5.7434 | 0 | 0 |  | 22637.7137 | 229.0892 | 99.64%
COTATI 1102464 | 8.8656e-05 | 37.0346 | 0.0034005 | 8.1034 | 5.9632 | 2.1402 | 0 | 0 |  | 22639.8539 | 229.0926 | 99.65%
FORT BRAGG A 110231304 | 0.00010968 | 25.8228 | 0.0033857 | 21.6783 | 0 | 21.6783 | 0 | 0 |  | 22661.5322 | 229.096 | 99.65%
FITCH MOUNTAIN 1111792628 | 7.1975e-05 | 145.9054 | 0.0033779 | 0.92157 | 0.69434 | 0.22723 | 0 | 0 |  | 22661.7594 | 229.0994 | 99.65%
FRANKLIN 1104P146 | 0.00010288 | 24.7391 | 0.0033674 | 3.6741 | 0.042276 | 3.6318 | 0 | 0 |  | 22665.3912 | 229.1027 | 99.65%
CALPINE 1144304 | 0.00013842 | 24.2406 | 0.0033555 | 0.046368 | 0 | 0.046368 | 0 | 0 |  | 22665.4376 | 229.1061 | 99.65%
RINCON 1101663641 | 0.00014217 | 35.4244 | 0.0033545 | 1.1867 | 0.45729 | 0.72937 | 0 | 0 |  | 22666.1669 | 229.1094 | 99.65%
CURTIS 17019230 | 0.00012174 | 32.1288 | 0.0033425 | 3.1485 | 0.62232 | 2.5262 | 0 | 0 |  | 22668.6931 | 229.1128 | 99.65%
GANSNER 1101336664 | 6.759e-05 | 46.5783 | 0.0033324 | 1.5634 | 0.84327 | 0.72016 | 0 | 0 |  | 22669.4133 | 229.1161 | 99.66%
CALPELLA 1102477890 | 9.2097e-05 | 48.2183 | 0.0033264 | 3.0118 | 1.9385 | 1.0733 | 0 | 0 |  | 22670.4866 | 229.1194 | 99.66%
LAMONT 11024222 | 3.1604e-05 | 230.387 | 0.0033258 | 16.25 | 13.6115 | 2.6385 | 0 | 0 |  | 22673.1251 | 229.1228 | 99.66%
VOLTA 110253130 | 4.8271e-05 | 94.8297 | 0.0033207 | 13.8057 | 0 | 13.8057 | 0 | 0 |  | 22686.9308 | 229.1261 | 99.66%
RADUM 1105806392 | 6.382e-05 | 38.9119 | 0.0033155 | 5.4344 | 2.0491 | 3.3853 | 0 | 0 |  | 22690.3161 | 229.1294 | 99.66%
POINT ARENA 1101476 | 4.5962e-05 | 73.5453 | 0.0032902 | 15.2044 | 12.2056 | 2.9988 | 0 | 0 |  | 22693.3149 | 229.1327 | 99.66%
LOS OSITOS 2103258688 | 1.3021e-05 | 51.8497 | 0.0032882 | 3.543 | 2.4695 | 1.0735 | 0 | 0 |  | 22694.3884 | 229.136 | 99.66%
HARRIS 1109183860 | 0.00018091 | 20.123 | 0.0032843 | 7.6371 | 2.701 | 4.9361 | 0 | 0 |  | 22699.3245 | 229.1393 | 99.67%
PINE GROVE 110152088 | 0.00019225 | 17.8963 | 0.0032783 | 2.4775 | 0 | 2.4775 | 0 | 0 |  | 22701.802 | 229.1425 | 99.67%
PIT NO 3 21011482 | 0.0001494 | 53.6934 | 0.0032735 | 12.0356 | 0 | 12.0356 | 0 | 0 |  | 22713.8376 | 229.1458 | 99.67%
GREEN VALLEY 210197574 | 8.4627e-05 | 42.7148 | 0.0032547 | 5.4563 | 1.8866 | 3.5697 | 0 | 0 |  | 22717.4072 | 229.1491 | 99.67%
CHOLAME 2102X06 | 5.1105e-05 | 121.2254 | 0.0032533 | 12.9263 | 12.5212 | 0.40519 | 0 | 0 |  | 22717.8124 | 229.1523 | 99.67%
PAUL SWEET 21065178 | 0.0001826 | 17.8913 | 0.0032408 | 7.1789 | 0 | 7.1789 | 0 | 0 |  | 22724.9914 | 229.1556 | 99.67%
DEL MONTE 21042762 | 9.1063e-05 | 28.3252 | 0.0032245 | 11.0468 | 1.6869 | 9.3599 | 0 | 0 |  | 22734.3513 | 229.1588 | 99.67%
WOODSIDE 11049032 | 0.00021411 | 20.493 | 0.0032245 | 4.8114 | 2.6655 | 2.1459 | 0 | 0 |  | 22736.4972 | 229.162 | 99.68%
BAYWOOD 1101CB | 5.8116e-05 | 45.5892 | 0.003207 | 28.8855 | 24.2699 | 4.6156 | 0 | 0 |  | 22741.1128 | 229.1652 | 99.68%
BRUNSWICK 1105733408 | 0.00017527 | 18.0229 | 0.0032065 | 3.447 | 0 | 3.447 | 0 | 0 |  | 22744.5598 | 229.1684 | 99.68%
RINCON 1104786782 | 0.00014664 | 8.3437 | 0.0032053 | 3.2151 | 1.0092 | 2.2059 | 0 | 0 |  | 22746.7657 | 229.1716 | 99.68%
PIT NO 5 11011658 | 0.0001398 | 46.6629 | 0.0031839 | 4.5409 | 0 | 4.5409 | 0 | 0 |  | 22751.3066 | 229.1748 | 99.68%
DUNLAP 11037080 | 5.6266e-05 | 33.4031 | 0.0031698 | 10.5819 | 0 | 10.5819 | 0 | 0 |  | 22761.8885 | 229.178 | 99.68%
ARCATA 1121716954 | 0.00020479 | 15.7424 | 0.0031691 | 11.3494 | 4.4409 | 6.9085 | 0 | 0 |  | 22768.7969 | 229.1812 | 99.68%
CARLOTTA 112144150 | 9.8025e-05 | 54.8965 | 0.0031685 | 3.5717 | 0 | 3.5717 | 0 | 0 |  | 22772.3686 | 229.1843 | 99.69%
WOODSIDE 11043583 | 0.00013592 | 25.7125 | 0.0031615 | 2.8372 | 0 | 2.8372 | 0 | 0 |  | 22775.2057 | 229.1875 | 99.69%
PINE GROVE 1101CB | 0.00036472 | 15.0767 | 0.0031502 | 4.3027 | 0 | 4.3027 | 0 | 0 |  | 22779.5084 | 229.1906 | 99.69%
CAMP EVERS 210637210 | 0.00021978 | 16.5241 | 0.0031442 | 6.0576 | 0 | 6.0576 | 0 | 0 |  | 22785.566 | 229.1938 | 99.69%
SNEATH LANE 1107CB | 3.6368e-05 | 61.4823 | 0.003121 | 3.8838 | 2.88 | 1.0038 | 0 | 0 |  | 22786.5698 | 229.1969 | 99.69%
STAFFORD 11021258 | 3.9619e-05 | 27.811 | 0.0031184 | 4.8821 | 4.5702 | 0.31195 | 0 | 0 |  | 22786.8817 | 229.2 | 99.69%
RESERVATION ROAD 1101CB | 2.9958e-05 | 117.1254 | 0.0031059 | 9.4025 | 4.2982 | 5.1043 | 0 | 0 |  | 22791.9861 | 229.2031 | 99.69%
WILLOW CREEK 1101CB | 0.00063458 | 4.0266 | 0.0031037 | 0.28641 | 0 | 0.28641 | 0 | 0 |  | 22792.2725 | 229.2062 | 99.69%
PARADISE 1104457900 | 0.00047135 | 18.1285 | 0.0030985 | 16.3159 | 4.2707 | 12.0452 | 0 | 0 |  | 22804.3177 | 229.2093 | 99.7%
SILVERADO 21051306 | 0.00018261 | 20.3553 | 0.0030939 | 4.0912 | 3.8466 | 0.24462 | 0 | 0 |  | 22804.5623 | 229.2124 | 99.7%
BIG MEADOWS 21012476 | 7.3608e-05 | 31.4311 | 0.0030704 | 8.7016 | 0.59054 | 8.1111 | 0 | 0 |  | 22812.6734 | 229.2155 | 99.7%
REDBUD 1101CB | 5.0448e-05 | 32.7091 | 0.0030523 | 7.3117 | 3.9509 | 3.3608 | 0 | 0 |  | 22816.0342 | 229.2185 | 99.7%
MAPLE CREEK 1101555034 | 0.00031076 | 13.913 | 0.0030461 | 2.534 | 1.0393 | 1.4947 | 0 | 0 |  | 22817.5289 | 229.2216 | 99.7%
MENLO 11028952 | 0.0001072 | 39.4973 | 0.0030386 | 6.6746 | 0 | 6.6746 | 0 | 0 |  | 22824.2034 | 229.2246 | 99.7%
PAUL SWEET 210610424 | 0.00013475 | 22.367 | 0.0030267 | 7.2278 | 1.5398 | 5.688 | 0 | 0 |  | 22829.8914 | 229.2277 | 99.7%
ELK 11011298 | 7.3623e-05 | 48.6421 | 0.0030233 | 16.1289 | 3.7178 | 12.4112 | 0 | 0 |  | 22842.3026 | 229.2307 | 99.71%
CURTIS 17039210 | 4.5003e-05 | 67.0376 | 0.0030209 | 22.4939 | 0 | 22.4939 | 0 | 0 |  | 22864.7965 | 229.2337 | 99.71%
ELECTRA 1101L1697 | 8.7849e-05 | 45.9015 | 0.0030208 | 5.7698 | 0 | 5.7698 | 0 | 0 |  | 22870.5662 | 229.2367 | 99.71%
CLARKSVILLE 210951744 | 0.00013923 | 25.8185 | 0.0030149 | 1.7824 | 0.47726 | 1.3051 | 0 | 0 |  | 22871.8713 | 229.2397 | 99.71%
SILVERADO 2105616 | 0.00011091 | 20.2831 | 0.0030112 | 8.0597 | 7.5632 | 0.4965 | 0 | 0 |  | 22872.3678 | 229.2427 | 99.71%
HICKS 2103LB50 | 0.00012813 | 26.2606 | 0.0029902 | 11.376 | 0.10802 | 11.268 | 0 | 0 |  | 22883.6359 | 229.2457 | 99.71%
MIWUK 1701CB | 8.1435e-05 | 64.1413 | 0.0029901 | 16.2494 | 0 | 16.2494 | 0 | 0 |  | 22899.8853 | 229.2487 | 99.71%
SARATOGA 1107167792 | 0.00016417 | 22.3539 | 0.0029842 | 4.6865 | 0 | 4.6865 | 0 | 0 |  | 22904.5718 | 229.2517 | 99.71%
CURTIS 170234426 | 0.0001041 | 18.642 | 0.0029697 | 6.8756 | 2.1576 | 4.718 | 0 | 0 |  | 22909.2898 | 229.2547 | 99.72%
LOS GATOS 1106LA64 | 0.00024137 | 12.4217 | 0.0029684 | 12.6946 | 0 | 12.6946 | 0 | 0 |  | 22921.9844 | 229.2577 | 99.72%
PAUL SWEET 21068091 | 0.00018296 | 17.2834 | 0.0029648 | 6.0152 | 0 | 6.0152 | 0 | 0 |  | 22927.9996 | 229.2606 | 99.72%
BIG BASIN 110212758 | 0.00033735 | 10.9337 | 0.002947 | 5.982 | 0 | 5.982 | 0 | 0 |  | 22933.9816 | 229.2636 | 99.72%
BIG BASIN 11025066 | 0.00018064 | 16.1765 | 0.0029066 | 13.7481 | 0 | 13.7481 | 0 | 0 |  | 22947.7297 | 229.2665 | 99.72%
OLEMA 1101602 | 5.7752e-05 | 48.2008 | 0.0028981 | 23.8948 | 7.7156 | 16.1792 | 0 | 0 |  | 22963.9089 | 229.2694 | 99.72%
ANTLER 11011384 | 0.00030207 | 17.1106 | 0.0028857 | 9.1423 | 0 | 9.1423 | 0 | 0 |  | 22973.0512 | 229.2723 | 99.72%
ROB ROY 210410714 | 8.9964e-05 | 34.8828 | 0.002884 | 19.5247 | 5.3572 | 14.1675 | 0 | 0 |  | 22987.2187 | 229.2751 | 99.72%
OCEANO 1104CB | 2.5847e-05 | 57.0849 | 0.0028615 | 11.0978 | 6.5282 | 4.5697 | 0 | 0 |  | 22991.7883 | 229.278 | 99.73%
SANTA ROSA A 1111147198 | 0.00013298 | 27.8556 | 0.0028527 | 1.9246 | 0.57345 | 1.3511 | 0 | 0 |  | 22993.1395 | 229.2809 | 99.73%
BEN LOMOND 04015206 | 0.00028525 | 13.4764 | 0.0028387 | 7.16 | 0 | 7.16 | 0 | 0 |  | 23000.2994 | 229.2837 | 99.73%
MONTE RIO 1113202 | 0.00023689 | 9.574 | 0.0028293 | 5.2711 | 0 | 5.2711 | 0 | 0 |  | 23005.5705 | 229.2865 | 99.73%
DEL MONTE 21042624 | 5.858e-05 | 45.0109 | 0.0028273 | 19.1391 | 0.62393 | 18.5151 | 0 | 0 |  | 23024.0856 | 229.2893 | 99.73%
CURTIS 170510590 | 7.2916e-05 | 56.6573 | 0.0028226 | 16.3818 | 0 | 16.3818 | 0 | 0 |  | 23040.4674 | 229.2922 | 99.73%
MIWUK 1702CB | 0.00015914 | 17.5722 | 0.0028161 | 9.055 | 0 | 9.055 | 0 | 0 |  | 23049.5224 | 229.295 | 99.73%
SARATOGA 1105LC14 | 0.0001215 | 25.9229 | 0.0028157 | 11.1472 | 1.2782 | 9.869 | 0 | 0 |  | 23059.3914 | 229.2978 | 99.73%
HAMILTON BRANCH 11012046 | 2.9135e-05 | 49.5192 | 0.0028141 | 9.1908 | 0.039692 | 9.1511 | 0 | 0 |  | 23068.5425 | 229.3006 | 99.74%
BRUNSWICK 110584480 | 0.00012015 | 18.1285 | 0.0028064 | 4.7332 | 0 | 4.7332 | 0 | 0 |  | 23073.2758 | 229.3034 | 99.74%
SAN LUIS OBISPO 1107V58 | 3.6836e-05 | 42.8997 | 0.0027879 | 2.2493 | 1.1067 | 1.1426 | 0 | 0 |  | 23074.4184 | 229.3062 | 99.74%
HAMILTON BRANCH 11012436 | 3.5783e-05 | 86.4703 | 0.0027598 | 5.3051 | 0 | 5.3051 | 0 | 0 |  | 23079.7235 | 229.309 | 99.74%
BIG BASIN 110169550 | 0.00019115 | 15.1137 | 0.0027545 | 17.5407 | 0 | 17.5407 | 0 | 0 |  | 23097.2642 | 229.3117 | 99.74%
SONOMA 1107294 | 3.7559e-05 | 12.2945 | 0.002743 | 8.6573 | 8.6573 | 0 | 0 | 0 |  | 23097.2642 | 229.3145 | 99.74%
BIG RIVER 11017273 | 0.00010776 | 24.4514 | 0.0027408 | 6.618 | 0 | 6.618 | 0 | 0 |  | 23103.8822 | 229.3172 | 99.74%
POINT ARENA 11012637 | 7.3634e-05 | 33.1621 | 0.0027385 | 4.0402 | 0 | 4.0402 | 0 | 0 |  | 23107.9223 | 229.3199 | 99.74%
CAMP EVERS 210510912 | 0.00030255 | 14.5938 | 0.0027343 | 4.8632 | 0 | 4.8632 | 0 | 0 |  | 23112.7856 | 229.3227 | 99.75%
BOGARD 1101CB | 2.8327e-05 | 82.5251 | 0.0027213 | 0.51616 | 0 | 0.51616 | 0 | 0 |  | 23113.3017 | 229.3254 | 99.75%
GREEN VALLEY 210112824 | 5.8888e-05 | 61.7022 | 0.0027199 | 12.2594 | 11.3831 | 0.87637 | 0 | 0 |  | 23114.1781 | 229.3281 | 99.75%
HOLLISTER 21054048 | 5.5174e-05 | 56.2888 | 0.0027194 | 28.3123 | 10.1582 | 18.1541 | 0 | 0 |  | 23132.3322 | 229.3308 | 99.75%
PARADISE 11042206 | 0.00050121 | 12.7346 | 0.0027 | 17.3254 | 13.1866 | 4.1388 | 0 | 0 |  | 23136.4709 | 229.3335 | 99.75%
WILLOW CREEK 110191926 | 0.00024845 | 9.7992 | 0.0026935 | 10.5682 | 4.1303 | 6.438 | 0 | 0 |  | 23142.9089 | 229.3362 | 99.75%
SILVERADO 21023010 | 8.4289e-05 | 23.6594 | 0.0026922 | 9.1183 | 8.7643 | 0.35395 | 0 | 0 |  | 23143.2629 | 229.3389 | 99.75%
STANISLAUS 17021888 | 9.5589e-05 | 52.6578 | 0.0026855 | 18.9186 | 0 | 18.9186 | 0 | 0 |  | 23162.1815 | 229.3416 | 99.75%
ROB ROY 210410298 | 0.00011425 | 23.0219 | 0.0026825 | 13.3874 | 2.4266 | 10.9608 | 0 | 0 |  | 23173.1423 | 229.3443 | 99.75%
CAMP EVERS 210510214 | 0.00015 | 18.095 | 0.0026769 | 13.9276 | 0 | 13.9276 | 0 | 0 |  | 23187.0699 | 229.347 | 99.76%
WEST POINT 110136674 | 0.00010056 | 28.0218 | 0.0026639 | 9.4121 | 0 | 9.4121 | 0 | 0 |  | 23196.4821 | 229.3496 | 99.76%
WILLOW CREEK 110129362 | 0.00019406 | 17.4096 | 0.0026559 | 11.4218 | 3.7328 | 7.6889 | 0 | 0 |  | 23204.171 | 229.3523 | 99.76%
FORT ORD 210637286 | 7.3809e-05 | 26.9712 | 0.0026543 | 3.6821 | 1.1023 | 2.5798 | 0 | 0 |  | 23206.7508 | 229.3549 | 99.76%
COARSEGOLD 210210207 | 5.2727e-05 | 53.21 | 0.0026426 | 3.5622 | 0 | 3.5622 | 0 | 0 |  | 23210.313 | 229.3576 | 99.76%
TASSAJARA 2108437582 | 9.3714e-05 | 36.8732 | 0.0026389 | 2.3526 | 1.6238 | 0.72879 | 0 | 0 |  | 23211.0418 | 229.3602 | 99.76%
CASTRO VALLEY 1108MR337 | 2.0736e-05 | 31.7021 | 0.0026206 | 18.9299 | 9.8375 | 9.0923 | 0 | 0 |  | 23220.1341 | 229.3628 | 99.76%
BIG BASIN 110195690 | 0.00043813 | 3.7552 | 0.0026164 | 3.8701 | 0 | 3.8701 | 0 | 0 |  | 23224.0042 | 229.3655 | 99.76%
IGNACIO 1104450582 | 8.4551e-05 | 22.3998 | 0.0026097 | 4.23 | 1.2419 | 2.9881 | 0 | 0 |  | 23226.9923 | 229.3681 | 99.76%
BRUNSWICK 1103CB | 0.00031315 | 15.1124 | 0.0026094 | 5.4703 | 3.7916 | 1.6787 | 0 | 0 |  | 23228.671 | 229.3707 | 99.77%
BIG BASIN 1101CB | 0.00027461 | 11.6886 | 0.0025849 | 4.6531 | 0 | 4.6531 | 0 | 0 |  | 23233.3241 | 229.3733 | 99.77%
MORRO BAY 1102CB | 3.3044e-05 | 43.2592 | 0.0025799 | 5.5388 | 1.0143 | 4.5245 | 0 | 0 |  | 23237.8485 | 229.3758 | 99.77%
TASSAJARA 2112CB | 6.8306e-05 | 21.6949 | 0.0025794 | 1.3167 | 1.1431 | 0.17367 | 0 | 0 |  | 23238.0222 | 229.3784 | 99.77%
BRUNSWICK 1103173934 | 0.00011937 | 28.2053 | 0.0025705 | 10.9458 | 0 | 10.9458 | 0 | 0 |  | 23248.968 | 229.381 | 99.77%
MORRO BAY 1101V66 | 5.4939e-05 | 48.8236 | 0.0025703 | 16.2209 | 12.5913 | 3.6296 | 0 | 0 |  | 23252.5976 | 229.3836 | 99.77%
CAMBRIA 1101CB | 5.4044e-05 | 29.9475 | 0.0025606 | 6.1932 | 5.9348 | 0.25849 | 0 | 0 |  | 23252.8561 | 229.3861 | 99.77%
BRUNSWICK 11032784 | 0.0002125 | 16.1455 | 0.0025529 | 15.3347 | 0.67204 | 14.6627 | 0 | 0 |  | 23267.5187 | 229.3887 | 99.77%
PENNGROVE 1101247511 | 5.8722e-05 | 39.41 | 0.0025357 | 2.0011 | 0.79633 | 1.2047 | 0 | 0 |  | 23268.7235 | 229.3912 | 99.78%
MILPITAS 1109XR374 | 5.5868e-05 | 52.1032 | 0.002531 | 3.0167 | 2.5419 | 0.47477 | 0 | 0 |  | 23269.1982 | 229.3937 | 99.78%
ANTLER 11011520 | 0.0002442 | 18.3262 | 0.002519 | 8.972 | 0 | 8.972 | 0 | 0 |  | 23278.1702 | 229.3963 | 99.78%
EAST QUINCY 1101424048 | 6.0749e-05 | 33.0472 | 0.002517 | 0.93341 | 0.26928 | 0.66413 | 0 | 0 |  | 23278.8344 | 229.3988 | 99.78%
HALF MOON BAY 1101CB | 4.1301e-05 | 78.3943 | 0.0025158 | 6.2579 | 4.6596 | 1.5982 | 0 | 0 |  | 23280.4326 | 229.4013 | 99.78%
MONTE RIO 1113477 | 0.00015508 | 16.2294 | 0.002515 | 1.8313 | 0 | 1.8313 | 0 | 0 |  | 23282.2639 | 229.4038 | 99.78%
MIWUK 1702823548 | 6.0776e-05 | 41.9518 | 0.0025098 | 19.7318 | 0 | 19.7318 | 0 | 0 |  | 23301.9958 | 229.4063 | 99.78%
PLACERVILLE 111219742 | 0.00023207 | 8.0743 | 0.0025093 | 7.5028 | 0.94605 | 6.5567 | 0 | 0 |  | 23308.5525 | 229.4088 | 99.78%
BELLEVUE 2103646 | 0.00011949 | 18.0896 | 0.0025033 | 12.3028 | 3.8849 | 8.4179 | 0 | 0 |  | 23316.9703 | 229.4113 | 99.78%
DUNBAR 1101160 | 9.2493e-05 | 17.9801 | 0.0024952 | 6.688 | 3.9103 | 2.7777 | 0 | 0 |  | 23319.748 | 229.4138 | 99.78%
MC KEE 1103XR028 | 6.205e-05 | 31.865 | 0.0024946 | 10.3996 | 9.6373 | 0.76232 | 0 | 0 |  | 23320.5103 | 229.4163 | 99.79%
RESERVATION ROAD 1102CB | 4.197e-05 | 36.6519 | 0.0024688 | 17.1244 | 9.2986 | 7.8257 | 0 | 0 |  | 23328.336 | 229.4188 | 99.79%
ROSSMOOR 110845268 | 8.3437e-05 | 27.4918 | 0.0024458 | 7.7099 | 4.9749 | 2.735 | 0 | 0 |  | 23331.071 | 229.4212 | 99.79%
SONOMA 1104914376 | 8.1801e-05 | 28.2406 | 0.0024267 | 6.9703 | 6.4345 | 0.53577 | 0 | 0 |  | 23331.6068 | 229.4237 | 99.79%
STELLING 1109478699 | 8.2786e-05 | 37.3598 | 0.0024262 | 1.0963 | 0.27065 | 0.8256 | 0 | 0 |  | 23332.4324 | 229.4261 | 99.79%
ORO FINO 11012022 | 0.0001628 | 14.0752 | 0.0024209 | 16.0901 | 0 | 16.0901 | 0 | 0 |  | 23348.5225 | 229.4285 | 99.79%
RIO DELL 1102772210 | 0.0003009 | 8.4673 | 0.0023979 | 3.4944 | 2.668 | 0.82646 | 0 | 0 |  | 23349.3489 | 229.4309 | 99.79%
WEIMAR 1101CB | 0.00026838 | 10.7214 | 0.0023893 | 9.2589 | 0 | 9.2589 | 0 | 0 |  | 23358.6078 | 229.4333 | 99.79%
NORTH TOWER 2101CB | 7.8614e-05 | 23.8165 | 0.0023847 | 4.3985 | 3.0441 | 1.3545 | 0 | 0 |  | 23359.9623 | 229.4357 | 99.79%
GONZALES 1104415382 | 1.7728e-05 | 59.385 | 0.0023723 | 1.1935 | 1.1332 | 0.060313 | 0 | 0 |  | 23360.0226 | 229.4381 | 99.8%
DIAMOND SPRINGS 110676088 | 8.4526e-05 | 27.0945 | 0.0023715 | 11.0106 | 0 | 11.0106 | 0 | 0 |  | 23371.0332 | 229.4404 | 99.8%
MIWUK 170236888 | 0.00011804 | 17.0465 | 0.0023702 | 0.60778 | 0 | 0.60778 | 0 | 0 |  | 23371.641 | 229.4428 | 99.8%
PUEBLO 2102647842 | 4.4258e-05 | 47.9751 | 0.0023697 | 0.63203 | 0.51535 | 0.11668 | 0 | 0 |  | 23371.7576 | 229.4452 | 99.8%
MONTE RIO 11133970 | 0.00015476 | 11.2679 | 0.0023638 | 7.3031 | 0 | 7.3031 | 0 | 0 |  | 23379.0608 | 229.4475 | 99.8%
BOLINAS 11011236 | 0.00011532 | 31.2219 | 0.0023633 | 4.0757 | 0.46532 | 3.6104 | 0 | 0 |  | 23382.6712 | 229.4499 | 99.8%
PLACERVILLE 210623190 | 0.00031007 | 11.1572 | 0.0023536 | 3.6786 | 0 | 3.6786 | 0 | 0 |  | 23386.3497 | 229.4523 | 99.8%
INDIAN FLAT 110410270 | 3.2245e-05 | 67.2012 | 0.002349 | 3.8035 | 0 | 3.8035 | 0 | 0 |  | 23390.1533 | 229.4546 | 99.8%
KONOCTI 11024421 | 8.4837e-05 | 28.5837 | 0.0023217 | 0.3638 | 0 | 0.3638 | 0 | 0 |  | 23390.5171 | 229.4569 | 99.8%
PERRY 1101V74 | 4.7405e-05 | 40.6895 | 0.0023119 | 5.102 | 0.81288 | 4.2891 | 0 | 0 |  | 23394.8061 | 229.4592 | 99.8%
HATTON 1102CB | 5.6002e-05 | 47.8787 | 0.0022934 | 4.8015 | 2.8331 | 1.9684 | 0 | 0 |  | 23396.7745 | 229.4615 | 99.81%
BIG BASIN 110110720 | 0.00059263 | 5.4692 | 0.002283 | 4.71 | 0 | 4.71 | 0 | 0 |  | 23401.4845 | 229.4638 | 99.81%
PERRY 1101V88 | 3.4227e-05 | 36.539 | 0.002278 | 3.1092 | 2.0324 | 1.0768 | 0 | 0 |  | 23402.5613 | 229.4661 | 99.81%
SANTA ROSA A 110432180 | 0.0001328 | 9.9964 | 0.0022763 | 2.5393 | 0.071791 | 2.4675 | 0 | 0 |  | 23405.0288 | 229.4684 | 99.81%
BIG BASIN 11028403 | 0.00015778 | 14.7825 | 0.0022738 | 4.8898 | 0 | 4.8898 | 0 | 0 |  | 23409.9186 | 229.4706 | 99.81%
SAN RAFAEL 11071415 | 0.00015384 | 13.6482 | 0.0022706 | 1.1891 | 0.39357 | 0.79554 | 0 | 0 |  | 23410.7141 | 229.4729 | 99.81%
ORO FINO 11022090 | 0.00011006 | 20.7182 | 0.0022675 | 14.7459 | 0 | 14.7459 | 0 | 0 |  | 23425.4601 | 229.4752 | 99.81%
FULTON 1107CB | 8.6265e-05 | 19.7079 | 0.0022645 | 12.3777 | 11.8337 | 0.54401 | 0 | 0 |  | 23426.0041 | 229.4774 | 99.81%
CAMP EVERS 210612840 | 0.00014417 | 15.7468 | 0.002258 | 3.9298 | 0 | 3.9298 | 0 | 0 |  | 23429.9339 | 229.4797 | 99.81%
PURISIMA 110149394 | 2.0592e-05 | 59.3555 | 0.0022509 | 8.7664 | 7.6248 | 1.1416 | 0 | 0 |  | 23431.0755 | 229.4819 | 99.81%
DEL MONTE 21042760 | 8.7661e-05 | 28.0773 | 0.0022393 | 2.7091 | 0 | 2.7091 | 0 | 0 |  | 23433.7846 | 229.4842 | 99.82%
LUCERNE 11062327 | 0.00013326 | 15.5189 | 0.0022381 | 1.2672 | 0.077117 | 1.1901 | 0 | 0 |  | 23434.9747 | 229.4864 | 99.82%
GUALALA 1111445166 | 5.9661e-05 | 28.1893 | 0.0022354 | 9.4902 | 1.9301 | 7.5601 | 0 | 0 |  | 23442.5349 | 229.4887 | 99.82%
PINE GROVE 110245292 | 8.1993e-05 | 36.0802 | 0.002235 | 10.7835 | 0 | 10.7835 | 0 | 0 |  | 23453.3183 | 229.4909 | 99.82%
IGNACIO 1101CB | 0.00013353 | 20.0821 | 0.0022279 | 1.829 | 0.15677 | 1.6722 | 0 | 0 |  | 23454.9905 | 229.4931 | 99.82%
LAURELES 1112438 | 7.125e-05 | 29.805 | 0.0022241 | 5.7297 | 0.61697 | 5.1127 | 0 | 0 |  | 23460.1033 | 229.4953 | 99.82%
HARTLEY 1101738 | 7.6101e-05 | 26.5188 | 0.0022159 | 8.0734 | 5.4578 | 2.6156 | 0 | 0 |  | 23462.7189 | 229.4976 | 99.82%
ORO FINO 1102CB | 0.00018738 | 22.0757 | 0.0021922 | 2.0983 | 0 | 2.0983 | 0 | 0 |  | 23464.8172 | 229.4998 | 99.82%
ALTO 112278672 | 7.9821e-05 | 9.5346 | 0.0021883 | 8.9456 | 5.1676 | 3.778 | 0 | 0 |  | 23468.5952 | 229.5019 | 99.82%
MONTE RIO 1113678 | 0.00013325 | 26.6461 | 0.002188 | 1.867 | 0 | 1.867 | 0 | 0 |  | 23470.4622 | 229.5041 | 99.82%
SUMMIT 110186658 | 0.00024387 | 13.6494 | 0.0021861 | 0.67235 | 0.032806 | 0.63954 | 0 | 0 |  | 23471.1017 | 229.5063 | 99.83%
PINE GROVE 11011021 | 6.9851e-05 | 34.4442 | 0.0021716 | 4.1659 | 0 | 4.1659 | 0 | 0 |  | 23475.2676 | 229.5085 | 99.83%
BIG BASIN 110110296 | 0.00028227 | 8.472 | 0.0021702 | 14.4211 | 0 | 14.4211 | 0 | 0 |  | 23489.6887 | 229.5107 | 99.83%
EEL RIVER 1103987714 | 0.00013453 | 18.5736 | 0.0021699 | 0.98879 | 0.2312 | 0.75759 | 0 | 0 |  | 23490.4463 | 229.5128 | 99.83%
HALSEY 11022514 | 0.00019439 | 17.5789 | 0.0021687 | 19.528 | 8.5594 | 10.9686 | 0 | 0 |  | 23501.4149 | 229.515 | 99.83%
PLACERVILLE 1111508410 | 0.0002728 | 8.8564 | 0.002162 | 5.2247 | 0.54425 | 4.6805 | 0 | 0 |  | 23506.0954 | 229.5172 | 99.83%
POINT MORETTI 11015074 | 7.8643e-05 | 54.9615 | 0.0021548 | 3.0707 | 1.7055 | 1.3653 | 0 | 0 |  | 23507.4607 | 229.5193 | 99.83%
ECHO SUMMIT 1101344250 | 4.8899e-05 | 38.0392 | 0.0021484 | 1.0368 | 0.22928 | 0.8075 | 0 | 0 |  | 23508.2682 | 229.5215 | 99.83%
HARRIS 1109355914 | 0.0002048 | 13.3148 | 0.0021471 | 9.2824 | 1.2011 | 8.0813 | 0 | 0 |  | 23516.3495 | 229.5236 | 99.83%
MORRO BAY 1101W20 | 4.0736e-05 | 28.7718 | 0.0021357 | 3.9238 | 1.7164 | 2.2074 | 0 | 0 |  | 23518.5569 | 229.5257 | 99.83%
CAMP EVERS 21065020 | 0.00021261 | 14.5867 | 0.0021265 | 15.0734 | 0 | 15.0734 | 0 | 0 |  | 23533.6303 | 229.5279 | 99.83%
PETALUMA C 1109857148 | 4.5954e-05 | 22.3402 | 0.0021126 | 1.9769 | 1.0423 | 0.93456 | 0 | 0 |  | 23534.5649 | 229.53 | 99.84%
PENNGROVE 1101554 | 6.9536e-05 | 22.3741 | 0.0021107 | 10.766 | 10.766 | 0 | 0 | 0 |  | 23534.5649 | 229.5321 | 99.84%
PARADISE 110439216 | 0.00049128 | 7.6005 | 0.0021 | 3.2059 | 1.5746 | 1.6313 | 0 | 0 |  | 23536.1962 | 229.5342 | 99.84%
WEST POINT 11014706 | 8.047e-05 | 25.0428 | 0.0020959 | 11.4541 | 0 | 11.4541 | 0 | 0 |  | 23547.6503 | 229.5363 | 99.84%
EL DORADO PH 21026645 | 9.5316e-05 | 25.6675 | 0.0020868 | 4.2184 | 0 | 4.2184 | 0 | 0 |  | 23551.8687 | 229.5384 | 99.84%
VINEYARD 2107MR332 | 7.6303e-05 | 24.407 | 0.0020705 | 2.8271 | 2.5035 | 0.32359 | 0 | 0 |  | 23552.1923 | 229.5405 | 99.84%
MORRO BAY 1102868170 | 3.81e-05 | 52.9097 | 0.0020479 | 9.6033 | 0.53231 | 9.071 | 0 | 0 |  | 23561.2632 | 229.5425 | 99.84%
TAR FLAT 04023144 | 0.00015369 | 19.1385 | 0.0020462 | 5.1394 | 0.27367 | 4.8657 | 0 | 0 |  | 23566.1289 | 229.5445 | 99.84%
RINCON 1101839669 | 0.00010611 | 23.2008 | 0.0020383 | 0.79166 | 0.17686 | 0.6148 | 0 | 0 |  | 23566.7437 | 229.5466 | 99.84%
CAMP EVERS 21045096 | 0.00019642 | 13.592 | 0.0020379 | 20.3112 | 0 | 20.3112 | 0 | 0 |  | 23587.0549 | 229.5486 | 99.84%
PLACER 1102CB | 0.00019412 | 17.2869 | 0.0020369 | 2.1412 | 0.05184 | 2.0893 | 0 | 0 |  | 23589.1443 | 229.5507 | 99.84%
GUALALA 1112CB | 5.2908e-05 | 18.4256 | 0.0020177 | 2.1431 | 0.54651 | 1.5966 | 0 | 0 |  | 23590.7409 | 229.5527 | 99.85%
MONTE RIO 1113CB | 0.00021269 | 6.3725 | 0.0020136 | 4.5284 | 0 | 4.5284 | 0 | 0 |  | 23595.2693 | 229.5547 | 99.85%
ECHO SUMMIT 11012500 | 4.8353e-05 | 44.8707 | 0.0019811 | 2.1886 | 0 | 2.1886 | 0 | 0 |  | 23597.4579 | 229.5567 | 99.85%
PEORIA 1701169700 | 7.4011e-05 | 25.346 | 0.001973 | 8.3415 | 0 | 8.3415 | 0 | 0 |  | 23605.7994 | 229.5586 | 99.85%
MORAGA 1102CB | 9.0885e-05 | 25.7754 | 0.0019722 | 9.3116 | 4.0041 | 5.3075 | 0 | 0 |  | 23611.1069 | 229.5606 | 99.85%
FORT ROSS 1121134 | 9.5754e-05 | 24.5453 | 0.0019671 | 8.3384 | 0.08946 | 8.2489 | 0 | 0 |  | 23619.3559 | 229.5626 | 99.85%
HIGGINS 1103995672 | 0.00018258 | 13.4013 | 0.0019604 | 5.7575 | 2.0729 | 3.6847 | 0 | 0 |  | 23623.0405 | 229.5645 | 99.85%
FAIRVIEW 220799096 | 9.384e-05 | 20.9972 | 0.0019603 | 9.9094 | 0.030044 | 9.8793 | 0 | 0 |  | 23632.9199 | 229.5665 | 99.85%
PARADISE 1105121988 | 0.00027094 | 5.2336 | 0.0019488 | 6.9728 | 0 | 6.9728 | 0 | 0 |  | 23639.8926 | 229.5685 | 99.85%
ROB ROY 210410960 | 9.2109e-05 | 18.2529 | 0.0019454 | 28.0236 | 9.2961 | 18.7275 | 0 | 0 |  | 23658.6201 | 229.5704 | 99.85%
VOLTA 1102453266 | 4.863e-05 | 42.8367 | 0.0019312 | 0.31706 | 0 | 0.31706 | 0 | 0 |  | 23658.9372 | 229.5723 | 99.85%
COTATI 1104CB | 7.194e-05 | 13.0319 | 0.0019107 | 7.625 | 3.1008 | 4.5242 | 0 | 0 |  | 23663.4613 | 229.5742 | 99.85%
VOLTA 110293418 | 6.4515e-05 | 45.5233 | 0.0019038 | 2.5767 | 0 | 2.5767 | 0 | 0 |  | 23666.0381 | 229.5761 | 99.86%
LOS GATOS 1106697500 | 0.00017368 | 8.0975 | 0.0019029 | 6.735 | 0 | 6.735 | 0 | 0 |  | 23672.7731 | 229.578 | 99.86%
DUNBAR 1103835658 | 7.6553e-05 | 17.3633 | 0.0018987 | 0.73788 | 0.70678 | 0.0311 | 0 | 0 |  | 23672.8042 | 229.5799 | 99.86%
ALTO 11251158 | 5.6863e-05 | 5.9152 | 0.0018981 | 5.1916 | 2.9614 | 2.2302 | 0 | 0 |  | 23675.0344 | 229.5818 | 99.86%
RINCON 1101576 | 0.00012308 | 17.5488 | 0.0018636 | 8.1289 | 7.1453 | 0.98357 | 0 | 0 |  | 23676.0179 | 229.5837 | 99.86%
SOLEDAD 21027008 | 2.175e-05 | 36.2639 | 0.0018473 | 18.0936 | 13.0664 | 5.0272 | 0 | 0 |  | 23681.0451 | 229.5856 | 99.86%
HATTON 1102648928 | 6.1331e-05 | 57.7042 | 0.0018437 | 4.8029 | 0.85061 | 3.9523 | 0 | 0 |  | 23684.9974 | 229.5874 | 99.86%
GREEN VALLEY 2101535998 | 0.00012357 | 19.4088 | 0.0018414 | 4.9356 | 0.49782 | 4.4378 | 0 | 0 |  | 23689.4352 | 229.5892 | 99.86%
APPLE HILL 110412947 | 0.00010562 | 18.015 | 0.0018388 | 3.5483 | 0 | 3.5483 | 0 | 0 |  | 23692.9835 | 229.5911 | 99.86%
MIRABEL 110257840 | 0.00029837 | 7.443 | 0.0018331 | 2.6345 | 0 | 2.6345 | 0 | 0 |  | 23695.6181 | 229.5929 | 99.86%
TASSAJARA 2103CB | 8.1627e-05 | 14.0393 | 0.0018283 | 17.6172 | 17.1275 | 0.48966 | 0 | 0 |  | 23696.1077 | 229.5947 | 99.86%
BIG RIVER 1101954 | 9.4465e-05 | 22.5908 | 0.0018244 | 8.1386 | 0.44895 | 7.6897 | 0 | 0 |  | 23703.7974 | 229.5966 | 99.86%
HALSEY 11011704 | 0.00012962 | 19.3786 | 0.001823 | 13.2004 | 0.0047068 | 13.1957 | 0 | 0 |  | 23716.9931 | 229.5984 | 99.87%
CAMP EVERS 21059031 | 0.00019853 | 5.6599 | 0.0018195 | 1.0823 | 0 | 1.0823 | 0 | 0 |  | 23718.0754 | 229.6002 | 99.87%
MORAGA 1104CB | 7.9295e-05 | 25.8956 | 0.0018118 | 15.6356 | 5.8525 | 9.7831 | 0 | 0 |  | 23727.8585 | 229.602 | 99.87%
OCEANO 1106V28 | 2.0931e-05 | 31.9058 | 0.0018053 | 8.9883 | 7.7712 | 1.2171 | 0 | 0 |  | 23729.0756 | 229.6038 | 99.87%
LAURELES 11116421 | 5.7665e-05 | 26.2004 | 0.0018044 | 1.7261 | 0 | 1.7261 | 0 | 0 |  | 23730.8017 | 229.6056 | 99.87%
CAMP EVERS 210612760 | 0.00019594 | 10.5604 | 0.0017903 | 26.3906 | 0 | 26.3906 | 0 | 0 |  | 23757.1923 | 229.6074 | 99.87%
BOLINAS 1101CB | 0.00012024 | 17.4311 | 0.0017811 | 2.1753 | 0.035848 | 2.1394 | 0 | 0 |  | 23759.3317 | 229.6092 | 99.87%
BEN LOMOND 1101BL 1101 | 0.00030613 | 6.186 | 0.0017681 | 8.4328 | 0 | 8.4328 | 0 | 0 |  | 23767.7645 | 229.611 | 99.87%
OAKHURST 110310190 | 6.3642e-05 | 28.5039 | 0.0017583 | 8.4469 | 0 | 8.4469 | 0 | 0 |  | 23776.2114 | 229.6127 | 99.87%
BURNEY 1102272636 | 2.8514e-05 | 33.4034 | 0.0017542 | 0.2681 | 0 | 0.2681 | 0 | 0 |  | 23776.4795 | 229.6145 | 99.87%
SONOMA 1106510055 | 5.9313e-05 | 33.1507 | 0.0017489 | 1.2284 | 0.72025 | 0.50815 | 0 | 0 |  | 23776.9877 | 229.6162 | 99.87%
TEMPLETON 2110307832 | 5.4142e-05 | 52.2996 | 0.0017438 | 14.2862 | 12.6615 | 1.6247 | 0 | 0 |  | 23778.6123 | 229.618 | 99.87%
EL DORADO PH 210219542 | 0.00024603 | 13.9871 | 0.0017374 | 9.5212 | 0 | 9.5212 | 0 | 0 |  | 23788.1335 | 229.6197 | 99.87%
BRUNSWICK 11052100 | 0.00013966 | 17.2588 | 0.0017366 | 3.9724 | 0 | 3.9724 | 0 | 0 |  | 23792.106 | 229.6214 | 99.88%
MONTE RIO 11138299 | 0.0001379 | 14.6935 | 0.0017192 | 1.2021 | 0 | 1.2021 | 0 | 0 |  | 23793.3081 | 229.6232 | 99.88%
MORAGA 1101108540 | 0.00010534 | 10.8681 | 0.001717 | 4.8175 | 0 | 4.8175 | 0 | 0 |  | 23798.1256 | 229.6249 | 99.88%
RACETRACK 17038120 | 0.00014141 | 24.2646 | 0.0017068 | 8.932 | 0 | 8.932 | 0 | 0 |  | 23807.0576 | 229.6266 | 99.88%
MORAGA 1103E510R | 6.4371e-05 | 25.303 | 0.0017029 | 6.106 | 5.6039 | 0.50207 | 0 | 0 |  | 23807.5597 | 229.6283 | 99.88%
FRENCH GULCH 11022902 | 0.00012146 | 50.5933 | 0.0016954 | 6.9875 | 0 | 6.9875 | 0 | 0 |  | 23814.5472 | 229.63 | 99.88%
HALF MOON BAY 1102863822 | 3.6716e-05 | 27.8163 | 0.0016933 | 0.64074 | 0.53586 | 0.10488 | 0 | 0 |  | 23814.6521 | 229.6317 | 99.88%
LAKEWOOD 2107396264 | 0.00010348 | 21.8184 | 0.0016927 | 6.3766 | 1.5884 | 4.7882 | 0 | 0 |  | 23819.4403 | 229.6334 | 99.88%
BRUNSWICK 11032200 | 0.00010183 | 17.8909 | 0.0016888 | 5.5723 | 0 | 5.5723 | 0 | 0 |  | 23825.0126 | 229.6351 | 99.88%
PENRYN 11052406 | 0.0001488 | 13.0398 | 0.0016854 | 3.9216 | 3.8448 | 0.076795 | 0 | 0 |  | 23825.0894 | 229.6367 | 99.88%
OTTER 11017611 | 8.7447e-05 | 37.9943 | 0.0016834 | 4.3928 | 0 | 4.3928 | 0 | 0 |  | 23829.4822 | 229.6384 | 99.88%
BRUNSWICK 110633050 | 0.000194 | 9.4021 | 0.0016799 | 3.8182 | 2.7037 | 1.1145 | 0 | 0 |  | 23830.5967 | 229.6401 | 99.88%
ROSSMOOR 110639424 | 9.8e-05 | 17.4915 | 0.0016754 | 2.4816 | 1.5608 | 0.92086 | 0 | 0 |  | 23831.5175 | 229.6418 | 99.88%
ROB ROY 21045082 | 0.00012065 | 16.3155 | 0.0016672 | 20.7349 | 0.83885 | 19.896 | 0 | 0 |  | 23851.4135 | 229.6435 | 99.88%
LAURELES 11122768 | 7.5187e-05 | 22.2701 | 0.0016647 | 8.0609 | 1.7777 | 6.2832 | 0 | 0 |  | 23857.6968 | 229.6451 | 99.89%
VOLTA 110185234 | 7.7367e-05 | 30.0376 | 0.0016524 | 7.9123 | 0 | 7.9123 | 0 | 0 |  | 23865.609 | 229.6468 | 99.89%
PACIFICA 1104230272 | 5.0412e-05 | 15.9138 | 0.0016485 | 1.1394 | 0.28339 | 0.85605 | 0 | 0 |  | 23866.4651 | 229.6484 | 99.89%
NEWBURG 1131557468 | 0.0001751 | 10.813 | 0.0016475 | 2.342 | 1.4572 | 0.88482 | 0 | 0 |  | 23867.3499 | 229.6501 | 99.89%
IGNACIO 11011300 | 0.00010467 | 15.4386 | 0.0016445 | 6.1008 | 2.9032 | 3.1977 | 0 | 0 |  | 23870.5476 | 229.6517 | 99.89%
SAN LUIS OBISPO 1107CB | 5.3489e-05 | 32.6064 | 0.0016436 | 1.2104 | 0.4328 | 0.77757 | 0 | 0 |  | 23871.3252 | 229.6534 | 99.89%
SILVERADO 2103218894 | 6.9371e-05 | 15.8967 | 0.00163 | 1.1541 | 0.81838 | 0.33574 | 0 | 0 |  | 23871.6609 | 229.655 | 99.89%
DUNBAR 110113481 | 0.0001142 | 13.6321 | 0.0016289 | 1.0812 | 1.0812 | 0 | 0 | 0 |  | 23871.6609 | 229.6566 | 99.89%
AUBERRY 1101D4982 | 3.0625e-05 | 38.5371 | 0.0016248 | 2.6805 | 0 | 2.6805 | 0 | 0 |  | 23874.3414 | 229.6582 | 99.89%
WEIMAR 11022038 | 0.00018694 | 18.4659 | 0.0016155 | 13.3691 | 0 | 13.3691 | 0 | 0 |  | 23887.7105 | 229.6599 | 99.89%
SYCAMORE CREEK 11112268 | 8.4177e-05 | 23.7294 | 0.0016039 | 21.8256 | 0 | 21.8256 | 0 | 0 |  | 23909.5361 | 229.6615 | 99.89%
GANSNER 110152664 | 5.8197e-05 | 25.8938 | 0.0016028 | 3.2159 | 3.0392 | 0.17676 | 0 | 0 |  | 23909.7128 | 229.6631 | 99.89%
POINT MORETTI 110110726 | 0.00026294 | 7.1636 | 0.0016007 | 10.5262 | 0 | 10.5262 | 0 | 0 |  | 23920.2391 | 229.6647 | 99.89%
STANISLAUS 17011331 | 0.00010598 | 12.1416 | 0.0015977 | 4.3908 | 0 | 4.3908 | 0 | 0 |  | 23924.6299 | 229.6663 | 99.89%
VALLEY VIEW 1106P166 | 0.00014292 | 10.6287 | 0.0015975 | 4.5638 | 0.17067 | 4.3931 | 0 | 0 |  | 23929.023 | 229.6679 | 99.9%
POINT MORETTI 110136516 | 0.00037131 | 6.3459 | 0.0015908 | 4.1639 | 0 | 4.1639 | 0 | 0 |  | 23933.1869 | 229.6694 | 99.9%
ROB ROY 21045304 | 9.186e-05 | 18.674 | 0.0015784 | 4.9969 | 1.415 | 3.5819 | 0 | 0 |  | 23936.7688 | 229.671 | 99.9%
LAS GALLINAS A 1106685852 | 0.00011257 | 15.9116 | 0.0015648 | 0.13855 | 0.073336 | 0.065216 | 0 | 0 |  | 23936.834 | 229.6726 | 99.9%
LAS GALLINAS A 1106CB | 7.0207e-05 | 11.081 | 0.0015644 | 10.047 | 9.9514 | 0.095554 | 0 | 0 |  | 23936.9295 | 229.6742 | 99.9%
HICKS 111660050 | 0.00010761 | 16.5517 | 0.0015546 | 8.1518 | 0 | 8.1518 | 0 | 0 |  | 23945.0813 | 229.6757 | 99.9%
PUEBLO 2102391312 | 5.8919e-05 | 14.6684 | 0.0015528 | 1.1598 | 1.017 | 0.14272 | 0 | 0 |  | 23945.2241 | 229.6773 | 99.9%
SAN RAFAEL 1108322 | 0.0001706 | 11.411 | 0.0015474 | 7.3695 | 0.19078 | 7.1787 | 0 | 0 |  | 23952.4028 | 229.6788 | 99.9%
OAKLAND X 1106950688 | 0.00010781 | 17.1924 | 0.0015407 | 3.6566 | 0 | 3.6566 | 0 | 0 |  | 23956.0594 | 229.6804 | 99.9%
CURTIS 17039240 | 8.9367e-05 | 23.8246 | 0.0015394 | 10.9736 | 0 | 10.9736 | 0 | 0 |  | 23967.033 | 229.6819 | 99.9%
VOLTA 110280982 | 7.4451e-05 | 11.9509 | 0.0015382 | 0.5199 | 0 | 0.5199 | 0 | 0 |  | 23967.5529 | 229.6834 | 99.9%
BEN LOMOND 04015144 | 0.00020138 | 8.6508 | 0.0015295 | 3.9583 | 0 | 3.9583 | 0 | 0 |  | 23971.5112 | 229.685 | 99.9%
BIG RIVER 11013019 | 7.3049e-05 | 21.6652 | 0.0015165 | 0.93946 | 0.67412 | 0.26534 | 0 | 0 |  | 23971.7766 | 229.6865 | 99.9%
SANTA ROSA A 1104173590 | 9.087e-05 | 19.2098 | 0.0015131 | 4.2891 | 0 | 4.2891 | 0 | 0 |  | 23976.0657 | 229.688 | 99.9%
FLINT 1101CB | 0.00021226 | 8.6501 | 0.0015072 | 2.596 | 1.9513 | 0.64467 | 0 | 0 |  | 23976.7104 | 229.6895 | 99.9%
DUNBAR 1101234 | 0.0001531 | 12.3014 | 0.0015051 | 6.3957 | 2.9249 | 3.4708 | 0 | 0 |  | 23980.1812 | 229.691 | 99.91%
OAKHURST 1102CB | 0.00011905 | 11.75 | 0.0014997 | 4.788 | 2.1442 | 2.6438 | 0 | 0 |  | 23982.825 | 229.6925 | 99.91%
ELK 110191336 | 8.2847e-05 | 14.0784 | 0.0014969 | 8.2757 | 0.35725 | 7.9184 | 0 | 0 |  | 23990.7434 | 229.694 | 99.91%
MONTE RIO 1111969182 | 0.00023272 | 7.8723 | 0.0014937 | 5.3314 | 0 | 5.3314 | 0 | 0 |  | 23996.0748 | 229.6955 | 99.91%
KONOCTI 1108950 | 0.00011166 | 9.5946 | 0.0014937 | 7.3668 | 1.165 | 6.2017 | 0 | 0 |  | 24002.2765 | 229.697 | 99.91%
CLAYTON 2212CB | 3.3628e-05 | 17.212 | 0.0014894 | 10.9197 | 9.7392 | 1.1805 | 0 | 0 |  | 24003.4571 | 229.6985 | 99.91%
LAS GALLINAS A 1104304 | 7.2267e-05 | 12.9614 | 0.0014798 | 1.946 | 1.8086 | 0.13738 | 0 | 0 |  | 24003.5945 | 229.7 | 99.91%
SALT SPRINGS 21024796 | 8.3272e-05 | 15.4981 | 0.0014707 | 7.1917 | 0 | 7.1917 | 0 | 0 |  | 24010.7862 | 229.7014 | 99.91%
BIG RIVER 11013002 | 8.5336e-05 | 10.9995 | 0.001464 | 8.2081 | 0.96368 | 7.2444 | 0 | 0 |  | 24018.0306 | 229.7029 | 99.91%
MIRABEL 1101201156 | 0.000132 | 11.0364 | 0.0014632 | 1.7279 | 0.27665 | 1.4513 | 0 | 0 |  | 24019.4819 | 229.7044 | 99.91%
SOLEDAD 2101315500 | 2.1144e-05 | 19.9522 | 0.0014578 | 3.4277 | 2.3196 | 1.1082 | 0 | 0 |  | 24020.59 | 229.7058 | 99.91%
SAN RAFAEL 110839156 | 0.00036657 | 5.0499 | 0.0014467 | 4.7723 | 1.3037 | 3.4686 | 0 | 0 |  | 24024.0586 | 229.7073 | 99.91%
HIGGINS 1104533648 | 0.00016205 | 8.4995 | 0.0014323 | 6.7544 | 0 | 6.7544 | 0 | 0 |  | 24030.813 | 229.7087 | 99.91%
EL DORADO PH 2101668674 | 0.00024869 | 8.5559 | 0.0014289 | 9.5082 | 0 | 9.5082 | 0 | 0 |  | 24040.3212 | 229.7101 | 99.91%
CAMP EVERS 210512590 | 0.00032896 | 7.9903 | 0.0014267 | 5.4805 | 0.36301 | 5.1174 | 0 | 0 |  | 24045.4386 | 229.7115 | 99.91%
SISQUOC 110245261 | 7.3888e-05 | 8.6022 | 0.001423 | 12.5499 | 12.4473 | 0.10255 | 0 | 0 |  | 24045.5411 | 229.713 | 99.91%
MONTE RIO 11131313 | 0.00014421 | 12.5764 | 0.0014057 | 1.2408 | 0 | 1.2408 | 0 | 0 |  | 24046.7819 | 229.7144 | 99.92%
COTATI 110475972 | 6.5028e-05 | 22.3 | 0.0013938 | 4.4894 | 1.1419 | 3.3475 | 0 | 0 |  | 24050.1294 | 229.7158 | 99.92%
MENLO 11038982 | 0.00014907 | 11.9525 | 0.0013928 | 4.6205 | 0 | 4.6205 | 0 | 0 |  | 24054.7499 | 229.7172 | 99.92%
ORO FINO 110239154 | 0.00019824 | 21.6746 | 0.0013923 | 0.88247 | 0 | 0.88247 | 0 | 0 |  | 24055.6324 | 229.7186 | 99.92%
GUALALA 1111CB | 0.00010177 | 5.1216 | 0.0013913 | 3.8705 | 0 | 3.8705 | 0 | 0 |  | 24059.5029 | 229.7199 | 99.92%
PINE GROVE 11021765 | 0.00017078 | 6.0123 | 0.0013887 | 1.4523 | 0 | 1.4523 | 0 | 0 |  | 24060.9553 | 229.7213 | 99.92%
FORT ORD 210736596 | 1.719e-05 | 17.052 | 0.0013847 | 12.4573 | 8.3725 | 4.0848 | 0 | 0 |  | 24065.04 | 229.7227 | 99.92%
BIG BASIN 11015000 | 0.00041733 | 2.1336 | 0.0013814 | 1.9571 | 0 | 1.9571 | 0 | 0 |  | 24066.9972 | 229.7241 | 99.92%
ROSSMOOR 1109CB | 8.8688e-05 | 31.698 | 0.001321 | 0.15208 | 0.14738 | 0.0047054 | 0 | 0 |  | 24067.0019 | 229.7254 | 99.92%
FORT BRAGG A 11041316 | 7.7968e-05 | 13.3542 | 0.0013124 | 14.0744 | 0.33847 | 13.7359 | 0 | 0 |  | 24080.7378 | 229.7267 | 99.92%
GUALALA 111135562 | 0.00010505 | 11.7038 | 0.0013006 | 14.2412 | 0 | 14.2412 | 0 | 0 |  | 24094.979 | 229.728 | 99.92%
OLEMA 11011318 | 0.00013033 | 8.2659 | 0.0012974 | 10.34 | 1.8295 | 8.5105 | 0 | 0 |  | 24103.4895 | 229.7293 | 99.92%
SALT SPRINGS 2102L491 | 0.00010065 | 5.4343 | 0.0012903 | 2.2154 | 0 | 2.2154 | 0 | 0 |  | 24105.7048 | 229.7306 | 99.92%
LLAGAS 2101XR244 | 6.3757e-05 | 15.2591 | 0.0012825 | 14.1441 | 14.1441 | 0 | 0 | 0 |  | 24105.7048 | 229.7319 | 99.92%
GARBERVILLE 1103CB | 0.0002505 | 3.3852 | 0.0012726 | 2.2328 | 1.629 | 0.60372 | 0 | 0 |  | 24106.3086 | 229.7332 | 99.92%
ELK 11011272 | 0.00010152 | 17.6496 | 0.0012681 | 22.4225 | 0.329 | 22.0935 | 0 | 0 |  | 24128.4021 | 229.7344 | 99.92%
SNEATH LANE 1106CB | 2.8183e-05 | 23.8416 | 0.0012656 | 6.1474 | 3.1112 | 3.0362 | 0 | 0 |  | 24131.4383 | 229.7357 | 99.92%
WEST POINT 110112256 | 9.8504e-05 | 19.6956 | 0.0012622 | 6.4793 | 0 | 6.4793 | 0 | 0 |  | 24137.9176 | 229.737 | 99.93%
MORRO BAY 1102W34 | 3.8291e-05 | 31.2471 | 0.0012584 | 9.6063 | 2.0096 | 7.5967 | 0 | 0 |  | 24145.5142 | 229.7382 | 99.93%
HOLLISTER 2105903238 | 4.7333e-05 | 30.0306 | 0.001258 | 6.149 | 2.1398 | 4.0092 | 0 | 0 |  | 24149.5235 | 229.7395 | 99.93%
DUNBAR 1102448 | 9.7296e-05 | 15.8508 | 0.001256 | 9.0455 | 6.6014 | 2.4441 | 0 | 0 |  | 24151.9676 | 229.7407 | 99.93%
ALHAMBRA 110581514 | 8.7032e-05 | 13.7396 | 0.0012525 | 4.7842 | 1.8126 | 2.9716 | 0 | 0 |  | 24154.9392 | 229.742 | 99.93%
BRUNSWICK 11052204 | 9.4601e-05 | 11.1006 | 0.0012429 | 7.2254 | 0 | 7.2254 | 0 | 0 |  | 24162.1646 | 229.7432 | 99.93%
CAMP EVERS 210311046 | 0.00016384 | 6.3121 | 0.0012326 | 16.0762 | 0 | 16.0762 | 0 | 0 |  | 24178.2407 | 229.7445 | 99.93%
WOODSIDE 11018522 | 0.0001684 | 8.4903 | 0.0012059 | 9.4182 | 7.5094 | 1.9088 | 0 | 0 |  | 24180.1495 | 229.7457 | 99.93%
PAUL SWEET 2102959032 | 0.00012885 | 15.1847 | 0.0012034 | 0.98381 | 0.18609 | 0.79772 | 0 | 0 |  | 24180.9472 | 229.7469 | 99.93%
DUNBAR 1103872066 | 8.9931e-05 | 14.7027 | 0.0011906 | 0.79897 | 0.26641 | 0.53256 | 0 | 0 |  | 24181.4798 | 229.7481 | 99.93%
WEIMAR 11012764 | 0.0002671 | 5.6584 | 0.0011906 | 6.1351 | 0 | 6.1351 | 0 | 0 |  | 24187.6149 | 229.7493 | 99.93%
IGNACIO 11051943 | 0.00014604 | 5.6591 | 0.0011872 | 1.2181 | 0 | 1.2181 | 0 | 0 |  | 24188.833 | 229.7504 | 99.93%
VOLTA 1102641544 | 0.00010868 | 9.0793 | 0.0011816 | 4.9448 | 0 | 4.9448 | 0 | 0 |  | 24193.7779 | 229.7516 | 99.93%
SANTA ROSA A 110464565 | 0.00016067 | 14.7117 | 0.001175 | 0.79819 | 0 | 0.79819 | 0 | 0 |  | 24194.576 | 229.7528 | 99.93%
NAPA 1112CB | 4.1039e-05 | 20.6872 | 0.0011724 | 16.6208 | 16.036 | 0.58483 | 0 | 0 |  | 24195.1609 | 229.754 | 99.93%
DEL MONTE 21049500 | 6.6682e-05 | 18.8342 | 0.0011663 | 6.7812 | 1.0832 | 5.698 | 0 | 0 |  | 24200.8589 | 229.7551 | 99.93%
RALSTON 1101836528 | 3.0209e-05 | 39.6633 | 0.0011552 | 2.9182 | 0.0098061 | 2.9084 | 0 | 0 |  | 24203.7673 | 229.7563 | 99.93%
LOS GATOS 1107CB | 0.00012212 | 9.4762 | 0.0011504 | 15.7923 | 0.49298 | 15.2993 | 0 | 0 |  | 24219.0666 | 229.7574 | 99.93%
SAN RAMON 2106CB | 5.9264e-05 | 9.8829 | 0.001149 | 2.1778 | 1.7085 | 0.46931 | 0 | 0 |  | 24219.5359 | 229.7586 | 99.93%
CLOVERDALE 1101704542 | 0.00010371 | 10.6423 | 0.0011475 | 0.30298 | 0.087977 | 0.215 | 0 | 0 |  | 24219.7509 | 229.7597 | 99.94%
LOS OSITOS 2102624200 | 9.1262e-06 | 78.1632 | 0.0011432 | 2.3269 | 0.77822 | 1.5487 | 0 | 0 |  | 24221.2996 | 229.7609 | 99.94%
STANISLAUS 1702L5381 | 8.6227e-05 | 11.1601 | 0.0011429 | 1.2153 | 0 | 1.2153 | 0 | 0 |  | 24222.515 | 229.762 | 99.94%
VALLEY VIEW 1103218424 | 6.9394e-05 | 17.8902 | 0.0011372 | 0.54544 | 0.0069013 | 0.53854 | 0 | 0 |  | 24223.0535 | 229.7632 | 99.94%
BIG RIVER 110155402 | 6.4572e-05 | 16.7266 | 0.0011234 | 9.3162 | 6.8336 | 2.4826 | 0 | 0 |  | 24225.5361 | 229.7643 | 99.94%
MIRABEL 1102503000 | 0.00017004 | 3.5877 | 0.0011185 | 4.695 | 0.11255 | 4.5824 | 0 | 0 |  | 24230.1185 | 229.7654 | 99.94%
MONTE RIO 1111240 | 0.00020071 | 8.5626 | 0.0011134 | 3.0785 | 0 | 3.0785 | 0 | 0 |  | 24233.1971 | 229.7665 | 99.94%
ROB ROY 210410930 | 9.2072e-05 | 11.2167 | 0.0011126 | 11.3838 | 10.3986 | 0.98524 | 0 | 0 |  | 24234.1823 | 229.7676 | 99.94%
MIRABEL 11021139 | 0.00021661 | 5.771 | 0.0011071 | 2.0454 | 0 | 2.0454 | 0.028409 | 0 |  | 24236.2277 | 229.7687 | 99.94%
PIT NO 3 21011480 | 6.904e-05 | 14.3241 | 0.0011038 | 2.4322 | 0.2793 | 2.1529 | 0 | 0 |  | 24238.3806 | 229.7698 | 99.94%
CORRAL 110275622 | 8.9335e-05 | 14.1186 | 0.0010989 | 5.724 | 4.5078 | 1.2162 | 0 | 0 |  | 24239.5968 | 229.7709 | 99.94%
MORAGA 1105CB | 8.2774e-05 | 22.4988 | 0.001078 | 10.8266 | 5.0812 | 5.7453 | 0 | 0 |  | 24245.3422 | 229.772 | 99.94%
SALT SPRINGS 210297924 | 8.4247e-05 | 16.5614 | 0.0010653 | 5.1507 | 0 | 5.1507 | 0 | 0 |  | 24250.4928 | 229.7731 | 99.94%
HIGGINS 1104842642 | 0.00015044 | 10.167 | 0.0010503 | 5.8135 | 0 | 5.8135 | 0 | 0 |  | 24256.3063 | 229.7741 | 99.94%
SHADY GLEN 1101CB | 0.00028651 | 7.3277 | 0.0010502 | 5.4685 | 1.9402 | 3.5282 | 0 | 0 |  | 24259.8345 | 229.7752 | 99.94%
MIWUK 1702S1547 | 5.3114e-05 | 14.6954 | 0.0010487 | 2.7718 | 0 | 2.7718 | 0 | 0 |  | 24262.6064 | 229.7762 | 99.94%
SNEATH LANE 11071277 | 4.0209e-05 | 12.7259 | 0.001018 | 2.1575 | 2.1575 | 0 | 0 | 0 |  | 24262.6064 | 229.7773 | 99.94%
DUNLAP 11027290 | 2.8269e-05 | 23.8308 | 0.0010126 | 0.66837 | 0 | 0.66837 | 0 | 0 |  | 24263.2747 | 229.7783 | 99.94%
RESEARCH 2102644462 | 0.00010098 | 12.9287 | 0.0010124 | 1.5456 | 1.1928 | 0.35278 | 0 | 0 |  | 24263.6275 | 229.7793 | 99.94%
SARATOGA 1107LC12 | 0.00017659 | 13.8877 | 0.0010097 | 7.4858 | 0 | 7.4858 | 0 | 0 |  | 24271.1133 | 229.7803 | 99.94%
HIGGINS 1104498932 | 0.00014672 | 8.6826 | 0.0010076 | 4.2644 | 0.52033 | 3.7441 | 0 | 0 |  | 24274.8574 | 229.7813 | 99.94%
HALSEY 11015731 | 0.00015547 | 3.5444 | 0.0010067 | 3.1259 | 0 | 3.1259 | 0 | 0 |  | 24277.9833 | 229.7823 | 99.95%
TAMARACK 1101CB | 7.11e-05 | 13.9274 | 0.0010065 | 17.8588 | 0.37982 | 17.479 | 0 | 0 |  | 24295.4623 | 229.7833 | 99.95%
MORAGA 1103CB | 8.1676e-05 | 6.4364 | 0.0010058 | 6.4302 | 5.0993 | 1.3309 | 0.125 | 0 |  | 24296.7932 | 229.7843 | 99.95%
PEORIA 170587222 | 0.00010497 | 10.4869 | 0.0010031 | 5.2703 | 0.14907 | 5.1212 | 0 | 0 |  | 24301.9144 | 229.7853 | 99.95%
PAUL SWEET 2105CB | 0.00012586 | 5.5912 | 0.0010024 | 8.7586 | 1.3125 | 7.4461 | 0 | 0 |  | 24309.3606 | 229.7863 | 99.95%
GREEN VALLEY 2101509068 | 0.00010648 | 17.3491 | 0.0010019 | 1.7826 | 0.75368 | 1.0289 | 0 | 0 |  | 24310.3894 | 229.7873 | 99.95%
MORGAN HILL 2105975388 | 4.0105e-05 | 13.2566 | 0.0010016 | 1.3058 | 0.82401 | 0.48181 | 0 | 0 |  | 24310.8713 | 229.7883 | 99.95%
PAUL SWEET 21045394 | 0.00013063 | 7.7218 | 0.00099214 | 15.245 | 0.73881 | 14.5061 | 0 | 0 |  | 24325.3774 | 229.7893 | 99.95%
GUALALA 1111887180 | 5.5738e-05 | 12.9178 | 0.00098628 | 5.4024 | 0.063983 | 5.3384 | 0 | 0 |  | 24330.7158 | 229.7903 | 99.95%
FORT BRAGG A 11014698 | 0.00018389 | 12.0639 | 0.00097756 | 8.0068 | 0 | 8.0068 | 0 | 0 |  | 24338.7226 | 229.7913 | 99.95%
SALT SPRINGS 2102L7283 | 7.514e-05 | 13.9335 | 0.00097446 | 0.65475 | 0 | 0.65475 | 0 | 0 |  | 24339.3774 | 229.7923 | 99.95%
PLACER 110451732 | 0.00019845 | 3.0886 | 0.00097323 | 8.0619 | 7.3822 | 0.67967 | 0 | 0 |  | 24340.0571 | 229.7932 | 99.95%
BEN LOMOND 110196738 | 0.00020283 | 5.4435 | 0.00097276 | 6.7078 | 0 | 6.7078 | 0 | 0 |  | 24346.7649 | 229.7942 | 99.95%
SAN RAFAEL 1109692576 | 0.0001303 | 7.0569 | 0.0009691 | 3.4295 | 1.0212 | 2.4083 | 0 | 0 |  | 24349.1732 | 229.7952 | 99.95%
HALF MOON BAY 11028848 | 6.6972e-05 | 11.0461 | 0.00096385 | 10.0777 | 6.2243 | 3.8535 | 0 | 0 |  | 24353.0266 | 229.7961 | 99.95%
OLEMA 110150396 | 8.5221e-05 | 11.5065 | 0.00096084 | 13.0748 | 0.13051 | 12.9443 | 0 | 0 |  | 24365.971 | 229.7971 | 99.95%
SANTA ROSA A 1111114 | 8.3173e-05 | 9.1847 | 0.00096055 | 3.0813 | 3.0705 | 0.010871 | 0 | 0 |  | 24365.9818 | 229.7981 | 99.95%
LOS GATOS 110660116 | 0.00020011 | 4.9468 | 0.00095505 | 12.2027 | 0 | 12.2027 | 0 | 0 |  | 24378.1846 | 229.799 | 99.95%
MONTE RIO 11111703 | 0.00013016 | 6.0137 | 0.00095446 | 1.376 | 0 | 1.376 | 0 | 0 |  | 24379.5606 | 229.8 | 99.95%
EMERALD LAKE 0401CB | 6.8162e-05 | 7.7386 | 0.00094726 | 13.1249 | 3.7804 | 9.3444 | 0 | 0 |  | 24388.905 | 229.8009 | 99.95%
DIAMOND SPRINGS 1107217974 | 0.00013259 | 7.0882 | 0.00093976 | 4.2652 | 0.16757 | 4.0976 | 0 | 0 |  | 24393.0026 | 229.8019 | 99.95%
TEMPLETON 2113A32 | 6.2625e-05 | 14.4505 | 0.00093807 | 5.9165 | 4.2798 | 1.6367 | 0 | 0 |  | 24394.6393 | 229.8028 | 99.95%
STANISLAUS 17021850 | 0.00013942 | 5.1605 | 0.00093342 | 13.4625 | 0 | 13.4625 | 0 | 0 |  | 24408.1018 | 229.8037 | 99.95%
ARCATA 11224218 | 0.00022706 | 5.3463 | 0.00093079 | 4.9297 | 0.1502 | 4.7795 | 0 | 0 |  | 24412.8813 | 229.8047 | 99.95%
BIG BASIN 110276752 | 0.00025263 | 5.3491 | 0.00091318 | 2.7224 | 0 | 2.7224 | 0 | 0 |  | 24415.6037 | 229.8056 | 99.96%
BRUNSWICK 11051030 | 0.00014916 | 5.1044 | 0.00090994 | 15.89 | 0 | 15.89 | 0 | 0 |  | 24431.4937 | 229.8065 | 99.96%
MIWUK 17021808 | 9.0273e-05 | 7.9905 | 0.00090929 | 1.8333 | 0 | 1.8333 | 0 | 0 |  | 24433.327 | 229.8074 | 99.96%
DEL MONTE 210436720 | 5.288e-05 | 18.0958 | 0.00089535 | 7.9806 | 2.028 | 5.9526 | 0 | 0 |  | 24439.2796 | 229.8083 | 99.96%
JARVIS 1108MR366 | 1.4916e-05 | 46.6158 | 0.00088159 | 9.8676 | 9.8676 | 0 | 0 | 0 |  | 24439.2796 | 229.8092 | 99.96%
ROB ROY 2104CB | 0.00010514 | 8.871 | 0.0008744 | 14.3153 | 0 | 14.3153 | 0 | 0 |  | 24453.595 | 229.81 | 99.96%
SALT SPRINGS 21023142 | 8.7499e-05 | 11.3039 | 0.00086175 | 17.9625 | 0 | 17.9625 | 0 | 0 |  | 24471.5575 | 229.8109 | 99.96%
BRYANT 0402CB | 9.7026e-05 | 9.3336 | 0.00085884 | 7.742 | 5.4001 | 2.3419 | 0 | 0 |  | 24473.8994 | 229.8118 | 99.96%
STANISLAUS 1702L3151 | 0.0001267 | 7.3809 | 0.00085242 | 0.99155 | 0 | 0.99155 | 0 | 0 |  | 24474.8909 | 229.8126 | 99.96%
BIG BASIN 110112838 | 0.00058408 | 1.5522 | 0.00085046 | 2.3664 | 0 | 2.3664 | 0 | 0 |  | 24477.2573 | 229.8135 | 99.96%
SILVERADO 2103403102 | 0.00014171 | 5.3389 | 0.00084561 | 1.7188 | 1.2287 | 0.4901 | 0 | 0 |  | 24477.7474 | 229.8143 | 99.96%
HATTON 11022010 | 8.8563e-05 | 8.3553 | 0.00084365 | 3.9836 | 0 | 3.9836 | 0 | 0 |  | 24481.731 | 229.8152 | 99.96%
CORONA 11034446 | 4.9277e-05 | 12.6776 | 0.00084052 | 10.7537 | 10.7537 | 0 | 0 | 0 |  | 24481.731 | 229.816 | 99.96%
MORAGA 1101669542 | 0.00018473 | 4.4449 | 0.0008334 | 3.5232 | 0 | 3.5232 | 0 | 0 |  | 24485.2542 | 229.8168 | 99.96%
CURTIS 170190120 | 0.00010439 | 5.6342 | 0.00082387 | 5.1642 | 2.0308 | 3.1334 | 0 | 0 |  | 24488.3875 | 229.8177 | 99.96%
OROSI 11027948F | 2.7103e-05 | 53.0836 | 0.00082174 | 8.5853 | 7.5212 | 1.064 | 0 | 0 |  | 24489.4516 | 229.8185 | 99.96%
STAFFORD 1101CB | 4.3869e-05 | 3.8934 | 0.0008192 | 12.209 | 10.8485 | 1.3605 | 0 | 0 |  | 24490.812 | 229.8193 | 99.96%
STANISLAUS 17026028 | 0.00011502 | 6.888 | 0.0008147 | 8.3097 | 0 | 8.3097 | 0 | 0 |  | 24499.1217 | 229.8201 | 99.96%
REDBUD 1102432 | 5.4493e-05 | 13.5928 | 0.00080536 | 11.2306 | 10.1104 | 1.1202 | 0 | 0 |  | 24500.2419 | 229.8209 | 99.96%
SPRING GAP 170210720 | 2.2157e-05 | 32.3965 | 0.00079114 | 4.7701 | 0 | 4.7701 | 0 | 0 |  | 24505.012 | 229.8217 | 99.96%
BIG MEADOWS 2101CB | 6.388e-05 | 12.5128 | 0.00079069 | 2.106 | 0 | 2.106 | 0 | 0 |  | 24507.118 | 229.8225 | 99.96%
ROSSMOOR 110676468 | 9.8202e-05 | 6.3972 | 0.00078905 | 2.9484 | 2.1522 | 0.79619 | 0 | 0 |  | 24507.9142 | 229.8233 | 99.96%
OAKLAND K 1102CB | 0.00013401 | 11.9588 | 0.0007688 | 2.9934 | 0 | 2.9934 | 0 | 0 |  | 24510.9076 | 229.8241 | 99.96%
ROSSMOOR 1108CB | 9.2886e-05 | 6.3592 | 0.00076238 | 7.302 | 3.1199 | 4.1821 | 0.36042 | 0 |  | 24515.0896 | 229.8248 | 99.96%
WEIMAR 1102CB | 0.00013907 | 11.5584 | 0.00075189 | 12.1849 | 0 | 12.1849 | 0 | 0 |  | 24527.2746 | 229.8256 | 99.96%
MIWUK 170238218 | 9.9008e-05 | 8.1704 | 0.00074696 | 10.9416 | 0 | 10.9416 | 0 | 0 |  | 24538.2162 | 229.8263 | 99.96%
ROB ROY 21055090 | 0.00010692 | 6.8561 | 0.00074249 | 21.267 | 0 | 21.267 | 0 | 0 |  | 24559.4832 | 229.8271 | 99.96%
HARTLEY 1102824 | 0.00010133 | 3.4457 | 0.00072721 | 7.8157 | 7.7302 | 0.085463 | 0 | 0 |  | 24559.5687 | 229.8278 | 99.96%
SPRING GAP 17029280 | 8.3881e-05 | 8.09 | 0.00072124 | 6.3783 | 0 | 6.3783 | 0 | 0 |  | 24565.9469 | 229.8285 | 99.97%
CAMP EVERS 210311056 | 0.00016442 | 4.026 | 0.00071991 | 4.2173 | 0.042592 | 4.1747 | 0 | 0 |  | 24570.1216 | 229.8292 | 99.97%
EEL RIVER 1102530 | 0.00014869 | 5.1756 | 0.00070447 | 26.8828 | 26.8097 | 0.073044 | 0 | 0 |  | 24570.1947 | 229.8299 | 99.97%
PINECREST 04011818 | 4.1e-05 | 14.3865 | 0.00069935 | 3.1246 | 0.052822 | 3.0718 | 0 | 0 |  | 24573.2664 | 229.8306 | 99.97%
BRUNSWICK 11062796 | 0.00012583 | 6.8299 | 0.00069507 | 19.8767 | 0 | 19.8767 | 0 | 0 |  | 24593.1431 | 229.8313 | 99.97%
CAMP EVERS 210410442 | 0.00016483 | 3.6401 | 0.00069444 | 10.3039 | 4.645 | 5.6589 | 0 | 0 |  | 24598.802 | 229.832 | 99.97%
LUCERNE 1106CB | 0.00014993 | 3.6937 | 0.00069407 | 3.6087 | 1.7173 | 1.8914 | 0 | 0 |  | 24600.6935 | 229.8327 | 99.97%
HARRIS 1109237791 | 0.0001987 | 3.165 | 0.00069283 | 2.1257 | 0.70842 | 1.4173 | 0 | 0 |  | 24602.1108 | 229.8334 | 99.97%
BRUNSWICK 1104285704 | 0.00023236 | 9.8522 | 0.00068515 | 1.1956 | 0.14788 | 1.0477 | 0 | 0 |  | 24603.1585 | 229.8341 | 99.97%
MIWUK 170110600 | 7.3663e-05 | 8.335 | 0.000683 | 13.2797 | 0 | 13.2797 | 0 | 0 |  | 24616.4382 | 229.8348 | 99.97%
PAUL SWEET 2106428102 | 0.00012781 | 4.9782 | 0.00068264 | 12.9769 | 0.71467 | 12.2622 | 0 | 0 |  | 24628.7005 | 229.8355 | 99.97%
HOLLISTER 2105480430 | 5.7435e-05 | 18.7653 | 0.00068138 | 5.0674 | 4.1661 | 0.90126 | 0 | 0 |  | 24629.6017 | 229.8361 | 99.97%
GUALALA 1112662 | 6.0639e-05 | 8.9744 | 0.00067921 | 8.4885 | 2.2612 | 6.2273 | 0 | 0 |  | 24635.8291 | 229.8368 | 99.97%
PURISIMA 110154728 | 3.3775e-05 | 43.321 | 0.00066262 | 4.9089 | 3.8724 | 1.0366 | 0 | 0 |  | 24636.8657 | 229.8375 | 99.97%
MIRABEL 11027347 | 0.00013644 | 4.8202 | 0.00065864 | 0.81751 | 0 | 0.81751 | 0 | 0 |  | 24637.6832 | 229.8381 | 99.97%
CHALLENGE 110113026 | 4.9241e-05 | 11.6076 | 0.00065269 | 8.0255 | 0 | 8.0255 | 0 | 0 |  | 24645.7086 | 229.8388 | 99.97%
PACIFICA 1102320094 | 3.4565e-05 | 25.2958 | 0.00064788 | 0.95705 | 0.68355 | 0.2735 | 0 | 0 |  | 24645.9821 | 229.8394 | 99.97%
MONTE RIO 111215401 | 0.00019479 | 6.5489 | 0.00064146 | 0.86276 | 0 | 0.86276 | 0 | 0 |  | 24646.8449 | 229.8401 | 99.97%
MONTE RIO 1111256 | 0.00023971 | 1.4646 | 0.00063627 | 1.5013 | 0 | 1.5013 | 0 | 0 |  | 24648.3462 | 229.8407 | 99.97%
OLEMA 1101758594 | 0.00012955 | 6.1576 | 0.00062774 | 2.029 | 0.82113 | 1.2079 | 0 | 0 |  | 24649.5541 | 229.8413 | 99.97%
IGNACIO 11011779 | 6.6577e-05 | 9.5735 | 0.00062625 | 0.42078 | 0.084599 | 0.33618 | 0 | 0 |  | 24649.8903 | 229.842 | 99.97%
TEMPLETON 2113A30 | 5.8029e-05 | 6.399 | 0.00062089 | 1.5963 | 1.347 | 0.24929 | 0 | 0 |  | 24650.1396 | 229.8426 | 99.97%
FORT BRAGG A 11013100 | 6.4544e-05 | 14.9697 | 0.00061511 | 14.726 | 2.522 | 12.2041 | 0 | 0 |  | 24662.3436 | 229.8432 | 99.97%
HAMILTON BRANCH 110190334 | 3.2303e-05 | 20.5875 | 0.00061497 | 3.3524 | 0 | 3.3524 | 0 | 0 |  | 24665.696 | 229.8438 | 99.97%
HIGGINS 11032194 | 0.00018519 | 3.3664 | 0.00060703 | 2.6906 | 1.359 | 1.3317 | 0 | 0 |  | 24667.0277 | 229.8444 | 99.97%
MORGAN HILL 2105XR602 | 8.4195e-05 | 9.8269 | 0.00060529 | 0.85039 | 0.60715 | 0.24324 | 0 | 0 |  | 24667.2709 | 229.845 | 99.97%
DIAMOND SPRINGS 1105CB | 0.0003055 | 1.7499 | 0.00059825 | 4.7165 | 2.6467 | 2.0698 | 0 | 0 |  | 24669.3407 | 229.8456 | 99.97%
HORSESHOE 110450142 | 0.00011566 | 5.2494 | 0.00059558 | 4.0898 | 1.8547 | 2.2351 | 0 | 0 |  | 24671.5758 | 229.8462 | 99.97%
MIRABEL 1101CB | 0.00016303 | 5.4892 | 0.00059471 | 5.0919 | 4.5994 | 0.49245 | 0 | 0 |  | 24672.0682 | 229.8468 | 99.97%
LOS GATOS 110712041 | 0.00013198 | 5.1866 | 0.00059297 | 6.3044 | 0 | 6.3044 | 0 | 0 |  | 24678.3727 | 229.8474 | 99.97%
MEADOW LANE 2106C558R | 4.7416e-05 | 10.0864 | 0.00059158 | 14.3528 | 13.1455 | 1.2073 | 0 | 0 |  | 24679.5799 | 229.848 | 99.97%
STANISLAUS 17021804 | 0.00010094 | 6.3117 | 0.00058985 | 8.3797 | 0 | 8.3797 | 1.815 | 0 |  | 24687.9596 | 229.8486 | 99.97%
DIAMOND SPRINGS 1103635040 | 9.5316e-05 | 11.9488 | 0.0005888 | 0.21191 | 0.010426 | 0.20148 | 0 | 0 |  | 24688.1611 | 229.8492 | 99.97%
CORONA 1103776806 | 4.0998e-05 | 13.7861 | 0.00058477 | 1.0158 | 0.75953 | 0.25631 | 0 | 0 |  | 24688.4174 | 229.8498 | 99.97%
BRUNSWICK 11053611 | 5.2349e-05 | 11.435 | 0.00057745 | 1.6143 | 0 | 1.6143 | 0 | 0 |  | 24690.0317 | 229.8503 | 99.97%
HICKS 2101XR250 | 6.5499e-05 | 5.0345 | 0.00057262 | 5.8462 | 5.8462 | 0 | 0 | 0 |  | 24690.0317 | 229.8509 | 99.97%
CASTRO VALLEY 1111CB | 7.3542e-05 | 5.012 | 0.00057058 | 0.81095 | 0.58887 | 0.22209 | 0 | 0 |  | 24690.2538 | 229.8515 | 99.98%
HALF MOON BAY 1102CB | 3.1382e-05 | 8.3028 | 0.0005603 | 3.388 | 3.2221 | 0.16592 | 0 | 0 |  | 24690.4197 | 229.8521 | 99.98%
MIWUK 170153038 | 6.9809e-05 | 8.8864 | 0.00055181 | 6.6683 | 0 | 6.6683 | 0 | 0 |  | 24697.088 | 229.8526 | 99.98%
ALLEGHANY 1101978 | 3.6377e-05 | 24.8644 | 0.00055148 | 29.5659 | 15.608 | 13.9579 | 0 | 0 |  | 24711.0459 | 229.8532 | 99.98%
IGNACIO 1105908 | 6.1442e-05 | 3.4612 | 0.00055062 | 2.2479 | 1.5478 | 0.70005 | 0 | 0 |  | 24711.7459 | 229.8537 | 99.98%
OAKHURST 1103719490 | 6.7665e-05 | 6.5472 | 0.00054847 | 3.0184 | 0 | 3.0184 | 0 | 0 |  | 24714.7643 | 229.8543 | 99.98%
HAMILTON BRANCH 1101CB | 5.471e-05 | 5.5819 | 0.00054657 | 3.6589 | 1.3246 | 2.3343 | 0 | 0 |  | 24717.0986 | 229.8548 | 99.98%
EL CERRITO G 1112418480 | 0.00010549 | 5.5937 | 0.0005464 | 0.75636 | 0 | 0.75636 | 0 | 0 |  | 24717.855 | 229.8553 | 99.98%
HALF MOON BAY 11038894 | 0.00011302 | 4.8209 | 0.00053494 | 11.2782 | 0.027604 | 11.2506 | 0 | 0 |  | 24729.1056 | 229.8559 | 99.98%
CHESTER 11022564 | 3.9721e-05 | 12.5176 | 0.00053291 | 2.2393 | 0.0028415 | 2.2364 | 0 | 0 |  | 24731.3421 | 229.8564 | 99.98%
SANTA ROSA A 1111CB | 4.3627e-05 | 6.3791 | 0.00052634 | 5.6311 | 5.326 | 0.30506 | 0 | 0 |  | 24731.6472 | 229.8569 | 99.98%
SAN RAFAEL 11071276 | 0.00018947 | 3.4619 | 0.00052522 | 3.8191 | 0.08233 | 3.7367 | 0 | 0 |  | 24735.3839 | 229.8575 | 99.98%
MIWUK 170247143 | 0.00016052 | 2.9032 | 0.00052216 | 4.8991 | 0 | 4.8991 | 0 | 0 |  | 24740.283 | 229.858 | 99.98%
LAURELES 1112562376 | 6.0914e-05 | 14.0412 | 0.00052151 | 8.056 | 0.13429 | 7.9218 | 0 | 0 |  | 24748.2047 | 229.8585 | 99.98%
FITCH MOUNTAIN 1113154 | 0.00013977 | 1.0919 | 0.00051973 | 9.4218 | 9.409 | 0.012787 | 0 | 0 |  | 24748.2175 | 229.859 | 99.98%
EL DORADO PH 2102CB | 0.00023568 | 2.1334 | 0.00051722 | 5.5428 | 0 | 5.5428 | 0 | 0 |  | 24753.7603 | 229.8595 | 99.98%
CAMP EVERS 210610718 | 0.00029137 | 2.007 | 0.0005122 | 8.4677 | 0 | 8.4677 | 0 | 0 |  | 24762.228 | 229.8601 | 99.98%
BRUNSWICK 110532536 | 0.00010307 | 6.8331 | 0.00050182 | 10.8995 | 0 | 10.8995 | 0 | 0 |  | 24773.1275 | 229.8606 | 99.98%
SEACLIFF 040112946 | 7.1582e-05 | 5.8607 | 0.00050028 | 3.2739 | 0.84253 | 2.4314 | 0 | 0 |  | 24775.5589 | 229.8611 | 99.98%
PUEBLO 1105716 | 5.8731e-05 | 7.5935 | 0.00049954 | 9.1737 | 9.0736 | 0.10016 | 0 | 0 |  | 24775.6591 | 229.8616 | 99.98%
MIWUK 1702S2247 | 7.5118e-05 | 9.1225 | 0.00049228 | 1.4879 | 0 | 1.4879 | 0 | 0 |  | 24777.1469 | 229.8621 | 99.98%
DUNLAP 1102778286 | 3.6444e-05 | 19.0779 | 0.0004909 | 2.6029 | 0 | 2.6029 | 0 | 0 |  | 24779.7498 | 229.8625 | 99.98%
ROSSMOOR 1102457174 | 0.00011583 | 1.7636 | 0.00048348 | 1.2061 | 0.63089 | 0.57523 | 0 | 0 |  | 24780.325 | 229.863 | 99.98%
ATASCADERO 1102825520 | 4.6815e-05 | 8.3859 | 0.00047064 | 1.4964 | 0.31742 | 1.1789 | 0 | 0 |  | 24781.504 | 229.8635 | 99.98%
IGNACIO 11011264 | 5.6664e-05 | 10.5255 | 0.00046357 | 3.3687 | 1.4551 | 1.9136 | 0 | 0 |  | 24783.4175 | 229.864 | 99.98%
BURNEY 110145984 | 5.7852e-05 | 4.9585 | 0.00046238 | 4.8309 | 0 | 4.8309 | 0 | 0 |  | 24788.2484 | 229.8644 | 99.98%
PEORIA 170590374 | 9.4382e-05 | 3.531 | 0.0004592 | 4.4347 | 0.34612 | 4.0885 | 0 | 0 |  | 24792.337 | 229.8649 | 99.98%
SILVERADO 2103CB | 8.4141e-05 | 3.1167 | 0.00045724 | 14.1831 | 14.1831 | 0 | 0 | 0 |  | 24792.337 | 229.8653 | 99.98%
MIWUK 17029270 | 0.00011547 | 6.0072 | 0.00045602 | 5.8239 | 0 | 5.8239 | 0 | 0 |  | 24798.1609 | 229.8658 | 99.98%
LLAGAS 2105XR234 | 4.1932e-05 | 7.3799 | 0.00045563 | 1.1864 | 1.1839 | 0.0025635 | 0 | 0 |  | 24798.1635 | 229.8663 | 99.98%
WOODACRE 11011238 | 0.00026272 | 9.5821 | 0.0004533 | 3.6817 | 0 | 3.6817 | 0 | 0 |  | 24801.8452 | 229.8667 | 99.98%
MORAGA 110381146 | 7.3782e-05 | 10.282 | 0.00045161 | 5.6143 | 4.8518 | 0.7625 | 0 | 0 |  | 24802.6076 | 229.8672 | 99.98%
CAMPHORA 110122412 | 3.6957e-05 | 12.5116 | 0.0004496 | 15.1756 | 12.888 | 2.2876 | 0 | 0 |  | 24804.8952 | 229.8676 | 99.98%
CAMP EVERS 21065302 | 0.00026232 | 2.1517 | 0.00044854 | 5.9332 | 0 | 5.9332 | 0 | 0 |  | 24810.8284 | 229.8681 | 99.98%
PACIFICA 1101CB | 4.6882e-05 | 6.7721 | 0.00044808 | 2.6979 | 2.5636 | 0.13437 | 0 | 0 |  | 24810.9628 | 229.8685 | 99.98%
SEACLIFF 0401CB | 0.00012957 | 4.2973 | 0.00044728 | 6.0148 | 0.26838 | 5.7464 | 0 | 0 |  | 24816.7092 | 229.8689 | 99.98%
DUNBAR 1103440 | 8.4963e-05 | 3.5276 | 0.00044177 | 12.135 | 10.0779 | 2.057 | 0 | 0 |  | 24818.7662 | 229.8694 | 99.98%
ROB ROY 210412596 | 8.8891e-05 | 5.6622 | 0.00043371 | 10.5816 | 2.5487 | 8.033 | 0 | 0 |  | 24826.7992 | 229.8698 | 99.98%
EL DORADO PH 21019759 | 0.00015886 | 4.5245 | 0.00043106 | 2.5547 | 0 | 2.5547 | 0 | 0 |  | 24829.354 | 229.8703 | 99.98%
TULE POWER HOUSE 1101CB | 6.9646e-05 | 248.9538 | 0.00042329 | 4.0838 | 0 | 4.0838 | 0 | 0 |  | 24833.4378 | 229.8707 | 99.98%
WEST POINT 1101L2219 | 7.2244e-05 | 7.0237 | 0.00042266 | 3.3854 | 0 | 3.3854 | 0 | 0 |  | 24836.8232 | 229.8711 | 99.98%
SERRAMONTE 110412705 | 2.2116e-05 | 9.0486 | 0.00042265 | 5.8184 | 5.8184 | 0 | 0 | 0 |  | 24836.8232 | 229.8715 | 99.98%
BIG RIVER 110169032 | 8.8998e-05 | 4.7713 | 0.00041877 | 8.487 | 0 | 8.487 | 0 | 0 |  | 24845.3102 | 229.8719 | 99.98%
WOODSIDE 1104520832 | 0.00014149 | 3.7624 | 0.00040636 | 8.0552 | 2.0146 | 6.0406 | 0 | 0 |  | 24851.3507 | 229.8723 | 99.98%
HALF MOON BAY 1101903182 | 5.4676e-05 | 4.2832 | 0.00040533 | 1.1003 | 0.44603 | 0.65426 | 0 | 0 |  | 24852.005 | 229.8728 | 99.98%
BIG RIVER 11011286 | 6.6713e-05 | 5.3157 | 0.00040112 | 7.6084 | 2.8334 | 4.775 | 0 | 0 |  | 24856.78 | 229.8732 | 99.98%
ORO FINO 110276008 | 9.3618e-05 | 4.261 | 0.000401 | 15.9545 | 0 | 15.9545 | 0 | 0 |  | 24872.7345 | 229.8736 | 99.98%
LAS GALLINAS A 1106228906 | 3.9761e-05 | 5.3472 | 0.00039716 | 1.3769 | 0.76243 | 0.61442 | 0 | 0 |  | 24873.3489 | 229.874 | 99.98%
FOOTHILL 110299432 | 2.7226e-05 | 10.878 | 0.00039549 | 8.6804 | 7.2143 | 1.4661 | 0 | 0 |  | 24874.8151 | 229.8743 | 99.99%
STANISLAUS 17024905 | 8.1261e-05 | 6.1793 | 0.00038885 | 2.3021 | 0 | 2.3021 | 0 | 0 |  | 24877.1172 | 229.8747 | 99.99%
LOS GATOS 110760092 | 0.00019731 | 2.9279 | 0.00038814 | 9.7136 | 0 | 9.7136 | 0 | 0 |  | 24886.8308 | 229.8751 | 99.99%
SALT SPRINGS 21028442 | 6.3912e-05 | 8.1497 | 0.00038233 | 12.0752 | 0 | 12.0752 | 0 | 0 |  | 24898.9059 | 229.8755 | 99.99%
SAN RAFAEL 11081210 | 0.00023323 | 1.6941 | 0.00038163 | 5.4893 | 2.2247 | 3.2645 | 0 | 0 |  | 24902.1705 | 229.8759 | 99.99%
PUEBLO 1105419634 | 7.8094e-05 | 6.2924 | 0.00037832 | 1.2312 | 1.1286 | 0.10261 | 0 | 0 |  | 24902.2731 | 229.8763 | 99.99%
SAN RAMON 2107CB | 1.7992e-05 | 4.7299 | 0.00037788 | 9.1041 | 8.802 | 0.30216 | 0 | 0 |  | 24902.5752 | 229.8766 | 99.99%
SAN RAFAEL 1109418 | 5.7927e-05 | 5.0022 | 0.00037742 | 12.2095 | 7.0745 | 5.135 | 0 | 0 |  | 24907.7102 | 229.877 | 99.99%
PAUL SWEET 2102337544 | 0.00011348 | 3.7153 | 0.00037689 | 0.88192 | 0.52203 | 0.35989 | 0 | 0 |  | 24908.0701 | 229.8774 | 99.99%
DUNLAP 11027050 | 3.0197e-05 | 13.5475 | 0.0003702 | 9.4119 | 0 | 9.4119 | 0 | 0 |  | 24917.482 | 229.8778 | 99.99%
HALF MOON BAY 11038089 | 0.00010867 | 3.3453 | 0.00036614 | 2.8145 | 0 | 2.8145 | 0 | 0 |  | 24920.2965 | 229.8781 | 99.99%
CAMP EVERS 210584166 | 0.0002829 | 1.5368 | 0.00036427 | 8.6378 | 0.41454 | 8.2232 | 0 | 0 |  | 24928.5197 | 229.8785 | 99.99%
OLEMA 11011252 | 0.00013383 | 3.8677 | 0.00036141 | 4.1073 | 0 | 4.1073 | 0 | 0 |  | 24932.627 | 229.8789 | 99.99%
FAIRVIEW 2207M501R | 4.6793e-05 | 3.6463 | 0.00035751 | 4.6632 | 2.167 | 2.4962 | 0 | 0 |  | 24935.1232 | 229.8792 | 99.99%
EDENVALE 2113CB | 1.8797e-05 | 2.0509 | 0.00035038 | 1.4652 | 1.4499 | 0.015269 | 0 | 0 |  | 24935.1385 | 229.8796 | 99.99%
BIG RIVER 11011052 | 5.6569e-05 | 5.2348 | 0.00034866 | 3.8564 | 0.52748 | 3.3289 | 0 | 0 |  | 24938.4674 | 229.8799 | 99.99%
ROB ROY 2105CB | 7.5667e-05 | 2.8608 | 0.00034683 | 1.3146 | 0.58048 | 0.73407 | 0 | 0 |  | 24939.2014 | 229.8803 | 99.99%
OAKLAND X 1106CR020 | 9.3739e-05 | 4.8237 | 0.00034485 | 2.4443 | 0 | 2.4443 | 0 | 0 |  | 24941.6458 | 229.8806 | 99.99%
DOLAN ROAD 1101857972 | 4.6793e-05 | 6.2207 | 0.00034064 | 1.294 | 0.25454 | 1.0395 | 0 | 0 |  | 24942.6852 | 229.881 | 99.99%
PARADISE 1103143744 | 0.00045932 | 1.8946 | 0.00033981 | 1.0604 | 0 | 1.0604 | 0 | 0 |  | 24943.7456 | 229.8813 | 99.99%
PEORIA 170184318 | 8.547e-05 | 8.7666 | 0.00033804 | 10.2462 | 0 | 10.2462 | 0 | 0 |  | 24953.9917 | 229.8816 | 99.99%
WEST POINT 1101L1969 | 7.7816e-05 | 7.4947 | 0.00032448 | 1.0992 | 0 | 1.0992 | 0 | 0 |  | 24955.0909 | 229.882 | 99.99%
LOS GATOS 1101LB40 | 7.571e-05 | 4.7844 | 0.00032354 | 9.2759 | 0.75252 | 8.5234 | 0 | 0 |  | 24963.6143 | 229.8823 | 99.99%
SPRING GAP 17029690 | 4.7987e-05 | 9.3188 | 0.00031402 | 17.3503 | 0 | 17.3503 | 0 | 0 |  | 24980.9646 | 229.8826 | 99.99%
GUALALA 1111402866 | 8.0485e-05 | 2.4422 | 0.0003137 | 1.5913 | 0 | 1.5913 | 0 | 0 |  | 24982.5559 | 229.8829 | 99.99%
ATASCADERO 1103CB | 7.9462e-05 | 3.5853 | 0.00031227 | 1.3642 | 1.1751 | 0.18914 | 0 | 0 |  | 24982.745 | 229.8832 | 99.99%
SAN LUIS OBISPO 1108CB | 2.9198e-05 | 37.685 | 0.00031202 | 4.601 | 4.5946 | 0.0063814 | 0 | 0 |  | 24982.7514 | 229.8835 | 99.99%
EL CERRITO G 1105BR160 | 6.9198e-05 | 3.3682 | 0.00031068 | 11.4273 | 3.1024 | 8.3249 | 0 | 0 |  | 24991.0763 | 229.8838 | 99.99%
EEL RIVER 1102720639 | 0.00018595 | 1.9664 | 0.0003062 | 3.6325 | 1.9788 | 1.6537 | 0 | 0 |  | 24992.73 | 229.8841 | 99.99%
PERRY 1101W10 | 3.4275e-05 | 7.1616 | 0.00030601 | 1.8656 | 0.402 | 1.4636 | 0 | 0 |  | 24994.1936 | 229.8845 | 99.99%
DEL MONTE 21049096 | 3.3536e-05 | 6.4596 | 0.00030601 | 6.619 | 3.3224 | 3.2966 | 0 | 0 |  | 24997.4902 | 229.8848 | 99.99%
EL CERRITO G 1105CB | 5.9625e-05 | 4.4752 | 0.00030421 | 7.4474 | 0 | 7.4474 | 0 | 0 |  | 25004.9376 | 229.8851 | 99.99%
WOODSIDE 1104420146 | 0.00013429 | 3.382 | 0.00030412 | 3.1439 | 0.41589 | 2.728 | 0 | 0 |  | 25007.6656 | 229.8854 | 99.99%
SUNOL 1101MR650 | 3.1219e-05 | 6.4702 | 0.00029523 | 2.685 | 1.3881 | 1.2969 | 0 | 0 |  | 25008.9624 | 229.8857 | 99.99%
RINCON 1103472 | 9.5789e-05 | 2.7474 | 0.00029462 | 4.8099 | 1.7454 | 3.0645 | 0 | 0 |  | 25012.027 | 229.886 | 99.99%
FORT BRAGG A 11044690 | 8.9068e-05 | 4.3458 | 0.00029439 | 14.3122 | 2.6833 | 11.6289 | 0 | 0 |  | 25023.6558 | 229.8863 | 99.99%
ROB ROY 21055166 | 9.5629e-05 | 3.5862 | 0.00028991 | 5.4945 | 0 | 5.4945 | 0 | 0 |  | 25029.1503 | 229.8865 | 99.99%
HALF MOON BAY 110148868 | 2.3959e-05 | 3.0775 | 0.00028316 | 1.8713 | 1.8713 | 0 | 0 | 0 |  | 25029.1503 | 229.8868 | 99.99%
VOLTA 11011640 | 7.8829e-05 | 5.7047 | 0.00028287 | 10.4439 | 0 | 10.4439 | 0 | 0 |  | 25039.5941 | 229.8871 | 99.99%
RESERVATION ROAD 11023032 | 2.4376e-05 | 5.9133 | 0.00028141 | 9.7967 | 6.1925 | 3.6042 | 0 | 0 |  | 25043.1984 | 229.8874 | 99.99%
SPRING GAP 1702693441 | 4.9575e-05 | 4.4985 | 0.00027928 | 4.2634 | 0 | 4.2634 | 0 | 0 |  | 25047.4618 | 229.8877 | 99.99%
BIG RIVER 11012183 | 9.4677e-05 | 4.3864 | 0.00027436 | 2.6394 | 0 | 2.6394 | 0 | 0 |  | 25050.1012 | 229.8879 | 99.99%
BIG RIVER 1101952 | 0.00010228 | 2.9907 | 0.00027431 | 10.1564 | 0 | 10.1564 | 0 | 0 |  | 25060.2576 | 229.8882 | 99.99%
PARADISE 1105CB | 0.0005458 | 1.1717 | 0.00026897 | 7.2195 | 1.1146 | 6.1048 | 0 | 0 |  | 25066.3624 | 229.8885 | 99.99%
RESEARCH 2102446423 | 0.00012326 | 2.131 | 0.00026534 | 1.4579 | 0.75225 | 0.70566 | 0 | 0 |  | 25067.0681 | 229.8888 | 99.99%
STANISLAUS 170237278 | 0.00011401 | 2.7082 | 0.00026318 | 6.7927 | 0 | 6.7927 | 0 | 0 |  | 25073.8608 | 229.889 | 99.99%
PAUL SWEET 2106CB | 8.1074e-05 | 1.4421 | 0.00025895 | 11.5628 | 6.2783 | 5.2845 | 0 | 0 |  | 25079.1453 | 229.8893 | 99.99%
ROSSMOOR 110168920 | 9.0413e-05 | 5.0244 | 0.0002577 | 7.3054 | 0.87812 | 6.4273 | 0 | 0 |  | 25085.5726 | 229.8895 | 99.99%
PARADISE 1106CB | 0.0005799 | 0.9633 | 0.0002457 | 4.8258 | 0.18148 | 4.6443 | 0 | 0 |  | 25090.2169 | 229.8898 | 99.99%
SAUSALITO 1102410 | 2.4862e-05 | 2.3255 | 0.00024476 | 2.2589 | 0.70334 | 1.5556 | 0 | 0 |  | 25091.7724 | 229.89 | 99.99%
DIAMOND SPRINGS 1103CB | 0.00021179 | 2.0247 | 0.00024231 | 8.6963 | 8.1459 | 0.55038 | 0 | 0 |  | 25092.3228 | 229.8903 | 99.99%
MAPLE CREEK 1101CB | 0.0002127 | 1.2563 | 0.00023784 | 12.2493 | 3.3819 | 8.8674 | 0 | 0 |  | 25101.1902 | 229.8905 | 99.99%
BRUNSWICK 111063100 | 0.00023384 | 1.3628 | 0.00023675 | 4.0969 | 0 | 4.0969 | 0 | 0 |  | 25105.2871 | 229.8907 | 99.99%
MONTE RIO 11111701 | 9.908e-05 | 2.7097 | 0.00023556 | 1.3978 | 0 | 1.3978 | 0 | 0 |  | 25106.6849 | 229.891 | 99.99%
PACIFICA 11015001 | 3.0913e-05 | 4.514 | 0.00023403 | 1.7042 | 1.7042 | 0 | 0 | 0 |  | 25106.6849 | 229.8912 | 99.99%
SAN LUIS OBISPO 1105CB | 3.1411e-05 | 11.8961 | 0.000232 | 3.5163 | 3.4744 | 0.041946 | 0 | 0 |  | 25106.7268 | 229.8914 | 99.99%
SAN RAFAEL 1108CB | 0.00017335 | 0.99807 | 0.00023023 | 8.5719 | 2.6864 | 5.8855 | 0 | 0 |  | 25112.6123 | 229.8917 | 99.99%
ROSSMOOR 1107857172 | 8.7874e-05 | 3.2284 | 0.00022992 | 1.1456 | 1.0511 | 0.094493 | 0 | 0 |  | 25112.7068 | 229.8919 | 99.99%
WINDSOR 11035060 | 7.5643e-05 | 1.3951 | 0.00022663 | 0.69192 | 0.51071 | 0.18121 | 0 | 0 |  | 25112.888 | 229.8921 | 99.99%
CORONA 1103114284 | 8.3715e-05 | 4.3909 | 0.00022547 | 0.55549 | 0.27474 | 0.28075 | 0 | 0 |  | 25113.1688 | 229.8924 | 99.99%
STANISLAUS 170237276 | 0.00010311 | 2.0474 | 0.00022047 | 11.651 | 0 | 11.651 | 0 | 0 |  | 25124.8198 | 229.8926 | 99.99%
HATTON 11012026 | 4.8317e-05 | 5.725 | 0.00021753 | 10.2068 | 4.9621 | 5.2447 | 0 | 0 |  | 25130.0646 | 229.8928 | 99.99%
SAUSALITO 1101688590 | 4.9847e-05 | 3.0358 | 0.00021706 | 2.1755 | 1.1242 | 1.0513 | 0 | 0 |  | 25131.1158 | 229.893 | 99.99%
CALISTOGA 1102705 | 0.00010699 | 4.0264 | 0.00021298 | 1.2605 | 0.87369 | 0.38677 | 0 | 0 |  | 25131.5026 | 229.8932 | 99.99%
MIWUK 17028090 | 0.00010162 | 1.8606 | 0.00021162 | 4.0407 | 0 | 4.0407 | 0 | 0 |  | 25135.5433 | 229.8934 | 99.99%
CAMBRIA 1102W50 | 1.4796e-05 | 16.6866 | 0.00021093 | 3.6163 | 2.9961 | 0.62023 | 0 | 0 |  | 25136.1636 | 229.8936 | 99.99%
BIG RIVER 110179628 | 7.9122e-05 | 2.6556 | 0.00021051 | 14.8005 | 0 | 14.8005 | 0 | 0 |  | 25150.964 | 229.8939 | 99.99%
ALTO 11251226 | 0.00012073 | 0.80895 | 0.00020916 | 7.8341 | 0.20014 | 7.6339 | 0 | 0 |  | 25158.598 | 229.8941 | 99.99%
OAKLAND D 1112CR192 | 8.0733e-05 | 1.3873 | 0.00020828 | 4.2327 | 1.7697 | 2.463 | 0 | 0 |  | 25161.061 | 229.8943 | 99.99%
OCEANO 1103V22 | 2.0015e-05 | 3.4621 | 0.00020377 | 0.50379 | 0.47241 | 0.031381 | 0 | 0 |  | 25161.0924 | 229.8945 | 99.99%
DEL MONTE 21043066 | 5.3309e-05 | 11.9582 | 0.00020359 | 0.016181 | 0 | 0.016181 | 0 | 0 |  | 25161.1086 | 229.8947 | 99.99%
ROSSMOOR 11018132 | 9.8938e-05 | 2.0883 | 0.00020337 | 3.614 | 0.97386 | 2.6402 | 0 | 0 |  | 25163.7487 | 229.8949 | 99.99%
SAN RAFAEL 11071166 | 0.00022306 | 0.8473 | 0.00020294 | 15.0616 | 2.5302 | 12.5314 | 0 | 0 |  | 25176.2802 | 229.8951 | 99.99%
MONTE RIO 1112CB | 0.00015288 | 0.6192 | 0.00020121 | 3.5299 | 0 | 3.5299 | 0 | 0 |  | 25179.8101 | 229.8953 | 99.99%
SAUSALITO 1102964592 | 2.9092e-05 | 9.5689 | 0.00019824 | 1.111 | 0.52559 | 0.58542 | 0 | 0 |  | 25180.3955 | 229.8955 | 99.99%
OLEMA 11011200 | 8.1804e-05 | 2.8623 | 0.00019566 | 2.8955 | 0 | 2.8955 | 0 | 0 |  | 25183.291 | 229.8957 | 99.99%
HAMILTON BRANCH 110153192 | 5.4105e-05 | 5.3377 | 0.0001937 | 2.0615 | 1.5085 | 0.55299 | 0 | 0 |  | 25183.844 | 229.8959 | 99.99%
PACIFICA 1102660408 | 3.0978e-05 | 7.378 | 0.00019086 | 1.9996 | 1.645 | 0.35468 | 0 | 0 |  | 25184.1987 | 229.8961 | 99.99%
ALHAMBRA 1105CB | 7.2893e-05 | 1.9862 | 0.00018865 | 1.8976 | 1.0688 | 0.82879 | 0 | 0 |  | 25185.0275 | 229.8963 | 99.99%
MORAGA 1104750618 | 5.3287e-05 | 3.1105 | 0.0001837 | 0.98429 | 0.028169 | 0.95612 | 0 | 0 |  | 25185.9836 | 229.8964 | 99.99%
SOBRANTE 1103CB | 9.8691e-05 | 3.0905 | 0.00018024 | 4.3118 | 0.11924 | 4.1925 | 0 | 0 |  | 25190.1761 | 229.8966 | 99.99%
ORINDA 0402402/2 LR | 0.00012174 | 1.633 | 0.00017917 | 6.6117 | 0.057685 | 6.554 | 0 | 0 |  | 25196.7301 | 229.8968 | 99.99%
CURTIS 1702S2123 | 0.00012986 | 1.9671 | 0.00017177 | 1.8577 | 0 | 1.8577 | 0 | 0 |  | 25198.5878 | 229.897 | 99.99%
DIAMOND SPRINGS 1106290705 | 0.0001966 | 2.568 | 0.00016712 | 3.3027 | 0.075193 | 3.2275 | 0 | 0 |  | 25201.8153 | 229.8971 | 100%
PARADISE 1105829194 | 0.00022979 | 0.40121 | 0.00016422 | 11.2644 | 0 | 11.2644 | 0 | 0 |  | 25213.0797 | 229.8973 | 100%
CAMP EVERS 210312990 | 0.00018796 | 1.0994 | 0.00016127 | 13.2243 | 0 | 13.2243 | 0 | 0 |  | 25226.304 | 229.8975 | 100%
HIGGINS 110432747 | 0.00014649 | 1.2825 | 0.00016086 | 1.7531 | 1.1021 | 0.65102 | 0 | 0 |  | 25226.955 | 229.8976 | 100%
HALSEY 110176178 | 0.00012177 | 3.133 | 0.00015934 | 20.219 | 0 | 20.219 | 0 | 0 |  | 25247.174 | 229.8978 | 100%
PRUNEDALE 11103716 | 6.4877e-05 | 1.6769 | 0.00015488 | 13.1583 | 12.729 | 0.42929 | 0 | 0 |  | 25247.6033 | 229.8979 | 100%
BAY MEADOWS 210257886 | 8.2619e-05 | 0.94597 | 0.00015101 | 5.2617 | 1.1912 | 4.0705 | 0 | 0 |  | 25251.6738 | 229.8981 | 100%
TEMPLETON 2108A40 | 4.3444e-05 | 1.431 | 0.00015079 | 12.8278 | 9.0464 | 3.7814 | 0 | 0 |  | 25255.4552 | 229.8982 | 100%
BRUNSWICK 11038918 | 0.00022692 | 2.4426 | 0.0001494 | 2.1491 | 0.63819 | 1.5109 | 0 | 0 |  | 25256.9661 | 229.8984 | 100%
BRUNSWICK 110456468 | 0.00022965 | 1.0912 | 0.0001483 | 5.9822 | 0.44422 | 5.538 | 0 | 0 |  | 25262.5041 | 229.8985 | 100%
MORGAN HILL 2111419718 | 0.00013422 | 1.0173 | 0.0001469 | 2.2684 | 0 | 2.2684 | 0 | 0 |  | 25264.7725 | 229.8987 | 100%
KONOCTI 11081278 | 9.744e-05 | 1.5519 | 0.00014529 | 7.9895 | 2.3339 | 5.6556 | 0 | 0 |  | 25270.4281 | 229.8988 | 100%
LAS GALLINAS A 11041220 | 2.5969e-05 | 1.1753 | 0.00013353 | 4.866 | 4.866 | 0 | 0 | 0 |  | 25270.4281 | 229.899 | 100%
SOBRANTE 1101CB | 9.1121e-05 | 1.2034 | 0.00012965 | 15.4488 | 1.2186 | 14.2302 | 0 | 0 |  | 25284.6583 | 229.8991 | 100%
CURTIS 170268380 | 0.00012793 | 2.2263 | 0.00012865 | 6.6575 | 0 | 6.6575 | 0 | 0 |  | 25291.3158 | 229.8992 | 100%
SAN LEANDRO U 1114MR544 | 9.0189e-06 | 1.9811 | 0.00012274 | 4.4256 | 4.4082 | 0.017391 | 0 | 0 |  | 25291.3332 | 229.8993 | 100%
ROB ROY 210410954 | 9.1892e-05 | 2.4422 | 0.00012262 | 7.103 | 0 | 7.103 | 0 | 0 |  | 25298.4363 | 229.8995 | 100%
NOVATO 11041282 | 9.973e-05 | 1.1951 | 0.00012029 | 3.7192 | 3.7192 | 0 | 0 | 0 |  | 25298.4363 | 229.8996 | 100%
SNEATH LANE 110715341 | 3.4322e-05 | 5.3372 | 0.00011859 | 1.2902 | 1.047 | 0.24318 | 0 | 0 |  | 25298.6794 | 229.8997 | 100%
RESERVATION ROAD 1102303870 | 5.3155e-05 | 2.3249 | 0.0001185 | 0.80325 | 0.16405 | 0.63919 | 0 | 0 |  | 25299.3186 | 229.8998 | 100%
COTATI 1104426 | 5.7367e-05 | 1.7424 | 0.00011662 | 3.8804 | 1.8795 | 2.0009 | 0 | 0 |  | 25301.3196 | 229.8999 | 100%
PAUL SWEET 2107774760 | 0.00022083 | 0.70854 | 0.00011197 | 3.3243 | 0 | 3.3243 | 0 | 0 |  | 25304.6439 | 229.9 | 100%
FROGTOWN 170274648 | 8.4795e-05 | 1.0707 | 0.00011106 | 4.7117 | 4.5488 | 0.16296 | 0 | 0 |  | 25304.8069 | 229.9002 | 100%
PEORIA 170169124 | 8.5315e-05 | 1.5063 | 0.00010917 | 2.7019 | 0 | 2.7019 | 0 | 0 |  | 25307.5087 | 229.9003 | 100%
DIAMOND SPRINGS 1107116815 | 0.00019069 | 1.5062 | 0.00010723 | 2.5323 | 0.95351 | 1.5788 | 0 | 0 |  | 25309.0875 | 229.9004 | 100%
HOOPA 110193038 | 0.00019968 | 1.284 | 0.00010645 | 2.8295 | 1.5197 | 1.3098 | 0 | 0 |  | 25310.3973 | 229.9005 | 100%
HALF MOON BAY 11022032 | 2.5379e-05 | 0.98818 | 0.0001063 | 8.967 | 8.4042 | 0.56279 | 0 | 0 |  | 25310.9601 | 229.9006 | 100%
ORINDA 04013442 | 0.00011662 | 0.7637 | 0.00010618 | 5.2398 | 1.7595 | 3.4803 | 0 | 0 |  | 25314.4404 | 229.9007 | 100%
ARCATA 112233060 | 0.00022712 | 0.31239 | 9.9531e-05 | 4.9354 | 4.4032 | 0.53218 | 0 | 0 |  | 25314.9726 | 229.9008 | 100%
FAIRVIEW 2207P148 | 4.5868e-05 | 1.5547 | 9.8792e-05 | 4.5758 | 3.7294 | 0.84643 | 0 | 0 |  | 25315.819 | 229.9009 | 100%
STANISLAUS 170275348 | 8.3581e-05 | 1.3013 | 9.5481e-05 | 5.3029 | 0 | 5.3029 | 0 | 0 |  | 25321.122 | 229.901 | 100%
SALT SPRINGS 21011232 | 4.2772e-05 | 1.5493 | 9.0864e-05 | 9.0803 | 1.3608 | 7.7196 | 0 | 0 |  | 25328.8415 | 229.9011 | 100%
ELK 11018779 | 0.00012002 | 1.8049 | 8.9792e-05 | 4.2669 | 0 | 4.2669 | 0 | 0 |  | 25333.1084 | 229.9012 | 100%
GABILAN 11013034 | 4.5789e-05 | 2.3733 | 8.716e-05 | 19.8296 | 19.7797 | 0.04993 | 0 | 0 |  | 25333.1583 | 229.9013 | 100%
SPRING GAP 170286032 | 2.8164e-05 | 3.5085 | 8.538e-05 | 2.8938 | 1.8896 | 1.0042 | 0 | 0 |  | 25334.1625 | 229.9013 | 100%
CHESTER 1101922138 | 4.9756e-05 | 2.046 | 8.4169e-05 | 2.2168 | 0.64774 | 1.5691 | 0 | 0 |  | 25335.7316 | 229.9014 | 100%
GREEN VALLEY 210112106 | 8.3645e-05 | 0.75016 | 8.0919e-05 | 12.1438 | 11.7977 | 0.34608 | 0 | 0 |  | 25336.0776 | 229.9015 | 100%
PETALUMA C 110856774 | 1.6584e-05 | 2.9096 | 7.8722e-05 | 2.7503 | 2.511 | 0.23933 | 0 | 0 |  | 25336.317 | 229.9016 | 100%
SOBRANTE 1102CB | 9.6671e-05 | 1.6868 | 7.4597e-05 | 10.4408 | 0 | 10.4408 | 0 | 0 |  | 25346.7578 | 229.9017 | 100%
HATTON 110137088 | 4.8424e-05 | 2.354 | 7.338e-05 | 11.3549 | 4.2483 | 7.1066 | 0 | 0 |  | 25353.8644 | 229.9017 | 100%
FORT BRAGG A 11021226 | 7.3175e-05 | 0.9972 | 7.0366e-05 | 7.885 | 6.1959 | 1.6891 | 0 | 0 |  | 25355.5535 | 229.9018 | 100%
DIAMOND SPRINGS 1106279670 | 9.3625e-05 | 0.35903 | 7.0093e-05 | 4.8727 | 0.99197 | 3.8807 | 0 | 0 |  | 25359.4342 | 229.9019 | 100%
CRESTA 1101103126 | 0.0010399 | 0.066432 | 6.9083e-05 | 0.30269 | 0 | 0.30269 | 0 | 0 |  | 25359.7369 | 229.9019 | 100%
BRUNSWICK 11064639 | 0.00013355 | 1.1467 | 6.7888e-05 | 3.2493 | 0 | 3.2493 | 0 | 0 |  | 25362.9862 | 229.902 | 100%
LAURELES 111110141 | 5.6214e-05 | 1.1979 | 6.784e-05 | 2.9178 | 0 | 2.9178 | 0 | 0 |  | 25365.9041 | 229.9021 | 100%
SAN RAFAEL 1106910 | 0.00012024 | 0.77728 | 6.6955e-05 | 7.126 | 5.4338 | 1.6921 | 0 | 0 |  | 25367.5962 | 229.9021 | 100%
SOBRANTE 1102690098 | 8.8852e-05 | 0.94645 | 6.6684e-05 | 7.5072 | 0.1213 | 7.3859 | 0 | 0 |  | 25374.9821 | 229.9022 | 100%
PARADISE 110536656 | 0.00098372 | 0.065517 | 6.4706e-05 | 0.64745 | 0.51022 | 0.13723 | 0 | 0 |  | 25375.1194 | 229.9023 | 100%
JARVIS 1101MR210 | 2.3777e-05 | 0.99149 | 6.2939e-05 | 7.5818 | 6.765 | 0.81682 | 0 | 0 |  | 25375.9362 | 229.9023 | 100%
OAKLAND K 1102CR014 | 0.00013845 | 0.41497 | 6.2366e-05 | 10.5071 | 0 | 10.5071 | 0 | 0 |  | 25386.4432 | 229.9024 | 100%
BIG BASIN 110165444 | 0.00091179 | 0.066431 | 6.0572e-05 | 0.47064 | 0 | 0.47064 | 0 | 0 |  | 25386.9139 | 229.9025 | 100%
BOLINAS 1101528 | 4.0677e-05 | 1.441 | 5.4065e-05 | 3.0952 | 1.3141 | 1.7811 | 0 | 0 |  | 25388.695 | 229.9025 | 100%
CAMP EVERS 2104189010 | 0.000791 | 0.065792 | 5.2348e-05 | 0.05231 | 0.015615 | 0.036695 | 0 | 0 |  | 25388.7317 | 229.9026 | 100%
SILVERADO 2103507513 | 0.00010329 | 1.1629 | 4.9269e-05 | 5.1833 | 2.198 | 2.9853 | 0 | 0 |  | 25391.717 | 229.9026 | 100%
ROSSMOOR 1101L503R | 0.00010589 | 0.83292 | 4.8731e-05 | 4.2951 | 0 | 4.2951 | 0 | 0 |  | 25396.0121 | 229.9027 | 100%
DOLAN ROAD 1101590402 | 5.9195e-05 | 0.67392 | 4.8446e-05 | 5.9751 | 3.5413 | 2.4338 | 0 | 0 |  | 25398.4459 | 229.9027 | 100%
PARADISE 1103468200 | 0.00072422 | 0.066431 | 4.8111e-05 | 0.33044 | 0 | 0.33044 | 0 | 0 |  | 25398.7764 | 229.9028 | 100%
NAPA 11025039 | 7.2354e-05 | 1.1951 | 4.5334e-05 | 2.6383 | 2.6383 | 0 | 0 | 0 |  | 25398.7764 | 229.9028 | 100%
PARADISE 11042486 | 0.00067148 | 0.065791 | 4.4268e-05 | 0.11796 | 0.026954 | 0.091002 | 0 | 0 |  | 25398.8674 | 229.9029 | 100%
PARADISE 1105828400 | 0.00066466 | 0.066431 | 4.4154e-05 | 0.031143 | 0 | 0.031143 | 0 | 0 |  | 25398.8985 | 229.9029 | 100%
CEDAR CREEK 11011362 | 0.00065973 | 0.066431 | 4.3827e-05 | 0.015507 | 0 | 0.015507 | 0 | 0 |  | 25398.914 | 229.9029 | 100%
EL CERRITO G 1105BR194 | 6.6442e-05 | 0.38709 | 4.3185e-05 | 5.2778 | 1.4563 | 3.8214 | 0 | 0 |  | 25402.7355 | 229.903 | 100%
PARADISE 11061212 | 0.00064007 | 0.066393 | 4.2503e-05 | 2.019 | 0.0099453 | 2.0091 | 0 | 0 |  | 25404.7445 | 229.903 | 100%
CAMP EVERS 210510996 | 0.00063772 | 0.066431 | 4.2365e-05 | 0.76209 | 0 | 0.76209 | 0 | 0 |  | 25405.5066 | 229.9031 | 100%
PARADISE 110599226 | 0.00062786 | 0.065639 | 4.1187e-05 | 3.4417 | 2.2969 | 1.1447 | 0 | 0 |  | 25406.6514 | 229.9031 | 100%
FORT BRAGG A 1102956 | 8.7665e-05 | 0.39404 | 4.0908e-05 | 12.2325 | 0.87219 | 11.3603 | 0 | 0 |  | 25418.0117 | 229.9032 | 100%
BIG TREES 04025300 | 0.00020513 | 0.27315 | 3.9714e-05 | 9.7951 | 0 | 9.7951 | 0 | 0 |  | 25427.8068 | 229.9032 | 100%
CAMP EVERS 210595050 | 0.00059508 | 0.066431 | 3.9532e-05 | 0.13873 | 0 | 0.13873 | 0 | 0 |  | 25427.9455 | 229.9032 | 100%
DUNLAP 11037170 | 2.872e-05 | 2.7066 | 3.9493e-05 | 5.4237 | 0 | 5.4237 | 0 | 0 |  | 25433.3692 | 229.9033 | 100%
BEN LOMOND 04015400 | 0.00059378 | 0.066431 | 3.9445e-05 | 0.45458 | 0 | 0.45458 | 0 | 0 |  | 25433.8238 | 229.9033 | 100%
ROB ROY 210538430 | 5.3215e-05 | 0.59378 | 3.7768e-05 | 6.3626 | 2.5961 | 3.7665 | 0 | 0 |  | 25437.5903 | 229.9033 | 100%
MORGAN HILL 2106CB | 4.8424e-05 | 0.73812 | 3.5184e-05 | 3.8827 | 3.2592 | 0.62349 | 0 | 0 |  | 25438.2138 | 229.9034 | 100%
SHINGLE SPRINGS 2108449638 | 0.00016049 | 0.21903 | 3.5151e-05 | 0.026093 | 0 | 0.026093 | 0 | 0 |  | 25438.2399 | 229.9034 | 100%
PACIFICA 1101777484 | 1.3219e-05 | 5.1374 | 3.5066e-05 | 3.55 | 2.6457 | 0.90431 | 0 | 0 |  | 25439.1442 | 229.9035 | 100%
PARADISE 11032534 | 0.00050354 | 0.066327 | 3.3375e-05 | 3.2601 | 0.086741 | 3.1733 | 0 | 0 |  | 25442.3175 | 229.9035 | 100%
PACIFICA 1102CB | 1.5294e-05 | 1.6186 | 3.2507e-05 | 3.8941 | 3.546 | 0.34812 | 0 | 0 |  | 25442.6657 | 229.9035 | 100%
PARADISE 11042488 | 0.0004856 | 0.066431 | 3.2259e-05 | 3.5364 | 0 | 3.5364 | 0 | 0 |  | 25446.2021 | 229.9036 | 100%
WILLOW CREEK 1103181562 | 0.00048291 | 0.066432 | 3.208e-05 | 0.0028415 | 0 | 0.0028415 | 0 | 0 |  | 25446.2049 | 229.9036 | 100%
PARADISE 1104283794 | 0.00048267 | 0.066328 | 3.2004e-05 | 2.5077 | 0.13929 | 2.3684 | 0 | 0 |  | 25448.5733 | 229.9036 | 100%
FORT BRAGG A 110235592 | 0.00014429 | 0.38535 | 3.1961e-05 | 13.1322 | 0 | 13.1322 | 0 | 0 |  | 25461.7055 | 229.9036 | 100%
BRUNSWICK 11103907 | 0.00047789 | 0.066432 | 3.1747e-05 | 0.89367 | 0 | 0.89367 | 0 | 0 |  | 25462.5991 | 229.9037 | 100%
PEORIA 17013186 | 7.9358e-05 | 0.39871 | 3.1551e-05 | 9.8236 | 0 | 9.8236 | 0 | 0 |  | 25472.4227 | 229.9037 | 100%
BERESFORD 0403435168 | 4.9503e-05 | 0.97971 | 3.1131e-05 | 1.8038 | 0.51826 | 1.2855 | 0 | 0 |  | 25473.7082 | 229.9037 | 100%
BRUNSWICK 1104244027 | 0.00047101 | 0.065791 | 3.093e-05 | 0.38594 | 0.079691 | 0.30625 | 0 | 0 |  | 25474.0145 | 229.9038 | 100%
CAMP EVERS 210595394 | 0.00046445 | 0.066431 | 3.0854e-05 | 0.49123 | 0 | 0.49123 | 0 | 0 |  | 25474.5057 | 229.9038 | 100%
PARADISE 110636042 | 0.00046491 | 0.066335 | 3.0817e-05 | 8.7406 | 0.54637 | 8.1942 | 0 | 0 |  | 25482.7 | 229.9038 | 100%
ANDERSON 1101561686 | 0.00044669 | 0.066431 | 2.9674e-05 | 0.091487 | 0 | 0.091487 | 0 | 0 |  | 25482.7914 | 229.9039 | 100%
BEN LOMOND 040116010 | 0.00044502 | 0.066431 | 2.9564e-05 | 1.696 | 0 | 1.696 | 0 | 0 |  | 25484.4875 | 229.9039 | 100%
LAKEWOOD 210738404 | 0.00010907 | 0.73881 | 2.9507e-05 | 5.8006 | 2.239 | 3.5616 | 0 | 0 |  | 25488.0491 | 229.9039 | 100%
FAIRMOUNT 0401395180 | 1.6162e-05 | 2.4421 | 2.9412e-05 | 1.4883 | 0.08134 | 1.407 | 0 | 0 |  | 25489.4561 | 229.904 | 100%
RIO DELL 1102214052 | 0.00044429 | 0.066065 | 2.933e-05 | 0.62876 | 0.043827 | 0.58493 | 0 | 0 |  | 25490.041 | 229.904 | 100%
DIAMOND SPRINGS 1106176130 | 0.00044128 | 0.066432 | 2.9315e-05 | 0.019934 | 0 | 0.019934 | 0 | 0 |  | 25490.0609 | 229.904 | 100%
CAMP EVERS 2103CB | 0.00043795 | 0.066004 | 2.9049e-05 | 0.14027 | 0.021953 | 0.11832 | 0 | 0 |  | 25490.1793 | 229.904 | 100%
PARADISE 1104CB | 0.0004418 | 0.065541 | 2.9018e-05 | 3.7251 | 2.3504 | 1.3747 | 0 | 0 |  | 25491.5539 | 229.9041 | 100%
BRUNSWICK 1107969778 | 0.00042983 | 0.066432 | 2.8554e-05 | 0.66562 | 0 | 0.66562 | 0 | 0 |  | 25492.2196 | 229.9041 | 100%
PARADISE 1104954322 | 0.0004268 | 0.066431 | 2.8353e-05 | 4.3027 | 0 | 4.3027 | 0 | 0 |  | 25496.5223 | 229.9041 | 100%
BIG BASIN 11015479 | 0.00041807 | 0.066431 | 2.7773e-05 | 0.17979 | 0 | 0.17979 | 0 | 0 |  | 25496.7021 | 229.9042 | 100%
CAMP EVERS 2105BL 2101 | 0.00041248 | 0.066431 | 2.7401e-05 | 0.0032262 | 0 | 0.0032262 | 0 | 0 |  | 25496.7053 | 229.9042 | 100%
BURNS 2101CB | 0.00040765 | 0.066431 | 2.7081e-05 | 1.7044 | 0 | 1.7044 | 0 | 0 |  | 25498.4097 | 229.9042 | 100%
POINT MORETTI 110110722 | 0.00040174 | 0.066431 | 2.6688e-05 | 0.58294 | 0 | 0.58294 | 0 | 0 |  | 25498.9926 | 229.9042 | 100%
SOBRANTE 1102L510R | 8.2413e-05 | 0.24129 | 2.6158e-05 | 9.7569 | 0.099407 | 9.6575 | 0 | 0 |  | 25508.6501 | 229.9043 | 100%
MIRABEL 1101781318 | 0.00038201 | 0.066431 | 2.5377e-05 | 0.10698 | 0 | 0.10698 | 0 | 0 |  | 25508.7571 | 229.9043 | 100%
PARADISE 110453544 | 0.00038613 | 0.06569 | 2.5314e-05 | 1.0741 | 0.43076 | 0.64333 | 0 | 0 |  | 25509.4004 | 229.9043 | 100%
VALLEY VIEW 1103CB | 4.1439e-05 | 0.25769 | 2.5206e-05 | 6.5139 | 6.3445 | 0.16939 | 0 | 0 |  | 25509.5698 | 229.9043 | 100%
CAMP EVERS 21055146 | 0.00036971 | 0.066431 | 2.4561e-05 | 5.9259 | 0 | 5.9259 | 0 | 0 |  | 25515.4957 | 229.9044 | 100%
CASTRO VALLEY 1102837904 | 3.8294e-05 | 0.69841 | 2.4435e-05 | 2.0217 | 0.98432 | 1.0374 | 0 | 0 |  | 25516.5331 | 229.9044 | 100%
PARADISE 1104961990 | 0.00035642 | 0.066431 | 2.3677e-05 | 6.8193 | 0 | 6.8193 | 0 | 0 |  | 25523.3524 | 229.9044 | 100%
PARADISE 1103772517 | 0.00035423 | 0.066378 | 2.3519e-05 | 1.7261 | 0 | 1.7261 | 0 | 0 |  | 25525.0785 | 229.9044 | 100%
BEN LOMOND 0401CB | 0.00034662 | 0.066431 | 2.3026e-05 | 7.7747 | 0 | 7.7747 | 0 | 0 |  | 25532.8532 | 229.9045 | 100%
GRASS VALLEY 1101528232 | 0.00033485 | 0.066432 | 2.2245e-05 | 0.093008 | 0 | 0.093008 | 0 | 0 |  | 25532.9462 | 229.9045 | 100%
FLINT 1102CB | 0.00033388 | 0.066432 | 2.218e-05 | 0.092864 | 0 | 0.092864 | 0 | 0 |  | 25533.0391 | 229.9045 | 100%
MORRO BAY 1102V84 | 7.2115e-06 | 0.37923 | 2.1832e-05 | 9.8695 | 9.6396 | 0.22982 | 0 | 0 |  | 25533.2689 | 229.9045 | 100%
PLACERVILLE 1111CB | 0.00032886 | 0.066351 | 2.1827e-05 | 1.3983 | 0.0028415 | 1.3954 | 0 | 0 |  | 25534.6644 | 229.9045 | 100%
POINT MORETTI 110139126 | 0.00031627 | 0.066431 | 2.101e-05 | 2.259 | 0 | 2.259 | 0 | 0 |  | 25536.9234 | 229.9046 | 100%
CAMP EVERS 2106834583 | 0.00030071 | 0.066431 | 1.9977e-05 | 0.60972 | 0 | 0.60972 | 0 | 0 |  | 25537.5331 | 229.9046 | 100%
BIG TREES 0402737512 | 0.0002931 | 0.066402 | 1.9465e-05 | 6.9489 | 0.16368 | 6.7852 | 0 | 0 |  | 25544.3183 | 229.9046 | 100%
CAMP EVERS 210511384 | 0.00028937 | 0.066431 | 1.9223e-05 | 5.2222 | 0 | 5.2222 | 0 | 0 |  | 25549.5405 | 229.9046 | 100%
DIAMOND SPRINGS 1106762780 | 0.0002944 | 0.065383 | 1.9222e-05 | 0.79705 | 0.54797 | 0.24908 | 0 | 0 |  | 25549.7896 | 229.9046 | 100%
BRUNSWICK 1103262343 | 0.00028891 | 0.066432 | 1.9193e-05 | 0.76623 | 0 | 0.76623 | 0 | 0 |  | 25550.5558 | 229.9047 | 100%
BIG BASIN 11029741 | 0.00028291 | 0.066431 | 1.8794e-05 | 0.64417 | 0 | 0.64417 | 0 | 0 |  | 25551.2 | 229.9047 | 100%
BIG BASIN 11015028 | 0.00027873 | 0.066431 | 1.8516e-05 | 5.0266 | 0 | 5.0266 | 0 | 0 |  | 25556.2265 | 229.9047 | 100%
BRUNSWICK 1103851116 | 0.00027959 | 0.066111 | 1.8459e-05 | 0.25223 | 0.055838 | 0.1964 | 0 | 0 |  | 25556.4229 | 229.9047 | 100%
DIAMOND SPRINGS 1106926235 | 0.00027977 | 0.065791 | 1.8372e-05 | 0.25863 | 0.068847 | 0.18979 | 0 | 0 |  | 25556.6127 | 229.9047 | 100%
SARATOGA 1103981056 | 0.00027805 | 0.065789 | 1.8259e-05 | 0.14155 | 0.059501 | 0.082049 | 0 | 0 |  | 25556.6948 | 229.9048 | 100%
DIAMOND SPRINGS 110699658 | 0.00027979 | 0.06515 | 1.8228e-05 | 2.7386 | 2.7386 | 0 | 0 | 0 |  | 25556.6948 | 229.9048 | 100%
BRUNSWICK 110378862 | 0.00027939 | 0.065225 | 1.8213e-05 | 1.1215 | 1.0447 | 0.076823 | 0 | 0 |  | 25556.7716 | 229.9048 | 100%
ROB ROY 210512584 | 5.9861e-05 | 0.22529 | 1.8188e-05 | 25.8787 | 22.3665 | 3.5122 | 0 | 0 |  | 25560.2838 | 229.9048 | 100%
PERRY 1101V72 | 2.6938e-05 | 1.494 | 1.8115e-05 | 8.7975 | 2.8248 | 5.9727 | 0 | 0 |  | 25566.2565 | 229.9048 | 100%
CAMP EVERS 210611006 | 0.00027097 | 0.066431 | 1.8001e-05 | 2.0392 | 0 | 2.0392 | 0 | 0 |  | 25568.2957 | 229.9048 | 100%
ALLEGHANY 11011101/2 | 0.00026849 | 0.066431 | 1.7836e-05 | 0.020437 | 0 | 0.020437 | 0 | 0 |  | 25568.3161 | 229.9049 | 100%
SUMMIT 1101CB | 0.0002671 | 0.066431 | 1.7744e-05 | 0.1374 | 0 | 0.1374 | 0 | 0 |  | 25568.4535 | 229.9049 | 100%
CAMP EVERS 2104710556 | 0.00026928 | 0.065792 | 1.7662e-05 | 0.050879 | 0.0099453 | 0.040934 | 0 | 0 |  | 25568.4944 | 229.9049 | 100%
FLINT 1101958726 | 0.00026566 | 0.066333 | 1.7619e-05 | 1.0239 | 0.026087 | 0.9978 | 0 | 0 |  | 25569.4922 | 229.9049 | 100%
POINT MORETTI 11015401 | 0.0002635 | 0.066431 | 1.7505e-05 | 2.5155 | 0 | 2.5155 | 0 | 0 |  | 25572.0078 | 229.9049 | 100%
POTTER VALLEY P H 1104CB | 0.00026209 | 0.066431 | 1.7411e-05 | 0.098474 | 0 | 0.098474 | 0 | 0 |  | 25572.1063 | 229.905 | 100%
BOLINAS 11011064 | 5.2154e-05 | 0.37559 | 1.7391e-05 | 4.4402 | 3.8154 | 0.62485 | 0 | 0 |  | 25572.7311 | 229.905 | 100%
BRUNSWICK 1104761310 | 0.00026016 | 0.066432 | 1.7283e-05 | 0.02679 | 0 | 0.02679 | 0 | 0 |  | 25572.7579 | 229.905 | 100%
CAMP EVERS 21055232 | 0.00025977 | 0.066431 | 1.7257e-05 | 4.5152 | 0 | 4.5152 | 0 | 0 |  | 25577.2731 | 229.905 | 100%
BRUNSWICK 1103956424 | 0.00026235 | 0.065882 | 1.7224e-05 | 1.6273 | 0.59443 | 1.0328 | 0 | 0 |  | 25578.3059 | 229.905 | 100%
CAMP EVERS 210510786 | 0.00025715 | 0.066431 | 1.7083e-05 | 4.5943 | 0 | 4.5943 | 0 | 0 |  | 25582.9002 | 229.905 | 100%
CAMP EVERS 210411048 | 0.00025575 | 0.065825 | 1.6894e-05 | 1.3291 | 0.41323 | 0.91592 | 0 | 0 |  | 25583.8161 | 229.9051 | 100%
RALSTON 1101100040 | 0.00025542 | 0.065698 | 1.6779e-05 | 0.83296 | 0.0099452 | 0.82301 | 0 | 0 |  | 25584.6392 | 229.9051 | 100%
CAMP EVERS 210574170 | 0.00025227 | 0.066431 | 1.6759e-05 | 3.5755 | 0 | 3.5755 | 0 | 0 |  | 25588.2146 | 229.9051 | 100%
POTTER VALLEY P H 1105CB | 0.0002491 | 0.066431 | 1.6548e-05 | 0.055533 | 0 | 0.055533 | 0 | 0 |  | 25588.2702 | 229.9051 | 100%
PLACERVILLE 210619732 | 0.00024625 | 0.066432 | 1.6359e-05 | 9.2596 | 0 | 9.2596 | 0 | 0 |  | 25597.5297 | 229.9051 | 100%
CAMP EVERS 210611044 | 0.00024668 | 0.06589 | 1.6316e-05 | 12.2125 | 4.5731 | 7.6394 | 0 | 0 |  | 25605.1691 | 229.9051 | 100%
BRUNSWICK 1107357568 | 0.00024621 | 0.065663 | 1.6214e-05 | 2.3884 | 1.1903 | 1.1981 | 0 | 0 |  | 25606.3672 | 229.9052 | 100%
SAN RAFAEL 11042651 | 0.00024324 | 0.066303 | 1.6143e-05 | 0.81839 | 0.048646 | 0.76975 | 0 | 0 |  | 25607.1369 | 229.9052 | 100%
SAN RAFAEL 1106837 | 0.00024512 | 0.065733 | 1.6143e-05 | 1.5626 | 0.88909 | 0.67349 | 0 | 0 |  | 25607.8104 | 229.9052 | 100%
MIRABEL 11027401 | 0.00023873 | 0.066431 | 1.5859e-05 | 1.0628 | 0 | 1.0628 | 0 | 0 |  | 25608.8732 | 229.9052 | 100%
BIG BASIN 11019773 | 0.00023796 | 0.066431 | 1.5808e-05 | 0.4505 | 0 | 0.4505 | 0 | 0 |  | 25609.3237 | 229.9052 | 100%
BRUNSWICK 111095576 | 0.00024199 | 0.06515 | 1.5765e-05 | 2.1998 | 2.1998 | 0 | 0 | 0 |  | 25609.3237 | 229.9052 | 100%
BRUNSWICK 1103234378 | 0.00023818 | 0.065939 | 1.5727e-05 | 0.76466 | 0.12406 | 0.6406 | 0 | 0 |  | 25609.9643 | 229.9053 | 100%
CAMP EVERS 210511004 | 0.000234 | 0.066431 | 1.5545e-05 | 4.3389 | 0 | 4.3389 | 0 | 0 |  | 25614.3032 | 229.9053 | 100%
GIRVAN 1102296428 | 0.00023533 | 0.065703 | 1.5492e-05 | 3.3107 | 1.59 | 1.7207 | 0 | 0 |  | 25616.0239 | 229.9053 | 100%
WOODSIDE 1101CB | 0.00023708 | 0.065169 | 1.545e-05 | 4.2028 | 4.2028 | 0 | 0 | 0 |  | 25616.0239 | 229.9053 | 100%
BRUNSWICK 110750008 | 0.00023509 | 0.06535 | 1.5377e-05 | 4.9085 | 3.7718 | 1.1366 | 0 | 0 |  | 25617.1606 | 229.9053 | 100%
DIAMOND SPRINGS 1106910235 | 0.00023372 | 0.065631 | 1.5283e-05 | 1.1026 | 0.5737 | 0.52893 | 0 | 0 |  | 25617.6895 | 229.9053 | 100%
SARATOGA 1107LC26 | 0.00022734 | 0.066432 | 1.5103e-05 | 5.6293 | 0 | 5.6293 | 0 | 0 |  | 25623.3188 | 229.9053 | 100%
PLACERVILLE 1110CB | 0.0002292 | 0.065745 | 1.5035e-05 | 1.7961 | 0.93212 | 0.86396 | 0 | 0 |  | 25624.1827 | 229.9054 | 100%
GRASS VALLEY 1102CB | 0.00022849 | 0.065197 | 1.4894e-05 | 5.794 | 5.7121 | 0.081891 | 0 | 0 |  | 25624.2646 | 229.9054 | 100%
MONTE RIO 111264682 | 0.00022403 | 0.066431 | 1.4883e-05 | 1.762 | 0 | 1.762 | 0 | 0 |  | 25626.0267 | 229.9054 | 100%
MIRABEL 1102841 | 0.00022352 | 0.066431 | 1.4849e-05 | 0.81233 | 0 | 0.81233 | 0 | 0 |  | 25626.839 | 229.9054 | 100%
SAN RAFAEL 1101546438 | 0.00022139 | 0.066248 | 1.4698e-05 | 0.96504 | 0.0070634 | 0.95798 | 0 | 0 |  | 25627.797 | 229.9054 | 100%
SALT SPRINGS 21014913 | 1.9829e-05 | 0.94688 | 1.4645e-05 | 3.7696 | 0 | 3.7696 | 0 | 0 |  | 25631.5666 | 229.9054 | 100%
OAKLAND K 1101CR346 | 0.00021988 | 0.066432 | 1.4607e-05 | 0.20568 | 0 | 0.20568 | 0 | 0 |  | 25631.7723 | 229.9054 | 100%
EL DORADO PH 210219562 | 0.00021832 | 0.066431 | 1.4503e-05 | 7.2492 | 0 | 7.2492 | 0 | 0 |  | 25639.0214 | 229.9055 | 100%
LOS GATOS 1106LA42 | 0.00021752 | 0.066431 | 1.445e-05 | 2.7716 | 0 | 2.7716 | 0 | 0 |  | 25641.793 | 229.9055 | 100%
GEYSERVILLE 1101975350 | 0.00015577 | 0.090462 | 1.4284e-05 | 0.25192 | 0.20648 | 0.045436 | 0 | 0 |  | 25641.8384 | 229.9055 | 100%
SHINGLE SPRINGS 2110CB | 0.00021376 | 0.065919 | 1.4099e-05 | 1.2768 | 0.43978 | 0.83703 | 0 | 0 |  | 25642.6755 | 229.9055 | 100%
FORT BRAGG A 1104920850 | 0.00021514 | 0.065576 | 1.406e-05 | 0.31985 | 0.1196 | 0.20025 | 0 | 0 |  | 25642.8757 | 229.9055 | 100%
AUBURN 11028611 | 0.00020875 | 0.066432 | 1.3867e-05 | 1.7986 | 0 | 1.7986 | 0 | 0 |  | 25644.6743 | 229.9055 | 100%
MIRABEL 11022043 | 0.00020837 | 0.066431 | 1.3842e-05 | 0.56074 | 0 | 0.56074 | 0 | 0 |  | 25645.235 | 229.9055 | 100%
SAN RAFAEL 11081247 | 0.00020644 | 0.066431 | 1.3714e-05 | 0.27562 | 0 | 0.27562 | 0 | 0 |  | 25645.5107 | 229.9056 | 100%
HARRIS 1109661309 | 0.00020886 | 0.065469 | 1.3667e-05 | 1.3704 | 1.0884 | 0.28204 | 0 | 0 |  | 25645.7927 | 229.9056 | 100%
CAMP EVERS 2104600529 | 0.00020229 | 0.066112 | 1.3356e-05 | 0.27061 | 0.0078356 | 0.26277 | 0 | 0 |  | 25646.0555 | 229.9056 | 100%
PUEBLO 1104968601 | 0.00020045 | 0.066431 | 1.3316e-05 | 0.0076071 | 0 | 0.0076071 | 0 | 0 |  | 25646.0631 | 229.9056 | 100%
SARATOGA 11075696 | 0.00020042 | 0.066175 | 1.3265e-05 | 6.1125 | 1.0459 | 5.0666 | 0 | 0 |  | 25651.1297 | 229.9056 | 100%
GEYSERVILLE 1101216442 | 0.00012382 | 0.10422 | 1.2906e-05 | 0.2035 | 0 | 0.2035 | 0 | 0 |  | 25651.3332 | 229.9056 | 100%
BRUNSWICK 11047181 | 0.00019333 | 0.066432 | 1.2843e-05 | 0.77324 | 0 | 0.77324 | 0 | 0 |  | 25652.1065 | 229.9056 | 100%
CAMP EVERS 21067603 | 0.00019238 | 0.066431 | 1.278e-05 | 0.94918 | 0 | 0.94918 | 0 | 0 |  | 25653.0556 | 229.9057 | 100%
SARATOGA 1106LC24 | 0.00019316 | 0.066006 | 1.2747e-05 | 11.5198 | 3.2796 | 8.2403 | 0 | 0 |  | 25661.2959 | 229.9057 | 100%
MORAGA 110183424 | 0.00018902 | 0.066249 | 1.2546e-05 | 1.6183 | 0.0021527 | 1.6162 | 0 | 0 |  | 25662.9121 | 229.9057 | 100%
CAMP EVERS 210616000 | 0.000189 | 0.065804 | 1.2496e-05 | 3.8611 | 1.7768 | 2.0843 | 0 | 0 |  | 25664.9964 | 229.9057 | 100%
KESWICK 1101CB | 0.00018686 | 0.066431 | 1.2413e-05 | 0.016574 | 0 | 0.016574 | 0 | 0 |  | 25665.0129 | 229.9057 | 100%
STAFFORD 1101344092 | 0.00018617 | 0.066431 | 1.2368e-05 | 0.081482 | 0.0098104 | 0.071671 | 0 | 0 |  | 25665.0846 | 229.9057 | 100%
PLACER 1101208930 | 0.00018882 | 11.1381 | 1.2302e-05 | 0.88599 | 0.76969 | 0.1163 | 0 | 0 |  | 25665.2009 | 229.9057 | 100%
SHINGLE SPRINGS 210511172 | 0.00018146 | 0.066162 | 1.2003e-05 | 2.4371 | 0.43694 | 2.0001 | 0 | 0 |  | 25667.2011 | 229.9057 | 100%
MONTE RIO 1111CB | 0.0001783 | 0.066431 | 1.1845e-05 | 0.25414 | 0 | 0.25414 | 0 | 0 |  | 25667.4552 | 229.9057 | 100%
LOS GATOS 1106LA46 | 0.00017602 | 0.066431 | 1.1694e-05 | 1.4989 | 0 | 1.4989 | 0 | 0 |  | 25668.9541 | 229.9058 | 100%
SARATOGA 1115463510 | 0.0001755 | 0.066369 | 1.1648e-05 | 3.0339 | 0.1141 | 2.9197 | 0 | 0 |  | 25671.8739 | 229.9058 | 100%
HALF MOON BAY 11038898 | 0.00017399 | 0.066431 | 1.1558e-05 | 0.64313 | 0 | 0.64313 | 0 | 0 |  | 25672.517 | 229.9058 | 100%
CASTRO VALLEY 1102MR359 | 2.5295e-05 | 0.41659 | 1.1476e-05 | 6.7694 | 6.7694 | 0 | 0 | 0 |  | 25672.517 | 229.9058 | 100%
MONROE 210392868 | 0.00017449 | 0.065522 | 1.1443e-05 | 0.6528 | 0.5263 | 0.1265 | 0 | 0 |  | 25672.6435 | 229.9058 | 100%
OAKLAND X 1104391688 | 0.00017212 | 0.066431 | 1.1434e-05 | 1.2876 | 0 | 1.2876 | 0 | 0 |  | 25673.9311 | 229.9058 | 100%
CAMP EVERS 210355638 | 0.00017356 | 0.065698 | 1.1416e-05 | 3.5052 | 1.6721 | 1.8332 | 0 | 0 |  | 25675.7643 | 229.9058 | 100%
LAKEWOOD 2227W503R | 1.999e-05 | 0.42059 | 1.1363e-05 | 7.6473 | 7.5716 | 0.075745 | 0 | 0 |  | 25675.84 | 229.9058 | 100%
CLOVERDALE 1101409224 | 0.0001558 | 0.071835 | 1.131e-05 | 0.21961 | 0.13339 | 0.086215 | 0 | 0 |  | 25675.9262 | 229.9059 | 100%
DEL MAR 210938684 | 0.00017305 | 0.065149 | 1.1274e-05 | 0.062222 | 0.038358 | 0.023864 | 0 | 0 |  | 25675.9501 | 229.9059 | 100%
MONTE RIO 1111506 | 0.00016864 | 0.066431 | 1.1203e-05 | 1.2565 | 0 | 1.2565 | 0 | 0 |  | 25677.2066 | 229.9059 | 100%
WOODSIDE 11012299 | 0.00016866 | 0.06638 | 1.1198e-05 | 1.8197 | 0 | 1.8197 | 0 | 0 |  | 25679.0263 | 229.9059 | 100%
SHINGLE SPRINGS 11038752 | 0.00016401 | 0.066391 | 1.0889e-05 | 1.8569 | 0 | 1.8569 | 0 | 0 |  | 25680.8832 | 229.9059 | 100%
CAMP EVERS 210310946 | 0.00016435 | 0.06595 | 1.0851e-05 | 8.453 | 2.7984 | 5.6546 | 0 | 0 |  | 25686.5379 | 229.9059 | 100%
OAKLAND X 1104CR214 | 0.00016318 | 0.066431 | 1.0841e-05 | 2.882 | 0 | 2.882 | 0 | 0 |  | 25689.4199 | 229.9059 | 100%
OAKLAND X 1104CR288 | 0.00016278 | 0.066431 | 1.0814e-05 | 2.7237 | 0 | 2.7237 | 0 | 0 |  | 25692.1436 | 229.9059 | 100%
OAKLAND X 1104CR022 | 0.00016152 | 0.066431 | 1.073e-05 | 4.0194 | 0 | 4.0194 | 0 | 0 |  | 25696.163 | 229.9059 | 100%
ALLEGHANY 11021101/2 | 0.00016141 | 0.066431 | 1.0723e-05 | 0.019385 | 0 | 0.019385 | 0 | 0 |  | 25696.1824 | 229.906 | 100%
CAMP EVERS 2104496570 | 0.00016262 | 0.065632 | 1.0717e-05 | 0.43589 | 0.19394 | 0.24196 | 0 | 0 |  | 25696.4243 | 229.906 | 100%
MONTE RIO 1113250 | 0.0001605 | 0.066431 | 1.0662e-05 | 1.2339 | 0 | 1.2339 | 0 | 0 |  | 25697.6582 | 229.906 | 100%
FROGTOWN 1702390720 | 0.00015881 | 0.066432 | 1.055e-05 | 0.13577 | 0.0099453 | 0.12582 | 0 | 0 |  | 25697.784 | 229.906 | 100%
SAN RAFAEL 11081262 | 0.00015861 | 0.066252 | 1.0529e-05 | 4.4225 | 0.50008 | 3.9225 | 0 | 0 |  | 25701.7065 | 229.906 | 100%
LLAGAS 2107250129 | 0.00015745 | 0.066432 | 1.046e-05 | 0.29086 | 0.041222 | 0.24964 | 0 | 0 |  | 25701.9561 | 229.906 | 100%
CAMP EVERS 2106CB | 0.00015882 | 0.065393 | 1.0397e-05 | 2.3534 | 1.6688 | 0.68456 | 0 | 0 |  | 25702.6407 | 229.906 | 100%
PASO ROBLES 1103451760 | 0.000155 | 0.066432 | 1.0297e-05 | 0.061067 | 0 | 0.061067 | 0 | 0 |  | 25702.7018 | 229.906 | 100%
SANTA ROSA A 1104210 | 0.00015483 | 0.066181 | 1.0255e-05 | 7.8384 | 1.3263 | 6.512 | 0 | 0 |  | 25709.2138 | 229.906 | 100%
MIWUK 170179118 | 0.00015411 | 0.066431 | 1.0238e-05 | 0.019364 | 0 | 0.019364 | 0 | 0 |  | 25709.2332 | 229.906 | 100%
MONTE RIO 1112212 | 0.00015405 | 0.066431 | 1.0234e-05 | 2.2487 | 0 | 2.2487 | 0 | 0 |  | 25711.4819 | 229.9061 | 100%
CAMP EVERS 21061625 | 0.00015401 | 0.066431 | 1.0231e-05 | 0.87071 | 0 | 0.87071 | 0 | 0 |  | 25712.3526 | 229.9061 | 100%
HUMBOLDT BAY 1102104220 | 0.00015541 | 0.065461 | 1.0177e-05 | 3.2553 | 2.3374 | 0.91788 | 0 | 0 |  | 25713.2705 | 229.9061 | 100%
SAN RAFAEL 1107CB | 0.00015094 | 0.065845 | 9.9897e-06 | 7.8819 | 3.0278 | 4.8541 | 0 | 0 |  | 25718.1246 | 229.9061 | 100%
OAKLAND K 1104CR204 | 0.00015005 | 0.066431 | 9.9677e-06 | 4.1265 | 0 | 4.1265 | 0 | 0 |  | 25722.2511 | 229.9061 | 100%
GRASS VALLEY 1103CB | 0.00014987 | 0.066432 | 9.9558e-06 | 0.11882 | 0 | 0.11882 | 0 | 0 |  | 25722.3699 | 229.9061 | 100%
OAKLAND K 1101CR178 | 0.00014846 | 0.066432 | 9.8623e-06 | 0.32933 | 0 | 0.32933 | 0 | 0 |  | 25722.6992 | 229.9061 | 100%
SYCAMORE CREEK 1109CB | 0.00013381 | 0.073352 | 9.8448e-06 | 9.0738 | 8.9053 | 0.16852 | 0 | 0 |  | 25722.8678 | 229.9061 | 100%
SHINGLE SPRINGS 210851474 | 0.00015085 | 0.065188 | 9.839e-06 | 4.6731 | 4.3039 | 0.36925 | 0 | 0 |  | 25723.237 | 229.9061 | 100%
MIDDLETOWN 1101932140 | 0.00014685 | 0.065836 | 9.669e-06 | 0.95851 | 0.42295 | 0.53555 | 0 | 0 |  | 25723.7726 | 229.9061 | 100%
WOODSIDE 1104CB | 0.00014824 | 0.06517 | 9.6632e-06 | 7.451 | 7.3468 | 0.10424 | 0 | 0 |  | 25723.8768 | 229.9062 | 100%
MONTE RIO 1113532 | 0.00014487 | 0.066431 | 9.6241e-06 | 0.52475 | 0 | 0.52475 | 0 | 0 |  | 25724.4016 | 229.9062 | 100%
SHINGLE SPRINGS 1104CB | 0.00014601 | 0.06551 | 9.5675e-06 | 2.3697 | 1.6678 | 0.70184 | 0 | 0 |  | 25725.1034 | 229.9062 | 100%
HALSEY 11026129 | 0.0001435 | 0.066432 | 9.5328e-06 | 3.2042 | 0 | 3.2042 | 0 | 0 |  | 25728.3076 | 229.9062 | 100%
BIG RIVER 1101CB | 0.00014293 | 0.066432 | 9.4951e-06 | 0.02199 | 0 | 0.02199 | 0 | 0 |  | 25728.3295 | 229.9062 | 100%
GIRVAN 1102CB | 0.00014538 | 0.065157 | 9.4726e-06 | 13.6785 | 12.5851 | 1.0934 | 0 | 0 |  | 25729.423 | 229.9062 | 100%
MONTE RIO 11135026 | 0.00014253 | 0.066431 | 9.4686e-06 | 1.844 | 0 | 1.844 | 0 | 0 |  | 25731.267 | 229.9062 | 100%
CALPELLA 1102379946 | 0.00014448 | 0.06515 | 9.4131e-06 | 1.7968 | 1.0436 | 0.75316 | 0 | 0 |  | 25732.0202 | 229.9062 | 100%
ELK 1101CB | 0.0001444 | 0.065148 | 9.4072e-06 | 0.02481 | 0 | 0.02481 | 0 | 0 |  | 25732.045 | 229.9062 | 100%
ALTO 1125296476 | 0.00014203 | 0.065849 | 9.3993e-06 | 0.74372 | 0.084283 | 0.65944 | 0 | 0 |  | 25732.7044 | 229.9062 | 100%
BRUNSWICK 1105297538 | 0.000141 | 0.066432 | 9.367e-06 | 1.0588 | 0 | 1.0588 | 0 | 0 |  | 25733.7632 | 229.9063 | 100%
SILVERADO 2105337226 | 0.00014222 | 0.065742 | 9.3615e-06 | 0.80411 | 0.51916 | 0.28495 | 0 | 0 |  | 25734.0481 | 229.9063 | 100%
MIRABEL 1102CB | 0.00014251 | 0.065166 | 9.286e-06 | 6.6872 | 6.4641 | 0.22303 | 0 | 0 |  | 25734.2711 | 229.9063 | 100%
CLARKSVILLE 210551478 | 0.00014054 | 0.065577 | 9.2483e-06 | 0.056058 | 0.005683 | 0.050375 | 0 | 0 |  | 25734.3215 | 229.9063 | 100%
AUBURN 1102CB | 0.00014106 | 0.065344 | 9.2292e-06 | 7.1407 | 5.75 | 1.3908 | 0 | 0 |  | 25735.7123 | 229.9063 | 100%
BERKELEY F 1105BR166 | 0.00013883 | 0.066432 | 9.2229e-06 | 0.038182 | 0 | 0.038182 | 0 | 0 |  | 25735.7505 | 229.9063 | 100%
RIO DELL 1102CB | 0.00014143 | 0.065148 | 9.2139e-06 | 6.4919 | 6.4919 | 0 | 0 | 0 |  | 25735.7505 | 229.9063 | 100%
EEL RIVER 1103241646 | 0.00014029 | 0.065148 | 9.1396e-06 | 1.3904 | 1.0278 | 0.3626 | 0 | 0 |  | 25736.1131 | 229.9063 | 100%
SAN RAFAEL 110991742 | 0.00013708 | 0.065724 | 9.0186e-06 | 4.7202 | 2.3307 | 2.3895 | 0 | 0 |  | 25738.5026 | 229.9063 | 100%
EEL RIVER 11033820 | 0.0001364 | 0.065808 | 8.9864e-06 | 14.4577 | 14.4577 | 0 | 0 | 0 |  | 25738.5026 | 229.9063 | 100%
SARATOGA 1104209146 | 0.00013627 | 0.065797 | 8.9692e-06 | 6.0112 | 2.9433 | 3.0679 | 0 | 0 |  | 25741.5705 | 229.9063 | 100%
MONTICELLO 11011780 | 0.00013489 | 0.06643 | 8.9608e-06 | 0.071678 | 0 | 0.071678 | 0 | 0 |  | 25741.6422 | 229.9064 | 100%
OAKLAND X 1101328808 | 0.00013477 | 0.066432 | 8.9528e-06 | 0.11589 | 0 | 0.11589 | 0 | 0 |  | 25741.7581 | 229.9064 | 100%
BIG BASIN 11026219 | 0.00013222 | 0.066431 | 8.7836e-06 | 0.92519 | 0 | 0.92519 | 0 | 0 |  | 25742.6832 | 229.9064 | 100%
CALISTOGA 1102184814 | 0.00013241 | 0.065475 | 8.707e-06 | 1.462 | 1.038 | 0.42402 | 0 | 0 |  | 25743.1073 | 229.9064 | 100%
FROGTOWN 1702832694 | 0.0001169 | 0.073805 | 8.7057e-06 | 0.29681 | 0.0099453 | 0.28686 | 0 | 0 |  | 25743.3941 | 229.9064 | 100%
EUREKA E 110435934 | 0.00013282 | 0.065203 | 8.6658e-06 | 3.3934 | 3.3446 | 0.048733 | 0 | 0 |  | 25743.4429 | 229.9064 | 100%
IGNACIO 1105490728 | 0.00013128 | 0.065966 | 8.6628e-06 | 0.87912 | 0.23011 | 0.649 | 0 | 0 |  | 25744.0919 | 229.9064 | 100%
LAKEWOOD 2224798018 | 0.0001303 | 0.066234 | 8.6422e-06 | 0.92319 | 0.023056 | 0.90013 | 0 | 0 |  | 25744.992 | 229.9064 | 100%
WATERSHED 0402CB | 0.00013264 | 0.065147 | 8.6414e-06 | 1.0892 | 0.876 | 0.21316 | 0 | 0 |  | 25745.2052 | 229.9064 | 100%
PACIFICA 1102894156 | 0.0001303 | 0.066111 | 8.6111e-06 | 0.38867 | 0 | 0.38867 | 0 | 0 |  | 25745.5938 | 229.9064 | 100%
GREENBRAE 1103718674 | 0.0001305 | 0.065951 | 8.6092e-06 | 1.149 | 0.33988 | 0.80908 | 0 | 0 |  | 25746.4029 | 229.9064 | 100%
PLACERVILLE 1111610322 | 0.00012983 | 0.066004 | 8.5935e-06 | 0.13716 | 0 | 0.13716 | 0 | 0 |  | 25746.5401 | 229.9064 | 100%
FORT ORD 21069658 | 0.00012787 | 0.066432 | 8.4949e-06 | 0.096962 | 0 | 0.096962 | 0 | 0 |  | 25746.637 | 229.9065 | 100%
OAKLAND K 1104CR206 | 0.00012717 | 0.066431 | 8.4479e-06 | 1.7882 | 0 | 1.7882 | 0 | 0 |  | 25748.4252 | 229.9065 | 100%
PAUL SWEET 21075291 | 0.00012858 | 0.065239 | 8.4226e-06 | 0.99208 | 0.96073 | 0.031348 | 0 | 0 |  | 25748.4565 | 229.9065 | 100%
CAMP EVERS 21035404 | 0.00012738 | 0.065779 | 8.4149e-06 | 4.6343 | 1.9135 | 2.7208 | 0 | 0 |  | 25751.1774 | 229.9065 | 100%
RINCON 1101205854 | 0.00012714 | 0.065923 | 8.3652e-06 | 0.31393 | 0 | 0.31393 | 0 | 0 |  | 25751.4913 | 229.9065 | 100%
CAMP EVERS 21035402 | 0.0001269 | 0.065546 | 8.3234e-06 | 6.7286 | 3.8722 | 2.8564 | 0 | 0 |  | 25754.3477 | 229.9065 | 100%
SARATOGA 1105431214 | 0.00012639 | 0.065861 | 8.308e-06 | 0.49389 | 0.18294 | 0.31096 | 0 | 0 |  | 25754.6587 | 229.9065 | 100%
JESSUP 1102158468 | 0.00012572 | 0.066083 | 8.3063e-06 | 0.86321 | 0.16708 | 0.69613 | 0 | 0 |  | 25755.3548 | 229.9065 | 100%
FORT BRAGG A 1102816 | 0.00012427 | 0.066299 | 8.2407e-06 | 2.5629 | 0.11312 | 2.4498 | 0 | 0 |  | 25757.8046 | 229.9065 | 100%
SOBRANTE 1103N510R | 0.00012562 | 0.065412 | 8.2224e-06 | 0.87212 | 0.62243 | 0.24969 | 0 | 0 |  | 25758.0543 | 229.9065 | 100%
FROGTOWN 1702798032 | 0.00012449 | 0.065789 | 8.1969e-06 | 0.16149 | 0.0095239 | 0.15196 | 0 | 0 |  | 25758.2062 | 229.9065 | 100%
HARRIS 11082062 | 0.00012402 | 0.065581 | 8.1613e-06 | 5.2335 | 3.6448 | 1.5887 | 0 | 0 |  | 25759.795 | 229.9065 | 100%
SAN RAFAEL 11081457 | 0.00012274 | 0.066431 | 8.1539e-06 | 0.76406 | 0 | 0.76406 | 0 | 0 |  | 25760.559 | 229.9066 | 100%
IGNACIO 1105967039 | 0.00012406 | 0.065578 | 8.139e-06 | 0.29186 | 0.10981 | 0.18205 | 0 | 0 |  | 25760.7411 | 229.9066 | 100%
OAKLAND J 1102CR102 | 0.00012168 | 0.066431 | 8.0835e-06 | 0.1966 | 0 | 0.1966 | 0 | 0 |  | 25760.9377 | 229.9066 | 100%
CALISTOGA 1102960240 | 0.00012223 | 0.066176 | 8.0789e-06 | 0.50732 | 0 | 0.50732 | 0 | 0 |  | 25761.445 | 229.9066 | 100%
MIWUK 1702531976 | 0.00012078 | 0.066431 | 8.0236e-06 | 1.3067 | 0 | 1.3067 | 0 | 0 |  | 25762.7517 | 229.9066 | 100%
ALLEGHANY 11011101/2 | 0.00012061 | 0.066431 | 8.0126e-06 | 0.022986 | 0 | 0.022986 | 0 | 0 |  | 25762.7747 | 229.9066 | 100%
FORT BRAGG A 1103284356 | 0.00012158 | 0.066111 | 7.9902e-06 | 0.20253 | 0.066967 | 0.13557 | 0 | 0 |  | 25762.9103 | 229.9066 | 100%
OAKLAND X 1104CR101 | 0.00011894 | 0.066432 | 7.9011e-06 | 0.017646 | 0 | 0.017646 | 0 | 0 |  | 25762.9279 | 229.9066 | 100%
OAKLAND X 1101CR224 | 0.00012031 | 0.065676 | 7.8938e-06 | 1.0292 | 0.62129 | 0.40793 | 0 | 0 |  | 25763.3358 | 229.9066 | 100%
OILFIELDS 1103441010 | 6.8458e-05 | 0.11315 | 7.8772e-06 | 0.81449 | 0.44626 | 0.36823 | 0 | 0 |  | 25763.7041 | 229.9066 | 100%
SAN RAFAEL 1109535284 | 0.00012012 | 0.065436 | 7.8608e-06 | 0.56753 | 0.56078 | 0.0067505 | 0 | 0 |  | 25763.7108 | 229.9066 | 100%
FRUITLAND 11418746 | 0.00011829 | 0.06579 | 7.8216e-06 | 0.51723 | 0.11592 | 0.4013 | 0 | 0 |  | 25764.1121 | 229.9066 | 100%
LOS GATOS 110160052 | 0.00011748 | 0.066432 | 7.8045e-06 | 1.9696 | 0 | 1.9696 | 0 | 0 |  | 25766.0817 | 229.9066 | 100%
SAN CARLOS 110475210 | 0.00011638 | 0.066432 | 7.7312e-06 | 0.38467 | 0 | 0.38467 | 0 | 0 |  | 25766.4663 | 229.9067 | 100%
OAKLAND X 1106CR008 | 0.00011602 | 0.066431 | 7.7074e-06 | 4.4615 | 0 | 4.4615 | 0 | 0 |  | 25770.9279 | 229.9067 | 100%
SAN RAFAEL 11092213 | 0.00011622 | 0.066218 | 7.6893e-06 | 0.42875 | 0 | 0.42875 | 0 | 0 |  | 25771.3566 | 229.9067 | 100%
ALTO 1124553571 | 0.00011616 | 0.065791 | 7.6617e-06 | 0.19882 | 0.09012 | 0.1087 | 0 | 0 |  | 25771.4653 | 229.9067 | 100%
EEL RIVER 1103CB | 0.00011744 | 0.065148 | 7.6507e-06 | 40.0002 | 40.0002 | 0 | 0 | 0 |  | 25771.4653 | 229.9067 | 100%
LOYOLA 110260082 | 0.00011735 | 0.06517 | 7.6477e-06 | 4.1108 | 4.1108 | 0 | 0 | 0 |  | 25771.4653 | 229.9067 | 100%
BRUNSWICK 1104327226 | 0.0001161 | 0.065791 | 7.6459e-06 | 0.089737 | 0.040275 | 0.049461 | 0 | 0 |  | 25771.5148 | 229.9067 | 100%
PIT NO 5 110190846 | 0.00011453 | 0.066431 | 7.6083e-06 | 0.092731 | 0 | 0.092731 | 0 | 0 |  | 25771.6075 | 229.9067 | 100%
STELLING 1109787007 | 0.00010238 | 0.070735 | 7.5915e-06 | 0.22053 | 0.029608 | 0.19092 | 0 | 0 |  | 25771.7984 | 229.9067 | 100%
TAR FLAT 0402CB | 0.00011498 | 0.065789 | 7.5882e-06 | 1.4632 | 0.66694 | 0.7963 | 0 | 0 |  | 25772.5947 | 229.9067 | 100%
TAR FLAT 0401CB | 0.00011418 | 0.066318 | 7.5759e-06 | 3.6677 | 0.17247 | 3.4952 | 0 | 0 |  | 25776.0899 | 229.9067 | 100%
OAKLAND X 1104645092 | 0.0001137 | 0.066352 | 7.5529e-06 | 1.3857 | 0 | 1.3857 | 0 | 0 |  | 25777.4756 | 229.9067 | 100%
HIGHLANDS 110484640 | 0.00011439 | 0.06579 | 7.5307e-06 | 0.75788 | 0.34734 | 0.41053 | 0 | 0 |  | 25777.8862 | 229.9067 | 100%
TRIDAM POWERHOUSE 2101CB | 0.00011256 | 0.066431 | 7.4775e-06 | 0.050339 | 0 | 0.050339 | 0 | 0 |  | 25777.9365 | 229.9068 | 100%
UKIAH 1113658899 | 0.00011266 | 0.066271 | 7.4661e-06 | 0.61359 | 0.028522 | 0.58507 | 0 | 0 |  | 25778.5216 | 229.9068 | 100%
FROGTOWN 1702814784 | 0.00011354 | 0.066004 | 7.4475e-06 | 0.184 | 0.0099454 | 0.17406 | 0 | 0 |  | 25778.6956 | 229.9068 | 100%
OAKLAND X 1106CR266 | 0.00011171 | 0.066431 | 7.421e-06 | 1.1819 | 0 | 1.1819 | 0 | 0 |  | 25779.8775 | 229.9068 | 100%
SARATOGA 11076867 | 0.00011216 | 0.066081 | 7.4136e-06 | 0.8256 | 0.21283 | 0.61277 | 0 | 0 |  | 25780.4903 | 229.9068 | 100%
SAN CARLOS 11049052 | 0.00011158 | 0.066333 | 7.4082e-06 | 5.168 | 0.36857 | 4.7995 | 0 | 0 |  | 25785.2897 | 229.9068 | 100%
UKIAH 1114296894 | 0.00011252 | 0.065577 | 7.398e-06 | 0.28933 | 0.11645 | 0.17288 | 0 | 0 |  | 25785.4626 | 229.9068 | 100%
SANTA ROSA A 1111407286 | 0.00011059 | 0.066431 | 7.3466e-06 | 0.06092 | 0 | 0.06092 | 0 | 0 |  | 25785.5235 | 229.9068 | 100%
HARRIS 1108705523 | 0.00011081 | 0.065615 | 7.293e-06 | 0.66391 | 0.46383 | 0.20008 | 0 | 0 |  | 25785.7236 | 229.9068 | 100%
RESEARCH 2102183888 | 0.00011047 | 0.065447 | 7.2344e-06 | 3.0279 | 1.8477 | 1.1802 | 0 | 0 |  | 25786.9038 | 229.9068 | 100%
ROSSMOOR 1104892332 | 0.00010843 | 0.066432 | 7.2035e-06 | 0.25496 | 0 | 0.25496 | 0 | 0 |  | 25787.1588 | 229.9068 | 100%
EDES 1112CR312 | 0.00010828 | 0.066401 | 7.189e-06 | 3.6881 | 0 | 3.6881 | 0 | 0 |  | 25790.8469 | 229.9068 | 100%
SILVERADO 2105191725 | 0.00010854 | 0.066111 | 7.1671e-06 | 0.47665 | 0.12976 | 0.34689 | 0 | 0 |  | 25791.1938 | 229.9068 | 100%
DIAMOND SPRINGS 1103394169 | 0.00010894 | 0.065699 | 7.1481e-06 | 0.59851 | 0.19945 | 0.39906 | 0 | 0 |  | 25791.5928 | 229.9069 | 100%
MONROE 2107380760 | 0.00010812 | 0.066113 | 7.1451e-06 | 0.70636 | 0.051902 | 0.65446 | 0 | 0 |  | 25792.2473 | 229.9069 | 100%
OAKLAND K 1103CR188 | 0.00010753 | 0.066431 | 7.1432e-06 | 3.58 | 0 | 3.58 | 0 | 0 |  | 25795.8273 | 229.9069 | 100%
HICKS 1116983580 | 0.00010756 | 0.066393 | 7.1402e-06 | 2.5087 | 0.048462 | 2.4602 | 0 | 0 |  | 25798.2875 | 229.9069 | 100%
OAKLAND K 1104CR326 | 0.00010686 | 0.066431 | 7.0989e-06 | 1.3045 | 0 | 1.3045 | 0 | 0 |  | 25799.592 | 229.9069 | 100%
SAN RAFAEL 1106618957 | 0.00010843 | 0.065151 | 7.0643e-06 | 0.2454 | 0.058251 | 0.18715 | 0 | 0 |  | 25799.7791 | 229.9069 | 100%
CORTINA 1101302192 | 0.00010836 | 0.065152 | 7.0599e-06 | 14.0293 | 14.0293 | 0 | 0 | 0 |  | 25799.7791 | 229.9069 | 100%
OAKLAND K 1104432850 | 0.0001052 | 0.066431 | 6.9884e-06 | 1.2358 | 0 | 1.2358 | 0 | 0 |  | 25801.0149 | 229.9069 | 100%
DEL MONTE 21032204 | 0.00010504 | 0.066432 | 6.9782e-06 | 0.36833 | 0 | 0.36833 | 0 | 0 |  | 25801.3832 | 229.9069 | 100%
BERKELEY F 1103813976 | 0.00010513 | 0.066111 | 6.9422e-06 | 0.20397 | 0.0098713 | 0.19409 | 0 | 0 |  | 25801.5773 | 229.9069 | 100%
ROSSMOOR 1104CB | 0.00010626 | 0.065148 | 6.9228e-06 | 11.0757 | 11.0757 | 0 | 0 | 0 |  | 25801.5773 | 229.9069 | 100%
MOLINO 1102111666 | 0.00010584 | 0.06525 | 6.9214e-06 | 0.99786 | 0.88437 | 0.11349 | 0 | 0 |  | 25801.6908 | 229.9069 | 100%
SUMMIT 11016627 | 0.00010404 | 0.066431 | 6.9114e-06 | 0.56581 | 0 | 0.56581 | 0 | 0 |  | 25802.2566 | 229.9069 | 100%
SAN RAFAEL 110168970 | 0.00010579 | 0.065151 | 6.892e-06 | 3.2363 | 3.1893 | 0.047002 | 0 | 0 |  | 25802.3036 | 229.9069 | 100%
GANSNER 1101489276 | 0.00010344 | 0.066147 | 6.8546e-06 | 0.65763 | 0.20785 | 0.44978 | 0 | 0 |  | 25802.7534 | 229.9069 | 100%
ROB ROY 210571630 | 0.00010295 | 0.066037 | 6.8241e-06 | 1.8906 | 0.53435 | 1.3562 | 0 | 0 |  | 25804.1096 | 229.907 | 100%
SARATOGA 1106LC22 | 0.0001028 | 0.066274 | 6.8223e-06 | 8.2469 | 0.76479 | 7.4822 | 0 | 0 |  | 25811.5918 | 229.907 | 100%
SAN RAFAEL 110668694 | 0.00010397 | 0.065151 | 6.7736e-06 | 2.0991 | 2.0991 | 0 | 0 | 0 |  | 25811.5918 | 229.907 | 100%
PAUL SWEET 2102168368 | 0.00010339 | 0.065308 | 6.7491e-06 | 0.67788 | 0.31091 | 0.36697 | 0 | 0 |  | 25811.9588 | 229.907 | 100%
RINCON 1102782389 | 0.00010151 | 0.065955 | 6.7151e-06 | 0.53549 | 0.17131 | 0.36418 | 0 | 0 |  | 25812.3229 | 229.907 | 100%
UKIAH 111472990 | 0.00010233 | 0.065487 | 6.7147e-06 | 3.2706 | 2.54 | 0.73068 | 0 | 0 |  | 25813.0536 | 229.907 | 100%
SARATOGA 1103LC16 | 0.00010102 | 0.066218 | 6.7061e-06 | 5.0778 | 0.7961 | 4.2817 | 0 | 0 |  | 25817.3353 | 229.907 | 100%
WAYNE 0401954811 | 0.00010244 | 0.065576 | 6.7055e-06 | 0.5618 | 0.38598 | 0.17582 | 0 | 0 |  | 25817.5111 | 229.907 | 100%
SAN RAFAEL 1105818262 | 0.00010153 | 0.0655 | 6.6573e-06 | 0.89074 | 0.70869 | 0.18205 | 0 | 0 |  | 25817.6932 | 229.907 | 100%
PIT NO 5 11011614 | 0.00010012 | 9.5753 | 6.6513e-06 | 1.8648 | 0 | 1.8648 | 0 | 0 |  | 25819.558 | 229.907 | 100%
RIDGE 0401CB | 0.00010003 | 0.066396 | 6.6432e-06 | 2.654 | 0 | 2.654 | 0 | 0 |  | 25822.212 | 229.907 | 100%
FORT BRAGG A 1102418 | 9.9716e-05 | 0.066381 | 6.6205e-06 | 14.1369 | 0.12867 | 14.0083 | 0 | 0 |  | 25836.2202 | 229.907 | 100%
FRANKLIN 1101P138 | 9.8986e-05 | 0.066089 | 6.5684e-06 | 1.5351 | 0.13115 | 1.404 | 0 | 0 |  | 25837.6242 | 229.907 | 100%
HIGHLANDS 1101CB | 9.8387e-05 | 0.066432 | 6.536e-06 | 0.026415 | 0 | 0.026415 | 0 | 0 |  | 25837.6506 | 229.907 | 100%
CAMP EVERS 2104CB | 9.9922e-05 | 0.065224 | 6.5265e-06 | 3.7087 | 3.3176 | 0.39105 | 0 | 0 |  | 25838.0417 | 229.907 | 100%
WOODSIDE 110411555 | 9.8049e-05 | 0.066432 | 6.5136e-06 | 0.85767 | 0 | 0.85767 | 0 | 0 |  | 25838.8994 | 229.9071 | 100%
CAROLANDS 04018888 | 9.99e-05 | 0.065147 | 6.5082e-06 | 1.3713 | 1.3713 | 0 | 0 | 0 |  | 25838.8994 | 229.9071 | 100%
CLOVERDALE 1102801904 | 8.2208e-05 | 0.079148 | 6.5066e-06 | 0.013914 | 0 | 0.013914 | 0 | 0 |  | 25838.9133 | 229.9071 | 100%
CASTRO VALLEY 1110MR341 | 9.8401e-05 | 0.065731 | 6.5027e-06 | 0.64959 | 0.39028 | 0.25931 | 0 | 0 |  | 25839.1726 | 229.9071 | 100%
ROB ROY 21049973 | 9.7761e-05 | 0.066431 | 6.4944e-06 | 0.57273 | 0 | 0.57273 | 0 | 0 |  | 25839.7453 | 229.9071 | 100%
VIEJO 220255787 | 9.7709e-05 | 0.066432 | 6.491e-06 | 0.036622 | 0 | 0.036622 | 0 | 0 |  | 25839.7819 | 229.9071 | 100%
LAS AROMAS 04013342 | 9.6371e-05 | 0.066431 | 6.402e-06 | 2.2944 | 0 | 2.2944 | 0 | 0 |  | 25842.0764 | 229.9071 | 100%
SAN RAFAEL 1104CB | 9.7183e-05 | 0.065554 | 6.3852e-06 | 10.4565 | 7.0008 | 3.4557 | 0 | 0 |  | 25845.5321 | 229.9071 | 100%
HICKS 1116583284 | 9.5521e-05 | 0.066111 | 6.3368e-06 | 0.25134 | 0.10431 | 0.14703 | 0 | 0 |  | 25845.6791 | 229.9071 | 100%
EAST QUINCY 1101678650 | 9.5259e-05 | 0.066065 | 6.2788e-06 | 1.2585 | 0.1342 | 1.1243 | 0 | 0 |  | 25846.8034 | 229.9071 | 100%
OAKLAND K 1103CR422 | 9.4398e-05 | 0.066378 | 6.2703e-06 | 2.0507 | 0.038116 | 2.0126 | 0 | 0 |  | 25848.816 | 229.9071 | 100%
LAURELES 11112028 | 9.4213e-05 | 0.06642 | 6.2585e-06 | 8.7395 | 0.0085246 | 8.7309 | 0 | 0 |  | 25857.5469 | 229.9071 | 100%
KONOCTI 11084041 | 9.5438e-05 | 0.065458 | 6.2484e-06 | 4.7037 | 3.3523 | 1.3514 | 0 | 0 |  | 25858.8984 | 229.9071 | 100%
SILVERADO 2105CB | 9.5309e-05 | 0.065326 | 6.2313e-06 | 4.6194 | 3.9907 | 0.62873 | 0 | 0 |  | 25859.5271 | 229.9071 | 100%
SAN RAFAEL 11061230 | 9.4865e-05 | 0.065398 | 6.2233e-06 | 4.3744 | 3.2883 | 1.0861 | 0 | 0 |  | 25860.6132 | 229.9071 | 100%
LOS GATOS 1101184035 | 9.1457e-05 | 0.066289 | 6.0721e-06 | 0.61888 | 0.055837 | 0.56304 | 0 | 0 |  | 25861.1763 | 229.9072 | 100%
SAN CARLOS 11049048 | 9.1221e-05 | 0.066432 | 6.06e-06 | 0.015283 | 0 | 0.015283 | 0 | 0 |  | 25861.1916 | 229.9072 | 100%
LUCERNE 11031663 | 9.1109e-05 | 0.066432 | 6.0525e-06 | 1.2105 | 0 | 1.2105 | 0 | 0 |  | 25862.402 | 229.9072 | 100%
SAN RAMON 2103MR279 | 9.2277e-05 | 0.065405 | 6.0521e-06 | 0.20123 | 0.19839 | 0.0028415 | 0 | 0 |  | 25862.4049 | 229.9072 | 100%
SAN RAFAEL 1105534 | 9.1303e-05 | 0.065908 | 6.0384e-06 | 1.5797 | 0.60412 | 0.97555 | 0 | 0 |  | 25863.3804 | 229.9072 | 100%
HATTON 1101CB | 9.066e-05 | 0.066432 | 6.0227e-06 | 1.5858 | 0 | 1.5858 | 0 | 0 |  | 25864.9662 | 229.9072 | 100%
ALTO 1124526955 | 9.0519e-05 | 0.066431 | 6.0133e-06 | 0.46833 | 0.024603 | 0.44373 | 0 | 0 |  | 25865.41 | 229.9072 | 100%
CAMP EVERS 210392582 | 9.2095e-05 | 0.065147 | 5.9997e-06 | 2.8061 | 2.6533 | 0.15274 | 0 | 0 |  | 25865.5627 | 229.9072 | 100%
SAN RAFAEL 1106588020 | 9.1832e-05 | 0.065219 | 5.9904e-06 | 1.7935 | 1.5541 | 0.23943 | 0 | 0 |  | 25865.8021 | 229.9072 | 100%
LOS GATOS 1108LB86 | 8.9584e-05 | 0.066208 | 5.9458e-06 | 5.3577 | 0.83886 | 4.5188 | 0 | 0 |  | 25870.321 | 229.9072 | 100%
EL CERRITO G 1105BR164 | 8.9373e-05 | 0.066432 | 5.9372e-06 | 0.05692 | 0 | 0.05692 | 0 | 0 |  | 25870.3779 | 229.9072 | 100%
ALTO 1125291744 | 9.0072e-05 | 0.066004 | 5.9276e-06 | 0.14365 | 0.021964 | 0.12168 | 0 | 0 |  | 25870.4996 | 229.9072 | 100%
DOLAN ROAD 1101156268 | 9.074e-05 | 0.065189 | 5.914e-06 | 2.2512 | 2.2184 | 0.032781 | 0 | 0 |  | 25870.5323 | 229.9072 | 100%
VIEJO 2202CB | 8.8928e-05 | 0.066432 | 5.9077e-06 | 2.1443 | 0 | 2.1443 | 0 | 0 |  | 25872.6767 | 229.9072 | 100%
LAS AROMAS 0401LA401R | 8.9288e-05 | 0.066129 | 5.9068e-06 | 3.9586 | 0.8782 | 3.0804 | 0 | 0 |  | 25875.7571 | 229.9072 | 100%
RESEARCH 210263274 | 8.9998e-05 | 0.06516 | 5.8646e-06 | 8.1275 | 8.0813 | 0.046218 | 0 | 0 |  | 25875.8033 | 229.9072 | 100%
LAKEWOOD 1102964292 | 8.8164e-05 | 0.066432 | 5.8569e-06 | 0.079652 | 0 | 0.079652 | 0 | 0 |  | 25875.8829 | 229.9072 | 100%
ROSSMOOR 110181770 | 8.9058e-05 | 0.065148 | 5.8019e-06 | 1.4014 | 1.3328 | 0.068628 | 0 | 0 |  | 25875.9516 | 229.9073 | 100%
FRANKLIN 1104P136 | 8.0523e-05 | 0.07255 | 5.7997e-06 | 5.898 | 0.96855 | 4.9295 | 0 | 0 |  | 25880.881 | 229.9073 | 100%
DOBBINS 1101CB | 8.7249e-05 | 0.066432 | 5.7961e-06 | 0.67066 | 0 | 0.67066 | 0 | 0 |  | 25881.5517 | 229.9073 | 100%
SILVERADO 21051308 | 8.8597e-05 | 0.065216 | 5.7874e-06 | 4.6037 | 4.4515 | 0.15225 | 0 | 0 |  | 25881.7039 | 229.9073 | 100%
ORINDA 0401401/2 LR | 8.7563e-05 | 0.066112 | 5.7731e-06 | 0.1466 | 0.048249 | 0.098352 | 0 | 0 |  | 25881.8023 | 229.9073 | 100%
KONOCTI 11084039 | 8.7081e-05 | 0.066191 | 5.7609e-06 | 2.3146 | 0.42 | 1.8946 | 0 | 0 |  | 25883.6969 | 229.9073 | 100%
KONOCTI 11084037 | 8.7734e-05 | 0.065616 | 5.7543e-06 | 1.728 | 0.5843 | 1.1437 | 0 | 0 |  | 25884.8406 | 229.9073 | 100%
RACETRACK 170310850 | 8.6545e-05 | 0.065652 | 5.704e-06 | 1.8919 | 1.2735 | 0.61832 | 0 | 0 |  | 25885.4589 | 229.9073 | 100%
SUMMIT 110148636 | 8.7238e-05 | 0.065185 | 5.6861e-06 | 2.7941 | 2.7404 | 0.053712 | 0 | 0 |  | 25885.5127 | 229.9073 | 100%
VASONA 1102944560 | 8.6599e-05 | 0.065433 | 5.6635e-06 | 0.58706 | 0.4114 | 0.17566 | 0 | 0 |  | 25885.6883 | 229.9073 | 100%
BERKELEY F 1103162952 | 8.5367e-05 | 0.066175 | 5.6583e-06 | 2.1599 | 0.39061 | 1.7693 | 0 | 0 |  | 25887.4576 | 229.9073 | 100%
DUNBAR 1103725292 | 8.6305e-05 | 0.065451 | 5.658e-06 | 0.94463 | 0.73358 | 0.21105 | 0 | 0 |  | 25887.6686 | 229.9073 | 100%
SOBRANTE 110142914 | 8.6589e-05 | 0.065332 | 5.6577e-06 | 4.2991 | 3.8854 | 0.4137 | 0 | 0 |  | 25888.0823 | 229.9073 | 100%
OAKLAND K 1104CR208 | 8.498e-05 | 0.066431 | 5.6453e-06 | 2.421 | 0 | 2.421 | 0 | 0 |  | 25890.5034 | 229.9073 | 100%
SAN RAFAEL 1101189400 | 8.4949e-05 | 0.066033 | 5.6305e-06 | 3.4508 | 0.68711 | 2.7637 | 0 | 0 |  | 25893.267 | 229.9073 | 100%
NEWBURG 1131987158 | 8.4891e-05 | 0.06579 | 5.6215e-06 | 0.27558 | 0.028422 | 0.24716 | 0 | 0 |  | 25893.5142 | 229.9073 | 100%
PALO SECO 0401CB | 8.4537e-05 | 0.066409 | 5.6154e-06 | 4.745 | 0 | 4.745 | 0 | 0 |  | 25898.2592 | 229.9073 | 100%
OAKLAND K 1101CR170 | 8.3822e-05 | 0.066432 | 5.5684e-06 | 1.251 | 0 | 1.251 | 0 | 0 |  | 25899.5102 | 229.9073 | 100%
TASSAJARA 2108189700 | 8.5054e-05 | 0.065265 | 5.5512e-06 | 1.3455 | 1.1548 | 0.19063 | 0 | 0 |  | 25899.7009 | 229.9074 | 100%
ROSSMOOR 110479146 | 8.3512e-05 | 0.065194 | 5.451e-06 | 1.936 | 1.8828 | 0.05321 | 0 | 0 |  | 25899.7541 | 229.9074 | 100%
PAUL SWEET 2109634576 | 8.2017e-05 | 0.066255 | 5.4462e-06 | 2.0551 | 0.23099 | 1.8241 | 0 | 0 |  | 25901.5782 | 229.9074 | 100%
TASSAJARA 2108D520R | 8.3586e-05 | 0.065148 | 5.4455e-06 | 3.5133 | 3.5133 | 0 | 0 | 0 |  | 25901.5782 | 229.9074 | 100%
LAKEWOOD 210769586 | 8.3471e-05 | 0.065228 | 5.4423e-06 | 5.9984 | 5.5703 | 0.42817 | 0 | 0 |  | 25902.0064 | 229.9074 | 100%
HIGHLANDS 1104CB | 7.7932e-05 | 0.072303 | 5.4342e-06 | 8.2861 | 3.5242 | 4.7619 | 0 | 0 |  | 25906.7683 | 229.9074 | 100%
GANSNER 1101174072 | 8.1758e-05 | 0.066004 | 5.3939e-06 | 0.10734 | 0 | 0.10734 | 0 | 0 |  | 25906.8756 | 229.9074 | 100%
SANTA ROSA A 1104834094 | 8.2e-05 | 0.065582 | 5.3913e-06 | 0.12507 | 0.028435 | 0.096633 | 0 | 0 |  | 25906.9723 | 229.9074 | 100%
CAROLANDS 04049024 | 8.1167e-05 | 0.066328 | 5.3873e-06 | 3.8155 | 0.30602 | 3.5095 | 0 | 0 |  | 25910.4818 | 229.9074 | 100%
SAN RAFAEL 11042235 | 8.163e-05 | 0.065407 | 5.3477e-06 | 0.86347 | 0.6791 | 0.18438 | 0 | 0 |  | 25910.6662 | 229.9074 | 100%
CASTRO VALLEY 1110264914 | 8.0285e-05 | 0.066248 | 5.3219e-06 | 0.92621 | 0.058204 | 0.868 | 0 | 0 |  | 25911.5342 | 229.9074 | 100%
SAN RAFAEL 1101310 | 8.1312e-05 | 0.065285 | 5.3143e-06 | 3.6056 | 3.4068 | 0.19876 | 0 | 0 |  | 25911.7329 | 229.9074 | 100%
LAURELES 11116617 | 7.8082e-05 | 0.068388 | 5.304e-06 | 1.8171 | 0 | 1.8171 | 0 | 0 |  | 25913.55 | 229.9074 | 100%
GANSNER 1101590690 | 8.1235e-05 | 0.065148 | 5.2923e-06 | 0.2382 | 0.17479 | 0.063412 | 0 | 0 |  | 25913.6134 | 229.9074 | 100%
TASSAJARA 210812712 | 8.0658e-05 | 0.065483 | 5.2813e-06 | 3.33 | 2.5669 | 0.76312 | 0 | 0 |  | 25914.3765 | 229.9074 | 100%
ELK 11014628 | 7.9821e-05 | 0.065813 | 5.2551e-06 | 4.1572 | 1.6863 | 2.4709 | 0 | 0 |  | 25916.8475 | 229.9074 | 100%
ROSSMOOR 1106L522R | 7.9525e-05 | 0.065744 | 5.255e-06 | 4.2245 | 2.3402 | 1.8843 | 0 | 0 |  | 25918.7318 | 229.9074 | 100%
STAFFORD 1101803535 | 7.8567e-05 | 0.066431 | 5.2193e-06 | 0.16314 | 0 | 0.16314 | 0 | 0 |  | 25918.8949 | 229.9074 | 100%
DEL MONTE 21032000 | 7.8422e-05 | 0.066432 | 5.2097e-06 | 9.0089 | 0 | 9.0089 | 0 | 0 |  | 25927.9038 | 229.9075 | 100%
SAN RAFAEL 1107434 | 7.9657e-05 | 0.065231 | 5.2024e-06 | 1.1435 | 1.1129 | 0.030591 | 0 | 0 |  | 25927.9344 | 229.9075 | 100%
IGNACIO 1105784032 | 7.8303e-05 | 0.066199 | 5.1906e-06 | 0.60564 | 0.06882 | 0.53682 | 0 | 0 |  | 25928.4712 | 229.9075 | 100%
ROSSMOOR 1106CB | 7.5124e-05 | 1.6497 | 5.1594e-06 | 4.8078 | 2.9824 | 1.8254 | 0 | 0 |  | 25930.2967 | 229.9075 | 100%
OAKLAND K 1104CR210 | 7.7661e-05 | 0.066431 | 5.1591e-06 | 2.8257 | 0 | 2.8257 | 0 | 0 |  | 25933.1224 | 229.9075 | 100%
HARTLEY 1101471 | 7.9063e-05 | 0.06523 | 5.1543e-06 | 1.2441 | 1.2441 | 0 | 0 | 0 |  | 25933.1224 | 229.9075 | 100%
SAN RAFAEL 1101494 | 7.7057e-05 | 0.06596 | 5.1065e-06 | 9.1942 | 3.5789 | 5.6152 | 0 | 0 |  | 25938.7376 | 229.9075 | 100%
WOODSIDE 11049116 | 7.7353e-05 | 0.065341 | 5.0499e-06 | 4.2748 | 3.4445 | 0.83032 | 0 | 0 |  | 25939.5679 | 229.9075 | 100%
MARIPOSA 2102527766 | 7.5879e-05 | 0.066432 | 5.0408e-06 | 0.041619 | 0 | 0.041619 | 0 | 0 |  | 25939.6096 | 229.9075 | 100%
LAS GALLINAS A 1105648439 | 7.7251e-05 | 0.065151 | 5.033e-06 | 0.14038 | 0.1336 | 0.0067816 | 0 | 0 |  | 25939.6163 | 229.9075 | 100%
EMERALD LAKE 04028858 | 7.5167e-05 | 0.066432 | 4.9935e-06 | 1.9103 | 0 | 1.9103 | 0 | 0 |  | 25941.5266 | 229.9075 | 100%
BIG RIVER 11015065 | 7.4898e-05 | 0.066432 | 4.9756e-06 | 2.2023 | 0 | 2.2023 | 0 | 0 |  | 25943.729 | 229.9075 | 100%
RACETRACK 17032553 | 7.5372e-05 | 0.065669 | 4.9535e-06 | 2.4812 | 1.519 | 0.96229 | 0 | 0 |  | 25944.6912 | 229.9075 | 100%
VALLEY VIEW 1105305072 | 7.4673e-05 | 0.066118 | 4.9532e-06 | 3.8638 | 0.72893 | 3.1349 | 0 | 0 |  | 25947.8261 | 229.9075 | 100%
CASTRO VALLEY 1111227862 | 7.5864e-05 | 0.065246 | 4.952e-06 | 1.7469 | 1.5484 | 0.19847 | 0 | 0 |  | 25948.0246 | 229.9075 | 100%
PACIFICA 1103885952 | 7.3952e-05 | 0.066111 | 4.9074e-06 | 0.18611 | 0.0099453 | 0.17616 | 0 | 0 |  | 25948.2008 | 229.9075 | 100%
EL CERRITO G 1112779030 | 7.3516e-05 | 0.066315 | 4.881e-06 | 0.66 | 0.14572 | 0.51428 | 0 | 0 |  | 25948.715 | 229.9075 | 100%
VACAVILLE 1112CB | 7.4297e-05 | 0.065199 | 4.847e-06 | 3.3021 | 3.0668 | 0.23531 | 0 | 0 |  | 25948.9504 | 229.9075 | 100%
NEWBURG 1131CB | 7.4003e-05 | 0.2391 | 4.8414e-06 | 6.8232 | 6.6633 | 0.15993 | 0 | 0 |  | 25949.1103 | 229.9075 | 100%
EMERALD LAKE 0402CB | 7.2318e-05 | 0.066432 | 4.8042e-06 | 1.8968 | 0 | 1.8968 | 0 | 0 |  | 25951.0071 | 229.9075 | 100%
SAN CARLOS 1103586832 | 7.2377e-05 | 0.066311 | 4.7995e-06 | 4.1597 | 0.34018 | 3.8195 | 0 | 0 |  | 25954.8267 | 229.9076 | 100%
SAN RAFAEL 11073323 | 7.1735e-05 | 0.066431 | 4.7655e-06 | 0.13345 | 0 | 0.13345 | 0 | 0 |  | 25954.9601 | 229.9076 | 100%
PAUL SWEET 210210290 | 7.2679e-05 | 0.065164 | 4.7388e-06 | 5.7658 | 5.763 | 0.0028415 | 0 | 0 |  | 25954.963 | 229.9076 | 100%
PAUL SWEET 2109687295 | 7.0919e-05 | 0.066432 | 4.7113e-06 | 0.92949 | 0 | 0.92949 | 0 | 0 |  | 25955.8925 | 229.9076 | 100%
GREENBRAE 1103CB | 7.201e-05 | 0.065151 | 4.6915e-06 | 4.1402 | 4.1402 | 0 | 0 | 0 |  | 25955.8925 | 229.9076 | 100%
SAN RAFAEL 1101CB | 7.1938e-05 | 0.065151 | 4.6868e-06 | 0.95186 | 0.95186 | 0 | 0 | 0 |  | 25955.8925 | 229.9076 | 100%
ATASCADERO 1103395936 | 7.0765e-05 | 0.066004 | 4.6656e-06 | 0.672 | 0.2458 | 0.42621 | 0 | 0 |  | 25956.3187 | 229.9076 | 100%
ROB ROY 210512474 | 7.0779e-05 | 0.065612 | 4.6505e-06 | 8.5699 | 5.1596 | 3.4104 | 0 | 0 |  | 25959.729 | 229.9076 | 100%
SAN RAFAEL 1106307651 | 7.1015e-05 | 0.065151 | 4.6267e-06 | 0.25878 | 0.15372 | 0.10506 | 0 | 0 |  | 25959.8341 | 229.9076 | 100%
BIG RIVER 1101262924 | 6.9614e-05 | 0.066389 | 4.6224e-06 | 1.9515 | 0.066874 | 1.8846 | 0 | 0 |  | 25961.7187 | 229.9076 | 100%
BIG MEADOWS 2101439 | 7.0104e-05 | 0.066111 | 4.6178e-06 | 0.93299 | 0.26844 | 0.66455 | 0 | 0 |  | 25962.3832 | 229.9076 | 100%
ALTO 1124319320 | 7.001e-05 | 0.065578 | 4.6148e-06 | 0.13774 | 0.0068415 | 0.1309 | 0 | 0 |  | 25962.5141 | 229.9076 | 100%
BERKELEY F 1103620294 | 7.0122e-05 | 0.065468 | 4.6109e-06 | 0.19408 | 0.038911 | 0.15517 | 0 | 0 |  | 25962.6693 | 229.9076 | 100%
SALT SPRINGS 21023116 | 6.9021e-05 | 0.066431 | 4.5851e-06 | 0.054163 | 0 | 0.054163 | 0 | 0 |  | 25962.7235 | 229.9076 | 100%
EAST QUINCY 1101782320 | 6.9413e-05 | 0.065662 | 4.5524e-06 | 0.37718 | 0.16568 | 0.2115 | 0 | 0 |  | 25962.935 | 229.9076 | 100%
SAN RAFAEL 1105CB | 6.9844e-05 | 0.065151 | 4.5504e-06 | 8.7765 | 8.7765 | 0 | 0 | 0 |  | 25962.935 | 229.9076 | 100%
GUALALA 11124431 | 6.857e-05 | 0.066271 | 4.548e-06 | 1.4791 | 0.069734 | 1.4093 | 0 | 0 |  | 25964.3443 | 229.9076 | 100%
EAST QUINCY 1101186938 | 6.8848e-05 | 0.0659 | 4.5458e-06 | 3.0412 | 1.3804 | 1.6607 | 0 | 0 |  | 25966.005 | 229.9076 | 100%
VALLEY VIEW 1106602871 | 6.84e-05 | 0.06634 | 4.5365e-06 | 0.82315 | 0 | 0.82315 | 0 | 0 |  | 25966.8282 | 229.9076 | 100%
HIGHLANDS 110448262 | 6.8225e-05 | 0.066414 | 4.5315e-06 | 6.1995 | 0 | 6.1995 | 0 | 0 |  | 25973.0277 | 229.9076 | 100%
FLORENCE 0401CR220 | 6.9057e-05 | 0.065417 | 4.51e-06 | 1.3773 | 1.1751 | 0.20224 | 0 | 0 |  | 25973.2299 | 229.9076 | 100%
SAN CARLOS 11048942 | 6.7999e-05 | 0.066102 | 4.5084e-06 | 2.7668 | 0.64873 | 2.118 | 0 | 0 |  | 25975.3479 | 229.9076 | 100%
ARLINGTON 0401404226 | 6.7624e-05 | 0.066004 | 4.4777e-06 | 0.98134 | 0.10901 | 0.87233 | 0 | 0 |  | 25976.2203 | 229.9077 | 100%
HARRIS 11084674 | 6.8436e-05 | 0.065148 | 4.4584e-06 | 7.0022 | 6.9569 | 0.045245 | 0 | 0 |  | 25976.2655 | 229.9077 | 100%
FORT BRAGG A 1102CB | 6.7929e-05 | 0.065429 | 4.4533e-06 | 5.7863 | 3.5524 | 2.234 | 0 | 0 |  | 25978.4995 | 229.9077 | 100%
DEL MONTE 2103617344 | 6.6754e-05 | 0.065865 | 4.4076e-06 | 2.4819 | 0.64712 | 1.8348 | 0 | 0 |  | 25980.3342 | 229.9077 | 100%
RINCON 1104CB | 5.1406e-05 | 0.069389 | 4.3928e-06 | 2.4758 | 1.9156 | 0.56024 | 0 | 0 |  | 25980.8945 | 229.9077 | 100%
VIEJO 2203CB | 6.6223e-05 | 0.066187 | 4.392e-06 | 3.3987 | 0.46037 | 2.9383 | 0 | 0 |  | 25983.8328 | 229.9077 | 100%
LAURELES 111268454 | 6.656e-05 | 0.066016 | 4.3912e-06 | 11.0186 | 2.5729 | 8.4458 | 0 | 0 |  | 25992.2786 | 229.9077 | 100%
DOLAN ROAD 110122158 | 6.7278e-05 | 0.065158 | 4.3836e-06 | 9.0159 | 8.901 | 0.11487 | 0 | 0 |  | 25992.3934 | 229.9077 | 100%
PAUL SWEET 210212850 | 6.6462e-05 | 0.065295 | 4.3733e-06 | 4.1299 | 3.4689 | 0.66094 | 0 | 0 |  | 25993.0544 | 229.9077 | 100%
GUALALA 1111498 | 6.582e-05 | 0.066146 | 4.3648e-06 | 2.9967 | 0.13982 | 2.8569 | 0 | 0 |  | 25995.9113 | 229.9077 | 100%
WEST POINT 11025357 | 6.5663e-05 | 0.066432 | 4.3621e-06 | 3.3572 | 0 | 3.3572 | 0 | 0 |  | 25999.2685 | 229.9077 | 100%
VIEJO 22019490 | 6.5775e-05 | 0.066187 | 4.3539e-06 | 1.3587 | 0.11324 | 1.2455 | 0 | 0 |  | 26000.514 | 229.9077 | 100%
GANSNER 1101480328 | 6.5647e-05 | 0.065698 | 4.3254e-06 | 0.53407 | 0.24049 | 0.29358 | 0 | 0 |  | 26000.8076 | 229.9077 | 100%
DEL MONTE 21032654 | 6.4898e-05 | 0.066432 | 4.3113e-06 | 1.8419 | 0 | 1.8419 | 0 | 0 |  | 26002.6495 | 229.9077 | 100%
CLAYTON 2217CB | 6.5789e-05 | 0.065148 | 4.2861e-06 | 0.63515 | 0.40284 | 0.23231 | 0 | 0 |  | 26002.8818 | 229.9077 | 100%
PUEBLO 2103253312 | 6.5784e-05 | 713.1431 | 4.2859e-06 | 0.43431 | 0.0099453 | 0.42436 | 0 | 0 |  | 26003.3061 | 229.9077 | 100%
DOLAN ROAD 1101173702 | 6.5664e-05 | 0.065148 | 4.2778e-06 | 0.13268 | 0.078813 | 0.053872 | 0 | 0 |  | 26003.36 | 229.9077 | 100%
ALTO 112265474 | 6.4376e-05 | 0.065968 | 4.2638e-06 | 3.6437 | 1.2585 | 2.3852 | 0 | 0 |  | 26005.7452 | 229.9077 | 100%
PACIFICA 1103218962 | 5.4301e-05 | 0.078474 | 4.2591e-06 | 0.10397 | 0.050313 | 0.053658 | 0 | 0 |  | 26005.7988 | 229.9077 | 100%
VACAVILLE 1111772224 | 6.4042e-05 | 0.06579 | 4.2158e-06 | 0.078464 | 0.021312 | 0.057152 | 0 | 0 |  | 26005.856 | 229.9077 | 100%
CAROLANDS 040484797 | 6.4533e-05 | 0.065331 | 4.2155e-06 | 1.3745 | 1.333 | 0.041454 | 0 | 0 |  | 26005.8974 | 229.9077 | 100%
LAURELES 1112CB | 6.4589e-05 | 0.065215 | 4.2137e-06 | 2.3729 | 2.0664 | 0.30651 | 0 | 0 |  | 26006.204 | 229.9077 | 100%
ATASCADERO 1102CB | 6.4156e-05 | 0.065525 | 4.207e-06 | 5.0768 | 5.0768 | 0 | 0 | 0 |  | 26006.204 | 229.9077 | 100%
GREENBRAE 11021254 | 6.3299e-05 | 0.06587 | 4.1869e-06 | 9.473 | 3.4819 | 5.991 | 0 | 0 |  | 26012.195 | 229.9078 | 100%
SAN CARLOS 110436864 | 6.2904e-05 | 0.066303 | 4.1763e-06 | 0.56581 | 0.012848 | 0.55297 | 0 | 0 |  | 26012.748 | 229.9078 | 100%
HATTON 11029642 | 6.2785e-05 | 0.066432 | 4.1709e-06 | 1.197 | 0 | 1.197 | 0 | 0 |  | 26013.9449 | 229.9078 | 100%
LAKEWOOD 1102CB | 6.3977e-05 | 0.065159 | 4.1691e-06 | 9.5288 | 9.5142 | 0.014663 | 0 | 0 |  | 26013.9596 | 229.9078 | 100%
ECHO SUMMIT 1101CB | 6.2654e-05 | 0.066431 | 4.1622e-06 | 0.030563 | 0 | 0.030563 | 0 | 0 |  | 26013.9901 | 229.9078 | 100%
PACIFICA 1102267868 | 6.31e-05 | 0.065839 | 4.157e-06 | 1.204 | 0.35658 | 0.84745 | 0 | 0 |  | 26014.8376 | 229.9078 | 100%
BERESFORD 04039154 | 6.2892e-05 | 0.065945 | 4.1518e-06 | 6.5611 | 2.3493 | 4.2117 | 0 | 0 |  | 26019.0493 | 229.9078 | 100%
BIG MEADOWS 21012510 | 6.2454e-05 | 0.066023 | 4.1333e-06 | 8.8524 | 0.91048 | 7.9419 | 0 | 0 |  | 26026.9912 | 229.9078 | 100%
LAS GALLINAS A 1107554 | 6.333e-05 | 0.065188 | 4.1303e-06 | 2.7677 | 2.7348 | 0.032931 | 0 | 0 |  | 26027.0241 | 229.9078 | 100%
WOOD 0401265211 | 6.2639e-05 | 0.065789 | 4.1276e-06 | 0.17539 | 0.027362 | 0.14802 | 0 | 0 |  | 26027.1722 | 229.9078 | 100%
VIEJO 2201CB | 6.1848e-05 | 0.066374 | 4.1068e-06 | 5.1504 | 0.064496 | 5.0859 | 0 | 0 |  | 26032.2581 | 229.9078 | 100%
DOLAN ROAD 11013012 | 6.253e-05 | 0.065164 | 4.0749e-06 | 13.739 | 13.5514 | 0.18766 | 0 | 0 |  | 26032.4458 | 229.9078 | 100%
HICKS 2103XR248 | 6.254e-05 | 0.065147 | 4.0743e-06 | 1.5145 | 1.5145 | 0 | 0 | 0 |  | 26032.4458 | 229.9078 | 100%
SARATOGA 1103709451 | 6.0665e-05 | 0.066432 | 4.0301e-06 | 0.18799 | 0 | 0.18799 | 0 | 0 |  | 26032.6337 | 229.9078 | 100%
SARATOGA 1107CB | 6.178e-05 | 0.065185 | 4.0299e-06 | 9.8015 | 9.6313 | 0.17019 | 0 | 0 |  | 26032.8039 | 229.9078 | 100%
SANTA ROSA A 1107CB | 6.0199e-05 | 0.065711 | 3.9708e-06 | 6.1504 | 3.1179 | 3.0326 | 0 | 0 |  | 26035.8365 | 229.9078 | 100%
BERKELEY F 1105189500 | 6.0082e-05 | 0.065903 | 3.9708e-06 | 1.0729 | 0.3111 | 0.76177 | 0 | 0 |  | 26036.5983 | 229.9078 | 100%
OAKLAND K 1104CB | 5.9542e-05 | 0.066432 | 3.9555e-06 | 1.4708 | 0 | 1.4708 | 0 | 0 |  | 26038.0691 | 229.9078 | 100%
VIEJO 22022606 | 5.9834e-05 | 0.065394 | 3.9158e-06 | 2.8983 | 2.1032 | 0.79514 | 0 | 0 |  | 26038.8642 | 229.9078 | 100%
PUEBLO 21031970 | 6.0013e-05 | 0.065151 | 3.9099e-06 | 4.2981 | 4.2981 | 0 | 0 | 0 |  | 26038.8642 | 229.9078 | 100%
MORGAN HILL 2109145998 | 5.8787e-05 | 0.066294 | 3.8997e-06 | 2.556 | 0.052605 | 2.5034 | 0 | 0 |  | 26041.3676 | 229.9078 | 100%
VIEJO 22019114 | 5.8649e-05 | 0.066404 | 3.8947e-06 | 6.8591 | 0.036477 | 6.8226 | 0 | 0 |  | 26048.1902 | 229.9078 | 100%
CAROLANDS 04049026 | 5.949e-05 | 0.065382 | 3.8932e-06 | 5.0374 | 4.3015 | 0.73595 | 0 | 0 |  | 26048.9262 | 229.9078 | 100%
FORT ORD 21069656 | 5.8277e-05 | 0.066432 | 3.8714e-06 | 0.11746 | 0 | 0.11746 | 0 | 0 |  | 26049.0436 | 229.9078 | 100%
OAKLAND J 1102CR184 | 5.7871e-05 | 0.066432 | 3.8445e-06 | 3.4612 | 0 | 3.4612 | 0 | 0 |  | 26052.5048 | 229.9078 | 100%
FAIRVIEW 2207P142 | 5.8204e-05 | 0.065555 | 3.8432e-06 | 3.109 | 1.8887 | 1.2204 | 0 | 0 |  | 26053.7252 | 229.9079 | 100%
BELL 1107643778 | 5.7794e-05 | 0.06547 | 3.7919e-06 | 0.25253 | 0.084531 | 0.168 | 0 | 0 |  | 26053.8932 | 229.9079 | 100%
DOLAN ROAD 1101882610 | 5.7922e-05 | 0.065308 | 3.7868e-06 | 0.40624 | 0.26434 | 0.1419 | 0 | 0 |  | 26054.0351 | 229.9079 | 100%
LOS GATOS 1102526868 | 5.6772e-05 | 0.066239 | 3.7614e-06 | 1.281 | 0.17441 | 1.1066 | 0 | 0 |  | 26055.1417 | 229.9079 | 100%
SUMMIT 110158642 | 5.6521e-05 | 0.066431 | 3.7548e-06 | 1.7974 | 0 | 1.7974 | 0 | 0 |  | 26056.9391 | 229.9079 | 100%
ATASCADERO 11012379 | 5.6518e-05 | 0.066432 | 3.7546e-06 | 0.72801 | 0 | 0.72801 | 0 | 0 |  | 26057.6671 | 229.9079 | 100%
DEL MONTE 2103468158 | 5.6983e-05 | 0.065469 | 3.7407e-06 | 0.97313 | 0.45938 | 0.51374 | 0 | 0 |  | 26058.1808 | 229.9079 | 100%
HALF MOON BAY 1102650808 | 5.3264e-05 | 0.068808 | 3.6894e-06 | 0.62048 | 0.096332 | 0.52415 | 0 | 0 |  | 26058.705 | 229.9079 | 100%
WOODSIDE 1104555372 | 5.5277e-05 | 0.066432 | 3.6721e-06 | 4.1545 | 0 | 4.1545 | 0 | 0 |  | 26062.8594 | 229.9079 | 100%
ECHO SUMMIT 110155262 | 5.499e-05 | 0.066431 | 3.653e-06 | 0.16565 | 0 | 0.16565 | 0 | 0 |  | 26063.0251 | 229.9079 | 100%
SAN LUIS OBISPO 110596874 | 5.4971e-05 | 0.06595 | 3.6408e-06 | 1.0702 | 0.234 | 0.83624 | 0 | 0 |  | 26063.8613 | 229.9079 | 100%
VIEJO 2204CB | 5.482e-05 | 0.066271 | 3.64e-06 | 2.5118 | 0.19512 | 2.3167 | 0 | 0 |  | 26066.178 | 229.9079 | 100%
EDES 1112CR282 | 5.4739e-05 | 0.066432 | 3.6364e-06 | 4.0852 | 0 | 4.0852 | 0 | 0 |  | 26070.2632 | 229.9079 | 100%
ATASCADERO 1101CB | 5.5357e-05 | 0.065254 | 3.6135e-06 | 1.0484 | 1.0104 | 0.03803 | 0 | 0 |  | 26070.3012 | 229.9079 | 100%
VIEJO 22029488 | 5.4746e-05 | 0.06579 | 3.6034e-06 | 1.3192 | 0.41153 | 0.90765 | 0 | 0 |  | 26071.2088 | 229.9079 | 100%
SEACLIFF 0402558727 | 5.4871e-05 | 0.065381 | 3.5926e-06 | 1.4111 | 1.2762 | 0.13496 | 0 | 0 |  | 26071.3438 | 229.9079 | 100%
DEL MONTE 210342226 | 5.4774e-05 | 0.065308 | 3.588e-06 | 2.5061 | 1.9218 | 0.58433 | 0 | 0 |  | 26071.9281 | 229.9079 | 100%
LAS GALLINAS A 1104309087 | 5.4354e-05 | 0.065578 | 3.575e-06 | 0.40125 | 0.21324 | 0.188 | 0 | 0 |  | 26072.1161 | 229.9079 | 100%
TEMPLETON 2112238418 | 5.4643e-05 | 0.065361 | 3.5615e-06 | 0.80252 | 0.59665 | 0.20587 | 0 | 0 |  | 26072.322 | 229.9079 | 100%
ALTO 1124428 | 5.3944e-05 | 0.065212 | 3.5167e-06 | 1.7027 | 1.7027 | 0 | 0 | 0 |  | 26072.322 | 229.9079 | 100%
MORGAN HILL 2110XR326 | 5.3862e-05 | 0.065147 | 3.509e-06 | 13.6408 | 13.6408 | 0 | 0 | 0 |  | 26072.322 | 229.9079 | 100%
SANTA ROSA A 110439786 | 5.3497e-05 | 0.065245 | 3.496e-06 | 3.3826 | 3.0999 | 0.28262 | 0 | 0 |  | 26072.6046 | 229.9079 | 100%
VIEJO 22029118 | 5.3297e-05 | 0.065429 | 3.4915e-06 | 2.9974 | 2.2107 | 0.78669 | 0 | 0 |  | 26073.3913 | 229.9079 | 100%
SANTA ROSA A 1104991788 | 5.288e-05 | 0.065395 | 3.4631e-06 | 3.4158 | 2.6563 | 0.75952 | 0 | 0 |  | 26074.1508 | 229.9079 | 100%
MORGAN HILL 2109XR246 | 5.3027e-05 | 0.06519 | 3.4559e-06 | 3.9618 | 3.9173 | 0.044495 | 0 | 0 |  | 26074.1953 | 229.9079 | 100%
OCEANO 110376678 | 5.2866e-05 | 0.065468 | 3.4511e-06 | 0.37157 | 0.31641 | 0.05516 | 0 | 0 |  | 26074.2505 | 229.9079 | 100%
ECHO SUMMIT 1101741586 | 5.1683e-05 | 0.066431 | 3.4334e-06 | 0.70714 | 0 | 0.70714 | 0 | 0 |  | 26074.9576 | 229.9079 | 100%
BELMONT 11038958 | 5.1694e-05 | 0.065833 | 3.4119e-06 | 5.9575 | 2.5772 | 3.3803 | 0 | 0 |  | 26078.3379 | 229.908 | 100%
LOS GATOS 1101502026 | 5.2048e-05 | 0.065374 | 3.4024e-06 | 1.075 | 0.96277 | 0.11221 | 0 | 0 |  | 26078.4502 | 229.908 | 100%
HICKS 1116LB16 | 5.1468e-05 | 0.065597 | 3.3964e-06 | 8.2113 | 5.4772 | 2.734 | 0 | 0 |  | 26081.1842 | 229.908 | 100%
OAKLAND J 1102951816 | 5.1065e-05 | 0.066431 | 3.3923e-06 | 0.3351 | 0 | 0.3351 | 0 | 0 |  | 26081.5193 | 229.908 | 100%
SARATOGA 1103LC40 | 5.1876e-05 | 0.065193 | 3.3827e-06 | 1.4047 | 1.388 | 0.016639 | 0 | 0 |  | 26081.5359 | 229.908 | 100%
SAN LEANDRO U 1109CR182 | 5.0879e-05 | 0.066432 | 3.38e-06 | 4.8284 | 0 | 4.8284 | 0 | 0 |  | 26086.3643 | 229.908 | 100%
SAN LUIS OBISPO 1108903036 | 5.0816e-05 | 0.065404 | 3.3474e-06 | 0.35837 | 0.16779 | 0.19058 | 0 | 0 |  | 26086.5549 | 229.908 | 100%
ALTO 1122CB | 5.0453e-05 | 0.065847 | 3.3325e-06 | 3.4656 | 1.2209 | 2.2447 | 0 | 0 |  | 26088.7995 | 229.908 | 100%
PACIFICA 110266732 | 5.0745e-05 | 0.065259 | 3.3135e-06 | 2.0501 | 1.842 | 0.20817 | 0 | 0 |  | 26089.0077 | 229.908 | 100%
LUCERNE 11062355 | 4.9957e-05 | 0.065643 | 3.2963e-06 | 1.0419 | 0.64147 | 0.40047 | 0 | 0 |  | 26089.4082 | 229.908 | 100%
PACIFICA 1103119798 | 4.9475e-05 | 0.066432 | 3.2867e-06 | 0.080612 | 0 | 0.080612 | 0 | 0 |  | 26089.4888 | 229.908 | 100%
ALTO 112081716 | 4.9207e-05 | 0.066432 | 3.2689e-06 | 0.2528 | 0 | 0.2528 | 0 | 0 |  | 26089.7416 | 229.908 | 100%
LOS GATOS 1101950286 | 4.911e-05 | 0.066432 | 3.2625e-06 | 1.0633 | 0 | 1.0633 | 0 | 0 |  | 26090.8049 | 229.908 | 100%
RALSTON 1102CB | 4.9607e-05 | 0.065478 | 3.2502e-06 | 4.283 | 3.3382 | 0.94477 | 0 | 0 |  | 26091.7496 | 229.908 | 100%
GREENBRAE 1104107508 | 4.9331e-05 | 0.065151 | 3.214e-06 | 0.17586 | 0.17586 | 0 | 0 | 0 |  | 26091.7496 | 229.908 | 100%
OAKLAND K 1101CR172 | 4.8943e-05 | 0.065361 | 3.209e-06 | 2.0821 | 1.5197 | 0.56244 | 0 | 0 |  | 26092.3121 | 229.908 | 100%
PAUL SWEET 210411074 | 4.8374e-05 | 0.066275 | 3.1905e-06 | 3.0906 | 0.15814 | 2.9324 | 0 | 0 |  | 26095.2445 | 229.908 | 100%
SAN RAMON 2107MR441 | 4.8606e-05 | 0.065309 | 3.1892e-06 | 0.21783 | 0.19285 | 0.024985 | 0 | 0 |  | 26095.2695 | 229.908 | 100%
SAN RAFAEL 1106764698 | 4.8608e-05 | 0.065407 | 3.1867e-06 | 0.2219 | 0.13899 | 0.082913 | 0 | 0 |  | 26095.3524 | 229.908 | 100%
VALLEY VIEW 1105P126 | 4.8344e-05 | 0.065713 | 3.1848e-06 | 2.0493 | 1.0047 | 1.0446 | 0 | 0 |  | 26096.3971 | 229.908 | 100%
GREENBRAE 11037315 | 4.8486e-05 | 0.065151 | 3.1589e-06 | 2.2421 | 2.2421 | 0 | 0 | 0 |  | 26096.3971 | 229.908 | 100%
FORT BRAGG A 110233064 | 4.8351e-05 | 0.065148 | 3.15e-06 | 3.6681 | 3.6681 | 0 | 0 | 0 |  | 26096.3971 | 229.908 | 100%
EDES 1112CR100 | 4.7216e-05 | 0.066432 | 3.1366e-06 | 3.3555 | 0 | 3.3555 | 0 | 0 |  | 26099.7526 | 229.908 | 100%
LOS GATOS 1101CB | 4.8123e-05 | 0.065185 | 3.1364e-06 | 2.287 | 2.2574 | 0.029616 | 0 | 0 |  | 26099.7822 | 229.908 | 100%
EL CERRITO G 1112BR178 | 4.805e-05 | 0.065161 | 3.1309e-06 | 6.6297 | 6.5997 | 0.029957 | 0 | 0 |  | 26099.8122 | 229.908 | 100%
SOBRANTE 1101L534R | 4.7553e-05 | 0.065526 | 3.1282e-06 | 1.9056 | 1.1027 | 0.80294 | 0 | 0 |  | 26100.6151 | 229.908 | 100%
VALLEY VIEW 1106P176 | 4.7444e-05 | 0.066098 | 3.1268e-06 | 3.3465 | 3.1262 | 0.2203 | 0 | 0 |  | 26100.8354 | 229.908 | 100%
VIEJO 220292792 | 4.7946e-05 | 0.065148 | 3.1236e-06 | 1.4534 | 1.4534 | 0 | 0 | 0 |  | 26100.8354 | 229.908 | 100%
TULUCAY 1101504524 | 4.7542e-05 | 0.065322 | 3.1216e-06 | 1.5205 | 1.1413 | 0.37918 | 0 | 0 |  | 26101.2146 | 229.908 | 100%
ATASCADERO 1101747522 | 4.7461e-05 | 0.065468 | 3.1133e-06 | 1.0482 | 0.79156 | 0.25664 | 0 | 0 |  | 26101.4712 | 229.908 | 100%
OAKLAND X 1106121588 | 4.7074e-05 | 0.065623 | 3.0983e-06 | 1.8959 | 1.053 | 0.84288 | 0 | 0 |  | 26102.3141 | 229.908 | 100%
ALTO 11251256 | 4.6726e-05 | 0.066359 | 3.098e-06 | 7.6183 | 0.15832 | 7.46 | 0 | 0 |  | 26109.7741 | 229.9081 | 100%
SARATOGA 1103595689 | 4.6978e-05 | 0.065468 | 3.0826e-06 | 0.22149 | 0.19367 | 0.027822 | 0 | 0 |  | 26109.802 | 229.9081 | 100%
RINCON 1102640 | 4.7109e-05 | 0.065185 | 3.0722e-06 | 4.2579 | 4.2579 | 0 | 0 | 0 |  | 26109.802 | 229.9081 | 100%
VIEJO 22029089 | 4.6292e-05 | 0.066175 | 3.0684e-06 | 1.6781 | 0.23624 | 1.4419 | 0 | 0 |  | 26111.2438 | 229.9081 | 100%
PACIFICA 1102968736 | 4.6179e-05 | 0.065575 | 3.0372e-06 | 0.95338 | 0.24967 | 0.70371 | 0 | 0 |  | 26111.9475 | 229.9081 | 100%
BURNEY 110237284 | 4.5944e-05 | 0.065918 | 3.0199e-06 | 0.51202 | 0.32367 | 0.18836 | 0 | 0 |  | 26112.1359 | 229.9081 | 100%
SAN RAFAEL 110648752 | 4.6007e-05 | 0.065151 | 2.9974e-06 | 2.0981 | 2.0836 | 0.014424 | 0 | 0 |  | 26112.1503 | 229.9081 | 100%
RIDGE 0402CB | 4.5082e-05 | 0.066059 | 2.9927e-06 | 2.3995 | 0.5783 | 1.8211 | 0 | 0 |  | 26113.9715 | 229.9081 | 100%
LAS GALLINAS A 11051218 | 4.5839e-05 | 0.065197 | 2.9904e-06 | 2.2039 | 2.1376 | 0.066343 | 0 | 0 |  | 26114.0378 | 229.9081 | 100%
IGNACIO 110584764 | 4.5707e-05 | 0.065268 | 2.9818e-06 | 2.5438 | 2.3325 | 0.21126 | 0 | 0 |  | 26114.2491 | 229.9081 | 100%
PAUL SWEET 210912828 | 4.4984e-05 | 0.065458 | 2.9651e-06 | 4.914 | 3.7741 | 1.1399 | 0 | 0 |  | 26115.389 | 229.9081 | 100%
CASTRO VALLEY 1110CB | 4.4906e-05 | 0.065538 | 2.9632e-06 | 1.2802 | 0.95498 | 0.32525 | 0 | 0 |  | 26115.7142 | 229.9081 | 100%
HARRIS 1108395498 | 4.5439e-05 | 0.065308 | 2.9622e-06 | 0.49247 | 0.38618 | 0.1063 | 0 | 0 |  | 26115.8205 | 229.9081 | 100%
IGNACIO 1105683542 | 4.4358e-05 | 0.066431 | 2.9468e-06 | 0.13854 | 0 | 0.13854 | 0 | 0 |  | 26115.9591 | 229.9081 | 100%
STAFFORD 1101405812 | 4.5015e-05 | 0.065517 | 2.9445e-06 | 0.43218 | 0.24868 | 0.1835 | 0 | 0 |  | 26116.1426 | 229.9081 | 100%
ROSSMOOR 1106L541R | 4.5011e-05 | 0.065148 | 2.9324e-06 | 0.6082 | 0.6082 | 0 | 0 | 0 |  | 26116.1426 | 229.9081 | 100%
OAKLAND K 1101CB | 4.4235e-05 | 0.065436 | 2.9186e-06 | 2.3653 | 2.0306 | 0.33465 | 0 | 0 |  | 26116.4772 | 229.9081 | 100%
OAKLAND J 1105CR256 | 4.4194e-05 | 0.065813 | 2.9181e-06 | 1.8441 | 0.62258 | 1.2215 | 0 | 0 |  | 26117.6987 | 229.9081 | 100%
SAN LUIS OBISPO 1108144690 | 3.5334e-05 | 0.075693 | 2.905e-06 | 0.55935 | 0.29898 | 0.26037 | 0 | 0 |  | 26117.9591 | 229.9081 | 100%
CASTRO VALLEY 1108MR233 | 4.4443e-05 | 0.065331 | 2.9035e-06 | 0.63601 | 0.40546 | 0.23054 | 0 | 0 |  | 26118.1897 | 229.9081 | 100%
IGNACIO 1105318 | 4.4269e-05 | 0.065347 | 2.9031e-06 | 11.574 | 9.7796 | 1.7945 | 0 | 0 |  | 26119.9841 | 229.9081 | 100%
HAMILTON BRANCH 110187784 | 4.3587e-05 | 0.066432 | 2.8956e-06 | 1.4473 | 0 | 1.4473 | 0 | 0 |  | 26121.4314 | 229.9081 | 100%
PINECREST 0401CB | 4.352e-05 | 0.066431 | 2.8911e-06 | 0.013801 | 0 | 0.013801 | 0 | 0 |  | 26121.4452 | 229.9081 | 100%
SONOMA 11054456 | 4.4073e-05 | 0.065151 | 2.8714e-06 | 5.0048 | 5.0048 | 0 | 0 | 0 |  | 26121.4452 | 229.9081 | 100%
SAN CARLOS 1103785521 | 4.3673e-05 | 0.065575 | 2.8654e-06 | 0.1821 | 0.11434 | 0.067757 | 0 | 0 |  | 26121.513 | 229.9081 | 100%
BIG MEADOWS 21012246 | 4.2984e-05 | 0.066432 | 2.8555e-06 | 1.8257 | 0 | 1.8257 | 0 | 0 |  | 26123.3387 | 229.9081 | 100%
ECHO SUMMIT 11018922 | 4.2932e-05 | 0.066431 | 2.852e-06 | 1.206 | 0 | 1.206 | 0 | 0 |  | 26124.5446 | 229.9081 | 100%
SNEATH LANE 1102CB | 4.3121e-05 | 0.065703 | 2.8459e-06 | 2.5135 | 1.1493 | 1.3642 | 0 | 0 |  | 26125.9088 | 229.9081 | 100%
VIEJO 220235388 | 4.2702e-05 | 0.066111 | 2.8344e-06 | 0.45202 | 0.13069 | 0.32133 | 0 | 0 |  | 26126.2301 | 229.9081 | 100%
IGNACIO 1103CB | 4.3221e-05 | 0.065226 | 2.8181e-06 | 1.9071 | 1.6894 | 0.21773 | 0 | 0 |  | 26126.4479 | 229.9081 | 100%
HICKS 1116733078 | 4.2163e-05 | 0.066065 | 2.777e-06 | 0.35294 | 0.0099454 | 0.34299 | 0 | 0 |  | 26126.7909 | 229.9081 | 100%
OAKLAND K 1103CB | 4.1996e-05 | 0.065264 | 2.758e-06 | 4.944 | 4.466 | 0.47804 | 0 | 0 |  | 26127.2689 | 229.9081 | 100%
RALSTON 1101420730 | 4.1694e-05 | 0.065759 | 2.7513e-06 | 1.648 | 0.84467 | 0.80338 | 0 | 0 |  | 26128.0723 | 229.9081 | 100%
WOOD 0401880795 | 4.2077e-05 | 0.065147 | 2.7412e-06 | 0.31449 | 0.21257 | 0.10191 | 0 | 0 |  | 26128.1742 | 229.9081 | 100%
VIEJO 2203947314 | 4.1433e-05 | 0.065323 | 2.7164e-06 | 1.4493 | 1.1625 | 0.28676 | 0 | 0 |  | 26128.461 | 229.9081 | 100%
OLEMA 110137074 | 4.1439e-05 | 0.065361 | 2.7134e-06 | 0.31449 | 0.30085 | 0.013639 | 0 | 0 |  | 26128.4746 | 229.9082 | 100%
SAN CARLOS 110479774 | 4.0919e-05 | 0.065682 | 2.698e-06 | 1.6185 | 0.72605 | 0.89241 | 0 | 0 |  | 26129.367 | 229.9082 | 100%
ROB ROY 210512586 | 4.1068e-05 | 0.065464 | 2.697e-06 | 6.5123 | 4.6221 | 1.8902 | 0 | 0 |  | 26131.2572 | 229.9082 | 100%
OAKLAND J 1102CR254 | 4.0719e-05 | 0.065918 | 2.6941e-06 | 1.5397 | 0.49117 | 1.0485 | 0 | 0 |  | 26132.3057 | 229.9082 | 100%
CASTROVILLE 210436922 | 4.0991e-05 | 0.065148 | 2.6705e-06 | 5.4849 | 5.4849 | 0 | 0 | 0 |  | 26132.3057 | 229.9082 | 100%
FOOTHILL 1101798137 | 4.0802e-05 | 0.065404 | 2.6637e-06 | 0.36161 | 0.31933 | 0.042272 | 0 | 0 |  | 26132.348 | 229.9082 | 100%
BIG MEADOWS 21012016 | 4.0813e-05 | 0.065188 | 2.6614e-06 | 4.2447 | 4.1509 | 0.09383 | 0 | 0 |  | 26132.4418 | 229.9082 | 100%
GREENBRAE 1104317890 | 3.9991e-05 | 0.066431 | 2.6567e-06 | 0.078205 | 0 | 0.078205 | 0 | 0 |  | 26132.52 | 229.9082 | 100%
GREENBRAE 1102CB | 4.0756e-05 | 0.065151 | 2.6553e-06 | 2.1563 | 2.1563 | 0 | 0 | 0 |  | 26132.52 | 229.9082 | 100%
LOS GATOS 1106CB | 4.0346e-05 | 0.065497 | 2.651e-06 | 0.72753 | 0.62545 | 0.10208 | 0 | 0 |  | 26132.6221 | 229.9082 | 100%
FORT BRAGG A 110465894 | 4.0627e-05 | 0.065148 | 2.6468e-06 | 0.89598 | 0.89598 | 0 | 0 | 0 |  | 26132.6221 | 229.9082 | 100%
RIO DEL MAR 0401931192 | 4.0212e-05 | 0.065487 | 2.6467e-06 | 7.0948 | 4.8477 | 2.2472 | 0 | 0 |  | 26134.8692 | 229.9082 | 100%
LAURELES 11122142 | 4.0293e-05 | 0.065246 | 2.6301e-06 | 1.6085 | 1.5141 | 0.094397 | 0 | 0 |  | 26134.9636 | 229.9082 | 100%
FLORENCE 0401CB | 4.0081e-05 | 0.065411 | 2.6231e-06 | 2.8925 | 2.2454 | 0.64714 | 0 | 0 |  | 26135.6108 | 229.9082 | 100%
SANTA ROSA A 1104CB | 4.0032e-05 | 0.065241 | 2.617e-06 | 5.9551 | 5.7257 | 0.22934 | 0 | 0 |  | 26135.8401 | 229.9082 | 100%
PAUL SWEET 2109680537 | 3.9362e-05 | 0.065433 | 2.5979e-06 | 0.6593 | 0.43387 | 0.22544 | 0 | 0 |  | 26136.0656 | 229.9082 | 100%
PACIFICA 1102512070 | 3.9072e-05 | 0.065661 | 2.586e-06 | 0.29932 | 0.12554 | 0.17379 | 0 | 0 |  | 26136.2393 | 229.9082 | 100%
ALTO 1124CB | 3.9255e-05 | 0.065515 | 2.5838e-06 | 5.6461 | 3.9473 | 1.6988 | 0 | 0 |  | 26137.9381 | 229.9082 | 100%
CASTRO VALLEY 1102MR204 | 3.9361e-05 | 0.065259 | 2.5759e-06 | 2.9454 | 2.7424 | 0.20294 | 0 | 0 |  | 26138.1411 | 229.9082 | 100%
EDES 1112CR308 | 3.8446e-05 | 0.066287 | 2.5524e-06 | 3.5415 | 0.3291 | 3.2124 | 0 | 0 |  | 26141.3535 | 229.9082 | 100%
HICKS 111512494 | 3.9122e-05 | 0.065184 | 2.5505e-06 | 2.6044 | 2.4676 | 0.1368 | 0 | 0 |  | 26141.4903 | 229.9082 | 100%
CAYUCOS 1102CB | 3.9093e-05 | 0.065147 | 2.5468e-06 | 5.2853 | 5.2853 | 0 | 0 | 0 |  | 26141.4903 | 229.9082 | 100%
LOS GATOS 1101206248 | 3.895e-05 | 0.065404 | 2.5435e-06 | 0.55519 | 0.50361 | 0.051587 | 0 | 0 |  | 26141.5419 | 229.9082 | 100%
HAMILTON BRANCH 110137436 | 3.8691e-05 | 0.065576 | 2.5374e-06 | 2.0578 | 1.307 | 0.75082 | 0 | 0 |  | 26142.2927 | 229.9082 | 100%
VIEJO 22029120 | 3.8665e-05 | 0.065446 | 2.5361e-06 | 7.3981 | 5.6218 | 1.7763 | 0 | 0 |  | 26144.069 | 229.9082 | 100%
PACIFICA 1103398620 | 3.8215e-05 | 0.066248 | 2.531e-06 | 0.47878 | 0.0076323 | 0.47115 | 0 | 0 |  | 26144.5401 | 229.9082 | 100%
OAKLAND X 1105184672 | 3.8231e-05 | 0.065706 | 2.5255e-06 | 3.2686 | 1.6116 | 1.657 | 0 | 0 |  | 26146.1971 | 229.9082 | 100%
FAIRVIEW 2207CB | 3.8448e-05 | 0.065193 | 2.5112e-06 | 5.0519 | 4.8113 | 0.24062 | 0 | 0 |  | 26146.4377 | 229.9082 | 100%
VIEJO 22012064 | 3.7422e-05 | 0.066432 | 2.486e-06 | 0.87595 | 0 | 0.87595 | 0 | 0 |  | 26147.3136 | 229.9082 | 100%
STAFFORD 110242542 | 3.7508e-05 | 0.065348 | 2.465e-06 | 3.5532 | 3.0173 | 0.53595 | 0 | 0 |  | 26147.8496 | 229.9082 | 100%
SNEATH LANE 110134438 | 3.7308e-05 | 0.065492 | 2.4545e-06 | 5.1328 | 2.8273 | 2.3055 | 0 | 0 |  | 26150.1551 | 229.9082 | 100%
BURNEY 110297318 | 3.7395e-05 | 0.065576 | 2.4455e-06 | 0.99119 | 0.80786 | 0.18333 | 0 | 0 |  | 26150.3385 | 229.9082 | 100%
HAMILTON BRANCH 11013049 | 3.708e-05 | 0.065874 | 2.4445e-06 | 1.667 | 0.6409 | 1.0261 | 0 | 0 |  | 26151.3646 | 229.9082 | 100%
ALTO 1124965060 | 3.6723e-05 | 0.066431 | 2.4396e-06 | 0.06993 | 0.0079943 | 0.061936 | 0 | 0 |  | 26151.4265 | 229.9082 | 100%
SAUSALITO 1102758798 | 3.6428e-05 | 0.065789 | 2.4159e-06 | 0.042286 | 0.0091814 | 0.033105 | 0 | 0 |  | 26151.4596 | 229.9082 | 100%
PAUL SWEET 2109CB | 3.6749e-05 | 0.065155 | 2.3948e-06 | 11.4423 | 11.4294 | 0.012889 | 0 | 0 |  | 26151.4725 | 229.9082 | 100%
VALLEY VIEW 1103P160 | 3.6431e-05 | 0.065148 | 2.3734e-06 | 6.4147 | 6.4147 | 0 | 0 | 0 |  | 26151.4725 | 229.9082 | 100%
MORAGA 1105116034 | 3.6154e-05 | 0.065278 | 2.3641e-06 | 3.0963 | 2.761 | 0.33531 | 0 | 0 |  | 26151.8078 | 229.9082 | 100%
SNEATH LANE 110275844 | 3.5678e-05 | 0.065275 | 2.3271e-06 | 0.53742 | 0.36795 | 0.16947 | 0 | 0 |  | 26151.9773 | 229.9082 | 100%
SAN CARLOS 11048846 | 3.5185e-05 | 0.065737 | 2.3218e-06 | 4.3884 | 2.1581 | 2.2303 | 0 | 0 |  | 26154.2076 | 229.9083 | 100%
SNEATH LANE 1101CB | 3.5327e-05 | 0.06535 | 2.3127e-06 | 0.985 | 0.52178 | 0.46322 | 0 | 0 |  | 26154.6708 | 229.9083 | 100%
SAN LEANDRO U 1109936988 | 3.4698e-05 | 0.066432 | 2.3051e-06 | 6.7688 | 0 | 6.7688 | 0 | 0 |  | 26161.4397 | 229.9083 | 100%
WILLITS 11021270 | 3.5345e-05 | 0.06515 | 2.3027e-06 | 1.5256 | 1.5256 | 0 | 0 | 0 |  | 26161.4397 | 229.9083 | 100%
WALDO 0402258792 | 3.4657e-05 | 0.066396 | 2.3019e-06 | 2.9886 | 0.0091433 | 2.9795 | 0 | 0 |  | 26164.4191 | 229.9083 | 100%
STAFFORD 1101902998 | 3.5078e-05 | 0.065372 | 2.2981e-06 | 6.0573 | 4.9807 | 1.0766 | 0 | 0 |  | 26165.4958 | 229.9083 | 100%
RALSTON 110148936 | 3.4701e-05 | 0.066043 | 2.2943e-06 | 6.0305 | 1.4082 | 4.6223 | 0 | 0 |  | 26170.118 | 229.9083 | 100%
VALLEY VIEW 1106P128 | 3.4672e-05 | 0.065272 | 2.2678e-06 | 2.5282 | 2.4095 | 0.11865 | 0 | 0 |  | 26170.2367 | 229.9083 | 100%
LAS GALLINAS A 1106206332 | 3.1898e-05 | 0.072747 | 2.2569e-06 | 0.60524 | 0.30141 | 0.30383 | 0 | 0 |  | 26170.5405 | 229.9083 | 100%
SPRUCE 0402BR304 | 3.4151e-05 | 0.06568 | 2.2492e-06 | 3.5804 | 2.0933 | 1.4871 | 0 | 0 |  | 26172.0276 | 229.9083 | 100%
LAS GALLINAS A 1106685656 | 3.4111e-05 | 0.06533 | 2.2325e-06 | 3.6546 | 2.4592 | 1.1954 | 0 | 0 |  | 26173.223 | 229.9083 | 100%
LOS GATOS 110160136 | 3.4156e-05 | 0.065147 | 2.2252e-06 | 4.0538 | 4.0538 | 0 | 0 | 0 |  | 26173.223 | 229.9083 | 100%
EMERALD LAKE 04028872 | 3.3183e-05 | 0.066165 | 2.2015e-06 | 5.6198 | 1.1176 | 4.5022 | 0 | 0 |  | 26177.7252 | 229.9083 | 100%
SNEATH LANE 110168070 | 3.3642e-05 | 0.065233 | 2.1953e-06 | 2.1415 | 1.9093 | 0.23226 | 0 | 0 |  | 26177.9575 | 229.9083 | 100%
IGNACIO 1103504941 | 3.3217e-05 | 0.065578 | 2.194e-06 | 0.63742 | 0.22522 | 0.41221 | 0 | 0 |  | 26178.3697 | 229.9083 | 100%
VIEJO 22019704 | 3.3423e-05 | 0.065369 | 2.1872e-06 | 2.5575 | 2.0686 | 0.48887 | 0 | 0 |  | 26178.8586 | 229.9083 | 100%
WOODSIDE 11049030 | 3.3072e-05 | 0.06605 | 2.1865e-06 | 2.5789 | 0.54505 | 2.0338 | 0 | 0 |  | 26180.8924 | 229.9083 | 100%
HATTON 11022070 | 3.3159e-05 | 0.065444 | 2.1767e-06 | 1.9125 | 1.3883 | 0.52422 | 0 | 0 |  | 26181.4166 | 229.9083 | 100%
GREENBRAE 1104972264 | 3.3356e-05 | 0.065151 | 2.1732e-06 | 0.20957 | 0.20957 | 0 | 0 | 0 |  | 26181.4166 | 229.9083 | 100%
HAMILTON BRANCH 11012082 | 3.2758e-05 | 0.065762 | 2.1552e-06 | 3.0613 | 1.5416 | 1.5197 | 0 | 0 |  | 26182.9363 | 229.9083 | 100%
HICKS 1116203897 | 3.2839e-05 | 0.065433 | 2.1509e-06 | 0.6323 | 0.40364 | 0.22866 | 0 | 0 |  | 26183.165 | 229.9083 | 100%
CHESTER 1101656108 | 3.2603e-05 | 0.065918 | 2.1478e-06 | 0.74276 | 0.2215 | 0.52126 | 0 | 0 |  | 26183.6862 | 229.9083 | 100%
EL CERRITO G 1112BR196 | 3.2633e-05 | 0.065172 | 2.127e-06 | 3.6157 | 3.6157 | 0 | 0 | 0 |  | 26183.6862 | 229.9083 | 100%
OAKLAND X 1106CB | 3.2105e-05 | 0.065515 | 2.1195e-06 | 9.8864 | 6.6018 | 3.2846 | 0 | 0 |  | 26186.9709 | 229.9083 | 100%
VIEJO 22029104 | 3.1817e-05 | 0.066367 | 2.113e-06 | 5.9578 | 0.27191 | 5.6859 | 0 | 0 |  | 26192.6567 | 229.9083 | 100%
OAK 0401CB | 3.153e-05 | 0.06596 | 2.0871e-06 | 5.4173 | 1.9459 | 3.4715 | 0 | 0 |  | 26196.1282 | 229.9083 | 100%
VIEJO 22019698 | 3.1068e-05 | 0.066303 | 2.0607e-06 | 0.66036 | 0.082571 | 0.57779 | 0 | 0 |  | 26196.706 | 229.9083 | 100%
SPRUCE 0401BR316 | 3.0991e-05 | 0.066432 | 2.0588e-06 | 4.1073 | 0 | 4.1073 | 0 | 0 |  | 26200.8133 | 229.9083 | 100%
EL CERRITO G 111257953 | 3.1168e-05 | 0.065497 | 2.0515e-06 | 0.75649 | 0.53693 | 0.21956 | 0 | 0 |  | 26201.0329 | 229.9083 | 100%
FRANKLIN 1104CB | 3.1091e-05 | 0.065209 | 2.0367e-06 | 5.1968 | 4.907 | 0.28979 | 0 | 0 |  | 26201.3227 | 229.9083 | 100%
LOS GATOS 1108CB | 3.1212e-05 | 0.065147 | 2.0334e-06 | 0.72509 | 0.72509 | 0 | 0 | 0 |  | 26201.3227 | 229.9083 | 100%
LOS GATOS 1102CB | 3.0936e-05 | 0.065147 | 2.0154e-06 | 4.6651 | 4.6651 | 0 | 0 | 0 |  | 26201.3227 | 229.9083 | 100%
PACIFICA 1103CB | 3.075e-05 | 0.065188 | 2.0046e-06 | 4.8475 | 4.7794 | 0.068073 | 0 | 0 |  | 26201.3907 | 229.9083 | 100%
ALTO 1125781759 | 3.0572e-05 | 0.065789 | 2.0026e-06 | 0.16442 | 0.033603 | 0.13082 | 0 | 0 |  | 26201.5216 | 229.9083 | 100%
HICKS 1116CB | 2.9963e-05 | 0.065178 | 1.9553e-06 | 14.1937 | 13.9847 | 0.20893 | 0 | 0 |  | 26201.7305 | 229.9083 | 100%
STAFFORD 11021019 | 2.9828e-05 | 0.065279 | 1.946e-06 | 0.72956 | 0.46103 | 0.26853 | 0 | 0 |  | 26201.999 | 229.9083 | 100%
CHESTER 1102546744 | 2.921e-05 | 0.065882 | 1.934e-06 | 0.39352 | 0.12697 | 0.26654 | 0 | 0 |  | 26202.2656 | 229.9083 | 100%
ALTO 1124994213 | 2.9167e-05 | 0.065311 | 1.9051e-06 | 0.53459 | 0.41105 | 0.12354 | 0 | 0 |  | 26202.3891 | 229.9083 | 100%
BERKELEY F 1105849701 | 2.8441e-05 | 0.065789 | 1.8894e-06 | 0.13711 | 0.0042458 | 0.13286 | 0 | 0 |  | 26202.522 | 229.9083 | 100%
VIEJO 22049540 | 2.8532e-05 | 0.06587 | 1.8885e-06 | 2.2325 | 0.79079 | 1.4417 | 0 | 0 |  | 26203.9637 | 229.9083 | 100%
ALTO 1124884949 | 2.8569e-05 | 0.065663 | 1.8768e-06 | 0.43071 | 0.23634 | 0.19437 | 0 | 0 |  | 26204.1581 | 229.9083 | 100%
WALDO 0401965216 | 2.8136e-05 | 0.066371 | 1.868e-06 | 1.6482 | 0.0056831 | 1.6425 | 0 | 0 |  | 26205.8005 | 229.9083 | 100%
LAS PULGAS 0401104588 | 2.8291e-05 | 0.065731 | 1.8653e-06 | 0.76994 | 0.40859 | 0.36135 | 0 | 0 |  | 26206.1619 | 229.9083 | 100%
MORAGA 110531512 | 2.8486e-05 | 0.065148 | 1.8558e-06 | 2.0236 | 2.0236 | 0 | 0 | 0 |  | 26206.1619 | 229.9083 | 100%
SAN RAFAEL 1105344 | 2.8339e-05 | 0.065283 | 1.8552e-06 | 7.4908 | 6.6737 | 0.81713 | 0 | 0 |  | 26206.979 | 229.9083 | 100%
PERRY 1101W52 | 2.807e-05 | 0.066004 | 1.8539e-06 | 4.1503 | 1.0221 | 3.1282 | 0 | 0 |  | 26210.1072 | 229.9083 | 100%
EL CERRITO G 1112BR180 | 2.814e-05 | 0.065507 | 1.8513e-06 | 1.932 | 1.5125 | 0.41956 | 0 | 0 |  | 26210.5268 | 229.9083 | 100%
EDES 1112CR306 | 2.7663e-05 | 0.066432 | 1.8377e-06 | 1.0066 | 0 | 1.0066 | 0 | 0 |  | 26211.5334 | 229.9083 | 100%
ALHAMBRA 1102CB | 2.7307e-05 | 0.065217 | 1.7835e-06 | 5.7453 | 5.4773 | 0.26794 | 0 | 0 |  | 26211.8013 | 229.9084 | 100%
CHESTER 1102CB | 2.7246e-05 | 0.065182 | 1.7766e-06 | 2.7738 | 2.7488 | 0.025045 | 0 | 0 |  | 26211.8264 | 229.9084 | 100%
WOODSIDE 11028862 | 2.7115e-05 | 0.065147 | 1.7665e-06 | 2.8356 | 2.8356 | 0 | 0 | 0 |  | 26211.8264 | 229.9084 | 100%
BURNEY 110257046 | 2.6931e-05 | 0.065362 | 1.7587e-06 | 0.70545 | 0.67505 | 0.030397 | 0 | 0 |  | 26211.8568 | 229.9084 | 100%
CASTRO VALLEY 1108MR205 | 2.6763e-05 | 0.065182 | 1.7478e-06 | 5.4325 | 5.4325 | 0 | 0 | 0 |  | 26211.8568 | 229.9084 | 100%
VIEJO 22029112 | 2.6492e-05 | 0.065387 | 1.7421e-06 | 3.2954 | 2.4505 | 0.84488 | 0 | 0 |  | 26212.7016 | 229.9084 | 100%
EL CERRITO G 1110BR236 | 2.6231e-05 | 0.066065 | 1.7373e-06 | 0.52854 | 0.018969 | 0.50957 | 0 | 0 |  | 26213.2112 | 229.9084 | 100%
ALTO 1123820379 | 2.6136e-05 | 0.066431 | 1.7362e-06 | 0.18535 | 0.032897 | 0.15245 | 0 | 0 |  | 26213.3637 | 229.9084 | 100%
VIEJO 2203573610 | 2.6462e-05 | 0.065179 | 1.7259e-06 | 3.1258 | 3.1258 | 0 | 0 | 0 |  | 26213.3637 | 229.9084 | 100%
SAN CARLOS 11039148 | 2.6423e-05 | 0.065147 | 1.7214e-06 | 4.1235 | 4.1235 | 0 | 0 | 0 |  | 26213.3637 | 229.9084 | 100%
VIEJO 22039094 | 2.6274e-05 | 0.065228 | 1.7132e-06 | 2.4989 | 2.3993 | 0.099611 | 0 | 0 |  | 26213.4633 | 229.9084 | 100%
VIEJO 22032634 | 2.5666e-05 | 0.065148 | 1.6721e-06 | 1.6735 | 1.6735 | 0 | 0 | 0 |  | 26213.4633 | 229.9084 | 100%
OAKLAND J 1105CR150 | 2.5203e-05 | 0.065789 | 1.667e-06 | 0.46935 | 0.25273 | 0.21662 | 0 | 0 |  | 26213.6799 | 229.9084 | 100%
FORT BRAGG A 1103CB | 2.5491e-05 | 0.06518 | 1.6633e-06 | 2.4818 | 2.3877 | 0.094139 | 0 | 0 |  | 26213.774 | 229.9084 | 100%
MORGAN HILL 2105375239 | 2.5051e-05 | 0.065468 | 1.6455e-06 | 0.21352 | 0.1233 | 0.090219 | 0 | 0 |  | 26213.8642 | 229.9084 | 100%
MORGAN HILL 2105345099 | 2.4872e-05 | 0.065404 | 1.6312e-06 | 0.30914 | 0.12683 | 0.1823 | 0 | 0 |  | 26214.0465 | 229.9084 | 100%
SALT SPRINGS 21013116 | 2.4549e-05 | 0.066175 | 1.6267e-06 | 1.0473 | 0.26982 | 0.77748 | 0 | 0 |  | 26214.824 | 229.9084 | 100%
BERKELEY F 0402502466 | 2.4427e-05 | 0.065532 | 1.6151e-06 | 0.53094 | 0.39047 | 0.14047 | 0 | 0 |  | 26214.9645 | 229.9084 | 100%
BERKELEY F 1105CB | 2.4362e-05 | 0.065322 | 1.6033e-06 | 8.0607 | 7.0233 | 1.0374 | 0 | 0 |  | 26216.0019 | 229.9084 | 100%
EL CERRITO G 1108BR346 | 2.4397e-05 | 0.065147 | 1.5894e-06 | 7.0768 | 7.0768 | 0 | 0 | 0 |  | 26216.0019 | 229.9084 | 100%
HOLLYWOOD 0401CB | 2.3671e-05 | 0.065808 | 1.5619e-06 | 5.2958 | 2.4338 | 2.862 | 0 | 0 |  | 26218.8639 | 229.9084 | 100%
ESTUDILLO 0401850884 | 2.3486e-05 | 0.065756 | 1.5552e-06 | 1.5751 | 0.72478 | 0.85032 | 0 | 0 |  | 26219.7142 | 229.9084 | 100%
PACIFICA 1103915474 | 2.3059e-05 | 0.065213 | 1.5073e-06 | 8.3751 | 7.9416 | 0.43345 | 0 | 0 |  | 26220.1476 | 229.9084 | 100%
COTATI 110283200 | 2.2575e-05 | 0.065158 | 1.471e-06 | 2.8928 | 2.8928 | 0 | 0 | 0 |  | 26220.1476 | 229.9084 | 100%
SNEATH LANE 110748338 | 2.2364e-05 | 0.065147 | 1.4569e-06 | 1.0943 | 0.98167 | 0.11259 | 0 | 0 |  | 26220.2602 | 229.9084 | 100%
RALSTON 11029126 | 2.1702e-05 | 0.065969 | 1.4329e-06 | 1.8883 | 0.8806 | 1.0077 | 0 | 0 |  | 26221.2679 | 229.9084 | 100%
PACIFIC GROVE 04222614 | 2.1909e-05 | 0.065331 | 1.4317e-06 | 2.1421 | 1.4975 | 0.64463 | 0 | 0 |  | 26221.9126 | 229.9084 | 100%
DEL MONTE 210386496 | 2.1714e-05 | 0.065366 | 1.4269e-06 | 6.4413 | 5.4466 | 0.99474 | 0 | 0 |  | 26222.9073 | 229.9084 | 100%
SAN CARLOS 1103888954 | 2.1724e-05 | 0.065147 | 1.4152e-06 | 0.31368 | 0.31368 | 0 | 0 | 0 |  | 26222.9073 | 229.9084 | 100%
OAKLAND J 1106CR164 | 2.1366e-05 | 0.065434 | 1.4079e-06 | 6.565 | 5.07 | 1.495 | 0 | 0 |  | 26224.4023 | 229.9084 | 100%
EL CERRITO G 1112209865 | 2.1415e-05 | 0.065497 | 1.4074e-06 | 0.92578 | 0.66288 | 0.2629 | 0 | 0 |  | 26224.6652 | 229.9084 | 100%
OAKLAND J 1105153228 | 2.1538e-05 | 0.065195 | 1.4041e-06 | 4.1519 | 3.8639 | 0.28806 | 0 | 0 |  | 26224.9532 | 229.9084 | 100%
SWIFT 2109XR300 | 2.1221e-05 | 0.065331 | 1.3951e-06 | 0.86476 | 0.53738 | 0.32738 | 0 | 0 |  | 26225.2806 | 229.9084 | 100%
EL CERRITO G 1110173396 | 2.0973e-05 | 0.066004 | 1.3889e-06 | 0.16516 | 0 | 0.16516 | 0 | 0 |  | 26225.4458 | 229.9084 | 100%
SAN CARLOS 1103313472 | 2.0676e-05 | 0.06529 | 1.3509e-06 | 0.73225 | 0.70543 | 0.026825 | 0 | 0 |  | 26225.4726 | 229.9084 | 100%
IGNACIO 1103151462 | 2.0466e-05 | 0.066005 | 1.3417e-06 | 0.15399 | 0 | 0.15399 | 0 | 0 |  | 26225.6266 | 229.9084 | 100%
WOODSIDE 1102472928 | 2.0412e-05 | 0.065331 | 1.3331e-06 | 1.0081 | 0.93056 | 0.077579 | 0 | 0 |  | 26225.7042 | 229.9084 | 100%
OAKLAND J 1102CR252 | 2.0001e-05 | 0.065384 | 1.3184e-06 | 6.1918 | 5.0947 | 1.0971 | 0 | 0 |  | 26226.8013 | 229.9084 | 100%
CASTRO VALLEY 1110MR379 | 1.987e-05 | 0.065965 | 1.3088e-06 | 1.5759 | 0.48856 | 1.0874 | 0 | 0 |  | 26227.8887 | 229.9084 | 100%
MORRO BAY 11013487 | 1.9374e-05 | 0.065147 | 1.2622e-06 | 1.8083 | 1.8083 | 0 | 0 | 0 |  | 26227.8887 | 229.9084 | 100%
FORT BRAGG A 1104CB | 1.9334e-05 | 0.065148 | 1.2596e-06 | 2.867 | 2.7932 | 0.0738 | 0 | 0 |  | 26227.9625 | 229.9084 | 100%
ALTO 1124246034 | 1.9193e-05 | 0.065471 | 1.2578e-06 | 0.25701 | 0.1313 | 0.12572 | 0 | 0 |  | 26228.0882 | 229.9084 | 100%
OCEANO 1105V44 | 1.8999e-05 | 0.065827 | 1.2575e-06 | 1.0988 | 0.31587 | 0.78295 | 0 | 0 |  | 26228.8711 | 229.9084 | 100%
OAKLAND J 1106CR330 | 1.8986e-05 | 0.065438 | 1.2463e-06 | 2.4081 | 1.6899 | 0.7182 | 0 | 0 |  | 26229.5893 | 229.9084 | 100%
OAKLAND J 1116CR328 | 1.9049e-05 | 0.065298 | 1.2458e-06 | 4.9145 | 4.3203 | 0.59424 | 0 | 0 |  | 26230.1836 | 229.9084 | 100%
VIEJO 220285904 | 1.8827e-05 | 0.065629 | 1.2443e-06 | 1.9758 | 0.92854 | 1.0472 | 0 | 0 |  | 26231.2308 | 229.9084 | 100%
ALHAMBRA 110213333 | 1.8911e-05 | 0.065469 | 1.2398e-06 | 0.29853 | 0.25454 | 0.043994 | 0 | 0 |  | 26231.2748 | 229.9084 | 100%
MORRO BAY 1102V80 | 1.8567e-05 | 0.065193 | 1.2121e-06 | 1.9875 | 1.8491 | 0.13844 | 0 | 0 |  | 26231.4132 | 229.9084 | 100%
BELMONT 11109090 | 1.848e-05 | 0.065147 | 1.2039e-06 | 2.6121 | 2.6121 | 0 | 0 | 0 |  | 26231.4132 | 229.9084 | 100%
ALTO 1123CB | 1.7813e-05 | 0.065258 | 1.1648e-06 | 5.8456 | 5.2902 | 0.5554 | 0 | 0 |  | 26231.9686 | 229.9084 | 100%
BELMONT 11038956 | 1.7617e-05 | 0.065361 | 1.1529e-06 | 1.3867 | 1.0917 | 0.29497 | 0 | 0 |  | 26232.2636 | 229.9084 | 100%
GREENBRAE 1104751 | 1.7653e-05 | 0.065234 | 1.1521e-06 | 2.7252 | 2.5608 | 0.16446 | 0 | 0 |  | 26232.4281 | 229.9084 | 100%
CHESTER 1101CB | 1.7565e-05 | 0.065167 | 1.1453e-06 | 5.1201 | 5.0399 | 0.080148 | 0 | 0 |  | 26232.5082 | 229.9084 | 100%
BERKELEY F 1103BR110 | 1.7521e-05 | 0.065147 | 1.1415e-06 | 3.1479 | 3.1479 | 0 | 0 | 0 |  | 26232.5082 | 229.9084 | 100%
MONTEREY 04022644 | 1.7252e-05 | 0.065706 | 1.1355e-06 | 1.8165 | 0.68033 | 1.1362 | 0 | 0 |  | 26233.6444 | 229.9084 | 100%
KIRKER 2104CB | 1.6863e-05 | 0.065612 | 1.1257e-06 | 10.5099 | 10.4636 | 0.04631 | 0 | 0 |  | 26233.6907 | 229.9084 | 100%
DEL MONTE 110138582 | 1.7201e-05 | 0.065245 | 1.1245e-06 | 5.3599 | 4.8292 | 0.53069 | 0 | 0 |  | 26234.2214 | 229.9084 | 100%
PACIFICA 11026783 | 1.7237e-05 | 0.065147 | 1.1229e-06 | 4.0892 | 4.0892 | 0 | 0 | 0 |  | 26234.2214 | 229.9084 | 100%
PERRY 1101W12 | 1.562e-05 | 0.06699 | 1.0833e-06 | 6.3715 | 2.6138 | 3.7577 | 0 | 0 |  | 26237.9791 | 229.9084 | 100%
ALTO 1120500 | 1.6529e-05 | 0.065312 | 1.0777e-06 | 3.1488 | 2.8839 | 0.2649 | 0 | 0 |  | 26238.244 | 229.9084 | 100%
SAN LEANDRO U 1114MR218 | 1.6173e-05 | 0.065722 | 1.0693e-06 | 11.2804 | 4.825 | 6.4554 | 0 | 0 |  | 26244.6994 | 229.9084 | 100%
OAKLAND X 1105CB | 1.6122e-05 | 0.065231 | 1.0578e-06 | 11.5739 | 10.5328 | 1.0411 | 0 | 0 |  | 26245.7405 | 229.9084 | 100%
BERKELEY F 0402CB | 1.6197e-05 | 0.065147 | 1.0552e-06 | 1.6004 | 1.5712 | 0.029225 | 0 | 0 |  | 26245.7698 | 229.9084 | 100%
VALLEY VIEW 1105P190 | 1.6177e-05 | 0.065148 | 1.0539e-06 | 2.0625 | 2.0625 | 0 | 0 | 0 |  | 26245.7698 | 229.9084 | 100%
BAY MEADOWS 2102CB | 1.5874e-05 | 0.065161 | 1.0373e-06 | 6.9348 | 6.8358 | 0.099037 | 0 | 0 |  | 26245.8688 | 229.9084 | 100%
VALLEY VIEW 1105CB | 1.558e-05 | 0.06517 | 1.0169e-06 | 4.6478 | 4.6478 | 0 | 0 | 0 |  | 26245.8688 | 229.9084 | 100%
OAKLAND J 1118CR198 | 1.5357e-05 | 0.065239 | 1.006e-06 | 5.2678 | 4.9475 | 0.32037 | 0 | 0 |  | 26246.1892 | 229.9084 | 100%
EL CERRITO G 1111760530 | 1.4653e-05 | 0.065542 | 9.624e-07 | 1.2669 | 1.054 | 0.21291 | 0 | 0 |  | 26246.4021 | 229.9084 | 100%
MORRO BAY 1102W22 | 1.451e-05 | 0.065661 | 9.5877e-07 | 6.2812 | 3.6869 | 2.5943 | 0 | 0 |  | 26248.9964 | 229.9084 | 100%
CASTRO VALLEY 1105MR201 | 1.4628e-05 | 0.065296 | 9.5698e-07 | 8.6777 | 7.4257 | 1.252 | 0 | 0 |  | 26250.2483 | 229.9084 | 100%
SAUSALITO 11021224 | 1.4357e-05 | 0.065191 | 9.3531e-07 | 2.0197 | 2.009 | 0.010738 | 0 | 0 |  | 26250.2591 | 229.9084 | 100%
EL CERRITO G 1113CB | 1.4057e-05 | 0.065208 | 9.1814e-07 | 4.3154 | 4.2171 | 0.098306 | 0 | 0 |  | 26250.3574 | 229.9084 | 100%
EL CERRITO G 1108CB | 1.3941e-05 | 0.065147 | 9.0819e-07 | 7.3235 | 7.3208 | 0.0026991 | 0 | 0 |  | 26250.3601 | 229.9084 | 100%
VALLEY VIEW 1105P124 | 1.3878e-05 | 0.065148 | 9.0411e-07 | 3.1632 | 3.1632 | 0 | 0 | 0 |  | 26250.3601 | 229.9084 | 100%
EDES 1112CB | 1.3748e-05 | 0.065227 | 8.9903e-07 | 0.56671 | 0.52292 | 0.043792 | 0 | 0 |  | 26250.4039 | 229.9084 | 100%
VIEJO 22049110 | 1.3463e-05 | 0.06517 | 8.7872e-07 | 4.3153 | 4.0214 | 0.29392 | 0 | 0 |  | 26250.6978 | 229.9085 | 100%
ALTO 112088190 | 1.3144e-05 | 0.065223 | 8.5763e-07 | 2.8954 | 2.7941 | 0.10133 | 0 | 0 |  | 26250.7991 | 229.9085 | 100%
VIEJO 22049440 | 1.3106e-05 | 0.065171 | 8.5438e-07 | 3.4229 | 3.346 | 0.076905 | 0 | 0 |  | 26250.876 | 229.9085 | 100%
SOLEDAD 2101125484 | 1.3036e-05 | 11.9509 | 8.4928e-07 | 1.5238 | 0.77643 | 0.74739 | 0 | 0 |  | 26251.6234 | 229.9085 | 100%
OCEANO 1104793774 | 1.2894e-05 | 0.065147 | 8.3998e-07 | 0.23547 | 0.16593 | 0.069539 | 0 | 0 |  | 26251.6929 | 229.9085 | 100%
EL CERRITO G 1110CB | 1.2627e-05 | 0.065184 | 8.2339e-07 | 2.5837 | 2.3207 | 0.26297 | 0 | 0 |  | 26251.9559 | 229.9085 | 100%
EDES 1112714759 | 1.2348e-05 | 0.065497 | 8.1071e-07 | 0.91346 | 0.68853 | 0.22493 | 0 | 0 |  | 26252.1808 | 229.9085 | 100%
BOSTON 0401CR242 | 1.2355e-05 | 0.065191 | 8.0537e-07 | 4.5689 | 4.2585 | 0.31043 | 0 | 0 |  | 26252.4913 | 229.9085 | 100%
CASTRO VALLEY 1105MR236 | 1.2234e-05 | 0.065342 | 8.0193e-07 | 8.4675 | 7.0921 | 1.3753 | 0 | 0 |  | 26253.8666 | 229.9085 | 100%
MORRO BAY 1101CB | 1.2296e-05 | 0.065147 | 8.0102e-07 | 2.1579 | 2.1579 | 0 | 0 | 0 |  | 26253.8666 | 229.9085 | 100%
OAKLAND J 1116CB | 1.2121e-05 | 0.065147 | 7.8965e-07 | 18.7476 | 18.7476 | 0 | 0 | 0 |  | 26253.8666 | 229.9085 | 100%
MONTEREY 04012642 | 1.2095e-05 | 0.065148 | 7.8793e-07 | 2.2606 | 2.2606 | 0 | 0 | 0 |  | 26253.8666 | 229.9085 | 100%
SAN LEANDRO U 1114MR545 | 1.1654e-05 | 0.065789 | 7.6919e-07 | 4.5035 | 2.3307 | 2.1728 | 0 | 0 |  | 26256.0394 | 229.9085 | 100%
SAN LUIS OBISPO 1103191498 | 1.1046e-05 | 0.065789 | 7.2794e-07 | 0.16637 | 0.048375 | 0.118 | 0 | 0 |  | 26256.1574 | 229.9085 | 100%
WALDO 0401CB | 1.0513e-05 | 0.06517 | 6.8547e-07 | 4.0502 | 4.0502 | 0 | 0 | 0 |  | 26256.1574 | 229.9085 | 100%
OCEANO 1104337754 | 9.3717e-06 | 0.065147 | 6.1054e-07 | 0.16142 | 0.10069 | 0.060732 | 0 | 0 |  | 26256.2181 | 229.9085 | 100%
SOLEDAD 2101404754 | 8.7569e-06 | 0.065789 | 5.7048e-07 | 0.87261 | 0.0099453 | 0.86267 | 0 | 0 |  | 26257.0808 | 229.9085 | 100%
DEL MONTE 21029060 | 8.4533e-06 | 0.065226 | 5.5361e-07 | 8.9591 | 8.0114 | 0.94774 | 0 | 0 |  | 26258.0285 | 229.9085 | 100%
SAN LEANDRO U 1114501762 | 8.4178e-06 | 0.065482 | 5.5098e-07 | 1.5156 | 1.0339 | 0.4817 | 0 | 0 |  | 26258.5102 | 229.9085 | 100%
PACIFICA 1102934870 | 8.4048e-06 | 0.065514 | 5.496e-07 | 0.50022 | 0.40851 | 0.091704 | 0 | 0 |  | 26258.602 | 229.9085 | 100%
SAN LEANDRO U 1109CR284 | 7.7666e-06 | 0.066065 | 5.1364e-07 | 0.96374 | 0.19567 | 0.76807 | 0 | 0 |  | 26259.37 | 229.9085 | 100%
SAN LEANDRO U 1109CR002 | 7.83e-06 | 0.065308 | 5.1358e-07 | 1.0664 | 0.8987 | 0.16771 | 0 | 0 |  | 26259.5377 | 229.9085 | 100%
BELMONT 1110330790 | 7.7899e-06 | 0.065468 | 5.0999e-07 | 0.4438 | 0.31977 | 0.12403 | 0 | 0 |  | 26259.6618 | 229.9085 | 100%
WALDO 0402CB | 7.7732e-06 | 0.065147 | 5.064e-07 | 2.1601 | 2.1601 | 0 | 0 | 0 |  | 26259.6618 | 229.9085 | 100%
BANCROFT 0401CB | 7.67e-06 | 0.065147 | 4.9968e-07 | 8.2519 | 8.2088 | 0.043075 | 0 | 0 |  | 26259.7048 | 229.9085 | 100%
BERKELEY T 0404CB | 7.5209e-06 | 0.065211 | 4.9106e-07 | 1.207 | 1.207 | 0 | 0 | 0 |  | 26259.7048 | 229.9085 | 100%
PACIFICA 110252715 | 7.374e-06 | 0.065147 | 4.8039e-07 | 3.8051 | 3.8051 | 0 | 0 | 0 |  | 26259.7048 | 229.9085 | 100%
OCEANO 1105V48 | 7.0816e-06 | 0.06518 | 4.6154e-07 | 2.5642 | 2.4406 | 0.12351 | 0 | 0 |  | 26259.8283 | 229.9085 | 100%
SAN LEANDRO U 1114458451 | 6.9026e-06 | 0.06559 | 4.5289e-07 | 2.4563 | 1.2335 | 1.2228 | 0 | 0 |  | 26261.0511 | 229.9085 | 100%
BANCROFT 0402CB | 6.6635e-06 | 0.065191 | 4.3467e-07 | 4.5803 | 4.2091 | 0.37117 | 0 | 0 |  | 26261.4223 | 229.9085 | 100%
VIEJO 220436948 | 6.1078e-06 | 0.065183 | 3.9816e-07 | 8.4114 | 7.9083 | 0.50319 | 0 | 0 |  | 26261.9255 | 229.9085 | 100%
CASTRO VALLEY 1105132304 | 5.8099e-06 | 0.065147 | 3.785e-07 | 0.92722 | 0.85347 | 0.07375 | 0 | 0 |  | 26261.9992 | 229.9085 | 100%
FORT BRAGG A 110436526 | 5.5602e-06 | 0.065163 | 3.6398e-07 | 6.5813 | 6.5363 | 0.044913 | 0 | 0 |  | 26262.0442 | 229.9085 | 100%
MORRO BAY 1101W04 | 3.5981e-06 | 0.065147 | 2.344e-07 | 2.4496 | 2.1779 | 0.27175 | 0 | 0 |  | 26262.3159 | 229.9085 | 100%
DIABLO CANYON 1101CB |  |  | 0 | 0 | 0 | 0 | 0 | 0 |  | 26262.3159 | 229.9085 | 100%
Total Miles | [5 empty] | 26262.3159