## Definitions
Tab | Description
0726 Summary TURN | Compares PG&E's 10k mile UG program to TURN's hybrid OH/UG proposal. Data date: July 26, 2022
0726 WFE | Portfolio of Circuit Segments ranked by Wildfire Feasibility Efficiency. Data date: July 26, 2022
0726 MeanRisk | Portfolio of Circuit Segments ranked by Mean Risk. Data date: July 26,2022
0726 Summary TURN | 0726 Summary TURN Description
UG miles PG&E 10K | Forecast miles per year
UG/OH Miles TURN | Forecast miles per year (50 miles UG + 450 miles OH)
Annual risk addressed PG&E 10K | Annual risk addressed based on PG&E's UG proposal
Annual risk addressed TURN | Annual risk addressed based on TURN's hybrid proposal
Cumulative risk addressed PG&E 10K | Cumulative risk addressed based on PG&E's UG proposal
Cumulative risk addressed TURN | Cumulative risk addressed based on TURN's hybrid proposal
Risk Buydown PG&E 10K | Annual percent residual risk post mitigating circuit segment (starting from 100% down to 0%) based on PG&E's UG proposal
Risk Buydown TURN | Annual percent residual risk post mitigating circuit segment (starting from 100% down to 0%) based on TURN's hybrid proposal
Feasibility PG&E 10K | Annual wildfire feasibility efficiency score for proposed UG circuit segments based on PG&E's proposal
Feasibility TURN | Annual wildfire feasibility efficiency score for proposed UG circuit segments based on TURN's proposal
Cost PG&E 10K | Estimated annual cost for system hardening work (miles x feasibility factor x unit cost)/total feasibility
Cost TURN | Estimated annual cost for system hardening work
Unit Cost OH | PG&E's forecast unit cost for OH system hardening by year
Unit Cost UG | PG&E's forecast unit cost for UG system hardening by year
OH Miles TURN | Forecast miles per year (450 miles OH)
UG Miles TURN | Forecast miles per year (50 miles UG)
OH Risk Reduction TURN | Risk reduction by year and by tranche based on TURN's OH proposal (450 miles per year)
UG Risk Reduction TURN | Risk reduction by year and by tranche based on TURN's UG proposal (50 miles per year)
0726 WFE Column | 0726 WFE Description
circuit_segment_name | name of circuit segment
cs_unhardened_oh_high_fire_miles | circuit segment unhardened overhead miles in high fire area. Multiply mileage by 1.25 for underground equivalent.
hf_wfe_score | wildfire feasibility efficiency (or simplified wildfire RSE) in high fire area
v3 Mean Risk | WDRM v3 Mean Risk by Circuit Segment
hf_feasibility_score | feasibility score for each circuit segment
v3 Total Risk | WDRM v3 Total Risk by Circuit Segment
tranche | preliminary selection of miles for review for tranche 1 (2024-2026)
schedule year | preliminary estimate when year miles will be undergrounded
bundle_name | unique bundle name that aggregates circuit segments to the circuit level
bundle_hf_wfe_score | bundled wildfire feasibility efficiency (or simplified wildfire RSE) in high fire area
cumulative risk | Cumulative of 'v3 Total Risk' column
cumulative miles | Cumulative of 'Unhardened Overhead Miles' column
cumulative miles | Cumulative of 'Unhardened Overhead Miles' column multiplied by 1.25 conversion factor
risk % | percentage of risk points targeted
risk buydown | calculation of percent residual risk post mitigating circuit segment (starting from 100% down to 0%)
year | preliminary estimate when year miles will be undergrounded
sumproduct | underground equivalent miles multiplied by feasibility score per circuit
adj $ equiv ($M) | forecast cost per underground circuit segment considering feasibility score
cumulative $M | cumulative cost for underground
0726 V3_Mean Column | 0726 V3_Mean Description
circuit rank | unique Identifier sorted by WFE or Mean Risk
circuit_segment_name | name of circuit segment
year | preliminary estimate when year miles will be undergrounded
sumproduct | underground equivalent miles multiplied by feasibility score per circuit
adj $ equiv ($M) | forecast cost per underground circuit segment considering feasibility score
cumulative $M | cumulative cost for underground
TURN --> | indicates everything to the right of this column is PG&E's analysis of TURN's system hardening proposal
portfolio | year when miles will be hardened
OH potential | true or false: true = miles assigned to the OH portfolio; false = miles assigned to the UG portfolio
OH miles | number of miles in assigned to the OH portfolio
UG miles | number of miles in assigned to the UG portfolio
cumulative miles | cumulative total of all hardened miles (UG and OH)
risk reduction | percentage of risk points targeted
risk buydown | calculation of percent residual risk post mitigating circuit segment (starting from 100% down to 0%)
sumproduct | underground equivalent miles multiplied by feasibility score per circuit
cost | estimated cost per circuit segment based on PG&E's forecast costs for OH and UG system hardening
OH risk reduction | risk reduction due to OH system hardening based on 62% effectiveness
UG risk reduction | risk reduction due to UG system hardening based on 99% effectiveness

## 0726 Summary_TURN
|  |  | WDRM v3 Total | 2117
| UG Miles | UG/OH Miles | Annual Risk Addressed |  | Cumulative Risk Addressed |  | Risk Buydown |  | Feasibility |  | Cost |  | Unit Cost |  | OH Miles | UG Miles | OH Risk Reduction | UG Risk Reduction
Year | PGE 10K | TURN | PGE 10K | TURN | PGE 10K | TURN | PGE 10K | TURN | PGE 10K | TURN | PGE 10K | TURN | UG | OH | TURN | TURN | TURN | TURN
2024 | 449.9479 | 499.996 | 6.304% | 6.38% | 6.304% | 6.38% | 93.7% | 93.62% | 1.2344 | 1.0748 | 1228.5845 | 842.8926 | 3.25 | 1.5456 | 458.8553 | 41.1408 | 5.171% | 1.209%
2025 | 546.214 | 499.7823 | 6.314% | 5.53% | 12.62% | 11.91% | 87.38% | 88.09% | 1.2732 | 1.0755 | 1419.9637 | 854.0505 | 3 | 1.5494 | 444.8601 | 54.9221 | 4.27% | 1.26%
2026 | 725.7269 | 488.7042 | 8.194% | 4.611% | 20.81% | 16.52% | 79.19% | 83.48% | 1.3978 | 1.1095 | 1898.6836 | 813.5213 | 2.75 | 1.5534 | 443.2524 | 45.4518 | 3.608% | 1.003%
2027 | 1212.4625 | 406.0935 | 11.17% | 3.858% | 31.99% | 20.38% | 68.01% | 79.62% | 1.3867 | 1.0392 | 2860.7893 | 685.3275 | 2.5 | 1.5573 | 349.9521 | 56.1414 | 2.77% | 1.088%
2028 | 1162.7838 | 495.8315 | 10.82% | 3.894% | 42.8% | 24.27% | 57.2% | 75.73% | 1.5298 | 1.0203 | 3026.7626 | 819.0041 | 2.5 | 1.5612 | 448.0001 | 47.8314 | 3.024% | 0.8701%
2029 | 1250.8173 | 505.4391 | 9.623% | 3.703% | 52.43% | 27.98% | 47.57% | 72.02% | 1.5211 | 1.113 | 3237.3936 | 841.7016 | 2.5 | 1.5652 | 451.3046 | 54.1345 | 2.784% | 0.9194%
2030 | 1198.6392 | 533.0275 | 7.132% | 4.317% | 59.56% | 32.29% | 40.44% | 67.71% | 1.5049 | 1.1233 | 3069.3032 | 913.5501 | 2.5 | 1.5691 | 450.1313 | 82.8961 | 2.503% | 1.815%
2031 | 1195.667 | 522.01 | 5.594% | 3.423% | 65.15% | 35.72% | 34.85% | 64.28% | 1.5586 | 1.0542 | 3171.038 | 881.6012 | 2.5 | 1.5731 | 456.8097 | 65.2003 | 2.448% | 0.9749%
2032 | 1199.1849 | 489.3879 | 5.622% | 3.052% | 70.77% | 38.77% | 29.23% | 61.23% | 1.6125 | 1.0815 | 3290.2422 | 816.5253 | 2.5 | 1.5771 | 440.9223 | 48.4656 | 2.325% | 0.7266%
2033 | 1156.4148 | 448.5799 | 4.194% | 1.878% | 74.97% | 40.65% | 25.03% | 59.35% | 1.3898 | 1 | 2734.6728 | 0 | 2.5 |  | 448.5799 | 0 | 1.878% | 0%
Tranche1* | 1721.8889 | 1488.4825 | 20.81% | 16.52% | 20.81% | 16.52% | 79.19% | 83.48% | 1.3156 | 1.0864 | 4547.2318 | 2510.4644 |  |  | 1346.9678 | 141.5147 | 13.05% | 3.472%
Tranche2 | 4824.7028 | 1940.3915 | 38.74% | 15.77% | 59.56% | 32.29% | 40.44% | 67.71% | 1.4854 | 1.0767 | 12194.2487 | 3259.5833 |  |  | 1699.3882 | 241.0033 | 11.08% | 4.692%
Tranche3 | 3551.2666 | 1459.9779 | 15.41% | 8.352% | 74.97% | 40.65% | 25.03% | 59.35% | 1.5218 | 1.0467 | 9195.953 | 1698.1265 |  |  | 897.7321 | 113.6659 | 4.773% | 1.702%
Total | 10097.8583 | 4888.8519 | 74.97% | 40.65% | 74.97% | 40.65% | 25.03% | 59.35% | 1.4692 | 1.0707 | 25937.4335 | 7468.1742 |  |  | 4392.668 | 496.1839 | 30.78% | 9.865%
*note, this analysis does not include 2023 projects. 2023 uses v2 WDRM and is not directly comparable
Top 60% High-Level Check
| Miles | Effectiveness
Underground | 50 | 99%
Overhead | 450 | 62%
effectiveness |  | 65.7%
Top 60% Target |  | 60%
Top 60% Addressed |  | 39.42%

## 0726 HF_WFE
Circuit Rank | circuit_segment_name | cs_unhardened_oh_high_fire_miles | hf_wfe_score | v3_mean_risk | hf_feasibility_score | v3_total_risk | tranche | schedule_year | bundle_name | bundle_hf_wfe_score | analysis--> | Cumulative Risk | Cumulative Miles | Cumulative UG Miles | Risk % | Risk Buydown | Year | Updated Year | sumproduct | adj $ eqv ($M) | cumulative $M
1 | NARROWS 2104CB | 0.0028409 | 1.5355 | 0.015979 | 1.5 | 0.0039948 | Tranche 1 | 2024 | NARROWS 2104 A | 1.5355 |  | 0.0039948 | 0.0028409 | 0.0035512 | 0.0001901% | 100% | 2024 | 2024 | 0.0042614 | 0.011783 | 0.011783
2 | SPRING GAP 1702188426 | 0.0028409 | 0.73406 | 0.0084938 | 1 | 0.0042469 | Tranche 1 | 2024 | SPRING GAP 1702 A | 0.73406 |  | 0.0082417 | 0.0056818 | 0.0071023 | 0.0003923% | 100% | 2024 | 2024 | 0.0028409 | 0.0078552 | 0.019638
3 | MARIPOSA REMOTE 0001CB | 0.0094697 | 0.69741 | 0.02071 | 1.5 | 0.082841 | Tranche 1 | 2024 | MARIPOSA REMOTE 0001 A | 0.69741 |  | 0.091083 | 0.015152 | 0.018939 | 0.004335% | 100% | 2024 | 2024 | 0.014205 | 0.039276 | 0.058914
4 | SAN RAMON 2103MR279 | 0.0028409 | 0.50508 | 0.0012585 | 1.3043 | 0.0048241 | Tranche 1 | 2024 | SAN RAMON 2103 A | 0.50508 |  | 0.095907 | 0.017992 | 0.022491 | 0.004565% | 100% | 2024 | 2024 | 0.0037056 | 0.010246 | 0.06916
5 | PARADISE 11061212 | 1.4879 | 0.32513 | 0.026975 | 1.0054 | 0.56647 | Tranche 1 | 2024 | PARADISE 1106 A | 0.32513 |  | 0.66237 | 1.5059 | 1.8824 | 0.03153% | 99.97% | 2024 | 2024 | 1.496 | 4.1365 | 4.2057
6 | BONNIE NOOK 1101CB | 14.4014 | 0.31189 | 0.02949 | 1.8121 | 8.3015 | Tranche 1 | 2024 | BONNIE NOOK 1101 A | 0.31189 |  | 8.9639 | 15.9073 | 19.8842 | 0.4267% | 99.57% | 2024 | 2024 | 26.0962 | 72.1572 | 76.3629
7 | APPLE HILL 2102836878 | 40.8317 | 0.25909 | 0.01606 | 1.1366 | 12.0608 | Tranche 1 | 2024 | APPLE HILL 2102 A | 0.30349 |  | 21.0248 | 56.7391 | 70.9238 | 1.001% | 99% | 2024 | 2024 | 46.4091 | 128.3233 | 204.6862
8 | APPLE HILL 21026552 | 12.1088 | 0.29179 | 0.025831 | 1.5506 | 5.7862 | Tranche 1 | 2024 | APPLE HILL 2102 A | 0.30349 |  | 26.811 | 68.8479 | 86.0598 | 1.276% | 98.72% | 2024 | 2024 | 18.7756 | 51.9155 | 256.6017
9 | APPLE HILL 21027502 | 22.7931 | 0.38596 | 0.020812 | 1.09 | 8.7516 | Tranche 1 | 2024 | APPLE HILL 2102 A | 0.30349 |  | 35.5626 | 91.6409 | 114.5512 | 1.693% | 98.31% | 2024 | 2024 | 24.845 | 68.6975 | 325.2992
10 | APPLE HILL 2102CB | 0.063133 | 1.4883 | 0.090117 | 1 | 0.13518 | Tranche 1 | 2024 | APPLE HILL 2102 A | 0.30349 |  | 35.6977 | 91.7041 | 114.6301 | 1.699% | 98.3% | 2024 | 2024 | 0.063133 | 0.17457 | 325.4738
11 | HIGHLANDS 1101CB | 0.029873 | 0.29271 | 0.014683 | 1.5 | 0.0085653 | Tranche 1 | 2024 | HIGHLANDS 1101 A | 0.29271 |  | 35.7063 | 91.734 | 114.6674 | 1.699% | 98.3% | 2024 | 2024 | 0.044809 | 0.1239 | 325.5977
12 | UPPER LAKE 1101CB | 1.0869 | 0.058319 | 0.0045199 | 1.0155 | 0.092658 | Tranche 1 | 2024 | UPPER LAKE 1101 A | 0.2845 |  | 35.799 | 92.8209 | 116.0261 | 1.704% | 98.3% | 2024 | 2024 | 1.1038 | 3.052 | 328.6497
13 | UPPER LAKE 11011276 | 12.7917 | 0.4547 | 0.024971 | 1.0191 | 6.4674 | Tranche 1 | 2024 | UPPER LAKE 1101 A | 0.2845 |  | 42.2664 | 105.6125 | 132.0157 | 2.012% | 97.99% | 2024 | 2024 | 13.0355 | 36.0439 | 364.6936
14 | UPPER LAKE 110175370 | 12.3951 | 0.17175 | 0.0089653 | 1.1825 | 2.9989 | Tranche 1 | 2024 | UPPER LAKE 1101 A | 0.2845 |  | 45.2653 | 118.0077 | 147.5096 | 2.154% | 97.85% | 2024 | 2024 | 14.6566 | 40.5263 | 405.2199
15 | UPPER LAKE 1101412 | 9.501 | 0.22833 | 0.0086415 | 1.0662 | 2.8863 | Tranche 1 | 2024 | UPPER LAKE 1101 A | 0.2845 |  | 48.1515 | 127.5087 | 159.3859 | 2.292% | 97.71% | 2024 | 2024 | 10.1302 | 28.0105 | 433.2304
16 | HIGHLANDS 1102628 | 14.1561 | 0.27849 | 0.026126 | 1.2678 | 7.276 | Tranche 1 | 2024 | HIGHLANDS 1102 A | 0.27849 |  | 55.4275 | 141.6648 | 177.0811 | 2.638% | 97.36% | 2024 | 2024 | 17.9467 | 49.6235 | 482.8539
17 | MIDDLETOWN 1101932140 | 0.52179 | 0.26117 | 0.015654 | 1.4264 | 0.32613 | Tranche 1 | 2024 | MIDDLETOWN 1101 A | 0.27272 |  | 55.7537 | 142.1866 | 177.7333 | 2.654% | 97.35% | 2024 | 2024 | 0.74426 | 2.0579 | 484.9119
18 | MIDDLETOWN 1101644756 | 14.8656 | 0.2476 | 0.013349 | 1.228 | 4.6566 | Tranche 1 | 2024 | MIDDLETOWN 1101 A | 0.27272 |  | 60.4103 | 157.0522 | 196.3153 | 2.875% | 97.12% | 2024 | 2024 | 18.2554 | 50.4771 | 535.3889
19 | MIDDLETOWN 1101171414 | 3.5119 | 0.46536 | 0.024501 | 1.0078 | 1.6171 | Tranche 1 | 2024 | MIDDLETOWN 1101 A | 0.27272 |  | 62.0274 | 160.5641 | 200.7051 | 2.952% | 97.05% | 2024 | 2024 | 3.5394 | 9.7867 | 545.1756
20 | MIDDLETOWN 1101352182 | 2.0574 | 0.16496 | 0.013904 | 1.5 | 0.57005 | Tranche 1 | 2024 | MIDDLETOWN 1101 A | 0.27272 |  | 62.5974 | 162.6215 | 203.2769 | 2.979% | 97.02% | 2024 | 2024 | 3.0861 | 8.5332 | 553.7088
21 | MIDDLETOWN 1101959140 | 3.9356 | 0.17472 | 0.014882 | 1.452 | 1.1385 | Tranche 1 | 2024 | MIDDLETOWN 1101 A | 0.27272 |  | 63.7359 | 166.5571 | 208.1964 | 3.034% | 96.97% | 2024 | 2024 | 5.7144 | 15.8007 | 569.5096
22 | MIDDLETOWN 1101548 | 20.3506 | 0.25929 | 0.018129 | 1.1929 | 9.4271 | Tranche 1 | 2024 | MIDDLETOWN 1101 A | 0.27272 |  | 73.163 | 186.9077 | 233.6347 | 3.482% | 96.52% | 2024 | 2024 | 24.2764 | 67.1253 | 636.6348
23 | MIDDLETOWN 1101128648 | 0.61466 | 0.14221 | 0.010457 | 1.4276 | 0.099344 | Tranche 1 | 2024 | MIDDLETOWN 1101 A | 0.27272 |  | 73.2624 | 187.5224 | 234.403 | 3.487% | 96.51% | 2024 | 2024 | 0.87749 | 2.4263 | 639.0611
24 | MIDDLETOWN 110148212 | 8.6446 | 0.55694 | 0.035184 | 1.1868 | 5.7643 | Tranche 1 | 2024 | MIDDLETOWN 1101 A | 0.27272 |  | 79.0266 | 196.167 | 245.2087 | 3.761% | 96.24% | 2024 | 2024 | 10.2597 | 28.3685 | 667.4296
25 | MIDDLETOWN 1101481876 | 0.45801 | 0.066964 | 0.0038943 | 1.5 | 0.11878 | Tranche 1 | 2024 | MIDDLETOWN 1101 A | 0.27272 |  | 79.1454 | 196.625 | 245.7812 | 3.767% | 96.23% | 2024 | 2024 | 0.68701 | 1.8996 | 669.3293
26 | MIDDLETOWN 1101433160 | 1.1188 | 0.48298 | 0.018456 | 1.0197 | 0.60598 | Tranche 1 | 2024 | MIDDLETOWN 1101 A | 0.27272 |  | 79.7514 | 197.7438 | 247.1798 | 3.796% | 96.2% | 2024 | 2024 | 1.1409 | 3.1546 | 672.4838
27 | MIDDLETOWN 11011314 | 0.92536 | 0.34657 | 0.021686 | 1.3284 | 0.41204 | Tranche 1 | 2024 | MIDDLETOWN 1101 A | 0.27272 |  | 80.1634 | 198.6692 | 248.3365 | 3.815% | 96.18% | 2024 | 2024 | 1.2292 | 3.3988 | 675.8827
28 | MIDDLETOWN 11014646 | 23.5711 | 0.20345 | 0.013549 | 1.2972 | 6.1582 | Tranche 1 | 2024 | MIDDLETOWN 1101 A | 0.27272 |  | 86.3216 | 222.2403 | 277.8003 | 4.109% | 95.89% | 2024 | 2024 | 30.5768 | 84.5464 | 760.4291
29 | MIDDLETOWN 1101614 | 1.3822 | 0.24189 | 0.01209 | 1.137 | 0.30225 | Tranche 1 | 2024 | MIDDLETOWN 1101 A | 0.27272 |  | 86.6238 | 223.6224 | 279.528 | 4.123% | 95.88% | 2024 | 2024 | 1.5715 | 4.3452 | 764.7743
30 | MIDDLETOWN 1101439572 | 1.1684 | 0.15762 | 0.013914 | 1.5 | 0.33161 | Tranche 1 | 2024 | MIDDLETOWN 1101 A | 0.27272 |  | 86.9555 | 224.7908 | 280.9885 | 4.139% | 95.86% | 2024 | 2024 | 1.7526 | 4.8459 | 769.6202
31 | MIDDLETOWN 1101829164 | 1.5477 | 0.14853 | 0.002498 | 1.4728 | 0.43548 | Tranche 1 | 2024 | MIDDLETOWN 1101 A | 0.27272 |  | 87.3909 | 226.3385 | 282.9231 | 4.159% | 95.84% | 2024 | 2024 | 2.2794 | 6.3026 | 775.9228
32 | REDBUD 1101708166 | 4.3961 | 0.11655 | 0.0038601 | 1.1247 | 0.80868 | Tranche 1 | 2024 | REDBUD 1101 A | 0.26797 |  | 88.1996 | 230.7345 | 288.4182 | 4.198% | 95.8% | 2024 | 2024 | 4.9444 | 13.6714 | 789.5941
33 | REDBUD 1101323962 | 19.7149 | 0.29736 | 0.016255 | 1.1508 | 8.9972 | Tranche 1 | 2024 | REDBUD 1101 A | 0.26797 |  | 97.1968 | 250.4495 | 313.0619 | 4.626% | 95.37% | 2024 | 2024 | 22.6881 | 62.7338 | 852.3279
34 | REDBUD 1101454 | 5.5314 | 0.36202 | 0.023647 | 1.0205 | 2.5066 | Tranche 1 | 2024 | REDBUD 1101 A | 0.26797 |  | 99.7035 | 255.9809 | 319.9762 | 4.746% | 95.25% | 2024 | 2024 | 5.6449 | 15.6083 | 867.9362
35 | REDBUD 1101754544 | 4.1597 | 0.21014 | 0.007396 | 1.0644 | 1.3091 | Tranche 1 | 2024 | REDBUD 1101 A | 0.26797 |  | 101.0125 | 260.1406 | 325.1758 | 4.808% | 95.19% | 2024 | 2024 | 4.4276 | 12.2426 | 880.1788
36 | REDBUD 1101CB | 3.2441 | 0.20826 | 0.0070846 | 1.0281 | 0.76041 | Tranche 1 | 2024 | REDBUD 1101 A | 0.26797 |  | 101.773 | 263.3847 | 329.2309 | 4.844% | 95.16% | 2024 | 2024 | 3.3351 | 9.2218 | 889.4006
37 | SHINGLE SPRINGS 210551738 | 0.016579 | 0.26594 | 0.00056455 | 1.5 | 0.010726 | Tranche 1 | 2024 | SHINGLE SPRINGS 2105 A | 0.26594 |  | 101.7837 | 263.4013 | 329.2516 | 4.845% | 95.16% | 2024 | 2024 | 0.024868 | 0.068761 | 889.4694
38 | SILVERADO 2104806 | 18.3681 | 0.064625 | 0.00309 | 1.4951 | 2.1321 | Tranche 1 | 2024 | SILVERADO 2104 A | 0.26565 |  | 103.9158 | 281.7694 | 352.2118 | 4.946% | 95.05% | 2024 | 2024 | 27.4617 | 75.933 | 965.4023
39 | SILVERADO 2104726 | 26.2339 | 0.1699 | 0.012452 | 1.4494 | 8.0999 | Tranche 1 | 2024 | SILVERADO 2104 A | 0.26565 |  | 112.0157 | 308.0033 | 385.0041 | 5.332% | 94.67% | 2024 | 2024 | 38.0227 | 105.1347 | 1070.537
40 | SILVERADO 2104632 | 18.0261 | 0.39154 | 0.021383 | 1.1018 | 7.1206 | Tranche 1 | 2024 | SILVERADO 2104 A | 0.26565 |  | 119.1363 | 326.0294 | 407.5368 | 5.67% | 94.33% | 2024 | 2024 | 19.8606 | 54.9156 | 1125.4526
41 | SILVERADO 2104708 | 2.6534 | 0.098483 | 0.0043024 | 1.0815 | 0.37431 | Tranche 1 | 2024 | SILVERADO 2104 A | 0.26565 |  | 119.5107 | 328.6828 | 410.8535 | 5.688% | 94.31% | 2024 | 2024 | 2.8696 | 7.9347 | 1133.3873
42 | SILVERADO 2104515946 | 14.1288 | 0.45505 | 0.025445 | 1.0717 | 7.9091 | Tranche 1 | 2024 | SILVERADO 2104 A | 0.26565 |  | 127.4197 | 342.8115 | 428.5144 | 6.065% | 93.94% | 2024 | 2024 | 15.142 | 41.8682 | 1175.2555
43 | SILVERADO 2104722 | 1.9593 | 0.11944 | 0.0064165 | 1.0463 | 0.88227 | Tranche 1 | 2024 | SILVERADO 2104 A | 0.26565 |  | 128.302 | 344.7708 | 430.9635 | 6.107% | 93.89% | 2024 | 2024 | 2.0501 | 5.6685 | 1180.924
44 | SILVERADO 210478268 | 11.335 | 0.36147 | 0.018153 | 1.072 | 3.9906 | Tranche 1 | 2024 | SILVERADO 2104 A | 0.26565 |  | 132.2926 | 356.1058 | 445.1323 | 6.297% | 93.7% | 2024 | 2024 | 12.1515 | 33.5994 | 1214.5235
45 | SILVERADO 2104324994 | 0.34924 | 0.069248 | 0.0027563 | 1.1286 | 0.032616 | Tranche 1 | 2024 | SILVERADO 2104 A | 0.26565 |  | 132.3252 | 356.455 | 445.5688 | 6.298% | 93.7% | 2024 | 2024 | 0.39414 | 1.0898 | 1215.6133
46 | SILVERADO 2104646776 | 3.5033 | 0.54305 | 0.034265 | 1.3391 | 2.4842 | Tranche 1 | 2024 | SILVERADO 2104 A | 0.26565 |  | 134.8094 | 359.9584 | 449.9479 | 6.416% | 93.58% | 2024 | 2024 | 4.6911 | 12.9712 | 1228.5845
47 | SYCAMORE CREEK 11112014 | 22.2974 | 0.11105 | 0.0064305 | 1.1563 | 2.823 | Tranche 1 | 2024 | SYCAMORE CREEK 1111 A | 0.26332 |  | 137.6323 | 382.2558 | 477.8197 | 6.551% | 93.45% | 2024 | 2025 | 25.7818 | 65.8042 | 1294.3887
48 | SYCAMORE CREEK 11112268 | 21.6868 | 0.41989 | 0.021521 | 1.0445 | 8.4684 | Tranche 1 | 2024 | SYCAMORE CREEK 1111 A | 0.26332 |  | 146.1008 | 403.9426 | 504.9283 | 6.954% | 93.05% | 2024 | 2025 | 22.651 | 57.8134 | 1352.202
49 | ORO FINO 110239154 | 42.1728 | 0.17607 | 0.010009 | 1.1479 | 8.2978 | Tranche 1 | 2024 | ORO FINO 1102 A | 0.2608 |  | 154.3986 | 446.1154 | 557.6443 | 7.349% | 92.65% | 2024 | 2025 | 48.4097 | 123.5586 | 1475.7606
50 | ORO FINO 11022556 | 6.6456 | 0.1741 | 0.013572 | 1.4308 | 1.8797 | Tranche 1 | 2024 | ORO FINO 1102 A | 0.2608 |  | 156.2783 | 452.7611 | 565.9513 | 7.438% | 92.56% | 2024 | 2025 | 9.5087 | 24.2696 | 1500.0302
51 | ORO FINO 11022236 | 2.5364 | 0.12837 | 0.016201 | 2.0551 | 0.72907 | Tranche 1 | 2024 | ORO FINO 1102 A | 0.2608 |  | 157.0074 | 455.2974 | 569.1218 | 7.473% | 92.53% | 2024 | 2025 | 5.2124 | 13.304 | 1513.3342
52 | ORO FINO 110276008 | 15.8454 | 0.39397 | 0.020869 | 1.1147 | 5.8121 | Tranche 1 | 2024 | ORO FINO 1102 A | 0.2608 |  | 162.8194 | 471.1428 | 588.9285 | 7.75% | 92.25% | 2024 | 2025 | 17.6627 | 45.0815 | 1558.4157
53 | ORO FINO 1102CB | 2.157 | 0.62229 | 0.031702 | 1.0224 | 1.3156 | Tranche 1 | 2024 | ORO FINO 1102 A | 0.2608 |  | 164.1351 | 473.2998 | 591.6247 | 7.812% | 92.19% | 2024 | 2025 | 2.2053 | 5.6287 | 1564.0444
54 | ORO FINO 11022090 | 14.6672 | 0.32377 | 0.015441 | 1.0085 | 3.9916 | Tranche 1 | 2024 | ORO FINO 1102 A | 0.2608 |  | 168.1266 | 487.967 | 609.9587 | 8.002% | 92% | 2024 | 2025 | 14.7914 | 37.7529 | 1601.7974
55 | ORO FINO 110265932 | 11.0429 | 0.32167 | 0.015891 | 1.034 | 3.1622 | Tranche 1 | 2024 | ORO FINO 1102 A | 0.2608 |  | 171.2888 | 499.0099 | 623.7623 | 8.153% | 91.85% | 2024 | 2025 | 11.4186 | 29.1444 | 1630.9418
56 | FORESTHILL 11022106 | 27.869 | 0.26043 | 0.018495 | 1.3267 | 9.8393 | Tranche 1 | 2024 | FORESTHILL 1102 A | 0.26043 |  | 181.1281 | 526.8789 | 658.5986 | 8.621% | 91.38% | 2024 | 2025 | 36.9742 | 94.3711 | 1725.3128
57 | ALLEGHANY 11021101/2 | 0.012992 | 0.95162 | 0.066078 | 1.5 | 0.033039 | Tranche 1 | 2024 | ALLEGHANY 1102 A | 0.25779 |  | 181.1612 | 526.8919 | 658.6148 | 8.623% | 91.38% | 2024 | 2025 | 0.019488 | 0.04974 | 1725.3626
58 | ALLEGHANY 1102CB | 17.3621 | 0.25727 | 0.023951 | 1.8375 | 8.3828 | Tranche 1 | 2024 | ALLEGHANY 1102 A | 0.25779 |  | 189.544 | 544.2539 | 680.3174 | 9.022% | 90.98% | 2024 | 2025 | 31.9024 | 81.4262 | 1806.7888
59 | NOTRE DAME 11042408 | 3.0742 | 0.05355 | 0.0025265 | 1.1121 | 0.28044 | Tranche 1 | 2024 | NOTRE DAME 1104 A | 0.25249 |  | 189.8244 | 547.3281 | 684.1601 | 9.035% | 90.97% | 2024 | 2025 | 3.4187 | 8.7256 | 1815.5144
60 | NOTRE DAME 11042028 | 10.8286 | 0.41161 | 0.024521 | 1.121 | 4.9411 | Tranche 1 | 2024 | NOTRE DAME 1104 A | 0.25249 |  | 194.7655 | 558.1567 | 697.6959 | 9.27% | 90.73% | 2024 | 2025 | 12.1393 | 30.9837 | 1846.4981
61 | NOTRE DAME 11042537 | 4.8784 | 0.11918 | 0.0096296 | 1.2149 | 0.94852 | Tranche 1 | 2024 | NOTRE DAME 1104 A | 0.25249 |  | 195.714 | 563.0352 | 703.794 | 9.315% | 90.68% | 2024 | 2025 | 5.9268 | 15.1274 | 1861.6255
62 | NOTRE DAME 1104176446 | 8.505 | 0.19826 | 0.015172 | 1.131 | 2.5262 | Tranche 1 | 2024 | NOTRE DAME 1104 A | 0.25249 |  | 198.2402 | 571.5402 | 714.4252 | 9.436% | 90.56% | 2024 | 2025 | 9.6188 | 24.5506 | 1886.1762
63 | APPLE HILL 110413512 | 27.4955 | 0.29536 | 0.016427 | 1.086 | 8.9772 | Tranche 1 | 2024 | APPLE HILL 1104 A | 0.24735 |  | 207.2174 | 599.0357 | 748.7946 | 9.863% | 90.14% | 2024 | 2025 | 29.8592 | 76.2111 | 1962.3872
64 | APPLE HILL 110497086 | 25.5416 | 0.16681 | 0.012828 | 1.4727 | 6.1639 | Tranche 1 | 2024 | APPLE HILL 1104 A | 0.24735 |  | 213.3813 | 624.5773 | 780.7216 | 10.16% | 89.84% | 2024 | 2025 | 37.6145 | 96.0054 | 2058.3926
65 | APPLE HILL 1104CB | 4.0817 | 0.42863 | 0.025967 | 1.0982 | 1.8567 | Tranche 1 | 2024 | APPLE HILL 1104 A | 0.24735 |  | 215.238 | 628.659 | 785.8237 | 10.24% | 89.76% | 2024 | 2025 | 4.4826 | 11.4411 | 2069.8337
66 | APPLE HILL 1104814656 | 0.017476 | 0.064709 | 0.0072633 | 2.0599 | 0.0036317 | Tranche 1 | 2024 | APPLE HILL 1104 A | 0.24735 |  | 215.2417 | 628.6764 | 785.8455 | 10.24% | 89.76% | 2024 | 2025 | 0.035999 | 0.091882 | 2069.9256
67 | INDIAN FLAT 11044440 | 0.23656 | 0.1854 | 0.038638 | 3 | 0.17387 | Tranche 1 | 2024 | INDIAN FLAT 1104 A | 0.24613 |  | 215.4155 | 628.913 | 786.1412 | 10.25% | 89.75% | 2024 | 2025 | 0.70969 | 1.8114 | 2071.737
68 | INDIAN FLAT 1104CB | 15.8408 | 0.24703 | 0.039297 | 2.4117 | 11.9266 | Tranche 1 | 2024 | INDIAN FLAT 1104 A | 0.24613 |  | 227.3422 | 644.7538 | 805.9423 | 10.82% | 89.18% | 2024 | 2025 | 38.2035 | 97.5087 | 2169.2457
69 | DRUM 1101CB | 2.1646 | 0.23484 | 0.018102 | 1.5791 | 0.69692 | Tranche 1 | 2025 | DRUM 1101 A | 0.23484 |  | 228.0391 | 646.9184 | 808.648 | 10.85% | 89.15% | 2025 | 2025 | 3.4181 | 8.7242 | 2177.9699
70 | CALISTOGA 1102141073 | 0.042115 | 0.55864 | 0.019531 | 1.0973 | 0.76169 | Tranche 1 | 2025 | CALISTOGA 1102 A | 0.23189 |  | 228.8008 | 646.9605 | 808.7006 | 10.89% | 89.11% | 2025 | 2025 | 0.046213 | 0.11795 | 2178.0878
71 | CALISTOGA 1102177784 | 0.090317 | 0.24654 | 0.0073271 | 1 | 0.018318 | Tranche 1 | 2025 | CALISTOGA 1102 A | 0.23189 |  | 228.8191 | 647.0508 | 808.8135 | 10.89% | 89.11% | 2025 | 2025 | 0.090317 | 0.23052 | 2178.3184
72 | CALISTOGA 1102100335 | 0.01856 | 0.075756 | 0.0027549 | 1.5 | 0.0068874 | Tranche 1 | 2025 | CALISTOGA 1102 A | 0.23189 |  | 228.826 | 647.0694 | 808.8367 | 10.89% | 89.11% | 2025 | 2025 | 0.027839 | 0.071056 | 2178.3894
73 | CALISTOGA 1102769230 | 5.6626 | 0.13897 | 0.0050695 | 1.1166 | 1.5715 | Tranche 1 | 2025 | CALISTOGA 1102 A | 0.23189 |  | 230.3975 | 652.7319 | 815.9149 | 10.97% | 89.03% | 2025 | 2025 | 6.3226 | 16.1374 | 2194.5268
74 | CALISTOGA 1102634 | 5.5306 | 0.098852 | 0.0032407 | 1.1989 | 0.71296 | Tranche 1 | 2025 | CALISTOGA 1102 A | 0.23189 |  | 231.1105 | 658.2626 | 822.8282 | 11% | 89% | 2025 | 2025 | 6.6309 | 16.9244 | 2211.4513
75 | CALISTOGA 1102184814 | 0.58504 | 0.11972 | 0.0029014 | 1.4328 | 0.11025 | Tranche 1 | 2025 | CALISTOGA 1102 A | 0.23189 |  | 231.2207 | 658.8476 | 823.5595 | 11.01% | 88.99% | 2025 | 2025 | 0.83826 | 2.1395 | 2213.5908
76 | CALISTOGA 1102131531 | 4.6409 | 0.51533 | 0.027222 | 1.086 | 2.4772 | Tranche 1 | 2025 | CALISTOGA 1102 A | 0.23189 |  | 233.6979 | 663.4885 | 829.3607 | 11.12% | 88.88% | 2025 | 2025 | 5.0401 | 12.8641 | 2226.4549
77 | PINE GROVE 110213438 | 16.5261 | 0.22604 | 0.012447 | 1.0461 | 3.5723 | Tranche 1 | 2025 | PINE GROVE 1102 A | 0.22604 |  | 237.2703 | 680.0146 | 850.0183 | 11.29% | 88.71% | 2025 | 2025 | 17.2872 | 44.1231 | 2270.578
78 | PINE GROVE 11023168 | 29.9752 | 0.14758 | 0.0092748 | 1.1989 | 5.2773 | Tranche 1 | 2025 | PINE GROVE 1102 B | 0.22593 |  | 242.5476 | 709.9899 | 887.4873 | 11.54% | 88.46% | 2025 | 2025 | 35.9383 | 91.7271 | 2362.3051
79 | PINE GROVE 11023172 | 9.4624 | 0.27466 | 0.015893 | 1.1364 | 2.5746 | Tranche 1 | 2025 | PINE GROVE 1102 B | 0.22593 |  | 245.1223 | 719.4523 | 899.3154 | 11.67% | 88.33% | 2025 | 2025 | 10.7529 | 27.4452 | 2389.7503
80 | PINE GROVE 11026080 | 34.3467 | 0.28389 | 0.016072 | 1.0944 | 9.9885 | Tranche 1 | 2025 | PINE GROVE 1102 B | 0.22593 |  | 255.1108 | 753.799 | 942.2488 | 12.14% | 87.86% | 2025 | 2025 | 37.5877 | 95.9369 | 2485.6871
81 | PINE GROVE 1102CB | 10.8157 | 0.21637 | 0.014761 | 1.2635 | 2.8563 | Tranche 1 | 2025 | PINE GROVE 1102 B | 0.22593 |  | 257.9671 | 764.6147 | 955.7684 | 12.28% | 87.72% | 2025 | 2025 | 13.6659 | 34.8803 | 2520.5674
82 | CLEAR LAKE 1102904 | 2.9289 | 0.2251 | 0.012549 | 1.0255 | 0.80315 | Tranche 1 | 2025 | CLEAR LAKE 1102 A | 0.2251 |  | 258.7702 | 767.5437 | 959.4296 | 12.32% | 87.68% | 2025 | 2025 | 3.0038 | 7.6667 | 2528.2341
83 | SHADY GLEN 110248894 | 9.7913 | 0.17951 | 0.018876 | 2.1253 | 4.0016 | Tranche 1 | 2025 | SHADY GLEN 1102 A | 0.2215 |  | 262.7719 | 777.335 | 971.6687 | 12.51% | 87.49% | 2025 | 2025 | 20.8092 | 53.1123 | 2581.3464
84 | SHADY GLEN 11022232 | 19.5946 | 0.27361 | 0.018723 | 1.3437 | 7.0586 | Tranche 1 | 2025 | SHADY GLEN 1102 A | 0.2215 |  | 269.8305 | 796.9296 | 996.162 | 12.84% | 87.16% | 2025 | 2025 | 26.3294 | 67.2018 | 2648.5482
85 | SHADY GLEN 1102CB | 19.2513 | 0.18981 | 0.01361 | 1.425 | 5.3554 | Tranche 1 | 2025 | SHADY GLEN 1102 A | 0.2215 |  | 275.1859 | 816.1809 | 1020.2262 | 13.1% | 86.9% | 2025 | 2026 | 27.4334 | 64.1847 | 2712.7329
86 | MARIPOSA 2102241564 | 0.17995 | 0.079993 | 0.0052627 | 1.5 | 0.11709 | Tranche 1 | 2025 | MARIPOSA 2102 A | 0.219 |  | 275.303 | 816.3609 | 1020.4511 | 13.1% | 86.9% | 2025 | 2026 | 0.26993 | 0.63155 | 2713.3644
87 | MARIPOSA 2102594143 | 0.54018 | 0.41912 | 0.0089197 | 1.2333 | 0.70912 | Tranche 1 | 2025 | MARIPOSA 2102 A | 0.219 |  | 276.0121 | 816.9011 | 1021.1263 | 13.14% | 86.86% | 2025 | 2026 | 0.6662 | 1.5587 | 2714.9231
88 | MARIPOSA 2102527766 | 0.056359 | 0.054051 | 0.0059574 | 1.5 | 0.0089361 | Tranche 1 | 2025 | MARIPOSA 2102 A | 0.219 |  | 276.021 | 816.9574 | 1021.1968 | 13.14% | 86.86% | 2025 | 2026 | 0.084538 | 0.19779 | 2715.1209
| MARIPOSA 2102CB | 4.6187 | 0.20303 | 0.019783 | 1.3666 | 2.1267 | Tranche 1 | 2025 | MARIPOSA 2102 A | 0.219 |  | 278.1477 | 821.5761 | 1026.9701 | 13.24% | 86.76% | 2025 | 2026 | 6.3117 | 14.7673 | 2729.8882
90 | TIGER CREEK 0201320746 | 3.5158 | 0.19628 | 0.015433 | 1.476 | 1.1343 | Tranche 1 | 2025 | TIGER CREEK 0201 A | 0.21809 |  | 279.2821 | 825.0919 | 1031.3649 | 13.29% | 86.71% | 2025 | 2026 | 5.1894 | 12.1413 | 2742.0295
91 | TIGER CREEK 0201CB | 0.25138 | 0.52304 | 0.040941 | 1.5 | 0.22518 | Tranche 1 | 2025 | TIGER CREEK 0201 A | 0.21809 |  | 279.5072 | 825.3433 | 1031.6791 | 13.3% | 86.7% | 2025 | 2026 | 0.37707 | 0.8822 | 2742.9117
92 | LOS COCHES 1101625902 | 2.2947 | 0.21627 | 0.0060529 | 1 | 0.66279 | Tranche 1 | 2025 | LOS COCHES 1101 A | 0.21627 |  | 280.17 | 827.638 | 1034.5475 | 13.34% | 86.66% | 2025 | 2026 | 2.2947 | 5.3688 | 2748.2805
93 | STANISLAUS 17021888 | 18.6923 | 0.10497 | 0.0073524 | 1.1708 | 2.3859 | Tranche 1 | 2025 | STANISLAUS 1702 A | 0.21346 |  | 282.5559 | 846.3303 | 1057.9129 | 13.45% | 86.55% | 2025 | 2026 | 21.8853 | 51.204 | 2799.4845
94 | STANISLAUS 17026028 | 8.3079 | 0.35399 | 0.021109 | 1.0358 | 2.7653 | Tranche 1 | 2025 | STANISLAUS 1702 A | 0.21346 |  | 285.3212 | 854.6382 | 1068.2977 | 13.58% | 86.42% | 2025 | 2026 | 8.6057 | 20.1344 | 2819.6189
95 | STANISLAUS 1702CB | 8.0971 | 0.22854 | 0.022026 | 1.3955 | 2.8854 | Tranche 1 | 2025 | STANISLAUS 1702 A | 0.21346 |  | 288.2066 | 862.7353 | 1078.4191 | 13.72% | 86.28% | 2025 | 2026 | 11.2994 | 26.4367 | 2846.0556
96 | STANISLAUS 170237278 | 6.7927 | 0.32214 | 0.01848 | 1.0041 | 1.9589 | Tranche 1 | 2025 | STANISLAUS 1702 A | 0.21346 |  | 290.1655 | 869.5279 | 1086.9099 | 13.81% | 86.19% | 2025 | 2026 | 6.8206 | 15.9579 | 2862.0135
97 | CLAYTON 2212681608 | 26.4003 | 0.17938 | 0.016899 | 1.4865 | 8.669 | Tranche 1 | 2025 | CLAYTON 2212 A | 0.21174 |  | 298.8344 | 895.9282 | 1119.9103 | 14.22% | 85.78% | 2025 | 2026 | 39.245 | 91.8198 | 2953.8333
98 | CLAYTON 2212614950 | 0.63982 | 0.36677 | 0.018211 | 1.0129 | 0.44617 | Tranche 1 | 2025 | CLAYTON 2212 A | 0.21174 |  | 299.2806 | 896.5681 | 1120.7101 | 14.24% | 85.76% | 2025 | 2026 | 0.6481 | 1.5163 | 2955.3496
99 | CLAYTON 2212158138 | 0.47121 | 0.097833 | 0.0058873 | 1.3707 | 0.10008 | Tranche 1 | 2025 | CLAYTON 2212 A | 0.21174 |  | 299.3807 | 897.0393 | 1121.2991 | 14.25% | 85.75% | 2025 | 2026 | 0.6459 | 1.5112 | 2956.8608
100 | CLAYTON 221296224 | 7.6836 | 0.41827 | 0.034099 | 1.3819 | 4.7056 | Tranche 1 | 2025 | CLAYTON 2212 A | 0.21174 |  | 304.0863 | 904.7228 | 1130.9036 | 14.47% | 85.53% | 2025 | 2026 | 10.618 | 24.8424 | 2981.7032
101 | CLAYTON 2212CB | 0.30393 | 0.099971 | 0.00080781 | 1.4939 | 0.12252 | Tranche 1 | 2025 | CLAYTON 2212 A | 0.21174 |  | 304.2088 | 905.0268 | 1131.2835 | 14.48% | 85.52% | 2025 | 2026 | 0.45405 | 1.0623 | 2982.7655
102 | CLAYTON 2212204416 | 11.7586 | 0.14843 | 0.011731 | 1.5 | 2.6982 | Tranche 1 | 2025 | CLAYTON 2212 A | 0.21174 |  | 306.9071 | 916.7853 | 1145.9817 | 14.61% | 85.39% | 2025 | 2026 | 17.6379 | 41.2665 | 3024.0321
103 | SHADY GLEN 11012768 | 6.872 | 0.21118 | 0.016673 | 1.6936 | 2.4427 | Tranche 1 | 2025 | SHADY GLEN 1101 A | 0.2097 |  | 309.3497 | 923.6574 | 1154.5717 | 14.72% | 85.28% | 2025 | 2026 | 11.6382 | 27.2294 | 3051.2615
104 | SHADY GLEN 1101898212 | 0.26241 | 0.061843 | 0.0027704 | 1.1513 | 0.047097 | Tranche 1 | 2025 | SHADY GLEN 1101 A | 0.2097 |  | 309.3968 | 923.9198 | 1154.8997 | 14.73% | 85.27% | 2025 | 2026 | 0.30211 | 0.70683 | 3051.9683
105 | SHADY GLEN 110151696 | 16.1898 | 0.17988 | 0.012161 | 1.4497 | 4.0376 | Tranche 1 | 2025 | SHADY GLEN 1101 A | 0.2097 |  | 313.4344 | 940.1096 | 1175.1369 | 14.92% | 85.08% | 2025 | 2026 | 23.4703 | 54.9123 | 3106.8806
106 | SHADY GLEN 1101585766 | 0.7888 | 0.066299 | 0.0049817 | 1.4757 | 0.064762 | Tranche 1 | 2025 | SHADY GLEN 1101 A | 0.2097 |  | 313.4992 | 940.8984 | 1176.1229 | 14.92% | 85.08% | 2025 | 2026 | 1.164 | 2.7235 | 3109.6041
107 | SHADY GLEN 110132726 | 12.1321 | 0.26119 | 0.02023 | 1.4743 | 4.5113 | Tranche 1 | 2025 | SHADY GLEN 1101 A | 0.2097 |  | 318.0105 | 953.0304 | 1191.288 | 15.14% | 84.86% | 2025 | 2026 | 17.8859 | 41.8468 | 3151.4509
108 | ANTLER 11011378 | 24.2446 | 0.12251 | 0.010915 | 1.6421 | 5.168 | Tranche 1 | 2025 | ANTLER 1101 A | 0.20727 |  | 323.1785 | 977.275 | 1221.5938 | 15.38% | 84.62% | 2025 | 2026 | 39.8126 | 93.1478 | 3244.5986
109 | ANTLER 11011384 | 8.8384 | 0.47574 | 0.038738 | 1.4721 | 5.772 | Tranche 1 | 2025 | ANTLER 1101 A | 0.20727 |  | 328.9505 | 986.1134 | 1232.6417 | 15.66% | 84.34% | 2025 | 2026 | 13.0105 | 30.4402 | 3275.0388
110 | ANTLER 1101CB | 1.5904 | 0.21252 | 0.0187 | 1.4879 | 0.47686 | Tranche 1 | 2025 | ANTLER 1101 A | 0.20727 |  | 329.4274 | 987.7037 | 1234.6297 | 15.68% | 84.32% | 2025 | 2026 | 2.3663 | 5.5364 | 3280.5752
111 | ANTLER 11011612 | 7.6635 | 0.19371 | 0.015772 | 1.4927 | 2.4998 | Tranche 1 | 2025 | ANTLER 1101 A | 0.20727 |  | 331.9272 | 995.3673 | 1244.2091 | 15.8% | 84.2% | 2025 | 2026 | 11.4397 | 26.7649 | 3307.34
112 | ANTLER 11011376 | 9.175 | 0.17776 | 0.012094 | 1.4298 | 2.2313 | Tranche 1 | 2025 | ANTLER 1101 A | 0.20727 |  | 334.1586 | 1004.5423 | 1255.6778 | 15.9% | 84.1% | 2025 | 2026 | 13.118 | 30.6917 | 3338.0317
113 | ANTLER 11011520 | 8.9409 | 0.21269 | 0.018782 | 1.5 | 3.1742 | Tranche 1 | 2025 | ANTLER 1101 A | 0.20727 |  | 337.3328 | 1013.4831 | 1266.8539 | 16.06% | 83.94% | 2025 | 2026 | 13.4113 | 31.3778 | 3369.4095
114 | SILVERADO 2105900104 | 0.10477 | 0.13112 | 0.018786 | 1.5 | 0.028179 | Tranche 1 | 2025 | SILVERADO 2105 A | 0.20614 |  | 337.361 | 1013.5879 | 1266.9849 | 16.06% | 83.94% | 2025 | 2026 | 0.15715 | 0.36768 | 3369.7772
115 | SILVERADO 21051308 | 1.4616 | 0.12788 | 0.0031429 | 1.182 | 0.275 | Tranche 1 | 2025 | SILVERADO 2105 A | 0.20614 |  | 337.636 | 1015.0495 | 1268.8118 | 16.07% | 83.93% | 2025 | 2026 | 1.7276 | 4.042 | 3373.8192
116 | SILVERADO 21051306 | 0.61836 | 0.32257 | 0.0067032 | 1.042 | 0.51168 | Tranche 1 | 2025 | SILVERADO 2105 A | 0.20614 |  | 338.1477 | 1015.6678 | 1269.5848 | 16.09% | 83.91% | 2025 | 2026 | 0.64432 | 1.5075 | 3375.3267
117 | SILVERADO 2105247660 | 2.2204 | 0.14187 | 0.0096168 | 1.4324 | 0.58663 | Tranche 1 | 2025 | SILVERADO 2105 A | 0.20614 |  | 338.7343 | 1017.8882 | 1272.3603 | 16.12% | 83.88% | 2025 | 2026 | 3.1805 | 7.4413 | 3382.7679
118 | SILVERADO 2105764650 | 0.19139 | 0.059677 | 0.0011424 | 1.1188 | 0.014281 | Tranche 1 | 2025 | SILVERADO 2105 A | 0.20614 |  | 338.7486 | 1018.0796 | 1272.5995 | 16.12% | 83.88% | 2025 | 2026 | 0.21411 | 0.50095 | 3383.2689
119 | SILVERADO 2105658898 | 12.5187 | 0.31806 | 0.018978 | 1.1846 | 6.1774 | Tranche 1 | 2025 | SILVERADO 2105 A | 0.20614 |  | 344.926 | 1030.5984 | 1288.248 | 16.42% | 83.58% | 2025 | 2026 | 14.8298 | 34.6967 | 3417.9656
120 | SILVERADO 2105309298 | 0.8654 | 0.15133 | 0.0044669 | 1.1846 | 0.15858 | Tranche 1 | 2025 | SILVERADO 2105 A | 0.20614 |  | 345.0846 | 1031.4638 | 1289.3297 | 16.42% | 83.58% | 2025 | 2026 | 1.0251 | 2.3984 | 3420.364
121 | SILVERADO 2105167360 | 6.9451 | 0.10871 | 0.0070204 | 1.1971 | 1.2847 | Tranche 1 | 2025 | SILVERADO 2105 A | 0.20614 |  | 346.3693 | 1038.4089 | 1298.0111 | 16.49% | 83.51% | 2025 | 2026 | 8.3141 | 19.4521 | 3439.8162
122 | SILVERADO 2105990552 | 0.61239 | 0.19559 | 0.016818 | 1.4132 | 0.21863 | Tranche 1 | 2025 | SILVERADO 2105 A | 0.20614 |  | 346.5879 | 1039.0213 | 1298.7766 | 16.5% | 83.5% | 2025 | 2026 | 0.8654 | 2.0247 | 3441.8409
123 | SILVERADO 2105131568 | 3.536 | 0.0758 | 0.0048458 | 1.2508 | 0.4337 | Tranche 1 | 2025 | SILVERADO 2105 A | 0.20614 |  | 347.0216 | 1042.5573 | 1303.1966 | 16.52% | 83.48% | 2025 | 2026 | 4.4226 | 10.3474 | 3452.1883
124 | SILVERADO 2105337226 | 0.30776 | 0.24251 | 0.0067497 | 1 | 0.094496 | Tranche 1 | 2025 | SILVERADO 2105 A | 0.20614 |  | 347.1161 | 1042.865 | 1303.5813 | 16.52% | 83.48% | 2025 | 2026 | 0.30776 | 0.72006 | 3452.9083
125 | PLACERVILLE 2106CB | 6.1972 | 0.12591 | 0.011469 | 1.5056 | 1.2865 | Tranche 1 | 2025 | PLACERVILLE 2106 A | 0.20595 |  | 348.4026 | 1049.0622 | 1311.3278 | 16.58% | 83.42% | 2025 | 2026 | 9.3302 | 21.8296 | 3474.7379
126 | PLACERVILLE 210658118 | 0.053018 | 0.63521 | 0.10471 | 1.5 | 0.087256 | Tranche 1 | 2025 | PLACERVILLE 2106 A | 0.20595 |  | 348.4898 | 1049.1153 | 1311.3941 | 16.59% | 83.41% | 2025 | 2026 | 0.079528 | 0.18607 | 3474.924
127 | PLACERVILLE 210611132 | 42.674 | 0.27239 | 0.020612 | 1.339 | 16.1566 | Tranche 1 | 2025 | PLACERVILLE 2106 A | 0.20595 |  | 364.6464 | 1091.7892 | 1364.7365 | 17.36% | 82.64% | 2025 | 2026 | 57.1411 | 133.6905 | 3608.6145
128 | PLACERVILLE 21069712 | 24.6861 | 0.1597 | 0.011373 | 1.4529 | 5.499 | Tranche 1 | 2025 | PLACERVILLE 2106 A | 0.20595 |  | 370.1454 | 1116.4753 | 1395.5941 | 17.62% | 82.38% | 2025 | 2026 | 35.8658 | 83.9136 | 3692.5281
129 | PLACERVILLE 2106935216 | 20.7464 | 0.14715 | 0.021398 | 2.4503 | 8.4164 | Tranche 1 | 2025 | PLACERVILLE 2106 A | 0.20595 |  | 378.5618 | 1137.2217 | 1421.5271 | 18.02% | 81.98% | 2025 | 2026 | 50.8351 | 118.9366 | 3811.4646
130 | FORESTHILL 1101CB | 9.0779 | 0.18742 | 0.011424 | 1.1007 | 1.9478 | Tranche 1 | 2025 | FORESTHILL 1101 A | 0.20533 |  | 380.5096 | 1146.2996 | 1432.8744 | 18.11% | 81.89% | 2025 | 2026 | 9.9918 | 23.3774 | 3834.842
131 | FORESTHILL 110137238 | 11.5935 | 0.10359 | 0.0088134 | 1.5426 | 1.9522 | Tranche 1 | 2025 | FORESTHILL 1101 A | 0.20533 |  | 382.4618 | 1157.8931 | 1447.3663 | 18.2% | 81.8% | 2025 | 2026 | 17.8836 | 41.8414 | 3876.6834
132 | FORESTHILL 110150486 | 11.6351 | 0.2958 | 0.01695 | 1.0455 | 3.8647 | Tranche 1 | 2025 | FORESTHILL 1101 A | 0.20533 |  | 386.3265 | 1169.5282 | 1461.9102 | 18.39% | 81.61% | 2025 | 2026 | 12.165 | 28.4619 | 3905.1453
133 | FORESTHILL 11011802 | 22.0829 | 0.21843 | 0.013637 | 1.1669 | 5.7413 | Tranche 1 | 2025 | FORESTHILL 1101 A | 0.20533 |  | 392.0678 | 1191.611 | 1489.5138 | 18.66% | 81.34% | 2025 | 2026 | 25.7692 | 60.2911 | 3965.4364
134 | WEST POINT 110113444 | 23.3612 | 0.20304 | 0.01053 | 1.0208 | 5.5702 | Tranche 1 | 2025 | WEST POINT 1101 A | 0.20532 |  | 397.638 | 1214.9723 | 1518.7153 | 18.93% | 81.07% | 2025 | 2026 | 23.8479 | 55.7958 | 4021.2321
135 | WEST POINT 1101CB | 4.8045 | 0.11788 | 0.011836 | 1.6481 | 1.1303 | Tranche 1 | 2025 | WEST POINT 1101 A | 0.20532 |  | 398.7683 | 1219.7768 | 1524.721 | 18.98% | 81.02% | 2025 | 2026 | 7.9183 | 18.526 | 4039.7582
136 | WEST POINT 1101L1969 | 1.099 | 0.057271 | 0.0038479 | 1.2622 | 0.078881 | Tranche 1 | 2025 | WEST POINT 1101 A | 0.20532 |  | 398.8472 | 1220.8757 | 1526.0947 | 18.98% | 81.02% | 2025 | 2026 | 1.3871 | 3.2454 | 4043.0036
137 | WEST POINT 11014706 | 11.4709 | 0.33877 | 0.017455 | 1.0276 | 3.7702 | Tranche 1 | 2025 | WEST POINT 1101 A | 0.20532 |  | 402.6174 | 1232.3466 | 1540.4333 | 19.16% | 80.84% | 2025 | 2026 | 11.7872 | 27.5781 | 4070.5816
138 | WEST POINT 110112256 | 6.4963 | 0.067558 | 0.0079522 | 2.2714 | 0.88667 | Tranche 1 | 2025 | WEST POINT 1101 A | 0.20532 |  | 403.5041 | 1238.843 | 1548.5537 | 19.21% | 80.79% | 2025 | 2026 | 14.7558 | 34.5234 | 4105.1051
139 | PLACERVILLE 111219712 | 12.8614 | 0.20402 | 0.015591 | 1.3587 | 3.6691 | Tranche 1 | 2025 | PLACERVILLE 1112 A | 0.20402 |  | 407.1732 | 1251.7044 | 1564.6305 | 19.38% | 80.62% | 2025 | 2026 | 17.4745 | 40.8842 | 4145.9893
140 | ORO FINO 11012022 | 16.0052 | 0.064559 | 0.003959 | 1.0789 | 1.1006 | Tranche 1 | 2025 | ORO FINO 1101 A | 0.20253 |  | 408.2738 | 1267.7096 | 1584.637 | 19.43% | 80.57% | 2025 | 2026 | 17.2685 | 40.4023 | 4186.3916
141 | ORO FINO 1101CB | 22.3576 | 0.3013 | 0.015008 | 1.0309 | 5.5081 | Tranche 1 | 2025 | ORO FINO 1101 A | 0.20253 |  | 413.7819 | 1290.0672 | 1612.5841 | 19.69% | 80.31% | 2025 | 2026 | 23.0489 | 53.9265 | 4240.3181
142 | GEYSERVILLE 1101482 | 0.20457 | 0.20069 | 0.0011879 | 1.7566 | 0.083748 | Tranche 1 | 2025 | GEYSERVILLE 1101 A | 0.20069 |  | 413.8656 | 1290.2718 | 1612.8398 | 19.7% | 80.3% | 2025 | 2026 | 0.35936 | 0.84078 | 4241.1589
143 | EL DORADO PH 2102CB | 5.5167 | 0.17913 | 0.0099516 | 1.1506 | 0.77456 | Tranche 1 | 2025 | EL DORADO PH 2102 A | 0.20006 |  | 414.6402 | 1295.7886 | 1619.7357 | 19.74% | 80.26% | 2025 | 2026 | 6.3475 | 14.851 | 4256.0099
144 | EL DORADO PH 21026645 | 3.1637 | 0.062105 | 0.0031904 | 1.0202 | 0.23928 | Tranche 1 | 2025 | EL DORADO PH 2102 A | 0.20006 |  | 414.8795 | 1298.9522 | 1623.6903 | 19.75% | 80.25% | 2025 | 2026 | 3.2275 | 7.5513 | 4263.5612
145 | EL DORADO PH 2102542272 | 0.03263 | 0.29116 | 0.016629 | 1.0267 | 2.2948 | Tranche 1 | 2025 | EL DORADO PH 2102 A | 0.20006 |  | 417.1742 | 1298.9849 | 1623.7311 | 19.86% | 80.14% | 2025 | 2026 | 0.033502 | 0.078384 | 4263.6396
146 | EL DORADO PH 210219562 | 0.0071551 | 0.23004 | 0.012963 | 1.0066 | 0.55093 | Tranche 1 | 2025 | EL DORADO PH 2102 A | 0.20006 |  | 417.7252 | 1298.992 | 1623.74 | 19.88% | 80.12% | 2025 | 2026 | 0.0072021 | 0.01685 | 4263.6565
147 | EL DORADO PH 210219542 | 9.4781 | 0.25795 | 0.013848 | 1.0507 | 2.2502 | Tranche 1 | 2025 | EL DORADO PH 2102 A | 0.20006 |  | 419.9754 | 1308.4701 | 1635.5876 | 19.99% | 80.01% | 2025 | 2026 | 9.9583 | 23.299 | 4286.9555
148 | BUCKS CREEK 1102CB | 29.4281 | 0.19972 | 0.023178 | 2.0328 | 13.4627 | Tranche 1 | 2025 | BUCKS CREEK 1102 A | 0.19972 |  | 433.4381 | 1337.8982 | 1672.3728 | 20.63% | 79.37% | 2025 | 2026 | 59.821 | 139.9604 | 4426.9159
149 | CRESTA 1101103126 | 0.67059 | 0.22339 | 0.023964 | 1.7419 | 0.37145 | Tranche 1 | 2025 | CRESTA 1101 A | 0.19869 |  | 433.8095 | 1338.5688 | 1673.211 | 20.65% | 79.35% | 2025 | 2026 | 1.1681 | 2.733 | 4429.6489
150 | CRESTA 1101546650 | 0.43769 | 0.16085 | 0.025946 | 3 | 0.42811 | Tranche 1 | 2025 | CRESTA 1101 A | 0.19869 |  | 434.2376 | 1339.0065 | 1673.7581 | 20.67% | 79.33% | 2025 | 2026 | 1.3131 | 3.0722 | 4432.7211
151 | MARIPOSA 210110240 | 19.7519 | 0.23372 | 0.016323 | 1.1652 | 6.2842 | Tranche 1 | 2025 | MARIPOSA 2101 A | 0.19174 |  | 440.5219 | 1358.7584 | 1698.448 | 20.97% | 79.03% | 2025 | 2026 | 23.0158 | 53.8491 | 4486.5702
152 | MARIPOSA 2101752630 | 18.7527 | 0.14752 | 0.012689 | 1.3826 | 4.5301 | Tranche 1 | 2025 | MARIPOSA 2101 A | 0.19174 |  | 445.0519 | 1377.5111 | 1721.8889 | 21.18% | 78.82% | 2025 | 2026 | 25.9276 | 60.6616 | 4547.2318
153 | WEST POINT 11024788 | 72.1946 | 0.18239 | 0.014654 | 1.4329 | 19.7827 | Tranche 1 | 2025 | WEST POINT 1102 A | 0.18911 |  | 464.8346 | 1449.7057 | 1812.1321 | 22.12% | 77.88% | 2025 | 2027 | 103.45 | 220.0339 | 4767.2657
154 | WEST POINT 11021341 | 9.7907 | 0.23865 | 0.019265 | 1.5 | 3.3233 | Tranche 1 | 2025 | WEST POINT 1102 A | 0.18911 |  | 468.1579 | 1459.4964 | 1824.3705 | 22.28% | 77.72% | 2025 | 2027 | 14.6861 | 31.2367 | 4798.5024
155 | WEIMAR 1101CB | 8.6454 | 0.17282 | 0.012028 | 1.3558 | 1.8944 | Tranche 1 | 2026 | WEIMAR 1101 A | 0.1875 |  | 470.0523 | 1468.1418 | 1835.1773 | 22.37% | 77.63% | 2026 | 2027 | 11.7213 | 24.9308 | 4823.4333
156 | WEIMAR 11012764 | 6.2202 | 0.13658 | 0.010095 | 1.3662 | 1.1004 | Tranche 1 | 2026 | WEIMAR 1101 A | 0.1875 |  | 471.1526 | 1474.3621 | 1842.9526 | 22.43% | 77.57% | 2026 | 2027 | 8.4979 | 18.0746 | 4841.5079
157 | WEIMAR 11012084 | 18.5775 | 0.22072 | 0.015811 | 1.4316 | 5.4469 | Tranche 1 | 2026 | WEIMAR 1101 A | 0.1875 |  | 476.5996 | 1492.9396 | 1866.1745 | 22.68% | 77.32% | 2026 | 2027 | 26.5947 | 56.5658 | 4898.0737
158 | WEIMAR 11012740 | 15.6695 | 0.13267 | 0.010047 | 1.4858 | 2.8082 | Tranche 1 | 2026 | WEIMAR 1101 A | 0.1875 |  | 479.4078 | 1508.6091 | 1885.7613 | 22.82% | 77.18% | 2026 | 2027 | 23.2813 | 49.5183 | 4947.592
159 | WEIMAR 11012058 | 24.4633 | 0.21553 | 0.014596 | 1.3956 | 6.5973 | Tranche 1 | 2026 | WEIMAR 1101 A | 0.1875 |  | 486.0051 | 1533.0724 | 1916.3405 | 23.13% | 76.87% | 2026 | 2027 | 34.1411 | 72.6167 | 5020.2087
160 | JAMESON 110265516 | 7.4973 | 0.18485 | 0.0089196 | 1.3858 | 1.7973 | Tranche 1 | 2026 | JAMESON 1102 A | 0.18485 |  | 487.8024 | 1540.5697 | 1925.7121 | 23.22% | 76.78% | 2026 | 2027 | 10.39 | 22.099 | 5042.3077
161 | CALISTOGA 110135588 | 3.0541 | 0.097706 | 0.0071797 | 1.4791 | 0.41642 | Tranche 1 | 2026 | CALISTOGA 1101 A | 0.18275 |  | 488.2188 | 1543.6238 | 1929.5298 | 23.24% | 76.76% | 2026 | 2027 | 4.5175 | 9.6084 | 5051.9162
162 | CALISTOGA 110143924 | 7.195 | 0.35353 | 0.017566 | 1.2339 | 3.1179 | Tranche 1 | 2026 | CALISTOGA 1101 A | 0.18275 |  | 491.3367 | 1550.8188 | 1938.5235 | 23.39% | 76.61% | 2026 | 2027 | 8.8779 | 18.8828 | 5070.799
163 | CALISTOGA 1101257964 | 12.3598 | 0.13797 | 0.006597 | 1.1939 | 2.0814 | Tranche 1 | 2026 | CALISTOGA 1101 A | 0.18275 |  | 493.4181 | 1563.1786 | 1953.9732 | 23.48% | 76.52% | 2026 | 2027 | 14.7557 | 31.3848 | 5102.1838
164 | CALISTOGA 1101CB | 0.086752 | 0.064221 | 0.00082073 | 1.5 | 0.0093016 | Tranche 1 | 2026 | CALISTOGA 1101 A | 0.18275 |  | 493.4274 | 1563.2653 | 1954.0816 | 23.49% | 76.51% | 2026 | 2027 | 0.13013 | 0.27678 | 5102.4606
165 | CALISTOGA 1101242919 | 1.312 | 0.093683 | 0.0057895 | 1.146 | 0.17079 | Tranche 1 | 2026 | CALISTOGA 1101 A | 0.18275 |  | 493.5982 | 1564.5773 | 1955.7216 | 23.49% | 76.51% | 2026 | 2027 | 1.5036 | 3.1982 | 5105.6587
166 | CALISTOGA 1101886282 | 9.4768 | 0.13184 | 0.006798 | 1.0844 | 1.448 | Tranche 1 | 2026 | CALISTOGA 1101 A | 0.18275 |  | 495.0462 | 1574.0541 | 1967.5676 | 23.56% | 76.44% | 2026 | 2027 | 10.2765 | 21.8577 | 5127.5164
167 | CALISTOGA 1101122350 | 13.4497 | 0.251 | 0.016019 | 1.2049 | 4.0369 | Tranche 1 | 2026 | CALISTOGA 1101 A | 0.18275 |  | 499.0831 | 1587.5038 | 1984.3798 | 23.75% | 76.25% | 2026 | 2027 | 16.2061 | 34.4697 | 5161.9861
168 | CALISTOGA 11015934 | 21.9969 | 0.16677 | 0.0094322 | 1.0986 | 4.6454 | Tranche 1 | 2026 | CALISTOGA 1101 A | 0.18275 |  | 503.7284 | 1609.5007 | 2011.8759 | 23.98% | 76.02% | 2026 | 2027 | 24.1659 | 51.3999 | 5213.386
169 | CALISTOGA 1101843761 | 3.6144 | 0.079771 | 0.0045153 | 1.2846 | 0.38832 | Tranche 1 | 2026 | CALISTOGA 1101 A | 0.18275 |  | 504.1167 | 1613.1151 | 2016.3939 | 23.99% | 76.01% | 2026 | 2027 | 4.6432 | 9.8758 | 5223.2618
170 | SALT SPRINGS 210297924 | 5.2013 | 0.18221 | 0.016045 | 1.7779 | 1.4896 | Tranche 1 | 2026 | SALT SPRINGS 2102 A | 0.18221 |  | 505.6063 | 1618.3164 | 2022.8955 | 24.07% | 75.93% | 2026 | 2027 | 9.2472 | 19.6683 | 5242.9301
171 | BONNIE NOOK 1102CB | 34.0025 | 0.1806 | 0.013013 | 1.4414 | 8.4066 | Tranche 1 | 2026 | BONNIE NOOK 1102 A | 0.1806 |  | 514.0129 | 1652.319 | 2065.3987 | 24.47% | 75.53% | 2026 | 2027 | 49.0099 | 104.242 | 5347.1721
172 | WILDWOOD 11011576 | 8.062 | 0.16278 | 0.013119 | 1.4653 | 2.1188 | Tranche 1 | 2026 | WILDWOOD 1101 A | 0.17758 |  | 516.1316 | 1660.381 | 2075.4762 | 24.57% | 75.43% | 2026 | 2027 | 11.8133 | 25.1263 | 5372.2984
173 | WILDWOOD 11011454 | 7.7772 | 0.18626 | 0.018983 | 1.4707 | 2.9044 | Tranche 1 | 2026 | WILDWOOD 1101 A | 0.17758 |  | 519.0361 | 1668.1581 | 2085.1977 | 24.7% | 75.3% | 2026 | 2027 | 11.438 | 24.3282 | 5396.6267
174 | WILDWOOD 110198896 | 5.0272 | 0.19322 | 0.017355 | 1.4375 | 1.7355 | Tranche 1 | 2026 | WILDWOOD 1101 A | 0.17758 |  | 520.7716 | 1673.1854 | 2091.4817 | 24.79% | 75.21% | 2026 | 2027 | 7.2267 | 15.3709 | 5411.9976
175 | WILDWOOD 1101384582 | 4.5387 | 0.17166 | 0.017225 | 1.4733 | 1.5072 | Tranche 1 | 2026 | WILDWOOD 1101 A | 0.17758 |  | 522.2788 | 1677.7241 | 2097.1551 | 24.86% | 75.14% | 2026 | 2027 | 6.6867 | 14.2224 | 5426.22
176 | BUCKS CREEK 1101CB | 4.8133 | 0.17699 | 0.029234 | 3 | 2.8016 | Tranche 1 | 2026 | BUCKS CREEK 1101 A | 0.17699 |  | 525.0805 | 1682.5374 | 2103.1717 | 24.99% | 75.01% | 2026 | 2027 | 14.4399 | 30.7131 | 5456.9331
177 | ELECTRA 110161816 | 23.4846 | 0.12781 | 0.0078671 | 1.1214 | 3.5048 | Tranche 1 | 2026 | ELECTRA 1101 A | 0.17518 |  | 528.5852 | 1706.022 | 2132.5275 | 25.16% | 74.84% | 2026 | 2027 | 26.3354 | 56.0144 | 5512.9475
178 | ELECTRA 1101CB | 23.2822 | 0.12459 | 0.010795 | 1.3468 | 4.6905 | Tranche 1 | 2026 | ELECTRA 1101 A | 0.17518 |  | 533.2757 | 1729.3042 | 2161.6302 | 25.38% | 74.62% | 2026 | 2027 | 31.3554 | 66.6917 | 5579.6393
179 | ELECTRA 110136816 | 4.9851 | 0.11359 | 0.0096899 | 1.3894 | 0.85756 | Tranche 1 | 2026 | ELECTRA 1101 A | 0.17518 |  | 534.1333 | 1734.2893 | 2167.8616 | 25.42% | 74.58% | 2026 | 2027 | 6.9266 | 14.7325 | 5594.3718
180 | ELECTRA 1101L1697 | 5.7665 | 0.25136 | 0.016781 | 1.2034 | 1.9047 | Tranche 1 | 2026 | ELECTRA 1101 A | 0.17518 |  | 536.0379 | 1740.0558 | 2175.0697 | 25.51% | 74.49% | 2026 | 2027 | 6.9394 | 14.7598 | 5609.1316
181 | ELECTRA 11017104 | 12.074 | 0.35393 | 0.020861 | 1.0693 | 4.3703 | Tranche 1 | 2026 | ELECTRA 1101 A | 0.17518 |  | 540.4082 | 1752.1298 | 2190.1622 | 25.72% | 74.28% | 2026 | 2027 | 12.9106 | 27.4602 | 5636.5918
182 | PINE GROVE 110245292 | 10.7821 | 0.17305 | 0.011408 | 1.1915 | 2.1846 | Tranche 1 | 2026 | PINE GROVE 1102 C | 0.17305 |  | 542.5928 | 1762.9118 | 2203.6398 | 25.83% | 74.17% | 2026 | 2027 | 12.8465 | 27.3239 | 5663.9157
183 | STANISLAUS 1701CB | 35.9 | 0.17202 | 0.018647 | 1.4365 | 12.2141 | Tranche 1 | 2026 | STANISLAUS 1701 A | 0.17279 |  | 554.8069 | 1798.8118 | 2248.5148 | 26.41% | 73.59% | 2026 | 2027 | 51.5688 | 109.6846 | 5773.6004
184 | STANISLAUS 17017144 | 4.6389 | 0.13078 | 0.010091 | 1.293 | 0.883 | Tranche 1 | 2026 | STANISLAUS 1701 A | 0.17279 |  | 555.6899 | 1803.4508 | 2254.3135 | 26.45% | 73.55% | 2026 | 2027 | 5.9982 | 12.758 | 5786.3584
185 | STANISLAUS 17011812 | 19.0254 | 0.19413 | 0.02064 | 1.9152 | 7.1619 | Tranche 1 | 2026 | STANISLAUS 1701 A | 0.17279 |  | 562.8518 | 1822.4762 | 2278.0953 | 26.79% | 73.21% | 2026 | 2027 | 36.4371 | 77.5002 | 5863.8586
186 | STANISLAUS 17011331 | 4.389 | 0.22868 | 0.013343 | 1.0649 | 0.90731 | Tranche 1 | 2026 | STANISLAUS 1701 A | 0.17279 |  | 563.7591 | 1826.8653 | 2283.5816 | 26.83% | 73.17% | 2026 | 2027 | 4.6739 | 9.9413 | 5873.7998
187 | STANISLAUS 170179826 | 10.1441 | 0.1305 | 0.011425 | 1.4689 | 2.1651 | Tranche 1 | 2026 | STANISLAUS 1701 A | 0.17279 |  | 565.9242 | 1837.0093 | 2296.2617 | 26.94% | 73.06% | 2026 | 2027 | 14.9005 | 31.6928 | 5905.4926
188 | CALPINE 1146CB | 3.7438 | 0.21637 | 0.019348 | 1.4412 | 1.0545 | Tranche 1 | 2026 | CALPINE 1146 A | 0.17239 |  | 566.9787 | 1840.7532 | 2300.9415 | 26.99% | 73.01% | 2026 | 2027 | 5.3955 | 11.4759 | 5916.9685
189 | CALPINE 1146400 | 1.8423 | 0.080198 | 0.0049805 | 1.06 | 0.18677 | Tranche 1 | 2026 | CALPINE 1146 A | 0.17239 |  | 567.1655 | 1842.5954 | 2303.2443 | 27% | 73% | 2026 | 2027 | 1.9529 | 4.1537 | 5921.1222
190 | CALPINE 1146200-G | 0.0085228 | 0.5187 |  | 1 |  | Tranche 1 | 2026 | CALPINE 1146 A | 0.17239 |  | 567.1655 | 1842.604 | 2303.255 | 27% | 73% | 2026 | 2027 | 0.0085228 | 0.018128 | 5921.1403
191 | CALPINE 1146394G | 0.011289 | 0.37018 |  | 1.2582 |  | Tranche 1 | 2026 | CALPINE 1146 A | 0.17239 |  | 567.1655 | 1842.6153 | 2303.2691 | 27% | 73% | 2026 | 2027 | 0.014205 | 0.030213 | 5921.1705
192 | BRUNSWICK 11021010 | 44.2461 | 0.1689 | 0.011407 | 1.3035 | 9.1483 | Tranche 1 | 2026 | BRUNSWICK 1102 A | 0.1689 |  | 576.3138 | 1886.8614 | 2358.5767 | 27.43% | 72.57% | 2026 | 2027 | 57.6735 | 122.6692 | 6043.8397
193 | PIKE CITY 11011720 | 5.8943 | 0.268 | 0.02211 | 1.4588 | 2.4874 | Tranche 1 | 2026 | PIKE CITY 1101 A | 0.1659 |  | 578.8012 | 1892.7557 | 2365.9446 | 27.55% | 72.45% | 2026 | 2027 | 8.5985 | 18.2887 | 6062.1284
194 | PIKE CITY 11011730 | 8.4704 | 0.080223 | 0.0093855 | 2.2228 | 1.5815 | Tranche 1 | 2026 | PIKE CITY 1101 A | 0.1659 |  | 580.3827 | 1901.2261 | 2376.5326 | 27.62% | 72.38% | 2026 | 2027 | 18.8284 | 40.0473 | 6102.1758
195 | PIKE CITY 1101CB | 19.6688 | 0.1722 | 0.016874 | 1.9268 | 6.3025 | Tranche 1 | 2026 | PIKE CITY 1101 A | 0.1659 |  | 586.6852 | 1920.8949 | 2401.1186 | 27.92% | 72.08% | 2026 | 2027 | 37.8969 | 80.6051 | 6182.7809
196 | CORNING 110164090 | 13.6416 | 0.071424 | 0.0043341 | 1.0047 | 1.1117 | Tranche 1 | 2026 | CORNING 1101 A | 0.16052 |  | 587.7969 | 1934.5365 | 2418.1706 | 27.98% | 72.02% | 2026 | 2027 | 13.7061 | 29.1523 | 6211.9331
197 | CORNING 110185152 | 23.0709 | 0.2132 | 0.012991 | 1.0233 | 5.6966 | Tranche 1 | 2026 | CORNING 1101 A | 0.16052 |  | 593.4935 | 1957.6075 | 2447.0093 | 28.25% | 71.75% | 2026 | 2027 | 23.6087 | 50.2148 | 6262.1479
198 | CALPINE 1144304 | 0.046358 | 1.0398 | 0.068443 | 1.3677 | 0.17111 | Tranche 1 | 2026 | CALPINE 1144 A | 0.15802 |  | 593.6646 | 1957.6538 | 2447.0673 | 28.26% | 71.74% | 2026 | 2027 | 0.063404 | 0.13486 | 6262.2828
199 | CALPINE 1144962 | 0.039372 | 0.22037 |  | 1.8607 |  | Tranche 1 | 2026 | CALPINE 1144 A | 0.15802 |  | 593.6646 | 1957.6932 | 2447.1165 | 28.26% | 71.74% | 2026 | 2027 | 0.073261 | 0.15582 | 6262.4386
200 | CALPINE 1144276-G | 0.014756 | 0.7839 |  | 1.385 |  | Tranche 1 | 2026 | CALPINE 1144 A | 0.15802 |  | 593.6646 | 1957.7079 | 2447.1349 | 28.26% | 71.74% | 2026 | 2027 | 0.020438 | 0.043471 | 6262.4821
201 | CALPINE 1144CB | 26.6811 | 0.16472 | 0.014299 | 1.4268 | 6.8896 | Tranche 1 | 2026 | CALPINE 1144 A | 0.15802 |  | 600.5541 | 1984.3891 | 2480.4863 | 28.58% | 71.42% | 2026 | 2027 | 38.0688 | 80.9707 | 6343.4527
202 | CALPINE 1144960 | 4.0614 | 0.10108 | 0.011276 | 1.7024 | 0.74233 | Tranche 1 | 2026 | CALPINE 1144 A | 0.15802 |  | 601.2965 | 1988.4505 | 2485.5631 | 28.62% | 71.38% | 2026 | 2027 | 6.9141 | 14.7061 | 6358.1588
203 | SAN RAFAEL 1109535284 | 2.9457e-05 | 0.1566 | 4.4996e-05 | 1 | 0.00053996 | Tranche 1 | 2026 | SAN RAFAEL 1109 A | 0.1566 |  | 601.297 | 1988.4505 | 2485.5631 | 28.62% | 71.38% | 2026 | 2027 | 2.9457e-05 | 6.2654e-05 | 6358.1589
204 | LOS OSITOS 21033010 | 29.9421 | 0.18724 | 0.013726 | 1.1341 | 8.5102 | Tranche 1 | 2026 | LOS OSITOS 2103 A | 0.15653 |  | 609.8072 | 2018.3926 | 2522.9907 | 29.02% | 70.98% | 2026 | 2027 | 33.9573 | 72.2259 | 6430.3848
205 | LOS OSITOS 21037062 | 12.1456 | 0.069036 | 0.0052285 | 1.076 | 1.2731 | Tranche 1 | 2026 | LOS OSITOS 2103 A | 0.15653 |  | 611.0804 | 2030.5381 | 2538.1726 | 29.09% | 70.91% | 2026 | 2027 | 13.0683 | 27.7958 | 6458.1806
206 | LOS OSITOS 21037014 | 38.1688 | 0.16027 | 0.012994 | 1.162 | 10.4801 | Tranche 1 | 2026 | LOS OSITOS 2103 A | 0.15653 |  | 621.5604 | 2068.7069 | 2585.8837 | 29.58% | 70.42% | 2026 | 2027 | 44.3506 | 94.3319 | 6552.5125
207 | OREGON TRAIL 11021584 | 13.1714 | 0.15614 | 0.0208 | 2.4472 | 5.2 | Tranche 1 | 2026 | OREGON TRAIL 1102 A | 0.15614 |  | 626.7604 | 2081.8783 | 2602.3479 | 29.83% | 70.17% | 2026 | 2027 | 32.2334 | 68.5592 | 6621.0718
208 | BIG BEND 1102CB | 11.0599 | 0.23795 | 0.013302 | 1.1087 | 4.0417 | Tranche 1 | 2026 | BIG BEND 1102 A | 0.15299 |  | 630.8022 | 2092.9382 | 2616.1727 | 30.02% | 69.98% | 2026 | 2027 | 12.2617 | 26.0801 | 6647.1519
209 | BIG BEND 1102884340 | 19.8727 | 0.10571 | 0.010152 | 2.0187 | 4.1676 | Tranche 1 | 2026 | BIG BEND 1102 A | 0.15299 |  | 634.9698 | 2112.8108 | 2641.0135 | 30.22% | 69.78% | 2026 | 2027 | 40.1178 | 85.3289 | 6732.4808
210 | NARROWS 2102CB | 5.08 | 0.15294 | 0.022999 | 2.1181 | 1.9223 | Tranche 1 | 2026 | NARROWS 2102 A | 0.15294 |  | 636.892 | 2117.8908 | 2647.3635 | 30.31% | 69.69% | 2026 | 2027 | 10.76 | 22.8861 | 6755.3669
211 | PUEBLO 210378504 | 7.505 | 0.05458 | 0.0022679 | 1.3775 | 0.50347 | Tranche 1 | 2026 | PUEBLO 2103 A | 0.15233 |  | 637.3955 | 2125.3958 | 2656.7448 | 30.34% | 69.66% | 2026 | 2027 | 10.3379 | 21.9884 | 6777.3553
212 | PUEBLO 2103678 | 32.9798 | 0.17407 | 0.010549 | 1.2611 | 6.6617 | Tranche 1 | 2026 | PUEBLO 2103 A | 0.15233 |  | 644.0572 | 2158.3757 | 2697.9696 | 30.65% | 69.35% | 2026 | 2027 | 41.5903 | 88.4609 | 6865.8161
213 | PUEBLO 2103355186 | 1.8362 | 0.16146 | 0.010245 | 1.2121 | 0.39784 | Tranche 1 | 2026 | PUEBLO 2103 A | 0.15233 |  | 644.455 | 2160.2119 | 2700.2649 | 30.67% | 69.33% | 2026 | 2027 | 2.2257 | 4.7339 | 6870.5501
214 | HIGHLANDS 11031282 | 6.0828 | 0.066042 | 0.0045905 | 1.398 | 0.69087 | Tranche 1 | 2026 | HIGHLANDS 1103 A | 0.15222 |  | 645.1459 | 2166.2947 | 2707.8684 | 30.71% | 69.29% | 2026 | 2027 | 8.5039 | 18.0874 | 6888.6375
215 | HIGHLANDS 1103287766 | 16.9385 | 0.15288 | 0.015099 | 1.4452 | 5.0054 | Tranche 1 | 2026 | HIGHLANDS 1103 A | 0.15222 |  | 650.1513 | 2183.2332 | 2729.0416 | 30.94% | 69.06% | 2026 | 2027 | 24.4791 | 52.0661 | 6940.7035
216 | HIGHLANDS 1103726580 | 7.8699 | 0.20779 | 0.015697 | 1.4615 | 2.5116 | Tranche 1 | 2026 | HIGHLANDS 1103 A | 0.15222 |  | 652.6628 | 2191.1031 | 2738.8789 | 31.06% | 68.94% | 2026 | 2027 | 11.5015 | 24.4632 | 6965.1667
217 | HIGHLANDS 1103917328 | 7.2684 | 0.1626 | 0.010079 | 1.2054 | 1.6882 | Tranche 1 | 2026 | HIGHLANDS 1103 A | 0.15222 |  | 654.351 | 2198.3715 | 2747.9643 | 31.14% | 68.86% | 2026 | 2027 | 8.761 | 18.6344 | 6983.8011
218 | MOUNTAIN QUARRIES 21011350 | 21.7138 | 0.085098 | 0.0069368 | 1.3701 | 2.6799 | Tranche 1 | 2026 | MOUNTAIN QUARRIES 2101 A | 0.14917 |  | 657.0309 | 2220.0852 | 2775.1065 | 31.27% | 68.73% | 2026 | 2027 | 29.7498 | 63.2766 | 7047.0777
219 | MOUNTAIN QUARRIES 21011184 | 11.4188 | 0.14479 | 0.009997 | 1.3374 | 2.0444 | Tranche 1 | 2026 | MOUNTAIN QUARRIES 2101 A | 0.14917 |  | 659.0753 | 2231.504 | 2789.38 | 31.37% | 68.63% | 2026 | 2027 | 15.2712 | 32.4812 | 7079.5589
220 | MOUNTAIN QUARRIES 21012422 | 8.5438 | 0.18742 | 0.014598 | 1.4548 | 2.2919 | Tranche 1 | 2026 | MOUNTAIN QUARRIES 2101 A | 0.14917 |  | 661.3673 | 2240.0478 | 2800.0597 | 31.48% | 68.52% | 2026 | 2027 | 12.4296 | 26.4373 | 7105.9962
221 | MOUNTAIN QUARRIES 210192474 | 15.3487 | 0.22179 | 0.013764 | 1.225 | 3.8608 | Tranche 1 | 2026 | MOUNTAIN QUARRIES 2101 A | 0.14917 |  | 665.2281 | 2255.3965 | 2819.2457 | 31.66% | 68.34% | 2026 | 2027 | 18.8029 | 39.9929 | 7145.9892
222 | PINE GROVE 1101CB | 4.2797 | 0.58698 | 0.047261 | 1.2202 | 3.4028 | Tranche 1 | 2026 | PINE GROVE 1101 A | 0.14846 |  | 668.6309 | 2259.6763 | 2824.5953 | 31.82% | 68.18% | 2026 | 2027 | 5.2221 | 11.1073 | 7157.0965
223 | PINE GROVE 110194936 | 9.1551 | 0.12819 | 0.011105 | 1.5053 | 1.8767 | Tranche 1 | 2026 | PINE GROVE 1101 A | 0.14846 |  | 670.5076 | 2268.8314 | 2836.0392 | 31.91% | 68.09% | 2026 | 2027 | 13.7815 | 29.3128 | 7186.4092
224 | PINE GROVE 11011021 | 4.165 | 0.14004 | 0.0089413 | 1.1765 | 0.68401 | Tranche 1 | 2026 | PINE GROVE 1101 A | 0.14846 |  | 671.1917 | 2272.9964 | 2841.2455 | 31.95% | 68.05% | 2026 | 2027 | 4.8999 | 10.422 | 7196.8312
225 | PINE GROVE 11013170 | 39.8103 | 0.094168 | 0.0068091 | 1.2852 | 4.9366 | Tranche 1 | 2026 | PINE GROVE 1101 A | 0.14846 |  | 676.1282 | 2312.8067 | 2891.0084 | 32.18% | 67.82% | 2026 | 2027 | 51.1645 | 108.8248 | 7305.6561
226 | PINE GROVE 11013166 | 12.1496 | 0.19005 | 0.015597 | 1.498 | 3.4781 | Tranche 1 | 2026 | PINE GROVE 1101 A | 0.14846 |  | 679.6063 | 2324.9563 | 2906.1954 | 32.35% | 67.65% | 2026 | 2027 | 18.1996 | 38.7097 | 7344.3658
227 | BRUNSWICK 110651484 | 22.5247 | 0.15928 | 0.010208 | 1.3287 | 4.3672 | Tranche 1 | 2026 | BRUNSWICK 1106 A | 0.14844 |  | 683.9735 | 2347.4811 | 2934.3513 | 32.55% | 67.45% | 2026 | 2027 | 29.9278 | 63.6553 | 7408.0211
228 | BRUNSWICK 110651486 | 56.5289 | 0.15047 | 0.0088799 | 1.1644 | 9.1862 | Tranche 1 | 2026 | BRUNSWICK 1106 A | 0.14844 |  | 693.1598 | 2404.01 | 3005.0125 | 32.99% | 67.01% | 2026 | 2028 | 65.822 | 140.0007 | 7548.0218
229 | BRUNSWICK 11062104 | 9.6082 | 0.11109 | 0.0065825 | 1.085 | 1.1454 | Tranche 1 | 2026 | BRUNSWICK 1106 A | 0.14844 |  | 694.3051 | 2413.6182 | 3017.0227 | 33.05% | 66.95% | 2026 | 2028 | 10.4249 | 22.1733 | 7570.1951
230 | OAKHURST 1101CB | 0.12186 | 0.060015 | 0.0016106 | 1.5 | 0.031406 | Tranche 1 | 2026 | OAKHURST 1101 A | 0.14821 |  | 694.3365 | 2413.74 | 3017.175 | 33.05% | 66.95% | 2026 | 2028 | 0.1828 | 0.3888 | 7570.5839
231 | OAKHURST 11015490 | 24.6358 | 0.14865 | 0.014056 | 1.5 | 6.4517 | Tranche 1 | 2026 | OAKHURST 1101 A | 0.14821 |  | 700.7882 | 2438.3758 | 3047.9698 | 33.35% | 66.65% | 2026 | 2028 | 36.9537 | 78.599 | 7649.1829
232 | VOLTA 11011596 | 21.6978 | 0.15819 | 0.0099219 | 1.0655 | 3.9191 | Tranche 2 | 2027 | VOLTA 1101 A | 0.14715 |  | 704.7073 | 2460.0736 | 3075.092 | 33.54% | 66.46% | 2027 | 2028 | 23.1185 | 49.1721 | 7698.355
233 | VOLTA 110153118 | 9.6014 | 0.1222 | 0.0099281 | 1.1169 | 1.9757 | Tranche 2 | 2027 | VOLTA 1101 A | 0.14715 |  | 706.683 | 2469.675 | 3087.0937 | 33.64% | 66.36% | 2027 | 2028 | 10.7234 | 22.8083 | 7721.1633
234 | PARADISE 1105829194 | 9.9019 | 0.25574 | 0.014996 | 1.0039 | 2.8043 | Tranche 2 | 2027 | PARADISE 1105 A | 0.14574 |  | 709.4874 | 2479.5769 | 3099.4711 | 33.77% | 66.23% | 2027 | 2028 | 9.9401 | 21.1422 | 7742.3055
235 | PARADISE 1105121988 | 5.1332 | 0.14005 | 0.0093524 | 1.2048 | 1.0615 | Tranche 2 | 2027 | PARADISE 1105 A | 0.14574 |  | 710.5489 | 2484.7101 | 3105.8877 | 33.82% | 66.18% | 2027 | 2028 | 6.1846 | 13.1545 | 7755.46
236 | PARADISE 11052214 | 12.3772 | 0.060096 | 0.0033502 | 1.1433 | 1.0034 | Tranche 2 | 2027 | PARADISE 1105 A | 0.14574 |  | 711.5523 | 2497.0873 | 3121.3591 | 33.87% | 66.13% | 2027 | 2028 | 14.1509 | 30.0985 | 7785.5584
237 | PLACERVILLE 21061104 | 49.1241 | 0.11164 | 0.0070659 | 1.2997 | 6.4724 | Tranche 2 | 2027 | PLACERVILLE 2106 B | 0.14466 |  | 718.0247 | 2546.2114 | 3182.7643 | 34.18% | 65.82% | 2027 | 2028 | 63.846 | 135.7978 | 7921.3562
238 | PLACERVILLE 21062224 | 10.3969 | 0.14107 | 0.0092412 | 1.2308 | 1.7281 | Tranche 2 | 2027 | PLACERVILLE 2106 B | 0.14466 |  | 719.7528 | 2556.6083 | 3195.7603 | 34.26% | 65.74% | 2027 | 2028 | 12.796 | 27.2167 | 7948.5728
239 | PLACERVILLE 210692012 | 18.4325 | 0.2347 | 0.018499 | 1.5422 | 6.2898 | Tranche 2 | 2027 | PLACERVILLE 2106 B | 0.14466 |  | 726.0425 | 2575.0408 | 3218.801 | 34.56% | 65.44% | 2027 | 2028 | 28.4273 | 60.4638 | 8009.0366
240 | RESEARCH 2102644462 | 0.39955 | 0.07397 | 0.0034397 | 1.3879 | 0.10835 | Tranche 2 | 2027 | RESEARCH 2102 A | 0.14455 |  | 726.1509 | 2575.4403 | 3219.3004 | 34.56% | 65.44% | 2027 | 2028 | 0.55451 | 1.1794 | 8010.216
241 | RESEARCH 2102183888 | 1.0286 | 0.17196 | 0.0035426 | 1.2458 | 0.18894 | Tranche 2 | 2027 | RESEARCH 2102 A | 0.14455 |  | 726.3398 | 2576.4689 | 3220.5861 | 34.57% | 65.43% | 2027 | 2028 | 1.2814 | 2.7255 | 8012.9415
242 | CLEAR LAKE 11011302 | 6.9057 | 0.095097 | 0.0034084 | 1.3435 | 1.106 | Tranche 2 | 2027 | CLEAR LAKE 1101 A | 0.14409 |  | 727.4458 | 2583.3745 | 3229.2182 | 34.62% | 65.38% | 2027 | 2028 | 9.278 | 19.7339 | 8032.6754
243 | CLEAR LAKE 1101406 | 11.1325 | 0.17448 | 0.0054037 | 1.3418 | 3.3152 | Tranche 2 | 2027 | CLEAR LAKE 1101 A | 0.14409 |  | 730.761 | 2594.507 | 3243.1338 | 34.78% | 65.22% | 2027 | 2028 | 14.9381 | 31.7726 | 8064.448
244 | STILLWATER 11021466 | 20.306 | 0.14333 | 0.011789 | 1.4997 | 4.5093 | Tranche 2 | 2027 | STILLWATER 1102 A | 0.14333 |  | 735.2703 | 2614.813 | 3268.5163 | 35% | 65% | 2027 | 2028 | 30.4532 | 64.7727 | 8129.2207
245 | ALLEGHANY 1101CB | 4.3611 | 0.15347 | 0.014158 | 2.0649 | 1.3002 | Tranche 2 | 2027 | ALLEGHANY 1101 A | 0.14122 |  | 736.5706 | 2619.1742 | 3273.9677 | 35.06% | 64.94% | 2027 | 2028 | 9.0054 | 19.1542 | 8148.3749
246 | ALLEGHANY 1101806 | 11.3077 | 0.13356 | 0.010591 | 1.5407 | 2.4553 | Tranche 2 | 2027 | ALLEGHANY 1101 A | 0.14122 |  | 739.0259 | 2630.4818 | 3288.1023 | 35.17% | 64.83% | 2027 | 2028 | 17.4212 | 37.0541 | 8185.4289
247 | ALLEGHANY 1101183068 | 3.3692 | 0.078553 | 0.0048054 | 1.1632 | 0.31235 | Tranche 2 | 2027 | ALLEGHANY 1101 A | 0.14122 |  | 739.3382 | 2633.851 | 3292.3138 | 35.19% | 64.81% | 2027 | 2028 | 3.9191 | 8.3358 | 8193.7648
248 | ALLEGHANY 1101VR816 | 4.0965 | 0.20083 | 0.016217 | 1.5 | 1.2 | Tranche 2 | 2027 | ALLEGHANY 1101 A | 0.14122 |  | 740.5382 | 2637.9475 | 3297.4344 | 35.25% | 64.75% | 2027 | 2028 | 6.1448 | 13.0697 | 8206.8345
249 | APPLE HILL 210289934 | 5.3881 | 0.1556 | 0.021839 | 2.2485 | 1.9545 | Tranche 2 | 2027 | APPLE HILL 2102 B | 0.14115 |  | 742.4928 | 2643.3356 | 3304.1695 | 35.34% | 64.66% | 2027 | 2028 | 12.1151 | 25.7684 | 8232.6029
250 | APPLE HILL 21029722 | 38.1953 | 0.13911 | 0.01567 | 2.1256 | 11.3689 | Tranche 2 | 2027 | APPLE HILL 2102 B | 0.14115 |  | 753.8617 | 2681.5309 | 3351.9136 | 35.88% | 64.12% | 2027 | 2028 | 81.1887 | 172.685 | 8405.2879
251 | PLACERVILLE 21067522 | 67.3582 | 0.14099 | 0.0099544 | 1.2536 | 12.3186 | Tranche 2 | 2027 | PLACERVILLE 2106 C | 0.14099 |  | 766.1802 | 2748.8891 | 3436.1114 | 36.47% | 63.53% | 2027 | 2028 | 84.4388 | 179.5979 | 8584.8858
252 | EL DORADO PH 2101CB | 0.040443 | 0.30651 | 0.019264 | 1.2508 | 2.2121 | Tranche 2 | 2027 | EL DORADO PH 2101 A | 0.14079 |  | 768.3924 | 2748.9296 | 3436.1619 | 36.57% | 63.43% | 2027 | 2028 | 0.050588 | 0.1076 | 8584.9934
253 | EL DORADO PH 210119612 | 8.6815 | 0.16624 | 0.0097168 | 1.1695 | 1.5936 | Tranche 2 | 2027 | EL DORADO PH 2101 A | 0.14079 |  | 769.9859 | 2757.611 | 3447.0138 | 36.65% | 63.35% | 2027 | 2028 | 10.1533 | 21.5956 | 8606.589
254 | EL DORADO PH 210163464 | 13.7051 | 0.055624 | 0.0074889 | 2.289 | 2.0445 | Tranche 2 | 2027 | EL DORADO PH 2101 A | 0.14079 |  | 772.0304 | 2771.3162 | 3464.1452 | 36.75% | 63.25% | 2027 | 2028 | 31.3706 | 66.724 | 8673.313
255 | EL DORADO PH 210119752 | 12.0529 | 0.37438 | 0.022482 | 1.1349 | 15.3213 | Tranche 2 | 2027 | EL DORADO PH 2101 A | 0.14079 |  | 787.3517 | 2783.369 | 3479.2113 | 37.48% | 62.52% | 2027 | 2028 | 13.6786 | 29.0938 | 8702.4068
256 | EL DORADO PH 21016852 | 25.0232 | 0.07873 | 0.0042306 | 1.0426 | 1.8213 | Tranche 2 | 2027 | EL DORADO PH 2101 A | 0.14079 |  | 789.173 | 2808.3923 | 3510.4903 | 37.56% | 62.44% | 2027 | 2028 | 26.09 | 55.4923 | 8757.8991
257 | EL DORADO PH 210113532 | 3.6165 | 0.051552 | 0.0079604 | 2.8248 | 0.87564 | Tranche 2 | 2027 | EL DORADO PH 2101 A | 0.14079 |  | 790.0486 | 2812.0087 | 3515.0109 | 37.6% | 62.4% | 2027 | 2028 | 10.2158 | 21.7285 | 8779.6276
258 | MONTICELLO 1101630 | 3.1704 | 0.41945 | 0.039591 | 1.4936 | 3.8404 | Tranche 2 | 2027 | MONTICELLO 1101 A | 0.13918 |  | 793.889 | 2815.1791 | 3518.9739 | 37.79% | 62.21% | 2027 | 2028 | 4.7352 | 10.0717 | 8789.6993
259 | MONTICELLO 1101CB | 0.50565 | 0.31716 | 0.030464 | 1.5 | 0.30464 | Tranche 2 | 2027 | MONTICELLO 1101 A | 0.13918 |  | 794.1937 | 2815.6848 | 3519.606 | 37.8% | 62.2% | 2027 | 2028 | 0.75847 | 1.6132 | 8791.3126
260 | MONTICELLO 1101666 | 6.3601 | 0.10454 | 0.0076976 | 1.4732 | 1.9436 | Tranche 2 | 2027 | MONTICELLO 1101 A | 0.13918 |  | 796.1373 | 2822.0449 | 3527.5561 | 37.89% | 62.11% | 2027 | 2028 | 9.3697 | 19.9289 | 8811.2415
261 | MONTICELLO 1101718 | 25.8044 | 0.099255 | 0.007832 | 1.4763 | 4.3468 | Tranche 2 | 2027 | MONTICELLO 1101 A | 0.13918 |  | 800.4841 | 2847.8493 | 3559.8116 | 38.1% | 61.9% | 2027 | 2028 | 38.0962 | 81.029 | 8892.2705
262 | MONTICELLO 110193384 | 3.5838 | 0.091603 | 0.0076193 | 1.4871 | 2.4979 | Tranche 2 | 2027 | MONTICELLO 1101 A | 0.13918 |  | 802.9819 | 2851.4331 | 3564.2914 | 38.22% | 61.78% | 2027 | 2028 | 5.3293 | 11.3353 | 8903.6057
263 | MONTICELLO 11011589 | 4.2251 | 0.1811 | 0.010317 | 1.0637 | 0.72736 | Tranche 2 | 2027 | MONTICELLO 1101 A | 0.13918 |  | 803.7093 | 2855.6582 | 3569.5728 | 38.25% | 61.75% | 2027 | 2028 | 4.4943 | 9.5592 | 8913.165
264 | MONTICELLO 11011780 | 0.042622 | 0.14886 | 0.016132 | 1.5 | 0.0053773 | Tranche 2 | 2027 | MONTICELLO 1101 A | 0.13918 |  | 803.7147 | 2855.7009 | 3569.6261 | 38.25% | 61.75% | 2027 | 2028 | 0.063934 | 0.13598 | 8913.301
265 | MONTICELLO 1101256640 | 5.1303 | 0.099186 | 0.0086014 | 1.4928 | 1.6429 | Tranche 2 | 2027 | MONTICELLO 1101 A | 0.13918 |  | 805.3575 | 2860.8311 | 3576.0389 | 38.33% | 61.67% | 2027 | 2028 | 7.6586 | 16.2895 | 8929.5905
266 | MONTICELLO 11014360 | 7.0338 | 0.1188 | 0.0066706 | 1.2905 | 1.184 | Tranche 2 | 2027 | MONTICELLO 1101 A | 0.13918 |  | 806.5416 | 2867.8649 | 3584.8311 | 38.39% | 61.61% | 2027 | 2028 | 9.0769 | 19.3062 | 8948.8967
267 | MONTICELLO 110165454 | 0.92301 | 0.24144 | 0.010399 | 1.5 | 0.40035 | Tranche 2 | 2027 | MONTICELLO 1101 A | 0.13918 |  | 806.9419 | 2868.7879 | 3585.9849 | 38.41% | 61.59% | 2027 | 2028 | 1.3845 | 2.9448 | 8951.8415
268 | MONTICELLO 1101720 | 6.7554 | 0.18902 | 0.013232 | 1.5 | 2.1303 | Tranche 2 | 2027 | MONTICELLO 1101 A | 0.13918 |  | 809.0723 | 2875.5433 | 3594.4291 | 38.51% | 61.49% | 2027 | 2028 | 10.1331 | 21.5527 | 8973.3941
269 | MONTICELLO 110137384 | 6.1839 | 0.078564 | 0.006753 | 1.4799 | 1.1007 | Tranche 2 | 2027 | MONTICELLO 1101 A | 0.13918 |  | 810.173 | 2881.7272 | 3602.159 | 38.56% | 61.44% | 2027 | 2028 | 9.1517 | 19.4652 | 8992.8593
270 | MONTICELLO 1101654 | 4.4463 | 0.28044 | 0.026786 | 1.5 | 4.0715 | Tranche 2 | 2027 | MONTICELLO 1101 A | 0.13918 |  | 814.2445 | 2886.1735 | 3607.7168 | 38.76% | 61.24% | 2027 | 2028 | 6.6694 | 14.1856 | 9007.0449
271 | MONTICELLO 110152910 | 2.1931 | 0.10677 | 0.0078039 | 1.5 | 0.47474 | Tranche 2 | 2027 | MONTICELLO 1101 A | 0.13918 |  | 814.7193 | 2888.3666 | 3610.4582 | 38.78% | 61.22% | 2027 | 2028 | 3.2897 | 6.997 | 9014.0419
272 | PARADISE 11032486 | 9.2914 | 0.095593 | 0.0054934 | 1.0011 | 1.1838 | Tranche 2 | 2027 | PARADISE 1103 A | 0.13912 |  | 815.9031 | 2897.6579 | 3622.0724 | 38.83% | 61.17% | 2027 | 2028 | 9.3017 | 19.7843 | 9033.8263
273 | PARADISE 1103283794 | 1.7114 | 0.32616 | 0.027788 | 1 | 1.0282 | Tranche 2 | 2027 | PARADISE 1103 A | 0.13912 |  | 816.9312 | 2899.3694 | 3624.2117 | 38.88% | 61.12% | 2027 | 2028 | 1.7114 | 3.6402 | 9037.4664
274 | PARADISE 1103CB | 2.8021 | 0.13057 | 0.0053751 | 1.006 | 0.67207 | Tranche 2 | 2027 | PARADISE 1103 A | 0.13912 |  | 817.6033 | 2902.1714 | 3627.7143 | 38.91% | 61.09% | 2027 | 2028 | 2.8188 | 5.9955 | 9043.4619
275 | PARADISE 11032534 | 1.9535 | 0.3599 | 0.020609 | 1.0005 | 0.99955 | Tranche 2 | 2027 | PARADISE 1103 A | 0.13912 |  | 818.6029 | 2904.1249 | 3630.1561 | 38.96% | 61.04% | 2027 | 2028 | 1.9545 | 4.1572 | 9047.6191
276 | PARADISE 110343008 | 11.7049 | 0.1144 | 0.006875 | 1.0005 | 1.6294 | Tranche 2 | 2027 | PARADISE 1103 A | 0.13912 |  | 820.2322 | 2915.8298 | 3644.7873 | 39.04% | 60.96% | 2027 | 2028 | 11.7113 | 24.9095 | 9072.5286
277 | PARADISE 110353544 | 0.46634 | 0.06707 | 0.0027476 | 1 | 0.061821 | Tranche 2 | 2027 | PARADISE 1103 A | 0.13912 |  | 820.2941 | 2916.2961 | 3645.3702 | 39.04% | 60.96% | 2027 | 2028 | 0.46634 | 0.99189 | 9073.5205
278 | APPLE HILL 11038412 | 19.6177 | 0.20793 | 0.013168 | 1.2833 | 4.8656 | Tranche 2 | 2027 | APPLE HILL 1103 A | 0.13879 |  | 825.1596 | 2935.9139 | 3669.8924 | 39.27% | 60.73% | 2027 | 2028 | 25.1748 | 53.5458 | 9127.0663
279 | APPLE HILL 1103CB | 18.5452 | 0.12478 | 0.0098301 | 1.3893 | 4.0058 | Tranche 2 | 2027 | APPLE HILL 1103 A | 0.13879 |  | 829.1654 | 2954.4591 | 3693.0739 | 39.47% | 60.53% | 2027 | 2028 | 25.7645 | 54.8001 | 9181.8665
280 | APPLE HILL 110313312 | 11.843 | 0.046207 | 0.0028729 | 1.5334 | 0.94568 | Tranche 2 | 2027 | APPLE HILL 1103 A | 0.13879 |  | 830.1111 | 2966.3021 | 3707.8776 | 39.51% | 60.49% | 2027 | 2028 | 18.1603 | 38.6261 | 9220.4926
281 | MIWUK 170111800 | 9.4825 | 0.21175 | 0.018751 | 1.4392 | 2.972 | Tranche 2 | 2027 | MIWUK 1701 A | 0.13861 |  | 833.0831 | 2975.7846 | 3719.7307 | 39.65% | 60.35% | 2027 | 2028 | 13.6474 | 29.0274 | 9249.52
282 | MIWUK 1701767890 | 11.8267 | 0.070985 | 0.0086221 | 1.9973 | 1.8969 | Tranche 2 | 2027 | MIWUK 1701 A | 0.13861 |  | 834.9799 | 2987.6113 | 3734.5142 | 39.74% | 60.26% | 2027 | 2028 | 23.6213 | 50.2415 | 9299.7615
283 | MIWUK 170193062 | 7.8055 | 0.15222 | 0.0098397 | 1.1729 | 1.4071 | Tranche 2 | 2027 | MIWUK 1701 A | 0.13861 |  | 836.387 | 2995.4168 | 3744.271 | 39.81% | 60.19% | 2027 | 2028 | 9.155 | 19.4723 | 9319.2338
284 | SILVERADO 2103920793 | 6.4061 | 0.13986 | 0.0081455 | 1.2337 | 1.3196 | Tranche 2 | 2027 | SILVERADO 2103 A | 0.13713 |  | 837.7066 | 3001.8229 | 3752.2786 | 39.87% | 60.13% | 2027 | 2028 | 7.9035 | 16.8104 | 9336.0441
285 | SILVERADO 2103CB | 0.40347 | 0.077232 | 0.00023036 | 1.2911 | 0.070376 | Tranche 2 | 2027 | SILVERADO 2103 A | 0.13713 |  | 837.777 | 3002.2264 | 3752.7829 | 39.88% | 60.12% | 2027 | 2028 | 0.52091 | 1.108 | 9337.1521
286 | SILVERADO 2103403102 | 0.48767 | 0.21188 | 0.004396 | 1.2648 | 0.16045 | Tranche 2 | 2027 | SILVERADO 2103 A | 0.13713 |  | 837.9374 | 3002.714 | 3753.3925 | 39.88% | 60.12% | 2027 | 2028 | 0.61681 | 1.3119 | 9338.464
287 | SILVERADO 2103507513 | 2.7245 | 0.13768 | 0.0046682 | 1.213 | 0.48316 | Tranche 2 | 2027 | SILVERADO 2103 A | 0.13713 |  | 838.4206 | 3005.4385 | 3756.7982 | 39.91% | 60.09% | 2027 | 2028 | 3.3049 | 7.0293 | 9345.4933
288 | SILVERADO 2103617828 | 1.0447 | 0.10718 | 0.0035223 | 1.5888 | 0.19901 | Tranche 2 | 2027 | SILVERADO 2103 A | 0.13713 |  | 838.6196 | 3006.4832 | 3758.104 | 39.92% | 60.08% | 2027 | 2028 | 1.6598 | 3.5302 | 9349.0236
289 | UKIAH 1113CB | 0.57717 | 0.29017 | 0.0033027 | 1.1106 | 0.32449 | Tranche 2 | 2027 | UKIAH 1113 A | 0.13545 |  | 838.9441 | 3007.0604 | 3758.8255 | 39.93% | 60.07% | 2027 | 2028 | 0.64102 | 1.3634 | 9350.387
290 | UKIAH 1113548420 | 5.1708 | 0.10292 | 0.007899 | 1.4825 | 0.73461 | Tranche 2 | 2027 | UKIAH 1113 A | 0.13545 |  | 839.6787 | 3012.2312 | 3765.289 | 39.97% | 60.03% | 2027 | 2028 | 7.6658 | 16.3049 | 9366.6919
291 | UKIAH 1113968652 | 0.9895 | 0.20445 | 0.011507 | 1.1633 | 0.33945 | Tranche 2 | 2027 | UKIAH 1113 A | 0.13545 |  | 840.0181 | 3013.2207 | 3766.5258 | 39.98% | 60.02% | 2027 | 2028 | 1.1511 | 2.4483 | 9369.1402
292 | UKIAH 1113691436 | 1.5061 | 0.14252 | 0.0078118 | 1.3301 | 0.30856 | Tranche 2 | 2027 | UKIAH 1113 A | 0.13545 |  | 840.3267 | 3014.7267 | 3768.4084 | 40% | 60% | 2027 | 2028 | 2.0032 | 4.2607 | 9373.4009
293 | HIGGINS 1110166282 | 22.0225 | 0.13509 | 0.0088449 | 1.2449 | 3.7414 | Tranche 2 | 2027 | HIGGINS 1110 A | 0.13509 |  | 844.0681 | 3036.7492 | 3795.9365 | 40.17% | 59.83% | 2027 | 2028 | 27.416 | 58.3127 | 9431.7136
294 | MARTELL 110111244 | 20.5311 | 0.08844 | 0.0063783 | 1.3601 | 2.6087 | Tranche 2 | 2027 | MARTELL 1101 A | 0.13507 |  | 846.6768 | 3057.2803 | 3821.6004 | 40.3% | 59.7% | 2027 | 2028 | 27.9233 | 59.3917 | 9491.1053
295 | MARTELL 110191216 | 40.268 | 0.15884 | 0.0099397 | 1.1723 | 7.3703 | Tranche 2 | 2027 | MARTELL 1101 A | 0.13507 |  | 854.0471 | 3097.5483 | 3871.9354 | 40.65% | 59.35% | 2027 | 2028 | 47.2066 | 100.4065 | 9591.5119
296 | GIRVAN 11029012 | 15.4609 | 0.13483 | 0.020102 | 2.6072 | 5.5179 | Tranche 2 | 2027 | GIRVAN 1102 A | 0.13483 |  | 859.565 | 3113.0093 | 3891.2616 | 40.91% | 59.09% | 2027 | 2028 | 40.3098 | 85.7374 | 9677.2493
297 | BRUNSWICK 1103639148 | 1.6987 | 0.13417 | 0.020041 | 2.8378 | 3.3068 | Tranche 2 | 2027 | BRUNSWICK 1103 A | 0.13417 |  | 862.8718 | 3114.708 | 3893.385 | 41.07% | 58.93% | 2027 | 2028 | 4.8206 | 10.2533 | 9687.5026
298 | BIG BEND 1101180398 | 4.1229 | 0.25986 | 0.017411 | 1.1801 | 1.6192 | Tranche 2 | 2027 | BIG BEND 1101 A | 0.13291 |  | 864.491 | 3118.8308 | 3898.5385 | 41.15% | 58.85% | 2027 | 2028 | 4.8655 | 10.3488 | 9697.8514
299 | BIG BEND 1101CB | 20.5501 | 0.15435 | 0.010938 | 1.2748 | 4.707 | Tranche 2 | 2027 | BIG BEND 1101 A | 0.13291 |  | 869.198 | 3139.381 | 3924.2262 | 41.37% | 58.63% | 2027 | 2028 | 26.1965 | 55.7189 | 9753.5703
300 | BIG BEND 1101641808 | 23.8323 | 0.092447 | 0.0088552 | 1.7208 | 4.7198 | Tranche 2 | 2027 | BIG BEND 1101 A | 0.13291 |  | 873.9179 | 3163.2132 | 3954.0166 | 41.6% | 58.4% | 2027 | 2028 | 41.0098 | 87.2262 | 9840.7965
301 | COLUMBIA HILL 1101CB | 43.959 | 0.13125 | 0.015927 | 2.2922 | 13.4663 | Tranche 2 | 2027 | COLUMBIA HILL 1101 A | 0.13271 |  | 887.3842 | 3207.1723 | 4008.9653 | 42.24% | 57.76% | 2027 | 2028 | 100.7636 | 214.3202 | 10055.1167
302 | COLUMBIA HILL 110135424 | 13.8934 | 0.11362 | 0.017167 | 2.7322 | 4.5149 | Tranche 2 | 2027 | COLUMBIA HILL 1101 A | 0.13271 |  | 891.8991 | 3221.0656 | 4026.3321 | 42.45% | 57.55% | 2027 | 2028 | 37.9598 | 80.7389 | 10135.8555
303 | COLUMBIA HILL 11012212 | 0.090077 | 0.24011 | 0.015814 | 1.2795 | 2.6094 | Tranche 2 | 2027 | COLUMBIA HILL 1101 A | 0.13271 |  | 894.5084 | 3221.1557 | 4026.4446 | 42.58% | 57.42% | 2027 | 2028 | 0.11526 | 0.24515 | 10136.1007
304 | COLUMBIA HILL 110190730 | 8.3716 | 0.1735 | 0.020034 | 2.0822 | 3.1353 | Tranche 2 | 2027 | COLUMBIA HILL 1101 A | 0.13271 |  | 897.6437 | 3229.5273 | 4036.9091 | 42.72% | 57.28% | 2027 | 2028 | 17.4313 | 37.0758 | 10173.1764
305 | COLUMBIA HILL 1101764 | 14.6227 | 0.13121 | 0.015567 | 2.3421 | 4.4522 | Tranche 2 | 2027 | COLUMBIA HILL 1101 A | 0.13271 |  | 902.096 | 3244.15 | 4055.1874 | 42.94% | 57.06% | 2027 | 2028 | 34.2477 | 72.8434 | 10246.0198
306 | KESWICK 11019712 | 18.5915 | 0.15359 | 0.023649 | 2.6214 | 8.0408 | Tranche 2 | 2027 | KESWICK 1101 A | 0.13213 |  | 910.1367 | 3262.7414 | 4078.4268 | 43.32% | 56.68% | 2027 | 2028 | 48.7351 | 103.6577 | 10349.6775
307 | KESWICK 1101CB | 0.016571 | 0.21065 | 0.015359 | 1.5 | 0.0076797 | Tranche 2 | 2027 | KESWICK 1101 A | 0.13213 |  | 910.1444 | 3262.758 | 4078.4475 | 43.32% | 56.68% | 2027 | 2028 | 0.024856 | 0.052868 | 10349.7303
308 | KESWICK 11011588 | 8.6529 | 0.1075 | 0.019054 | 2.8483 | 3.2678 | Tranche 2 | 2027 | KESWICK 1101 A | 0.13213 |  | 913.4122 | 3271.4109 | 4089.2636 | 43.48% | 56.52% | 2027 | 2028 | 24.6456 | 52.4203 | 10402.1506
309 | KESWICK 11011590 | 6.2972 | 0.1066 | 0.015989 | 2.4364 | 1.8707 | Tranche 2 | 2027 | KESWICK 1101 A | 0.13213 |  | 915.2828 | 3277.7081 | 4097.1351 | 43.56% | 56.44% | 2027 | 2028 | 15.3426 | 32.6331 | 10434.7837
310 | KESWICK 110148480 | 10.4739 | 0.12677 | 0.016757 | 2.2268 | 2.8989 | Tranche 2 | 2027 | KESWICK 1101 A | 0.13213 |  | 918.1817 | 3288.182 | 4110.2275 | 43.7% | 56.3% | 2027 | 2029 | 23.3237 | 49.6086 | 10484.3923
311 | KESWICK 11011586 | 7.0889 | 0.13638 | 0.022602 | 2.481 | 3.1416 | Tranche 2 | 2027 | KESWICK 1101 A | 0.13213 |  | 921.3233 | 3295.2709 | 4119.0887 | 43.85% | 56.15% | 2027 | 2029 | 17.5876 | 37.408 | 10521.8004
312 | PLACERVILLE 1109868678 | 10.7557 | 0.13083 | 0.0086362 | 1.2055 | 1.8222 | Tranche 2 | 2027 | PLACERVILLE 1109 A | 0.13103 |  | 923.1456 | 3306.0267 | 4132.5334 | 43.94% | 56.06% | 2027 | 2029 | 12.9661 | 27.5784 | 10549.3788
313 | PLACERVILLE 1109CB | 0.0088181 | 0.37927 | 0.0071211 | 1.6443 | 0.017803 | Tranche 2 | 2027 | PLACERVILLE 1109 A | 0.13103 |  | 923.1634 | 3306.0355 | 4132.5444 | 43.94% | 56.06% | 2027 | 2029 | 0.0145 | 0.030841 | 10549.4096
314 | HARTLEY 1101698 | 6.3614 | 0.11395 | 0.0056859 | 1.226 | 1.1884 | Tranche 2 | 2027 | HARTLEY 1101 A | 0.13043 |  | 924.3517 | 3312.3969 | 4140.4961 | 44% | 56% | 2027 | 2029 | 7.799 | 16.5882 | 10565.9978
315 | HARTLEY 11011306 | 0.80279 | 0.071324 | 0.0015984 | 1 | 0.088713 | Tranche 2 | 2027 | HARTLEY 1101 A | 0.13043 |  | 924.4404 | 3313.1997 | 4141.4996 | 44% | 56% | 2027 | 2029 | 0.80279 | 1.7075 | 10567.7053
316 | HARTLEY 1101336932 | 8.2448 | 0.1789 | 0.013202 | 1.1772 | 2.0859 | Tranche 2 | 2027 | HARTLEY 1101 A | 0.13043 |  | 926.5263 | 3321.4445 | 4151.8056 | 44.1% | 55.9% | 2027 | 2029 | 9.7061 | 20.6446 | 10588.3498
317 | HARTLEY 1101789752 | 2.8007 | 0.089395 | 0.0044545 | 1.2876 | 0.34523 | Tranche 2 | 2027 | HARTLEY 1101 A | 0.13043 |  | 926.8715 | 3324.2452 | 4155.3065 | 44.12% | 55.88% | 2027 | 2029 | 3.6064 | 7.6706 | 10596.0204
318 | HARTLEY 110194178 | 2.0597 | 0.070325 | 0.0029586 | 1.0048 | 0.20661 | Tranche 2 | 2027 | HARTLEY 1101 A | 0.13043 |  | 927.0781 | 3326.3049 | 4157.8812 | 44.13% | 55.87% | 2027 | 2029 | 2.0695 | 4.4017 | 10600.4221
319 | HARTLEY 11014710 | 1.5223 | 0.12482 | 0.014369 | 1.3816 | 0.36642 | Tranche 2 | 2027 | HARTLEY 1101 A | 0.13043 |  | 927.4445 | 3327.8272 | 4159.784 | 44.14% | 55.86% | 2027 | 2029 | 2.1032 | 4.4734 | 10604.8955
320 | BEAR VALLEY 2105CB | 16.0629 | 0.17419 | 0.022066 | 1.7118 | 7.1274 | Tranche 2 | 2027 | BEAR VALLEY 2105 A | 0.12784 |  | 934.572 | 3343.89 | 4179.8626 | 44.48% | 55.52% | 2027 | 2029 | 27.4961 | 58.4832 | 10663.3787
321 | BEAR VALLEY 210513430 | 12.8151 | 0.079001 | 0.0068296 | 1.4728 | 1.6664 | Tranche 2 | 2027 | BEAR VALLEY 2105 A | 0.12784 |  | 936.2384 | 3356.7051 | 4195.8814 | 44.56% | 55.44% | 2027 | 2029 | 18.8745 | 40.1452 | 10703.5239
322 | BEAR VALLEY 21059570 | 7.9707 | 0.12435 | 0.016409 | 2.0518 | 2.6418 | Tranche 2 | 2027 | BEAR VALLEY 2105 A | 0.12784 |  | 938.8803 | 3364.6759 | 4205.8448 | 44.69% | 55.31% | 2027 | 2029 | 16.354 | 34.7842 | 10738.3081
323 | BEAR VALLEY 210576694 | 4.5851 | 0.1862 | 0.019903 | 1.6418 | 1.6917 | Tranche 2 | 2027 | BEAR VALLEY 2105 A | 0.12784 |  | 940.572 | 3369.261 | 4211.5762 | 44.77% | 55.23% | 2027 | 2029 | 7.5278 | 16.0114 | 10754.3195
324 | BEAR VALLEY 21054170 | 9.3206 | 0.093785 | 0.010248 | 1.428 | 1.7933 | Tranche 2 | 2027 | BEAR VALLEY 2105 A | 0.12784 |  | 942.3653 | 3378.5816 | 4223.2269 | 44.85% | 55.15% | 2027 | 2029 | 13.3094 | 28.3086 | 10782.6281
325 | BEAR VALLEY 2105293732 | 26.0065 | 0.12627 | 0.011118 | 1.5 | 5.6481 | Tranche 2 | 2027 | BEAR VALLEY 2105 A | 0.12784 |  | 948.0134 | 3404.588 | 4255.735 | 45.12% | 54.88% | 2027 | 2029 | 39.0097 | 82.972 | 10865.6001
326 | BUTTE 1105235788 | 5.5831 | 0.10658 | 0.0067565 | 1.0438 | 0.9628 | Tranche 2 | 2028 | BUTTE 1105 A | 0.12688 |  | 948.9762 | 3410.1711 | 4262.7138 | 45.17% | 54.83% | 2028 | 2029 | 5.8273 | 12.3945 | 10877.9947
327 | BUTTE 1105612016 | 5.1525 | 0.10317 | 0.0077053 | 1.3157 | 0.83217 | Tranche 2 | 2028 | BUTTE 1105 A | 0.12688 |  | 949.8084 | 3415.3236 | 4269.1544 | 45.21% | 54.79% | 2028 | 2029 | 6.7793 | 14.4193 | 10892.4139
328 | BUTTE 1105398234 | 13.7143 | 0.14405 | 0.011775 | 1.4706 | 3.1381 | Tranche 2 | 2028 | BUTTE 1105 A | 0.12688 |  | 952.9465 | 3429.0378 | 4286.2973 | 45.36% | 54.64% | 2028 | 2029 | 20.168 | 42.8965 | 10935.3104
329 | BRUNSWICK 1110CB | 0.00068285 | 0.125 | 6.9567e-05 | 1.5 | 0.0020986 | Tranche 2 | 2028 | BRUNSWICK 1110 A | 0.125 |  | 952.9486 | 3429.0385 | 4286.2981 | 45.36% | 54.64% | 2028 | 2029 | 0.0010243 | 0.0021786 | 10935.3126
330 | ELK CREEK 11012008 | 3.8551 | 0.10113 | 0.0030963 | 1.4765 | 1.0125 | Tranche 2 | 2028 | ELK CREEK 1101 A | 0.12452 |  | 953.961 | 3432.8936 | 4291.117 | 45.41% | 54.59% | 2028 | 2029 | 5.6923 | 12.1072 | 10947.4198
331 | ELK CREEK 11012212 | 10.3569 | 0.070175 | 0.0022012 | 1.5 | 1.4077 | Tranche 2 | 2028 | ELK CREEK 1101 A | 0.12452 |  | 955.3687 | 3443.2506 | 4304.0632 | 45.47% | 54.53% | 2028 | 2029 | 15.5354 | 33.0431 | 10980.4629
332 | ELK CREEK 11012032 | 8.4872 | 0.25044 | 0.018987 | 1.1475 | 3.3892 | Tranche 2 | 2028 | ELK CREEK 1101 A | 0.12452 |  | 958.7579 | 3451.7378 | 4314.6722 | 45.63% | 54.37% | 2028 | 2029 | 9.7388 | 20.7141 | 11001.177
333 | ELK CREEK 11012228 | 2.8628 | 0.055256 | 0.0011514 | 1 | 0.23085 | Tranche 2 | 2028 | ELK CREEK 1101 A | 0.12452 |  | 958.9887 | 3454.6006 | 4318.2507 | 45.64% | 54.36% | 2028 | 2029 | 2.8628 | 6.0891 | 11007.2661
334 | ELK CREEK 11012106 | 13.1577 | 0.10799 | 0.0090072 | 1.2176 | 2.3194 | Tranche 2 | 2028 | ELK CREEK 1101 A | 0.12452 |  | 961.3081 | 3467.7583 | 4334.6978 | 45.75% | 54.25% | 2028 | 2029 | 16.0213 | 34.0766 | 11041.3427
335 | PUEBLO 2102595938 | 0.63321 | 0.071789 | 0.0016211 | 1.2536 | 0.0997 | Tranche 2 | 2028 | PUEBLO 2102 A | 0.12352 |  | 961.4078 | 3468.3915 | 4335.4893 | 45.76% | 54.24% | 2028 | 2029 | 0.79381 | 1.6884 | 11043.0311
336 | PUEBLO 2102943820 | 1.9641 | 0.082324 | 0.0050048 | 1.3951 | 0.27276 | Tranche 2 | 2028 | PUEBLO 2102 A | 0.12352 |  | 961.6806 | 3470.3555 | 4337.9444 | 45.77% | 54.23% | 2028 | 2029 | 2.7401 | 5.8281 | 11048.8591
337 | PUEBLO 2102391312 | 0.13272 | 0.070907 | 0.00081711 | 1.0251 | 0.020019 | Tranche 2 | 2028 | PUEBLO 2102 A | 0.12352 |  | 961.7006 | 3470.4882 | 4338.1103 | 45.77% | 54.23% | 2028 | 2029 | 0.13605 | 0.28937 | 11049.1485
338 | PUEBLO 2102378860 | 18.6459 | 0.1293 | 0.0083787 | 1.3696 | 3.3166 | Tranche 2 | 2028 | PUEBLO 2102 A | 0.12352 |  | 965.0171 | 3489.1341 | 4361.4176 | 45.93% | 54.07% | 2028 | 2029 | 25.5379 | 54.318 | 11103.4665
339 | PUEBLO 2102895310 | 0.63496 | 0.075863 | 0.0020346 | 1.4263 | 0.10682 | Tranche 2 | 2028 | PUEBLO 2102 A | 0.12352 |  | 965.124 | 3489.7691 | 4362.2113 | 45.94% | 54.06% | 2028 | 2029 | 0.90564 | 1.9263 | 11105.3928
340 | PUEBLO 2102769868 | 0.83698 | 0.17508 | 0.0076446 | 1.5 | 0.33636 | Tranche 2 | 2028 | PUEBLO 2102 A | 0.12352 |  | 965.4603 | 3490.606 | 4363.2575 | 45.95% | 54.05% | 2028 | 2029 | 1.2555 | 2.6703 | 11108.0631
341 | MOUNTAIN QUARRIES 2101CB | 0.052999 | 0.12142 | 0.017565 | 2.6372 | 0.026347 | Tranche 2 | 2028 | MOUNTAIN QUARRIES 2101 B | 0.12142 |  | 965.4867 | 3490.659 | 4363.3238 | 45.95% | 54.05% | 2028 | 2029 | 0.13977 | 0.29728 | 11108.3604
342 | LUCERNE 11034200 | 3.9587 | 0.1019 | 0.0065801 | 1.1015 | 0.60866 | Tranche 2 | 2028 | LUCERNE 1103 A | 0.12139 |  | 966.0953 | 3494.6177 | 4368.2722 | 45.98% | 54.02% | 2028 | 2029 | 4.3607 | 9.275 | 11117.6354
343 | LUCERNE 1103245134 | 4.4649 | 0.13867 | 0.011774 | 1.422 | 1.0774 | Tranche 2 | 2028 | LUCERNE 1103 A | 0.12139 |  | 967.1727 | 3499.0827 | 4373.8533 | 46.03% | 53.97% | 2028 | 2029 | 6.349 | 13.5041 | 11131.1394
344 | PUTAH CREEK 110264044 | 5.5208 | 0.17295 | 0.010752 | 1.3124 | 1.5214 | Tranche 2 | 2028 | PUTAH CREEK 1102 A | 0.12113 |  | 968.6941 | 3504.6035 | 4380.7544 | 46.11% | 53.89% | 2028 | 2029 | 7.2456 | 15.4112 | 11146.5506
345 | PUTAH CREEK 110267858 | 11.2878 | 0.10449 | 0.0066851 | 1.0432 | 1.3404 | Tranche 2 | 2028 | PUTAH CREEK 1102 A | 0.12113 |  | 970.0344 | 3515.8913 | 4394.8641 | 46.17% | 53.83% | 2028 | 2029 | 11.7748 | 25.0446 | 11171.5952
346 | PUTAH CREEK 11028352 | 5.5502 | 0.10342 | 0.0036194 | 1.0315 | 0.77455 | Tranche 2 | 2028 | PUTAH CREEK 1102 A | 0.12113 |  | 970.809 | 3521.4415 | 4401.8018 | 46.21% | 53.79% | 2028 | 2029 | 5.725 | 12.1769 | 11183.7721
347 | ARBUCKLE 1104669720 | 2.9978 | 0.11954 | 0.0076314 | 1.2843 | 0.69827 | Tranche 2 | 2028 | ARBUCKLE 1104 A | 0.11954 |  | 971.5073 | 3524.4393 | 4405.5491 | 46.24% | 53.76% | 2028 | 2029 | 3.8502 | 8.1892 | 11191.9613
348 | PIKE CITY 1102CB | 9.5167 | 0.11946 | 0.0147 | 2.2358 | 2.6533 | Tranche 2 | 2028 | PIKE CITY 1102 A | 0.11946 |  | 974.1605 | 3533.9559 | 4417.4449 | 46.37% | 53.63% | 2028 | 2029 | 21.2772 | 45.2558 | 11237.2171
349 | PARADISE 1104961990 | 3.4602 | 0.070237 | 0.0042646 | 1.0384 | 0.43499 | Tranche 2 | 2028 | PARADISE 1104 A | 0.11914 |  | 974.5955 | 3537.4162 | 4421.7702 | 46.39% | 53.61% | 2028 | 2029 | 3.5931 | 7.6423 | 11244.8594
350 | PARADISE 11042034 | 10.3558 | 0.12128 | 0.0076725 | 1.036 | 1.5153 | Tranche 2 | 2028 | PARADISE 1104 A | 0.11914 |  | 976.1108 | 3547.772 | 4434.7149 | 46.46% | 53.54% | 2028 | 2029 | 10.7289 | 22.82 | 11267.6794
351 | PARADISE 1104457900 | 8.0421 | 0.10793 | 0.0056077 | 1.0028 | 1.3505 | Tranche 2 | 2028 | PARADISE 1104 A | 0.11914 |  | 977.4614 | 3555.814 | 4444.7675 | 46.52% | 53.48% | 2028 | 2029 | 8.0647 | 17.1533 | 11284.8327
352 | PARADISE 1104954322 | 2.5868 | 0.21083 | 0.012514 | 1.0013 | 0.66951 | Tranche 2 | 2028 | PARADISE 1104 A | 0.11914 |  | 978.1309 | 3558.4008 | 4448.001 | 46.56% | 53.44% | 2028 | 2029 | 2.5901 | 5.5091 | 11290.3418
353 | SAN RAMON 2107MR441 | 0.018482 | 0.11907 | 0.0012097 | 1.5 | 0.0088715 | Tranche 2 | 2028 | SAN RAMON 2107 A | 0.11907 |  | 978.1398 | 3558.4193 | 4448.0241 | 46.56% | 53.44% | 2028 | 2029 | 0.027723 | 0.058965 | 11290.4008
354 | WEST POINT 110293116 | 42.2883 | 0.070006 | 0.0073052 | 2.0482 | 5.6908 | Tranche 2 | 2028 | WEST POINT 1102 B | 0.11878 |  | 983.8305 | 3600.7076 | 4500.8845 | 46.83% | 53.17% | 2028 | 2029 | 86.6136 | 184.2236 | 11474.6244
355 | WEST POINT 11024790 | 32.5358 | 0.14556 | 0.012049 | 1.5354 | 7.2955 | Tranche 2 | 2028 | WEST POINT 1102 B | 0.11878 |  | 991.126 | 3633.2433 | 4541.5542 | 47.17% | 52.83% | 2028 | 2029 | 49.9546 | 106.2514 | 11580.8757
356 | WEST POINT 110236676 | 16.6332 | 0.17165 | 0.015203 | 1.6814 | 4.652 | Tranche 2 | 2028 | WEST POINT 1102 B | 0.11878 |  | 995.778 | 3649.8765 | 4562.3456 | 47.4% | 52.6% | 2028 | 2029 | 27.9673 | 59.4854 | 11640.3611
357 | WEST POINT 110277204 | 7.4433 | 0.16076 | 0.017351 | 1.8593 | 2.4292 | Tranche 2 | 2028 | WEST POINT 1102 B | 0.11878 |  | 998.2072 | 3657.3198 | 4571.6498 | 47.51% | 52.49% | 2028 | 2029 | 13.839 | 29.435 | 11669.796
358 | TASSAJARA 2112676362 | 0.073579 | 0.072997 | 0.0048858 | 1.2184 | 0.30781 | Tranche 2 | 2028 | TASSAJARA 2112 A | 0.11827 |  | 998.515 | 3657.3934 | 4571.7417 | 47.53% | 52.47% | 2028 | 2029 | 0.089649 | 0.19068 | 11669.9867
359 | TASSAJARA 21123202 | 0.017245 | 0.17707 | 0.010934 | 1.0817 | 0.092936 | Tranche 2 | 2028 | TASSAJARA 2112 A | 0.11827 |  | 998.6079 | 3657.4106 | 4571.7633 | 47.53% | 52.47% | 2028 | 2029 | 0.018654 | 0.039677 | 11670.0264
360 | TASSAJARA 2112791386 | 0.052696 | 0.16223 | 0.012505 | 1.2632 | 0.58773 | Tranche 2 | 2028 | TASSAJARA 2112 A | 0.11827 |  | 999.1956 | 3657.4633 | 4571.8292 | 47.56% | 52.44% | 2028 | 2029 | 0.066565 | 0.14158 | 11670.168
361 | CALAVERAS CEMENT 11012646 | 17.5628 | 0.11618 | 0.011871 | 1.6225 | 3.9291 | Tranche 2 | 2028 | CALAVERAS CEMENT 1101 A | 0.11618 |  | 1003.1248 | 3675.0261 | 4593.7826 | 47.75% | 52.25% | 2028 | 2029 | 28.495 | 60.6077 | 11730.7757
362 | LOS OSITOS 2102258878 | 2.48 | 0.11526 | 0.0060726 | 1.0594 | 0.55565 | Tranche 2 | 2028 | LOS OSITOS 2102 A | 0.11526 |  | 1003.6804 | 3677.5061 | 4596.8827 | 47.77% | 52.23% | 2028 | 2029 | 2.6273 | 5.5882 | 11736.3638
363 | SISQUOC 110245261 | 8.6085 | 0.052919 | 0.0048221 | 1 | 0.5907 | Tranche 2 | 2028 | SISQUOC 1102 A | 0.1146 |  | 1004.2711 | 3686.1147 | 4607.6433 | 47.8% | 52.2% | 2028 | 2029 | 8.6085 | 18.31 | 11754.6738
364 | SISQUOC 1102M52 | 33.2034 | 0.1306 | 0.010002 | 1.2178 | 6.9264 | Tranche 2 | 2028 | SISQUOC 1102 A | 0.1146 |  | 1011.1975 | 3719.318 | 4649.1475 | 48.13% | 51.87% | 2028 | 2029 | 40.4351 | 86.0039 | 11840.6777
365 | MOUNTAIN QUARRIES 21011180 | 12.8633 | 0.14863 | 0.011942 | 1.4176 | 2.7505 | Tranche 2 | 2028 | MOUNTAIN QUARRIES 2101 C | 0.11408 |  | 1013.9481 | 3732.1813 | 4665.2267 | 48.26% | 51.74% | 2028 | 2029 | 18.2351 | 38.7853 | 11879.463
366 | MOUNTAIN QUARRIES 210135466 | 7.2944 | 0.24715 | 0.020297 | 1.433 | 2.5439 | Tranche 2 | 2028 | MOUNTAIN QUARRIES 2101 C | 0.11408 |  | 1016.492 | 3739.4757 | 4674.3447 | 48.38% | 51.62% | 2028 | 2029 | 10.4526 | 22.2322 | 11901.6951
367 | MOUNTAIN QUARRIES 21011130 | 19.9124 | 0.11609 | 0.0073453 | 1.1596 | 2.8022 | Tranche 2 | 2028 | MOUNTAIN QUARRIES 2101 C | 0.11408 |  | 1019.2942 | 3759.3882 | 4699.2352 | 48.51% | 51.49% | 2028 | 2029 | 23.0905 | 49.1126 | 11950.8078
368 | MOUNTAIN QUARRIES 21011346 | 30.8392 | 0.066902 | 0.0058394 | 1.5191 | 3.2992 | Tranche 2 | 2028 | MOUNTAIN QUARRIES 2101 C | 0.11408 |  | 1022.5935 | 3790.2274 | 4737.7843 | 48.67% | 51.33% | 2028 | 2029 | 46.8485 | 99.6448 | 12050.4526
369 | CALAVERAS CEMENT 11014786 | 17.7477 | 0.13064 | 0.013502 | 1.7924 | 4.6987 | Tranche 2 | 2028 | CALAVERAS CEMENT 1101 B | 0.11342 |  | 1027.2922 | 3807.9751 | 4759.9689 | 48.9% | 51.1% | 2028 | 2029 | 31.8106 | 67.6598 | 12118.1124
370 | CALAVERAS CEMENT 110147968 | 17.2109 | 0.10724 | 0.010384 | 1.6135 | 3.4528 | Tranche 2 | 2028 | CALAVERAS CEMENT 1101 B | 0.11342 |  | 1030.7449 | 3825.186 | 4781.4825 | 49.06% | 50.94% | 2028 | 2029 | 27.7695 | 59.0647 | 12177.1771
371 | CALAVERAS CEMENT 110180930 | 17.7768 | 0.10663 | 0.0095072 | 1.5 | 3.2182 | Tranche 2 | 2028 | CALAVERAS CEMENT 1101 B | 0.11342 |  | 1033.9631 | 3842.9628 | 4803.7035 | 49.21% | 50.79% | 2028 | 2029 | 26.6652 | 56.7159 | 12233.8929
372 | CALAVERAS CEMENT 1101544800 | 22.836 | 0.092495 | 0.0085783 | 1.5 | 3.7702 | Tranche 2 | 2028 | CALAVERAS CEMENT 1101 B | 0.11342 |  | 1037.7333 | 3865.7988 | 4832.2485 | 49.39% | 50.61% | 2028 | 2029 | 34.254 | 72.8568 | 12306.7498
373 | CALAVERAS CEMENT 11011419 | 14.8875 | 0.14023 | 0.012702 | 1.4954 | 3.6329 | Tranche 2 | 2028 | CALAVERAS CEMENT 1101 B | 0.11342 |  | 1041.3662 | 3880.6864 | 4850.8579 | 49.57% | 50.43% | 2028 | 2029 | 22.2635 | 47.3537 | 12354.1034
374 | MIDDLETOWN 1103CB | 0.052964 | 0.30461 | 0.027013 | 1.5 | 0.085541 | Tranche 2 | 2028 | MIDDLETOWN 1103 A | 0.11236 |  | 1041.4517 | 3880.7393 | 4850.9242 | 49.57% | 50.43% | 2028 | 2029 | 0.079445 | 0.16898 | 12354.2724
375 | MIDDLETOWN 1103830 | 21.3679 | 0.11188 | 0.006302 | 1.4139 | 4.9208 | Tranche 2 | 2028 | MIDDLETOWN 1103 A | 0.11236 |  | 1046.3726 | 3902.1073 | 4877.6341 | 49.8% | 50.2% | 2028 | 2029 | 30.2124 | 64.2606 | 12418.533
376 | LOW GAP 1101449990 | 3.6979 | 0.11174 | 0.0062657 | 1.0473 | 0.49186 | Tranche 2 | 2028 | LOW GAP 1101 A | 0.11174 |  | 1046.8644 | 3905.8052 | 4882.2565 | 49.83% | 50.17% | 2028 | 2029 | 3.8727 | 8.2372 | 12426.7702
377 | BALCH NO 1 1101R372 | 3.8991 | 0.059692 | 0.011393 | 3 | 0.91716 | Tranche 2 | 2028 | BALCH NO 1 1101 A | 0.1117 |  | 1047.7816 | 3909.7043 | 4887.1304 | 49.87% | 50.13% | 2028 | 2029 | 11.6974 | 24.88 | 12451.6501
378 | BALCH NO 1 1101406582 | 3.6869 | 0.087997 | 0.019009 | 3 | 1.3876 | Tranche 2 | 2028 | BALCH NO 1 1101 A | 0.1117 |  | 1049.1692 | 3913.3912 | 4891.739 | 49.94% | 50.06% | 2028 | 2029 | 11.0606 | 23.5254 | 12475.1756
379 | BALCH NO 1 1101105414 | 6.9964 | 0.1507 | 0.031265 | 2.7758 | 4.0645 | Tranche 2 | 2028 | BALCH NO 1 1101 A | 0.1117 |  | 1053.2337 | 3920.3876 | 4900.4845 | 50.13% | 49.87% | 2028 | 2029 | 19.4207 | 41.3071 | 12516.4827
380 | BALCH NO 1 1101CB | 0.11656 | 0.26021 | 0.053317 | 3 | 0.079975 | Tranche 2 | 2028 | BALCH NO 1 1101 A | 0.1117 |  | 1053.3136 | 3920.5041 | 4900.6302 | 50.13% | 49.87% | 2028 | 2029 | 0.34969 | 0.74378 | 12517.2265
381 | GANSNER 110137550 | 0.26301 | 0.11009 | 0.0012388 | 1.5 | 0.075568 | Tranche 2 | 2028 | GANSNER 1101 A | 0.11009 |  | 1053.3892 | 3920.7672 | 4900.9589 | 50.14% | 49.86% | 2028 | 2029 | 0.39452 | 0.83913 | 12518.0656
382 | KONOCTI 110275382 | 22.5039 | 0.09686 | 0.0065452 | 1.3748 | 2.9322 | Tranche 2 | 2028 | KONOCTI 1102 A | 0.10992 |  | 1056.3214 | 3943.271 | 4929.0888 | 50.28% | 49.72% | 2028 | 2029 | 30.9392 | 65.8064 | 12583.8719
383 | KONOCTI 1102806668 | 0.035653 | 0.18742 | 0.015365 | 1.5 | 0.52242 | Tranche 2 | 2028 | KONOCTI 1102 A | 0.10992 |  | 1056.8439 | 3943.3067 | 4929.1333 | 50.3% | 49.7% | 2028 | 2029 | 0.05348 | 0.11375 | 12583.9857
384 | KONOCTI 1102532 | 4.8292 | 0.068443 | 0.005813 | 1.4793 | 0.77894 | Tranche 2 | 2028 | KONOCTI 1102 A | 0.10992 |  | 1057.6228 | 3948.1359 | 4935.1699 | 50.34% | 49.66% | 2028 | 2029 | 7.1439 | 15.1948 | 12599.1805
385 | KONOCTI 1102948 | 6.2161 | 0.086615 | 0.006375 | 1.4621 | 0.92756 | Tranche 2 | 2028 | KONOCTI 1102 A | 0.10992 |  | 1058.5504 | 3954.3521 | 4942.9401 | 50.38% | 49.62% | 2028 | 2029 | 9.0889 | 19.3317 | 12618.5122
386 | KONOCTI 11022293 | 1.7304 | 0.26047 | 0.022125 | 1.5 | 0.69693 | Tranche 2 | 2028 | KONOCTI 1102 A | 0.10992 |  | 1059.2473 | 3956.0825 | 4945.1031 | 50.42% | 49.58% | 2028 | 2029 | 2.5957 | 5.5208 | 12624.033
387 | KONOCTI 1102714370 | 2.4103 | 0.0981 | 0.0085492 | 1.5 | 0.40181 | Tranche 2 | 2028 | KONOCTI 1102 A | 0.10992 |  | 1059.6491 | 3958.4928 | 4948.116 | 50.44% | 49.56% | 2028 | 2029 | 3.6155 | 7.69 | 12631.723
388 | KONOCTI 110264664 | 24.9683 | 0.12612 | 0.0094852 | 1.3319 | 4.6572 | Tranche 2 | 2028 | KONOCTI 1102 A | 0.10992 |  | 1064.3064 | 3983.4611 | 4979.3264 | 50.66% | 49.34% | 2028 | 2029 | 33.2563 | 70.7348 | 12702.4578
389 | DUNBAR 1101534 | 15.6243 | 0.10787 | 0.0063584 | 1.2572 | 1.97 | Tranche 2 | 2028 | DUNBAR 1101 A | 0.10787 |  | 1066.2764 | 3999.0854 | 4998.8568 | 50.75% | 49.25% | 2028 | 2029 | 19.6429 | 41.7796 | 12744.2374
390 | JOLON 11027040 | 19.7056 | 0.10784 | 0.0069053 | 1.0092 | 3.0694 | Tranche 2 | 2028 | JOLON 1102 A | 0.10784 |  | 1069.3458 | 4018.791 | 5023.4888 | 50.9% | 49.1% | 2028 | 2029 | 19.8861 | 42.2969 | 12786.5342
391 | COVELO 1101112804 | 19.0829 | 0.092319 | 0.006247 | 1.0833 | 2.2239 | Tranche 2 | 2028 | COVELO 1101 A | 0.10688 |  | 1071.5697 | 4037.8739 | 5047.3424 | 51% | 49% | 2028 | 2029 | 20.6733 | 43.9712 | 12830.5054
392 | COVELO 1101664688 | 0.43384 | 0.070421 | 0.0037869 | 1.348 | 0.058696 | Tranche 2 | 2028 | COVELO 1101 A | 0.10688 |  | 1071.6284 | 4038.3078 | 5047.8847 | 51.01% | 48.99% | 2028 | 2029 | 0.5848 | 1.2439 | 12831.7493
393 | COVELO 1101516510 | 7.0494 | 0.14926 | 0.008836 | 1.167 | 1.374 | Tranche 2 | 2028 | COVELO 1101 A | 0.10688 |  | 1073.0024 | 4045.3572 | 5056.6965 | 51.07% | 48.93% | 2028 | 2029 | 8.2263 | 17.497 | 12849.2463
394 | COVELO 1101536 | 3.2814 | 0.10533 | 0.0088043 | 1.3401 | 0.56788 | Tranche 2 | 2028 | COVELO 1101 A | 0.10688 |  | 1073.5703 | 4048.6385 | 5060.7982 | 51.1% | 48.9% | 2028 | 2029 | 4.3975 | 9.3532 | 12858.5995
395 | CURTIS 170390320 | 27.8853 | 0.097563 | 0.0094919 | 1.4266 | 4.8836 | Tranche 2 | 2028 | CURTIS 1703 A | 0.10592 |  | 1078.4539 | 4076.5239 | 5095.6548 | 51.33% | 48.67% | 2028 | 2029 | 39.7817 | 84.6141 | 12943.2136
396 | CURTIS 170356972 | 8.0994 | 0.18947 | 0.02502 | 1.5921 | 4.0241 | Tranche 2 | 2028 | CURTIS 1703 A | 0.10592 |  | 1082.478 | 4084.6233 | 5105.7791 | 51.52% | 48.48% | 2028 | 2029 | 12.8954 | 27.4279 | 12970.6416
397 | CURTIS 17039330 | 40.7468 | 0.065219 | 0.0059364 | 1.5357 | 4.5255 | Tranche 2 | 2028 | CURTIS 1703 A | 0.10592 |  | 1087.0035 | 4125.3701 | 5156.7126 | 51.74% | 48.26% | 2028 | 2029 | 62.5753 | 133.0951 | 13103.7367
398 | CURTIS 17039240 | 10.8962 | 0.21744 | 0.020635 | 1.5145 | 4.0927 | Tranche 2 | 2028 | CURTIS 1703 A | 0.10592 |  | 1091.0962 | 4136.2663 | 5170.3328 | 51.93% | 48.07% | 2028 | 2029 | 16.5025 | 35.1001 | 13138.8368
399 | OAKHURST 110310140 | 16.6046 | 0.20445 | 0.028816 | 2.6602 | 9.0145 | Tranche 2 | 2028 | OAKHURST 1103 A | 0.10563 |  | 1100.1107 | 4152.8708 | 5191.0885 | 52.36% | 47.64% | 2028 | 2029 | 44.171 | 93.9498 | 13232.7867
400 | OAKHURST 110377384 | 4.7055 | 0.049122 | 0.0061573 | 2.3719 | 0.56237 | Tranche 2 | 2028 | OAKHURST 1103 A | 0.10563 |  | 1100.6731 | 4157.5763 | 5196.9704 | 52.39% | 47.61% | 2028 | 2029 | 11.161 | 23.739 | 13256.5257
401 | OAKHURST 110310723 | 0.0039404 | 0.28801 | 0.013511 | 3 | 0.0045037 | Tranche 2 | 2028 | OAKHURST 1103 A | 0.10563 |  | 1100.6776 | 4157.5803 | 5196.9753 | 52.39% | 47.61% | 2028 | 2029 | 0.011821 | 0.025143 | 13256.5508
402 | OAKHURST 11035480 | 16.8067 | 0.051505 | 0.0070741 | 2.3139 | 2.2849 | Tranche 2 | 2028 | OAKHURST 1103 A | 0.10563 |  | 1102.9625 | 4174.3869 | 5217.9837 | 52.5% | 47.5% | 2028 | 2029 | 38.8892 | 82.7157 | 13339.2665
403 | OAKHURST 110310190 | 8.3751 | 0.049971 | 0.0047188 | 1.7622 | 0.72591 | Tranche 2 | 2028 | OAKHURST 1103 A | 0.10563 |  | 1103.6884 | 4182.762 | 5228.4525 | 52.53% | 47.47% | 2028 | 2029 | 14.7589 | 31.3917 | 13370.6582
404 | PLACERVILLE 210619552 | 21.3768 | 0.10756 | 0.0091386 | 1.6304 | 3.5001 | Tranche 2 | 2028 | PLACERVILLE 2106 D | 0.10554 |  | 1107.1885 | 4204.1388 | 5255.1735 | 52.7% | 47.3% | 2028 | 2029 | 34.8538 | 74.1325 | 13444.7907
405 | PLACERVILLE 210623190 | 3.5347 | 0.093342 | 0.0067663 | 1.4135 | 0.39809 | Tranche 2 | 2028 | PLACERVILLE 2106 D | 0.10554 |  | 1107.5866 | 4207.6735 | 5259.5919 | 52.72% | 47.28% | 2028 | 2029 | 4.9963 | 10.6269 | 13455.4176
406 | RINCON 1103474 | 4.2624 | 0.10847 | 0.006141 | 1.1447 | 0.77683 | Tranche 2 | 2028 | RINCON 1103 A | 0.10521 |  | 1108.3634 | 4211.9359 | 5264.9199 | 52.75% | 47.25% | 2028 | 2029 | 4.8792 | 10.3778 | 13465.7954
407 | RINCON 1103925054 | 3.9535 | 0.10313 | 0.0072816 | 1.4104 | 1.6639 | Tranche 2 | 2028 | RINCON 1103 A | 0.10521 |  | 1110.0273 | 4215.8894 | 5269.8618 | 52.83% | 47.17% | 2028 | 2029 | 5.5762 | 11.8603 | 13477.6557
408 | RINCON 1103568 | 8.6402 | 0.09918 | 0.0060622 | 1.2458 | 0.99117 | Tranche 2 | 2028 | RINCON 1103 A | 0.10521 |  | 1111.0184 | 4224.5297 | 5280.6621 | 52.88% | 47.12% | 2028 | 2029 | 10.764 | 22.8945 | 13500.5502
409 | RINCON 11035152 | 1.4199 | 0.16316 | 0.010477 | 1.2675 | 0.3405 | Tranche 2 | 2028 | RINCON 1103 A | 0.10521 |  | 1111.3589 | 4225.9495 | 5282.4369 | 52.9% | 47.1% | 2028 | 2029 | 1.7997 | 3.828 | 13504.3782
410 | RINCON 1103655192 | 3.9474 | 0.096131 | 0.0066623 | 1.4607 | 0.47636 | Tranche 2 | 2028 | RINCON 1103 A | 0.10521 |  | 1111.8353 | 4229.8969 | 5287.3711 | 52.92% | 47.08% | 2028 | 2029 | 5.7658 | 12.2636 | 13516.6418
411 | MADISON 2101760730 | 0.16628 | 0.087435 | 0.00053784 | 1 | 0.025816 | Tranche 2 | 2028 | MADISON 2101 A | 0.10286 |  | 1111.8611 | 4230.0632 | 5287.579 | 52.92% | 47.08% | 2028 | 2029 | 0.16628 | 0.35367 | 13516.9955
412 | MADISON 2101351038 | 0.96105 | 0.10949 | 0.0014465 | 1.5 | 0.40575 | Tranche 2 | 2028 | MADISON 2101 A | 0.10286 |  | 1112.2668 | 4231.0242 | 5288.7803 | 52.94% | 47.06% | 2028 | 2029 | 1.4416 | 3.0662 | 13520.0616
413 | MADISON 2101484892 | 0.31846 | 0.090903 | 0.00077102 | 1.5 | 0.12298 | Tranche 2 | 2028 | MADISON 2101 A | 0.10286 |  | 1112.3898 | 4231.3427 | 5289.1784 | 52.95% | 47.05% | 2028 | 2029 | 0.47769 | 1.016 | 13521.0776
414 | FRENCH GULCH 11011464 | 0.86422 | 0.16803 | 0.018889 | 1.5 | 0.32112 | Tranche 2 | 2028 | FRENCH GULCH 1101 A | 0.10253 |  | 1112.7109 | 4232.2069 | 5290.2587 | 52.96% | 47.04% | 2028 | 2029 | 1.2963 | 2.7573 | 13523.8349
415 | FRENCH GULCH 11011892 | 3.234 | 0.094404 | 0.010065 | 1.5 | 0.61899 | Tranche 2 | 2028 | FRENCH GULCH 1101 A | 0.10253 |  | 1113.3299 | 4235.4409 | 5294.3011 | 52.99% | 47.01% | 2028 | 2029 | 4.851 | 10.3178 | 13534.1527
416 | FRENCH GULCH 11012905 | 9.5145 | 0.062127 | 0.011565 | 2.7981 | 2.0527 | Tranche 2 | 2028 | FRENCH GULCH 1101 A | 0.10253 |  | 1115.3826 | 4244.9554 | 5306.1942 | 53.09% | 46.91% | 2028 | 2029 | 26.6227 | 56.6254 | 13590.7781
417 | FRENCH GULCH 1101CB | 2.3629 | 0.25237 | 0.024965 | 1.5 | 1.1858 | Tranche 2 | 2028 | FRENCH GULCH 1101 A | 0.10253 |  | 1116.5685 | 4247.3183 | 5309.1479 | 53.14% | 46.86% | 2028 | 2029 | 3.5443 | 7.5387 | 13598.3168
418 | HICKS 2101XR250 | 7.3724 | 0.10197 | 0.0041308 | 1.1817 | 1.0389 | Tranche 2 | 2028 | HICKS 2101 A | 0.10197 |  | 1117.6074 | 4254.6906 | 5318.3633 | 53.19% | 46.81% | 2028 | 2029 | 8.7122 | 18.5305 | 13616.8473
419 | CLOVERDALE 110247214 | 0.019382 | 0.055664 | 0.0042493 | 1.7785 | 0.0021247 | Tranche 2 | 2028 | CLOVERDALE 1102 A | 0.10081 |  | 1117.6095 | 4254.71 | 5318.3875 | 53.19% | 46.81% | 2028 | 2029 | 0.034471 | 0.073318 | 13616.9206
420 | CLOVERDALE 1102429006 | 1.9282 | 0.079912 | 0.0050573 | 1.1175 | 0.18459 | Tranche 2 | 2028 | CLOVERDALE 1102 A | 0.10081 |  | 1117.7941 | 4256.6382 | 5320.7977 | 53.2% | 46.8% | 2028 | 2029 | 2.1548 | 4.5832 | 13621.5038
421 | CLOVERDALE 1102672 | 21.7238 | 0.12157 | 0.0074176 | 1.0967 | 3.26 | Tranche 2 | 2028 | CLOVERDALE 1102 A | 0.10081 |  | 1121.0541 | 4278.362 | 5347.9525 | 53.36% | 46.64% | 2028 | 2029 | 23.8244 | 50.6735 | 13672.1773
422 | CLOVERDALE 1102674 | 16.2413 | 0.075978 | 0.0044866 | 1.1278 | 1.7341 | Tranche 2 | 2028 | CLOVERDALE 1102 A | 0.10081 |  | 1122.7882 | 4294.6033 | 5368.2541 | 53.44% | 46.56% | 2028 | 2030 | 18.3163 | 38.958 | 13711.1353
423 | CLOVERDALE 11024646 | 0.14877 | 0.074639 | 0.002524 | 1.0408 | 0.015985 | Tranche 2 | 2028 | CLOVERDALE 1102 A | 0.10081 |  | 1122.8042 | 4294.752 | 5368.44 | 53.44% | 46.56% | 2028 | 2030 | 0.15484 | 0.32935 | 13711.4647
424 | CLOVERDALE 1102172096 | 0.071759 | 0.063386 | 0.0035694 | 1.5 | 0.040454 | Tranche 2 | 2028 | CLOVERDALE 1102 A | 0.10081 |  | 1122.8446 | 4294.8238 | 5368.5297 | 53.44% | 46.56% | 2028 | 2030 | 0.10764 | 0.22894 | 13711.6936
425 | LOYOLA 1102CB | 0.36833 | 0.069307 | 0.00026458 | 1.7076 | 0.071422 | Tranche 2 | 2028 | LOYOLA 1102 A | 0.099527 |  | 1122.9161 | 4295.1921 | 5368.9901 | 53.45% | 46.55% | 2028 | 2030 | 0.62895 | 1.3377 | 13713.0314
426 | LOYOLA 1102550291 | 4.4848 | 0.10371 | 0.0070884 | 1.5 | 0.74782 | Tranche 2 | 2028 | LOYOLA 1102 A | 0.099527 |  | 1123.6639 | 4299.6769 | 5374.5962 | 53.48% | 46.52% | 2028 | 2030 | 6.7272 | 14.3085 | 13727.3399
427 | LOYOLA 110260128 | 0.37935 | 0.079375 | 0.00055995 | 1.6004 | 0.10219 | Tranche 2 | 2028 | LOYOLA 1102 A | 0.099527 |  | 1123.7661 | 4300.0563 | 5375.0703 | 53.49% | 46.51% | 2028 | 2030 | 0.60713 | 1.2913 | 13728.6312
428 | BEAR VALLEY 210190550 | 8.0911 | 0.055034 | 0.004555 | 1.2771 | 0.69236 | Tranche 2 | 2028 | BEAR VALLEY 2101 A | 0.098742 |  | 1124.4584 | 4308.1474 | 5385.1842 | 53.52% | 46.48% | 2028 | 2030 | 10.3331 | 21.9782 | 13750.6094
429 | BEAR VALLEY 2101CB | 18.1464 | 0.11823 | 0.012382 | 1.5 | 4.3275 | Tranche 2 | 2028 | BEAR VALLEY 2101 A | 0.098742 |  | 1128.7859 | 4326.2938 | 5407.8672 | 53.73% | 46.27% | 2028 | 2030 | 27.2196 | 57.895 | 13808.5044
430 | WYANDOTTE 1107829470 | 10.3312 | 0.098615 | 0.0096151 | 1.9267 | 1.8269 | Tranche 2 | 2028 | WYANDOTTE 1107 A | 0.098615 |  | 1130.6128 | 4336.625 | 5420.7812 | 53.81% | 46.19% | 2028 | 2030 | 19.9048 | 42.3367 | 13850.8411
431 | SAN BENITO 2101295566 | 0.55285 | 0.098303 | 0.0019278 | 1.1947 | 0.076147 | Tranche 2 | 2028 | SAN BENITO 2101 A | 0.098303 |  | 1130.6889 | 4337.1778 | 5421.4723 | 53.82% | 46.18% | 2028 | 2030 | 0.66048 | 1.4048 | 13852.2459
432 | REDBUD 1102523244 | 15.3976 | 0.097463 | 0.0068603 | 1.2753 | 2.4068 | Tranche 2 | 2028 | REDBUD 1102 A | 0.097463 |  | 1133.0957 | 4352.5754 | 5440.7193 | 53.93% | 46.07% | 2028 | 2030 | 19.6361 | 41.7651 | 13894.011
433 | WOODACRE 1102851 | 1.2608 | 0.096715 | 0.0040889 | 1.0111 | 0.10018 | Tranche 2 | 2028 | WOODACRE 1102 A | 0.096715 |  | 1133.1959 | 4353.8362 | 5442.2953 | 53.94% | 46.06% | 2028 | 2030 | 1.2748 | 2.7114 | 13896.7224
434 | JAMESON 1105466348 | 13.9602 | 0.096462 | 0.0035256 | 1.2475 | 2.0078 | Tranche 2 | 2028 | JAMESON 1105 A | 0.096462 |  | 1135.2037 | 4367.7965 | 5459.7456 | 54.03% | 45.97% | 2028 | 2030 | 17.4147 | 37.0404 | 13933.7628
435 | PASO ROBLES 1103N02 | 0.032736 | 0.070187 | 0.0066878 | 1.5 | 0.0033439 | Tranche 2 | 2029 | PASO ROBLES 1103 A | 0.095807 |  | 1135.2071 | 4367.8292 | 5459.7865 | 54.03% | 45.97% | 2029 | 2030 | 0.049103 | 0.10444 | 13933.8672
436 | PASO ROBLES 1103N52 | 6.569 | 0.095935 | 0.0089389 | 1.2351 | 1.1531 | Tranche 2 | 2029 | PASO ROBLES 1103 A | 0.095807 |  | 1136.3602 | 4374.3982 | 5467.9977 | 54.09% | 45.91% | 2029 | 2030 | 8.1133 | 17.2567 | 13951.1239
437 | SCE VEGAS 1701CB | 0.16991 | 0.095745 | 0.0098291 | 1.3841 | 0.039316 | Tranche 2 | 2029 | SCE VEGAS 1701 A | 0.095745 |  | 1136.3995 | 4374.5681 | 5468.2101 | 54.09% | 45.91% | 2029 | 2030 | 0.23517 | 0.50021 | 13951.6241
438 | FRENCH GULCH 1102CB | 1.8226 | 0.23129 | 0.023712 | 1.5 | 0.73111 | Tranche 2 | 2029 | FRENCH GULCH 1102 A | 0.095644 |  | 1137.1306 | 4376.3907 | 5470.4883 | 54.12% | 45.88% | 2029 | 2030 | 2.7339 | 5.8149 | 13957.439
439 | FRENCH GULCH 11022902 | 7.023 | 0.060441 | 0.010288 | 2.6435 | 1.454 | Tranche 2 | 2029 | FRENCH GULCH 1102 A | 0.095644 |  | 1138.5846 | 4383.4136 | 5479.267 | 54.19% | 45.81% | 2029 | 2030 | 18.5653 | 39.4877 | 13996.9266
440 | VACAVILLE 110838316 | 14.52 | 0.095151 | 0.0056058 | 1.231 | 2.3544 | Tranche 2 | 2029 | VACAVILLE 1108 A | 0.095151 |  | 1140.939 | 4397.9336 | 5497.417 | 54.3% | 45.7% | 2029 | 2030 | 17.8743 | 38.0178 | 14034.9444
441 | TEMPLETON 2113A10 | 30.7751 | 0.071566 | 0.011532 | 2.8529 | 6.7402 | Tranche 2 | 2029 | TEMPLETON 2113 A | 0.094782 |  | 1147.6793 | 4428.7088 | 5535.8859 | 54.63% | 45.37% | 2029 | 2030 | 87.7986 | 186.744 | 14221.6884
442 | TEMPLETON 2113A12 | 40.8008 | 0.11229 | 0.010232 | 1.3746 | 8.1347 | Tranche 2 | 2029 | TEMPLETON 2113 A | 0.094782 |  | 1155.814 | 4469.5096 | 5586.887 | 55.01% | 44.99% | 2029 | 2030 | 56.0857 | 119.2921 | 14340.9805
443 | CORTINA 1101302192 | 1.3221 | 0.094047 | 0.00054963 | 1 | 0.17423 | Tranche 2 | 2029 | CORTINA 1101 A | 0.094047 |  | 1155.9882 | 4470.8317 | 5588.5396 | 55.02% | 44.98% | 2029 | 2030 | 1.3221 | 2.812 | 14343.7925
444 | CHALLENGE 11025462 | 23.2453 | 0.075593 | 0.0068437 | 1.8004 | 2.8812 | Tranche 2 | 2029 | CHALLENGE 1102 A | 0.093997 |  | 1158.8694 | 4494.077 | 5617.5962 | 55.16% | 44.84% | 2029 | 2030 | 41.8507 | 89.0148 | 14432.8073
445 | CHALLENGE 1102CB | 15.3136 | 0.12193 | 0.0059406 | 1.047 | 1.702 | Tranche 2 | 2029 | CHALLENGE 1102 A | 0.093997 |  | 1160.5714 | 4509.3906 | 5636.7382 | 55.24% | 44.76% | 2029 | 2030 | 16.0333 | 34.1023 | 14466.9095
446 | SANTA YNEZ 1101980192 | 3.8797 | 0.13823 | 0.0083898 | 1.0716 | 0.61665 | Tranche 2 | 2029 | SANTA YNEZ 1101 A | 0.092617 |  | 1161.1881 | 4513.2703 | 5641.5878 | 55.27% | 44.73% | 2029 | 2030 | 4.1573 | 8.8424 | 14475.7519
447 | SANTA YNEZ 1101Y52 | 20.0606 | 0.083795 | 0.0055232 | 1.0551 | 2.1761 | Tranche 2 | 2029 | SANTA YNEZ 1101 A | 0.092617 |  | 1163.3642 | 4533.3308 | 5666.6635 | 55.37% | 44.63% | 2029 | 2030 | 21.1651 | 45.0173 | 14520.7693
448 | FROGTOWN 170113412 | 38.5662 | 0.10972 | 0.011574 | 1.5822 | 8.4201 | Tranche 2 | 2029 | FROGTOWN 1701 A | 0.092591 |  | 1171.7843 | 4571.897 | 5714.8713 | 55.77% | 44.23% | 2029 | 2030 | 61.0177 | 129.7822 | 14650.5515
449 | FROGTOWN 17016807 | 4.8157 | 0.055034 | 0.0043786 | 1.0143 | 0.39189 | Tranche 2 | 2029 | FROGTOWN 1701 A | 0.092591 |  | 1172.1761 | 4576.7127 | 5720.8908 | 55.79% | 44.21% | 2029 | 2030 | 4.8843 | 10.3888 | 14660.9403
450 | FROGTOWN 17011623 | 14.6345 | 0.059815 | 0.0054401 | 1.3993 | 1.6075 | Tranche 2 | 2029 | FROGTOWN 1701 A | 0.092591 |  | 1173.7837 | 4591.3472 | 5739.184 | 55.87% | 44.13% | 2029 | 2030 | 20.4783 | 43.5564 | 14704.4967
451 | KETTLEMAN HILLS 2104358094 | 1.3576 | 0.092337 | 0.0027121 | 1 | 0.30239 | Tranche 2 | 2029 | KETTLEMAN HILLS 2104 A | 0.092337 |  | 1174.0861 | 4592.7048 | 5740.881 | 55.88% | 44.12% | 2029 | 2030 | 1.3576 | 2.8876 | 14707.3843
452 | ATASCADERO 1103A14 | 25.2459 | 0.09199 | 0.0063018 | 1.1397 | 3.1761 | Tranche 2 | 2029 | ATASCADERO 1103 A | 0.092289 |  | 1177.2622 | 4617.9507 | 5772.4384 | 56.03% | 43.97% | 2029 | 2030 | 28.7741 | 61.2012 | 14768.5855
453 | ATASCADERO 1103A06 | 0.15554 | 0.084177 | 0.0009339 | 1 | 0.03362 | Tranche 2 | 2029 | ATASCADERO 1103 A | 0.092289 |  | 1177.2958 | 4618.1063 | 5772.6329 | 56.04% | 43.96% | 2029 | 2030 | 0.15554 | 0.33084 | 14768.9163
454 | ATASCADERO 1103CB | 0.037809 | 0.32533 | 0.00057918 | 1 | 0.0139 | Tranche 2 | 2029 | ATASCADERO 1103 A | 0.092289 |  | 1177.3097 | 4618.1441 | 5772.6801 | 56.04% | 43.96% | 2029 | 2030 | 0.037809 | 0.080418 | 14768.9968
455 | ELECTRA 1102CB | 2.6041 | 0.15316 | 0.026433 | 2.1389 | 1.3965 | Tranche 2 | 2029 | ELECTRA 1102 A | 0.091569 |  | 1178.7062 | 4620.7482 | 5775.9352 | 56.1% | 43.9% | 2029 | 2030 | 5.5698 | 11.8468 | 14780.8436
456 | ELECTRA 11024756 | 9.1539 | 0.074049 | 0.0075811 | 1.6207 | 1.4733 | Tranche 2 | 2029 | ELECTRA 1102 A | 0.091569 |  | 1180.1795 | 4629.9021 | 5787.3776 | 56.17% | 43.83% | 2029 | 2030 | 14.8359 | 31.5554 | 14812.399
457 | SWIFT 2110XR254 | 24.8051 | 0.050689 | 0.0039097 | 1.2433 | 1.8864 | Tranche 2 | 2029 | SWIFT 2110 A | 0.089847 |  | 1182.0659 | 4654.7072 | 5818.384 | 56.26% | 43.74% | 2029 | 2030 | 30.8393 | 65.5938 | 14877.9928
458 | SWIFT 2110853720 | 30.4123 | 0.091395 | 0.0066237 | 1.1019 | 3.9444 | Tranche 2 | 2029 | SWIFT 2110 A | 0.089847 |  | 1186.0103 | 4685.1195 | 5856.3993 | 56.45% | 43.55% | 2029 | 2030 | 33.5104 | 71.2753 | 14949.2681
459 | SWIFT 2110XR332 | 18.2842 | 0.14039 | 0.0099814 | 1.1046 | 3.4436 | Tranche 2 | 2029 | SWIFT 2110 A | 0.089847 |  | 1189.4539 | 4703.4037 | 5879.2546 | 56.61% | 43.39% | 2029 | 2030 | 20.1975 | 42.9593 | 14992.2274
460 | BRUNSWICK 1105875388 | 2.8733 | 0.17787 | 0.0095744 | 1.2004 | 0.57446 | Tranche 2 | 2029 | BRUNSWICK 1105 A | 0.089831 |  | 1190.0284 | 4706.2769 | 5882.8462 | 56.64% | 43.36% | 2029 | 2030 | 3.4491 | 7.3361 | 14999.5635
461 | BRUNSWICK 11052210 | 24.5597 | 0.07525 | 0.0041204 | 1.0355 | 1.8913 | Tranche 2 | 2029 | BRUNSWICK 1105 A | 0.089831 |  | 1191.9196 | 4730.8367 | 5913.5458 | 56.73% | 43.27% | 2029 | 2030 | 25.4315 | 54.0919 | 15053.6554
462 | BRUNSWICK 11052140 | 34.2805 | 0.068695 | 0.0035885 | 1.0423 | 2.2859 | Tranche 2 | 2029 | BRUNSWICK 1105 A | 0.089831 |  | 1194.2055 | 4765.1172 | 5956.3965 | 56.84% | 43.16% | 2029 | 2030 | 35.7297 | 75.9956 | 15129.651
463 | BRUNSWICK 110532536 | 7.4375 | 0.073215 | 0.0036367 | 1.0241 | 0.73644 | Tranche 2 | 2029 | BRUNSWICK 1105 A | 0.089831 |  | 1194.942 | 4772.5546 | 5965.6933 | 56.87% | 43.13% | 2029 | 2030 | 7.6167 | 16.2005 | 15145.8515
464 | BRUNSWICK 11052130 | 11.5773 | 0.17217 | 0.00981 | 1.0624 | 2.0895 | Tranche 2 | 2029 | BRUNSWICK 1105 A | 0.089831 |  | 1197.0315 | 4784.132 | 5980.165 | 56.97% | 43.03% | 2029 | 2030 | 12.2994 | 26.1602 | 15172.0117
465 | CLARK ROAD 110247006 | 4.4276 | 0.32597 | 0.022808 | 1.0016 | 1.5699 | Tranche 2 | 2029 | CLARK ROAD 1102 A | 0.0896 |  | 1198.6014 | 4788.5596 | 5985.6995 | 57.05% | 42.95% | 2029 | 2030 | 4.4348 | 9.4327 | 15181.4444
466 | CLARK ROAD 110281296 | 7.406 | 0.049172 | 0.0021691 | 1.1445 | 0.61025 | Tranche 2 | 2029 | CLARK ROAD 1102 A | 0.0896 |  | 1199.2117 | 4795.9656 | 5994.9571 | 57.08% | 42.92% | 2029 | 2030 | 8.4764 | 18.0289 | 15199.4733
467 | CLARK ROAD 110290548 | 17.5221 | 0.078044 | 0.0058163 | 1.2635 | 1.8758 | Tranche 2 | 2029 | CLARK ROAD 1102 A | 0.0896 |  | 1201.0874 | 4813.4877 | 6016.8596 | 57.17% | 42.83% | 2029 | 2030 | 22.1393 | 47.0893 | 15246.5626
468 | CLARK ROAD 11022582 | 19.6919 | 0.061942 | 0.0037445 | 1.0317 | 1.436 | Tranche 2 | 2029 | CLARK ROAD 1102 A | 0.0896 |  | 1202.5235 | 4833.1796 | 6041.4745 | 57.24% | 42.76% | 2029 | 2030 | 20.3163 | 43.2119 | 15289.7745
469 | GRASS VALLEY 11012208 | 12.8805 | 0.089567 | 0.010913 | 2.3765 | 2.5155 | Tranche 2 | 2029 | GRASS VALLEY 1101 A | 0.089567 |  | 1205.0389 | 4846.0601 | 6057.5752 | 57.36% | 42.64% | 2029 | 2030 | 30.6109 | 65.1081 | 15354.8827
470 | JESSUP 110141356 | 32.4204 | 0.089476 | 0.0057944 | 1.0202 | 3.3868 | Tranche 2 | 2029 | JESSUP 1101 A | 0.089476 |  | 1208.4258 | 4878.4805 | 6098.1006 | 57.52% | 42.48% | 2029 | 2030 | 33.0753 | 70.3498 | 15425.2325
471 | TIDEWATER 210614072 | 3.1342 | 0.089295 | 0.0062529 | 1.0412 | 0.48148 | Tranche 2 | 2029 | TIDEWATER 2106 A | 0.089295 |  | 1208.9072 | 4881.6147 | 6102.0184 | 57.54% | 42.46% | 2029 | 2030 | 3.2632 | 6.9407 | 15432.1732
472 | KANAKA 1101CB | 21.3404 | 0.080657 | 0.01209 | 2.6514 | 8.3902 | Tranche 2 | 2029 | KANAKA 1101 A | 0.087656 |  | 1217.2975 | 4902.9551 | 6128.6938 | 57.94% | 42.06% | 2029 | 2030 | 56.5812 | 120.3458 | 15552.5191
473 | KANAKA 1101859138 | 6.2333 | 0.11162 | 0.015062 | 2.144 | 1.7547 | Tranche 2 | 2029 | KANAKA 1101 A | 0.087656 |  | 1219.0522 | 4909.1884 | 6136.4855 | 58.02% | 41.98% | 2029 | 2030 | 13.3645 | 28.4257 | 15580.9448
474 | TEJON 11022455 | 6.319 | 0.14254 | 0.020158 | 3 | 2.3484 | Tranche 2 | 2029 | TEJON 1102 A | 0.08739 |  | 1221.4006 | 4915.5074 | 6144.3842 | 58.13% | 41.87% | 2029 | 2030 | 18.957 | 40.3208 | 15621.2656
475 | TEJON 1102732836 | 15.5795 | 0.083491 | 0.011818 | 2.5465 | 3.5396 | Tranche 2 | 2029 | TEJON 1102 A | 0.08739 |  | 1224.9403 | 4931.0869 | 6163.8586 | 58.3% | 41.7% | 2029 | 2030 | 39.6727 | 84.3821 | 15705.6477
476 | TEJON 11023751 | 8.7485 | 0.054502 | 0.0075263 | 2.6754 | 1.351 | Tranche 2 | 2029 | TEJON 1102 A | 0.08739 |  | 1226.2912 | 4939.8354 | 6174.7942 | 58.37% | 41.63% | 2029 | 2030 | 23.4058 | 49.7832 | 15755.4309
477 | MARIPOSA 2101151918 | 16.5746 | 0.12687 | 0.010861 | 1.3062 | 3.603 | Tranche 2 | 2029 | MARIPOSA 2101 B | 0.086825 |  | 1229.8942 | 4956.41 | 6195.5125 | 58.54% | 41.46% | 2029 | 2030 | 21.6493 | 46.0471 | 15801.478
478 | MARIPOSA 2101929360 | 0.045811 | 0.21455 | 0.033407 | 1.9463 | 0.0083518 | Tranche 2 | 2029 | MARIPOSA 2101 B | 0.086825 |  | 1229.9026 | 4956.4558 | 6195.5697 | 58.54% | 41.46% | 2029 | 2030 | 0.089164 | 0.18965 | 15801.6676
479 | MARIPOSA 21019400 | 62.2319 | 0.052503 | 0.00537 | 1.7655 | 6.1299 | Tranche 2 | 2029 | MARIPOSA 2101 B | 0.086825 |  | 1236.0324 | 5018.6877 | 6273.3596 | 58.83% | 41.17% | 2029 | 2030 | 109.8725 | 233.6942 | 16035.3619
480 | MARIPOSA 210110170 | 16.1362 | 0.17769 | 0.015939 | 1.6325 | 4.8694 | Tranche 2 | 2029 | MARIPOSA 2101 B | 0.086825 |  | 1240.9018 | 5034.8239 | 6293.5298 | 59.06% | 40.94% | 2029 | 2030 | 26.3423 | 56.029 | 16091.3908
481 | PLACERVILLE 1110953474 | 10.7892 | 0.086752 | 0.007475 | 1.1891 | 1.419 | Tranche 2 | 2029 | PLACERVILLE 1110 A | 0.086752 |  | 1242.3208 | 5045.6131 | 6307.0164 | 59.13% | 40.87% | 2029 | 2030 | 12.8297 | 27.2882 | 16118.679
482 | IGNACIO 1105775176 | 0.41471 | 0.066409 | 0.0048734 | 1.4811 | 0.038987 | Tranche 2 | 2029 | IGNACIO 1105 A | 0.086689 |  | 1242.3598 | 5046.0278 | 6307.5347 | 59.13% | 40.87% | 2029 | 2030 | 0.61423 | 1.3064 | 16119.9854
483 | IGNACIO 11051943 | 1.2084 | 0.093649 | 0.0046837 | 1 | 0.11007 | Tranche 2 | 2029 | IGNACIO 1105 A | 0.086689 |  | 1242.4699 | 5047.2362 | 6309.0452 | 59.14% | 40.86% | 2029 | 2030 | 1.2084 | 2.5702 | 16122.5556
484 | PEORIA 170169124 | 2.6937 | 0.10285 | 0.010697 | 1.5 | 0.52951 | Tranche 2 | 2029 | PEORIA 1701 A | 0.086345 |  | 1242.9994 | 5049.9299 | 6312.4123 | 59.16% | 40.84% | 2029 | 2030 | 4.0405 | 8.594 | 16131.1496
485 | PEORIA 1701169700 | 8.3084 | 0.084194 | 0.0095839 | 1.5 | 1.5526 | Tranche 2 | 2029 | PEORIA 1701 A | 0.086345 |  | 1244.552 | 5058.2383 | 6322.7978 | 59.24% | 40.76% | 2029 | 2030 | 12.4626 | 26.5074 | 16157.657
486 | PEORIA 170190090 | 29.4365 | 0.085441 | 0.016615 | 2.249 | 9.5205 | Tranche 2 | 2029 | PEORIA 1701 A | 0.086345 |  | 1254.0725 | 5087.6747 | 6359.5934 | 59.69% | 40.31% | 2029 | 2030 | 66.203 | 140.8112 | 16298.4682
487 | PUEBLO 1105637242 | 13.7707 | 0.085065 | 0.0045508 | 1.3565 | 1.818 | Tranche 2 | 2029 | PUEBLO 1105 A | 0.085065 |  | 1255.8905 | 5101.4455 | 6376.8068 | 59.78% | 40.22% | 2029 | 2030 | 18.6803 | 39.7322 | 16338.2004
488 | STELLING 111060094 | 9.3645 | 0.070547 | 0.0035236 | 1.0624 | 0.69415 | Tranche 2 | 2029 | STELLING 1110 A | 0.084822 |  | 1256.5847 | 5110.81 | 6388.5125 | 59.81% | 40.19% | 2029 | 2030 | 9.9487 | 21.1605 | 16359.3609
489 | STELLING 1110568350 | 11.5214 | 0.055524 | 0.0035515 | 1.2763 | 0.78785 | Tranche 2 | 2029 | STELLING 1110 A | 0.084822 |  | 1257.3725 | 5122.3314 | 6402.9143 | 59.85% | 40.15% | 2029 | 2030 | 14.7046 | 31.276 | 16390.6369
490 | STELLING 1110396595 | 0.1996 | 0.20355 | 0.0094352 | 1 | 0.070764 | Tranche 2 | 2029 | STELLING 1110 A | 0.084822 |  | 1257.4433 | 5122.531 | 6403.1638 | 59.85% | 40.15% | 2029 | 2030 | 0.1996 | 0.42454 | 16391.0615
491 | STELLING 111060090 | 6.3132 | 0.12601 | 0.0080227 | 1.2122 | 0.95872 | Tranche 2 | 2029 | STELLING 1110 A | 0.084822 |  | 1258.402 | 5128.8442 | 6411.0553 | 59.9% | 40.1% | 2029 | 2030 | 7.6526 | 16.2768 | 16407.3383
492 | STELLING 1110733294 | 0.50089 | 0.13771 | 0.0083024 | 1.1071 | 0.10793 | Tranche 2 | 2029 | STELLING 1110 A | 0.084822 |  | 1258.5099 | 5129.3451 | 6411.6814 | 59.9% | 40.1% | 2029 | 2030 | 0.55453 | 1.1795 | 16408.5178
493 | STELLING 11109265 | 5.4912 | 0.11359 | 0.0066835 | 1.1657 | 0.69174 | Tranche 2 | 2029 | STELLING 1110 A | 0.084822 |  | 1259.2017 | 5134.8363 | 6418.5454 | 59.93% | 40.07% | 2029 | 2030 | 6.4013 | 13.6153 | 16422.1331
494 | STELLING 1110LL72 | 0.024974 | 0.20711 | 0.0010922 | 1.2275 | 0.06717 | Tranche 2 | 2029 | STELLING 1110 A | 0.084822 |  | 1259.2689 | 5134.8613 | 6418.5766 | 59.94% | 40.06% | 2029 | 2030 | 0.030656 | 0.065204 | 16422.1983
495 | JOLON 1103CB | 12.4509 | 0.084686 | 0.0053075 | 1.1427 | 1.8656 | Tranche 2 | 2029 | JOLON 1103 A | 0.084686 |  | 1261.1344 | 5147.3122 | 6434.1403 | 60.03% | 39.97% | 2029 | 2030 | 14.2275 | 30.2614 | 16452.4596
496 | CALAVERAS CEMENT 1101502 | 37.0433 | 0.0842 | 0.0088265 | 1.8355 | 6.6596 | Tranche 2 | 2029 | CALAVERAS CEMENT 1101 C | 0.0842 |  | 1267.7941 | 5184.3556 | 6480.4445 | 60.34% | 39.66% | 2029 | 2030 | 67.9924 | 144.6171 | 16597.0767
497 | HIGGINS 1104324510 | 12.4408 | 0.073903 | 0.0050836 | 1.3714 | 1.1896 | Tranche 2 | 2029 | HIGGINS 1104 A | 0.083495 |  | 1268.9836 | 5196.7963 | 6495.9954 | 60.4% | 39.6% | 2029 | 2030 | 17.0615 | 36.2892 | 16633.3659
498 | HIGGINS 110432747 | 1.7073 | 0.12819 | 0.0072157 | 1.0015 | 0.21647 | Tranche 2 | 2029 | HIGGINS 1104 A | 0.083495 |  | 1269.2001 | 5198.5037 | 6498.1296 | 60.41% | 39.59% | 2029 | 2030 | 1.7099 | 3.6369 | 16637.0029
499 | HIGGINS 11041374 | 8.0778 | 0.092334 | 0.0056258 | 1.1358 | 0.84105 | Tranche 2 | 2029 | HIGGINS 1104 A | 0.083495 |  | 1270.0411 | 5206.5814 | 6508.2268 | 60.45% | 39.55% | 2029 | 2030 | 9.1745 | 19.5138 | 16656.5167
500 | HIGGINS 11044281 | 13.3552 | 0.11256 | 0.008344 | 1.3327 | 2.1236 | Tranche 2 | 2029 | HIGGINS 1104 A | 0.083495 |  | 1272.1647 | 5219.9367 | 6524.9208 | 60.55% | 39.45% | 2029 | 2030 | 17.7983 | 37.8562 | 16694.3728
501 | HIGGINS 11041006 | 17.3367 | 0.059473 | 0.0039127 | 1.2775 | 1.389 | Tranche 2 | 2029 | HIGGINS 1104 A | 0.083495 |  | 1273.5537 | 5237.2733 | 6546.5917 | 60.62% | 39.38% | 2029 | 2030 | 22.1479 | 47.1077 | 16741.4805
502 | PIT NO 3 2101CB | 4.5495 | 0.10158 | 0.0086689 | 1.5 | 0.79754 | Tranche 2 | 2029 | PIT NO 3 2101 A | 0.083376 |  | 1274.3512 | 5241.8228 | 6552.2785 | 60.65% | 39.35% | 2029 | 2031 | 6.8242 | 14.5148 | 16755.9953
503 | PIT NO 3 21011386 | 6.4816 | 0.052002 | 0.0044429 | 1.4462 | 0.55981 | Tranche 2 | 2029 | PIT NO 3 2101 A | 0.083376 |  | 1274.911 | 5248.3044 | 6560.3805 | 60.68% | 39.32% | 2029 | 2031 | 9.3735 | 19.9371 | 16775.9323
504 | PIT NO 3 21011482 | 12.1398 | 0.091708 | 0.0070854 | 1.428 | 1.6721 | Tranche 2 | 2029 | PIT NO 3 2101 A | 0.083376 |  | 1276.5832 | 5260.4442 | 6575.5552 | 60.76% | 39.24% | 2029 | 2031 | 17.3352 | 36.8714 | 16812.8037
505 | PIT NO 3 21011480 | 2.134 | 0.092462 | 0.0067006 | 1.4011 | 0.33168 | Tranche 2 | 2029 | PIT NO 3 2101 A | 0.083376 |  | 1276.9149 | 5262.5781 | 6578.2227 | 60.78% | 39.22% | 2029 | 2031 | 2.9899 | 6.3593 | 16819.163
506 | POTTER VALLEY P H 110576498 | 6.2577 | 0.072996 | 0.0048188 | 1.278 | 0.60958 | Tranche 2 | 2029 | POTTER VALLEY P H 1105 A | 0.083069 |  | 1277.5244 | 5268.8358 | 6586.0448 | 60.81% | 39.19% | 2029 | 2031 | 7.9976 | 17.0107 | 16836.1737
507 | POTTER VALLEY P H 1105640888 | 8.5868 | 0.082215 | 0.005901 | 1.4407 | 1.0091 | Tranche 2 | 2029 | POTTER VALLEY P H 1105 A | 0.083069 |  | 1278.5335 | 5277.4226 | 6596.7783 | 60.85% | 39.15% | 2029 | 2031 | 12.371 | 26.3125 | 16862.4862
508 | POTTER VALLEY P H 11051904 | 30.116 | 0.085405 | 0.0046795 | 1.1318 | 3.5307 | Tranche 2 | 2029 | POTTER VALLEY P H 1105 A | 0.083069 |  | 1282.0642 | 5307.5387 | 6634.4233 | 61.02% | 38.98% | 2029 | 2031 | 34.0866 | 72.5008 | 16934.987
509 | DIAMOND SPRINGS 11057722 | 58.5214 | 0.089497 | 0.0073956 | 1.4559 | 8.3015 | Tranche 2 | 2029 | DIAMOND SPRINGS 1105 A | 0.082669 |  | 1290.3657 | 5366.0601 | 6707.5751 | 61.42% | 38.58% | 2029 | 2031 | 85.2038 | 181.225 | 17116.212
510 | DIAMOND SPRINGS 110519910 | 20.5754 | 0.063248 | 0.0062478 | 1.499 | 2.2461 | Tranche 2 | 2029 | DIAMOND SPRINGS 1105 A | 0.082669 |  | 1292.6118 | 5386.6355 | 6733.2944 | 61.52% | 38.48% | 2029 | 2031 | 30.842 | 65.5997 | 17181.8117
511 | BRUNSWICK 11062790 | 6.9855 | 0.081956 | 0.007356 | 1.9979 | 1.2898 | Tranche 2 | 2030 | BRUNSWICK 1106 B | 0.081956 |  | 1293.9016 | 5393.621 | 6742.0262 | 61.59% | 38.41% | 2030 | 2031 | 13.9562 | 29.6842 | 17211.4959
512 | APPLE HILL 2102186912 | 57.3661 | 0.054057 | 0.0063805 | 2.1731 | 7.3153 | Tranche 2 | 2030 | APPLE HILL 2102 C | 0.081687 |  | 1301.2169 | 5450.9871 | 6813.7338 | 61.93% | 38.07% | 2030 | 2031 | 124.6647 | 265.1568 | 17476.6527
513 | APPLE HILL 21021532 | 37.8058 | 0.12361 | 0.0094096 | 1.4549 | 7.1842 | Tranche 2 | 2030 | APPLE HILL 2102 C | 0.081687 |  | 1308.4011 | 5488.7929 | 6860.9911 | 62.28% | 37.72% | 2030 | 2031 | 55.002 | 116.9869 | 17593.6396
514 | ARBUCKLE 1101932352 | 0.44234 | 0.080832 | 0.0078718 | 1.3211 | 0.098398 | Tranche 2 | 2030 | ARBUCKLE 1101 A | 0.080832 |  | 1308.4995 | 5489.2352 | 6861.544 | 62.28% | 37.72% | 2030 | 2031 | 0.58439 | 1.243 | 17594.8826
515 | DIAMOND SPRINGS 110676088 | 32.3938 | 0.080762 | 0.0067878 | 1.6085 | 4.0421 | Tranche 2 | 2030 | DIAMOND SPRINGS 1106 A | 0.080762 |  | 1312.5416 | 5521.629 | 6902.0363 | 62.47% | 37.53% | 2030 | 2031 | 52.1061 | 110.8276 | 17705.7102
516 | SO. CAL. EDISON #3 1101CB | 9.2748 | 0.080152 | 0.017011 | 2.8796 | 2.6537 | Tranche 2 | 2030 | SO. CAL. EDISON #3 1101 A | 0.080152 |  | 1315.1953 | 5530.9038 | 6913.6298 | 62.6% | 37.4% | 2030 | 2031 | 26.708 | 56.8069 | 17762.5171
517 | MENLO 1102331044 | 0.41594 | 0.099864 | 0.0035618 | 1.0504 | 0.048084 | Tranche 2 | 2030 | MENLO 1102 A | 0.079946 |  | 1315.2433 | 5531.3197 | 6914.1497 | 62.6% | 37.4% | 2030 | 2031 | 0.4369 | 0.92927 | 17763.4463
518 | MENLO 11028896 | 1.1415 | 0.094229 | 0.0042054 | 1.0126 | 0.091819 | Tranche 2 | 2030 | MENLO 1102 A | 0.079946 |  | 1315.3352 | 5532.4612 | 6915.5765 | 62.61% | 37.39% | 2030 | 2031 | 1.1558 | 2.4584 | 17765.9047
519 | MENLO 11028952 | 3.3532 | 0.072614 | 0.0036339 | 1.1294 | 0.23075 | Tranche 2 | 2030 | MENLO 1102 A | 0.079946 |  | 1315.5659 | 5535.8144 | 6919.768 | 62.62% | 37.38% | 2030 | 2031 | 3.7873 | 8.0553 | 17773.9601
520 | DUNBAR 1102528 | 2.9638 | 0.099915 | 0.0054266 | 1.0918 | 0.41242 | Tranche 2 | 2030 | DUNBAR 1102 A | 0.079615 |  | 1315.9783 | 5538.7782 | 6923.4728 | 62.64% | 37.36% | 2030 | 2031 | 3.236 | 6.8828 | 17780.8429
521 | DUNBAR 1102694641 | 3.5728 | 0.11714 | 0.0070997 | 1.1507 | 0.52893 | Tranche 2 | 2030 | DUNBAR 1102 A | 0.079615 |  | 1316.5073 | 5542.351 | 6927.9387 | 62.66% | 37.34% | 2030 | 2031 | 4.1111 | 8.7442 | 17789.587
522 | DUNBAR 1102CB | 7.5557 | 0.053907 | 0.0029637 | 1.0379 | 0.45246 | Tranche 2 | 2030 | DUNBAR 1102 A | 0.079615 |  | 1316.9597 | 5549.9067 | 6937.3834 | 62.68% | 37.32% | 2030 | 2031 | 7.8424 | 16.6805 | 17806.2676
523 | BRUNSWICK 11062416 | 34.4246 | 0.079592 | 0.0059134 | 1.5329 | 3.6988 | Tranche 2 | 2030 | BRUNSWICK 1106 C | 0.079592 |  | 1320.6586 | 5584.3313 | 6980.4142 | 62.86% | 37.14% | 2030 | 2031 | 52.7711 | 112.242 | 17918.5096
524 | CAMP EVERS 2105426822 | 1.1372 | 0.086365 | 0.004412 | 1 | 0.092652 | Tranche 2 | 2030 | CAMP EVERS 2105 A | 0.079561 |  | 1320.7512 | 5585.4685 | 6981.8357 | 62.86% | 37.14% | 2030 | 2031 | 1.1372 | 2.4188 | 17920.9283
525 | CAMP EVERS 210595394 | 0.48966 | 0.27111 | 0.007736 | 1.0476 | 0.031202 | Tranche 2 | 2030 | CAMP EVERS 2105 A | 0.079561 |  | 1320.7824 | 5585.9582 | 6982.4477 | 62.86% | 37.14% | 2030 | 2031 | 0.51297 | 1.0911 | 17922.0194
526 | CAMP EVERS 210510294 | 8.309 | 0.10294 | 0.0049416 | 1.0869 | 0.62264 | Tranche 2 | 2030 | CAMP EVERS 2105 A | 0.079561 |  | 1321.4051 | 5594.2672 | 6992.834 | 62.89% | 37.11% | 2030 | 2031 | 9.0309 | 19.2084 | 17941.2278
527 | CAMP EVERS 2105BL 2101 | 0.0032255 | 2.1587 | 0.044857 | 1 | 0.0089715 | Tranche 2 | 2030 | CAMP EVERS 2105 A | 0.079561 |  | 1321.414 | 5594.2705 | 6992.8381 | 62.89% | 37.11% | 2030 | 2031 | 0.0032255 | 0.0068605 | 17941.2347
528 | CAMP EVERS 210574170 | 3.5801 | 0.074296 | 0.0031521 | 1.0933 | 0.1781 | Tranche 2 | 2030 | CAMP EVERS 2105 A | 0.079561 |  | 1321.5921 | 5597.8506 | 6997.3132 | 62.9% | 37.1% | 2030 | 2031 | 3.9143 | 8.3255 | 17949.5602
529 | CAMP EVERS 21055232 | 4.4966 | 0.06486 | 0.0032043 | 1.1569 | 0.24032 | Tranche 2 | 2030 | CAMP EVERS 2105 A | 0.079561 |  | 1321.8324 | 5602.3472 | 7002.9341 | 62.91% | 37.09% | 2030 | 2031 | 5.2023 | 11.0651 | 17960.6253
530 | CAMP EVERS 210510996 | 0.75301 | 0.094391 | 0.0054046 | 1.0145 | 0.03513 | Tranche 2 | 2030 | CAMP EVERS 2105 A | 0.079561 |  | 1321.8676 | 5603.1003 | 7003.8753 | 62.92% | 37.08% | 2030 | 2031 | 0.76392 | 1.6248 | 17962.2502
531 | CAMP EVERS 210511010 | 2.1786 | 0.13122 | 0.0061283 | 1.008 | 0.18998 | Tranche 2 | 2030 | CAMP EVERS 2105 A | 0.079561 |  | 1322.0575 | 5605.2788 | 7006.5985 | 62.93% | 37.07% | 2030 | 2031 | 2.196 | 4.6708 | 17966.921
532 | CAMP EVERS 210510728 | 11.5446 | 0.049978 | 0.0022953 | 1.0217 | 0.39268 | Tranche 2 | 2030 | CAMP EVERS 2105 A | 0.079561 |  | 1322.4502 | 5616.8234 | 7021.0293 | 62.94% | 37.06% | 2030 | 2031 | 11.7953 | 25.0882 | 17992.0092
533 | CAMP EVERS 210533542 | 2.5702 | 0.06069 | 0.003969 | 1.2685 | 0.16471 | Tranche 2 | 2030 | CAMP EVERS 2105 A | 0.079561 |  | 1322.6149 | 5619.3937 | 7024.2421 | 62.95% | 37.05% | 2030 | 2031 | 3.2604 | 6.9347 | 17998.9438
534 | CAMP EVERS 210595050 | 0.14266 | 0.096939 | 0.0042092 | 1 | 0.0094707 | Tranche 2 | 2030 | CAMP EVERS 2105 A | 0.079561 |  | 1322.6244 | 5619.5363 | 7024.4204 | 62.95% | 37.05% | 2030 | 2031 | 0.14266 | 0.30344 | 17999.2473
535 | CAMP EVERS 210510214 | 2.2219 | 0.10039 | 0.0051129 | 1.0602 | 0.18151 | Tranche 2 | 2030 | CAMP EVERS 2105 A | 0.079561 |  | 1322.8059 | 5621.7582 | 7027.1978 | 62.96% | 37.04% | 2030 | 2031 | 2.3556 | 5.0103 | 18004.2576
536 | PIT NO 5 11011658 | 4.5603 | 0.094152 | 0.0069198 | 1.1867 | 0.59511 | Tranche 2 | 2030 | PIT NO 5 1101 A | 0.079304 |  | 1323.401 | 5626.3185 | 7032.8982 | 62.99% | 37.01% | 2030 | 2031 | 5.4117 | 11.5105 | 18015.7681
537 | PIT NO 5 1101CB | 0.744 | 0.24653 | 0.01767 | 1.3101 | 0.25621 | Tranche 2 | 2030 | PIT NO 5 1101 A | 0.079304 |  | 1323.6572 | 5627.0625 | 7033.8282 | 63% | 37% | 2030 | 2031 | 0.97474 | 2.0732 | 18017.8413
538 | PIT NO 5 11011618 | 6.1596 | 0.073697 | 0.005049 | 1.2803 | 0.62103 | Tranche 2 | 2030 | PIT NO 5 1101 A | 0.079304 |  | 1324.2783 | 5633.2221 | 7041.5277 | 63.03% | 36.97% | 2030 | 2031 | 7.8861 | 16.7735 | 18034.6148
539 | PIT NO 5 11011606 | 5.3571 | 0.051892 | 0.0034383 | 1.0894 | 0.36446 | Tranche 2 | 2030 | PIT NO 5 1101 A | 0.079304 |  | 1324.6427 | 5638.5792 | 7048.224 | 63.05% | 36.95% | 2030 | 2031 | 5.8362 | 12.4133 | 18047.0281
540 | PIT NO 5 11011614 | 1.8419 | 0.068648 | 0.0088717 | 2.2795 | 0.30164 | Tranche 2 | 2030 | PIT NO 5 1101 A | 0.079304 |  | 1324.9444 | 5640.4212 | 7050.5265 | 63.06% | 36.94% | 2030 | 2031 | 4.1988 | 8.9306 | 18055.9587
541 | PIT NO 5 110190846 | 0.088249 | 0.17993 | 0.011624 | 1 | 0.017436 | Tranche 2 | 2030 | PIT NO 5 1101 A | 0.079304 |  | 1324.9618 | 5640.5094 | 7050.6368 | 63.06% | 36.94% | 2030 | 2031 | 0.088249 | 0.1877 | 18056.1464
542 | HIGGINS 1103995672 | 4.7655 | 0.087995 | 0.0041805 | 1.1321 | 0.42851 | Tranche 2 | 2030 | HIGGINS 1103 A | 0.07918 |  | 1325.3903 | 5645.2749 | 7056.5937 | 63.08% | 36.92% | 2030 | 2031 | 5.3952 | 11.4753 | 18067.6217
543 | HIGGINS 11032194 | 2.7524 | 0.063916 | 0.0048197 | 1.2607 | 0.22171 | Tranche 2 | 2030 | HIGGINS 1103 A | 0.07918 |  | 1325.612 | 5648.0273 | 7060.0341 | 63.09% | 36.91% | 2030 | 2031 | 3.4699 | 7.3802 | 18075.002
544 | MARIPOSA 210190180 | 4.821 | 0.079401 | 0.0056724 | 1.1298 | 0.52753 | Tranche 2 | 2030 | MARIPOSA 2101 C | 0.077973 |  | 1326.1395 | 5652.8483 | 7066.0604 | 63.12% | 36.88% | 2030 | 2031 | 5.4467 | 11.5849 | 18086.5869
545 | MARIPOSA 2101309438 | 3.1154 | 0.098932 | 0.0047998 | 1.3458 | 0.70437 | Tranche 2 | 2030 | MARIPOSA 2101 C | 0.077973 |  | 1326.8439 | 5655.9637 | 7069.9547 | 63.15% | 36.85% | 2030 | 2031 | 4.1926 | 8.9175 | 18095.5043
546 | MARIPOSA 2101CB | 2.4501 | 0.20692 | 0.019246 | 1.4523 | 0.84682 | Tranche 2 | 2030 | MARIPOSA 2101 C | 0.077973 |  | 1327.6907 | 5658.4138 | 7073.0172 | 63.19% | 36.81% | 2030 | 2031 | 3.5583 | 7.5683 | 18103.0726
547 | MARIPOSA 210110070 | 25.7179 | 0.062882 | 0.0051015 | 1.291 | 2.4997 | Tranche 2 | 2030 | MARIPOSA 2101 C | 0.077973 |  | 1330.1905 | 5684.1317 | 7105.1646 | 63.31% | 36.69% | 2030 | 2031 | 33.2024 | 70.6202 | 18173.6928
548 | LOS GATOS 1108LB86 | 4.3657 | 0.077724 | 0.0043437 | 1.1614 | 0.38876 | Tranche 2 | 2030 | LOS GATOS 1108 A | 0.077724 |  | 1330.5792 | 5688.4974 | 7110.6217 | 63.33% | 36.67% | 2030 | 2031 | 5.0701 | 10.7839 | 18184.4766
549 | NARROWS PH 1151CB | 0.19775 | 0.077284 | 0.013968 | 2.6908 | 0.032593 | Tranche 2 | 2030 | NARROWS PH 1151 A | 0.077284 |  | 1330.6118 | 5688.6951 | 7110.8689 | 63.33% | 36.67% | 2030 | 2031 | 0.53211 | 1.1318 | 18185.6084
550 | MORAGA 1102CB | 4.1913 | 0.076888 | 0.002442 | 1.0426 | 0.33638 | Tranche 2 | 2030 | MORAGA 1102 A | 0.076888 |  | 1330.9482 | 5692.8864 | 7116.108 | 63.35% | 36.65% | 2030 | 2031 | 4.3698 | 9.2944 | 18194.9028
551 | BIG BASIN 1101391980 | 5.0454 | 0.076194 | 0.003642 | 1.0598 | 0.36784 | Tranche 2 | 2030 | BIG BASIN 1101 A | 0.076194 |  | 1331.316 | 5697.9319 | 7122.4148 | 63.37% | 36.63% | 2030 | 2031 | 5.3473 | 11.3736 | 18206.2764
552 | TEMPLETON 2111A66 | 34.0518 | 0.078053 | 0.0048868 | 1.1021 | 3.1805 | Tranche 2 | 2030 | TEMPLETON 2111 A | 0.076092 |  | 1334.4965 | 5731.9837 | 7164.9796 | 63.52% | 36.48% | 2030 | 2031 | 37.5291 | 79.8229 | 18286.0993
553 | TEMPLETON 2111R86 | 10.6784 | 0.069838 | 0.0030906 | 1.0701 | 0.81284 | Tranche 2 | 2030 | TEMPLETON 2111 A | 0.076092 |  | 1335.3093 | 5742.6621 | 7178.3276 | 63.56% | 36.44% | 2030 | 2031 | 11.4272 | 24.3052 | 18310.4044
554 | APPLE HILL 210251792 | 9.2519 | 0.10694 | 0.014392 | 2.3922 | 2.4178 | Tranche 2 | 2030 | APPLE HILL 2102 D | 0.076068 |  | 1337.7271 | 5751.914 | 7189.8925 | 63.67% | 36.33% | 2030 | 2031 | 22.1321 | 47.0741 | 18357.4785
555 | APPLE HILL 21028372 | 56.3398 | 0.070998 | 0.0060081 | 1.7179 | 6.9934 | Tranche 2 | 2030 | APPLE HILL 2102 D | 0.076068 |  | 1344.7205 | 5808.2538 | 7260.3173 | 64% | 36% | 2030 | 2031 | 96.7872 | 205.8624 | 18563.341
556 | BANGOR 1101626862 | 11.2782 | 0.07516 | 0.010936 | 2.7647 | 2.2747 | Tranche 2 | 2030 | BANGOR 1101 A | 0.07516 |  | 1346.9953 | 5819.5321 | 7274.4151 | 64.11% | 35.89% | 2030 | 2031 | 31.1806 | 66.32 | 18629.6609
557 | DIAMOND SPRINGS 11062100 | 38.1547 | 0.071154 | 0.0054595 | 1.4617 | 3.737 | Tranche 2 | 2030 | DIAMOND SPRINGS 1106 B | 0.075055 |  | 1350.7323 | 5857.6868 | 7322.1085 | 64.29% | 35.71% | 2030 | 2031 | 55.769 | 118.6183 | 18748.2792
558 | DIAMOND SPRINGS 1106930190 | 16.8985 | 0.067423 | 0.0050676 | 1.509 | 1.6368 | Tranche 2 | 2030 | DIAMOND SPRINGS 1106 B | 0.075055 |  | 1352.3691 | 5874.5853 | 7343.2316 | 64.37% | 35.63% | 2030 | 2031 | 25.5004 | 54.2384 | 18802.5176
559 | DIAMOND SPRINGS 110656026 | 14.6745 | 0.093959 | 0.0066886 | 1.3134 | 1.6855 | Tranche 2 | 2030 | DIAMOND SPRINGS 1106 B | 0.075055 |  | 1354.0546 | 5889.2598 | 7361.5747 | 64.45% | 35.55% | 2030 | 2031 | 19.2741 | 40.9951 | 18843.5128
560 | DIAMOND SPRINGS 1106176130 | 0.019568 | 0.096098 | 0.0036302 | 1 | 0.0036302 | Tranche 2 | 2030 | DIAMOND SPRINGS 1106 B | 0.075055 |  | 1354.0583 | 5889.2794 | 7361.5992 | 64.45% | 35.55% | 2030 | 2031 | 0.019568 | 0.04162 | 18843.5544
561 | WEST POINT 1102CB | 22.3876 | 0.063316 | 0.0090923 | 2.7398 | 3.7097 | Tranche 2 | 2030 | WEST POINT 1102 C | 0.075052 |  | 1357.7679 | 5911.667 | 7389.5837 | 64.62% | 35.38% | 2030 | 2031 | 61.3384 | 130.4643 | 18974.0187
562 | WEST POINT 110272036 | 12.6514 | 0.06927 | 0.01094 | 3 | 2.6968 | Tranche 2 | 2030 | WEST POINT 1102 C | 0.075052 |  | 1360.4647 | 5924.3183 | 7405.3979 | 64.75% | 35.25% | 2030 | 2031 | 37.9541 | 80.7268 | 19054.7455
563 | WEST POINT 11021305 | 11.3098 | 0.11752 | 0.012287 | 2.0153 | 2.6234 | Tranche 2 | 2030 | WEST POINT 1102 C | 0.075052 |  | 1363.0881 | 5935.6281 | 7419.5352 | 64.88% | 35.12% | 2030 | 2031 | 22.7927 | 48.4791 | 19103.2246
564 | WEST POINT 110234416 | 25.7663 | 0.069446 | 0.0090883 | 2.6774 | 4.4306 | Tranche 2 | 2030 | WEST POINT 1102 C | 0.075052 |  | 1367.5186 | 5961.3944 | 7451.7431 | 65.09% | 34.91% | 2030 | 2031 | 68.987 | 146.7325 | 19249.9572
565 | LOS GATOS 110660116 | 12.1344 | 0.058588 | 0.0029921 | 1.0989 | 0.61936 | Tranche 2 | 2030 | LOS GATOS 1106 A | 0.074981 |  | 1368.138 | 5973.5288 | 7466.9111 | 65.12% | 34.88% | 2030 | 2031 | 13.3344 | 28.3617 | 19278.3188
566 | LOS GATOS 1106LA42 | 2.743 | 0.075668 | 0.0037657 | 1.0323 | 0.16757 | Tranche 2 | 2030 | LOS GATOS 1106 A | 0.074981 |  | 1368.3056 | 5976.2718 | 7470.3398 | 65.13% | 34.87% | 2030 | 2031 | 2.8315 | 6.0225 | 19284.3413
567 | LOS GATOS 1106LA46 | 1.4934 | 0.080304 | 0.0037111 | 1.0448 | 0.0835 | Tranche 2 | 2030 | LOS GATOS 1106 A | 0.074981 |  | 1368.3891 | 5977.7652 | 7472.2065 | 65.13% | 34.87% | 2030 | 2031 | 1.5603 | 3.3186 | 19287.6599
568 | LOS GATOS 1106LA64 | 12.582 | 0.075371 | 0.0036462 | 1.0852 | 0.86779 | Tranche 2 | 2030 | LOS GATOS 1106 A | 0.074981 |  | 1369.2569 | 5990.3471 | 7487.9339 | 65.17% | 34.83% | 2030 | 2031 | 13.6544 | 29.0424 | 19316.7023
569 | LOS GATOS 1106CB | 0.098836 | 0.061232 | 0.0013189 | 1.5 | 0.01253 | Tranche 2 | 2030 | LOS GATOS 1106 A | 0.074981 |  | 1369.2694 | 5990.446 | 7488.0575 | 65.17% | 34.83% | 2030 | 2031 | 0.14825 | 0.31533 | 19317.0176
570 | LOS GATOS 1106697500 | 6.6197 | 0.10301 | 0.0067367 | 1.1094 | 0.80167 | Tranche 2 | 2030 | LOS GATOS 1106 A | 0.074981 |  | 1370.0711 | 5997.0657 | 7496.3321 | 65.21% | 34.79% | 2030 | 2031 | 7.3441 | 15.6206 | 19332.6382
571 | SARATOGA 1105LC14 | 9.7839 | 0.075507 | 0.0042618 | 1.155 | 0.87153 | Tranche 2 | 2030 | SARATOGA 1105 A | 0.074778 |  | 1370.9426 | 6006.8496 | 7508.562 | 65.25% | 34.75% | 2030 | 2031 | 11.3 | 24.0347 | 19356.6729
572 | SARATOGA 1105431214 | 0.32009 | 0.05248 | 0.0035649 | 1 | 0.040997 | Tranche 2 | 2030 | SARATOGA 1105 A | 0.074778 |  | 1370.9836 | 6007.1697 | 7508.9621 | 65.25% | 34.75% | 2030 | 2031 | 0.32009 | 0.68082 | 19357.3537
573 | MARIPOSA 2101439030 | 19.5816 | 0.074771 | 0.01102 | 2.5506 | 3.9784 | Tranche 2 | 2030 | MARIPOSA 2101 D | 0.074771 |  | 1374.962 | 6026.7513 | 7533.4391 | 65.44% | 34.56% | 2030 | 2031 | 49.944 | 106.2288 | 19463.5825
574 | SILVERADO 210234959 | 23.2166 | 0.074545 | 0.005726 | 1.3049 | 2.9718 | Tranche 2 | 2030 | SILVERADO 2102 A | 0.074545 |  | 1377.9338 | 6049.9679 | 7562.4598 | 65.58% | 34.42% | 2030 | 2031 | 30.2942 | 64.4345 | 19528.017
575 | VACAVILLE 111112342 | 0.011497 | 0.074453 | 0.00075398 | 1 | 0.0028903 | Tranche 2 | 2030 | VACAVILLE 1111 A | 0.074453 |  | 1377.9367 | 6049.9794 | 7562.4742 | 65.58% | 34.42% | 2030 | 2031 | 0.011497 | 0.024455 | 19528.0415
576 | HOPLAND 1101154790 | 6.3346 | 0.08196 | 0.0024268 | 1.1173 | 0.73977 | Tranche 2 | 2030 | HOPLAND 1101 A | 0.074041 |  | 1378.6764 | 6056.314 | 7570.3925 | 65.62% | 34.38% | 2030 | 2031 | 7.0777 | 15.0539 | 19543.0953
577 | HOPLAND 11014626 | 25.5192 | 0.080106 | 0.0051604 | 1.2835 | 3.0756 | Tranche 2 | 2030 | HOPLAND 1101 A | 0.074041 |  | 1381.752 | 6081.8332 | 7602.2915 | 65.77% | 34.23% | 2030 | 2031 | 32.7527 | 69.6637 | 19612.7591
578 | HOPLAND 110194006 | 12.3959 | 0.057012 | 0.0036028 | 1.4285 | 1.0556 | Tranche 2 | 2030 | HOPLAND 1101 A | 0.074041 |  | 1382.8077 | 6094.2291 | 7617.7864 | 65.82% | 34.18% | 2030 | 2031 | 17.7079 | 37.664 | 19650.423
579 | HOPLAND 1101558 | 1.3127 | 0.12161 | 0.0019806 | 1.2506 | 0.35751 | Tranche 2 | 2030 | HOPLAND 1101 A | 0.074041 |  | 1383.1652 | 6095.5418 | 7619.4272 | 65.83% | 34.17% | 2030 | 2031 | 1.6416 | 3.4917 | 19653.9147
580 | HOPLAND 110180620 | 0.93369 | 0.061206 | 0.0017534 | 1.5 | 0.18235 | Tranche 2 | 2030 | HOPLAND 1101 A | 0.074041 |  | 1383.3475 | 6096.4755 | 7620.5944 | 65.84% | 34.16% | 2030 | 2031 | 1.4005 | 2.9789 | 19656.8936
581 | HOPLAND 1101960 | 9.5222 | 0.06467 | 0.0032637 | 1.1436 | 0.8627 | Tranche 2 | 2030 | HOPLAND 1101 A | 0.074041 |  | 1384.2102 | 6105.9977 | 7632.4972 | 65.88% | 34.12% | 2030 | 2031 | 10.8901 | 23.1627 | 19680.0563
582 | HOPLAND 1101768 | 16.3125 | 0.076795 | 0.0051934 | 1.3059 | 1.9787 | Tranche 2 | 2030 | HOPLAND 1101 A | 0.074041 |  | 1386.1889 | 6122.3102 | 7652.8878 | 65.98% | 34.02% | 2030 | 2031 | 21.3024 | 45.3093 | 19725.3656
583 | FROGTOWN 170232556 | 0.011895 | 0.08388 | 0.0037926 | 3 | 0.072692 | Tranche 2 | 2030 | FROGTOWN 1702 A | 0.074027 |  | 1386.2616 | 6122.3221 | 7652.9027 | 65.98% | 34.02% | 2030 | 2031 | 0.035685 | 0.075901 | 19725.4415
584 | FROGTOWN 1702815616 | 0.99205 | 0.073909 | 0.016505 | 3 | 0.30259 | Tranche 2 | 2030 | FROGTOWN 1702 A | 0.074027 |  | 1386.5642 | 6123.3142 | 7654.1427 | 66% | 34% | 2030 | 2031 | 2.9761 | 6.3301 | 19731.7716
585 | BUCKS CREEK 1103CB | 2.1814 | 0.073584 | 0.0069107 | 2.2549 | 0.3893 | Tranche 2 | 2030 | BUCKS CREEK 1103 A | 0.073584 |  | 1386.9535 | 6125.4956 | 7656.8694 | 66.01% | 33.99% | 2030 | 2031 | 4.9189 | 10.4623 | 19742.2339
586 | CUYAMA 1103684566 | 2.5774 | 0.098246 | 0.0075212 | 1.5272 | 0.49264 | Tranche 2 | 2030 | CUYAMA 1103 A | 0.073573 |  | 1387.4461 | 6128.073 | 7660.0912 | 66.04% | 33.96% | 2030 | 2031 | 3.9362 | 8.3721 | 19750.606
587 | CUYAMA 1103622728 | 14.5472 | 0.069201 | 0.0024633 | 1.1714 | 1.7366 | Tranche 2 | 2030 | CUYAMA 1103 A | 0.073573 |  | 1389.1827 | 6142.6201 | 7678.2752 | 66.12% | 33.88% | 2030 | 2031 | 17.0399 | 36.2433 | 19786.8493
588 | ALTO 11243745 | 4.4768 | 0.050699 | 0.003638 | 1.4061 | 0.27831 | Tranche 2 | 2030 | ALTO 1124 A | 0.073525 |  | 1389.461 | 6147.0969 | 7683.8711 | 66.13% | 33.87% | 2030 | 2031 | 6.2947 | 13.3885 | 19800.2378
589 | ALTO 1124432 | 7.6862 | 0.077999 | 0.0038559 | 1.1861 | 0.50513 | Tranche 2 | 2030 | ALTO 1124 A | 0.073525 |  | 1389.9662 | 6154.7831 | 7693.4789 | 66.16% | 33.84% | 2030 | 2031 | 9.1165 | 19.3903 | 19819.6281
590 | ALTO 11243121 | 2.7541 | 0.069855 | 0.0043083 | 1.2504 | 0.19172 | Tranche 2 | 2030 | ALTO 1124 A | 0.073525 |  | 1390.1579 | 6157.5372 | 7696.9215 | 66.17% | 33.83% | 2030 | 2031 | 3.4437 | 7.3247 | 19826.9528
591 | ALTO 1124430 | 6.9061 | 0.084807 | 0.0042918 | 1.1143 | 0.51502 | Tranche 2 | 2030 | ALTO 1124 A | 0.073525 |  | 1390.6729 | 6164.4433 | 7705.5541 | 66.19% | 33.81% | 2030 | 2031 | 7.6954 | 16.3677 | 19843.3205
592 | CEDAR CREEK 11011664 | 29.3636 | 0.076059 | 0.0045848 | 1.108 | 2.5079 | Tranche 2 | 2030 | CEDAR CREEK 1101 A | 0.072913 |  | 1393.1808 | 6193.8069 | 7742.2586 | 66.31% | 33.69% | 2030 | 2031 | 32.5337 | 69.198 | 19912.5185
593 | CEDAR CREEK 1101CB | 48.5638 | 0.07101 | 0.0045868 | 1.1988 | 4.2611 | Tranche 2 | 2030 | CEDAR CREEK 1101 A | 0.072913 |  | 1397.4419 | 6242.3707 | 7802.9634 | 66.51% | 33.49% | 2030 | 2032 | 58.2165 | 123.8242 | 20036.3426
594 | VACAVILLE 11046542 | 14.3878 | 0.072714 | 0.0073117 | 1.4991 | 1.9083 | Tranche 2 | 2030 | VACAVILLE 1104 A | 0.072714 |  | 1399.3502 | 6256.7585 | 7820.9481 | 66.6% | 33.4% | 2030 | 2032 | 21.5681 | 45.8745 | 20082.2171
595 | TEMPLETON 2113641367 | 39.0254 | 0.072701 | 0.0096557 | 2.2189 | 7.2273 | Tranche 2 | 2030 | TEMPLETON 2113 B | 0.072701 |  | 1406.5775 | 6295.784 | 7869.7299 | 66.95% | 33.05% | 2030 | 2032 | 86.5932 | 184.1801 | 20266.3972
596 | WYANDOTTE 1103640652 | 31.6829 | 0.08031 | 0.010796 | 2.7309 | 6.8284 | Tranche 2 | 2030 | WYANDOTTE 1103 A | 0.072555 |  | 1413.4059 | 6327.4668 | 7909.3335 | 67.27% | 32.73% | 2030 | 2032 | 86.5237 | 184.0324 | 20450.4296
597 | WYANDOTTE 11031508 | 24.2057 | 0.062403 | 0.0051219 | 1.4338 | 2.4841 | Tranche 2 | 2030 | WYANDOTTE 1103 A | 0.072555 |  | 1415.8901 | 6351.6725 | 7939.5907 | 67.39% | 32.61% | 2030 | 2032 | 34.706 | 73.8183 | 20524.2479
598 | SAN RAFAEL 11071166 | 12.2006 | 0.071789 | 0.0031024 | 1.0841 | 0.86558 | Tranche 3 | 2031 | SAN RAFAEL 1107 A | 0.071803 |  | 1416.7556 | 6363.8732 | 7954.8414 | 67.43% | 32.57% | 2031 | 2032 | 13.227 | 28.1333 | 20552.3812
599 | SAN RAFAEL 1107434 | 0.0028409 | 0.13404 | 0.00013908 | 1 | 0.0025035 | Tranche 3 | 2031 | SAN RAFAEL 1107 A | 0.071803 |  | 1416.7581 | 6363.876 | 7954.845 | 67.43% | 32.57% | 2031 | 2032 | 0.0028409 | 0.0060425 | 20552.3873
600 | RAWSON 1103428534 | 2.745 | 0.071598 | 0.002624 | 1.0422 | 0.28471 | Tranche 3 | 2031 | RAWSON 1103 A | 0.071598 |  | 1417.0428 | 6366.621 | 7958.2763 | 67.45% | 32.55% | 2031 | 2032 | 2.8609 | 6.085 | 20558.4723
601 | HALSEY 1102CB | 14.152 | 0.084823 | 0.0083105 | 1.6916 | 2.1718 | Tranche 3 | 2031 | HALSEY 1102 A | 0.071582 |  | 1419.2147 | 6380.773 | 7975.9662 | 67.55% | 32.45% | 2031 | 2032 | 23.9391 | 50.9176 | 20609.3899
602 | HALSEY 110239104 | 30.673 | 0.065473 | 0.0057596 | 1.6858 | 3.2715 | Tranche 3 | 2031 | HALSEY 1102 A | 0.071582 |  | 1422.4861 | 6411.4459 | 8014.3074 | 67.71% | 32.29% | 2031 | 2032 | 51.7089 | 109.9828 | 20719.3726
603 | TEMPLETON 2110941946 | 27.172 | 0.056421 | 0.0032361 | 1.0911 | 1.9967 | Tranche 3 | 2031 | TEMPLETON 2110 A | 0.071346 |  | 1424.4828 | 6438.6179 | 8048.2724 | 67.8% | 32.2% | 2031 | 2032 | 29.6475 | 63.059 | 20782.4316
604 | TEMPLETON 2110N30 | 19.7775 | 0.091851 | 0.0061132 | 1.1275 | 2.3444 | Tranche 3 | 2031 | TEMPLETON 2110 A | 0.071346 |  | 1426.8272 | 6458.3954 | 8072.9942 | 67.91% | 32.09% | 2031 | 2032 | 22.2995 | 47.43 | 20829.8616
605 | COARSEGOLD 210410110 | 49.1902 | 0.070559 | 0.0085254 | 2.1766 | 7.8646 | Tranche 3 | 2031 | COARSEGOLD 2104 A | 0.070559 |  | 1434.6918 | 6507.5856 | 8134.4819 | 68.29% | 31.71% | 2031 | 2032 | 107.0672 | 227.7276 | 21057.5893
606 | GRAYS FLAT 0401CB | 8.8833 | 0.07033 | 0.0051671 | 1.5247 | 1.1058 | Tranche 3 | 2031 | GRAYS FLAT 0401 A | 0.07033 |  | 1435.7976 | 6516.4688 | 8145.586 | 68.34% | 31.66% | 2031 | 2032 | 13.544 | 28.8075 | 21086.3968
607 | OTTER 110263868 | 15.7815 | 0.070295 | 0.0040828 | 1.2259 | 1.3065 | Tranche 3 | 2031 | OTTER 1102 A | 0.070295 |  | 1437.1041 | 6532.2504 | 8165.3129 | 68.4% | 31.6% | 2031 | 2032 | 19.3458 | 41.1478 | 21127.5447
608 | SAN RAFAEL 1101546438 | 0.88507 | 0.069817 | 0.0023568 | 1.0719 | 0.036137 | Tranche 3 | 2031 | SAN RAFAEL 1101 A | 0.069817 |  | 1437.1402 | 6533.1354 | 8166.4193 | 68.4% | 31.6% | 2031 | 2032 | 0.94873 | 2.0179 | 21129.5626
609 | ALHAMBRA 1105CB | 0.54687 | 0.050395 | 0.0028959 | 1.4377 | 0.092186 | Tranche 3 | 2031 | ALHAMBRA 1105 A | 0.069627 |  | 1437.2324 | 6533.6823 | 8167.1029 | 68.41% | 31.59% | 2031 | 2032 | 0.78621 | 1.6722 | 21131.2348
610 | ALHAMBRA 1105295792 | 2.8805 | 0.073278 | 0.0058321 | 1.3542 | 0.31202 | Tranche 3 | 2031 | ALHAMBRA 1105 A | 0.069627 |  | 1437.5444 | 6536.5628 | 8170.7035 | 68.42% | 31.58% | 2031 | 2032 | 3.9008 | 8.2969 | 21139.5317
611 | STAFFORD 11021048 | 5.2084 | 0.068882 | 0.0042223 | 1.1836 | 0.42223 | Tranche 3 | 2031 | STAFFORD 1102 A | 0.068882 |  | 1437.9666 | 6541.7712 | 8177.214 | 68.44% | 31.56% | 2031 | 2032 | 6.1646 | 13.1118 | 21152.6435
612 | SONOMA 11045661 | 2.3414 | 0.06876 | 0.0025443 | 1.1812 | 0.25061 | Tranche 3 | 2031 | SONOMA 1104 A | 0.06876 |  | 1438.2173 | 6544.1126 | 8180.1408 | 68.45% | 31.55% | 2031 | 2032 | 2.7657 | 5.8825 | 21158.5259
613 | CURTIS 17048140 | 35.6127 | 0.068668 | 0.0067349 | 1.5994 | 4.4607 | Tranche 3 | 2031 | CURTIS 1704 A | 0.068668 |  | 1442.678 | 6579.7254 | 8224.6567 | 68.67% | 31.33% | 2031 | 2032 | 56.9604 | 121.1524 | 21279.6784
614 | SHINGLE SPRINGS 210911092 | 22.0882 | 0.086468 | 0.011346 | 2.1814 | 4.5439 | Tranche 3 | 2031 | SHINGLE SPRINGS 2109 A | 0.068647 |  | 1447.2219 | 6601.8136 | 8252.2669 | 68.88% | 31.12% | 2031 | 2032 | 48.1825 | 102.4823 | 21382.1607
615 | SHINGLE SPRINGS 21099372 | 17.0511 | 0.076601 | 0.011577 | 2.0356 | 3.7394 | Tranche 3 | 2031 | SHINGLE SPRINGS 2109 A | 0.068647 |  | 1450.9613 | 6618.8647 | 8273.5808 | 69.06% | 30.94% | 2031 | 2032 | 34.71 | 73.8268 | 21455.9875
616 | SHINGLE SPRINGS 210961892 | 29.9109 | 0.05286 | 0.0073282 | 2.2884 | 3.8876 | Tranche 3 | 2031 | SHINGLE SPRINGS 2109 A | 0.068647 |  | 1454.8489 | 6648.7756 | 8310.9694 | 69.25% | 30.75% | 2031 | 2032 | 68.4475 | 145.585 | 21601.5725
617 | SHINGLE SPRINGS 210935598 | 10.8018 | 0.076102 | 0.011098 | 2.2454 | 2.2752 | Tranche 3 | 2031 | SHINGLE SPRINGS 2109 A | 0.068647 |  | 1457.1241 | 6659.5774 | 8324.4717 | 69.35% | 30.65% | 2031 | 2032 | 24.2549 | 51.5892 | 21653.1618
618 | SHINGLE SPRINGS 210985766 | 18.5169 | 0.061214 | 0.0084494 | 2.0281 | 3.0122 | Tranche 3 | 2031 | SHINGLE SPRINGS 2109 A | 0.068647 |  | 1460.1363 | 6678.0943 | 8347.6179 | 69.5% | 30.5% | 2031 | 2032 | 37.5534 | 79.8745 | 21733.0362
619 | GIRVAN 11019732 | 20.9602 | 0.070832 | 0.012148 | 2.9153 | 4.6466 | Tranche 3 | 2031 | GIRVAN 1101 A | 0.068442 |  | 1464.7829 | 6699.0546 | 8373.8182 | 69.72% | 30.28% | 2031 | 2032 | 61.1045 | 129.9669 | 21863.0031
620 | GIRVAN 11011330 | 25.8028 | 0.070674 | 0.0081786 | 2.1006 | 4.6291 | Tranche 3 | 2031 | GIRVAN 1101 A | 0.068442 |  | 1469.412 | 6724.8573 | 8406.0717 | 69.94% | 30.06% | 2031 | 2032 | 54.2004 | 115.2821 | 21978.2853
621 | GIRVAN 11011636 | 15.5924 | 0.06481 | 0.0083159 | 2.5677 | 2.79 | Tranche 3 | 2031 | GIRVAN 1101 A | 0.068442 |  | 1472.2019 | 6740.4498 | 8425.5622 | 70.07% | 29.93% | 2031 | 2032 | 40.0366 | 85.1562 | 22063.4415
622 | GIRVAN 1101CB | 1.2333 | 0.09528 | 0.0051162 | 1.5 | 0.29162 | Tranche 3 | 2031 | GIRVAN 1101 A | 0.068442 |  | 1472.4936 | 6741.6831 | 8427.1039 | 70.09% | 29.91% | 2031 | 2032 | 1.85 | 3.9349 | 22067.3764
623 | GIRVAN 1101323094 | 27.5789 | 0.06539 | 0.005863 | 1.613 | 3.9253 | Tranche 3 | 2031 | GIRVAN 1101 A | 0.068442 |  | 1476.4188 | 6769.262 | 8461.5775 | 70.27% | 29.73% | 2031 | 2032 | 44.4839 | 94.6154 | 22161.9918
624 | SCE REFUGIO 1701CB | 0.29513 | 0.068417 | 0.0040743 | 1 | 0.0020372 | Tranche 3 | 2031 | SCE REFUGIO 1701 A | 0.068417 |  | 1476.4209 | 6769.5571 | 8461.9464 | 70.27% | 29.73% | 2031 | 2032 | 0.29513 | 0.62773 | 22162.6195
625 | COALINGA NO 2 110541954 | 14.4873 | 0.074896 | 0.003428 | 1.5 | 2.3431 | Tranche 3 | 2031 | COALINGA NO 2 1105 A | 0.068335 |  | 1478.764 | 6784.0444 | 8480.0555 | 70.38% | 29.62% | 2031 | 2032 | 21.7309 | 46.2207 | 22208.8402
626 | COALINGA NO 2 11059260 | 17.9154 | 0.063029 | 0.0062649 | 1.4627 | 2.4089 | Tranche 3 | 2031 | COALINGA NO 2 1105 A | 0.068335 |  | 1481.1728 | 6801.9598 | 8502.4498 | 70.5% | 29.5% | 2031 | 2032 | 26.2056 | 55.7382 | 22264.5784
627 | CURTIS 170234426 | 4.3051 | 0.068162 | 0.0069142 | 2.2411 | 0.78476 | Tranche 3 | 2031 | CURTIS 1702 A | 0.068162 |  | 1481.9576 | 6806.2649 | 8507.8311 | 70.54% | 29.46% | 2031 | 2032 | 9.6478 | 20.5206 | 22285.099
628 | CALPELLA 1101345230 | 0.62442 | 0.072725 | 0.0017841 | 1.1509 | 0.082959 | Tranche 3 | 2031 | CALPELLA 1101 A | 0.068089 |  | 1482.0405 | 6806.8893 | 8508.6116 | 70.54% | 29.46% | 2031 | 2032 | 0.71864 | 1.5285 | 22286.6275
629 | CALPELLA 1101619542 | 1.4275 | 0.08074 | 0.0065201 | 1.412 | 0.18799 | Tranche 3 | 2031 | CALPELLA 1101 A | 0.068089 |  | 1482.2285 | 6808.3167 | 8510.3959 | 70.55% | 29.45% | 2031 | 2032 | 2.0156 | 4.2872 | 22290.9147
630 | CALPELLA 11011204 | 0.46241 | 0.070413 | 0.0013479 | 1.0672 | 0.046951 | Tranche 3 | 2031 | CALPELLA 1101 A | 0.068089 |  | 1482.2755 | 6808.7792 | 8510.9739 | 70.55% | 29.45% | 2031 | 2032 | 0.49349 | 1.0496 | 22291.9643
631 | CALPELLA 1101600 | 19.0404 | 0.054812 | 0.0028358 | 1.0659 | 1.3598 | Tranche 3 | 2031 | CALPELLA 1101 A | 0.068089 |  | 1483.6353 | 6827.8195 | 8534.7744 | 70.62% | 29.38% | 2031 | 2032 | 20.2954 | 43.1674 | 22335.1318
632 | CALPELLA 1101908688 | 8.4518 | 0.13266 | 0.0081025 | 1.2059 | 1.3936 | Tranche 3 | 2031 | CALPELLA 1101 A | 0.068089 |  | 1485.0289 | 6836.2713 | 8545.3391 | 70.68% | 29.32% | 2031 | 2032 | 10.1921 | 21.6782 | 22356.81
633 | CALPELLA 1101542 | 33.1005 | 0.058573 | 0.0038606 | 1.1322 | 2.382 | Tranche 3 | 2031 | CALPELLA 1101 A | 0.068089 |  | 1487.4109 | 6869.3718 | 8586.7147 | 70.8% | 29.2% | 2031 | 2032 | 37.4778 | 79.7138 | 22436.5237
634 | MIDDLETOWN 1102302610 | 4.4273 | 0.067972 | 0.007089 | 1.4876 | 0.75852 | Tranche 3 | 2031 | MIDDLETOWN 1102 A | 0.067972 |  | 1488.1694 | 6873.799 | 8592.2488 | 70.83% | 29.17% | 2031 | 2032 | 6.5861 | 14.0084 | 22450.5321
635 | WEIMAR 1102CB | 14.9282 | 0.067716 | 0.004401 | 1.2987 | 1.2139 | Tranche 3 | 2031 | WEIMAR 1102 A | 0.067716 |  | 1489.3834 | 6888.7273 | 8610.9091 | 70.89% | 29.11% | 2031 | 2032 | 19.3871 | 41.2355 | 22491.7676
636 | DUNBAR 1103160 | 0.19181 | 0.08232 | 0.0015282 | 1 | 0.10086 | Tranche 3 | 2031 | DUNBAR 1103 A | 0.067604 |  | 1489.4842 | 6888.9191 | 8611.1489 | 70.89% | 29.11% | 2031 | 2032 | 0.19181 | 0.40798 | 22492.1756
637 | DUNBAR 1103681238 | 0.4879 | 0.087221 | 0.0043839 | 1.0175 | 0.041647 | Tranche 3 | 2031 | DUNBAR 1103 A | 0.067604 |  | 1489.5259 | 6889.407 | 8611.7588 | 70.9% | 29.1% | 2031 | 2032 | 0.49646 | 1.0559 | 22493.2315
638 | DUNBAR 110347964 | 5.927 | 0.062397 | 0.0041839 | 1.3739 | 0.64014 | Tranche 3 | 2031 | DUNBAR 1103 A | 0.067604 |  | 1490.166 | 6895.334 | 8619.1674 | 70.93% | 29.07% | 2031 | 2032 | 8.1431 | 17.3201 | 22510.5516
639 | DUNBAR 110379086 | 6.2796 | 0.0745 | 0.0039079 | 1.0718 | 0.51975 | Tranche 3 | 2031 | DUNBAR 1103 A | 0.067604 |  | 1490.6858 | 6901.6136 | 8627.0169 | 70.95% | 29.05% | 2031 | 2032 | 6.7306 | 14.3156 | 22524.8672
640 | DUNBAR 1103416 | 1.4829 | 0.050851 | 0.0035071 | 1.7086 | 0.17185 | Tranche 3 | 2031 | DUNBAR 1103 A | 0.067604 |  | 1490.8576 | 6903.0965 | 8628.8706 | 70.96% | 29.04% | 2031 | 2032 | 2.5337 | 5.3892 | 22530.2564
641 | SAN ARDO 1102896438 | 24.4641 | 0.067376 | 0.0049302 | 1.0498 | 2.5119 | Tranche 3 | 2031 | SAN ARDO 1102 A | 0.067376 |  | 1493.3695 | 6927.5606 | 8659.4507 | 71.08% | 28.92% | 2031 | 2032 | 25.6817 | 54.6239 | 22584.8803
642 | MORGAN HILL 2111123422 | 1.3237 | 0.075386 | 0.0051696 | 1.2429 | 0.11115 | Tranche 3 | 2031 | MORGAN HILL 2111 A | 0.067161 |  | 1493.4807 | 6928.8843 | 8661.1053 | 71.08% | 28.92% | 2031 | 2032 | 1.6453 | 3.4995 | 22588.3797
643 | MORGAN HILL 2111XR398 | 26.293 | 0.06384 | 0.0041198 | 1.1797 | 2.2309 | Tranche 3 | 2031 | MORGAN HILL 2111 A | 0.067161 |  | 1495.7116 | 6955.1773 | 8693.9716 | 71.19% | 28.81% | 2031 | 2032 | 31.0171 | 65.9721 | 22654.3519
644 | MORGAN HILL 2111919856 | 9.3769 | 0.07531 | 0.0046575 | 1.1284 | 0.8593 | Tranche 3 | 2031 | MORGAN HILL 2111 A | 0.067161 |  | 1496.5709 | 6964.5542 | 8705.6927 | 71.23% | 28.77% | 2031 | 2032 | 10.5805 | 22.5042 | 22676.8561
645 | BEN LOMOND 04015400 | 0.45402 | 0.070873 | 0.0031431 | 1 | 0.012049 | Tranche 3 | 2031 | BEN LOMOND 0401 A | 0.066956 |  | 1496.5829 | 6965.0082 | 8706.2603 | 71.23% | 28.77% | 2031 | 2032 | 0.45402 | 0.96568 | 22677.8217
646 | BEN LOMOND 0401CB | 7.721 | 0.066726 | 0.0025749 | 1.0594 | 0.31229 | Tranche 3 | 2031 | BEN LOMOND 0401 A | 0.066956 |  | 1496.8952 | 6972.7292 | 8715.9116 | 71.25% | 28.75% | 2031 | 2032 | 8.1793 | 17.3971 | 22695.2188
647 | SARATOGA 1107LC12 | 7.3435 | 0.081357 | 0.0047379 | 1.2097 | 0.6491 | Tranche 3 | 2031 | SARATOGA 1107 A | 0.066898 |  | 1497.5443 | 6980.0727 | 8725.0909 | 71.28% | 28.72% | 2031 | 2032 | 8.8835 | 18.8949 | 22714.1137
648 | SARATOGA 11075696 | 5.0384 | 0.055751 | 0.0026577 | 1.2175 | 0.34682 | Tranche 3 | 2031 | SARATOGA 1107 A | 0.066898 |  | 1497.8911 | 6985.1111 | 8731.3889 | 71.29% | 28.71% | 2031 | 2032 | 6.1342 | 13.0472 | 22727.1609
649 | SARATOGA 1107LC26 | 5.644 | 0.058036 | 0.0042088 | 1.4086 | 0.46087 | Tranche 3 | 2031 | SARATOGA 1107 A | 0.066898 |  | 1498.352 | 6990.7551 | 8738.4439 | 71.32% | 28.68% | 2031 | 2032 | 7.95 | 16.9093 | 22744.0702
650 | TEMPLETON 2108A64 | 1.9901 | 0.066842 | 0.0011472 | 1.0731 | 0.26615 | Tranche 3 | 2031 | TEMPLETON 2108 A | 0.066842 |  | 1498.6181 | 6992.7452 | 8740.9315 | 71.33% | 28.67% | 2031 | 2032 | 2.1355 | 4.5421 | 22748.6123
651 | PASO ROBLES 1104R56 | 10.9115 | 0.066817 | 0.0051132 | 1.3079 | 1.1147 | Tranche 3 | 2031 | PASO ROBLES 1104 A | 0.066817 |  | 1499.7328 | 7003.6567 | 8754.5708 | 71.38% | 28.62% | 2031 | 2032 | 14.2714 | 30.3546 | 22778.9669
652 | SOLEDAD 2102858388 | 4.7211 | 0.066733 | 0.0030795 | 1.1985 | 0.52506 | Tranche 3 | 2031 | SOLEDAD 2102 A | 0.066733 |  | 1500.2579 | 7008.3777 | 8760.4722 | 71.41% | 28.59% | 2031 | 2032 | 5.658 | 12.0344 | 22791.0013
653 | RED BLUFF 11041302 | 13.4764 | 0.066356 | 0.0042782 | 1.1238 | 1.1808 | Tranche 3 | 2031 | RED BLUFF 1104 A | 0.066356 |  | 1501.4387 | 7021.8541 | 8777.3176 | 71.46% | 28.54% | 2031 | 2032 | 15.1441 | 32.2108 | 22823.2121
654 | SHINGLE SPRINGS 2108CB | 1.4215 | 0.066116 | 0.012917 | 2.7614 | 0.31862 | Tranche 3 | 2031 | SHINGLE SPRINGS 2108 A | 0.066116 |  | 1501.7573 | 7023.2756 | 8779.0945 | 71.48% | 28.52% | 2031 | 2032 | 3.9254 | 8.3492 | 22831.5613
655 | LAYTONVILLE 11022502 | 17.579 | 0.078732 | 0.0053046 | 1.1626 | 1.8301 | Tranche 3 | 2031 | LAYTONVILLE 1102 A | 0.06582 |  | 1503.5874 | 7040.8547 | 8801.0683 | 71.57% | 28.43% | 2031 | 2032 | 20.4378 | 43.4705 | 22875.0318
656 | LAYTONVILLE 110237586 | 13.8949 | 0.049484 | 0.0029855 | 1.0938 | 0.83297 | Tranche 3 | 2031 | LAYTONVILLE 1102 A | 0.06582 |  | 1504.4203 | 7054.7496 | 8818.437 | 71.6% | 28.4% | 2031 | 2032 | 15.198 | 32.3255 | 22907.3573
657 | TULE POWER HOUSE 1101CB | 4.0828 | 0.065689 | 0.014129 | 2.8941 | 1.1727 | Tranche 3 | 2031 | TULE POWER HOUSE 1101 A | 0.065689 |  | 1505.593 | 7058.8323 | 8823.5404 | 71.66% | 28.34% | 2031 | 2032 | 11.8158 | 25.1317 | 22932.489
658 | LOS GATOS 1107CB | 13.4094 | 0.064738 | 0.0053096 | 1.3692 | 1.2557 | Tranche 3 | 2031 | LOS GATOS 1107 A | 0.065623 |  | 1506.8487 | 7072.2417 | 8840.3022 | 71.72% | 28.28% | 2031 | 2032 | 18.3599 | 39.0508 | 22971.5397
659 | LOS GATOS 1107914254 | 1.172 | 0.075744 | 0.0058196 | 1.2103 | 0.11348 | Tranche 3 | 2031 | LOS GATOS 1107 A | 0.065623 |  | 1506.9622 | 7073.4137 | 8841.7672 | 71.73% | 28.27% | 2031 | 2032 | 1.4184 | 3.0169 | 22974.5566
660 | COARSEGOLD 210210050 | 7.061 | 0.065493 | 0.0063689 | 1.749 | 0.82689 | Tranche 3 | 2031 | COARSEGOLD 2102 A | 0.065493 |  | 1507.7891 | 7080.4747 | 8850.5934 | 71.77% | 28.23% | 2031 | 2032 | 12.3498 | 26.2676 | 23000.8242
661 | CAMP EVERS 2106287578 | 4.3091 | 0.056962 | 0.0028689 | 1.1028 | 0.20752 | Tranche 3 | 2031 | CAMP EVERS 2106 A | 0.065226 |  | 1507.9966 | 7084.7838 | 8855.9798 | 71.78% | 28.22% | 2031 | 2032 | 4.7523 | 10.1078 | 23010.9321
662 | CAMP EVERS 21065020 | 9.25 | 0.058529 | 0.0031225 | 1.1578 | 0.64949 | Tranche 3 | 2031 | CAMP EVERS 2106 A | 0.065226 |  | 1508.6461 | 7094.0338 | 8867.5422 | 71.81% | 28.19% | 2031 | 2032 | 10.7095 | 22.7786 | 23033.7107
663 | CAMP EVERS 210660120 | 4.2545 | 0.096211 | 0.0049798 | 1.1288 | 0.38345 | Tranche 3 | 2031 | CAMP EVERS 2106 A | 0.065226 |  | 1509.0296 | 7098.2883 | 8872.8604 | 71.82% | 28.18% | 2031 | 2032 | 4.8024 | 10.2145 | 23043.9251
664 | CAMP EVERS 2106478670 | 1.1146 | 0.050065 | 0.0026495 | 1.2394 | 0.14042 | Tranche 3 | 2031 | CAMP EVERS 2106 A | 0.065226 |  | 1509.17 | 7099.4029 | 8874.2536 | 71.83% | 28.17% | 2031 | 2032 | 1.3814 | 2.9381 | 23046.8633
665 | CAMP EVERS 210660124 | 25.0617 | 0.064532 | 0.0034764 | 1.1722 | 1.5574 | Tranche 3 | 2031 | CAMP EVERS 2106 A | 0.065226 |  | 1510.7274 | 7124.4647 | 8905.5808 | 71.91% | 28.09% | 2031 | 2032 | 29.3775 | 62.4847 | 23109.348
666 | KIRKER 2104442850 | 5.6891 | 0.064772 | 0.00471 | 1.0994 | 0.52281 | Tranche 3 | 2031 | KIRKER 2104 A | 0.06487 |  | 1511.2502 | 7130.1537 | 8912.6921 | 71.93% | 28.07% | 2031 | 2032 | 6.2544 | 13.3028 | 23122.6507
667 | KIRKER 2104CB | 0.031087 | 0.082744 | 6.9059e-05 | 1 | 0.011481 | Tranche 3 | 2031 | KIRKER 2104 A | 0.06487 |  | 1511.2617 | 7130.1848 | 8912.731 | 71.93% | 28.07% | 2031 | 2032 | 0.031087 | 0.066121 | 23122.7169
668 | SAN JOAQUIN #3 110110060 | 6.5479 | 0.064561 | 0.005692 | 1.5107 | 0.72762 | Tranche 3 | 2031 | SAN JOAQUIN #3 1101 A | 0.064561 |  | 1511.9893 | 7136.7327 | 8920.9159 | 71.97% | 28.03% | 2031 | 2032 | 9.8921 | 21.0402 | 23143.7571
669 | CHALLENGE 1101CB | 16.4221 | 0.049234 | 0.004432 | 1.6892 | 1.4182 | Tranche 3 | 2031 | CHALLENGE 1101 A | 0.064541 |  | 1513.4076 | 7153.1548 | 8941.4435 | 72.03% | 27.97% | 2031 | 2032 | 27.7408 | 59.0036 | 23202.7606
670 | CHALLENGE 11015460 | 31.8408 | 0.072435 | 0.0061982 | 1.6746 | 3.8274 | Tranche 3 | 2031 | CHALLENGE 1101 A | 0.064541 |  | 1517.235 | 7184.9956 | 8981.2445 | 72.21% | 27.79% | 2031 | 2033 | 53.3202 | 113.4098 | 23316.1705
671 | SUNOL 1101MR299 | 4.9394 | 0.064511 | 0.00393 | 1.1918 | 0.38121 | Tranche 3 | 2031 | SUNOL 1101 A | 0.064511 |  | 1517.6162 | 7189.935 | 8987.4188 | 72.23% | 27.77% | 2031 | 2033 | 5.8866 | 12.5206 | 23328.6911
672 | SANTA YNEZ 1102320270 | 8.2589 | 0.064297 | 0.0021438 | 1.1227 | 0.69781 | Tranche 3 | 2031 | SANTA YNEZ 1102 A | 0.064297 |  | 1518.314 | 7198.1939 | 8997.7424 | 72.27% | 27.73% | 2031 | 2033 | 9.2724 | 19.7221 | 23348.4132
673 | PINE GROVE 110283098 | 7.9156 | 0.072806 | 0.0046727 | 1.1384 | 0.72193 | Tranche 3 | 2031 | PINE GROVE 1102 D | 0.063572 |  | 1519.0359 | 7206.1096 | 9007.637 | 72.3% | 27.7% | 2031 | 2033 | 9.0111 | 19.1662 | 23367.5794
674 | PINE GROVE 110235576 | 7.8751 | 0.09024 | 0.005103 | 1.1104 | 0.76545 | Tranche 3 | 2031 | PINE GROVE 1102 D | 0.063572 |  | 1519.8014 | 7213.9847 | 9017.4809 | 72.34% | 27.66% | 2031 | 2033 | 8.7442 | 18.5986 | 23386.178
675 | PINE GROVE 1102269286 | 25.2252 | 0.052348 | 0.0049276 | 1.6725 | 2.4367 | Tranche 3 | 2031 | PINE GROVE 1102 D | 0.063572 |  | 1522.2381 | 7239.2099 | 9049.0124 | 72.45% | 27.55% | 2031 | 2033 | 42.1888 | 89.7338 | 23475.9117
676 | DIAMOND SPRINGS 110699658 | 3.4896 | 0.063336 | 0.0030483 | 1.693 | 0.37494 | Tranche 3 | 2031 | DIAMOND SPRINGS 1106 C | 0.063336 |  | 1522.613 | 7242.6994 | 9053.3743 | 72.47% | 27.53% | 2031 | 2033 | 5.9078 | 12.5656 | 23488.4774
677 | LOS GATOS 1102526868 | 1.0965 | 0.063181 | 0.0029247 | 1.0017 | 0.068731 | Tranche 3 | 2031 | LOS GATOS 1102 A | 0.063181 |  | 1522.6818 | 7243.7959 | 9054.7449 | 72.47% | 27.53% | 2031 | 2033 | 1.0984 | 2.3363 | 23490.8137
678 | UKIAH 1114822 | 0.1415 | 0.10802 | 0.0005542 | 1.5 | 0.077034 | Tranche 3 | 2031 | UKIAH 1114 A | 0.062149 |  | 1522.7588 | 7243.9374 | 9054.9218 | 72.48% | 27.52% | 2031 | 2033 | 0.21225 | 0.45144 | 23491.2651
679 | UKIAH 1114408 | 37.1096 | 0.061975 | 0.0048805 | 1.4745 | 3.6726 | Tranche 3 | 2031 | UKIAH 1114 A | 0.062149 |  | 1526.4314 | 7281.0471 | 9101.3089 | 72.65% | 27.35% | 2031 | 2033 | 54.7196 | 116.3863 | 23607.6514
680 | CLOVERDALE 110184088 | 15.8669 | 0.064165 | 0.0037006 | 1.1514 | 1.2323 | Tranche 3 | 2031 | CLOVERDALE 1101 A | 0.061968 |  | 1527.6636 | 7296.914 | 9121.1425 | 72.71% | 27.29% | 2031 | 2033 | 18.2698 | 38.859 | 23646.5105
681 | CLOVERDALE 1101964556 | 5.1559 | 0.055204 | 0.0038441 | 1.3536 | 0.40747 | Tranche 3 | 2031 | CLOVERDALE 1101 A | 0.061968 |  | 1528.0711 | 7302.0699 | 9127.5874 | 72.73% | 27.27% | 2031 | 2033 | 6.9791 | 14.8442 | 23661.3547
682 | WISHON 1101CB | 7.5964 | 0.061374 | 0.012162 | 2.7538 | 1.806 | Tranche 3 | 2031 | WISHON 1101 A | 0.061374 |  | 1529.8771 | 7309.6662 | 9137.0828 | 72.82% | 27.18% | 2031 | 2033 | 20.9189 | 44.4937 | 23705.8484
683 | MENLO 11031721 | 7.0953 | 0.059343 | 0.0030912 | 1.0411 | 0.42814 | Tranche 3 | 2031 | MENLO 1103 A | 0.061093 |  | 1530.3053 | 7316.7615 | 9145.9519 | 72.84% | 27.16% | 2031 | 2033 | 7.3869 | 15.7117 | 23721.5601
684 | MENLO 11037902 | 0.067002 | 0.24634 | 0.0010211 | 1 | 0.044927 | Tranche 3 | 2031 | MENLO 1103 A | 0.061093 |  | 1530.3502 | 7316.8285 | 9146.0357 | 72.84% | 27.16% | 2031 | 2033 | 0.067002 | 0.14251 | 23721.7026
685 | PASO ROBLES 1107CB | 0.26156 | 0.060939 | 0.00011505 | 1 | 0.029337 | Tranche 3 | 2032 | PASO ROBLES 1107 A | 0.060939 |  | 1530.3795 | 7317.0901 | 9146.3626 | 72.84% | 27.16% | 2032 | 2033 | 0.26156 | 0.55632 | 23722.2589
686 | COALINGA NO 1 110878186 | 35.9854 | 0.062165 | 0.0055326 | 1.1436 | 3.9475 | Tranche 3 | 2032 | COALINGA NO 1 1108 A | 0.060786 |  | 1534.327 | 7353.0755 | 9191.3444 | 73.03% | 26.97% | 2032 | 2033 | 41.1513 | 87.5272 | 23809.7861
687 | COALINGA NO 1 11089080 | 3.5344 | 0.046744 | 0.0016389 | 1.1751 | 0.34908 | Tranche 3 | 2032 | COALINGA NO 1 1108 A | 0.060786 |  | 1534.6761 | 7356.6098 | 9195.7623 | 73.05% | 26.95% | 2032 | 2033 | 4.1534 | 8.8341 | 23818.6202
688 | WOODSIDE 11043583 | 2.7983 | 0.069774 | 0.0032277 | 1.0119 | 0.18075 | Tranche 3 | 2032 | WOODSIDE 1104 A | 0.060723 |  | 1534.8569 | 7359.4081 | 9199.2601 | 73.05% | 26.95% | 2032 | 2033 | 2.8315 | 6.0226 | 23824.6428
689 | WOODSIDE 1104456052 | 0.17644 | 0.062482 | 0.0014562 | 1 | 0.022572 | Tranche 3 | 2032 | WOODSIDE 1104 A | 0.060723 |  | 1534.8794 | 7359.5846 | 9199.4807 | 73.05% | 26.95% | 2032 | 2033 | 0.17644 | 0.37528 | 23825.018
690 | WOODSIDE 1104420146 | 2.6056 | 0.050884 | 0.0018814 | 1.0269 | 0.12323 | Tranche 3 | 2032 | WOODSIDE 1104 A | 0.060723 |  | 1535.0027 | 7362.1901 | 9202.7377 | 73.06% | 26.94% | 2032 | 2033 | 2.6757 | 5.6911 | 23830.7091
691 | CLAYTON 2215W531R | 3.9875 | 0.060649 | 0.0024107 | 1.0773 | 0.3616 | Tranche 3 | 2032 | CLAYTON 2215 A | 0.060712 |  | 1535.3643 | 7366.1777 | 9207.7221 | 73.08% | 26.92% | 2032 | 2033 | 4.2956 | 9.1365 | 23839.8457
692 | CLAYTON 2215CB | 0.0046756 | 0.11468 | 0.0006671 | 1.5 | 0.01014 | Tranche 3 | 2032 | CLAYTON 2215 A | 0.060712 |  | 1535.3744 | 7366.1824 | 9207.7279 | 73.08% | 26.92% | 2032 | 2033 | 0.0070135 | 0.014917 | 23839.8606
693 | KING CITY 11037038 | 17.3514 | 0.060447 | 0.0038783 | 1.0653 | 1.6618 | Tranche 3 | 2032 | KING CITY 1103 A | 0.060447 |  | 1537.0363 | 7383.5338 | 9229.4172 | 73.16% | 26.84% | 2032 | 2033 | 18.4847 | 39.3161 | 23879.1767
694 | MORAGA 1101CB | 6.9806 | 0.060283 | 0.0031586 | 1.1919 | 0.45562 | Tranche 3 | 2032 | MORAGA 1101 A | 0.060283 |  | 1537.4919 | 7390.5144 | 9238.143 | 73.18% | 26.82% | 2032 | 2033 | 8.3201 | 17.6965 | 23896.8732
695 | CUYAMA 21013542 | 3.2642 | 0.060173 | 0.0017791 | 1.5 | 0.43648 | Tranche 3 | 2032 | CUYAMA 2101 A | 0.060173 |  | 1537.9284 | 7393.7786 | 9242.2233 | 73.2% | 26.8% | 2032 | 2033 | 4.8964 | 10.4144 | 23907.2876
696 | SARATOGA 1106LC24 | 7.8328 | 0.0523 | 0.0024786 | 1.2028 | 0.50068 | Tranche 3 | 2032 | SARATOGA 1106 A | 0.060143 |  | 1538.4291 | 7401.6114 | 9252.0143 | 73.22% | 26.78% | 2032 | 2033 | 9.4211 | 20.0383 | 23927.3259
697 | SARATOGA 1106340986 | 7.3663 | 0.068482 | 0.0036751 | 1.0538 | 0.55677 | Tranche 3 | 2032 | SARATOGA 1106 A | 0.060143 |  | 1538.9858 | 7408.9777 | 9261.2222 | 73.25% | 26.75% | 2032 | 2033 | 7.7623 | 16.5101 | 23943.8361
698 | OAKHURST 1102333062 | 0.071055 | 0.060131 | 0.00379 | 1.5 | 0.022108 | Tranche 3 | 2032 | OAKHURST 1102 A | 0.060131 |  | 1539.0079 | 7409.0488 | 9261.311 | 73.25% | 26.75% | 2032 | 2033 | 0.10658 | 0.2267 | 23944.0627
699 | FELTON 0401CB | 2.4756 | 0.060089 | 0.00274 | 1.0023 | 0.076264 | Tranche 3 | 2032 | FELTON 0401 A | 0.060089 |  | 1539.0842 | 7411.5244 | 9264.4055 | 73.25% | 26.75% | 2032 | 2033 | 2.4813 | 5.2777 | 23949.3405
700 | WILLITS 11032500 | 29.6769 | 0.060444 | 0.0041992 | 1.0989 | 2.1395 | Tranche 3 | 2032 | WILLITS 1103 A | 0.059773 |  | 1541.2237 | 7441.2013 | 9301.5016 | 73.36% | 26.64% | 2032 | 2033 | 32.6131 | 69.3667 | 24018.7072
701 | WILLITS 1103538 | 6.3232 | 0.056625 | 0.0032591 | 1.0398 | 0.4025 | Tranche 3 | 2032 | WILLITS 1103 A | 0.059773 |  | 1541.6262 | 7447.5245 | 9309.4056 | 73.38% | 26.62% | 2032 | 2033 | 6.5746 | 13.9839 | 24032.6911
702 | CRESCENT MILLS 21012056 | 2.6391 | 0.059164 | 0.0028532 | 1.2887 | 0.34238 | Tranche 3 | 2032 | CRESCENT MILLS 2101 A | 0.059459 |  | 1541.9686 | 7450.1636 | 9312.7045 | 73.39% | 26.61% | 2032 | 2033 | 3.401 | 7.2338 | 24039.9249
703 | CRESCENT MILLS 2101CB | 3.1338 | 0.059707 | 0.0026577 | 1.257 | 0.29235 | Tranche 3 | 2032 | CRESCENT MILLS 2101 A | 0.059459 |  | 1542.2609 | 7453.2973 | 9316.6216 | 73.41% | 26.59% | 2032 | 2033 | 3.9392 | 8.3786 | 24048.3035
704 | SAN ARDO 11017632 | 0.85271 | 0.05938 | 0.00087277 | 1.1599 | 0.14619 | Tranche 3 | 2032 | SAN ARDO 1101 A | 0.05938 |  | 1542.4071 | 7454.15 | 9317.6875 | 73.41% | 26.59% | 2032 | 2033 | 0.98904 | 2.1037 | 24050.4071
705 | DOBBINS 11011264 | 27.4895 | 0.059196 | 0.0082955 | 2.4966 | 4.2348 | Tranche 3 | 2032 | DOBBINS 1101 A | 0.059348 |  | 1546.6419 | 7481.6395 | 9352.0494 | 73.61% | 26.39% | 2032 | 2033 | 68.629 | 145.9711 | 24196.3782
706 | DOBBINS 1101CB | 0.69425 | 0.049764 | 0.0082658 | 3 | 0.090924 | Tranche 3 | 2032 | DOBBINS 1101 A | 0.059348 |  | 1546.7329 | 7482.3338 | 9352.9172 | 73.62% | 26.38% | 2032 | 2033 | 2.0827 | 4.4299 | 24200.8081
707 | DOBBINS 110169722 | 6.5279 | 0.061006 | 0.0098616 | 3 | 1.1933 | Tranche 3 | 2032 | DOBBINS 1101 A | 0.059348 |  | 1547.9261 | 7488.8617 | 9361.0771 | 73.68% | 26.32% | 2032 | 2033 | 19.5837 | 41.6538 | 24242.4619
708 | LAYTONVILLE 1101518 | 22.4153 | 0.059321 | 0.0041384 | 1.2452 | 1.7174 | Tranche 3 | 2032 | LAYTONVILLE 1101 A | 0.059321 |  | 1549.6435 | 7511.277 | 9389.0962 | 73.76% | 26.24% | 2032 | 2033 | 27.9116 | 59.3667 | 24301.8286
709 | TASSAJARA 210812712 | 0.73188 | 0.058812 | 0.0013095 | 1.2268 | 0.078895 | Tranche 3 | 2032 | TASSAJARA 2108 A | 0.059265 |  | 1549.7224 | 7512.0088 | 9390.0111 | 73.76% | 26.24% | 2032 | 2033 | 0.89786 | 1.9097 | 24303.7383
710 | TASSAJARA 2108437582 | 0.68708 | 0.059747 | 0.001607 | 1.3657 | 0.069904 | Tranche 3 | 2032 | TASSAJARA 2108 A | 0.059265 |  | 1549.7923 | 7512.6959 | 9390.8699 | 73.76% | 26.24% | 2032 | 2033 | 0.93834 | 1.9958 | 24305.7341
711 | MIWUK 170238218 | 12.0553 | 0.050662 | 0.0076507 | 2.4768 | 1.8935 | Tranche 3 | 2032 | MIWUK 1702 A | 0.058219 |  | 1551.6859 | 7524.7512 | 9405.939 | 73.85% | 26.15% | 2032 | 2033 | 29.8587 | 63.5083 | 24369.2424
712 | MIWUK 17021808 | 1.8076 | 0.072925 | 0.011878 | 2.9376 | 0.40387 | Tranche 3 | 2032 | MIWUK 1702 A | 0.058219 |  | 1552.0897 | 7526.5588 | 9408.1985 | 73.87% | 26.13% | 2032 | 2033 | 5.3099 | 11.2939 | 24380.5364
713 | MIWUK 170236888 | 0.61463 | 0.16319 | 0.022171 | 2.2842 | 0.19954 | Tranche 3 | 2032 | MIWUK 1702 A | 0.058219 |  | 1552.2893 | 7527.1734 | 9408.9668 | 73.88% | 26.12% | 2032 | 2033 | 1.4039 | 2.9861 | 24383.5225
714 | UKIAH 1111807988 | 3.6961 | 0.057914 | 0.0048798 | 1.4716 | 0.34403 | Tranche 3 | 2032 | UKIAH 1111 A | 0.057914 |  | 1552.6333 | 7530.8695 | 9413.5869 | 73.9% | 26.1% | 2032 | 2033 | 5.4391 | 11.5687 | 24395.0911
715 | PUEBLO 1104580658 | 9.164 | 0.057836 | 0.0041408 | 1.4153 | 0.78468 | Tranche 3 | 2032 | PUEBLO 1104 A | 0.057836 |  | 1553.418 | 7540.0335 | 9425.0419 | 73.94% | 26.06% | 2032 | 2033 | 12.9701 | 27.5869 | 24422.6781
716 | POINT MORETTI 110110722 | 0.58281 | 0.093418 | 0.0030639 | 1 | 0.033192 | Tranche 3 | 2032 | POINT MORETTI 1101 A | 0.057768 |  | 1553.4512 | 7540.6163 | 9425.7704 | 73.94% | 26.06% | 2032 | 2033 | 0.58281 | 1.2396 | 24423.9177
717 | POINT MORETTI 110110726 | 10.4534 | 0.051805 | 0.0026122 | 1.1456 | 0.48021 | Tranche 3 | 2032 | POINT MORETTI 1101 A | 0.057768 |  | 1553.9314 | 7551.0697 | 9438.8371 | 73.96% | 26.04% | 2032 | 2033 | 11.9755 | 25.4714 | 24449.3891
718 | POINT MORETTI 110139126 | 4.8408 | 0.06635 | 0.002954 | 1.0268 | 0.26586 | Tranche 3 | 2032 | POINT MORETTI 1101 A | 0.057768 |  | 1554.1973 | 7555.9105 | 9444.8882 | 73.97% | 26.03% | 2032 | 2033 | 4.9705 | 10.5721 | 24459.9612
719 | LOS GATOS 110160052 | 1.9052 | 0.057705 | 0.0040937 | 1.4118 | 0.14328 | Tranche 3 | 2032 | LOS GATOS 1101 A | 0.057705 |  | 1554.3405 | 7557.8158 | 9447.2697 | 73.98% | 26.02% | 2032 | 2033 | 2.6898 | 5.7212 | 24465.6824
720 | SARATOGA 1103LC16 | 4.2985 | 0.057403 | 0.0030824 | 1.0711 | 0.29283 | Tranche 3 | 2032 | SARATOGA 1103 A | 0.057403 |  | 1554.6334 | 7562.1143 | 9452.6428 | 73.99% | 26.01% | 2032 | 2033 | 4.604 | 9.7925 | 24475.4749
721 | MENDOCINO 110148750 | 18.0449 | 0.058438 | 0.003533 | 1.1806 | 1.2101 | Tranche 3 | 2032 | MENDOCINO 1101 A | 0.057377 |  | 1555.8434 | 7580.1592 | 9475.199 | 74.05% | 25.95% | 2032 | 2033 | 21.3041 | 45.313 | 24520.788
722 | MENDOCINO 110137462 | 2.0384 | 0.047984 | 0.0019958 | 1.2472 | 0.16964 | Tranche 3 | 2032 | MENDOCINO 1101 A | 0.057377 |  | 1556.0131 | 7582.1976 | 9477.747 | 74.06% | 25.94% | 2032 | 2033 | 2.5422 | 5.4071 | 24526.1951
723 | SAN JOAQUIN #3 110210342 | 1.7906 | 0.057352 | 0.0054992 | 1.7244 | 0.17322 | Tranche 3 | 2032 | SAN JOAQUIN #3 1102 A | 0.057352 |  | 1556.1863 | 7583.9882 | 9479.9852 | 74.07% | 25.93% | 2032 | 2033 | 3.0878 | 6.5676 | 24532.7627
724 | KONOCTI 1108950 | 5.6679 | 0.057093 | 0.0052635 | 1.5 | 0.679 | Tranche 3 | 2032 | KONOCTI 1108 A | 0.057093 |  | 1556.8653 | 7589.6561 | 9487.0701 | 74.1% | 25.9% | 2032 | 2033 | 8.5018 | 18.0831 | 24550.8457
725 | RACETRACK 170311270 | 12.4632 | 0.056886 | 0.0074595 | 1.91 | 1.6896 | Tranche 3 | 2032 | RACETRACK 1703 A | 0.056886 |  | 1558.5549 | 7602.1192 | 9502.649 | 74.18% | 25.82% | 2032 | 2033 | 23.8045 | 50.6311 | 24601.4768
726 | FULTON 1107145720 | 9.706 | 0.058946 | 0.0038831 | 1.2425 | 0.74556 | Tranche 3 | 2032 | FULTON 1107 A | 0.056836 |  | 1559.3004 | 7611.8253 | 9514.7816 | 74.22% | 25.78% | 2032 | 2033 | 12.0596 | 25.6502 | 24627.127
727 | FULTON 1107914380 | 2.8203 | 0.049573 | 0.0025342 | 1.0478 | 0.14572 | Tranche 3 | 2032 | FULTON 1107 A | 0.056836 |  | 1559.4461 | 7614.6456 | 9518.307 | 74.22% | 25.78% | 2032 | 2033 | 2.9551 | 6.2854 | 24633.4124
728 | SAUSALITO 11022033 | 0.0077706 | 0.056644 | 0.00011881 | 1 | 0.0011287 | Tranche 3 | 2032 | SAUSALITO 1102 A | 0.056644 |  | 1559.4473 | 7614.6533 | 9518.3167 | 74.22% | 25.78% | 2032 | 2033 | 0.0077706 | 0.016528 | 24633.429
729 | SAN RAFAEL 110839156 | 3.3198 | 0.058207 | 0.0025904 | 1.3209 | 0.25386 | Tranche 3 | 2032 | SAN RAFAEL 1108 A | 0.056431 |  | 1559.7011 | 7617.9731 | 9522.4664 | 74.24% | 25.76% | 2032 | 2033 | 4.3851 | 9.327 | 24642.7559
730 | SAN RAFAEL 11081210 | 3.0762 | 0.054515 | 0.0020496 | 1.3901 | 0.20291 | Tranche 3 | 2032 | SAN RAFAEL 1108 A | 0.056431 |  | 1559.904 | 7621.0494 | 9526.3117 | 74.25% | 25.75% | 2032 | 2033 | 4.2763 | 9.0954 | 24651.8514
731 | MIRABEL 110257840 | 2.7294 | 0.056398 | 0.003334 | 1.1847 | 0.26172 | Tranche 3 | 2032 | MIRABEL 1102 A | 0.056398 |  | 1560.1658 | 7623.7787 | 9529.7234 | 74.26% | 25.74% | 2032 | 2033 | 3.2333 | 6.8772 | 24658.7286
732 | AUBERRY 1101R324 | 9.1149 | 0.055297 | 0.0080497 | 2.5548 | 3.6385 | Tranche 3 | 2032 | AUBERRY 1101 A | 0.056084 |  | 1563.8042 | 7632.8936 | 9541.117 | 74.43% | 25.57% | 2032 | 2033 | 23.2867 | 49.5299 | 24708.2585
733 | AUBERRY 110137536 | 0.4796 | 0.071036 | 0.0088053 | 2.1986 | 0.55914 | Tranche 3 | 2032 | AUBERRY 1101 A | 0.056084 |  | 1564.3634 | 7633.3732 | 9541.7165 | 74.46% | 25.54% | 2032 | 2033 | 1.0545 | 2.2428 | 24710.5013
734 | WOODSIDE 110147872 | 4.3932 | 0.053734 | 0.0026503 | 1.1108 | 0.22925 | Tranche 3 | 2032 | WOODSIDE 1101 A | 0.056049 |  | 1564.5926 | 7637.7664 | 9547.208 | 74.47% | 25.53% | 2032 | 2033 | 4.8801 | 10.3798 | 24720.8811
735 | WOODSIDE 11018884 | 7.4685 | 0.057411 | 0.0032144 | 1.0927 | 0.43394 | Tranche 3 | 2032 | WOODSIDE 1101 A | 0.056049 |  | 1565.0266 | 7645.235 | 9556.5437 | 74.49% | 25.51% | 2032 | 2033 | 8.161 | 17.3581 | 24738.2392
736 | ATASCADERO 1101A02 | 25.261 | 0.05732 | 0.0041179 | 1.2725 | 2.0315 | Tranche 3 | 2032 | ATASCADERO 1101 A | 0.056004 |  | 1567.0581 | 7670.4959 | 9588.1199 | 74.59% | 25.41% | 2032 | 2033 | 32.1457 | 68.3726 | 24806.6118
737 | ATASCADERO 1101A50 | 20.0726 | 0.054348 | 0.0039066 | 1.2722 | 1.5483 | Tranche 3 | 2032 | ATASCADERO 1101 A | 0.056004 |  | 1568.6064 | 7690.5686 | 9613.2107 | 74.66% | 25.34% | 2032 | 2033 | 25.5357 | 54.3135 | 24860.9253
738 | OILFIELDS 1103N48 | 47.5255 | 0.056356 | 0.0043433 | 1.0697 | 3.9242 | Tranche 3 | 2032 | OILFIELDS 1103 A | 0.055575 |  | 1572.5306 | 7738.0941 | 9672.6176 | 74.85% | 25.15% | 2032 | 2033 | 50.8369 | 108.128 | 24969.0533
739 | OILFIELDS 1103N62 | 5.6723 | 0.049031 | 0.0041021 | 1.0408 | 0.42457 | Tranche 3 | 2032 | OILFIELDS 1103 A | 0.055575 |  | 1572.9551 | 7743.7664 | 9679.7079 | 74.87% | 25.13% | 2032 | 2033 | 5.9038 | 12.5571 | 24981.6104
740 | VINEYARD 2108MR172 | 0.63003 | 0.055542 | 0.0034897 | 1.5 | 0.14482 | Tranche 3 | 2032 | VINEYARD 2108 A | 0.055542 |  | 1573.0999 | 7744.3964 | 9680.4955 | 74.87% | 25.13% | 2032 | 2033 | 0.94504 | 2.0101 | 24983.6204
741 | MONTE RIO 11125040 | 5.8128 | 0.055706 | 0.0028916 | 1.1022 | 0.31808 | Tranche 3 | 2032 | MONTE RIO 1112 A | 0.055487 |  | 1573.418 | 7750.2092 | 9687.7615 | 74.89% | 25.11% | 2032 | 2033 | 6.4068 | 13.6269 | 24997.2474
742 | MONTE RIO 1112387984 | 0.45068 | 0.052658 | 0.0023208 | 1.0126 | 0.022047 | Tranche 3 | 2032 | MONTE RIO 1112 A | 0.055487 |  | 1573.4401 | 7750.6599 | 9688.3249 | 74.89% | 25.11% | 2032 | 2033 | 0.45636 | 0.97066 | 24998.218
743 | RINCON 1101146053 | 8.8629 | 0.055458 | 0.0031989 | 1.2105 | 1.0956 | Tranche 3 | 2032 | RINCON 1101 A | 0.055458 |  | 1574.5357 | 7759.5228 | 9699.4035 | 74.94% | 25.06% | 2032 | 2033 | 10.7283 | 22.8186 | 25021.0367
744 | GEYSERVILLE 1102484 | 31.6062 | 0.055374 | 0.0024054 | 1.1824 | 2.3561 | Tranche 3 | 2032 | GEYSERVILLE 1102 A | 0.055374 |  | 1576.8918 | 7791.129 | 9738.9112 | 75.05% | 24.95% | 2032 | 2033 | 37.3706 | 79.4857 | 25100.5223
745 | MONTE RIO 1111140 | 2.5603 | 0.05488 | 0.002909 | 1.1685 | 0.11491 | Tranche 3 | 2032 | MONTE RIO 1111 A | 0.05488 |  | 1577.0067 | 7793.6892 | 9742.1115 | 75.06% | 24.94% | 2032 | 2033 | 2.9917 | 6.3631 | 25106.8855
746 | PEORIA 1704877670 | 6.3579 | 0.05466 | 0.0073874 | 1.5 | 0.9419 | Tranche 3 | 2032 | PEORIA 1704 A | 0.05466 |  | 1577.9486 | 7800.0471 | 9750.0589 | 75.1% | 24.9% | 2032 | 2033 | 9.5368 | 20.2845 | 25127.1699
747 | MORGAN HILL 2105XR152 | 7.7217 | 0.054441 | 0.0029057 | 1.3949 | 0.70754 | Tranche 3 | 2032 | MORGAN HILL 2105 A | 0.054441 |  | 1578.6561 | 7807.7688 | 9759.711 | 75.14% | 24.86% | 2032 | 2033 | 10.7709 | 22.9093 | 25150.0793
748 | BIG BASIN 11022253 | 0.64585 | 0.053117 | 0.002497 | 1.0031 | 0.030796 | Tranche 3 | 2032 | BIG BASIN 1102 A | 0.054203 |  | 1578.6869 | 7808.4147 | 9760.5183 | 75.14% | 24.86% | 2032 | 2033 | 0.64785 | 1.3779 | 25151.4572
749 | BIG BASIN 110212758 | 5.2878 | 0.054336 | 0.0026407 | 1.0799 | 0.25615 | Tranche 3 | 2032 | BIG BASIN 1102 A | 0.054203 |  | 1578.9431 | 7813.7024 | 9767.128 | 75.15% | 24.85% | 2032 | 2033 | 5.7105 | 12.146 | 25163.6032
750 | CORNING 11021622 | 33.6774 | 0.054196 | 0.0052826 | 1.4828 | 3.5156 | Tranche 3 | 2032 | CORNING 1102 A | 0.054196 |  | 1582.4586 | 7847.3798 | 9809.2248 | 75.32% | 24.68% | 2032 | 2033 | 49.9364 | 106.2126 | 25269.8158
751 | PANOCHE 11034008 | 35.1374 | 0.054104 | 0.0043547 | 1.0622 | 3.0505 | Tranche 3 | 2032 | PANOCHE 1103 A | 0.054104 |  | 1585.5091 | 7882.5172 | 9853.1465 | 75.46% | 24.54% | 2032 | 2033 | 37.3226 | 79.3835 | 25349.1993
752 | CHOLAME 2102796386 | 33.7199 | 0.051652 | 0.0038963 | 1.1681 | 2.9612 | Tranche 3 | 2032 | CHOLAME 2102 A | 0.053885 |  | 1588.4703 | 7916.2371 | 9895.2963 | 75.61% | 24.39% | 2032 | 2033 | 39.388 | 83.7766 | 25432.9759
753 | CHOLAME 21025597 | 4.8632 | 0.055427 | 0.0047251 | 1.0307 | 0.46069 | Tranche 3 | 2032 | CHOLAME 2102 A | 0.053885 |  | 1588.931 | 7921.1003 | 9901.3753 | 75.63% | 24.37% | 2032 | 2033 | 5.0126 | 10.6616 | 25443.6375
754 | CHOLAME 2102867686 | 20.2812 | 0.057229 | 0.0041105 | 1.021 | 2.0614 | Tranche 3 | 2032 | CHOLAME 2102 A | 0.053885 |  | 1590.9924 | 7941.3815 | 9926.7269 | 75.73% | 24.27% | 2032 | 2033 | 20.707 | 44.043 | 25487.6804
755 | PUTAH CREEK 11033783 | 0.30569 | 0.052893 | 0.0002947 | 1.28 | 0.062329 | Tranche 3 | 2032 | PUTAH CREEK 1103 A | 0.052893 |  | 1591.0548 | 7941.6872 | 9927.109 | 75.73% | 24.27% | 2032 | 2033 | 0.39127 | 0.83222 | 25488.5127
756 | CURTIS 170510590 | 16.1136 | 0.052847 | 0.0060824 | 1.9488 | 1.699 | Tranche 3 | 2032 | CURTIS 1705 A | 0.052847 |  | 1592.7538 | 7957.8008 | 9947.251 | 75.81% | 24.19% | 2032 | 2033 | 31.4017 | 66.7902 | 25555.3028
757 | HALF MOON BAY 11038898 | 0.61974 | 0.052079 | 0.0025777 | 1 | 0.028355 | Tranche 3 | 2032 | HALF MOON BAY 1103 A | 0.052079 |  | 1592.7821 | 7958.4205 | 9948.0257 | 75.81% | 24.19% | 2032 | 2033 | 0.61974 | 1.3182 | 25556.621
758 | VOLTA 1102CB | 3.1924 | 0.052042 | 0.0039262 | 1.2029 | 0.24669 | Tranche 3 | 2032 | VOLTA 1102 A | 0.052042 |  | 1593.0288 | 7961.6129 | 9952.0162 | 75.82% | 24.18% | 2032 | 2033 | 3.8402 | 8.1679 | 25564.7889
759 | MOUNTAIN QUARRIES 210151584 | 21.8671 | 0.051868 | 0.0050499 | 1.4548 | 2.0124 | Tranche 3 | 2032 | MOUNTAIN QUARRIES 2101 D | 0.051868 |  | 1595.0412 | 7983.48 | 9979.35 | 75.92% | 24.08% | 2032 | 2033 | 31.812 | 67.6628 | 25632.4518
760 | MILPITAS 110962157 | 0.060309 | 0.051615 | 0.0043865 | 1.2403 | 0.0043865 | Tranche 3 | 2032 | MILPITAS 1109 A | 0.051615 |  | 1595.0456 | 7983.5403 | 9979.4254 | 75.92% | 24.08% | 2032 | 2033 | 0.074801 | 0.1591 | 25632.6109
761 | POSO MOUNTAIN 2101CB | 4.3603 | 0.051457 | 0.0052897 | 1.0238 | 0.37734 | Tranche 3 | 2032 | POSO MOUNTAIN 2101 A | 0.051457 |  | 1595.4229 | 7987.9006 | 9984.8758 | 75.94% | 24.06% | 2032 | 2033 | 4.4643 | 9.4954 | 25642.1062
762 | SAN LUIS OBISPO 1104982992 | 8.4829 | 0.051379 | 0.0034215 | 1.1627 | 0.56284 | Tranche 3 | 2032 | SAN LUIS OBISPO 1104 A | 0.051379 |  | 1595.9858 | 7996.3836 | 9995.4795 | 75.96% | 24.04% | 2032 | 2033 | 9.8635 | 20.9793 | 25663.0855
763 | LUCERNE 110638632 | 4.4959 | 0.05104 | 0.0050895 | 1.5 | 0.36644 | Tranche 3 | 2032 | LUCERNE 1106 A | 0.05104 |  | 1596.3522 | 8000.8794 | 10001.0993 | 75.98% | 24.02% | 2032 | 2033 | 6.7438 | 14.3438 | 25677.4294
764 | SALT SPRINGS 210110416 | 0.68994 | 0.050739 | 0.0085165 | 3 | 0.14052 | Tranche 3 | 2032 | SALT SPRINGS 2101 A | 0.050739 |  | 1596.4927 | 8001.5694 | 10001.9617 | 75.99% | 24.01% | 2032 | 2033 | 2.0698 | 4.4024 | 25681.8318
765 | BIG MEADOWS 21012248 | 9.2087 | 0.050558 | 0.0046735 | 1.5978 | 0.81552 | Tranche 3 | 2032 | BIG MEADOWS 2101 A | 0.050558 |  | 1597.3083 | 8010.7781 | 10013.4726 | 76.03% | 23.97% | 2032 | 2033 | 14.7138 | 31.2956 | 25713.1273
766 | JARVIS 1111907698 | 1.783 | 0.050271 | 0.0039124 | 1.5 | 0.13498 | Tranche 3 | 2032 | JARVIS 1111 A | 0.050271 |  | 1597.4432 | 8012.5611 | 10015.7013 | 76.03% | 23.97% | 2032 | 2033 | 2.6745 | 5.6885 | 25718.8158
767 | SAN LUIS OBISPO 1101V12 | 20.4555 | 0.05025 | 0.0041542 | 1.355 | 1.6284 | Tranche 3 | 2032 | SAN LUIS OBISPO 1101 A | 0.05025 |  | 1599.0717 | 8033.0165 | 10041.2707 | 76.11% | 23.89% | 2032 | 2033 | 27.7165 | 58.9518 | 25777.7676
768 | PINE GROVE 11021765 | 0.01094 | 0.050035 | 0.0028428 | 1.0635 | 0.066805 | Tranche 3 | 2032 | PINE GROVE 1102 E | 0.050035 |  | 1599.1385 | 8033.0275 | 10041.2843 | 76.11% | 23.89% | 2032 | 2033 | 0.011635 | 0.024746 | 25777.7923
769 | CLARKSVILLE 210419772 | 17.2513 | 0.049859 | 0.0043871 | 1.3628 | 1.4061 | Tranche 3 | 2032 | CLARKSVILLE 2104 A | 0.049859 |  | 1600.5445 | 8050.2787 | 10062.8484 | 76.18% | 23.82% | 2032 | 2033 | 23.51 | 50.0048 | 25827.7972
770 | JESSUP 1102158468 | 0.67213 | 0.049656 | 0.0041155 | 1.5 | 0.059675 | Tranche 3 | 2032 | JESSUP 1102 A | 0.049656 |  | 1600.6042 | 8050.9509 | 10063.6886 | 76.18% | 23.82% | 2032 | 2033 | 1.0082 | 2.1444 | 25829.9415
771 | GRASS VALLEY 11032110 | 19.2145 | 0.049558 | 0.0051957 | 1.9195 | 1.8003 | Tranche 3 | 2032 | GRASS VALLEY 1103 A | 0.049558 |  | 1602.4045 | 8070.1653 | 10087.7067 | 76.27% | 23.73% | 2032 | 2033 | 36.8817 | 78.4459 | 25908.3875
772 | HOLLISTER 21064004 | 8.0946 | 0.040531 | 0.0016326 | 1.6812 | 0.68326 | Tranche 3 | 2032 | HOLLISTER 2106 A | 0.040531 |  | 1603.0878 | 8078.26 | 10097.825 | 76.3% | 23.7% | 2032 | 2033 | 13.6089 | 28.9457 | 25937.3331
773 | CLAYTON 2213CB | 0.026667 | 0.031835 | 0.00011256 | 1.7688 | 0.0044311 | Tranche 3 | 2032 | CLAYTON 2213 A | 0.031835 |  | 1603.0922 | 8078.2866 | 10097.8583 | 76.3% | 23.7% | 2032 | 2033 | 0.047168 | 0.10033 | 25937.4335

## 0726 V3_Mean
Circuit Rank | cs_unhardened_oh_high_fire_miles | hf_wfe_score | v3_mean_risk | hf_feasibility_score | v3_total_risk | TURN--> | Portfolio | OH Potential | OH Miles | UG Miles | Cumulative Miles | Risk Reduction | Cumulative Risk OH Alt2 | Risk % | Risk Buydown | sumproduct feasibility | adj $ eqv ($M) | OH Risk Reduction | UG Risk Reduction
1 | 0.053018 | 0.63521 | 0.10471 | 1.5 | 0.087256 |  | 2024 | FALSE | 0 | 0.066273 | 0.066273 | 0.086383 | 0.086383 | 0.004112% | 100% | 0.099409 | 0.21539 | 0 | 0.086383
2 | 0.063133 | 1.4883 | 0.090117 | 1 | 0.13518 |  | 2024 | FALSE | 0 | 0.078916 | 0.14519 | 0.13382 | 0.22021 | 0.01048% | 99.99% | 0.078916 | 0.25648 | 0 | 0.13382
3 | 0.046358 | 1.0398 | 0.068443 | 1.3677 | 0.17111 |  | 2024 | FALSE | 0 | 0.057948 | 0.20314 | 0.1694 | 0.3896 | 0.01854% | 99.98% | 0.079255 | 0.18833 | 0 | 0.1694
4 | 0.012992 | 0.95162 | 0.066078 | 1.5 | 0.033039 |  | 2024 | FALSE | 0 | 0.01624 | 0.21938 | 0.032708 | 0.42231 | 0.0201% | 99.98% | 0.02436 | 0.05278 | 0 | 0.032708
5 | 0.11656 | 0.26021 | 0.053317 | 3 | 0.079975 |  | 2024 | FALSE | 0 | 0.1457 | 0.36508 | 0.079176 | 0.50149 | 0.02387% | 99.98% | 0.43711 | 0.47354 | 0 | 0.079176
6 | 4.2797 | 0.58698 | 0.047261 | 1.2202 | 3.4028 |  | 2024 | FALSE | 0 | 5.3497 | 5.7148 | 3.3688 | 3.8703 | 0.1842% | 99.82% | 6.5277 | 17.3864 | 0 | 3.3688
7 | 0.0032255 | 2.1587 | 0.044857 | 1 | 0.0089715 |  | 2024 | FALSE | 0 | 0.0040319 | 5.7188 | 0.0088818 | 3.8792 | 0.1846% | 99.82% | 0.0040319 | 0.013104 | 0 | 0.0088818
8 | 0.25138 | 0.52304 | 0.040941 | 1.5 | 0.22518 |  | 2024 | FALSE | 0 | 0.31422 | 6.033 | 0.22293 | 4.1021 | 0.1952% | 99.8% | 0.47133 | 1.0212 | 0 | 0.22293
9 | 3.1704 | 0.41945 | 0.039591 | 1.4936 | 3.8404 |  | 2024 | FALSE | 0 | 3.963 | 9.996 | 3.802 | 7.9041 | 0.3762% | 99.62% | 5.9191 | 12.8798 | 0 | 3.802
10 | 15.8408 | 0.24703 | 0.039297 | 2.4117 | 11.9266 |  | 2024 | FALSE | 0 | 19.8011 | 29.7971 | 11.8074 | 19.7114 | 0.9382% | 99.06% | 47.7544 | 64.3534 | 0 | 11.8074
11 | 8.8384 | 0.47574 | 0.038738 | 1.4721 | 5.772 |  | 2024 | FALSE | 0 | 11.048 | 40.845 | 5.7143 | 25.4257 | 1.21% | 98.79% | 16.2632 | 35.9059 | 0 | 5.7143
12 | 0.23656 | 0.1854 | 0.038638 | 3 | 0.17387 |  | 2024 | FALSE | 0 | 0.29571 | 41.1408 | 0.17213 | 25.5979 | 1.218% | 98.78% | 0.88712 | 0.96104 | 0 | 0.17213
13 | 8.6446 | 0.55694 | 0.035184 | 1.1868 | 5.7643 |  | 2025 | FALSE | 0 | 10.8057 | 51.9465 | 5.7066 | 31.3045 | 1.49% | 98.51% | 12.8246 | 32.4171 | 0 | 5.7066
14 | 3.5033 | 0.54305 | 0.034265 | 1.3391 | 2.4842 |  | 2025 | FALSE | 0 | 4.3791 | 56.3256 | 2.4593 | 33.7638 | 1.607% | 98.39% | 5.8639 | 13.1374 | 0 | 2.4593
15 | 7.6836 | 0.41827 | 0.034099 | 1.3819 | 4.7056 |  | 2025 | FALSE | 0 | 9.6045 | 65.9301 | 4.6586 | 38.4224 | 1.829% | 98.17% | 13.2725 | 28.8134 | 0 | 4.6586
16 | 0.045811 | 0.21455 | 0.033407 | 1.9463 | 0.0083518 |  | 2025 | FALSE | 0 | 0.057264 | 65.9873 | 0.0082683 | 38.4307 | 1.829% | 98.17% | 0.11145 | 0.17179 | 0 | 0.0082683
17 | 2.157 | 0.62229 | 0.031702 | 1.0224 | 1.3156 |  | 2025 | FALSE | 0 | 2.6962 | 68.6836 | 1.3025 | 39.7332 | 1.891% | 98.11% | 2.7566 | 8.0887 | 0 | 1.3025
18 | 6.9964 | 0.1507 | 0.031265 | 2.7758 | 4.0645 |  | 2025 | FALSE | 0 | 8.7455 | 77.429 | 4.0238 | 43.757 | 2.083% | 97.92% | 24.2759 | 26.2364 | 0 | 4.0238
19 | 0.50565 | 0.31716 | 0.030464 | 1.5 | 0.30464 |  | 2025 | FALSE | 0 | 0.63206 | 78.0611 | 0.3016 | 44.0586 | 2.097% | 97.9% | 0.94809 | 1.8962 | 0 | 0.3016
20 | 14.4014 | 0.31189 | 0.02949 | 1.8121 | 8.3015 |  | 2025 | FALSE | 0 | 18.0018 | 96.0629 | 8.2185 | 52.2771 | 2.488% | 97.51% | 32.6203 | 54.0053 | 0 | 8.2185
21 | 4.8133 | 0.17699 | 0.029234 | 3 | 2.8016 |  | 2026 | FALSE | 0 | 6.0166 | 102.0795 | 2.7736 | 55.0507 | 2.62% | 97.38% | 18.0499 | 16.5458 | 0 | 2.7736
22 | 16.6046 | 0.20445 | 0.028816 | 2.6602 | 9.0145 |  | 2026 | FALSE | 0 | 20.7557 | 122.8352 | 8.9243 | 63.9751 | 3.045% | 96.96% | 55.2137 | 57.0781 | 0 | 8.9243
23 | 1.7114 | 0.32616 | 0.027788 | 1 | 1.0282 |  | 2026 | FALSE | 0 | 2.1393 | 124.9745 | 1.0179 | 64.9929 | 3.093% | 96.91% | 2.1393 | 5.8831 | 0 | 1.0179
24 | 4.6409 | 0.51533 | 0.027222 | 1.086 | 2.4772 |  | 2026 | FALSE | 0 | 5.8011 | 130.7756 | 2.4524 | 67.4454 | 3.21% | 96.79% | 6.3001 | 15.9531 | 0 | 2.4524
25 | 0.052964 | 0.30461 | 0.027013 | 1.5 | 0.085541 |  | 2026 | FALSE | 0 | 0.066204 | 130.8418 | 0.084686 | 67.5301 | 3.214% | 96.79% | 0.099307 | 0.18206 | 0 | 0.084686
26 | 1.4879 | 0.32513 | 0.026975 | 1.0054 | 0.56647 |  | 2026 | FALSE | 0 | 1.8599 | 132.7017 | 0.5608 | 68.0909 | 3.241% | 96.76% | 1.87 | 5.1147 | 0 | 0.5608
27 | 4.4463 | 0.28044 | 0.026786 | 1.5 | 4.0715 |  | 2026 | FALSE | 0 | 5.5579 | 138.2596 | 4.0308 | 72.1217 | 3.433% | 96.57% | 8.3368 | 15.2841 | 0 | 4.0308
28 | 2.6041 | 0.15316 | 0.026433 | 2.1389 | 1.3965 |  | 2026 | FALSE | 0 | 3.2551 | 141.5147 | 1.3826 | 73.5042 | 3.499% | 96.5% | 6.9623 | 8.9515 | 0 | 1.3826
29 | 14.1561 | 0.27849 | 0.026126 | 1.2678 | 7.276 |  | 2027 | FALSE | 0 | 17.6952 | 159.2099 | 7.2032 | 80.7075 | 3.841% | 96.16% | 22.4334 | 44.238 | 0 | 7.2032
30 | 4.0817 | 0.42863 | 0.025967 | 1.0982 | 1.8567 |  | 2027 | FALSE | 0 | 5.1021 | 164.3119 | 1.8381 | 82.5456 | 3.929% | 96.07% | 5.6032 | 12.7552 | 0 | 1.8381
31 | 0.43769 | 0.16085 | 0.025946 | 3 | 0.42811 |  | 2027 | FALSE | 0 | 0.54712 | 164.8591 | 0.42383 | 82.9694 | 3.949% | 96.05% | 1.6414 | 1.3678 | 0 | 0.42383
32 | 12.1088 | 0.29179 | 0.025831 | 1.5506 | 5.7862 |  | 2027 | FALSE | 0 | 15.136 | 179.9951 | 5.7284 | 88.6978 | 4.222% | 95.78% | 23.4695 | 37.84 | 0 | 5.7284
33 | 14.1288 | 0.45505 | 0.025445 | 1.0717 | 7.9091 |  | 2027 | FALSE | 0 | 17.661 | 197.656 | 7.83 | 96.5277 | 4.594% | 95.41% | 18.9274 | 44.1524 | 0 | 7.83
34 | 8.0994 | 0.18947 | 0.02502 | 1.5921 | 4.0241 |  | 2028 | FALSE | 0 | 10.1243 | 207.7803 | 3.9839 | 100.5116 | 4.784% | 95.22% | 16.1192 | 25.3108 | 0 | 3.9839
35 | 12.7917 | 0.4547 | 0.024971 | 1.0191 | 6.4674 |  | 2028 | FALSE | 0 | 15.9896 | 223.7699 | 6.4028 | 106.9143 | 5.089% | 94.91% | 16.2944 | 39.974 | 0 | 6.4028
36 | 2.3629 | 0.25237 | 0.024965 | 1.5 | 1.1858 |  | 2028 | FALSE | 0 | 2.9536 | 226.7235 | 1.174 | 108.0883 | 5.145% | 94.86% | 4.4304 | 7.384 | 0 | 1.174
37 | 10.8286 | 0.41161 | 0.024521 | 1.121 | 4.9411 |  | 2028 | FALSE | 0 | 13.5358 | 240.2593 | 4.8917 | 112.98 | 5.377% | 94.62% | 15.1741 | 33.8395 | 0 | 4.8917
38 | 3.5119 | 0.46536 | 0.024501 | 1.0078 | 1.6171 |  | 2028 | FALSE | 0 | 4.3898 | 244.6492 | 1.6009 | 114.5809 | 5.454% | 94.55% | 4.4243 | 10.9746 | 0 | 1.6009
39 | 0.67059 | 0.22339 | 0.023964 | 1.7419 | 0.37145 |  | 2028 | FALSE | 0 | 0.83823 | 245.4874 | 0.36773 | 114.9486 | 5.471% | 94.53% | 1.4601 | 2.0956 | 0 | 0.36773
40 | 17.3621 | 0.25727 | 0.023951 | 1.8375 | 8.3828 |  | 2029 | FALSE | 0 | 21.7026 | 267.19 | 8.299 | 123.2476 | 5.866% | 94.13% | 39.8781 | 54.2565 | 0 | 8.299
41 | 1.8226 | 0.23129 | 0.023712 | 1.5 | 0.73111 |  | 2029 | FALSE | 0 | 2.2782 | 269.4682 | 0.7238 | 123.9714 | 5.901% | 94.1% | 3.4174 | 5.6956 | 0 | 0.7238
42 | 18.5915 | 0.15359 | 0.023649 | 2.6214 | 8.0408 |  | 2029 | FALSE | 0 | 23.2393 | 292.7076 | 7.9603 | 131.9318 | 6.279% | 93.72% | 60.9189 | 58.0983 | 0 | 7.9603
43 | 5.5314 | 0.36202 | 0.023647 | 1.0205 | 2.5066 |  | 2029 | FALSE | 0 | 6.9143 | 299.6219 | 2.4816 | 134.4133 | 6.398% | 93.6% | 7.0561 | 17.2858 | 0 | 2.4816
44 | 29.4281 | 0.19972 | 0.023178 | 2.0328 | 13.4627 |  | 2030 | FALSE | 0 | 36.7851 | 336.407 | 13.3281 | 147.7414 | 7.032% | 92.97% | 74.7762 | 91.9628 | 0 | 13.3281
45 | 5.08 | 0.15294 | 0.022999 | 2.1181 | 1.9223 |  | 2030 | FALSE | 0 | 6.35 | 342.757 | 1.9031 | 149.6444 | 7.123% | 92.88% | 13.45 | 15.875 | 0 | 1.9031
46 | 4.4276 | 0.32597 | 0.022808 | 1.0016 | 1.5699 |  | 2030 | FALSE | 0 | 5.5345 | 348.2915 | 1.5542 | 151.1987 | 7.197% | 92.8% | 5.5435 | 13.8363 | 0 | 1.5542
47 | 7.0889 | 0.13638 | 0.022602 | 2.481 | 3.1416 |  | 2030 | FALSE | 0 | 8.8612 | 357.1527 | 3.1102 | 154.3089 | 7.345% | 92.66% | 21.9845 | 22.1529 | 0 | 3.1102
48 | 12.0529 | 0.37438 | 0.022482 | 1.1349 | 15.3213 |  | 2030 | FALSE | 0 | 15.0661 | 372.2188 | 15.1681 | 169.477 | 8.066% | 91.93% | 17.0983 | 37.6653 | 0 | 15.1681
49 | 0.61463 | 0.16319 | 0.022171 | 2.2842 | 0.19954 |  | 2030 | FALSE | 0 | 0.76829 | 372.9871 | 0.19754 | 169.6745 | 8.076% | 91.92% | 1.7549 | 1.9207 | 0 | 0.19754
50 | 1.7304 | 0.26047 | 0.022125 | 1.5 | 0.69693 |  | 2030 | FALSE | 0 | 2.163 | 375.1501 | 0.68996 | 170.3645 | 8.109% | 91.89% | 3.2446 | 5.4076 | 0 | 0.68996
51 | 5.8943 | 0.268 | 0.02211 | 1.4588 | 2.4874 |  | 2030 | FALSE | 0 | 7.3679 | 382.518 | 2.4625 | 172.827 | 8.226% | 91.77% | 10.7481 | 18.4197 | 0 | 2.4625
52 | 16.0629 | 0.17419 | 0.022066 | 1.7118 | 7.1274 |  | 2031 | FALSE | 0 | 20.0786 | 402.5966 | 7.0562 | 179.8832 | 8.562% | 91.44% | 34.3702 | 50.1964 | 0 | 7.0562
53 | 8.0971 | 0.22854 | 0.022026 | 1.3955 | 2.8854 |  | 2031 | FALSE | 0 | 10.1213 | 412.7179 | 2.8566 | 182.7397 | 8.698% | 91.3% | 14.1242 | 25.3033 | 0 | 2.8566
54 | 5.3881 | 0.1556 | 0.021839 | 2.2485 | 1.9545 |  | 2031 | FALSE | 0 | 6.7351 | 419.453 | 1.935 | 184.6747 | 8.79% | 91.21% | 15.1439 | 16.8378 | 0 | 1.935
55 | 0.92536 | 0.34657 | 0.021686 | 1.3284 | 0.41204 |  | 2031 | FALSE | 0 | 1.1567 | 420.6097 | 0.40792 | 185.0826 | 8.809% | 91.19% | 1.5365 | 2.8917 | 0 | 0.40792
56 | 21.6868 | 0.41989 | 0.021521 | 1.0445 | 8.4684 |  | 2031 | FALSE | 0 | 27.1086 | 447.7183 | 8.3838 | 193.4664 | 9.208% | 90.79% | 28.3138 | 67.7714 | 0 | 8.3838
57 | 20.7464 | 0.14715 | 0.021398 | 2.4503 | 8.4164 |  | 2032 | FALSE | 0 | 25.933 | 473.6512 | 8.3323 | 201.7986 | 9.605% | 90.4% | 63.5438 | 64.8324 | 0 | 8.3323
58 | 18.0261 | 0.39154 | 0.021383 | 1.1018 | 7.1206 |  | 2032 | FALSE | 0 | 22.5327 | 496.1839 | 7.0494 | 208.8481 | 9.94% | 90.06% | 24.8258 | 56.3317 | 0 | 7.0494
59 | 8.3079 | 0.35399 | 0.021109 | 1.0358 | 2.7653 |  | 2024 | TRUE | 8.3079 | 0 | 504.4918 | 1.7145 | 210.5625 | 10.02% | 89.98% | 8.3079 | 12.8403 | 1.7145 | 0
60 | 15.8454 | 0.39397 | 0.020869 | 1.1147 | 5.8121 |  | 2024 | TRUE | 15.8454 | 0 | 520.3372 | 3.6035 | 214.166 | 10.19% | 89.81% | 15.8454 | 24.4899 | 3.6035 | 0
61 | 12.074 | 0.35393 | 0.020861 | 1.0693 | 4.3703 |  | 2024 | TRUE | 12.074 | 0 | 532.4112 | 2.7096 | 216.8756 | 10.32% | 89.68% | 12.074 | 18.661 | 2.7096 | 0
62 | 22.7931 | 0.38596 | 0.020812 | 1.09 | 8.7516 |  | 2024 | TRUE | 22.7931 | 0 | 555.2043 | 5.426 | 222.3016 | 10.58% | 89.42% | 22.7931 | 35.2279 | 5.426 | 0
63 | 13.1714 | 0.15614 | 0.0208 | 2.4472 | 5.2 |  | 2024 | TRUE | 13.1714 | 0 | 568.3757 | 3.224 | 225.5256 | 10.73% | 89.27% | 13.1714 | 20.3571 | 3.224 | 0
64 | 0.0094697 | 0.69741 | 0.02071 | 1.5 | 0.082841 |  | 2024 | TRUE | 0.0094697 | 0 | 568.3851 | 0.051362 | 225.5769 | 10.74% | 89.26% | 0.0094697 | 0.014636 | 0.051362 | 0
65 | 19.0254 | 0.19413 | 0.02064 | 1.9152 | 7.1619 |  | 2024 | TRUE | 19.0254 | 0 | 587.4105 | 4.4404 | 230.0173 | 10.95% | 89.05% | 19.0254 | 29.4048 | 4.4404 | 0
66 | 10.8962 | 0.21744 | 0.020635 | 1.5145 | 4.0927 |  | 2024 | TRUE | 10.8962 | 0 | 598.3067 | 2.5375 | 232.5548 | 11.07% | 88.93% | 10.8962 | 16.8406 | 2.5375 | 0
67 | 42.674 | 0.27239 | 0.020612 | 1.339 | 16.1566 |  | 2024 | TRUE | 42.674 | 0 | 640.9807 | 10.0171 | 242.5719 | 11.55% | 88.45% | 42.674 | 65.9549 | 10.0171 | 0
68 | 1.9535 | 0.3599 | 0.020609 | 1.0005 | 0.99955 |  | 2024 | TRUE | 1.9535 | 0 | 642.9342 | 0.61972 | 243.1916 | 11.58% | 88.42% | 1.9535 | 3.0192 | 0.61972 | 0
69 | 7.2944 | 0.24715 | 0.020297 | 1.433 | 2.5439 |  | 2024 | TRUE | 7.2944 | 0 | 650.2286 | 1.5772 | 244.7688 | 11.65% | 88.35% | 7.2944 | 11.2739 | 1.5772 | 0
70 | 12.1321 | 0.26119 | 0.02023 | 1.4743 | 4.5113 |  | 2024 | TRUE | 12.1321 | 0 | 662.3606 | 2.797 | 247.5658 | 11.78% | 88.22% | 12.1321 | 18.7507 | 2.797 | 0
71 | 6.319 | 0.14254 | 0.020158 | 3 | 2.3484 |  | 2024 | TRUE | 6.319 | 0 | 668.6797 | 1.456 | 249.0218 | 11.85% | 88.15% | 6.319 | 9.7664 | 1.456 | 0
72 | 15.4609 | 0.13483 | 0.020102 | 2.6072 | 5.5179 |  | 2024 | TRUE | 15.4609 | 0 | 684.1406 | 3.4211 | 252.4429 | 12.02% | 87.98% | 15.4609 | 23.8957 | 3.4211 | 0
73 | 1.6987 | 0.13417 | 0.020041 | 2.8378 | 3.3068 |  | 2024 | TRUE | 1.6987 | 0 | 685.8393 | 2.0502 | 254.4932 | 12.11% | 87.89% | 1.6987 | 2.6255 | 2.0502 | 0
74 | 8.3716 | 0.1735 | 0.020034 | 2.0822 | 3.1353 |  | 2024 | TRUE | 8.3716 | 0 | 694.2109 | 1.9439 | 256.437 | 12.21% | 87.79% | 8.3716 | 12.9387 | 1.9439 | 0
75 | 4.5851 | 0.1862 | 0.019903 | 1.6418 | 1.6917 |  | 2024 | TRUE | 4.5851 | 0 | 698.796 | 1.0489 | 257.4859 | 12.26% | 87.74% | 4.5851 | 7.0865 | 1.0489 | 0
76 | 4.6187 | 0.20303 | 0.019783 | 1.3666 | 2.1267 |  | 2024 | TRUE | 4.6187 | 0 | 703.4147 | 1.3186 | 258.8045 | 12.32% | 87.68% | 4.6187 | 7.1384 | 1.3186 | 0
77 | 0.042115 | 0.55864 | 0.019531 | 1.0973 | 0.76169 |  | 2024 | TRUE | 0.042115 | 0 | 703.4568 | 0.47225 | 259.2767 | 12.34% | 87.66% | 0.042115 | 0.06509 | 0.47225 | 0
78 | 3.7438 | 0.21637 | 0.019348 | 1.4412 | 1.0545 |  | 2024 | TRUE | 3.7438 | 0 | 707.2006 | 0.65378 | 259.9305 | 12.37% | 87.63% | 3.7438 | 5.7863 | 0.65378 | 0
79 | 9.7907 | 0.23865 | 0.019265 | 1.5 | 3.3233 |  | 2024 | TRUE | 9.7907 | 0 | 716.9913 | 2.0604 | 261.9909 | 12.47% | 87.53% | 9.7907 | 15.1321 | 2.0604 | 0
80 | 0.040443 | 0.30651 | 0.019264 | 1.2508 | 2.2121 |  | 2024 | TRUE | 0.040443 | 0 | 717.0318 | 1.3715 | 263.3625 | 12.54% | 87.46% | 0.040443 | 0.062507 | 1.3715 | 0
81 | 2.4501 | 0.20692 | 0.019246 | 1.4523 | 0.84682 |  | 2024 | TRUE | 2.4501 | 0 | 719.4818 | 0.52503 | 263.8875 | 12.56% | 87.44% | 2.4501 | 3.7867 | 0.52503 | 0
82 | 8.6529 | 0.1075 | 0.019054 | 2.8483 | 3.2678 |  | 2024 | TRUE | 8.6529 | 0 | 728.1347 | 2.026 | 265.9135 | 12.66% | 87.34% | 8.6529 | 13.3735 | 2.026 | 0
83 | 3.6869 | 0.087997 | 0.019009 | 3 | 1.3876 |  | 2024 | TRUE | 3.6869 | 0 | 731.8216 | 0.86034 | 266.7738 | 12.7% | 87.3% | 3.6869 | 5.6982 | 0.86034 | 0
84 | 8.4872 | 0.25044 | 0.018987 | 1.1475 | 3.3892 |  | 2024 | TRUE | 8.4872 | 0 | 740.3088 | 2.1013 | 268.8751 | 12.8% | 87.2% | 8.4872 | 13.1174 | 2.1013 | 0
85 | 7.7772 | 0.18626 | 0.018983 | 1.4707 | 2.9044 |  | 2024 | TRUE | 7.7772 | 0 | 748.0859 | 1.8008 | 270.6759 | 12.88% | 87.12% | 7.7772 | 12.02 | 1.8008 | 0
86 | 12.5187 | 0.31806 | 0.018978 | 1.1846 | 6.1774 |  | 2024 | TRUE | 12.5187 | 0 | 760.6047 | 3.83 | 274.5059 | 13.07% | 86.93% | 12.5187 | 19.3484 | 3.83 | 0
87 | 0.86422 | 0.16803 | 0.018889 | 1.5 | 0.32112 |  | 2024 | TRUE | 0.86422 | 0 | 761.4689 | 0.19909 | 274.705 | 13.07% | 86.93% | 0.86422 | 1.3357 | 0.19909 | 0
88 | 9.7913 | 0.17951 | 0.018876 | 2.1253 | 4.0016 |  | 2024 | TRUE | 9.7913 | 0 | 771.2602 | 2.481 | 277.186 | 13.19% | 86.81% | 9.7913 | 15.133 | 2.481 | 0
| 0.10477 | 0.13112 | 0.018786 | 1.5 | 0.028179 |  | 2024 | TRUE | 0.10477 | 0 | 771.365 | 0.017471 | 277.2035 | 13.19% | 86.81% | 0.10477 | 0.16192 | 0.017471 | 0
90 | 8.9409 | 0.21269 | 0.018782 | 1.5 | 3.1742 |  | 2024 | TRUE | 8.9409 | 0 | 780.3058 | 1.968 | 279.1715 | 13.29% | 86.71% | 8.9409 | 13.8186 | 1.968 | 0
91 | 9.4825 | 0.21175 | 0.018751 | 1.4392 | 2.972 |  | 2024 | TRUE | 9.4825 | 0 | 789.7883 | 1.8426 | 281.0141 | 13.38% | 86.62% | 9.4825 | 14.6557 | 1.8426 | 0
92 | 19.5946 | 0.27361 | 0.018723 | 1.3437 | 7.0586 |  | 2024 | TRUE | 19.5946 | 0 | 809.383 | 4.3763 | 285.3905 | 13.58% | 86.42% | 19.5946 | 30.2845 | 4.3763 | 0
93 | 1.5904 | 0.21252 | 0.0187 | 1.4879 | 0.47686 |  | 2024 | TRUE | 1.5904 | 0 | 810.9733 | 0.29565 | 285.6861 | 13.6% | 86.4% | 1.5904 | 2.458 | 0.29565 | 0
94 | 35.9 | 0.17202 | 0.018647 | 1.4365 | 12.2141 |  | 2024 | TRUE | 35.9 | 0 | 846.8733 | 7.5727 | 293.2589 | 13.96% | 86.04% | 35.9 | 55.4854 | 7.5727 | 0
95 | 18.4325 | 0.2347 | 0.018499 | 1.5422 | 6.2898 |  | 2024 | TRUE | 18.4325 | 0 | 865.3058 | 3.8996 | 297.1585 | 14.14% | 85.86% | 18.4325 | 28.4884 | 3.8996 | 0
96 | 27.869 | 0.26043 | 0.018495 | 1.3267 | 9.8393 |  | 2024 | TRUE | 27.869 | 0 | 893.1748 | 6.1003 | 303.2589 | 14.43% | 85.57% | 27.869 | 43.073 | 6.1003 | 0
97 | 6.7927 | 0.32214 | 0.01848 | 1.0041 | 1.9589 |  | 2024 | TRUE | 6.7927 | 0 | 899.9675 | 1.2145 | 304.4734 | 14.49% | 85.51% | 6.7927 | 10.4984 | 1.2145 | 0
98 | 1.1188 | 0.48298 | 0.018456 | 1.0197 | 0.60598 |  | 2024 | TRUE | 1.1188 | 0 | 901.0863 | 0.3757 | 304.8491 | 14.51% | 85.49% | 1.1188 | 1.7292 | 0.3757 | 0
99 | 0.63982 | 0.36677 | 0.018211 | 1.0129 | 0.44617 |  | 2024 | TRUE | 0.63982 | 0 | 901.7262 | 0.27662 | 305.1257 | 14.52% | 85.48% | 0.63982 | 0.98888 | 0.27662 | 0
100 | 11.335 | 0.36147 | 0.018153 | 1.072 | 3.9906 |  | 2024 | TRUE | 11.335 | 0 | 913.0611 | 2.4742 | 307.5999 | 14.64% | 85.36% | 11.335 | 17.5188 | 2.4742 | 0
101 | 20.3506 | 0.25929 | 0.018129 | 1.1929 | 9.4271 |  | 2024 | TRUE | 20.3506 | 0 | 933.4118 | 5.8448 | 313.4447 | 14.92% | 85.08% | 20.3506 | 31.453 | 5.8448 | 0
102 | 2.1646 | 0.23484 | 0.018102 | 1.5791 | 0.69692 |  | 2024 | TRUE | 2.1646 | 0 | 935.5763 | 0.43209 | 313.8768 | 14.94% | 85.06% | 2.1646 | 3.3454 | 0.43209 | 0
103 | 0.744 | 0.24653 | 0.01767 | 1.3101 | 0.25621 |  | 2024 | TRUE | 0.744 | 0 | 936.3203 | 0.15885 | 314.0356 | 14.95% | 85.05% | 0.744 | 1.1499 | 0.15885 | 0
104 | 7.195 | 0.35353 | 0.017566 | 1.2339 | 3.1179 |  | 2024 | TRUE | 7.195 | 0 | 943.5153 | 1.9331 | 315.9687 | 15.04% | 84.96% | 7.195 | 11.1202 | 1.9331 | 0
105 | 0.052999 | 0.12142 | 0.017565 | 2.6372 | 0.026347 |  | 2024 | TRUE | 0.052999 | 0 | 943.5683 | 0.016335 | 315.9851 | 15.04% | 84.96% | 0.052999 | 0.081912 | 0.016335 | 0
106 | 11.4709 | 0.33877 | 0.017455 | 1.0276 | 3.7702 |  | 2024 | TRUE | 11.4709 | 0 | 955.0392 | 2.3375 | 318.3226 | 15.15% | 84.85% | 11.4709 | 17.7289 | 2.3375 | 0
107 | 4.1229 | 0.25986 | 0.017411 | 1.1801 | 1.6192 |  | 2025 | TRUE | 4.1229 | 0 | 959.162 | 1.0039 | 319.3265 | 15.2% | 84.8% | 4.1229 | 6.3881 | 1.0039 | 0
108 | 5.0272 | 0.19322 | 0.017355 | 1.4375 | 1.7355 |  | 2025 | TRUE | 5.0272 | 0 | 964.1893 | 1.076 | 320.4025 | 15.25% | 84.75% | 5.0272 | 7.7894 | 1.076 | 0
109 | 7.4433 | 0.16076 | 0.017351 | 1.8593 | 2.4292 |  | 2025 | TRUE | 7.4433 | 0 | 971.6325 | 1.5061 | 321.9086 | 15.32% | 84.68% | 7.4433 | 11.5329 | 1.5061 | 0
110 | 4.5387 | 0.17166 | 0.017225 | 1.4733 | 1.5072 |  | 2025 | TRUE | 4.5387 | 0 | 976.1713 | 0.93448 | 322.8431 | 15.37% | 84.63% | 4.5387 | 7.0325 | 0.93448 | 0
111 | 13.8934 | 0.11362 | 0.017167 | 2.7322 | 4.5149 |  | 2025 | TRUE | 13.8934 | 0 | 990.0646 | 2.7992 | 325.6423 | 15.5% | 84.5% | 13.8934 | 21.5269 | 2.7992 | 0
112 | 9.2748 | 0.080152 | 0.017011 | 2.8796 | 2.6537 |  | 2025 | TRUE | 9.2748 | 0 | 999.3394 | 1.6453 | 327.2876 | 15.58% | 84.42% | 9.2748 | 14.3707 | 1.6453 | 0
113 | 11.6351 | 0.2958 | 0.01695 | 1.0455 | 3.8647 |  | 2025 | TRUE | 11.6351 | 0 | 1010.9745 | 2.3961 | 329.6837 | 15.69% | 84.31% | 11.6351 | 18.0279 | 2.3961 | 0
114 | 26.4003 | 0.17938 | 0.016899 | 1.4865 | 8.669 |  | 2025 | TRUE | 26.4003 | 0 | 1037.3748 | 5.3748 | 335.0585 | 15.95% | 84.05% | 26.4003 | 40.9057 | 5.3748 | 0
115 | 19.6688 | 0.1722 | 0.016874 | 1.9268 | 6.3025 |  | 2025 | TRUE | 19.6688 | 0 | 1057.0436 | 3.9075 | 338.966 | 16.13% | 83.87% | 19.6688 | 30.4756 | 3.9075 | 0
116 | 0.61239 | 0.19559 | 0.016818 | 1.4132 | 0.21863 |  | 2025 | TRUE | 0.61239 | 0 | 1057.656 | 0.13555 | 339.1016 | 16.14% | 83.86% | 0.61239 | 0.94887 | 0.13555 | 0
117 | 5.7665 | 0.25136 | 0.016781 | 1.2034 | 1.9047 |  | 2025 | TRUE | 5.7665 | 0 | 1063.4225 | 1.1809 | 340.2825 | 16.2% | 83.8% | 5.7665 | 8.9348 | 1.1809 | 0
118 | 10.4739 | 0.12677 | 0.016757 | 2.2268 | 2.8989 |  | 2025 | TRUE | 10.4739 | 0 | 1073.8964 | 1.7973 | 342.0798 | 16.28% | 83.72% | 10.4739 | 16.2287 | 1.7973 | 0
119 | 6.872 | 0.21118 | 0.016673 | 1.6936 | 2.4427 |  | 2025 | TRUE | 6.872 | 0 | 1080.7684 | 1.5144 | 343.5942 | 16.35% | 83.65% | 6.872 | 10.6478 | 1.5144 | 0
120 | 0.03263 | 0.29116 | 0.016629 | 1.0267 | 2.2948 |  | 2025 | TRUE | 0.03263 | 0 | 1080.801 | 1.4228 | 345.017 | 16.42% | 83.58% | 0.03263 | 0.050558 | 1.4228 | 0
121 | 29.4365 | 0.085441 | 0.016615 | 2.249 | 9.5205 |  | 2025 | TRUE | 29.4365 | 0 | 1110.2375 | 5.9027 | 350.9197 | 16.7% | 83.3% | 29.4365 | 45.6101 | 5.9027 | 0
122 | 0.99205 | 0.073909 | 0.016505 | 3 | 0.30259 |  | 2025 | TRUE | 0.99205 | 0 | 1111.2295 | 0.1876 | 351.1073 | 16.71% | 83.29% | 0.99205 | 1.5371 | 0.1876 | 0
123 | 27.4955 | 0.29536 | 0.016427 | 1.086 | 8.9772 |  | 2025 | TRUE | 27.4955 | 0 | 1138.7251 | 5.5659 | 356.6732 | 16.98% | 83.02% | 27.4955 | 42.6027 | 5.5659 | 0
124 | 7.9707 | 0.12435 | 0.016409 | 2.0518 | 2.6418 |  | 2025 | TRUE | 7.9707 | 0 | 1146.6958 | 1.6379 | 358.3112 | 17.05% | 82.95% | 7.9707 | 12.3502 | 1.6379 | 0
125 | 19.7519 | 0.23372 | 0.016323 | 1.1652 | 6.2842 |  | 2025 | TRUE | 19.7519 | 0 | 1166.4477 | 3.8962 | 362.2074 | 17.24% | 82.76% | 19.7519 | 30.6043 | 3.8962 | 0
126 | 19.7149 | 0.29736 | 0.016255 | 1.1508 | 8.9972 |  | 2025 | TRUE | 19.7149 | 0 | 1186.1626 | 5.5783 | 367.7856 | 17.51% | 82.49% | 19.7149 | 30.5471 | 5.5783 | 0
127 | 4.0965 | 0.20083 | 0.016217 | 1.5 | 1.2 |  | 2025 | TRUE | 4.0965 | 0 | 1190.2592 | 0.74402 | 368.5297 | 17.54% | 82.46% | 4.0965 | 6.3473 | 0.74402 | 0
128 | 2.5364 | 0.12837 | 0.016201 | 2.0551 | 0.72907 |  | 2025 | TRUE | 2.5364 | 0 | 1192.7955 | 0.45202 | 368.9817 | 17.56% | 82.44% | 2.5364 | 3.9299 | 0.45202 | 0
129 | 0.042622 | 0.14886 | 0.016132 | 1.5 | 0.0053773 |  | 2025 | TRUE | 0.042622 | 0 | 1192.8381 | 0.003334 | 368.985 | 17.56% | 82.44% | 0.042622 | 0.066041 | 0.003334 | 0
130 | 34.3467 | 0.28389 | 0.016072 | 1.0944 | 9.9885 |  | 2025 | TRUE | 34.3467 | 0 | 1227.1848 | 6.1929 | 375.1779 | 17.86% | 82.14% | 34.3467 | 53.2182 | 6.1929 | 0
131 | 40.8317 | 0.25909 | 0.01606 | 1.1366 | 12.0608 |  | 2025 | TRUE | 40.8317 | 0 | 1268.0166 | 7.4777 | 382.6556 | 18.21% | 81.79% | 40.8317 | 63.2663 | 7.4777 | 0
132 | 5.2013 | 0.18221 | 0.016045 | 1.7779 | 1.4896 |  | 2025 | TRUE | 5.2013 | 0 | 1273.2179 | 0.92352 | 383.5791 | 18.26% | 81.74% | 5.2013 | 8.0591 | 0.92352 | 0
133 | 13.4497 | 0.251 | 0.016019 | 1.2049 | 4.0369 |  | 2025 | TRUE | 13.4497 | 0 | 1286.6676 | 2.5029 | 386.082 | 18.38% | 81.62% | 13.4497 | 20.8396 | 2.5029 | 0
134 | 6.2972 | 0.1066 | 0.015989 | 2.4364 | 1.8707 |  | 2025 | TRUE | 6.2972 | 0 | 1292.9648 | 1.1598 | 387.2418 | 18.43% | 81.57% | 6.2972 | 9.7571 | 1.1598 | 0
135 | 0.0028409 | 1.5355 | 0.015979 | 1.5 | 0.0039948 |  | 2025 | TRUE | 0.0028409 | 0 | 1292.9676 | 0.0024768 | 387.2443 | 18.43% | 81.57% | 0.0028409 | 0.0044018 | 0.0024768 | 0
136 | 16.1362 | 0.17769 | 0.015939 | 1.6325 | 4.8694 |  | 2025 | TRUE | 16.1362 | 0 | 1309.1038 | 3.019 | 390.2633 | 18.58% | 81.42% | 16.1362 | 25.0021 | 3.019 | 0
137 | 43.959 | 0.13125 | 0.015927 | 2.2922 | 13.4663 |  | 2025 | TRUE | 43.959 | 0 | 1353.0629 | 8.3491 | 398.6124 | 18.97% | 81.03% | 43.959 | 68.1119 | 8.3491 | 0
138 | 9.4624 | 0.27466 | 0.015893 | 1.1364 | 2.5746 |  | 2025 | TRUE | 9.4624 | 0 | 1362.5253 | 1.5963 | 400.2087 | 19.05% | 80.95% | 9.4624 | 14.6615 | 1.5963 | 0
139 | 11.0429 | 0.32167 | 0.015891 | 1.034 | 3.1622 |  | 2025 | TRUE | 11.0429 | 0 | 1373.5682 | 1.9606 | 402.1693 | 19.14% | 80.86% | 11.0429 | 17.1103 | 1.9606 | 0
140 | 0.090077 | 0.24011 | 0.015814 | 1.2795 | 2.6094 |  | 2025 | TRUE | 0.090077 | 0 | 1373.6583 | 1.6178 | 403.7871 | 19.22% | 80.78% | 0.090077 | 0.13957 | 1.6178 | 0
141 | 18.5775 | 0.22072 | 0.015811 | 1.4316 | 5.4469 |  | 2025 | TRUE | 18.5775 | 0 | 1392.2358 | 3.3771 | 407.1642 | 19.38% | 80.62% | 18.5775 | 28.7847 | 3.3771 | 0
142 | 7.6635 | 0.19371 | 0.015772 | 1.4927 | 2.4998 |  | 2025 | TRUE | 7.6635 | 0 | 1399.8993 | 1.5499 | 408.7141 | 19.45% | 80.55% | 7.6635 | 11.8742 | 1.5499 | 0
143 | 7.8699 | 0.20779 | 0.015697 | 1.4615 | 2.5116 |  | 2026 | TRUE | 7.8699 | 0 | 1407.7692 | 1.5572 | 410.2712 | 19.53% | 80.47% | 7.8699 | 12.2247 | 1.5572 | 0
144 | 38.1953 | 0.13911 | 0.01567 | 2.1256 | 11.3689 |  | 2026 | TRUE | 38.1953 | 0 | 1445.9644 | 7.0487 | 417.32 | 19.86% | 80.14% | 38.1953 | 59.3309 | 7.0487 | 0
145 | 0.52179 | 0.26117 | 0.015654 | 1.4264 | 0.32613 |  | 2026 | TRUE | 0.52179 | 0 | 1446.4862 | 0.2022 | 417.5222 | 19.87% | 80.13% | 0.52179 | 0.81053 | 0.2022 | 0
146 | 12.1496 | 0.19005 | 0.015597 | 1.498 | 3.4781 |  | 2026 | TRUE | 12.1496 | 0 | 1458.6359 | 2.1564 | 419.6786 | 19.98% | 80.02% | 12.1496 | 18.8727 | 2.1564 | 0
147 | 12.8614 | 0.20402 | 0.015591 | 1.3587 | 3.6691 |  | 2026 | TRUE | 12.8614 | 0 | 1471.4973 | 2.2748 | 421.9534 | 20.08% | 79.92% | 12.8614 | 19.9784 | 2.2748 | 0
148 | 14.6227 | 0.13121 | 0.015567 | 2.3421 | 4.4522 |  | 2026 | TRUE | 14.6227 | 0 | 1486.1199 | 2.7604 | 424.7138 | 20.21% | 79.79% | 14.6227 | 22.7142 | 2.7604 | 0
149 | 14.6672 | 0.32377 | 0.015441 | 1.0085 | 3.9916 |  | 2026 | TRUE | 14.6672 | 0 | 1500.7871 | 2.4748 | 427.1885 | 20.33% | 79.67% | 14.6672 | 22.7834 | 2.4748 | 0
150 | 3.5158 | 0.19628 | 0.015433 | 1.476 | 1.1343 |  | 2026 | TRUE | 3.5158 | 0 | 1504.303 | 0.70327 | 427.8918 | 20.37% | 79.63% | 3.5158 | 5.4613 | 0.70327 | 0
151 | 0.035653 | 0.18742 | 0.015365 | 1.5 | 0.52242 |  | 2026 | TRUE | 0.035653 | 0 | 1504.3386 | 0.3239 | 428.2157 | 20.38% | 79.62% | 0.035653 | 0.055382 | 0.3239 | 0
152 | 0.016571 | 0.21065 | 0.015359 | 1.5 | 0.0076797 |  | 2026 | TRUE | 0.016571 | 0 | 1504.3552 | 0.0047614 | 428.2205 | 20.38% | 79.62% | 0.016571 | 0.02574 | 0.0047614 | 0
153 | 16.6332 | 0.17165 | 0.015203 | 1.6814 | 4.652 |  | 2026 | TRUE | 16.6332 | 0 | 1520.9884 | 2.8842 | 431.1047 | 20.52% | 79.48% | 16.6332 | 25.8373 | 2.8842 | 0
154 | 8.505 | 0.19826 | 0.015172 | 1.131 | 2.5262 |  | 2026 | TRUE | 8.505 | 0 | 1529.4934 | 1.5662 | 432.671 | 20.59% | 79.41% | 8.505 | 13.2113 | 1.5662 | 0
155 | 16.9385 | 0.15288 | 0.015099 | 1.4452 | 5.0054 |  | 2026 | TRUE | 16.9385 | 0 | 1546.4319 | 3.1033 | 435.7743 | 20.74% | 79.26% | 16.9385 | 26.3116 | 3.1033 | 0
156 | 6.2333 | 0.11162 | 0.015062 | 2.144 | 1.7547 |  | 2026 | TRUE | 6.2333 | 0 | 1552.6652 | 1.0879 | 436.8622 | 20.79% | 79.21% | 6.2333 | 9.6825 | 1.0879 | 0
157 | 22.3576 | 0.3013 | 0.015008 | 1.0309 | 5.5081 |  | 2026 | TRUE | 22.3576 | 0 | 1575.0229 | 3.415 | 440.2772 | 20.96% | 79.04% | 22.3576 | 34.7293 | 3.415 | 0
158 | 9.9019 | 0.25574 | 0.014996 | 1.0039 | 2.8043 |  | 2026 | TRUE | 9.9019 | 0 | 1584.9248 | 1.7387 | 442.0159 | 21.04% | 78.96% | 9.9019 | 15.3812 | 1.7387 | 0
159 | 3.9356 | 0.17472 | 0.014882 | 1.452 | 1.1385 |  | 2026 | TRUE | 3.9356 | 0 | 1588.8604 | 0.70585 | 442.7218 | 21.07% | 78.93% | 3.9356 | 6.1134 | 0.70585 | 0
160 | 10.8157 | 0.21637 | 0.014761 | 1.2635 | 2.8563 |  | 2026 | TRUE | 10.8157 | 0 | 1599.6761 | 1.7709 | 444.4927 | 21.16% | 78.84% | 10.8157 | 16.8007 | 1.7709 | 0
161 | 9.5167 | 0.11946 | 0.0147 | 2.2358 | 2.6533 |  | 2026 | TRUE | 9.5167 | 0 | 1609.1928 | 1.645 | 446.1377 | 21.23% | 78.77% | 9.5167 | 14.7828 | 1.645 | 0
162 | 0.029873 | 0.29271 | 0.014683 | 1.5 | 0.0085653 |  | 2026 | TRUE | 0.029873 | 0 | 1609.2226 | 0.0053105 | 446.143 | 21.23% | 78.77% | 0.029873 | 0.046403 | 0.0053105 | 0
163 | 72.1946 | 0.18239 | 0.014654 | 1.4329 | 19.7827 |  | 2026 | TRUE | 72.1946 | 0 | 1681.4172 | 12.2653 | 458.4083 | 21.82% | 78.18% | 72.1946 | 112.1439 | 12.2653 | 0
164 | 8.5438 | 0.18742 | 0.014598 | 1.4548 | 2.2919 |  | 2026 | TRUE | 8.5438 | 0 | 1689.961 | 1.421 | 459.8293 | 21.89% | 78.11% | 8.5438 | 13.2715 | 1.421 | 0
165 | 24.4633 | 0.21553 | 0.014596 | 1.3956 | 6.5973 |  | 2026 | TRUE | 24.4633 | 0 | 1714.4243 | 4.0903 | 463.9196 | 22.08% | 77.92% | 24.4633 | 38.0002 | 4.0903 | 0
166 | 9.2519 | 0.10694 | 0.014392 | 2.3922 | 2.4178 |  | 2026 | TRUE | 9.2519 | 0 | 1723.6763 | 1.499 | 465.4186 | 22.15% | 77.85% | 9.2519 | 14.3715 | 1.499 | 0
167 | 1.5223 | 0.12482 | 0.014369 | 1.3816 | 0.36642 |  | 2026 | TRUE | 1.5223 | 0 | 1725.1985 | 0.22718 | 465.6458 | 22.16% | 77.84% | 1.5223 | 2.3646 | 0.22718 | 0
168 | 26.6811 | 0.16472 | 0.014299 | 1.4268 | 6.8896 |  | 2026 | TRUE | 26.6811 | 0 | 1751.8796 | 4.2715 | 469.9173 | 22.37% | 77.63% | 26.6811 | 41.4453 | 4.2715 | 0
169 | 4.3611 | 0.15347 | 0.014158 | 2.0649 | 1.3002 |  | 2026 | TRUE | 4.3611 | 0 | 1756.2408 | 0.80613 | 470.7235 | 22.4% | 77.6% | 4.3611 | 6.7744 | 0.80613 | 0
170 | 4.0828 | 0.065689 | 0.014129 | 2.8941 | 1.1727 |  | 2026 | TRUE | 4.0828 | 0 | 1760.3235 | 0.72707 | 471.4505 | 22.44% | 77.56% | 4.0828 | 6.342 | 0.72707 | 0
171 | 24.6358 | 0.14865 | 0.014056 | 1.5 | 6.4517 |  | 2026 | TRUE | 24.6358 | 0 | 1784.9593 | 4 | 475.4506 | 22.63% | 77.37% | 24.6358 | 38.2682 | 4 | 0
172 | 0.19775 | 0.077284 | 0.013968 | 2.6908 | 0.032593 |  | 2026 | TRUE | 0.19775 | 0 | 1785.1571 | 0.020208 | 475.4708 | 22.63% | 77.37% | 0.19775 | 0.30718 | 0.020208 | 0
173 | 1.1684 | 0.15762 | 0.013914 | 1.5 | 0.33161 |  | 2026 | TRUE | 1.1684 | 0 | 1786.3254 | 0.2056 | 475.6764 | 22.64% | 77.36% | 1.1684 | 1.8149 | 0.2056 | 0
174 | 2.0574 | 0.16496 | 0.013904 | 1.5 | 0.57005 |  | 2026 | TRUE | 2.0574 | 0 | 1788.3829 | 0.35343 | 476.0298 | 22.66% | 77.34% | 2.0574 | 3.1959 | 0.35343 | 0
175 | 9.4781 | 0.25795 | 0.013848 | 1.0507 | 2.2502 |  | 2026 | TRUE | 9.4781 | 0 | 1797.8609 | 1.3951 | 477.4249 | 22.72% | 77.28% | 9.4781 | 14.7228 | 1.3951 | 0
176 | 15.3487 | 0.22179 | 0.013764 | 1.225 | 3.8608 |  | 2026 | TRUE | 15.3487 | 0 | 1813.2097 | 2.3937 | 479.8187 | 22.84% | 77.16% | 15.3487 | 23.8421 | 2.3937 | 0
177 | 29.9421 | 0.18724 | 0.013726 | 1.1341 | 8.5102 |  | 2026 | TRUE | 29.9421 | 0 | 1843.1517 | 5.2763 | 485.095 | 23.09% | 76.91% | 29.9421 | 46.5107 | 5.2763 | 0
178 | 22.0829 | 0.21843 | 0.013637 | 1.1669 | 5.7413 |  | 2027 | TRUE | 22.0829 | 0 | 1865.2346 | 3.5596 | 488.6546 | 23.26% | 76.74% | 22.0829 | 34.3892 | 3.5596 | 0
179 | 19.2513 | 0.18981 | 0.01361 | 1.425 | 5.3554 |  | 2027 | TRUE | 19.2513 | 0 | 1884.4859 | 3.3204 | 491.975 | 23.42% | 76.58% | 19.2513 | 29.9798 | 3.3204 | 0
180 | 6.6456 | 0.1741 | 0.013572 | 1.4308 | 1.8797 |  | 2027 | TRUE | 6.6456 | 0 | 1891.1315 | 1.1654 | 493.1404 | 23.47% | 76.53% | 6.6456 | 10.3491 | 1.1654 | 0
181 | 23.5711 | 0.20345 | 0.013549 | 1.2972 | 6.1582 |  | 2027 | TRUE | 23.5711 | 0 | 1914.7026 | 3.8181 | 496.9584 | 23.65% | 76.35% | 23.5711 | 36.7068 | 3.8181 | 0
182 | 0.0039404 | 0.28801 | 0.013511 | 3 | 0.0045037 |  | 2027 | TRUE | 0.0039404 | 0 | 1914.7066 | 0.0027923 | 496.9612 | 23.65% | 76.35% | 0.0039404 | 0.0061363 | 0.0027923 | 0
183 | 17.7477 | 0.13064 | 0.013502 | 1.7924 | 4.6987 |  | 2027 | TRUE | 17.7477 | 0 | 1932.4543 | 2.9132 | 499.8744 | 23.79% | 76.21% | 17.7477 | 27.6381 | 2.9132 | 0
184 | 14.8656 | 0.2476 | 0.013349 | 1.228 | 4.6566 |  | 2027 | TRUE | 14.8656 | 0 | 1947.3198 | 2.8871 | 502.7615 | 23.93% | 76.07% | 14.8656 | 23.1499 | 2.8871 | 0
185 | 4.389 | 0.22868 | 0.013343 | 1.0649 | 0.90731 |  | 2027 | TRUE | 4.389 | 0 | 1951.7089 | 0.56253 | 503.3241 | 23.96% | 76.04% | 4.389 | 6.835 | 0.56253 | 0
186 | 11.0599 | 0.23795 | 0.013302 | 1.1087 | 4.0417 |  | 2027 | TRUE | 11.0599 | 0 | 1962.7688 | 2.5059 | 505.83 | 24.08% | 75.92% | 11.0599 | 17.2233 | 2.5059 | 0
187 | 6.7554 | 0.18902 | 0.013232 | 1.5 | 2.1303 |  | 2027 | TRUE | 6.7554 | 0 | 1969.5242 | 1.3208 | 507.1508 | 24.14% | 75.86% | 6.7554 | 10.5201 | 1.3208 | 0
188 | 8.2448 | 0.1789 | 0.013202 | 1.1772 | 2.0859 |  | 2027 | TRUE | 8.2448 | 0 | 1977.769 | 1.2932 | 508.444 | 24.2% | 75.8% | 8.2448 | 12.8395 | 1.2932 | 0
189 | 19.6177 | 0.20793 | 0.013168 | 1.2833 | 4.8656 |  | 2027 | TRUE | 19.6177 | 0 | 1997.3867 | 3.0166 | 511.4606 | 24.34% | 75.66% | 19.6177 | 30.5504 | 3.0166 | 0
190 | 8.062 | 0.16278 | 0.013119 | 1.4653 | 2.1188 |  | 2027 | TRUE | 8.062 | 0 | 2005.4488 | 1.3136 | 512.7743 | 24.41% | 75.59% | 8.062 | 12.5548 | 1.3136 | 0
191 | 34.0025 | 0.1806 | 0.013013 | 1.4414 | 8.4066 |  | 2027 | TRUE | 34.0025 | 0 | 2039.4513 | 5.2121 | 517.9864 | 24.65% | 75.35% | 34.0025 | 52.9515 | 5.2121 | 0
192 | 38.1688 | 0.16027 | 0.012994 | 1.162 | 10.4801 |  | 2027 | TRUE | 38.1688 | 0 | 2077.6201 | 6.4976 | 524.484 | 24.96% | 75.04% | 38.1688 | 59.4396 | 6.4976 | 0
193 | 23.0709 | 0.2132 | 0.012991 | 1.0233 | 5.6966 |  | 2027 | TRUE | 23.0709 | 0 | 2100.6911 | 3.5319 | 528.0159 | 25.13% | 74.87% | 23.0709 | 35.928 | 3.5319 | 0
194 | 0.0071551 | 0.23004 | 0.012963 | 1.0066 | 0.55093 |  | 2027 | TRUE | 0.0071551 | 0 | 2100.6982 | 0.34158 | 528.3575 | 25.15% | 74.85% | 0.0071551 | 0.011143 | 0.34158 | 0
195 | 1.4215 | 0.066116 | 0.012917 | 2.7614 | 0.31862 |  | 2027 | TRUE | 1.4215 | 0 | 2102.1197 | 0.19754 | 528.555 | 25.16% | 74.84% | 1.4215 | 2.2137 | 0.19754 | 0
196 | 25.5416 | 0.16681 | 0.012828 | 1.4727 | 6.1639 |  | 2027 | TRUE | 25.5416 | 0 | 2127.6613 | 3.8216 | 532.3766 | 25.34% | 74.66% | 25.5416 | 39.7755 | 3.8216 | 0
197 | 14.8875 | 0.14023 | 0.012702 | 1.4954 | 3.6329 |  | 2027 | TRUE | 14.8875 | 0 | 2142.5489 | 2.2524 | 534.629 | 25.45% | 74.55% | 14.8875 | 23.1841 | 2.2524 | 0
198 | 18.7527 | 0.14752 | 0.012689 | 1.3826 | 4.5301 |  | 2027 | TRUE | 18.7527 | 0 | 2161.3016 | 2.8086 | 537.4377 | 25.58% | 74.42% | 18.7527 | 29.2033 | 2.8086 | 0
199 | 2.9289 | 0.2251 | 0.012549 | 1.0255 | 0.80315 |  | 2027 | TRUE | 2.9289 | 0 | 2164.2306 | 0.49795 | 537.9356 | 25.6% | 74.4% | 2.9289 | 4.5612 | 0.49795 | 0
200 | 2.5868 | 0.21083 | 0.012514 | 1.0013 | 0.66951 |  | 2027 | TRUE | 2.5868 | 0 | 2166.8173 | 0.41509 | 538.3507 | 25.62% | 74.38% | 2.5868 | 4.0283 | 0.41509 | 0
201 | 0.052696 | 0.16223 | 0.012505 | 1.2632 | 0.58773 |  | 2027 | TRUE | 0.052696 | 0 | 2166.87 | 0.36439 | 538.7151 | 25.64% | 74.36% | 0.052696 | 0.082063 | 0.36439 | 0
202 | 26.2339 | 0.1699 | 0.012452 | 1.4494 | 8.0999 |  | 2027 | TRUE | 26.2339 | 0 | 2193.1039 | 5.022 | 543.7371 | 25.88% | 74.12% | 26.2339 | 40.8535 | 5.022 | 0
203 | 16.5261 | 0.22604 | 0.012447 | 1.0461 | 3.5723 |  | 2028 | TRUE | 16.5261 | 0 | 2209.63 | 2.2149 | 545.9519 | 25.99% | 74.01% | 16.5261 | 25.8008 | 2.2149 | 0
204 | 18.1464 | 0.11823 | 0.012382 | 1.5 | 4.3275 |  | 2028 | TRUE | 18.1464 | 0 | 2227.7764 | 2.683 | 548.635 | 26.11% | 73.89% | 18.1464 | 28.3305 | 2.683 | 0
205 | 11.3098 | 0.11752 | 0.012287 | 2.0153 | 2.6234 |  | 2028 | TRUE | 11.3098 | 0 | 2239.0862 | 1.6265 | 550.2614 | 26.19% | 73.81% | 11.3098 | 17.6571 | 1.6265 | 0
206 | 7.5964 | 0.061374 | 0.012162 | 2.7538 | 1.806 |  | 2028 | TRUE | 7.5964 | 0 | 2246.6825 | 1.1197 | 551.3812 | 26.24% | 73.76% | 7.5964 | 11.8596 | 1.1197 | 0
207 | 16.1898 | 0.17988 | 0.012161 | 1.4497 | 4.0376 |  | 2028 | TRUE | 16.1898 | 0 | 2262.8723 | 2.5033 | 553.8845 | 26.36% | 73.64% | 16.1898 | 25.2758 | 2.5033 | 0
208 | 20.9602 | 0.070832 | 0.012148 | 2.9153 | 4.6466 |  | 2028 | TRUE | 20.9602 | 0 | 2283.8326 | 2.8809 | 556.7654 | 26.5% | 73.5% | 20.9602 | 32.7235 | 2.8809 | 0
209 | 9.175 | 0.17776 | 0.012094 | 1.4298 | 2.2313 |  | 2028 | TRUE | 9.175 | 0 | 2293.0075 | 1.3834 | 558.1488 | 26.57% | 73.43% | 9.175 | 14.3242 | 1.3834 | 0
210 | 1.3822 | 0.24189 | 0.01209 | 1.137 | 0.30225 |  | 2028 | TRUE | 1.3822 | 0 | 2294.3897 | 0.1874 | 558.3362 | 26.57% | 73.43% | 1.3822 | 2.1579 | 0.1874 | 0
211 | 21.3404 | 0.080657 | 0.01209 | 2.6514 | 8.3902 |  | 2028 | TRUE | 21.3404 | 0 | 2315.7301 | 5.2019 | 563.5381 | 26.82% | 73.18% | 21.3404 | 33.317 | 5.2019 | 0
212 | 32.5358 | 0.14556 | 0.012049 | 1.5354 | 7.2955 |  | 2028 | TRUE | 32.5358 | 0 | 2348.2658 | 4.5232 | 568.0613 | 27.04% | 72.96% | 32.5358 | 50.7954 | 4.5232 | 0
213 | 8.6454 | 0.17282 | 0.012028 | 1.3558 | 1.8944 |  | 2028 | TRUE | 8.6454 | 0 | 2356.9113 | 1.1745 | 569.2358 | 27.09% | 72.91% | 8.6454 | 13.4974 | 1.1745 | 0
214 | 12.8633 | 0.14863 | 0.011942 | 1.4176 | 2.7505 |  | 2028 | TRUE | 12.8633 | 0 | 2369.7746 | 1.7053 | 570.9412 | 27.17% | 72.83% | 12.8633 | 20.0824 | 1.7053 | 0
215 | 1.8076 | 0.072925 | 0.011878 | 2.9376 | 0.40387 |  | 2028 | TRUE | 1.8076 | 0 | 2371.5821 | 0.2504 | 571.1916 | 27.19% | 72.81% | 1.8076 | 2.822 | 0.2504 | 0
216 | 17.5628 | 0.11618 | 0.011871 | 1.6225 | 3.9291 |  | 2028 | TRUE | 17.5628 | 0 | 2389.1449 | 2.4361 | 573.6276 | 27.3% | 72.7% | 17.5628 | 27.4193 | 2.4361 | 0
217 | 4.8045 | 0.11788 | 0.011836 | 1.6481 | 1.1303 |  | 2028 | TRUE | 4.8045 | 0 | 2393.9494 | 0.70081 | 574.3284 | 27.34% | 72.66% | 4.8045 | 7.5009 | 0.70081 | 0
218 | 15.5795 | 0.083491 | 0.011818 | 2.5465 | 3.5396 |  | 2028 | TRUE | 15.5795 | 0 | 2409.529 | 2.1946 | 576.523 | 27.44% | 72.56% | 15.5795 | 24.323 | 2.1946 | 0
219 | 20.306 | 0.14333 | 0.011789 | 1.4997 | 4.5093 |  | 2028 | TRUE | 20.306 | 0 | 2429.835 | 2.7958 | 579.3188 | 27.57% | 72.43% | 20.306 | 31.7021 | 2.7958 | 0
220 | 13.7143 | 0.14405 | 0.011775 | 1.4706 | 3.1381 |  | 2028 | TRUE | 13.7143 | 0 | 2443.5493 | 1.9456 | 581.2644 | 27.67% | 72.33% | 13.7143 | 21.411 | 1.9456 | 0
221 | 4.4649 | 0.13867 | 0.011774 | 1.422 | 1.0774 |  | 2028 | TRUE | 4.4649 | 0 | 2448.0142 | 0.66796 | 581.9324 | 27.7% | 72.3% | 4.4649 | 6.9707 | 0.66796 | 0
222 | 11.7586 | 0.14843 | 0.011731 | 1.5 | 2.6982 |  | 2028 | TRUE | 11.7586 | 0 | 2459.7728 | 1.6729 | 583.6053 | 27.78% | 72.22% | 11.7586 | 18.3577 | 1.6729 | 0
223 | 0.088249 | 0.17993 | 0.011624 | 1 | 0.017436 |  | 2028 | TRUE | 0.088249 | 0 | 2459.861 | 0.01081 | 583.6161 | 27.78% | 72.22% | 0.088249 | 0.13778 | 0.01081 | 0
224 | 17.0511 | 0.076601 | 0.011577 | 2.0356 | 3.7394 |  | 2028 | TRUE | 17.0511 | 0 | 2476.9121 | 2.3184 | 585.9345 | 27.89% | 72.11% | 17.0511 | 26.6205 | 2.3184 | 0
225 | 38.5662 | 0.10972 | 0.011574 | 1.5822 | 8.4201 |  | 2028 | TRUE | 38.5662 | 0 | 2515.4783 | 5.2204 | 591.1549 | 28.14% | 71.86% | 38.5662 | 60.2102 | 5.2204 | 0
226 | 9.5145 | 0.062127 | 0.011565 | 2.7981 | 2.0527 |  | 2028 | TRUE | 9.5145 | 0 | 2524.9928 | 1.2727 | 592.4276 | 28.2% | 71.8% | 9.5145 | 14.8542 | 1.2727 | 0
227 | 30.7751 | 0.071566 | 0.011532 | 2.8529 | 6.7402 |  | 2028 | TRUE | 30.7751 | 0 | 2555.768 | 4.1789 | 596.6066 | 28.4% | 71.6% | 30.7751 | 48.0467 | 4.1789 | 0
228 | 0.9895 | 0.20445 | 0.011507 | 1.1633 | 0.33945 |  | 2028 | TRUE | 0.9895 | 0 | 2556.7574 | 0.21046 | 596.817 | 28.41% | 71.59% | 0.9895 | 1.5448 | 0.21046 | 0
229 | 6.1972 | 0.12591 | 0.011469 | 1.5056 | 1.2865 |  | 2028 | TRUE | 6.1972 | 0 | 2562.9547 | 0.79761 | 597.6146 | 28.44% | 71.56% | 6.1972 | 9.6752 | 0.79761 | 0
230 | 10.1441 | 0.1305 | 0.011425 | 1.4689 | 2.1651 |  | 2028 | TRUE | 10.1441 | 0 | 2573.0988 | 1.3424 | 598.957 | 28.51% | 71.49% | 10.1441 | 15.8371 | 1.3424 | 0
231 | 9.0779 | 0.18742 | 0.011424 | 1.1007 | 1.9478 |  | 2028 | TRUE | 9.0779 | 0 | 2582.1767 | 1.2076 | 600.1646 | 28.57% | 71.43% | 9.0779 | 14.1726 | 1.2076 | 0
232 | 10.7821 | 0.17305 | 0.011408 | 1.1915 | 2.1846 |  | 2028 | TRUE | 10.7821 | 0 | 2592.9587 | 1.3545 | 601.5191 | 28.63% | 71.37% | 10.7821 | 16.8331 | 1.3545 | 0
233 | 44.2461 | 0.1689 | 0.011407 | 1.3035 | 9.1483 |  | 2028 | TRUE | 44.2461 | 0 | 2637.2048 | 5.672 | 607.1911 | 28.9% | 71.1% | 44.2461 | 69.0778 | 5.672 | 0
234 | 3.8991 | 0.059692 | 0.011393 | 3 | 0.91716 |  | 2028 | TRUE | 3.8991 | 0 | 2641.104 | 0.56864 | 607.7597 | 28.93% | 71.07% | 3.8991 | 6.0874 | 0.56864 | 0
235 | 24.6861 | 0.1597 | 0.011373 | 1.4529 | 5.499 |  | 2029 | TRUE | 24.6861 | 0 | 2665.79 | 3.4094 | 611.1691 | 29.09% | 70.91% | 24.6861 | 38.6377 | 3.4094 | 0
236 | 22.0882 | 0.086468 | 0.011346 | 2.1814 | 4.5439 |  | 2029 | TRUE | 22.0882 | 0 | 2687.8782 | 2.8172 | 613.9863 | 29.22% | 70.78% | 22.0882 | 34.5716 | 2.8172 | 0
237 | 4.0614 | 0.10108 | 0.011276 | 1.7024 | 0.74233 |  | 2029 | TRUE | 4.0614 | 0 | 2691.9396 | 0.46024 | 614.4466 | 29.25% | 70.75% | 4.0614 | 6.3568 | 0.46024 | 0
238 | 26.0065 | 0.12627 | 0.011118 | 1.5 | 5.6481 |  | 2029 | TRUE | 26.0065 | 0 | 2717.9461 | 3.5018 | 617.9484 | 29.41% | 70.59% | 26.0065 | 40.7044 | 3.5018 | 0
239 | 9.1551 | 0.12819 | 0.011105 | 1.5053 | 1.8767 |  | 2029 | TRUE | 9.1551 | 0 | 2727.1012 | 1.1636 | 619.1119 | 29.47% | 70.53% | 9.1551 | 14.3292 | 1.1636 | 0
240 | 10.8018 | 0.076102 | 0.011098 | 2.2454 | 2.2752 |  | 2029 | TRUE | 10.8018 | 0 | 2737.903 | 1.4106 | 620.5226 | 29.53% | 70.47% | 10.8018 | 16.9066 | 1.4106 | 0
241 | 19.5816 | 0.074771 | 0.01102 | 2.5506 | 3.9784 |  | 2029 | TRUE | 19.5816 | 0 | 2757.4846 | 2.4666 | 622.9891 | 29.65% | 70.35% | 19.5816 | 30.6484 | 2.4666 | 0
242 | 12.6514 | 0.06927 | 0.01094 | 3 | 2.6968 |  | 2029 | TRUE | 12.6514 | 0 | 2770.136 | 1.672 | 624.6612 | 29.73% | 70.27% | 12.6514 | 19.8015 | 1.672 | 0
243 | 20.5501 | 0.15435 | 0.010938 | 1.2748 | 4.707 |  | 2029 | TRUE | 20.5501 | 0 | 2790.6861 | 2.9184 | 627.5795 | 29.87% | 70.13% | 20.5501 | 32.1643 | 2.9184 | 0
244 | 11.2782 | 0.07516 | 0.010936 | 2.7647 | 2.2747 |  | 2029 | TRUE | 11.2782 | 0 | 2801.9644 | 1.4103 | 628.9899 | 29.94% | 70.06% | 11.2782 | 17.6523 | 1.4103 | 0
245 | 0.017245 | 0.17707 | 0.010934 | 1.0817 | 0.092936 |  | 2029 | TRUE | 0.017245 | 0 | 2801.9816 | 0.05762 | 629.0475 | 29.94% | 70.06% | 0.017245 | 0.026992 | 0.05762 | 0
246 | 24.2446 | 0.12251 | 0.010915 | 1.6421 | 5.168 |  | 2029 | TRUE | 24.2446 | 0 | 2826.2262 | 3.2042 | 632.2517 | 30.09% | 69.91% | 24.2446 | 37.9468 | 3.2042 | 0
247 | 12.8805 | 0.089567 | 0.010913 | 2.3765 | 2.5155 |  | 2029 | TRUE | 12.8805 | 0 | 2839.1067 | 1.5596 | 633.8113 | 30.17% | 69.83% | 12.8805 | 20.1601 | 1.5596 | 0
248 | 16.5746 | 0.12687 | 0.010861 | 1.3062 | 3.603 |  | 2029 | TRUE | 16.5746 | 0 | 2855.6813 | 2.2339 | 636.0451 | 30.27% | 69.73% | 16.5746 | 25.942 | 2.2339 | 0
249 | 31.6829 | 0.08031 | 0.010796 | 2.7309 | 6.8284 |  | 2029 | TRUE | 31.6829 | 0 | 2887.3642 | 4.2336 | 640.2788 | 30.47% | 69.53% | 31.6829 | 49.5889 | 4.2336 | 0
250 | 23.2822 | 0.12459 | 0.010795 | 1.3468 | 4.6905 |  | 2029 | TRUE | 23.2822 | 0 | 2910.6464 | 2.9081 | 643.1868 | 30.61% | 69.39% | 23.2822 | 36.4404 | 2.9081 | 0
251 | 5.5208 | 0.17295 | 0.010752 | 1.3124 | 1.5214 |  | 2029 | TRUE | 5.5208 | 0 | 2916.1672 | 0.94327 | 644.1301 | 30.66% | 69.34% | 5.5208 | 8.641 | 0.94327 | 0
252 | 2.6937 | 0.10285 | 0.010697 | 1.5 | 0.52951 |  | 2029 | TRUE | 2.6937 | 0 | 2918.8609 | 0.3283 | 644.4584 | 30.67% | 69.33% | 2.6937 | 4.2161 | 0.3283 | 0
253 | 11.3077 | 0.13356 | 0.010591 | 1.5407 | 2.4553 |  | 2029 | TRUE | 11.3077 | 0 | 2930.1686 | 1.5223 | 645.9807 | 30.75% | 69.25% | 11.3077 | 17.6983 | 1.5223 | 0
254 | 32.9798 | 0.17407 | 0.010549 | 1.2611 | 6.6617 |  | 2029 | TRUE | 32.9798 | 0 | 2963.1484 | 4.1302 | 650.1109 | 30.94% | 69.06% | 32.9798 | 51.6189 | 4.1302 | 0
255 | 23.3612 | 0.20304 | 0.01053 | 1.0208 | 5.5702 |  | 2029 | TRUE | 23.3612 | 0 | 2986.5096 | 3.4535 | 653.5644 | 31.11% | 68.89% | 23.3612 | 36.5642 | 3.4535 | 0
256 | 1.4199 | 0.16316 | 0.010477 | 1.2675 | 0.3405 |  | 2029 | TRUE | 1.4199 | 0 | 2987.9295 | 0.21111 | 653.7755 | 31.12% | 68.88% | 1.4199 | 2.2223 | 0.21111 | 0
257 | 0.61466 | 0.14221 | 0.010457 | 1.4276 | 0.099344 |  | 2029 | TRUE | 0.61466 | 0 | 2988.5442 | 0.061593 | 653.8371 | 31.12% | 68.88% | 0.61466 | 0.96205 | 0.061593 | 0
258 | 0.92301 | 0.24144 | 0.010399 | 1.5 | 0.40035 |  | 2029 | TRUE | 0.92301 | 0 | 2989.4672 | 0.24821 | 654.0854 | 31.13% | 68.87% | 0.92301 | 1.4447 | 0.24821 | 0
259 | 17.2109 | 0.10724 | 0.010384 | 1.6135 | 3.4528 |  | 2029 | TRUE | 17.2109 | 0 | 3006.6781 | 2.1407 | 656.2261 | 31.23% | 68.77% | 17.2109 | 26.9379 | 2.1407 | 0
260 | 4.2251 | 0.1811 | 0.010317 | 1.0637 | 0.72736 |  | 2029 | TRUE | 4.2251 | 0 | 3010.9032 | 0.45097 | 656.677 | 31.26% | 68.74% | 4.2251 | 6.613 | 0.45097 | 0
261 | 7.023 | 0.060441 | 0.010288 | 2.6435 | 1.454 |  | 2029 | TRUE | 7.023 | 0 | 3017.9262 | 0.90146 | 657.5785 | 31.3% | 68.7% | 7.023 | 10.9921 | 0.90146 | 0
262 | 9.3206 | 0.093785 | 0.010248 | 1.428 | 1.7933 |  | 2029 | TRUE | 9.3206 | 0 | 3027.2468 | 1.1119 | 658.6904 | 31.35% | 68.65% | 9.3206 | 14.5882 | 1.1119 | 0
263 | 1.8362 | 0.16146 | 0.010245 | 1.2121 | 0.39784 |  | 2029 | TRUE | 1.8362 | 0 | 3029.083 | 0.24666 | 658.937 | 31.36% | 68.64% | 1.8362 | 2.874 | 0.24666 | 0
264 | 40.8008 | 0.11229 | 0.010232 | 1.3746 | 8.1347 |  | 2029 | TRUE | 40.8008 | 0 | 3069.8838 | 5.0435 | 663.9806 | 31.6% | 68.4% | 40.8008 | 63.86 | 5.0435 | 0
265 | 22.5247 | 0.15928 | 0.010208 | 1.3287 | 4.3672 |  | 2029 | TRUE | 22.5247 | 0 | 3092.4086 | 2.7077 | 666.6882 | 31.73% | 68.27% | 22.5247 | 35.2549 | 2.7077 | 0
266 | 19.8727 | 0.10571 | 0.010152 | 2.0187 | 4.1676 |  | 2030 | TRUE | 19.8727 | 0 | 3112.2812 | 2.5839 | 669.2721 | 31.85% | 68.15% | 19.8727 | 31.1826 | 2.5839 | 0
267 | 6.2202 | 0.13658 | 0.010095 | 1.3662 | 1.1004 |  | 2030 | TRUE | 6.2202 | 0 | 3118.5015 | 0.68223 | 669.9544 | 31.89% | 68.11% | 6.2202 | 9.7603 | 0.68223 | 0
268 | 4.6389 | 0.13078 | 0.010091 | 1.293 | 0.883 |  | 2030 | TRUE | 4.6389 | 0 | 3123.1404 | 0.54746 | 670.5018 | 31.91% | 68.09% | 4.6389 | 7.2791 | 0.54746 | 0
269 | 7.2684 | 0.1626 | 0.010079 | 1.2054 | 1.6882 |  | 2030 | TRUE | 7.2684 | 0 | 3130.4088 | 1.0467 | 671.5485 | 31.96% | 68.04% | 7.2684 | 11.4049 | 1.0467 | 0
270 | 3.234 | 0.094404 | 0.010065 | 1.5 | 0.61899 |  | 2030 | TRUE | 3.234 | 0 | 3133.6428 | 0.38377 | 671.9323 | 31.98% | 68.02% | 3.234 | 5.0745 | 0.38377 | 0
271 | 15.6695 | 0.13267 | 0.010047 | 1.4858 | 2.8082 |  | 2030 | TRUE | 15.6695 | 0 | 3149.3122 | 1.7411 | 673.6734 | 32.06% | 67.94% | 15.6695 | 24.5872 | 1.7411 | 0
272 | 42.1728 | 0.17607 | 0.010009 | 1.1479 | 8.2978 |  | 2030 | TRUE | 42.1728 | 0 | 3191.485 | 5.1446 | 678.818 | 32.31% | 67.69% | 42.1728 | 66.1742 | 5.1446 | 0
273 | 33.2034 | 0.1306 | 0.010002 | 1.2178 | 6.9264 |  | 2030 | TRUE | 33.2034 | 0 | 3224.6884 | 4.2944 | 683.1124 | 32.51% | 67.49% | 33.2034 | 52.1001 | 4.2944 | 0
274 | 11.4188 | 0.14479 | 0.009997 | 1.3374 | 2.0444 |  | 2030 | TRUE | 11.4188 | 0 | 3236.1072 | 1.2675 | 684.3799 | 32.57% | 67.43% | 11.4188 | 17.9174 | 1.2675 | 0
275 | 18.2842 | 0.14039 | 0.0099814 | 1.1046 | 3.4436 |  | 2030 | TRUE | 18.2842 | 0 | 3254.3914 | 2.135 | 686.5149 | 32.68% | 67.32% | 18.2842 | 28.6901 | 2.135 | 0
276 | 67.3582 | 0.14099 | 0.0099544 | 1.2536 | 12.3186 |  | 2030 | TRUE | 67.3582 | 0 | 3321.7496 | 7.6375 | 694.1524 | 33.04% | 66.96% | 67.3582 | 105.693 | 7.6375 | 0
277 | 5.5167 | 0.17913 | 0.0099516 | 1.1506 | 0.77456 |  | 2030 | TRUE | 5.5167 | 0 | 3327.2663 | 0.48023 | 694.6327 | 33.06% | 66.94% | 5.5167 | 8.6564 | 0.48023 | 0
278 | 40.268 | 0.15884 | 0.0099397 | 1.1723 | 7.3703 |  | 2030 | TRUE | 40.268 | 0 | 3367.5343 | 4.5696 | 699.2022 | 33.28% | 66.72% | 40.268 | 63.1853 | 4.5696 | 0
279 | 9.6014 | 0.1222 | 0.0099281 | 1.1169 | 1.9757 |  | 2030 | TRUE | 9.6014 | 0 | 3377.1357 | 1.2249 | 700.4272 | 33.34% | 66.66% | 9.6014 | 15.0657 | 1.2249 | 0
280 | 21.6978 | 0.15819 | 0.0099219 | 1.0655 | 3.9191 |  | 2030 | TRUE | 21.6978 | 0 | 3398.8335 | 2.4299 | 702.857 | 33.45% | 66.55% | 21.6978 | 34.0464 | 2.4299 | 0
281 | 6.5279 | 0.061006 | 0.0098616 | 3 | 1.1933 |  | 2030 | TRUE | 6.5279 | 0 | 3405.3614 | 0.73982 | 703.5969 | 33.49% | 66.51% | 6.5279 | 10.2431 | 0.73982 | 0
282 | 7.8055 | 0.15222 | 0.0098397 | 1.1729 | 1.4071 |  | 2030 | TRUE | 7.8055 | 0 | 3413.1669 | 0.87239 | 704.4693 | 33.53% | 66.47% | 7.8055 | 12.2477 | 0.87239 | 0
283 | 18.5452 | 0.12478 | 0.0098301 | 1.3893 | 4.0058 |  | 2030 | TRUE | 18.5452 | 0 | 3431.7121 | 2.4836 | 706.9528 | 33.65% | 66.35% | 18.5452 | 29.0997 | 2.4836 | 0
284 | 0.16991 | 0.095745 | 0.0098291 | 1.3841 | 0.039316 |  | 2030 | TRUE | 0.16991 | 0 | 3431.882 | 0.024376 | 706.9772 | 33.65% | 66.35% | 0.16991 | 0.26661 | 0.024376 | 0
285 | 11.5773 | 0.17217 | 0.00981 | 1.0624 | 2.0895 |  | 2030 | TRUE | 11.5773 | 0 | 3443.4594 | 1.2955 | 708.2727 | 33.71% | 66.29% | 11.5773 | 18.1662 | 1.2955 | 0
286 | 8.6815 | 0.16624 | 0.0097168 | 1.1695 | 1.5936 |  | 2030 | TRUE | 8.6815 | 0 | 3452.1408 | 0.98801 | 709.2607 | 33.76% | 66.24% | 8.6815 | 13.6222 | 0.98801 | 0
287 | 4.9851 | 0.11359 | 0.0096899 | 1.3894 | 0.85756 |  | 2030 | TRUE | 4.9851 | 0 | 3457.1259 | 0.53169 | 709.7924 | 33.78% | 66.22% | 4.9851 | 7.8223 | 0.53169 | 0
288 | 39.0254 | 0.072701 | 0.0096557 | 2.2189 | 7.2273 |  | 2030 | TRUE | 39.0254 | 0 | 3496.1514 | 4.4809 | 714.2733 | 34% | 66% | 39.0254 | 61.2356 | 4.4809 | 0
289 | 4.8784 | 0.11918 | 0.0096296 | 1.2149 | 0.94852 |  | 2030 | TRUE | 4.8784 | 0 | 3501.0298 | 0.58808 | 714.8614 | 34.02% | 65.98% | 4.8784 | 7.6548 | 0.58808 | 0
290 | 2.2204 | 0.14187 | 0.0096168 | 1.4324 | 0.58663 |  | 2030 | TRUE | 2.2204 | 0 | 3503.2502 | 0.36371 | 715.2251 | 34.04% | 65.96% | 2.2204 | 3.4841 | 0.36371 | 0
291 | 10.3312 | 0.098615 | 0.0096151 | 1.9267 | 1.8269 |  | 2030 | TRUE | 10.3312 | 0 | 3513.5814 | 1.1327 | 716.3578 | 34.1% | 65.9% | 10.3312 | 16.2109 | 1.1327 | 0
292 | 8.3084 | 0.084194 | 0.0095839 | 1.5 | 1.5526 |  | 2030 | TRUE | 8.3084 | 0 | 3521.8898 | 0.9626 | 717.3204 | 34.14% | 65.86% | 8.3084 | 13.0369 | 0.9626 | 0
293 | 2.8733 | 0.17787 | 0.0095744 | 1.2004 | 0.57446 |  | 2030 | TRUE | 2.8733 | 0 | 3524.7631 | 0.35617 | 717.6766 | 34.16% | 65.84% | 2.8733 | 4.5085 | 0.35617 | 0
294 | 17.7768 | 0.10663 | 0.0095072 | 1.5 | 3.2182 |  | 2030 | TRUE | 17.7768 | 0 | 3542.5399 | 1.9953 | 719.6718 | 34.25% | 65.75% | 17.7768 | 27.894 | 1.9953 | 0
295 | 27.8853 | 0.097563 | 0.0094919 | 1.4266 | 4.8836 |  | 2031 | TRUE | 27.8853 | 0 | 3570.4252 | 3.0278 | 722.6996 | 34.4% | 65.6% | 27.8853 | 43.866 | 3.0278 | 0
296 | 24.9683 | 0.12612 | 0.0094852 | 1.3319 | 4.6572 |  | 2031 | TRUE | 24.9683 | 0 | 3595.3936 | 2.8875 | 725.5871 | 34.54% | 65.46% | 24.9683 | 39.2773 | 2.8875 | 0
297 | 0.1996 | 0.20355 | 0.0094352 | 1 | 0.070764 |  | 2031 | TRUE | 0.1996 | 0 | 3595.5932 | 0.043874 | 725.631 | 34.54% | 65.46% | 0.1996 | 0.31399 | 0.043874 | 0
298 | 21.9969 | 0.16677 | 0.0094322 | 1.0986 | 4.6454 |  | 2031 | TRUE | 21.9969 | 0 | 3617.5901 | 2.8801 | 728.5111 | 34.67% | 65.33% | 21.9969 | 34.603 | 2.8801 | 0
299 | 37.8058 | 0.12361 | 0.0094096 | 1.4549 | 7.1842 |  | 2031 | TRUE | 37.8058 | 0 | 3655.3959 | 4.4542 | 732.9654 | 34.89% | 65.11% | 37.8058 | 59.4718 | 4.4542 | 0
300 | 8.4704 | 0.080223 | 0.0093855 | 2.2228 | 1.5815 |  | 2031 | TRUE | 8.4704 | 0 | 3663.8663 | 0.9805 | 733.9459 | 34.93% | 65.07% | 8.4704 | 13.3247 | 0.9805 | 0
301 | 5.1332 | 0.14005 | 0.0093524 | 1.2048 | 1.0615 |  | 2031 | TRUE | 5.1332 | 0 | 3668.9995 | 0.65813 | 734.604 | 34.96% | 65.04% | 5.1332 | 8.075 | 0.65813 | 0
302 | 29.9752 | 0.14758 | 0.0092748 | 1.1989 | 5.2773 |  | 2031 | TRUE | 29.9752 | 0 | 3698.9748 | 3.272 | 737.8759 | 35.12% | 64.88% | 29.9752 | 47.1536 | 3.272 | 0
303 | 10.3969 | 0.14107 | 0.0092412 | 1.2308 | 1.7281 |  | 2031 | TRUE | 10.3969 | 0 | 3709.3716 | 1.0714 | 738.9474 | 35.17% | 64.83% | 10.3969 | 16.3552 | 1.0714 | 0
304 | 21.3768 | 0.10756 | 0.0091386 | 1.6304 | 3.5001 |  | 2031 | TRUE | 21.3768 | 0 | 3730.7484 | 2.17 | 741.1174 | 35.27% | 64.73% | 21.3768 | 33.6275 | 2.17 | 0
305 | 22.3876 | 0.063316 | 0.0090923 | 2.7398 | 3.7097 |  | 2031 | TRUE | 22.3876 | 0 | 3753.1361 | 2.3 | 743.4174 | 35.38% | 64.62% | 22.3876 | 35.2176 | 2.3 | 0
306 | 25.7663 | 0.069446 | 0.0090883 | 2.6774 | 4.4306 |  | 2031 | TRUE | 25.7663 | 0 | 3778.9024 | 2.7469 | 746.1643 | 35.51% | 64.49% | 25.7663 | 40.5326 | 2.7469 | 0
307 | 13.1577 | 0.10799 | 0.0090072 | 1.2176 | 2.3194 |  | 2031 | TRUE | 13.1577 | 0 | 3792.06 | 1.438 | 747.6024 | 35.58% | 64.42% | 13.1577 | 20.6981 | 1.438 | 0
308 | 12.3951 | 0.17175 | 0.0089653 | 1.1825 | 2.9989 |  | 2031 | TRUE | 12.3951 | 0 | 3804.4551 | 1.8593 | 749.4617 | 35.67% | 64.33% | 12.3951 | 19.4986 | 1.8593 | 0
309 | 4.165 | 0.14004 | 0.0089413 | 1.1765 | 0.68401 |  | 2031 | TRUE | 4.165 | 0 | 3808.6201 | 0.42409 | 749.8858 | 35.69% | 64.31% | 4.165 | 6.5519 | 0.42409 | 0
310 | 6.569 | 0.095935 | 0.0089389 | 1.2351 | 1.1531 |  | 2031 | TRUE | 6.569 | 0 | 3815.1891 | 0.71494 | 750.6007 | 35.73% | 64.27% | 6.569 | 10.3336 | 0.71494 | 0
311 | 0.54018 | 0.41912 | 0.0089197 | 1.2333 | 0.70912 |  | 2031 | TRUE | 0.54018 | 0 | 3815.7293 | 0.43965 | 751.0403 | 35.75% | 64.25% | 0.54018 | 0.84974 | 0.43965 | 0
312 | 7.4973 | 0.18485 | 0.0089196 | 1.3858 | 1.7973 |  | 2031 | TRUE | 7.4973 | 0 | 3823.2266 | 1.1143 | 752.1547 | 35.8% | 64.2% | 7.4973 | 11.794 | 1.1143 | 0
313 |  |  | 0.0089192 |  | 0.0029731 |  | 2031 | TRUE | 0 | 0 | 3823.2266 | 0.0018433 | 752.1565 | 35.8% | 64.2% | 0 | 0 | 0.0018433 | 0
314 | 56.5289 | 0.15047 | 0.0088799 | 1.1644 | 9.1862 |  | 2031 | TRUE | 56.5289 | 0 | 3879.7556 | 5.6955 | 757.852 | 36.07% | 63.93% | 56.5289 | 88.9248 | 5.6955 | 0
315 | 1.8419 | 0.068648 | 0.0088717 | 2.2795 | 0.30164 |  | 2031 | TRUE | 1.8419 | 0 | 3881.5975 | 0.18701 | 758.039 | 36.08% | 63.92% | 1.8419 | 2.8975 | 0.18701 | 0
316 | 0.044275 | 0.044017 | 0.008868 | 3 | 0.004434 |  | 2031 | TRUE | 0.044275 | 0 | 3881.6418 | 0.0027491 | 758.0417 | 36.08% | 63.92% | 0.044275 | 0.069649 | 0.0027491 | 0
317 | 23.8323 | 0.092447 | 0.0088552 | 1.7208 | 4.7198 |  | 2031 | TRUE | 23.8323 | 0 | 3905.474 | 2.9263 | 760.968 | 36.22% | 63.78% | 23.8323 | 37.4902 | 2.9263 | 0
318 | 22.0225 | 0.13509 | 0.0088449 | 1.2449 | 3.7414 |  | 2031 | TRUE | 22.0225 | 0 | 3927.4966 | 2.3197 | 763.2877 | 36.33% | 63.67% | 22.0225 | 34.6433 | 2.3197 | 0
319 | 7.0494 | 0.14926 | 0.008836 | 1.167 | 1.374 |  | 2031 | TRUE | 7.0494 | 0 | 3934.5459 | 0.85188 | 764.1396 | 36.37% | 63.63% | 7.0494 | 11.0893 | 0.85188 | 0
320 | 37.0433 | 0.0842 | 0.0088265 | 1.8355 | 6.6596 |  | 2031 | TRUE | 37.0433 | 0 | 3971.5893 | 4.129 | 768.2685 | 36.57% | 63.43% | 37.0433 | 58.2723 | 4.129 | 0
321 | 11.5935 | 0.10359 | 0.0088134 | 1.5426 | 1.9522 |  | 2031 | TRUE | 11.5935 | 0 | 3983.1828 | 1.2103 | 769.4789 | 36.62% | 63.38% | 11.5935 | 18.2376 | 1.2103 | 0
322 | 0.4796 | 0.071036 | 0.0088053 | 2.1986 | 0.55914 |  | 2031 | TRUE | 0.4796 | 0 | 3983.6624 | 0.34667 | 769.8255 | 36.64% | 63.36% | 0.4796 | 0.75446 | 0.34667 | 0
323 | 3.2814 | 0.10533 | 0.0088043 | 1.3401 | 0.56788 |  | 2031 | TRUE | 3.2814 | 0 | 3986.9437 | 0.35208 | 770.1776 | 36.66% | 63.34% | 3.2814 | 5.1619 | 0.35208 | 0
324 | 7.8564 | 0.047202 | 0.0087475 | 3 | 1.3252 |  | 2031 | TRUE | 7.8564 | 0 | 3994.8002 | 0.82165 | 770.9993 | 36.7% | 63.3% | 7.8564 | 12.3588 | 0.82165 | 0
325 | 4.5495 | 0.10158 | 0.0086689 | 1.5 | 0.79754 |  | 2031 | TRUE | 4.5495 | 0 | 3999.3496 | 0.49447 | 771.4937 | 36.72% | 63.28% | 4.5495 | 7.1567 | 0.49447 | 0
326 | 9.501 | 0.22833 | 0.0086415 | 1.0662 | 2.8863 |  | 2032 | TRUE | 9.501 | 0 | 4008.8507 | 1.7895 | 773.2832 | 36.81% | 63.19% | 9.501 | 14.9837 | 1.7895 | 0
327 | 10.7557 | 0.13083 | 0.0086362 | 1.2055 | 1.8222 |  | 2032 | TRUE | 10.7557 | 0 | 4019.6064 | 1.1298 | 774.413 | 36.86% | 63.14% | 10.7557 | 16.9625 | 1.1298 | 0
328 | 11.8267 | 0.070985 | 0.0086221 | 1.9973 | 1.8969 |  | 2032 | TRUE | 11.8267 | 0 | 4031.4332 | 1.176 | 775.5891 | 36.92% | 63.08% | 11.8267 | 18.6515 | 1.176 | 0
329 | 5.1303 | 0.099186 | 0.0086014 | 1.4928 | 1.6429 |  | 2032 | TRUE | 5.1303 | 0 | 4036.5634 | 1.0186 | 776.6076 | 36.96% | 63.04% | 5.1303 | 8.0907 | 1.0186 | 0
330 | 22.836 | 0.092495 | 0.0085783 | 1.5 | 3.7702 |  | 2032 | TRUE | 22.836 | 0 | 4059.3994 | 2.3375 | 778.9452 | 37.07% | 62.93% | 22.836 | 36.0137 | 2.3375 | 0
331 | 2.4103 | 0.0981 | 0.0085492 | 1.5 | 0.40181 |  | 2032 | TRUE | 2.4103 | 0 | 4061.8097 | 0.24912 | 779.1943 | 37.09% | 62.91% | 2.4103 | 3.8012 | 0.24912 | 0
332 | 49.1902 | 0.070559 | 0.0085254 | 2.1766 | 7.8646 |  | 2032 | TRUE | 49.1902 | 0 | 4110.9999 | 4.8761 | 784.0704 | 37.32% | 62.68% | 49.1902 | 77.5759 | 4.8761 | 0
333 | 0.68994 | 0.050739 | 0.0085165 | 3 | 0.14052 |  | 2032 | TRUE | 0.68994 | 0 | 4111.6898 | 0.087124 | 784.1575 | 37.32% | 62.68% | 0.68994 | 1.0881 | 0.087124 | 0
334 | 0.0028409 | 0.73406 | 0.0084938 | 1 | 0.0042469 |  | 2032 | TRUE | 0.0028409 | 0 | 4111.6927 | 0.0026331 | 784.1601 | 37.32% | 62.68% | 0.0028409 | 0.0044803 | 0.0026331 | 0
335 | 18.5169 | 0.061214 | 0.0084494 | 2.0281 | 3.0122 |  | 2032 | TRUE | 18.5169 | 0 | 4130.2096 | 1.8676 | 786.0277 | 37.41% | 62.59% | 18.5169 | 29.2024 | 1.8676 | 0
336 | 3.8797 | 0.13823 | 0.0083898 | 1.0716 | 0.61665 |  | 2032 | TRUE | 3.8797 | 0 | 4134.0893 | 0.38232 | 786.41 | 37.43% | 62.57% | 3.8797 | 6.1185 | 0.38232 | 0
337 | 18.6459 | 0.1293 | 0.0083787 | 1.3696 | 3.3166 |  | 2032 | TRUE | 18.6459 | 0 | 4152.7352 | 2.0563 | 788.4663 | 37.53% | 62.47% | 18.6459 | 29.4057 | 2.0563 | 0
338 | 13.3552 | 0.11256 | 0.008344 | 1.3327 | 2.1236 |  | 2032 | TRUE | 13.3552 | 0 | 4166.0904 | 1.3166 | 789.7829 | 37.59% | 62.41% | 13.3552 | 21.062 | 1.3166 | 0
339 | 15.5924 | 0.06481 | 0.0083159 | 2.5677 | 2.79 |  | 2032 | TRUE | 15.5924 | 0 | 4181.6828 | 1.7298 | 791.5127 | 37.67% | 62.33% | 15.5924 | 24.5902 | 1.7298 | 0
340 | 14.152 | 0.084823 | 0.0083105 | 1.6916 | 2.1718 |  | 2032 | TRUE | 14.152 | 0 | 4195.8348 | 1.3465 | 792.8592 | 37.74% | 62.26% | 14.152 | 22.3185 | 1.3465 | 0
341 | 0.50089 | 0.13771 | 0.0083024 | 1.1071 | 0.10793 |  | 2032 | TRUE | 0.50089 | 0 | 4196.3357 | 0.066917 | 792.9261 | 37.74% | 62.26% | 0.50089 | 0.78994 | 0.066917 | 0
342 | 27.4895 | 0.059196 | 0.0082955 | 2.4966 | 4.2348 |  | 2032 | TRUE | 27.4895 | 0 | 4223.8252 | 2.6256 | 795.5517 | 37.87% | 62.13% | 27.4895 | 43.3526 | 2.6256 | 0
343 | 0.69425 | 0.049764 | 0.0082658 | 3 | 0.090924 |  | 2032 | TRUE | 0.69425 | 0 | 4224.5194 | 0.056373 | 795.6081 | 37.87% | 62.13% | 0.69425 | 1.0949 | 0.056373 | 0
344 | 25.8028 | 0.070674 | 0.0081786 | 2.1006 | 4.6291 |  | 2032 | TRUE | 25.8028 | 0 | 4250.3222 | 2.87 | 798.4781 | 38% | 62% | 25.8028 | 40.6925 | 2.87 | 0
345 | 6.4061 | 0.13986 | 0.0081455 | 1.2337 | 1.3196 |  | 2032 | TRUE | 6.4061 | 0 | 4256.7283 | 0.81813 | 799.2962 | 38.04% | 61.96% | 6.4061 | 10.1028 | 0.81813 | 0
346 | 8.4518 | 0.13266 | 0.0081025 | 1.2059 | 1.3936 |  | 2032 | TRUE | 8.4518 | 0 | 4265.1801 | 0.86405 | 800.1603 | 38.08% | 61.92% | 8.4518 | 13.329 | 0.86405 | 0
347 | 9.1149 | 0.055297 | 0.0080497 | 2.5548 | 3.6385 |  | 2032 | TRUE | 9.1149 | 0 | 4274.2949 | 2.2559 | 802.4161 | 38.19% | 61.81% | 9.1149 | 14.3747 | 2.2559 | 0
348 | 9.704 | 0.03846 | 0.0080404 | 2.8338 | 1.458 |  | 2032 | TRUE | 9.704 | 0 | 4283.9989 | 0.90396 | 803.3201 | 38.24% | 61.76% | 9.704 | 15.3038 | 0.90396 | 0
349 | 6.3132 | 0.12601 | 0.0080227 | 1.2122 | 0.95872 |  | 2032 | TRUE | 6.3132 | 0 | 4290.3121 | 0.59441 | 803.9145 | 38.26% | 61.74% | 6.3132 | 9.9563 | 0.59441 | 0
350 | 3.6165 | 0.051552 | 0.0079604 | 2.8248 | 0.87564 |  | 2032 | TRUE | 3.6165 | 0 | 4293.9285 | 0.5429 | 804.4574 | 38.29% | 61.71% | 3.6165 | 5.7034 | 0.5429 | 0
351 | 6.4963 | 0.067558 | 0.0079522 | 2.2714 | 0.88667 |  | 2032 | TRUE | 6.4963 | 0 | 4300.4249 | 0.54974 | 805.0071 | 38.32% | 61.68% | 6.4963 | 10.2451 | 0.54974 | 0
352 | 5.1708 | 0.10292 | 0.007899 | 1.4825 | 0.73461 |  | 2032 | TRUE | 5.1708 | 0 | 4305.5957 | 0.45546 | 805.4626 | 38.34% | 61.66% | 5.1708 | 8.1547 | 0.45546 | 0
353 | 0.44234 | 0.080832 | 0.0078718 | 1.3211 | 0.098398 |  | 2032 | TRUE | 0.44234 | 0 | 4306.038 | 0.061007 | 805.5236 | 38.34% | 61.66% | 0.44234 | 0.6976 | 0.061007 | 0
354 | 23.4846 | 0.12781 | 0.0078671 | 1.1214 | 3.5048 |  | 2032 | TRUE | 23.4846 | 0 | 4329.5226 | 2.173 | 807.6966 | 38.44% | 61.56% | 23.4846 | 37.0367 | 2.173 | 0
355 | 25.8044 | 0.099255 | 0.007832 | 1.4763 | 4.3468 |  | 2032 | TRUE | 25.8044 | 0 | 4355.3271 | 2.695 | 810.3916 | 38.57% | 61.43% | 25.8044 | 40.6951 | 2.695 | 0
356 | 1.5061 | 0.14252 | 0.0078118 | 1.3301 | 0.30856 |  | 2032 | TRUE | 1.5061 | 0 | 4356.8331 | 0.19131 | 810.5829 | 38.58% | 61.42% | 1.5061 | 2.3751 | 0.19131 | 0
357 | 2.1931 | 0.10677 | 0.0078039 | 1.5 | 0.47474 |  | 2032 | TRUE | 2.1931 | 0 | 4359.0262 | 0.29434 | 810.8772 | 38.59% | 61.41% | 2.1931 | 3.4587 | 0.29434 | 0
358 | 0.48966 | 0.27111 | 0.007736 | 1.0476 | 0.031202 |  | 2032 | TRUE | 0.48966 | 0 | 4359.5159 | 0.019345 | 810.8966 | 38.6% | 61.4% | 0.48966 | 0.77222 | 0.019345 | 0
359 | 5.1525 | 0.10317 | 0.0077053 | 1.3157 | 0.83217 |  | 2032 | TRUE | 5.1525 | 0 | 4364.6684 | 0.51595 | 811.4125 | 38.62% | 61.38% | 5.1525 | 8.1258 | 0.51595 | 0
360 | 6.3601 | 0.10454 | 0.0076976 | 1.4732 | 1.9436 |  | 2032 | TRUE | 6.3601 | 0 | 4371.0285 | 1.2051 | 812.6176 | 38.68% | 61.32% | 6.3601 | 10.0303 | 1.2051 | 0
361 | 10.3558 | 0.12128 | 0.0076725 | 1.036 | 1.5153 |  | 2032 | TRUE | 10.3558 | 0 | 4381.3843 | 0.9395 | 813.5571 | 38.72% | 61.28% | 10.3558 | 16.3317 | 0.9395 | 0
362 | 12.0553 | 0.050662 | 0.0076507 | 2.4768 | 1.8935 |  | 2032 | TRUE | 12.0553 | 0 | 4393.4396 | 1.174 | 814.7311 | 38.78% | 61.22% | 12.0553 | 19.0119 | 1.174 | 0
363 | 0.83698 | 0.17508 | 0.0076446 | 1.5 | 0.33636 |  | 2032 | TRUE | 0.83698 | 0 | 4394.2765 | 0.20855 | 814.9396 | 38.79% | 61.21% | 0.83698 | 1.32 | 0.20855 | 0
364 | 2.9978 | 0.11954 | 0.0076314 | 1.2843 | 0.69827 |  | 2032 | TRUE | 2.9978 | 0 | 4397.2743 | 0.43293 | 815.3725 | 38.81% | 61.19% | 2.9978 | 4.7277 | 0.43293 | 0
365 | 3.5838 | 0.091603 | 0.0076193 | 1.4871 | 2.4979 |  | 2032 | TRUE | 3.5838 | 0 | 4400.8581 | 1.5487 | 816.9212 | 38.88% | 61.12% | 3.5838 | 5.6518 | 1.5487 | 0
366 | 9.1539 | 0.074049 | 0.0075811 | 1.6207 | 1.4733 |  | 2032 | TRUE | 9.1539 | 0 | 4410.012 | 0.91343 | 817.8346 | 38.93% | 61.07% | 9.1539 | 14.4363 | 0.91343 | 0
367 | 8.7485 | 0.054502 | 0.0075263 | 2.6754 | 1.351 |  | 2032 | TRUE | 8.7485 | 0 | 4418.7605 | 0.8376 | 818.6722 | 38.97% | 61.03% | 8.7485 | 13.7969 | 0.8376 | 0
368 | 2.5774 | 0.098246 | 0.0075212 | 1.5272 | 0.49264 |  | 2032 | TRUE | 2.5774 | 0 | 4421.3379 | 0.30544 | 818.9777 | 38.98% | 61.02% | 2.5774 | 4.0647 | 0.30544 | 0
369 | 13.7051 | 0.055624 | 0.0074889 | 2.289 | 2.0445 |  | 2032 | TRUE | 13.7051 | 0 | 4435.0431 | 1.2676 | 820.2452 | 39.04% | 60.96% | 13.7051 | 21.6139 | 1.2676 | 0
370 | 5.2289 | 0.039319 | 0.0074779 | 2.8736 | 0.75527 |  | 2032 | TRUE | 5.2289 | 0 | 4440.272 | 0.46827 | 820.7135 | 39.06% | 60.94% | 5.2289 | 8.2463 | 0.46827 | 0
371 | 10.7892 | 0.086752 | 0.007475 | 1.1891 | 1.419 |  | 2033 | TRUE | 10.7892 | 0 | 4451.0612 | 0.87978 | 821.5933 | 39.1% | 60.9% | 10.7892 | 0 | 0.87978 | 0
372 | 12.4632 | 0.056886 | 0.0074595 | 1.91 | 1.6896 |  | 2033 | TRUE | 12.4632 | 0 | 4463.5244 | 1.0475 | 822.6408 | 39.15% | 60.85% | 12.4632 | 0 | 1.0475 | 0
373 | 21.7238 | 0.12157 | 0.0074176 | 1.0967 | 3.26 |  | 2033 | TRUE | 21.7238 | 0 | 4485.2481 | 2.0212 | 824.662 | 39.25% | 60.75% | 21.7238 | 0 | 2.0212 | 0
374 | 4.1597 | 0.21014 | 0.007396 | 1.0644 | 1.3091 |  | 2033 | TRUE | 4.1597 | 0 | 4489.4078 | 0.81164 | 825.4737 | 39.29% | 60.71% | 4.1597 | 0 | 0.81164 | 0
375 | 58.5214 | 0.089497 | 0.0073956 | 1.4559 | 8.3015 |  | 2033 | TRUE | 58.5214 | 0 | 4547.9292 | 5.147 | 830.6206 | 39.53% | 60.47% | 58.5214 | 0 | 5.147 | 0
376 | 6.3579 | 0.05466 | 0.0073874 | 1.5 | 0.9419 |  | 2033 | TRUE | 6.3579 | 0 | 4554.2871 | 0.58397 | 831.2046 | 39.56% | 60.44% | 6.3579 | 0 | 0.58397 | 0
377 | 6.9855 | 0.081956 | 0.007356 | 1.9979 | 1.2898 |  | 2033 | TRUE | 6.9855 | 0 | 4561.2726 | 0.79965 | 832.0043 | 39.6% | 60.4% | 6.9855 | 0 | 0.79965 | 0
378 | 18.6923 | 0.10497 | 0.0073524 | 1.1708 | 2.3859 |  | 2033 | TRUE | 18.6923 | 0 | 4579.9649 | 1.4792 | 833.4835 | 39.67% | 60.33% | 18.6923 | 0 | 1.4792 | 0
379 | 19.9124 | 0.11609 | 0.0073453 | 1.1596 | 2.8022 |  | 2033 | TRUE | 19.9124 | 0 | 4599.8773 | 1.7374 | 835.2209 | 39.75% | 60.25% | 19.9124 | 0 | 1.7374 | 0
380 | 29.9109 | 0.05286 | 0.0073282 | 2.2884 | 3.8876 |  | 2033 | TRUE | 29.9109 | 0 | 4629.7882 | 2.4103 | 837.6312 | 39.87% | 60.13% | 29.9109 | 0 | 2.4103 | 0
381 | 0.090317 | 0.24654 | 0.0073271 | 1 | 0.018318 |  | 2033 | TRUE | 0.090317 | 0 | 4629.8785 | 0.011357 | 837.6426 | 39.87% | 60.13% | 0.090317 | 0 | 0.011357 | 0
382 | 14.3878 | 0.072714 | 0.0073117 | 1.4991 | 1.9083 |  | 2033 | TRUE | 14.3878 | 0 | 4644.2664 | 1.1832 | 838.8257 | 39.93% | 60.07% | 14.3878 | 0 | 1.1832 | 0
383 | 42.2883 | 0.070006 | 0.0073052 | 2.0482 | 5.6908 |  | 2033 | TRUE | 42.2883 | 0 | 4686.5547 | 3.5283 | 842.354 | 40.09% | 59.91% | 42.2883 | 0 | 3.5283 | 0
384 | 3.9535 | 0.10313 | 0.0072816 | 1.4104 | 1.6639 |  | 2033 | TRUE | 3.9535 | 0 | 4690.5082 | 1.0316 | 843.3856 | 40.14% | 59.86% | 3.9535 | 0 | 1.0316 | 0
385 | 0.017476 | 0.064709 | 0.0072633 | 2.0599 | 0.0036317 |  | 2033 | TRUE | 0.017476 | 0 | 4690.5257 | 0.0022516 | 843.3879 | 40.14% | 59.86% | 0.017476 | 0 | 0.0022516 | 0
386 | 6.4769 | 0.047395 | 0.007218 | 2.756 | 1.0286 |  | 2033 | TRUE | 6.4769 | 0 | 4697.0025 | 0.63771 | 844.0256 | 40.17% | 59.83% | 6.4769 | 0 | 0.63771 | 0
387 | 1.7073 | 0.12819 | 0.0072157 | 1.0015 | 0.21647 |  | 2033 | TRUE | 1.7073 | 0 | 4698.7099 | 0.13421 | 844.1598 | 40.18% | 59.82% | 1.7073 | 0 | 0.13421 | 0
388 | 3.0541 | 0.097706 | 0.0071797 | 1.4791 | 0.41642 |  | 2033 | TRUE | 3.0541 | 0 | 4701.764 | 0.25818 | 844.418 | 40.19% | 59.81% | 3.0541 | 0 | 0.25818 | 0
389 | 0.0088181 | 0.37927 | 0.0071211 | 1.6443 | 0.017803 |  | 2033 | TRUE | 0.0088181 | 0 | 4701.7728 | 0.011038 | 844.429 | 40.19% | 59.81% | 0.0088181 | 0 | 0.011038 | 0
390 | 3.5728 | 0.11714 | 0.0070997 | 1.1507 | 0.52893 |  | 2033 | TRUE | 3.5728 | 0 | 4705.3456 | 0.32793 | 844.7569 | 40.21% | 59.79% | 3.5728 | 0 | 0.32793 | 0
391 | 4.4273 | 0.067972 | 0.007089 | 1.4876 | 0.75852 |  | 2033 | TRUE | 4.4273 | 0 | 4709.7728 | 0.47028 | 845.2272 | 40.23% | 59.77% | 4.4273 | 0 | 0.47028 | 0
392 | 4.4848 | 0.10371 | 0.0070884 | 1.5 | 0.74782 |  | 2033 | TRUE | 4.4848 | 0 | 4714.2576 | 0.46365 | 845.6909 | 40.25% | 59.75% | 4.4848 | 0 | 0.46365 | 0
393 | 12.1398 | 0.091708 | 0.0070854 | 1.428 | 1.6721 |  | 2033 | TRUE | 12.1398 | 0 | 4726.3974 | 1.0367 | 846.7276 | 40.3% | 59.7% | 12.1398 | 0 | 1.0367 | 0
394 | 3.2441 | 0.20826 | 0.0070846 | 1.0281 | 0.76041 |  | 2033 | TRUE | 3.2441 | 0 | 4729.6415 | 0.47146 | 847.1991 | 40.32% | 59.68% | 3.2441 | 0 | 0.47146 | 0
395 | 16.8067 | 0.051505 | 0.0070741 | 2.3139 | 2.2849 |  | 2033 | TRUE | 16.8067 | 0 | 4746.4482 | 1.4167 | 848.6157 | 40.39% | 59.61% | 16.8067 | 0 | 1.4167 | 0
396 | 49.1241 | 0.11164 | 0.0070659 | 1.2997 | 6.4724 |  | 2033 | TRUE | 49.1241 | 0 | 4795.5723 | 4.0129 | 852.6286 | 40.58% | 59.42% | 49.1241 | 0 | 4.0129 | 0
397 | 6.9451 | 0.10871 | 0.0070204 | 1.1971 | 1.2847 |  | 2033 | TRUE | 6.9451 | 0 | 4802.5174 | 0.79653 | 853.4251 | 40.62% | 59.38% | 6.9451 | 0 | 0.79653 | 0
398 | 21.7807 | 0.044337 | 0.0069842 | 2.357 | 3.0276 |  | 2033 | TRUE | 21.7807 | 0 | 4824.2981 | 1.8771 | 855.3023 | 40.71% | 59.29% | 21.7807 | 0 | 1.8771 | 0
399 | 42.84 | 0.044358 | 0.0069412 | 2.4649 | 5.6397 |  | 2033 | TRUE | 42.84 | 0 | 4867.1381 | 3.4966 | 858.7989 | 40.88% | 59.12% | 42.84 | 0 | 3.4966 | 0
400 | 21.7138 | 0.085098 | 0.0069368 | 1.3701 | 2.6799 |  | 2033 | TRUE | 21.7138 | 0 | 4888.8519 | 1.6615 | 860.4605 | 40.95% | 59.05% | 21.7138 | 0 | 1.6615 | 0