## Grid Hardening SME Input_v3
Basic Cause | Basic Cause | Supplemental Cause | Supplemental Cause | Failed/Involved Equipment | Failed/Involved Equipment | Equipment Condition | Equipment Condition | Joint_Vlookup_Column | Check - Is the Failure Mode Part of the latest Set of Failure Modes from Outage Dataset | UG Primary, OH Secondary
3rd Party | 3rd Party | Contact with High Voltage, 3rd party | Contact with High Voltage, 3rd party | Conductor, Underground | Conductor, Underground | Broken | Broken | 3rd Party¦Contact with High Voltage, 3rd party¦Conductor, Underground¦Broken | 3rd Party¦Contact with High Voltage, 3rd party¦Conductor, Underground¦Broken | N/A
3rd Party | 3rd Party | Contact with High Voltage, 3rd party | Contact with High Voltage, 3rd party | Cutout- fuse holder | Cutout- fuse holder | Normal | Normal | 3rd Party¦Contact with High Voltage, 3rd party¦Cutout- fuse holder¦Normal | 3rd Party¦Contact with High Voltage, 3rd party¦Cutout- fuse holder¦Normal | All
3rd Party | 3rd Party | Contact with High Voltage, 3rd party | Contact with High Voltage, 3rd party | Fuse | Fuse | Failed/Faulted | Failed/Faulted | 3rd Party¦Contact with High Voltage, 3rd party¦Fuse¦Failed/Faulted | 3rd Party¦Contact with High Voltage, 3rd party¦Fuse¦Failed/Faulted | All
3rd Party | 3rd Party | Contact with High Voltage, 3rd party | Contact with High Voltage, 3rd party | Pole-Wood | Pole-Wood | Broken, wire on ground | Broken, wire on ground | 3rd Party¦Contact with High Voltage, 3rd party¦Pole-Wood¦Broken, wire on ground | 3rd Party¦Contact with High Voltage, 3rd party¦Pole-Wood¦Broken, wire on ground | All
3rd Party | 3rd Party | Customer Equipment | Customer Equipment | (blank) | (blank) | Failed/Faulted | Failed/Faulted | 3rd Party¦Customer Equipment¦(blank)¦Failed/Faulted | 3rd Party¦Customer Equipment¦(blank)¦Failed/Faulted | None
3rd Party | 3rd Party | Customer Equipment | Customer Equipment | Bus | Bus | Failed/Faulted | Failed/Faulted | 3rd Party¦Customer Equipment¦Bus¦Failed/Faulted | 3rd Party¦Customer Equipment¦Bus¦Failed/Faulted | N/A
3rd Party | 3rd Party | Customer Equipment | Customer Equipment | Circuit Breaker | Circuit Breaker | Failed/Faulted | Failed/Faulted | 3rd Party¦Customer Equipment¦Circuit Breaker¦Failed/Faulted | 3rd Party¦Customer Equipment¦Circuit Breaker¦Failed/Faulted | None
3rd Party | 3rd Party | Customer Equipment | Customer Equipment | Connector or Splice (OH) | Connector or Splice (OH) | Broken | Broken | 3rd Party¦Customer Equipment¦Connector or Splice (OH)¦Broken | 3rd Party¦Customer Equipment¦Connector or Splice (OH)¦Broken | None
3rd Party | 3rd Party | Customer Equipment | Customer Equipment | CT | CT | Burned/flashed | Burned/flashed | 3rd Party¦Customer Equipment¦CT¦Burned/flashed | 3rd Party¦Customer Equipment¦CT¦Burned/flashed | None
3rd Party | 3rd Party | Customer Equipment | Customer Equipment | Customer Equipment | Customer Equipment | Failed/Faulted | Failed/Faulted | 3rd Party¦Customer Equipment¦Customer Equipment¦Failed/Faulted | 3rd Party¦Customer Equipment¦Customer Equipment¦Failed/Faulted | None
3rd Party | 3rd Party | Customer Equipment | Customer Equipment | Cutout- fuse holder | Cutout- fuse holder | Failed/Faulted | Failed/Faulted | 3rd Party¦Customer Equipment¦Cutout- fuse holder¦Failed/Faulted | 3rd Party¦Customer Equipment¦Cutout- fuse holder¦Failed/Faulted | None
3rd Party | 3rd Party | Customer Equipment | Customer Equipment | Cutout- fuse holder | Cutout- fuse holder | Burned/flashed | Burned/flashed | 3rd Party¦Customer Equipment¦Cutout- fuse holder¦Burned/flashed | 3rd Party¦Customer Equipment¦Cutout- fuse holder¦Burned/flashed | None
3rd Party | 3rd Party | Customer Equipment | Customer Equipment | Fuse | Fuse | Broken | Broken | 3rd Party¦Customer Equipment¦Fuse¦Broken | 3rd Party¦Customer Equipment¦Fuse¦Broken | None
3rd Party | 3rd Party | Customer Equipment | Customer Equipment | Fuse | Fuse | Burned Open | Burned Open | 3rd Party¦Customer Equipment¦Fuse¦Burned Open | 3rd Party¦Customer Equipment¦Fuse¦Burned Open | None
3rd Party | 3rd Party | Customer Equipment | Customer Equipment | Fuse | Fuse | Failed/Faulted | Failed/Faulted | 3rd Party¦Customer Equipment¦Fuse¦Failed/Faulted | 3rd Party¦Customer Equipment¦Fuse¦Failed/Faulted | None
3rd Party | 3rd Party | Customer Equipment | Customer Equipment | Lightning Arrestor | Lightning Arrestor | Arcing | Arcing | 3rd Party¦Customer Equipment¦Lightning Arrestor¦Arcing | 3rd Party¦Customer Equipment¦Lightning Arrestor¦Arcing | None
3rd Party | 3rd Party | Customer Equipment | Customer Equipment | Lightning Arrestor | Lightning Arrestor | Broken | Broken | 3rd Party¦Customer Equipment¦Lightning Arrestor¦Broken | #N/A | None
3rd Party | 3rd Party | Customer Equipment | Customer Equipment | Lightning Arrestor | Lightning Arrestor | Failed/Faulted | Failed/Faulted | 3rd Party¦Customer Equipment¦Lightning Arrestor¦Failed/Faulted | 3rd Party¦Customer Equipment¦Lightning Arrestor¦Failed/Faulted | None
3rd Party | 3rd Party | Customer Equipment | Customer Equipment | Lightning Arrestor | Lightning Arrestor | Burned/flashed | Burned/flashed | 3rd Party¦Customer Equipment¦Lightning Arrestor¦Burned/flashed | 3rd Party¦Customer Equipment¦Lightning Arrestor¦Burned/flashed | None
3rd Party | 3rd Party | Customer Equipment | Customer Equipment | Metering Equipment | Metering Equipment | Failed/Faulted | Failed/Faulted | 3rd Party¦Customer Equipment¦Metering Equipment¦Failed/Faulted | 3rd Party¦Customer Equipment¦Metering Equipment¦Failed/Faulted | None
3rd Party | 3rd Party | Customer Equipment | Customer Equipment | Metering Equipment | Metering Equipment | Arcing | Arcing | 3rd Party¦Customer Equipment¦Metering Equipment¦Arcing | 3rd Party¦Customer Equipment¦Metering Equipment¦Arcing | None
3rd Party | 3rd Party | Customer Equipment | Customer Equipment | Other | Other | Failed/Faulted | Failed/Faulted | 3rd Party¦Customer Equipment¦Other¦Failed/Faulted | 3rd Party¦Customer Equipment¦Other¦Failed/Faulted | N/A
3rd Party | 3rd Party | Customer Equipment | Customer Equipment | Pole-Wood | Pole-Wood | Burned/flashed | Burned/flashed | 3rd Party¦Customer Equipment¦Pole-Wood¦Burned/flashed | 3rd Party¦Customer Equipment¦Pole-Wood¦Burned/flashed | None
3rd Party | 3rd Party | Customer Equipment | Customer Equipment | PT/CCVT | PT/CCVT | Failed/Faulted | Failed/Faulted | 3rd Party¦Customer Equipment¦PT/CCVT¦Failed/Faulted | 3rd Party¦Customer Equipment¦PT/CCVT¦Failed/Faulted | None
3rd Party | 3rd Party | Customer Equipment | Customer Equipment | Recloser | Recloser | Failed/Faulted | Failed/Faulted | 3rd Party¦Customer Equipment¦Recloser¦Failed/Faulted | 3rd Party¦Customer Equipment¦Recloser¦Failed/Faulted | None
3rd Party | 3rd Party | Customer Equipment | Customer Equipment | Relay | Relay | Malfunctioning | Malfunctioning | 3rd Party¦Customer Equipment¦Relay¦Malfunctioning | 3rd Party¦Customer Equipment¦Relay¦Malfunctioning | None
3rd Party | 3rd Party | Customer Equipment | Customer Equipment | Switch (OH) | Switch (OH) | Arcing | Arcing | 3rd Party¦Customer Equipment¦Switch (OH)¦Arcing | 3rd Party¦Customer Equipment¦Switch (OH)¦Arcing | None
3rd Party | 3rd Party | Customer Equipment | Customer Equipment | Switch (UG) | Switch (UG) | Failed/Faulted | Failed/Faulted | 3rd Party¦Customer Equipment¦Switch (UG)¦Failed/Faulted | 3rd Party¦Customer Equipment¦Switch (UG)¦Failed/Faulted | N/A
3rd Party | 3rd Party | Customer Equipment | Customer Equipment | Transformer | Transformer | Annealed | Annealed | 3rd Party¦Customer Equipment¦Transformer¦Annealed | 3rd Party¦Customer Equipment¦Transformer¦Annealed | None
3rd Party | 3rd Party | Customer Equipment | Customer Equipment | Transformer | Transformer | Failed/Faulted | Failed/Faulted | 3rd Party¦Customer Equipment¦Transformer¦Failed/Faulted | 3rd Party¦Customer Equipment¦Transformer¦Failed/Faulted | None
3rd Party | 3rd Party | Customer Equipment | Customer Equipment | Transformer | Transformer | Normal | Normal | 3rd Party¦Customer Equipment¦Transformer¦Normal | 3rd Party¦Customer Equipment¦Transformer¦Normal | None
3rd Party | 3rd Party | Customer Equipment | Customer Equipment | Transformer (OH) | Transformer (OH) | Deteriorated | Deteriorated | 3rd Party¦Customer Equipment¦Transformer (OH)¦Deteriorated | 3rd Party¦Customer Equipment¦Transformer (OH)¦Deteriorated | None
3rd Party | 3rd Party | Customer Equipment | Customer Equipment | Transformer (OH) | Transformer (OH) | Failed/Faulted | Failed/Faulted | 3rd Party¦Customer Equipment¦Transformer (OH)¦Failed/Faulted | 3rd Party¦Customer Equipment¦Transformer (OH)¦Failed/Faulted | None
3rd Party | 3rd Party | Customer Equipment | Customer Equipment | Transformer (UG) | Transformer (UG) | Failed/Faulted | Failed/Faulted | 3rd Party¦Customer Equipment¦Transformer (UG)¦Failed/Faulted | 3rd Party¦Customer Equipment¦Transformer (UG)¦Failed/Faulted | N/A
3rd Party | 3rd Party | Dig in- 3rd party | Dig in- 3rd party | Bushing | Bushing | Broken | Broken | 3rd Party¦Dig in- 3rd party¦Bushing¦Broken | 3rd Party¦Dig in- 3rd party¦Bushing¦Broken | All
3rd Party | 3rd Party | Dig in- 3rd party | Dig in- 3rd party | Conductor, Overhead | Conductor, Overhead | Burned/flashed | Burned/flashed | 3rd Party¦Dig in- 3rd party¦Conductor, Overhead¦Burned/flashed | 3rd Party¦Dig in- 3rd party¦Conductor, Overhead¦Burned/flashed | All
3rd Party | 3rd Party | Dig in- 3rd party | Dig in- 3rd party | Conductor, Overhead | Conductor, Overhead | Broken | Broken | 3rd Party¦Dig in- 3rd party¦Conductor, Overhead¦Broken | 3rd Party¦Dig in- 3rd party¦Conductor, Overhead¦Broken | All
3rd Party | 3rd Party | Dig in- 3rd party | Dig in- 3rd party | Conductor, Underground | Conductor, Underground | Broken | Broken | 3rd Party¦Dig in- 3rd party¦Conductor, Underground¦Broken | 3rd Party¦Dig in- 3rd party¦Conductor, Underground¦Broken | N/A
3rd Party | 3rd Party | Dig in- 3rd party | Dig in- 3rd party | Conductor, Underground | Conductor, Underground | Burned/flashed | Burned/flashed | 3rd Party¦Dig in- 3rd party¦Conductor, Underground¦Burned/flashed | 3rd Party¦Dig in- 3rd party¦Conductor, Underground¦Burned/flashed | N/A
3rd Party | 3rd Party | Dig in- 3rd party | Dig in- 3rd party | Conductor, Underground | Conductor, Underground | Normal | Normal | 3rd Party¦Dig in- 3rd party¦Conductor, Underground¦Normal | 3rd Party¦Dig in- 3rd party¦Conductor, Underground¦Normal | N/A
3rd Party | 3rd Party | Dig in- 3rd party | Dig in- 3rd party | Connector or Splice (OH) | Connector or Splice (OH) | Broken | Broken | 3rd Party¦Dig in- 3rd party¦Connector or Splice (OH)¦Broken | 3rd Party¦Dig in- 3rd party¦Connector or Splice (OH)¦Broken | All
3rd Party | 3rd Party | Dig in- 3rd party | Dig in- 3rd party | Connector or Splice (UG) | Connector or Splice (UG) | Failed/Faulted | Failed/Faulted | 3rd Party¦Dig in- 3rd party¦Connector or Splice (UG)¦Failed/Faulted | 3rd Party¦Dig in- 3rd party¦Connector or Splice (UG)¦Failed/Faulted | N/A
3rd Party | 3rd Party | Dig in- 3rd party | Dig in- 3rd party | Customer Equipment | Customer Equipment | Broken | Broken | 3rd Party¦Dig in- 3rd party¦Customer Equipment¦Broken | 3rd Party¦Dig in- 3rd party¦Customer Equipment¦Broken | None
3rd Party | 3rd Party | Dig in- 3rd party | Dig in- 3rd party | Elbow | Elbow | Broken | Broken | 3rd Party¦Dig in- 3rd party¦Elbow¦Broken | 3rd Party¦Dig in- 3rd party¦Elbow¦Broken | N/A
3rd Party | 3rd Party | Dig in- 3rd party | Dig in- 3rd party | Fuse | Fuse | Failed/Faulted | Failed/Faulted | 3rd Party¦Dig in- 3rd party¦Fuse¦Failed/Faulted | 3rd Party¦Dig in- 3rd party¦Fuse¦Failed/Faulted | N/A
3rd Party | 3rd Party | Dig in- 3rd party | Dig in- 3rd party | Other | Other | Failed/Faulted | Failed/Faulted | 3rd Party¦Dig in- 3rd party¦Other¦Failed/Faulted | 3rd Party¦Dig in- 3rd party¦Other¦Failed/Faulted | N/A
3rd Party | 3rd Party | Dig in- 3rd party | Dig in- 3rd party | Secondary | Secondary | Broken | Broken | 3rd Party¦Dig in- 3rd party¦Secondary¦Broken | 3rd Party¦Dig in- 3rd party¦Secondary¦Broken | N/A
3rd Party | 3rd Party | Dig in- 3rd party | Dig in- 3rd party | Secondary | Secondary | Deteriorated | Deteriorated | 3rd Party¦Dig in- 3rd party¦Secondary¦Deteriorated | 3rd Party¦Dig in- 3rd party¦Secondary¦Deteriorated | N/A
3rd Party | 3rd Party | Dig in- 3rd party | Dig in- 3rd party | Service conductor | Service conductor | Annealed | Annealed | 3rd Party¦Dig in- 3rd party¦Service conductor¦Annealed | 3rd Party¦Dig in- 3rd party¦Service conductor¦Annealed | High
3rd Party | 3rd Party | Dig in- 3rd party | Dig in- 3rd party | Service conductor | Service conductor | Bent or Twisted | Bent or Twisted | 3rd Party¦Dig in- 3rd party¦Service conductor¦Bent or Twisted | 3rd Party¦Dig in- 3rd party¦Service conductor¦Bent or Twisted | High
3rd Party | 3rd Party | Dig in- 3rd party | Dig in- 3rd party | Service conductor | Service conductor | Broken | Broken | 3rd Party¦Dig in- 3rd party¦Service conductor¦Broken | 3rd Party¦Dig in- 3rd party¦Service conductor¦Broken | Medium
3rd Party | 3rd Party | Dig in- 3rd party | Dig in- 3rd party | Service conductor | Service conductor | Burned Open | Burned Open | 3rd Party¦Dig in- 3rd party¦Service conductor¦Burned Open | 3rd Party¦Dig in- 3rd party¦Service conductor¦Burned Open | Medium
3rd Party | 3rd Party | Dig in- 3rd party | Dig in- 3rd party | Transformer | Transformer | Arcing | Arcing | 3rd Party¦Dig in- 3rd party¦Transformer¦Arcing | 3rd Party¦Dig in- 3rd party¦Transformer¦Arcing | All
3rd Party | 3rd Party | Dig in- 3rd party | Dig in- 3rd party | Transformer | Transformer | Broken | Broken | 3rd Party¦Dig in- 3rd party¦Transformer¦Broken | 3rd Party¦Dig in- 3rd party¦Transformer¦Broken | All
3rd Party | 3rd Party | Dig in- 3rd party | Dig in- 3rd party | Transformer | Transformer | Burned Open | Burned Open | 3rd Party¦Dig in- 3rd party¦Transformer¦Burned Open | 3rd Party¦Dig in- 3rd party¦Transformer¦Burned Open | All
3rd Party | 3rd Party | Dig in- 3rd party | Dig in- 3rd party | Transformer | Transformer | Burned/flashed | Burned/flashed | 3rd Party¦Dig in- 3rd party¦Transformer¦Burned/flashed | 3rd Party¦Dig in- 3rd party¦Transformer¦Burned/flashed | All
3rd Party | 3rd Party | Dig in- 3rd party | Dig in- 3rd party | Transformer | Transformer | Failed/Faulted | Failed/Faulted | 3rd Party¦Dig in- 3rd party¦Transformer¦Failed/Faulted | 3rd Party¦Dig in- 3rd party¦Transformer¦Failed/Faulted | All
3rd Party | 3rd Party | Dig in- 3rd party | Dig in- 3rd party | Transformer (OH) | Transformer (OH) | Failed/Faulted | Failed/Faulted | 3rd Party¦Dig in- 3rd party¦Transformer (OH)¦Failed/Faulted | 3rd Party¦Dig in- 3rd party¦Transformer (OH)¦Failed/Faulted | All
3rd Party | 3rd Party | Dig in- 3rd party | Dig in- 3rd party | Transformer (UG) | Transformer (UG) | Broken | Broken | 3rd Party¦Dig in- 3rd party¦Transformer (UG)¦Broken | 3rd Party¦Dig in- 3rd party¦Transformer (UG)¦Broken | N/A
3rd Party | 3rd Party | Dig in- 3rd party | Dig in- 3rd party | Transformer (UG) | Transformer (UG) | Leaking | Leaking | 3rd Party¦Dig in- 3rd party¦Transformer (UG)¦Leaking | 3rd Party¦Dig in- 3rd party¦Transformer (UG)¦Leaking | N/A
3rd Party | 3rd Party | Dig in- 3rd party | Dig in- 3rd party | Transformer (UG) | Transformer (UG) | Normal | Normal | 3rd Party¦Dig in- 3rd party¦Transformer (UG)¦Normal | 3rd Party¦Dig in- 3rd party¦Transformer (UG)¦Normal | N/A
3rd Party | 3rd Party | Dig in- 3rd party | Dig in- 3rd party | Transformer (UG) | Transformer (UG) | Burned/flashed | Burned/flashed | 3rd Party¦Dig in- 3rd party¦Transformer (UG)¦Burned/flashed | 3rd Party¦Dig in- 3rd party¦Transformer (UG)¦Burned/flashed | N/A
3rd Party | 3rd Party | Fire- house or bldg. | Fire- house or bldg. | (blank) | (blank) | Failed/Faulted | Failed/Faulted | 3rd Party¦Fire- house or bldg.¦(blank)¦Failed/Faulted | 3rd Party¦Fire- house or bldg.¦(blank)¦Failed/Faulted | N/A
3rd Party | 3rd Party | Fire- house or bldg. | Fire- house or bldg. | Conductor, Overhead | Conductor, Overhead | Broken, wire on ground | Broken, wire on ground | 3rd Party¦Fire- house or bldg.¦Conductor, Overhead¦Broken, wire on ground | 3rd Party¦Fire- house or bldg.¦Conductor, Overhead¦Broken, wire on ground | N/A
3rd Party | 3rd Party | Fire- house or bldg. | Fire- house or bldg. | Conductor, Overhead | Conductor, Overhead | Burned/flashed | Burned/flashed | 3rd Party¦Fire- house or bldg.¦Conductor, Overhead¦Burned/flashed | 3rd Party¦Fire- house or bldg.¦Conductor, Overhead¦Burned/flashed | N/A
3rd Party | 3rd Party | Fire- house or bldg. | Fire- house or bldg. | Conductor, Overhead | Conductor, Overhead | Normal | Normal | 3rd Party¦Fire- house or bldg.¦Conductor, Overhead¦Normal | 3rd Party¦Fire- house or bldg.¦Conductor, Overhead¦Normal | N/A
3rd Party | 3rd Party | Fire- house or bldg. | Fire- house or bldg. | Conductor, Overhead | Conductor, Overhead | Together | Together | 3rd Party¦Fire- house or bldg.¦Conductor, Overhead¦Together | 3rd Party¦Fire- house or bldg.¦Conductor, Overhead¦Together | N/A
3rd Party | 3rd Party | Fire- house or bldg. | Fire- house or bldg. | Conductor, Underground | Conductor, Underground | Burned/flashed | Burned/flashed | 3rd Party¦Fire- house or bldg.¦Conductor, Underground¦Burned/flashed | 3rd Party¦Fire- house or bldg.¦Conductor, Underground¦Burned/flashed | N/A
3rd Party | 3rd Party | Fire- house or bldg. | Fire- house or bldg. | Conductor, Underground | Conductor, Underground | Normal | Normal | 3rd Party¦Fire- house or bldg.¦Conductor, Underground¦Normal | 3rd Party¦Fire- house or bldg.¦Conductor, Underground¦Normal | N/A
3rd Party | 3rd Party | Fire- house or bldg. | Fire- house or bldg. | Connector or Splice (OH) | Connector or Splice (OH) | Burned Open | Burned Open | 3rd Party¦Fire- house or bldg.¦Connector or Splice (OH)¦Burned Open | 3rd Party¦Fire- house or bldg.¦Connector or Splice (OH)¦Burned Open | N/A
3rd Party | 3rd Party | Fire- house or bldg. | Fire- house or bldg. | Crossarm, Wood | Crossarm, Wood | Broken | Broken | 3rd Party¦Fire- house or bldg.¦Crossarm, Wood¦Broken | 3rd Party¦Fire- house or bldg.¦Crossarm, Wood¦Broken | N/A
3rd Party | 3rd Party | Fire- house or bldg. | Fire- house or bldg. | Crossarm, Wood | Crossarm, Wood | Burned/flashed | Burned/flashed | 3rd Party¦Fire- house or bldg.¦Crossarm, Wood¦Burned/flashed | 3rd Party¦Fire- house or bldg.¦Crossarm, Wood¦Burned/flashed | N/A
3rd Party | 3rd Party | Fire- house or bldg. | Fire- house or bldg. | Customer Equipment | Customer Equipment | Burned Open | Burned Open | 3rd Party¦Fire- house or bldg.¦Customer Equipment¦Burned Open | 3rd Party¦Fire- house or bldg.¦Customer Equipment¦Burned Open | N/A
3rd Party | 3rd Party | Fire- house or bldg. | Fire- house or bldg. | Customer Equipment | Customer Equipment | Burned/flashed | Burned/flashed | 3rd Party¦Fire- house or bldg.¦Customer Equipment¦Burned/flashed | 3rd Party¦Fire- house or bldg.¦Customer Equipment¦Burned/flashed | N/A
3rd Party | 3rd Party | Fire- house or bldg. | Fire- house or bldg. | Customer Equipment | Customer Equipment | Malfunctioning | Malfunctioning | 3rd Party¦Fire- house or bldg.¦Customer Equipment¦Malfunctioning | 3rd Party¦Fire- house or bldg.¦Customer Equipment¦Malfunctioning | N/A
3rd Party | 3rd Party | Fire- house or bldg. | Fire- house or bldg. | Cutout- fuse holder | Cutout- fuse holder | Failed/Faulted | Failed/Faulted | 3rd Party¦Fire- house or bldg.¦Cutout- fuse holder¦Failed/Faulted | 3rd Party¦Fire- house or bldg.¦Cutout- fuse holder¦Failed/Faulted | N/A
3rd Party | 3rd Party | Fire- house or bldg. | Fire- house or bldg. | Fuse | Fuse | Normal | Normal | 3rd Party¦Fire- house or bldg.¦Fuse¦Normal | 3rd Party¦Fire- house or bldg.¦Fuse¦Normal | N/A
3rd Party | 3rd Party | Fire- house or bldg. | Fire- house or bldg. | Jumper | Jumper | Broken | Broken | 3rd Party¦Fire- house or bldg.¦Jumper¦Broken | 3rd Party¦Fire- house or bldg.¦Jumper¦Broken | N/A
3rd Party | 3rd Party | Fire- house or bldg. | Fire- house or bldg. | Jumper | Jumper | Normal | Normal | 3rd Party¦Fire- house or bldg.¦Jumper¦Normal | 3rd Party¦Fire- house or bldg.¦Jumper¦Normal | N/A
3rd Party | 3rd Party | Fire- house or bldg. | Fire- house or bldg. | Metering Equipment | Metering Equipment | Arcing | Arcing | 3rd Party¦Fire- house or bldg.¦Metering Equipment¦Arcing | 3rd Party¦Fire- house or bldg.¦Metering Equipment¦Arcing | N/A
3rd Party | 3rd Party | Fire- house or bldg. | Fire- house or bldg. | Metering Equipment | Metering Equipment | Burned/flashed | Burned/flashed | 3rd Party¦Fire- house or bldg.¦Metering Equipment¦Burned/flashed | 3rd Party¦Fire- house or bldg.¦Metering Equipment¦Burned/flashed | N/A
3rd Party | 3rd Party | Fire- house or bldg. | Fire- house or bldg. | Other | Other | Burned/flashed | Burned/flashed | 3rd Party¦Fire- house or bldg.¦Other¦Burned/flashed | 3rd Party¦Fire- house or bldg.¦Other¦Burned/flashed | N/A
3rd Party | 3rd Party | Fire- house or bldg. | Fire- house or bldg. | Other | Other | Normal | Normal | 3rd Party¦Fire- house or bldg.¦Other¦Normal | 3rd Party¦Fire- house or bldg.¦Other¦Normal | N/A
3rd Party | 3rd Party | Fire- house or bldg. | Fire- house or bldg. | Pole-Wood | Pole-Wood | Broken | Broken | 3rd Party¦Fire- house or bldg.¦Pole-Wood¦Broken | 3rd Party¦Fire- house or bldg.¦Pole-Wood¦Broken | N/A
3rd Party | 3rd Party | Fire- house or bldg. | Fire- house or bldg. | Pole-Wood | Pole-Wood | Broken, wire on ground | Broken, wire on ground | 3rd Party¦Fire- house or bldg.¦Pole-Wood¦Broken, wire on ground | 3rd Party¦Fire- house or bldg.¦Pole-Wood¦Broken, wire on ground | N/A
3rd Party | 3rd Party | Fire- house or bldg. | Fire- house or bldg. | Pole-Wood | Pole-Wood | Burned/flashed | Burned/flashed | 3rd Party¦Fire- house or bldg.¦Pole-Wood¦Burned/flashed | 3rd Party¦Fire- house or bldg.¦Pole-Wood¦Burned/flashed | N/A
3rd Party | 3rd Party | Fire- house or bldg. | Fire- house or bldg. | Pole-Wood | Pole-Wood | Normal | Normal | 3rd Party¦Fire- house or bldg.¦Pole-Wood¦Normal | 3rd Party¦Fire- house or bldg.¦Pole-Wood¦Normal | N/A
3rd Party | 3rd Party | Fire- house or bldg. | Fire- house or bldg. | Secondary | Secondary | Broken, wire on ground | Broken, wire on ground | 3rd Party¦Fire- house or bldg.¦Secondary¦Broken, wire on ground | 3rd Party¦Fire- house or bldg.¦Secondary¦Broken, wire on ground | N/A
3rd Party | 3rd Party | Fire- house or bldg. | Fire- house or bldg. | Secondary | Secondary | Burned Open | Burned Open | 3rd Party¦Fire- house or bldg.¦Secondary¦Burned Open | 3rd Party¦Fire- house or bldg.¦Secondary¦Burned Open | N/A
3rd Party | 3rd Party | Fire- house or bldg. | Fire- house or bldg. | Secondary | Secondary | Burned/flashed | Burned/flashed | 3rd Party¦Fire- house or bldg.¦Secondary¦Burned/flashed | 3rd Party¦Fire- house or bldg.¦Secondary¦Burned/flashed | N/A
3rd Party | 3rd Party | Fire- house or bldg. | Fire- house or bldg. | Secondary | Secondary | Normal | Normal | 3rd Party¦Fire- house or bldg.¦Secondary¦Normal | 3rd Party¦Fire- house or bldg.¦Secondary¦Normal | N/A
3rd Party | 3rd Party | Fire- house or bldg. | Fire- house or bldg. | Secondary | Secondary | On Ground | On Ground | 3rd Party¦Fire- house or bldg.¦Secondary¦On Ground | 3rd Party¦Fire- house or bldg.¦Secondary¦On Ground | N/A
3rd Party | 3rd Party | Fire- house or bldg. | Fire- house or bldg. | Secondary | Secondary | Together | Together | 3rd Party¦Fire- house or bldg.¦Secondary¦Together | 3rd Party¦Fire- house or bldg.¦Secondary¦Together | N/A
3rd Party | 3rd Party | Fire- house or bldg. | Fire- house or bldg. | Service conductor | Service conductor | Broken | Broken | 3rd Party¦Fire- house or bldg.¦Service conductor¦Broken | 3rd Party¦Fire- house or bldg.¦Service conductor¦Broken | N/A
3rd Party | 3rd Party | Fire- house or bldg. | Fire- house or bldg. | Service conductor | Service conductor | Burned Open | Burned Open | 3rd Party¦Fire- house or bldg.¦Service conductor¦Burned Open | 3rd Party¦Fire- house or bldg.¦Service conductor¦Burned Open | N/A
3rd Party | 3rd Party | Fire- house or bldg. | Fire- house or bldg. | Service conductor | Service conductor | Burned/flashed | Burned/flashed | 3rd Party¦Fire- house or bldg.¦Service conductor¦Burned/flashed | 3rd Party¦Fire- house or bldg.¦Service conductor¦Burned/flashed | N/A
3rd Party | 3rd Party | Fire- house or bldg. | Fire- house or bldg. | Service conductor | Service conductor | Broken, wire on ground | Broken, wire on ground | 3rd Party¦Fire- house or bldg.¦Service conductor¦Broken, wire on ground | 3rd Party¦Fire- house or bldg.¦Service conductor¦Broken, wire on ground | N/A
3rd Party | 3rd Party | Fire- house or bldg. | Fire- house or bldg. | Transformer | Transformer | Burned Open | Burned Open | 3rd Party¦Fire- house or bldg.¦Transformer¦Burned Open | 3rd Party¦Fire- house or bldg.¦Transformer¦Burned Open | N/A
3rd Party | 3rd Party | Fire- house or bldg. | Fire- house or bldg. | Transformer | Transformer | Burned/flashed | Burned/flashed | 3rd Party¦Fire- house or bldg.¦Transformer¦Burned/flashed | 3rd Party¦Fire- house or bldg.¦Transformer¦Burned/flashed | N/A
3rd Party | 3rd Party | Fire- house or bldg. | Fire- house or bldg. | Transformer | Transformer | Failed/Faulted | Failed/Faulted | 3rd Party¦Fire- house or bldg.¦Transformer¦Failed/Faulted | 3rd Party¦Fire- house or bldg.¦Transformer¦Failed/Faulted | N/A
3rd Party | 3rd Party | Fire- house or bldg. | Fire- house or bldg. | Transformer (OH) | Transformer (OH) | Broken, wire on ground | Broken, wire on ground | 3rd Party¦Fire- house or bldg.¦Transformer (OH)¦Broken, wire on ground | 3rd Party¦Fire- house or bldg.¦Transformer (OH)¦Broken, wire on ground | N/A
3rd Party | 3rd Party | Fire- house or bldg. | Fire- house or bldg. | Transformer (OH) | Transformer (OH) | Burned/flashed | Burned/flashed | 3rd Party¦Fire- house or bldg.¦Transformer (OH)¦Burned/flashed | 3rd Party¦Fire- house or bldg.¦Transformer (OH)¦Burned/flashed | N/A
3rd Party | 3rd Party | Fire- house or bldg. | Fire- house or bldg. | Transformer (OH) | Transformer (OH) | Failed/Faulted | Failed/Faulted | 3rd Party¦Fire- house or bldg.¦Transformer (OH)¦Failed/Faulted | 3rd Party¦Fire- house or bldg.¦Transformer (OH)¦Failed/Faulted | N/A
3rd Party | 3rd Party | Fire- house or bldg. | Fire- house or bldg. | Transformer (OH) | Transformer (OH) | Normal | Normal | 3rd Party¦Fire- house or bldg.¦Transformer (OH)¦Normal | 3rd Party¦Fire- house or bldg.¦Transformer (OH)¦Normal | N/A
3rd Party | 3rd Party | Fire- house or bldg. | Fire- house or bldg. | Transformer (UG) | Transformer (UG) | Normal | Normal | 3rd Party¦Fire- house or bldg.¦Transformer (UG)¦Normal | 3rd Party¦Fire- house or bldg.¦Transformer (UG)¦Normal | N/A
3rd Party | 3rd Party | Gun Shot | Gun Shot | Insulator | Insulator | Failed/Faulted | Failed/Faulted | 3rd Party¦Gun Shot¦Insulator¦Failed/Faulted | 3rd Party¦Gun Shot¦Insulator¦Failed/Faulted | All
3rd Party | 3rd Party | Gun Shot | Gun Shot | Pothead(Riser Termination) | Pothead(Riser Termination) | Burned/flashed | Burned/flashed | 3rd Party¦Gun Shot¦Pothead(Riser Termination)¦Burned/flashed | 3rd Party¦Gun Shot¦Pothead(Riser Termination)¦Burned/flashed | All
3rd Party | 3rd Party | Gun Shot | Gun Shot | Transformer | Transformer | Failed/Faulted | Failed/Faulted | 3rd Party¦Gun Shot¦Transformer¦Failed/Faulted | 3rd Party¦Gun Shot¦Transformer¦Failed/Faulted | All
3rd Party | 3rd Party | Metallic Balloon | Metallic Balloon | Cutout- fuse holder | Cutout- fuse holder | Failed/Faulted | Failed/Faulted | 3rd Party¦Metallic Balloon¦Cutout- fuse holder¦Failed/Faulted | 3rd Party¦Metallic Balloon¦Cutout- fuse holder¦Failed/Faulted | All
3rd Party | 3rd Party | Metallic Balloon | Metallic Balloon | Fuse | Fuse | Failed/Faulted | Failed/Faulted | 3rd Party¦Metallic Balloon¦Fuse¦Failed/Faulted | 3rd Party¦Metallic Balloon¦Fuse¦Failed/Faulted | All
3rd Party | 3rd Party | Metallic Balloon | Metallic Balloon | Transformer (OH) | Transformer (OH) | Leaking | Leaking | 3rd Party¦Metallic Balloon¦Transformer (OH)¦Leaking | 3rd Party¦Metallic Balloon¦Transformer (OH)¦Leaking | All
3rd Party | 3rd Party | Other | Other | Conductor, Overhead | Conductor, Overhead | Arcing | Arcing | 3rd Party¦Other¦Conductor, Overhead¦Arcing | 3rd Party¦Other¦Conductor, Overhead¦Arcing | All
3rd Party | 3rd Party | Other | Other | Cutout- fuse holder | Cutout- fuse holder | Normal | Normal | 3rd Party¦Other¦Cutout- fuse holder¦Normal | 3rd Party¦Other¦Cutout- fuse holder¦Normal | All
3rd Party | 3rd Party | Other | Other | Cutout- fuse holder | Cutout- fuse holder | On Ground | On Ground | 3rd Party¦Other¦Cutout- fuse holder¦On Ground | 3rd Party¦Other¦Cutout- fuse holder¦On Ground | All
3rd Party | 3rd Party | Other | Other | Fuse | Fuse | Failed/Faulted | Failed/Faulted | 3rd Party¦Other¦Fuse¦Failed/Faulted | 3rd Party¦Other¦Fuse¦Failed/Faulted | All
3rd Party | 3rd Party | Other | Other | Generator | Generator | Normal | Normal | 3rd Party¦Other¦Generator¦Normal | 3rd Party¦Other¦Generator¦Normal | None
3rd Party | 3rd Party | Other | Other | Metering Equipment | Metering Equipment | Failed/Faulted | Failed/Faulted | 3rd Party¦Other¦Metering Equipment¦Failed/Faulted | 3rd Party¦Other¦Metering Equipment¦Failed/Faulted | None
3rd Party | 3rd Party | Other | Other | Other | Other | Failed/Faulted | Failed/Faulted | 3rd Party¦Other¦Other¦Failed/Faulted | 3rd Party¦Other¦Other¦Failed/Faulted | N/A
3rd Party | 3rd Party | Other | Other | Pole - Tower, steel | Pole - Tower, steel | Normal | Normal | 3rd Party¦Other¦Pole - Tower, steel¦Normal | #N/A | All
3rd Party | 3rd Party | Other | Other | Service conductor | Service conductor | Broken | Broken | 3rd Party¦Other¦Service conductor¦Broken | 3rd Party¦Other¦Service conductor¦Broken | Medium
3rd Party | 3rd Party | Other | Other | Transformer | Transformer | Failed/Faulted | Failed/Faulted | 3rd Party¦Other¦Transformer¦Failed/Faulted | 3rd Party¦Other¦Transformer¦Failed/Faulted | All
3rd Party | 3rd Party | Other | Other | Transformer | Transformer | Malfunctioning | Malfunctioning | 3rd Party¦Other¦Transformer¦Malfunctioning | 3rd Party¦Other¦Transformer¦Malfunctioning | All
3rd Party | 3rd Party | Other | Other | Transformer (OH) | Transformer (OH) | (blank) | (blank) | 3rd Party¦Other¦Transformer (OH)¦(blank) | 3rd Party¦Other¦Transformer (OH)¦(blank) | N/A
3rd Party | 3rd Party | Other | Other | Transformer (OH) | Transformer (OH) | Broken | Broken | 3rd Party¦Other¦Transformer (OH)¦Broken | 3rd Party¦Other¦Transformer (OH)¦Broken | All
3rd Party | 3rd Party | Other | Other | Transformer (OH) | Transformer (OH) | Failed/Faulted | Failed/Faulted | 3rd Party¦Other¦Transformer (OH)¦Failed/Faulted | 3rd Party¦Other¦Transformer (OH)¦Failed/Faulted | All
3rd Party | 3rd Party | Thrown Object | Thrown Object | Bushing | Bushing | Normal | Normal | 3rd Party¦Thrown Object¦Bushing¦Normal | 3rd Party¦Thrown Object¦Bushing¦Normal | All
3rd Party | 3rd Party | Tree - cutting, 3rd party | Tree - cutting, 3rd party | Bushing | Bushing | Broken | Broken | 3rd Party¦Tree - cutting, 3rd party¦Bushing¦Broken | 3rd Party¦Tree - cutting, 3rd party¦Bushing¦Broken | All
3rd Party | 3rd Party | Tree - cutting, 3rd party | Tree - cutting, 3rd party | Cutout- fuse holder | Cutout- fuse holder | Normal | Normal | 3rd Party¦Tree - cutting, 3rd party¦Cutout- fuse holder¦Normal | 3rd Party¦Tree - cutting, 3rd party¦Cutout- fuse holder¦Normal | All
3rd Party | 3rd Party | Tree - cutting, 3rd party | Tree - cutting, 3rd party | Fuse | Fuse | Failed/Faulted | Failed/Faulted | 3rd Party¦Tree - cutting, 3rd party¦Fuse¦Failed/Faulted | 3rd Party¦Tree - cutting, 3rd party¦Fuse¦Failed/Faulted | All
3rd Party | 3rd Party | Tree - cutting, 3rd party | Tree - cutting, 3rd party | Fuse | Fuse | Broken | Broken | 3rd Party¦Tree - cutting, 3rd party¦Fuse¦Broken | 3rd Party¦Tree - cutting, 3rd party¦Fuse¦Broken | All
3rd Party | 3rd Party | Tree - cutting, 3rd party | Tree - cutting, 3rd party | Insulator | Insulator | Broken, wire on ground | Broken, wire on ground | 3rd Party¦Tree - cutting, 3rd party¦Insulator¦Broken, wire on ground | 3rd Party¦Tree - cutting, 3rd party¦Insulator¦Broken, wire on ground | All
3rd Party | 3rd Party | Tree - cutting, 3rd party | Tree - cutting, 3rd party | Jumper | Jumper | Normal | Normal | 3rd Party¦Tree - cutting, 3rd party¦Jumper¦Normal | 3rd Party¦Tree - cutting, 3rd party¦Jumper¦Normal | All
3rd Party | 3rd Party | Tree - cutting, 3rd party | Tree - cutting, 3rd party | Secondary | Secondary | On Ground | On Ground | 3rd Party¦Tree - cutting, 3rd party¦Secondary¦On Ground | 3rd Party¦Tree - cutting, 3rd party¦Secondary¦On Ground | Medium
3rd Party | 3rd Party | Tree - cutting, 3rd party | Tree - cutting, 3rd party | Transformer | Transformer | Failed/Faulted | Failed/Faulted | 3rd Party¦Tree - cutting, 3rd party¦Transformer¦Failed/Faulted | 3rd Party¦Tree - cutting, 3rd party¦Transformer¦Failed/Faulted | All
3rd Party | 3rd Party | Tree - cutting, 3rd party | Tree - cutting, 3rd party | Transformer (OH) | Transformer (OH) | Failed/Faulted | Failed/Faulted | 3rd Party¦Tree - cutting, 3rd party¦Transformer (OH)¦Failed/Faulted | 3rd Party¦Tree - cutting, 3rd party¦Transformer (OH)¦Failed/Faulted | All
3rd Party | 3rd Party | Vandalism | Vandalism | Bushing | Bushing | Broken | Broken | 3rd Party¦Vandalism¦Bushing¦Broken | 3rd Party¦Vandalism¦Bushing¦Broken | All
3rd Party | 3rd Party | Vandalism | Vandalism | Circuit Breaker | Circuit Breaker | Normal | Normal | 3rd Party¦Vandalism¦Circuit Breaker¦Normal | 3rd Party¦Vandalism¦Circuit Breaker¦Normal | N/A
3rd Party | 3rd Party | Vandalism | Vandalism | Fuse | Fuse | Failed/Faulted | Failed/Faulted | 3rd Party¦Vandalism¦Fuse¦Failed/Faulted | 3rd Party¦Vandalism¦Fuse¦Failed/Faulted | All
3rd Party | 3rd Party | Vandalism | Vandalism | Metering Equipment | Metering Equipment | Failed/Faulted | Failed/Faulted | 3rd Party¦Vandalism¦Metering Equipment¦Failed/Faulted | 3rd Party¦Vandalism¦Metering Equipment¦Failed/Faulted | None
3rd Party | 3rd Party | Vandalism | Vandalism | Recloser | Recloser | Broken | Broken | 3rd Party¦Vandalism¦Recloser¦Broken | 3rd Party¦Vandalism¦Recloser¦Broken | All
3rd Party | 3rd Party | Vandalism | Vandalism | Transformer | Transformer | Contaminated | Contaminated | 3rd Party¦Vandalism¦Transformer¦Contaminated | 3rd Party¦Vandalism¦Transformer¦Contaminated | All
3rd Party | 3rd Party | Vandalism | Vandalism | Transformer | Transformer | Failed/Faulted | Failed/Faulted | 3rd Party¦Vandalism¦Transformer¦Failed/Faulted | 3rd Party¦Vandalism¦Transformer¦Failed/Faulted | All
3rd Party | 3rd Party | Vandalism | Vandalism | Transformer (OH) | Transformer (OH) | Failed/Faulted | Failed/Faulted | 3rd Party¦Vandalism¦Transformer (OH)¦Failed/Faulted | 3rd Party¦Vandalism¦Transformer (OH)¦Failed/Faulted | All
3rd Party | 3rd Party | Vehicle | Vehicle | (blank) | (blank) | Burned Open | Burned Open | 3rd Party¦Vehicle¦(blank)¦Burned Open | 3rd Party¦Vehicle¦(blank)¦Burned Open | N/A
3rd Party | 3rd Party | Vehicle | Vehicle | (blank) | (blank) | Normal | Normal | 3rd Party¦Vehicle¦(blank)¦Normal | 3rd Party¦Vehicle¦(blank)¦Normal | N/A
3rd Party | 3rd Party | Vehicle | Vehicle | Capacitor | Capacitor | Burned/flashed | Burned/flashed | 3rd Party¦Vehicle¦Capacitor¦Burned/flashed | 3rd Party¦Vehicle¦Capacitor¦Burned/flashed | All
3rd Party | 3rd Party | Vehicle | Vehicle | Conductor, Overhead | Conductor, Overhead | Deteriorated | Deteriorated | 3rd Party¦Vehicle¦Conductor, Overhead¦Deteriorated | 3rd Party¦Vehicle¦Conductor, Overhead¦Deteriorated | All
3rd Party | 3rd Party | Vehicle | Vehicle | Connector or Splice (UG) | Connector or Splice (UG) | Burned/flashed | Burned/flashed | 3rd Party¦Vehicle¦Connector or Splice (UG)¦Burned/flashed | 3rd Party¦Vehicle¦Connector or Splice (UG)¦Burned/flashed | N/A
3rd Party | 3rd Party | Vehicle | Vehicle | Cutout- fuse holder | Cutout- fuse holder | Broken | Broken | 3rd Party¦Vehicle¦Cutout- fuse holder¦Broken | 3rd Party¦Vehicle¦Cutout- fuse holder¦Broken | All
3rd Party | 3rd Party | Vehicle | Vehicle | Cutout- fuse holder | Cutout- fuse holder | Failed/Faulted | Failed/Faulted | 3rd Party¦Vehicle¦Cutout- fuse holder¦Failed/Faulted | 3rd Party¦Vehicle¦Cutout- fuse holder¦Failed/Faulted | All
3rd Party | 3rd Party | Vehicle | Vehicle | Cutout- fuse holder | Cutout- fuse holder | Normal | Normal | 3rd Party¦Vehicle¦Cutout- fuse holder¦Normal | 3rd Party¦Vehicle¦Cutout- fuse holder¦Normal | All
3rd Party | 3rd Party | Vehicle | Vehicle | Elbow | Elbow | Broken | Broken | 3rd Party¦Vehicle¦Elbow¦Broken | 3rd Party¦Vehicle¦Elbow¦Broken | N/A
3rd Party | 3rd Party | Vehicle | Vehicle | Fuse | Fuse | Failed/Faulted | Failed/Faulted | 3rd Party¦Vehicle¦Fuse¦Failed/Faulted | 3rd Party¦Vehicle¦Fuse¦Failed/Faulted | All
3rd Party | 3rd Party | Vehicle | Vehicle | Lightning Arrestor | Lightning Arrestor | Failed/Faulted | Failed/Faulted | 3rd Party¦Vehicle¦Lightning Arrestor¦Failed/Faulted | 3rd Party¦Vehicle¦Lightning Arrestor¦Failed/Faulted | All
3rd Party | 3rd Party | Vehicle | Vehicle | Pole-Wood | Pole-Wood | Deteriorated | Deteriorated | 3rd Party¦Vehicle¦Pole-Wood¦Deteriorated | 3rd Party¦Vehicle¦Pole-Wood¦Deteriorated | All
3rd Party | 3rd Party | Vehicle | Vehicle | Transformer | Transformer | (blank) | (blank) | 3rd Party¦Vehicle¦Transformer¦(blank) | 3rd Party¦Vehicle¦Transformer¦(blank) | All
3rd Party | 3rd Party | Vehicle | Vehicle | Transformer | Transformer | Failed/Faulted | Failed/Faulted | 3rd Party¦Vehicle¦Transformer¦Failed/Faulted | 3rd Party¦Vehicle¦Transformer¦Failed/Faulted | All
3rd Party | 3rd Party | Vehicle | Vehicle | Transformer (OH) | Transformer (OH) | Failed/Faulted | Failed/Faulted | 3rd Party¦Vehicle¦Transformer (OH)¦Failed/Faulted | 3rd Party¦Vehicle¦Transformer (OH)¦Failed/Faulted | All
3rd Party | 3rd Party | Vehicle | Vehicle | Transformer (UG) | Transformer (UG) | Failed/Faulted | Failed/Faulted | 3rd Party¦Vehicle¦Transformer (UG)¦Failed/Faulted | 3rd Party¦Vehicle¦Transformer (UG)¦Failed/Faulted | N/A
3rd Party | 3rd Party | Aircraft | Aircraft | Conductor, Overhead | Conductor, Overhead | Broken | Broken | 3rd Party¦Aircraft¦Conductor, Overhead¦Broken | #N/A | All
3rd Party | 3rd Party | Aircraft | Aircraft | Conductor, Overhead | Conductor, Overhead | Broken, wire on ground | Broken, wire on ground | 3rd Party¦Aircraft¦Conductor, Overhead¦Broken, wire on ground | 3rd Party¦Aircraft¦Conductor, Overhead¦Broken, wire on ground | All
3rd Party | 3rd Party | Aircraft | Aircraft | Conductor, Overhead | Conductor, Overhead | Normal | Normal | 3rd Party¦Aircraft¦Conductor, Overhead¦Normal | 3rd Party¦Aircraft¦Conductor, Overhead¦Normal | All
3rd Party | 3rd Party | Aircraft | Aircraft | Conductor, Overhead | Conductor, Overhead | On Ground | On Ground | 3rd Party¦Aircraft¦Conductor, Overhead¦On Ground | 3rd Party¦Aircraft¦Conductor, Overhead¦On Ground | All
3rd Party | 3rd Party | Aircraft | Aircraft | Pole-Wood | Pole-Wood | Broken, wire on ground | Broken, wire on ground | 3rd Party¦Aircraft¦Pole-Wood¦Broken, wire on ground | 3rd Party¦Aircraft¦Pole-Wood¦Broken, wire on ground | All
3rd Party | 3rd Party | Contact with High Voltage, 3rd party | Contact with High Voltage, 3rd party | Conductor, Overhead | Conductor, Overhead | Annealed | Annealed | 3rd Party¦Contact with High Voltage, 3rd party¦Conductor, Overhead¦Annealed | 3rd Party¦Contact with High Voltage, 3rd party¦Conductor, Overhead¦Annealed | All
3rd Party | 3rd Party | Contact with High Voltage, 3rd party | Contact with High Voltage, 3rd party | Conductor, Overhead | Conductor, Overhead | Broken, wire on ground | Broken, wire on ground | 3rd Party¦Contact with High Voltage, 3rd party¦Conductor, Overhead¦Broken, wire on ground | 3rd Party¦Contact with High Voltage, 3rd party¦Conductor, Overhead¦Broken, wire on ground | All
3rd Party | 3rd Party | Contact with High Voltage, 3rd party | Contact with High Voltage, 3rd party | Conductor, Overhead | Conductor, Overhead | Burned/flashed | Burned/flashed | 3rd Party¦Contact with High Voltage, 3rd party¦Conductor, Overhead¦Burned/flashed | 3rd Party¦Contact with High Voltage, 3rd party¦Conductor, Overhead¦Burned/flashed | All
3rd Party | 3rd Party | Contact with High Voltage, 3rd party | Contact with High Voltage, 3rd party | Conductor, Overhead | Conductor, Overhead | Normal | Normal | 3rd Party¦Contact with High Voltage, 3rd party¦Conductor, Overhead¦Normal | 3rd Party¦Contact with High Voltage, 3rd party¦Conductor, Overhead¦Normal | All
3rd Party | 3rd Party | Contact with High Voltage, 3rd party | Contact with High Voltage, 3rd party | Conductor, Overhead | Conductor, Overhead | Together | Together | 3rd Party¦Contact with High Voltage, 3rd party¦Conductor, Overhead¦Together | 3rd Party¦Contact with High Voltage, 3rd party¦Conductor, Overhead¦Together | All
3rd Party | 3rd Party | Contact with High Voltage, 3rd party | Contact with High Voltage, 3rd party | Pole-Wood | Pole-Wood | Broken | Broken | 3rd Party¦Contact with High Voltage, 3rd party¦Pole-Wood¦Broken | 3rd Party¦Contact with High Voltage, 3rd party¦Pole-Wood¦Broken | All
3rd Party | 3rd Party | Contact with High Voltage, 3rd party | Contact with High Voltage, 3rd party | Pothead(Riser Termination) | Pothead(Riser Termination) | Broken | Broken | 3rd Party¦Contact with High Voltage, 3rd party¦Pothead(Riser Termination)¦Broken | 3rd Party¦Contact with High Voltage, 3rd party¦Pothead(Riser Termination)¦Broken | All
3rd Party | 3rd Party | Contact with High Voltage, 3rd party | Contact with High Voltage, 3rd party | Secondary | Secondary | Broken, wire on ground | Broken, wire on ground | 3rd Party¦Contact with High Voltage, 3rd party¦Secondary¦Broken, wire on ground | 3rd Party¦Contact with High Voltage, 3rd party¦Secondary¦Broken, wire on ground | Medium
3rd Party | 3rd Party | Contact with High Voltage, 3rd party | Contact with High Voltage, 3rd party | Secondary | Secondary | Burned Open | Burned Open | 3rd Party¦Contact with High Voltage, 3rd party¦Secondary¦Burned Open | 3rd Party¦Contact with High Voltage, 3rd party¦Secondary¦Burned Open | Medium
3rd Party | 3rd Party | Customer Equipment | Customer Equipment | Bus | Bus | Burned/flashed | Burned/flashed | 3rd Party¦Customer Equipment¦Bus¦Burned/flashed | 3rd Party¦Customer Equipment¦Bus¦Burned/flashed | N/A
3rd Party | 3rd Party | Customer Equipment | Customer Equipment | Circuit Breaker | Circuit Breaker | Arcing | Arcing | 3rd Party¦Customer Equipment¦Circuit Breaker¦Arcing | 3rd Party¦Customer Equipment¦Circuit Breaker¦Arcing | None
3rd Party | 3rd Party | Customer Equipment | Customer Equipment | Circuit Breaker | Circuit Breaker | Malfunctioning | Malfunctioning | 3rd Party¦Customer Equipment¦Circuit Breaker¦Malfunctioning | 3rd Party¦Customer Equipment¦Circuit Breaker¦Malfunctioning | None
3rd Party | 3rd Party | Customer Equipment | Customer Equipment | Circuit Breaker | Circuit Breaker | Normal | Normal | 3rd Party¦Customer Equipment¦Circuit Breaker¦Normal | 3rd Party¦Customer Equipment¦Circuit Breaker¦Normal | None
3rd Party | 3rd Party | Customer Equipment | Customer Equipment | Conductor, Overhead | Conductor, Overhead | Broken | Broken | 3rd Party¦Customer Equipment¦Conductor, Overhead¦Broken | 3rd Party¦Customer Equipment¦Conductor, Overhead¦Broken | None
3rd Party | 3rd Party | Customer Equipment | Customer Equipment | Conductor, Overhead | Conductor, Overhead | Broken, wire on ground | Broken, wire on ground | 3rd Party¦Customer Equipment¦Conductor, Overhead¦Broken, wire on ground | 3rd Party¦Customer Equipment¦Conductor, Overhead¦Broken, wire on ground | None
3rd Party | 3rd Party | Customer Equipment | Customer Equipment | Conductor, Overhead | Conductor, Overhead | Burned/flashed | Burned/flashed | 3rd Party¦Customer Equipment¦Conductor, Overhead¦Burned/flashed | 3rd Party¦Customer Equipment¦Conductor, Overhead¦Burned/flashed | None
3rd Party | 3rd Party | Customer Equipment | Customer Equipment | Conductor, Overhead | Conductor, Overhead | Deteriorated | Deteriorated | 3rd Party¦Customer Equipment¦Conductor, Overhead¦Deteriorated | 3rd Party¦Customer Equipment¦Conductor, Overhead¦Deteriorated | None
3rd Party | 3rd Party | Customer Equipment | Customer Equipment | Conductor, Overhead | Conductor, Overhead | Normal | Normal | 3rd Party¦Customer Equipment¦Conductor, Overhead¦Normal | 3rd Party¦Customer Equipment¦Conductor, Overhead¦Normal | None
3rd Party | 3rd Party | Customer Equipment | Customer Equipment | Conductor, Overhead | Conductor, Overhead | On Ground | On Ground | 3rd Party¦Customer Equipment¦Conductor, Overhead¦On Ground | 3rd Party¦Customer Equipment¦Conductor, Overhead¦On Ground | None
3rd Party | 3rd Party | Customer Equipment | Customer Equipment | Conductor, Overhead | Conductor, Overhead | Together | Together | 3rd Party¦Customer Equipment¦Conductor, Overhead¦Together | 3rd Party¦Customer Equipment¦Conductor, Overhead¦Together | None
3rd Party | 3rd Party | Customer Equipment | Customer Equipment | Conductor, Underground | Conductor, Underground | Broken | Broken | 3rd Party¦Customer Equipment¦Conductor, Underground¦Broken | 3rd Party¦Customer Equipment¦Conductor, Underground¦Broken | N/A
3rd Party | 3rd Party | Customer Equipment | Customer Equipment | Conductor, Underground | Conductor, Underground | Deteriorated | Deteriorated | 3rd Party¦Customer Equipment¦Conductor, Underground¦Deteriorated | 3rd Party¦Customer Equipment¦Conductor, Underground¦Deteriorated | N/A
3rd Party | 3rd Party | Customer Equipment | Customer Equipment | Conductor, Underground | Conductor, Underground | Normal | Normal | 3rd Party¦Customer Equipment¦Conductor, Underground¦Normal | 3rd Party¦Customer Equipment¦Conductor, Underground¦Normal | N/A
3rd Party | 3rd Party | Customer Equipment | Customer Equipment | Connector or Splice (OH) | Connector or Splice (OH) | Normal | Normal | 3rd Party¦Customer Equipment¦Connector or Splice (OH)¦Normal | 3rd Party¦Customer Equipment¦Connector or Splice (OH)¦Normal | None
3rd Party | 3rd Party | Customer Equipment | Customer Equipment | Connector or Splice (UG) | Connector or Splice (UG) | Normal | Normal | 3rd Party¦Customer Equipment¦Connector or Splice (UG)¦Normal | 3rd Party¦Customer Equipment¦Connector or Splice (UG)¦Normal | N/A
3rd Party | 3rd Party | Customer Equipment | Customer Equipment | Crossarm, Wood | Crossarm, Wood | Broken | Broken | 3rd Party¦Customer Equipment¦Crossarm, Wood¦Broken | 3rd Party¦Customer Equipment¦Crossarm, Wood¦Broken | None
3rd Party | 3rd Party | Customer Equipment | Customer Equipment | Customer Equipment | Customer Equipment | Arcing | Arcing | 3rd Party¦Customer Equipment¦Customer Equipment¦Arcing | 3rd Party¦Customer Equipment¦Customer Equipment¦Arcing | None
3rd Party | 3rd Party | Customer Equipment | Customer Equipment | Customer Equipment | Customer Equipment | Bent or Twisted | Bent or Twisted | 3rd Party¦Customer Equipment¦Customer Equipment¦Bent or Twisted | 3rd Party¦Customer Equipment¦Customer Equipment¦Bent or Twisted | None
3rd Party | 3rd Party | Customer Equipment | Customer Equipment | Customer Equipment | Customer Equipment | Broken | Broken | 3rd Party¦Customer Equipment¦Customer Equipment¦Broken | 3rd Party¦Customer Equipment¦Customer Equipment¦Broken | None
3rd Party | 3rd Party | Customer Equipment | Customer Equipment | Customer Equipment | Customer Equipment | Burned Open | Burned Open | 3rd Party¦Customer Equipment¦Customer Equipment¦Burned Open | 3rd Party¦Customer Equipment¦Customer Equipment¦Burned Open | None
3rd Party | 3rd Party | Customer Equipment | Customer Equipment | Customer Equipment | Customer Equipment | Burned/flashed | Burned/flashed | 3rd Party¦Customer Equipment¦Customer Equipment¦Burned/flashed | 3rd Party¦Customer Equipment¦Customer Equipment¦Burned/flashed | None
3rd Party | 3rd Party | Customer Equipment | Customer Equipment | Customer Equipment | Customer Equipment | Deteriorated | Deteriorated | 3rd Party¦Customer Equipment¦Customer Equipment¦Deteriorated | 3rd Party¦Customer Equipment¦Customer Equipment¦Deteriorated | None
3rd Party | 3rd Party | Customer Equipment | Customer Equipment | Customer Equipment | Customer Equipment | Malfunctioning | Malfunctioning | 3rd Party¦Customer Equipment¦Customer Equipment¦Malfunctioning | 3rd Party¦Customer Equipment¦Customer Equipment¦Malfunctioning | None
3rd Party | 3rd Party | Customer Equipment | Customer Equipment | Customer Equipment | Customer Equipment | Normal | Normal | 3rd Party¦Customer Equipment¦Customer Equipment¦Normal | 3rd Party¦Customer Equipment¦Customer Equipment¦Normal | None
3rd Party | 3rd Party | Customer Equipment | Customer Equipment | Customer Equipment | Customer Equipment | Together | Together | 3rd Party¦Customer Equipment¦Customer Equipment¦Together | 3rd Party¦Customer Equipment¦Customer Equipment¦Together | None
3rd Party | 3rd Party | Customer Equipment | Customer Equipment | Fuse | Fuse | Normal | Normal | 3rd Party¦Customer Equipment¦Fuse¦Normal | 3rd Party¦Customer Equipment¦Fuse¦Normal | None
3rd Party | 3rd Party | Customer Equipment | Customer Equipment | Generator | Generator | Normal | Normal | 3rd Party¦Customer Equipment¦Generator¦Normal | 3rd Party¦Customer Equipment¦Generator¦Normal | None
3rd Party | 3rd Party | Customer Equipment | Customer Equipment | Insulator | Insulator | Broken | Broken | 3rd Party¦Customer Equipment¦Insulator¦Broken | 3rd Party¦Customer Equipment¦Insulator¦Broken | None
3rd Party | 3rd Party | Customer Equipment | Customer Equipment | Metering Equipment | Metering Equipment | Burned/flashed | Burned/flashed | 3rd Party¦Customer Equipment¦Metering Equipment¦Burned/flashed | 3rd Party¦Customer Equipment¦Metering Equipment¦Burned/flashed | None
3rd Party | 3rd Party | Customer Equipment | Customer Equipment | Metering Equipment | Metering Equipment | Malfunctioning | Malfunctioning | 3rd Party¦Customer Equipment¦Metering Equipment¦Malfunctioning | 3rd Party¦Customer Equipment¦Metering Equipment¦Malfunctioning | None
3rd Party | 3rd Party | Customer Equipment | Customer Equipment | Metering Equipment | Metering Equipment | Normal | Normal | 3rd Party¦Customer Equipment¦Metering Equipment¦Normal | 3rd Party¦Customer Equipment¦Metering Equipment¦Normal | None
3rd Party | 3rd Party | Customer Equipment | Customer Equipment | Other | Other | Broken | Broken | 3rd Party¦Customer Equipment¦Other¦Broken | 3rd Party¦Customer Equipment¦Other¦Broken | N/A
3rd Party | 3rd Party | Customer Equipment | Customer Equipment | Other | Other | Burned/flashed | Burned/flashed | 3rd Party¦Customer Equipment¦Other¦Burned/flashed | 3rd Party¦Customer Equipment¦Other¦Burned/flashed | N/A
3rd Party | 3rd Party | Customer Equipment | Customer Equipment | Other | Other | Contaminated | Contaminated | 3rd Party¦Customer Equipment¦Other¦Contaminated | 3rd Party¦Customer Equipment¦Other¦Contaminated | N/A
3rd Party | 3rd Party | Customer Equipment | Customer Equipment | Other | Other | Deteriorated | Deteriorated | 3rd Party¦Customer Equipment¦Other¦Deteriorated | 3rd Party¦Customer Equipment¦Other¦Deteriorated | N/A
3rd Party | 3rd Party | Customer Equipment | Customer Equipment | Other | Other | Malfunctioning | Malfunctioning | 3rd Party¦Customer Equipment¦Other¦Malfunctioning | 3rd Party¦Customer Equipment¦Other¦Malfunctioning | N/A
3rd Party | 3rd Party | Customer Equipment | Customer Equipment | Other | Other | Normal | Normal | 3rd Party¦Customer Equipment¦Other¦Normal | 3rd Party¦Customer Equipment¦Other¦Normal | N/A
3rd Party | 3rd Party | Customer Equipment | Customer Equipment | Pole-Wood | Pole-Wood | Broken | Broken | 3rd Party¦Customer Equipment¦Pole-Wood¦Broken | 3rd Party¦Customer Equipment¦Pole-Wood¦Broken | None
3rd Party | 3rd Party | Customer Equipment | Customer Equipment | Pole-Wood | Pole-Wood | Broken, wire on ground | Broken, wire on ground | 3rd Party¦Customer Equipment¦Pole-Wood¦Broken, wire on ground | 3rd Party¦Customer Equipment¦Pole-Wood¦Broken, wire on ground | None
3rd Party | 3rd Party | Customer Equipment | Customer Equipment | Pole-Wood | Pole-Wood | Deteriorated | Deteriorated | 3rd Party¦Customer Equipment¦Pole-Wood¦Deteriorated | 3rd Party¦Customer Equipment¦Pole-Wood¦Deteriorated | None
3rd Party | 3rd Party | Customer Equipment | Customer Equipment | Pole-Wood | Pole-Wood | Normal | Normal | 3rd Party¦Customer Equipment¦Pole-Wood¦Normal | 3rd Party¦Customer Equipment¦Pole-Wood¦Normal | None
3rd Party | 3rd Party | Customer Equipment | Customer Equipment | Pole-Wood | Pole-Wood | On Ground | On Ground | 3rd Party¦Customer Equipment¦Pole-Wood¦On Ground | 3rd Party¦Customer Equipment¦Pole-Wood¦On Ground | None
3rd Party | 3rd Party | Customer Equipment | Customer Equipment | Recloser | Recloser | Normal | Normal | 3rd Party¦Customer Equipment¦Recloser¦Normal | 3rd Party¦Customer Equipment¦Recloser¦Normal | None
3rd Party | 3rd Party | Customer Equipment | Customer Equipment | Secondary | Secondary | Arcing | Arcing | 3rd Party¦Customer Equipment¦Secondary¦Arcing | 3rd Party¦Customer Equipment¦Secondary¦Arcing | None
3rd Party | 3rd Party | Customer Equipment | Customer Equipment | Secondary | Secondary | Broken | Broken | 3rd Party¦Customer Equipment¦Secondary¦Broken | 3rd Party¦Customer Equipment¦Secondary¦Broken | None
3rd Party | 3rd Party | Customer Equipment | Customer Equipment | Secondary | Secondary | Burned Open | Burned Open | 3rd Party¦Customer Equipment¦Secondary¦Burned Open | 3rd Party¦Customer Equipment¦Secondary¦Burned Open | None
3rd Party | 3rd Party | Customer Equipment | Customer Equipment | Secondary | Secondary | Burned/flashed | Burned/flashed | 3rd Party¦Customer Equipment¦Secondary¦Burned/flashed | 3rd Party¦Customer Equipment¦Secondary¦Burned/flashed | None
3rd Party | 3rd Party | Customer Equipment | Customer Equipment | Secondary | Secondary | Deteriorated | Deteriorated | 3rd Party¦Customer Equipment¦Secondary¦Deteriorated | 3rd Party¦Customer Equipment¦Secondary¦Deteriorated | None
3rd Party | 3rd Party | Customer Equipment | Customer Equipment | Secondary | Secondary | Normal | Normal | 3rd Party¦Customer Equipment¦Secondary¦Normal | 3rd Party¦Customer Equipment¦Secondary¦Normal | None
3rd Party | 3rd Party | Customer Equipment | Customer Equipment | Service conductor | Service conductor | Burned/flashed | Burned/flashed | 3rd Party¦Customer Equipment¦Service conductor¦Burned/flashed | 3rd Party¦Customer Equipment¦Service conductor¦Burned/flashed | None
3rd Party | 3rd Party | Customer Equipment | Customer Equipment | Service conductor | Service conductor | Normal | Normal | 3rd Party¦Customer Equipment¦Service conductor¦Normal | 3rd Party¦Customer Equipment¦Service conductor¦Normal | None
3rd Party | 3rd Party | Customer Equipment | Customer Equipment | Switch (OH) | Switch (OH) | Normal | Normal | 3rd Party¦Customer Equipment¦Switch (OH)¦Normal | 3rd Party¦Customer Equipment¦Switch (OH)¦Normal | None
3rd Party | 3rd Party | Customer Equipment | Customer Equipment | Transformer | Transformer | Arcing | Arcing | 3rd Party¦Customer Equipment¦Transformer¦Arcing | 3rd Party¦Customer Equipment¦Transformer¦Arcing | None
3rd Party | 3rd Party | Customer Equipment | Customer Equipment | Transformer | Transformer | Broken | Broken | 3rd Party¦Customer Equipment¦Transformer¦Broken | 3rd Party¦Customer Equipment¦Transformer¦Broken | None
3rd Party | 3rd Party | Customer Equipment | Customer Equipment | Transformer | Transformer | Broken, wire on ground | Broken, wire on ground | 3rd Party¦Customer Equipment¦Transformer¦Broken, wire on ground | 3rd Party¦Customer Equipment¦Transformer¦Broken, wire on ground | None
3rd Party | 3rd Party | Customer Equipment | Customer Equipment | Transformer | Transformer | Burned/flashed | Burned/flashed | 3rd Party¦Customer Equipment¦Transformer¦Burned/flashed | 3rd Party¦Customer Equipment¦Transformer¦Burned/flashed | None
3rd Party | 3rd Party | Customer Equipment | Customer Equipment | Transformer (OH) | Transformer (OH) | Broken | Broken | 3rd Party¦Customer Equipment¦Transformer (OH)¦Broken | 3rd Party¦Customer Equipment¦Transformer (OH)¦Broken | None
3rd Party | 3rd Party | Customer Equipment | Customer Equipment | Transformer (OH) | Transformer (OH) | Burned/flashed | Burned/flashed | 3rd Party¦Customer Equipment¦Transformer (OH)¦Burned/flashed | 3rd Party¦Customer Equipment¦Transformer (OH)¦Burned/flashed | None
3rd Party | 3rd Party | Customer Equipment | Customer Equipment | Transformer (OH) | Transformer (OH) | Normal | Normal | 3rd Party¦Customer Equipment¦Transformer (OH)¦Normal | 3rd Party¦Customer Equipment¦Transformer (OH)¦Normal | None
3rd Party | 3rd Party | Customer Equipment | Customer Equipment | Transformer (UG) | Transformer (UG) | Normal | Normal | 3rd Party¦Customer Equipment¦Transformer (UG)¦Normal | 3rd Party¦Customer Equipment¦Transformer (UG)¦Normal | N/A
3rd Party | 3rd Party | Gun Shot | Gun Shot | Conductor, Overhead | Conductor, Overhead | Broken | Broken | 3rd Party¦Gun Shot¦Conductor, Overhead¦Broken | 3rd Party¦Gun Shot¦Conductor, Overhead¦Broken | All
3rd Party | 3rd Party | Gun Shot | Gun Shot | Conductor, Overhead | Conductor, Overhead | Broken, wire on ground | Broken, wire on ground | 3rd Party¦Gun Shot¦Conductor, Overhead¦Broken, wire on ground | 3rd Party¦Gun Shot¦Conductor, Overhead¦Broken, wire on ground | All
3rd Party | 3rd Party | Gun Shot | Gun Shot | Conductor, Overhead | Conductor, Overhead | Deteriorated | Deteriorated | 3rd Party¦Gun Shot¦Conductor, Overhead¦Deteriorated | 3rd Party¦Gun Shot¦Conductor, Overhead¦Deteriorated | All
3rd Party | 3rd Party | Gun Shot | Gun Shot | Conductor, Overhead | Conductor, Overhead | Together | Together | 3rd Party¦Gun Shot¦Conductor, Overhead¦Together | 3rd Party¦Gun Shot¦Conductor, Overhead¦Together | All
3rd Party | 3rd Party | Gun Shot | Gun Shot | Conductor, Underground | Conductor, Underground | Broken | Broken | 3rd Party¦Gun Shot¦Conductor, Underground¦Broken | 3rd Party¦Gun Shot¦Conductor, Underground¦Broken | N/A
3rd Party | 3rd Party | Gun Shot | Gun Shot | Regulator | Regulator | Leaking | Leaking | 3rd Party¦Gun Shot¦Regulator¦Leaking | 3rd Party¦Gun Shot¦Regulator¦Leaking | All
3rd Party | 3rd Party | Gun Shot | Gun Shot | Secondary | Secondary | Broken | Broken | 3rd Party¦Gun Shot¦Secondary¦Broken | 3rd Party¦Gun Shot¦Secondary¦Broken | Medium
3rd Party | 3rd Party | Gun Shot | Gun Shot | Transformer (OH) | Transformer (OH) | Leaking | Leaking | 3rd Party¦Gun Shot¦Transformer (OH)¦Leaking | 3rd Party¦Gun Shot¦Transformer (OH)¦Leaking | All
3rd Party | 3rd Party | Kite | Kite | Conductor, Overhead | Conductor, Overhead | Normal | Normal | 3rd Party¦Kite¦Conductor, Overhead¦Normal | 3rd Party¦Kite¦Conductor, Overhead¦Normal | All
3rd Party | 3rd Party | Metallic Balloon | Metallic Balloon | Conductor, Overhead | Conductor, Overhead | Arcing | Arcing | 3rd Party¦Metallic Balloon¦Conductor, Overhead¦Arcing | 3rd Party¦Metallic Balloon¦Conductor, Overhead¦Arcing | All
3rd Party | 3rd Party | Metallic Balloon | Metallic Balloon | Conductor, Overhead | Conductor, Overhead | Broken | Broken | 3rd Party¦Metallic Balloon¦Conductor, Overhead¦Broken | 3rd Party¦Metallic Balloon¦Conductor, Overhead¦Broken | All
3rd Party | 3rd Party | Metallic Balloon | Metallic Balloon | Conductor, Overhead | Conductor, Overhead | Broken, wire on ground | Broken, wire on ground | 3rd Party¦Metallic Balloon¦Conductor, Overhead¦Broken, wire on ground | 3rd Party¦Metallic Balloon¦Conductor, Overhead¦Broken, wire on ground | All
3rd Party | 3rd Party | Metallic Balloon | Metallic Balloon | Conductor, Overhead | Conductor, Overhead | Normal | Normal | 3rd Party¦Metallic Balloon¦Conductor, Overhead¦Normal | 3rd Party¦Metallic Balloon¦Conductor, Overhead¦Normal | All
3rd Party | 3rd Party | Metallic Balloon | Metallic Balloon | Conductor, Overhead | Conductor, Overhead | Together | Together | 3rd Party¦Metallic Balloon¦Conductor, Overhead¦Together | 3rd Party¦Metallic Balloon¦Conductor, Overhead¦Together | All
3rd Party | 3rd Party | Metallic Balloon | Metallic Balloon | Fuse | Fuse | Normal | Normal | 3rd Party¦Metallic Balloon¦Fuse¦Normal | 3rd Party¦Metallic Balloon¦Fuse¦Normal | All
3rd Party | 3rd Party | Metallic Balloon | Metallic Balloon | Other | Other | Normal | Normal | 3rd Party¦Metallic Balloon¦Other¦Normal | 3rd Party¦Metallic Balloon¦Other¦Normal | N/A
3rd Party | 3rd Party | Metallic Balloon | Metallic Balloon | Pole-Wood | Pole-Wood | Burned/flashed | Burned/flashed | 3rd Party¦Metallic Balloon¦Pole-Wood¦Burned/flashed | 3rd Party¦Metallic Balloon¦Pole-Wood¦Burned/flashed | All
3rd Party | 3rd Party | Metallic Balloon | Metallic Balloon | Pothead(Riser Termination) | Pothead(Riser Termination) | Normal | Normal | 3rd Party¦Metallic Balloon¦Pothead(Riser Termination)¦Normal | 3rd Party¦Metallic Balloon¦Pothead(Riser Termination)¦Normal | All
3rd Party | 3rd Party | Metallic Balloon | Metallic Balloon | Recloser | Recloser | Normal | Normal | 3rd Party¦Metallic Balloon¦Recloser¦Normal | #N/A | All
3rd Party | 3rd Party | Metallic Balloon | Metallic Balloon | Transformer (OH) | Transformer (OH) | Burned/flashed | Burned/flashed | 3rd Party¦Metallic Balloon¦Transformer (OH)¦Burned/flashed | 3rd Party¦Metallic Balloon¦Transformer (OH)¦Burned/flashed | All
3rd Party | 3rd Party | Metallic Balloon | Metallic Balloon | Transformer (OH) | Transformer (OH) | Normal | Normal | 3rd Party¦Metallic Balloon¦Transformer (OH)¦Normal | 3rd Party¦Metallic Balloon¦Transformer (OH)¦Normal | All
3rd Party | 3rd Party | Other | Other | Anchor or Guy | Anchor or Guy | Broken | Broken | 3rd Party¦Other¦Anchor or Guy¦Broken | 3rd Party¦Other¦Anchor or Guy¦Broken | All
3rd Party | 3rd Party | Other | Other | Anchor or Guy | Anchor or Guy | Normal | Normal | 3rd Party¦Other¦Anchor or Guy¦Normal | 3rd Party¦Other¦Anchor or Guy¦Normal | All
3rd Party | 3rd Party | Other | Other | Circuit Breaker | Circuit Breaker | Normal | Normal | 3rd Party¦Other¦Circuit Breaker¦Normal | 3rd Party¦Other¦Circuit Breaker¦Normal | All
3rd Party | 3rd Party | Other | Other | Conductor, Overhead | Conductor, Overhead | Bent or Twisted | Bent or Twisted | 3rd Party¦Other¦Conductor, Overhead¦Bent or Twisted | 3rd Party¦Other¦Conductor, Overhead¦Bent or Twisted | All
3rd Party | 3rd Party | Other | Other | Conductor, Overhead | Conductor, Overhead | Broken | Broken | 3rd Party¦Other¦Conductor, Overhead¦Broken | 3rd Party¦Other¦Conductor, Overhead¦Broken | All
3rd Party | 3rd Party | Other | Other | Conductor, Overhead | Conductor, Overhead | Broken, wire on ground | Broken, wire on ground | 3rd Party¦Other¦Conductor, Overhead¦Broken, wire on ground | 3rd Party¦Other¦Conductor, Overhead¦Broken, wire on ground | All
3rd Party | 3rd Party | Other | Other | Conductor, Overhead | Conductor, Overhead | Normal | Normal | 3rd Party¦Other¦Conductor, Overhead¦Normal | 3rd Party¦Other¦Conductor, Overhead¦Normal | All
3rd Party | 3rd Party | Other | Other | Conductor, Overhead | Conductor, Overhead | On Ground | On Ground | 3rd Party¦Other¦Conductor, Overhead¦On Ground | 3rd Party¦Other¦Conductor, Overhead¦On Ground | All
3rd Party | 3rd Party | Other | Other | Conductor, Overhead | Conductor, Overhead | Together | Together | 3rd Party¦Other¦Conductor, Overhead¦Together | 3rd Party¦Other¦Conductor, Overhead¦Together | All
3rd Party | 3rd Party | Other | Other | Conductor, Underground | Conductor, Underground | Normal | Normal | 3rd Party¦Other¦Conductor, Underground¦Normal | 3rd Party¦Other¦Conductor, Underground¦Normal | N/A
3rd Party | 3rd Party | Other | Other | Crossarm, Wood | Crossarm, Wood | Broken | Broken | 3rd Party¦Other¦Crossarm, Wood¦Broken | 3rd Party¦Other¦Crossarm, Wood¦Broken | All
3rd Party | 3rd Party | Other | Other | Customer Equipment | Customer Equipment | Leaking | Leaking | 3rd Party¦Other¦Customer Equipment¦Leaking | 3rd Party¦Other¦Customer Equipment¦Leaking | None
3rd Party | 3rd Party | Other | Other | Customer Equipment | Customer Equipment | Normal | Normal | 3rd Party¦Other¦Customer Equipment¦Normal | 3rd Party¦Other¦Customer Equipment¦Normal | None
3rd Party | 3rd Party | Other | Other | Fuse | Fuse | Normal | Normal | 3rd Party¦Other¦Fuse¦Normal | 3rd Party¦Other¦Fuse¦Normal | All
3rd Party | 3rd Party | Other | Other | Insulator | Insulator | Broken | Broken | 3rd Party¦Other¦Insulator¦Broken | 3rd Party¦Other¦Insulator¦Broken | All
3rd Party | 3rd Party | Other | Other | Insulator | Insulator | Normal | Normal | 3rd Party¦Other¦Insulator¦Normal | 3rd Party¦Other¦Insulator¦Normal | All
3rd Party | 3rd Party | Other | Other | Jumper | Jumper | Broken | Broken | 3rd Party¦Other¦Jumper¦Broken | 3rd Party¦Other¦Jumper¦Broken | All
3rd Party | 3rd Party | Other | Other | Jumper | Jumper | Normal | Normal | 3rd Party¦Other¦Jumper¦Normal | 3rd Party¦Other¦Jumper¦Normal | All
3rd Party | 3rd Party | Other | Other | Metering Equipment | Metering Equipment | Normal | Normal | 3rd Party¦Other¦Metering Equipment¦Normal | 3rd Party¦Other¦Metering Equipment¦Normal | None
3rd Party | 3rd Party | Other | Other | Other | Other | Normal | Normal | 3rd Party¦Other¦Other¦Normal | 3rd Party¦Other¦Other¦Normal | N/A
3rd Party | 3rd Party | Other | Other | Pole-Wood | Pole-Wood | Broken | Broken | 3rd Party¦Other¦Pole-Wood¦Broken | 3rd Party¦Other¦Pole-Wood¦Broken | All
3rd Party | 3rd Party | Other | Other | Pole-Wood | Pole-Wood | Broken, wire on ground | Broken, wire on ground | 3rd Party¦Other¦Pole-Wood¦Broken, wire on ground | 3rd Party¦Other¦Pole-Wood¦Broken, wire on ground | All
3rd Party | 3rd Party | Other | Other | Pole-Wood | Pole-Wood | Burned/flashed | Burned/flashed | 3rd Party¦Other¦Pole-Wood¦Burned/flashed | 3rd Party¦Other¦Pole-Wood¦Burned/flashed | All
3rd Party | 3rd Party | Other | Other | Pole-Wood | Pole-Wood | Contaminated | Contaminated | 3rd Party¦Other¦Pole-Wood¦Contaminated | 3rd Party¦Other¦Pole-Wood¦Contaminated | All
3rd Party | 3rd Party | Other | Other | Pole-Wood | Pole-Wood | Deteriorated | Deteriorated | 3rd Party¦Other¦Pole-Wood¦Deteriorated | 3rd Party¦Other¦Pole-Wood¦Deteriorated | All
3rd Party | 3rd Party | Other | Other | Recloser | Recloser | Normal | Normal | 3rd Party¦Other¦Recloser¦Normal | 3rd Party¦Other¦Recloser¦Normal | All
3rd Party | 3rd Party | Other | Other | Regulator | Regulator | Malfunctioning | Malfunctioning | 3rd Party¦Other¦Regulator¦Malfunctioning | #N/A | All
3rd Party | 3rd Party | Other | Other | Secondary | Secondary | Burned/flashed | Burned/flashed | 3rd Party¦Other¦Secondary¦Burned/flashed | 3rd Party¦Other¦Secondary¦Burned/flashed | High
3rd Party | 3rd Party | Other | Other | Secondary | Secondary | Normal | Normal | 3rd Party¦Other¦Secondary¦Normal | 3rd Party¦Other¦Secondary¦Normal | High
3rd Party | 3rd Party | Other | Other | Service conductor | Service conductor | Broken, wire on ground | Broken, wire on ground | 3rd Party¦Other¦Service conductor¦Broken, wire on ground | 3rd Party¦Other¦Service conductor¦Broken, wire on ground | Medium
3rd Party | 3rd Party | Other | Other | Service conductor | Service conductor | Burned/flashed | Burned/flashed | 3rd Party¦Other¦Service conductor¦Burned/flashed | 3rd Party¦Other¦Service conductor¦Burned/flashed | High
3rd Party | 3rd Party | Other | Other | Service conductor | Service conductor | Normal | Normal | 3rd Party¦Other¦Service conductor¦Normal | 3rd Party¦Other¦Service conductor¦Normal | High
3rd Party | 3rd Party | Other | Other | Switch (OH) | Switch (OH) | Normal | Normal | 3rd Party¦Other¦Switch (OH)¦Normal | #N/A | All
3rd Party | 3rd Party | Other | Other | Transformer | Transformer | Broken | Broken | 3rd Party¦Other¦Transformer¦Broken | 3rd Party¦Other¦Transformer¦Broken | All
3rd Party | 3rd Party | Other | Other | Transformer | Transformer | Normal | Normal | 3rd Party¦Other¦Transformer¦Normal | 3rd Party¦Other¦Transformer¦Normal | All
3rd Party | 3rd Party | Other | Other | Transformer (OH) | Transformer (OH) | Contaminated | Contaminated | 3rd Party¦Other¦Transformer (OH)¦Contaminated | 3rd Party¦Other¦Transformer (OH)¦Contaminated | All
3rd Party | 3rd Party | Other | Other | Transformer (OH) | Transformer (OH) | Normal | Normal | 3rd Party¦Other¦Transformer (OH)¦Normal | 3rd Party¦Other¦Transformer (OH)¦Normal | All
3rd Party | 3rd Party | Other | Other | Transformer (UG) | Transformer (UG) | Broken | Broken | 3rd Party¦Other¦Transformer (UG)¦Broken | 3rd Party¦Other¦Transformer (UG)¦Broken | N/A
3rd Party | 3rd Party | Other | Other | Transformer (UG) | Transformer (UG) | Normal | Normal | 3rd Party¦Other¦Transformer (UG)¦Normal | 3rd Party¦Other¦Transformer (UG)¦Normal | N/A
3rd Party | 3rd Party | Thrown Object | Thrown Object | Conductor, Overhead | Conductor, Overhead | Normal | Normal | 3rd Party¦Thrown Object¦Conductor, Overhead¦Normal | 3rd Party¦Thrown Object¦Conductor, Overhead¦Normal | All
3rd Party | 3rd Party | Thrown Object | Thrown Object | Conductor, Overhead | Conductor, Overhead | Together | Together | 3rd Party¦Thrown Object¦Conductor, Overhead¦Together | 3rd Party¦Thrown Object¦Conductor, Overhead¦Together | All
3rd Party | 3rd Party | Thrown Object | Thrown Object | Transformer | Transformer | Broken | Broken | 3rd Party¦Thrown Object¦Transformer¦Broken | 3rd Party¦Thrown Object¦Transformer¦Broken | All
3rd Party | 3rd Party | Tree - cutting, 3rd party | Tree - cutting, 3rd party | Anchor or Guy | Anchor or Guy | Broken | Broken | 3rd Party¦Tree - cutting, 3rd party¦Anchor or Guy¦Broken | 3rd Party¦Tree - cutting, 3rd party¦Anchor or Guy¦Broken | All
3rd Party | 3rd Party | Tree - cutting, 3rd party | Tree - cutting, 3rd party | Anchor or Guy | Anchor or Guy | Normal | Normal | 3rd Party¦Tree - cutting, 3rd party¦Anchor or Guy¦Normal | 3rd Party¦Tree - cutting, 3rd party¦Anchor or Guy¦Normal | All
3rd Party | 3rd Party | Tree - cutting, 3rd party | Tree - cutting, 3rd party | Conductor, Overhead | Conductor, Overhead | Arcing | Arcing | 3rd Party¦Tree - cutting, 3rd party¦Conductor, Overhead¦Arcing | 3rd Party¦Tree - cutting, 3rd party¦Conductor, Overhead¦Arcing | All
3rd Party | 3rd Party | Tree - cutting, 3rd party | Tree - cutting, 3rd party | Conductor, Overhead | Conductor, Overhead | Broken | Broken | 3rd Party¦Tree - cutting, 3rd party¦Conductor, Overhead¦Broken | 3rd Party¦Tree - cutting, 3rd party¦Conductor, Overhead¦Broken | All
3rd Party | 3rd Party | Tree - cutting, 3rd party | Tree - cutting, 3rd party | Conductor, Overhead | Conductor, Overhead | Broken, wire on ground | Broken, wire on ground | 3rd Party¦Tree - cutting, 3rd party¦Conductor, Overhead¦Broken, wire on ground | 3rd Party¦Tree - cutting, 3rd party¦Conductor, Overhead¦Broken, wire on ground | All
3rd Party | 3rd Party | Tree - cutting, 3rd party | Tree - cutting, 3rd party | Conductor, Overhead | Conductor, Overhead | Broken, wire on object | Broken, wire on object | 3rd Party¦Tree - cutting, 3rd party¦Conductor, Overhead¦Broken, wire on object | 3rd Party¦Tree - cutting, 3rd party¦Conductor, Overhead¦Broken, wire on object | All
3rd Party | 3rd Party | Tree - cutting, 3rd party | Tree - cutting, 3rd party | Conductor, Overhead | Conductor, Overhead | Burned/flashed | Burned/flashed | 3rd Party¦Tree - cutting, 3rd party¦Conductor, Overhead¦Burned/flashed | 3rd Party¦Tree - cutting, 3rd party¦Conductor, Overhead¦Burned/flashed | All
3rd Party | 3rd Party | Tree - cutting, 3rd party | Tree - cutting, 3rd party | Conductor, Overhead | Conductor, Overhead | Deteriorated | Deteriorated | 3rd Party¦Tree - cutting, 3rd party¦Conductor, Overhead¦Deteriorated | 3rd Party¦Tree - cutting, 3rd party¦Conductor, Overhead¦Deteriorated | All
3rd Party | 3rd Party | Tree - cutting, 3rd party | Tree - cutting, 3rd party | Conductor, Overhead | Conductor, Overhead | Normal | Normal | 3rd Party¦Tree - cutting, 3rd party¦Conductor, Overhead¦Normal | 3rd Party¦Tree - cutting, 3rd party¦Conductor, Overhead¦Normal | All
3rd Party | 3rd Party | Tree - cutting, 3rd party | Tree - cutting, 3rd party | Conductor, Overhead | Conductor, Overhead | On Ground | On Ground | 3rd Party¦Tree - cutting, 3rd party¦Conductor, Overhead¦On Ground | 3rd Party¦Tree - cutting, 3rd party¦Conductor, Overhead¦On Ground | All
3rd Party | 3rd Party | Tree - cutting, 3rd party | Tree - cutting, 3rd party | Conductor, Overhead | Conductor, Overhead | Together | Together | 3rd Party¦Tree - cutting, 3rd party¦Conductor, Overhead¦Together | 3rd Party¦Tree - cutting, 3rd party¦Conductor, Overhead¦Together | All
3rd Party | 3rd Party | Tree - cutting, 3rd party | Tree - cutting, 3rd party | Conductor, Underground | Conductor, Underground | Normal | Normal | 3rd Party¦Tree - cutting, 3rd party¦Conductor, Underground¦Normal | 3rd Party¦Tree - cutting, 3rd party¦Conductor, Underground¦Normal | N/A
3rd Party | 3rd Party | Tree - cutting, 3rd party | Tree - cutting, 3rd party | Connector or Splice (OH) | Connector or Splice (OH) | Broken | Broken | 3rd Party¦Tree - cutting, 3rd party¦Connector or Splice (OH)¦Broken | 3rd Party¦Tree - cutting, 3rd party¦Connector or Splice (OH)¦Broken | All
3rd Party | 3rd Party | Tree - cutting, 3rd party | Tree - cutting, 3rd party | Connector or Splice (OH) | Connector or Splice (OH) | Broken, wire on ground | Broken, wire on ground | 3rd Party¦Tree - cutting, 3rd party¦Connector or Splice (OH)¦Broken, wire on ground | 3rd Party¦Tree - cutting, 3rd party¦Connector or Splice (OH)¦Broken, wire on ground | All
3rd Party | 3rd Party | Tree - cutting, 3rd party | Tree - cutting, 3rd party | Crossarm, Wood | Crossarm, Wood | Broken | Broken | 3rd Party¦Tree - cutting, 3rd party¦Crossarm, Wood¦Broken | 3rd Party¦Tree - cutting, 3rd party¦Crossarm, Wood¦Broken | All
3rd Party | 3rd Party | Tree - cutting, 3rd party | Tree - cutting, 3rd party | Crossarm, Wood | Crossarm, Wood | Broken, wire on ground | Broken, wire on ground | 3rd Party¦Tree - cutting, 3rd party¦Crossarm, Wood¦Broken, wire on ground | 3rd Party¦Tree - cutting, 3rd party¦Crossarm, Wood¦Broken, wire on ground | All
3rd Party | 3rd Party | Tree - cutting, 3rd party | Tree - cutting, 3rd party | Crossarm, Wood | Crossarm, Wood | Broken, wire on object | Broken, wire on object | 3rd Party¦Tree - cutting, 3rd party¦Crossarm, Wood¦Broken, wire on object | 3rd Party¦Tree - cutting, 3rd party¦Crossarm, Wood¦Broken, wire on object | All
3rd Party | 3rd Party | Tree - cutting, 3rd party | Tree - cutting, 3rd party | Fuse | Fuse | Burned Open | Burned Open | 3rd Party¦Tree - cutting, 3rd party¦Fuse¦Burned Open | 3rd Party¦Tree - cutting, 3rd party¦Fuse¦Burned Open | All
3rd Party | 3rd Party | Tree - cutting, 3rd party | Tree - cutting, 3rd party | Fuse | Fuse | Normal | Normal | 3rd Party¦Tree - cutting, 3rd party¦Fuse¦Normal | 3rd Party¦Tree - cutting, 3rd party¦Fuse¦Normal | All
3rd Party | 3rd Party | Tree - cutting, 3rd party | Tree - cutting, 3rd party | Insulator | Insulator | Broken | Broken | 3rd Party¦Tree - cutting, 3rd party¦Insulator¦Broken | 3rd Party¦Tree - cutting, 3rd party¦Insulator¦Broken | All
3rd Party | 3rd Party | Tree - cutting, 3rd party | Tree - cutting, 3rd party | Jumper | Jumper | Burned Open | Burned Open | 3rd Party¦Tree - cutting, 3rd party¦Jumper¦Burned Open | 3rd Party¦Tree - cutting, 3rd party¦Jumper¦Burned Open | All
3rd Party | 3rd Party | Tree - cutting, 3rd party | Tree - cutting, 3rd party | Pole-Wood | Pole-Wood | Broken | Broken | 3rd Party¦Tree - cutting, 3rd party¦Pole-Wood¦Broken | 3rd Party¦Tree - cutting, 3rd party¦Pole-Wood¦Broken | All
3rd Party | 3rd Party | Tree - cutting, 3rd party | Tree - cutting, 3rd party | Pole-Wood | Pole-Wood | Broken, wire on ground | Broken, wire on ground | 3rd Party¦Tree - cutting, 3rd party¦Pole-Wood¦Broken, wire on ground | 3rd Party¦Tree - cutting, 3rd party¦Pole-Wood¦Broken, wire on ground | All
3rd Party | 3rd Party | Tree - cutting, 3rd party | Tree - cutting, 3rd party | Pole-Wood | Pole-Wood | Broken, wire on object | Broken, wire on object | 3rd Party¦Tree - cutting, 3rd party¦Pole-Wood¦Broken, wire on object | 3rd Party¦Tree - cutting, 3rd party¦Pole-Wood¦Broken, wire on object | All
3rd Party | 3rd Party | Tree - cutting, 3rd party | Tree - cutting, 3rd party | Recloser | Recloser | Malfunctioning | Malfunctioning | 3rd Party¦Tree - cutting, 3rd party¦Recloser¦Malfunctioning | 3rd Party¦Tree - cutting, 3rd party¦Recloser¦Malfunctioning | All
3rd Party | 3rd Party | Tree - cutting, 3rd party | Tree - cutting, 3rd party | Recloser | Recloser | Normal | Normal | 3rd Party¦Tree - cutting, 3rd party¦Recloser¦Normal | 3rd Party¦Tree - cutting, 3rd party¦Recloser¦Normal | All
3rd Party | 3rd Party | Tree - cutting, 3rd party | Tree - cutting, 3rd party | Secondary | Secondary | Broken | Broken | 3rd Party¦Tree - cutting, 3rd party¦Secondary¦Broken | 3rd Party¦Tree - cutting, 3rd party¦Secondary¦Broken | Medium
3rd Party | 3rd Party | Tree - cutting, 3rd party | Tree - cutting, 3rd party | Secondary | Secondary | Broken, wire on ground | Broken, wire on ground | 3rd Party¦Tree - cutting, 3rd party¦Secondary¦Broken, wire on ground | 3rd Party¦Tree - cutting, 3rd party¦Secondary¦Broken, wire on ground | Medium High
3rd Party | 3rd Party | Tree - cutting, 3rd party | Tree - cutting, 3rd party | Secondary | Secondary | Normal | Normal | 3rd Party¦Tree - cutting, 3rd party¦Secondary¦Normal | 3rd Party¦Tree - cutting, 3rd party¦Secondary¦Normal | High
3rd Party | 3rd Party | Tree - cutting, 3rd party | Tree - cutting, 3rd party | Secondary | Secondary | Together | Together | 3rd Party¦Tree - cutting, 3rd party¦Secondary¦Together | 3rd Party¦Tree - cutting, 3rd party¦Secondary¦Together | High
3rd Party | 3rd Party | Tree - cutting, 3rd party | Tree - cutting, 3rd party | Service conductor | Service conductor | Broken | Broken | 3rd Party¦Tree - cutting, 3rd party¦Service conductor¦Broken | 3rd Party¦Tree - cutting, 3rd party¦Service conductor¦Broken | Medium
3rd Party | 3rd Party | Tree - cutting, 3rd party | Tree - cutting, 3rd party | Service conductor | Service conductor | Broken, wire on ground | Broken, wire on ground | 3rd Party¦Tree - cutting, 3rd party¦Service conductor¦Broken, wire on ground | 3rd Party¦Tree - cutting, 3rd party¦Service conductor¦Broken, wire on ground | Medium High
3rd Party | 3rd Party | Tree - cutting, 3rd party | Tree - cutting, 3rd party | Service conductor | Service conductor | Normal | Normal | 3rd Party¦Tree - cutting, 3rd party¦Service conductor¦Normal | 3rd Party¦Tree - cutting, 3rd party¦Service conductor¦Normal | High
3rd Party | 3rd Party | Tree - cutting, 3rd party | Tree - cutting, 3rd party | Transformer | Transformer | Broken | Broken | 3rd Party¦Tree - cutting, 3rd party¦Transformer¦Broken | 3rd Party¦Tree - cutting, 3rd party¦Transformer¦Broken | All
3rd Party | 3rd Party | Tree - cutting, 3rd party | Tree - cutting, 3rd party | Transformer | Transformer | Broken, wire on object | Broken, wire on object | 3rd Party¦Tree - cutting, 3rd party¦Transformer¦Broken, wire on object | 3rd Party¦Tree - cutting, 3rd party¦Transformer¦Broken, wire on object | All
3rd Party | 3rd Party | Tree - cutting, 3rd party | Tree - cutting, 3rd party | Transformer | Transformer | Burned/flashed | Burned/flashed | 3rd Party¦Tree - cutting, 3rd party¦Transformer¦Burned/flashed | 3rd Party¦Tree - cutting, 3rd party¦Transformer¦Burned/flashed | All
3rd Party | 3rd Party | Tree - cutting, 3rd party | Tree - cutting, 3rd party | Transformer | Transformer | Contaminated | Contaminated | 3rd Party¦Tree - cutting, 3rd party¦Transformer¦Contaminated | 3rd Party¦Tree - cutting, 3rd party¦Transformer¦Contaminated | All
3rd Party | 3rd Party | Tree - cutting, 3rd party | Tree - cutting, 3rd party | Transformer | Transformer | Deteriorated | Deteriorated | 3rd Party¦Tree - cutting, 3rd party¦Transformer¦Deteriorated | 3rd Party¦Tree - cutting, 3rd party¦Transformer¦Deteriorated | All
3rd Party | 3rd Party | Tree - cutting, 3rd party | Tree - cutting, 3rd party | Transformer | Transformer | Leaking | Leaking | 3rd Party¦Tree - cutting, 3rd party¦Transformer¦Leaking | 3rd Party¦Tree - cutting, 3rd party¦Transformer¦Leaking | All
3rd Party | 3rd Party | Tree - cutting, 3rd party | Tree - cutting, 3rd party | Transformer (OH) | Transformer (OH) | Broken | Broken | 3rd Party¦Tree - cutting, 3rd party¦Transformer (OH)¦Broken | 3rd Party¦Tree - cutting, 3rd party¦Transformer (OH)¦Broken | All
3rd Party | 3rd Party | Tree - cutting, 3rd party | Tree - cutting, 3rd party | Transformer (OH) | Transformer (OH) | Normal | Normal | 3rd Party¦Tree - cutting, 3rd party¦Transformer (OH)¦Normal | 3rd Party¦Tree - cutting, 3rd party¦Transformer (OH)¦Normal | All
3rd Party | 3rd Party | Tree - cutting, 3rd party | Tree - cutting, 3rd party | Woodpin | Woodpin | Broken | Broken | 3rd Party¦Tree - cutting, 3rd party¦Woodpin¦Broken | 3rd Party¦Tree - cutting, 3rd party¦Woodpin¦Broken | All
3rd Party | 3rd Party | Vandalism | Vandalism | Conductor, Overhead | Conductor, Overhead | Broken, wire on ground | Broken, wire on ground | 3rd Party¦Vandalism¦Conductor, Overhead¦Broken, wire on ground | 3rd Party¦Vandalism¦Conductor, Overhead¦Broken, wire on ground | All
3rd Party | 3rd Party | Vandalism | Vandalism | Conductor, Overhead | Conductor, Overhead | Normal | Normal | 3rd Party¦Vandalism¦Conductor, Overhead¦Normal | #N/A | All
3rd Party | 3rd Party | Vandalism | Vandalism | Other | Other | Burned/flashed | Burned/flashed | 3rd Party¦Vandalism¦Other¦Burned/flashed | 3rd Party¦Vandalism¦Other¦Burned/flashed | N/A
3rd Party | 3rd Party | Vandalism | Vandalism | Pole-Wood | Pole-Wood | Broken | Broken | 3rd Party¦Vandalism¦Pole-Wood¦Broken | 3rd Party¦Vandalism¦Pole-Wood¦Broken | All
3rd Party | 3rd Party | Vandalism | Vandalism | Pole-Wood | Pole-Wood | Broken, wire on ground | Broken, wire on ground | 3rd Party¦Vandalism¦Pole-Wood¦Broken, wire on ground | 3rd Party¦Vandalism¦Pole-Wood¦Broken, wire on ground | All
3rd Party | 3rd Party | Vandalism | Vandalism | Secondary | Secondary | Broken | Broken | 3rd Party¦Vandalism¦Secondary¦Broken | 3rd Party¦Vandalism¦Secondary¦Broken | Medium
3rd Party | 3rd Party | Vandalism | Vandalism | Switch (OH) | Switch (OH) | Normal | Normal | 3rd Party¦Vandalism¦Switch (OH)¦Normal | 3rd Party¦Vandalism¦Switch (OH)¦Normal | All
3rd Party | 3rd Party | Vandalism | Vandalism | Transformer (UG) | Transformer (UG) | Broken | Broken | 3rd Party¦Vandalism¦Transformer (UG)¦Broken | 3rd Party¦Vandalism¦Transformer (UG)¦Broken | N/A
3rd Party | 3rd Party | Vehicle | Vehicle | Anchor or Guy | Anchor or Guy | Bent or Twisted | Bent or Twisted | 3rd Party¦Vehicle¦Anchor or Guy¦Bent or Twisted | 3rd Party¦Vehicle¦Anchor or Guy¦Bent or Twisted | All
3rd Party | 3rd Party | Vehicle | Vehicle | Anchor or Guy | Anchor or Guy | Broken | Broken | 3rd Party¦Vehicle¦Anchor or Guy¦Broken | 3rd Party¦Vehicle¦Anchor or Guy¦Broken | All
3rd Party | 3rd Party | Vehicle | Vehicle | Anchor or Guy | Anchor or Guy | Broken, wire on ground | Broken, wire on ground | 3rd Party¦Vehicle¦Anchor or Guy¦Broken, wire on ground | 3rd Party¦Vehicle¦Anchor or Guy¦Broken, wire on ground | All
3rd Party | 3rd Party | Vehicle | Vehicle | Anchor or Guy | Anchor or Guy | Broken, wire on object | Broken, wire on object | 3rd Party¦Vehicle¦Anchor or Guy¦Broken, wire on object | #N/A | All
3rd Party | 3rd Party | Vehicle | Vehicle | Anchor or Guy | Anchor or Guy | Normal | Normal | 3rd Party¦Vehicle¦Anchor or Guy¦Normal | 3rd Party¦Vehicle¦Anchor or Guy¦Normal | All
3rd Party | 3rd Party | Vehicle | Vehicle | Bushing | Bushing | Broken | Broken | 3rd Party¦Vehicle¦Bushing¦Broken | 3rd Party¦Vehicle¦Bushing¦Broken | All
3rd Party | 3rd Party | Vehicle | Vehicle | Conductor, Overhead | Conductor, Overhead | Bent or Twisted | Bent or Twisted | 3rd Party¦Vehicle¦Conductor, Overhead¦Bent or Twisted | 3rd Party¦Vehicle¦Conductor, Overhead¦Bent or Twisted | All
3rd Party | 3rd Party | Vehicle | Vehicle | Conductor, Overhead | Conductor, Overhead | Broken | Broken | 3rd Party¦Vehicle¦Conductor, Overhead¦Broken | 3rd Party¦Vehicle¦Conductor, Overhead¦Broken | All
3rd Party | 3rd Party | Vehicle | Vehicle | Conductor, Overhead | Conductor, Overhead | Broken, wire on ground | Broken, wire on ground | 3rd Party¦Vehicle¦Conductor, Overhead¦Broken, wire on ground | 3rd Party¦Vehicle¦Conductor, Overhead¦Broken, wire on ground | All
3rd Party | 3rd Party | Vehicle | Vehicle | Conductor, Overhead | Conductor, Overhead | Broken, wire on object | Broken, wire on object | 3rd Party¦Vehicle¦Conductor, Overhead¦Broken, wire on object | 3rd Party¦Vehicle¦Conductor, Overhead¦Broken, wire on object | All
3rd Party | 3rd Party | Vehicle | Vehicle | Conductor, Overhead | Conductor, Overhead | Burned/flashed | Burned/flashed | 3rd Party¦Vehicle¦Conductor, Overhead¦Burned/flashed | 3rd Party¦Vehicle¦Conductor, Overhead¦Burned/flashed | All
3rd Party | 3rd Party | Vehicle | Vehicle | Conductor, Overhead | Conductor, Overhead | Contaminated | Contaminated | 3rd Party¦Vehicle¦Conductor, Overhead¦Contaminated | 3rd Party¦Vehicle¦Conductor, Overhead¦Contaminated | All
3rd Party | 3rd Party | Vehicle | Vehicle | Conductor, Overhead | Conductor, Overhead | Normal | Normal | 3rd Party¦Vehicle¦Conductor, Overhead¦Normal | 3rd Party¦Vehicle¦Conductor, Overhead¦Normal | All
3rd Party | 3rd Party | Vehicle | Vehicle | Conductor, Overhead | Conductor, Overhead | On Ground | On Ground | 3rd Party¦Vehicle¦Conductor, Overhead¦On Ground | 3rd Party¦Vehicle¦Conductor, Overhead¦On Ground | All
3rd Party | 3rd Party | Vehicle | Vehicle | Conductor, Overhead | Conductor, Overhead | Together | Together | 3rd Party¦Vehicle¦Conductor, Overhead¦Together | 3rd Party¦Vehicle¦Conductor, Overhead¦Together | All
3rd Party | 3rd Party | Vehicle | Vehicle | Conductor, Underground | Conductor, Underground | Broken | Broken | 3rd Party¦Vehicle¦Conductor, Underground¦Broken | 3rd Party¦Vehicle¦Conductor, Underground¦Broken | N/A
3rd Party | 3rd Party | Vehicle | Vehicle | Conductor, Underground | Conductor, Underground | Burned/flashed | Burned/flashed | 3rd Party¦Vehicle¦Conductor, Underground¦Burned/flashed | 3rd Party¦Vehicle¦Conductor, Underground¦Burned/flashed | N/A
3rd Party | 3rd Party | Vehicle | Vehicle | Connector or Splice (OH) | Connector or Splice (OH) | Broken | Broken | 3rd Party¦Vehicle¦Connector or Splice (OH)¦Broken | 3rd Party¦Vehicle¦Connector or Splice (OH)¦Broken | All
3rd Party | 3rd Party | Vehicle | Vehicle | Connector or Splice (OH) | Connector or Splice (OH) | Broken, wire on ground | Broken, wire on ground | 3rd Party¦Vehicle¦Connector or Splice (OH)¦Broken, wire on ground | 3rd Party¦Vehicle¦Connector or Splice (OH)¦Broken, wire on ground | All
3rd Party | 3rd Party | Vehicle | Vehicle | Connector or Splice (OH) | Connector or Splice (OH) | Normal | Normal | 3rd Party¦Vehicle¦Connector or Splice (OH)¦Normal | 3rd Party¦Vehicle¦Connector or Splice (OH)¦Normal | All
3rd Party | 3rd Party | Vehicle | Vehicle | Connector or Splice (UG) | Connector or Splice (UG) | Broken | Broken | 3rd Party¦Vehicle¦Connector or Splice (UG)¦Broken | 3rd Party¦Vehicle¦Connector or Splice (UG)¦Broken | N/A
3rd Party | 3rd Party | Vehicle | Vehicle | Crossarm, Wood | Crossarm, Wood | Broken | Broken | 3rd Party¦Vehicle¦Crossarm, Wood¦Broken | 3rd Party¦Vehicle¦Crossarm, Wood¦Broken | All
3rd Party | 3rd Party | Vehicle | Vehicle | Crossarm, Wood | Crossarm, Wood | Broken, wire on ground | Broken, wire on ground | 3rd Party¦Vehicle¦Crossarm, Wood¦Broken, wire on ground | 3rd Party¦Vehicle¦Crossarm, Wood¦Broken, wire on ground | All
3rd Party | 3rd Party | Vehicle | Vehicle | Crossarm, Wood | Crossarm, Wood | Broken, wire on object | Broken, wire on object | 3rd Party¦Vehicle¦Crossarm, Wood¦Broken, wire on object | 3rd Party¦Vehicle¦Crossarm, Wood¦Broken, wire on object | All
3rd Party | 3rd Party | Vehicle | Vehicle | Crossarm, Wood | Crossarm, Wood | Normal | Normal | 3rd Party¦Vehicle¦Crossarm, Wood¦Normal | 3rd Party¦Vehicle¦Crossarm, Wood¦Normal | All
3rd Party | 3rd Party | Vehicle | Vehicle | Customer Equipment | Customer Equipment | Broken | Broken | 3rd Party¦Vehicle¦Customer Equipment¦Broken | 3rd Party¦Vehicle¦Customer Equipment¦Broken | None
3rd Party | 3rd Party | Vehicle | Vehicle | Fuse | Fuse | Burned Open | Burned Open | 3rd Party¦Vehicle¦Fuse¦Burned Open | 3rd Party¦Vehicle¦Fuse¦Burned Open | All
3rd Party | 3rd Party | Vehicle | Vehicle | Fuse | Fuse | Normal | Normal | 3rd Party¦Vehicle¦Fuse¦Normal | 3rd Party¦Vehicle¦Fuse¦Normal | All
3rd Party | 3rd Party | Vehicle | Vehicle | Insulator | Insulator | Broken | Broken | 3rd Party¦Vehicle¦Insulator¦Broken | 3rd Party¦Vehicle¦Insulator¦Broken | All
3rd Party | 3rd Party | Vehicle | Vehicle | Jumper | Jumper | Broken | Broken | 3rd Party¦Vehicle¦Jumper¦Broken | 3rd Party¦Vehicle¦Jumper¦Broken | All
3rd Party | 3rd Party | Vehicle | Vehicle | Jumper | Jumper | Burned Open | Burned Open | 3rd Party¦Vehicle¦Jumper¦Burned Open | 3rd Party¦Vehicle¦Jumper¦Burned Open | All
3rd Party | 3rd Party | Vehicle | Vehicle | Other | Other | Broken | Broken | 3rd Party¦Vehicle¦Other¦Broken | 3rd Party¦Vehicle¦Other¦Broken | N/A
3rd Party | 3rd Party | Vehicle | Vehicle | Other | Other | Normal | Normal | 3rd Party¦Vehicle¦Other¦Normal | 3rd Party¦Vehicle¦Other¦Normal | N/A
3rd Party | 3rd Party | Vehicle | Vehicle | Pole - Tower, steel | Pole - Tower, steel | Broken | Broken | 3rd Party¦Vehicle¦Pole - Tower, steel¦Broken | 3rd Party¦Vehicle¦Pole - Tower, steel¦Broken | All
3rd Party | 3rd Party | Vehicle | Vehicle | Pole-Wood | Pole-Wood | Broken | Broken | 3rd Party¦Vehicle¦Pole-Wood¦Broken | 3rd Party¦Vehicle¦Pole-Wood¦Broken | All
3rd Party | 3rd Party | Vehicle | Vehicle | Pole-Wood | Pole-Wood | Broken, wire on ground | Broken, wire on ground | 3rd Party¦Vehicle¦Pole-Wood¦Broken, wire on ground | 3rd Party¦Vehicle¦Pole-Wood¦Broken, wire on ground | All
3rd Party | 3rd Party | Vehicle | Vehicle | Pole-Wood | Pole-Wood | Broken, wire on object | Broken, wire on object | 3rd Party¦Vehicle¦Pole-Wood¦Broken, wire on object | 3rd Party¦Vehicle¦Pole-Wood¦Broken, wire on object | All
3rd Party | 3rd Party | Vehicle | Vehicle | Pole-Wood | Pole-Wood | Burned/flashed | Burned/flashed | 3rd Party¦Vehicle¦Pole-Wood¦Burned/flashed | 3rd Party¦Vehicle¦Pole-Wood¦Burned/flashed | All
3rd Party | 3rd Party | Vehicle | Vehicle | Pole-Wood | Pole-Wood | Normal | Normal | 3rd Party¦Vehicle¦Pole-Wood¦Normal | 3rd Party¦Vehicle¦Pole-Wood¦Normal | All
3rd Party | 3rd Party | Vehicle | Vehicle | Pole-Wood | Pole-Wood | On Ground | On Ground | 3rd Party¦Vehicle¦Pole-Wood¦On Ground | 3rd Party¦Vehicle¦Pole-Wood¦On Ground | All
3rd Party | 3rd Party | Vehicle | Vehicle | Pothead(Riser Termination) | Pothead(Riser Termination) | Broken | Broken | 3rd Party¦Vehicle¦Pothead(Riser Termination)¦Broken | 3rd Party¦Vehicle¦Pothead(Riser Termination)¦Broken | All
3rd Party | 3rd Party | Vehicle | Vehicle | Recloser | Recloser | Burned/flashed | Burned/flashed | 3rd Party¦Vehicle¦Recloser¦Burned/flashed | 3rd Party¦Vehicle¦Recloser¦Burned/flashed | All
3rd Party | 3rd Party | Vehicle | Vehicle | Secondary | Secondary | Broken | Broken | 3rd Party¦Vehicle¦Secondary¦Broken | 3rd Party¦Vehicle¦Secondary¦Broken | Medium
3rd Party | 3rd Party | Vehicle | Vehicle | Secondary | Secondary | Broken, wire on ground | Broken, wire on ground | 3rd Party¦Vehicle¦Secondary¦Broken, wire on ground | 3rd Party¦Vehicle¦Secondary¦Broken, wire on ground | Medium
3rd Party | 3rd Party | Vehicle | Vehicle | Secondary | Secondary | Broken, wire on object | Broken, wire on object | 3rd Party¦Vehicle¦Secondary¦Broken, wire on object | 3rd Party¦Vehicle¦Secondary¦Broken, wire on object | Medium
3rd Party | 3rd Party | Vehicle | Vehicle | Secondary | Secondary | Burned Open | Burned Open | 3rd Party¦Vehicle¦Secondary¦Burned Open | 3rd Party¦Vehicle¦Secondary¦Burned Open | Medium
3rd Party | 3rd Party | Vehicle | Vehicle | Secondary | Secondary | Burned/flashed | Burned/flashed | 3rd Party¦Vehicle¦Secondary¦Burned/flashed | 3rd Party¦Vehicle¦Secondary¦Burned/flashed | High
3rd Party | 3rd Party | Vehicle | Vehicle | Secondary | Secondary | Normal | Normal | 3rd Party¦Vehicle¦Secondary¦Normal | 3rd Party¦Vehicle¦Secondary¦Normal | High
3rd Party | 3rd Party | Vehicle | Vehicle | Secondary | Secondary | Together | Together | 3rd Party¦Vehicle¦Secondary¦Together | 3rd Party¦Vehicle¦Secondary¦Together | High
3rd Party | 3rd Party | Vehicle | Vehicle | Service conductor | Service conductor | Broken | Broken | 3rd Party¦Vehicle¦Service conductor¦Broken | 3rd Party¦Vehicle¦Service conductor¦Broken | Medium
3rd Party | 3rd Party | Vehicle | Vehicle | Service conductor | Service conductor | Broken, wire on ground | Broken, wire on ground | 3rd Party¦Vehicle¦Service conductor¦Broken, wire on ground | 3rd Party¦Vehicle¦Service conductor¦Broken, wire on ground | Medium
3rd Party | 3rd Party | Vehicle | Vehicle | Service conductor | Service conductor | Normal | Normal | 3rd Party¦Vehicle¦Service conductor¦Normal | 3rd Party¦Vehicle¦Service conductor¦Normal | High
3rd Party | 3rd Party | Vehicle | Vehicle | Switch | Switch | Broken | Broken | 3rd Party¦Vehicle¦Switch¦Broken | 3rd Party¦Vehicle¦Switch¦Broken | All
3rd Party | 3rd Party | Vehicle | Vehicle | Transformer | Transformer | Arcing | Arcing | 3rd Party¦Vehicle¦Transformer¦Arcing | 3rd Party¦Vehicle¦Transformer¦Arcing | All
3rd Party | 3rd Party | Vehicle | Vehicle | Transformer | Transformer | Broken | Broken | 3rd Party¦Vehicle¦Transformer¦Broken | 3rd Party¦Vehicle¦Transformer¦Broken | All
3rd Party | 3rd Party | Vehicle | Vehicle | Transformer | Transformer | Broken, wire on ground | Broken, wire on ground | 3rd Party¦Vehicle¦Transformer¦Broken, wire on ground | 3rd Party¦Vehicle¦Transformer¦Broken, wire on ground | All
3rd Party | 3rd Party | Vehicle | Vehicle | Transformer | Transformer | Leaking | Leaking | 3rd Party¦Vehicle¦Transformer¦Leaking | 3rd Party¦Vehicle¦Transformer¦Leaking | All
3rd Party | 3rd Party | Vehicle | Vehicle | Transformer | Transformer | Normal | Normal | 3rd Party¦Vehicle¦Transformer¦Normal | 3rd Party¦Vehicle¦Transformer¦Normal | All
3rd Party | 3rd Party | Vehicle | Vehicle | Transformer (OH) | Transformer (OH) | Broken | Broken | 3rd Party¦Vehicle¦Transformer (OH)¦Broken | 3rd Party¦Vehicle¦Transformer (OH)¦Broken | All
3rd Party | 3rd Party | Vehicle | Vehicle | Transformer (OH) | Transformer (OH) | Normal | Normal | 3rd Party¦Vehicle¦Transformer (OH)¦Normal | 3rd Party¦Vehicle¦Transformer (OH)¦Normal | All
3rd Party | 3rd Party | Vehicle | Vehicle | Transformer (UG) | Transformer (UG) | Broken | Broken | 3rd Party¦Vehicle¦Transformer (UG)¦Broken | 3rd Party¦Vehicle¦Transformer (UG)¦Broken | N/A
3rd Party | 3rd Party | Vehicle | Vehicle | Transformer (UG) | Transformer (UG) | Deteriorated | Deteriorated | 3rd Party¦Vehicle¦Transformer (UG)¦Deteriorated | 3rd Party¦Vehicle¦Transformer (UG)¦Deteriorated | N/A
3rd Party | 3rd Party | Vehicle | Vehicle | Transformer (UG) | Transformer (UG) | Leaking | Leaking | 3rd Party¦Vehicle¦Transformer (UG)¦Leaking | 3rd Party¦Vehicle¦Transformer (UG)¦Leaking | N/A
3rd Party | 3rd Party | Vehicle | Vehicle | Transformer (UG) | Transformer (UG) | Normal | Normal | 3rd Party¦Vehicle¦Transformer (UG)¦Normal | 3rd Party¦Vehicle¦Transformer (UG)¦Normal | N/A
3rd Party | 3rd Party | Vehicle | Vehicle | Transformer (UG) | Transformer (UG) | On Ground | On Ground | 3rd Party¦Vehicle¦Transformer (UG)¦On Ground | 3rd Party¦Vehicle¦Transformer (UG)¦On Ground | N/A
Animal | Animal | Bird found | Bird found | (blank) | (blank) | (blank) | (blank) | Animal¦Bird found¦(blank)¦(blank) | Animal¦Bird found¦(blank)¦(blank) | N/A
Animal | Animal | Bird found | Bird found | (blank) | (blank) | Broken | Broken | Animal¦Bird found¦(blank)¦Broken | Animal¦Bird found¦(blank)¦Broken | N/A
Animal | Animal | Bird found | Bird found | (blank) | (blank) | Failed/Faulted | Failed/Faulted | Animal¦Bird found¦(blank)¦Failed/Faulted | Animal¦Bird found¦(blank)¦Failed/Faulted | N/A
Animal | Animal | Bird found | Bird found | (blank) | (blank) | Normal | Normal | Animal¦Bird found¦(blank)¦Normal | Animal¦Bird found¦(blank)¦Normal | N/A
Animal | Animal | Bird found | Bird found | Bus | Bus | Burned/flashed | Burned/flashed | Animal¦Bird found¦Bus¦Burned/flashed | Animal¦Bird found¦Bus¦Burned/flashed | N/A
Animal | Animal | Bird found | Bird found | Bushing | Bushing | Arcing | Arcing | Animal¦Bird found¦Bushing¦Arcing | Animal¦Bird found¦Bushing¦Arcing | All
Animal | Animal | Bird found | Bird found | Bushing | Bushing | Failed/Faulted | Failed/Faulted | Animal¦Bird found¦Bushing¦Failed/Faulted | Animal¦Bird found¦Bushing¦Failed/Faulted | All
Animal | Animal | Bird found | Bird found | Bushing | Bushing | Normal | Normal | Animal¦Bird found¦Bushing¦Normal | Animal¦Bird found¦Bushing¦Normal | All
Animal | Animal | Bird found | Bird found | Capacitor | Capacitor | Normal | Normal | Animal¦Bird found¦Capacitor¦Normal | Animal¦Bird found¦Capacitor¦Normal | All
Animal | Animal | Bird found | Bird found | Conductor, Overhead | Conductor, Overhead | Annealed | Annealed | Animal¦Bird found¦Conductor, Overhead¦Annealed | Animal¦Bird found¦Conductor, Overhead¦Annealed | All
Animal | Animal | Bird found | Bird found | Cutout- fuse holder | Cutout- fuse holder | Broken | Broken | Animal¦Bird found¦Cutout- fuse holder¦Broken | Animal¦Bird found¦Cutout- fuse holder¦Broken | All
Animal | Animal | Bird found | Bird found | Cutout- fuse holder | Cutout- fuse holder | Burned/flashed | Burned/flashed | Animal¦Bird found¦Cutout- fuse holder¦Burned/flashed | Animal¦Bird found¦Cutout- fuse holder¦Burned/flashed | All
Animal | Animal | Bird found | Bird found | Cutout- fuse holder | Cutout- fuse holder | Failed/Faulted | Failed/Faulted | Animal¦Bird found¦Cutout- fuse holder¦Failed/Faulted | Animal¦Bird found¦Cutout- fuse holder¦Failed/Faulted | All
Animal | Animal | Bird found | Bird found | Cutout- fuse holder | Cutout- fuse holder | Normal | Normal | Animal¦Bird found¦Cutout- fuse holder¦Normal | Animal¦Bird found¦Cutout- fuse holder¦Normal | All
Animal | Animal | Bird found | Bird found | Fuse | Fuse | Failed/Faulted | Failed/Faulted | Animal¦Bird found¦Fuse¦Failed/Faulted | Animal¦Bird found¦Fuse¦Failed/Faulted | All
Animal | Animal | Bird found | Bird found | Insulator | Insulator | Failed/Faulted | Failed/Faulted | Animal¦Bird found¦Insulator¦Failed/Faulted | Animal¦Bird found¦Insulator¦Failed/Faulted | All
Animal | Animal | Bird found | Bird found | Lightning Arrestor | Lightning Arrestor | Failed/Faulted | Failed/Faulted | Animal¦Bird found¦Lightning Arrestor¦Failed/Faulted | Animal¦Bird found¦Lightning Arrestor¦Failed/Faulted | All
Animal | Animal | Bird found | Bird found | Lightning Arrestor | Lightning Arrestor | Normal | Normal | Animal¦Bird found¦Lightning Arrestor¦Normal | Animal¦Bird found¦Lightning Arrestor¦Normal | All
Animal | Animal | Bird found | Bird found | Lightning Arrestor | Lightning Arrestor | Broken | Broken | Animal¦Bird found¦Lightning Arrestor¦Broken | Animal¦Bird found¦Lightning Arrestor¦Broken | All
Animal | Animal | Bird found | Bird found | Pothead(Riser Termination) | Pothead(Riser Termination) | Broken | Broken | Animal¦Bird found¦Pothead(Riser Termination)¦Broken | Animal¦Bird found¦Pothead(Riser Termination)¦Broken | All
Animal | Animal | Bird found | Bird found | PT/CCVT | PT/CCVT | Failed/Faulted | Failed/Faulted | Animal¦Bird found¦PT/CCVT¦Failed/Faulted | Animal¦Bird found¦PT/CCVT¦Failed/Faulted | None
Animal | Animal | Bird found | Bird found | Recloser | Recloser | Failed/Faulted | Failed/Faulted | Animal¦Bird found¦Recloser¦Failed/Faulted | Animal¦Bird found¦Recloser¦Failed/Faulted | All
Animal | Animal | Bird found | Bird found | Recloser | Recloser | Malfunctioning | Malfunctioning | Animal¦Bird found¦Recloser¦Malfunctioning | Animal¦Bird found¦Recloser¦Malfunctioning | All
Animal | Animal | Bird found | Bird found | Relay | Relay | Malfunctioning | Malfunctioning | Animal¦Bird found¦Relay¦Malfunctioning | Animal¦Bird found¦Relay¦Malfunctioning | N/A
Animal | Animal | Bird found | Bird found | Switch (OH) | Switch (OH) | Normal | Normal | Animal¦Bird found¦Switch (OH)¦Normal | Animal¦Bird found¦Switch (OH)¦Normal | All
Animal | Animal | Bird found | Bird found | Transformer | Transformer | (blank) | (blank) | Animal¦Bird found¦Transformer¦(blank) | Animal¦Bird found¦Transformer¦(blank) | All
Animal | Animal | Bird found | Bird found | Transformer | Transformer | Failed/Faulted | Failed/Faulted | Animal¦Bird found¦Transformer¦Failed/Faulted | Animal¦Bird found¦Transformer¦Failed/Faulted | All
Animal | Animal | Bird found | Bird found | Transformer (OH) | Transformer (OH) | (blank) | (blank) | Animal¦Bird found¦Transformer (OH)¦(blank) | Animal¦Bird found¦Transformer (OH)¦(blank) | All
Animal | Animal | Bird found | Bird found | Transformer (OH) | Transformer (OH) | Failed/Faulted | Failed/Faulted | Animal¦Bird found¦Transformer (OH)¦Failed/Faulted | Animal¦Bird found¦Transformer (OH)¦Failed/Faulted | All
Animal | Animal | Bird found | Bird found | Transformer (UG) | Transformer (UG) | Failed/Faulted | Failed/Faulted | Animal¦Bird found¦Transformer (UG)¦Failed/Faulted | Animal¦Bird found¦Transformer (UG)¦Failed/Faulted | N/A
Animal | Animal | Other | Other | (blank) | (blank) | Burned Open | Burned Open | Animal¦Other¦(blank)¦Burned Open | Animal¦Other¦(blank)¦Burned Open | N/A
Animal | Animal | Other | Other | (blank) | (blank) | Failed/Faulted | Failed/Faulted | Animal¦Other¦(blank)¦Failed/Faulted | Animal¦Other¦(blank)¦Failed/Faulted | N/A
Animal | Animal | Other | Other | (blank) | (blank) | Normal | Normal | Animal¦Other¦(blank)¦Normal | Animal¦Other¦(blank)¦Normal | N/A
Animal | Animal | Other | Other | Anchor or Guy | Anchor or Guy | Broken | Broken | Animal¦Other¦Anchor or Guy¦Broken | Animal¦Other¦Anchor or Guy¦Broken | All
Animal | Animal | Other | Other | Bushing | Bushing | Contaminated | Contaminated | Animal¦Other¦Bushing¦Contaminated | Animal¦Other¦Bushing¦Contaminated | All
Animal | Animal | Other | Other | Conductor, Overhead | Conductor, Overhead | Failed/Faulted | Failed/Faulted | Animal¦Other¦Conductor, Overhead¦Failed/Faulted | Animal¦Other¦Conductor, Overhead¦Failed/Faulted | All
Animal | Animal | Other | Other | Connector or Splice (OH) | Connector or Splice (OH) | Arcing | Arcing | Animal¦Other¦Connector or Splice (OH)¦Arcing | Animal¦Other¦Connector or Splice (OH)¦Arcing | All
Animal | Animal | Other | Other | Cutout- fuse holder | Cutout- fuse holder | Broken | Broken | Animal¦Other¦Cutout- fuse holder¦Broken | Animal¦Other¦Cutout- fuse holder¦Broken | All
Animal | Animal | Other | Other | Cutout- fuse holder | Cutout- fuse holder | Failed/Faulted | Failed/Faulted | Animal¦Other¦Cutout- fuse holder¦Failed/Faulted | Animal¦Other¦Cutout- fuse holder¦Failed/Faulted | All
Animal | Animal | Other | Other | Cutout- fuse holder | Cutout- fuse holder | Normal | Normal | Animal¦Other¦Cutout- fuse holder¦Normal | Animal¦Other¦Cutout- fuse holder¦Normal | All
Animal | Animal | Other | Other | Elbow | Elbow | Failed/Faulted | Failed/Faulted | Animal¦Other¦Elbow¦Failed/Faulted | Animal¦Other¦Elbow¦Failed/Faulted | N/A
Animal | Animal | Other | Other | Fuse | Fuse | Failed/Faulted | Failed/Faulted | Animal¦Other¦Fuse¦Failed/Faulted | Animal¦Other¦Fuse¦Failed/Faulted | All
Animal | Animal | Other | Other | Insulator | Insulator | Failed/Faulted | Failed/Faulted | Animal¦Other¦Insulator¦Failed/Faulted | Animal¦Other¦Insulator¦Failed/Faulted | All
Animal | Animal | Other | Other | Jumper | Jumper | Broken | Broken | Animal¦Other¦Jumper¦Broken | Animal¦Other¦Jumper¦Broken | All
Animal | Animal | Other | Other | Jumper | Jumper | (blank) | (blank) | Animal¦Other¦Jumper¦(blank) | Animal¦Other¦Jumper¦(blank) | N/A
Animal | Animal | Other | Other | Lightning Arrestor | Lightning Arrestor | Failed/Faulted | Failed/Faulted | Animal¦Other¦Lightning Arrestor¦Failed/Faulted | Animal¦Other¦Lightning Arrestor¦Failed/Faulted | All
Animal | Animal | Other | Other | Other | Other | Broken | Broken | Animal¦Other¦Other¦Broken | Animal¦Other¦Other¦Broken | N/A
Animal | Animal | Other | Other | Other | Other | Failed/Faulted | Failed/Faulted | Animal¦Other¦Other¦Failed/Faulted | Animal¦Other¦Other¦Failed/Faulted | N/A
Animal | Animal | Other | Other | Recloser | Recloser | Failed/Faulted | Failed/Faulted | Animal¦Other¦Recloser¦Failed/Faulted | Animal¦Other¦Recloser¦Failed/Faulted | All
Animal | Animal | Other | Other | Secondary | Secondary | Failed/Faulted | Failed/Faulted | Animal¦Other¦Secondary¦Failed/Faulted | Animal¦Other¦Secondary¦Failed/Faulted | High
Animal | Animal | Other | Other | Switch (OH) | Switch (OH) | Broken | Broken | Animal¦Other¦Switch (OH)¦Broken | Animal¦Other¦Switch (OH)¦Broken | All
Animal | Animal | Other | Other | Transformer | Transformer | Failed/Faulted | Failed/Faulted | Animal¦Other¦Transformer¦Failed/Faulted | Animal¦Other¦Transformer¦Failed/Faulted | All
Animal | Animal | Other | Other | Transformer (OH) | Transformer (OH) | Failed/Faulted | Failed/Faulted | Animal¦Other¦Transformer (OH)¦Failed/Faulted | Animal¦Other¦Transformer (OH)¦Failed/Faulted | All
Animal | Animal | Other | Other | Transformer (OH) | Transformer (OH) | (blank) | (blank) | Animal¦Other¦Transformer (OH)¦(blank) | Animal¦Other¦Transformer (OH)¦(blank) | All
Animal | Animal | Other | Other | Transformer (UG) | Transformer (UG) | Failed/Faulted | Failed/Faulted | Animal¦Other¦Transformer (UG)¦Failed/Faulted | #N/A | N/A
Animal | Animal | Other | Other | Transformer Power | Transformer Power | Normal | Normal | Animal¦Other¦Transformer Power¦Normal | Animal¦Other¦Transformer Power¦Normal | N/A
Animal | Animal | Squirrel | Squirrel | (blank) | (blank) | (blank) | (blank) | Animal¦Squirrel¦(blank)¦(blank) | Animal¦Squirrel¦(blank)¦(blank) | N/A
Animal | Animal | Squirrel | Squirrel | (blank) | (blank) | Broken | Broken | Animal¦Squirrel¦(blank)¦Broken | Animal¦Squirrel¦(blank)¦Broken | N/A
Animal | Animal | Squirrel | Squirrel | (blank) | (blank) | Burned Open | Burned Open | Animal¦Squirrel¦(blank)¦Burned Open | Animal¦Squirrel¦(blank)¦Burned Open | N/A
Animal | Animal | Squirrel | Squirrel | (blank) | (blank) | Failed/Faulted | Failed/Faulted | Animal¦Squirrel¦(blank)¦Failed/Faulted | Animal¦Squirrel¦(blank)¦Failed/Faulted | N/A
Animal | Animal | Squirrel | Squirrel | (blank) | (blank) | Normal | Normal | Animal¦Squirrel¦(blank)¦Normal | Animal¦Squirrel¦(blank)¦Normal | N/A
Animal | Animal | Squirrel | Squirrel | Bushing | Bushing | Failed/Faulted | Failed/Faulted | Animal¦Squirrel¦Bushing¦Failed/Faulted | Animal¦Squirrel¦Bushing¦Failed/Faulted | All
Animal | Animal | Squirrel | Squirrel | Capacitor | Capacitor | Failed/Faulted | Failed/Faulted | Animal¦Squirrel¦Capacitor¦Failed/Faulted | Animal¦Squirrel¦Capacitor¦Failed/Faulted | All
Animal | Animal | Squirrel | Squirrel | Conductor, Overhead | Conductor, Overhead | (blank) | (blank) | Animal¦Squirrel¦Conductor, Overhead¦(blank) | Animal¦Squirrel¦Conductor, Overhead¦(blank) | All
Animal | Animal | Squirrel | Squirrel | Cutout- fuse holder | Cutout- fuse holder | Broken | Broken | Animal¦Squirrel¦Cutout- fuse holder¦Broken | Animal¦Squirrel¦Cutout- fuse holder¦Broken | All
Animal | Animal | Squirrel | Squirrel | Cutout- fuse holder | Cutout- fuse holder | Burned/flashed | Burned/flashed | Animal¦Squirrel¦Cutout- fuse holder¦Burned/flashed | Animal¦Squirrel¦Cutout- fuse holder¦Burned/flashed | All
Animal | Animal | Squirrel | Squirrel | Cutout- fuse holder | Cutout- fuse holder | Failed/Faulted | Failed/Faulted | Animal¦Squirrel¦Cutout- fuse holder¦Failed/Faulted | Animal¦Squirrel¦Cutout- fuse holder¦Failed/Faulted | All
Animal | Animal | Squirrel | Squirrel | Cutout- fuse holder | Cutout- fuse holder | Normal | Normal | Animal¦Squirrel¦Cutout- fuse holder¦Normal | Animal¦Squirrel¦Cutout- fuse holder¦Normal | All
Animal | Animal | Squirrel | Squirrel | Cutout, Fused, Distribution | Cutout, Fused, Distribution | Failed/Faulted | Failed/Faulted | Animal¦Squirrel¦Cutout, Fused, Distribution¦Failed/Faulted | Animal¦Squirrel¦Cutout, Fused, Distribution¦Failed/Faulted | All
Animal | Animal | Squirrel | Squirrel | Footings, Tower or Pole | Footings, Tower or Pole | Burned/flashed | Burned/flashed | Animal¦Squirrel¦Footings, Tower or Pole¦Burned/flashed | Animal¦Squirrel¦Footings, Tower or Pole¦Burned/flashed | All
Animal | Animal | Squirrel | Squirrel | Fuse | Fuse | Failed/Faulted | Failed/Faulted | Animal¦Squirrel¦Fuse¦Failed/Faulted | Animal¦Squirrel¦Fuse¦Failed/Faulted | All
Animal | Animal | Squirrel | Squirrel | Insulator | Insulator | Broken | Broken | Animal¦Squirrel¦Insulator¦Broken | Animal¦Squirrel¦Insulator¦Broken | All
Animal | Animal | Squirrel | Squirrel | Jumper | Jumper | (blank) | (blank) | Animal¦Squirrel¦Jumper¦(blank) | Animal¦Squirrel¦Jumper¦(blank) | N/A
Animal | Animal | Squirrel | Squirrel | Lightning Arrestor | Lightning Arrestor | Failed/Faulted | Failed/Faulted | Animal¦Squirrel¦Lightning Arrestor¦Failed/Faulted | Animal¦Squirrel¦Lightning Arrestor¦Failed/Faulted | All
Animal | Animal | Squirrel | Squirrel | Pothead(Riser Termination) | Pothead(Riser Termination) | Failed/Faulted | Failed/Faulted | Animal¦Squirrel¦Pothead(Riser Termination)¦Failed/Faulted | Animal¦Squirrel¦Pothead(Riser Termination)¦Failed/Faulted | All
Animal | Animal | Squirrel | Squirrel | Pothead/Riser Termination | Pothead/Riser Termination | Failed/Faulted | Failed/Faulted | Animal¦Squirrel¦Pothead/Riser Termination¦Failed/Faulted | Animal¦Squirrel¦Pothead/Riser Termination¦Failed/Faulted | All
Animal | Animal | Squirrel | Squirrel | PT/CCVT | PT/CCVT | Normal | Normal | Animal¦Squirrel¦PT/CCVT¦Normal | Animal¦Squirrel¦PT/CCVT¦Normal | None
Animal | Animal | Squirrel | Squirrel | Recloser | Recloser | Broken, wire on ground | Broken, wire on ground | Animal¦Squirrel¦Recloser¦Broken, wire on ground | Animal¦Squirrel¦Recloser¦Broken, wire on ground | All
Animal | Animal | Squirrel | Squirrel | Recloser | Recloser | Failed/Faulted | Failed/Faulted | Animal¦Squirrel¦Recloser¦Failed/Faulted | Animal¦Squirrel¦Recloser¦Failed/Faulted | All
Animal | Animal | Squirrel | Squirrel | Secondary | Secondary | Burned Open | Burned Open | Animal¦Squirrel¦Secondary¦Burned Open | Animal¦Squirrel¦Secondary¦Burned Open | Medium
Animal | Animal | Squirrel | Squirrel | Transformer | Transformer | (blank) | (blank) | Animal¦Squirrel¦Transformer¦(blank) | Animal¦Squirrel¦Transformer¦(blank) | All
Animal | Animal | Squirrel | Squirrel | Transformer | Transformer | Burned Open | Burned Open | Animal¦Squirrel¦Transformer¦Burned Open | Animal¦Squirrel¦Transformer¦Burned Open | All
Animal | Animal | Squirrel | Squirrel | Transformer | Transformer | Failed/Faulted | Failed/Faulted | Animal¦Squirrel¦Transformer¦Failed/Faulted | Animal¦Squirrel¦Transformer¦Failed/Faulted | All
Animal | Animal | Squirrel | Squirrel | Transformer | Transformer | Deteriorated | Deteriorated | Animal¦Squirrel¦Transformer¦Deteriorated | Animal¦Squirrel¦Transformer¦Deteriorated | All
Animal | Animal | Squirrel | Squirrel | Transformer (OH) | Transformer (OH) | Arcing | Arcing | Animal¦Squirrel¦Transformer (OH)¦Arcing | Animal¦Squirrel¦Transformer (OH)¦Arcing | All
Animal | Animal | Squirrel | Squirrel | Transformer (OH) | Transformer (OH) | Failed/Faulted | Failed/Faulted | Animal¦Squirrel¦Transformer (OH)¦Failed/Faulted | Animal¦Squirrel¦Transformer (OH)¦Failed/Faulted | All
Animal | Animal | Squirrel | Squirrel | Transformer, STA SVC | Transformer, STA SVC | Failed/Faulted | Failed/Faulted | Animal¦Squirrel¦Transformer, STA SVC¦Failed/Faulted | Animal¦Squirrel¦Transformer, STA SVC¦Failed/Faulted | N/A
Animal | Animal | Bird found | Bird found | Booster | Booster | Normal | Normal | Animal¦Bird found¦Booster¦Normal | Animal¦Bird found¦Booster¦Normal | All
Animal | Animal | Bird found | Bird found | Bus | Bus | Normal | Normal | Animal¦Bird found¦Bus¦Normal | Animal¦Bird found¦Bus¦Normal | N/A
Animal | Animal | Bird found | Bird found | Bushing | Bushing | Burned/flashed | Burned/flashed | Animal¦Bird found¦Bushing¦Burned/flashed | Animal¦Bird found¦Bushing¦Burned/flashed | All
Animal | Animal | Bird found | Bird found | Capacitor | Capacitor | Burned/flashed | Burned/flashed | Animal¦Bird found¦Capacitor¦Burned/flashed | #N/A | All
Animal | Animal | Bird found | Bird found | Circuit Breaker | Circuit Breaker | Normal | Normal | Animal¦Bird found¦Circuit Breaker¦Normal | Animal¦Bird found¦Circuit Breaker¦Normal | All
Animal | Animal | Bird found | Bird found | Conductor, Overhead | Conductor, Overhead | Bent or Twisted | Bent or Twisted | Animal¦Bird found¦Conductor, Overhead¦Bent or Twisted | Animal¦Bird found¦Conductor, Overhead¦Bent or Twisted | All
Animal | Animal | Bird found | Bird found | Conductor, Overhead | Conductor, Overhead | Broken | Broken | Animal¦Bird found¦Conductor, Overhead¦Broken | Animal¦Bird found¦Conductor, Overhead¦Broken | All
Animal | Animal | Bird found | Bird found | Conductor, Overhead | Conductor, Overhead | Broken, wire on ground | Broken, wire on ground | Animal¦Bird found¦Conductor, Overhead¦Broken, wire on ground | Animal¦Bird found¦Conductor, Overhead¦Broken, wire on ground | All
Animal | Animal | Bird found | Bird found | Conductor, Overhead | Conductor, Overhead | Broken, wire on object | Broken, wire on object | Animal¦Bird found¦Conductor, Overhead¦Broken, wire on object | Animal¦Bird found¦Conductor, Overhead¦Broken, wire on object | All
Animal | Animal | Bird found | Bird found | Conductor, Overhead | Conductor, Overhead | Burned/flashed | Burned/flashed | Animal¦Bird found¦Conductor, Overhead¦Burned/flashed | Animal¦Bird found¦Conductor, Overhead¦Burned/flashed | All
Animal | Animal | Bird found | Bird found | Conductor, Overhead | Conductor, Overhead | Contaminated | Contaminated | Animal¦Bird found¦Conductor, Overhead¦Contaminated | Animal¦Bird found¦Conductor, Overhead¦Contaminated | All
Animal | Animal | Bird found | Bird found | Conductor, Overhead | Conductor, Overhead | Deteriorated | Deteriorated | Animal¦Bird found¦Conductor, Overhead¦Deteriorated | Animal¦Bird found¦Conductor, Overhead¦Deteriorated | All
Animal | Animal | Bird found | Bird found | Conductor, Overhead | Conductor, Overhead | Normal | Normal | Animal¦Bird found¦Conductor, Overhead¦Normal | Animal¦Bird found¦Conductor, Overhead¦Normal | All
Animal | Animal | Bird found | Bird found | Conductor, Overhead | Conductor, Overhead | On Ground | On Ground | Animal¦Bird found¦Conductor, Overhead¦On Ground | Animal¦Bird found¦Conductor, Overhead¦On Ground | All
Animal | Animal | Bird found | Bird found | Conductor, Overhead | Conductor, Overhead | Together | Together | Animal¦Bird found¦Conductor, Overhead¦Together | Animal¦Bird found¦Conductor, Overhead¦Together | All
Animal | Animal | Bird found | Bird found | Conductor, Underground | Conductor, Underground | Normal | Normal | Animal¦Bird found¦Conductor, Underground¦Normal | Animal¦Bird found¦Conductor, Underground¦Normal | N/A
Animal | Animal | Bird found | Bird found | Connector or Splice (OH) | Connector or Splice (OH) | Arcing | Arcing | Animal¦Bird found¦Connector or Splice (OH)¦Arcing | Animal¦Bird found¦Connector or Splice (OH)¦Arcing | All
Animal | Animal | Bird found | Bird found | Connector or Splice (OH) | Connector or Splice (OH) | Burned/flashed | Burned/flashed | Animal¦Bird found¦Connector or Splice (OH)¦Burned/flashed | Animal¦Bird found¦Connector or Splice (OH)¦Burned/flashed | All
Animal | Animal | Bird found | Bird found | Connector or Splice (OH) | Connector or Splice (OH) | Normal | Normal | Animal¦Bird found¦Connector or Splice (OH)¦Normal | Animal¦Bird found¦Connector or Splice (OH)¦Normal | All
Animal | Animal | Bird found | Bird found | Fuse | Fuse | Broken | Broken | Animal¦Bird found¦Fuse¦Broken | Animal¦Bird found¦Fuse¦Broken | All
Animal | Animal | Bird found | Bird found | Fuse | Fuse | Burned Open | Burned Open | Animal¦Bird found¦Fuse¦Burned Open | Animal¦Bird found¦Fuse¦Burned Open | All
Animal | Animal | Bird found | Bird found | Fuse | Fuse | Normal | Normal | Animal¦Bird found¦Fuse¦Normal | Animal¦Bird found¦Fuse¦Normal | All
Animal | Animal | Bird found | Bird found | Insulator | Insulator | Broken | Broken | Animal¦Bird found¦Insulator¦Broken | Animal¦Bird found¦Insulator¦Broken | All
Animal | Animal | Bird found | Bird found | Insulator | Insulator | Burned/flashed | Burned/flashed | Animal¦Bird found¦Insulator¦Burned/flashed | Animal¦Bird found¦Insulator¦Burned/flashed | All
Animal | Animal | Bird found | Bird found | Jumper | Jumper | Bent or Twisted | Bent or Twisted | Animal¦Bird found¦Jumper¦Bent or Twisted | Animal¦Bird found¦Jumper¦Bent or Twisted | All
Animal | Animal | Bird found | Bird found | Jumper | Jumper | Burned Open | Burned Open | Animal¦Bird found¦Jumper¦Burned Open | Animal¦Bird found¦Jumper¦Burned Open | All
Animal | Animal | Bird found | Bird found | Jumper | Jumper | Burned/flashed | Burned/flashed | Animal¦Bird found¦Jumper¦Burned/flashed | Animal¦Bird found¦Jumper¦Burned/flashed | All
Animal | Animal | Bird found | Bird found | Jumper | Jumper | Normal | Normal | Animal¦Bird found¦Jumper¦Normal | Animal¦Bird found¦Jumper¦Normal | All
Animal | Animal | Bird found | Bird found | Lightning Arrestor | Lightning Arrestor | Burned/flashed | Burned/flashed | Animal¦Bird found¦Lightning Arrestor¦Burned/flashed | Animal¦Bird found¦Lightning Arrestor¦Burned/flashed | All
Animal | Animal | Bird found | Bird found | Metering Equipment | Metering Equipment | Normal | Normal | Animal¦Bird found¦Metering Equipment¦Normal | Animal¦Bird found¦Metering Equipment¦Normal | None
Animal | Animal | Bird found | Bird found | Other | Other | Normal | Normal | Animal¦Bird found¦Other¦Normal | Animal¦Bird found¦Other¦Normal | N/A
Animal | Animal | Bird found | Bird found | Pole-Wood | Pole-Wood | Broken | Broken | Animal¦Bird found¦Pole-Wood¦Broken | Animal¦Bird found¦Pole-Wood¦Broken | All
Animal | Animal | Bird found | Bird found | Pole-Wood | Pole-Wood | Broken, wire on ground | Broken, wire on ground | Animal¦Bird found¦Pole-Wood¦Broken, wire on ground | Animal¦Bird found¦Pole-Wood¦Broken, wire on ground | All
Animal | Animal | Bird found | Bird found | Pole-Wood | Pole-Wood | Deteriorated | Deteriorated | Animal¦Bird found¦Pole-Wood¦Deteriorated | Animal¦Bird found¦Pole-Wood¦Deteriorated | All
Animal | Animal | Bird found | Bird found | Pole-Wood | Pole-Wood | Normal | Normal | Animal¦Bird found¦Pole-Wood¦Normal | Animal¦Bird found¦Pole-Wood¦Normal | All
Animal | Animal | Bird found | Bird found | Pothead(Riser Termination) | Pothead(Riser Termination) | Arcing | Arcing | Animal¦Bird found¦Pothead(Riser Termination)¦Arcing | Animal¦Bird found¦Pothead(Riser Termination)¦Arcing | All
Animal | Animal | Bird found | Bird found | Pothead(Riser Termination) | Pothead(Riser Termination) | Burned/flashed | Burned/flashed | Animal¦Bird found¦Pothead(Riser Termination)¦Burned/flashed | Animal¦Bird found¦Pothead(Riser Termination)¦Burned/flashed | All
Animal | Animal | Bird found | Bird found | Pothead(Riser Termination) | Pothead(Riser Termination) | Normal | Normal | Animal¦Bird found¦Pothead(Riser Termination)¦Normal | Animal¦Bird found¦Pothead(Riser Termination)¦Normal | All
Animal | Animal | Bird found | Bird found | Recloser | Recloser | Burned/flashed | Burned/flashed | Animal¦Bird found¦Recloser¦Burned/flashed | Animal¦Bird found¦Recloser¦Burned/flashed | All
Animal | Animal | Bird found | Bird found | Recloser | Recloser | Normal | Normal | Animal¦Bird found¦Recloser¦Normal | Animal¦Bird found¦Recloser¦Normal | All
Animal | Animal | Bird found | Bird found | Regulator | Regulator | Normal | Normal | Animal¦Bird found¦Regulator¦Normal | Animal¦Bird found¦Regulator¦Normal | All
Animal | Animal | Bird found | Bird found | Secondary | Secondary | Normal | Normal | Animal¦Bird found¦Secondary¦Normal | Animal¦Bird found¦Secondary¦Normal | High
Animal | Animal | Bird found | Bird found | Switch (UG) | Switch (UG) | Normal | Normal | Animal¦Bird found¦Switch (UG)¦Normal | Animal¦Bird found¦Switch (UG)¦Normal | N/A
Animal | Animal | Bird found | Bird found | Transformer | Transformer | Burned/flashed | Burned/flashed | Animal¦Bird found¦Transformer¦Burned/flashed | Animal¦Bird found¦Transformer¦Burned/flashed | All
Animal | Animal | Bird found | Bird found | Transformer | Transformer | Malfunctioning | Malfunctioning | Animal¦Bird found¦Transformer¦Malfunctioning | Animal¦Bird found¦Transformer¦Malfunctioning | All
Animal | Animal | Bird found | Bird found | Transformer | Transformer | Normal | Normal | Animal¦Bird found¦Transformer¦Normal | Animal¦Bird found¦Transformer¦Normal | All
Animal | Animal | Bird found | Bird found | Transformer | Transformer | On Ground | On Ground | Animal¦Bird found¦Transformer¦On Ground | Animal¦Bird found¦Transformer¦On Ground | All
Animal | Animal | Bird found | Bird found | Transformer (OH) | Transformer (OH) | Broken | Broken | Animal¦Bird found¦Transformer (OH)¦Broken | Animal¦Bird found¦Transformer (OH)¦Broken | All
Animal | Animal | Bird found | Bird found | Transformer (OH) | Transformer (OH) | Burned/flashed | Burned/flashed | Animal¦Bird found¦Transformer (OH)¦Burned/flashed | Animal¦Bird found¦Transformer (OH)¦Burned/flashed | All
Animal | Animal | Bird found | Bird found | Transformer (OH) | Transformer (OH) | Normal | Normal | Animal¦Bird found¦Transformer (OH)¦Normal | Animal¦Bird found¦Transformer (OH)¦Normal | All
Animal | Animal | Other | Other | Anchor or Guy | Anchor or Guy | Bent or Twisted | Bent or Twisted | Animal¦Other¦Anchor or Guy¦Bent or Twisted | Animal¦Other¦Anchor or Guy¦Bent or Twisted | All
Animal | Animal | Other | Other | Anchor or Guy | Anchor or Guy | Normal | Normal | Animal¦Other¦Anchor or Guy¦Normal | Animal¦Other¦Anchor or Guy¦Normal | All
Animal | Animal | Other | Other | Bus | Bus | Normal | Normal | Animal¦Other¦Bus¦Normal | Animal¦Other¦Bus¦Normal | N/A
Animal | Animal | Other | Other | Bushing | Bushing | Burned/flashed | Burned/flashed | Animal¦Other¦Bushing¦Burned/flashed | Animal¦Other¦Bushing¦Burned/flashed | All
Animal | Animal | Other | Other | Bushing | Bushing | Normal | Normal | Animal¦Other¦Bushing¦Normal | Animal¦Other¦Bushing¦Normal | All
Animal | Animal | Other | Other | Circuit Breaker | Circuit Breaker | Normal | Normal | Animal¦Other¦Circuit Breaker¦Normal | Animal¦Other¦Circuit Breaker¦Normal | All
Animal | Animal | Other | Other | Conductor, Overhead | Conductor, Overhead | Bent or Twisted | Bent or Twisted | Animal¦Other¦Conductor, Overhead¦Bent or Twisted | Animal¦Other¦Conductor, Overhead¦Bent or Twisted | All
Animal | Animal | Other | Other | Conductor, Overhead | Conductor, Overhead | Broken, wire on ground | Broken, wire on ground | Animal¦Other¦Conductor, Overhead¦Broken, wire on ground | Animal¦Other¦Conductor, Overhead¦Broken, wire on ground | All
Animal | Animal | Other | Other | Conductor, Overhead | Conductor, Overhead | Burned/flashed | Burned/flashed | Animal¦Other¦Conductor, Overhead¦Burned/flashed | Animal¦Other¦Conductor, Overhead¦Burned/flashed | All
Animal | Animal | Other | Other | Conductor, Overhead | Conductor, Overhead | Contaminated | Contaminated | Animal¦Other¦Conductor, Overhead¦Contaminated | Animal¦Other¦Conductor, Overhead¦Contaminated | All
Animal | Animal | Other | Other | Conductor, Overhead | Conductor, Overhead | Normal | Normal | Animal¦Other¦Conductor, Overhead¦Normal | Animal¦Other¦Conductor, Overhead¦Normal | All
Animal | Animal | Other | Other | Conductor, Overhead | Conductor, Overhead | On Ground | On Ground | Animal¦Other¦Conductor, Overhead¦On Ground | Animal¦Other¦Conductor, Overhead¦On Ground | All
Animal | Animal | Other | Other | Conductor, Overhead | Conductor, Overhead | Together | Together | Animal¦Other¦Conductor, Overhead¦Together | Animal¦Other¦Conductor, Overhead¦Together | All
Animal | Animal | Other | Other | Conductor, Underground | Conductor, Underground | Broken | Broken | Animal¦Other¦Conductor, Underground¦Broken | Animal¦Other¦Conductor, Underground¦Broken | N/A
Animal | Animal | Other | Other | Conductor, Underground | Conductor, Underground | Burned/flashed | Burned/flashed | Animal¦Other¦Conductor, Underground¦Burned/flashed | Animal¦Other¦Conductor, Underground¦Burned/flashed | N/A
Animal | Animal | Other | Other | Conductor, Underground | Conductor, Underground | Deteriorated | Deteriorated | Animal¦Other¦Conductor, Underground¦Deteriorated | Animal¦Other¦Conductor, Underground¦Deteriorated | N/A
Animal | Animal | Other | Other | Conductor, Underground | Conductor, Underground | Normal | Normal | Animal¦Other¦Conductor, Underground¦Normal | Animal¦Other¦Conductor, Underground¦Normal | N/A
Animal | Animal | Other | Other | Connector or Splice (OH) | Connector or Splice (OH) | Burned Open | Burned Open | Animal¦Other¦Connector or Splice (OH)¦Burned Open | Animal¦Other¦Connector or Splice (OH)¦Burned Open | All
Animal | Animal | Other | Other | Connector or Splice (OH) | Connector or Splice (OH) | Normal | Normal | Animal¦Other¦Connector or Splice (OH)¦Normal | Animal¦Other¦Connector or Splice (OH)¦Normal | All
Animal | Animal | Other | Other | Crossarm, Steel | Crossarm, Steel | Normal | Normal | Animal¦Other¦Crossarm, Steel¦Normal | Animal¦Other¦Crossarm, Steel¦Normal | All
Animal | Animal | Other | Other | Crossarm, Wood | Crossarm, Wood | Broken | Broken | Animal¦Other¦Crossarm, Wood¦Broken | Animal¦Other¦Crossarm, Wood¦Broken | All
Animal | Animal | Other | Other | Crossarm, Wood | Crossarm, Wood | Burned/flashed | Burned/flashed | Animal¦Other¦Crossarm, Wood¦Burned/flashed | Animal¦Other¦Crossarm, Wood¦Burned/flashed | All
Animal | Animal | Other | Other | Crossarm, Wood | Crossarm, Wood | Normal | Normal | Animal¦Other¦Crossarm, Wood¦Normal | Animal¦Other¦Crossarm, Wood¦Normal | All
Animal | Animal | Other | Other | Customer Equipment | Customer Equipment | Normal | Normal | Animal¦Other¦Customer Equipment¦Normal | Animal¦Other¦Customer Equipment¦Normal | None
Animal | Animal | Other | Other | Fuse | Fuse | Broken | Broken | Animal¦Other¦Fuse¦Broken | Animal¦Other¦Fuse¦Broken | All
Animal | Animal | Other | Other | Fuse | Fuse | Burned Open | Burned Open | Animal¦Other¦Fuse¦Burned Open | Animal¦Other¦Fuse¦Burned Open | All
Animal | Animal | Other | Other | Fuse | Fuse | Normal | Normal | Animal¦Other¦Fuse¦Normal | Animal¦Other¦Fuse¦Normal | All
Animal | Animal | Other | Other | Insulator | Insulator | Broken | Broken | Animal¦Other¦Insulator¦Broken | Animal¦Other¦Insulator¦Broken | All
Animal | Animal | Other | Other | Insulator | Insulator | Burned/flashed | Burned/flashed | Animal¦Other¦Insulator¦Burned/flashed | Animal¦Other¦Insulator¦Burned/flashed | All
Animal | Animal | Other | Other | Insulator | Insulator | Normal | Normal | Animal¦Other¦Insulator¦Normal | Animal¦Other¦Insulator¦Normal | All
Animal | Animal | Other | Other | Jumper | Jumper | Burned Open | Burned Open | Animal¦Other¦Jumper¦Burned Open | Animal¦Other¦Jumper¦Burned Open | All
Animal | Animal | Other | Other | Jumper | Jumper | Burned/flashed | Burned/flashed | Animal¦Other¦Jumper¦Burned/flashed | Animal¦Other¦Jumper¦Burned/flashed | All
Animal | Animal | Other | Other | Jumper | Jumper | Normal | Normal | Animal¦Other¦Jumper¦Normal | Animal¦Other¦Jumper¦Normal | All
Animal | Animal | Other | Other | Lightning Arrestor | Lightning Arrestor | Broken | Broken | Animal¦Other¦Lightning Arrestor¦Broken | Animal¦Other¦Lightning Arrestor¦Broken | All
Animal | Animal | Other | Other | Lightning Arrestor | Lightning Arrestor | Burned/flashed | Burned/flashed | Animal¦Other¦Lightning Arrestor¦Burned/flashed | Animal¦Other¦Lightning Arrestor¦Burned/flashed | All
Animal | Animal | Other | Other | Lightning Arrestor | Lightning Arrestor | Normal | Normal | Animal¦Other¦Lightning Arrestor¦Normal | Animal¦Other¦Lightning Arrestor¦Normal | All
Animal | Animal | Other | Other | Other | Other | Normal | Normal | Animal¦Other¦Other¦Normal | Animal¦Other¦Other¦Normal | N/A
Animal | Animal | Other | Other | Pole - Tower, steel | Pole - Tower, steel | Normal | Normal | Animal¦Other¦Pole - Tower, steel¦Normal | #N/A | All
Animal | Animal | Other | Other | Pole-Wood | Pole-Wood | Broken | Broken | Animal¦Other¦Pole-Wood¦Broken | Animal¦Other¦Pole-Wood¦Broken | All
Animal | Animal | Other | Other | Pole-Wood | Pole-Wood | Broken, wire on ground | Broken, wire on ground | Animal¦Other¦Pole-Wood¦Broken, wire on ground | Animal¦Other¦Pole-Wood¦Broken, wire on ground | All
Animal | Animal | Other | Other | Pole-Wood | Pole-Wood | Burned/flashed | Burned/flashed | Animal¦Other¦Pole-Wood¦Burned/flashed | Animal¦Other¦Pole-Wood¦Burned/flashed | All
Animal | Animal | Other | Other | Pole-Wood | Pole-Wood | Deteriorated | Deteriorated | Animal¦Other¦Pole-Wood¦Deteriorated | Animal¦Other¦Pole-Wood¦Deteriorated | All
Animal | Animal | Other | Other | Pole-Wood | Pole-Wood | Normal | Normal | Animal¦Other¦Pole-Wood¦Normal | Animal¦Other¦Pole-Wood¦Normal | All
Animal | Animal | Other | Other | Pothead(Riser Termination) | Pothead(Riser Termination) | Burned/flashed | Burned/flashed | Animal¦Other¦Pothead(Riser Termination)¦Burned/flashed | Animal¦Other¦Pothead(Riser Termination)¦Burned/flashed | All
Animal | Animal | Other | Other | Pothead(Riser Termination) | Pothead(Riser Termination) | Deteriorated | Deteriorated | Animal¦Other¦Pothead(Riser Termination)¦Deteriorated | Animal¦Other¦Pothead(Riser Termination)¦Deteriorated | All
Animal | Animal | Other | Other | Pothead(Riser Termination) | Pothead(Riser Termination) | Normal | Normal | Animal¦Other¦Pothead(Riser Termination)¦Normal | Animal¦Other¦Pothead(Riser Termination)¦Normal | All
Animal | Animal | Other | Other | Pothead/Riser Termination | Pothead/Riser Termination | Normal | Normal | Animal¦Other¦Pothead/Riser Termination¦Normal | Animal¦Other¦Pothead/Riser Termination¦Normal | All
Animal | Animal | Other | Other | PT/CCVT | PT/CCVT | Burned/flashed | Burned/flashed | Animal¦Other¦PT/CCVT¦Burned/flashed | Animal¦Other¦PT/CCVT¦Burned/flashed | None
Animal | Animal | Other | Other | Recloser | Recloser | Burned/flashed | Burned/flashed | Animal¦Other¦Recloser¦Burned/flashed | Animal¦Other¦Recloser¦Burned/flashed | All
Animal | Animal | Other | Other | Recloser | Recloser | Malfunctioning | Malfunctioning | Animal¦Other¦Recloser¦Malfunctioning | Animal¦Other¦Recloser¦Malfunctioning | All
Animal | Animal | Other | Other | Recloser | Recloser | Normal | Normal | Animal¦Other¦Recloser¦Normal | Animal¦Other¦Recloser¦Normal | All
Animal | Animal | Other | Other | Regulator | Regulator | Burned/flashed | Burned/flashed | Animal¦Other¦Regulator¦Burned/flashed | Animal¦Other¦Regulator¦Burned/flashed | All
Animal | Animal | Other | Other | Secondary | Secondary | Burned/flashed | Burned/flashed | Animal¦Other¦Secondary¦Burned/flashed | Animal¦Other¦Secondary¦Burned/flashed | High
Animal | Animal | Other | Other | Sectionalizer | Sectionalizer | Burned/flashed | Burned/flashed | Animal¦Other¦Sectionalizer¦Burned/flashed | Animal¦Other¦Sectionalizer¦Burned/flashed | All
Animal | Animal | Other | Other | Sectionalizer | Sectionalizer | Normal | Normal | Animal¦Other¦Sectionalizer¦Normal | Animal¦Other¦Sectionalizer¦Normal | All
Animal | Animal | Other | Other | Switch (OH) | Switch (OH) | Burned/flashed | Burned/flashed | Animal¦Other¦Switch (OH)¦Burned/flashed | Animal¦Other¦Switch (OH)¦Burned/flashed | All
Animal | Animal | Other | Other | Switch (OH) | Switch (OH) | Normal | Normal | Animal¦Other¦Switch (OH)¦Normal | Animal¦Other¦Switch (OH)¦Normal | All
Animal | Animal | Other | Other | Transformer | Transformer | Broken | Broken | Animal¦Other¦Transformer¦Broken | Animal¦Other¦Transformer¦Broken | All
Animal | Animal | Other | Other | Transformer | Transformer | Burned/flashed | Burned/flashed | Animal¦Other¦Transformer¦Burned/flashed | Animal¦Other¦Transformer¦Burned/flashed | All
Animal | Animal | Other | Other | Transformer (OH) | Transformer (OH) | Broken | Broken | Animal¦Other¦Transformer (OH)¦Broken | Animal¦Other¦Transformer (OH)¦Broken | All
Animal | Animal | Other | Other | Transformer (OH) | Transformer (OH) | Burned/flashed | Burned/flashed | Animal¦Other¦Transformer (OH)¦Burned/flashed | Animal¦Other¦Transformer (OH)¦Burned/flashed | All
Animal | Animal | Other | Other | Transformer (OH) | Transformer (OH) | Normal | Normal | Animal¦Other¦Transformer (OH)¦Normal | Animal¦Other¦Transformer (OH)¦Normal | All
Animal | Animal | Other | Other | Transformer (UG) | Transformer (UG) | Arcing | Arcing | Animal¦Other¦Transformer (UG)¦Arcing | Animal¦Other¦Transformer (UG)¦Arcing | N/A
Animal | Animal | Other | Other | Transformer (UG) | Transformer (UG) | Burned/flashed | Burned/flashed | Animal¦Other¦Transformer (UG)¦Burned/flashed | Animal¦Other¦Transformer (UG)¦Burned/flashed | N/A
Animal | Animal | Other | Other | Transformer (UG) | Transformer (UG) | Normal | Normal | Animal¦Other¦Transformer (UG)¦Normal | Animal¦Other¦Transformer (UG)¦Normal | N/A
Animal | Animal | Other | Other | Woodpin | Woodpin | Broken | Broken | Animal¦Other¦Woodpin¦Broken | Animal¦Other¦Woodpin¦Broken | All
Animal | Animal | Squirrel | Squirrel | Bus | Bus | Normal | Normal | Animal¦Squirrel¦Bus¦Normal | Animal¦Squirrel¦Bus¦Normal | N/A
Animal | Animal | Squirrel | Squirrel | Bushing | Bushing | Broken | Broken | Animal¦Squirrel¦Bushing¦Broken | Animal¦Squirrel¦Bushing¦Broken | All
Animal | Animal | Squirrel | Squirrel | Bushing | Bushing | Burned/flashed | Burned/flashed | Animal¦Squirrel¦Bushing¦Burned/flashed | Animal¦Squirrel¦Bushing¦Burned/flashed | All
Animal | Animal | Squirrel | Squirrel | Bushing | Bushing | Normal | Normal | Animal¦Squirrel¦Bushing¦Normal | Animal¦Squirrel¦Bushing¦Normal | All
Animal | Animal | Squirrel | Squirrel | Conductor, Overhead | Conductor, Overhead | Arcing | Arcing | Animal¦Squirrel¦Conductor, Overhead¦Arcing | Animal¦Squirrel¦Conductor, Overhead¦Arcing | All
Animal | Animal | Squirrel | Squirrel | Conductor, Overhead | Conductor, Overhead | Broken, wire on ground | Broken, wire on ground | Animal¦Squirrel¦Conductor, Overhead¦Broken, wire on ground | Animal¦Squirrel¦Conductor, Overhead¦Broken, wire on ground | All
Animal | Animal | Squirrel | Squirrel | Conductor, Overhead | Conductor, Overhead | Burned/flashed | Burned/flashed | Animal¦Squirrel¦Conductor, Overhead¦Burned/flashed | Animal¦Squirrel¦Conductor, Overhead¦Burned/flashed | All
Animal | Animal | Squirrel | Squirrel | Conductor, Overhead | Conductor, Overhead | Deteriorated | Deteriorated | Animal¦Squirrel¦Conductor, Overhead¦Deteriorated | Animal¦Squirrel¦Conductor, Overhead¦Deteriorated | All
Animal | Animal | Squirrel | Squirrel | Conductor, Overhead | Conductor, Overhead | Normal | Normal | Animal¦Squirrel¦Conductor, Overhead¦Normal | Animal¦Squirrel¦Conductor, Overhead¦Normal | All
Animal | Animal | Squirrel | Squirrel | Conductor, Overhead | Conductor, Overhead | Together | Together | Animal¦Squirrel¦Conductor, Overhead¦Together | Animal¦Squirrel¦Conductor, Overhead¦Together | All
Animal | Animal | Squirrel | Squirrel | Conductor, Underground | Conductor, Underground | Broken | Broken | Animal¦Squirrel¦Conductor, Underground¦Broken | Animal¦Squirrel¦Conductor, Underground¦Broken | N/A
Animal | Animal | Squirrel | Squirrel | Conductor, Underground | Conductor, Underground | Burned/flashed | Burned/flashed | Animal¦Squirrel¦Conductor, Underground¦Burned/flashed | Animal¦Squirrel¦Conductor, Underground¦Burned/flashed | N/A
Animal | Animal | Squirrel | Squirrel | Conductor, Underground | Conductor, Underground | Normal | Normal | Animal¦Squirrel¦Conductor, Underground¦Normal | Animal¦Squirrel¦Conductor, Underground¦Normal | N/A
Animal | Animal | Squirrel | Squirrel | Connector or Splice (OH) | Connector or Splice (OH) | Normal | Normal | Animal¦Squirrel¦Connector or Splice (OH)¦Normal | Animal¦Squirrel¦Connector or Splice (OH)¦Normal | All
Animal | Animal | Squirrel | Squirrel | Connector or Splice (UG) | Connector or Splice (UG) | Normal | Normal | Animal¦Squirrel¦Connector or Splice (UG)¦Normal | Animal¦Squirrel¦Connector or Splice (UG)¦Normal | N/A
Animal | Animal | Squirrel | Squirrel | Crossarm, Steel | Crossarm, Steel | Normal | Normal | Animal¦Squirrel¦Crossarm, Steel¦Normal | Animal¦Squirrel¦Crossarm, Steel¦Normal | All
Animal | Animal | Squirrel | Squirrel | Crossarm, Wood | Crossarm, Wood | Broken | Broken | Animal¦Squirrel¦Crossarm, Wood¦Broken | Animal¦Squirrel¦Crossarm, Wood¦Broken | All
Animal | Animal | Squirrel | Squirrel | Crossarm, Wood | Crossarm, Wood | Burned/flashed | Burned/flashed | Animal¦Squirrel¦Crossarm, Wood¦Burned/flashed | Animal¦Squirrel¦Crossarm, Wood¦Burned/flashed | All
Animal | Animal | Squirrel | Squirrel | Crossarm, Wood | Crossarm, Wood | Normal | Normal | Animal¦Squirrel¦Crossarm, Wood¦Normal | Animal¦Squirrel¦Crossarm, Wood¦Normal | All
Animal | Animal | Squirrel | Squirrel | Fuse | Fuse | Broken | Broken | Animal¦Squirrel¦Fuse¦Broken | Animal¦Squirrel¦Fuse¦Broken | All
Animal | Animal | Squirrel | Squirrel | Fuse | Fuse | Burned Open | Burned Open | Animal¦Squirrel¦Fuse¦Burned Open | Animal¦Squirrel¦Fuse¦Burned Open | All
Animal | Animal | Squirrel | Squirrel | Fuse | Fuse | Normal | Normal | Animal¦Squirrel¦Fuse¦Normal | Animal¦Squirrel¦Fuse¦Normal | All
Animal | Animal | Squirrel | Squirrel | Insulator | Insulator | Burned/flashed | Burned/flashed | Animal¦Squirrel¦Insulator¦Burned/flashed | Animal¦Squirrel¦Insulator¦Burned/flashed | All
Animal | Animal | Squirrel | Squirrel | Insulator | Insulator | Normal | Normal | Animal¦Squirrel¦Insulator¦Normal | Animal¦Squirrel¦Insulator¦Normal | All
Animal | Animal | Squirrel | Squirrel | Jumper | Jumper | Broken | Broken | Animal¦Squirrel¦Jumper¦Broken | Animal¦Squirrel¦Jumper¦Broken | All
Animal | Animal | Squirrel | Squirrel | Jumper | Jumper | Burned Open | Burned Open | Animal¦Squirrel¦Jumper¦Burned Open | Animal¦Squirrel¦Jumper¦Burned Open | All
Animal | Animal | Squirrel | Squirrel | Jumper | Jumper | Burned/flashed | Burned/flashed | Animal¦Squirrel¦Jumper¦Burned/flashed | Animal¦Squirrel¦Jumper¦Burned/flashed | All
Animal | Animal | Squirrel | Squirrel | Jumper | Jumper | Normal | Normal | Animal¦Squirrel¦Jumper¦Normal | Animal¦Squirrel¦Jumper¦Normal | All
Animal | Animal | Squirrel | Squirrel | Lightning Arrestor | Lightning Arrestor | Broken | Broken | Animal¦Squirrel¦Lightning Arrestor¦Broken | Animal¦Squirrel¦Lightning Arrestor¦Broken | All
Animal | Animal | Squirrel | Squirrel | Lightning Arrestor | Lightning Arrestor | Burned/flashed | Burned/flashed | Animal¦Squirrel¦Lightning Arrestor¦Burned/flashed | Animal¦Squirrel¦Lightning Arrestor¦Burned/flashed | All
Animal | Animal | Squirrel | Squirrel | Lightning Arrestor | Lightning Arrestor | Normal | Normal | Animal¦Squirrel¦Lightning Arrestor¦Normal | Animal¦Squirrel¦Lightning Arrestor¦Normal | All
Animal | Animal | Squirrel | Squirrel | Other | Other | Normal | Normal | Animal¦Squirrel¦Other¦Normal | Animal¦Squirrel¦Other¦Normal | N/A
Animal | Animal | Squirrel | Squirrel | Pole-Wood | Pole-Wood | Burned/flashed | Burned/flashed | Animal¦Squirrel¦Pole-Wood¦Burned/flashed | Animal¦Squirrel¦Pole-Wood¦Burned/flashed | All
Animal | Animal | Squirrel | Squirrel | Pole-Wood | Pole-Wood | Normal | Normal | Animal¦Squirrel¦Pole-Wood¦Normal | Animal¦Squirrel¦Pole-Wood¦Normal | All
Animal | Animal | Squirrel | Squirrel | Pothead(Riser Termination) | Pothead(Riser Termination) | Broken | Broken | Animal¦Squirrel¦Pothead(Riser Termination)¦Broken | Animal¦Squirrel¦Pothead(Riser Termination)¦Broken | All
Animal | Animal | Squirrel | Squirrel | Pothead(Riser Termination) | Pothead(Riser Termination) | Burned/flashed | Burned/flashed | Animal¦Squirrel¦Pothead(Riser Termination)¦Burned/flashed | Animal¦Squirrel¦Pothead(Riser Termination)¦Burned/flashed | All
Animal | Animal | Squirrel | Squirrel | Pothead(Riser Termination) | Pothead(Riser Termination) | Normal | Normal | Animal¦Squirrel¦Pothead(Riser Termination)¦Normal | Animal¦Squirrel¦Pothead(Riser Termination)¦Normal | All
Animal | Animal | Squirrel | Squirrel | Pothead/Riser Termination | Pothead/Riser Termination | Burned/flashed | Burned/flashed | Animal¦Squirrel¦Pothead/Riser Termination¦Burned/flashed | Animal¦Squirrel¦Pothead/Riser Termination¦Burned/flashed | All
Animal | Animal | Squirrel | Squirrel | Recloser | Recloser | Broken | Broken | Animal¦Squirrel¦Recloser¦Broken | Animal¦Squirrel¦Recloser¦Broken | All
Animal | Animal | Squirrel | Squirrel | Recloser | Recloser | Burned/flashed | Burned/flashed | Animal¦Squirrel¦Recloser¦Burned/flashed | Animal¦Squirrel¦Recloser¦Burned/flashed | All
Animal | Animal | Squirrel | Squirrel | Recloser | Recloser | Normal | Normal | Animal¦Squirrel¦Recloser¦Normal | Animal¦Squirrel¦Recloser¦Normal | All
Animal | Animal | Squirrel | Squirrel | Regulator | Regulator | Burned/flashed | Burned/flashed | Animal¦Squirrel¦Regulator¦Burned/flashed | Animal¦Squirrel¦Regulator¦Burned/flashed | All
Animal | Animal | Squirrel | Squirrel | Riser | Riser | Normal | Normal | Animal¦Squirrel¦Riser¦Normal | Animal¦Squirrel¦Riser¦Normal | All
Animal | Animal | Squirrel | Squirrel | Secondary | Secondary | Broken | Broken | Animal¦Squirrel¦Secondary¦Broken | Animal¦Squirrel¦Secondary¦Broken | Medium
Animal | Animal | Squirrel | Squirrel | Secondary | Secondary | Burned/flashed | Burned/flashed | Animal¦Squirrel¦Secondary¦Burned/flashed | Animal¦Squirrel¦Secondary¦Burned/flashed | High
Animal | Animal | Squirrel | Squirrel | Secondary | Secondary | Normal | Normal | Animal¦Squirrel¦Secondary¦Normal | Animal¦Squirrel¦Secondary¦Normal | High
Animal | Animal | Squirrel | Squirrel | Switch | Switch | Normal | Normal | Animal¦Squirrel¦Switch¦Normal | Animal¦Squirrel¦Switch¦Normal | All
Animal | Animal | Squirrel | Squirrel | Switch (OH) | Switch (OH) | Burned/flashed | Burned/flashed | Animal¦Squirrel¦Switch (OH)¦Burned/flashed | #N/A | All
Animal | Animal | Squirrel | Squirrel | Switch (OH) | Switch (OH) | Normal | Normal | Animal¦Squirrel¦Switch (OH)¦Normal | Animal¦Squirrel¦Switch (OH)¦Normal | All
Animal | Animal | Squirrel | Squirrel | Switch (UG) | Switch (UG) | Leaking | Leaking | Animal¦Squirrel¦Switch (UG)¦Leaking | Animal¦Squirrel¦Switch (UG)¦Leaking | N/A
Animal | Animal | Squirrel | Squirrel | Transformer | Transformer | Broken | Broken | Animal¦Squirrel¦Transformer¦Broken | Animal¦Squirrel¦Transformer¦Broken | All
Animal | Animal | Squirrel | Squirrel | Transformer | Transformer | Burned/flashed | Burned/flashed | Animal¦Squirrel¦Transformer¦Burned/flashed | Animal¦Squirrel¦Transformer¦Burned/flashed | All
Animal | Animal | Squirrel | Squirrel | Transformer | Transformer | Malfunctioning | Malfunctioning | Animal¦Squirrel¦Transformer¦Malfunctioning | Animal¦Squirrel¦Transformer¦Malfunctioning | All
Animal | Animal | Squirrel | Squirrel | Transformer | Transformer | Normal | Normal | Animal¦Squirrel¦Transformer¦Normal | Animal¦Squirrel¦Transformer¦Normal | All
Animal | Animal | Squirrel | Squirrel | Transformer | Transformer | On Ground | On Ground | Animal¦Squirrel¦Transformer¦On Ground | Animal¦Squirrel¦Transformer¦On Ground | All
Animal | Animal | Squirrel | Squirrel | Transformer (OH) | Transformer (OH) | Broken | Broken | Animal¦Squirrel¦Transformer (OH)¦Broken | Animal¦Squirrel¦Transformer (OH)¦Broken | All
Animal | Animal | Squirrel | Squirrel | Transformer (OH) | Transformer (OH) | Burned/flashed | Burned/flashed | Animal¦Squirrel¦Transformer (OH)¦Burned/flashed | Animal¦Squirrel¦Transformer (OH)¦Burned/flashed | All
Animal | Animal | Squirrel | Squirrel | Transformer (OH) | Transformer (OH) | Leaking | Leaking | Animal¦Squirrel¦Transformer (OH)¦Leaking | Animal¦Squirrel¦Transformer (OH)¦Leaking | All
Animal | Animal | Squirrel | Squirrel | Transformer (OH) | Transformer (OH) | Normal | Normal | Animal¦Squirrel¦Transformer (OH)¦Normal | Animal¦Squirrel¦Transformer (OH)¦Normal | All
Animal | Animal | Squirrel | Squirrel | Transformer (UG) | Transformer (UG) | Normal | Normal | Animal¦Squirrel¦Transformer (UG)¦Normal | Animal¦Squirrel¦Transformer (UG)¦Normal | N/A
Company Initiated | Company Initiated | Construction Activity/equip, company | Construction Activity/equip, company | (blank) | (blank) | Normal | Normal | Company Initiated¦Construction Activity/equip, company¦(blank)¦Normal | Company Initiated¦Construction Activity/equip, company¦(blank)¦Normal | N/A
Company Initiated | Company Initiated | Construction Activity/equip, company | Construction Activity/equip, company | (blank) | (blank) | (blank) | (blank) | Company Initiated¦Construction Activity/equip, company¦(blank)¦(blank) | Company Initiated¦Construction Activity/equip, company¦(blank)¦(blank) | N/A
Company Initiated | Company Initiated | Construction Activity/equip, company | Construction Activity/equip, company | Anchor or Guy | Anchor or Guy | Deteriorated | Deteriorated | Company Initiated¦Construction Activity/equip, company¦Anchor or Guy¦Deteriorated | Company Initiated¦Construction Activity/equip, company¦Anchor or Guy¦Deteriorated | N/A
Company Initiated | Company Initiated | Construction Activity/equip, company | Construction Activity/equip, company | Anchor or Guy | Anchor or Guy | Normal | Normal | Company Initiated¦Construction Activity/equip, company¦Anchor or Guy¦Normal | Company Initiated¦Construction Activity/equip, company¦Anchor or Guy¦Normal | N/A
Company Initiated | Company Initiated | Construction Activity/equip, company | Construction Activity/equip, company | Bus | Bus | Normal | Normal | Company Initiated¦Construction Activity/equip, company¦Bus¦Normal | Company Initiated¦Construction Activity/equip, company¦Bus¦Normal | N/A
Company Initiated | Company Initiated | Construction Activity/equip, company | Construction Activity/equip, company | Conductor, Overhead | Conductor, Overhead | Arcing | Arcing | Company Initiated¦Construction Activity/equip, company¦Conductor, Overhead¦Arcing | Company Initiated¦Construction Activity/equip, company¦Conductor, Overhead¦Arcing | N/A
Company Initiated | Company Initiated | Construction Activity/equip, company | Construction Activity/equip, company | Conductor, Overhead | Conductor, Overhead | Broken | Broken | Company Initiated¦Construction Activity/equip, company¦Conductor, Overhead¦Broken | Company Initiated¦Construction Activity/equip, company¦Conductor, Overhead¦Broken | N/A
Company Initiated | Company Initiated | Construction Activity/equip, company | Construction Activity/equip, company | Conductor, Overhead | Conductor, Overhead | Broken, wire on ground | Broken, wire on ground | Company Initiated¦Construction Activity/equip, company¦Conductor, Overhead¦Broken, wire on ground | Company Initiated¦Construction Activity/equip, company¦Conductor, Overhead¦Broken, wire on ground | N/A
Company Initiated | Company Initiated | Construction Activity/equip, company | Construction Activity/equip, company | Conductor, Overhead | Conductor, Overhead | Burned/flashed | Burned/flashed | Company Initiated¦Construction Activity/equip, company¦Conductor, Overhead¦Burned/flashed | Company Initiated¦Construction Activity/equip, company¦Conductor, Overhead¦Burned/flashed | N/A
Company Initiated | Company Initiated | Construction Activity/equip, company | Construction Activity/equip, company | Conductor, Overhead | Conductor, Overhead | Deteriorated | Deteriorated | Company Initiated¦Construction Activity/equip, company¦Conductor, Overhead¦Deteriorated | Company Initiated¦Construction Activity/equip, company¦Conductor, Overhead¦Deteriorated | N/A
Company Initiated | Company Initiated | Construction Activity/equip, company | Construction Activity/equip, company | Conductor, Overhead | Conductor, Overhead | Normal | Normal | Company Initiated¦Construction Activity/equip, company¦Conductor, Overhead¦Normal | Company Initiated¦Construction Activity/equip, company¦Conductor, Overhead¦Normal | N/A
Company Initiated | Company Initiated | Construction Activity/equip, company | Construction Activity/equip, company | Conductor, Overhead | Conductor, Overhead | Together | Together | Company Initiated¦Construction Activity/equip, company¦Conductor, Overhead¦Together | Company Initiated¦Construction Activity/equip, company¦Conductor, Overhead¦Together | N/A
Company Initiated | Company Initiated | Construction Activity/equip, company | Construction Activity/equip, company | Conductor, Overhead | Conductor, Overhead | On Ground | On Ground | Company Initiated¦Construction Activity/equip, company¦Conductor, Overhead¦On Ground | Company Initiated¦Construction Activity/equip, company¦Conductor, Overhead¦On Ground | N/A
Company Initiated | Company Initiated | Construction Activity/equip, company | Construction Activity/equip, company | Conductor, Underground | Conductor, Underground | Deteriorated | Deteriorated | Company Initiated¦Construction Activity/equip, company¦Conductor, Underground¦Deteriorated | Company Initiated¦Construction Activity/equip, company¦Conductor, Underground¦Deteriorated | N/A
Company Initiated | Company Initiated | Construction Activity/equip, company | Construction Activity/equip, company | Connector or Splice (OH) | Connector or Splice (OH) | Broken | Broken | Company Initiated¦Construction Activity/equip, company¦Connector or Splice (OH)¦Broken | Company Initiated¦Construction Activity/equip, company¦Connector or Splice (OH)¦Broken | N/A
Company Initiated | Company Initiated | Construction Activity/equip, company | Construction Activity/equip, company | Connector or Splice (OH) | Connector or Splice (OH) | Broken, wire on ground | Broken, wire on ground | Company Initiated¦Construction Activity/equip, company¦Connector or Splice (OH)¦Broken, wire on ground | Company Initiated¦Construction Activity/equip, company¦Connector or Splice (OH)¦Broken, wire on ground | N/A
Company Initiated | Company Initiated | Construction Activity/equip, company | Construction Activity/equip, company | Connector or Splice (OH) | Connector or Splice (OH) | Broken, wire on object | Broken, wire on object | Company Initiated¦Construction Activity/equip, company¦Connector or Splice (OH)¦Broken, wire on object | Company Initiated¦Construction Activity/equip, company¦Connector or Splice (OH)¦Broken, wire on object | N/A
Company Initiated | Company Initiated | Construction Activity/equip, company | Construction Activity/equip, company | Connector or Splice (OH) | Connector or Splice (OH) | Deteriorated | Deteriorated | Company Initiated¦Construction Activity/equip, company¦Connector or Splice (OH)¦Deteriorated | Company Initiated¦Construction Activity/equip, company¦Connector or Splice (OH)¦Deteriorated | N/A
Company Initiated | Company Initiated | Construction Activity/equip, company | Construction Activity/equip, company | Connector or Splice (OH) | Connector or Splice (OH) | Normal | Normal | Company Initiated¦Construction Activity/equip, company¦Connector or Splice (OH)¦Normal | Company Initiated¦Construction Activity/equip, company¦Connector or Splice (OH)¦Normal | N/A
Company Initiated | Company Initiated | Construction Activity/equip, company | Construction Activity/equip, company | Crossarm, Wood | Crossarm, Wood | Broken | Broken | Company Initiated¦Construction Activity/equip, company¦Crossarm, Wood¦Broken | Company Initiated¦Construction Activity/equip, company¦Crossarm, Wood¦Broken | N/A
Company Initiated | Company Initiated | Construction Activity/equip, company | Construction Activity/equip, company | Crossarm, Wood | Crossarm, Wood | Burned/flashed | Burned/flashed | Company Initiated¦Construction Activity/equip, company¦Crossarm, Wood¦Burned/flashed | Company Initiated¦Construction Activity/equip, company¦Crossarm, Wood¦Burned/flashed | N/A
Company Initiated | Company Initiated | Construction Activity/equip, company | Construction Activity/equip, company | Crossarm, Wood | Crossarm, Wood | Deteriorated | Deteriorated | Company Initiated¦Construction Activity/equip, company¦Crossarm, Wood¦Deteriorated | Company Initiated¦Construction Activity/equip, company¦Crossarm, Wood¦Deteriorated | N/A
Company Initiated | Company Initiated | Construction Activity/equip, company | Construction Activity/equip, company | Crossarm, Wood | Crossarm, Wood | Normal | Normal | Company Initiated¦Construction Activity/equip, company¦Crossarm, Wood¦Normal | Company Initiated¦Construction Activity/equip, company¦Crossarm, Wood¦Normal | N/A
Company Initiated | Company Initiated | Construction Activity/equip, company | Construction Activity/equip, company | Cutout- fuse holder | Cutout- fuse holder | Normal | Normal | Company Initiated¦Construction Activity/equip, company¦Cutout- fuse holder¦Normal | Company Initiated¦Construction Activity/equip, company¦Cutout- fuse holder¦Normal | N/A
Company Initiated | Company Initiated | Construction Activity/equip, company | Construction Activity/equip, company | Elbow | Elbow | Broken | Broken | Company Initiated¦Construction Activity/equip, company¦Elbow¦Broken | Company Initiated¦Construction Activity/equip, company¦Elbow¦Broken | N/A
Company Initiated | Company Initiated | Construction Activity/equip, company | Construction Activity/equip, company | Fuse | Fuse | Broken | Broken | Company Initiated¦Construction Activity/equip, company¦Fuse¦Broken | Company Initiated¦Construction Activity/equip, company¦Fuse¦Broken | N/A
Company Initiated | Company Initiated | Construction Activity/equip, company | Construction Activity/equip, company | Fuse | Fuse | Failed/Faulted | Failed/Faulted | Company Initiated¦Construction Activity/equip, company¦Fuse¦Failed/Faulted | Company Initiated¦Construction Activity/equip, company¦Fuse¦Failed/Faulted | N/A
Company Initiated | Company Initiated | Construction Activity/equip, company | Construction Activity/equip, company | Fuse | Fuse | Normal | Normal | Company Initiated¦Construction Activity/equip, company¦Fuse¦Normal | Company Initiated¦Construction Activity/equip, company¦Fuse¦Normal | N/A
Company Initiated | Company Initiated | Construction Activity/equip, company | Construction Activity/equip, company | Generator | Generator | Broken | Broken | Company Initiated¦Construction Activity/equip, company¦Generator¦Broken | Company Initiated¦Construction Activity/equip, company¦Generator¦Broken | N/A
Company Initiated | Company Initiated | Construction Activity/equip, company | Construction Activity/equip, company | Generator | Generator | Malfunctioning | Malfunctioning | Company Initiated¦Construction Activity/equip, company¦Generator¦Malfunctioning | Company Initiated¦Construction Activity/equip, company¦Generator¦Malfunctioning | N/A
Company Initiated | Company Initiated | Construction Activity/equip, company | Construction Activity/equip, company | Insulator | Insulator | Broken | Broken | Company Initiated¦Construction Activity/equip, company¦Insulator¦Broken | Company Initiated¦Construction Activity/equip, company¦Insulator¦Broken | N/A
Company Initiated | Company Initiated | Construction Activity/equip, company | Construction Activity/equip, company | Insulator | Insulator | Broken, wire on ground | Broken, wire on ground | Company Initiated¦Construction Activity/equip, company¦Insulator¦Broken, wire on ground | Company Initiated¦Construction Activity/equip, company¦Insulator¦Broken, wire on ground | N/A
Company Initiated | Company Initiated | Construction Activity/equip, company | Construction Activity/equip, company | Insulator | Insulator | Burned/flashed | Burned/flashed | Company Initiated¦Construction Activity/equip, company¦Insulator¦Burned/flashed | Company Initiated¦Construction Activity/equip, company¦Insulator¦Burned/flashed | N/A
Company Initiated | Company Initiated | Construction Activity/equip, company | Construction Activity/equip, company | Jumper | Jumper | Arcing | Arcing | Company Initiated¦Construction Activity/equip, company¦Jumper¦Arcing | Company Initiated¦Construction Activity/equip, company¦Jumper¦Arcing | N/A
Company Initiated | Company Initiated | Construction Activity/equip, company | Construction Activity/equip, company | Jumper | Jumper | Broken | Broken | Company Initiated¦Construction Activity/equip, company¦Jumper¦Broken | Company Initiated¦Construction Activity/equip, company¦Jumper¦Broken | N/A
Company Initiated | Company Initiated | Construction Activity/equip, company | Construction Activity/equip, company | Jumper | Jumper | Burned/flashed | Burned/flashed | Company Initiated¦Construction Activity/equip, company¦Jumper¦Burned/flashed | Company Initiated¦Construction Activity/equip, company¦Jumper¦Burned/flashed | N/A
Company Initiated | Company Initiated | Construction Activity/equip, company | Construction Activity/equip, company | Jumper | Jumper | Normal | Normal | Company Initiated¦Construction Activity/equip, company¦Jumper¦Normal | Company Initiated¦Construction Activity/equip, company¦Jumper¦Normal | N/A
Company Initiated | Company Initiated | Construction Activity/equip, company | Construction Activity/equip, company | Other | Other | Broken | Broken | Company Initiated¦Construction Activity/equip, company¦Other¦Broken | Company Initiated¦Construction Activity/equip, company¦Other¦Broken | N/A
Company Initiated | Company Initiated | Construction Activity/equip, company | Construction Activity/equip, company | Other | Other | Normal | Normal | Company Initiated¦Construction Activity/equip, company¦Other¦Normal | Company Initiated¦Construction Activity/equip, company¦Other¦Normal | N/A
Company Initiated | Company Initiated | Construction Activity/equip, company | Construction Activity/equip, company | Pole-Wood | Pole-Wood | Broken | Broken | Company Initiated¦Construction Activity/equip, company¦Pole-Wood¦Broken | Company Initiated¦Construction Activity/equip, company¦Pole-Wood¦Broken | N/A
Company Initiated | Company Initiated | Construction Activity/equip, company | Construction Activity/equip, company | Pole-Wood | Pole-Wood | Burned/flashed | Burned/flashed | Company Initiated¦Construction Activity/equip, company¦Pole-Wood¦Burned/flashed | Company Initiated¦Construction Activity/equip, company¦Pole-Wood¦Burned/flashed | N/A
Company Initiated | Company Initiated | Construction Activity/equip, company | Construction Activity/equip, company | Pole-Wood | Pole-Wood | Deteriorated | Deteriorated | Company Initiated¦Construction Activity/equip, company¦Pole-Wood¦Deteriorated | Company Initiated¦Construction Activity/equip, company¦Pole-Wood¦Deteriorated | N/A
Company Initiated | Company Initiated | Construction Activity/equip, company | Construction Activity/equip, company | Pole-Wood | Pole-Wood | Normal | Normal | Company Initiated¦Construction Activity/equip, company¦Pole-Wood¦Normal | Company Initiated¦Construction Activity/equip, company¦Pole-Wood¦Normal | N/A
Company Initiated | Company Initiated | Construction Activity/equip, company | Construction Activity/equip, company | Recloser | Recloser | Normal | Normal | Company Initiated¦Construction Activity/equip, company¦Recloser¦Normal | Company Initiated¦Construction Activity/equip, company¦Recloser¦Normal | N/A
Company Initiated | Company Initiated | Construction Activity/equip, company | Construction Activity/equip, company | Regulator | Regulator | Malfunctioning | Malfunctioning | Company Initiated¦Construction Activity/equip, company¦Regulator¦Malfunctioning | #N/A | N/A
Company Initiated | Company Initiated | Construction Activity/equip, company | Construction Activity/equip, company | Secondary | Secondary | Normal | Normal | Company Initiated¦Construction Activity/equip, company¦Secondary¦Normal | Company Initiated¦Construction Activity/equip, company¦Secondary¦Normal | N/A
Company Initiated | Company Initiated | Construction Activity/equip, company | Construction Activity/equip, company | Service conductor | Service conductor | Broken, wire on object | Broken, wire on object | Company Initiated¦Construction Activity/equip, company¦Service conductor¦Broken, wire on object | Company Initiated¦Construction Activity/equip, company¦Service conductor¦Broken, wire on object | N/A
Company Initiated | Company Initiated | Construction Activity/equip, company | Construction Activity/equip, company | Switch (OH) | Switch (OH) | Normal | Normal | Company Initiated¦Construction Activity/equip, company¦Switch (OH)¦Normal | Company Initiated¦Construction Activity/equip, company¦Switch (OH)¦Normal | N/A
Company Initiated | Company Initiated | Construction Activity/equip, company | Construction Activity/equip, company | Transformer | Transformer | Broken | Broken | Company Initiated¦Construction Activity/equip, company¦Transformer¦Broken | Company Initiated¦Construction Activity/equip, company¦Transformer¦Broken | N/A
Company Initiated | Company Initiated | Construction Activity/equip, company | Construction Activity/equip, company | Transformer | Transformer | Deteriorated | Deteriorated | Company Initiated¦Construction Activity/equip, company¦Transformer¦Deteriorated | Company Initiated¦Construction Activity/equip, company¦Transformer¦Deteriorated | N/A
Company Initiated | Company Initiated | Construction Activity/equip, company | Construction Activity/equip, company | Transformer | Transformer | Leaking | Leaking | Company Initiated¦Construction Activity/equip, company¦Transformer¦Leaking | Company Initiated¦Construction Activity/equip, company¦Transformer¦Leaking | N/A
Company Initiated | Company Initiated | Construction Activity/equip, company | Construction Activity/equip, company | Transformer | Transformer | Normal | Normal | Company Initiated¦Construction Activity/equip, company¦Transformer¦Normal | Company Initiated¦Construction Activity/equip, company¦Transformer¦Normal | N/A
Company Initiated | Company Initiated | Construction Activity/equip, company | Construction Activity/equip, company | Transformer (OH) | Transformer (OH) | Broken | Broken | Company Initiated¦Construction Activity/equip, company¦Transformer (OH)¦Broken | Company Initiated¦Construction Activity/equip, company¦Transformer (OH)¦Broken | N/A
Company Initiated | Company Initiated | Construction Activity/equip, company | Construction Activity/equip, company | Transformer (OH) | Transformer (OH) | Deteriorated | Deteriorated | Company Initiated¦Construction Activity/equip, company¦Transformer (OH)¦Deteriorated | Company Initiated¦Construction Activity/equip, company¦Transformer (OH)¦Deteriorated | N/A
Company Initiated | Company Initiated | Construction Activity/equip, company | Construction Activity/equip, company | Transformer (OH) | Transformer (OH) | Failed/Faulted | Failed/Faulted | Company Initiated¦Construction Activity/equip, company¦Transformer (OH)¦Failed/Faulted | Company Initiated¦Construction Activity/equip, company¦Transformer (OH)¦Failed/Faulted | N/A
Company Initiated | Company Initiated | Construction Activity/equip, company | Construction Activity/equip, company | Transformer (OH) | Transformer (OH) | Normal | Normal | Company Initiated¦Construction Activity/equip, company¦Transformer (OH)¦Normal | Company Initiated¦Construction Activity/equip, company¦Transformer (OH)¦Normal | N/A
Company Initiated | Company Initiated | Construction Activity/equip, company | Construction Activity/equip, company | Transformer (OH) | Transformer (OH) | (blank) | (blank) | Company Initiated¦Construction Activity/equip, company¦Transformer (OH)¦(blank) | Company Initiated¦Construction Activity/equip, company¦Transformer (OH)¦(blank) | N/A
Company Initiated | Company Initiated | Construction Activity/equip, company | Construction Activity/equip, company | Transformer (UG) | Transformer (UG) | Broken | Broken | Company Initiated¦Construction Activity/equip, company¦Transformer (UG)¦Broken | Company Initiated¦Construction Activity/equip, company¦Transformer (UG)¦Broken | N/A
Company Initiated | Company Initiated | Construction Activity/equip, company | Construction Activity/equip, company | Transformer (UG) | Transformer (UG) | Failed/Faulted | Failed/Faulted | Company Initiated¦Construction Activity/equip, company¦Transformer (UG)¦Failed/Faulted | Company Initiated¦Construction Activity/equip, company¦Transformer (UG)¦Failed/Faulted | N/A
Company Initiated | Company Initiated | Construction Activity/equip, company | Construction Activity/equip, company | Transformer (UG) | Transformer (UG) | Normal | Normal | Company Initiated¦Construction Activity/equip, company¦Transformer (UG)¦Normal | Company Initiated¦Construction Activity/equip, company¦Transformer (UG)¦Normal | N/A
Company Initiated | Company Initiated | Contact with High Voltage, company | Contact with High Voltage, company | (blank) | (blank) | Failed/Faulted | Failed/Faulted | Company Initiated¦Contact with High Voltage, company¦(blank)¦Failed/Faulted | Company Initiated¦Contact with High Voltage, company¦(blank)¦Failed/Faulted | N/A
Company Initiated | Company Initiated | Contact with High Voltage, company | Contact with High Voltage, company | Conductor, Overhead | Conductor, Overhead | Normal | Normal | Company Initiated¦Contact with High Voltage, company¦Conductor, Overhead¦Normal | Company Initiated¦Contact with High Voltage, company¦Conductor, Overhead¦Normal | N/A
Company Initiated | Company Initiated | Contact with High Voltage, company | Contact with High Voltage, company | Fuse | Fuse | Failed/Faulted | Failed/Faulted | Company Initiated¦Contact with High Voltage, company¦Fuse¦Failed/Faulted | Company Initiated¦Contact with High Voltage, company¦Fuse¦Failed/Faulted | N/A
Company Initiated | Company Initiated | Contact with High Voltage, company | Contact with High Voltage, company | Fuse | Fuse | Normal | Normal | Company Initiated¦Contact with High Voltage, company¦Fuse¦Normal | #N/A | N/A
Company Initiated | Company Initiated | Contact with High Voltage, company | Contact with High Voltage, company | Transformer | Transformer | Broken | Broken | Company Initiated¦Contact with High Voltage, company¦Transformer¦Broken | Company Initiated¦Contact with High Voltage, company¦Transformer¦Broken | N/A
Company Initiated | Company Initiated | Contact with High Voltage, company | Contact with High Voltage, company | Transformer (OH) | Transformer (OH) | Failed/Faulted | Failed/Faulted | Company Initiated¦Contact with High Voltage, company¦Transformer (OH)¦Failed/Faulted | Company Initiated¦Contact with High Voltage, company¦Transformer (OH)¦Failed/Faulted | N/A
Company Initiated | Company Initiated | Coordination failure | Coordination failure | Conductor, Overhead | Conductor, Overhead | Burned/flashed | Burned/flashed | Company Initiated¦Coordination failure¦Conductor, Overhead¦Burned/flashed | Company Initiated¦Coordination failure¦Conductor, Overhead¦Burned/flashed | N/A
Company Initiated | Company Initiated | Coordination failure | Coordination failure | Conductor, Overhead | Conductor, Overhead | Normal | Normal | Company Initiated¦Coordination failure¦Conductor, Overhead¦Normal | Company Initiated¦Coordination failure¦Conductor, Overhead¦Normal | N/A
Company Initiated | Company Initiated | Coordination failure | Coordination failure | Fuse | Fuse | Failed/Faulted | Failed/Faulted | Company Initiated¦Coordination failure¦Fuse¦Failed/Faulted | Company Initiated¦Coordination failure¦Fuse¦Failed/Faulted | N/A
Company Initiated | Company Initiated | Coordination failure | Coordination failure | Generator | Generator | Normal | Normal | Company Initiated¦Coordination failure¦Generator¦Normal | Company Initiated¦Coordination failure¦Generator¦Normal | N/A
Company Initiated | Company Initiated | Coordination failure | Coordination failure | Jumper | Jumper | Normal | Normal | Company Initiated¦Coordination failure¦Jumper¦Normal | Company Initiated¦Coordination failure¦Jumper¦Normal | N/A
Company Initiated | Company Initiated | Coordination failure | Coordination failure | Relay | Relay | Normal | Normal | Company Initiated¦Coordination failure¦Relay¦Normal | Company Initiated¦Coordination failure¦Relay¦Normal | N/A
Company Initiated | Company Initiated | Coordination failure | Coordination failure | Service conductor | Service conductor | Normal | Normal | Company Initiated¦Coordination failure¦Service conductor¦Normal | Company Initiated¦Coordination failure¦Service conductor¦Normal | N/A
Company Initiated | Company Initiated | Coordination failure | Coordination failure | Transformer | Transformer | Failed/Faulted | Failed/Faulted | Company Initiated¦Coordination failure¦Transformer¦Failed/Faulted | Company Initiated¦Coordination failure¦Transformer¦Failed/Faulted | N/A
Company Initiated | Company Initiated | Coordination failure | Coordination failure | Transformer | Transformer | Burned Open | Burned Open | Company Initiated¦Coordination failure¦Transformer¦Burned Open | Company Initiated¦Coordination failure¦Transformer¦Burned Open | N/A
Company Initiated | Company Initiated | Dig in, company | Dig in, company | Conductor, Underground | Conductor, Underground | Broken | Broken | Company Initiated¦Dig in, company¦Conductor, Underground¦Broken | Company Initiated¦Dig in, company¦Conductor, Underground¦Broken | N/A
Company Initiated | Company Initiated | Dig in, company | Dig in, company | Connector or Splice (UG) | Connector or Splice (UG) | Broken | Broken | Company Initiated¦Dig in, company¦Connector or Splice (UG)¦Broken | Company Initiated¦Dig in, company¦Connector or Splice (UG)¦Broken | N/A
Company Initiated | Company Initiated | Dig in, company | Dig in, company | Pole-Wood | Pole-Wood | Normal | Normal | Company Initiated¦Dig in, company¦Pole-Wood¦Normal | Company Initiated¦Dig in, company¦Pole-Wood¦Normal | N/A
Company Initiated | Company Initiated | Dig in, company | Dig in, company | Secondary | Secondary | Broken | Broken | Company Initiated¦Dig in, company¦Secondary¦Broken | Company Initiated¦Dig in, company¦Secondary¦Broken | N/A
Company Initiated | Company Initiated | Dig in, company | Dig in, company | Service conductor | Service conductor | Broken | Broken | Company Initiated¦Dig in, company¦Service conductor¦Broken | Company Initiated¦Dig in, company¦Service conductor¦Broken | N/A
Company Initiated | Company Initiated | Improper Construction | Improper Construction | Conductor, Overhead | Conductor, Overhead | Arcing | Arcing | Company Initiated¦Improper Construction¦Conductor, Overhead¦Arcing | Company Initiated¦Improper Construction¦Conductor, Overhead¦Arcing | N/A
Company Initiated | Company Initiated | Improper Construction | Improper Construction | Conductor, Overhead | Conductor, Overhead | Bent or Twisted | Bent or Twisted | Company Initiated¦Improper Construction¦Conductor, Overhead¦Bent or Twisted | Company Initiated¦Improper Construction¦Conductor, Overhead¦Bent or Twisted | N/A
Company Initiated | Company Initiated | Improper Construction | Improper Construction | Conductor, Overhead | Conductor, Overhead | Broken | Broken | Company Initiated¦Improper Construction¦Conductor, Overhead¦Broken | Company Initiated¦Improper Construction¦Conductor, Overhead¦Broken | N/A
Company Initiated | Company Initiated | Improper Construction | Improper Construction | Conductor, Overhead | Conductor, Overhead | Broken, wire on ground | Broken, wire on ground | Company Initiated¦Improper Construction¦Conductor, Overhead¦Broken, wire on ground | Company Initiated¦Improper Construction¦Conductor, Overhead¦Broken, wire on ground | N/A
Company Initiated | Company Initiated | Improper Construction | Improper Construction | Conductor, Overhead | Conductor, Overhead | Deteriorated | Deteriorated | Company Initiated¦Improper Construction¦Conductor, Overhead¦Deteriorated | Company Initiated¦Improper Construction¦Conductor, Overhead¦Deteriorated | N/A
Company Initiated | Company Initiated | Improper Construction | Improper Construction | Conductor, Overhead | Conductor, Overhead | Normal | Normal | Company Initiated¦Improper Construction¦Conductor, Overhead¦Normal | Company Initiated¦Improper Construction¦Conductor, Overhead¦Normal | N/A
Company Initiated | Company Initiated | Improper Construction | Improper Construction | Conductor, Overhead | Conductor, Overhead | Together | Together | Company Initiated¦Improper Construction¦Conductor, Overhead¦Together | Company Initiated¦Improper Construction¦Conductor, Overhead¦Together | N/A
Company Initiated | Company Initiated | Improper Construction | Improper Construction | Conductor, Underground | Conductor, Underground | Normal | Normal | Company Initiated¦Improper Construction¦Conductor, Underground¦Normal | Company Initiated¦Improper Construction¦Conductor, Underground¦Normal | N/A
Company Initiated | Company Initiated | Improper Construction | Improper Construction | Connector or Splice (OH) | Connector or Splice (OH) | Arcing | Arcing | Company Initiated¦Improper Construction¦Connector or Splice (OH)¦Arcing | Company Initiated¦Improper Construction¦Connector or Splice (OH)¦Arcing | N/A
Company Initiated | Company Initiated | Improper Construction | Improper Construction | Crossarm, Wood | Crossarm, Wood | Broken | Broken | Company Initiated¦Improper Construction¦Crossarm, Wood¦Broken | Company Initiated¦Improper Construction¦Crossarm, Wood¦Broken | N/A
Company Initiated | Company Initiated | Improper Construction | Improper Construction | Crossarm, Wood | Crossarm, Wood | Normal | Normal | Company Initiated¦Improper Construction¦Crossarm, Wood¦Normal | Company Initiated¦Improper Construction¦Crossarm, Wood¦Normal | N/A
Company Initiated | Company Initiated | Improper Construction | Improper Construction | Fuse | Fuse | Burned Open | Burned Open | Company Initiated¦Improper Construction¦Fuse¦Burned Open | Company Initiated¦Improper Construction¦Fuse¦Burned Open | N/A
Company Initiated | Company Initiated | Improper Construction | Improper Construction | Fuse | Fuse | Failed/Faulted | Failed/Faulted | Company Initiated¦Improper Construction¦Fuse¦Failed/Faulted | Company Initiated¦Improper Construction¦Fuse¦Failed/Faulted | N/A
Company Initiated | Company Initiated | Improper Construction | Improper Construction | Jumper | Jumper | (blank) | (blank) | Company Initiated¦Improper Construction¦Jumper¦(blank) | Company Initiated¦Improper Construction¦Jumper¦(blank) | N/A
Company Initiated | Company Initiated | Improper Construction | Improper Construction | Jumper | Jumper | Broken | Broken | Company Initiated¦Improper Construction¦Jumper¦Broken | Company Initiated¦Improper Construction¦Jumper¦Broken | N/A
Company Initiated | Company Initiated | Improper Construction | Improper Construction | Other | Other | Broken | Broken | Company Initiated¦Improper Construction¦Other¦Broken | Company Initiated¦Improper Construction¦Other¦Broken | N/A
Company Initiated | Company Initiated | Improper Construction | Improper Construction | Other | Other | Malfunctioning | Malfunctioning | Company Initiated¦Improper Construction¦Other¦Malfunctioning | Company Initiated¦Improper Construction¦Other¦Malfunctioning | N/A
Company Initiated | Company Initiated | Improper Construction | Improper Construction | Pole-Wood | Pole-Wood | Broken | Broken | Company Initiated¦Improper Construction¦Pole-Wood¦Broken | Company Initiated¦Improper Construction¦Pole-Wood¦Broken | N/A
Company Initiated | Company Initiated | Improper Construction | Improper Construction | Switch (UG) | Switch (UG) | Broken | Broken | Company Initiated¦Improper Construction¦Switch (UG)¦Broken | Company Initiated¦Improper Construction¦Switch (UG)¦Broken | N/A
Company Initiated | Company Initiated | Improper Construction | Improper Construction | Transformer (OH) | Transformer (OH) | Broken | Broken | Company Initiated¦Improper Construction¦Transformer (OH)¦Broken | Company Initiated¦Improper Construction¦Transformer (OH)¦Broken | N/A
Company Initiated | Company Initiated | Improper Construction | Improper Construction | Transformer (OH) | Transformer (OH) | Failed/Faulted | Failed/Faulted | Company Initiated¦Improper Construction¦Transformer (OH)¦Failed/Faulted | Company Initiated¦Improper Construction¦Transformer (OH)¦Failed/Faulted | N/A
Company Initiated | Company Initiated | Insulator washing | Insulator washing | Bus | Bus | Contaminated | Contaminated | Company Initiated¦Insulator washing¦Bus¦Contaminated | Company Initiated¦Insulator washing¦Bus¦Contaminated | N/A
Company Initiated | Company Initiated | Operating error | Operating error | (blank) | (blank) | (blank) | (blank) | Company Initiated¦Operating error¦(blank)¦(blank) | Company Initiated¦Operating error¦(blank)¦(blank) | N/A
Company Initiated | Company Initiated | Operating error | Operating error | Conductor, Overhead | Conductor, Overhead | Normal | Normal | Company Initiated¦Operating error¦Conductor, Overhead¦Normal | Company Initiated¦Operating error¦Conductor, Overhead¦Normal | N/A
Company Initiated | Company Initiated | Operating error | Operating error | Connector or Splice (OH) | Connector or Splice (OH) | Broken | Broken | Company Initiated¦Operating error¦Connector or Splice (OH)¦Broken | #N/A | N/A
Company Initiated | Company Initiated | Operating error | Operating error | Fuse | Fuse | (blank) | (blank) | Company Initiated¦Operating error¦Fuse¦(blank) | Company Initiated¦Operating error¦Fuse¦(blank) | N/A
Company Initiated | Company Initiated | Operating error | Operating error | Fuse | Fuse | Burned Open | Burned Open | Company Initiated¦Operating error¦Fuse¦Burned Open | Company Initiated¦Operating error¦Fuse¦Burned Open | N/A
Company Initiated | Company Initiated | Operating error | Operating error | Fuse | Fuse | Failed/Faulted | Failed/Faulted | Company Initiated¦Operating error¦Fuse¦Failed/Faulted | Company Initiated¦Operating error¦Fuse¦Failed/Faulted | N/A
Company Initiated | Company Initiated | Operating error | Operating error | Pole-Wood | Pole-Wood | Normal | Normal | Company Initiated¦Operating error¦Pole-Wood¦Normal | Company Initiated¦Operating error¦Pole-Wood¦Normal | N/A
Company Initiated | Company Initiated | Operating error | Operating error | Switch | Switch | Normal | Normal | Company Initiated¦Operating error¦Switch¦Normal | Company Initiated¦Operating error¦Switch¦Normal | N/A
Company Initiated | Company Initiated | Operating error | Operating error | Switch (UG) | Switch (UG) | Normal | Normal | Company Initiated¦Operating error¦Switch (UG)¦Normal | Company Initiated¦Operating error¦Switch (UG)¦Normal | N/A
Company Initiated | Company Initiated | Operating error | Operating error | Transformer Power | Transformer Power | Normal | Normal | Company Initiated¦Operating error¦Transformer Power¦Normal | Company Initiated¦Operating error¦Transformer Power¦Normal | N/A
Company Initiated | Company Initiated | Other Circuits | Other Circuits | (blank) | (blank) | (blank) | (blank) | Company Initiated¦Other Circuits¦(blank)¦(blank) | Company Initiated¦Other Circuits¦(blank)¦(blank) | N/A
Company Initiated | Company Initiated | Other Circuits | Other Circuits | Conductor, Overhead | Conductor, Overhead | Normal | Normal | Company Initiated¦Other Circuits¦Conductor, Overhead¦Normal | Company Initiated¦Other Circuits¦Conductor, Overhead¦Normal | N/A
Company Initiated | Company Initiated | Other Circuits | Other Circuits | Conductor, Overhead | Conductor, Overhead | Together | Together | Company Initiated¦Other Circuits¦Conductor, Overhead¦Together | Company Initiated¦Other Circuits¦Conductor, Overhead¦Together | N/A
Company Initiated | Company Initiated | Other Circuits | Other Circuits | Conductor, Overhead | Conductor, Overhead | Arcing | Arcing | Company Initiated¦Other Circuits¦Conductor, Overhead¦Arcing | Company Initiated¦Other Circuits¦Conductor, Overhead¦Arcing | N/A
Company Initiated | Company Initiated | Other Circuits | Other Circuits | Conductor, Overhead | Conductor, Overhead | Deteriorated | Deteriorated | Company Initiated¦Other Circuits¦Conductor, Overhead¦Deteriorated | Company Initiated¦Other Circuits¦Conductor, Overhead¦Deteriorated | N/A
Company Initiated | Company Initiated | Other Circuits | Other Circuits | Crossarm, Wood | Crossarm, Wood | Broken | Broken | Company Initiated¦Other Circuits¦Crossarm, Wood¦Broken | Company Initiated¦Other Circuits¦Crossarm, Wood¦Broken | N/A
Company Initiated | Company Initiated | Other Circuits | Other Circuits | Insulator | Insulator | Broken | Broken | Company Initiated¦Other Circuits¦Insulator¦Broken | Company Initiated¦Other Circuits¦Insulator¦Broken | N/A
Company Initiated | Company Initiated | Other Circuits | Other Circuits | Jumper | Jumper | Broken | Broken | Company Initiated¦Other Circuits¦Jumper¦Broken | Company Initiated¦Other Circuits¦Jumper¦Broken | N/A
Company Initiated | Company Initiated | Other Circuits | Other Circuits | Lightning Arrestor | Lightning Arrestor | Failed/Faulted | Failed/Faulted | Company Initiated¦Other Circuits¦Lightning Arrestor¦Failed/Faulted | Company Initiated¦Other Circuits¦Lightning Arrestor¦Failed/Faulted | N/A
Company Initiated | Company Initiated | Personnel, company | Personnel, company | (blank) | (blank) | (blank) | (blank) | Company Initiated¦Personnel, company¦(blank)¦(blank) | Company Initiated¦Personnel, company¦(blank)¦(blank) | N/A
Company Initiated | Company Initiated | Personnel, company | Personnel, company | (blank) | (blank) | Broken | Broken | Company Initiated¦Personnel, company¦(blank)¦Broken | Company Initiated¦Personnel, company¦(blank)¦Broken | N/A
Company Initiated | Company Initiated | Personnel, company | Personnel, company | Bus | Bus | Normal | Normal | Company Initiated¦Personnel, company¦Bus¦Normal | #N/A | N/A
Company Initiated | Company Initiated | Personnel, company | Personnel, company | Capacitor | Capacitor | Normal | Normal | Company Initiated¦Personnel, company¦Capacitor¦Normal | #N/A | N/A
Company Initiated | Company Initiated | Personnel, company | Personnel, company | Circuit Breaker | Circuit Breaker | Normal | Normal | Company Initiated¦Personnel, company¦Circuit Breaker¦Normal | Company Initiated¦Personnel, company¦Circuit Breaker¦Normal | N/A
Company Initiated | Company Initiated | Personnel, company | Personnel, company | Conductor, Overhead | Conductor, Overhead | Broken, wire on ground | Broken, wire on ground | Company Initiated¦Personnel, company¦Conductor, Overhead¦Broken, wire on ground | Company Initiated¦Personnel, company¦Conductor, Overhead¦Broken, wire on ground | N/A
Company Initiated | Company Initiated | Personnel, company | Personnel, company | Conductor, Overhead | Conductor, Overhead | Normal | Normal | Company Initiated¦Personnel, company¦Conductor, Overhead¦Normal | Company Initiated¦Personnel, company¦Conductor, Overhead¦Normal | N/A
Company Initiated | Company Initiated | Personnel, company | Personnel, company | Conductor, Underground | Conductor, Underground | Burned/flashed | Burned/flashed | Company Initiated¦Personnel, company¦Conductor, Underground¦Burned/flashed | Company Initiated¦Personnel, company¦Conductor, Underground¦Burned/flashed | N/A
Company Initiated | Company Initiated | Personnel, company | Personnel, company | Conductor, Underground | Conductor, Underground | Normal | Normal | Company Initiated¦Personnel, company¦Conductor, Underground¦Normal | Company Initiated¦Personnel, company¦Conductor, Underground¦Normal | N/A
Company Initiated | Company Initiated | Personnel, company | Personnel, company | Connector or Splice (OH) | Connector or Splice (OH) | Broken | Broken | Company Initiated¦Personnel, company¦Connector or Splice (OH)¦Broken | Company Initiated¦Personnel, company¦Connector or Splice (OH)¦Broken | N/A
Company Initiated | Company Initiated | Personnel, company | Personnel, company | Connector or Splice (OH) | Connector or Splice (OH) | Normal | Normal | Company Initiated¦Personnel, company¦Connector or Splice (OH)¦Normal | #N/A | N/A
Company Initiated | Company Initiated | Personnel, company | Personnel, company | Crossarm, Wood | Crossarm, Wood | Broken | Broken | Company Initiated¦Personnel, company¦Crossarm, Wood¦Broken | Company Initiated¦Personnel, company¦Crossarm, Wood¦Broken | N/A
Company Initiated | Company Initiated | Personnel, company | Personnel, company | Crossarm, Wood | Crossarm, Wood | Deteriorated | Deteriorated | Company Initiated¦Personnel, company¦Crossarm, Wood¦Deteriorated | Company Initiated¦Personnel, company¦Crossarm, Wood¦Deteriorated | N/A
Company Initiated | Company Initiated | Personnel, company | Personnel, company | CT | CT | Normal | Normal | Company Initiated¦Personnel, company¦CT¦Normal | Company Initiated¦Personnel, company¦CT¦Normal | N/A
Company Initiated | Company Initiated | Personnel, company | Personnel, company | Fuse | Fuse | Burned Open | Burned Open | Company Initiated¦Personnel, company¦Fuse¦Burned Open | Company Initiated¦Personnel, company¦Fuse¦Burned Open | N/A
Company Initiated | Company Initiated | Personnel, company | Personnel, company | Fuse | Fuse | Normal | Normal | Company Initiated¦Personnel, company¦Fuse¦Normal | Company Initiated¦Personnel, company¦Fuse¦Normal | N/A
Company Initiated | Company Initiated | Personnel, company | Personnel, company | Generator | Generator | Broken | Broken | Company Initiated¦Personnel, company¦Generator¦Broken | Company Initiated¦Personnel, company¦Generator¦Broken | N/A
Company Initiated | Company Initiated | Personnel, company | Personnel, company | Generator | Generator | Malfunctioning | Malfunctioning | Company Initiated¦Personnel, company¦Generator¦Malfunctioning | Company Initiated¦Personnel, company¦Generator¦Malfunctioning | N/A
Company Initiated | Company Initiated | Personnel, company | Personnel, company | Generator | Generator | Normal | Normal | Company Initiated¦Personnel, company¦Generator¦Normal | Company Initiated¦Personnel, company¦Generator¦Normal | N/A
Company Initiated | Company Initiated | Personnel, company | Personnel, company | Insulator | Insulator | Broken | Broken | Company Initiated¦Personnel, company¦Insulator¦Broken | Company Initiated¦Personnel, company¦Insulator¦Broken | N/A
Company Initiated | Company Initiated | Personnel, company | Personnel, company | Jumper | Jumper | Broken | Broken | Company Initiated¦Personnel, company¦Jumper¦Broken | Company Initiated¦Personnel, company¦Jumper¦Broken | N/A
Company Initiated | Company Initiated | Personnel, company | Personnel, company | Jumper | Jumper | Normal | Normal | Company Initiated¦Personnel, company¦Jumper¦Normal | Company Initiated¦Personnel, company¦Jumper¦Normal | N/A
Company Initiated | Company Initiated | Personnel, company | Personnel, company | Lightning Arrestor | Lightning Arrestor | Burned/flashed | Burned/flashed | Company Initiated¦Personnel, company¦Lightning Arrestor¦Burned/flashed | Company Initiated¦Personnel, company¦Lightning Arrestor¦Burned/flashed | N/A
Company Initiated | Company Initiated | Personnel, company | Personnel, company | Metering Equipment | Metering Equipment | (blank) | (blank) | Company Initiated¦Personnel, company¦Metering Equipment¦(blank) | Company Initiated¦Personnel, company¦Metering Equipment¦(blank) | N/A
Company Initiated | Company Initiated | Personnel, company | Personnel, company | Other | Other | Arcing | Arcing | Company Initiated¦Personnel, company¦Other¦Arcing | Company Initiated¦Personnel, company¦Other¦Arcing | N/A
Company Initiated | Company Initiated | Personnel, company | Personnel, company | Other | Other | Broken | Broken | Company Initiated¦Personnel, company¦Other¦Broken | Company Initiated¦Personnel, company¦Other¦Broken | N/A
Company Initiated | Company Initiated | Personnel, company | Personnel, company | Other | Other | Deteriorated | Deteriorated | Company Initiated¦Personnel, company¦Other¦Deteriorated | Company Initiated¦Personnel, company¦Other¦Deteriorated | N/A
Company Initiated | Company Initiated | Personnel, company | Personnel, company | Other | Other | Normal | Normal | Company Initiated¦Personnel, company¦Other¦Normal | Company Initiated¦Personnel, company¦Other¦Normal | N/A
Company Initiated | Company Initiated | Personnel, company | Personnel, company | Pole-Wood | Pole-Wood | Broken | Broken | Company Initiated¦Personnel, company¦Pole-Wood¦Broken | Company Initiated¦Personnel, company¦Pole-Wood¦Broken | N/A
Company Initiated | Company Initiated | Personnel, company | Personnel, company | Pole-Wood | Pole-Wood | Deteriorated | Deteriorated | Company Initiated¦Personnel, company¦Pole-Wood¦Deteriorated | Company Initiated¦Personnel, company¦Pole-Wood¦Deteriorated | N/A
Company Initiated | Company Initiated | Personnel, company | Personnel, company | Pole-Wood | Pole-Wood | Normal | Normal | Company Initiated¦Personnel, company¦Pole-Wood¦Normal | Company Initiated¦Personnel, company¦Pole-Wood¦Normal | N/A
Company Initiated | Company Initiated | Personnel, company | Personnel, company | Recloser | Recloser | Normal | Normal | Company Initiated¦Personnel, company¦Recloser¦Normal | Company Initiated¦Personnel, company¦Recloser¦Normal | N/A
Company Initiated | Company Initiated | Personnel, company | Personnel, company | Relay | Relay | Malfunctioning | Malfunctioning | Company Initiated¦Personnel, company¦Relay¦Malfunctioning | Company Initiated¦Personnel, company¦Relay¦Malfunctioning | N/A
Company Initiated | Company Initiated | Personnel, company | Personnel, company | Relay | Relay | Normal | Normal | Company Initiated¦Personnel, company¦Relay¦Normal | Company Initiated¦Personnel, company¦Relay¦Normal | N/A
Company Initiated | Company Initiated | Personnel, company | Personnel, company | Secondary | Secondary | Broken, wire on ground | Broken, wire on ground | Company Initiated¦Personnel, company¦Secondary¦Broken, wire on ground | Company Initiated¦Personnel, company¦Secondary¦Broken, wire on ground | N/A
Company Initiated | Company Initiated | Personnel, company | Personnel, company | Sectionalizer | Sectionalizer | Normal | Normal | Company Initiated¦Personnel, company¦Sectionalizer¦Normal | Company Initiated¦Personnel, company¦Sectionalizer¦Normal | N/A
Company Initiated | Company Initiated | Personnel, company | Personnel, company | Switch | Switch | Normal | Normal | Company Initiated¦Personnel, company¦Switch¦Normal | Company Initiated¦Personnel, company¦Switch¦Normal | N/A
Company Initiated | Company Initiated | Personnel, company | Personnel, company | Switch (OH) | Switch (OH) | Normal | Normal | Company Initiated¦Personnel, company¦Switch (OH)¦Normal | Company Initiated¦Personnel, company¦Switch (OH)¦Normal | N/A
Company Initiated | Company Initiated | Personnel, company | Personnel, company | Transformer | Transformer | Normal | Normal | Company Initiated¦Personnel, company¦Transformer¦Normal | Company Initiated¦Personnel, company¦Transformer¦Normal | N/A
Company Initiated | Company Initiated | Personnel, company | Personnel, company | Transformer | Transformer | Together | Together | Company Initiated¦Personnel, company¦Transformer¦Together | Company Initiated¦Personnel, company¦Transformer¦Together | N/A
Company Initiated | Company Initiated | Personnel, company | Personnel, company | Transformer (OH) | Transformer (OH) | Burned/flashed | Burned/flashed | Company Initiated¦Personnel, company¦Transformer (OH)¦Burned/flashed | Company Initiated¦Personnel, company¦Transformer (OH)¦Burned/flashed | N/A
Company Initiated | Company Initiated | Personnel, company | Personnel, company | Transformer (OH) | Transformer (OH) | Leaking | Leaking | Company Initiated¦Personnel, company¦Transformer (OH)¦Leaking | Company Initiated¦Personnel, company¦Transformer (OH)¦Leaking | N/A
Company Initiated | Company Initiated | Personnel, company | Personnel, company | Transformer (OH) | Transformer (OH) | Normal | Normal | Company Initiated¦Personnel, company¦Transformer (OH)¦Normal | Company Initiated¦Personnel, company¦Transformer (OH)¦Normal | N/A
Company Initiated | Company Initiated | Personnel, company | Personnel, company | Transformer (OH) | Transformer (OH) | (blank) | (blank) | Company Initiated¦Personnel, company¦Transformer (OH)¦(blank) | Company Initiated¦Personnel, company¦Transformer (OH)¦(blank) | N/A
Company Initiated | Company Initiated | Return Circuit Normal | Return Circuit Normal | Conductor, Overhead | Conductor, Overhead | Broken, wire on ground | Broken, wire on ground | Company Initiated¦Return Circuit Normal¦Conductor, Overhead¦Broken, wire on ground | #N/A | N/A
Company Initiated | Company Initiated | Return Circuit Normal | Return Circuit Normal | Conductor, Overhead | Conductor, Overhead | Deteriorated | Deteriorated | Company Initiated¦Return Circuit Normal¦Conductor, Overhead¦Deteriorated | Company Initiated¦Return Circuit Normal¦Conductor, Overhead¦Deteriorated | N/A
Company Initiated | Company Initiated | Return Circuit Normal | Return Circuit Normal | Conductor, Overhead | Conductor, Overhead | Normal | Normal | Company Initiated¦Return Circuit Normal¦Conductor, Overhead¦Normal | Company Initiated¦Return Circuit Normal¦Conductor, Overhead¦Normal | N/A
Company Initiated | Company Initiated | Return Circuit Normal | Return Circuit Normal | Conductor, Underground | Conductor, Underground | Broken | Broken | Company Initiated¦Return Circuit Normal¦Conductor, Underground¦Broken | Company Initiated¦Return Circuit Normal¦Conductor, Underground¦Broken | N/A
Company Initiated | Company Initiated | Return Circuit Normal | Return Circuit Normal | Conductor, Underground | Conductor, Underground | Deteriorated | Deteriorated | Company Initiated¦Return Circuit Normal¦Conductor, Underground¦Deteriorated | Company Initiated¦Return Circuit Normal¦Conductor, Underground¦Deteriorated | N/A
Company Initiated | Company Initiated | Return Circuit Normal | Return Circuit Normal | Conductor, Underground | Conductor, Underground | Normal | Normal | Company Initiated¦Return Circuit Normal¦Conductor, Underground¦Normal | Company Initiated¦Return Circuit Normal¦Conductor, Underground¦Normal | N/A
Company Initiated | Company Initiated | Return Circuit Normal | Return Circuit Normal | Crossarm, Wood | Crossarm, Wood | Broken | Broken | Company Initiated¦Return Circuit Normal¦Crossarm, Wood¦Broken | Company Initiated¦Return Circuit Normal¦Crossarm, Wood¦Broken | N/A
Company Initiated | Company Initiated | Return Circuit Normal | Return Circuit Normal | Cutout- fuse holder | Cutout- fuse holder | Broken | Broken | Company Initiated¦Return Circuit Normal¦Cutout- fuse holder¦Broken | Company Initiated¦Return Circuit Normal¦Cutout- fuse holder¦Broken | N/A
Company Initiated | Company Initiated | Return Circuit Normal | Return Circuit Normal | Pole-Wood | Pole-Wood | Normal | Normal | Company Initiated¦Return Circuit Normal¦Pole-Wood¦Normal | Company Initiated¦Return Circuit Normal¦Pole-Wood¦Normal | N/A
Company Initiated | Company Initiated | Return Circuit Normal | Return Circuit Normal | PT/CCVT | PT/CCVT | Normal | Normal | Company Initiated¦Return Circuit Normal¦PT/CCVT¦Normal | Company Initiated¦Return Circuit Normal¦PT/CCVT¦Normal | N/A
Company Initiated | Company Initiated | Return Circuit Normal | Return Circuit Normal | Switch | Switch | Normal | Normal | Company Initiated¦Return Circuit Normal¦Switch¦Normal | #N/A | N/A
Company Initiated | Company Initiated | Return Circuit Normal | Return Circuit Normal | Transformer | Transformer | Normal | Normal | Company Initiated¦Return Circuit Normal¦Transformer¦Normal | Company Initiated¦Return Circuit Normal¦Transformer¦Normal | N/A
Company Initiated | Company Initiated | Return Circuit Normal | Return Circuit Normal | Transformer | Transformer | Broken | Broken | Company Initiated¦Return Circuit Normal¦Transformer¦Broken | Company Initiated¦Return Circuit Normal¦Transformer¦Broken | N/A
Company Initiated | Company Initiated | Coordination failure | Coordination failure | Circuit Breaker | Circuit Breaker | Normal | Normal | Company Initiated¦Coordination failure¦Circuit Breaker¦Normal | Company Initiated¦Coordination failure¦Circuit Breaker¦Normal | N/A
Company Initiated | Company Initiated | Coordination failure | Coordination failure | Fuse | Fuse | Normal | Normal | Company Initiated¦Coordination failure¦Fuse¦Normal | Company Initiated¦Coordination failure¦Fuse¦Normal | N/A
Company Initiated | Company Initiated | Coordination failure | Coordination failure | Other | Other | Malfunctioning | Malfunctioning | Company Initiated¦Coordination failure¦Other¦Malfunctioning | Company Initiated¦Coordination failure¦Other¦Malfunctioning | N/A
Company Initiated | Company Initiated | Coordination failure | Coordination failure | Other | Other | Normal | Normal | Company Initiated¦Coordination failure¦Other¦Normal | Company Initiated¦Coordination failure¦Other¦Normal | N/A
Company Initiated | Company Initiated | Coordination failure | Coordination failure | Recloser | Recloser | Malfunctioning | Malfunctioning | Company Initiated¦Coordination failure¦Recloser¦Malfunctioning | Company Initiated¦Coordination failure¦Recloser¦Malfunctioning | N/A
Company Initiated | Company Initiated | Coordination failure | Coordination failure | Recloser | Recloser | Normal | Normal | Company Initiated¦Coordination failure¦Recloser¦Normal | Company Initiated¦Coordination failure¦Recloser¦Normal | N/A
Company Initiated | Company Initiated | Improper Construction | Improper Construction | Anchor or Guy | Anchor or Guy | Broken | Broken | Company Initiated¦Improper Construction¦Anchor or Guy¦Broken | Company Initiated¦Improper Construction¦Anchor or Guy¦Broken | N/A
Company Initiated | Company Initiated | Improper Construction | Improper Construction | Connector or Splice (OH) | Connector or Splice (OH) | Broken | Broken | Company Initiated¦Improper Construction¦Connector or Splice (OH)¦Broken | Company Initiated¦Improper Construction¦Connector or Splice (OH)¦Broken | N/A
Company Initiated | Company Initiated | Improper Construction | Improper Construction | Fuse | Fuse | Arcing | Arcing | Company Initiated¦Improper Construction¦Fuse¦Arcing | #N/A | N/A
Company Initiated | Company Initiated | Improper Construction | Improper Construction | Fuse | Fuse | Normal | Normal | Company Initiated¦Improper Construction¦Fuse¦Normal | Company Initiated¦Improper Construction¦Fuse¦Normal | N/A
Company Initiated | Company Initiated | Improper Construction | Improper Construction | Jumper | Jumper | Arcing | Arcing | Company Initiated¦Improper Construction¦Jumper¦Arcing | Company Initiated¦Improper Construction¦Jumper¦Arcing | N/A
Company Initiated | Company Initiated | Improper Construction | Improper Construction | Jumper | Jumper | Normal | Normal | Company Initiated¦Improper Construction¦Jumper¦Normal | Company Initiated¦Improper Construction¦Jumper¦Normal | N/A
Company Initiated | Company Initiated | Improper Construction | Improper Construction | Pole-Wood | Pole-Wood | Normal | Normal | Company Initiated¦Improper Construction¦Pole-Wood¦Normal | Company Initiated¦Improper Construction¦Pole-Wood¦Normal | N/A
Company Initiated | Company Initiated | Improper Construction | Improper Construction | Switch (OH) | Switch (OH) | Arcing | Arcing | Company Initiated¦Improper Construction¦Switch (OH)¦Arcing | Company Initiated¦Improper Construction¦Switch (OH)¦Arcing | N/A
Company Initiated | Company Initiated | Improper Construction | Improper Construction | Transformer (UG) | Transformer (UG) | Normal | Normal | Company Initiated¦Improper Construction¦Transformer (UG)¦Normal | Company Initiated¦Improper Construction¦Transformer (UG)¦Normal | N/A
Company Initiated | Company Initiated | Operating error | Operating error | Circuit Breaker | Circuit Breaker | Normal | Normal | Company Initiated¦Operating error¦Circuit Breaker¦Normal | Company Initiated¦Operating error¦Circuit Breaker¦Normal | N/A
Company Initiated | Company Initiated | Operating error | Operating error | Fuse | Fuse | Normal | Normal | Company Initiated¦Operating error¦Fuse¦Normal | Company Initiated¦Operating error¦Fuse¦Normal | N/A
Company Initiated | Company Initiated | Operating error | Operating error | Jumper | Jumper | Normal | Normal | Company Initiated¦Operating error¦Jumper¦Normal | Company Initiated¦Operating error¦Jumper¦Normal | N/A
Company Initiated | Company Initiated | Operating error | Operating error | Other | Other | Normal | Normal | Company Initiated¦Operating error¦Other¦Normal | Company Initiated¦Operating error¦Other¦Normal | N/A
Company Initiated | Company Initiated | Operating error | Operating error | Recloser | Recloser | Normal | Normal | Company Initiated¦Operating error¦Recloser¦Normal | Company Initiated¦Operating error¦Recloser¦Normal | N/A
Company Initiated | Company Initiated | Operating error | Operating error | Relay | Relay | Normal | Normal | Company Initiated¦Operating error¦Relay¦Normal | Company Initiated¦Operating error¦Relay¦Normal | N/A
Company Initiated | Company Initiated | Operating error | Operating error | Switch (OH) | Switch (OH) | Normal | Normal | Company Initiated¦Operating error¦Switch (OH)¦Normal | Company Initiated¦Operating error¦Switch (OH)¦Normal | N/A
Company Initiated | Company Initiated | Other Circuits | Other Circuits | Circuit Breaker | Circuit Breaker | Normal | Normal | Company Initiated¦Other Circuits¦Circuit Breaker¦Normal | Company Initiated¦Other Circuits¦Circuit Breaker¦Normal | N/A
Company Initiated | Company Initiated | Other Circuits | Other Circuits | Fuse | Fuse | Normal | Normal | Company Initiated¦Other Circuits¦Fuse¦Normal | Company Initiated¦Other Circuits¦Fuse¦Normal | N/A
Company Initiated | Company Initiated | Other Circuits | Other Circuits | Generator | Generator | Malfunctioning | Malfunctioning | Company Initiated¦Other Circuits¦Generator¦Malfunctioning | Company Initiated¦Other Circuits¦Generator¦Malfunctioning | N/A
Company Initiated | Company Initiated | Other Circuits | Other Circuits | Other | Other | Broken | Broken | Company Initiated¦Other Circuits¦Other¦Broken | Company Initiated¦Other Circuits¦Other¦Broken | N/A
Company Initiated | Company Initiated | Other Circuits | Other Circuits | Other | Other | Normal | Normal | Company Initiated¦Other Circuits¦Other¦Normal | Company Initiated¦Other Circuits¦Other¦Normal | N/A
Company Initiated | Company Initiated | Other Circuits | Other Circuits | Pole-Wood | Pole-Wood | Burned/flashed | Burned/flashed | Company Initiated¦Other Circuits¦Pole-Wood¦Burned/flashed | Company Initiated¦Other Circuits¦Pole-Wood¦Burned/flashed | N/A
Company Initiated | Company Initiated | Other Circuits | Other Circuits | Pole-Wood | Pole-Wood | Deteriorated | Deteriorated | Company Initiated¦Other Circuits¦Pole-Wood¦Deteriorated | Company Initiated¦Other Circuits¦Pole-Wood¦Deteriorated | N/A
Company Initiated | Company Initiated | Other Circuits | Other Circuits | Regulator | Regulator | Broken | Broken | Company Initiated¦Other Circuits¦Regulator¦Broken | #N/A | N/A
Company Initiated | Company Initiated | Return Circuit Normal | Return Circuit Normal | Circuit Breaker | Circuit Breaker | Normal | Normal | Company Initiated¦Return Circuit Normal¦Circuit Breaker¦Normal | Company Initiated¦Return Circuit Normal¦Circuit Breaker¦Normal | N/A
Company Initiated | Company Initiated | Return Circuit Normal | Return Circuit Normal | Connector or Splice (UG) | Connector or Splice (UG) | Normal | Normal | Company Initiated¦Return Circuit Normal¦Connector or Splice (UG)¦Normal | Company Initiated¦Return Circuit Normal¦Connector or Splice (UG)¦Normal | N/A
Company Initiated | Company Initiated | Return Circuit Normal | Return Circuit Normal | Fuse | Fuse | Normal | Normal | Company Initiated¦Return Circuit Normal¦Fuse¦Normal | Company Initiated¦Return Circuit Normal¦Fuse¦Normal | N/A
Company Initiated | Company Initiated | Return Circuit Normal | Return Circuit Normal | Generator | Generator | Normal | Normal | Company Initiated¦Return Circuit Normal¦Generator¦Normal | Company Initiated¦Return Circuit Normal¦Generator¦Normal | N/A
Company Initiated | Company Initiated | Return Circuit Normal | Return Circuit Normal | Interrupter | Interrupter | Normal | Normal | Company Initiated¦Return Circuit Normal¦Interrupter¦Normal | #N/A | N/A
Company Initiated | Company Initiated | Return Circuit Normal | Return Circuit Normal | Jumper | Jumper | Normal | Normal | Company Initiated¦Return Circuit Normal¦Jumper¦Normal | #N/A | N/A
Company Initiated | Company Initiated | Return Circuit Normal | Return Circuit Normal | Other | Other | Normal | Normal | Company Initiated¦Return Circuit Normal¦Other¦Normal | Company Initiated¦Return Circuit Normal¦Other¦Normal | N/A
Company Initiated | Company Initiated | Return Circuit Normal | Return Circuit Normal | Pole-Wood | Pole-Wood | Burned/flashed | Burned/flashed | Company Initiated¦Return Circuit Normal¦Pole-Wood¦Burned/flashed | Company Initiated¦Return Circuit Normal¦Pole-Wood¦Burned/flashed | N/A
Company Initiated | Company Initiated | Return Circuit Normal | Return Circuit Normal | Pole-Wood | Pole-Wood | Deteriorated | Deteriorated | Company Initiated¦Return Circuit Normal¦Pole-Wood¦Deteriorated | Company Initiated¦Return Circuit Normal¦Pole-Wood¦Deteriorated | N/A
Company Initiated | Company Initiated | Return Circuit Normal | Return Circuit Normal | Recloser | Recloser | Normal | Normal | Company Initiated¦Return Circuit Normal¦Recloser¦Normal | Company Initiated¦Return Circuit Normal¦Recloser¦Normal | N/A
Company Initiated | Company Initiated | Return Circuit Normal | Return Circuit Normal | Regulator | Regulator | Normal | Normal | Company Initiated¦Return Circuit Normal¦Regulator¦Normal | #N/A | N/A
Company Initiated | Company Initiated | Return Circuit Normal | Return Circuit Normal | Secondary | Secondary | Normal | Normal | Company Initiated¦Return Circuit Normal¦Secondary¦Normal | Company Initiated¦Return Circuit Normal¦Secondary¦Normal | N/A
Company Initiated | Company Initiated | Return Circuit Normal | Return Circuit Normal | Switch (OH) | Switch (OH) | Broken | Broken | Company Initiated¦Return Circuit Normal¦Switch (OH)¦Broken | Company Initiated¦Return Circuit Normal¦Switch (OH)¦Broken | N/A
Company Initiated | Company Initiated | Return Circuit Normal | Return Circuit Normal | Switch (OH) | Switch (OH) | Normal | Normal | Company Initiated¦Return Circuit Normal¦Switch (OH)¦Normal | Company Initiated¦Return Circuit Normal¦Switch (OH)¦Normal | N/A
Company Initiated | Company Initiated | Return Circuit Normal | Return Circuit Normal | Transformer (OH) | Transformer (OH) | Broken | Broken | Company Initiated¦Return Circuit Normal¦Transformer (OH)¦Broken | #N/A | N/A
Company Initiated | Company Initiated | Return Circuit Normal | Return Circuit Normal | Transformer (OH) | Transformer (OH) | Normal | Normal | Company Initiated¦Return Circuit Normal¦Transformer (OH)¦Normal | Company Initiated¦Return Circuit Normal¦Transformer (OH)¦Normal | N/A
Company Initiated | Company Initiated | Return Circuit Normal | Return Circuit Normal | Transformer (UG) | Transformer (UG) | Normal | Normal | Company Initiated¦Return Circuit Normal¦Transformer (UG)¦Normal | Company Initiated¦Return Circuit Normal¦Transformer (UG)¦Normal | N/A
Environmental/External | Environmental/External | Earthquake | Earthquake | Conductor, Overhead | Conductor, Overhead | Broken, wire on ground | Broken, wire on ground | Environmental/External¦Earthquake¦Conductor, Overhead¦Broken, wire on ground | Environmental/External¦Earthquake¦Conductor, Overhead¦Broken, wire on ground | All
Environmental/External | Environmental/External | Earthquake | Earthquake | Conductor, Overhead | Conductor, Overhead | Normal | Normal | Environmental/External¦Earthquake¦Conductor, Overhead¦Normal | Environmental/External¦Earthquake¦Conductor, Overhead¦Normal | All
Environmental/External | Environmental/External | Earthquake | Earthquake | Conductor, Overhead | Conductor, Overhead | Together | Together | Environmental/External¦Earthquake¦Conductor, Overhead¦Together | Environmental/External¦Earthquake¦Conductor, Overhead¦Together | All
Environmental/External | Environmental/External | Earthquake | Earthquake | Fuse | Fuse | Normal | Normal | Environmental/External¦Earthquake¦Fuse¦Normal | Environmental/External¦Earthquake¦Fuse¦Normal | All
Environmental/External | Environmental/External | Earthquake | Earthquake | Other | Other | Normal | Normal | Environmental/External¦Earthquake¦Other¦Normal | Environmental/External¦Earthquake¦Other¦Normal | N/A
Environmental/External | Environmental/External | Earthquake | Earthquake | Pole-Wood | Pole-Wood | Deteriorated | Deteriorated | Environmental/External¦Earthquake¦Pole-Wood¦Deteriorated | Environmental/External¦Earthquake¦Pole-Wood¦Deteriorated | All
Environmental/External | Environmental/External | Earthquake | Earthquake | Transformer | Transformer | (blank) | (blank) | Environmental/External¦Earthquake¦Transformer¦(blank) | Environmental/External¦Earthquake¦Transformer¦(blank) | N/A
Environmental/External | Environmental/External | Fire, Forest/Grass | Fire, Forest/Grass | Anchor or Guy | Anchor or Guy | Burned/flashed | Burned/flashed | Environmental/External¦Fire, Forest/Grass¦Anchor or Guy¦Burned/flashed | Environmental/External¦Fire, Forest/Grass¦Anchor or Guy¦Burned/flashed | N/A
Environmental/External | Environmental/External | Fire, Forest/Grass | Fire, Forest/Grass | Circuit Breaker | Circuit Breaker | Normal | Normal | Environmental/External¦Fire, Forest/Grass¦Circuit Breaker¦Normal | Environmental/External¦Fire, Forest/Grass¦Circuit Breaker¦Normal | N/A
Environmental/External | Environmental/External | Fire, Forest/Grass | Fire, Forest/Grass | Conductor, Overhead | Conductor, Overhead | Bent or Twisted | Bent or Twisted | Environmental/External¦Fire, Forest/Grass¦Conductor, Overhead¦Bent or Twisted | Environmental/External¦Fire, Forest/Grass¦Conductor, Overhead¦Bent or Twisted | N/A
Environmental/External | Environmental/External | Fire, Forest/Grass | Fire, Forest/Grass | Conductor, Overhead | Conductor, Overhead | Broken | Broken | Environmental/External¦Fire, Forest/Grass¦Conductor, Overhead¦Broken | Environmental/External¦Fire, Forest/Grass¦Conductor, Overhead¦Broken | N/A
Environmental/External | Environmental/External | Fire, Forest/Grass | Fire, Forest/Grass | Conductor, Overhead | Conductor, Overhead | Broken, wire on ground | Broken, wire on ground | Environmental/External¦Fire, Forest/Grass¦Conductor, Overhead¦Broken, wire on ground | Environmental/External¦Fire, Forest/Grass¦Conductor, Overhead¦Broken, wire on ground | N/A
Environmental/External | Environmental/External | Fire, Forest/Grass | Fire, Forest/Grass | Conductor, Overhead | Conductor, Overhead | Burned/flashed | Burned/flashed | Environmental/External¦Fire, Forest/Grass¦Conductor, Overhead¦Burned/flashed | Environmental/External¦Fire, Forest/Grass¦Conductor, Overhead¦Burned/flashed | N/A
Environmental/External | Environmental/External | Fire, Forest/Grass | Fire, Forest/Grass | Conductor, Overhead | Conductor, Overhead | Contaminated | Contaminated | Environmental/External¦Fire, Forest/Grass¦Conductor, Overhead¦Contaminated | Environmental/External¦Fire, Forest/Grass¦Conductor, Overhead¦Contaminated | N/A
Environmental/External | Environmental/External | Fire, Forest/Grass | Fire, Forest/Grass | Conductor, Overhead | Conductor, Overhead | Deteriorated | Deteriorated | Environmental/External¦Fire, Forest/Grass¦Conductor, Overhead¦Deteriorated | Environmental/External¦Fire, Forest/Grass¦Conductor, Overhead¦Deteriorated | N/A
Environmental/External | Environmental/External | Fire, Forest/Grass | Fire, Forest/Grass | Conductor, Overhead | Conductor, Overhead | Normal | Normal | Environmental/External¦Fire, Forest/Grass¦Conductor, Overhead¦Normal | Environmental/External¦Fire, Forest/Grass¦Conductor, Overhead¦Normal | N/A
Environmental/External | Environmental/External | Fire, Forest/Grass | Fire, Forest/Grass | Conductor, Overhead | Conductor, Overhead | On Ground | On Ground | Environmental/External¦Fire, Forest/Grass¦Conductor, Overhead¦On Ground | Environmental/External¦Fire, Forest/Grass¦Conductor, Overhead¦On Ground | N/A
Environmental/External | Environmental/External | Fire, Forest/Grass | Fire, Forest/Grass | Conductor, Underground | Conductor, Underground | Broken | Broken | Environmental/External¦Fire, Forest/Grass¦Conductor, Underground¦Broken | Environmental/External¦Fire, Forest/Grass¦Conductor, Underground¦Broken | N/A
Environmental/External | Environmental/External | Fire, Forest/Grass | Fire, Forest/Grass | Conductor, Underground | Conductor, Underground | Burned/flashed | Burned/flashed | Environmental/External¦Fire, Forest/Grass¦Conductor, Underground¦Burned/flashed | Environmental/External¦Fire, Forest/Grass¦Conductor, Underground¦Burned/flashed | N/A
Environmental/External | Environmental/External | Fire, Forest/Grass | Fire, Forest/Grass | Conductor, Underground | Conductor, Underground | Normal | Normal | Environmental/External¦Fire, Forest/Grass¦Conductor, Underground¦Normal | Environmental/External¦Fire, Forest/Grass¦Conductor, Underground¦Normal | N/A
Environmental/External | Environmental/External | Fire, Forest/Grass | Fire, Forest/Grass | Connector or Splice (OH) | Connector or Splice (OH) | Burned/flashed | Burned/flashed | Environmental/External¦Fire, Forest/Grass¦Connector or Splice (OH)¦Burned/flashed | Environmental/External¦Fire, Forest/Grass¦Connector or Splice (OH)¦Burned/flashed | N/A
Environmental/External | Environmental/External | Fire, Forest/Grass | Fire, Forest/Grass | Crossarm, Wood | Crossarm, Wood | Broken | Broken | Environmental/External¦Fire, Forest/Grass¦Crossarm, Wood¦Broken | Environmental/External¦Fire, Forest/Grass¦Crossarm, Wood¦Broken | N/A
Environmental/External | Environmental/External | Fire, Forest/Grass | Fire, Forest/Grass | Crossarm, Wood | Crossarm, Wood | Broken, wire on ground | Broken, wire on ground | Environmental/External¦Fire, Forest/Grass¦Crossarm, Wood¦Broken, wire on ground | Environmental/External¦Fire, Forest/Grass¦Crossarm, Wood¦Broken, wire on ground | N/A
Environmental/External | Environmental/External | Fire, Forest/Grass | Fire, Forest/Grass | Crossarm, Wood | Crossarm, Wood | Burned/flashed | Burned/flashed | Environmental/External¦Fire, Forest/Grass¦Crossarm, Wood¦Burned/flashed | Environmental/External¦Fire, Forest/Grass¦Crossarm, Wood¦Burned/flashed | N/A
Environmental/External | Environmental/External | Fire, Forest/Grass | Fire, Forest/Grass | Customer Equipment | Customer Equipment | Broken | Broken | Environmental/External¦Fire, Forest/Grass¦Customer Equipment¦Broken | Environmental/External¦Fire, Forest/Grass¦Customer Equipment¦Broken | N/A
Environmental/External | Environmental/External | Fire, Forest/Grass | Fire, Forest/Grass | Customer Equipment | Customer Equipment | Burned Open | Burned Open | Environmental/External¦Fire, Forest/Grass¦Customer Equipment¦Burned Open | Environmental/External¦Fire, Forest/Grass¦Customer Equipment¦Burned Open | N/A
Environmental/External | Environmental/External | Fire, Forest/Grass | Fire, Forest/Grass | Customer Equipment | Customer Equipment | Burned/flashed | Burned/flashed | Environmental/External¦Fire, Forest/Grass¦Customer Equipment¦Burned/flashed | Environmental/External¦Fire, Forest/Grass¦Customer Equipment¦Burned/flashed | N/A
Environmental/External | Environmental/External | Fire, Forest/Grass | Fire, Forest/Grass | Customer Equipment | Customer Equipment | On Ground | On Ground | Environmental/External¦Fire, Forest/Grass¦Customer Equipment¦On Ground | #N/A | N/A
Environmental/External | Environmental/External | Fire, Forest/Grass | Fire, Forest/Grass | Cutout- fuse holder | Cutout- fuse holder | Broken | Broken | Environmental/External¦Fire, Forest/Grass¦Cutout- fuse holder¦Broken | Environmental/External¦Fire, Forest/Grass¦Cutout- fuse holder¦Broken | N/A
Environmental/External | Environmental/External | Fire, Forest/Grass | Fire, Forest/Grass | Cutout- fuse holder | Cutout- fuse holder | Normal | Normal | Environmental/External¦Fire, Forest/Grass¦Cutout- fuse holder¦Normal | Environmental/External¦Fire, Forest/Grass¦Cutout- fuse holder¦Normal | N/A
Environmental/External | Environmental/External | Fire, Forest/Grass | Fire, Forest/Grass | Elbow | Elbow | Failed/Faulted | Failed/Faulted | Environmental/External¦Fire, Forest/Grass¦Elbow¦Failed/Faulted | Environmental/External¦Fire, Forest/Grass¦Elbow¦Failed/Faulted | N/A
Environmental/External | Environmental/External | Fire, Forest/Grass | Fire, Forest/Grass | Footings, Tower or Pole | Footings, Tower or Pole | Burned/flashed | Burned/flashed | Environmental/External¦Fire, Forest/Grass¦Footings, Tower or Pole¦Burned/flashed | Environmental/External¦Fire, Forest/Grass¦Footings, Tower or Pole¦Burned/flashed | N/A
Environmental/External | Environmental/External | Fire, Forest/Grass | Fire, Forest/Grass | Footings, Tower or Pole | Footings, Tower or Pole | Normal | Normal | Environmental/External¦Fire, Forest/Grass¦Footings, Tower or Pole¦Normal | Environmental/External¦Fire, Forest/Grass¦Footings, Tower or Pole¦Normal | N/A
Environmental/External | Environmental/External | Fire, Forest/Grass | Fire, Forest/Grass | Fuse | Fuse | Burned Open | Burned Open | Environmental/External¦Fire, Forest/Grass¦Fuse¦Burned Open | Environmental/External¦Fire, Forest/Grass¦Fuse¦Burned Open | N/A
Environmental/External | Environmental/External | Fire, Forest/Grass | Fire, Forest/Grass | Fuse | Fuse | Failed/Faulted | Failed/Faulted | Environmental/External¦Fire, Forest/Grass¦Fuse¦Failed/Faulted | Environmental/External¦Fire, Forest/Grass¦Fuse¦Failed/Faulted | N/A
Environmental/External | Environmental/External | Fire, Forest/Grass | Fire, Forest/Grass | Fuse | Fuse | Normal | Normal | Environmental/External¦Fire, Forest/Grass¦Fuse¦Normal | Environmental/External¦Fire, Forest/Grass¦Fuse¦Normal | N/A
Environmental/External | Environmental/External | Fire, Forest/Grass | Fire, Forest/Grass | Insulator | Insulator | Broken | Broken | Environmental/External¦Fire, Forest/Grass¦Insulator¦Broken | Environmental/External¦Fire, Forest/Grass¦Insulator¦Broken | N/A
Environmental/External | Environmental/External | Fire, Forest/Grass | Fire, Forest/Grass | Insulator | Insulator | Burned/flashed | Burned/flashed | Environmental/External¦Fire, Forest/Grass¦Insulator¦Burned/flashed | #N/A | N/A
Environmental/External | Environmental/External | Fire, Forest/Grass | Fire, Forest/Grass | Insulator | Insulator | Normal | Normal | Environmental/External¦Fire, Forest/Grass¦Insulator¦Normal | Environmental/External¦Fire, Forest/Grass¦Insulator¦Normal | N/A
Environmental/External | Environmental/External | Fire, Forest/Grass | Fire, Forest/Grass | Jumper | Jumper | Broken | Broken | Environmental/External¦Fire, Forest/Grass¦Jumper¦Broken | Environmental/External¦Fire, Forest/Grass¦Jumper¦Broken | N/A
Environmental/External | Environmental/External | Fire, Forest/Grass | Fire, Forest/Grass | Jumper | Jumper | Normal | Normal | Environmental/External¦Fire, Forest/Grass¦Jumper¦Normal | Environmental/External¦Fire, Forest/Grass¦Jumper¦Normal | N/A
Environmental/External | Environmental/External | Fire, Forest/Grass | Fire, Forest/Grass | Metering Equipment | Metering Equipment | Burned/flashed | Burned/flashed | Environmental/External¦Fire, Forest/Grass¦Metering Equipment¦Burned/flashed | Environmental/External¦Fire, Forest/Grass¦Metering Equipment¦Burned/flashed | N/A
Environmental/External | Environmental/External | Fire, Forest/Grass | Fire, Forest/Grass | Other | Other | Broken, wire on ground | Broken, wire on ground | Environmental/External¦Fire, Forest/Grass¦Other¦Broken, wire on ground | Environmental/External¦Fire, Forest/Grass¦Other¦Broken, wire on ground | N/A
Environmental/External | Environmental/External | Fire, Forest/Grass | Fire, Forest/Grass | Other | Other | Burned Open | Burned Open | Environmental/External¦Fire, Forest/Grass¦Other¦Burned Open | Environmental/External¦Fire, Forest/Grass¦Other¦Burned Open | N/A
Environmental/External | Environmental/External | Fire, Forest/Grass | Fire, Forest/Grass | Other | Other | Burned/flashed | Burned/flashed | Environmental/External¦Fire, Forest/Grass¦Other¦Burned/flashed | Environmental/External¦Fire, Forest/Grass¦Other¦Burned/flashed | N/A
Environmental/External | Environmental/External | Fire, Forest/Grass | Fire, Forest/Grass | Other | Other | Deteriorated | Deteriorated | Environmental/External¦Fire, Forest/Grass¦Other¦Deteriorated | Environmental/External¦Fire, Forest/Grass¦Other¦Deteriorated | N/A
Environmental/External | Environmental/External | Fire, Forest/Grass | Fire, Forest/Grass | Other | Other | Failed/Faulted | Failed/Faulted | Environmental/External¦Fire, Forest/Grass¦Other¦Failed/Faulted | #N/A | N/A
Environmental/External | Environmental/External | Fire, Forest/Grass | Fire, Forest/Grass | Other | Other | Normal | Normal | Environmental/External¦Fire, Forest/Grass¦Other¦Normal | Environmental/External¦Fire, Forest/Grass¦Other¦Normal | N/A
Environmental/External | Environmental/External | Fire, Forest/Grass | Fire, Forest/Grass | Pole - Tower, steel | Pole - Tower, steel | Broken | Broken | Environmental/External¦Fire, Forest/Grass¦Pole - Tower, steel¦Broken | Environmental/External¦Fire, Forest/Grass¦Pole - Tower, steel¦Broken | N/A
Environmental/External | Environmental/External | Fire, Forest/Grass | Fire, Forest/Grass | Pole - Tower, steel | Pole - Tower, steel | Broken, wire on ground | Broken, wire on ground | Environmental/External¦Fire, Forest/Grass¦Pole - Tower, steel¦Broken, wire on ground | Environmental/External¦Fire, Forest/Grass¦Pole - Tower, steel¦Broken, wire on ground | N/A
Environmental/External | Environmental/External | Fire, Forest/Grass | Fire, Forest/Grass | Pole-Wood | Pole-Wood | Broken | Broken | Environmental/External¦Fire, Forest/Grass¦Pole-Wood¦Broken | Environmental/External¦Fire, Forest/Grass¦Pole-Wood¦Broken | N/A
Environmental/External | Environmental/External | Fire, Forest/Grass | Fire, Forest/Grass | Pole-Wood | Pole-Wood | Broken, wire on ground | Broken, wire on ground | Environmental/External¦Fire, Forest/Grass¦Pole-Wood¦Broken, wire on ground | Environmental/External¦Fire, Forest/Grass¦Pole-Wood¦Broken, wire on ground | N/A
Environmental/External | Environmental/External | Fire, Forest/Grass | Fire, Forest/Grass | Pole-Wood | Pole-Wood | Broken, wire on object | Broken, wire on object | Environmental/External¦Fire, Forest/Grass¦Pole-Wood¦Broken, wire on object | Environmental/External¦Fire, Forest/Grass¦Pole-Wood¦Broken, wire on object | N/A
Environmental/External | Environmental/External | Fire, Forest/Grass | Fire, Forest/Grass | Pole-Wood | Pole-Wood | Burned/flashed | Burned/flashed | Environmental/External¦Fire, Forest/Grass¦Pole-Wood¦Burned/flashed | Environmental/External¦Fire, Forest/Grass¦Pole-Wood¦Burned/flashed | N/A
Environmental/External | Environmental/External | Fire, Forest/Grass | Fire, Forest/Grass | Pole-Wood | Pole-Wood | Deteriorated | Deteriorated | Environmental/External¦Fire, Forest/Grass¦Pole-Wood¦Deteriorated | Environmental/External¦Fire, Forest/Grass¦Pole-Wood¦Deteriorated | N/A
Environmental/External | Environmental/External | Fire, Forest/Grass | Fire, Forest/Grass | Pole-Wood | Pole-Wood | Normal | Normal | Environmental/External¦Fire, Forest/Grass¦Pole-Wood¦Normal | Environmental/External¦Fire, Forest/Grass¦Pole-Wood¦Normal | N/A
Environmental/External | Environmental/External | Fire, Forest/Grass | Fire, Forest/Grass | Pole-Wood | Pole-Wood | On Ground | On Ground | Environmental/External¦Fire, Forest/Grass¦Pole-Wood¦On Ground | Environmental/External¦Fire, Forest/Grass¦Pole-Wood¦On Ground | N/A
Environmental/External | Environmental/External | Fire, Forest/Grass | Fire, Forest/Grass | Pothead(Riser Termination) | Pothead(Riser Termination) | Burned/flashed | Burned/flashed | Environmental/External¦Fire, Forest/Grass¦Pothead(Riser Termination)¦Burned/flashed | Environmental/External¦Fire, Forest/Grass¦Pothead(Riser Termination)¦Burned/flashed | N/A
Environmental/External | Environmental/External | Fire, Forest/Grass | Fire, Forest/Grass | Recloser | Recloser | Broken | Broken | Environmental/External¦Fire, Forest/Grass¦Recloser¦Broken | Environmental/External¦Fire, Forest/Grass¦Recloser¦Broken | N/A
Environmental/External | Environmental/External | Fire, Forest/Grass | Fire, Forest/Grass | Recloser | Recloser | Burned/flashed | Burned/flashed | Environmental/External¦Fire, Forest/Grass¦Recloser¦Burned/flashed | #N/A | N/A
Environmental/External | Environmental/External | Fire, Forest/Grass | Fire, Forest/Grass | Recloser | Recloser | Normal | Normal | Environmental/External¦Fire, Forest/Grass¦Recloser¦Normal | Environmental/External¦Fire, Forest/Grass¦Recloser¦Normal | N/A
Environmental/External | Environmental/External | Fire, Forest/Grass | Fire, Forest/Grass | Regulator | Regulator | Burned/flashed | Burned/flashed | Environmental/External¦Fire, Forest/Grass¦Regulator¦Burned/flashed | Environmental/External¦Fire, Forest/Grass¦Regulator¦Burned/flashed | N/A
Environmental/External | Environmental/External | Fire, Forest/Grass | Fire, Forest/Grass | Regulator | Regulator | Failed/Faulted | Failed/Faulted | Environmental/External¦Fire, Forest/Grass¦Regulator¦Failed/Faulted | Environmental/External¦Fire, Forest/Grass¦Regulator¦Failed/Faulted | N/A
Environmental/External | Environmental/External | Fire, Forest/Grass | Fire, Forest/Grass | Secondary | Secondary | Arcing | Arcing | Environmental/External¦Fire, Forest/Grass¦Secondary¦Arcing | Environmental/External¦Fire, Forest/Grass¦Secondary¦Arcing | N/A
Environmental/External | Environmental/External | Fire, Forest/Grass | Fire, Forest/Grass | Secondary | Secondary | Broken | Broken | Environmental/External¦Fire, Forest/Grass¦Secondary¦Broken | Environmental/External¦Fire, Forest/Grass¦Secondary¦Broken | N/A
Environmental/External | Environmental/External | Fire, Forest/Grass | Fire, Forest/Grass | Secondary | Secondary | Broken, wire on ground | Broken, wire on ground | Environmental/External¦Fire, Forest/Grass¦Secondary¦Broken, wire on ground | Environmental/External¦Fire, Forest/Grass¦Secondary¦Broken, wire on ground | N/A
Environmental/External | Environmental/External | Fire, Forest/Grass | Fire, Forest/Grass | Secondary | Secondary | Burned Open | Burned Open | Environmental/External¦Fire, Forest/Grass¦Secondary¦Burned Open | Environmental/External¦Fire, Forest/Grass¦Secondary¦Burned Open | N/A
Environmental/External | Environmental/External | Fire, Forest/Grass | Fire, Forest/Grass | Secondary | Secondary | Burned/flashed | Burned/flashed | Environmental/External¦Fire, Forest/Grass¦Secondary¦Burned/flashed | Environmental/External¦Fire, Forest/Grass¦Secondary¦Burned/flashed | N/A
Environmental/External | Environmental/External | Fire, Forest/Grass | Fire, Forest/Grass | Secondary | Secondary | Together | Together | Environmental/External¦Fire, Forest/Grass¦Secondary¦Together | Environmental/External¦Fire, Forest/Grass¦Secondary¦Together | N/A
Environmental/External | Environmental/External | Fire, Forest/Grass | Fire, Forest/Grass | Service conductor | Service conductor | Broken | Broken | Environmental/External¦Fire, Forest/Grass¦Service conductor¦Broken | Environmental/External¦Fire, Forest/Grass¦Service conductor¦Broken | N/A
Environmental/External | Environmental/External | Fire, Forest/Grass | Fire, Forest/Grass | Service conductor | Service conductor | Burned Open | Burned Open | Environmental/External¦Fire, Forest/Grass¦Service conductor¦Burned Open | Environmental/External¦Fire, Forest/Grass¦Service conductor¦Burned Open | N/A
Environmental/External | Environmental/External | Fire, Forest/Grass | Fire, Forest/Grass | Service conductor | Service conductor | Burned/flashed | Burned/flashed | Environmental/External¦Fire, Forest/Grass¦Service conductor¦Burned/flashed | Environmental/External¦Fire, Forest/Grass¦Service conductor¦Burned/flashed | N/A
Environmental/External | Environmental/External | Fire, Forest/Grass | Fire, Forest/Grass | Service conductor | Service conductor | On Ground | On Ground | Environmental/External¦Fire, Forest/Grass¦Service conductor¦On Ground | Environmental/External¦Fire, Forest/Grass¦Service conductor¦On Ground | N/A
Environmental/External | Environmental/External | Fire, Forest/Grass | Fire, Forest/Grass | Switch | Switch | Normal | Normal | Environmental/External¦Fire, Forest/Grass¦Switch¦Normal | Environmental/External¦Fire, Forest/Grass¦Switch¦Normal | N/A
Environmental/External | Environmental/External | Fire, Forest/Grass | Fire, Forest/Grass | Switch (OH) | Switch (OH) | Normal | Normal | Environmental/External¦Fire, Forest/Grass¦Switch (OH)¦Normal | Environmental/External¦Fire, Forest/Grass¦Switch (OH)¦Normal | N/A
Environmental/External | Environmental/External | Fire, Forest/Grass | Fire, Forest/Grass | Switch (UG) | Switch (UG) | Normal | Normal | Environmental/External¦Fire, Forest/Grass¦Switch (UG)¦Normal | Environmental/External¦Fire, Forest/Grass¦Switch (UG)¦Normal | N/A
Environmental/External | Environmental/External | Fire, Forest/Grass | Fire, Forest/Grass | Transformer | Transformer | Broken | Broken | Environmental/External¦Fire, Forest/Grass¦Transformer¦Broken | Environmental/External¦Fire, Forest/Grass¦Transformer¦Broken | N/A
Environmental/External | Environmental/External | Fire, Forest/Grass | Fire, Forest/Grass | Transformer | Transformer | Burned Open | Burned Open | Environmental/External¦Fire, Forest/Grass¦Transformer¦Burned Open | Environmental/External¦Fire, Forest/Grass¦Transformer¦Burned Open | N/A
Environmental/External | Environmental/External | Fire, Forest/Grass | Fire, Forest/Grass | Transformer | Transformer | Burned/flashed | Burned/flashed | Environmental/External¦Fire, Forest/Grass¦Transformer¦Burned/flashed | Environmental/External¦Fire, Forest/Grass¦Transformer¦Burned/flashed | N/A
Environmental/External | Environmental/External | Fire, Forest/Grass | Fire, Forest/Grass | Transformer | Transformer | Failed/Faulted | Failed/Faulted | Environmental/External¦Fire, Forest/Grass¦Transformer¦Failed/Faulted | Environmental/External¦Fire, Forest/Grass¦Transformer¦Failed/Faulted | N/A
Environmental/External | Environmental/External | Fire, Forest/Grass | Fire, Forest/Grass | Transformer | Transformer | Normal | Normal | Environmental/External¦Fire, Forest/Grass¦Transformer¦Normal | Environmental/External¦Fire, Forest/Grass¦Transformer¦Normal | N/A
Environmental/External | Environmental/External | Fire, Forest/Grass | Fire, Forest/Grass | Transformer (OH) | Transformer (OH) | Broken | Broken | Environmental/External¦Fire, Forest/Grass¦Transformer (OH)¦Broken | Environmental/External¦Fire, Forest/Grass¦Transformer (OH)¦Broken | N/A
Environmental/External | Environmental/External | Fire, Forest/Grass | Fire, Forest/Grass | Transformer (OH) | Transformer (OH) | Burned/flashed | Burned/flashed | Environmental/External¦Fire, Forest/Grass¦Transformer (OH)¦Burned/flashed | Environmental/External¦Fire, Forest/Grass¦Transformer (OH)¦Burned/flashed | N/A
Environmental/External | Environmental/External | Fire, Forest/Grass | Fire, Forest/Grass | Transformer (OH) | Transformer (OH) | Deteriorated | Deteriorated | Environmental/External¦Fire, Forest/Grass¦Transformer (OH)¦Deteriorated | Environmental/External¦Fire, Forest/Grass¦Transformer (OH)¦Deteriorated | N/A
Environmental/External | Environmental/External | Fire, Forest/Grass | Fire, Forest/Grass | Transformer (OH) | Transformer (OH) | Failed/Faulted | Failed/Faulted | Environmental/External¦Fire, Forest/Grass¦Transformer (OH)¦Failed/Faulted | Environmental/External¦Fire, Forest/Grass¦Transformer (OH)¦Failed/Faulted | N/A
Environmental/External | Environmental/External | Fire, Forest/Grass | Fire, Forest/Grass | Transformer (OH) | Transformer (OH) | Normal | Normal | Environmental/External¦Fire, Forest/Grass¦Transformer (OH)¦Normal | Environmental/External¦Fire, Forest/Grass¦Transformer (OH)¦Normal | N/A
Environmental/External | Environmental/External | Fire, Forest/Grass | Fire, Forest/Grass | Transformer (UG) | Transformer (UG) | Broken | Broken | Environmental/External¦Fire, Forest/Grass¦Transformer (UG)¦Broken | Environmental/External¦Fire, Forest/Grass¦Transformer (UG)¦Broken | N/A
Environmental/External | Environmental/External | Fire, Forest/Grass | Fire, Forest/Grass | Transformer (UG) | Transformer (UG) | Burned/flashed | Burned/flashed | Environmental/External¦Fire, Forest/Grass¦Transformer (UG)¦Burned/flashed | Environmental/External¦Fire, Forest/Grass¦Transformer (UG)¦Burned/flashed | N/A
Environmental/External | Environmental/External | Fire, Forest/Grass | Fire, Forest/Grass | Transformer (UG) | Transformer (UG) | Failed/Faulted | Failed/Faulted | Environmental/External¦Fire, Forest/Grass¦Transformer (UG)¦Failed/Faulted | Environmental/External¦Fire, Forest/Grass¦Transformer (UG)¦Failed/Faulted | N/A
Environmental/External | Environmental/External | Flood/Erosion | Flood/Erosion | Conductor, Overhead | Conductor, Overhead | Arcing | Arcing | Environmental/External¦Flood/Erosion¦Conductor, Overhead¦Arcing | Environmental/External¦Flood/Erosion¦Conductor, Overhead¦Arcing | All
Environmental/External | Environmental/External | Flood/Erosion | Flood/Erosion | Conductor, Overhead | Conductor, Overhead | Broken | Broken | Environmental/External¦Flood/Erosion¦Conductor, Overhead¦Broken | Environmental/External¦Flood/Erosion¦Conductor, Overhead¦Broken | All
Environmental/External | Environmental/External | Flood/Erosion | Flood/Erosion | Conductor, Overhead | Conductor, Overhead | Broken, wire on ground | Broken, wire on ground | Environmental/External¦Flood/Erosion¦Conductor, Overhead¦Broken, wire on ground | Environmental/External¦Flood/Erosion¦Conductor, Overhead¦Broken, wire on ground | All
Environmental/External | Environmental/External | Flood/Erosion | Flood/Erosion | Conductor, Overhead | Conductor, Overhead | Broken, wire on object | Broken, wire on object | Environmental/External¦Flood/Erosion¦Conductor, Overhead¦Broken, wire on object | Environmental/External¦Flood/Erosion¦Conductor, Overhead¦Broken, wire on object | All
Environmental/External | Environmental/External | Flood/Erosion | Flood/Erosion | Conductor, Overhead | Conductor, Overhead | Normal | Normal | Environmental/External¦Flood/Erosion¦Conductor, Overhead¦Normal | Environmental/External¦Flood/Erosion¦Conductor, Overhead¦Normal | All
Environmental/External | Environmental/External | Flood/Erosion | Flood/Erosion | Conductor, Overhead | Conductor, Overhead | On Ground | On Ground | Environmental/External¦Flood/Erosion¦Conductor, Overhead¦On Ground | Environmental/External¦Flood/Erosion¦Conductor, Overhead¦On Ground | All
Environmental/External | Environmental/External | Flood/Erosion | Flood/Erosion | Conductor, Overhead | Conductor, Overhead | Together | Together | Environmental/External¦Flood/Erosion¦Conductor, Overhead¦Together | Environmental/External¦Flood/Erosion¦Conductor, Overhead¦Together | All
Environmental/External | Environmental/External | Flood/Erosion | Flood/Erosion | Conductor, Underground | Conductor, Underground | Normal | Normal | Environmental/External¦Flood/Erosion¦Conductor, Underground¦Normal | Environmental/External¦Flood/Erosion¦Conductor, Underground¦Normal | N/A
Environmental/External | Environmental/External | Flood/Erosion | Flood/Erosion | Crossarm, Wood | Crossarm, Wood | Broken | Broken | Environmental/External¦Flood/Erosion¦Crossarm, Wood¦Broken | Environmental/External¦Flood/Erosion¦Crossarm, Wood¦Broken | All
Environmental/External | Environmental/External | Flood/Erosion | Flood/Erosion | Crossarm, Wood | Crossarm, Wood | Broken, wire on ground | Broken, wire on ground | Environmental/External¦Flood/Erosion¦Crossarm, Wood¦Broken, wire on ground | Environmental/External¦Flood/Erosion¦Crossarm, Wood¦Broken, wire on ground | All
Environmental/External | Environmental/External | Flood/Erosion | Flood/Erosion | Crossarm, Wood | Crossarm, Wood | Deteriorated | Deteriorated | Environmental/External¦Flood/Erosion¦Crossarm, Wood¦Deteriorated | Environmental/External¦Flood/Erosion¦Crossarm, Wood¦Deteriorated | All
Environmental/External | Environmental/External | Flood/Erosion | Flood/Erosion | Cutout- fuse holder | Cutout- fuse holder | Failed/Faulted | Failed/Faulted | Environmental/External¦Flood/Erosion¦Cutout- fuse holder¦Failed/Faulted | Environmental/External¦Flood/Erosion¦Cutout- fuse holder¦Failed/Faulted | All
Environmental/External | Environmental/External | Flood/Erosion | Flood/Erosion | Fuse | Fuse | Failed/Faulted | Failed/Faulted | Environmental/External¦Flood/Erosion¦Fuse¦Failed/Faulted | Environmental/External¦Flood/Erosion¦Fuse¦Failed/Faulted | All
Environmental/External | Environmental/External | Flood/Erosion | Flood/Erosion | Pole - Tower, steel | Pole - Tower, steel | Deteriorated | Deteriorated | Environmental/External¦Flood/Erosion¦Pole - Tower, steel¦Deteriorated | Environmental/External¦Flood/Erosion¦Pole - Tower, steel¦Deteriorated | All
Environmental/External | Environmental/External | Flood/Erosion | Flood/Erosion | Pole-Wood | Pole-Wood | Broken, wire on ground | Broken, wire on ground | Environmental/External¦Flood/Erosion¦Pole-Wood¦Broken, wire on ground | Environmental/External¦Flood/Erosion¦Pole-Wood¦Broken, wire on ground | All
Environmental/External | Environmental/External | Flood/Erosion | Flood/Erosion | Transformer | Transformer | Failed/Faulted | Failed/Faulted | Environmental/External¦Flood/Erosion¦Transformer¦Failed/Faulted | Environmental/External¦Flood/Erosion¦Transformer¦Failed/Faulted | All
Environmental/External | Environmental/External | Flood/Erosion | Flood/Erosion | Transformer (OH) | Transformer (OH) | Normal | Normal | Environmental/External¦Flood/Erosion¦Transformer (OH)¦Normal | Environmental/External¦Flood/Erosion¦Transformer (OH)¦Normal | All
Environmental/External | Environmental/External | Ice or snow | Ice or snow | (blank) | (blank) | Failed/Faulted | Failed/Faulted | Environmental/External¦Ice or snow¦(blank)¦Failed/Faulted | Environmental/External¦Ice or snow¦(blank)¦Failed/Faulted | N/A
Environmental/External | Environmental/External | Ice or snow | Ice or snow | Circuit Breaker | Circuit Breaker | Normal | Normal | Environmental/External¦Ice or snow¦Circuit Breaker¦Normal | Environmental/External¦Ice or snow¦Circuit Breaker¦Normal | N/A
Environmental/External | Environmental/External | Ice or snow | Ice or snow | Conductor, Overhead | Conductor, Overhead | Arcing | Arcing | Environmental/External¦Ice or snow¦Conductor, Overhead¦Arcing | Environmental/External¦Ice or snow¦Conductor, Overhead¦Arcing | All
Environmental/External | Environmental/External | Ice or snow | Ice or snow | Conductor, Overhead | Conductor, Overhead | Bent or Twisted | Bent or Twisted | Environmental/External¦Ice or snow¦Conductor, Overhead¦Bent or Twisted | Environmental/External¦Ice or snow¦Conductor, Overhead¦Bent or Twisted | All
Environmental/External | Environmental/External | Ice or snow | Ice or snow | Conductor, Overhead | Conductor, Overhead | Broken | Broken | Environmental/External¦Ice or snow¦Conductor, Overhead¦Broken | Environmental/External¦Ice or snow¦Conductor, Overhead¦Broken | All
Environmental/External | Environmental/External | Ice or snow | Ice or snow | Conductor, Overhead | Conductor, Overhead | Broken, wire on ground | Broken, wire on ground | Environmental/External¦Ice or snow¦Conductor, Overhead¦Broken, wire on ground | Environmental/External¦Ice or snow¦Conductor, Overhead¦Broken, wire on ground | All
Environmental/External | Environmental/External | Ice or snow | Ice or snow | Conductor, Overhead | Conductor, Overhead | Burned/flashed | Burned/flashed | Environmental/External¦Ice or snow¦Conductor, Overhead¦Burned/flashed | Environmental/External¦Ice or snow¦Conductor, Overhead¦Burned/flashed | All
Environmental/External | Environmental/External | Ice or snow | Ice or snow | Conductor, Overhead | Conductor, Overhead | Normal | Normal | Environmental/External¦Ice or snow¦Conductor, Overhead¦Normal | Environmental/External¦Ice or snow¦Conductor, Overhead¦Normal | All
Environmental/External | Environmental/External | Ice or snow | Ice or snow | Conductor, Overhead | Conductor, Overhead | Together | Together | Environmental/External¦Ice or snow¦Conductor, Overhead¦Together | Environmental/External¦Ice or snow¦Conductor, Overhead¦Together | All
Environmental/External | Environmental/External | Ice or snow | Ice or snow | Conductor, Overhead | Conductor, Overhead | On Ground | On Ground | Environmental/External¦Ice or snow¦Conductor, Overhead¦On Ground | Environmental/External¦Ice or snow¦Conductor, Overhead¦On Ground | All
Environmental/External | Environmental/External | Ice or snow | Ice or snow | Connector or Splice (OH) | Connector or Splice (OH) | Broken | Broken | Environmental/External¦Ice or snow¦Connector or Splice (OH)¦Broken | Environmental/External¦Ice or snow¦Connector or Splice (OH)¦Broken | All
Environmental/External | Environmental/External | Ice or snow | Ice or snow | Connector or Splice (OH) | Connector or Splice (OH) | Broken, wire on ground | Broken, wire on ground | Environmental/External¦Ice or snow¦Connector or Splice (OH)¦Broken, wire on ground | Environmental/External¦Ice or snow¦Connector or Splice (OH)¦Broken, wire on ground | All
Environmental/External | Environmental/External | Ice or snow | Ice or snow | Crossarm, Wood | Crossarm, Wood | Broken | Broken | Environmental/External¦Ice or snow¦Crossarm, Wood¦Broken | Environmental/External¦Ice or snow¦Crossarm, Wood¦Broken | All
Environmental/External | Environmental/External | Ice or snow | Ice or snow | Crossarm, Wood | Crossarm, Wood | Broken, wire on ground | Broken, wire on ground | Environmental/External¦Ice or snow¦Crossarm, Wood¦Broken, wire on ground | Environmental/External¦Ice or snow¦Crossarm, Wood¦Broken, wire on ground | All
Environmental/External | Environmental/External | Ice or snow | Ice or snow | Crossarm, Wood | Crossarm, Wood | Broken, wire on object | Broken, wire on object | Environmental/External¦Ice or snow¦Crossarm, Wood¦Broken, wire on object | Environmental/External¦Ice or snow¦Crossarm, Wood¦Broken, wire on object | All
Environmental/External | Environmental/External | Ice or snow | Ice or snow | Cutout- fuse holder | Cutout- fuse holder | Arcing | Arcing | Environmental/External¦Ice or snow¦Cutout- fuse holder¦Arcing | Environmental/External¦Ice or snow¦Cutout- fuse holder¦Arcing | N/A
Environmental/External | Environmental/External | Ice or snow | Ice or snow | Cutout- fuse holder | Cutout- fuse holder | Broken | Broken | Environmental/External¦Ice or snow¦Cutout- fuse holder¦Broken | Environmental/External¦Ice or snow¦Cutout- fuse holder¦Broken | N/A
Environmental/External | Environmental/External | Ice or snow | Ice or snow | Fuse | Fuse | Burned Open | Burned Open | Environmental/External¦Ice or snow¦Fuse¦Burned Open | Environmental/External¦Ice or snow¦Fuse¦Burned Open | N/A
Environmental/External | Environmental/External | Ice or snow | Ice or snow | Fuse | Fuse | Failed/Faulted | Failed/Faulted | Environmental/External¦Ice or snow¦Fuse¦Failed/Faulted | Environmental/External¦Ice or snow¦Fuse¦Failed/Faulted | All
Environmental/External | Environmental/External | Ice or snow | Ice or snow | Fuse | Fuse | Broken | Broken | Environmental/External¦Ice or snow¦Fuse¦Broken | Environmental/External¦Ice or snow¦Fuse¦Broken | All
Environmental/External | Environmental/External | Ice or snow | Ice or snow | Insulator | Insulator | Broken, wire on ground | Broken, wire on ground | Environmental/External¦Ice or snow¦Insulator¦Broken, wire on ground | Environmental/External¦Ice or snow¦Insulator¦Broken, wire on ground | All
Environmental/External | Environmental/External | Ice or snow | Ice or snow | Insulator | Insulator | Broken, wire on object | Broken, wire on object | Environmental/External¦Ice or snow¦Insulator¦Broken, wire on object | Environmental/External¦Ice or snow¦Insulator¦Broken, wire on object | All
Environmental/External | Environmental/External | Ice or snow | Ice or snow | Jumper | Jumper | Broken | Broken | Environmental/External¦Ice or snow¦Jumper¦Broken | Environmental/External¦Ice or snow¦Jumper¦Broken | All
Environmental/External | Environmental/External | Ice or snow | Ice or snow | Lightning Arrestor | Lightning Arrestor | Failed/Faulted | Failed/Faulted | Environmental/External¦Ice or snow¦Lightning Arrestor¦Failed/Faulted | Environmental/External¦Ice or snow¦Lightning Arrestor¦Failed/Faulted | N/A
Environmental/External | Environmental/External | Ice or snow | Ice or snow | Other | Other | Broken | Broken | Environmental/External¦Ice or snow¦Other¦Broken | Environmental/External¦Ice or snow¦Other¦Broken | N/A
Environmental/External | Environmental/External | Ice or snow | Ice or snow | Pole-Wood | Pole-Wood | Broken, wire on ground | Broken, wire on ground | Environmental/External¦Ice or snow¦Pole-Wood¦Broken, wire on ground | Environmental/External¦Ice or snow¦Pole-Wood¦Broken, wire on ground | All
Environmental/External | Environmental/External | Ice or snow | Ice or snow | Secondary | Secondary | Broken, wire on ground | Broken, wire on ground | Environmental/External¦Ice or snow¦Secondary¦Broken, wire on ground | Environmental/External¦Ice or snow¦Secondary¦Broken, wire on ground | None
Environmental/External | Environmental/External | Ice or snow | Ice or snow | Service conductor | Service conductor | Bent or Twisted | Bent or Twisted | Environmental/External¦Ice or snow¦Service conductor¦Bent or Twisted | Environmental/External¦Ice or snow¦Service conductor¦Bent or Twisted | None
Environmental/External | Environmental/External | Ice or snow | Ice or snow | Service conductor | Service conductor | Broken, wire on ground | Broken, wire on ground | Environmental/External¦Ice or snow¦Service conductor¦Broken, wire on ground | Environmental/External¦Ice or snow¦Service conductor¦Broken, wire on ground | None
Environmental/External | Environmental/External | Ice or snow | Ice or snow | Switch (OH) | Switch (OH) | Normal | Normal | Environmental/External¦Ice or snow¦Switch (OH)¦Normal | Environmental/External¦Ice or snow¦Switch (OH)¦Normal | All
Environmental/External | Environmental/External | Ice or snow | Ice or snow | Transformer | Transformer | Broken, wire on ground | Broken, wire on ground | Environmental/External¦Ice or snow¦Transformer¦Broken, wire on ground | Environmental/External¦Ice or snow¦Transformer¦Broken, wire on ground | N/A
Environmental/External | Environmental/External | Ice or snow | Ice or snow | Transformer | Transformer | Burned/flashed | Burned/flashed | Environmental/External¦Ice or snow¦Transformer¦Burned/flashed | Environmental/External¦Ice or snow¦Transformer¦Burned/flashed | All
Environmental/External | Environmental/External | Ice or snow | Ice or snow | Transformer | Transformer | Failed/Faulted | Failed/Faulted | Environmental/External¦Ice or snow¦Transformer¦Failed/Faulted | Environmental/External¦Ice or snow¦Transformer¦Failed/Faulted | All
Environmental/External | Environmental/External | Ice or snow | Ice or snow | Transformer | Transformer | Deteriorated | Deteriorated | Environmental/External¦Ice or snow¦Transformer¦Deteriorated | Environmental/External¦Ice or snow¦Transformer¦Deteriorated | All
Environmental/External | Environmental/External | Ice or snow | Ice or snow | Transformer (OH) | Transformer (OH) | Broken | Broken | Environmental/External¦Ice or snow¦Transformer (OH)¦Broken | Environmental/External¦Ice or snow¦Transformer (OH)¦Broken | N/A
Environmental/External | Environmental/External | Ice or snow | Ice or snow | Transformer (OH) | Transformer (OH) | Broken, wire on ground | Broken, wire on ground | Environmental/External¦Ice or snow¦Transformer (OH)¦Broken, wire on ground | Environmental/External¦Ice or snow¦Transformer (OH)¦Broken, wire on ground | N/A
Environmental/External | Environmental/External | Ice or snow | Ice or snow | Transformer (OH) | Transformer (OH) | Failed/Faulted | Failed/Faulted | Environmental/External¦Ice or snow¦Transformer (OH)¦Failed/Faulted | Environmental/External¦Ice or snow¦Transformer (OH)¦Failed/Faulted | All
Environmental/External | Environmental/External | Ice or snow | Ice or snow | Transformer (OH) | Transformer (OH) | Leaking | Leaking | Environmental/External¦Ice or snow¦Transformer (OH)¦Leaking | Environmental/External¦Ice or snow¦Transformer (OH)¦Leaking | All
Environmental/External | Environmental/External | Lightning | Lightning | (blank) | (blank) | (blank) | (blank) | Environmental/External¦Lightning¦(blank)¦(blank) | Environmental/External¦Lightning¦(blank)¦(blank) | N/A
Environmental/External | Environmental/External | Lightning | Lightning | (blank) | (blank) | Broken | Broken | Environmental/External¦Lightning¦(blank)¦Broken | Environmental/External¦Lightning¦(blank)¦Broken | N/A
Environmental/External | Environmental/External | Lightning | Lightning | (blank) | (blank) | Failed/Faulted | Failed/Faulted | Environmental/External¦Lightning¦(blank)¦Failed/Faulted | Environmental/External¦Lightning¦(blank)¦Failed/Faulted | N/A
Environmental/External | Environmental/External | Lightning | Lightning | (blank) | (blank) | Normal | Normal | Environmental/External¦Lightning¦(blank)¦Normal | Environmental/External¦Lightning¦(blank)¦Normal | N/A
Environmental/External | Environmental/External | Lightning | Lightning | Bus | Bus | Normal | Normal | Environmental/External¦Lightning¦Bus¦Normal | #N/A | N/A
Environmental/External | Environmental/External | Lightning | Lightning | Bushing | Bushing | Failed/Faulted | Failed/Faulted | Environmental/External¦Lightning¦Bushing¦Failed/Faulted | Environmental/External¦Lightning¦Bushing¦Failed/Faulted | All
Environmental/External | Environmental/External | Lightning | Lightning | Circuit Breaker | Circuit Breaker | Burned/flashed | Burned/flashed | Environmental/External¦Lightning¦Circuit Breaker¦Burned/flashed | Environmental/External¦Lightning¦Circuit Breaker¦Burned/flashed | N/A
Environmental/External | Environmental/External | Lightning | Lightning | Conductor, Overhead | Conductor, Overhead | Broken, wire on ground | Broken, wire on ground | Environmental/External¦Lightning¦Conductor, Overhead¦Broken, wire on ground | Environmental/External¦Lightning¦Conductor, Overhead¦Broken, wire on ground | All
Environmental/External | Environmental/External | Lightning | Lightning | Conductor, Overhead | Conductor, Overhead | Burned/flashed | Burned/flashed | Environmental/External¦Lightning¦Conductor, Overhead¦Burned/flashed | Environmental/External¦Lightning¦Conductor, Overhead¦Burned/flashed | All
Environmental/External | Environmental/External | Lightning | Lightning | Conductor, Overhead | Conductor, Overhead | Normal | Normal | Environmental/External¦Lightning¦Conductor, Overhead¦Normal | Environmental/External¦Lightning¦Conductor, Overhead¦Normal | All
Environmental/External | Environmental/External | Lightning | Lightning | Conductor, Overhead | Conductor, Overhead | On Ground | On Ground | Environmental/External¦Lightning¦Conductor, Overhead¦On Ground | Environmental/External¦Lightning¦Conductor, Overhead¦On Ground | All
Environmental/External | Environmental/External | Lightning | Lightning | Conductor, Overhead | Conductor, Overhead | Together | Together | Environmental/External¦Lightning¦Conductor, Overhead¦Together | Environmental/External¦Lightning¦Conductor, Overhead¦Together | All
Environmental/External | Environmental/External | Lightning | Lightning | Conductor, Underground | Conductor, Underground | Burned/flashed | Burned/flashed | Environmental/External¦Lightning¦Conductor, Underground¦Burned/flashed | Environmental/External¦Lightning¦Conductor, Underground¦Burned/flashed | N/A
Environmental/External | Environmental/External | Lightning | Lightning | Connector or Splice (OH) | Connector or Splice (OH) | Broken, wire on ground | Broken, wire on ground | Environmental/External¦Lightning¦Connector or Splice (OH)¦Broken, wire on ground | Environmental/External¦Lightning¦Connector or Splice (OH)¦Broken, wire on ground | All
Environmental/External | Environmental/External | Lightning | Lightning | Connector or Splice (OH) | Connector or Splice (OH) | Normal | Normal | Environmental/External¦Lightning¦Connector or Splice (OH)¦Normal | Environmental/External¦Lightning¦Connector or Splice (OH)¦Normal | All
Environmental/External | Environmental/External | Lightning | Lightning | Connector or Splice (UG) | Connector or Splice (UG) | Failed/Faulted | Failed/Faulted | Environmental/External¦Lightning¦Connector or Splice (UG)¦Failed/Faulted | Environmental/External¦Lightning¦Connector or Splice (UG)¦Failed/Faulted | N/A
Environmental/External | Environmental/External | Lightning | Lightning | Crossarm, Steel | Crossarm, Steel | Normal | Normal | Environmental/External¦Lightning¦Crossarm, Steel¦Normal | Environmental/External¦Lightning¦Crossarm, Steel¦Normal | All
Environmental/External | Environmental/External | Lightning | Lightning | Crossarm, Wood | Crossarm, Wood | Broken | Broken | Environmental/External¦Lightning¦Crossarm, Wood¦Broken | Environmental/External¦Lightning¦Crossarm, Wood¦Broken | All
Environmental/External | Environmental/External | Lightning | Lightning | Customer Equipment | Customer Equipment | Failed/Faulted | Failed/Faulted | Environmental/External¦Lightning¦Customer Equipment¦Failed/Faulted | Environmental/External¦Lightning¦Customer Equipment¦Failed/Faulted | None
Environmental/External | Environmental/External | Lightning | Lightning | Cutout- fuse holder | Cutout- fuse holder | Failed/Faulted | Failed/Faulted | Environmental/External¦Lightning¦Cutout- fuse holder¦Failed/Faulted | Environmental/External¦Lightning¦Cutout- fuse holder¦Failed/Faulted | All
Environmental/External | Environmental/External | Lightning | Lightning | Elbow | Elbow | Failed/Faulted | Failed/Faulted | Environmental/External¦Lightning¦Elbow¦Failed/Faulted | Environmental/External¦Lightning¦Elbow¦Failed/Faulted | N/A
Environmental/External | Environmental/External | Lightning | Lightning | Fuse | Fuse | Failed/Faulted | Failed/Faulted | Environmental/External¦Lightning¦Fuse¦Failed/Faulted | Environmental/External¦Lightning¦Fuse¦Failed/Faulted | All
Environmental/External | Environmental/External | Lightning | Lightning | Insulator | Insulator | Broken, wire on ground | Broken, wire on ground | Environmental/External¦Lightning¦Insulator¦Broken, wire on ground | Environmental/External¦Lightning¦Insulator¦Broken, wire on ground | All
Environmental/External | Environmental/External | Lightning | Lightning | Insulator | Insulator | Failed/Faulted | Failed/Faulted | Environmental/External¦Lightning¦Insulator¦Failed/Faulted | Environmental/External¦Lightning¦Insulator¦Failed/Faulted | All
Environmental/External | Environmental/External | Lightning | Lightning | Jumper | Jumper | Broken, wire on object | Broken, wire on object | Environmental/External¦Lightning¦Jumper¦Broken, wire on object | Environmental/External¦Lightning¦Jumper¦Broken, wire on object | All
Environmental/External | Environmental/External | Lightning | Lightning | Lightning Arrestor | Lightning Arrestor | Failed/Faulted | Failed/Faulted | Environmental/External¦Lightning¦Lightning Arrestor¦Failed/Faulted | Environmental/External¦Lightning¦Lightning Arrestor¦Failed/Faulted | All
Environmental/External | Environmental/External | Lightning | Lightning | Other | Other | Failed/Faulted | Failed/Faulted | Environmental/External¦Lightning¦Other¦Failed/Faulted | Environmental/External¦Lightning¦Other¦Failed/Faulted | N/A
Environmental/External | Environmental/External | Lightning | Lightning | Other | Other | Broken | Broken | Environmental/External¦Lightning¦Other¦Broken | Environmental/External¦Lightning¦Other¦Broken | N/A
Environmental/External | Environmental/External | Lightning | Lightning | Pole-Wood | Pole-Wood | Broken, wire on ground | Broken, wire on ground | Environmental/External¦Lightning¦Pole-Wood¦Broken, wire on ground | Environmental/External¦Lightning¦Pole-Wood¦Broken, wire on ground | All
Environmental/External | Environmental/External | Lightning | Lightning | Pole-Wood | Pole-Wood | Deteriorated | Deteriorated | Environmental/External¦Lightning¦Pole-Wood¦Deteriorated | Environmental/External¦Lightning¦Pole-Wood¦Deteriorated | All
Environmental/External | Environmental/External | Lightning | Lightning | Pothead(Riser Termination) | Pothead(Riser Termination) | Failed/Faulted | Failed/Faulted | Environmental/External¦Lightning¦Pothead(Riser Termination)¦Failed/Faulted | Environmental/External¦Lightning¦Pothead(Riser Termination)¦Failed/Faulted | All
Environmental/External | Environmental/External | Lightning | Lightning | PT/CCVT | PT/CCVT | Burned/flashed | Burned/flashed | Environmental/External¦Lightning¦PT/CCVT¦Burned/flashed | Environmental/External¦Lightning¦PT/CCVT¦Burned/flashed | None
Environmental/External | Environmental/External | Lightning | Lightning | PT/CCVT | PT/CCVT | Failed/Faulted | Failed/Faulted | Environmental/External¦Lightning¦PT/CCVT¦Failed/Faulted | Environmental/External¦Lightning¦PT/CCVT¦Failed/Faulted | None
Environmental/External | Environmental/External | Lightning | Lightning | Recloser | Recloser | Failed/Faulted | Failed/Faulted | Environmental/External¦Lightning¦Recloser¦Failed/Faulted | Environmental/External¦Lightning¦Recloser¦Failed/Faulted | All
Environmental/External | Environmental/External | Lightning | Lightning | Regulator | Regulator | Broken, wire on ground | Broken, wire on ground | Environmental/External¦Lightning¦Regulator¦Broken, wire on ground | Environmental/External¦Lightning¦Regulator¦Broken, wire on ground | All
Environmental/External | Environmental/External | Lightning | Lightning | Secondary | Secondary | Broken, wire on ground | Broken, wire on ground | Environmental/External¦Lightning¦Secondary¦Broken, wire on ground | Environmental/External¦Lightning¦Secondary¦Broken, wire on ground | None
Environmental/External | Environmental/External | Lightning | Lightning | Service conductor | Service conductor | Broken, wire on ground | Broken, wire on ground | Environmental/External¦Lightning¦Service conductor¦Broken, wire on ground | Environmental/External¦Lightning¦Service conductor¦Broken, wire on ground | None
Environmental/External | Environmental/External | Lightning | Lightning | Street Light Equipment | Street Light Equipment | Failed/Faulted | Failed/Faulted | Environmental/External¦Lightning¦Street Light Equipment¦Failed/Faulted | Environmental/External¦Lightning¦Street Light Equipment¦Failed/Faulted | None
Environmental/External | Environmental/External | Lightning | Lightning | Switch | Switch | Normal | Normal | Environmental/External¦Lightning¦Switch¦Normal | Environmental/External¦Lightning¦Switch¦Normal | All
Environmental/External | Environmental/External | Lightning | Lightning | Switch (OH) | Switch (OH) | Failed/Faulted | Failed/Faulted | Environmental/External¦Lightning¦Switch (OH)¦Failed/Faulted | Environmental/External¦Lightning¦Switch (OH)¦Failed/Faulted | All
Environmental/External | Environmental/External | Lightning | Lightning | Switch (OH) | Switch (OH) | Normal | Normal | Environmental/External¦Lightning¦Switch (OH)¦Normal | Environmental/External¦Lightning¦Switch (OH)¦Normal | All
Environmental/External | Environmental/External | Lightning | Lightning | Transformer | Transformer | (blank) | (blank) | Environmental/External¦Lightning¦Transformer¦(blank) | Environmental/External¦Lightning¦Transformer¦(blank) | N/A
Environmental/External | Environmental/External | Lightning | Lightning | Transformer | Transformer | Failed/Faulted | Failed/Faulted | Environmental/External¦Lightning¦Transformer¦Failed/Faulted | Environmental/External¦Lightning¦Transformer¦Failed/Faulted | All
Environmental/External | Environmental/External | Lightning | Lightning | Transformer | Transformer | Leaking | Leaking | Environmental/External¦Lightning¦Transformer¦Leaking | Environmental/External¦Lightning¦Transformer¦Leaking | All
Environmental/External | Environmental/External | Lightning | Lightning | Transformer (OH) | Transformer (OH) | Broken, wire on ground | Broken, wire on ground | Environmental/External¦Lightning¦Transformer (OH)¦Broken, wire on ground | Environmental/External¦Lightning¦Transformer (OH)¦Broken, wire on ground | All
Environmental/External | Environmental/External | Lightning | Lightning | Transformer (OH) | Transformer (OH) | Failed/Faulted | Failed/Faulted | Environmental/External¦Lightning¦Transformer (OH)¦Failed/Faulted | Environmental/External¦Lightning¦Transformer (OH)¦Failed/Faulted | All
Environmental/External | Environmental/External | Lightning | Lightning | Transformer (UG) | Transformer (UG) | Failed/Faulted | Failed/Faulted | Environmental/External¦Lightning¦Transformer (UG)¦Failed/Faulted | Environmental/External¦Lightning¦Transformer (UG)¦Failed/Faulted | N/A
Environmental/External | Environmental/External | Water | Water | Conductor, Overhead | Conductor, Overhead | Broken, wire on ground | Broken, wire on ground | Environmental/External¦Water¦Conductor, Overhead¦Broken, wire on ground | Environmental/External¦Water¦Conductor, Overhead¦Broken, wire on ground | All
Environmental/External | Environmental/External | Water | Water | Conductor, Overhead | Conductor, Overhead | On Ground | On Ground | Environmental/External¦Water¦Conductor, Overhead¦On Ground | Environmental/External¦Water¦Conductor, Overhead¦On Ground | All
Environmental/External | Environmental/External | Water | Water | Conductor, Underground | Conductor, Underground | Deteriorated | Deteriorated | Environmental/External¦Water¦Conductor, Underground¦Deteriorated | Environmental/External¦Water¦Conductor, Underground¦Deteriorated | N/A
Environmental/External | Environmental/External | Water | Water | Connector or Splice (UG) | Connector or Splice (UG) | Normal | Normal | Environmental/External¦Water¦Connector or Splice (UG)¦Normal | Environmental/External¦Water¦Connector or Splice (UG)¦Normal | N/A
Environmental/External | Environmental/External | Water | Water | Crossarm, Wood | Crossarm, Wood | Burned/flashed | Burned/flashed | Environmental/External¦Water¦Crossarm, Wood¦Burned/flashed | Environmental/External¦Water¦Crossarm, Wood¦Burned/flashed | All
Environmental/External | Environmental/External | Water | Water | Crossarm, Wood | Crossarm, Wood | Broken | Broken | Environmental/External¦Water¦Crossarm, Wood¦Broken | Environmental/External¦Water¦Crossarm, Wood¦Broken | All
Environmental/External | Environmental/External | Water | Water | Fuse | Fuse | Failed/Faulted | Failed/Faulted | Environmental/External¦Water¦Fuse¦Failed/Faulted | Environmental/External¦Water¦Fuse¦Failed/Faulted | All
Environmental/External | Environmental/External | Water | Water | Other | Other | Normal | Normal | Environmental/External¦Water¦Other¦Normal | Environmental/External¦Water¦Other¦Normal | N/A
Environmental/External | Environmental/External | Water | Water | Pole-Wood | Pole-Wood | Broken, wire on ground | Broken, wire on ground | Environmental/External¦Water¦Pole-Wood¦Broken, wire on ground | Environmental/External¦Water¦Pole-Wood¦Broken, wire on ground | All
Environmental/External | Environmental/External | Water | Water | Transformer | Transformer | Failed/Faulted | Failed/Faulted | Environmental/External¦Water¦Transformer¦Failed/Faulted | Environmental/External¦Water¦Transformer¦Failed/Faulted | All
Environmental/External | Environmental/External | Water | Water | Transformer | Transformer | Broken, wire on ground | Broken, wire on ground | Environmental/External¦Water¦Transformer¦Broken, wire on ground | Environmental/External¦Water¦Transformer¦Broken, wire on ground | All
Environmental/External | Environmental/External | Earthquake | Earthquake | Pole-Wood | Pole-Wood | Burned/flashed | Burned/flashed | Environmental/External¦Earthquake¦Pole-Wood¦Burned/flashed | Environmental/External¦Earthquake¦Pole-Wood¦Burned/flashed | All
Environmental/External | Environmental/External | Flood/Erosion | Flood/Erosion | Anchor or Guy | Anchor or Guy | Broken | Broken | Environmental/External¦Flood/Erosion¦Anchor or Guy¦Broken | Environmental/External¦Flood/Erosion¦Anchor or Guy¦Broken | All
Environmental/External | Environmental/External | Flood/Erosion | Flood/Erosion | Anchor or Guy | Anchor or Guy | Deteriorated | Deteriorated | Environmental/External¦Flood/Erosion¦Anchor or Guy¦Deteriorated | Environmental/External¦Flood/Erosion¦Anchor or Guy¦Deteriorated | All
Environmental/External | Environmental/External | Flood/Erosion | Flood/Erosion | Customer Equipment | Customer Equipment | Normal | Normal | Environmental/External¦Flood/Erosion¦Customer Equipment¦Normal | Environmental/External¦Flood/Erosion¦Customer Equipment¦Normal | None
Environmental/External | Environmental/External | Flood/Erosion | Flood/Erosion | Fuse | Fuse | Normal | Normal | Environmental/External¦Flood/Erosion¦Fuse¦Normal | Environmental/External¦Flood/Erosion¦Fuse¦Normal | All
Environmental/External | Environmental/External | Flood/Erosion | Flood/Erosion | Other | Other | Deteriorated | Deteriorated | Environmental/External¦Flood/Erosion¦Other¦Deteriorated | Environmental/External¦Flood/Erosion¦Other¦Deteriorated | N/A
Environmental/External | Environmental/External | Flood/Erosion | Flood/Erosion | Other | Other | Normal | Normal | Environmental/External¦Flood/Erosion¦Other¦Normal | Environmental/External¦Flood/Erosion¦Other¦Normal | N/A
Environmental/External | Environmental/External | Flood/Erosion | Flood/Erosion | Pole-Wood | Pole-Wood | Broken | Broken | Environmental/External¦Flood/Erosion¦Pole-Wood¦Broken | Environmental/External¦Flood/Erosion¦Pole-Wood¦Broken | All
Environmental/External | Environmental/External | Flood/Erosion | Flood/Erosion | Pole-Wood | Pole-Wood | Deteriorated | Deteriorated | Environmental/External¦Flood/Erosion¦Pole-Wood¦Deteriorated | Environmental/External¦Flood/Erosion¦Pole-Wood¦Deteriorated | All
Environmental/External | Environmental/External | Flood/Erosion | Flood/Erosion | Pole-Wood | Pole-Wood | Normal | Normal | Environmental/External¦Flood/Erosion¦Pole-Wood¦Normal | Environmental/External¦Flood/Erosion¦Pole-Wood¦Normal | All
Environmental/External | Environmental/External | Flood/Erosion | Flood/Erosion | Pole-Wood | Pole-Wood | On Ground | On Ground | Environmental/External¦Flood/Erosion¦Pole-Wood¦On Ground | Environmental/External¦Flood/Erosion¦Pole-Wood¦On Ground | All
Environmental/External | Environmental/External | Flood/Erosion | Flood/Erosion | Switch (UG) | Switch (UG) | Normal | Normal | Environmental/External¦Flood/Erosion¦Switch (UG)¦Normal | Environmental/External¦Flood/Erosion¦Switch (UG)¦Normal | N/A
Environmental/External | Environmental/External | Flood/Erosion | Flood/Erosion | Transformer | Transformer | Broken | Broken | Environmental/External¦Flood/Erosion¦Transformer¦Broken | Environmental/External¦Flood/Erosion¦Transformer¦Broken | All
Environmental/External | Environmental/External | Flood/Erosion | Flood/Erosion | Transformer (OH) | Transformer (OH) | Broken | Broken | Environmental/External¦Flood/Erosion¦Transformer (OH)¦Broken | Environmental/External¦Flood/Erosion¦Transformer (OH)¦Broken | All
Environmental/External | Environmental/External | Ice or snow | Ice or snow | Fuse | Fuse | Normal | Normal | Environmental/External¦Ice or snow¦Fuse¦Normal | Environmental/External¦Ice or snow¦Fuse¦Normal | All
Environmental/External | Environmental/External | Ice or snow | Ice or snow | Insulator | Insulator | Broken | Broken | Environmental/External¦Ice or snow¦Insulator¦Broken | Environmental/External¦Ice or snow¦Insulator¦Broken | All
Environmental/External | Environmental/External | Ice or snow | Ice or snow | Other | Other | Annealed | Annealed | Environmental/External¦Ice or snow¦Other¦Annealed | Environmental/External¦Ice or snow¦Other¦Annealed | N/A
Environmental/External | Environmental/External | Ice or snow | Ice or snow | Pole-Wood | Pole-Wood | Broken | Broken | Environmental/External¦Ice or snow¦Pole-Wood¦Broken | Environmental/External¦Ice or snow¦Pole-Wood¦Broken | All
Environmental/External | Environmental/External | Ice or snow | Ice or snow | Recloser | Recloser | Normal | Normal | Environmental/External¦Ice or snow¦Recloser¦Normal | Environmental/External¦Ice or snow¦Recloser¦Normal | All
Environmental/External | Environmental/External | Ice or snow | Ice or snow | Secondary | Secondary | Broken | Broken | Environmental/External¦Ice or snow¦Secondary¦Broken | Environmental/External¦Ice or snow¦Secondary¦Broken | None
Environmental/External | Environmental/External | Ice or snow | Ice or snow | Transformer | Transformer | Broken | Broken | Environmental/External¦Ice or snow¦Transformer¦Broken | Environmental/External¦Ice or snow¦Transformer¦Broken | All
Environmental/External | Environmental/External | Ice or snow | Ice or snow | Transformer | Transformer | Normal | Normal | Environmental/External¦Ice or snow¦Transformer¦Normal | Environmental/External¦Ice or snow¦Transformer¦Normal | All
Environmental/External | Environmental/External | Lightning | Lightning | Bushing | Bushing | Broken | Broken | Environmental/External¦Lightning¦Bushing¦Broken | Environmental/External¦Lightning¦Bushing¦Broken | All
Environmental/External | Environmental/External | Lightning | Lightning | Capacitor | Capacitor | Burned/flashed | Burned/flashed | Environmental/External¦Lightning¦Capacitor¦Burned/flashed | Environmental/External¦Lightning¦Capacitor¦Burned/flashed | All
Environmental/External | Environmental/External | Lightning | Lightning | Circuit Breaker | Circuit Breaker | Malfunctioning | Malfunctioning | Environmental/External¦Lightning¦Circuit Breaker¦Malfunctioning | Environmental/External¦Lightning¦Circuit Breaker¦Malfunctioning | N/A
Environmental/External | Environmental/External | Lightning | Lightning | Circuit Breaker | Circuit Breaker | Normal | Normal | Environmental/External¦Lightning¦Circuit Breaker¦Normal | Environmental/External¦Lightning¦Circuit Breaker¦Normal | All
Environmental/External | Environmental/External | Lightning | Lightning | Cutout- fuse holder | Cutout- fuse holder | Arcing | Arcing | Environmental/External¦Lightning¦Cutout- fuse holder¦Arcing | Environmental/External¦Lightning¦Cutout- fuse holder¦Arcing | All
Environmental/External | Environmental/External | Lightning | Lightning | Cutout- fuse holder | Cutout- fuse holder | Broken | Broken | Environmental/External¦Lightning¦Cutout- fuse holder¦Broken | Environmental/External¦Lightning¦Cutout- fuse holder¦Broken | All
Environmental/External | Environmental/External | Lightning | Lightning | Cutout- fuse holder | Cutout- fuse holder | Burned/flashed | Burned/flashed | Environmental/External¦Lightning¦Cutout- fuse holder¦Burned/flashed | Environmental/External¦Lightning¦Cutout- fuse holder¦Burned/flashed | All
Environmental/External | Environmental/External | Lightning | Lightning | Cutout- fuse holder | Cutout- fuse holder | Normal | Normal | Environmental/External¦Lightning¦Cutout- fuse holder¦Normal | Environmental/External¦Lightning¦Cutout- fuse holder¦Normal | All
Environmental/External | Environmental/External | Lightning | Lightning | Fuse | Fuse | Arcing | Arcing | Environmental/External¦Lightning¦Fuse¦Arcing | Environmental/External¦Lightning¦Fuse¦Arcing | All
Environmental/External | Environmental/External | Lightning | Lightning | Fuse | Fuse | Burned Open | Burned Open | Environmental/External¦Lightning¦Fuse¦Burned Open | Environmental/External¦Lightning¦Fuse¦Burned Open | All
Environmental/External | Environmental/External | Lightning | Lightning | Fuse | Fuse | Normal | Normal | Environmental/External¦Lightning¦Fuse¦Normal | Environmental/External¦Lightning¦Fuse¦Normal | All
Environmental/External | Environmental/External | Lightning | Lightning | Insulator | Insulator | Broken | Broken | Environmental/External¦Lightning¦Insulator¦Broken | Environmental/External¦Lightning¦Insulator¦Broken | All
Environmental/External | Environmental/External | Lightning | Lightning | Insulator | Insulator | Burned/flashed | Burned/flashed | Environmental/External¦Lightning¦Insulator¦Burned/flashed | Environmental/External¦Lightning¦Insulator¦Burned/flashed | All
Environmental/External | Environmental/External | Lightning | Lightning | Jumper | Jumper | Burned Open | Burned Open | Environmental/External¦Lightning¦Jumper¦Burned Open | Environmental/External¦Lightning¦Jumper¦Burned Open | All
Environmental/External | Environmental/External | Lightning | Lightning | Lightning Arrestor | Lightning Arrestor | Broken | Broken | Environmental/External¦Lightning¦Lightning Arrestor¦Broken | Environmental/External¦Lightning¦Lightning Arrestor¦Broken | All
Environmental/External | Environmental/External | Lightning | Lightning | Lightning Arrestor | Lightning Arrestor | Burned/flashed | Burned/flashed | Environmental/External¦Lightning¦Lightning Arrestor¦Burned/flashed | Environmental/External¦Lightning¦Lightning Arrestor¦Burned/flashed | All
Environmental/External | Environmental/External | Lightning | Lightning | Other | Other | Malfunctioning | Malfunctioning | Environmental/External¦Lightning¦Other¦Malfunctioning | Environmental/External¦Lightning¦Other¦Malfunctioning | N/A
Environmental/External | Environmental/External | Lightning | Lightning | Other | Other | Normal | Normal | Environmental/External¦Lightning¦Other¦Normal | Environmental/External¦Lightning¦Other¦Normal | N/A
Environmental/External | Environmental/External | Lightning | Lightning | Pole-Wood | Pole-Wood | Broken | Broken | Environmental/External¦Lightning¦Pole-Wood¦Broken | Environmental/External¦Lightning¦Pole-Wood¦Broken | All
Environmental/External | Environmental/External | Lightning | Lightning | Pole-Wood | Pole-Wood | Burned/flashed | Burned/flashed | Environmental/External¦Lightning¦Pole-Wood¦Burned/flashed | Environmental/External¦Lightning¦Pole-Wood¦Burned/flashed | All
Environmental/External | Environmental/External | Lightning | Lightning | Pothead(Riser Termination) | Pothead(Riser Termination) | Normal | Normal | Environmental/External¦Lightning¦Pothead(Riser Termination)¦Normal | Environmental/External¦Lightning¦Pothead(Riser Termination)¦Normal | All
Environmental/External | Environmental/External | Lightning | Lightning | Recloser | Recloser | Burned/flashed | Burned/flashed | Environmental/External¦Lightning¦Recloser¦Burned/flashed | Environmental/External¦Lightning¦Recloser¦Burned/flashed | All
Environmental/External | Environmental/External | Lightning | Lightning | Recloser | Recloser | Normal | Normal | Environmental/External¦Lightning¦Recloser¦Normal | #N/A | All
Environmental/External | Environmental/External | Lightning | Lightning | Secondary | Secondary | Burned/flashed | Burned/flashed | Environmental/External¦Lightning¦Secondary¦Burned/flashed | Environmental/External¦Lightning¦Secondary¦Burned/flashed | High
Environmental/External | Environmental/External | Lightning | Lightning | Switch | Switch | Broken | Broken | Environmental/External¦Lightning¦Switch¦Broken | Environmental/External¦Lightning¦Switch¦Broken | All
Environmental/External | Environmental/External | Lightning | Lightning | Transformer | Transformer | Arcing | Arcing | Environmental/External¦Lightning¦Transformer¦Arcing | Environmental/External¦Lightning¦Transformer¦Arcing | All
Environmental/External | Environmental/External | Lightning | Lightning | Transformer | Transformer | Broken | Broken | Environmental/External¦Lightning¦Transformer¦Broken | Environmental/External¦Lightning¦Transformer¦Broken | All
Environmental/External | Environmental/External | Lightning | Lightning | Transformer | Transformer | Burned/flashed | Burned/flashed | Environmental/External¦Lightning¦Transformer¦Burned/flashed | Environmental/External¦Lightning¦Transformer¦Burned/flashed | All
Environmental/External | Environmental/External | Lightning | Lightning | Transformer | Transformer | Contaminated | Contaminated | Environmental/External¦Lightning¦Transformer¦Contaminated | Environmental/External¦Lightning¦Transformer¦Contaminated | All
Environmental/External | Environmental/External | Lightning | Lightning | Transformer | Transformer | Deteriorated | Deteriorated | Environmental/External¦Lightning¦Transformer¦Deteriorated | Environmental/External¦Lightning¦Transformer¦Deteriorated | All
Environmental/External | Environmental/External | Lightning | Lightning | Transformer | Transformer | Malfunctioning | Malfunctioning | Environmental/External¦Lightning¦Transformer¦Malfunctioning | Environmental/External¦Lightning¦Transformer¦Malfunctioning | All
Environmental/External | Environmental/External | Lightning | Lightning | Transformer | Transformer | Normal | Normal | Environmental/External¦Lightning¦Transformer¦Normal | Environmental/External¦Lightning¦Transformer¦Normal | All
Environmental/External | Environmental/External | Lightning | Lightning | Transformer (OH) | Transformer (OH) | Broken | Broken | Environmental/External¦Lightning¦Transformer (OH)¦Broken | Environmental/External¦Lightning¦Transformer (OH)¦Broken | All
Environmental/External | Environmental/External | Lightning | Lightning | Transformer (OH) | Transformer (OH) | Burned/flashed | Burned/flashed | Environmental/External¦Lightning¦Transformer (OH)¦Burned/flashed | Environmental/External¦Lightning¦Transformer (OH)¦Burned/flashed | All
Environmental/External | Environmental/External | Lightning | Lightning | Transformer (OH) | Transformer (OH) | Deteriorated | Deteriorated | Environmental/External¦Lightning¦Transformer (OH)¦Deteriorated | Environmental/External¦Lightning¦Transformer (OH)¦Deteriorated | All
Environmental/External | Environmental/External | Lightning | Lightning | Transformer (OH) | Transformer (OH) | Normal | Normal | Environmental/External¦Lightning¦Transformer (OH)¦Normal | Environmental/External¦Lightning¦Transformer (OH)¦Normal | All
Environmental/External | Environmental/External | Lightning | Lightning | Transformer (UG) | Transformer (UG) | Burned/flashed | Burned/flashed | Environmental/External¦Lightning¦Transformer (UG)¦Burned/flashed | Environmental/External¦Lightning¦Transformer (UG)¦Burned/flashed | N/A
Environmental/External | Environmental/External | Lightning | Lightning | Transformer (UG) | Transformer (UG) | Deteriorated | Deteriorated | Environmental/External¦Lightning¦Transformer (UG)¦Deteriorated | Environmental/External¦Lightning¦Transformer (UG)¦Deteriorated | N/A
Environmental/External | Environmental/External | Water | Water | Other | Other | Leaking | Leaking | Environmental/External¦Water¦Other¦Leaking | #N/A | N/A
Environmental/External | Environmental/External | Water | Water | Pole-Wood | Pole-Wood | Normal | Normal | Environmental/External¦Water¦Pole-Wood¦Normal | Environmental/External¦Water¦Pole-Wood¦Normal | All
Environmental/External | Environmental/External | Water | Water | Transformer | Transformer | Broken | Broken | Environmental/External¦Water¦Transformer¦Broken | Environmental/External¦Water¦Transformer¦Broken | All
Environmental/External | Environmental/External | Water | Water | Transformer | Transformer | Burned Open | Burned Open | Environmental/External¦Water¦Transformer¦Burned Open | Environmental/External¦Water¦Transformer¦Burned Open | All
Equipment Failure/Involved | Equipment Failure/Involved | Electrical Overload | Electrical Overload | (blank) | (blank) | Arcing | Arcing | Equipment Failure/Involved¦Electrical Overload¦(blank)¦Arcing | #N/A | N/A
Equipment Failure/Involved | Equipment Failure/Involved | Electrical Overload | Electrical Overload | (blank) | (blank) | Broken | Broken | Equipment Failure/Involved¦Electrical Overload¦(blank)¦Broken | Equipment Failure/Involved¦Electrical Overload¦(blank)¦Broken | N/A
Equipment Failure/Involved | Equipment Failure/Involved | Electrical Overload | Electrical Overload | (blank) | (blank) | Failed/Faulted | Failed/Faulted | Equipment Failure/Involved¦Electrical Overload¦(blank)¦Failed/Faulted | Equipment Failure/Involved¦Electrical Overload¦(blank)¦Failed/Faulted | N/A
Equipment Failure/Involved | Equipment Failure/Involved | Electrical Overload | Electrical Overload | (blank) | (blank) | Normal | Normal | Equipment Failure/Involved¦Electrical Overload¦(blank)¦Normal | Equipment Failure/Involved¦Electrical Overload¦(blank)¦Normal | N/A
Equipment Failure/Involved | Equipment Failure/Involved | Electrical Overload | Electrical Overload | Capacitor | Capacitor | Failed/Faulted | Failed/Faulted | Equipment Failure/Involved¦Electrical Overload¦Capacitor¦Failed/Faulted | Equipment Failure/Involved¦Electrical Overload¦Capacitor¦Failed/Faulted | All
Equipment Failure/Involved | Equipment Failure/Involved | Electrical Overload | Electrical Overload | Conductor, Overhead | Conductor, Overhead | Arcing | Arcing | Equipment Failure/Involved¦Electrical Overload¦Conductor, Overhead¦Arcing | Equipment Failure/Involved¦Electrical Overload¦Conductor, Overhead¦Arcing | All
Equipment Failure/Involved | Equipment Failure/Involved | Electrical Overload | Electrical Overload | Connector or Splice (OH) | Connector or Splice (OH) | Arcing | Arcing | Equipment Failure/Involved¦Electrical Overload¦Connector or Splice (OH)¦Arcing | Equipment Failure/Involved¦Electrical Overload¦Connector or Splice (OH)¦Arcing | All
Equipment Failure/Involved | Equipment Failure/Involved | Electrical Overload | Electrical Overload | Connector or Splice (UG) | Connector or Splice (UG) | Normal | Normal | Equipment Failure/Involved¦Electrical Overload¦Connector or Splice (UG)¦Normal | Equipment Failure/Involved¦Electrical Overload¦Connector or Splice (UG)¦Normal | N/A
Equipment Failure/Involved | Equipment Failure/Involved | Electrical Overload | Electrical Overload | Cutout- fuse holder | Cutout- fuse holder | Broken | Broken | Equipment Failure/Involved¦Electrical Overload¦Cutout- fuse holder¦Broken | Equipment Failure/Involved¦Electrical Overload¦Cutout- fuse holder¦Broken | All
Equipment Failure/Involved | Equipment Failure/Involved | Electrical Overload | Electrical Overload | Cutout- fuse holder | Cutout- fuse holder | Burned/flashed | Burned/flashed | Equipment Failure/Involved¦Electrical Overload¦Cutout- fuse holder¦Burned/flashed | Equipment Failure/Involved¦Electrical Overload¦Cutout- fuse holder¦Burned/flashed | All
Equipment Failure/Involved | Equipment Failure/Involved | Electrical Overload | Electrical Overload | Cutout- fuse holder | Cutout- fuse holder | Failed/Faulted | Failed/Faulted | Equipment Failure/Involved¦Electrical Overload¦Cutout- fuse holder¦Failed/Faulted | Equipment Failure/Involved¦Electrical Overload¦Cutout- fuse holder¦Failed/Faulted | All
Equipment Failure/Involved | Equipment Failure/Involved | Electrical Overload | Electrical Overload | Fuse | Fuse | Failed/Faulted | Failed/Faulted | Equipment Failure/Involved¦Electrical Overload¦Fuse¦Failed/Faulted | Equipment Failure/Involved¦Electrical Overload¦Fuse¦Failed/Faulted | All
Equipment Failure/Involved | Equipment Failure/Involved | Electrical Overload | Electrical Overload | Insulator | Insulator | Failed/Faulted | Failed/Faulted | Equipment Failure/Involved¦Electrical Overload¦Insulator¦Failed/Faulted | Equipment Failure/Involved¦Electrical Overload¦Insulator¦Failed/Faulted | All
Equipment Failure/Involved | Equipment Failure/Involved | Electrical Overload | Electrical Overload | Insulator | Insulator | Burned/flashed | Burned/flashed | Equipment Failure/Involved¦Electrical Overload¦Insulator¦Burned/flashed | Equipment Failure/Involved¦Electrical Overload¦Insulator¦Burned/flashed | All
Equipment Failure/Involved | Equipment Failure/Involved | Electrical Overload | Electrical Overload | Jumper | Jumper | Broken | Broken | Equipment Failure/Involved¦Electrical Overload¦Jumper¦Broken | Equipment Failure/Involved¦Electrical Overload¦Jumper¦Broken | All
Equipment Failure/Involved | Equipment Failure/Involved | Electrical Overload | Electrical Overload | Lightning Arrestor | Lightning Arrestor | Burned/flashed | Burned/flashed | Equipment Failure/Involved¦Electrical Overload¦Lightning Arrestor¦Burned/flashed | Equipment Failure/Involved¦Electrical Overload¦Lightning Arrestor¦Burned/flashed | All
Equipment Failure/Involved | Equipment Failure/Involved | Electrical Overload | Electrical Overload | Other | Other | Failed/Faulted | Failed/Faulted | Equipment Failure/Involved¦Electrical Overload¦Other¦Failed/Faulted | Equipment Failure/Involved¦Electrical Overload¦Other¦Failed/Faulted | N/A
Equipment Failure/Involved | Equipment Failure/Involved | Electrical Overload | Electrical Overload | Pothead(Riser Termination) | Pothead(Riser Termination) | Failed/Faulted | Failed/Faulted | Equipment Failure/Involved¦Electrical Overload¦Pothead(Riser Termination)¦Failed/Faulted | Equipment Failure/Involved¦Electrical Overload¦Pothead(Riser Termination)¦Failed/Faulted | All
Equipment Failure/Involved | Equipment Failure/Involved | Electrical Overload | Electrical Overload | Service conductor | Service conductor | Failed/Faulted | Failed/Faulted | Equipment Failure/Involved¦Electrical Overload¦Service conductor¦Failed/Faulted | Equipment Failure/Involved¦Electrical Overload¦Service conductor¦Failed/Faulted | High
Equipment Failure/Involved | Equipment Failure/Involved | Electrical Overload | Electrical Overload | Switch | Switch | Failed/Faulted | Failed/Faulted | Equipment Failure/Involved¦Electrical Overload¦Switch¦Failed/Faulted | Equipment Failure/Involved¦Electrical Overload¦Switch¦Failed/Faulted | All
Equipment Failure/Involved | Equipment Failure/Involved | Electrical Overload | Electrical Overload | Switch (OH) | Switch (OH) | Normal | Normal | Equipment Failure/Involved¦Electrical Overload¦Switch (OH)¦Normal | #N/A | All
Equipment Failure/Involved | Equipment Failure/Involved | Electrical Overload | Electrical Overload | Transformer | Transformer | (blank) | (blank) | Equipment Failure/Involved¦Electrical Overload¦Transformer¦(blank) | Equipment Failure/Involved¦Electrical Overload¦Transformer¦(blank) | All
Equipment Failure/Involved | Equipment Failure/Involved | Electrical Overload | Electrical Overload | Transformer | Transformer | Failed/Faulted | Failed/Faulted | Equipment Failure/Involved¦Electrical Overload¦Transformer¦Failed/Faulted | Equipment Failure/Involved¦Electrical Overload¦Transformer¦Failed/Faulted | All
Equipment Failure/Involved | Equipment Failure/Involved | Electrical Overload | Electrical Overload | Transformer | Transformer | Broken, wire on ground | Broken, wire on ground | Equipment Failure/Involved¦Electrical Overload¦Transformer¦Broken, wire on ground | Equipment Failure/Involved¦Electrical Overload¦Transformer¦Broken, wire on ground | All
Equipment Failure/Involved | Equipment Failure/Involved | Electrical Overload | Electrical Overload | Transformer (OH) | Transformer (OH) | (blank) | (blank) | Equipment Failure/Involved¦Electrical Overload¦Transformer (OH)¦(blank) | Equipment Failure/Involved¦Electrical Overload¦Transformer (OH)¦(blank) | All
Equipment Failure/Involved | Equipment Failure/Involved | Electrical Overload | Electrical Overload | Transformer (OH) | Transformer (OH) | Failed/Faulted | Failed/Faulted | Equipment Failure/Involved¦Electrical Overload¦Transformer (OH)¦Failed/Faulted | Equipment Failure/Involved¦Electrical Overload¦Transformer (OH)¦Failed/Faulted | All
Equipment Failure/Involved | Equipment Failure/Involved | Electrical Overload | Electrical Overload | Transformer (UG) | Transformer (UG) | Failed/Faulted | Failed/Faulted | Equipment Failure/Involved¦Electrical Overload¦Transformer (UG)¦Failed/Faulted | Equipment Failure/Involved¦Electrical Overload¦Transformer (UG)¦Failed/Faulted | N/A
Equipment Failure/Involved | Equipment Failure/Involved | Fire, pole | Fire, pole | Crossarm, Steel | Crossarm, Steel | Deteriorated | Deteriorated | Equipment Failure/Involved¦Fire, pole¦Crossarm, Steel¦Deteriorated | Equipment Failure/Involved¦Fire, pole¦Crossarm, Steel¦Deteriorated | All
Equipment Failure/Involved | Equipment Failure/Involved | Fire, pole | Fire, pole | Cutout- fuse holder | Cutout- fuse holder | Burned/flashed | Burned/flashed | Equipment Failure/Involved¦Fire, pole¦Cutout- fuse holder¦Burned/flashed | Equipment Failure/Involved¦Fire, pole¦Cutout- fuse holder¦Burned/flashed | All
Equipment Failure/Involved | Equipment Failure/Involved | Fire, pole | Fire, pole | Footings, Tower or Pole | Footings, Tower or Pole | Burned/flashed | Burned/flashed | Equipment Failure/Involved¦Fire, pole¦Footings, Tower or Pole¦Burned/flashed | Equipment Failure/Involved¦Fire, pole¦Footings, Tower or Pole¦Burned/flashed | All
Equipment Failure/Involved | Equipment Failure/Involved | Fire, pole | Fire, pole | Insulator | Insulator | Failed/Faulted | Failed/Faulted | Equipment Failure/Involved¦Fire, pole¦Insulator¦Failed/Faulted | Equipment Failure/Involved¦Fire, pole¦Insulator¦Failed/Faulted | All
Equipment Failure/Involved | Equipment Failure/Involved | Fire, pole | Fire, pole | Jumper | Jumper | Deteriorated | Deteriorated | Equipment Failure/Involved¦Fire, pole¦Jumper¦Deteriorated | Equipment Failure/Involved¦Fire, pole¦Jumper¦Deteriorated | All
Equipment Failure/Involved | Equipment Failure/Involved | Fire, pole | Fire, pole | Pole - Tower, steel | Pole - Tower, steel | Normal | Normal | Equipment Failure/Involved¦Fire, pole¦Pole - Tower, steel¦Normal | Equipment Failure/Involved¦Fire, pole¦Pole - Tower, steel¦Normal | All
Equipment Failure/Involved | Equipment Failure/Involved | Fire, pole | Fire, pole | Pothead(Riser Termination) | Pothead(Riser Termination) | Failed/Faulted | Failed/Faulted | Equipment Failure/Involved¦Fire, pole¦Pothead(Riser Termination)¦Failed/Faulted | Equipment Failure/Involved¦Fire, pole¦Pothead(Riser Termination)¦Failed/Faulted | All
Equipment Failure/Involved | Equipment Failure/Involved | Fire, pole | Fire, pole | Transformer | Transformer | Failed/Faulted | Failed/Faulted | Equipment Failure/Involved¦Fire, pole¦Transformer¦Failed/Faulted | Equipment Failure/Involved¦Fire, pole¦Transformer¦Failed/Faulted | All
Equipment Failure/Involved | Equipment Failure/Involved | Fire, pole | Fire, pole | Transformer (OH) | Transformer (OH) | Failed/Faulted | Failed/Faulted | Equipment Failure/Involved¦Fire, pole¦Transformer (OH)¦Failed/Faulted | Equipment Failure/Involved¦Fire, pole¦Transformer (OH)¦Failed/Faulted | All
Equipment Failure/Involved | Equipment Failure/Involved | Ice or snow | Ice or snow | Conductor, Overhead | Conductor, Overhead | Broken, wire on object | Broken, wire on object | Equipment Failure/Involved¦Ice or snow¦Conductor, Overhead¦Broken, wire on object | Equipment Failure/Involved¦Ice or snow¦Conductor, Overhead¦Broken, wire on object | All
Equipment Failure/Involved | Equipment Failure/Involved | Ice or snow | Ice or snow | Conductor, Overhead | Conductor, Overhead | Normal | Normal | Equipment Failure/Involved¦Ice or snow¦Conductor, Overhead¦Normal | Equipment Failure/Involved¦Ice or snow¦Conductor, Overhead¦Normal | All
Equipment Failure/Involved | Equipment Failure/Involved | Lightning | Lightning | Connector or Splice (OH) | Connector or Splice (OH) | Broken | Broken | Equipment Failure/Involved¦Lightning¦Connector or Splice (OH)¦Broken | Equipment Failure/Involved¦Lightning¦Connector or Splice (OH)¦Broken | All
Equipment Failure/Involved | Equipment Failure/Involved | Lightning | Lightning | Cutout- fuse holder | Cutout- fuse holder | Failed/Faulted | Failed/Faulted | Equipment Failure/Involved¦Lightning¦Cutout- fuse holder¦Failed/Faulted | Equipment Failure/Involved¦Lightning¦Cutout- fuse holder¦Failed/Faulted | All
Equipment Failure/Involved | Equipment Failure/Involved | Lightning | Lightning | Cutout, Fused, Distribution | Cutout, Fused, Distribution | Failed/Faulted | Failed/Faulted | Equipment Failure/Involved¦Lightning¦Cutout, Fused, Distribution¦Failed/Faulted | Equipment Failure/Involved¦Lightning¦Cutout, Fused, Distribution¦Failed/Faulted | All
Equipment Failure/Involved | Equipment Failure/Involved | Lightning | Lightning | Fuse | Fuse | Arcing | Arcing | Equipment Failure/Involved¦Lightning¦Fuse¦Arcing | Equipment Failure/Involved¦Lightning¦Fuse¦Arcing | All
Equipment Failure/Involved | Equipment Failure/Involved | Lightning | Lightning | Fuse | Fuse | Failed/Faulted | Failed/Faulted | Equipment Failure/Involved¦Lightning¦Fuse¦Failed/Faulted | Equipment Failure/Involved¦Lightning¦Fuse¦Failed/Faulted | All
Equipment Failure/Involved | Equipment Failure/Involved | Lightning | Lightning | Lightning Arrestor | Lightning Arrestor | Failed/Faulted | Failed/Faulted | Equipment Failure/Involved¦Lightning¦Lightning Arrestor¦Failed/Faulted | Equipment Failure/Involved¦Lightning¦Lightning Arrestor¦Failed/Faulted | All
Equipment Failure/Involved | Equipment Failure/Involved | Lightning | Lightning | Other | Other | Bent or Twisted | Bent or Twisted | Equipment Failure/Involved¦Lightning¦Other¦Bent or Twisted | Equipment Failure/Involved¦Lightning¦Other¦Bent or Twisted | N/A
Equipment Failure/Involved | Equipment Failure/Involved | Lightning | Lightning | Other | Other | Failed/Faulted | Failed/Faulted | Equipment Failure/Involved¦Lightning¦Other¦Failed/Faulted | Equipment Failure/Involved¦Lightning¦Other¦Failed/Faulted | N/A
Equipment Failure/Involved | Equipment Failure/Involved | Lightning | Lightning | Other | Other | Malfunctioning | Malfunctioning | Equipment Failure/Involved¦Lightning¦Other¦Malfunctioning | Equipment Failure/Involved¦Lightning¦Other¦Malfunctioning | N/A
Equipment Failure/Involved | Equipment Failure/Involved | Lightning | Lightning | Transformer | Transformer | Broken | Broken | Equipment Failure/Involved¦Lightning¦Transformer¦Broken | Equipment Failure/Involved¦Lightning¦Transformer¦Broken | All
Equipment Failure/Involved | Equipment Failure/Involved | Lightning | Lightning | Transformer | Transformer | Burned/flashed | Burned/flashed | Equipment Failure/Involved¦Lightning¦Transformer¦Burned/flashed | Equipment Failure/Involved¦Lightning¦Transformer¦Burned/flashed | All
Equipment Failure/Involved | Equipment Failure/Involved | Lightning | Lightning | Transformer | Transformer | Failed/Faulted | Failed/Faulted | Equipment Failure/Involved¦Lightning¦Transformer¦Failed/Faulted | Equipment Failure/Involved¦Lightning¦Transformer¦Failed/Faulted | All
Equipment Failure/Involved | Equipment Failure/Involved | Lightning | Lightning | Transformer | Transformer | Malfunctioning | Malfunctioning | Equipment Failure/Involved¦Lightning¦Transformer¦Malfunctioning | Equipment Failure/Involved¦Lightning¦Transformer¦Malfunctioning | All
Equipment Failure/Involved | Equipment Failure/Involved | Other | Other | (blank) | (blank) | Broken | Broken | Equipment Failure/Involved¦Other¦(blank)¦Broken | Equipment Failure/Involved¦Other¦(blank)¦Broken | N/A
Equipment Failure/Involved | Equipment Failure/Involved | Other | Other | (blank) | (blank) | Failed/Faulted | Failed/Faulted | Equipment Failure/Involved¦Other¦(blank)¦Failed/Faulted | Equipment Failure/Involved¦Other¦(blank)¦Failed/Faulted | N/A
Equipment Failure/Involved | Equipment Failure/Involved | Other | Other | Conductor, Underground | Conductor, Underground | Failed/Faulted | Failed/Faulted | Equipment Failure/Involved¦Other¦Conductor, Underground¦Failed/Faulted | Equipment Failure/Involved¦Other¦Conductor, Underground¦Failed/Faulted | N/A
Equipment Failure/Involved | Equipment Failure/Involved | Other | Other | Connector or Splice (UG) | Connector or Splice (UG) | Failed/Faulted | Failed/Faulted | Equipment Failure/Involved¦Other¦Connector or Splice (UG)¦Failed/Faulted | Equipment Failure/Involved¦Other¦Connector or Splice (UG)¦Failed/Faulted | N/A
Equipment Failure/Involved | Equipment Failure/Involved | Other | Other | Crossarm, Wood | Crossarm, Wood | (blank) | (blank) | Equipment Failure/Involved¦Other¦Crossarm, Wood¦(blank) | Equipment Failure/Involved¦Other¦Crossarm, Wood¦(blank) | N/A
Equipment Failure/Involved | Equipment Failure/Involved | Other | Other | Cutout- fuse holder | Cutout- fuse holder | Arcing | Arcing | Equipment Failure/Involved¦Other¦Cutout- fuse holder¦Arcing | Equipment Failure/Involved¦Other¦Cutout- fuse holder¦Arcing | All
Equipment Failure/Involved | Equipment Failure/Involved | Other | Other | Cutout- fuse holder | Cutout- fuse holder | Broken | Broken | Equipment Failure/Involved¦Other¦Cutout- fuse holder¦Broken | Equipment Failure/Involved¦Other¦Cutout- fuse holder¦Broken | All
Equipment Failure/Involved | Equipment Failure/Involved | Other | Other | Cutout- fuse holder | Cutout- fuse holder | Burned/flashed | Burned/flashed | Equipment Failure/Involved¦Other¦Cutout- fuse holder¦Burned/flashed | Equipment Failure/Involved¦Other¦Cutout- fuse holder¦Burned/flashed | All
Equipment Failure/Involved | Equipment Failure/Involved | Other | Other | Cutout- fuse holder | Cutout- fuse holder | Failed/Faulted | Failed/Faulted | Equipment Failure/Involved¦Other¦Cutout- fuse holder¦Failed/Faulted | Equipment Failure/Involved¦Other¦Cutout- fuse holder¦Failed/Faulted | All
Equipment Failure/Involved | Equipment Failure/Involved | Other | Other | Fuse | Fuse | Failed/Faulted | Failed/Faulted | Equipment Failure/Involved¦Other¦Fuse¦Failed/Faulted | Equipment Failure/Involved¦Other¦Fuse¦Failed/Faulted | All
Equipment Failure/Involved | Equipment Failure/Involved | Other | Other | Insulator | Insulator | Failed/Faulted | Failed/Faulted | Equipment Failure/Involved¦Other¦Insulator¦Failed/Faulted | Equipment Failure/Involved¦Other¦Insulator¦Failed/Faulted | All
Equipment Failure/Involved | Equipment Failure/Involved | Other | Other | Lightning Arrestor | Lightning Arrestor | Failed/Faulted | Failed/Faulted | Equipment Failure/Involved¦Other¦Lightning Arrestor¦Failed/Faulted | Equipment Failure/Involved¦Other¦Lightning Arrestor¦Failed/Faulted | All
Equipment Failure/Involved | Equipment Failure/Involved | Other | Other | Other | Other | Failed/Faulted | Failed/Faulted | Equipment Failure/Involved¦Other¦Other¦Failed/Faulted | Equipment Failure/Involved¦Other¦Other¦Failed/Faulted | N/A
Equipment Failure/Involved | Equipment Failure/Involved | Other | Other | Riser | Riser | Failed/Faulted | Failed/Faulted | Equipment Failure/Involved¦Other¦Riser¦Failed/Faulted | Equipment Failure/Involved¦Other¦Riser¦Failed/Faulted | All
Equipment Failure/Involved | Equipment Failure/Involved | Other | Other | Transformer | Transformer | (blank) | (blank) | Equipment Failure/Involved¦Other¦Transformer¦(blank) | Equipment Failure/Involved¦Other¦Transformer¦(blank) | All
Equipment Failure/Involved | Equipment Failure/Involved | Other | Other | Transformer | Transformer | Failed/Faulted | Failed/Faulted | Equipment Failure/Involved¦Other¦Transformer¦Failed/Faulted | Equipment Failure/Involved¦Other¦Transformer¦Failed/Faulted | All
Equipment Failure/Involved | Equipment Failure/Involved | Overhead | Overhead | (blank) | (blank) | Arcing | Arcing | Equipment Failure/Involved¦Overhead¦(blank)¦Arcing | Equipment Failure/Involved¦Overhead¦(blank)¦Arcing | N/A
Equipment Failure/Involved | Equipment Failure/Involved | Overhead | Overhead | (blank) | (blank) | Broken | Broken | Equipment Failure/Involved¦Overhead¦(blank)¦Broken | Equipment Failure/Involved¦Overhead¦(blank)¦Broken | N/A
Equipment Failure/Involved | Equipment Failure/Involved | Overhead | Overhead | (blank) | (blank) | Burned Open | Burned Open | Equipment Failure/Involved¦Overhead¦(blank)¦Burned Open | Equipment Failure/Involved¦Overhead¦(blank)¦Burned Open | N/A
Equipment Failure/Involved | Equipment Failure/Involved | Overhead | Overhead | (blank) | (blank) | Failed/Faulted | Failed/Faulted | Equipment Failure/Involved¦Overhead¦(blank)¦Failed/Faulted | Equipment Failure/Involved¦Overhead¦(blank)¦Failed/Faulted | N/A
Equipment Failure/Involved | Equipment Failure/Involved | Overhead | Overhead | (blank) | (blank) | Normal | Normal | Equipment Failure/Involved¦Overhead¦(blank)¦Normal | Equipment Failure/Involved¦Overhead¦(blank)¦Normal | N/A
Equipment Failure/Involved | Equipment Failure/Involved | Overhead | Overhead | Booster | Booster | Failed/Faulted | Failed/Faulted | Equipment Failure/Involved¦Overhead¦Booster¦Failed/Faulted | Equipment Failure/Involved¦Overhead¦Booster¦Failed/Faulted | All
Equipment Failure/Involved | Equipment Failure/Involved | Overhead | Overhead | Bus | Bus | Annealed | Annealed | Equipment Failure/Involved¦Overhead¦Bus¦Annealed | Equipment Failure/Involved¦Overhead¦Bus¦Annealed | N/A
Equipment Failure/Involved | Equipment Failure/Involved | Overhead | Overhead | Bus | Bus | Failed/Faulted | Failed/Faulted | Equipment Failure/Involved¦Overhead¦Bus¦Failed/Faulted | Equipment Failure/Involved¦Overhead¦Bus¦Failed/Faulted | N/A
Equipment Failure/Involved | Equipment Failure/Involved | Overhead | Overhead | Bus | Bus | Normal | Normal | Equipment Failure/Involved¦Overhead¦Bus¦Normal | Equipment Failure/Involved¦Overhead¦Bus¦Normal | N/A
Equipment Failure/Involved | Equipment Failure/Involved | Overhead | Overhead | Bushing | Bushing | Failed/Faulted | Failed/Faulted | Equipment Failure/Involved¦Overhead¦Bushing¦Failed/Faulted | Equipment Failure/Involved¦Overhead¦Bushing¦Failed/Faulted | All
Equipment Failure/Involved | Equipment Failure/Involved | Overhead | Overhead | Capacitor | Capacitor | Failed/Faulted | Failed/Faulted | Equipment Failure/Involved¦Overhead¦Capacitor¦Failed/Faulted | Equipment Failure/Involved¦Overhead¦Capacitor¦Failed/Faulted | All
Equipment Failure/Involved | Equipment Failure/Involved | Overhead | Overhead | Conductor, Overhead | Conductor, Overhead | Failed/Faulted | Failed/Faulted | Equipment Failure/Involved¦Overhead¦Conductor, Overhead¦Failed/Faulted | Equipment Failure/Involved¦Overhead¦Conductor, Overhead¦Failed/Faulted | All
Equipment Failure/Involved | Equipment Failure/Involved | Overhead | Overhead | Connector or Splice (UG) | Connector or Splice (UG) | Deteriorated | Deteriorated | Equipment Failure/Involved¦Overhead¦Connector or Splice (UG)¦Deteriorated | Equipment Failure/Involved¦Overhead¦Connector or Splice (UG)¦Deteriorated | N/A
Equipment Failure/Involved | Equipment Failure/Involved | Overhead | Overhead | Connector or Splice (UG) | Connector or Splice (UG) | Normal | Normal | Equipment Failure/Involved¦Overhead¦Connector or Splice (UG)¦Normal | Equipment Failure/Involved¦Overhead¦Connector or Splice (UG)¦Normal | N/A
Equipment Failure/Involved | Equipment Failure/Involved | Overhead | Overhead | Crossarm, Steel | Crossarm, Steel | Broken, wire on object | Broken, wire on object | Equipment Failure/Involved¦Overhead¦Crossarm, Steel¦Broken, wire on object | Equipment Failure/Involved¦Overhead¦Crossarm, Steel¦Broken, wire on object | All
Equipment Failure/Involved | Equipment Failure/Involved | Overhead | Overhead | Crossarm, Steel | Crossarm, Steel | Burned/flashed | Burned/flashed | Equipment Failure/Involved¦Overhead¦Crossarm, Steel¦Burned/flashed | Equipment Failure/Involved¦Overhead¦Crossarm, Steel¦Burned/flashed | All
Equipment Failure/Involved | Equipment Failure/Involved | Overhead | Overhead | Crossarm, Wood | Crossarm, Wood | Failed/Faulted | Failed/Faulted | Equipment Failure/Involved¦Overhead¦Crossarm, Wood¦Failed/Faulted | Equipment Failure/Involved¦Overhead¦Crossarm, Wood¦Failed/Faulted | All
Equipment Failure/Involved | Equipment Failure/Involved | Overhead | Overhead | CT | CT | Failed/Faulted | Failed/Faulted | Equipment Failure/Involved¦Overhead¦CT¦Failed/Faulted | Equipment Failure/Involved¦Overhead¦CT¦Failed/Faulted | None
Equipment Failure/Involved | Equipment Failure/Involved | Overhead | Overhead | Customer Equipment | Customer Equipment | Failed/Faulted | Failed/Faulted | Equipment Failure/Involved¦Overhead¦Customer Equipment¦Failed/Faulted | Equipment Failure/Involved¦Overhead¦Customer Equipment¦Failed/Faulted | None
Equipment Failure/Involved | Equipment Failure/Involved | Overhead | Overhead | Customer Equipment | Customer Equipment | Normal | Normal | Equipment Failure/Involved¦Overhead¦Customer Equipment¦Normal | Equipment Failure/Involved¦Overhead¦Customer Equipment¦Normal | None
Equipment Failure/Involved | Equipment Failure/Involved | Overhead | Overhead | Customer Equipment | Customer Equipment | Deteriorated | Deteriorated | Equipment Failure/Involved¦Overhead¦Customer Equipment¦Deteriorated | Equipment Failure/Involved¦Overhead¦Customer Equipment¦Deteriorated | none
Equipment Failure/Involved | Equipment Failure/Involved | Overhead | Overhead | Cutout- fuse holder | Cutout- fuse holder | Arcing | Arcing | Equipment Failure/Involved¦Overhead¦Cutout- fuse holder¦Arcing | Equipment Failure/Involved¦Overhead¦Cutout- fuse holder¦Arcing | All
Equipment Failure/Involved | Equipment Failure/Involved | Overhead | Overhead | Cutout- fuse holder | Cutout- fuse holder | Broken | Broken | Equipment Failure/Involved¦Overhead¦Cutout- fuse holder¦Broken | Equipment Failure/Involved¦Overhead¦Cutout- fuse holder¦Broken | All
Equipment Failure/Involved | Equipment Failure/Involved | Overhead | Overhead | Cutout- fuse holder | Cutout- fuse holder | Broken, wire on object | Broken, wire on object | Equipment Failure/Involved¦Overhead¦Cutout- fuse holder¦Broken, wire on object | Equipment Failure/Involved¦Overhead¦Cutout- fuse holder¦Broken, wire on object | All
Equipment Failure/Involved | Equipment Failure/Involved | Overhead | Overhead | Cutout- fuse holder | Cutout- fuse holder | Burned Open | Burned Open | Equipment Failure/Involved¦Overhead¦Cutout- fuse holder¦Burned Open | Equipment Failure/Involved¦Overhead¦Cutout- fuse holder¦Burned Open | All
Equipment Failure/Involved | Equipment Failure/Involved | Overhead | Overhead | Cutout- fuse holder | Cutout- fuse holder | Burned/flashed | Burned/flashed | Equipment Failure/Involved¦Overhead¦Cutout- fuse holder¦Burned/flashed | Equipment Failure/Involved¦Overhead¦Cutout- fuse holder¦Burned/flashed | All
Equipment Failure/Involved | Equipment Failure/Involved | Overhead | Overhead | Cutout- fuse holder | Cutout- fuse holder | Failed/Faulted | Failed/Faulted | Equipment Failure/Involved¦Overhead¦Cutout- fuse holder¦Failed/Faulted | Equipment Failure/Involved¦Overhead¦Cutout- fuse holder¦Failed/Faulted | All
Equipment Failure/Involved | Equipment Failure/Involved | Overhead | Overhead | Cutout- fuse holder | Cutout- fuse holder | Normal | Normal | Equipment Failure/Involved¦Overhead¦Cutout- fuse holder¦Normal | Equipment Failure/Involved¦Overhead¦Cutout- fuse holder¦Normal | All
Equipment Failure/Involved | Equipment Failure/Involved | Overhead | Overhead | Cutout- fuse holder | Cutout- fuse holder | Malfunctioning | Malfunctioning | Equipment Failure/Involved¦Overhead¦Cutout- fuse holder¦Malfunctioning | Equipment Failure/Involved¦Overhead¦Cutout- fuse holder¦Malfunctioning | All
Equipment Failure/Involved | Equipment Failure/Involved | Overhead | Overhead | Fuse | Fuse | (blank) | (blank) | Equipment Failure/Involved¦Overhead¦Fuse¦(blank) | Equipment Failure/Involved¦Overhead¦Fuse¦(blank) | All
Equipment Failure/Involved | Equipment Failure/Involved | Overhead | Overhead | Fuse | Fuse | Broken, wire on ground | Broken, wire on ground | Equipment Failure/Involved¦Overhead¦Fuse¦Broken, wire on ground | Equipment Failure/Involved¦Overhead¦Fuse¦Broken, wire on ground | All
Equipment Failure/Involved | Equipment Failure/Involved | Overhead | Overhead | Fuse | Fuse | Failed/Faulted | Failed/Faulted | Equipment Failure/Involved¦Overhead¦Fuse¦Failed/Faulted | Equipment Failure/Involved¦Overhead¦Fuse¦Failed/Faulted | All
Equipment Failure/Involved | Equipment Failure/Involved | Overhead | Overhead | Insulator | Insulator | Failed/Faulted | Failed/Faulted | Equipment Failure/Involved¦Overhead¦Insulator¦Failed/Faulted | Equipment Failure/Involved¦Overhead¦Insulator¦Failed/Faulted | All
Equipment Failure/Involved | Equipment Failure/Involved | Overhead | Overhead | Jumper | Jumper | (blank) | (blank) | Equipment Failure/Involved¦Overhead¦Jumper¦(blank) | Equipment Failure/Involved¦Overhead¦Jumper¦(blank) | All
Equipment Failure/Involved | Equipment Failure/Involved | Overhead | Overhead | Jumper | Jumper | Failed/Faulted | Failed/Faulted | Equipment Failure/Involved¦Overhead¦Jumper¦Failed/Faulted | Equipment Failure/Involved¦Overhead¦Jumper¦Failed/Faulted | All
Equipment Failure/Involved | Equipment Failure/Involved | Overhead | Overhead | Lightning Arrestor | Lightning Arrestor | Failed/Faulted | Failed/Faulted | Equipment Failure/Involved¦Overhead¦Lightning Arrestor¦Failed/Faulted | Equipment Failure/Involved¦Overhead¦Lightning Arrestor¦Failed/Faulted | All
Equipment Failure/Involved | Equipment Failure/Involved | Overhead | Overhead | Lightning Arrestor | Lightning Arrestor | Broken, wire on ground | Broken, wire on ground | Equipment Failure/Involved¦Overhead¦Lightning Arrestor¦Broken, wire on ground | Equipment Failure/Involved¦Overhead¦Lightning Arrestor¦Broken, wire on ground | All
Equipment Failure/Involved | Equipment Failure/Involved | Overhead | Overhead | Metering Equipment | Metering Equipment | (blank) | (blank) | Equipment Failure/Involved¦Overhead¦Metering Equipment¦(blank) | Equipment Failure/Involved¦Overhead¦Metering Equipment¦(blank) | None
Equipment Failure/Involved | Equipment Failure/Involved | Overhead | Overhead | Metering Equipment | Metering Equipment | Failed/Faulted | Failed/Faulted | Equipment Failure/Involved¦Overhead¦Metering Equipment¦Failed/Faulted | Equipment Failure/Involved¦Overhead¦Metering Equipment¦Failed/Faulted | None
Equipment Failure/Involved | Equipment Failure/Involved | Overhead | Overhead | Metering Equipment | Metering Equipment | Broken | Broken | Equipment Failure/Involved¦Overhead¦Metering Equipment¦Broken | Equipment Failure/Involved¦Overhead¦Metering Equipment¦Broken | None
Equipment Failure/Involved | Equipment Failure/Involved | Overhead | Overhead | Other | Other | Failed/Faulted | Failed/Faulted | Equipment Failure/Involved¦Overhead¦Other¦Failed/Faulted | Equipment Failure/Involved¦Overhead¦Other¦Failed/Faulted | N/A
Equipment Failure/Involved | Equipment Failure/Involved | Overhead | Overhead | Pole - Tower, steel | Pole - Tower, steel | Deteriorated | Deteriorated | Equipment Failure/Involved¦Overhead¦Pole - Tower, steel¦Deteriorated | Equipment Failure/Involved¦Overhead¦Pole - Tower, steel¦Deteriorated | All
Equipment Failure/Involved | Equipment Failure/Involved | Overhead | Overhead | Pole-Wood | Pole-Wood | Failed/Faulted | Failed/Faulted | Equipment Failure/Involved¦Overhead¦Pole-Wood¦Failed/Faulted | Equipment Failure/Involved¦Overhead¦Pole-Wood¦Failed/Faulted | All
Equipment Failure/Involved | Equipment Failure/Involved | Overhead | Overhead | Pothead(Riser Termination) | Pothead(Riser Termination) | Failed/Faulted | Failed/Faulted | Equipment Failure/Involved¦Overhead¦Pothead(Riser Termination)¦Failed/Faulted | Equipment Failure/Involved¦Overhead¦Pothead(Riser Termination)¦Failed/Faulted | All
Equipment Failure/Involved | Equipment Failure/Involved | Overhead | Overhead | Pothead(Riser Termination) | Pothead(Riser Termination) | Leaking | Leaking | Equipment Failure/Involved¦Overhead¦Pothead(Riser Termination)¦Leaking | Equipment Failure/Involved¦Overhead¦Pothead(Riser Termination)¦Leaking | All
Equipment Failure/Involved | Equipment Failure/Involved | Overhead | Overhead | PT/CCVT | PT/CCVT | Failed/Faulted | Failed/Faulted | Equipment Failure/Involved¦Overhead¦PT/CCVT¦Failed/Faulted | Equipment Failure/Involved¦Overhead¦PT/CCVT¦Failed/Faulted | None
Equipment Failure/Involved | Equipment Failure/Involved | Overhead | Overhead | PT/CCVT | PT/CCVT | Leaking | Leaking | Equipment Failure/Involved¦Overhead¦PT/CCVT¦Leaking | Equipment Failure/Involved¦Overhead¦PT/CCVT¦Leaking | None
Equipment Failure/Involved | Equipment Failure/Involved | Overhead | Overhead | Recloser | Recloser | Failed/Faulted | Failed/Faulted | Equipment Failure/Involved¦Overhead¦Recloser¦Failed/Faulted | Equipment Failure/Involved¦Overhead¦Recloser¦Failed/Faulted | All
Equipment Failure/Involved | Equipment Failure/Involved | Overhead | Overhead | Recloser | Recloser | Leaking | Leaking | Equipment Failure/Involved¦Overhead¦Recloser¦Leaking | Equipment Failure/Involved¦Overhead¦Recloser¦Leaking | All
Equipment Failure/Involved | Equipment Failure/Involved | Overhead | Overhead | Regulator | Regulator | Failed/Faulted | Failed/Faulted | Equipment Failure/Involved¦Overhead¦Regulator¦Failed/Faulted | Equipment Failure/Involved¦Overhead¦Regulator¦Failed/Faulted | All
Equipment Failure/Involved | Equipment Failure/Involved | Overhead | Overhead | Regulator, LTC substation | Regulator, LTC substation | Failed/Faulted | Failed/Faulted | Equipment Failure/Involved¦Overhead¦Regulator, LTC substation¦Failed/Faulted | Equipment Failure/Involved¦Overhead¦Regulator, LTC substation¦Failed/Faulted | N/A
Equipment Failure/Involved | Equipment Failure/Involved | Overhead | Overhead | Secondary | Secondary | (blank) | (blank) | Equipment Failure/Involved¦Overhead¦Secondary¦(blank) | Equipment Failure/Involved¦Overhead¦Secondary¦(blank) | N/A
Equipment Failure/Involved | Equipment Failure/Involved | Overhead | Overhead | Secondary | Secondary | Failed/Faulted | Failed/Faulted | Equipment Failure/Involved¦Overhead¦Secondary¦Failed/Faulted | Equipment Failure/Involved¦Overhead¦Secondary¦Failed/Faulted | High
Equipment Failure/Involved | Equipment Failure/Involved | Overhead | Overhead | Stepdown | Stepdown | Failed/Faulted | Failed/Faulted | Equipment Failure/Involved¦Overhead¦Stepdown¦Failed/Faulted | Equipment Failure/Involved¦Overhead¦Stepdown¦Failed/Faulted | N/A
Equipment Failure/Involved | Equipment Failure/Involved | Overhead | Overhead | Street Light Equipment | Street Light Equipment | On Ground | On Ground | Equipment Failure/Involved¦Overhead¦Street Light Equipment¦On Ground | Equipment Failure/Involved¦Overhead¦Street Light Equipment¦On Ground | None
Equipment Failure/Involved | Equipment Failure/Involved | Overhead | Overhead | Street Light Equipment | Street Light Equipment | Broken | Broken | Equipment Failure/Involved¦Overhead¦Street Light Equipment¦Broken | Equipment Failure/Involved¦Overhead¦Street Light Equipment¦Broken | None
Equipment Failure/Involved | Equipment Failure/Involved | Overhead | Overhead | Switch | Switch | Failed/Faulted | Failed/Faulted | Equipment Failure/Involved¦Overhead¦Switch¦Failed/Faulted | Equipment Failure/Involved¦Overhead¦Switch¦Failed/Faulted | All
Equipment Failure/Involved | Equipment Failure/Involved | Overhead | Overhead | Switch (OH) | Switch (OH) | Failed/Faulted | Failed/Faulted | Equipment Failure/Involved¦Overhead¦Switch (OH)¦Failed/Faulted | Equipment Failure/Involved¦Overhead¦Switch (OH)¦Failed/Faulted | All
Equipment Failure/Involved | Equipment Failure/Involved | Overhead | Overhead | Transformer | Transformer | (blank) | (blank) | Equipment Failure/Involved¦Overhead¦Transformer¦(blank) | Equipment Failure/Involved¦Overhead¦Transformer¦(blank) | All
Equipment Failure/Involved | Equipment Failure/Involved | Overhead | Overhead | Transformer | Transformer | Failed/Faulted | Failed/Faulted | Equipment Failure/Involved¦Overhead¦Transformer¦Failed/Faulted | Equipment Failure/Involved¦Overhead¦Transformer¦Failed/Faulted | All
Equipment Failure/Involved | Equipment Failure/Involved | Overhead | Overhead | Transformer (OH) | Transformer (OH) | (blank) | (blank) | Equipment Failure/Involved¦Overhead¦Transformer (OH)¦(blank) | Equipment Failure/Involved¦Overhead¦Transformer (OH)¦(blank) | All
Equipment Failure/Involved | Equipment Failure/Involved | Overhead | Overhead | Transformer (OH) | Transformer (OH) | Failed/Faulted | Failed/Faulted | Equipment Failure/Involved¦Overhead¦Transformer (OH)¦Failed/Faulted | Equipment Failure/Involved¦Overhead¦Transformer (OH)¦Failed/Faulted | All
Equipment Failure/Involved | Equipment Failure/Involved | Overhead | Overhead | Woodpin | Woodpin | Normal | Normal | Equipment Failure/Involved¦Overhead¦Woodpin¦Normal | Equipment Failure/Involved¦Overhead¦Woodpin¦Normal | All
Equipment Failure/Involved | Equipment Failure/Involved | Rock/mud slide | Rock/mud slide | Pole-Wood | Pole-Wood | Broken, wire on ground | Broken, wire on ground | Equipment Failure/Involved¦Rock/mud slide¦Pole-Wood¦Broken, wire on ground | Equipment Failure/Involved¦Rock/mud slide¦Pole-Wood¦Broken, wire on ground | All
Equipment Failure/Involved | Equipment Failure/Involved | Substation | Substation | Bus | Bus | Normal | Normal | Equipment Failure/Involved¦Substation¦Bus¦Normal | Equipment Failure/Involved¦Substation¦Bus¦Normal | N/A
Equipment Failure/Involved | Equipment Failure/Involved | Substation | Substation | Bushing | Bushing | Burned/flashed | Burned/flashed | Equipment Failure/Involved¦Substation¦Bushing¦Burned/flashed | Equipment Failure/Involved¦Substation¦Bushing¦Burned/flashed | N/A
Equipment Failure/Involved | Equipment Failure/Involved | Substation | Substation | Bushing | Bushing | Deteriorated | Deteriorated | Equipment Failure/Involved¦Substation¦Bushing¦Deteriorated | Equipment Failure/Involved¦Substation¦Bushing¦Deteriorated | N/A
Equipment Failure/Involved | Equipment Failure/Involved | Substation | Substation | Bushing | Bushing | Failed/Faulted | Failed/Faulted | Equipment Failure/Involved¦Substation¦Bushing¦Failed/Faulted | Equipment Failure/Involved¦Substation¦Bushing¦Failed/Faulted | N/A
Equipment Failure/Involved | Equipment Failure/Involved | Substation | Substation | Circuit Breaker | Circuit Breaker | Failed/Faulted | Failed/Faulted | Equipment Failure/Involved¦Substation¦Circuit Breaker¦Failed/Faulted | Equipment Failure/Involved¦Substation¦Circuit Breaker¦Failed/Faulted | N/A
Equipment Failure/Involved | Equipment Failure/Involved | Substation | Substation | Circuit Breaker | Circuit Breaker | Normal | Normal | Equipment Failure/Involved¦Substation¦Circuit Breaker¦Normal | Equipment Failure/Involved¦Substation¦Circuit Breaker¦Normal | N/A
Equipment Failure/Involved | Equipment Failure/Involved | Substation | Substation | Control Circuit/Wiring | Control Circuit/Wiring | Broken | Broken | Equipment Failure/Involved¦Substation¦Control Circuit/Wiring¦Broken | Equipment Failure/Involved¦Substation¦Control Circuit/Wiring¦Broken | N/A
Equipment Failure/Involved | Equipment Failure/Involved | Substation | Substation | CT | CT | Broken | Broken | Equipment Failure/Involved¦Substation¦CT¦Broken | Equipment Failure/Involved¦Substation¦CT¦Broken | N/A
Equipment Failure/Involved | Equipment Failure/Involved | Substation | Substation | Generator | Generator | Failed/Faulted | Failed/Faulted | Equipment Failure/Involved¦Substation¦Generator¦Failed/Faulted | Equipment Failure/Involved¦Substation¦Generator¦Failed/Faulted | None
Equipment Failure/Involved | Equipment Failure/Involved | Substation | Substation | Generator | Generator | Malfunctioning | Malfunctioning | Equipment Failure/Involved¦Substation¦Generator¦Malfunctioning | Equipment Failure/Involved¦Substation¦Generator¦Malfunctioning | None
Equipment Failure/Involved | Equipment Failure/Involved | Substation | Substation | Generator | Generator | Burned/flashed | Burned/flashed | Equipment Failure/Involved¦Substation¦Generator¦Burned/flashed | Equipment Failure/Involved¦Substation¦Generator¦Burned/flashed | N/A
Equipment Failure/Involved | Equipment Failure/Involved | Substation | Substation | Insulator | Insulator | Failed/Faulted | Failed/Faulted | Equipment Failure/Involved¦Substation¦Insulator¦Failed/Faulted | Equipment Failure/Involved¦Substation¦Insulator¦Failed/Faulted | N/A
Equipment Failure/Involved | Equipment Failure/Involved | Substation | Substation | Lightning Arrestor | Lightning Arrestor | Failed/Faulted | Failed/Faulted | Equipment Failure/Involved¦Substation¦Lightning Arrestor¦Failed/Faulted | Equipment Failure/Involved¦Substation¦Lightning Arrestor¦Failed/Faulted | N/A
Equipment Failure/Involved | Equipment Failure/Involved | Substation | Substation | Other | Other | Bent or Twisted | Bent or Twisted | Equipment Failure/Involved¦Substation¦Other¦Bent or Twisted | Equipment Failure/Involved¦Substation¦Other¦Bent or Twisted | N/A
Equipment Failure/Involved | Equipment Failure/Involved | Substation | Substation | Other | Other | Failed/Faulted | Failed/Faulted | Equipment Failure/Involved¦Substation¦Other¦Failed/Faulted | Equipment Failure/Involved¦Substation¦Other¦Failed/Faulted | N/A
Equipment Failure/Involved | Equipment Failure/Involved | Substation | Substation | Other | Other | Arcing | Arcing | Equipment Failure/Involved¦Substation¦Other¦Arcing | Equipment Failure/Involved¦Substation¦Other¦Arcing | N/A
Equipment Failure/Involved | Equipment Failure/Involved | Substation | Substation | PT/CCVT | PT/CCVT | Burned/flashed | Burned/flashed | Equipment Failure/Involved¦Substation¦PT/CCVT¦Burned/flashed | Equipment Failure/Involved¦Substation¦PT/CCVT¦Burned/flashed | N/A
Equipment Failure/Involved | Equipment Failure/Involved | Substation | Substation | PT/CCVT | PT/CCVT | Failed/Faulted | Failed/Faulted | Equipment Failure/Involved¦Substation¦PT/CCVT¦Failed/Faulted | Equipment Failure/Involved¦Substation¦PT/CCVT¦Failed/Faulted | N/A
Equipment Failure/Involved | Equipment Failure/Involved | Substation | Substation | Regulator, LTC substation | Regulator, LTC substation | Broken | Broken | Equipment Failure/Involved¦Substation¦Regulator, LTC substation¦Broken | #N/A | N/A
Equipment Failure/Involved | Equipment Failure/Involved | Substation | Substation | Regulator, LTC substation | Regulator, LTC substation | Failed/Faulted | Failed/Faulted | Equipment Failure/Involved¦Substation¦Regulator, LTC substation¦Failed/Faulted | Equipment Failure/Involved¦Substation¦Regulator, LTC substation¦Failed/Faulted | N/A
Equipment Failure/Involved | Equipment Failure/Involved | Substation | Substation | Relay | Relay | Failed/Faulted | Failed/Faulted | Equipment Failure/Involved¦Substation¦Relay¦Failed/Faulted | Equipment Failure/Involved¦Substation¦Relay¦Failed/Faulted | N/A
Equipment Failure/Involved | Equipment Failure/Involved | Substation | Substation | Switch | Switch | Broken | Broken | Equipment Failure/Involved¦Substation¦Switch¦Broken | Equipment Failure/Involved¦Substation¦Switch¦Broken | N/A
Equipment Failure/Involved | Equipment Failure/Involved | Substation | Substation | Switch | Switch | Failed/Faulted | Failed/Faulted | Equipment Failure/Involved¦Substation¦Switch¦Failed/Faulted | Equipment Failure/Involved¦Substation¦Switch¦Failed/Faulted | N/A
Equipment Failure/Involved | Equipment Failure/Involved | Substation | Substation | Transformer | Transformer | Failed/Faulted | Failed/Faulted | Equipment Failure/Involved¦Substation¦Transformer¦Failed/Faulted | Equipment Failure/Involved¦Substation¦Transformer¦Failed/Faulted | N/A
Equipment Failure/Involved | Equipment Failure/Involved | Substation | Substation | Transformer Power | Transformer Power | Burned/flashed | Burned/flashed | Equipment Failure/Involved¦Substation¦Transformer Power¦Burned/flashed | Equipment Failure/Involved¦Substation¦Transformer Power¦Burned/flashed | N/A
Equipment Failure/Involved | Equipment Failure/Involved | Substation | Substation | Transformer Power | Transformer Power | Failed/Faulted | Failed/Faulted | Equipment Failure/Involved¦Substation¦Transformer Power¦Failed/Faulted | Equipment Failure/Involved¦Substation¦Transformer Power¦Failed/Faulted | N/A
Equipment Failure/Involved | Equipment Failure/Involved | Substation | Substation | Transformer Power | Transformer Power | Malfunctioning | Malfunctioning | Equipment Failure/Involved¦Substation¦Transformer Power¦Malfunctioning | Equipment Failure/Involved¦Substation¦Transformer Power¦Malfunctioning | N/A
Equipment Failure/Involved | Equipment Failure/Involved | Underground | Underground | Bus | Bus | Failed/Faulted | Failed/Faulted | Equipment Failure/Involved¦Underground¦Bus¦Failed/Faulted | Equipment Failure/Involved¦Underground¦Bus¦Failed/Faulted | N/A
Equipment Failure/Involved | Equipment Failure/Involved | Underground | Underground | Bushing | Bushing | Failed/Faulted | Failed/Faulted | Equipment Failure/Involved¦Underground¦Bushing¦Failed/Faulted | #N/A | N/A
Equipment Failure/Involved | Equipment Failure/Involved | Underground | Underground | Cable Termination(live front) | Cable Termination(live front) | Broken | Broken | Equipment Failure/Involved¦Underground¦Cable Termination(live front)¦Broken | Equipment Failure/Involved¦Underground¦Cable Termination(live front)¦Broken | N/A
Equipment Failure/Involved | Equipment Failure/Involved | Underground | Underground | Cable Termination(live front) | Cable Termination(live front) | Burned/flashed | Burned/flashed | Equipment Failure/Involved¦Underground¦Cable Termination(live front)¦Burned/flashed | Equipment Failure/Involved¦Underground¦Cable Termination(live front)¦Burned/flashed | N/A
Equipment Failure/Involved | Equipment Failure/Involved | Underground | Underground | Cable Termination(live front) | Cable Termination(live front) | Contaminated | Contaminated | Equipment Failure/Involved¦Underground¦Cable Termination(live front)¦Contaminated | Equipment Failure/Involved¦Underground¦Cable Termination(live front)¦Contaminated | N/A
Equipment Failure/Involved | Equipment Failure/Involved | Underground | Underground | Cable Termination(live front) | Cable Termination(live front) | Failed/Faulted | Failed/Faulted | Equipment Failure/Involved¦Underground¦Cable Termination(live front)¦Failed/Faulted | Equipment Failure/Involved¦Underground¦Cable Termination(live front)¦Failed/Faulted | N/A
Equipment Failure/Involved | Equipment Failure/Involved | Underground | Underground | Conductor, Underground | Conductor, Underground | Failed/Faulted | Failed/Faulted | Equipment Failure/Involved¦Underground¦Conductor, Underground¦Failed/Faulted | Equipment Failure/Involved¦Underground¦Conductor, Underground¦Failed/Faulted | N/A
Equipment Failure/Involved | Equipment Failure/Involved | Underground | Underground | Connector or Splice (OH) | Connector or Splice (OH) | Arcing | Arcing | Equipment Failure/Involved¦Underground¦Connector or Splice (OH)¦Arcing | Equipment Failure/Involved¦Underground¦Connector or Splice (OH)¦Arcing | All
Equipment Failure/Involved | Equipment Failure/Involved | Underground | Underground | Connector or Splice (UG) | Connector or Splice (UG) | Failed/Faulted | Failed/Faulted | Equipment Failure/Involved¦Underground¦Connector or Splice (UG)¦Failed/Faulted | Equipment Failure/Involved¦Underground¦Connector or Splice (UG)¦Failed/Faulted | N/A
Equipment Failure/Involved | Equipment Failure/Involved | Underground | Underground | Elbow | Elbow | Failed/Faulted | Failed/Faulted | Equipment Failure/Involved¦Underground¦Elbow¦Failed/Faulted | Equipment Failure/Involved¦Underground¦Elbow¦Failed/Faulted | N/A
Equipment Failure/Involved | Equipment Failure/Involved | Underground | Underground | Fuse | Fuse | Failed/Faulted | Failed/Faulted | Equipment Failure/Involved¦Underground¦Fuse¦Failed/Faulted | Equipment Failure/Involved¦Underground¦Fuse¦Failed/Faulted | N/A
Equipment Failure/Involved | Equipment Failure/Involved | Underground | Underground | Other | Other | Failed/Faulted | Failed/Faulted | Equipment Failure/Involved¦Underground¦Other¦Failed/Faulted | Equipment Failure/Involved¦Underground¦Other¦Failed/Faulted | N/A
Equipment Failure/Involved | Equipment Failure/Involved | Underground | Underground | Pothead/Riser Termination | Pothead/Riser Termination | Failed/Faulted | Failed/Faulted | Equipment Failure/Involved¦Underground¦Pothead/Riser Termination¦Failed/Faulted | Equipment Failure/Involved¦Underground¦Pothead/Riser Termination¦Failed/Faulted | N/A
Equipment Failure/Involved | Equipment Failure/Involved | Underground | Underground | Stepdown | Stepdown | Failed/Faulted | Failed/Faulted | Equipment Failure/Involved¦Underground¦Stepdown¦Failed/Faulted | Equipment Failure/Involved¦Underground¦Stepdown¦Failed/Faulted | N/A
Equipment Failure/Involved | Equipment Failure/Involved | Underground | Underground | Switch (UG) | Switch (UG) | Failed/Faulted | Failed/Faulted | Equipment Failure/Involved¦Underground¦Switch (UG)¦Failed/Faulted | Equipment Failure/Involved¦Underground¦Switch (UG)¦Failed/Faulted | N/A
Equipment Failure/Involved | Equipment Failure/Involved | Underground | Underground | Transformer | Transformer | Failed/Faulted | Failed/Faulted | Equipment Failure/Involved¦Underground¦Transformer¦Failed/Faulted | Equipment Failure/Involved¦Underground¦Transformer¦Failed/Faulted | N/A
Equipment Failure/Involved | Equipment Failure/Involved | Underground | Underground | Transformer (OH) | Transformer (OH) | Failed/Faulted | Failed/Faulted | Equipment Failure/Involved¦Underground¦Transformer (OH)¦Failed/Faulted | Equipment Failure/Involved¦Underground¦Transformer (OH)¦Failed/Faulted | All
Equipment Failure/Involved | Equipment Failure/Involved | Underground | Underground | Transformer (OH) | Transformer (OH) | Deteriorated | Deteriorated | Equipment Failure/Involved¦Underground¦Transformer (OH)¦Deteriorated | Equipment Failure/Involved¦Underground¦Transformer (OH)¦Deteriorated | N/A
Equipment Failure/Involved | Equipment Failure/Involved | Underground | Underground | Transformer (UG) | Transformer (UG) | Failed/Faulted | Failed/Faulted | Equipment Failure/Involved¦Underground¦Transformer (UG)¦Failed/Faulted | Equipment Failure/Involved¦Underground¦Transformer (UG)¦Failed/Faulted | N/A
Equipment Failure/Involved | Equipment Failure/Involved | Electrical Overload | Electrical Overload | Anchor or Guy | Anchor or Guy | Broken | Broken | Equipment Failure/Involved¦Electrical Overload¦Anchor or Guy¦Broken | #N/A | All
Equipment Failure/Involved | Equipment Failure/Involved | Electrical Overload | Electrical Overload | Anchor or Guy | Anchor or Guy | Broken, wire on ground | Broken, wire on ground | Equipment Failure/Involved¦Electrical Overload¦Anchor or Guy¦Broken, wire on ground | #N/A | All
Equipment Failure/Involved | Equipment Failure/Involved | Electrical Overload | Electrical Overload | Bushing | Bushing | Broken | Broken | Equipment Failure/Involved¦Electrical Overload¦Bushing¦Broken | Equipment Failure/Involved¦Electrical Overload¦Bushing¦Broken | All
Equipment Failure/Involved | Equipment Failure/Involved | Electrical Overload | Electrical Overload | Circuit Breaker | Circuit Breaker | Normal | Normal | Equipment Failure/Involved¦Electrical Overload¦Circuit Breaker¦Normal | Equipment Failure/Involved¦Electrical Overload¦Circuit Breaker¦Normal | None
Equipment Failure/Involved | Equipment Failure/Involved | Electrical Overload | Electrical Overload | Conductor, Overhead | Conductor, Overhead | Annealed | Annealed | Equipment Failure/Involved¦Electrical Overload¦Conductor, Overhead¦Annealed | Equipment Failure/Involved¦Electrical Overload¦Conductor, Overhead¦Annealed | All
Equipment Failure/Involved | Equipment Failure/Involved | Electrical Overload | Electrical Overload | Conductor, Overhead | Conductor, Overhead | Broken | Broken | Equipment Failure/Involved¦Electrical Overload¦Conductor, Overhead¦Broken | Equipment Failure/Involved¦Electrical Overload¦Conductor, Overhead¦Broken | All
Equipment Failure/Involved | Equipment Failure/Involved | Electrical Overload | Electrical Overload | Conductor, Overhead | Conductor, Overhead | Broken, wire on ground | Broken, wire on ground | Equipment Failure/Involved¦Electrical Overload¦Conductor, Overhead¦Broken, wire on ground | Equipment Failure/Involved¦Electrical Overload¦Conductor, Overhead¦Broken, wire on ground | All
Equipment Failure/Involved | Equipment Failure/Involved | Electrical Overload | Electrical Overload | Conductor, Overhead | Conductor, Overhead | Burned/flashed | Burned/flashed | Equipment Failure/Involved¦Electrical Overload¦Conductor, Overhead¦Burned/flashed | Equipment Failure/Involved¦Electrical Overload¦Conductor, Overhead¦Burned/flashed | All
Equipment Failure/Involved | Equipment Failure/Involved | Electrical Overload | Electrical Overload | Conductor, Overhead | Conductor, Overhead | Normal | Normal | Equipment Failure/Involved¦Electrical Overload¦Conductor, Overhead¦Normal | Equipment Failure/Involved¦Electrical Overload¦Conductor, Overhead¦Normal | All
Equipment Failure/Involved | Equipment Failure/Involved | Electrical Overload | Electrical Overload | Conductor, Overhead | Conductor, Overhead | Together | Together | Equipment Failure/Involved¦Electrical Overload¦Conductor, Overhead¦Together | Equipment Failure/Involved¦Electrical Overload¦Conductor, Overhead¦Together | All
Equipment Failure/Involved | Equipment Failure/Involved | Electrical Overload | Electrical Overload | Connector or Splice (OH) | Connector or Splice (OH) | Broken, wire on ground | Broken, wire on ground | Equipment Failure/Involved¦Electrical Overload¦Connector or Splice (OH)¦Broken, wire on ground | Equipment Failure/Involved¦Electrical Overload¦Connector or Splice (OH)¦Broken, wire on ground | All
Equipment Failure/Involved | Equipment Failure/Involved | Electrical Overload | Electrical Overload | Connector or Splice (OH) | Connector or Splice (OH) | Burned Open | Burned Open | Equipment Failure/Involved¦Electrical Overload¦Connector or Splice (OH)¦Burned Open | Equipment Failure/Involved¦Electrical Overload¦Connector or Splice (OH)¦Burned Open | All
Equipment Failure/Involved | Equipment Failure/Involved | Electrical Overload | Electrical Overload | Connector or Splice (OH) | Connector or Splice (OH) | Burned/flashed | Burned/flashed | Equipment Failure/Involved¦Electrical Overload¦Connector or Splice (OH)¦Burned/flashed | Equipment Failure/Involved¦Electrical Overload¦Connector or Splice (OH)¦Burned/flashed | All
Equipment Failure/Involved | Equipment Failure/Involved | Electrical Overload | Electrical Overload | Connector or Splice (OH) | Connector or Splice (OH) | Deteriorated | Deteriorated | Equipment Failure/Involved¦Electrical Overload¦Connector or Splice (OH)¦Deteriorated | Equipment Failure/Involved¦Electrical Overload¦Connector or Splice (OH)¦Deteriorated | All
Equipment Failure/Involved | Equipment Failure/Involved | Electrical Overload | Electrical Overload | Crossarm, Wood | Crossarm, Wood | Broken | Broken | Equipment Failure/Involved¦Electrical Overload¦Crossarm, Wood¦Broken | Equipment Failure/Involved¦Electrical Overload¦Crossarm, Wood¦Broken | All
Equipment Failure/Involved | Equipment Failure/Involved | Electrical Overload | Electrical Overload | Crossarm, Wood | Crossarm, Wood | Normal | Normal | Equipment Failure/Involved¦Electrical Overload¦Crossarm, Wood¦Normal | Equipment Failure/Involved¦Electrical Overload¦Crossarm, Wood¦Normal | All
Equipment Failure/Involved | Equipment Failure/Involved | Electrical Overload | Electrical Overload | Customer Equipment | Customer Equipment | Malfunctioning | Malfunctioning | Equipment Failure/Involved¦Electrical Overload¦Customer Equipment¦Malfunctioning | Equipment Failure/Involved¦Electrical Overload¦Customer Equipment¦Malfunctioning | All
Equipment Failure/Involved | Equipment Failure/Involved | Electrical Overload | Electrical Overload | Fuse | Fuse | Broken | Broken | Equipment Failure/Involved¦Electrical Overload¦Fuse¦Broken | Equipment Failure/Involved¦Electrical Overload¦Fuse¦Broken | All
Equipment Failure/Involved | Equipment Failure/Involved | Electrical Overload | Electrical Overload | Fuse | Fuse | Burned Open | Burned Open | Equipment Failure/Involved¦Electrical Overload¦Fuse¦Burned Open | Equipment Failure/Involved¦Electrical Overload¦Fuse¦Burned Open | All
Equipment Failure/Involved | Equipment Failure/Involved | Electrical Overload | Electrical Overload | Generator | Generator | Normal | Normal | Equipment Failure/Involved¦Electrical Overload¦Generator¦Normal | Equipment Failure/Involved¦Electrical Overload¦Generator¦Normal | None
Equipment Failure/Involved | Equipment Failure/Involved | Electrical Overload | Electrical Overload | Insulator | Insulator | Arcing | Arcing | Equipment Failure/Involved¦Electrical Overload¦Insulator¦Arcing | Equipment Failure/Involved¦Electrical Overload¦Insulator¦Arcing | All
Equipment Failure/Involved | Equipment Failure/Involved | Electrical Overload | Electrical Overload | Insulator | Insulator | Broken | Broken | Equipment Failure/Involved¦Electrical Overload¦Insulator¦Broken | Equipment Failure/Involved¦Electrical Overload¦Insulator¦Broken | All
Equipment Failure/Involved | Equipment Failure/Involved | Electrical Overload | Electrical Overload | Interrupter | Interrupter | Normal | Normal | Equipment Failure/Involved¦Electrical Overload¦Interrupter¦Normal | Equipment Failure/Involved¦Electrical Overload¦Interrupter¦Normal | All
Equipment Failure/Involved | Equipment Failure/Involved | Electrical Overload | Electrical Overload | Jumper | Jumper | Arcing | Arcing | Equipment Failure/Involved¦Electrical Overload¦Jumper¦Arcing | Equipment Failure/Involved¦Electrical Overload¦Jumper¦Arcing | All
Equipment Failure/Involved | Equipment Failure/Involved | Electrical Overload | Electrical Overload | Jumper | Jumper | Bent or Twisted | Bent or Twisted | Equipment Failure/Involved¦Electrical Overload¦Jumper¦Bent or Twisted | Equipment Failure/Involved¦Electrical Overload¦Jumper¦Bent or Twisted | All
Equipment Failure/Involved | Equipment Failure/Involved | Electrical Overload | Electrical Overload | Jumper | Jumper | Burned Open | Burned Open | Equipment Failure/Involved¦Electrical Overload¦Jumper¦Burned Open | Equipment Failure/Involved¦Electrical Overload¦Jumper¦Burned Open | All
Equipment Failure/Involved | Equipment Failure/Involved | Electrical Overload | Electrical Overload | Lightning Arrestor | Lightning Arrestor | Broken | Broken | Equipment Failure/Involved¦Electrical Overload¦Lightning Arrestor¦Broken | Equipment Failure/Involved¦Electrical Overload¦Lightning Arrestor¦Broken | All
Equipment Failure/Involved | Equipment Failure/Involved | Electrical Overload | Electrical Overload | Other | Other | Broken | Broken | Equipment Failure/Involved¦Electrical Overload¦Other¦Broken | Equipment Failure/Involved¦Electrical Overload¦Other¦Broken | N/A
Equipment Failure/Involved | Equipment Failure/Involved | Electrical Overload | Electrical Overload | Other | Other | Malfunctioning | Malfunctioning | Equipment Failure/Involved¦Electrical Overload¦Other¦Malfunctioning | Equipment Failure/Involved¦Electrical Overload¦Other¦Malfunctioning | N/A
Equipment Failure/Involved | Equipment Failure/Involved | Electrical Overload | Electrical Overload | Other | Other | Normal | Normal | Equipment Failure/Involved¦Electrical Overload¦Other¦Normal | Equipment Failure/Involved¦Electrical Overload¦Other¦Normal | N/A
Equipment Failure/Involved | Equipment Failure/Involved | Electrical Overload | Electrical Overload | Pole-Wood | Pole-Wood | Broken | Broken | Equipment Failure/Involved¦Electrical Overload¦Pole-Wood¦Broken | Equipment Failure/Involved¦Electrical Overload¦Pole-Wood¦Broken | All
Equipment Failure/Involved | Equipment Failure/Involved | Electrical Overload | Electrical Overload | Pole-Wood | Pole-Wood | Deteriorated | Deteriorated | Equipment Failure/Involved¦Electrical Overload¦Pole-Wood¦Deteriorated | Equipment Failure/Involved¦Electrical Overload¦Pole-Wood¦Deteriorated | All
Equipment Failure/Involved | Equipment Failure/Involved | Electrical Overload | Electrical Overload | Recloser | Recloser | Normal | Normal | Equipment Failure/Involved¦Electrical Overload¦Recloser¦Normal | Equipment Failure/Involved¦Electrical Overload¦Recloser¦Normal | All
Equipment Failure/Involved | Equipment Failure/Involved | Electrical Overload | Electrical Overload | Regulator | Regulator | Malfunctioning | Malfunctioning | Equipment Failure/Involved¦Electrical Overload¦Regulator¦Malfunctioning | #N/A | All
Equipment Failure/Involved | Equipment Failure/Involved | Electrical Overload | Electrical Overload | Secondary | Secondary | Arcing | Arcing | Equipment Failure/Involved¦Electrical Overload¦Secondary¦Arcing | Equipment Failure/Involved¦Electrical Overload¦Secondary¦Arcing | High
Equipment Failure/Involved | Equipment Failure/Involved | Electrical Overload | Electrical Overload | Secondary | Secondary | Broken | Broken | Equipment Failure/Involved¦Electrical Overload¦Secondary¦Broken | Equipment Failure/Involved¦Electrical Overload¦Secondary¦Broken | Medium
Equipment Failure/Involved | Equipment Failure/Involved | Electrical Overload | Electrical Overload | Secondary | Secondary | Burned Open | Burned Open | Equipment Failure/Involved¦Electrical Overload¦Secondary¦Burned Open | Equipment Failure/Involved¦Electrical Overload¦Secondary¦Burned Open | Medium
Equipment Failure/Involved | Equipment Failure/Involved | Electrical Overload | Electrical Overload | Secondary | Secondary | Burned/flashed | Burned/flashed | Equipment Failure/Involved¦Electrical Overload¦Secondary¦Burned/flashed | Equipment Failure/Involved¦Electrical Overload¦Secondary¦Burned/flashed | High
Equipment Failure/Involved | Equipment Failure/Involved | Electrical Overload | Electrical Overload | Secondary | Secondary | Deteriorated | Deteriorated | Equipment Failure/Involved¦Electrical Overload¦Secondary¦Deteriorated | Equipment Failure/Involved¦Electrical Overload¦Secondary¦Deteriorated | High
Equipment Failure/Involved | Equipment Failure/Involved | Electrical Overload | Electrical Overload | Service conductor | Service conductor | Arcing | Arcing | Equipment Failure/Involved¦Electrical Overload¦Service conductor¦Arcing | Equipment Failure/Involved¦Electrical Overload¦Service conductor¦Arcing | High
Equipment Failure/Involved | Equipment Failure/Involved | Electrical Overload | Electrical Overload | Switch (OH) | Switch (OH) | Arcing | Arcing | Equipment Failure/Involved¦Electrical Overload¦Switch (OH)¦Arcing | Equipment Failure/Involved¦Electrical Overload¦Switch (OH)¦Arcing | All
Equipment Failure/Involved | Equipment Failure/Involved | Electrical Overload | Electrical Overload | Transformer | Transformer | Annealed | Annealed | Equipment Failure/Involved¦Electrical Overload¦Transformer¦Annealed | Equipment Failure/Involved¦Electrical Overload¦Transformer¦Annealed | All
Equipment Failure/Involved | Equipment Failure/Involved | Electrical Overload | Electrical Overload | Transformer | Transformer | Arcing | Arcing | Equipment Failure/Involved¦Electrical Overload¦Transformer¦Arcing | Equipment Failure/Involved¦Electrical Overload¦Transformer¦Arcing | All
Equipment Failure/Involved | Equipment Failure/Involved | Electrical Overload | Electrical Overload | Transformer | Transformer | Broken | Broken | Equipment Failure/Involved¦Electrical Overload¦Transformer¦Broken | Equipment Failure/Involved¦Electrical Overload¦Transformer¦Broken | All
Equipment Failure/Involved | Equipment Failure/Involved | Electrical Overload | Electrical Overload | Transformer | Transformer | Burned Open | Burned Open | Equipment Failure/Involved¦Electrical Overload¦Transformer¦Burned Open | Equipment Failure/Involved¦Electrical Overload¦Transformer¦Burned Open | All
Equipment Failure/Involved | Equipment Failure/Involved | Electrical Overload | Electrical Overload | Transformer | Transformer | Burned/flashed | Burned/flashed | Equipment Failure/Involved¦Electrical Overload¦Transformer¦Burned/flashed | Equipment Failure/Involved¦Electrical Overload¦Transformer¦Burned/flashed | All
Equipment Failure/Involved | Equipment Failure/Involved | Electrical Overload | Electrical Overload | Transformer | Transformer | Deteriorated | Deteriorated | Equipment Failure/Involved¦Electrical Overload¦Transformer¦Deteriorated | Equipment Failure/Involved¦Electrical Overload¦Transformer¦Deteriorated | All
Equipment Failure/Involved | Equipment Failure/Involved | Electrical Overload | Electrical Overload | Transformer | Transformer | Leaking | Leaking | Equipment Failure/Involved¦Electrical Overload¦Transformer¦Leaking | Equipment Failure/Involved¦Electrical Overload¦Transformer¦Leaking | All
Equipment Failure/Involved | Equipment Failure/Involved | Electrical Overload | Electrical Overload | Transformer | Transformer | Malfunctioning | Malfunctioning | Equipment Failure/Involved¦Electrical Overload¦Transformer¦Malfunctioning | Equipment Failure/Involved¦Electrical Overload¦Transformer¦Malfunctioning | All
Equipment Failure/Involved | Equipment Failure/Involved | Electrical Overload | Electrical Overload | Transformer | Transformer | Normal | Normal | Equipment Failure/Involved¦Electrical Overload¦Transformer¦Normal | Equipment Failure/Involved¦Electrical Overload¦Transformer¦Normal | All
Equipment Failure/Involved | Equipment Failure/Involved | Electrical Overload | Electrical Overload | Transformer (OH) | Transformer (OH) | Arcing | Arcing | Equipment Failure/Involved¦Electrical Overload¦Transformer (OH)¦Arcing | Equipment Failure/Involved¦Electrical Overload¦Transformer (OH)¦Arcing | All
Equipment Failure/Involved | Equipment Failure/Involved | Electrical Overload | Electrical Overload | Transformer (OH) | Transformer (OH) | Broken | Broken | Equipment Failure/Involved¦Electrical Overload¦Transformer (OH)¦Broken | Equipment Failure/Involved¦Electrical Overload¦Transformer (OH)¦Broken | All
Equipment Failure/Involved | Equipment Failure/Involved | Electrical Overload | Electrical Overload | Transformer (OH) | Transformer (OH) | Burned/flashed | Burned/flashed | Equipment Failure/Involved¦Electrical Overload¦Transformer (OH)¦Burned/flashed | Equipment Failure/Involved¦Electrical Overload¦Transformer (OH)¦Burned/flashed | All
Equipment Failure/Involved | Equipment Failure/Involved | Electrical Overload | Electrical Overload | Transformer (OH) | Transformer (OH) | Deteriorated | Deteriorated | Equipment Failure/Involved¦Electrical Overload¦Transformer (OH)¦Deteriorated | Equipment Failure/Involved¦Electrical Overload¦Transformer (OH)¦Deteriorated | All
Equipment Failure/Involved | Equipment Failure/Involved | Electrical Overload | Electrical Overload | Transformer (OH) | Transformer (OH) | Leaking | Leaking | Equipment Failure/Involved¦Electrical Overload¦Transformer (OH)¦Leaking | Equipment Failure/Involved¦Electrical Overload¦Transformer (OH)¦Leaking | All
Equipment Failure/Involved | Equipment Failure/Involved | Electrical Overload | Electrical Overload | Transformer (OH) | Transformer (OH) | Normal | Normal | Equipment Failure/Involved¦Electrical Overload¦Transformer (OH)¦Normal | Equipment Failure/Involved¦Electrical Overload¦Transformer (OH)¦Normal | All
Equipment Failure/Involved | Equipment Failure/Involved | Electrical Overload | Electrical Overload | Transformer (UG) | Transformer (UG) | Broken | Broken | Equipment Failure/Involved¦Electrical Overload¦Transformer (UG)¦Broken | Equipment Failure/Involved¦Electrical Overload¦Transformer (UG)¦Broken | N/A
Equipment Failure/Involved | Equipment Failure/Involved | Electrical Overload | Electrical Overload | Transformer (UG) | Transformer (UG) | Normal | Normal | Equipment Failure/Involved¦Electrical Overload¦Transformer (UG)¦Normal | Equipment Failure/Involved¦Electrical Overload¦Transformer (UG)¦Normal | N/A
Equipment Failure/Involved | Equipment Failure/Involved | Fire, pole | Fire, pole | Anchor or Guy | Anchor or Guy | Deteriorated | Deteriorated | Equipment Failure/Involved¦Fire, pole¦Anchor or Guy¦Deteriorated | Equipment Failure/Involved¦Fire, pole¦Anchor or Guy¦Deteriorated | All
Equipment Failure/Involved | Equipment Failure/Involved | Fire, pole | Fire, pole | Capacitor | Capacitor | Burned/flashed | Burned/flashed | Equipment Failure/Involved¦Fire, pole¦Capacitor¦Burned/flashed | Equipment Failure/Involved¦Fire, pole¦Capacitor¦Burned/flashed | All
Equipment Failure/Involved | Equipment Failure/Involved | Fire, pole | Fire, pole | Conductor, Overhead | Conductor, Overhead | Arcing | Arcing | Equipment Failure/Involved¦Fire, pole¦Conductor, Overhead¦Arcing | Equipment Failure/Involved¦Fire, pole¦Conductor, Overhead¦Arcing | All
Equipment Failure/Involved | Equipment Failure/Involved | Fire, pole | Fire, pole | Conductor, Overhead | Conductor, Overhead | Broken | Broken | Equipment Failure/Involved¦Fire, pole¦Conductor, Overhead¦Broken | Equipment Failure/Involved¦Fire, pole¦Conductor, Overhead¦Broken | All
Equipment Failure/Involved | Equipment Failure/Involved | Fire, pole | Fire, pole | Conductor, Overhead | Conductor, Overhead | Broken, wire on ground | Broken, wire on ground | Equipment Failure/Involved¦Fire, pole¦Conductor, Overhead¦Broken, wire on ground | Equipment Failure/Involved¦Fire, pole¦Conductor, Overhead¦Broken, wire on ground | All
Equipment Failure/Involved | Equipment Failure/Involved | Fire, pole | Fire, pole | Conductor, Overhead | Conductor, Overhead | Burned/flashed | Burned/flashed | Equipment Failure/Involved¦Fire, pole¦Conductor, Overhead¦Burned/flashed | Equipment Failure/Involved¦Fire, pole¦Conductor, Overhead¦Burned/flashed | All
Equipment Failure/Involved | Equipment Failure/Involved | Fire, pole | Fire, pole | Conductor, Overhead | Conductor, Overhead | Normal | Normal | Equipment Failure/Involved¦Fire, pole¦Conductor, Overhead¦Normal | Equipment Failure/Involved¦Fire, pole¦Conductor, Overhead¦Normal | All
Equipment Failure/Involved | Equipment Failure/Involved | Fire, pole | Fire, pole | Conductor, Overhead | Conductor, Overhead | On Ground | On Ground | Equipment Failure/Involved¦Fire, pole¦Conductor, Overhead¦On Ground | Equipment Failure/Involved¦Fire, pole¦Conductor, Overhead¦On Ground | All
Equipment Failure/Involved | Equipment Failure/Involved | Fire, pole | Fire, pole | Conductor, Underground | Conductor, Underground | Burned/flashed | Burned/flashed | Equipment Failure/Involved¦Fire, pole¦Conductor, Underground¦Burned/flashed | Equipment Failure/Involved¦Fire, pole¦Conductor, Underground¦Burned/flashed | N/A
Equipment Failure/Involved | Equipment Failure/Involved | Fire, pole | Fire, pole | Connector or Splice (OH) | Connector or Splice (OH) | Burned/flashed | Burned/flashed | Equipment Failure/Involved¦Fire, pole¦Connector or Splice (OH)¦Burned/flashed | Equipment Failure/Involved¦Fire, pole¦Connector or Splice (OH)¦Burned/flashed | All
Equipment Failure/Involved | Equipment Failure/Involved | Fire, pole | Fire, pole | Crossarm, Wood | Crossarm, Wood | Broken | Broken | Equipment Failure/Involved¦Fire, pole¦Crossarm, Wood¦Broken | Equipment Failure/Involved¦Fire, pole¦Crossarm, Wood¦Broken | All
Equipment Failure/Involved | Equipment Failure/Involved | Fire, pole | Fire, pole | Crossarm, Wood | Crossarm, Wood | Broken, wire on ground | Broken, wire on ground | Equipment Failure/Involved¦Fire, pole¦Crossarm, Wood¦Broken, wire on ground | Equipment Failure/Involved¦Fire, pole¦Crossarm, Wood¦Broken, wire on ground | All
Equipment Failure/Involved | Equipment Failure/Involved | Fire, pole | Fire, pole | Crossarm, Wood | Crossarm, Wood | Burned/flashed | Burned/flashed | Equipment Failure/Involved¦Fire, pole¦Crossarm, Wood¦Burned/flashed | Equipment Failure/Involved¦Fire, pole¦Crossarm, Wood¦Burned/flashed | All
Equipment Failure/Involved | Equipment Failure/Involved | Fire, pole | Fire, pole | Fuse | Fuse | Burned Open | Burned Open | Equipment Failure/Involved¦Fire, pole¦Fuse¦Burned Open | Equipment Failure/Involved¦Fire, pole¦Fuse¦Burned Open | All
Equipment Failure/Involved | Equipment Failure/Involved | Fire, pole | Fire, pole | Insulator | Insulator | Broken | Broken | Equipment Failure/Involved¦Fire, pole¦Insulator¦Broken | Equipment Failure/Involved¦Fire, pole¦Insulator¦Broken | All
Equipment Failure/Involved | Equipment Failure/Involved | Fire, pole | Fire, pole | Insulator | Insulator | Burned/flashed | Burned/flashed | Equipment Failure/Involved¦Fire, pole¦Insulator¦Burned/flashed | Equipment Failure/Involved¦Fire, pole¦Insulator¦Burned/flashed | All
Equipment Failure/Involved | Equipment Failure/Involved | Fire, pole | Fire, pole | Jumper | Jumper | Burned Open | Burned Open | Equipment Failure/Involved¦Fire, pole¦Jumper¦Burned Open | Equipment Failure/Involved¦Fire, pole¦Jumper¦Burned Open | All
Equipment Failure/Involved | Equipment Failure/Involved | Fire, pole | Fire, pole | Other | Other | Broken | Broken | Equipment Failure/Involved¦Fire, pole¦Other¦Broken | Equipment Failure/Involved¦Fire, pole¦Other¦Broken | N/A
Equipment Failure/Involved | Equipment Failure/Involved | Fire, pole | Fire, pole | Pole-Wood | Pole-Wood | Broken | Broken | Equipment Failure/Involved¦Fire, pole¦Pole-Wood¦Broken | Equipment Failure/Involved¦Fire, pole¦Pole-Wood¦Broken | All
Equipment Failure/Involved | Equipment Failure/Involved | Fire, pole | Fire, pole | Pole-Wood | Pole-Wood | Broken, wire on ground | Broken, wire on ground | Equipment Failure/Involved¦Fire, pole¦Pole-Wood¦Broken, wire on ground | Equipment Failure/Involved¦Fire, pole¦Pole-Wood¦Broken, wire on ground | All
Equipment Failure/Involved | Equipment Failure/Involved | Fire, pole | Fire, pole | Pole-Wood | Pole-Wood | Broken, wire on object | Broken, wire on object | Equipment Failure/Involved¦Fire, pole¦Pole-Wood¦Broken, wire on object | Equipment Failure/Involved¦Fire, pole¦Pole-Wood¦Broken, wire on object | All
Equipment Failure/Involved | Equipment Failure/Involved | Fire, pole | Fire, pole | Pole-Wood | Pole-Wood | Burned/flashed | Burned/flashed | Equipment Failure/Involved¦Fire, pole¦Pole-Wood¦Burned/flashed | Equipment Failure/Involved¦Fire, pole¦Pole-Wood¦Burned/flashed | All
Equipment Failure/Involved | Equipment Failure/Involved | Fire, pole | Fire, pole | Pole-Wood | Pole-Wood | Deteriorated | Deteriorated | Equipment Failure/Involved¦Fire, pole¦Pole-Wood¦Deteriorated | Equipment Failure/Involved¦Fire, pole¦Pole-Wood¦Deteriorated | All
Equipment Failure/Involved | Equipment Failure/Involved | Fire, pole | Fire, pole | Pole-Wood | Pole-Wood | Normal | Normal | Equipment Failure/Involved¦Fire, pole¦Pole-Wood¦Normal | Equipment Failure/Involved¦Fire, pole¦Pole-Wood¦Normal | All
Equipment Failure/Involved | Equipment Failure/Involved | Fire, pole | Fire, pole | Pole-Wood | Pole-Wood | On Ground | On Ground | Equipment Failure/Involved¦Fire, pole¦Pole-Wood¦On Ground | Equipment Failure/Involved¦Fire, pole¦Pole-Wood¦On Ground | All
Equipment Failure/Involved | Equipment Failure/Involved | Fire, pole | Fire, pole | Recloser | Recloser | Normal | Normal | Equipment Failure/Involved¦Fire, pole¦Recloser¦Normal | Equipment Failure/Involved¦Fire, pole¦Recloser¦Normal | All
Equipment Failure/Involved | Equipment Failure/Involved | Fire, pole | Fire, pole | Secondary | Secondary | Burned/flashed | Burned/flashed | Equipment Failure/Involved¦Fire, pole¦Secondary¦Burned/flashed | Equipment Failure/Involved¦Fire, pole¦Secondary¦Burned/flashed | Medium
Equipment Failure/Involved | Equipment Failure/Involved | Fire, pole | Fire, pole | Service conductor | Service conductor | Burned/flashed | Burned/flashed | Equipment Failure/Involved¦Fire, pole¦Service conductor¦Burned/flashed | Equipment Failure/Involved¦Fire, pole¦Service conductor¦Burned/flashed | High
Equipment Failure/Involved | Equipment Failure/Involved | Fire, pole | Fire, pole | Transformer (OH) | Transformer (OH) | Burned/flashed | Burned/flashed | Equipment Failure/Involved¦Fire, pole¦Transformer (OH)¦Burned/flashed | Equipment Failure/Involved¦Fire, pole¦Transformer (OH)¦Burned/flashed | All
Equipment Failure/Involved | Equipment Failure/Involved | Fire, pole | Fire, pole | Transformer (UG) | Transformer (UG) | Broken | Broken | Equipment Failure/Involved¦Fire, pole¦Transformer (UG)¦Broken | Equipment Failure/Involved¦Fire, pole¦Transformer (UG)¦Broken | N/A
Equipment Failure/Involved | Equipment Failure/Involved | Other | Other | Conductor, Overhead | Conductor, Overhead | Bent or Twisted | Bent or Twisted | Equipment Failure/Involved¦Other¦Conductor, Overhead¦Bent or Twisted | Equipment Failure/Involved¦Other¦Conductor, Overhead¦Bent or Twisted | All
Equipment Failure/Involved | Equipment Failure/Involved | Other | Other | Conductor, Overhead | Conductor, Overhead | Broken | Broken | Equipment Failure/Involved¦Other¦Conductor, Overhead¦Broken | Equipment Failure/Involved¦Other¦Conductor, Overhead¦Broken | All
Equipment Failure/Involved | Equipment Failure/Involved | Other | Other | Conductor, Overhead | Conductor, Overhead | Broken, wire on ground | Broken, wire on ground | Equipment Failure/Involved¦Other¦Conductor, Overhead¦Broken, wire on ground | Equipment Failure/Involved¦Other¦Conductor, Overhead¦Broken, wire on ground | All
Equipment Failure/Involved | Equipment Failure/Involved | Other | Other | Conductor, Overhead | Conductor, Overhead | Broken, wire on object | Broken, wire on object | Equipment Failure/Involved¦Other¦Conductor, Overhead¦Broken, wire on object | Equipment Failure/Involved¦Other¦Conductor, Overhead¦Broken, wire on object | All
Equipment Failure/Involved | Equipment Failure/Involved | Other | Other | Conductor, Overhead | Conductor, Overhead | Burned Open | Burned Open | Equipment Failure/Involved¦Other¦Conductor, Overhead¦Burned Open | Equipment Failure/Involved¦Other¦Conductor, Overhead¦Burned Open | All
Equipment Failure/Involved | Equipment Failure/Involved | Other | Other | Conductor, Overhead | Conductor, Overhead | Burned/flashed | Burned/flashed | Equipment Failure/Involved¦Other¦Conductor, Overhead¦Burned/flashed | Equipment Failure/Involved¦Other¦Conductor, Overhead¦Burned/flashed | All
Equipment Failure/Involved | Equipment Failure/Involved | Other | Other | Conductor, Overhead | Conductor, Overhead | Deteriorated | Deteriorated | Equipment Failure/Involved¦Other¦Conductor, Overhead¦Deteriorated | Equipment Failure/Involved¦Other¦Conductor, Overhead¦Deteriorated | All
Equipment Failure/Involved | Equipment Failure/Involved | Other | Other | Conductor, Overhead | Conductor, Overhead | Malfunctioning | Malfunctioning | Equipment Failure/Involved¦Other¦Conductor, Overhead¦Malfunctioning | Equipment Failure/Involved¦Other¦Conductor, Overhead¦Malfunctioning | All
Equipment Failure/Involved | Equipment Failure/Involved | Other | Other | Conductor, Overhead | Conductor, Overhead | Normal | Normal | Equipment Failure/Involved¦Other¦Conductor, Overhead¦Normal | Equipment Failure/Involved¦Other¦Conductor, Overhead¦Normal | All
Equipment Failure/Involved | Equipment Failure/Involved | Other | Other | Conductor, Overhead | Conductor, Overhead | On Ground | On Ground | Equipment Failure/Involved¦Other¦Conductor, Overhead¦On Ground | Equipment Failure/Involved¦Other¦Conductor, Overhead¦On Ground | All
Equipment Failure/Involved | Equipment Failure/Involved | Other | Other | Conductor, Overhead | Conductor, Overhead | Together | Together | Equipment Failure/Involved¦Other¦Conductor, Overhead¦Together | Equipment Failure/Involved¦Other¦Conductor, Overhead¦Together | All
Equipment Failure/Involved | Equipment Failure/Involved | Other | Other | Conductor, Underground | Conductor, Underground | Broken | Broken | Equipment Failure/Involved¦Other¦Conductor, Underground¦Broken | Equipment Failure/Involved¦Other¦Conductor, Underground¦Broken | N/A
Equipment Failure/Involved | Equipment Failure/Involved | Other | Other | Connector or Splice (OH) | Connector or Splice (OH) | Arcing | Arcing | Equipment Failure/Involved¦Other¦Connector or Splice (OH)¦Arcing | Equipment Failure/Involved¦Other¦Connector or Splice (OH)¦Arcing | All
Equipment Failure/Involved | Equipment Failure/Involved | Other | Other | Connector or Splice (OH) | Connector or Splice (OH) | Broken | Broken | Equipment Failure/Involved¦Other¦Connector or Splice (OH)¦Broken | Equipment Failure/Involved¦Other¦Connector or Splice (OH)¦Broken | All
Equipment Failure/Involved | Equipment Failure/Involved | Other | Other | Connector or Splice (OH) | Connector or Splice (OH) | Broken, wire on ground | Broken, wire on ground | Equipment Failure/Involved¦Other¦Connector or Splice (OH)¦Broken, wire on ground | Equipment Failure/Involved¦Other¦Connector or Splice (OH)¦Broken, wire on ground | All
Equipment Failure/Involved | Equipment Failure/Involved | Other | Other | Connector or Splice (OH) | Connector or Splice (OH) | Burned Open | Burned Open | Equipment Failure/Involved¦Other¦Connector or Splice (OH)¦Burned Open | Equipment Failure/Involved¦Other¦Connector or Splice (OH)¦Burned Open | All
Equipment Failure/Involved | Equipment Failure/Involved | Other | Other | Connector or Splice (OH) | Connector or Splice (OH) | Burned/flashed | Burned/flashed | Equipment Failure/Involved¦Other¦Connector or Splice (OH)¦Burned/flashed | Equipment Failure/Involved¦Other¦Connector or Splice (OH)¦Burned/flashed | All
Equipment Failure/Involved | Equipment Failure/Involved | Other | Other | Connector or Splice (OH) | Connector or Splice (OH) | Deteriorated | Deteriorated | Equipment Failure/Involved¦Other¦Connector or Splice (OH)¦Deteriorated | Equipment Failure/Involved¦Other¦Connector or Splice (OH)¦Deteriorated | All
Equipment Failure/Involved | Equipment Failure/Involved | Other | Other | Crossarm, Wood | Crossarm, Wood | Broken | Broken | Equipment Failure/Involved¦Other¦Crossarm, Wood¦Broken | Equipment Failure/Involved¦Other¦Crossarm, Wood¦Broken | All
Equipment Failure/Involved | Equipment Failure/Involved | Other | Other | Crossarm, Wood | Crossarm, Wood | Broken, wire on ground | Broken, wire on ground | Equipment Failure/Involved¦Other¦Crossarm, Wood¦Broken, wire on ground | Equipment Failure/Involved¦Other¦Crossarm, Wood¦Broken, wire on ground | All
Equipment Failure/Involved | Equipment Failure/Involved | Other | Other | Crossarm, Wood | Crossarm, Wood | Burned/flashed | Burned/flashed | Equipment Failure/Involved¦Other¦Crossarm, Wood¦Burned/flashed | Equipment Failure/Involved¦Other¦Crossarm, Wood¦Burned/flashed | All
Equipment Failure/Involved | Equipment Failure/Involved | Other | Other | Crossarm, Wood | Crossarm, Wood | Deteriorated | Deteriorated | Equipment Failure/Involved¦Other¦Crossarm, Wood¦Deteriorated | Equipment Failure/Involved¦Other¦Crossarm, Wood¦Deteriorated | All
Equipment Failure/Involved | Equipment Failure/Involved | Other | Other | Customer Equipment | Customer Equipment | Burned/flashed | Burned/flashed | Equipment Failure/Involved¦Other¦Customer Equipment¦Burned/flashed | Equipment Failure/Involved¦Other¦Customer Equipment¦Burned/flashed | None
Equipment Failure/Involved | Equipment Failure/Involved | Other | Other | Customer Equipment | Customer Equipment | Deteriorated | Deteriorated | Equipment Failure/Involved¦Other¦Customer Equipment¦Deteriorated | Equipment Failure/Involved¦Other¦Customer Equipment¦Deteriorated | None
Equipment Failure/Involved | Equipment Failure/Involved | Other | Other | Customer Equipment | Customer Equipment | Malfunctioning | Malfunctioning | Equipment Failure/Involved¦Other¦Customer Equipment¦Malfunctioning | Equipment Failure/Involved¦Other¦Customer Equipment¦Malfunctioning | None
Equipment Failure/Involved | Equipment Failure/Involved | Other | Other | Elbow | Elbow | Malfunctioning | Malfunctioning | Equipment Failure/Involved¦Other¦Elbow¦Malfunctioning | Equipment Failure/Involved¦Other¦Elbow¦Malfunctioning | N/A
Equipment Failure/Involved | Equipment Failure/Involved | Other | Other | Fuse | Fuse | Arcing | Arcing | Equipment Failure/Involved¦Other¦Fuse¦Arcing | Equipment Failure/Involved¦Other¦Fuse¦Arcing | All
Equipment Failure/Involved | Equipment Failure/Involved | Other | Other | Fuse | Fuse | Broken | Broken | Equipment Failure/Involved¦Other¦Fuse¦Broken | Equipment Failure/Involved¦Other¦Fuse¦Broken | All
Equipment Failure/Involved | Equipment Failure/Involved | Other | Other | Insulator | Insulator | Broken | Broken | Equipment Failure/Involved¦Other¦Insulator¦Broken | Equipment Failure/Involved¦Other¦Insulator¦Broken | All
Equipment Failure/Involved | Equipment Failure/Involved | Other | Other | Insulator | Insulator | Broken, wire on object | Broken, wire on object | Equipment Failure/Involved¦Other¦Insulator¦Broken, wire on object | Equipment Failure/Involved¦Other¦Insulator¦Broken, wire on object | All
Equipment Failure/Involved | Equipment Failure/Involved | Other | Other | Insulator | Insulator | Burned/flashed | Burned/flashed | Equipment Failure/Involved¦Other¦Insulator¦Burned/flashed | Equipment Failure/Involved¦Other¦Insulator¦Burned/flashed | All
Equipment Failure/Involved | Equipment Failure/Involved | Other | Other | Insulator | Insulator | Malfunctioning | Malfunctioning | Equipment Failure/Involved¦Other¦Insulator¦Malfunctioning | Equipment Failure/Involved¦Other¦Insulator¦Malfunctioning | All
Equipment Failure/Involved | Equipment Failure/Involved | Other | Other | Jumper | Jumper | Arcing | Arcing | Equipment Failure/Involved¦Other¦Jumper¦Arcing | Equipment Failure/Involved¦Other¦Jumper¦Arcing | All
Equipment Failure/Involved | Equipment Failure/Involved | Other | Other | Jumper | Jumper | Broken | Broken | Equipment Failure/Involved¦Other¦Jumper¦Broken | Equipment Failure/Involved¦Other¦Jumper¦Broken | All
Equipment Failure/Involved | Equipment Failure/Involved | Other | Other | Jumper | Jumper | Burned Open | Burned Open | Equipment Failure/Involved¦Other¦Jumper¦Burned Open | Equipment Failure/Involved¦Other¦Jumper¦Burned Open | All
Equipment Failure/Involved | Equipment Failure/Involved | Other | Other | Jumper | Jumper | Burned/flashed | Burned/flashed | Equipment Failure/Involved¦Other¦Jumper¦Burned/flashed | Equipment Failure/Involved¦Other¦Jumper¦Burned/flashed | All
Equipment Failure/Involved | Equipment Failure/Involved | Other | Other | Lightning Arrestor | Lightning Arrestor | Broken | Broken | Equipment Failure/Involved¦Other¦Lightning Arrestor¦Broken | Equipment Failure/Involved¦Other¦Lightning Arrestor¦Broken | All
Equipment Failure/Involved | Equipment Failure/Involved | Other | Other | Metering Equipment | Metering Equipment | Malfunctioning | Malfunctioning | Equipment Failure/Involved¦Other¦Metering Equipment¦Malfunctioning | Equipment Failure/Involved¦Other¦Metering Equipment¦Malfunctioning | None
Equipment Failure/Involved | Equipment Failure/Involved | Other | Other | Other | Other | Broken | Broken | Equipment Failure/Involved¦Other¦Other¦Broken | Equipment Failure/Involved¦Other¦Other¦Broken | N/A
Equipment Failure/Involved | Equipment Failure/Involved | Other | Other | Other | Other | Burned/flashed | Burned/flashed | Equipment Failure/Involved¦Other¦Other¦Burned/flashed | Equipment Failure/Involved¦Other¦Other¦Burned/flashed | N/A
Equipment Failure/Involved | Equipment Failure/Involved | Other | Other | Other | Other | Deteriorated | Deteriorated | Equipment Failure/Involved¦Other¦Other¦Deteriorated | Equipment Failure/Involved¦Other¦Other¦Deteriorated | N/A
Equipment Failure/Involved | Equipment Failure/Involved | Other | Other | Other | Other | Leaking | Leaking | Equipment Failure/Involved¦Other¦Other¦Leaking | Equipment Failure/Involved¦Other¦Other¦Leaking | N/A
Equipment Failure/Involved | Equipment Failure/Involved | Other | Other | Other | Other | Malfunctioning | Malfunctioning | Equipment Failure/Involved¦Other¦Other¦Malfunctioning | Equipment Failure/Involved¦Other¦Other¦Malfunctioning | N/A
Equipment Failure/Involved | Equipment Failure/Involved | Other | Other | Pole-Wood | Pole-Wood | Bent or Twisted | Bent or Twisted | Equipment Failure/Involved¦Other¦Pole-Wood¦Bent or Twisted | Equipment Failure/Involved¦Other¦Pole-Wood¦Bent or Twisted | All
Equipment Failure/Involved | Equipment Failure/Involved | Other | Other | Pole-Wood | Pole-Wood | Broken | Broken | Equipment Failure/Involved¦Other¦Pole-Wood¦Broken | Equipment Failure/Involved¦Other¦Pole-Wood¦Broken | All
Equipment Failure/Involved | Equipment Failure/Involved | Other | Other | Pole-Wood | Pole-Wood | Broken, wire on ground | Broken, wire on ground | Equipment Failure/Involved¦Other¦Pole-Wood¦Broken, wire on ground | Equipment Failure/Involved¦Other¦Pole-Wood¦Broken, wire on ground | All
Equipment Failure/Involved | Equipment Failure/Involved | Other | Other | Pole-Wood | Pole-Wood | Burned/flashed | Burned/flashed | Equipment Failure/Involved¦Other¦Pole-Wood¦Burned/flashed | Equipment Failure/Involved¦Other¦Pole-Wood¦Burned/flashed | All
Equipment Failure/Involved | Equipment Failure/Involved | Other | Other | Pothead/Riser Termination | Pothead/Riser Termination | Burned/flashed | Burned/flashed | Equipment Failure/Involved¦Other¦Pothead/Riser Termination¦Burned/flashed | Equipment Failure/Involved¦Other¦Pothead/Riser Termination¦Burned/flashed | All
Equipment Failure/Involved | Equipment Failure/Involved | Other | Other | Secondary | Secondary | Broken | Broken | Equipment Failure/Involved¦Other¦Secondary¦Broken | Equipment Failure/Involved¦Other¦Secondary¦Broken | Medium
Equipment Failure/Involved | Equipment Failure/Involved | Other | Other | Secondary | Secondary | Malfunctioning | Malfunctioning | Equipment Failure/Involved¦Other¦Secondary¦Malfunctioning | Equipment Failure/Involved¦Other¦Secondary¦Malfunctioning | High
Equipment Failure/Involved | Equipment Failure/Involved | Other | Other | Service conductor | Service conductor | Broken | Broken | Equipment Failure/Involved¦Other¦Service conductor¦Broken | Equipment Failure/Involved¦Other¦Service conductor¦Broken | Medium
Equipment Failure/Involved | Equipment Failure/Involved | Other | Other | Switch | Switch | Malfunctioning | Malfunctioning | Equipment Failure/Involved¦Other¦Switch¦Malfunctioning | Equipment Failure/Involved¦Other¦Switch¦Malfunctioning | All
Equipment Failure/Involved | Equipment Failure/Involved | Other | Other | Transformer | Transformer | Arcing | Arcing | Equipment Failure/Involved¦Other¦Transformer¦Arcing | Equipment Failure/Involved¦Other¦Transformer¦Arcing | All
Equipment Failure/Involved | Equipment Failure/Involved | Other | Other | Transformer | Transformer | Broken | Broken | Equipment Failure/Involved¦Other¦Transformer¦Broken | Equipment Failure/Involved¦Other¦Transformer¦Broken | All
Equipment Failure/Involved | Equipment Failure/Involved | Other | Other | Transformer | Transformer | Burned Open | Burned Open | Equipment Failure/Involved¦Other¦Transformer¦Burned Open | Equipment Failure/Involved¦Other¦Transformer¦Burned Open | All
Equipment Failure/Involved | Equipment Failure/Involved | Other | Other | Transformer | Transformer | Burned/flashed | Burned/flashed | Equipment Failure/Involved¦Other¦Transformer¦Burned/flashed | Equipment Failure/Involved¦Other¦Transformer¦Burned/flashed | All
Equipment Failure/Involved | Equipment Failure/Involved | Other | Other | Transformer | Transformer | Contaminated | Contaminated | Equipment Failure/Involved¦Other¦Transformer¦Contaminated | Equipment Failure/Involved¦Other¦Transformer¦Contaminated | All
Equipment Failure/Involved | Equipment Failure/Involved | Other | Other | Transformer | Transformer | Deteriorated | Deteriorated | Equipment Failure/Involved¦Other¦Transformer¦Deteriorated | Equipment Failure/Involved¦Other¦Transformer¦Deteriorated | All
Equipment Failure/Involved | Equipment Failure/Involved | Other | Other | Transformer | Transformer | Leaking | Leaking | Equipment Failure/Involved¦Other¦Transformer¦Leaking | Equipment Failure/Involved¦Other¦Transformer¦Leaking | All
Equipment Failure/Involved | Equipment Failure/Involved | Other | Other | Transformer | Transformer | Malfunctioning | Malfunctioning | Equipment Failure/Involved¦Other¦Transformer¦Malfunctioning | Equipment Failure/Involved¦Other¦Transformer¦Malfunctioning | All
Equipment Failure/Involved | Equipment Failure/Involved | Other | Other | Transformer | Transformer | Normal | Normal | Equipment Failure/Involved¦Other¦Transformer¦Normal | Equipment Failure/Involved¦Other¦Transformer¦Normal | All
Equipment Failure/Involved | Equipment Failure/Involved | Other | Other | Transformer (OH) | Transformer (OH) | Broken | Broken | Equipment Failure/Involved¦Other¦Transformer (OH)¦Broken | Equipment Failure/Involved¦Other¦Transformer (OH)¦Broken | All
Equipment Failure/Involved | Equipment Failure/Involved | Other | Other | Woodpin | Woodpin | Broken | Broken | Equipment Failure/Involved¦Other¦Woodpin¦Broken | Equipment Failure/Involved¦Other¦Woodpin¦Broken | All
Equipment Failure/Involved | Equipment Failure/Involved | Overhead | Overhead | Anchor or Guy | Anchor or Guy | Bent or Twisted | Bent or Twisted | Equipment Failure/Involved¦Overhead¦Anchor or Guy¦Bent or Twisted | Equipment Failure/Involved¦Overhead¦Anchor or Guy¦Bent or Twisted | All
Equipment Failure/Involved | Equipment Failure/Involved | Overhead | Overhead | Anchor or Guy | Anchor or Guy | Broken | Broken | Equipment Failure/Involved¦Overhead¦Anchor or Guy¦Broken | Equipment Failure/Involved¦Overhead¦Anchor or Guy¦Broken | All
Equipment Failure/Involved | Equipment Failure/Involved | Overhead | Overhead | Anchor or Guy | Anchor or Guy | Broken, wire on ground | Broken, wire on ground | Equipment Failure/Involved¦Overhead¦Anchor or Guy¦Broken, wire on ground | Equipment Failure/Involved¦Overhead¦Anchor or Guy¦Broken, wire on ground | All
Equipment Failure/Involved | Equipment Failure/Involved | Overhead | Overhead | Anchor or Guy | Anchor or Guy | Broken, wire on object | Broken, wire on object | Equipment Failure/Involved¦Overhead¦Anchor or Guy¦Broken, wire on object | Equipment Failure/Involved¦Overhead¦Anchor or Guy¦Broken, wire on object | All
Equipment Failure/Involved | Equipment Failure/Involved | Overhead | Overhead | Anchor or Guy | Anchor or Guy | Burned/flashed | Burned/flashed | Equipment Failure/Involved¦Overhead¦Anchor or Guy¦Burned/flashed | Equipment Failure/Involved¦Overhead¦Anchor or Guy¦Burned/flashed | All
Equipment Failure/Involved | Equipment Failure/Involved | Overhead | Overhead | Anchor or Guy | Anchor or Guy | Deteriorated | Deteriorated | Equipment Failure/Involved¦Overhead¦Anchor or Guy¦Deteriorated | Equipment Failure/Involved¦Overhead¦Anchor or Guy¦Deteriorated | All
Equipment Failure/Involved | Equipment Failure/Involved | Overhead | Overhead | Anchor or Guy | Anchor or Guy | Normal | Normal | Equipment Failure/Involved¦Overhead¦Anchor or Guy¦Normal | Equipment Failure/Involved¦Overhead¦Anchor or Guy¦Normal | All
Equipment Failure/Involved | Equipment Failure/Involved | Overhead | Overhead | Booster | Booster | Arcing | Arcing | Equipment Failure/Involved¦Overhead¦Booster¦Arcing | Equipment Failure/Involved¦Overhead¦Booster¦Arcing | All
Equipment Failure/Involved | Equipment Failure/Involved | Overhead | Overhead | Booster | Booster | Broken | Broken | Equipment Failure/Involved¦Overhead¦Booster¦Broken | #N/A | All
Equipment Failure/Involved | Equipment Failure/Involved | Overhead | Overhead | Booster | Booster | Burned/flashed | Burned/flashed | Equipment Failure/Involved¦Overhead¦Booster¦Burned/flashed | Equipment Failure/Involved¦Overhead¦Booster¦Burned/flashed | All
Equipment Failure/Involved | Equipment Failure/Involved | Overhead | Overhead | Booster | Booster | Malfunctioning | Malfunctioning | Equipment Failure/Involved¦Overhead¦Booster¦Malfunctioning | Equipment Failure/Involved¦Overhead¦Booster¦Malfunctioning | All
Equipment Failure/Involved | Equipment Failure/Involved | Overhead | Overhead | Bus | Bus | Burned Open | Burned Open | Equipment Failure/Involved¦Overhead¦Bus¦Burned Open | Equipment Failure/Involved¦Overhead¦Bus¦Burned Open | N/A
Equipment Failure/Involved | Equipment Failure/Involved | Overhead | Overhead | Bushing | Bushing | Arcing | Arcing | Equipment Failure/Involved¦Overhead¦Bushing¦Arcing | Equipment Failure/Involved¦Overhead¦Bushing¦Arcing | All
Equipment Failure/Involved | Equipment Failure/Involved | Overhead | Overhead | Bushing | Bushing | Broken | Broken | Equipment Failure/Involved¦Overhead¦Bushing¦Broken | Equipment Failure/Involved¦Overhead¦Bushing¦Broken | All
Equipment Failure/Involved | Equipment Failure/Involved | Overhead | Overhead | Bushing | Bushing | Burned Open | Burned Open | Equipment Failure/Involved¦Overhead¦Bushing¦Burned Open | Equipment Failure/Involved¦Overhead¦Bushing¦Burned Open | All
Equipment Failure/Involved | Equipment Failure/Involved | Overhead | Overhead | Bushing | Bushing | Burned/flashed | Burned/flashed | Equipment Failure/Involved¦Overhead¦Bushing¦Burned/flashed | Equipment Failure/Involved¦Overhead¦Bushing¦Burned/flashed | All
Equipment Failure/Involved | Equipment Failure/Involved | Overhead | Overhead | Bushing | Bushing | Leaking | Leaking | Equipment Failure/Involved¦Overhead¦Bushing¦Leaking | Equipment Failure/Involved¦Overhead¦Bushing¦Leaking | All
Equipment Failure/Involved | Equipment Failure/Involved | Overhead | Overhead | Capacitor | Capacitor | Arcing | Arcing | Equipment Failure/Involved¦Overhead¦Capacitor¦Arcing | Equipment Failure/Involved¦Overhead¦Capacitor¦Arcing | All
Equipment Failure/Involved | Equipment Failure/Involved | Overhead | Overhead | Capacitor | Capacitor | Broken | Broken | Equipment Failure/Involved¦Overhead¦Capacitor¦Broken | #N/A | All
Equipment Failure/Involved | Equipment Failure/Involved | Overhead | Overhead | Capacitor | Capacitor | Burned/flashed | Burned/flashed | Equipment Failure/Involved¦Overhead¦Capacitor¦Burned/flashed | Equipment Failure/Involved¦Overhead¦Capacitor¦Burned/flashed | All
Equipment Failure/Involved | Equipment Failure/Involved | Overhead | Overhead | Conductor, Overhead | Conductor, Overhead | Annealed | Annealed | Equipment Failure/Involved¦Overhead¦Conductor, Overhead¦Annealed | Equipment Failure/Involved¦Overhead¦Conductor, Overhead¦Annealed | All
Equipment Failure/Involved | Equipment Failure/Involved | Overhead | Overhead | Conductor, Overhead | Conductor, Overhead | Arcing | Arcing | Equipment Failure/Involved¦Overhead¦Conductor, Overhead¦Arcing | Equipment Failure/Involved¦Overhead¦Conductor, Overhead¦Arcing | All
Equipment Failure/Involved | Equipment Failure/Involved | Overhead | Overhead | Conductor, Overhead | Conductor, Overhead | Bent or Twisted | Bent or Twisted | Equipment Failure/Involved¦Overhead¦Conductor, Overhead¦Bent or Twisted | Equipment Failure/Involved¦Overhead¦Conductor, Overhead¦Bent or Twisted | All
Equipment Failure/Involved | Equipment Failure/Involved | Overhead | Overhead | Conductor, Overhead | Conductor, Overhead | Broken | Broken | Equipment Failure/Involved¦Overhead¦Conductor, Overhead¦Broken | Equipment Failure/Involved¦Overhead¦Conductor, Overhead¦Broken | All
Equipment Failure/Involved | Equipment Failure/Involved | Overhead | Overhead | Conductor, Overhead | Conductor, Overhead | Broken, wire on ground | Broken, wire on ground | Equipment Failure/Involved¦Overhead¦Conductor, Overhead¦Broken, wire on ground | Equipment Failure/Involved¦Overhead¦Conductor, Overhead¦Broken, wire on ground | All
Equipment Failure/Involved | Equipment Failure/Involved | Overhead | Overhead | Conductor, Overhead | Conductor, Overhead | Broken, wire on object | Broken, wire on object | Equipment Failure/Involved¦Overhead¦Conductor, Overhead¦Broken, wire on object | Equipment Failure/Involved¦Overhead¦Conductor, Overhead¦Broken, wire on object | All
Equipment Failure/Involved | Equipment Failure/Involved | Overhead | Overhead | Conductor, Overhead | Conductor, Overhead | Burned/flashed | Burned/flashed | Equipment Failure/Involved¦Overhead¦Conductor, Overhead¦Burned/flashed | Equipment Failure/Involved¦Overhead¦Conductor, Overhead¦Burned/flashed | All
Equipment Failure/Involved | Equipment Failure/Involved | Overhead | Overhead | Conductor, Overhead | Conductor, Overhead | Contaminated | Contaminated | Equipment Failure/Involved¦Overhead¦Conductor, Overhead¦Contaminated | Equipment Failure/Involved¦Overhead¦Conductor, Overhead¦Contaminated | All
Equipment Failure/Involved | Equipment Failure/Involved | Overhead | Overhead | Conductor, Overhead | Conductor, Overhead | Deteriorated | Deteriorated | Equipment Failure/Involved¦Overhead¦Conductor, Overhead¦Deteriorated | Equipment Failure/Involved¦Overhead¦Conductor, Overhead¦Deteriorated | All
Equipment Failure/Involved | Equipment Failure/Involved | Overhead | Overhead | Conductor, Overhead | Conductor, Overhead | Normal | Normal | Equipment Failure/Involved¦Overhead¦Conductor, Overhead¦Normal | Equipment Failure/Involved¦Overhead¦Conductor, Overhead¦Normal | All
Equipment Failure/Involved | Equipment Failure/Involved | Overhead | Overhead | Conductor, Overhead | Conductor, Overhead | On Ground | On Ground | Equipment Failure/Involved¦Overhead¦Conductor, Overhead¦On Ground | Equipment Failure/Involved¦Overhead¦Conductor, Overhead¦On Ground | All
Equipment Failure/Involved | Equipment Failure/Involved | Overhead | Overhead | Conductor, Overhead | Conductor, Overhead | Together | Together | Equipment Failure/Involved¦Overhead¦Conductor, Overhead¦Together | Equipment Failure/Involved¦Overhead¦Conductor, Overhead¦Together | All
Equipment Failure/Involved | Equipment Failure/Involved | Overhead | Overhead | Conductor, Underground | Conductor, Underground | Burned/flashed | Burned/flashed | Equipment Failure/Involved¦Overhead¦Conductor, Underground¦Burned/flashed | Equipment Failure/Involved¦Overhead¦Conductor, Underground¦Burned/flashed | N/A
Equipment Failure/Involved | Equipment Failure/Involved | Overhead | Overhead | Connector or Splice (OH) | Connector or Splice (OH) | Arcing | Arcing | Equipment Failure/Involved¦Overhead¦Connector or Splice (OH)¦Arcing | Equipment Failure/Involved¦Overhead¦Connector or Splice (OH)¦Arcing | All
Equipment Failure/Involved | Equipment Failure/Involved | Overhead | Overhead | Connector or Splice (OH) | Connector or Splice (OH) | Broken | Broken | Equipment Failure/Involved¦Overhead¦Connector or Splice (OH)¦Broken | Equipment Failure/Involved¦Overhead¦Connector or Splice (OH)¦Broken | All
Equipment Failure/Involved | Equipment Failure/Involved | Overhead | Overhead | Connector or Splice (OH) | Connector or Splice (OH) | Broken, wire on ground | Broken, wire on ground | Equipment Failure/Involved¦Overhead¦Connector or Splice (OH)¦Broken, wire on ground | Equipment Failure/Involved¦Overhead¦Connector or Splice (OH)¦Broken, wire on ground | All
Equipment Failure/Involved | Equipment Failure/Involved | Overhead | Overhead | Connector or Splice (OH) | Connector or Splice (OH) | Broken, wire on object | Broken, wire on object | Equipment Failure/Involved¦Overhead¦Connector or Splice (OH)¦Broken, wire on object | Equipment Failure/Involved¦Overhead¦Connector or Splice (OH)¦Broken, wire on object | All
Equipment Failure/Involved | Equipment Failure/Involved | Overhead | Overhead | Connector or Splice (OH) | Connector or Splice (OH) | Burned Open | Burned Open | Equipment Failure/Involved¦Overhead¦Connector or Splice (OH)¦Burned Open | Equipment Failure/Involved¦Overhead¦Connector or Splice (OH)¦Burned Open | All
Equipment Failure/Involved | Equipment Failure/Involved | Overhead | Overhead | Connector or Splice (OH) | Connector or Splice (OH) | Burned/flashed | Burned/flashed | Equipment Failure/Involved¦Overhead¦Connector or Splice (OH)¦Burned/flashed | Equipment Failure/Involved¦Overhead¦Connector or Splice (OH)¦Burned/flashed | All
Equipment Failure/Involved | Equipment Failure/Involved | Overhead | Overhead | Connector or Splice (OH) | Connector or Splice (OH) | Contaminated | Contaminated | Equipment Failure/Involved¦Overhead¦Connector or Splice (OH)¦Contaminated | Equipment Failure/Involved¦Overhead¦Connector or Splice (OH)¦Contaminated | All
Equipment Failure/Involved | Equipment Failure/Involved | Overhead | Overhead | Connector or Splice (OH) | Connector or Splice (OH) | Deteriorated | Deteriorated | Equipment Failure/Involved¦Overhead¦Connector or Splice (OH)¦Deteriorated | Equipment Failure/Involved¦Overhead¦Connector or Splice (OH)¦Deteriorated | All
Equipment Failure/Involved | Equipment Failure/Involved | Overhead | Overhead | Connector or Splice (OH) | Connector or Splice (OH) | Normal | Normal | Equipment Failure/Involved¦Overhead¦Connector or Splice (OH)¦Normal | Equipment Failure/Involved¦Overhead¦Connector or Splice (OH)¦Normal | All
Equipment Failure/Involved | Equipment Failure/Involved | Overhead | Overhead | Crossarm, Steel | Crossarm, Steel | Broken | Broken | Equipment Failure/Involved¦Overhead¦Crossarm, Steel¦Broken | Equipment Failure/Involved¦Overhead¦Crossarm, Steel¦Broken | All
Equipment Failure/Involved | Equipment Failure/Involved | Overhead | Overhead | Crossarm, Steel | Crossarm, Steel | Deteriorated | Deteriorated | Equipment Failure/Involved¦Overhead¦Crossarm, Steel¦Deteriorated | Equipment Failure/Involved¦Overhead¦Crossarm, Steel¦Deteriorated | All
Equipment Failure/Involved | Equipment Failure/Involved | Overhead | Overhead | Crossarm, Wood | Crossarm, Wood | Broken | Broken | Equipment Failure/Involved¦Overhead¦Crossarm, Wood¦Broken | Equipment Failure/Involved¦Overhead¦Crossarm, Wood¦Broken | All
Equipment Failure/Involved | Equipment Failure/Involved | Overhead | Overhead | Crossarm, Wood | Crossarm, Wood | Broken, wire on ground | Broken, wire on ground | Equipment Failure/Involved¦Overhead¦Crossarm, Wood¦Broken, wire on ground | Equipment Failure/Involved¦Overhead¦Crossarm, Wood¦Broken, wire on ground | All
Equipment Failure/Involved | Equipment Failure/Involved | Overhead | Overhead | Crossarm, Wood | Crossarm, Wood | Broken, wire on object | Broken, wire on object | Equipment Failure/Involved¦Overhead¦Crossarm, Wood¦Broken, wire on object | Equipment Failure/Involved¦Overhead¦Crossarm, Wood¦Broken, wire on object | All
Equipment Failure/Involved | Equipment Failure/Involved | Overhead | Overhead | Crossarm, Wood | Crossarm, Wood | Burned/flashed | Burned/flashed | Equipment Failure/Involved¦Overhead¦Crossarm, Wood¦Burned/flashed | Equipment Failure/Involved¦Overhead¦Crossarm, Wood¦Burned/flashed | All
Equipment Failure/Involved | Equipment Failure/Involved | Overhead | Overhead | Crossarm, Wood | Crossarm, Wood | Deteriorated | Deteriorated | Equipment Failure/Involved¦Overhead¦Crossarm, Wood¦Deteriorated | Equipment Failure/Involved¦Overhead¦Crossarm, Wood¦Deteriorated | All
Equipment Failure/Involved | Equipment Failure/Involved | Overhead | Overhead | Crossarm, Wood | Crossarm, Wood | Normal | Normal | Equipment Failure/Involved¦Overhead¦Crossarm, Wood¦Normal | Equipment Failure/Involved¦Overhead¦Crossarm, Wood¦Normal | All
Equipment Failure/Involved | Equipment Failure/Involved | Overhead | Overhead | CT | CT | Deteriorated | Deteriorated | Equipment Failure/Involved¦Overhead¦CT¦Deteriorated | Equipment Failure/Involved¦Overhead¦CT¦Deteriorated | None
Equipment Failure/Involved | Equipment Failure/Involved | Overhead | Overhead | Customer Equipment | Customer Equipment | Arcing | Arcing | Equipment Failure/Involved¦Overhead¦Customer Equipment¦Arcing | Equipment Failure/Involved¦Overhead¦Customer Equipment¦Arcing | None
Equipment Failure/Involved | Equipment Failure/Involved | Overhead | Overhead | Customer Equipment | Customer Equipment | Broken | Broken | Equipment Failure/Involved¦Overhead¦Customer Equipment¦Broken | Equipment Failure/Involved¦Overhead¦Customer Equipment¦Broken | None
Equipment Failure/Involved | Equipment Failure/Involved | Overhead | Overhead | Customer Equipment | Customer Equipment | Burned/flashed | Burned/flashed | Equipment Failure/Involved¦Overhead¦Customer Equipment¦Burned/flashed | Equipment Failure/Involved¦Overhead¦Customer Equipment¦Burned/flashed | None
Equipment Failure/Involved | Equipment Failure/Involved | Overhead | Overhead | Customer Equipment | Customer Equipment | Together | Together | Equipment Failure/Involved¦Overhead¦Customer Equipment¦Together | Equipment Failure/Involved¦Overhead¦Customer Equipment¦Together | None
Equipment Failure/Involved | Equipment Failure/Involved | Overhead | Overhead | Footings, Tower or Pole | Footings, Tower or Pole | Broken | Broken | Equipment Failure/Involved¦Overhead¦Footings, Tower or Pole¦Broken | Equipment Failure/Involved¦Overhead¦Footings, Tower or Pole¦Broken | All
Equipment Failure/Involved | Equipment Failure/Involved | Overhead | Overhead | Footings, Tower or Pole | Footings, Tower or Pole | Broken, wire on object | Broken, wire on object | Equipment Failure/Involved¦Overhead¦Footings, Tower or Pole¦Broken, wire on object | Equipment Failure/Involved¦Overhead¦Footings, Tower or Pole¦Broken, wire on object | All
Equipment Failure/Involved | Equipment Failure/Involved | Overhead | Overhead | Footings, Tower or Pole | Footings, Tower or Pole | Normal | Normal | Equipment Failure/Involved¦Overhead¦Footings, Tower or Pole¦Normal | Equipment Failure/Involved¦Overhead¦Footings, Tower or Pole¦Normal | All
Equipment Failure/Involved | Equipment Failure/Involved | Overhead | Overhead | Fuse | Fuse | Arcing | Arcing | Equipment Failure/Involved¦Overhead¦Fuse¦Arcing | Equipment Failure/Involved¦Overhead¦Fuse¦Arcing | All
Equipment Failure/Involved | Equipment Failure/Involved | Overhead | Overhead | Fuse | Fuse | Broken | Broken | Equipment Failure/Involved¦Overhead¦Fuse¦Broken | Equipment Failure/Involved¦Overhead¦Fuse¦Broken | All
Equipment Failure/Involved | Equipment Failure/Involved | Overhead | Overhead | Fuse | Fuse | Burned Open | Burned Open | Equipment Failure/Involved¦Overhead¦Fuse¦Burned Open | Equipment Failure/Involved¦Overhead¦Fuse¦Burned Open | All
Equipment Failure/Involved | Equipment Failure/Involved | Overhead | Overhead | Fuse | Fuse | Normal | Normal | Equipment Failure/Involved¦Overhead¦Fuse¦Normal | Equipment Failure/Involved¦Overhead¦Fuse¦Normal | All
Equipment Failure/Involved | Equipment Failure/Involved | Overhead | Overhead | Generator | Generator | Malfunctioning | Malfunctioning | Equipment Failure/Involved¦Overhead¦Generator¦Malfunctioning | Equipment Failure/Involved¦Overhead¦Generator¦Malfunctioning | None
Equipment Failure/Involved | Equipment Failure/Involved | Overhead | Overhead | Generator | Generator | Normal | Normal | Equipment Failure/Involved¦Overhead¦Generator¦Normal | Equipment Failure/Involved¦Overhead¦Generator¦Normal | None
Equipment Failure/Involved | Equipment Failure/Involved | Overhead | Overhead | Insulator | Insulator | Arcing | Arcing | Equipment Failure/Involved¦Overhead¦Insulator¦Arcing | Equipment Failure/Involved¦Overhead¦Insulator¦Arcing | All
Equipment Failure/Involved | Equipment Failure/Involved | Overhead | Overhead | Insulator | Insulator | Broken | Broken | Equipment Failure/Involved¦Overhead¦Insulator¦Broken | Equipment Failure/Involved¦Overhead¦Insulator¦Broken | All
Equipment Failure/Involved | Equipment Failure/Involved | Overhead | Overhead | Insulator | Insulator | Broken, wire on ground | Broken, wire on ground | Equipment Failure/Involved¦Overhead¦Insulator¦Broken, wire on ground | Equipment Failure/Involved¦Overhead¦Insulator¦Broken, wire on ground | All
Equipment Failure/Involved | Equipment Failure/Involved | Overhead | Overhead | Insulator | Insulator | Broken, wire on object | Broken, wire on object | Equipment Failure/Involved¦Overhead¦Insulator¦Broken, wire on object | Equipment Failure/Involved¦Overhead¦Insulator¦Broken, wire on object | All
Equipment Failure/Involved | Equipment Failure/Involved | Overhead | Overhead | Insulator | Insulator | Burned/flashed | Burned/flashed | Equipment Failure/Involved¦Overhead¦Insulator¦Burned/flashed | Equipment Failure/Involved¦Overhead¦Insulator¦Burned/flashed | All
Equipment Failure/Involved | Equipment Failure/Involved | Overhead | Overhead | Insulator | Insulator | Normal | Normal | Equipment Failure/Involved¦Overhead¦Insulator¦Normal | Equipment Failure/Involved¦Overhead¦Insulator¦Normal | All
Equipment Failure/Involved | Equipment Failure/Involved | Overhead | Overhead | Jumper | Jumper | Arcing | Arcing | Equipment Failure/Involved¦Overhead¦Jumper¦Arcing | Equipment Failure/Involved¦Overhead¦Jumper¦Arcing | All
Equipment Failure/Involved | Equipment Failure/Involved | Overhead | Overhead | Jumper | Jumper | Bent or Twisted | Bent or Twisted | Equipment Failure/Involved¦Overhead¦Jumper¦Bent or Twisted | Equipment Failure/Involved¦Overhead¦Jumper¦Bent or Twisted | All
Equipment Failure/Involved | Equipment Failure/Involved | Overhead | Overhead | Jumper | Jumper | Broken | Broken | Equipment Failure/Involved¦Overhead¦Jumper¦Broken | Equipment Failure/Involved¦Overhead¦Jumper¦Broken | All
Equipment Failure/Involved | Equipment Failure/Involved | Overhead | Overhead | Jumper | Jumper | Broken, wire on ground | Broken, wire on ground | Equipment Failure/Involved¦Overhead¦Jumper¦Broken, wire on ground | Equipment Failure/Involved¦Overhead¦Jumper¦Broken, wire on ground | All
Equipment Failure/Involved | Equipment Failure/Involved | Overhead | Overhead | Jumper | Jumper | Burned Open | Burned Open | Equipment Failure/Involved¦Overhead¦Jumper¦Burned Open | Equipment Failure/Involved¦Overhead¦Jumper¦Burned Open | All
Equipment Failure/Involved | Equipment Failure/Involved | Overhead | Overhead | Jumper | Jumper | Burned/flashed | Burned/flashed | Equipment Failure/Involved¦Overhead¦Jumper¦Burned/flashed | Equipment Failure/Involved¦Overhead¦Jumper¦Burned/flashed | All
Equipment Failure/Involved | Equipment Failure/Involved | Overhead | Overhead | Jumper | Jumper | Deteriorated | Deteriorated | Equipment Failure/Involved¦Overhead¦Jumper¦Deteriorated | Equipment Failure/Involved¦Overhead¦Jumper¦Deteriorated | All
Equipment Failure/Involved | Equipment Failure/Involved | Overhead | Overhead | Jumper | Jumper | Normal | Normal | Equipment Failure/Involved¦Overhead¦Jumper¦Normal | Equipment Failure/Involved¦Overhead¦Jumper¦Normal | All
Equipment Failure/Involved | Equipment Failure/Involved | Overhead | Overhead | Lightning Arrestor | Lightning Arrestor | Arcing | Arcing | Equipment Failure/Involved¦Overhead¦Lightning Arrestor¦Arcing | Equipment Failure/Involved¦Overhead¦Lightning Arrestor¦Arcing | All
Equipment Failure/Involved | Equipment Failure/Involved | Overhead | Overhead | Lightning Arrestor | Lightning Arrestor | Broken | Broken | Equipment Failure/Involved¦Overhead¦Lightning Arrestor¦Broken | Equipment Failure/Involved¦Overhead¦Lightning Arrestor¦Broken | All
Equipment Failure/Involved | Equipment Failure/Involved | Overhead | Overhead | Lightning Arrestor | Lightning Arrestor | Burned/flashed | Burned/flashed | Equipment Failure/Involved¦Overhead¦Lightning Arrestor¦Burned/flashed | Equipment Failure/Involved¦Overhead¦Lightning Arrestor¦Burned/flashed | All
Equipment Failure/Involved | Equipment Failure/Involved | Overhead | Overhead | Lightning Arrestor | Lightning Arrestor | Normal | Normal | Equipment Failure/Involved¦Overhead¦Lightning Arrestor¦Normal | Equipment Failure/Involved¦Overhead¦Lightning Arrestor¦Normal | All
Equipment Failure/Involved | Equipment Failure/Involved | Overhead | Overhead | Metering Equipment | Metering Equipment | Burned/flashed | Burned/flashed | Equipment Failure/Involved¦Overhead¦Metering Equipment¦Burned/flashed | Equipment Failure/Involved¦Overhead¦Metering Equipment¦Burned/flashed | None
Equipment Failure/Involved | Equipment Failure/Involved | Overhead | Overhead | Metering Equipment | Metering Equipment | Malfunctioning | Malfunctioning | Equipment Failure/Involved¦Overhead¦Metering Equipment¦Malfunctioning | Equipment Failure/Involved¦Overhead¦Metering Equipment¦Malfunctioning | None
Equipment Failure/Involved | Equipment Failure/Involved | Overhead | Overhead | Other | Other | Arcing | Arcing | Equipment Failure/Involved¦Overhead¦Other¦Arcing | Equipment Failure/Involved¦Overhead¦Other¦Arcing | N/A
Equipment Failure/Involved | Equipment Failure/Involved | Overhead | Overhead | Other | Other | Bent or Twisted | Bent or Twisted | Equipment Failure/Involved¦Overhead¦Other¦Bent or Twisted | #N/A | N/A
Equipment Failure/Involved | Equipment Failure/Involved | Overhead | Overhead | Other | Other | Broken | Broken | Equipment Failure/Involved¦Overhead¦Other¦Broken | Equipment Failure/Involved¦Overhead¦Other¦Broken | N/A
Equipment Failure/Involved | Equipment Failure/Involved | Overhead | Overhead | Other | Other | Broken, wire on object | Broken, wire on object | Equipment Failure/Involved¦Overhead¦Other¦Broken, wire on object | Equipment Failure/Involved¦Overhead¦Other¦Broken, wire on object | N/A
Equipment Failure/Involved | Equipment Failure/Involved | Overhead | Overhead | Other | Other | Burned Open | Burned Open | Equipment Failure/Involved¦Overhead¦Other¦Burned Open | Equipment Failure/Involved¦Overhead¦Other¦Burned Open | N/A
Equipment Failure/Involved | Equipment Failure/Involved | Overhead | Overhead | Other | Other | Burned/flashed | Burned/flashed | Equipment Failure/Involved¦Overhead¦Other¦Burned/flashed | Equipment Failure/Involved¦Overhead¦Other¦Burned/flashed | N/A
Equipment Failure/Involved | Equipment Failure/Involved | Overhead | Overhead | Other | Other | Deteriorated | Deteriorated | Equipment Failure/Involved¦Overhead¦Other¦Deteriorated | Equipment Failure/Involved¦Overhead¦Other¦Deteriorated | N/A
Equipment Failure/Involved | Equipment Failure/Involved | Overhead | Overhead | Other | Other | Leaking | Leaking | Equipment Failure/Involved¦Overhead¦Other¦Leaking | Equipment Failure/Involved¦Overhead¦Other¦Leaking | N/A
Equipment Failure/Involved | Equipment Failure/Involved | Overhead | Overhead | Other | Other | Malfunctioning | Malfunctioning | Equipment Failure/Involved¦Overhead¦Other¦Malfunctioning | Equipment Failure/Involved¦Overhead¦Other¦Malfunctioning | N/A
Equipment Failure/Involved | Equipment Failure/Involved | Overhead | Overhead | Other | Other | Normal | Normal | Equipment Failure/Involved¦Overhead¦Other¦Normal | Equipment Failure/Involved¦Overhead¦Other¦Normal | N/A
Equipment Failure/Involved | Equipment Failure/Involved | Overhead | Overhead | Other | Other | Together | Together | Equipment Failure/Involved¦Overhead¦Other¦Together | Equipment Failure/Involved¦Overhead¦Other¦Together | N/A
Equipment Failure/Involved | Equipment Failure/Involved | Overhead | Overhead | PGs, Kearneys | PGs, Kearneys | Broken | Broken | Equipment Failure/Involved¦Overhead¦PGs, Kearneys¦Broken | Equipment Failure/Involved¦Overhead¦PGs, Kearneys¦Broken | All
Equipment Failure/Involved | Equipment Failure/Involved | Overhead | Overhead | PGs, Kearneys | PGs, Kearneys | Broken, wire on ground | Broken, wire on ground | Equipment Failure/Involved¦Overhead¦PGs, Kearneys¦Broken, wire on ground | Equipment Failure/Involved¦Overhead¦PGs, Kearneys¦Broken, wire on ground | All
Equipment Failure/Involved | Equipment Failure/Involved | Overhead | Overhead | PGs, Kearneys | PGs, Kearneys | Burned Open | Burned Open | Equipment Failure/Involved¦Overhead¦PGs, Kearneys¦Burned Open | Equipment Failure/Involved¦Overhead¦PGs, Kearneys¦Burned Open | All
Equipment Failure/Involved | Equipment Failure/Involved | Overhead | Overhead | PGs, Kearneys | PGs, Kearneys | Burned/flashed | Burned/flashed | Equipment Failure/Involved¦Overhead¦PGs, Kearneys¦Burned/flashed | Equipment Failure/Involved¦Overhead¦PGs, Kearneys¦Burned/flashed | All
Equipment Failure/Involved | Equipment Failure/Involved | Overhead | Overhead | PGs, Kearneys | PGs, Kearneys | Deteriorated | Deteriorated | Equipment Failure/Involved¦Overhead¦PGs, Kearneys¦Deteriorated | Equipment Failure/Involved¦Overhead¦PGs, Kearneys¦Deteriorated | All
Equipment Failure/Involved | Equipment Failure/Involved | Overhead | Overhead | Pole - Tower, steel | Pole - Tower, steel | Bent or Twisted | Bent or Twisted | Equipment Failure/Involved¦Overhead¦Pole - Tower, steel¦Bent or Twisted | Equipment Failure/Involved¦Overhead¦Pole - Tower, steel¦Bent or Twisted | All
Equipment Failure/Involved | Equipment Failure/Involved | Overhead | Overhead | Pole - Tower, steel | Pole - Tower, steel | Broken | Broken | Equipment Failure/Involved¦Overhead¦Pole - Tower, steel¦Broken | Equipment Failure/Involved¦Overhead¦Pole - Tower, steel¦Broken | All
Equipment Failure/Involved | Equipment Failure/Involved | Overhead | Overhead | Pole - Tower, steel | Pole - Tower, steel | Broken, wire on ground | Broken, wire on ground | Equipment Failure/Involved¦Overhead¦Pole - Tower, steel¦Broken, wire on ground | Equipment Failure/Involved¦Overhead¦Pole - Tower, steel¦Broken, wire on ground | All
Equipment Failure/Involved | Equipment Failure/Involved | Overhead | Overhead | Pole-Wood | Pole-Wood | Broken | Broken | Equipment Failure/Involved¦Overhead¦Pole-Wood¦Broken | Equipment Failure/Involved¦Overhead¦Pole-Wood¦Broken | All
Equipment Failure/Involved | Equipment Failure/Involved | Overhead | Overhead | Pole-Wood | Pole-Wood | Broken, wire on ground | Broken, wire on ground | Equipment Failure/Involved¦Overhead¦Pole-Wood¦Broken, wire on ground | Equipment Failure/Involved¦Overhead¦Pole-Wood¦Broken, wire on ground | All
Equipment Failure/Involved | Equipment Failure/Involved | Overhead | Overhead | Pole-Wood | Pole-Wood | Broken, wire on object | Broken, wire on object | Equipment Failure/Involved¦Overhead¦Pole-Wood¦Broken, wire on object | Equipment Failure/Involved¦Overhead¦Pole-Wood¦Broken, wire on object | All
Equipment Failure/Involved | Equipment Failure/Involved | Overhead | Overhead | Pole-Wood | Pole-Wood | Burned/flashed | Burned/flashed | Equipment Failure/Involved¦Overhead¦Pole-Wood¦Burned/flashed | Equipment Failure/Involved¦Overhead¦Pole-Wood¦Burned/flashed | All
Equipment Failure/Involved | Equipment Failure/Involved | Overhead | Overhead | Pole-Wood | Pole-Wood | Contaminated | Contaminated | Equipment Failure/Involved¦Overhead¦Pole-Wood¦Contaminated | Equipment Failure/Involved¦Overhead¦Pole-Wood¦Contaminated | All
Equipment Failure/Involved | Equipment Failure/Involved | Overhead | Overhead | Pole-Wood | Pole-Wood | Deteriorated | Deteriorated | Equipment Failure/Involved¦Overhead¦Pole-Wood¦Deteriorated | Equipment Failure/Involved¦Overhead¦Pole-Wood¦Deteriorated | All
Equipment Failure/Involved | Equipment Failure/Involved | Overhead | Overhead | Pole-Wood | Pole-Wood | Normal | Normal | Equipment Failure/Involved¦Overhead¦Pole-Wood¦Normal | Equipment Failure/Involved¦Overhead¦Pole-Wood¦Normal | All
Equipment Failure/Involved | Equipment Failure/Involved | Overhead | Overhead | Pole-Wood | Pole-Wood | On Ground | On Ground | Equipment Failure/Involved¦Overhead¦Pole-Wood¦On Ground | Equipment Failure/Involved¦Overhead¦Pole-Wood¦On Ground | All
Equipment Failure/Involved | Equipment Failure/Involved | Overhead | Overhead | Pothead(Riser Termination) | Pothead(Riser Termination) | Arcing | Arcing | Equipment Failure/Involved¦Overhead¦Pothead(Riser Termination)¦Arcing | Equipment Failure/Involved¦Overhead¦Pothead(Riser Termination)¦Arcing | All
Equipment Failure/Involved | Equipment Failure/Involved | Overhead | Overhead | Pothead(Riser Termination) | Pothead(Riser Termination) | Broken | Broken | Equipment Failure/Involved¦Overhead¦Pothead(Riser Termination)¦Broken | Equipment Failure/Involved¦Overhead¦Pothead(Riser Termination)¦Broken | All
Equipment Failure/Involved | Equipment Failure/Involved | Overhead | Overhead | Pothead(Riser Termination) | Pothead(Riser Termination) | Burned/flashed | Burned/flashed | Equipment Failure/Involved¦Overhead¦Pothead(Riser Termination)¦Burned/flashed | Equipment Failure/Involved¦Overhead¦Pothead(Riser Termination)¦Burned/flashed | All
Equipment Failure/Involved | Equipment Failure/Involved | Overhead | Overhead | Pothead(Riser Termination) | Pothead(Riser Termination) | Deteriorated | Deteriorated | Equipment Failure/Involved¦Overhead¦Pothead(Riser Termination)¦Deteriorated | Equipment Failure/Involved¦Overhead¦Pothead(Riser Termination)¦Deteriorated | All
Equipment Failure/Involved | Equipment Failure/Involved | Overhead | Overhead | PT/CCVT | PT/CCVT | Burned/flashed | Burned/flashed | Equipment Failure/Involved¦Overhead¦PT/CCVT¦Burned/flashed | Equipment Failure/Involved¦Overhead¦PT/CCVT¦Burned/flashed | None
Equipment Failure/Involved | Equipment Failure/Involved | Overhead | Overhead | Recloser | Recloser | Broken | Broken | Equipment Failure/Involved¦Overhead¦Recloser¦Broken | Equipment Failure/Involved¦Overhead¦Recloser¦Broken | All
Equipment Failure/Involved | Equipment Failure/Involved | Overhead | Overhead | Recloser | Recloser | Burned/flashed | Burned/flashed | Equipment Failure/Involved¦Overhead¦Recloser¦Burned/flashed | Equipment Failure/Involved¦Overhead¦Recloser¦Burned/flashed | All
Equipment Failure/Involved | Equipment Failure/Involved | Overhead | Overhead | Recloser | Recloser | Malfunctioning | Malfunctioning | Equipment Failure/Involved¦Overhead¦Recloser¦Malfunctioning | Equipment Failure/Involved¦Overhead¦Recloser¦Malfunctioning | All
Equipment Failure/Involved | Equipment Failure/Involved | Overhead | Overhead | Recloser | Recloser | Normal | Normal | Equipment Failure/Involved¦Overhead¦Recloser¦Normal | Equipment Failure/Involved¦Overhead¦Recloser¦Normal | All
Equipment Failure/Involved | Equipment Failure/Involved | Overhead | Overhead | Regulator | Regulator | Arcing | Arcing | Equipment Failure/Involved¦Overhead¦Regulator¦Arcing | Equipment Failure/Involved¦Overhead¦Regulator¦Arcing | All
Equipment Failure/Involved | Equipment Failure/Involved | Overhead | Overhead | Regulator | Regulator | Broken | Broken | Equipment Failure/Involved¦Overhead¦Regulator¦Broken | Equipment Failure/Involved¦Overhead¦Regulator¦Broken | All
Equipment Failure/Involved | Equipment Failure/Involved | Overhead | Overhead | Regulator | Regulator | Burned/flashed | Burned/flashed | Equipment Failure/Involved¦Overhead¦Regulator¦Burned/flashed | Equipment Failure/Involved¦Overhead¦Regulator¦Burned/flashed | All
Equipment Failure/Involved | Equipment Failure/Involved | Overhead | Overhead | Regulator | Regulator | Leaking | Leaking | Equipment Failure/Involved¦Overhead¦Regulator¦Leaking | Equipment Failure/Involved¦Overhead¦Regulator¦Leaking | All
Equipment Failure/Involved | Equipment Failure/Involved | Overhead | Overhead | Regulator | Regulator | Malfunctioning | Malfunctioning | Equipment Failure/Involved¦Overhead¦Regulator¦Malfunctioning | Equipment Failure/Involved¦Overhead¦Regulator¦Malfunctioning | All
Equipment Failure/Involved | Equipment Failure/Involved | Overhead | Overhead | Regulator | Regulator | Normal | Normal | Equipment Failure/Involved¦Overhead¦Regulator¦Normal | Equipment Failure/Involved¦Overhead¦Regulator¦Normal | All
Equipment Failure/Involved | Equipment Failure/Involved | Overhead | Overhead | Relay | Relay | Malfunctioning | Malfunctioning | Equipment Failure/Involved¦Overhead¦Relay¦Malfunctioning | #N/A | N/A
Equipment Failure/Involved | Equipment Failure/Involved | Overhead | Overhead | SCADA | SCADA | Malfunctioning | Malfunctioning | Equipment Failure/Involved¦Overhead¦SCADA¦Malfunctioning | #N/A | None
Equipment Failure/Involved | Equipment Failure/Involved | Overhead | Overhead | Secondary | Secondary | Arcing | Arcing | Equipment Failure/Involved¦Overhead¦Secondary¦Arcing | Equipment Failure/Involved¦Overhead¦Secondary¦Arcing | High
Equipment Failure/Involved | Equipment Failure/Involved | Overhead | Overhead | Secondary | Secondary | Bent or Twisted | Bent or Twisted | Equipment Failure/Involved¦Overhead¦Secondary¦Bent or Twisted | Equipment Failure/Involved¦Overhead¦Secondary¦Bent or Twisted | High
Equipment Failure/Involved | Equipment Failure/Involved | Overhead | Overhead | Secondary | Secondary | Broken | Broken | Equipment Failure/Involved¦Overhead¦Secondary¦Broken | Equipment Failure/Involved¦Overhead¦Secondary¦Broken | Medium
Equipment Failure/Involved | Equipment Failure/Involved | Overhead | Overhead | Secondary | Secondary | Broken, wire on ground | Broken, wire on ground | Equipment Failure/Involved¦Overhead¦Secondary¦Broken, wire on ground | Equipment Failure/Involved¦Overhead¦Secondary¦Broken, wire on ground | Medium
Equipment Failure/Involved | Equipment Failure/Involved | Overhead | Overhead | Secondary | Secondary | Broken, wire on object | Broken, wire on object | Equipment Failure/Involved¦Overhead¦Secondary¦Broken, wire on object | Equipment Failure/Involved¦Overhead¦Secondary¦Broken, wire on object | Medium
Equipment Failure/Involved | Equipment Failure/Involved | Overhead | Overhead | Secondary | Secondary | Burned Open | Burned Open | Equipment Failure/Involved¦Overhead¦Secondary¦Burned Open | Equipment Failure/Involved¦Overhead¦Secondary¦Burned Open | Medium
Equipment Failure/Involved | Equipment Failure/Involved | Overhead | Overhead | Secondary | Secondary | Burned/flashed | Burned/flashed | Equipment Failure/Involved¦Overhead¦Secondary¦Burned/flashed | Equipment Failure/Involved¦Overhead¦Secondary¦Burned/flashed | High
Equipment Failure/Involved | Equipment Failure/Involved | Overhead | Overhead | Secondary | Secondary | Contaminated | Contaminated | Equipment Failure/Involved¦Overhead¦Secondary¦Contaminated | Equipment Failure/Involved¦Overhead¦Secondary¦Contaminated | High
Equipment Failure/Involved | Equipment Failure/Involved | Overhead | Overhead | Secondary | Secondary | Deteriorated | Deteriorated | Equipment Failure/Involved¦Overhead¦Secondary¦Deteriorated | Equipment Failure/Involved¦Overhead¦Secondary¦Deteriorated | High
Equipment Failure/Involved | Equipment Failure/Involved | Overhead | Overhead | Secondary | Secondary | Normal | Normal | Equipment Failure/Involved¦Overhead¦Secondary¦Normal | Equipment Failure/Involved¦Overhead¦Secondary¦Normal | High
Equipment Failure/Involved | Equipment Failure/Involved | Overhead | Overhead | Secondary | Secondary | On Ground | On Ground | Equipment Failure/Involved¦Overhead¦Secondary¦On Ground | Equipment Failure/Involved¦Overhead¦Secondary¦On Ground | Medium
Equipment Failure/Involved | Equipment Failure/Involved | Overhead | Overhead | Secondary | Secondary | Together | Together | Equipment Failure/Involved¦Overhead¦Secondary¦Together | Equipment Failure/Involved¦Overhead¦Secondary¦Together | High
Equipment Failure/Involved | Equipment Failure/Involved | Overhead | Overhead | Sectionalizer | Sectionalizer | Broken | Broken | Equipment Failure/Involved¦Overhead¦Sectionalizer¦Broken | Equipment Failure/Involved¦Overhead¦Sectionalizer¦Broken | All
Equipment Failure/Involved | Equipment Failure/Involved | Overhead | Overhead | Sectionalizer | Sectionalizer | Burned/flashed | Burned/flashed | Equipment Failure/Involved¦Overhead¦Sectionalizer¦Burned/flashed | Equipment Failure/Involved¦Overhead¦Sectionalizer¦Burned/flashed | All
Equipment Failure/Involved | Equipment Failure/Involved | Overhead | Overhead | Sectionalizer | Sectionalizer | Malfunctioning | Malfunctioning | Equipment Failure/Involved¦Overhead¦Sectionalizer¦Malfunctioning | Equipment Failure/Involved¦Overhead¦Sectionalizer¦Malfunctioning | All
Equipment Failure/Involved | Equipment Failure/Involved | Overhead | Overhead | Service conductor | Service conductor | Annealed | Annealed | Equipment Failure/Involved¦Overhead¦Service conductor¦Annealed | Equipment Failure/Involved¦Overhead¦Service conductor¦Annealed | High
Equipment Failure/Involved | Equipment Failure/Involved | Overhead | Overhead | Service conductor | Service conductor | Arcing | Arcing | Equipment Failure/Involved¦Overhead¦Service conductor¦Arcing | Equipment Failure/Involved¦Overhead¦Service conductor¦Arcing | High
Equipment Failure/Involved | Equipment Failure/Involved | Overhead | Overhead | Service conductor | Service conductor | Bent or Twisted | Bent or Twisted | Equipment Failure/Involved¦Overhead¦Service conductor¦Bent or Twisted | Equipment Failure/Involved¦Overhead¦Service conductor¦Bent or Twisted | High
Equipment Failure/Involved | Equipment Failure/Involved | Overhead | Overhead | Service conductor | Service conductor | Broken | Broken | Equipment Failure/Involved¦Overhead¦Service conductor¦Broken | Equipment Failure/Involved¦Overhead¦Service conductor¦Broken | Medium
Equipment Failure/Involved | Equipment Failure/Involved | Overhead | Overhead | Service conductor | Service conductor | Broken, wire on ground | Broken, wire on ground | Equipment Failure/Involved¦Overhead¦Service conductor¦Broken, wire on ground | Equipment Failure/Involved¦Overhead¦Service conductor¦Broken, wire on ground | Medium
Equipment Failure/Involved | Equipment Failure/Involved | Overhead | Overhead | Service conductor | Service conductor | Broken, wire on object | Broken, wire on object | Equipment Failure/Involved¦Overhead¦Service conductor¦Broken, wire on object | Equipment Failure/Involved¦Overhead¦Service conductor¦Broken, wire on object | Medium
Equipment Failure/Involved | Equipment Failure/Involved | Overhead | Overhead | Service conductor | Service conductor | Burned Open | Burned Open | Equipment Failure/Involved¦Overhead¦Service conductor¦Burned Open | Equipment Failure/Involved¦Overhead¦Service conductor¦Burned Open | Medium
Equipment Failure/Involved | Equipment Failure/Involved | Overhead | Overhead | Service conductor | Service conductor | Burned/flashed | Burned/flashed | Equipment Failure/Involved¦Overhead¦Service conductor¦Burned/flashed | Equipment Failure/Involved¦Overhead¦Service conductor¦Burned/flashed | High
Equipment Failure/Involved | Equipment Failure/Involved | Overhead | Overhead | Service conductor | Service conductor | Deteriorated | Deteriorated | Equipment Failure/Involved¦Overhead¦Service conductor¦Deteriorated | Equipment Failure/Involved¦Overhead¦Service conductor¦Deteriorated | High
Equipment Failure/Involved | Equipment Failure/Involved | Overhead | Overhead | Service conductor | Service conductor | Normal | Normal | Equipment Failure/Involved¦Overhead¦Service conductor¦Normal | Equipment Failure/Involved¦Overhead¦Service conductor¦Normal | High
Equipment Failure/Involved | Equipment Failure/Involved | Overhead | Overhead | Service conductor | Service conductor | On Ground | On Ground | Equipment Failure/Involved¦Overhead¦Service conductor¦On Ground | Equipment Failure/Involved¦Overhead¦Service conductor¦On Ground | Medium
Equipment Failure/Involved | Equipment Failure/Involved | Overhead | Overhead | Stepdown | Stepdown | Arcing | Arcing | Equipment Failure/Involved¦Overhead¦Stepdown¦Arcing | Equipment Failure/Involved¦Overhead¦Stepdown¦Arcing | N/A
Equipment Failure/Involved | Equipment Failure/Involved | Overhead | Overhead | Stepdown | Stepdown | Broken | Broken | Equipment Failure/Involved¦Overhead¦Stepdown¦Broken | Equipment Failure/Involved¦Overhead¦Stepdown¦Broken | N/A
Equipment Failure/Involved | Equipment Failure/Involved | Overhead | Overhead | Stepdown | Stepdown | Burned/flashed | Burned/flashed | Equipment Failure/Involved¦Overhead¦Stepdown¦Burned/flashed | Equipment Failure/Involved¦Overhead¦Stepdown¦Burned/flashed | N/A
Equipment Failure/Involved | Equipment Failure/Involved | Overhead | Overhead | Stepdown | Stepdown | Deteriorated | Deteriorated | Equipment Failure/Involved¦Overhead¦Stepdown¦Deteriorated | Equipment Failure/Involved¦Overhead¦Stepdown¦Deteriorated | N/A
Equipment Failure/Involved | Equipment Failure/Involved | Overhead | Overhead | Stepdown | Stepdown | Normal | Normal | Equipment Failure/Involved¦Overhead¦Stepdown¦Normal | Equipment Failure/Involved¦Overhead¦Stepdown¦Normal | N/A
Equipment Failure/Involved | Equipment Failure/Involved | Overhead | Overhead | Switch | Switch | Arcing | Arcing | Equipment Failure/Involved¦Overhead¦Switch¦Arcing | Equipment Failure/Involved¦Overhead¦Switch¦Arcing | All
Equipment Failure/Involved | Equipment Failure/Involved | Overhead | Overhead | Switch | Switch | Broken | Broken | Equipment Failure/Involved¦Overhead¦Switch¦Broken | Equipment Failure/Involved¦Overhead¦Switch¦Broken | All
Equipment Failure/Involved | Equipment Failure/Involved | Overhead | Overhead | Switch | Switch | Normal | Normal | Equipment Failure/Involved¦Overhead¦Switch¦Normal | Equipment Failure/Involved¦Overhead¦Switch¦Normal | All
Equipment Failure/Involved | Equipment Failure/Involved | Overhead | Overhead | Switch (OH) | Switch (OH) | Arcing | Arcing | Equipment Failure/Involved¦Overhead¦Switch (OH)¦Arcing | Equipment Failure/Involved¦Overhead¦Switch (OH)¦Arcing | All
Equipment Failure/Involved | Equipment Failure/Involved | Overhead | Overhead | Switch (OH) | Switch (OH) | Broken | Broken | Equipment Failure/Involved¦Overhead¦Switch (OH)¦Broken | Equipment Failure/Involved¦Overhead¦Switch (OH)¦Broken | All
Equipment Failure/Involved | Equipment Failure/Involved | Overhead | Overhead | Switch (OH) | Switch (OH) | Burned/flashed | Burned/flashed | Equipment Failure/Involved¦Overhead¦Switch (OH)¦Burned/flashed | Equipment Failure/Involved¦Overhead¦Switch (OH)¦Burned/flashed | All
Equipment Failure/Involved | Equipment Failure/Involved | Overhead | Overhead | Switch (OH) | Switch (OH) | Normal | Normal | Equipment Failure/Involved¦Overhead¦Switch (OH)¦Normal | Equipment Failure/Involved¦Overhead¦Switch (OH)¦Normal | All
Equipment Failure/Involved | Equipment Failure/Involved | Overhead | Overhead | Transformer | Transformer | Arcing | Arcing | Equipment Failure/Involved¦Overhead¦Transformer¦Arcing | Equipment Failure/Involved¦Overhead¦Transformer¦Arcing | All
Equipment Failure/Involved | Equipment Failure/Involved | Overhead | Overhead | Transformer | Transformer | Bent or Twisted | Bent or Twisted | Equipment Failure/Involved¦Overhead¦Transformer¦Bent or Twisted | Equipment Failure/Involved¦Overhead¦Transformer¦Bent or Twisted | All
Equipment Failure/Involved | Equipment Failure/Involved | Overhead | Overhead | Transformer | Transformer | Broken | Broken | Equipment Failure/Involved¦Overhead¦Transformer¦Broken | Equipment Failure/Involved¦Overhead¦Transformer¦Broken | All
Equipment Failure/Involved | Equipment Failure/Involved | Overhead | Overhead | Transformer | Transformer | Broken, wire on ground | Broken, wire on ground | Equipment Failure/Involved¦Overhead¦Transformer¦Broken, wire on ground | Equipment Failure/Involved¦Overhead¦Transformer¦Broken, wire on ground | All
Equipment Failure/Involved | Equipment Failure/Involved | Overhead | Overhead | Transformer | Transformer | Broken, wire on object | Broken, wire on object | Equipment Failure/Involved¦Overhead¦Transformer¦Broken, wire on object | Equipment Failure/Involved¦Overhead¦Transformer¦Broken, wire on object | All
Equipment Failure/Involved | Equipment Failure/Involved | Overhead | Overhead | Transformer | Transformer | Burned Open | Burned Open | Equipment Failure/Involved¦Overhead¦Transformer¦Burned Open | Equipment Failure/Involved¦Overhead¦Transformer¦Burned Open | All
Equipment Failure/Involved | Equipment Failure/Involved | Overhead | Overhead | Transformer | Transformer | Burned/flashed | Burned/flashed | Equipment Failure/Involved¦Overhead¦Transformer¦Burned/flashed | Equipment Failure/Involved¦Overhead¦Transformer¦Burned/flashed | All
Equipment Failure/Involved | Equipment Failure/Involved | Overhead | Overhead | Transformer | Transformer | Contaminated | Contaminated | Equipment Failure/Involved¦Overhead¦Transformer¦Contaminated | Equipment Failure/Involved¦Overhead¦Transformer¦Contaminated | All
Equipment Failure/Involved | Equipment Failure/Involved | Overhead | Overhead | Transformer | Transformer | Deteriorated | Deteriorated | Equipment Failure/Involved¦Overhead¦Transformer¦Deteriorated | Equipment Failure/Involved¦Overhead¦Transformer¦Deteriorated | All
Equipment Failure/Involved | Equipment Failure/Involved | Overhead | Overhead | Transformer | Transformer | Leaking | Leaking | Equipment Failure/Involved¦Overhead¦Transformer¦Leaking | Equipment Failure/Involved¦Overhead¦Transformer¦Leaking | All
Equipment Failure/Involved | Equipment Failure/Involved | Overhead | Overhead | Transformer | Transformer | Malfunctioning | Malfunctioning | Equipment Failure/Involved¦Overhead¦Transformer¦Malfunctioning | Equipment Failure/Involved¦Overhead¦Transformer¦Malfunctioning | All
Equipment Failure/Involved | Equipment Failure/Involved | Overhead | Overhead | Transformer | Transformer | Normal | Normal | Equipment Failure/Involved¦Overhead¦Transformer¦Normal | Equipment Failure/Involved¦Overhead¦Transformer¦Normal | All
Equipment Failure/Involved | Equipment Failure/Involved | Overhead | Overhead | Transformer | Transformer | On Ground | On Ground | Equipment Failure/Involved¦Overhead¦Transformer¦On Ground | Equipment Failure/Involved¦Overhead¦Transformer¦On Ground | All
Equipment Failure/Involved | Equipment Failure/Involved | Overhead | Overhead | Transformer | Transformer | Together | Together | Equipment Failure/Involved¦Overhead¦Transformer¦Together | Equipment Failure/Involved¦Overhead¦Transformer¦Together | All
Equipment Failure/Involved | Equipment Failure/Involved | Overhead | Overhead | Transformer (OH) | Transformer (OH) | Arcing | Arcing | Equipment Failure/Involved¦Overhead¦Transformer (OH)¦Arcing | Equipment Failure/Involved¦Overhead¦Transformer (OH)¦Arcing | All
Equipment Failure/Involved | Equipment Failure/Involved | Overhead | Overhead | Transformer (OH) | Transformer (OH) | Broken | Broken | Equipment Failure/Involved¦Overhead¦Transformer (OH)¦Broken | Equipment Failure/Involved¦Overhead¦Transformer (OH)¦Broken | All
Equipment Failure/Involved | Equipment Failure/Involved | Overhead | Overhead | Transformer (OH) | Transformer (OH) | Broken, wire on ground | Broken, wire on ground | Equipment Failure/Involved¦Overhead¦Transformer (OH)¦Broken, wire on ground | Equipment Failure/Involved¦Overhead¦Transformer (OH)¦Broken, wire on ground | All
Equipment Failure/Involved | Equipment Failure/Involved | Overhead | Overhead | Transformer (OH) | Transformer (OH) | Broken, wire on object | Broken, wire on object | Equipment Failure/Involved¦Overhead¦Transformer (OH)¦Broken, wire on object | Equipment Failure/Involved¦Overhead¦Transformer (OH)¦Broken, wire on object | All
Equipment Failure/Involved | Equipment Failure/Involved | Overhead | Overhead | Transformer (OH) | Transformer (OH) | Burned/flashed | Burned/flashed | Equipment Failure/Involved¦Overhead¦Transformer (OH)¦Burned/flashed | Equipment Failure/Involved¦Overhead¦Transformer (OH)¦Burned/flashed | All
Equipment Failure/Involved | Equipment Failure/Involved | Overhead | Overhead | Transformer (OH) | Transformer (OH) | Deteriorated | Deteriorated | Equipment Failure/Involved¦Overhead¦Transformer (OH)¦Deteriorated | Equipment Failure/Involved¦Overhead¦Transformer (OH)¦Deteriorated | All
Equipment Failure/Involved | Equipment Failure/Involved | Overhead | Overhead | Transformer (OH) | Transformer (OH) | Leaking | Leaking | Equipment Failure/Involved¦Overhead¦Transformer (OH)¦Leaking | Equipment Failure/Involved¦Overhead¦Transformer (OH)¦Leaking | All
Equipment Failure/Involved | Equipment Failure/Involved | Overhead | Overhead | Transformer (OH) | Transformer (OH) | Normal | Normal | Equipment Failure/Involved¦Overhead¦Transformer (OH)¦Normal | Equipment Failure/Involved¦Overhead¦Transformer (OH)¦Normal | All
Equipment Failure/Involved | Equipment Failure/Involved | Overhead | Overhead | Woodpin | Woodpin | Broken | Broken | Equipment Failure/Involved¦Overhead¦Woodpin¦Broken | Equipment Failure/Involved¦Overhead¦Woodpin¦Broken | All
Equipment Failure/Involved | Equipment Failure/Involved | Overhead | Overhead | Woodpin | Woodpin | Broken, wire on ground | Broken, wire on ground | Equipment Failure/Involved¦Overhead¦Woodpin¦Broken, wire on ground | Equipment Failure/Involved¦Overhead¦Woodpin¦Broken, wire on ground | All
Equipment Failure/Involved | Equipment Failure/Involved | Overhead | Overhead | Woodpin | Woodpin | Broken, wire on object | Broken, wire on object | Equipment Failure/Involved¦Overhead¦Woodpin¦Broken, wire on object | Equipment Failure/Involved¦Overhead¦Woodpin¦Broken, wire on object | All
Equipment Failure/Involved | Equipment Failure/Involved | Substation | Substation | Circuit Breaker | Circuit Breaker | Broken | Broken | Equipment Failure/Involved¦Substation¦Circuit Breaker¦Broken | Equipment Failure/Involved¦Substation¦Circuit Breaker¦Broken | N/A
Equipment Failure/Involved | Equipment Failure/Involved | Substation | Substation | Circuit Breaker | Circuit Breaker | Malfunctioning | Malfunctioning | Equipment Failure/Involved¦Substation¦Circuit Breaker¦Malfunctioning | Equipment Failure/Involved¦Substation¦Circuit Breaker¦Malfunctioning | N/A
Equipment Failure/Involved | Equipment Failure/Involved | Substation | Substation | Conductor, Underground | Conductor, Underground | Broken | Broken | Equipment Failure/Involved¦Substation¦Conductor, Underground¦Broken | Equipment Failure/Involved¦Substation¦Conductor, Underground¦Broken | N/A
Equipment Failure/Involved | Equipment Failure/Involved | Substation | Substation | Generator | Generator | Normal | Normal | Equipment Failure/Involved¦Substation¦Generator¦Normal | #N/A | None
Equipment Failure/Involved | Equipment Failure/Involved | Substation | Substation | Insulator | Insulator | Broken | Broken | Equipment Failure/Involved¦Substation¦Insulator¦Broken | Equipment Failure/Involved¦Substation¦Insulator¦Broken | N/A
Equipment Failure/Involved | Equipment Failure/Involved | Substation | Substation | Other | Other | Broken | Broken | Equipment Failure/Involved¦Substation¦Other¦Broken | Equipment Failure/Involved¦Substation¦Other¦Broken | N/A
Equipment Failure/Involved | Equipment Failure/Involved | Substation | Substation | Other | Other | Burned/flashed | Burned/flashed | Equipment Failure/Involved¦Substation¦Other¦Burned/flashed | Equipment Failure/Involved¦Substation¦Other¦Burned/flashed | N/A
Equipment Failure/Involved | Equipment Failure/Involved | Substation | Substation | Other | Other | Leaking | Leaking | Equipment Failure/Involved¦Substation¦Other¦Leaking | Equipment Failure/Involved¦Substation¦Other¦Leaking | N/A
Equipment Failure/Involved | Equipment Failure/Involved | Substation | Substation | Other | Other | Malfunctioning | Malfunctioning | Equipment Failure/Involved¦Substation¦Other¦Malfunctioning | Equipment Failure/Involved¦Substation¦Other¦Malfunctioning | N/A
Equipment Failure/Involved | Equipment Failure/Involved | Substation | Substation | Other | Other | Normal | Normal | Equipment Failure/Involved¦Substation¦Other¦Normal | Equipment Failure/Involved¦Substation¦Other¦Normal | N/A
Equipment Failure/Involved | Equipment Failure/Involved | Substation | Substation | Relay | Relay | Malfunctioning | Malfunctioning | Equipment Failure/Involved¦Substation¦Relay¦Malfunctioning | Equipment Failure/Involved¦Substation¦Relay¦Malfunctioning | N/A
Equipment Failure/Involved | Equipment Failure/Involved | Substation | Substation | Relay | Relay | Normal | Normal | Equipment Failure/Involved¦Substation¦Relay¦Normal | Equipment Failure/Involved¦Substation¦Relay¦Normal | N/A
Equipment Failure/Involved | Equipment Failure/Involved | Substation | Substation | Secondary | Secondary | Broken | Broken | Equipment Failure/Involved¦Substation¦Secondary¦Broken | Equipment Failure/Involved¦Substation¦Secondary¦Broken | N/A
Equipment Failure/Involved | Equipment Failure/Involved | Substation | Substation | Transformer | Transformer | Broken | Broken | Equipment Failure/Involved¦Substation¦Transformer¦Broken | Equipment Failure/Involved¦Substation¦Transformer¦Broken | N/A
Equipment Failure/Involved | Equipment Failure/Involved | Underground | Underground | Bus | Bus | Burned/flashed | Burned/flashed | Equipment Failure/Involved¦Underground¦Bus¦Burned/flashed | Equipment Failure/Involved¦Underground¦Bus¦Burned/flashed | N/A
Equipment Failure/Involved | Equipment Failure/Involved | Underground | Underground | Bus | Bus | Contaminated | Contaminated | Equipment Failure/Involved¦Underground¦Bus¦Contaminated | Equipment Failure/Involved¦Underground¦Bus¦Contaminated | N/A
Equipment Failure/Involved | Equipment Failure/Involved | Underground | Underground | Bus | Bus | Deteriorated | Deteriorated | Equipment Failure/Involved¦Underground¦Bus¦Deteriorated | Equipment Failure/Involved¦Underground¦Bus¦Deteriorated | N/A
Equipment Failure/Involved | Equipment Failure/Involved | Underground | Underground | Bushing | Bushing | Arcing | Arcing | Equipment Failure/Involved¦Underground¦Bushing¦Arcing | Equipment Failure/Involved¦Underground¦Bushing¦Arcing | N/A
Equipment Failure/Involved | Equipment Failure/Involved | Underground | Underground | Bushing | Bushing | Broken | Broken | Equipment Failure/Involved¦Underground¦Bushing¦Broken | Equipment Failure/Involved¦Underground¦Bushing¦Broken | N/A
Equipment Failure/Involved | Equipment Failure/Involved | Underground | Underground | Bushing | Bushing | Burned/flashed | Burned/flashed | Equipment Failure/Involved¦Underground¦Bushing¦Burned/flashed | Equipment Failure/Involved¦Underground¦Bushing¦Burned/flashed | N/A
Equipment Failure/Involved | Equipment Failure/Involved | Underground | Underground | Conductor, Underground | Conductor, Underground | Broken | Broken | Equipment Failure/Involved¦Underground¦Conductor, Underground¦Broken | Equipment Failure/Involved¦Underground¦Conductor, Underground¦Broken | N/A
Equipment Failure/Involved | Equipment Failure/Involved | Underground | Underground | Conductor, Underground | Conductor, Underground | Burned/flashed | Burned/flashed | Equipment Failure/Involved¦Underground¦Conductor, Underground¦Burned/flashed | Equipment Failure/Involved¦Underground¦Conductor, Underground¦Burned/flashed | N/A
Equipment Failure/Involved | Equipment Failure/Involved | Underground | Underground | Conductor, Underground | Conductor, Underground | Deteriorated | Deteriorated | Equipment Failure/Involved¦Underground¦Conductor, Underground¦Deteriorated | Equipment Failure/Involved¦Underground¦Conductor, Underground¦Deteriorated | N/A
Equipment Failure/Involved | Equipment Failure/Involved | Underground | Underground | Conductor, Underground | Conductor, Underground | Normal | Normal | Equipment Failure/Involved¦Underground¦Conductor, Underground¦Normal | Equipment Failure/Involved¦Underground¦Conductor, Underground¦Normal | N/A
Equipment Failure/Involved | Equipment Failure/Involved | Underground | Underground | Connector or Splice (OH) | Connector or Splice (OH) | Burned/flashed | Burned/flashed | Equipment Failure/Involved¦Underground¦Connector or Splice (OH)¦Burned/flashed | Equipment Failure/Involved¦Underground¦Connector or Splice (OH)¦Burned/flashed | All
Equipment Failure/Involved | Equipment Failure/Involved | Underground | Underground | Connector or Splice (UG) | Connector or Splice (UG) | Broken | Broken | Equipment Failure/Involved¦Underground¦Connector or Splice (UG)¦Broken | Equipment Failure/Involved¦Underground¦Connector or Splice (UG)¦Broken | N/A
Equipment Failure/Involved | Equipment Failure/Involved | Underground | Underground | Connector or Splice (UG) | Connector or Splice (UG) | Burned/flashed | Burned/flashed | Equipment Failure/Involved¦Underground¦Connector or Splice (UG)¦Burned/flashed | Equipment Failure/Involved¦Underground¦Connector or Splice (UG)¦Burned/flashed | N/A
Equipment Failure/Involved | Equipment Failure/Involved | Underground | Underground | Connector or Splice (UG) | Connector or Splice (UG) | Contaminated | Contaminated | Equipment Failure/Involved¦Underground¦Connector or Splice (UG)¦Contaminated | Equipment Failure/Involved¦Underground¦Connector or Splice (UG)¦Contaminated | N/A
Equipment Failure/Involved | Equipment Failure/Involved | Underground | Underground | Connector or Splice (UG) | Connector or Splice (UG) | Deteriorated | Deteriorated | Equipment Failure/Involved¦Underground¦Connector or Splice (UG)¦Deteriorated | Equipment Failure/Involved¦Underground¦Connector or Splice (UG)¦Deteriorated | N/A
Equipment Failure/Involved | Equipment Failure/Involved | Underground | Underground | Customer Equipment | Customer Equipment | Burned/flashed | Burned/flashed | Equipment Failure/Involved¦Underground¦Customer Equipment¦Burned/flashed | Equipment Failure/Involved¦Underground¦Customer Equipment¦Burned/flashed | None
Equipment Failure/Involved | Equipment Failure/Involved | Underground | Underground | Customer Equipment | Customer Equipment | Malfunctioning | Malfunctioning | Equipment Failure/Involved¦Underground¦Customer Equipment¦Malfunctioning | Equipment Failure/Involved¦Underground¦Customer Equipment¦Malfunctioning | None
Equipment Failure/Involved | Equipment Failure/Involved | Underground | Underground | Elbow | Elbow | Broken | Broken | Equipment Failure/Involved¦Underground¦Elbow¦Broken | Equipment Failure/Involved¦Underground¦Elbow¦Broken | N/A
Equipment Failure/Involved | Equipment Failure/Involved | Underground | Underground | Elbow | Elbow | Burned/flashed | Burned/flashed | Equipment Failure/Involved¦Underground¦Elbow¦Burned/flashed | Equipment Failure/Involved¦Underground¦Elbow¦Burned/flashed | N/A
Equipment Failure/Involved | Equipment Failure/Involved | Underground | Underground | Elbow | Elbow | Deteriorated | Deteriorated | Equipment Failure/Involved¦Underground¦Elbow¦Deteriorated | Equipment Failure/Involved¦Underground¦Elbow¦Deteriorated | N/A
Equipment Failure/Involved | Equipment Failure/Involved | Underground | Underground | Elbow | Elbow | Normal | Normal | Equipment Failure/Involved¦Underground¦Elbow¦Normal | Equipment Failure/Involved¦Underground¦Elbow¦Normal | N/A
Equipment Failure/Involved | Equipment Failure/Involved | Underground | Underground | Fuse | Fuse | Arcing | Arcing | Equipment Failure/Involved¦Underground¦Fuse¦Arcing | Equipment Failure/Involved¦Underground¦Fuse¦Arcing | N/A
Equipment Failure/Involved | Equipment Failure/Involved | Underground | Underground | Fuse | Fuse | Broken | Broken | Equipment Failure/Involved¦Underground¦Fuse¦Broken | Equipment Failure/Involved¦Underground¦Fuse¦Broken | N/A
Equipment Failure/Involved | Equipment Failure/Involved | Underground | Underground | Metering Equipment | Metering Equipment | Broken | Broken | Equipment Failure/Involved¦Underground¦Metering Equipment¦Broken | Equipment Failure/Involved¦Underground¦Metering Equipment¦Broken | N/A
Equipment Failure/Involved | Equipment Failure/Involved | Underground | Underground | Other | Other | Broken | Broken | Equipment Failure/Involved¦Underground¦Other¦Broken | Equipment Failure/Involved¦Underground¦Other¦Broken | N/A
Equipment Failure/Involved | Equipment Failure/Involved | Underground | Underground | Other | Other | Burned/flashed | Burned/flashed | Equipment Failure/Involved¦Underground¦Other¦Burned/flashed | Equipment Failure/Involved¦Underground¦Other¦Burned/flashed | N/A
Equipment Failure/Involved | Equipment Failure/Involved | Underground | Underground | Other | Other | Leaking | Leaking | Equipment Failure/Involved¦Underground¦Other¦Leaking | Equipment Failure/Involved¦Underground¦Other¦Leaking | N/A
Equipment Failure/Involved | Equipment Failure/Involved | Underground | Underground | Other | Other | Malfunctioning | Malfunctioning | Equipment Failure/Involved¦Underground¦Other¦Malfunctioning | Equipment Failure/Involved¦Underground¦Other¦Malfunctioning | N/A
Equipment Failure/Involved | Equipment Failure/Involved | Underground | Underground | Other | Other | Normal | Normal | Equipment Failure/Involved¦Underground¦Other¦Normal | Equipment Failure/Involved¦Underground¦Other¦Normal | N/A
Equipment Failure/Involved | Equipment Failure/Involved | Underground | Underground | Other | Other | Together | Together | Equipment Failure/Involved¦Underground¦Other¦Together | Equipment Failure/Involved¦Underground¦Other¦Together | N/A
Equipment Failure/Involved | Equipment Failure/Involved | Underground | Underground | Pothead/Riser Termination | Pothead/Riser Termination | Broken | Broken | Equipment Failure/Involved¦Underground¦Pothead/Riser Termination¦Broken | Equipment Failure/Involved¦Underground¦Pothead/Riser Termination¦Broken | N/A
Equipment Failure/Involved | Equipment Failure/Involved | Underground | Underground | Recloser | Recloser | Burned/flashed | Burned/flashed | Equipment Failure/Involved¦Underground¦Recloser¦Burned/flashed | Equipment Failure/Involved¦Underground¦Recloser¦Burned/flashed | All
Equipment Failure/Involved | Equipment Failure/Involved | Underground | Underground | Secondary | Secondary | Arcing | Arcing | Equipment Failure/Involved¦Underground¦Secondary¦Arcing | Equipment Failure/Involved¦Underground¦Secondary¦Arcing | N/A
Equipment Failure/Involved | Equipment Failure/Involved | Underground | Underground | Secondary | Secondary | Broken | Broken | Equipment Failure/Involved¦Underground¦Secondary¦Broken | Equipment Failure/Involved¦Underground¦Secondary¦Broken | N/A
Equipment Failure/Involved | Equipment Failure/Involved | Underground | Underground | Secondary | Secondary | Burned Open | Burned Open | Equipment Failure/Involved¦Underground¦Secondary¦Burned Open | Equipment Failure/Involved¦Underground¦Secondary¦Burned Open | N/A
Equipment Failure/Involved | Equipment Failure/Involved | Underground | Underground | Secondary | Secondary | Burned/flashed | Burned/flashed | Equipment Failure/Involved¦Underground¦Secondary¦Burned/flashed | Equipment Failure/Involved¦Underground¦Secondary¦Burned/flashed | N/A
Equipment Failure/Involved | Equipment Failure/Involved | Underground | Underground | Secondary | Secondary | Contaminated | Contaminated | Equipment Failure/Involved¦Underground¦Secondary¦Contaminated | Equipment Failure/Involved¦Underground¦Secondary¦Contaminated | N/A
Equipment Failure/Involved | Equipment Failure/Involved | Underground | Underground | Secondary | Secondary | Deteriorated | Deteriorated | Equipment Failure/Involved¦Underground¦Secondary¦Deteriorated | Equipment Failure/Involved¦Underground¦Secondary¦Deteriorated | N/A
Equipment Failure/Involved | Equipment Failure/Involved | Underground | Underground | Secondary | Secondary | Normal | Normal | Equipment Failure/Involved¦Underground¦Secondary¦Normal | Equipment Failure/Involved¦Underground¦Secondary¦Normal | N/A
Equipment Failure/Involved | Equipment Failure/Involved | Underground | Underground | Secondary | Secondary | Together | Together | Equipment Failure/Involved¦Underground¦Secondary¦Together | Equipment Failure/Involved¦Underground¦Secondary¦Together | N/A
Equipment Failure/Involved | Equipment Failure/Involved | Underground | Underground | Service conductor | Service conductor | Arcing | Arcing | Equipment Failure/Involved¦Underground¦Service conductor¦Arcing | Equipment Failure/Involved¦Underground¦Service conductor¦Arcing | N/A
Equipment Failure/Involved | Equipment Failure/Involved | Underground | Underground | Service conductor | Service conductor | Broken | Broken | Equipment Failure/Involved¦Underground¦Service conductor¦Broken | Equipment Failure/Involved¦Underground¦Service conductor¦Broken | N/A
Equipment Failure/Involved | Equipment Failure/Involved | Underground | Underground | Service conductor | Service conductor | Burned Open | Burned Open | Equipment Failure/Involved¦Underground¦Service conductor¦Burned Open | Equipment Failure/Involved¦Underground¦Service conductor¦Burned Open | N/A
Equipment Failure/Involved | Equipment Failure/Involved | Underground | Underground | Service conductor | Service conductor | Deteriorated | Deteriorated | Equipment Failure/Involved¦Underground¦Service conductor¦Deteriorated | Equipment Failure/Involved¦Underground¦Service conductor¦Deteriorated | N/A
Equipment Failure/Involved | Equipment Failure/Involved | Underground | Underground | Stepdown | Stepdown | Broken | Broken | Equipment Failure/Involved¦Underground¦Stepdown¦Broken | Equipment Failure/Involved¦Underground¦Stepdown¦Broken | N/A
Equipment Failure/Involved | Equipment Failure/Involved | Underground | Underground | Switch | Switch | Arcing | Arcing | Equipment Failure/Involved¦Underground¦Switch¦Arcing | Equipment Failure/Involved¦Underground¦Switch¦Arcing | N/A
Equipment Failure/Involved | Equipment Failure/Involved | Underground | Underground | Switch | Switch | Burned/flashed | Burned/flashed | Equipment Failure/Involved¦Underground¦Switch¦Burned/flashed | Equipment Failure/Involved¦Underground¦Switch¦Burned/flashed | N/A
Equipment Failure/Involved | Equipment Failure/Involved | Underground | Underground | Switch (UG) | Switch (UG) | Broken | Broken | Equipment Failure/Involved¦Underground¦Switch (UG)¦Broken | Equipment Failure/Involved¦Underground¦Switch (UG)¦Broken | N/A
Equipment Failure/Involved | Equipment Failure/Involved | Underground | Underground | Switch (UG) | Switch (UG) | Burned/flashed | Burned/flashed | Equipment Failure/Involved¦Underground¦Switch (UG)¦Burned/flashed | Equipment Failure/Involved¦Underground¦Switch (UG)¦Burned/flashed | N/A
Equipment Failure/Involved | Equipment Failure/Involved | Underground | Underground | Switch (UG) | Switch (UG) | Leaking | Leaking | Equipment Failure/Involved¦Underground¦Switch (UG)¦Leaking | Equipment Failure/Involved¦Underground¦Switch (UG)¦Leaking | N/A
Equipment Failure/Involved | Equipment Failure/Involved | Underground | Underground | Transformer | Transformer | Arcing | Arcing | Equipment Failure/Involved¦Underground¦Transformer¦Arcing | Equipment Failure/Involved¦Underground¦Transformer¦Arcing | N/A
Equipment Failure/Involved | Equipment Failure/Involved | Underground | Underground | Transformer | Transformer | Broken | Broken | Equipment Failure/Involved¦Underground¦Transformer¦Broken | Equipment Failure/Involved¦Underground¦Transformer¦Broken | N/A
Equipment Failure/Involved | Equipment Failure/Involved | Underground | Underground | Transformer | Transformer | Burned/flashed | Burned/flashed | Equipment Failure/Involved¦Underground¦Transformer¦Burned/flashed | Equipment Failure/Involved¦Underground¦Transformer¦Burned/flashed | N/A
Equipment Failure/Involved | Equipment Failure/Involved | Underground | Underground | Transformer | Transformer | Deteriorated | Deteriorated | Equipment Failure/Involved¦Underground¦Transformer¦Deteriorated | Equipment Failure/Involved¦Underground¦Transformer¦Deteriorated | N/A
Equipment Failure/Involved | Equipment Failure/Involved | Underground | Underground | Transformer | Transformer | Leaking | Leaking | Equipment Failure/Involved¦Underground¦Transformer¦Leaking | Equipment Failure/Involved¦Underground¦Transformer¦Leaking | N/A
Equipment Failure/Involved | Equipment Failure/Involved | Underground | Underground | Transformer | Transformer | Normal | Normal | Equipment Failure/Involved¦Underground¦Transformer¦Normal | Equipment Failure/Involved¦Underground¦Transformer¦Normal | N/A
Equipment Failure/Involved | Equipment Failure/Involved | Underground | Underground | Transformer (UG) | Transformer (UG) | Arcing | Arcing | Equipment Failure/Involved¦Underground¦Transformer (UG)¦Arcing | Equipment Failure/Involved¦Underground¦Transformer (UG)¦Arcing | N/A
Equipment Failure/Involved | Equipment Failure/Involved | Underground | Underground | Transformer (UG) | Transformer (UG) | Broken | Broken | Equipment Failure/Involved¦Underground¦Transformer (UG)¦Broken | Equipment Failure/Involved¦Underground¦Transformer (UG)¦Broken | N/A
Equipment Failure/Involved | Equipment Failure/Involved | Underground | Underground | Transformer (UG) | Transformer (UG) | Burned/flashed | Burned/flashed | Equipment Failure/Involved¦Underground¦Transformer (UG)¦Burned/flashed | Equipment Failure/Involved¦Underground¦Transformer (UG)¦Burned/flashed | N/A
Equipment Failure/Involved | Equipment Failure/Involved | Underground | Underground | Transformer (UG) | Transformer (UG) | Contaminated | Contaminated | Equipment Failure/Involved¦Underground¦Transformer (UG)¦Contaminated | Equipment Failure/Involved¦Underground¦Transformer (UG)¦Contaminated | N/A
Equipment Failure/Involved | Equipment Failure/Involved | Underground | Underground | Transformer (UG) | Transformer (UG) | Deteriorated | Deteriorated | Equipment Failure/Involved¦Underground¦Transformer (UG)¦Deteriorated | Equipment Failure/Involved¦Underground¦Transformer (UG)¦Deteriorated | N/A
Equipment Failure/Involved | Equipment Failure/Involved | Underground | Underground | Transformer (UG) | Transformer (UG) | Leaking | Leaking | Equipment Failure/Involved¦Underground¦Transformer (UG)¦Leaking | Equipment Failure/Involved¦Underground¦Transformer (UG)¦Leaking | N/A
Equipment Failure/Involved | Equipment Failure/Involved | Underground | Underground | Transformer (UG) | Transformer (UG) | Normal | Normal | Equipment Failure/Involved¦Underground¦Transformer (UG)¦Normal | Equipment Failure/Involved¦Underground¦Transformer (UG)¦Normal | N/A
Unknown Cause | Unknown Cause | Patrol - found nothing | Patrol - found nothing | (blank) | (blank) | (blank) | (blank) | Unknown Cause¦Patrol - found nothing¦(blank)¦(blank) | Unknown Cause¦Patrol - found nothing¦(blank)¦(blank) | N/A
Unknown Cause | Unknown Cause | Patrol - found nothing | Patrol - found nothing | (blank) | (blank) | Broken | Broken | Unknown Cause¦Patrol - found nothing¦(blank)¦Broken | Unknown Cause¦Patrol - found nothing¦(blank)¦Broken | N/A
Unknown Cause | Unknown Cause | Patrol - found nothing | Patrol - found nothing | (blank) | (blank) | Burned Open | Burned Open | Unknown Cause¦Patrol - found nothing¦(blank)¦Burned Open | Unknown Cause¦Patrol - found nothing¦(blank)¦Burned Open | N/A
Unknown Cause | Unknown Cause | Patrol - found nothing | Patrol - found nothing | (blank) | (blank) | Failed/Faulted | Failed/Faulted | Unknown Cause¦Patrol - found nothing¦(blank)¦Failed/Faulted | Unknown Cause¦Patrol - found nothing¦(blank)¦Failed/Faulted | N/A
Unknown Cause | Unknown Cause | Patrol - found nothing | Patrol - found nothing | (blank) | (blank) | Normal | Normal | Unknown Cause¦Patrol - found nothing¦(blank)¦Normal | Unknown Cause¦Patrol - found nothing¦(blank)¦Normal | N/A
Unknown Cause | Unknown Cause | Patrol - found nothing | Patrol - found nothing | Cutout- fuse holder | Cutout- fuse holder | Failed/Faulted | Failed/Faulted | Unknown Cause¦Patrol - found nothing¦Cutout- fuse holder¦Failed/Faulted | Unknown Cause¦Patrol - found nothing¦Cutout- fuse holder¦Failed/Faulted | All
Unknown Cause | Unknown Cause | Patrol - found nothing | Patrol - found nothing | Fuse | Fuse | Failed/Faulted | Failed/Faulted | Unknown Cause¦Patrol - found nothing¦Fuse¦Failed/Faulted | Unknown Cause¦Patrol - found nothing¦Fuse¦Failed/Faulted | All
Unknown Cause | Unknown Cause | Patrol - found nothing | Patrol - found nothing | Transformer | Transformer | Failed/Faulted | Failed/Faulted | Unknown Cause¦Patrol - found nothing¦Transformer¦Failed/Faulted | Unknown Cause¦Patrol - found nothing¦Transformer¦Failed/Faulted | All
Unknown Cause | Unknown Cause | Patrol - found nothing | Patrol - found nothing | Transformer (OH) | Transformer (OH) | Failed/Faulted | Failed/Faulted | Unknown Cause¦Patrol - found nothing¦Transformer (OH)¦Failed/Faulted | Unknown Cause¦Patrol - found nothing¦Transformer (OH)¦Failed/Faulted | All
Unknown Cause | Unknown Cause | Patrol - not conducted | Patrol - not conducted | (blank) | (blank) | (blank) | (blank) | Unknown Cause¦Patrol - not conducted¦(blank)¦(blank) | Unknown Cause¦Patrol - not conducted¦(blank)¦(blank) | N/A
Unknown Cause | Unknown Cause | Patrol - not conducted | Patrol - not conducted | (blank) | (blank) | Failed/Faulted | Failed/Faulted | Unknown Cause¦Patrol - not conducted¦(blank)¦Failed/Faulted | Unknown Cause¦Patrol - not conducted¦(blank)¦Failed/Faulted | N/A
Unknown Cause | Unknown Cause | Patrol - not conducted | Patrol - not conducted | Customer Equipment | Customer Equipment | Malfunctioning | Malfunctioning | Unknown Cause¦Patrol - not conducted¦Customer Equipment¦Malfunctioning | Unknown Cause¦Patrol - not conducted¦Customer Equipment¦Malfunctioning | None
Unknown Cause | Unknown Cause | Patrol - not conducted | Patrol - not conducted | Cutout- fuse holder | Cutout- fuse holder | Broken | Broken | Unknown Cause¦Patrol - not conducted¦Cutout- fuse holder¦Broken | Unknown Cause¦Patrol - not conducted¦Cutout- fuse holder¦Broken | All
Unknown Cause | Unknown Cause | Patrol - not conducted | Patrol - not conducted | Transformer | Transformer | Failed/Faulted | Failed/Faulted | Unknown Cause¦Patrol - not conducted¦Transformer¦Failed/Faulted | Unknown Cause¦Patrol - not conducted¦Transformer¦Failed/Faulted | All
Unknown Cause | Unknown Cause | Patrol - found nothing | Patrol - found nothing | Conductor, Overhead | Conductor, Overhead | Bent or Twisted | Bent or Twisted | Unknown Cause¦Patrol - found nothing¦Conductor, Overhead¦Bent or Twisted | Unknown Cause¦Patrol - found nothing¦Conductor, Overhead¦Bent or Twisted | All
Unknown Cause | Unknown Cause | Patrol - found nothing | Patrol - found nothing | Conductor, Overhead | Conductor, Overhead | Broken | Broken | Unknown Cause¦Patrol - found nothing¦Conductor, Overhead¦Broken | Unknown Cause¦Patrol - found nothing¦Conductor, Overhead¦Broken | All
Unknown Cause | Unknown Cause | Patrol - found nothing | Patrol - found nothing | Conductor, Overhead | Conductor, Overhead | Normal | Normal | Unknown Cause¦Patrol - found nothing¦Conductor, Overhead¦Normal | Unknown Cause¦Patrol - found nothing¦Conductor, Overhead¦Normal | All
Unknown Cause | Unknown Cause | Patrol - found nothing | Patrol - found nothing | Crossarm, Wood | Crossarm, Wood | Broken | Broken | Unknown Cause¦Patrol - found nothing¦Crossarm, Wood¦Broken | Unknown Cause¦Patrol - found nothing¦Crossarm, Wood¦Broken | All
Unknown Cause | Unknown Cause | Patrol - found nothing | Patrol - found nothing | Insulator | Insulator | Broken | Broken | Unknown Cause¦Patrol - found nothing¦Insulator¦Broken | Unknown Cause¦Patrol - found nothing¦Insulator¦Broken | All
Unknown Cause | Unknown Cause | Patrol - found nothing | Patrol - found nothing | Other | Other | Broken | Broken | Unknown Cause¦Patrol - found nothing¦Other¦Broken | Unknown Cause¦Patrol - found nothing¦Other¦Broken | N/A
Unknown Cause | Unknown Cause | Patrol - found nothing | Patrol - found nothing | Pole-Wood | Pole-Wood | Burned/flashed | Burned/flashed | Unknown Cause¦Patrol - found nothing¦Pole-Wood¦Burned/flashed | Unknown Cause¦Patrol - found nothing¦Pole-Wood¦Burned/flashed | All
Unknown Cause | Unknown Cause | Patrol - found nothing | Patrol - found nothing | Recloser | Recloser | Malfunctioning | Malfunctioning | Unknown Cause¦Patrol - found nothing¦Recloser¦Malfunctioning | Unknown Cause¦Patrol - found nothing¦Recloser¦Malfunctioning | All
Unknown Cause | Unknown Cause | Patrol - found nothing | Patrol - found nothing | Recloser | Recloser | Normal | Normal | Unknown Cause¦Patrol - found nothing¦Recloser¦Normal | Unknown Cause¦Patrol - found nothing¦Recloser¦Normal | All
Unknown Cause | Unknown Cause | Patrol - found nothing | Patrol - found nothing | Sectionalizer | Sectionalizer | Normal | Normal | Unknown Cause¦Patrol - found nothing¦Sectionalizer¦Normal | Unknown Cause¦Patrol - found nothing¦Sectionalizer¦Normal | All
Unknown Cause | Unknown Cause | Patrol - found nothing | Patrol - found nothing | Transformer | Transformer | Broken | Broken | Unknown Cause¦Patrol - found nothing¦Transformer¦Broken | Unknown Cause¦Patrol - found nothing¦Transformer¦Broken | All
Unknown Cause | Unknown Cause | Patrol - found nothing | Patrol - found nothing | Transformer | Transformer | Burned/flashed | Burned/flashed | Unknown Cause¦Patrol - found nothing¦Transformer¦Burned/flashed | Unknown Cause¦Patrol - found nothing¦Transformer¦Burned/flashed | All
Unknown Cause | Unknown Cause | Patrol - found nothing | Patrol - found nothing | Transformer | Transformer | Normal | Normal | Unknown Cause¦Patrol - found nothing¦Transformer¦Normal | Unknown Cause¦Patrol - found nothing¦Transformer¦Normal | All
Unknown Cause | Unknown Cause | Patrol - not conducted | Patrol - not conducted | Circuit Breaker | Circuit Breaker | Malfunctioning | Malfunctioning | Unknown Cause¦Patrol - not conducted¦Circuit Breaker¦Malfunctioning | Unknown Cause¦Patrol - not conducted¦Circuit Breaker¦Malfunctioning | N/A
Unknown Cause | Unknown Cause | Patrol - not conducted | Patrol - not conducted | Conductor, Overhead | Conductor, Overhead | Arcing | Arcing | Unknown Cause¦Patrol - not conducted¦Conductor, Overhead¦Arcing | Unknown Cause¦Patrol - not conducted¦Conductor, Overhead¦Arcing | All
Unknown Cause | Unknown Cause | Patrol - not conducted | Patrol - not conducted | Conductor, Overhead | Conductor, Overhead | Broken, wire on ground | Broken, wire on ground | Unknown Cause¦Patrol - not conducted¦Conductor, Overhead¦Broken, wire on ground | Unknown Cause¦Patrol - not conducted¦Conductor, Overhead¦Broken, wire on ground | All
Unknown Cause | Unknown Cause | Patrol - not conducted | Patrol - not conducted | Conductor, Overhead | Conductor, Overhead | Together | Together | Unknown Cause¦Patrol - not conducted¦Conductor, Overhead¦Together | Unknown Cause¦Patrol - not conducted¦Conductor, Overhead¦Together | All
Unknown Cause | Unknown Cause | Patrol - not conducted | Patrol - not conducted | Pole-Wood | Pole-Wood | Broken | Broken | Unknown Cause¦Patrol - not conducted¦Pole-Wood¦Broken | Unknown Cause¦Patrol - not conducted¦Pole-Wood¦Broken | All
Unknown Cause | Unknown Cause | Patrol - not conducted | Patrol - not conducted | Transformer | Transformer | Malfunctioning | Malfunctioning | Unknown Cause¦Patrol - not conducted¦Transformer¦Malfunctioning | Unknown Cause¦Patrol - not conducted¦Transformer¦Malfunctioning | All
Vegetation | Vegetation | Other ground vegetation | Other ground vegetation | Conductor, Overhead | Conductor, Overhead | Together | Together | Vegetation¦Other ground vegetation¦Conductor, Overhead¦Together | Vegetation¦Other ground vegetation¦Conductor, Overhead¦Together | All
Vegetation | Vegetation | Other ground vegetation | Other ground vegetation | Cutout- fuse holder | Cutout- fuse holder | Normal | Normal | Vegetation¦Other ground vegetation¦Cutout- fuse holder¦Normal | Vegetation¦Other ground vegetation¦Cutout- fuse holder¦Normal | All
Vegetation | Vegetation | Other ground vegetation | Other ground vegetation | Fuse | Fuse | Failed/Faulted | Failed/Faulted | Vegetation¦Other ground vegetation¦Fuse¦Failed/Faulted | Vegetation¦Other ground vegetation¦Fuse¦Failed/Faulted | All
Vegetation | Vegetation | Other ground vegetation | Other ground vegetation | Secondary | Secondary | Contaminated | Contaminated | Vegetation¦Other ground vegetation¦Secondary¦Contaminated | Vegetation¦Other ground vegetation¦Secondary¦Contaminated | High
Vegetation | Vegetation | Other ground vegetation | Other ground vegetation | Secondary | Secondary | Burned/flashed | Burned/flashed | Vegetation¦Other ground vegetation¦Secondary¦Burned/flashed | Vegetation¦Other ground vegetation¦Secondary¦Burned/flashed | High
Vegetation | Vegetation | Other ground vegetation | Other ground vegetation | Transformer | Transformer | Arcing | Arcing | Vegetation¦Other ground vegetation¦Transformer¦Arcing | Vegetation¦Other ground vegetation¦Transformer¦Arcing | All
Vegetation | Vegetation | Other ground vegetation | Other ground vegetation | Transformer | Transformer | Broken | Broken | Vegetation¦Other ground vegetation¦Transformer¦Broken | Vegetation¦Other ground vegetation¦Transformer¦Broken | All
Vegetation | Vegetation | Other ground vegetation | Other ground vegetation | Transformer | Transformer | Broken, wire on ground | Broken, wire on ground | Vegetation¦Other ground vegetation¦Transformer¦Broken, wire on ground | Vegetation¦Other ground vegetation¦Transformer¦Broken, wire on ground | All
Vegetation | Vegetation | Tree - bark fell into line | Tree - bark fell into line | (blank) | (blank) | Failed/Faulted | Failed/Faulted | Vegetation¦Tree - bark fell into line¦(blank)¦Failed/Faulted | Vegetation¦Tree - bark fell into line¦(blank)¦Failed/Faulted | N/A
Vegetation | Vegetation | Tree - bark fell into line | Tree - bark fell into line | Conductor, Overhead | Conductor, Overhead | Deteriorated | Deteriorated | Vegetation¦Tree - bark fell into line¦Conductor, Overhead¦Deteriorated | Vegetation¦Tree - bark fell into line¦Conductor, Overhead¦Deteriorated | All
Vegetation | Vegetation | Tree - bark fell into line | Tree - bark fell into line | Conductor, Overhead | Conductor, Overhead | Failed/Faulted | Failed/Faulted | Vegetation¦Tree - bark fell into line¦Conductor, Overhead¦Failed/Faulted | Vegetation¦Tree - bark fell into line¦Conductor, Overhead¦Failed/Faulted | All
Vegetation | Vegetation | Tree - bark fell into line | Tree - bark fell into line | Crossarm, Wood | Crossarm, Wood | Broken, wire on ground | Broken, wire on ground | Vegetation¦Tree - bark fell into line¦Crossarm, Wood¦Broken, wire on ground | Vegetation¦Tree - bark fell into line¦Crossarm, Wood¦Broken, wire on ground | All
Vegetation | Vegetation | Tree - bark fell into line | Tree - bark fell into line | Cutout- fuse holder | Cutout- fuse holder | Broken | Broken | Vegetation¦Tree - bark fell into line¦Cutout- fuse holder¦Broken | Vegetation¦Tree - bark fell into line¦Cutout- fuse holder¦Broken | All
Vegetation | Vegetation | Tree - bark fell into line | Tree - bark fell into line | Cutout- fuse holder | Cutout- fuse holder | Failed/Faulted | Failed/Faulted | Vegetation¦Tree - bark fell into line¦Cutout- fuse holder¦Failed/Faulted | Vegetation¦Tree - bark fell into line¦Cutout- fuse holder¦Failed/Faulted | All
Vegetation | Vegetation | Tree - bark fell into line | Tree - bark fell into line | Cutout- fuse holder | Cutout- fuse holder | Normal | Normal | Vegetation¦Tree - bark fell into line¦Cutout- fuse holder¦Normal | Vegetation¦Tree - bark fell into line¦Cutout- fuse holder¦Normal | All
Vegetation | Vegetation | Tree - bark fell into line | Tree - bark fell into line | Fuse | Fuse | Burned Open | Burned Open | Vegetation¦Tree - bark fell into line¦Fuse¦Burned Open | Vegetation¦Tree - bark fell into line¦Fuse¦Burned Open | All
Vegetation | Vegetation | Tree - bark fell into line | Tree - bark fell into line | Fuse | Fuse | Failed/Faulted | Failed/Faulted | Vegetation¦Tree - bark fell into line¦Fuse¦Failed/Faulted | Vegetation¦Tree - bark fell into line¦Fuse¦Failed/Faulted | All
Vegetation | Vegetation | Tree - bark fell into line | Tree - bark fell into line | Service conductor | Service conductor | Broken | Broken | Vegetation¦Tree - bark fell into line¦Service conductor¦Broken | Vegetation¦Tree - bark fell into line¦Service conductor¦Broken | Medium
Vegetation | Vegetation | Tree - bark fell into line | Tree - bark fell into line | Transformer | Transformer | Bent or Twisted | Bent or Twisted | Vegetation¦Tree - bark fell into line¦Transformer¦Bent or Twisted | Vegetation¦Tree - bark fell into line¦Transformer¦Bent or Twisted | All
Vegetation | Vegetation | Tree - bark fell into line | Tree - bark fell into line | Transformer | Transformer | Failed/Faulted | Failed/Faulted | Vegetation¦Tree - bark fell into line¦Transformer¦Failed/Faulted | Vegetation¦Tree - bark fell into line¦Transformer¦Failed/Faulted | All
Vegetation | Vegetation | Tree - bark fell into line | Tree - bark fell into line | Transformer | Transformer | Normal | Normal | Vegetation¦Tree - bark fell into line¦Transformer¦Normal | Vegetation¦Tree - bark fell into line¦Transformer¦Normal | All
Vegetation | Vegetation | Tree - bark fell into line | Tree - bark fell into line | Transformer (OH) | Transformer (OH) | Leaking | Leaking | Vegetation¦Tree - bark fell into line¦Transformer (OH)¦Leaking | Vegetation¦Tree - bark fell into line¦Transformer (OH)¦Leaking | All
Vegetation | Vegetation | Tree - branch fell on line | Tree - branch fell on line | (blank) | (blank) | (blank) | (blank) | Vegetation¦Tree - branch fell on line¦(blank)¦(blank) | Vegetation¦Tree - branch fell on line¦(blank)¦(blank) | N/A
Vegetation | Vegetation | Tree - branch fell on line | Tree - branch fell on line | (blank) | (blank) | Broken | Broken | Vegetation¦Tree - branch fell on line¦(blank)¦Broken | Vegetation¦Tree - branch fell on line¦(blank)¦Broken | N/A
Vegetation | Vegetation | Tree - branch fell on line | Tree - branch fell on line | (blank) | (blank) | Burned Open | Burned Open | Vegetation¦Tree - branch fell on line¦(blank)¦Burned Open | Vegetation¦Tree - branch fell on line¦(blank)¦Burned Open | N/A
Vegetation | Vegetation | Tree - branch fell on line | Tree - branch fell on line | (blank) | (blank) | Failed/Faulted | Failed/Faulted | Vegetation¦Tree - branch fell on line¦(blank)¦Failed/Faulted | Vegetation¦Tree - branch fell on line¦(blank)¦Failed/Faulted | N/A
Vegetation | Vegetation | Tree - branch fell on line | Tree - branch fell on line | Bushing | Bushing | Broken, wire on ground | Broken, wire on ground | Vegetation¦Tree - branch fell on line¦Bushing¦Broken, wire on ground | Vegetation¦Tree - branch fell on line¦Bushing¦Broken, wire on ground | All
Vegetation | Vegetation | Tree - branch fell on line | Tree - branch fell on line | Conductor, Overhead | Conductor, Overhead | Failed/Faulted | Failed/Faulted | Vegetation¦Tree - branch fell on line¦Conductor, Overhead¦Failed/Faulted | Vegetation¦Tree - branch fell on line¦Conductor, Overhead¦Failed/Faulted | All
Vegetation | Vegetation | Tree - branch fell on line | Tree - branch fell on line | Crossarm, Steel | Crossarm, Steel | Broken, wire on ground | Broken, wire on ground | Vegetation¦Tree - branch fell on line¦Crossarm, Steel¦Broken, wire on ground | Vegetation¦Tree - branch fell on line¦Crossarm, Steel¦Broken, wire on ground | All
Vegetation | Vegetation | Tree - branch fell on line | Tree - branch fell on line | Cutout- fuse holder | Cutout- fuse holder | Broken | Broken | Vegetation¦Tree - branch fell on line¦Cutout- fuse holder¦Broken | Vegetation¦Tree - branch fell on line¦Cutout- fuse holder¦Broken | All
Vegetation | Vegetation | Tree - branch fell on line | Tree - branch fell on line | Cutout- fuse holder | Cutout- fuse holder | Broken, wire on ground | Broken, wire on ground | Vegetation¦Tree - branch fell on line¦Cutout- fuse holder¦Broken, wire on ground | Vegetation¦Tree - branch fell on line¦Cutout- fuse holder¦Broken, wire on ground | All
Vegetation | Vegetation | Tree - branch fell on line | Tree - branch fell on line | Cutout- fuse holder | Cutout- fuse holder | Burned/flashed | Burned/flashed | Vegetation¦Tree - branch fell on line¦Cutout- fuse holder¦Burned/flashed | Vegetation¦Tree - branch fell on line¦Cutout- fuse holder¦Burned/flashed | All
Vegetation | Vegetation | Tree - branch fell on line | Tree - branch fell on line | Cutout- fuse holder | Cutout- fuse holder | Failed/Faulted | Failed/Faulted | Vegetation¦Tree - branch fell on line¦Cutout- fuse holder¦Failed/Faulted | Vegetation¦Tree - branch fell on line¦Cutout- fuse holder¦Failed/Faulted | All
Vegetation | Vegetation | Tree - branch fell on line | Tree - branch fell on line | Cutout- fuse holder | Cutout- fuse holder | Normal | Normal | Vegetation¦Tree - branch fell on line¦Cutout- fuse holder¦Normal | Vegetation¦Tree - branch fell on line¦Cutout- fuse holder¦Normal | All
Vegetation | Vegetation | Tree - branch fell on line | Tree - branch fell on line | Cutout, Fused, Distribution | Cutout, Fused, Distribution | Failed/Faulted | Failed/Faulted | Vegetation¦Tree - branch fell on line¦Cutout, Fused, Distribution¦Failed/Faulted | Vegetation¦Tree - branch fell on line¦Cutout, Fused, Distribution¦Failed/Faulted | All
Vegetation | Vegetation | Tree - branch fell on line | Tree - branch fell on line | Fuse | Fuse | Failed/Faulted | Failed/Faulted | Vegetation¦Tree - branch fell on line¦Fuse¦Failed/Faulted | Vegetation¦Tree - branch fell on line¦Fuse¦Failed/Faulted | All
Vegetation | Vegetation | Tree - branch fell on line | Tree - branch fell on line | Insulator | Insulator | Normal | Normal | Vegetation¦Tree - branch fell on line¦Insulator¦Normal | Vegetation¦Tree - branch fell on line¦Insulator¦Normal | All
Vegetation | Vegetation | Tree - branch fell on line | Tree - branch fell on line | Interrupter | Interrupter | Normal | Normal | Vegetation¦Tree - branch fell on line¦Interrupter¦Normal | #N/A | All
Vegetation | Vegetation | Tree - branch fell on line | Tree - branch fell on line | Other | Other | Broken, wire on object | Broken, wire on object | Vegetation¦Tree - branch fell on line¦Other¦Broken, wire on object | Vegetation¦Tree - branch fell on line¦Other¦Broken, wire on object | N/A
Vegetation | Vegetation | Tree - branch fell on line | Tree - branch fell on line | Pole - Tower, steel | Pole - Tower, steel | Normal | Normal | Vegetation¦Tree - branch fell on line¦Pole - Tower, steel¦Normal | Vegetation¦Tree - branch fell on line¦Pole - Tower, steel¦Normal | All
Vegetation | Vegetation | Tree - branch fell on line | Tree - branch fell on line | Pothead(Riser Termination) | Pothead(Riser Termination) | Failed/Faulted | Failed/Faulted | Vegetation¦Tree - branch fell on line¦Pothead(Riser Termination)¦Failed/Faulted | Vegetation¦Tree - branch fell on line¦Pothead(Riser Termination)¦Failed/Faulted | All
Vegetation | Vegetation | Tree - branch fell on line | Tree - branch fell on line | Regulator | Regulator | Normal | Normal | Vegetation¦Tree - branch fell on line¦Regulator¦Normal | #N/A | All
Vegetation | Vegetation | Tree - branch fell on line | Tree - branch fell on line | Secondary | Secondary | Annealed | Annealed | Vegetation¦Tree - branch fell on line¦Secondary¦Annealed | Vegetation¦Tree - branch fell on line¦Secondary¦Annealed | All
Vegetation | Vegetation | Tree - branch fell on line | Tree - branch fell on line | Switch (OH) | Switch (OH) | Failed/Faulted | Failed/Faulted | Vegetation¦Tree - branch fell on line¦Switch (OH)¦Failed/Faulted | Vegetation¦Tree - branch fell on line¦Switch (OH)¦Failed/Faulted | All
Vegetation | Vegetation | Tree - branch fell on line | Tree - branch fell on line | Transformer | Transformer | (blank) | (blank) | Vegetation¦Tree - branch fell on line¦Transformer¦(blank) | Vegetation¦Tree - branch fell on line¦Transformer¦(blank) | All
Vegetation | Vegetation | Tree - branch fell on line | Tree - branch fell on line | Transformer | Transformer | Failed/Faulted | Failed/Faulted | Vegetation¦Tree - branch fell on line¦Transformer¦Failed/Faulted | Vegetation¦Tree - branch fell on line¦Transformer¦Failed/Faulted | All
Vegetation | Vegetation | Tree - branch fell on line | Tree - branch fell on line | Transformer (OH) | Transformer (OH) | (blank) | (blank) | Vegetation¦Tree - branch fell on line¦Transformer (OH)¦(blank) | Vegetation¦Tree - branch fell on line¦Transformer (OH)¦(blank) | All
Vegetation | Vegetation | Tree - branch fell on line | Tree - branch fell on line | Transformer (OH) | Transformer (OH) | Failed/Faulted | Failed/Faulted | Vegetation¦Tree - branch fell on line¦Transformer (OH)¦Failed/Faulted | Vegetation¦Tree - branch fell on line¦Transformer (OH)¦Failed/Faulted | All
Vegetation | Vegetation | Tree - cutting, 3rd party | Tree - cutting, 3rd party | Conductor, Overhead | Conductor, Overhead | Together | Together | Vegetation¦Tree - cutting, 3rd party¦Conductor, Overhead¦Together | Vegetation¦Tree - cutting, 3rd party¦Conductor, Overhead¦Together | All
Vegetation | Vegetation | Tree - cutting, 3rd party | Tree - cutting, 3rd party | Crossarm, Wood | Crossarm, Wood | Broken | Broken | Vegetation¦Tree - cutting, 3rd party¦Crossarm, Wood¦Broken | Vegetation¦Tree - cutting, 3rd party¦Crossarm, Wood¦Broken | All
Vegetation | Vegetation | Tree - cutting, PG&E contractor | Tree - cutting, PG&E contractor | Conductor, Overhead | Conductor, Overhead | On Ground | On Ground | Vegetation¦Tree - cutting, PG&E contractor¦Conductor, Overhead¦On Ground | Vegetation¦Tree - cutting, PG&E contractor¦Conductor, Overhead¦On Ground | All
Vegetation | Vegetation | Tree - cutting, PG&E contractor | Tree - cutting, PG&E contractor | Conductor, Overhead | Conductor, Overhead | Contaminated | Contaminated | Vegetation¦Tree - cutting, PG&E contractor¦Conductor, Overhead¦Contaminated | Vegetation¦Tree - cutting, PG&E contractor¦Conductor, Overhead¦Contaminated | All
Vegetation | Vegetation | Tree - cutting, PG&E contractor | Tree - cutting, PG&E contractor | Fuse | Fuse | Failed/Faulted | Failed/Faulted | Vegetation¦Tree - cutting, PG&E contractor¦Fuse¦Failed/Faulted | Vegetation¦Tree - cutting, PG&E contractor¦Fuse¦Failed/Faulted | All
Vegetation | Vegetation | Tree - cutting, PG&E contractor | Tree - cutting, PG&E contractor | Other | Other | Broken | Broken | Vegetation¦Tree - cutting, PG&E contractor¦Other¦Broken | Vegetation¦Tree - cutting, PG&E contractor¦Other¦Broken | N/A
Vegetation | Vegetation | Tree - cutting, PG&E contractor | Tree - cutting, PG&E contractor | Recloser | Recloser | Normal | Normal | Vegetation¦Tree - cutting, PG&E contractor¦Recloser¦Normal | Vegetation¦Tree - cutting, PG&E contractor¦Recloser¦Normal | All
Vegetation | Vegetation | Tree - cutting, PG&E contractor | Tree - cutting, PG&E contractor | Transformer | Transformer | Normal | Normal | Vegetation¦Tree - cutting, PG&E contractor¦Transformer¦Normal | Vegetation¦Tree - cutting, PG&E contractor¦Transformer¦Normal | All
Vegetation | Vegetation | Tree - fell into line | Tree - fell into line | (blank) | (blank) | (blank) | (blank) | Vegetation¦Tree - fell into line¦(blank)¦(blank) | Vegetation¦Tree - fell into line¦(blank)¦(blank) | N/A
Vegetation | Vegetation | Tree - fell into line | Tree - fell into line | (blank) | (blank) | Burned Open | Burned Open | Vegetation¦Tree - fell into line¦(blank)¦Burned Open | Vegetation¦Tree - fell into line¦(blank)¦Burned Open | N/A
Vegetation | Vegetation | Tree - fell into line | Tree - fell into line | (blank) | (blank) | Failed/Faulted | Failed/Faulted | Vegetation¦Tree - fell into line¦(blank)¦Failed/Faulted | Vegetation¦Tree - fell into line¦(blank)¦Failed/Faulted | N/A
Vegetation | Vegetation | Tree - fell into line | Tree - fell into line | (blank) | (blank) | Normal | Normal | Vegetation¦Tree - fell into line¦(blank)¦Normal | #N/A | N/A
Vegetation | Vegetation | Tree - fell into line | Tree - fell into line | Anchor or Guy | Anchor or Guy | Deteriorated | Deteriorated | Vegetation¦Tree - fell into line¦Anchor or Guy¦Deteriorated | Vegetation¦Tree - fell into line¦Anchor or Guy¦Deteriorated | All
Vegetation | Vegetation | Tree - fell into line | Tree - fell into line | Communication Equipment | Communication Equipment | Broken | Broken | Vegetation¦Tree - fell into line¦Communication Equipment¦Broken | Vegetation¦Tree - fell into line¦Communication Equipment¦Broken | N/A
Vegetation | Vegetation | Tree - fell into line | Tree - fell into line | Conductor, Overhead | Conductor, Overhead | (blank) | (blank) | Vegetation¦Tree - fell into line¦Conductor, Overhead¦(blank) | Vegetation¦Tree - fell into line¦Conductor, Overhead¦(blank) | N/A
Vegetation | Vegetation | Tree - fell into line | Tree - fell into line | Conductor, Overhead | Conductor, Overhead | Annealed | Annealed | Vegetation¦Tree - fell into line¦Conductor, Overhead¦Annealed | Vegetation¦Tree - fell into line¦Conductor, Overhead¦Annealed | All
Vegetation | Vegetation | Tree - fell into line | Tree - fell into line | Conductor, Overhead | Conductor, Overhead | Failed/Faulted | Failed/Faulted | Vegetation¦Tree - fell into line¦Conductor, Overhead¦Failed/Faulted | Vegetation¦Tree - fell into line¦Conductor, Overhead¦Failed/Faulted | All
Vegetation | Vegetation | Tree - fell into line | Tree - fell into line | Connector or Splice (OH) | Connector or Splice (OH) | Burned Open | Burned Open | Vegetation¦Tree - fell into line¦Connector or Splice (OH)¦Burned Open | Vegetation¦Tree - fell into line¦Connector or Splice (OH)¦Burned Open | All
Vegetation | Vegetation | Tree - fell into line | Tree - fell into line | Cutout- fuse holder | Cutout- fuse holder | Broken | Broken | Vegetation¦Tree - fell into line¦Cutout- fuse holder¦Broken | Vegetation¦Tree - fell into line¦Cutout- fuse holder¦Broken | All
Vegetation | Vegetation | Tree - fell into line | Tree - fell into line | Cutout- fuse holder | Cutout- fuse holder | Broken, wire on ground | Broken, wire on ground | Vegetation¦Tree - fell into line¦Cutout- fuse holder¦Broken, wire on ground | Vegetation¦Tree - fell into line¦Cutout- fuse holder¦Broken, wire on ground | All
Vegetation | Vegetation | Tree - fell into line | Tree - fell into line | Cutout- fuse holder | Cutout- fuse holder | Burned Open | Burned Open | Vegetation¦Tree - fell into line¦Cutout- fuse holder¦Burned Open | Vegetation¦Tree - fell into line¦Cutout- fuse holder¦Burned Open | All
Vegetation | Vegetation | Tree - fell into line | Tree - fell into line | Cutout- fuse holder | Cutout- fuse holder | Burned/flashed | Burned/flashed | Vegetation¦Tree - fell into line¦Cutout- fuse holder¦Burned/flashed | Vegetation¦Tree - fell into line¦Cutout- fuse holder¦Burned/flashed | All
Vegetation | Vegetation | Tree - fell into line | Tree - fell into line | Cutout- fuse holder | Cutout- fuse holder | Failed/Faulted | Failed/Faulted | Vegetation¦Tree - fell into line¦Cutout- fuse holder¦Failed/Faulted | Vegetation¦Tree - fell into line¦Cutout- fuse holder¦Failed/Faulted | All
Vegetation | Vegetation | Tree - fell into line | Tree - fell into line | Cutout- fuse holder | Cutout- fuse holder | Normal | Normal | Vegetation¦Tree - fell into line¦Cutout- fuse holder¦Normal | Vegetation¦Tree - fell into line¦Cutout- fuse holder¦Normal | All
Vegetation | Vegetation | Tree - fell into line | Tree - fell into line | Fuse | Fuse | Failed/Faulted | Failed/Faulted | Vegetation¦Tree - fell into line¦Fuse¦Failed/Faulted | Vegetation¦Tree - fell into line¦Fuse¦Failed/Faulted | All
Vegetation | Vegetation | Tree - fell into line | Tree - fell into line | Lightning Arrestor | Lightning Arrestor | Broken, wire on ground | Broken, wire on ground | Vegetation¦Tree - fell into line¦Lightning Arrestor¦Broken, wire on ground | Vegetation¦Tree - fell into line¦Lightning Arrestor¦Broken, wire on ground | All
Vegetation | Vegetation | Tree - fell into line | Tree - fell into line | Lightning Arrestor | Lightning Arrestor | Failed/Faulted | Failed/Faulted | Vegetation¦Tree - fell into line¦Lightning Arrestor¦Failed/Faulted | Vegetation¦Tree - fell into line¦Lightning Arrestor¦Failed/Faulted | All
Vegetation | Vegetation | Tree - fell into line | Tree - fell into line | Other | Other | Arcing | Arcing | Vegetation¦Tree - fell into line¦Other¦Arcing | Vegetation¦Tree - fell into line¦Other¦Arcing | N/A
Vegetation | Vegetation | Tree - fell into line | Tree - fell into line | Recloser | Recloser | Burned/flashed | Burned/flashed | Vegetation¦Tree - fell into line¦Recloser¦Burned/flashed | Vegetation¦Tree - fell into line¦Recloser¦Burned/flashed | All
Vegetation | Vegetation | Tree - fell into line | Tree - fell into line | Switch (UG) | Switch (UG) | Broken | Broken | Vegetation¦Tree - fell into line¦Switch (UG)¦Broken | Vegetation¦Tree - fell into line¦Switch (UG)¦Broken | N/A
Vegetation | Vegetation | Tree - fell into line | Tree - fell into line | Transformer | Transformer | (blank) | (blank) | Vegetation¦Tree - fell into line¦Transformer¦(blank) | Vegetation¦Tree - fell into line¦Transformer¦(blank) | All
Vegetation | Vegetation | Tree - fell into line | Tree - fell into line | Transformer | Transformer | Failed/Faulted | Failed/Faulted | Vegetation¦Tree - fell into line¦Transformer¦Failed/Faulted | Vegetation¦Tree - fell into line¦Transformer¦Failed/Faulted | All
Vegetation | Vegetation | Tree - fell into line | Tree - fell into line | Transformer | Transformer | Contaminated | Contaminated | Vegetation¦Tree - fell into line¦Transformer¦Contaminated | Vegetation¦Tree - fell into line¦Transformer¦Contaminated | All
Vegetation | Vegetation | Tree - fell into line | Tree - fell into line | Transformer (OH) | Transformer (OH) | Deteriorated | Deteriorated | Vegetation¦Tree - fell into line¦Transformer (OH)¦Deteriorated | Vegetation¦Tree - fell into line¦Transformer (OH)¦Deteriorated | All
Vegetation | Vegetation | Tree - fell into line | Tree - fell into line | Transformer (OH) | Transformer (OH) | Failed/Faulted | Failed/Faulted | Vegetation¦Tree - fell into line¦Transformer (OH)¦Failed/Faulted | Vegetation¦Tree - fell into line¦Transformer (OH)¦Failed/Faulted | All
Vegetation | Vegetation | Tree - fell into line | Tree - fell into line | Transformer (OH) | Transformer (OH) | (blank) | (blank) | Vegetation¦Tree - fell into line¦Transformer (OH)¦(blank) | Vegetation¦Tree - fell into line¦Transformer (OH)¦(blank) | All
Vegetation | Vegetation | Tree - fell into line | Tree - fell into line | Transformer (UG) | Transformer (UG) | Contaminated | Contaminated | Vegetation¦Tree - fell into line¦Transformer (UG)¦Contaminated | Vegetation¦Tree - fell into line¦Transformer (UG)¦Contaminated | N/A
Vegetation | Vegetation | Tree - fell into line | Tree - fell into line | Transformer (UG) | Transformer (UG) | Failed/Faulted | Failed/Faulted | Vegetation¦Tree - fell into line¦Transformer (UG)¦Failed/Faulted | Vegetation¦Tree - fell into line¦Transformer (UG)¦Failed/Faulted | N/A
Vegetation | Vegetation | Tree - fell into line | Tree - fell into line | Transformer (UG) | Transformer (UG) | Broken, wire on ground | Broken, wire on ground | Vegetation¦Tree - fell into line¦Transformer (UG)¦Broken, wire on ground | Vegetation¦Tree - fell into line¦Transformer (UG)¦Broken, wire on ground | N/A
Vegetation | Vegetation | Tree - grew into line | Tree - grew into line | Anchor or Guy | Anchor or Guy | Bent or Twisted | Bent or Twisted | Vegetation¦Tree - grew into line¦Anchor or Guy¦Bent or Twisted | Vegetation¦Tree - grew into line¦Anchor or Guy¦Bent or Twisted | All
Vegetation | Vegetation | Tree - grew into line | Tree - grew into line | Anchor or Guy | Anchor or Guy | Deteriorated | Deteriorated | Vegetation¦Tree - grew into line¦Anchor or Guy¦Deteriorated | Vegetation¦Tree - grew into line¦Anchor or Guy¦Deteriorated | All
Vegetation | Vegetation | Tree - grew into line | Tree - grew into line | Fuse | Fuse | Failed/Faulted | Failed/Faulted | Vegetation¦Tree - grew into line¦Fuse¦Failed/Faulted | Vegetation¦Tree - grew into line¦Fuse¦Failed/Faulted | All
Vegetation | Vegetation | Tree - grew into line | Tree - grew into line | Fuse | Fuse | Burned Open | Burned Open | Vegetation¦Tree - grew into line¦Fuse¦Burned Open | Vegetation¦Tree - grew into line¦Fuse¦Burned Open | All
Vegetation | Vegetation | Tree - grew into line | Tree - grew into line | Other | Other | Normal | Normal | Vegetation¦Tree - grew into line¦Other¦Normal | Vegetation¦Tree - grew into line¦Other¦Normal | N/A
Vegetation | Vegetation | Tree - grew into line | Tree - grew into line | Transformer | Transformer | Failed/Faulted | Failed/Faulted | Vegetation¦Tree - grew into line¦Transformer¦Failed/Faulted | #N/A | All
Vegetation | Vegetation | Tree - palm frond fell into line | Tree - palm frond fell into line | Crossarm, Wood | Crossarm, Wood | Broken | Broken | Vegetation¦Tree - palm frond fell into line¦Crossarm, Wood¦Broken | #N/A | All
Vegetation | Vegetation | Tree - palm frond fell into line | Tree - palm frond fell into line | Fuse | Fuse | Failed/Faulted | Failed/Faulted | Vegetation¦Tree - palm frond fell into line¦Fuse¦Failed/Faulted | #N/A | All
Vegetation | Vegetation | Tree - palm frond fell into line | Tree - palm frond fell into line | Other | Other | Failed/Faulted | Failed/Faulted | Vegetation¦Tree - palm frond fell into line¦Other¦Failed/Faulted | #N/A | N/A
Vegetation | Vegetation | Tree - palm frond fell into line | Tree - palm frond fell into line | Recloser | Recloser | Normal | Normal | Vegetation¦Tree - palm frond fell into line¦Recloser¦Normal | #N/A | All
Vegetation | Vegetation | Tree - palm frond fell into line | Tree - palm frond fell into line | Transformer | Transformer | Normal | Normal | Vegetation¦Tree - palm frond fell into line¦Transformer¦Normal | #N/A | All
Vegetation | Vegetation | Tree - palm frond fell into line | Tree - palm frond fell into line | Transformer (OH) | Transformer (OH) | Broken | Broken | Vegetation¦Tree - palm frond fell into line¦Transformer (OH)¦Broken | #N/A | All
Vegetation | Vegetation | Other ground vegetation | Other ground vegetation | Conductor, Overhead | Conductor, Overhead | Broken | Broken | Vegetation¦Other ground vegetation¦Conductor, Overhead¦Broken | Vegetation¦Other ground vegetation¦Conductor, Overhead¦Broken | All
Vegetation | Vegetation | Other ground vegetation | Other ground vegetation | Conductor, Overhead | Conductor, Overhead | Contaminated | Contaminated | Vegetation¦Other ground vegetation¦Conductor, Overhead¦Contaminated | Vegetation¦Other ground vegetation¦Conductor, Overhead¦Contaminated | All
Vegetation | Vegetation | Other ground vegetation | Other ground vegetation | Conductor, Overhead | Conductor, Overhead | Normal | Normal | Vegetation¦Other ground vegetation¦Conductor, Overhead¦Normal | Vegetation¦Other ground vegetation¦Conductor, Overhead¦Normal | All
Vegetation | Vegetation | Other ground vegetation | Other ground vegetation | Crossarm, Wood | Crossarm, Wood | Broken | Broken | Vegetation¦Other ground vegetation¦Crossarm, Wood¦Broken | Vegetation¦Other ground vegetation¦Crossarm, Wood¦Broken | All
Vegetation | Vegetation | Other ground vegetation | Other ground vegetation | Fuse | Fuse | Normal | Normal | Vegetation¦Other ground vegetation¦Fuse¦Normal | Vegetation¦Other ground vegetation¦Fuse¦Normal | All
Vegetation | Vegetation | Other ground vegetation | Other ground vegetation | Insulator | Insulator | Arcing | Arcing | Vegetation¦Other ground vegetation¦Insulator¦Arcing | Vegetation¦Other ground vegetation¦Insulator¦Arcing | All
Vegetation | Vegetation | Other ground vegetation | Other ground vegetation | Other | Other | Normal | Normal | Vegetation¦Other ground vegetation¦Other¦Normal | Vegetation¦Other ground vegetation¦Other¦Normal | N/A
Vegetation | Vegetation | Other ground vegetation | Other ground vegetation | Pole-Wood | Pole-Wood | Broken | Broken | Vegetation¦Other ground vegetation¦Pole-Wood¦Broken | Vegetation¦Other ground vegetation¦Pole-Wood¦Broken | All
Vegetation | Vegetation | Other ground vegetation | Other ground vegetation | Pole-Wood | Pole-Wood | Normal | Normal | Vegetation¦Other ground vegetation¦Pole-Wood¦Normal | Vegetation¦Other ground vegetation¦Pole-Wood¦Normal | All
Vegetation | Vegetation | Other ground vegetation | Other ground vegetation | Pothead(Riser Termination) | Pothead(Riser Termination) | Burned/flashed | Burned/flashed | Vegetation¦Other ground vegetation¦Pothead(Riser Termination)¦Burned/flashed | Vegetation¦Other ground vegetation¦Pothead(Riser Termination)¦Burned/flashed | All
Vegetation | Vegetation | Other ground vegetation | Other ground vegetation | Transformer (UG) | Transformer (UG) | Broken | Broken | Vegetation¦Other ground vegetation¦Transformer (UG)¦Broken | Vegetation¦Other ground vegetation¦Transformer (UG)¦Broken | N/A
Vegetation | Vegetation | Tree - bark fell into line | Tree - bark fell into line | Anchor or Guy | Anchor or Guy | Broken | Broken | Vegetation¦Tree - bark fell into line¦Anchor or Guy¦Broken | Vegetation¦Tree - bark fell into line¦Anchor or Guy¦Broken | All
Vegetation | Vegetation | Tree - bark fell into line | Tree - bark fell into line | Conductor, Overhead | Conductor, Overhead | Arcing | Arcing | Vegetation¦Tree - bark fell into line¦Conductor, Overhead¦Arcing | Vegetation¦Tree - bark fell into line¦Conductor, Overhead¦Arcing | All
Vegetation | Vegetation | Tree - bark fell into line | Tree - bark fell into line | Conductor, Overhead | Conductor, Overhead | Broken | Broken | Vegetation¦Tree - bark fell into line¦Conductor, Overhead¦Broken | Vegetation¦Tree - bark fell into line¦Conductor, Overhead¦Broken | All
Vegetation | Vegetation | Tree - bark fell into line | Tree - bark fell into line | Conductor, Overhead | Conductor, Overhead | Broken, wire on ground | Broken, wire on ground | Vegetation¦Tree - bark fell into line¦Conductor, Overhead¦Broken, wire on ground | Vegetation¦Tree - bark fell into line¦Conductor, Overhead¦Broken, wire on ground | All
Vegetation | Vegetation | Tree - bark fell into line | Tree - bark fell into line | Conductor, Overhead | Conductor, Overhead | Broken, wire on object | Broken, wire on object | Vegetation¦Tree - bark fell into line¦Conductor, Overhead¦Broken, wire on object | Vegetation¦Tree - bark fell into line¦Conductor, Overhead¦Broken, wire on object | All
Vegetation | Vegetation | Tree - bark fell into line | Tree - bark fell into line | Conductor, Overhead | Conductor, Overhead | Burned/flashed | Burned/flashed | Vegetation¦Tree - bark fell into line¦Conductor, Overhead¦Burned/flashed | Vegetation¦Tree - bark fell into line¦Conductor, Overhead¦Burned/flashed | All
Vegetation | Vegetation | Tree - bark fell into line | Tree - bark fell into line | Conductor, Overhead | Conductor, Overhead | Contaminated | Contaminated | Vegetation¦Tree - bark fell into line¦Conductor, Overhead¦Contaminated | Vegetation¦Tree - bark fell into line¦Conductor, Overhead¦Contaminated | All
Vegetation | Vegetation | Tree - bark fell into line | Tree - bark fell into line | Conductor, Overhead | Conductor, Overhead | Normal | Normal | Vegetation¦Tree - bark fell into line¦Conductor, Overhead¦Normal | Vegetation¦Tree - bark fell into line¦Conductor, Overhead¦Normal | All
Vegetation | Vegetation | Tree - bark fell into line | Tree - bark fell into line | Conductor, Overhead | Conductor, Overhead | On Ground | On Ground | Vegetation¦Tree - bark fell into line¦Conductor, Overhead¦On Ground | Vegetation¦Tree - bark fell into line¦Conductor, Overhead¦On Ground | All
Vegetation | Vegetation | Tree - bark fell into line | Tree - bark fell into line | Conductor, Overhead | Conductor, Overhead | Together | Together | Vegetation¦Tree - bark fell into line¦Conductor, Overhead¦Together | Vegetation¦Tree - bark fell into line¦Conductor, Overhead¦Together | All
Vegetation | Vegetation | Tree - bark fell into line | Tree - bark fell into line | Connector or Splice (OH) | Connector or Splice (OH) | Arcing | Arcing | Vegetation¦Tree - bark fell into line¦Connector or Splice (OH)¦Arcing | Vegetation¦Tree - bark fell into line¦Connector or Splice (OH)¦Arcing | All
Vegetation | Vegetation | Tree - bark fell into line | Tree - bark fell into line | Connector or Splice (OH) | Connector or Splice (OH) | Broken | Broken | Vegetation¦Tree - bark fell into line¦Connector or Splice (OH)¦Broken | Vegetation¦Tree - bark fell into line¦Connector or Splice (OH)¦Broken | All
Vegetation | Vegetation | Tree - bark fell into line | Tree - bark fell into line | Connector or Splice (OH) | Connector or Splice (OH) | Burned/flashed | Burned/flashed | Vegetation¦Tree - bark fell into line¦Connector or Splice (OH)¦Burned/flashed | Vegetation¦Tree - bark fell into line¦Connector or Splice (OH)¦Burned/flashed | All
Vegetation | Vegetation | Tree - bark fell into line | Tree - bark fell into line | Connector or Splice (OH) | Connector or Splice (OH) | Normal | Normal | Vegetation¦Tree - bark fell into line¦Connector or Splice (OH)¦Normal | Vegetation¦Tree - bark fell into line¦Connector or Splice (OH)¦Normal | All
Vegetation | Vegetation | Tree - bark fell into line | Tree - bark fell into line | Crossarm, Wood | Crossarm, Wood | Broken | Broken | Vegetation¦Tree - bark fell into line¦Crossarm, Wood¦Broken | Vegetation¦Tree - bark fell into line¦Crossarm, Wood¦Broken | All
Vegetation | Vegetation | Tree - bark fell into line | Tree - bark fell into line | Crossarm, Wood | Crossarm, Wood | Burned/flashed | Burned/flashed | Vegetation¦Tree - bark fell into line¦Crossarm, Wood¦Burned/flashed | Vegetation¦Tree - bark fell into line¦Crossarm, Wood¦Burned/flashed | All
Vegetation | Vegetation | Tree - bark fell into line | Tree - bark fell into line | Fuse | Fuse | Normal | Normal | Vegetation¦Tree - bark fell into line¦Fuse¦Normal | Vegetation¦Tree - bark fell into line¦Fuse¦Normal | All
Vegetation | Vegetation | Tree - bark fell into line | Tree - bark fell into line | Insulator | Insulator | Broken | Broken | Vegetation¦Tree - bark fell into line¦Insulator¦Broken | Vegetation¦Tree - bark fell into line¦Insulator¦Broken | All
Vegetation | Vegetation | Tree - bark fell into line | Tree - bark fell into line | Pole-Wood | Pole-Wood | Broken | Broken | Vegetation¦Tree - bark fell into line¦Pole-Wood¦Broken | Vegetation¦Tree - bark fell into line¦Pole-Wood¦Broken | All
Vegetation | Vegetation | Tree - bark fell into line | Tree - bark fell into line | Pole-Wood | Pole-Wood | Broken, wire on ground | Broken, wire on ground | Vegetation¦Tree - bark fell into line¦Pole-Wood¦Broken, wire on ground | Vegetation¦Tree - bark fell into line¦Pole-Wood¦Broken, wire on ground | All
Vegetation | Vegetation | Tree - bark fell into line | Tree - bark fell into line | Recloser | Recloser | Normal | Normal | Vegetation¦Tree - bark fell into line¦Recloser¦Normal | Vegetation¦Tree - bark fell into line¦Recloser¦Normal | All
Vegetation | Vegetation | Tree - bark fell into line | Tree - bark fell into line | Secondary | Secondary | Broken | Broken | Vegetation¦Tree - bark fell into line¦Secondary¦Broken | Vegetation¦Tree - bark fell into line¦Secondary¦Broken | Medium
Vegetation | Vegetation | Tree - bark fell into line | Tree - bark fell into line | Secondary | Secondary | Broken, wire on ground | Broken, wire on ground | Vegetation¦Tree - bark fell into line¦Secondary¦Broken, wire on ground | Vegetation¦Tree - bark fell into line¦Secondary¦Broken, wire on ground | Medium
Vegetation | Vegetation | Tree - bark fell into line | Tree - bark fell into line | Secondary | Secondary | Broken, wire on object | Broken, wire on object | Vegetation¦Tree - bark fell into line¦Secondary¦Broken, wire on object | Vegetation¦Tree - bark fell into line¦Secondary¦Broken, wire on object | Medium
Vegetation | Vegetation | Tree - bark fell into line | Tree - bark fell into line | Secondary | Secondary | On Ground | On Ground | Vegetation¦Tree - bark fell into line¦Secondary¦On Ground | Vegetation¦Tree - bark fell into line¦Secondary¦On Ground | Medium
Vegetation | Vegetation | Tree - bark fell into line | Tree - bark fell into line | Secondary | Secondary | Together | Together | Vegetation¦Tree - bark fell into line¦Secondary¦Together | Vegetation¦Tree - bark fell into line¦Secondary¦Together | High
Vegetation | Vegetation | Tree - bark fell into line | Tree - bark fell into line | Service conductor | Service conductor | Broken, wire on ground | Broken, wire on ground | Vegetation¦Tree - bark fell into line¦Service conductor¦Broken, wire on ground | Vegetation¦Tree - bark fell into line¦Service conductor¦Broken, wire on ground | Medium
Vegetation | Vegetation | Tree - bark fell into line | Tree - bark fell into line | Service conductor | Service conductor | Normal | Normal | Vegetation¦Tree - bark fell into line¦Service conductor¦Normal | Vegetation¦Tree - bark fell into line¦Service conductor¦Normal | High
Vegetation | Vegetation | Tree - bark fell into line | Tree - bark fell into line | Transformer | Transformer | Broken | Broken | Vegetation¦Tree - bark fell into line¦Transformer¦Broken | Vegetation¦Tree - bark fell into line¦Transformer¦Broken | All
Vegetation | Vegetation | Tree - bark fell into line | Tree - bark fell into line | Transformer | Transformer | Broken, wire on ground | Broken, wire on ground | Vegetation¦Tree - bark fell into line¦Transformer¦Broken, wire on ground | Vegetation¦Tree - bark fell into line¦Transformer¦Broken, wire on ground | All
Vegetation | Vegetation | Tree - bark fell into line | Tree - bark fell into line | Transformer | Transformer | Together | Together | Vegetation¦Tree - bark fell into line¦Transformer¦Together | #N/A | All
Vegetation | Vegetation | Tree - bark fell into line | Tree - bark fell into line | Transformer (OH) | Transformer (OH) | Broken | Broken | Vegetation¦Tree - bark fell into line¦Transformer (OH)¦Broken | Vegetation¦Tree - bark fell into line¦Transformer (OH)¦Broken | All
Vegetation | Vegetation | Tree - bark fell into line | Tree - bark fell into line | Transformer (OH) | Transformer (OH) | Normal | Normal | Vegetation¦Tree - bark fell into line¦Transformer (OH)¦Normal | Vegetation¦Tree - bark fell into line¦Transformer (OH)¦Normal | All
Vegetation | Vegetation | Tree - branch fell on line | Tree - branch fell on line | Anchor or Guy | Anchor or Guy | Broken | Broken | Vegetation¦Tree - branch fell on line¦Anchor or Guy¦Broken | Vegetation¦Tree - branch fell on line¦Anchor or Guy¦Broken | All
Vegetation | Vegetation | Tree - branch fell on line | Tree - branch fell on line | Anchor or Guy | Anchor or Guy | Normal | Normal | Vegetation¦Tree - branch fell on line¦Anchor or Guy¦Normal | Vegetation¦Tree - branch fell on line¦Anchor or Guy¦Normal | All
Vegetation | Vegetation | Tree - branch fell on line | Tree - branch fell on line | Bushing | Bushing | Broken | Broken | Vegetation¦Tree - branch fell on line¦Bushing¦Broken | Vegetation¦Tree - branch fell on line¦Bushing¦Broken | All
Vegetation | Vegetation | Tree - branch fell on line | Tree - branch fell on line | Bushing | Bushing | Normal | Normal | Vegetation¦Tree - branch fell on line¦Bushing¦Normal | Vegetation¦Tree - branch fell on line¦Bushing¦Normal | All
Vegetation | Vegetation | Tree - branch fell on line | Tree - branch fell on line | Capacitor | Capacitor | Broken, wire on ground | Broken, wire on ground | Vegetation¦Tree - branch fell on line¦Capacitor¦Broken, wire on ground | Vegetation¦Tree - branch fell on line¦Capacitor¦Broken, wire on ground | All
Vegetation | Vegetation | Tree - branch fell on line | Tree - branch fell on line | Circuit Breaker | Circuit Breaker | Normal | Normal | Vegetation¦Tree - branch fell on line¦Circuit Breaker¦Normal | #N/A | All
Vegetation | Vegetation | Tree - branch fell on line | Tree - branch fell on line | Conductor, Overhead | Conductor, Overhead | Annealed | Annealed | Vegetation¦Tree - branch fell on line¦Conductor, Overhead¦Annealed | Vegetation¦Tree - branch fell on line¦Conductor, Overhead¦Annealed | All
Vegetation | Vegetation | Tree - branch fell on line | Tree - branch fell on line | Conductor, Overhead | Conductor, Overhead | Arcing | Arcing | Vegetation¦Tree - branch fell on line¦Conductor, Overhead¦Arcing | Vegetation¦Tree - branch fell on line¦Conductor, Overhead¦Arcing | All
Vegetation | Vegetation | Tree - branch fell on line | Tree - branch fell on line | Conductor, Overhead | Conductor, Overhead | Bent or Twisted | Bent or Twisted | Vegetation¦Tree - branch fell on line¦Conductor, Overhead¦Bent or Twisted | Vegetation¦Tree - branch fell on line¦Conductor, Overhead¦Bent or Twisted | All
Vegetation | Vegetation | Tree - branch fell on line | Tree - branch fell on line | Conductor, Overhead | Conductor, Overhead | Broken | Broken | Vegetation¦Tree - branch fell on line¦Conductor, Overhead¦Broken | Vegetation¦Tree - branch fell on line¦Conductor, Overhead¦Broken | All
Vegetation | Vegetation | Tree - branch fell on line | Tree - branch fell on line | Conductor, Overhead | Conductor, Overhead | Broken, wire on ground | Broken, wire on ground | Vegetation¦Tree - branch fell on line¦Conductor, Overhead¦Broken, wire on ground | Vegetation¦Tree - branch fell on line¦Conductor, Overhead¦Broken, wire on ground | All
Vegetation | Vegetation | Tree - branch fell on line | Tree - branch fell on line | Conductor, Overhead | Conductor, Overhead | Broken, wire on object | Broken, wire on object | Vegetation¦Tree - branch fell on line¦Conductor, Overhead¦Broken, wire on object | Vegetation¦Tree - branch fell on line¦Conductor, Overhead¦Broken, wire on object | All
Vegetation | Vegetation | Tree - branch fell on line | Tree - branch fell on line | Conductor, Overhead | Conductor, Overhead | Burned/flashed | Burned/flashed | Vegetation¦Tree - branch fell on line¦Conductor, Overhead¦Burned/flashed | Vegetation¦Tree - branch fell on line¦Conductor, Overhead¦Burned/flashed | All
Vegetation | Vegetation | Tree - branch fell on line | Tree - branch fell on line | Conductor, Overhead | Conductor, Overhead | Contaminated | Contaminated | Vegetation¦Tree - branch fell on line¦Conductor, Overhead¦Contaminated | Vegetation¦Tree - branch fell on line¦Conductor, Overhead¦Contaminated | All
Vegetation | Vegetation | Tree - branch fell on line | Tree - branch fell on line | Conductor, Overhead | Conductor, Overhead | Deteriorated | Deteriorated | Vegetation¦Tree - branch fell on line¦Conductor, Overhead¦Deteriorated | Vegetation¦Tree - branch fell on line¦Conductor, Overhead¦Deteriorated | All
Vegetation | Vegetation | Tree - branch fell on line | Tree - branch fell on line | Conductor, Overhead | Conductor, Overhead | Malfunctioning | Malfunctioning | Vegetation¦Tree - branch fell on line¦Conductor, Overhead¦Malfunctioning | Vegetation¦Tree - branch fell on line¦Conductor, Overhead¦Malfunctioning | All
Vegetation | Vegetation | Tree - branch fell on line | Tree - branch fell on line | Conductor, Overhead | Conductor, Overhead | Normal | Normal | Vegetation¦Tree - branch fell on line¦Conductor, Overhead¦Normal | Vegetation¦Tree - branch fell on line¦Conductor, Overhead¦Normal | All
Vegetation | Vegetation | Tree - branch fell on line | Tree - branch fell on line | Conductor, Overhead | Conductor, Overhead | On Ground | On Ground | Vegetation¦Tree - branch fell on line¦Conductor, Overhead¦On Ground | Vegetation¦Tree - branch fell on line¦Conductor, Overhead¦On Ground | All
Vegetation | Vegetation | Tree - branch fell on line | Tree - branch fell on line | Conductor, Overhead | Conductor, Overhead | Together | Together | Vegetation¦Tree - branch fell on line¦Conductor, Overhead¦Together | Vegetation¦Tree - branch fell on line¦Conductor, Overhead¦Together | All
Vegetation | Vegetation | Tree - branch fell on line | Tree - branch fell on line | Conductor, Underground | Conductor, Underground | Normal | Normal | Vegetation¦Tree - branch fell on line¦Conductor, Underground¦Normal | Vegetation¦Tree - branch fell on line¦Conductor, Underground¦Normal | All
Vegetation | Vegetation | Tree - branch fell on line | Tree - branch fell on line | Connector or Splice (OH) | Connector or Splice (OH) | Broken | Broken | Vegetation¦Tree - branch fell on line¦Connector or Splice (OH)¦Broken | Vegetation¦Tree - branch fell on line¦Connector or Splice (OH)¦Broken | All
Vegetation | Vegetation | Tree - branch fell on line | Tree - branch fell on line | Connector or Splice (OH) | Connector or Splice (OH) | Broken, wire on ground | Broken, wire on ground | Vegetation¦Tree - branch fell on line¦Connector or Splice (OH)¦Broken, wire on ground | Vegetation¦Tree - branch fell on line¦Connector or Splice (OH)¦Broken, wire on ground | All
Vegetation | Vegetation | Tree - branch fell on line | Tree - branch fell on line | Connector or Splice (OH) | Connector or Splice (OH) | Broken, wire on object | Broken, wire on object | Vegetation¦Tree - branch fell on line¦Connector or Splice (OH)¦Broken, wire on object | Vegetation¦Tree - branch fell on line¦Connector or Splice (OH)¦Broken, wire on object | All
Vegetation | Vegetation | Tree - branch fell on line | Tree - branch fell on line | Connector or Splice (OH) | Connector or Splice (OH) | Burned/flashed | Burned/flashed | Vegetation¦Tree - branch fell on line¦Connector or Splice (OH)¦Burned/flashed | Vegetation¦Tree - branch fell on line¦Connector or Splice (OH)¦Burned/flashed | All
Vegetation | Vegetation | Tree - branch fell on line | Tree - branch fell on line | Connector or Splice (OH) | Connector or Splice (OH) | Normal | Normal | Vegetation¦Tree - branch fell on line¦Connector or Splice (OH)¦Normal | Vegetation¦Tree - branch fell on line¦Connector or Splice (OH)¦Normal | All
Vegetation | Vegetation | Tree - branch fell on line | Tree - branch fell on line | Crossarm, Wood | Crossarm, Wood | Broken | Broken | Vegetation¦Tree - branch fell on line¦Crossarm, Wood¦Broken | Vegetation¦Tree - branch fell on line¦Crossarm, Wood¦Broken | All
Vegetation | Vegetation | Tree - branch fell on line | Tree - branch fell on line | Crossarm, Wood | Crossarm, Wood | Broken, wire on ground | Broken, wire on ground | Vegetation¦Tree - branch fell on line¦Crossarm, Wood¦Broken, wire on ground | Vegetation¦Tree - branch fell on line¦Crossarm, Wood¦Broken, wire on ground | All
Vegetation | Vegetation | Tree - branch fell on line | Tree - branch fell on line | Crossarm, Wood | Crossarm, Wood | Broken, wire on object | Broken, wire on object | Vegetation¦Tree - branch fell on line¦Crossarm, Wood¦Broken, wire on object | Vegetation¦Tree - branch fell on line¦Crossarm, Wood¦Broken, wire on object | All
Vegetation | Vegetation | Tree - branch fell on line | Tree - branch fell on line | Crossarm, Wood | Crossarm, Wood | Burned/flashed | Burned/flashed | Vegetation¦Tree - branch fell on line¦Crossarm, Wood¦Burned/flashed | Vegetation¦Tree - branch fell on line¦Crossarm, Wood¦Burned/flashed | All
Vegetation | Vegetation | Tree - branch fell on line | Tree - branch fell on line | Crossarm, Wood | Crossarm, Wood | Normal | Normal | Vegetation¦Tree - branch fell on line¦Crossarm, Wood¦Normal | Vegetation¦Tree - branch fell on line¦Crossarm, Wood¦Normal | All
Vegetation | Vegetation | Tree - branch fell on line | Tree - branch fell on line | Customer Equipment | Customer Equipment | Broken | Broken | Vegetation¦Tree - branch fell on line¦Customer Equipment¦Broken | Vegetation¦Tree - branch fell on line¦Customer Equipment¦Broken | All
Vegetation | Vegetation | Tree - branch fell on line | Tree - branch fell on line | Customer Equipment | Customer Equipment | Normal | Normal | Vegetation¦Tree - branch fell on line¦Customer Equipment¦Normal | Vegetation¦Tree - branch fell on line¦Customer Equipment¦Normal | All
Vegetation | Vegetation | Tree - branch fell on line | Tree - branch fell on line | Fuse | Fuse | Broken | Broken | Vegetation¦Tree - branch fell on line¦Fuse¦Broken | Vegetation¦Tree - branch fell on line¦Fuse¦Broken | All
Vegetation | Vegetation | Tree - branch fell on line | Tree - branch fell on line | Fuse | Fuse | Burned Open | Burned Open | Vegetation¦Tree - branch fell on line¦Fuse¦Burned Open | Vegetation¦Tree - branch fell on line¦Fuse¦Burned Open | All
Vegetation | Vegetation | Tree - branch fell on line | Tree - branch fell on line | Fuse | Fuse | Normal | Normal | Vegetation¦Tree - branch fell on line¦Fuse¦Normal | Vegetation¦Tree - branch fell on line¦Fuse¦Normal | All
Vegetation | Vegetation | Tree - branch fell on line | Tree - branch fell on line | Fuse | Fuse | On Ground | On Ground | Vegetation¦Tree - branch fell on line¦Fuse¦On Ground | Vegetation¦Tree - branch fell on line¦Fuse¦On Ground | All
Vegetation | Vegetation | Tree - branch fell on line | Tree - branch fell on line | Insulator | Insulator | Broken | Broken | Vegetation¦Tree - branch fell on line¦Insulator¦Broken | Vegetation¦Tree - branch fell on line¦Insulator¦Broken | All
Vegetation | Vegetation | Tree - branch fell on line | Tree - branch fell on line | Insulator | Insulator | Broken, wire on ground | Broken, wire on ground | Vegetation¦Tree - branch fell on line¦Insulator¦Broken, wire on ground | Vegetation¦Tree - branch fell on line¦Insulator¦Broken, wire on ground | All
Vegetation | Vegetation | Tree - branch fell on line | Tree - branch fell on line | Insulator | Insulator | Broken, wire on object | Broken, wire on object | Vegetation¦Tree - branch fell on line¦Insulator¦Broken, wire on object | Vegetation¦Tree - branch fell on line¦Insulator¦Broken, wire on object | All
Vegetation | Vegetation | Tree - branch fell on line | Tree - branch fell on line | Insulator | Insulator | Burned/flashed | Burned/flashed | Vegetation¦Tree - branch fell on line¦Insulator¦Burned/flashed | Vegetation¦Tree - branch fell on line¦Insulator¦Burned/flashed | All
Vegetation | Vegetation | Tree - branch fell on line | Tree - branch fell on line | Jumper | Jumper | Bent or Twisted | Bent or Twisted | Vegetation¦Tree - branch fell on line¦Jumper¦Bent or Twisted | Vegetation¦Tree - branch fell on line¦Jumper¦Bent or Twisted | All
Vegetation | Vegetation | Tree - branch fell on line | Tree - branch fell on line | Jumper | Jumper | Broken | Broken | Vegetation¦Tree - branch fell on line¦Jumper¦Broken | Vegetation¦Tree - branch fell on line¦Jumper¦Broken | All
Vegetation | Vegetation | Tree - branch fell on line | Tree - branch fell on line | Jumper | Jumper | Broken, wire on ground | Broken, wire on ground | Vegetation¦Tree - branch fell on line¦Jumper¦Broken, wire on ground | Vegetation¦Tree - branch fell on line¦Jumper¦Broken, wire on ground | All
Vegetation | Vegetation | Tree - branch fell on line | Tree - branch fell on line | Jumper | Jumper | Burned Open | Burned Open | Vegetation¦Tree - branch fell on line¦Jumper¦Burned Open | Vegetation¦Tree - branch fell on line¦Jumper¦Burned Open | All
Vegetation | Vegetation | Tree - branch fell on line | Tree - branch fell on line | Jumper | Jumper | Normal | Normal | Vegetation¦Tree - branch fell on line¦Jumper¦Normal | Vegetation¦Tree - branch fell on line¦Jumper¦Normal | All
Vegetation | Vegetation | Tree - branch fell on line | Tree - branch fell on line | Lightning Arrestor | Lightning Arrestor | Broken | Broken | Vegetation¦Tree - branch fell on line¦Lightning Arrestor¦Broken | Vegetation¦Tree - branch fell on line¦Lightning Arrestor¦Broken | All
Vegetation | Vegetation | Tree - branch fell on line | Tree - branch fell on line | Lightning Arrestor | Lightning Arrestor | Normal | Normal | Vegetation¦Tree - branch fell on line¦Lightning Arrestor¦Normal | Vegetation¦Tree - branch fell on line¦Lightning Arrestor¦Normal | All
Vegetation | Vegetation | Tree - branch fell on line | Tree - branch fell on line | Other | Other | Bent or Twisted | Bent or Twisted | Vegetation¦Tree - branch fell on line¦Other¦Bent or Twisted | Vegetation¦Tree - branch fell on line¦Other¦Bent or Twisted | N/A
Vegetation | Vegetation | Tree - branch fell on line | Tree - branch fell on line | Other | Other | Broken | Broken | Vegetation¦Tree - branch fell on line¦Other¦Broken | Vegetation¦Tree - branch fell on line¦Other¦Broken | N/A
Vegetation | Vegetation | Tree - branch fell on line | Tree - branch fell on line | Other | Other | Normal | Normal | Vegetation¦Tree - branch fell on line¦Other¦Normal | Vegetation¦Tree - branch fell on line¦Other¦Normal | N/A
Vegetation | Vegetation | Tree - branch fell on line | Tree - branch fell on line | Other | Other | On Ground | On Ground | Vegetation¦Tree - branch fell on line¦Other¦On Ground | Vegetation¦Tree - branch fell on line¦Other¦On Ground | N/A
Vegetation | Vegetation | Tree - branch fell on line | Tree - branch fell on line | Pole-Wood | Pole-Wood | Broken | Broken | Vegetation¦Tree - branch fell on line¦Pole-Wood¦Broken | Vegetation¦Tree - branch fell on line¦Pole-Wood¦Broken | All
Vegetation | Vegetation | Tree - branch fell on line | Tree - branch fell on line | Pole-Wood | Pole-Wood | Broken, wire on ground | Broken, wire on ground | Vegetation¦Tree - branch fell on line¦Pole-Wood¦Broken, wire on ground | Vegetation¦Tree - branch fell on line¦Pole-Wood¦Broken, wire on ground | All
Vegetation | Vegetation | Tree - branch fell on line | Tree - branch fell on line | Pole-Wood | Pole-Wood | Broken, wire on object | Broken, wire on object | Vegetation¦Tree - branch fell on line¦Pole-Wood¦Broken, wire on object | Vegetation¦Tree - branch fell on line¦Pole-Wood¦Broken, wire on object | All
Vegetation | Vegetation | Tree - branch fell on line | Tree - branch fell on line | Pothead(Riser Termination) | Pothead(Riser Termination) | Normal | Normal | Vegetation¦Tree - branch fell on line¦Pothead(Riser Termination)¦Normal | Vegetation¦Tree - branch fell on line¦Pothead(Riser Termination)¦Normal | All
Vegetation | Vegetation | Tree - branch fell on line | Tree - branch fell on line | Recloser | Recloser | Normal | Normal | Vegetation¦Tree - branch fell on line¦Recloser¦Normal | Vegetation¦Tree - branch fell on line¦Recloser¦Normal | All
Vegetation | Vegetation | Tree - branch fell on line | Tree - branch fell on line | Secondary | Secondary | Arcing | Arcing | Vegetation¦Tree - branch fell on line¦Secondary¦Arcing | Vegetation¦Tree - branch fell on line¦Secondary¦Arcing | High
Vegetation | Vegetation | Tree - branch fell on line | Tree - branch fell on line | Secondary | Secondary | Bent or Twisted | Bent or Twisted | Vegetation¦Tree - branch fell on line¦Secondary¦Bent or Twisted | Vegetation¦Tree - branch fell on line¦Secondary¦Bent or Twisted | High
Vegetation | Vegetation | Tree - branch fell on line | Tree - branch fell on line | Secondary | Secondary | Broken | Broken | Vegetation¦Tree - branch fell on line¦Secondary¦Broken | Vegetation¦Tree - branch fell on line¦Secondary¦Broken | Medium
Vegetation | Vegetation | Tree - branch fell on line | Tree - branch fell on line | Secondary | Secondary | Broken, wire on ground | Broken, wire on ground | Vegetation¦Tree - branch fell on line¦Secondary¦Broken, wire on ground | Vegetation¦Tree - branch fell on line¦Secondary¦Broken, wire on ground | Medium
Vegetation | Vegetation | Tree - branch fell on line | Tree - branch fell on line | Secondary | Secondary | Broken, wire on object | Broken, wire on object | Vegetation¦Tree - branch fell on line¦Secondary¦Broken, wire on object | Vegetation¦Tree - branch fell on line¦Secondary¦Broken, wire on object | Medium
Vegetation | Vegetation | Tree - branch fell on line | Tree - branch fell on line | Secondary | Secondary | Deteriorated | Deteriorated | Vegetation¦Tree - branch fell on line¦Secondary¦Deteriorated | Vegetation¦Tree - branch fell on line¦Secondary¦Deteriorated | High
Vegetation | Vegetation | Tree - branch fell on line | Tree - branch fell on line | Secondary | Secondary | Normal | Normal | Vegetation¦Tree - branch fell on line¦Secondary¦Normal | Vegetation¦Tree - branch fell on line¦Secondary¦Normal | High
Vegetation | Vegetation | Tree - branch fell on line | Tree - branch fell on line | Secondary | Secondary | On Ground | On Ground | Vegetation¦Tree - branch fell on line¦Secondary¦On Ground | Vegetation¦Tree - branch fell on line¦Secondary¦On Ground | Medium
Vegetation | Vegetation | Tree - branch fell on line | Tree - branch fell on line | Secondary | Secondary | Together | Together | Vegetation¦Tree - branch fell on line¦Secondary¦Together | Vegetation¦Tree - branch fell on line¦Secondary¦Together | High
Vegetation | Vegetation | Tree - branch fell on line | Tree - branch fell on line | Service conductor | Service conductor | Broken | Broken | Vegetation¦Tree - branch fell on line¦Service conductor¦Broken | Vegetation¦Tree - branch fell on line¦Service conductor¦Broken | Medium
Vegetation | Vegetation | Tree - branch fell on line | Tree - branch fell on line | Service conductor | Service conductor | Broken, wire on ground | Broken, wire on ground | Vegetation¦Tree - branch fell on line¦Service conductor¦Broken, wire on ground | Vegetation¦Tree - branch fell on line¦Service conductor¦Broken, wire on ground | Medium
Vegetation | Vegetation | Tree - branch fell on line | Tree - branch fell on line | Service conductor | Service conductor | Broken, wire on object | Broken, wire on object | Vegetation¦Tree - branch fell on line¦Service conductor¦Broken, wire on object | Vegetation¦Tree - branch fell on line¦Service conductor¦Broken, wire on object | Medium
Vegetation | Vegetation | Tree - branch fell on line | Tree - branch fell on line | Service conductor | Service conductor | Normal | Normal | Vegetation¦Tree - branch fell on line¦Service conductor¦Normal | Vegetation¦Tree - branch fell on line¦Service conductor¦Normal | High
Vegetation | Vegetation | Tree - branch fell on line | Tree - branch fell on line | Service conductor | Service conductor | On Ground | On Ground | Vegetation¦Tree - branch fell on line¦Service conductor¦On Ground | Vegetation¦Tree - branch fell on line¦Service conductor¦On Ground | Medium
Vegetation | Vegetation | Tree - branch fell on line | Tree - branch fell on line | Service conductor | Service conductor | Together | Together | Vegetation¦Tree - branch fell on line¦Service conductor¦Together | Vegetation¦Tree - branch fell on line¦Service conductor¦Together | High
Vegetation | Vegetation | Tree - branch fell on line | Tree - branch fell on line | Switch (OH) | Switch (OH) | Broken | Broken | Vegetation¦Tree - branch fell on line¦Switch (OH)¦Broken | Vegetation¦Tree - branch fell on line¦Switch (OH)¦Broken | All
Vegetation | Vegetation | Tree - branch fell on line | Tree - branch fell on line | Switch (OH) | Switch (OH) | Normal | Normal | Vegetation¦Tree - branch fell on line¦Switch (OH)¦Normal | Vegetation¦Tree - branch fell on line¦Switch (OH)¦Normal | All
Vegetation | Vegetation | Tree - branch fell on line | Tree - branch fell on line | Transformer | Transformer | Arcing | Arcing | Vegetation¦Tree - branch fell on line¦Transformer¦Arcing | Vegetation¦Tree - branch fell on line¦Transformer¦Arcing | All
Vegetation | Vegetation | Tree - branch fell on line | Tree - branch fell on line | Transformer | Transformer | Bent or Twisted | Bent or Twisted | Vegetation¦Tree - branch fell on line¦Transformer¦Bent or Twisted | Vegetation¦Tree - branch fell on line¦Transformer¦Bent or Twisted | All
Vegetation | Vegetation | Tree - branch fell on line | Tree - branch fell on line | Transformer | Transformer | Broken | Broken | Vegetation¦Tree - branch fell on line¦Transformer¦Broken | Vegetation¦Tree - branch fell on line¦Transformer¦Broken | All
Vegetation | Vegetation | Tree - branch fell on line | Tree - branch fell on line | Transformer | Transformer | Broken, wire on ground | Broken, wire on ground | Vegetation¦Tree - branch fell on line¦Transformer¦Broken, wire on ground | Vegetation¦Tree - branch fell on line¦Transformer¦Broken, wire on ground | All
Vegetation | Vegetation | Tree - branch fell on line | Tree - branch fell on line | Transformer | Transformer | Broken, wire on object | Broken, wire on object | Vegetation¦Tree - branch fell on line¦Transformer¦Broken, wire on object | Vegetation¦Tree - branch fell on line¦Transformer¦Broken, wire on object | All
Vegetation | Vegetation | Tree - branch fell on line | Tree - branch fell on line | Transformer | Transformer | Burned Open | Burned Open | Vegetation¦Tree - branch fell on line¦Transformer¦Burned Open | Vegetation¦Tree - branch fell on line¦Transformer¦Burned Open | All
Vegetation | Vegetation | Tree - branch fell on line | Tree - branch fell on line | Transformer | Transformer | Burned/flashed | Burned/flashed | Vegetation¦Tree - branch fell on line¦Transformer¦Burned/flashed | Vegetation¦Tree - branch fell on line¦Transformer¦Burned/flashed | All
Vegetation | Vegetation | Tree - branch fell on line | Tree - branch fell on line | Transformer | Transformer | Deteriorated | Deteriorated | Vegetation¦Tree - branch fell on line¦Transformer¦Deteriorated | Vegetation¦Tree - branch fell on line¦Transformer¦Deteriorated | All
Vegetation | Vegetation | Tree - branch fell on line | Tree - branch fell on line | Transformer | Transformer | Leaking | Leaking | Vegetation¦Tree - branch fell on line¦Transformer¦Leaking | Vegetation¦Tree - branch fell on line¦Transformer¦Leaking | All
Vegetation | Vegetation | Tree - branch fell on line | Tree - branch fell on line | Transformer | Transformer | Normal | Normal | Vegetation¦Tree - branch fell on line¦Transformer¦Normal | Vegetation¦Tree - branch fell on line¦Transformer¦Normal | All
Vegetation | Vegetation | Tree - branch fell on line | Tree - branch fell on line | Transformer | Transformer | On Ground | On Ground | Vegetation¦Tree - branch fell on line¦Transformer¦On Ground | Vegetation¦Tree - branch fell on line¦Transformer¦On Ground | All
Vegetation | Vegetation | Tree - branch fell on line | Tree - branch fell on line | Transformer | Transformer | Together | Together | Vegetation¦Tree - branch fell on line¦Transformer¦Together | Vegetation¦Tree - branch fell on line¦Transformer¦Together | All
Vegetation | Vegetation | Tree - branch fell on line | Tree - branch fell on line | Transformer (OH) | Transformer (OH) | Arcing | Arcing | Vegetation¦Tree - branch fell on line¦Transformer (OH)¦Arcing | #N/A | All
Vegetation | Vegetation | Tree - branch fell on line | Tree - branch fell on line | Transformer (OH) | Transformer (OH) | Broken | Broken | Vegetation¦Tree - branch fell on line¦Transformer (OH)¦Broken | Vegetation¦Tree - branch fell on line¦Transformer (OH)¦Broken | All
Vegetation | Vegetation | Tree - branch fell on line | Tree - branch fell on line | Transformer (OH) | Transformer (OH) | Broken, wire on ground | Broken, wire on ground | Vegetation¦Tree - branch fell on line¦Transformer (OH)¦Broken, wire on ground | Vegetation¦Tree - branch fell on line¦Transformer (OH)¦Broken, wire on ground | All
Vegetation | Vegetation | Tree - branch fell on line | Tree - branch fell on line | Transformer (OH) | Transformer (OH) | Burned/flashed | Burned/flashed | Vegetation¦Tree - branch fell on line¦Transformer (OH)¦Burned/flashed | Vegetation¦Tree - branch fell on line¦Transformer (OH)¦Burned/flashed | All
Vegetation | Vegetation | Tree - branch fell on line | Tree - branch fell on line | Transformer (OH) | Transformer (OH) | Leaking | Leaking | Vegetation¦Tree - branch fell on line¦Transformer (OH)¦Leaking | Vegetation¦Tree - branch fell on line¦Transformer (OH)¦Leaking | All
Vegetation | Vegetation | Tree - branch fell on line | Tree - branch fell on line | Transformer (OH) | Transformer (OH) | Normal | Normal | Vegetation¦Tree - branch fell on line¦Transformer (OH)¦Normal | Vegetation¦Tree - branch fell on line¦Transformer (OH)¦Normal | All
Vegetation | Vegetation | Tree - branch fell on line | Tree - branch fell on line | Woodpin | Woodpin | Broken | Broken | Vegetation¦Tree - branch fell on line¦Woodpin¦Broken | Vegetation¦Tree - branch fell on line¦Woodpin¦Broken | All
Vegetation | Vegetation | Tree - cutting, 3rd party | Tree - cutting, 3rd party | Conductor, Overhead | Conductor, Overhead | Broken, wire on ground | Broken, wire on ground | Vegetation¦Tree - cutting, 3rd party¦Conductor, Overhead¦Broken, wire on ground | Vegetation¦Tree - cutting, 3rd party¦Conductor, Overhead¦Broken, wire on ground | All
Vegetation | Vegetation | Tree - cutting, PG&E contractor | Tree - cutting, PG&E contractor | Anchor or Guy | Anchor or Guy | Broken | Broken | Vegetation¦Tree - cutting, PG&E contractor¦Anchor or Guy¦Broken | Vegetation¦Tree - cutting, PG&E contractor¦Anchor or Guy¦Broken | All
Vegetation | Vegetation | Tree - cutting, PG&E contractor | Tree - cutting, PG&E contractor | Conductor, Overhead | Conductor, Overhead | Annealed | Annealed | Vegetation¦Tree - cutting, PG&E contractor¦Conductor, Overhead¦Annealed | Vegetation¦Tree - cutting, PG&E contractor¦Conductor, Overhead¦Annealed | All
Vegetation | Vegetation | Tree - cutting, PG&E contractor | Tree - cutting, PG&E contractor | Conductor, Overhead | Conductor, Overhead | Arcing | Arcing | Vegetation¦Tree - cutting, PG&E contractor¦Conductor, Overhead¦Arcing | Vegetation¦Tree - cutting, PG&E contractor¦Conductor, Overhead¦Arcing | All
Vegetation | Vegetation | Tree - cutting, PG&E contractor | Tree - cutting, PG&E contractor | Conductor, Overhead | Conductor, Overhead | Broken | Broken | Vegetation¦Tree - cutting, PG&E contractor¦Conductor, Overhead¦Broken | Vegetation¦Tree - cutting, PG&E contractor¦Conductor, Overhead¦Broken | All
Vegetation | Vegetation | Tree - cutting, PG&E contractor | Tree - cutting, PG&E contractor | Conductor, Overhead | Conductor, Overhead | Broken, wire on ground | Broken, wire on ground | Vegetation¦Tree - cutting, PG&E contractor¦Conductor, Overhead¦Broken, wire on ground | Vegetation¦Tree - cutting, PG&E contractor¦Conductor, Overhead¦Broken, wire on ground | All
Vegetation | Vegetation | Tree - cutting, PG&E contractor | Tree - cutting, PG&E contractor | Conductor, Overhead | Conductor, Overhead | Burned/flashed | Burned/flashed | Vegetation¦Tree - cutting, PG&E contractor¦Conductor, Overhead¦Burned/flashed | Vegetation¦Tree - cutting, PG&E contractor¦Conductor, Overhead¦Burned/flashed | All
Vegetation | Vegetation | Tree - cutting, PG&E contractor | Tree - cutting, PG&E contractor | Conductor, Overhead | Conductor, Overhead | Normal | Normal | Vegetation¦Tree - cutting, PG&E contractor¦Conductor, Overhead¦Normal | Vegetation¦Tree - cutting, PG&E contractor¦Conductor, Overhead¦Normal | All
Vegetation | Vegetation | Tree - cutting, PG&E contractor | Tree - cutting, PG&E contractor | Conductor, Overhead | Conductor, Overhead | Together | Together | Vegetation¦Tree - cutting, PG&E contractor¦Conductor, Overhead¦Together | Vegetation¦Tree - cutting, PG&E contractor¦Conductor, Overhead¦Together | All
Vegetation | Vegetation | Tree - cutting, PG&E contractor | Tree - cutting, PG&E contractor | Connector or Splice (OH) | Connector or Splice (OH) | Normal | Normal | Vegetation¦Tree - cutting, PG&E contractor¦Connector or Splice (OH)¦Normal | Vegetation¦Tree - cutting, PG&E contractor¦Connector or Splice (OH)¦Normal | All
Vegetation | Vegetation | Tree - cutting, PG&E contractor | Tree - cutting, PG&E contractor | Crossarm, Wood | Crossarm, Wood | Broken | Broken | Vegetation¦Tree - cutting, PG&E contractor¦Crossarm, Wood¦Broken | Vegetation¦Tree - cutting, PG&E contractor¦Crossarm, Wood¦Broken | All
Vegetation | Vegetation | Tree - cutting, PG&E contractor | Tree - cutting, PG&E contractor | Crossarm, Wood | Crossarm, Wood | Broken, wire on ground | Broken, wire on ground | Vegetation¦Tree - cutting, PG&E contractor¦Crossarm, Wood¦Broken, wire on ground | Vegetation¦Tree - cutting, PG&E contractor¦Crossarm, Wood¦Broken, wire on ground | All
Vegetation | Vegetation | Tree - cutting, PG&E contractor | Tree - cutting, PG&E contractor | Insulator | Insulator | Broken | Broken | Vegetation¦Tree - cutting, PG&E contractor¦Insulator¦Broken | Vegetation¦Tree - cutting, PG&E contractor¦Insulator¦Broken | All
Vegetation | Vegetation | Tree - cutting, PG&E contractor | Tree - cutting, PG&E contractor | Other | Other | Normal | Normal | Vegetation¦Tree - cutting, PG&E contractor¦Other¦Normal | Vegetation¦Tree - cutting, PG&E contractor¦Other¦Normal | N/A
Vegetation | Vegetation | Tree - cutting, PG&E contractor | Tree - cutting, PG&E contractor | Pole-Wood | Pole-Wood | Broken | Broken | Vegetation¦Tree - cutting, PG&E contractor¦Pole-Wood¦Broken | Vegetation¦Tree - cutting, PG&E contractor¦Pole-Wood¦Broken | All
Vegetation | Vegetation | Tree - cutting, PG&E contractor | Tree - cutting, PG&E contractor | Pole-Wood | Pole-Wood | Broken, wire on ground | Broken, wire on ground | Vegetation¦Tree - cutting, PG&E contractor¦Pole-Wood¦Broken, wire on ground | Vegetation¦Tree - cutting, PG&E contractor¦Pole-Wood¦Broken, wire on ground | All
Vegetation | Vegetation | Tree - cutting, PG&E contractor | Tree - cutting, PG&E contractor | Secondary | Secondary | Broken | Broken | Vegetation¦Tree - cutting, PG&E contractor¦Secondary¦Broken | Vegetation¦Tree - cutting, PG&E contractor¦Secondary¦Broken | Medium
Vegetation | Vegetation | Tree - cutting, PG&E contractor | Tree - cutting, PG&E contractor | Secondary | Secondary | Normal | Normal | Vegetation¦Tree - cutting, PG&E contractor¦Secondary¦Normal | Vegetation¦Tree - cutting, PG&E contractor¦Secondary¦Normal | High
Vegetation | Vegetation | Tree - cutting, PG&E contractor | Tree - cutting, PG&E contractor | Service conductor | Service conductor | Broken | Broken | Vegetation¦Tree - cutting, PG&E contractor¦Service conductor¦Broken | Vegetation¦Tree - cutting, PG&E contractor¦Service conductor¦Broken | Medium
Vegetation | Vegetation | Tree - cutting, PG&E contractor | Tree - cutting, PG&E contractor | Transformer (OH) | Transformer (OH) | Normal | Normal | Vegetation¦Tree - cutting, PG&E contractor¦Transformer (OH)¦Normal | Vegetation¦Tree - cutting, PG&E contractor¦Transformer (OH)¦Normal | All
Vegetation | Vegetation | Tree - fell into line | Tree - fell into line | Anchor or Guy | Anchor or Guy | Broken | Broken | Vegetation¦Tree - fell into line¦Anchor or Guy¦Broken | Vegetation¦Tree - fell into line¦Anchor or Guy¦Broken | All
Vegetation | Vegetation | Tree - fell into line | Tree - fell into line | Anchor or Guy | Anchor or Guy | Broken, wire on ground | Broken, wire on ground | Vegetation¦Tree - fell into line¦Anchor or Guy¦Broken, wire on ground | Vegetation¦Tree - fell into line¦Anchor or Guy¦Broken, wire on ground | All
Vegetation | Vegetation | Tree - fell into line | Tree - fell into line | Anchor or Guy | Anchor or Guy | Normal | Normal | Vegetation¦Tree - fell into line¦Anchor or Guy¦Normal | Vegetation¦Tree - fell into line¦Anchor or Guy¦Normal | All
Vegetation | Vegetation | Tree - fell into line | Tree - fell into line | Bushing | Bushing | Broken | Broken | Vegetation¦Tree - fell into line¦Bushing¦Broken | Vegetation¦Tree - fell into line¦Bushing¦Broken | All
Vegetation | Vegetation | Tree - fell into line | Tree - fell into line | Capacitor | Capacitor | Broken, wire on ground | Broken, wire on ground | Vegetation¦Tree - fell into line¦Capacitor¦Broken, wire on ground | Vegetation¦Tree - fell into line¦Capacitor¦Broken, wire on ground | All
Vegetation | Vegetation | Tree - fell into line | Tree - fell into line | Circuit Breaker | Circuit Breaker | Normal | Normal | Vegetation¦Tree - fell into line¦Circuit Breaker¦Normal | Vegetation¦Tree - fell into line¦Circuit Breaker¦Normal | All
Vegetation | Vegetation | Tree - fell into line | Tree - fell into line | Conductor, Overhead | Conductor, Overhead | Arcing | Arcing | Vegetation¦Tree - fell into line¦Conductor, Overhead¦Arcing | Vegetation¦Tree - fell into line¦Conductor, Overhead¦Arcing | All
Vegetation | Vegetation | Tree - fell into line | Tree - fell into line | Conductor, Overhead | Conductor, Overhead | Bent or Twisted | Bent or Twisted | Vegetation¦Tree - fell into line¦Conductor, Overhead¦Bent or Twisted | Vegetation¦Tree - fell into line¦Conductor, Overhead¦Bent or Twisted | All
Vegetation | Vegetation | Tree - fell into line | Tree - fell into line | Conductor, Overhead | Conductor, Overhead | Broken | Broken | Vegetation¦Tree - fell into line¦Conductor, Overhead¦Broken | Vegetation¦Tree - fell into line¦Conductor, Overhead¦Broken | All
Vegetation | Vegetation | Tree - fell into line | Tree - fell into line | Conductor, Overhead | Conductor, Overhead | Broken, wire on ground | Broken, wire on ground | Vegetation¦Tree - fell into line¦Conductor, Overhead¦Broken, wire on ground | Vegetation¦Tree - fell into line¦Conductor, Overhead¦Broken, wire on ground | All
Vegetation | Vegetation | Tree - fell into line | Tree - fell into line | Conductor, Overhead | Conductor, Overhead | Broken, wire on object | Broken, wire on object | Vegetation¦Tree - fell into line¦Conductor, Overhead¦Broken, wire on object | Vegetation¦Tree - fell into line¦Conductor, Overhead¦Broken, wire on object | All
Vegetation | Vegetation | Tree - fell into line | Tree - fell into line | Conductor, Overhead | Conductor, Overhead | Burned/flashed | Burned/flashed | Vegetation¦Tree - fell into line¦Conductor, Overhead¦Burned/flashed | Vegetation¦Tree - fell into line¦Conductor, Overhead¦Burned/flashed | All
Vegetation | Vegetation | Tree - fell into line | Tree - fell into line | Conductor, Overhead | Conductor, Overhead | Contaminated | Contaminated | Vegetation¦Tree - fell into line¦Conductor, Overhead¦Contaminated | Vegetation¦Tree - fell into line¦Conductor, Overhead¦Contaminated | All
Vegetation | Vegetation | Tree - fell into line | Tree - fell into line | Conductor, Overhead | Conductor, Overhead | Deteriorated | Deteriorated | Vegetation¦Tree - fell into line¦Conductor, Overhead¦Deteriorated | Vegetation¦Tree - fell into line¦Conductor, Overhead¦Deteriorated | All
Vegetation | Vegetation | Tree - fell into line | Tree - fell into line | Conductor, Overhead | Conductor, Overhead | Normal | Normal | Vegetation¦Tree - fell into line¦Conductor, Overhead¦Normal | Vegetation¦Tree - fell into line¦Conductor, Overhead¦Normal | All
Vegetation | Vegetation | Tree - fell into line | Tree - fell into line | Conductor, Overhead | Conductor, Overhead | On Ground | On Ground | Vegetation¦Tree - fell into line¦Conductor, Overhead¦On Ground | Vegetation¦Tree - fell into line¦Conductor, Overhead¦On Ground | All
Vegetation | Vegetation | Tree - fell into line | Tree - fell into line | Conductor, Overhead | Conductor, Overhead | Together | Together | Vegetation¦Tree - fell into line¦Conductor, Overhead¦Together | Vegetation¦Tree - fell into line¦Conductor, Overhead¦Together | All
Vegetation | Vegetation | Tree - fell into line | Tree - fell into line | Conductor, Underground | Conductor, Underground | Broken | Broken | Vegetation¦Tree - fell into line¦Conductor, Underground¦Broken | Vegetation¦Tree - fell into line¦Conductor, Underground¦Broken | N/A
Vegetation | Vegetation | Tree - fell into line | Tree - fell into line | Conductor, Underground | Conductor, Underground | Broken, wire on ground | Broken, wire on ground | Vegetation¦Tree - fell into line¦Conductor, Underground¦Broken, wire on ground | Vegetation¦Tree - fell into line¦Conductor, Underground¦Broken, wire on ground | N/A
Vegetation | Vegetation | Tree - fell into line | Tree - fell into line | Conductor, Underground | Conductor, Underground | Normal | Normal | Vegetation¦Tree - fell into line¦Conductor, Underground¦Normal | Vegetation¦Tree - fell into line¦Conductor, Underground¦Normal | N/A
Vegetation | Vegetation | Tree - fell into line | Tree - fell into line | Connector or Splice (OH) | Connector or Splice (OH) | Broken | Broken | Vegetation¦Tree - fell into line¦Connector or Splice (OH)¦Broken | Vegetation¦Tree - fell into line¦Connector or Splice (OH)¦Broken | All
Vegetation | Vegetation | Tree - fell into line | Tree - fell into line | Connector or Splice (OH) | Connector or Splice (OH) | Broken, wire on ground | Broken, wire on ground | Vegetation¦Tree - fell into line¦Connector or Splice (OH)¦Broken, wire on ground | Vegetation¦Tree - fell into line¦Connector or Splice (OH)¦Broken, wire on ground | All
Vegetation | Vegetation | Tree - fell into line | Tree - fell into line | Connector or Splice (OH) | Connector or Splice (OH) | Broken, wire on object | Broken, wire on object | Vegetation¦Tree - fell into line¦Connector or Splice (OH)¦Broken, wire on object | Vegetation¦Tree - fell into line¦Connector or Splice (OH)¦Broken, wire on object | All
Vegetation | Vegetation | Tree - fell into line | Tree - fell into line | Connector or Splice (OH) | Connector or Splice (OH) | Normal | Normal | Vegetation¦Tree - fell into line¦Connector or Splice (OH)¦Normal | Vegetation¦Tree - fell into line¦Connector or Splice (OH)¦Normal | All
Vegetation | Vegetation | Tree - fell into line | Tree - fell into line | Crossarm, Steel | Crossarm, Steel | Broken | Broken | Vegetation¦Tree - fell into line¦Crossarm, Steel¦Broken | Vegetation¦Tree - fell into line¦Crossarm, Steel¦Broken | All
Vegetation | Vegetation | Tree - fell into line | Tree - fell into line | Crossarm, Steel | Crossarm, Steel | Broken, wire on ground | Broken, wire on ground | Vegetation¦Tree - fell into line¦Crossarm, Steel¦Broken, wire on ground | Vegetation¦Tree - fell into line¦Crossarm, Steel¦Broken, wire on ground | All
Vegetation | Vegetation | Tree - fell into line | Tree - fell into line | Crossarm, Wood | Crossarm, Wood | Broken | Broken | Vegetation¦Tree - fell into line¦Crossarm, Wood¦Broken | Vegetation¦Tree - fell into line¦Crossarm, Wood¦Broken | All
Vegetation | Vegetation | Tree - fell into line | Tree - fell into line | Crossarm, Wood | Crossarm, Wood | Broken, wire on ground | Broken, wire on ground | Vegetation¦Tree - fell into line¦Crossarm, Wood¦Broken, wire on ground | Vegetation¦Tree - fell into line¦Crossarm, Wood¦Broken, wire on ground | All
Vegetation | Vegetation | Tree - fell into line | Tree - fell into line | Crossarm, Wood | Crossarm, Wood | Broken, wire on object | Broken, wire on object | Vegetation¦Tree - fell into line¦Crossarm, Wood¦Broken, wire on object | Vegetation¦Tree - fell into line¦Crossarm, Wood¦Broken, wire on object | All
Vegetation | Vegetation | Tree - fell into line | Tree - fell into line | Crossarm, Wood | Crossarm, Wood | Burned/flashed | Burned/flashed | Vegetation¦Tree - fell into line¦Crossarm, Wood¦Burned/flashed | Vegetation¦Tree - fell into line¦Crossarm, Wood¦Burned/flashed | All
Vegetation | Vegetation | Tree - fell into line | Tree - fell into line | Customer Equipment | Customer Equipment | Broken | Broken | Vegetation¦Tree - fell into line¦Customer Equipment¦Broken | Vegetation¦Tree - fell into line¦Customer Equipment¦Broken | None
Vegetation | Vegetation | Tree - fell into line | Tree - fell into line | Customer Equipment | Customer Equipment | On Ground | On Ground | Vegetation¦Tree - fell into line¦Customer Equipment¦On Ground | Vegetation¦Tree - fell into line¦Customer Equipment¦On Ground | None
Vegetation | Vegetation | Tree - fell into line | Tree - fell into line | Fuse | Fuse | Arcing | Arcing | Vegetation¦Tree - fell into line¦Fuse¦Arcing | Vegetation¦Tree - fell into line¦Fuse¦Arcing | All
Vegetation | Vegetation | Tree - fell into line | Tree - fell into line | Fuse | Fuse | Broken | Broken | Vegetation¦Tree - fell into line¦Fuse¦Broken | Vegetation¦Tree - fell into line¦Fuse¦Broken | All
Vegetation | Vegetation | Tree - fell into line | Tree - fell into line | Fuse | Fuse | Burned Open | Burned Open | Vegetation¦Tree - fell into line¦Fuse¦Burned Open | Vegetation¦Tree - fell into line¦Fuse¦Burned Open | All
Vegetation | Vegetation | Tree - fell into line | Tree - fell into line | Fuse | Fuse | Normal | Normal | Vegetation¦Tree - fell into line¦Fuse¦Normal | Vegetation¦Tree - fell into line¦Fuse¦Normal | All
Vegetation | Vegetation | Tree - fell into line | Tree - fell into line | Insulator | Insulator | Broken | Broken | Vegetation¦Tree - fell into line¦Insulator¦Broken | Vegetation¦Tree - fell into line¦Insulator¦Broken | All
Vegetation | Vegetation | Tree - fell into line | Tree - fell into line | Insulator | Insulator | Broken, wire on ground | Broken, wire on ground | Vegetation¦Tree - fell into line¦Insulator¦Broken, wire on ground | Vegetation¦Tree - fell into line¦Insulator¦Broken, wire on ground | All
Vegetation | Vegetation | Tree - fell into line | Tree - fell into line | Insulator | Insulator | Broken, wire on object | Broken, wire on object | Vegetation¦Tree - fell into line¦Insulator¦Broken, wire on object | Vegetation¦Tree - fell into line¦Insulator¦Broken, wire on object | All
Vegetation | Vegetation | Tree - fell into line | Tree - fell into line | Insulator | Insulator | Normal | Normal | Vegetation¦Tree - fell into line¦Insulator¦Normal | Vegetation¦Tree - fell into line¦Insulator¦Normal | All
Vegetation | Vegetation | Tree - fell into line | Tree - fell into line | Jumper | Jumper | Broken | Broken | Vegetation¦Tree - fell into line¦Jumper¦Broken | Vegetation¦Tree - fell into line¦Jumper¦Broken | All
Vegetation | Vegetation | Tree - fell into line | Tree - fell into line | Jumper | Jumper | Burned Open | Burned Open | Vegetation¦Tree - fell into line¦Jumper¦Burned Open | Vegetation¦Tree - fell into line¦Jumper¦Burned Open | All
Vegetation | Vegetation | Tree - fell into line | Tree - fell into line | Jumper | Jumper | Burned/flashed | Burned/flashed | Vegetation¦Tree - fell into line¦Jumper¦Burned/flashed | Vegetation¦Tree - fell into line¦Jumper¦Burned/flashed | All
Vegetation | Vegetation | Tree - fell into line | Tree - fell into line | Jumper | Jumper | Normal | Normal | Vegetation¦Tree - fell into line¦Jumper¦Normal | Vegetation¦Tree - fell into line¦Jumper¦Normal | All
Vegetation | Vegetation | Tree - fell into line | Tree - fell into line | Other | Other | Broken | Broken | Vegetation¦Tree - fell into line¦Other¦Broken | Vegetation¦Tree - fell into line¦Other¦Broken | N/A
Vegetation | Vegetation | Tree - fell into line | Tree - fell into line | Other | Other | Broken, wire on ground | Broken, wire on ground | Vegetation¦Tree - fell into line¦Other¦Broken, wire on ground | Vegetation¦Tree - fell into line¦Other¦Broken, wire on ground | N/A
Vegetation | Vegetation | Tree - fell into line | Tree - fell into line | Other | Other | Normal | Normal | Vegetation¦Tree - fell into line¦Other¦Normal | Vegetation¦Tree - fell into line¦Other¦Normal | N/A
Vegetation | Vegetation | Tree - fell into line | Tree - fell into line | Other | Other | Together | Together | Vegetation¦Tree - fell into line¦Other¦Together | Vegetation¦Tree - fell into line¦Other¦Together | N/A
Vegetation | Vegetation | Tree - fell into line | Tree - fell into line | Pole - Tower, steel | Pole - Tower, steel | Burned/flashed | Burned/flashed | Vegetation¦Tree - fell into line¦Pole - Tower, steel¦Burned/flashed | Vegetation¦Tree - fell into line¦Pole - Tower, steel¦Burned/flashed | All
Vegetation | Vegetation | Tree - fell into line | Tree - fell into line | Pole - Tower, steel | Pole - Tower, steel | Normal | Normal | Vegetation¦Tree - fell into line¦Pole - Tower, steel¦Normal | Vegetation¦Tree - fell into line¦Pole - Tower, steel¦Normal | All
Vegetation | Vegetation | Tree - fell into line | Tree - fell into line | Pole-Wood | Pole-Wood | Broken | Broken | Vegetation¦Tree - fell into line¦Pole-Wood¦Broken | Vegetation¦Tree - fell into line¦Pole-Wood¦Broken | All
Vegetation | Vegetation | Tree - fell into line | Tree - fell into line | Pole-Wood | Pole-Wood | Broken, wire on ground | Broken, wire on ground | Vegetation¦Tree - fell into line¦Pole-Wood¦Broken, wire on ground | Vegetation¦Tree - fell into line¦Pole-Wood¦Broken, wire on ground | All
Vegetation | Vegetation | Tree - fell into line | Tree - fell into line | Pole-Wood | Pole-Wood | Broken, wire on object | Broken, wire on object | Vegetation¦Tree - fell into line¦Pole-Wood¦Broken, wire on object | Vegetation¦Tree - fell into line¦Pole-Wood¦Broken, wire on object | All
Vegetation | Vegetation | Tree - fell into line | Tree - fell into line | Pole-Wood | Pole-Wood | Burned/flashed | Burned/flashed | Vegetation¦Tree - fell into line¦Pole-Wood¦Burned/flashed | Vegetation¦Tree - fell into line¦Pole-Wood¦Burned/flashed | All
Vegetation | Vegetation | Tree - fell into line | Tree - fell into line | Pole-Wood | Pole-Wood | Deteriorated | Deteriorated | Vegetation¦Tree - fell into line¦Pole-Wood¦Deteriorated | Vegetation¦Tree - fell into line¦Pole-Wood¦Deteriorated | All
Vegetation | Vegetation | Tree - fell into line | Tree - fell into line | Pole-Wood | Pole-Wood | Normal | Normal | Vegetation¦Tree - fell into line¦Pole-Wood¦Normal | Vegetation¦Tree - fell into line¦Pole-Wood¦Normal | All
Vegetation | Vegetation | Tree - fell into line | Tree - fell into line | Pole-Wood | Pole-Wood | On Ground | On Ground | Vegetation¦Tree - fell into line¦Pole-Wood¦On Ground | Vegetation¦Tree - fell into line¦Pole-Wood¦On Ground | All
Vegetation | Vegetation | Tree - fell into line | Tree - fell into line | Pole-Wood | Pole-Wood | Together | Together | Vegetation¦Tree - fell into line¦Pole-Wood¦Together | Vegetation¦Tree - fell into line¦Pole-Wood¦Together | All
Vegetation | Vegetation | Tree - fell into line | Tree - fell into line | Recloser | Recloser | Arcing | Arcing | Vegetation¦Tree - fell into line¦Recloser¦Arcing | Vegetation¦Tree - fell into line¦Recloser¦Arcing | All
Vegetation | Vegetation | Tree - fell into line | Tree - fell into line | Recloser | Recloser | Normal | Normal | Vegetation¦Tree - fell into line¦Recloser¦Normal | Vegetation¦Tree - fell into line¦Recloser¦Normal | All
Vegetation | Vegetation | Tree - fell into line | Tree - fell into line | Secondary | Secondary | Arcing | Arcing | Vegetation¦Tree - fell into line¦Secondary¦Arcing | Vegetation¦Tree - fell into line¦Secondary¦Arcing | High
Vegetation | Vegetation | Tree - fell into line | Tree - fell into line | Secondary | Secondary | Bent or Twisted | Bent or Twisted | Vegetation¦Tree - fell into line¦Secondary¦Bent or Twisted | Vegetation¦Tree - fell into line¦Secondary¦Bent or Twisted | High
Vegetation | Vegetation | Tree - fell into line | Tree - fell into line | Secondary | Secondary | Broken | Broken | Vegetation¦Tree - fell into line¦Secondary¦Broken | Vegetation¦Tree - fell into line¦Secondary¦Broken | Medium
Vegetation | Vegetation | Tree - fell into line | Tree - fell into line | Secondary | Secondary | Broken, wire on ground | Broken, wire on ground | Vegetation¦Tree - fell into line¦Secondary¦Broken, wire on ground | Vegetation¦Tree - fell into line¦Secondary¦Broken, wire on ground | Medium
Vegetation | Vegetation | Tree - fell into line | Tree - fell into line | Secondary | Secondary | Broken, wire on object | Broken, wire on object | Vegetation¦Tree - fell into line¦Secondary¦Broken, wire on object | Vegetation¦Tree - fell into line¦Secondary¦Broken, wire on object | Medium
Vegetation | Vegetation | Tree - fell into line | Tree - fell into line | Secondary | Secondary | Burned/flashed | Burned/flashed | Vegetation¦Tree - fell into line¦Secondary¦Burned/flashed | Vegetation¦Tree - fell into line¦Secondary¦Burned/flashed | High
Vegetation | Vegetation | Tree - fell into line | Tree - fell into line | Secondary | Secondary | Normal | Normal | Vegetation¦Tree - fell into line¦Secondary¦Normal | Vegetation¦Tree - fell into line¦Secondary¦Normal | High
Vegetation | Vegetation | Tree - fell into line | Tree - fell into line | Secondary | Secondary | On Ground | On Ground | Vegetation¦Tree - fell into line¦Secondary¦On Ground | Vegetation¦Tree - fell into line¦Secondary¦On Ground | Medium
Vegetation | Vegetation | Tree - fell into line | Tree - fell into line | Secondary | Secondary | Together | Together | Vegetation¦Tree - fell into line¦Secondary¦Together | Vegetation¦Tree - fell into line¦Secondary¦Together | High
Vegetation | Vegetation | Tree - fell into line | Tree - fell into line | Sectionalizer | Sectionalizer | Normal | Normal | Vegetation¦Tree - fell into line¦Sectionalizer¦Normal | Vegetation¦Tree - fell into line¦Sectionalizer¦Normal | All
Vegetation | Vegetation | Tree - fell into line | Tree - fell into line | Service conductor | Service conductor | Bent or Twisted | Bent or Twisted | Vegetation¦Tree - fell into line¦Service conductor¦Bent or Twisted | Vegetation¦Tree - fell into line¦Service conductor¦Bent or Twisted | High
Vegetation | Vegetation | Tree - fell into line | Tree - fell into line | Service conductor | Service conductor | Broken | Broken | Vegetation¦Tree - fell into line¦Service conductor¦Broken | Vegetation¦Tree - fell into line¦Service conductor¦Broken | Medium
Vegetation | Vegetation | Tree - fell into line | Tree - fell into line | Service conductor | Service conductor | Broken, wire on ground | Broken, wire on ground | Vegetation¦Tree - fell into line¦Service conductor¦Broken, wire on ground | Vegetation¦Tree - fell into line¦Service conductor¦Broken, wire on ground | Medium
Vegetation | Vegetation | Tree - fell into line | Tree - fell into line | Service conductor | Service conductor | Broken, wire on object | Broken, wire on object | Vegetation¦Tree - fell into line¦Service conductor¦Broken, wire on object | Vegetation¦Tree - fell into line¦Service conductor¦Broken, wire on object | Medium
Vegetation | Vegetation | Tree - fell into line | Tree - fell into line | Service conductor | Service conductor | Burned Open | Burned Open | Vegetation¦Tree - fell into line¦Service conductor¦Burned Open | Vegetation¦Tree - fell into line¦Service conductor¦Burned Open | Medium
Vegetation | Vegetation | Tree - fell into line | Tree - fell into line | Service conductor | Service conductor | Deteriorated | Deteriorated | Vegetation¦Tree - fell into line¦Service conductor¦Deteriorated | Vegetation¦Tree - fell into line¦Service conductor¦Deteriorated | High
Vegetation | Vegetation | Tree - fell into line | Tree - fell into line | Service conductor | Service conductor | Normal | Normal | Vegetation¦Tree - fell into line¦Service conductor¦Normal | Vegetation¦Tree - fell into line¦Service conductor¦Normal | High
Vegetation | Vegetation | Tree - fell into line | Tree - fell into line | Service conductor | Service conductor | On Ground | On Ground | Vegetation¦Tree - fell into line¦Service conductor¦On Ground | Vegetation¦Tree - fell into line¦Service conductor¦On Ground | Medium
Vegetation | Vegetation | Tree - fell into line | Tree - fell into line | Service conductor | Service conductor | Together | Together | Vegetation¦Tree - fell into line¦Service conductor¦Together | Vegetation¦Tree - fell into line¦Service conductor¦Together | High
Vegetation | Vegetation | Tree - fell into line | Tree - fell into line | Switch (OH) | Switch (OH) | Broken | Broken | Vegetation¦Tree - fell into line¦Switch (OH)¦Broken | Vegetation¦Tree - fell into line¦Switch (OH)¦Broken | All
Vegetation | Vegetation | Tree - fell into line | Tree - fell into line | Switch (OH) | Switch (OH) | Normal | Normal | Vegetation¦Tree - fell into line¦Switch (OH)¦Normal | Vegetation¦Tree - fell into line¦Switch (OH)¦Normal | All
Vegetation | Vegetation | Tree - fell into line | Tree - fell into line | Transformer | Transformer | Arcing | Arcing | Vegetation¦Tree - fell into line¦Transformer¦Arcing | Vegetation¦Tree - fell into line¦Transformer¦Arcing | All
Vegetation | Vegetation | Tree - fell into line | Tree - fell into line | Transformer | Transformer | Bent or Twisted | Bent or Twisted | Vegetation¦Tree - fell into line¦Transformer¦Bent or Twisted | Vegetation¦Tree - fell into line¦Transformer¦Bent or Twisted | All
Vegetation | Vegetation | Tree - fell into line | Tree - fell into line | Transformer | Transformer | Broken | Broken | Vegetation¦Tree - fell into line¦Transformer¦Broken | Vegetation¦Tree - fell into line¦Transformer¦Broken | All
Vegetation | Vegetation | Tree - fell into line | Tree - fell into line | Transformer | Transformer | Broken, wire on ground | Broken, wire on ground | Vegetation¦Tree - fell into line¦Transformer¦Broken, wire on ground | Vegetation¦Tree - fell into line¦Transformer¦Broken, wire on ground | All
Vegetation | Vegetation | Tree - fell into line | Tree - fell into line | Transformer | Transformer | Broken, wire on object | Broken, wire on object | Vegetation¦Tree - fell into line¦Transformer¦Broken, wire on object | Vegetation¦Tree - fell into line¦Transformer¦Broken, wire on object | All
Vegetation | Vegetation | Tree - fell into line | Tree - fell into line | Transformer | Transformer | Burned/flashed | Burned/flashed | Vegetation¦Tree - fell into line¦Transformer¦Burned/flashed | Vegetation¦Tree - fell into line¦Transformer¦Burned/flashed | All
Vegetation | Vegetation | Tree - fell into line | Tree - fell into line | Transformer | Transformer | Deteriorated | Deteriorated | Vegetation¦Tree - fell into line¦Transformer¦Deteriorated | Vegetation¦Tree - fell into line¦Transformer¦Deteriorated | All
Vegetation | Vegetation | Tree - fell into line | Tree - fell into line | Transformer | Transformer | Leaking | Leaking | Vegetation¦Tree - fell into line¦Transformer¦Leaking | Vegetation¦Tree - fell into line¦Transformer¦Leaking | All
Vegetation | Vegetation | Tree - fell into line | Tree - fell into line | Transformer | Transformer | Malfunctioning | Malfunctioning | Vegetation¦Tree - fell into line¦Transformer¦Malfunctioning | Vegetation¦Tree - fell into line¦Transformer¦Malfunctioning | All
Vegetation | Vegetation | Tree - fell into line | Tree - fell into line | Transformer | Transformer | Normal | Normal | Vegetation¦Tree - fell into line¦Transformer¦Normal | Vegetation¦Tree - fell into line¦Transformer¦Normal | All
Vegetation | Vegetation | Tree - fell into line | Tree - fell into line | Transformer | Transformer | On Ground | On Ground | Vegetation¦Tree - fell into line¦Transformer¦On Ground | Vegetation¦Tree - fell into line¦Transformer¦On Ground | All
Vegetation | Vegetation | Tree - fell into line | Tree - fell into line | Transformer | Transformer | Together | Together | Vegetation¦Tree - fell into line¦Transformer¦Together | Vegetation¦Tree - fell into line¦Transformer¦Together | All
Vegetation | Vegetation | Tree - fell into line | Tree - fell into line | Transformer (OH) | Transformer (OH) | Broken | Broken | Vegetation¦Tree - fell into line¦Transformer (OH)¦Broken | Vegetation¦Tree - fell into line¦Transformer (OH)¦Broken | All
Vegetation | Vegetation | Tree - fell into line | Tree - fell into line | Transformer (OH) | Transformer (OH) | Broken, wire on ground | Broken, wire on ground | Vegetation¦Tree - fell into line¦Transformer (OH)¦Broken, wire on ground | Vegetation¦Tree - fell into line¦Transformer (OH)¦Broken, wire on ground | All
Vegetation | Vegetation | Tree - fell into line | Tree - fell into line | Transformer (OH) | Transformer (OH) | Burned/flashed | Burned/flashed | Vegetation¦Tree - fell into line¦Transformer (OH)¦Burned/flashed | Vegetation¦Tree - fell into line¦Transformer (OH)¦Burned/flashed | All
Vegetation | Vegetation | Tree - fell into line | Tree - fell into line | Transformer (OH) | Transformer (OH) | Leaking | Leaking | Vegetation¦Tree - fell into line¦Transformer (OH)¦Leaking | Vegetation¦Tree - fell into line¦Transformer (OH)¦Leaking | All
Vegetation | Vegetation | Tree - fell into line | Tree - fell into line | Transformer (OH) | Transformer (OH) | Normal | Normal | Vegetation¦Tree - fell into line¦Transformer (OH)¦Normal | Vegetation¦Tree - fell into line¦Transformer (OH)¦Normal | All
Vegetation | Vegetation | Tree - fell into line | Tree - fell into line | Transformer (OH) | Transformer (OH) | On Ground | On Ground | Vegetation¦Tree - fell into line¦Transformer (OH)¦On Ground | Vegetation¦Tree - fell into line¦Transformer (OH)¦On Ground | All
Vegetation | Vegetation | Tree - fell into line | Tree - fell into line | Transformer (UG) | Transformer (UG) | Normal | Normal | Vegetation¦Tree - fell into line¦Transformer (UG)¦Normal | Vegetation¦Tree - fell into line¦Transformer (UG)¦Normal | N/A
Vegetation | Vegetation | Tree - fell into line | Tree - fell into line | Woodpin | Woodpin | Broken | Broken | Vegetation¦Tree - fell into line¦Woodpin¦Broken | Vegetation¦Tree - fell into line¦Woodpin¦Broken | All
Vegetation | Vegetation | Tree - fell into line | Tree - fell into line | Woodpin | Woodpin | Normal | Normal | Vegetation¦Tree - fell into line¦Woodpin¦Normal | Vegetation¦Tree - fell into line¦Woodpin¦Normal | All
Vegetation | Vegetation | Tree - grew into line | Tree - grew into line | Anchor or Guy | Anchor or Guy | Broken | Broken | Vegetation¦Tree - grew into line¦Anchor or Guy¦Broken | Vegetation¦Tree - grew into line¦Anchor or Guy¦Broken | All
Vegetation | Vegetation | Tree - grew into line | Tree - grew into line | Circuit Breaker | Circuit Breaker | Normal | Normal | Vegetation¦Tree - grew into line¦Circuit Breaker¦Normal | Vegetation¦Tree - grew into line¦Circuit Breaker¦Normal | All
Vegetation | Vegetation | Tree - grew into line | Tree - grew into line | Conductor, Overhead | Conductor, Overhead | Arcing | Arcing | Vegetation¦Tree - grew into line¦Conductor, Overhead¦Arcing | Vegetation¦Tree - grew into line¦Conductor, Overhead¦Arcing | All
Vegetation | Vegetation | Tree - grew into line | Tree - grew into line | Conductor, Overhead | Conductor, Overhead | Bent or Twisted | Bent or Twisted | Vegetation¦Tree - grew into line¦Conductor, Overhead¦Bent or Twisted | Vegetation¦Tree - grew into line¦Conductor, Overhead¦Bent or Twisted | All
Vegetation | Vegetation | Tree - grew into line | Tree - grew into line | Conductor, Overhead | Conductor, Overhead | Broken | Broken | Vegetation¦Tree - grew into line¦Conductor, Overhead¦Broken | Vegetation¦Tree - grew into line¦Conductor, Overhead¦Broken | All
Vegetation | Vegetation | Tree - grew into line | Tree - grew into line | Conductor, Overhead | Conductor, Overhead | Broken, wire on ground | Broken, wire on ground | Vegetation¦Tree - grew into line¦Conductor, Overhead¦Broken, wire on ground | Vegetation¦Tree - grew into line¦Conductor, Overhead¦Broken, wire on ground | All
Vegetation | Vegetation | Tree - grew into line | Tree - grew into line | Conductor, Overhead | Conductor, Overhead | Broken, wire on object | Broken, wire on object | Vegetation¦Tree - grew into line¦Conductor, Overhead¦Broken, wire on object | Vegetation¦Tree - grew into line¦Conductor, Overhead¦Broken, wire on object | All
Vegetation | Vegetation | Tree - grew into line | Tree - grew into line | Conductor, Overhead | Conductor, Overhead | Burned/flashed | Burned/flashed | Vegetation¦Tree - grew into line¦Conductor, Overhead¦Burned/flashed | Vegetation¦Tree - grew into line¦Conductor, Overhead¦Burned/flashed | All
Vegetation | Vegetation | Tree - grew into line | Tree - grew into line | Conductor, Overhead | Conductor, Overhead | Contaminated | Contaminated | Vegetation¦Tree - grew into line¦Conductor, Overhead¦Contaminated | Vegetation¦Tree - grew into line¦Conductor, Overhead¦Contaminated | All
Vegetation | Vegetation | Tree - grew into line | Tree - grew into line | Conductor, Overhead | Conductor, Overhead | Deteriorated | Deteriorated | Vegetation¦Tree - grew into line¦Conductor, Overhead¦Deteriorated | Vegetation¦Tree - grew into line¦Conductor, Overhead¦Deteriorated | All
Vegetation | Vegetation | Tree - grew into line | Tree - grew into line | Conductor, Overhead | Conductor, Overhead | Normal | Normal | Vegetation¦Tree - grew into line¦Conductor, Overhead¦Normal | Vegetation¦Tree - grew into line¦Conductor, Overhead¦Normal | All
Vegetation | Vegetation | Tree - grew into line | Tree - grew into line | Conductor, Overhead | Conductor, Overhead | Together | Together | Vegetation¦Tree - grew into line¦Conductor, Overhead¦Together | Vegetation¦Tree - grew into line¦Conductor, Overhead¦Together | All
Vegetation | Vegetation | Tree - grew into line | Tree - grew into line | Crossarm, Wood | Crossarm, Wood | Broken | Broken | Vegetation¦Tree - grew into line¦Crossarm, Wood¦Broken | Vegetation¦Tree - grew into line¦Crossarm, Wood¦Broken | All
Vegetation | Vegetation | Tree - grew into line | Tree - grew into line | Crossarm, Wood | Crossarm, Wood | Burned/flashed | Burned/flashed | Vegetation¦Tree - grew into line¦Crossarm, Wood¦Burned/flashed | Vegetation¦Tree - grew into line¦Crossarm, Wood¦Burned/flashed | All
Vegetation | Vegetation | Tree - grew into line | Tree - grew into line | Fuse | Fuse | Normal | Normal | Vegetation¦Tree - grew into line¦Fuse¦Normal | Vegetation¦Tree - grew into line¦Fuse¦Normal | All
Vegetation | Vegetation | Tree - grew into line | Tree - grew into line | Pole-Wood | Pole-Wood | Broken | Broken | Vegetation¦Tree - grew into line¦Pole-Wood¦Broken | Vegetation¦Tree - grew into line¦Pole-Wood¦Broken | All
Vegetation | Vegetation | Tree - grew into line | Tree - grew into line | Pole-Wood | Pole-Wood | Broken, wire on ground | Broken, wire on ground | Vegetation¦Tree - grew into line¦Pole-Wood¦Broken, wire on ground | Vegetation¦Tree - grew into line¦Pole-Wood¦Broken, wire on ground | All
Vegetation | Vegetation | Tree - grew into line | Tree - grew into line | Pole-Wood | Pole-Wood | Normal | Normal | Vegetation¦Tree - grew into line¦Pole-Wood¦Normal | Vegetation¦Tree - grew into line¦Pole-Wood¦Normal | All
Vegetation | Vegetation | Tree - grew into line | Tree - grew into line | Secondary | Secondary | Arcing | Arcing | Vegetation¦Tree - grew into line¦Secondary¦Arcing | Vegetation¦Tree - grew into line¦Secondary¦Arcing | High
Vegetation | Vegetation | Tree - grew into line | Tree - grew into line | Secondary | Secondary | Bent or Twisted | Bent or Twisted | Vegetation¦Tree - grew into line¦Secondary¦Bent or Twisted | #N/A | High
Vegetation | Vegetation | Tree - grew into line | Tree - grew into line | Secondary | Secondary | Broken | Broken | Vegetation¦Tree - grew into line¦Secondary¦Broken | #N/A | Medium
Vegetation | Vegetation | Tree - grew into line | Tree - grew into line | Secondary | Secondary | Broken, wire on ground | Broken, wire on ground | Vegetation¦Tree - grew into line¦Secondary¦Broken, wire on ground | Vegetation¦Tree - grew into line¦Secondary¦Broken, wire on ground | Medium
Vegetation | Vegetation | Tree - grew into line | Tree - grew into line | Secondary | Secondary | Burned/flashed | Burned/flashed | Vegetation¦Tree - grew into line¦Secondary¦Burned/flashed | #N/A | High
Vegetation | Vegetation | Tree - grew into line | Tree - grew into line | Secondary | Secondary | Normal | Normal | Vegetation¦Tree - grew into line¦Secondary¦Normal | Vegetation¦Tree - grew into line¦Secondary¦Normal | High
Vegetation | Vegetation | Tree - grew into line | Tree - grew into line | Secondary | Secondary | On Ground | On Ground | Vegetation¦Tree - grew into line¦Secondary¦On Ground | #N/A | Medium
Vegetation | Vegetation | Tree - grew into line | Tree - grew into line | Secondary | Secondary | Together | Together | Vegetation¦Tree - grew into line¦Secondary¦Together | #N/A | High
Vegetation | Vegetation | Tree - grew into line | Tree - grew into line | Service conductor | Service conductor | Broken | Broken | Vegetation¦Tree - grew into line¦Service conductor¦Broken | #N/A | Medium
Vegetation | Vegetation | Tree - grew into line | Tree - grew into line | Service conductor | Service conductor | Broken, wire on ground | Broken, wire on ground | Vegetation¦Tree - grew into line¦Service conductor¦Broken, wire on ground | #N/A | Medium
Vegetation | Vegetation | Tree - grew into line | Tree - grew into line | Service conductor | Service conductor | Burned Open | Burned Open | Vegetation¦Tree - grew into line¦Service conductor¦Burned Open | #N/A | Medium
Vegetation | Vegetation | Tree - grew into line | Tree - grew into line | Service conductor | Service conductor | Burned/flashed | Burned/flashed | Vegetation¦Tree - grew into line¦Service conductor¦Burned/flashed | #N/A | High
Vegetation | Vegetation | Tree - grew into line | Tree - grew into line | Service conductor | Service conductor | Normal | Normal | Vegetation¦Tree - grew into line¦Service conductor¦Normal | #N/A | High
Vegetation | Vegetation | Tree - grew into line | Tree - grew into line | Transformer | Transformer | Annealed | Annealed | Vegetation¦Tree - grew into line¦Transformer¦Annealed | #N/A | All
Vegetation | Vegetation | Tree - grew into line | Tree - grew into line | Transformer | Transformer | Arcing | Arcing | Vegetation¦Tree - grew into line¦Transformer¦Arcing | #N/A | All
Vegetation | Vegetation | Tree - grew into line | Tree - grew into line | Transformer | Transformer | Bent or Twisted | Bent or Twisted | Vegetation¦Tree - grew into line¦Transformer¦Bent or Twisted | #N/A | All
Vegetation | Vegetation | Tree - grew into line | Tree - grew into line | Transformer | Transformer | Broken | Broken | Vegetation¦Tree - grew into line¦Transformer¦Broken | #N/A | All
Vegetation | Vegetation | Tree - grew into line | Tree - grew into line | Transformer | Transformer | Broken, wire on ground | Broken, wire on ground | Vegetation¦Tree - grew into line¦Transformer¦Broken, wire on ground | #N/A | All
Vegetation | Vegetation | Tree - grew into line | Tree - grew into line | Transformer | Transformer | Broken, wire on object | Broken, wire on object | Vegetation¦Tree - grew into line¦Transformer¦Broken, wire on object | #N/A | All
Vegetation | Vegetation | Tree - grew into line | Tree - grew into line | Transformer | Transformer | Normal | Normal | Vegetation¦Tree - grew into line¦Transformer¦Normal | #N/A | All
Vegetation | Vegetation | Tree - grew into line | Tree - grew into line | Transformer | Transformer | On Ground | On Ground | Vegetation¦Tree - grew into line¦Transformer¦On Ground | #N/A | All
Vegetation | Vegetation | Tree - grew into line | Tree - grew into line | Transformer | Transformer | Together | Together | Vegetation¦Tree - grew into line¦Transformer¦Together | #N/A | All
Vegetation | Vegetation | Tree - grew into line | Tree - grew into line | Transformer (OH) | Transformer (OH) | Broken | Broken | Vegetation¦Tree - grew into line¦Transformer (OH)¦Broken | #N/A | All
Vegetation | Vegetation | Tree - grew into line | Tree - grew into line | Transformer (OH) | Transformer (OH) | Normal | Normal | Vegetation¦Tree - grew into line¦Transformer (OH)¦Normal | #N/A | All
Vegetation | Vegetation | Tree - palm frond fell into line | Tree - palm frond fell into line | Conductor, Overhead | Conductor, Overhead | Bent or Twisted | Bent or Twisted | Vegetation¦Tree - palm frond fell into line¦Conductor, Overhead¦Bent or Twisted | #N/A | All
Vegetation | Vegetation | Tree - palm frond fell into line | Tree - palm frond fell into line | Conductor, Overhead | Conductor, Overhead | Broken, wire on ground | Broken, wire on ground | Vegetation¦Tree - palm frond fell into line¦Conductor, Overhead¦Broken, wire on ground | #N/A | All
Vegetation | Vegetation | Tree - palm frond fell into line | Tree - palm frond fell into line | Conductor, Overhead | Conductor, Overhead | Normal | Normal | Vegetation¦Tree - palm frond fell into line¦Conductor, Overhead¦Normal | #N/A | All
Vegetation | Vegetation | Tree - palm frond fell into line | Tree - palm frond fell into line | Conductor, Overhead | Conductor, Overhead | Together | Together | Vegetation¦Tree - palm frond fell into line¦Conductor, Overhead¦Together | #N/A | All
Vegetation | Vegetation | Tree - palm frond fell into line | Tree - palm frond fell into line | Fuse | Fuse | Normal | Normal | Vegetation¦Tree - palm frond fell into line¦Fuse¦Normal | #N/A | All
Vegetation | Vegetation | Tree - palm frond fell into line | Tree - palm frond fell into line | Jumper | Jumper | Burned Open | Burned Open | Vegetation¦Tree - palm frond fell into line¦Jumper¦Burned Open | #N/A | All
Vegetation | Vegetation | Tree - palm frond fell into line | Tree - palm frond fell into line | Service conductor | Service conductor | Broken, wire on ground | Broken, wire on ground | Vegetation¦Tree - palm frond fell into line¦Service conductor¦Broken, wire on ground | #N/A | Medium
Vegetation | Vegetation | Tree - palm frond fell into line | Tree - palm frond fell into line | Transformer | Transformer | Burned/flashed | Burned/flashed | Vegetation¦Tree - palm frond fell into line¦Transformer¦Burned/flashed | #N/A | All
Wildfire Mitigation | Wildfire Mitigation | CWSP - Vegetation Removal | CWSP - Vegetation Removal | (blank) | (blank) | (blank) | (blank) | Wildfire Mitigation¦CWSP - Vegetation Removal¦(blank)¦(blank) | #N/A | N/A
Wildfire Mitigation | Wildfire Mitigation | CWSP - Vegetation Removal | CWSP - Vegetation Removal | Conductor, Overhead | Conductor, Overhead | Annealed | Annealed | Wildfire Mitigation¦CWSP - Vegetation Removal¦Conductor, Overhead¦Annealed | #N/A | N/A
Wildfire Mitigation | Wildfire Mitigation | CWSP - Vegetation Removal | CWSP - Vegetation Removal | Conductor, Overhead | Conductor, Overhead | Normal | Normal | Wildfire Mitigation¦CWSP - Vegetation Removal¦Conductor, Overhead¦Normal | #N/A | N/A
Wildfire Mitigation | Wildfire Mitigation | CWSP - Vegetation Removal | CWSP - Vegetation Removal | Fuse | Fuse | Normal | Normal | Wildfire Mitigation¦CWSP - Vegetation Removal¦Fuse¦Normal | #N/A | N/A
Wildfire Mitigation | Wildfire Mitigation | CWSP - Vegetation Removal | CWSP - Vegetation Removal | Other | Other | Normal | Normal | Wildfire Mitigation¦CWSP - Vegetation Removal¦Other¦Normal | #N/A | N/A
Wildfire Mitigation | Wildfire Mitigation | CWSP - Vegetation Removal | CWSP - Vegetation Removal | Pole-Wood | Pole-Wood | Broken | Broken | Wildfire Mitigation¦CWSP - Vegetation Removal¦Pole-Wood¦Broken | #N/A | N/A
Wildfire Mitigation | Wildfire Mitigation | CWSP - Vegetation Removal | CWSP - Vegetation Removal | Pole-Wood | Pole-Wood | Deteriorated | Deteriorated | Wildfire Mitigation¦CWSP - Vegetation Removal¦Pole-Wood¦Deteriorated | #N/A | N/A
Wildfire Mitigation | Wildfire Mitigation | CWSP - Vegetation Removal | CWSP - Vegetation Removal | Secondary | Secondary | Annealed | Annealed | Wildfire Mitigation¦CWSP - Vegetation Removal¦Secondary¦Annealed | #N/A | N/A
Wildfire Mitigation | Wildfire Mitigation | CWSP - Vegetation Removal | CWSP - Vegetation Removal | Secondary | Secondary | Normal | Normal | Wildfire Mitigation¦CWSP - Vegetation Removal¦Secondary¦Normal | #N/A | N/A
Wildfire Mitigation | Wildfire Mitigation | CWSP - Vegetation Removal | CWSP - Vegetation Removal | Transformer | Transformer | Burned/flashed | Burned/flashed | Wildfire Mitigation¦CWSP - Vegetation Removal¦Transformer¦Burned/flashed | #N/A | N/A
Wildfire Mitigation | Wildfire Mitigation | CWSP - Vegetation Removal | CWSP - Vegetation Removal | Transformer (OH) | Transformer (OH) | Normal | Normal | Wildfire Mitigation¦CWSP - Vegetation Removal¦Transformer (OH)¦Normal | #N/A | N/A
Wildfire Mitigation | Wildfire Mitigation | Public Safety Power Shut-off | Public Safety Power Shut-off | (blank) | (blank) | (blank) | (blank) | Wildfire Mitigation¦Public Safety Power Shut-off¦(blank)¦(blank) | #N/A | N/A
Wildfire Mitigation | Wildfire Mitigation | Public Safety Power Shut-off | Public Safety Power Shut-off | (blank) | (blank) | Normal | Normal | Wildfire Mitigation¦Public Safety Power Shut-off¦(blank)¦Normal | #N/A | N/A
Wildfire Mitigation | Wildfire Mitigation | Public Safety Power Shut-off | Public Safety Power Shut-off | Circuit Breaker | Circuit Breaker | (blank) | (blank) | Wildfire Mitigation¦Public Safety Power Shut-off¦Circuit Breaker¦(blank) | #N/A | N/A
Wildfire Mitigation | Wildfire Mitigation | Public Safety Power Shut-off | Public Safety Power Shut-off | Circuit Breaker | Circuit Breaker | Normal | Normal | Wildfire Mitigation¦Public Safety Power Shut-off¦Circuit Breaker¦Normal | #N/A | N/A
Wildfire Mitigation | Wildfire Mitigation | Public Safety Power Shut-off | Public Safety Power Shut-off | Conductor, Overhead | Conductor, Overhead | Arcing | Arcing | Wildfire Mitigation¦Public Safety Power Shut-off¦Conductor, Overhead¦Arcing | #N/A | N/A
Wildfire Mitigation | Wildfire Mitigation | Public Safety Power Shut-off | Public Safety Power Shut-off | Conductor, Overhead | Conductor, Overhead | Broken | Broken | Wildfire Mitigation¦Public Safety Power Shut-off¦Conductor, Overhead¦Broken | #N/A | N/A
Wildfire Mitigation | Wildfire Mitigation | Public Safety Power Shut-off | Public Safety Power Shut-off | Conductor, Overhead | Conductor, Overhead | Broken, wire on ground | Broken, wire on ground | Wildfire Mitigation¦Public Safety Power Shut-off¦Conductor, Overhead¦Broken, wire on ground | #N/A | N/A
Wildfire Mitigation | Wildfire Mitigation | Public Safety Power Shut-off | Public Safety Power Shut-off | Conductor, Overhead | Conductor, Overhead | Broken, wire on object | Broken, wire on object | Wildfire Mitigation¦Public Safety Power Shut-off¦Conductor, Overhead¦Broken, wire on object | #N/A | N/A
Wildfire Mitigation | Wildfire Mitigation | Public Safety Power Shut-off | Public Safety Power Shut-off | Conductor, Overhead | Conductor, Overhead | Deteriorated | Deteriorated | Wildfire Mitigation¦Public Safety Power Shut-off¦Conductor, Overhead¦Deteriorated | #N/A | N/A
Wildfire Mitigation | Wildfire Mitigation | Public Safety Power Shut-off | Public Safety Power Shut-off | Conductor, Overhead | Conductor, Overhead | Normal | Normal | Wildfire Mitigation¦Public Safety Power Shut-off¦Conductor, Overhead¦Normal | #N/A | N/A
Wildfire Mitigation | Wildfire Mitigation | Public Safety Power Shut-off | Public Safety Power Shut-off | Conductor, Overhead | Conductor, Overhead | Together | Together | Wildfire Mitigation¦Public Safety Power Shut-off¦Conductor, Overhead¦Together | #N/A | N/A
Wildfire Mitigation | Wildfire Mitigation | Public Safety Power Shut-off | Public Safety Power Shut-off | Connector or Splice (OH) | Connector or Splice (OH) | Broken, wire on ground | Broken, wire on ground | Wildfire Mitigation¦Public Safety Power Shut-off¦Connector or Splice (OH)¦Broken, wire on ground | #N/A | N/A
Wildfire Mitigation | Wildfire Mitigation | Public Safety Power Shut-off | Public Safety Power Shut-off | Crossarm, Wood | Crossarm, Wood | Broken | Broken | Wildfire Mitigation¦Public Safety Power Shut-off¦Crossarm, Wood¦Broken | #N/A | N/A
Wildfire Mitigation | Wildfire Mitigation | Public Safety Power Shut-off | Public Safety Power Shut-off | Crossarm, Wood | Crossarm, Wood | Broken, wire on ground | Broken, wire on ground | Wildfire Mitigation¦Public Safety Power Shut-off¦Crossarm, Wood¦Broken, wire on ground | #N/A | N/A
Wildfire Mitigation | Wildfire Mitigation | Public Safety Power Shut-off | Public Safety Power Shut-off | Crossarm, Wood | Crossarm, Wood | Deteriorated | Deteriorated | Wildfire Mitigation¦Public Safety Power Shut-off¦Crossarm, Wood¦Deteriorated | #N/A | N/A
Wildfire Mitigation | Wildfire Mitigation | Public Safety Power Shut-off | Public Safety Power Shut-off | Customer Equipment | Customer Equipment | Normal | Normal | Wildfire Mitigation¦Public Safety Power Shut-off¦Customer Equipment¦Normal | #N/A | N/A
Wildfire Mitigation | Wildfire Mitigation | Public Safety Power Shut-off | Public Safety Power Shut-off | Cutout- fuse holder | Cutout- fuse holder | Broken | Broken | Wildfire Mitigation¦Public Safety Power Shut-off¦Cutout- fuse holder¦Broken | #N/A | N/A
Wildfire Mitigation | Wildfire Mitigation | Public Safety Power Shut-off | Public Safety Power Shut-off | Fuse | Fuse | Normal | Normal | Wildfire Mitigation¦Public Safety Power Shut-off¦Fuse¦Normal | #N/A | N/A
Wildfire Mitigation | Wildfire Mitigation | Public Safety Power Shut-off | Public Safety Power Shut-off | Generator | Generator | Normal | Normal | Wildfire Mitigation¦Public Safety Power Shut-off¦Generator¦Normal | #N/A | N/A
Wildfire Mitigation | Wildfire Mitigation | Public Safety Power Shut-off | Public Safety Power Shut-off | Other | Other | Broken | Broken | Wildfire Mitigation¦Public Safety Power Shut-off¦Other¦Broken | #N/A | N/A
Wildfire Mitigation | Wildfire Mitigation | Public Safety Power Shut-off | Public Safety Power Shut-off | Other | Other | Normal | Normal | Wildfire Mitigation¦Public Safety Power Shut-off¦Other¦Normal | #N/A | N/A
Wildfire Mitigation | Wildfire Mitigation | Public Safety Power Shut-off | Public Safety Power Shut-off | Pole-Wood | Pole-Wood | Broken | Broken | Wildfire Mitigation¦Public Safety Power Shut-off¦Pole-Wood¦Broken | #N/A | N/A
Wildfire Mitigation | Wildfire Mitigation | Public Safety Power Shut-off | Public Safety Power Shut-off | Pole-Wood | Pole-Wood | Broken, wire on ground | Broken, wire on ground | Wildfire Mitigation¦Public Safety Power Shut-off¦Pole-Wood¦Broken, wire on ground | #N/A | N/A
Wildfire Mitigation | Wildfire Mitigation | Public Safety Power Shut-off | Public Safety Power Shut-off | Recloser | Recloser | Normal | Normal | Wildfire Mitigation¦Public Safety Power Shut-off¦Recloser¦Normal | #N/A | N/A
Wildfire Mitigation | Wildfire Mitigation | Public Safety Power Shut-off | Public Safety Power Shut-off | Secondary | Secondary | Broken, wire on ground | Broken, wire on ground | Wildfire Mitigation¦Public Safety Power Shut-off¦Secondary¦Broken, wire on ground | #N/A | N/A
Wildfire Mitigation | Wildfire Mitigation | Public Safety Power Shut-off | Public Safety Power Shut-off | Secondary | Secondary | Together | Together | Wildfire Mitigation¦Public Safety Power Shut-off¦Secondary¦Together | #N/A | N/A
Wildfire Mitigation | Wildfire Mitigation | Public Safety Power Shut-off | Public Safety Power Shut-off | Switch | Switch | Normal | Normal | Wildfire Mitigation¦Public Safety Power Shut-off¦Switch¦Normal | #N/A | N/A
Wildfire Mitigation | Wildfire Mitigation | Public Safety Power Shut-off | Public Safety Power Shut-off | Switch (OH) | Switch (OH) | Broken | Broken | Wildfire Mitigation¦Public Safety Power Shut-off¦Switch (OH)¦Broken | #N/A | N/A
Wildfire Mitigation | Wildfire Mitigation | Public Safety Power Shut-off | Public Safety Power Shut-off | Switch (OH) | Switch (OH) | Normal | Normal | Wildfire Mitigation¦Public Safety Power Shut-off¦Switch (OH)¦Normal | #N/A | N/A
Wildfire Mitigation | Wildfire Mitigation | Public Safety Power Shut-off | Public Safety Power Shut-off | Transformer | Transformer | Broken, wire on ground | Broken, wire on ground | Wildfire Mitigation¦Public Safety Power Shut-off¦Transformer¦Broken, wire on ground | #N/A | N/A
Wildfire Mitigation | Wildfire Mitigation | Public Safety Power Shut-off | Public Safety Power Shut-off | Transformer (OH) | Transformer (OH) | Normal | Normal | Wildfire Mitigation¦Public Safety Power Shut-off¦Transformer (OH)¦Normal | #N/A | N/A
Wildfire Mitigation | Wildfire Mitigation | Public Safety Power Shut-off | Public Safety Power Shut-off | Transformer (UG) | Transformer (UG) | Burned/flashed | Burned/flashed | Wildfire Mitigation¦Public Safety Power Shut-off¦Transformer (UG)¦Burned/flashed | #N/A | N/A
Wildfire Mitigation | Wildfire Mitigation | Public Safety Power Shut-off | Public Safety Power Shut-off | Woodpin | Woodpin | Broken | Broken | Wildfire Mitigation¦Public Safety Power Shut-off¦Woodpin¦Broken | #N/A | N/A

## Pivot_Outages_HFTD_Adjusted_v3
2023 Weighted Effectiveness
Count of ODB_EVENT_LOG_ID |  |  |  | FNLYEAR | [11 empty] | Status Quo |  | UG Primary, OH Secondary |  |  | UG Primary, OH Secondary
BASIC_CAUSE | SUPPLEMENTAL_CAUSE | EQUIPINVOLVED | EQUIPCONDITION | 2015 | 2016 | 2017 | 2018 | 2019 | 2020 | 2021 | 2022 | Grand Total | 2018-2022 Average | 2015-2022 Average | 2020-2022 Average | 2023 SME Effectiveness - Ignition | 2023 % Effectiveness | 2023 SME Effectiveness - Ignition | 2023 % Effectiveness |  | 3rd party | Animal | Company Initiated | Environmental/External | Equipment Failure/Involved | Unknown Cause | Vegetation | Wildfire Mitigation | Grand Total |  | BASIC_CAUSE | SUPPLEMENTAL_CAUSE | Effectiveness
3rd Party | Aircraft | Conductor, Overhead | Broken, wire on ground | FNLYEAR 2018: 3; FNLYEAR 2021: 1; FNLYEAR 2022: 3 | 7 | 1.4 | 0.875 | 1.3333 | None | 0% | All | 100% | 2015-2019 | 0% | 0% | N/A | 0% | 0% | 0% | 0% | N/A | N/A |  | 3rd Party | Aircraft | N/A
3rd Party | Aircraft | Conductor, Overhead | Normal | [8 empty] | 2 | 0.4 | 0.25 | 0.33333 | None | 0% | All | 100% |  | 0 | 0 | 0 | 0 | 0 | 0 | 0 | 0 | 0 |  | 3rd Party | Contact with High Voltage, 3rd party | N/A | bar: FNLYEAR 2018; FNLYEAR 2020
3rd Party | Aircraft | Conductor, Overhead | On Ground | [8 empty] | 1 | 0.2 | 0.125 | 0 | None | 0% | All | 100% | 2015-2021 | 32.46% | 30.89% | N/A | 7.204% | 10.38% | 322.2% | 7.179% | N/A | N/A |  | 3rd Party | Customer Equipment | N/A | bar: FNLYEAR 2018
3rd Party | Aircraft | Pole-Wood | Broken, wire on ground | [8 empty] | 1 | 0.2 | 0.125 | 0 | None | 0% | All | 100% |  | 121.7 | 131.6 | 0 | 18.2 | 221.9 | 14.9 | 196 | 0 | 0 |  | 3rd Party | Dig in- 3rd party | N/A | bar: FNLYEAR 2019
3rd Party | Contact with High Voltage, 3rd party | Conductor, Overhead | Normal |  |  | 1 | 2 | 1 | 1 |  | 2 | 7 | 1.2 | 0.875 | 1 | None | 0% | All | 100% | 2020-2021 | 0% | 0% | N/A | 0% | 0% | 0% | 0% | N/A | N/A |  | 3rd Party | Fire- house or bldg. | N/A
3rd Party | Contact with High Voltage, 3rd party | Conductor, Overhead | Broken, wire on ground | [8 empty] | 6 | 0.8 | 0.75 | 1 | None | 0% | All | 100% |  | 0 | 0 | 0 | 0 | 0 | 0 | 0 | 0 | 0 |  | 3rd Party | Gun Shot | N/A | bar: FNLYEAR 2015 to FNLYEAR 2016; FNLYEAR 2019 to FNLYEAR 2022
3rd Party | Contact with High Voltage, 3rd party | Conductor, Overhead | Together | FNLYEAR 2019: 2; FNLYEAR 2020: 1; FNLYEAR 2022: 1 | 4 | 0.8 | 0.5 | 0.66667 | None | 0% | All | 100% | [11 empty] | 3rd Party | Kite | N/A
3rd Party | Contact with High Voltage, 3rd party | Conductor, Overhead | Burned/flashed | FNLYEAR 2015: 2 | 2 | 0 | 0.25 | 0 | None | 0% | All | 100% | [11 empty] | 3rd Party | Metallic Balloon | N/A
3rd Party | Contact with High Voltage, 3rd party | Conductor, Overhead | Annealed | [8 empty] | 1 | 0 | 0.125 | 0 | None | 0% | All | 100% | [11 empty] | 3rd Party | Other | N/A | bar: FNLYEAR 2016
3rd Party | Contact with High Voltage, 3rd party | Conductor, Underground | Broken | [8 empty] | 1 | 0 | 0 | 0.33333 | N/A | 0% | N/A | 0% |  |  | 2018-2022 | 2015-2022 | 2020-2022 | [6 empty] | 3rd Party | Thrown Object | N/A | bar: FNLYEAR 2022
3rd Party | Contact with High Voltage, 3rd party | Cutout- fuse holder | Normal | [8 empty] | 1 | 0.2 | 0.125 | 0.33333 | None | 0% | All | 100% |  | UG Primary, OH Secondary | 97.54% | 97.71% | 97.31% | [6 empty] | 3rd Party | Tree - cutting, 3rd party | N/A | bar: FNLYEAR 2021
3rd Party | Contact with High Voltage, 3rd party | Fuse | Failed/Faulted | [8 empty] | 2 | 0.2 | 0.25 | 0 | None | 0% | All | 100% | [11 empty] | 3rd Party | Vandalism | N/A | bar: FNLYEAR 2016; FNLYEAR 2018
3rd Party | Contact with High Voltage, 3rd party | Pole-Wood | Broken, wire on ground | [8 empty] | 1 | 0.2 | 0.125 | 0.33333 | None | 0% | All | 100% | [11 empty] | 3rd Party | Vehicle | N/A | bar: FNLYEAR 2022
3rd Party | Contact with High Voltage, 3rd party | Pole-Wood | Broken | [8 empty] | 1 | 0.2 | 0.125 | 0 | None | 0% | All | 100% | [11 empty] | Animal | Bird found | N/A | bar: FNLYEAR 2018
3rd Party | Contact with High Voltage, 3rd party | Pothead(Riser Termination) | Broken | [8 empty] | 1 | 0 | 0.125 | 0 | None | 0% | All | 100% | [11 empty] | Animal | Other | N/A | bar: FNLYEAR 2015
3rd Party | Contact with High Voltage, 3rd party | Secondary | Burned Open | [8 empty] | 1 | 0.2 | 0.125 | 0 | None | 0% | Medium | 40% |  | GRC driver | GRC subdriver | RAMP subdriver | UG Primary, OH Secondary | [6 empty] | Animal | Squirrel | N/A | bar: FNLYEAR 2018
3rd Party | Contact with High Voltage, 3rd party | Secondary | Broken, wire on ground | [8 empty] | 1 | 0 | 0.125 | 0 | None | 0% | Medium | 40% |  | Contact from object | Animal contact | Animal | 99.74% | [6 empty] | Company Initiated | Construction Activity/equip, company | N/A | bar: FNLYEAR 2017
3rd Party | Customer Equipment | Bus | Failed/Faulted | [8 empty] | 1 | 0 | 0 | 0.33333 | N/A | 0% | N/A | 0% |  | Contact from object | Balloon contact | Balloons | 100% | [6 empty] | Company Initiated | Contact with High Voltage, company | N/A | bar: FNLYEAR 2021
3rd Party | Customer Equipment | Bus | Burned/flashed | [8 empty] | 1 | 0 | 0 | 0 | N/A | 0% | N/A | 0% |  | Contact from object | Other contact from object | 3rd Party - Other | 69.78% | [6 empty] | Company Initiated | Coordination failure | N/A | bar: FNLYEAR 2016
3rd Party | Customer Equipment | Circuit Breaker | Normal | [8 empty] | 2 | 0.2 | 0.25 | 0 | None | 0% | None | 0% |  | Contact from object | Vehicle contact | Vehicle | 99.37% | [6 empty] | Company Initiated | Dig in, company | N/A | bar: FNLYEAR 2017; FNLYEAR 2019
3rd Party | Customer Equipment | Circuit Breaker | Malfunctioning | [8 empty] | 1 | 0.2 | 0.125 | 0.33333 | None | 0% | None | 0% |  | Contamination | Contamination | Animal | 98.24% | [6 empty] | Company Initiated | Improper Construction | N/A | bar: FNLYEAR 2020
3rd Party | Customer Equipment | Circuit Breaker | Arcing | [8 empty] | 1 | 0.2 | 0.125 | 0.33333 | None | 0% | None | 0% |  | Equipment / facility failure | Anchor / guy damage or failure | Guy/Span Wire | 100% | [6 empty] | Company Initiated | Operating error | N/A | bar: FNLYEAR 2020
3rd Party | Customer Equipment | Circuit Breaker | Failed/Faulted | [8 empty] | 1 | 0.2 | 0.125 | 0.33333 | None | 0% | None | 0% |  | Equipment / facility failure | Capacitor bank damage or failure | Capacitor Bank | 100% | [6 empty] | Company Initiated | Other Circuits | N/A | bar: FNLYEAR 2022
3rd Party | Customer Equipment | Conductor, Overhead | Normal | 1 | 1 | 2 | 4 | 1 | 6 | 1 | 10 | 26 | 4.4 | 3.25 | 5.6667 | None | 0% | None | 0% |  | Equipment / facility failure | Conductor damage or failure | Conductor | 97.28% | [6 empty] | Company Initiated | Personnel, company | N/A
3rd Party | Customer Equipment | Conductor, Overhead | Broken | FNLYEAR 2015: 4; FNLYEAR 2017: 2; FNLYEAR 2018: 1 | 7 | 0.2 | 0.875 | 0 | None | 0% | None | 0% |  | Equipment / facility failure | Connection device damage or failure | Splice/Clamp/Connector | 100% | [6 empty] | Company Initiated | Return Circuit Normal | N/A
3rd Party | Customer Equipment | Conductor, Overhead | Broken, wire on ground | 1 |  | 1 | 1 | 2 |  |  | 1 | 6 | 0.8 | 0.75 | 0.33333 | None | 0% | None | 0% |  | Equipment / facility failure | Crossarm damage or failure | Crossarm | 100% | [6 empty] | Company Initiated | Insulator washing | N/A
3rd Party | Customer Equipment | Conductor, Overhead | Together | [8 empty] | 2 | 0.4 | 0.25 | 0.66667 | None | 0% | None | 0% |  | Equipment / facility failure | Fuse damage or failure | Fuse | 100% | [6 empty] | Environmental/External | Earthquake | N/A | bar: FNLYEAR 2020; FNLYEAR 2022
3rd Party | Customer Equipment | Conductor, Overhead | On Ground | [8 empty] | 1 | 0 | 0.125 | 0 | None | 0% | None | 0% |  | Equipment / facility failure | Insulator and brushing damage or failure | Insulator | 100% | [6 empty] | Environmental/External | Fire, Forest/Grass | N/A | bar: FNLYEAR 2017
3rd Party | Customer Equipment | Conductor, Overhead | Burned/flashed | [8 empty] | 1 | 0.2 | 0.125 | 0 | None | 0% | None | 0% |  | Equipment / facility failure | Lightning arrestor damage or failure | Lightning Arrestor | 100% | [6 empty] | Environmental/External | Flood/Erosion | N/A | bar: FNLYEAR 2018
3rd Party | Customer Equipment | Conductor, Overhead | Deteriorated | [8 empty] | 1 | 0 | 0.125 | 0 | None | 0% | None | 0% |  | Equipment / facility failure | Other equipment / facility failure | Equip Failure - Other | 68.24% | [5 empty] | Environmental/External | Ice or snow | N/A | bar: FNLYEAR 2016
3rd Party | Customer Equipment | Conductor, Underground | Broken | FNLYEAR 2015: 1; FNLYEAR 2022: 4 | 5 | 0 | 0 | 1.3333 | N/A | 0% | N/A | 0% |  | Equipment / facility failure | Pole damage or failure | Pole | 100% | [5 empty] | Environmental/External | Lightning | N/A
3rd Party | Customer Equipment | Conductor, Underground | Deteriorated | FNLYEAR 2021: 1; FNLYEAR 2022: 2 | 3 | 0 | 0 | 1 | N/A | 0% | N/A | 0% |  | Equipment / facility failure | Recloser damage or failure | Recloser | 100% | [5 empty] | Environmental/External | Water | N/A
3rd Party | Customer Equipment | Conductor, Underground | Normal | [8 empty] | 2 | 0 | 0 | 0.33333 | N/A | 0% | N/A | 0% |  | Equipment / facility failure | Sectionalizer damage or failure | Sectionalizer | 100% | [5 empty] | Equipment Failure/Involved | Electrical Overload | N/A | bar: FNLYEAR 2017; FNLYEAR 2020
3rd Party | Customer Equipment | Connector or Splice (OH) | Normal | [8 empty] | 1 | 0 | 0.125 | 0 | None | 0% | None | 0% |  | Equipment / facility failure | Switch damage or failure | Switch | 100% | [5 empty] | Equipment Failure/Involved | Fire, pole | N/A | bar: FNLYEAR 2017
3rd Party | Customer Equipment | Connector or Splice (OH) | Broken | [8 empty] | 1 | 0.2 | 0.125 | 0.33333 | None | 0% | None | 0% |  | Equipment / facility failure | Transformer damage or failure | Transformer | 100% | [5 empty] | Equipment Failure/Involved | Ice or snow | N/A | bar: FNLYEAR 2021
3rd Party | Customer Equipment | Connector or Splice (UG) | Normal | [8 empty] | 1 | 0 | 0 | 0 | N/A | 0% | N/A | 0% |  | Equipment / facility failure | Voltage regulator / booster damage or failure | Voltage Regulator | 100% | [5 empty] | Equipment Failure/Involved | Lightning | N/A | bar: FNLYEAR 2019
3rd Party | Customer Equipment | Crossarm, Wood | Broken | FNLYEAR 2018: 1; FNLYEAR 2019: 2; FNLYEAR 2020: 1 | 4 | 0.8 | 0.5 | 0.33333 | None | 0% | None | 0% |  | Other | All Other | Unk or Other - Other | 98.89% | [5 empty] | Equipment Failure/Involved | Other | N/A
3rd Party | Customer Equipment | CT | Burned/flashed | [8 empty] | 1 | 0.2 | 0.125 | 0.33333 | None | 0% | None | 0% |  | Unknown | Unknown | Unk or Other - Unknown | 90.91% | [5 empty] | Equipment Failure/Involved | Overhead | N/A | bar: FNLYEAR 2020
3rd Party | Customer Equipment | Customer Equipment | Broken | 1 | 1 | 4 |  | 2 | 4 | 1 | 4 | 17 | 2.2 | 2.125 | 3 | None | 0% | None | 0% |  | Utility work / Operation | Utility work / Operation |  | 0% | [5 empty] | Equipment Failure/Involved | Substation | N/A
3rd Party | Customer Equipment | Customer Equipment | Malfunctioning | 1 |  | 3 | 1 | 3 | 4 | 1 | 3 | 16 | 2.4 | 2 | 2.6667 | None | 0% | None | 0% |  | Vandalism / Theft | Vandalism / Theft |  | 86.67% | [5 empty] | Equipment Failure/Involved | Underground | N/A
3rd Party | Customer Equipment | Customer Equipment | Failed/Faulted | 1 | 1 |  |  |  | 2 | 2 | 4 | 10 | 1.6 | 1.25 | 2.6667 | None | 0% | None | 0% |  | Vegetation Contact | Branch | Branch (Not overhanging, > 12ft) | 98.19% | [5 empty] | Equipment Failure/Involved | Rock/mud slide | N/A
3rd Party | Customer Equipment | Customer Equipment | Normal | 1 |  |  | 3 |  | 1 | 3 | 1 | 9 | 1.6 | 1.125 | 1.6667 | None | 0% | None | 0% |  | Vegetation Contact | Branch | Branch (Not overhanging, 4-12ft) | 98.19% | [5 empty] | Unknown Cause | Patrol - found nothing | N/A
3rd Party | Customer Equipment | Customer Equipment | Burned/flashed | FNLYEAR 2019: 2; FNLYEAR 2020: 1; FNLYEAR 2021: 2 | 5 | 1 | 0.625 | 1 | None | 0% | None | 0% |  | Vegetation Contact | Branch | Branch (Not overhanging, Distance Unknown) | 98.19% | [5 empty] | Unknown Cause | Patrol - not conducted | N/A
3rd Party | Customer Equipment | Customer Equipment | Arcing | [8 empty] | 3 | 0.2 | 0.375 | 0.33333 | None | 0% | None | 0% |  | Vegetation Contact | Branch | Branch (Not overhanging, within 4ft) | 98.19% | [5 empty] | Vegetation | Other ground vegetation | N/A | bar: FNLYEAR 2016 to FNLYEAR 2017; FNLYEAR 2021
3rd Party | Customer Equipment | Customer Equipment | Burned Open | [8 empty] | 3 | 0.4 | 0.375 | 0.33333 | None | 0% | None | 0% |  | Vegetation Contact | Branch | Branch (Overhanging) | 98.19% | [5 empty] | Vegetation | Tree - bark fell into line | N/A | bar: FNLYEAR 2017; FNLYEAR 2019; FNLYEAR 2022
3rd Party | Customer Equipment | Customer Equipment | Deteriorated | [8 empty] | 2 | 0.4 | 0.25 | 0.33333 | None | 0% | None | 0% |  | Vegetation Contact | Fell into | Dead | 97.96% | [5 empty] | Vegetation | Tree - branch fell on line | N/A | bar: FNLYEAR 2018; FNLYEAR 2021
3rd Party | Customer Equipment | Customer Equipment | Together | [8 empty] | 2 | 0.4 | 0.25 | 0.33333 | None | 0% | None | 0% |  | Vegetation Contact | Fell into | Fell into (Moderate-Severe defect) | 97.96% | [5 empty] | Vegetation | Tree - cutting, 3rd party | N/A | bar: FNLYEAR 2019; FNLYEAR 2021
3rd Party | Customer Equipment | Customer Equipment | Bent or Twisted | [8 empty] | 1 | 0 | 0.125 | 0 | None | 0% | None | 0% |  | Vegetation Contact | Fell into | Fell into (No defect) | 97.96% | [5 empty] | Vegetation | Tree - cutting, PG&E contractor | N/A | bar: FNLYEAR 2016
3rd Party | Customer Equipment | Cutout- fuse holder | Failed/Faulted | [8 empty] | 2 | 0.2 | 0.25 | 0.33333 | None | 0% | None | 0% |  | Vegetation Contact | Fell into | Fell into (slight defect) | 97.96% | [5 empty] | Vegetation | Tree - fell into line | N/A | bar: FNLYEAR 2017; FNLYEAR 2022
3rd Party | Customer Equipment | Cutout- fuse holder | Burned/flashed | [8 empty] | 1 | 0.2 | 0.125 | 0.33333 | None | 0% | None | 0% |  | Vegetation Contact | Grow Into | Grow Into | 96.87% | [5 empty] | Vegetation | Tree - grew into line | N/A | bar: FNLYEAR 2022
3rd Party | Customer Equipment | Fuse | Failed/Faulted | 3 | 2 | 3 | 4 | 2 |  |  | 1 | 15 | 1.4 | 1.875 | 0.33333 | None | 0% | None | 0% |  | Vegetation Contact | Other/Unknown | Other/Unknown | 99.24% | [5 empty] | Vegetation | Tree - palm frond fell into line | N/A
3rd Party | Customer Equipment | Fuse | Normal |  |  | 1 | 1 | 2 | 1 |  | 2 | 7 | 1.2 | 0.875 | 1 | None | 0% | None | 0% |  | Equipment / facility failure | Secondary damage or failure | Conductor | 50.43% | [5 empty] | Wildfire Mitigation | CWSP - Vegetation Removal | N/A
3rd Party | Customer Equipment | Fuse | Burned Open | FNLYEAR 2021: 2; FNLYEAR 2022: 2 | 4 | 0.8 | 0.5 | 1.3333 | None | 0% | None | 0% | [10 empty] | Wildfire Mitigation | Public Safety Power Shut-off | N/A
3rd Party | Customer Equipment | Fuse | Broken | [8 empty] | 1 | 0.2 | 0.125 | 0.33333 | None | 0% | None | 0% | bar: FNLYEAR 2021
3rd Party | Customer Equipment | Generator | Normal | FNLYEAR 2018: 1; FNLYEAR 2022: 2 | 3 | 0.6 | 0.375 | 0.66667 | None | 0% | None | 0%
3rd Party | Customer Equipment | Insulator | Broken | [8 empty] | 2 | 0.4 | 0.25 | 0.33333 | None | 0% | None | 0% | bar: FNLYEAR 2018; FNLYEAR 2020
3rd Party | Customer Equipment | Lightning Arrestor | Failed/Faulted | [8 empty] | 2 | 0.4 | 0.25 | 0.33333 | None | 0% | None | 0% | bar: FNLYEAR 2018; FNLYEAR 2020
3rd Party | Customer Equipment | Lightning Arrestor | Arcing | [8 empty] | 1 | 0.2 | 0.125 | 0.33333 | None | 0% | None | 0% | bar: FNLYEAR 2021
3rd Party | Customer Equipment | Lightning Arrestor | Burned/flashed | [8 empty] | 1 | 0.2 | 0.125 | 0.33333 | None | 0% | None | 0% | bar: FNLYEAR 2022
3rd Party | Customer Equipment | Metering Equipment | Burned/flashed | [8 empty] | 4 | 0.4 | 0.5 | 0.33333 | None | 0% | None | 0% | bar: FNLYEAR 2015 to FNLYEAR 2016; FNLYEAR 2018; FNLYEAR 2022
3rd Party | Customer Equipment | Metering Equipment | Normal | [8 empty] | 2 | 0.4 | 0.25 | 0.33333 | None | 0% | None | 0% | bar: FNLYEAR 2019 to FNLYEAR 2020
3rd Party | Customer Equipment | Metering Equipment | Malfunctioning | [8 empty] | 2 | 0.4 | 0.25 | 0.33333 | None | 0% | None | 0% | bar: FNLYEAR 2019 to FNLYEAR 2020
3rd Party | Customer Equipment | Metering Equipment | Arcing | [8 empty] | 1 | 0.2 | 0.125 | 0.33333 | None | 0% | None | 0% | bar: FNLYEAR 2022
3rd Party | Customer Equipment | Metering Equipment | Failed/Faulted | [8 empty] | 1 | 0.2 | 0.125 | 0.33333 | None | 0% | None | 0% | bar: FNLYEAR 2020
3rd Party | Customer Equipment | Other | Normal |  | 2 | 2 |  |  | 1 | 2 | 3 | 10 | 0 | 0 | 2 | N/A | 0% | N/A | 0%
3rd Party | Customer Equipment | Other | Broken | FNLYEAR 2016: 1; FNLYEAR 2019: 3; FNLYEAR 2021: 1 | 5 | 0 | 0 | 0.33333 | N/A | 0% | N/A | 0%
3rd Party | Customer Equipment | Other | Failed/Faulted | [8 empty] | 5 | 0 | 0 | 0.66667 | N/A | 0% | N/A | 0% | bar: FNLYEAR 2015 to FNLYEAR 2016; FNLYEAR 2018; FNLYEAR 2020 to FNLYEAR 2021
3rd Party | Customer Equipment | Other | Malfunctioning | [8 empty] | 4 | 0 | 0 | 0.33333 | N/A | 0% | N/A | 0% | bar: FNLYEAR 2015 to FNLYEAR 2016; FNLYEAR 2019; FNLYEAR 2022
3rd Party | Customer Equipment | Other | Burned/flashed | FNLYEAR 2018: 3 | 3 | 0 | 0 | 0 | N/A | 0% | N/A | 0%
3rd Party | Customer Equipment | Other | Contaminated | [8 empty] | 1 | 0 | 0 | 0.33333 | N/A | 0% | N/A | 0% | bar: FNLYEAR 2021
3rd Party | Customer Equipment | Other | Deteriorated | [8 empty] | 1 | 0 | 0 | 0.33333 | N/A | 0% | N/A | 0% | bar: FNLYEAR 2021
3rd Party | Customer Equipment | Pole-Wood | Broken | 1 | 2 |  | 1 | 2 | 2 | 6 | 2 | 16 | 2.6 | 2 | 3.3333 | None | 0% | None | 0%
3rd Party | Customer Equipment | Pole-Wood | Deteriorated | [8 empty] | 2 | 0.4 | 0.25 | 0.33333 | None | 0% | None | 0% | bar: FNLYEAR 2019 to FNLYEAR 2020
3rd Party | Customer Equipment | Pole-Wood | Normal | [8 empty] | 1 | 0 | 0.125 | 0 | None | 0% | None | 0% | bar: FNLYEAR 2017
3rd Party | Customer Equipment | Pole-Wood | Broken, wire on ground | [8 empty] | 1 | 0.2 | 0.125 | 0 | None | 0% | None | 0% | bar: FNLYEAR 2019
3rd Party | Customer Equipment | Pole-Wood | On Ground | [8 empty] | 1 | 0 | 0.125 | 0 | None | 0% | None | 0% | bar: FNLYEAR 2017
3rd Party | Customer Equipment | Pole-Wood | Burned/flashed | [8 empty] | 1 | 0.2 | 0.125 | 0.33333 | None | 0% | None | 0% | bar: FNLYEAR 2022
3rd Party | Customer Equipment | PT/CCVT | Failed/Faulted | [8 empty] | 1 | 0.2 | 0.125 | 0.33333 | None | 0% | None | 0% | bar: FNLYEAR 2021
3rd Party | Customer Equipment | Recloser | Normal | FNLYEAR 2019: 1; FNLYEAR 2021: 1; FNLYEAR 2022: 2 | 4 | 0.8 | 0.5 | 1 | None | 0% | None | 0%
3rd Party | Customer Equipment | Recloser | Failed/Faulted | [8 empty] | 1 | 0.2 | 0.125 | 0 | None | 0% | None | 0% | bar: FNLYEAR 2018
3rd Party | Customer Equipment | Relay | Malfunctioning | [8 empty] | 1 | 0.2 | 0.125 | 0.33333 | None | 0% | None | 0% | bar: FNLYEAR 2021
3rd Party | Customer Equipment | Secondary | Normal | FNLYEAR 2015: 2; FNLYEAR 2017: 2; FNLYEAR 2020: 4; FNLYEAR 2021: 2 | 10 | 1.2 | 1.25 | 2 | None | 0% | None | 0%
3rd Party | Customer Equipment | Secondary | Broken |  |  | 3 | 2 | 1 |  | 1 | 2 | 9 | 1.2 | 1.125 | 1 | None | 0% | None | 0%
3rd Party | Customer Equipment | Secondary | Burned/flashed | [8 empty] | 5 | 0.8 | 0.625 | 1 | None | 0% | None | 0% | bar: FNLYEAR 2015; FNLYEAR 2019 to FNLYEAR 2022
3rd Party | Customer Equipment | Secondary | Arcing | FNLYEAR 2017: 2 | 2 | 0 | 0.25 | 0 | None | 0% | None | 0%
3rd Party | Customer Equipment | Secondary | Deteriorated | [8 empty] | 1 | 0 | 0.125 | 0 | None | 0% | None | 0% | bar: FNLYEAR 2017
3rd Party | Customer Equipment | Secondary | Burned Open | [8 empty] | 1 | 0.2 | 0.125 | 0.33333 | None | 0% | None | 0% | bar: FNLYEAR 2020
3rd Party | Customer Equipment | Service conductor | Normal | [8 empty] | 1 | 0.2 | 0.125 | 0.33333 | None | 0% | None | 0% | bar: FNLYEAR 2021
3rd Party | Customer Equipment | Service conductor | Burned/flashed | [8 empty] | 1 | 0 | 0.125 | 0 | None | 0% | None | 0% | bar: FNLYEAR 2016
3rd Party | Customer Equipment | Switch (OH) | Normal | [8 empty] | 1 | 0.2 | 0.125 | 0.33333 | None | 0% | None | 0% | bar: FNLYEAR 2020
3rd Party | Customer Equipment | Switch (OH) | Arcing | [8 empty] | 1 | 0.2 | 0.125 | 0.33333 | None | 0% | None | 0% | bar: FNLYEAR 2022
3rd Party | Customer Equipment | Switch (UG) | Failed/Faulted | [8 empty] | 1 | 0 | 0 | 0 | N/A | 0% | N/A | 0% | bar: FNLYEAR 2019
3rd Party | Customer Equipment | Transformer | Failed/Faulted | FNLYEAR 2018: 1; FNLYEAR 2020: 5; FNLYEAR 2021: 1; FNLYEAR 2022: 1 | 8 | 1.6 | 1 | 2.3333 | None | 0% | None | 0%
3rd Party | Customer Equipment | Transformer | Burned/flashed | [8 empty] | 3 | 0.4 | 0.375 | 0.33333 | None | 0% | None | 0% | bar: FNLYEAR 2016; FNLYEAR 2019 to FNLYEAR 2020
3rd Party | Customer Equipment | Transformer | Broken, wire on ground | [8 empty] | 2 | 0.2 | 0.25 | 0.33333 | None | 0% | None | 0% | bar: FNLYEAR 2016; FNLYEAR 2022
3rd Party | Customer Equipment | Transformer | Normal | [8 empty] | 1 | 0.2 | 0.125 | 0.33333 | None | 0% | None | 0% | bar: FNLYEAR 2022
3rd Party | Customer Equipment | Transformer | Broken | [8 empty] | 1 | 0.2 | 0.125 | 0.33333 | None | 0% | None | 0% | bar: FNLYEAR 2021
3rd Party | Customer Equipment | Transformer | Annealed | [8 empty] | 1 | 0.2 | 0.125 | 0.33333 | None | 0% | None | 0% | bar: FNLYEAR 2021
3rd Party | Customer Equipment | Transformer | Arcing | [8 empty] | 1 | 0 | 0.125 | 0 | None | 0% | None | 0% | bar: FNLYEAR 2016
3rd Party | Customer Equipment | Transformer (OH) | Failed/Faulted | FNLYEAR 2020: 2; FNLYEAR 2021: 3; FNLYEAR 2022: 1 | 6 | 1.2 | 0.75 | 2 | None | 0% | None | 0%
3rd Party | Customer Equipment | Transformer (OH) | Normal | FNLYEAR 2016: 1; FNLYEAR 2020: 1; FNLYEAR 2021: 2 | 4 | 0.6 | 0.5 | 1 | None | 0% | None | 0%
3rd Party | Customer Equipment | Transformer (OH) | Broken | [8 empty] | 2 | 0.4 | 0.25 | 0.33333 | None | 0% | None | 0% | bar: FNLYEAR 2019; FNLYEAR 2022
3rd Party | Customer Equipment | Transformer (OH) | Burned/flashed | [8 empty] | 1 | 0 | 0.125 | 0 | None | 0% | None | 0% | bar: FNLYEAR 2017
3rd Party | Customer Equipment | Transformer (OH) | Deteriorated | [8 empty] | 1 | 0.2 | 0.125 | 0.33333 | None | 0% | None | 0% | bar: FNLYEAR 2020
3rd Party | Customer Equipment | Transformer (UG) | Normal | FNLYEAR 2019: 1; FNLYEAR 2020: 1; FNLYEAR 2021: 2; FNLYEAR 2022: 1 | 5 | 0 | 0 | 1.3333 | N/A | 0% | N/A | 0%
3rd Party | Customer Equipment | Transformer (UG) | Failed/Faulted | [8 empty] | 1 | 0 | 0 | 0 | N/A | 0% | N/A | 0% | bar: FNLYEAR 2018
3rd Party | Customer Equipment | (blank) | Failed/Faulted | [8 empty] | 1 | 0 | 0.125 | 0 | None | 0% | None | 0% | bar: FNLYEAR 2015
3rd Party | Dig in- 3rd party | Bushing | Broken | [8 empty] | 2 | 0 | 0.25 | 0 | None | 0% | All | 100% | bar: FNLYEAR 2015 to FNLYEAR 2016
3rd Party | Dig in- 3rd party | Conductor, Overhead | Burned/flashed | [8 empty] | 1 | 0.2 | 0.125 | 0 | None | 0% | All | 100% | bar: FNLYEAR 2018
3rd Party | Dig in- 3rd party | Conductor, Overhead | Broken | [8 empty] | 1 | 0.2 | 0.125 | 0.33333 | None | 0% | All | 100% | bar: FNLYEAR 2022
3rd Party | Dig in- 3rd party | Conductor, Underground | Broken | 5 | 8 | 1 | 7 | 4 | 3 | 6 | 6 | 40 | 0 | 0 | 5 | N/A | 0% | N/A | 0%
3rd Party | Dig in- 3rd party | Conductor, Underground | Normal | FNLYEAR 2019: 1; FNLYEAR 2021: 2; FNLYEAR 2022: 2 | 5 | 0 | 0 | 1.3333 | N/A | 0% | N/A | 0%
3rd Party | Dig in- 3rd party | Conductor, Underground | Burned/flashed | [8 empty] | 4 | 0 | 0 | 1 | N/A | 0% | N/A | 0% | bar: FNLYEAR 2019 to FNLYEAR 2022
3rd Party | Dig in- 3rd party | Connector or Splice (OH) | Broken | [8 empty] | 1 | 0 | 0.125 | 0 | None | 0% | All | 100% | bar: FNLYEAR 2017
3rd Party | Dig in- 3rd party | Connector or Splice (UG) | Failed/Faulted | [8 empty] | 1 | 0 | 0 | 0 | N/A | 0% | N/A | 0% | bar: FNLYEAR 2017
3rd Party | Dig in- 3rd party | Customer Equipment | Broken | FNLYEAR 2019: 2; FNLYEAR 2020: 1; FNLYEAR 2021: 1 | 4 | 0.8 | 0.5 | 0.66667 | None | 0% | None | 0%
3rd Party | Dig in- 3rd party | Elbow | Broken | [8 empty] | 1 | 0 | 0 | 0 | N/A | 0% | N/A | 0% | bar: FNLYEAR 2018
3rd Party | Dig in- 3rd party | Fuse | Failed/Faulted | [8 empty] | 1 | 0 | 0 | 0 | N/A | 0% | N/A | 0% | bar: FNLYEAR 2018
3rd Party | Dig in- 3rd party | Other | Failed/Faulted | [8 empty] | 1 | 0 | 0 | 0 | N/A | 0% | N/A | 0% | bar: FNLYEAR 2016
3rd Party | Dig in- 3rd party | Secondary | Broken | 1 | 1 | 1 | 1 | 1 | 1 | 2 | 1 | 9 | 0 | 0 | 1.3333 | N/A | 0% | N/A | 0%
3rd Party | Dig in- 3rd party | Secondary | Deteriorated | [8 empty] | 1 | 0 | 0 | 0.33333 | N/A | 0% | N/A | 0% | bar: FNLYEAR 2020
3rd Party | Dig in- 3rd party | Service conductor | Broken | [8 empty] | 2 | 0.2 | 0.25 | 0 | None | 0% | Medium | 40% | bar: FNLYEAR 2015; FNLYEAR 2018
3rd Party | Dig in- 3rd party | Service conductor | Burned Open | [8 empty] | 1 | 0 | 0.125 | 0 | None | 0% | Medium | 40% | bar: FNLYEAR 2016
3rd Party | Dig in- 3rd party | Service conductor | Annealed | [8 empty] | 1 | 0.2 | 0.125 | 0.33333 | None | 0% | High | 70% | bar: FNLYEAR 2020
3rd Party | Dig in- 3rd party | Service conductor | Bent or Twisted | [8 empty] | 1 | 0 | 0.125 | 0 | None | 0% | High | 70% | bar: FNLYEAR 2016
3rd Party | Dig in- 3rd party | Transformer | Broken |  |  |  | 1 | 1 | 2 | 2 | 2 | 8 | 1.6 | 1 | 2 | None | 0% | All | 100%
3rd Party | Dig in- 3rd party | Transformer | Failed/Faulted | [8 empty] | 2 | 0.4 | 0.25 | 0.66667 | None | 0% | All | 100% | bar: FNLYEAR 2020 to FNLYEAR 2021
3rd Party | Dig in- 3rd party | Transformer | Burned/flashed | [8 empty] | 1 | 0 | 0.125 | 0 | None | 0% | All | 100% | bar: FNLYEAR 2017
3rd Party | Dig in- 3rd party | Transformer | Arcing | [8 empty] | 1 | 0.2 | 0.125 | 0.33333 | None | 0% | All | 100% | bar: FNLYEAR 2020
3rd Party | Dig in- 3rd party | Transformer | Burned Open | [8 empty] | 1 | 0 | 0.125 | 0 | None | 0% | All | 100% | bar: FNLYEAR 2015
3rd Party | Dig in- 3rd party | Transformer (OH) | Failed/Faulted | FNLYEAR 2017: 1; FNLYEAR 2021: 2 | 3 | 0.4 | 0.375 | 0.66667 | None | 0% | All | 100%
3rd Party | Dig in- 3rd party | Transformer (UG) | Normal | [8 empty] | 2 | 0 | 0 | 0.66667 | N/A | 0% | N/A | 0% | bar: FNLYEAR 2021 to FNLYEAR 2022
3rd Party | Dig in- 3rd party | Transformer (UG) | Leaking | [8 empty] | 1 | 0 | 0 | 0 | N/A | 0% | N/A | 0% | bar: FNLYEAR 2019
3rd Party | Dig in- 3rd party | Transformer (UG) | Broken | [8 empty] | 1 | 0 | 0 | 0 | N/A | 0% | N/A | 0% | bar: FNLYEAR 2017
3rd Party | Dig in- 3rd party | Transformer (UG) | Burned/flashed | [8 empty] | 1 | 0 | 0 | 0.33333 | N/A | 0% | N/A | 0% | bar: FNLYEAR 2022
3rd Party | Fire- house or bldg. | Conductor, Overhead | Normal | 1 | 3 | 3 | 3 | 3 | 1 | 3 | 5 | 22 | 0 | 0 | 3 | N/A | 0% | N/A | 0%
3rd Party | Fire- house or bldg. | Conductor, Overhead | Burned/flashed | FNLYEAR 2015: 1; FNLYEAR 2016: 1; FNLYEAR 2018: 2; FNLYEAR 2020: 2 | 6 | 0 | 0 | 0.66667 | N/A | 0% | N/A | 0%
3rd Party | Fire- house or bldg. | Conductor, Overhead | Broken, wire on ground | FNLYEAR 2016: 2; FNLYEAR 2019: 1; FNLYEAR 2021: 1 | 4 | 0 | 0 | 0.33333 | N/A | 0% | N/A | 0%
3rd Party | Fire- house or bldg. | Conductor, Overhead | Together | [8 empty] | 1 | 0 | 0 | 0 | N/A | 0% | N/A | 0% | bar: FNLYEAR 2015
3rd Party | Fire- house or bldg. | Conductor, Underground | Normal | FNLYEAR 2018: 2; FNLYEAR 2019: 1 | 3 | 0 | 0 | 0 | N/A | 0% | N/A | 0%
3rd Party | Fire- house or bldg. | Conductor, Underground | Burned/flashed | [8 empty] | 1 | 0 | 0 | 0 | N/A | 0% | N/A | 0% | bar: FNLYEAR 2019
3rd Party | Fire- house or bldg. | Connector or Splice (OH) | Burned Open | [8 empty] | 1 | 0 | 0 | 0 | N/A | 0% | N/A | 0% | bar: FNLYEAR 2018
3rd Party | Fire- house or bldg. | Crossarm, Wood | Burned/flashed | [8 empty] | 1 | 0 | 0 | 0 | N/A | 0% | N/A | 0% | bar: FNLYEAR 2018
3rd Party | Fire- house or bldg. | Crossarm, Wood | Broken | [8 empty] | 1 | 0 | 0 | 0 | N/A | 0% | N/A | 0% | bar: FNLYEAR 2017
3rd Party | Fire- house or bldg. | Customer Equipment | Burned Open | FNLYEAR 2015: 2; FNLYEAR 2018: 1 | 3 | 0 | 0 | 0 | N/A | 0% | N/A | 0%
3rd Party | Fire- house or bldg. | Customer Equipment | Burned/flashed | [8 empty] | 2 | 0 | 0 | 0.33333 | N/A | 0% | N/A | 0% | bar: FNLYEAR 2015; FNLYEAR 2022
3rd Party | Fire- house or bldg. | Customer Equipment | Malfunctioning | [8 empty] | 1 | 0 | 0 | 0 | N/A | 0% | N/A | 0% | bar: FNLYEAR 2015
3rd Party | Fire- house or bldg. | Cutout- fuse holder | Failed/Faulted | [8 empty] | 1 | 0 | 0 | 0 | N/A | 0% | N/A | 0% | bar: FNLYEAR 2016
3rd Party | Fire- house or bldg. | Fuse | Normal | FNLYEAR 2015: 1; FNLYEAR 2016: 1; FNLYEAR 2018: 3 | 5 | 0 | 0 | 0 | N/A | 0% | N/A | 0%
3rd Party | Fire- house or bldg. | Jumper | Normal | [8 empty] | 1 | 0 | 0 | 0 | N/A | 0% | N/A | 0% | bar: FNLYEAR 2018
3rd Party | Fire- house or bldg. | Jumper | Broken | [8 empty] | 1 | 0 | 0 | 0 | N/A | 0% | N/A | 0% | bar: FNLYEAR 2016
3rd Party | Fire- house or bldg. | Metering Equipment | Burned/flashed | [8 empty] | 1 | 0 | 0 | 0.33333 | N/A | 0% | N/A | 0% | bar: FNLYEAR 2020
3rd Party | Fire- house or bldg. | Metering Equipment | Arcing | [8 empty] | 1 | 0 | 0 | 0.33333 | N/A | 0% | N/A | 0% | bar: FNLYEAR 2021
3rd Party | Fire- house or bldg. | Other | Burned/flashed | FNLYEAR 2017: 1; FNLYEAR 2020: 2 | 3 | 0 | 0 | 0.66667 | N/A | 0% | N/A | 0%
3rd Party | Fire- house or bldg. | Other | Normal | [8 empty] | 1 | 0 | 0 | 0.33333 | N/A | 0% | N/A | 0% | bar: FNLYEAR 2022
3rd Party | Fire- house or bldg. | Pole-Wood | Burned/flashed |  |  | 1 | 1 | 1 | 2 |  | 2 | 7 | 0 | 0 | 1.3333 | N/A | 0% | N/A | 0%
3rd Party | Fire- house or bldg. | Pole-Wood | Normal | [8 empty] | 2 | 0 | 0 | 0.66667 | N/A | 0% | N/A | 0% | bar: FNLYEAR 2020 to FNLYEAR 2021
3rd Party | Fire- house or bldg. | Pole-Wood | Broken, wire on ground | [8 empty] | 2 | 0 | 0 | 0.33333 | N/A | 0% | N/A | 0% | bar: FNLYEAR 2019; FNLYEAR 2022
3rd Party | Fire- house or bldg. | Pole-Wood | Broken | [8 empty] | 1 | 0 | 0 | 0 | N/A | 0% | N/A | 0% | bar: FNLYEAR 2016
3rd Party | Fire- house or bldg. | Secondary | Burned/flashed |  |  | 1 | 1 | 2 |  | 2 | 1 | 7 | 0 | 0 | 1 | N/A | 0% | N/A | 0%
3rd Party | Fire- house or bldg. | Secondary | Burned Open | [8 empty] | 3 | 0 | 0 | 0.33333 | N/A | 0% | N/A | 0% | bar: FNLYEAR 2016 to FNLYEAR 2017; FNLYEAR 2021
3rd Party | Fire- house or bldg. | Secondary | On Ground | [8 empty] | 1 | 0 | 0 | 0 | N/A | 0% | N/A | 0% | bar: FNLYEAR 2017
3rd Party | Fire- house or bldg. | Secondary | Together | [8 empty] | 1 | 0 | 0 | 0 | N/A | 0% | N/A | 0% | bar: FNLYEAR 2017
3rd Party | Fire- house or bldg. | Secondary | Broken, wire on ground | [8 empty] | 1 | 0 | 0 | 0.33333 | N/A | 0% | N/A | 0% | bar: FNLYEAR 2020
3rd Party | Fire- house or bldg. | Secondary | Normal | [8 empty] | 1 | 0 | 0 | 0 | N/A | 0% | N/A | 0% | bar: FNLYEAR 2015
3rd Party | Fire- house or bldg. | Service conductor | Burned/flashed | FNLYEAR 2016: 2; FNLYEAR 2018: 3; FNLYEAR 2019: 1; FNLYEAR 2021: 1 | 7 | 0 | 0 | 0.33333 | N/A | 0% | N/A | 0%
3rd Party | Fire- house or bldg. | Service conductor | Burned Open | FNLYEAR 2020: 2; FNLYEAR 2021: 1; FNLYEAR 2022: 1 | 4 | 0 | 0 | 1.3333 | N/A | 0% | N/A | 0%
3rd Party | Fire- house or bldg. | Service conductor | Broken, wire on ground | FNLYEAR 2022: 3 | 3 | 0 | 0 | 1 | N/A | 0% | N/A | 0%
3rd Party | Fire- house or bldg. | Service conductor | Broken | [8 empty] | 1 | 0 | 0 | 0.33333 | N/A | 0% | N/A | 0% | bar: FNLYEAR 2020
3rd Party | Fire- house or bldg. | Transformer | Failed/Faulted | FNLYEAR 2015: 2 | 2 | 0 | 0 | 0 | N/A | 0% | N/A | 0%
3rd Party | Fire- house or bldg. | Transformer | Burned Open | [8 empty] | 1 | 0 | 0 | 0 | N/A | 0% | N/A | 0% | bar: FNLYEAR 2016
3rd Party | Fire- house or bldg. | Transformer | Burned/flashed | [8 empty] | 1 | 0 | 0 | 0 | N/A | 0% | N/A | 0% | bar: FNLYEAR 2016
3rd Party | Fire- house or bldg. | Transformer (OH) | Normal | 3 |  | 1 |  | 1 | 1 | 2 | 1 | 9 | 0 | 0 | 1.3333 | N/A | 0% | N/A | 0%
3rd Party | Fire- house or bldg. | Transformer (OH) | Failed/Faulted | FNLYEAR 2015: 1; FNLYEAR 2020: 1; FNLYEAR 2022: 2 | 4 | 0 | 0 | 1 | N/A | 0% | N/A | 0%
3rd Party | Fire- house or bldg. | Transformer (OH) | Burned/flashed | [8 empty] | 3 | 0 | 0 | 0.66667 | N/A | 0% | N/A | 0% | bar: FNLYEAR 2019; FNLYEAR 2021 to FNLYEAR 2022
3rd Party | Fire- house or bldg. | Transformer (OH) | Broken, wire on ground | [8 empty] | 1 | 0 | 0 | 0.33333 | N/A | 0% | N/A | 0% | bar: FNLYEAR 2020
3rd Party | Fire- house or bldg. | Transformer (UG) | Normal | [8 empty] | 2 | 0 | 0 | 0 | N/A | 0% | N/A | 0% | bar: FNLYEAR 2015; FNLYEAR 2018
3rd Party | Fire- house or bldg. | (blank) | Failed/Faulted | [8 empty] | 1 | 0 | 0 | 0 | N/A | 0% | N/A | 0% | bar: FNLYEAR 2019
3rd Party | Gun Shot | Conductor, Overhead | Broken |  | 1 |  | 1 | 5 | 4 | 3 | 1 | 15 | 2.8 | 1.875 | 2.6667 | None | 0% | All | 100%
3rd Party | Gun Shot | Conductor, Overhead | Broken, wire on ground | 2 | 2 | 3 | 3 | 2 | 1 |  |  | 13 | 1.2 | 1.625 | 0.33333 | None | 0% | All | 100%
3rd Party | Gun Shot | Conductor, Overhead | Deteriorated | FNLYEAR 2017: 2; FNLYEAR 2019: 2; FNLYEAR 2021: 1 | 5 | 0.6 | 0.625 | 0.33333 | None | 0% | All | 100%
3rd Party | Gun Shot | Conductor, Overhead | Together | [8 empty] | 1 | 0 | 0.125 | 0 | None | 0% | All | 100% | bar: FNLYEAR 2015
3rd Party | Gun Shot | Conductor, Underground | Broken | [8 empty] | 1 | 0 | 0 | 0 | N/A | 0% | N/A | 0% | bar: FNLYEAR 2018
3rd Party | Gun Shot | Insulator | Failed/Faulted | [8 empty] | 1 | 0 | 0.125 | 0 | None | 0% | All | 100% | bar: FNLYEAR 2015
3rd Party | Gun Shot | Pothead(Riser Termination) | Burned/flashed | [8 empty] | 1 | 0.2 | 0.125 | 0.33333 | None | 0% | All | 100% | bar: FNLYEAR 2021
3rd Party | Gun Shot | Regulator | Leaking | [8 empty] | 2 | 0.2 | 0.25 | 0.33333 | None | 0% | All | 100% | bar: FNLYEAR 2016; FNLYEAR 2020
3rd Party | Gun Shot | Secondary | Broken | [8 empty] | 1 | 0 | 0.125 | 0 | None | 0% | Medium | 40% | bar: FNLYEAR 2017
3rd Party | Gun Shot | Transformer | Failed/Faulted | [8 empty] | 1 | 0 | 0.125 | 0 | None | 0% | All | 100% | bar: FNLYEAR 2017
3rd Party | Gun Shot | Transformer (OH) | Leaking | [8 empty] | 1 | 0 | 0.125 | 0 | None | 0% | All | 100% | bar: FNLYEAR 2015
3rd Party | Kite | Conductor, Overhead | Normal | FNLYEAR 2015: 2; FNLYEAR 2021: 2; FNLYEAR 2022: 1 | 5 | 0.6 | 0.625 | 1 | None | 0% | All | 100%
3rd Party | Metallic Balloon | Conductor, Overhead | Normal | 4 | 8 | 5 | 13 | 8 | 12 | 11 | 7 | 68 | 10.2 | 8.5 | 10 | None | 0% | All | 100%
3rd Party | Metallic Balloon | Conductor, Overhead | Together | FNLYEAR 2015: 1; FNLYEAR 2017: 3; FNLYEAR 2021: 1; FNLYEAR 2022: 1 | 6 | 0.4 | 0.75 | 0.66667 | None | 0% | All | 100%
3rd Party | Metallic Balloon | Conductor, Overhead | Broken, wire on ground | [8 empty] | 3 | 0.4 | 0.375 | 0.66667 | None | 0% | All | 100% | bar: FNLYEAR 2015; FNLYEAR 2020 to FNLYEAR 2021
3rd Party | Metallic Balloon | Conductor, Overhead | Broken | [8 empty] | 2 | 0.4 | 0.25 | 0.33333 | None | 0% | All | 100% | bar: FNLYEAR 2019; FNLYEAR 2021
3rd Party | Metallic Balloon | Conductor, Overhead | Arcing | [8 empty] | 1 | 0.2 | 0.125 | 0.33333 | None | 0% | All | 100% | bar: FNLYEAR 2020
3rd Party | Metallic Balloon | Cutout- fuse holder | Failed/Faulted | [8 empty] | 1 | 0 | 0.125 | 0 | None | 0% | All | 100% | bar: FNLYEAR 2015
3rd Party | Metallic Balloon | Fuse | Failed/Faulted | 5 | 4 | 3 | 3 | 1 | 1 |  |  | 17 | 1 | 2.125 | 0.33333 | None | 0% | All | 100%
3rd Party | Metallic Balloon | Fuse | Normal | [8 empty] | 3 | 0.4 | 0.375 | 0.33333 | None | 0% | All | 100% | bar: FNLYEAR 2015; FNLYEAR 2018; FNLYEAR 2021
3rd Party | Metallic Balloon | Other | Normal | [8 empty] | 1 | 0 | 0 | 0.33333 | N/A | 0% | N/A | 0% | bar: FNLYEAR 2020
3rd Party | Metallic Balloon | Pole-Wood | Burned/flashed | [8 empty] | 1 | 0 | 0.125 | 0 | None | 0% | All | 100% | bar: FNLYEAR 2017
3rd Party | Metallic Balloon | Pothead(Riser Termination) | Normal | [8 empty] | 1 | 0.2 | 0.125 | 0 | None | 0% | All | 100% | bar: FNLYEAR 2018
3rd Party | Metallic Balloon | Transformer (OH) | Burned/flashed | [8 empty] | 1 | 0.2 | 0.125 | 0.33333 | None | 0% | All | 100% | bar: FNLYEAR 2021
3rd Party | Metallic Balloon | Transformer (OH) | Normal | [8 empty] | 1 | 0 | 0.125 | 0 | None | 0% | All | 100% | bar: FNLYEAR 2017
3rd Party | Metallic Balloon | Transformer (OH) | Leaking | [8 empty] | 1 | 0.2 | 0.125 | 0.33333 | None | 0% | All | 100% | bar: FNLYEAR 2022
3rd Party | Other | Anchor or Guy | Broken | [8 empty] | 3 | 0.4 | 0.375 | 0.66667 | None | 0% | All | 100% | bar: FNLYEAR 2015; FNLYEAR 2020 to FNLYEAR 2021
3rd Party | Other | Anchor or Guy | Normal | [8 empty] | 1 | 0 | 0.125 | 0 | None | 0% | All | 100% | bar: FNLYEAR 2017
3rd Party | Other | Circuit Breaker | Normal | [8 empty] | 2 | 0.4 | 0.25 | 0.66667 | None | 0% | All | 100% | bar: FNLYEAR 2020; FNLYEAR 2022
3rd Party | Other | Conductor, Overhead | Normal | 1 | 6 | 6 | 5 | 5 | 3 | 8 | 8 | 42 | 5.8 | 5.25 | 6.3333 | None | 0% | All | 100%
3rd Party | Other | Conductor, Overhead | Together |  | 1 | 1 | 2 | 1 | 3 |  | 1 | 9 | 1.4 | 1.125 | 1.3333 | None | 0% | All | 100%
3rd Party | Other | Conductor, Overhead | Broken | FNLYEAR 2016: 1; FNLYEAR 2017: 2; FNLYEAR 2020: 1; FNLYEAR 2022: 1 | 5 | 0.4 | 0.625 | 0.66667 | None | 0% | All | 100%
3rd Party | Other | Conductor, Overhead | Bent or Twisted | [8 empty] | 2 | 0.4 | 0.25 | 0.33333 | None | 0% | All | 100% | bar: FNLYEAR 2018; FNLYEAR 2020
3rd Party | Other | Conductor, Overhead | Broken, wire on ground | [8 empty] | 2 | 0.4 | 0.25 | 0 | None | 0% | All | 100% | bar: FNLYEAR 2018 to FNLYEAR 2019
3rd Party | Other | Conductor, Overhead | Arcing | [8 empty] | 1 | 0.2 | 0.125 | 0.33333 | None | 0% | All | 100% | bar: FNLYEAR 2022
3rd Party | Other | Conductor, Overhead | On Ground | [8 empty] | 1 | 0.2 | 0.125 | 0.33333 | None | 0% | All | 100% | bar: FNLYEAR 2021
3rd Party | Other | Conductor, Underground | Normal | [8 empty] | 1 | 0 | 0 | 0 | N/A | 0% | N/A | 0% | bar: FNLYEAR 2016
3rd Party | Other | Crossarm, Wood | Broken | [8 empty] | 1 | 0 | 0.125 | 0 | None | 0% | All | 100% | bar: FNLYEAR 2016
3rd Party | Other | Customer Equipment | Normal | [8 empty] | 2 | 0.2 | 0.25 | 0.33333 | None | 0% | None | 0% | bar: FNLYEAR 2017; FNLYEAR 2022
3rd Party | Other | Customer Equipment | Leaking | [8 empty] | 1 | 0.2 | 0.125 | 0 | None | 0% | None | 0% | bar: FNLYEAR 2018
3rd Party | Other | Cutout- fuse holder | Normal | FNLYEAR 2020: 2 | 2 | 0.4 | 0.25 | 0.66667 | None | 0% | All | 100%
3rd Party | Other | Cutout- fuse holder | On Ground | [8 empty] | 1 | 0.2 | 0.125 | 0 | None | 0% | All | 100% | bar: FNLYEAR 2018
3rd Party | Other | Fuse | Normal | FNLYEAR 2020: 4; FNLYEAR 2022: 2 | 6 | 1.2 | 0.75 | 2 | None | 0% | All | 100%
3rd Party | Other | Fuse | Failed/Faulted | FNLYEAR 2015: 1; FNLYEAR 2016: 2; FNLYEAR 2020: 1; FNLYEAR 2022: 2 | 6 | 0.6 | 0.75 | 1 | None | 0% | All | 100%
3rd Party | Other | Generator | Normal | [8 empty] | 2 | 0.4 | 0.25 | 0.66667 | None | 0% | None | 0% | bar: FNLYEAR 2021 to FNLYEAR 2022
3rd Party | Other | Insulator | Normal | [8 empty] | 2 | 0.2 | 0.25 | 0.33333 | None | 0% | All | 100% | bar: FNLYEAR 2016; FNLYEAR 2022
3rd Party | Other | Insulator | Broken | [8 empty] | 1 | 0 | 0.125 | 0 | None | 0% | All | 100% | bar: FNLYEAR 2015
3rd Party | Other | Jumper | Normal | [8 empty] | 1 | 0.2 | 0.125 | 0 | None | 0% | All | 100% | bar: FNLYEAR 2019
3rd Party | Other | Jumper | Broken | [8 empty] | 1 | 0.2 | 0.125 | 0 | None | 0% | All | 100% | bar: FNLYEAR 2019
3rd Party | Other | Metering Equipment | Normal | [8 empty] | 1 | 0.2 | 0.125 | 0.33333 | None | 0% | None | 0% | bar: FNLYEAR 2020
3rd Party | Other | Metering Equipment | Failed/Faulted | [8 empty] | 1 | 0.2 | 0.125 | 0 | None | 0% | None | 0% | bar: FNLYEAR 2019
3rd Party | Other | Other | Normal | [8 empty] | 3 | 0 | 0 | 0.66667 | N/A | 0% | N/A | 0% | bar: FNLYEAR 2015; FNLYEAR 2021 to FNLYEAR 2022
3rd Party | Other | Other | Failed/Faulted | [8 empty] | 1 | 0 | 0 | 0.33333 | N/A | 0% | N/A | 0% | bar: FNLYEAR 2021
3rd Party | Other | Pole-Wood | Broken | FNLYEAR 2016: 2; FNLYEAR 2017: 2; FNLYEAR 2021: 2 | 6 | 0.4 | 0.75 | 0.66667 | None | 0% | All | 100%
3rd Party | Other | Pole-Wood | Deteriorated | [8 empty] | 2 | 0.4 | 0.25 | 0.66667 | None | 0% | All | 100% | bar: FNLYEAR 2020; FNLYEAR 2022
3rd Party | Other | Pole-Wood | Broken, wire on ground | [8 empty] | 2 | 0 | 0.25 | 0 | None | 0% | All | 100% | bar: FNLYEAR 2015 to FNLYEAR 2016
3rd Party | Other | Pole-Wood | Contaminated | [8 empty] | 1 | 0 | 0.125 | 0 | None | 0% | All | 100% | bar: FNLYEAR 2017
3rd Party | Other | Pole-Wood | Burned/flashed | [8 empty] | 1 | 0 | 0.125 | 0 | None | 0% | All | 100% | bar: FNLYEAR 2017
3rd Party | Other | Recloser | Normal | FNLYEAR 2015: 1; FNLYEAR 2021: 2; FNLYEAR 2022: 1 | 4 | 0.6 | 0.5 | 1 | None | 0% | All | 100%
3rd Party | Other | Secondary | Normal | [8 empty] | 1 | 0.2 | 0.125 | 0.33333 | None | 0% | High | 70% | bar: FNLYEAR 2020
3rd Party | Other | Secondary | Burned/flashed | [8 empty] | 1 | 0.2 | 0.125 | 0 | None | 0% | High | 70% | bar: FNLYEAR 2019
3rd Party | Other | Service conductor | Normal | [8 empty] | 2 | 0.2 | 0.25 | 0.33333 | None | 0% | High | 70% | bar: FNLYEAR 2016; FNLYEAR 2021
3rd Party | Other | Service conductor | Burned/flashed | [8 empty] | 1 | 0.2 | 0.125 | 0 | None | 0% | High | 70% | bar: FNLYEAR 2018
3rd Party | Other | Service conductor | Broken | [8 empty] | 1 | 0.2 | 0.125 | 0.33333 | None | 0% | Medium | 40% | bar: FNLYEAR 2021
3rd Party | Other | Service conductor | Broken, wire on ground | [8 empty] | 1 | 0.2 | 0.125 | 0.33333 | None | 0% | Medium | 40% | bar: FNLYEAR 2021
3rd Party | Other | Transformer | Failed/Faulted | FNLYEAR 2020: 1; FNLYEAR 2021: 2 | 3 | 0.6 | 0.375 | 1 | None | 0% | All | 100%
3rd Party | Other | Transformer | Broken | [8 empty] | 2 | 0.2 | 0.25 | 0 | None | 0% | All | 100% | bar: FNLYEAR 2017 to FNLYEAR 2018
3rd Party | Other | Transformer | Normal | [8 empty] | 2 | 0.4 | 0.25 | 0.33333 | None | 0% | All | 100% | bar: FNLYEAR 2019 to FNLYEAR 2020
3rd Party | Other | Transformer | Malfunctioning | [8 empty] | 1 | 0.2 | 0.125 | 0.33333 | None | 0% | All | 100% | bar: FNLYEAR 2022
3rd Party | Other | Transformer (OH) | Normal |  | 2 | 1 | 1 | 1 | 2 | 3 | 1 | 11 | 1.6 | 1.375 | 2 | None | 0% | All | 100%
3rd Party | Other | Transformer (OH) | Failed/Faulted | FNLYEAR 2020: 2; FNLYEAR 2021: 1 | 3 | 0.6 | 0.375 | 1 | None | 0% | All | 100%
3rd Party | Other | Transformer (OH) | Broken | [8 empty] | 1 | 0.2 | 0.125 | 0.33333 | None | 0% | All | 100% | bar: FNLYEAR 2020
3rd Party | Other | Transformer (OH) | (blank) | [8 empty] | 1 | 0 | 0 | 0.33333 | N/A | 0% | N/A | 0% | bar: FNLYEAR 2021
3rd Party | Other | Transformer (OH) | Contaminated | [8 empty] | 1 | 0 | 0.125 | 0 | None | 0% | All | 100% | bar: FNLYEAR 2017
3rd Party | Other | Transformer (UG) | Normal | [8 empty] | 1 | 0 | 0 | 0 | N/A | 0% | N/A | 0% | bar: FNLYEAR 2017
3rd Party | Other | Transformer (UG) | Broken | [8 empty] | 1 | 0 | 0 | 0 | N/A | 0% | N/A | 0% | bar: FNLYEAR 2019
3rd Party | Thrown Object | Bushing | Normal | [8 empty] | 1 | 0.2 | 0.125 | 0.33333 | None | 0% | All | 100% | bar: FNLYEAR 2020
3rd Party | Thrown Object | Conductor, Overhead | Normal | FNLYEAR 2017: 1; FNLYEAR 2018: 1; FNLYEAR 2019: 1; FNLYEAR 2022: 2 | 5 | 0.8 | 0.625 | 0.66667 | None | 0% | All | 100%
3rd Party | Thrown Object | Conductor, Overhead | Together | [8 empty] | 1 | 0.2 | 0.125 | 0 | None | 0% | All | 100% | bar: FNLYEAR 2019
3rd Party | Thrown Object | Transformer | Broken | [8 empty] | 1 | 0 | 0.125 | 0 | None | 0% | All | 100% | bar: FNLYEAR 2016
3rd Party | Tree - cutting, 3rd party | Anchor or Guy | Normal | [8 empty] | 2 | 0.2 | 0.25 | 0.33333 | None | 0% | All | 100% | bar: FNLYEAR 2016; FNLYEAR 2022
3rd Party | Tree - cutting, 3rd party | Anchor or Guy | Broken | [8 empty] | 1 | 0.2 | 0.125 | 0 | None | 0% | All | 100% | bar: FNLYEAR 2019
3rd Party | Tree - cutting, 3rd party | Bushing | Broken | [8 empty] | 1 | 0.2 | 0.125 | 0.33333 | None | 0% | All | 100% | bar: FNLYEAR 2022
3rd Party | Tree - cutting, 3rd party | Conductor, Overhead | Normal | 17 | 18 | 14 | 25 | 28 | 34 | 13 | 25 | 174 | 25 | 21.75 | 24 | None | 0% | All | 100%
3rd Party | Tree - cutting, 3rd party | Conductor, Overhead | Broken, wire on ground | 17 | 22 | 31 | 18 | 19 | 24 | 17 | 13 | 161 | 18.2 | 20.125 | 18 | None | 0% | All | 100%
3rd Party | Tree - cutting, 3rd party | Conductor, Overhead | Together | 8 | 10 |  | 5 | 5 | 2 | 2 | 3 | 35 | 3.4 | 4.375 | 2.3333 | None | 0% | All | 100%
3rd Party | Tree - cutting, 3rd party | Conductor, Overhead | On Ground |  | 2 | 2 | 1 | 2 |  | 2 |  | 9 | 1 | 1.125 | 0.66667 | None | 0% | All | 100%
3rd Party | Tree - cutting, 3rd party | Conductor, Overhead | Broken | 1 | 2 |  |  |  | 1 | 1 | 1 | 6 | 0.6 | 0.75 | 1 | None | 0% | All | 100%
3rd Party | Tree - cutting, 3rd party | Conductor, Overhead | Burned/flashed | [8 empty] | 5 | 0.8 | 0.625 | 1 | None | 0% | All | 100% | bar: FNLYEAR 2015; FNLYEAR 2019 to FNLYEAR 2022
3rd Party | Tree - cutting, 3rd party | Conductor, Overhead | Broken, wire on object | [8 empty] | 4 | 0.6 | 0.5 | 0.66667 | None | 0% | All | 100% | bar: FNLYEAR 2017 to FNLYEAR 2018; FNLYEAR 2020 to FNLYEAR 2021
3rd Party | Tree - cutting, 3rd party | Conductor, Overhead | Deteriorated | [8 empty] | 1 | 0 | 0.125 | 0 | None | 0% | All | 100% | bar: FNLYEAR 2017
3rd Party | Tree - cutting, 3rd party | Conductor, Overhead | Arcing | [8 empty] | 1 | 0 | 0.125 | 0 | None | 0% | All | 100% | bar: FNLYEAR 2017
3rd Party | Tree - cutting, 3rd party | Conductor, Underground | Normal | [8 empty] | 1 | 0 | 0 | 0 | N/A | 0% | N/A | 0% | bar: FNLYEAR 2018
3rd Party | Tree - cutting, 3rd party | Connector or Splice (OH) | Broken, wire on ground | [8 empty] | 2 | 0.2 | 0.25 | 0.33333 | None | 0% | All | 100% | bar: FNLYEAR 2017; FNLYEAR 2021
3rd Party | Tree - cutting, 3rd party | Connector or Splice (OH) | Broken | [8 empty] | 1 | 0.2 | 0.125 | 0.33333 | None | 0% | All | 100% | bar: FNLYEAR 2020
3rd Party | Tree - cutting, 3rd party | Crossarm, Wood | Broken, wire on ground | 1 | 1 |  | 4 | 1 | 3 |  | 2 | 12 | 2 | 1.5 | 1.6667 | None | 0% | All | 100%
3rd Party | Tree - cutting, 3rd party | Crossarm, Wood | Broken | 1 |  | 2 |  | 2 | 1 | 1 | 2 | 9 | 1.2 | 1.125 | 1.3333 | None | 0% | All | 100%
3rd Party | Tree - cutting, 3rd party | Crossarm, Wood | Broken, wire on object | FNLYEAR 2017: 2 | 2 | 0 | 0.25 | 0 | None | 0% | All | 100%
3rd Party | Tree - cutting, 3rd party | Cutout- fuse holder | Normal | [8 empty] | 2 | 0 | 0.25 | 0 | None | 0% | All | 100% | bar: FNLYEAR 2016 to FNLYEAR 2017
3rd Party | Tree - cutting, 3rd party | Fuse | Failed/Faulted | 1 | 5 | 5 | 5 | 4 | 1 | 2 |  | 23 | 2.4 | 2.875 | 1 | None | 0% | All | 100%
3rd Party | Tree - cutting, 3rd party | Fuse | Normal | 1 | 3 |  | 1 |  | 1 | 2 | 1 | 9 | 1 | 1.125 | 1.3333 | None | 0% | All | 100%
3rd Party | Tree - cutting, 3rd party | Fuse | Broken | [8 empty] | 1 | 0.2 | 0.125 | 0.33333 | None | 0% | All | 100% | bar: FNLYEAR 2022
3rd Party | Tree - cutting, 3rd party | Fuse | Burned Open | [8 empty] | 1 | 0.2 | 0.125 | 0 | None | 0% | All | 100% | bar: FNLYEAR 2018
3rd Party | Tree - cutting, 3rd party | Insulator | Broken | [8 empty] | 4 | 0.4 | 0.5 | 0.33333 | None | 0% | All | 100% | bar: FNLYEAR 2016 to FNLYEAR 2018; FNLYEAR 2020
3rd Party | Tree - cutting, 3rd party | Insulator | Broken, wire on ground | [8 empty] | 1 | 0.2 | 0.125 | 0.33333 | None | 0% | All | 100% | bar: FNLYEAR 2020
3rd Party | Tree - cutting, 3rd party | Jumper | Normal | [8 empty] | 1 | 0.2 | 0.125 | 0.33333 | None | 0% | All | 100% | bar: FNLYEAR 2020
3rd Party | Tree - cutting, 3rd party | Jumper | Burned Open | [8 empty] | 1 | 0 | 0.125 | 0 | None | 0% | All | 100% | bar: FNLYEAR 2016
3rd Party | Tree - cutting, 3rd party | Pole-Wood | Broken, wire on ground |  | 2 | 1 | 3 | 1 | 1 | 2 | 4 | 14 | 2.2 | 1.75 | 2.3333 | None | 0% | All | 100%
3rd Party | Tree - cutting, 3rd party | Pole-Wood | Broken | 1 |  | 2 |  | 1 | 1 | 2 |  | 7 | 0.8 | 0.875 | 1 | None | 0% | All | 100%
3rd Party | Tree - cutting, 3rd party | Pole-Wood | Broken, wire on object | [8 empty] | 1 | 0.2 | 0.125 | 0.33333 | None | 0% | All | 100% | bar: FNLYEAR 2020
3rd Party | Tree - cutting, 3rd party | Recloser | Normal | [8 empty] | 2 | 0.4 | 0.25 | 0 | None | 0% | All | 100% | bar: FNLYEAR 2018 to FNLYEAR 2019
3rd Party | Tree - cutting, 3rd party | Recloser | Malfunctioning | [8 empty] | 1 | 0 | 0.125 | 0 | None | 0% | All | 100% | bar: FNLYEAR 2016
3rd Party | Tree - cutting, 3rd party | Secondary | Broken | FNLYEAR 2015: 1; FNLYEAR 2016: 2; FNLYEAR 2018: 1; FNLYEAR 2022: 2 | 6 | 0.6 | 0.75 | 0.66667 | None | 0% | Medium | 40%
3rd Party | Tree - cutting, 3rd party | Secondary | Broken, wire on ground | FNLYEAR 2016: 2; FNLYEAR 2020: 1 | 3 | 0.2 | 0.375 | 0.33333 | None | 0% | Medium High | 60%
3rd Party | Tree - cutting, 3rd party | Secondary | On Ground | [8 empty] | 1 | 0.2 | 0.125 | 0.33333 | None | 0% | Medium | 40% | bar: FNLYEAR 2022
3rd Party | Tree - cutting, 3rd party | Secondary | Together | [8 empty] | 1 | 0 | 0.125 | 0 | None | 0% | High | 70% | bar: FNLYEAR 2017
3rd Party | Tree - cutting, 3rd party | Secondary | Normal | [8 empty] | 1 | 0.2 | 0.125 | 0.33333 | None | 0% | High | 70% | bar: FNLYEAR 2021
3rd Party | Tree - cutting, 3rd party | Service conductor | Broken, wire on ground | 2 |  |  | 1 | 1 | 1 | 1 | 1 | 7 | 1 | 0.875 | 1 | None | 0% | Medium High | 60%
3rd Party | Tree - cutting, 3rd party | Service conductor | Normal | [8 empty] | 2 | 0.2 | 0.25 | 0.33333 | None | 0% | High | 70% | bar: FNLYEAR 2016; FNLYEAR 2020
3rd Party | Tree - cutting, 3rd party | Service conductor | Broken | [8 empty] | 2 | 0.2 | 0.25 | 0 | None | 0% | Medium | 40% | bar: FNLYEAR 2017; FNLYEAR 2019
3rd Party | Tree - cutting, 3rd party | Transformer | Failed/Faulted | [8 empty] | 3 | 0.4 | 0.375 | 0 | None | 0% | All | 100% | bar: FNLYEAR 2017 to FNLYEAR 2019
3rd Party | Tree - cutting, 3rd party | Transformer | Broken | [8 empty] | 2 | 0.2 | 0.25 | 0.33333 | None | 0% | All | 100% | bar: FNLYEAR 2017; FNLYEAR 2020
3rd Party | Tree - cutting, 3rd party | Transformer | Deteriorated | [8 empty] | 1 | 0.2 | 0.125 | 0 | None | 0% | All | 100% | bar: FNLYEAR 2019
3rd Party | Tree - cutting, 3rd party | Transformer | Broken, wire on object | [8 empty] | 1 | 0 | 0.125 | 0 | None | 0% | All | 100% | bar: FNLYEAR 2017
3rd Party | Tree - cutting, 3rd party | Transformer | Leaking | [8 empty] | 1 | 0.2 | 0.125 | 0 | None | 0% | All | 100% | bar: FNLYEAR 2019
3rd Party | Tree - cutting, 3rd party | Transformer | Burned/flashed | [8 empty] | 1 | 0.2 | 0.125 | 0 | None | 0% | All | 100% | bar: FNLYEAR 2019
3rd Party | Tree - cutting, 3rd party | Transformer | Contaminated | [8 empty] | 1 | 0.2 | 0.125 | 0 | None | 0% | All | 100% | bar: FNLYEAR 2019
3rd Party | Tree - cutting, 3rd party | Transformer (OH) | Failed/Faulted | FNLYEAR 2015: 2; FNLYEAR 2019: 1; FNLYEAR 2020: 1; FNLYEAR 2022: 1 | 5 | 0.6 | 0.625 | 0.66667 | None | 0% | All | 100%
3rd Party | Tree - cutting, 3rd party | Transformer (OH) | Broken | FNLYEAR 2018: 1; FNLYEAR 2022: 2 | 3 | 0.6 | 0.375 | 0.66667 | None | 0% | All | 100%
3rd Party | Tree - cutting, 3rd party | Transformer (OH) | Normal | [8 empty] | 1 | 0.2 | 0.125 | 0.33333 | None | 0% | All | 100% | bar: FNLYEAR 2021
3rd Party | Tree - cutting, 3rd party | Woodpin | Broken | [8 empty] | 1 | 0 | 0.125 | 0 | None | 0% | All | 100% | bar: FNLYEAR 2016
3rd Party | Vandalism | Bushing | Broken | [8 empty] | 1 | 0.2 | 0.125 | 0.33333 | None | 0% | All | 100% | bar: FNLYEAR 2022
3rd Party | Vandalism | Circuit Breaker | Normal | [8 empty] | 1 | 0 | 0 | 0 | N/A | 0% | N/A | 0% | bar: FNLYEAR 2016
3rd Party | Vandalism | Conductor, Overhead | Broken, wire on ground | [8 empty] | 1 | 0 | 0.125 | 0 | None | 0% | All | 100% | bar: FNLYEAR 2016
3rd Party | Vandalism | Fuse | Failed/Faulted | [8 empty] | 1 | 0.2 | 0.125 | 0 | None | 0% | All | 100% | bar: FNLYEAR 2019
3rd Party | Vandalism | Metering Equipment | Failed/Faulted | [8 empty] | 1 | 0.2 | 0.125 | 0.33333 | None | 0% | None | 0% | bar: FNLYEAR 2022
3rd Party | Vandalism | Other | Burned/flashed | [8 empty] | 1 | 0 | 0 | 0 | N/A | 0% | N/A | 0% | bar: FNLYEAR 2018
3rd Party | Vandalism | Pole-Wood | Broken | FNLYEAR 2019: 2; FNLYEAR 2021: 1 | 3 | 0.6 | 0.375 | 0.33333 | None | 0% | All | 100%
3rd Party | Vandalism | Pole-Wood | Broken, wire on ground | [8 empty] | 2 | 0.2 | 0.25 | 0.33333 | None | 0% | All | 100% | bar: FNLYEAR 2016; FNLYEAR 2020
3rd Party | Vandalism | Recloser | Broken | [8 empty] | 1 | 0.2 | 0.125 | 0.33333 | None | 0% | All | 100% | bar: FNLYEAR 2022
3rd Party | Vandalism | Secondary | Broken | [8 empty] | 1 | 0.2 | 0.125 | 0.33333 | None | 0% | Medium | 40% | bar: FNLYEAR 2020
3rd Party | Vandalism | Switch (OH) | Normal | [8 empty] | 1 | 0.2 | 0.125 | 0.33333 | None | 0% | All | 100% | bar: FNLYEAR 2020
3rd Party | Vandalism | Transformer | Failed/Faulted | [8 empty] | 1 | 0.2 | 0.125 | 0 | None | 0% | All | 100% | bar: FNLYEAR 2019
3rd Party | Vandalism | Transformer | Contaminated | [8 empty] | 1 | 0.2 | 0.125 | 0.33333 | None | 0% | All | 100% | bar: FNLYEAR 2021
3rd Party | Vandalism | Transformer (OH) | Failed/Faulted | [8 empty] | 1 | 0 | 0.125 | 0 | None | 0% | All | 100% | bar: FNLYEAR 2015
3rd Party | Vandalism | Transformer (UG) | Broken | [8 empty] | 1 | 0 | 0 | 0.33333 | N/A | 0% | N/A | 0% | bar: FNLYEAR 2020
3rd Party | Vehicle | Anchor or Guy | Broken | 6 | 10 | 5 | 11 | 9 | 9 | 8 | 15 | 73 | 10.4 | 9.125 | 10.6667 | None | 0% | All | 100%
3rd Party | Vehicle | Anchor or Guy | Normal | 5 | 3 | 5 |  | 3 | 4 | 1 | 4 | 25 | 2.4 | 3.125 | 3 | None | 0% | All | 100%
3rd Party | Vehicle | Anchor or Guy | Broken, wire on ground | FNLYEAR 2018: 1; FNLYEAR 2019: 1; FNLYEAR 2020: 3; FNLYEAR 2022: 3 | 8 | 1.6 | 1 | 2 | None | 0% | All | 100%
3rd Party | Vehicle | Anchor or Guy | Bent or Twisted | FNLYEAR 2017: 1; FNLYEAR 2020: 1; FNLYEAR 2021: 2; FNLYEAR 2022: 1 | 5 | 0.8 | 0.625 | 1.3333 | None | 0% | All | 100%
3rd Party | Vehicle | Bushing | Broken | [8 empty] | 1 | 0.2 | 0.125 | 0.33333 | None | 0% | All | 100% | bar: FNLYEAR 2020
3rd Party | Vehicle | Capacitor | Burned/flashed | [8 empty] | 1 | 0.2 | 0.125 | 0.33333 | None | 0% | All | 100% | bar: FNLYEAR 2022
3rd Party | Vehicle | Conductor, Overhead | Broken, wire on ground | 8 | 7 | 8 | 9 | 12 | 9 | 12 | 6 | 71 | 9.6 | 8.875 | 9 | None | 0% | All | 100%
3rd Party | Vehicle | Conductor, Overhead | Normal | 5 | 2 | 12 | 3 | 4 | 7 | 12 | 12 | 57 | 7.6 | 7.125 | 10.3333 | None | 0% | All | 100%
3rd Party | Vehicle | Conductor, Overhead | Together | 1 | 2 | 4 | 5 | 2 | 2 | 2 | 1 | 19 | 2.4 | 2.375 | 1.6667 | None | 0% | All | 100%
3rd Party | Vehicle | Conductor, Overhead | Broken |  | 2 |  | 2 | 2 |  | 2 | 1 | 9 | 1.4 | 1.125 | 1 | None | 0% | All | 100%
3rd Party | Vehicle | Conductor, Overhead | Broken, wire on object | FNLYEAR 2017: 1; FNLYEAR 2018: 2; FNLYEAR 2021: 1; FNLYEAR 2022: 2 | 6 | 1 | 0.75 | 1 | None | 0% | All | 100%
3rd Party | Vehicle | Conductor, Overhead | On Ground | FNLYEAR 2015: 2; FNLYEAR 2016: 2 | 4 | 0 | 0.5 | 0 | None | 0% | All | 100%
3rd Party | Vehicle | Conductor, Overhead | Contaminated | FNLYEAR 2018: 2 | 2 | 0.4 | 0.25 | 0 | None | 0% | All | 100%
3rd Party | Vehicle | Conductor, Overhead | Bent or Twisted | [8 empty] | 2 | 0.2 | 0.25 | 0.33333 | None | 0% | All | 100% | bar: FNLYEAR 2016; FNLYEAR 2022
3rd Party | Vehicle | Conductor, Overhead | Deteriorated | [8 empty] | 1 | 0.2 | 0.125 | 0.33333 | None | 0% | All | 100% | bar: FNLYEAR 2022
3rd Party | Vehicle | Conductor, Overhead | Burned/flashed | [8 empty] | 1 | 0.2 | 0.125 | 0.33333 | None | 0% | All | 100% | bar: FNLYEAR 2020
3rd Party | Vehicle | Conductor, Underground | Broken | FNLYEAR 2015: 2; FNLYEAR 2017: 1; FNLYEAR 2018: 1; FNLYEAR 2020: 1 | 5 | 0 | 0 | 0.33333 | N/A | 0% | N/A | 0%
3rd Party | Vehicle | Conductor, Underground | Burned/flashed | [8 empty] | 1 | 0 | 0 | 0 | N/A | 0% | N/A | 0% | bar: FNLYEAR 2018
3rd Party | Vehicle | Connector or Splice (OH) | Broken | [8 empty] | 2 | 0.2 | 0.25 | 0.33333 | None | 0% | All | 100% | bar: FNLYEAR 2016; FNLYEAR 2020
3rd Party | Vehicle | Connector or Splice (OH) | Broken, wire on ground | FNLYEAR 2017: 2 | 2 | 0 | 0.25 | 0 | None | 0% | All | 100%
3rd Party | Vehicle | Connector or Splice (OH) | Normal | [8 empty] | 1 | 0.2 | 0.125 | 0 | None | 0% | All | 100% | bar: FNLYEAR 2018
3rd Party | Vehicle | Connector or Splice (UG) | Burned/flashed | [8 empty] | 1 | 0 | 0 | 0.33333 | N/A | 0% | N/A | 0% | bar: FNLYEAR 2021
3rd Party | Vehicle | Connector or Splice (UG) | Broken | [8 empty] | 1 | 0 | 0 | 0.33333 | N/A | 0% | N/A | 0% | bar: FNLYEAR 2021
3rd Party | Vehicle | Crossarm, Wood | Broken |  | 4 | 2 | 2 | 6 | 5 | 4 | 2 | 25 | 3.8 | 3.125 | 3.6667 | None | 0% | All | 100%
3rd Party | Vehicle | Crossarm, Wood | Broken, wire on ground |  |  | 1 | 1 | 2 | 1 |  | 1 | 6 | 1 | 0.75 | 0.66667 | None | 0% | All | 100%
3rd Party | Vehicle | Crossarm, Wood | Normal | [8 empty] | 1 | 0.2 | 0.125 | 0 | None | 0% | All | 100% | bar: FNLYEAR 2018
3rd Party | Vehicle | Crossarm, Wood | Broken, wire on object | [8 empty] | 1 | 0.2 | 0.125 | 0.33333 | None | 0% | All | 100% | bar: FNLYEAR 2020
3rd Party | Vehicle | Customer Equipment | Broken | [8 empty] | 2 | 0 | 0.25 | 0 | None | 0% | None | 0% | bar: FNLYEAR 2015; FNLYEAR 2017
3rd Party | Vehicle | Cutout- fuse holder | Broken | [8 empty] | 4 | 0.4 | 0.5 | 0.33333 | None | 0% | All | 100% | bar: FNLYEAR 2016 to FNLYEAR 2018; FNLYEAR 2021
3rd Party | Vehicle | Cutout- fuse holder | Normal | [8 empty] | 2 | 0.2 | 0.25 | 0 | None | 0% | All | 100% | bar: FNLYEAR 2016; FNLYEAR 2019
3rd Party | Vehicle | Cutout- fuse holder | Failed/Faulted | [8 empty] | 2 | 0.2 | 0.25 | 0 | None | 0% | All | 100% | bar: FNLYEAR 2016; FNLYEAR 2018
3rd Party | Vehicle | Elbow | Broken | [8 empty] | 1 | 0 | 0 | 0.33333 | N/A | 0% | N/A | 0% | bar: FNLYEAR 2022
3rd Party | Vehicle | Fuse | Failed/Faulted | 6 | 1 | 5 | 5 | 1 | 1 | 1 | 1 | 21 | 1.8 | 2.625 | 1 | None | 0% | All | 100%
3rd Party | Vehicle | Fuse | Normal |  |  | 2 | 2 | 4 | 2 |  | 3 | 13 | 2.2 | 1.625 | 1.6667 | None | 0% | All | 100%
3rd Party | Vehicle | Fuse | Burned Open | FNLYEAR 2016: 1; FNLYEAR 2020: 1; FNLYEAR 2021: 1; FNLYEAR 2022: 2 | 5 | 0.8 | 0.625 | 1.3333 | None | 0% | All | 100%
3rd Party | Vehicle | Insulator | Broken | [8 empty] | 5 | 0.4 | 0.625 | 0 | None | 0% | All | 100% | bar: FNLYEAR 2015 to FNLYEAR 2019
3rd Party | Vehicle | Jumper | Burned Open | [8 empty] | 1 | 0 | 0.125 | 0 | None | 0% | All | 100% | bar: FNLYEAR 2016
3rd Party | Vehicle | Jumper | Broken | [8 empty] | 1 | 0 | 0.125 | 0 | None | 0% | All | 100% | bar: FNLYEAR 2017
3rd Party | Vehicle | Lightning Arrestor | Failed/Faulted | [8 empty] | 1 | 0.2 | 0.125 | 0.33333 | None | 0% | All | 100% | bar: FNLYEAR 2020
3rd Party | Vehicle | Other | Broken | 1 | 2 | 1 | 1 |  |  | 3 |  | 8 | 0 | 0 | 1 | N/A | 0% | N/A | 0%
3rd Party | Vehicle | Other | Normal | FNLYEAR 2015: 1; FNLYEAR 2018: 1; FNLYEAR 2019: 2; FNLYEAR 2022: 1 | 5 | 0 | 0 | 0.33333 | N/A | 0% | N/A | 0%
3rd Party | Vehicle | Pole - Tower, steel | Broken | [8 empty] | 2 | 0.2 | 0.25 | 0.33333 | None | 0% | All | 100% | bar: FNLYEAR 2015; FNLYEAR 2020
3rd Party | Vehicle | Pole-Wood | Broken | 65 | 119 | 94 | 113 | 105 | 120 | 116 | 104 | 836 | 111.6 | 104.5 | 113.3333 | None | 0% | All | 100%
3rd Party | Vehicle | Pole-Wood | Broken, wire on ground | 49 | 68 | 44 | 57 | 56 | 58 | 55 | 41 | 428 | 53.4 | 53.5 | 51.3333 | None | 0% | All | 100%
3rd Party | Vehicle | Pole-Wood | Normal | 6 | 7 | 6 | 7 | 5 | 13 | 9 | 3 | 56 | 7.4 | 7 | 8.3333 | None | 0% | All | 100%
3rd Party | Vehicle | Pole-Wood | Broken, wire on object | 5 | 5 | 6 | 5 | 5 | 3 | 6 | 2 | 37 | 4.2 | 4.625 | 3.6667 | None | 0% | All | 100%
3rd Party | Vehicle | Pole-Wood | On Ground | 3 | 2 |  |  | 1 | 2 | 2 | 1 | 11 | 1.2 | 1.375 | 1.6667 | None | 0% | All | 100%
3rd Party | Vehicle | Pole-Wood | Burned/flashed | [8 empty] | 2 | 0.4 | 0.25 | 0.33333 | None | 0% | All | 100% | bar: FNLYEAR 2019 to FNLYEAR 2020
3rd Party | Vehicle | Pole-Wood | Deteriorated | [8 empty] | 1 | 0.2 | 0.125 | 0.33333 | None | 0% | All | 100% | bar: FNLYEAR 2022
3rd Party | Vehicle | Pothead(Riser Termination) | Broken | [8 empty] | 1 | 0.2 | 0.125 | 0 | None | 0% | All | 100% | bar: FNLYEAR 2019
3rd Party | Vehicle | Recloser | Burned/flashed | [8 empty] | 1 | 0.2 | 0.125 | 0 | None | 0% | All | 100% | bar: FNLYEAR 2018
3rd Party | Vehicle | Secondary | Broken, wire on ground | [8 empty] | 5 | 0.6 | 0.625 | 0.66667 | None | 0% | Medium | 40% | bar: FNLYEAR 2015; FNLYEAR 2017; FNLYEAR 2019 to FNLYEAR 2020; FNLYEAR 2022
3rd Party | Vehicle | Secondary | Burned/flashed | [8 empty] | 2 | 0 | 0.25 | 0 | None | 0% | High | 70% | bar: FNLYEAR 2016 to FNLYEAR 2017
3rd Party | Vehicle | Secondary | Normal | [8 empty] | 2 | 0.2 | 0.25 | 0.33333 | None | 0% | High | 70% | bar: FNLYEAR 2017; FNLYEAR 2020
3rd Party | Vehicle | Secondary | Broken | [8 empty] | 1 | 0 | 0.125 | 0 | None | 0% | Medium | 40% | bar: FNLYEAR 2017
3rd Party | Vehicle | Secondary | Together | [8 empty] | 1 | 0.2 | 0.125 | 0.33333 | None | 0% | High | 70% | bar: FNLYEAR 2021
3rd Party | Vehicle | Secondary | Broken, wire on object | [8 empty] | 1 | 0.2 | 0.125 | 0.33333 | None | 0% | Medium | 40% | bar: FNLYEAR 2020
3rd Party | Vehicle | Secondary | Burned Open | [8 empty] | 1 | 0.2 | 0.125 | 0.33333 | None | 0% | Medium | 40% | bar: FNLYEAR 2021
3rd Party | Vehicle | Service conductor | Broken | [8 empty] | 4 | 0.8 | 0.5 | 0.66667 | None | 0% | Medium | 40% | bar: FNLYEAR 2018 to FNLYEAR 2020; FNLYEAR 2022
3rd Party | Vehicle | Service conductor | Normal | [8 empty] | 2 | 0.2 | 0.25 | 0.33333 | None | 0% | High | 70% | bar: FNLYEAR 2017; FNLYEAR 2022
3rd Party | Vehicle | Service conductor | Broken, wire on ground | FNLYEAR 2021: 2 | 2 | 0.4 | 0.25 | 0.66667 | None | 0% | Medium | 40%
3rd Party | Vehicle | Switch | Broken | [8 empty] | 1 | 0 | 0.125 | 0 | None | 0% | All | 100% | bar: FNLYEAR 2015
3rd Party | Vehicle | Transformer | Broken | FNLYEAR 2015: 1; FNLYEAR 2017: 1; FNLYEAR 2019: 2; FNLYEAR 2020: 1 | 5 | 0.6 | 0.625 | 0.33333 | None | 0% | All | 100%
3rd Party | Vehicle | Transformer | Broken, wire on ground | [8 empty] | 3 | 0.4 | 0.375 | 0.33333 | None | 0% | All | 100% | bar: FNLYEAR 2015; FNLYEAR 2019 to FNLYEAR 2020
3rd Party | Vehicle | Transformer | (blank) | [8 empty] | 2 | 0 | 0.25 | 0 | None | 0% | All | 100% | bar: FNLYEAR 2016 to FNLYEAR 2017
3rd Party | Vehicle | Transformer | Normal | [8 empty] | 2 | 0.4 | 0.25 | 0.66667 | None | 0% | All | 100% | bar: FNLYEAR 2021 to FNLYEAR 2022
3rd Party | Vehicle | Transformer | Leaking | [8 empty] | 2 | 0.2 | 0.25 | 0 | None | 0% | All | 100% | bar: FNLYEAR 2015; FNLYEAR 2018
3rd Party | Vehicle | Transformer | Failed/Faulted | [8 empty] | 2 | 0.2 | 0.25 | 0 | None | 0% | All | 100% | bar: FNLYEAR 2017 to FNLYEAR 2018
3rd Party | Vehicle | Transformer | Arcing | [8 empty] | 1 | 0.2 | 0.125 | 0 | None | 0% | All | 100% | bar: FNLYEAR 2019
3rd Party | Vehicle | Transformer (OH) | Broken |  | 1 | 1 | 1 |  | 2 | 1 | 1 | 7 | 1 | 0.875 | 1.3333 | None | 0% | All | 100%
3rd Party | Vehicle | Transformer (OH) | Normal | FNLYEAR 2017: 1; FNLYEAR 2020: 1; FNLYEAR 2021: 2; FNLYEAR 2022: 2 | 6 | 1 | 0.75 | 1.6667 | None | 0% | All | 100%
3rd Party | Vehicle | Transformer (OH) | Failed/Faulted | [8 empty] | 2 | 0.4 | 0.25 | 0.66667 | None | 0% | All | 100% | bar: FNLYEAR 2021 to FNLYEAR 2022
3rd Party | Vehicle | Transformer (UG) | Broken | 1 | 2 | 2 | 4 | 1 | 3 | 4 | 3 | 20 | 0 | 0 | 3.3333 | N/A | 0% | N/A | 0%
3rd Party | Vehicle | Transformer (UG) | On Ground | FNLYEAR 2016: 2; FNLYEAR 2018: 2; FNLYEAR 2021: 1 | 5 | 0 | 0 | 0.33333 | N/A | 0% | N/A | 0%
3rd Party | Vehicle | Transformer (UG) | Normal | [8 empty] | 2 | 0 | 0 | 0.66667 | N/A | 0% | N/A | 0% | bar: FNLYEAR 2020; FNLYEAR 2022
3rd Party | Vehicle | Transformer (UG) | Leaking | [8 empty] | 2 | 0 | 0 | 0.33333 | N/A | 0% | N/A | 0% | bar: FNLYEAR 2017; FNLYEAR 2020
3rd Party | Vehicle | Transformer (UG) | Failed/Faulted | [8 empty] | 2 | 0 | 0 | 0.33333 | N/A | 0% | N/A | 0% | bar: FNLYEAR 2019; FNLYEAR 2021
3rd Party | Vehicle | Transformer (UG) | Deteriorated | [8 empty] | 1 | 0 | 0 | 0.33333 | N/A | 0% | N/A | 0% | bar: FNLYEAR 2020
3rd Party | Vehicle | (blank) | Normal | [8 empty] | 4 | 0 | 0 | 0 | N/A | 0% | N/A | 0% | bar: FNLYEAR 2016 to FNLYEAR 2019
3rd Party | Vehicle | (blank) | Burned Open | [8 empty] | 1 | 0 | 0 | 0.33333 | N/A | 0% | N/A | 0% | bar: FNLYEAR 2021
Animal | Bird found | Booster | Normal | [8 empty] | 1 | 0 | 0.125 | 0 | None | 0% | All | 100% | bar: FNLYEAR 2016
Animal | Bird found | Bus | Burned/flashed | [8 empty] | 2 | 0 | 0 | 0 | N/A | 0% | N/A | 0% | bar: FNLYEAR 2017; FNLYEAR 2019
Animal | Bird found | Bus | Normal | [8 empty] | 1 | 0 | 0 | 0.33333 | N/A | 0% | N/A | 0% | bar: FNLYEAR 2022
Animal | Bird found | Bushing | Burned/flashed | 1 |  |  | 2 | 1 | 1 |  | 2 | 7 | 1.2 | 0.875 | 1 | None | 0% | All | 100%
Animal | Bird found | Bushing | Failed/Faulted | [8 empty] | 3 | 0.4 | 0.375 | 0.33333 | None | 0% | All | 100% | bar: FNLYEAR 2017 to FNLYEAR 2018; FNLYEAR 2020
Animal | Bird found | Bushing | Normal | [8 empty] | 1 | 0.2 | 0.125 | 0.33333 | None | 0% | All | 100% | bar: FNLYEAR 2022
Animal | Bird found | Bushing | Arcing | [8 empty] | 1 | 0.2 | 0.125 | 0.33333 | None | 0% | All | 100% | bar: FNLYEAR 2021
Animal | Bird found | Capacitor | Normal | [8 empty] | 1 | 0.2 | 0.125 | 0.33333 | None | 0% | All | 100% | bar: FNLYEAR 2022
Animal | Bird found | Circuit Breaker | Normal | [8 empty] | 3 | 0.6 | 0.375 | 0.33333 | None | 0% | All | 100% | bar: FNLYEAR 2018 to FNLYEAR 2019; FNLYEAR 2022
Animal | Bird found | Conductor, Overhead | Normal | 32 | 39 | 62 | 95 | 101 | 113 | 120 | 124 | 686 | 110.6 | 85.75 | 119 | None | 0% | All | 100%
Animal | Bird found | Conductor, Overhead | Broken, wire on ground | 5 | 13 | 5 | 13 | 10 | 7 | 4 | 2 | 59 | 7.2 | 7.375 | 4.3333 | None | 0% | All | 100%
Animal | Bird found | Conductor, Overhead | Together | 3 | 1 | 6 | 8 | 3 | 4 | 10 | 3 | 38 | 5.6 | 4.75 | 5.6667 | None | 0% | All | 100%
Animal | Bird found | Conductor, Overhead | Deteriorated | FNLYEAR 2017: 1; FNLYEAR 2018: 2; FNLYEAR 2020: 1; FNLYEAR 2022: 2 | 6 | 1 | 0.75 | 1 | None | 0% | All | 100%
Animal | Bird found | Conductor, Overhead | Burned/flashed |  | 1 |  | 1 | 1 | 1 |  | 2 | 6 | 1 | 0.75 | 1 | None | 0% | All | 100%
Animal | Bird found | Conductor, Overhead | Broken | FNLYEAR 2015: 3; FNLYEAR 2019: 1 | 4 | 0.2 | 0.5 | 0 | None | 0% | All | 100%
Animal | Bird found | Conductor, Overhead | On Ground | [8 empty] | 2 | 0.2 | 0.25 | 0 | None | 0% | All | 100% | bar: FNLYEAR 2015; FNLYEAR 2018
Animal | Bird found | Conductor, Overhead | Bent or Twisted | [8 empty] | 2 | 0.4 | 0.25 | 0.33333 | None | 0% | All | 100% | bar: FNLYEAR 2019; FNLYEAR 2022
Animal | Bird found | Conductor, Overhead | Contaminated | [8 empty] | 1 | 0 | 0.125 | 0 | None | 0% | All | 100% | bar: FNLYEAR 2016
Animal | Bird found | Conductor, Overhead | Broken, wire on object | [8 empty] | 1 | 0 | 0.125 | 0 | None | 0% | All | 100% | bar: FNLYEAR 2015
Animal | Bird found | Conductor, Overhead | Annealed | [8 empty] | 1 | 0.2 | 0.125 | 0.33333 | None | 0% | All | 100% | bar: FNLYEAR 2020
Animal | Bird found | Conductor, Underground | Normal | [8 empty] | 2 | 0 | 0 | 0.33333 | N/A | 0% | N/A | 0% | bar: FNLYEAR 2019; FNLYEAR 2021
Animal | Bird found | Connector or Splice (OH) | Normal | [8 empty] | 4 | 0.4 | 0.5 | 0 | None | 0% | All | 100% | bar: FNLYEAR 2015 to FNLYEAR 2016; FNLYEAR 2018 to FNLYEAR 2019
Animal | Bird found | Connector or Splice (OH) | Arcing | [8 empty] | 1 | 0 | 0.125 | 0 | None | 0% | All | 100% | bar: FNLYEAR 2017
Animal | Bird found | Connector or Splice (OH) | Burned/flashed | [8 empty] | 1 | 0.2 | 0.125 | 0.33333 | None | 0% | All | 100% | bar: FNLYEAR 2020
Animal | Bird found | Cutout- fuse holder | Broken | 1 |  |  |  | 1 | 3 | 3 | 2 | 10 | 1.8 | 1.25 | 2.6667 | None | 0% | All | 100%
Animal | Bird found | Cutout- fuse holder | Failed/Faulted | 2 | 2 | 3 |  | 1 |  |  | 1 | 9 | 0.4 | 1.125 | 0.33333 | None | 0% | All | 100%
Animal | Bird found | Cutout- fuse holder | Normal | 2 | 2 |  | 2 |  |  | 1 | 2 | 9 | 1 | 1.125 | 1 | None | 0% | All | 100%
Animal | Bird found | Cutout- fuse holder | Burned/flashed |  |  | 2 | 1 | 2 |  | 1 | 1 | 7 | 1 | 0.875 | 0.66667 | None | 0% | All | 100%
Animal | Bird found | Fuse | Failed/Faulted | 37 | 46 | 48 | 47 | 40 | 30 | 6 | 6 | 260 | 25.8 | 32.5 | 14 | None | 0% | All | 100%
Animal | Bird found | Fuse | Normal | 8 | 5 | 4 | 2 | 3 | 2 | 4 | 3 | 31 | 2.8 | 3.875 | 3 | None | 0% | All | 100%
Animal | Bird found | Fuse | Burned Open | FNLYEAR 2020: 5; FNLYEAR 2021: 7; FNLYEAR 2022: 9 | 21 | 4.2 | 2.625 | 7 | None | 0% | All | 100%
Animal | Bird found | Fuse | Broken | [8 empty] | 1 | 0.2 | 0.125 | 0.33333 | None | 0% | All | 100% | bar: FNLYEAR 2021
Animal | Bird found | Insulator | Burned/flashed | FNLYEAR 2016: 1; FNLYEAR 2020: 2; FNLYEAR 2021: 1; FNLYEAR 2022: 1 | 5 | 0.8 | 0.625 | 1.3333 | None | 0% | All | 100%
Animal | Bird found | Insulator | Broken | [8 empty] | 3 | 0.4 | 0.375 | 0.33333 | None | 0% | All | 100% | bar: FNLYEAR 2016; FNLYEAR 2019 to FNLYEAR 2020
Animal | Bird found | Insulator | Failed/Faulted | FNLYEAR 2017: 2 | 2 | 0 | 0.25 | 0 | None | 0% | All | 100%
Animal | Bird found | Jumper | Burned Open | 1 |  | 1 |  | 1 | 1 | 2 | 1 | 7 | 1 | 0.875 | 1.3333 | None | 0% | All | 100%
Animal | Bird found | Jumper | Normal | FNLYEAR 2019: 1; FNLYEAR 2021: 2 | 3 | 0.6 | 0.375 | 0.66667 | None | 0% | All | 100%
Animal | Bird found | Jumper | Bent or Twisted | [8 empty] | 2 | 0.2 | 0.25 | 0.33333 | None | 0% | All | 100% | bar: FNLYEAR 2016; FNLYEAR 2022
Animal | Bird found | Jumper | Burned/flashed | [8 empty] | 1 | 0.2 | 0.125 | 0 | None | 0% | All | 100% | bar: FNLYEAR 2019
Animal | Bird found | Lightning Arrestor | Burned/flashed | FNLYEAR 2015: 2; FNLYEAR 2020: 1; FNLYEAR 2022: 1 | 4 | 0.4 | 0.5 | 0.66667 | None | 0% | All | 100%
Animal | Bird found | Lightning Arrestor | Failed/Faulted | [8 empty] | 3 | 0.6 | 0.375 | 0.33333 | None | 0% | All | 100% | bar: FNLYEAR 2018 to FNLYEAR 2020
Animal | Bird found | Lightning Arrestor | Normal | [8 empty] | 1 | 0.2 | 0.125 | 0.33333 | None | 0% | All | 100% | bar: FNLYEAR 2022
Animal | Bird found | Lightning Arrestor | Broken | [8 empty] | 1 | 0.2 | 0.125 | 0.33333 | None | 0% | All | 100% | bar: FNLYEAR 2022
Animal | Bird found | Metering Equipment | Normal | [8 empty] | 1 | 0.2 | 0.125 | 0.33333 | None | 0% | None | 0% | bar: FNLYEAR 2022
Animal | Bird found | Other | Normal | [8 empty] | 2 | 0 | 0 | 0 | N/A | 0% | N/A | 0% | bar: FNLYEAR 2015 to FNLYEAR 2016
Animal | Bird found | Pole-Wood | Normal | [8 empty] | 4 | 0.4 | 0.5 | 0.33333 | None | 0% | All | 100% | bar: FNLYEAR 2016 to FNLYEAR 2018; FNLYEAR 2021
Animal | Bird found | Pole-Wood | Broken | FNLYEAR 2017: 1; FNLYEAR 2019: 2 | 3 | 0.4 | 0.375 | 0 | None | 0% | All | 100%
Animal | Bird found | Pole-Wood | Deteriorated | [8 empty] | 1 | 0 | 0.125 | 0 | None | 0% | All | 100% | bar: FNLYEAR 2015
Animal | Bird found | Pole-Wood | Broken, wire on ground | [8 empty] | 1 | 0 | 0.125 | 0 | None | 0% | All | 100% | bar: FNLYEAR 2015
Animal | Bird found | Pothead(Riser Termination) | Normal | FNLYEAR 2016: 2; FNLYEAR 2020: 1; FNLYEAR 2021: 2; FNLYEAR 2022: 6 | 11 | 1.8 | 1.375 | 3 | None | 0% | All | 100%
Animal | Bird found | Pothead(Riser Termination) | Burned/flashed | [8 empty] | 5 | 0.6 | 0.625 | 0.66667 | None | 0% | All | 100% | bar: FNLYEAR 2015 to FNLYEAR 2016; FNLYEAR 2019 to FNLYEAR 2021
Animal | Bird found | Pothead(Riser Termination) | Arcing | [8 empty] | 2 | 0.2 | 0.25 | 0 | None | 0% | All | 100% | bar: FNLYEAR 2015; FNLYEAR 2018
Animal | Bird found | Pothead(Riser Termination) | Broken | [8 empty] | 1 | 0.2 | 0.125 | 0.33333 | None | 0% | All | 100% | bar: FNLYEAR 2022
Animal | Bird found | PT/CCVT | Failed/Faulted | [8 empty] | 1 | 0.2 | 0.125 | 0 | None | 0% | None | 0% | bar: FNLYEAR 2018
Animal | Bird found | Recloser | Normal | FNLYEAR 2017: 1; FNLYEAR 2020: 4; FNLYEAR 2022: 3 | 8 | 1.4 | 1 | 2.3333 | None | 0% | All | 100%
Animal | Bird found | Recloser | Burned/flashed | [8 empty] | 3 | 0.4 | 0.375 | 0.33333 | None | 0% | All | 100% | bar: FNLYEAR 2015; FNLYEAR 2018; FNLYEAR 2021
Animal | Bird found | Recloser | Failed/Faulted | [8 empty] | 3 | 0.6 | 0.375 | 0.33333 | None | 0% | All | 100% | bar: FNLYEAR 2018 to FNLYEAR 2019; FNLYEAR 2021
Animal | Bird found | Recloser | Malfunctioning | [8 empty] | 1 | 0.2 | 0.125 | 0.33333 | None | 0% | All | 100% | bar: FNLYEAR 2020
Animal | Bird found | Regulator | Normal | [8 empty] | 1 | 0.2 | 0.125 | 0 | None | 0% | All | 100% | bar: FNLYEAR 2018
Animal | Bird found | Relay | Malfunctioning | [8 empty] | 1 | 0 | 0 | 0 | N/A | 0% | N/A | 0% | bar: FNLYEAR 2017
Animal | Bird found | Secondary | Normal | [8 empty] | 1 | 0.2 | 0.125 | 0.33333 | None | 0% | High | 70% | bar: FNLYEAR 2021
Animal | Bird found | Switch (OH) | Normal | FNLYEAR 2022: 2 | 2 | 0.4 | 0.25 | 0.66667 | None | 0% | All | 100%
Animal | Bird found | Switch (UG) | Normal | [8 empty] | 1 | 0 | 0 | 0 | N/A | 0% | N/A | 0% | bar: FNLYEAR 2019
Animal | Bird found | Transformer | Failed/Faulted | 3 | 2 | 3 | 1 | 1 | 2 | 1 |  | 13 | 1 | 1.625 | 1 | None | 0% | All | 100%
Animal | Bird found | Transformer | Burned/flashed | [8 empty] | 5 | 0.8 | 0.625 | 0.66667 | None | 0% | All | 100% | bar: FNLYEAR 2015; FNLYEAR 2018 to FNLYEAR 2020; FNLYEAR 2022
Animal | Bird found | Transformer | Normal | [8 empty] | 2 | 0.2 | 0.25 | 0.33333 | None | 0% | All | 100% | bar: FNLYEAR 2015; FNLYEAR 2021
Animal | Bird found | Transformer | On Ground | [8 empty] | 1 | 0 | 0.125 | 0 | None | 0% | All | 100% | bar: FNLYEAR 2015
Animal | Bird found | Transformer | (blank) | [8 empty] | 1 | 0 | 0.125 | 0 | None | 0% | All | 100% | bar: FNLYEAR 2017
Animal | Bird found | Transformer | Malfunctioning | [8 empty] | 1 | 0 | 0.125 | 0 | None | 0% | All | 100% | bar: FNLYEAR 2015
Animal | Bird found | Transformer (OH) | Normal | 6 | 12 | 11 | 8 | 11 | 11 | 15 | 20 | 94 | 13 | 11.75 | 15.3333 | None | 0% | All | 100%
Animal | Bird found | Transformer (OH) | Failed/Faulted | 3 | 3 | 1 | 5 | 4 | 3 | 4 | 3 | 26 | 3.8 | 3.25 | 3.3333 | None | 0% | All | 100%
Animal | Bird found | Transformer (OH) | Burned/flashed | 2 |  | 1 | 1 | 2 | 2 | 1 | 5 | 14 | 2.2 | 1.75 | 2.6667 | None | 0% | All | 100%
Animal | Bird found | Transformer (OH) | Broken | [8 empty] | 3 | 0.6 | 0.375 | 0.66667 | None | 0% | All | 100% | bar: FNLYEAR 2018; FNLYEAR 2020; FNLYEAR 2022
Animal | Bird found | Transformer (OH) | (blank) | [8 empty] | 2 | 0.4 | 0.25 | 0.66667 | None | 0% | All | 100% | bar: FNLYEAR 2020; FNLYEAR 2022
Animal | Bird found | Transformer (UG) | Failed/Faulted | [8 empty] | 1 | 0 | 0 | 0.33333 | N/A | 0% | N/A | 0% | bar: FNLYEAR 2020
Animal | Bird found | (blank) | Failed/Faulted | 5 | 4 | 3 | 2 |  | 1 | 1 |  | 16 | 0 | 0 | 0.66667 | N/A | 0% | N/A | 0%
Animal | Bird found | (blank) | (blank) | [8 empty] | 2 | 0 | 0 | 0.66667 | N/A | 0% | N/A | 0% | bar: FNLYEAR 2021 to FNLYEAR 2022
Animal | Bird found | (blank) | Broken | [8 empty] | 1 | 0 | 0 | 0 | N/A | 0% | N/A | 0% | bar: FNLYEAR 2015
Animal | Bird found | (blank) | Normal | [8 empty] | 1 | 0 | 0 | 0 | N/A | 0% | N/A | 0% | bar: FNLYEAR 2016
Animal | Other | Anchor or Guy | Bent or Twisted | FNLYEAR 2016: 2 | 2 | 0 | 0.25 | 0 | None | 0% | All | 100%
Animal | Other | Anchor or Guy | Normal | [8 empty] | 2 | 0.4 | 0.25 | 0.33333 | None | 0% | All | 100% | bar: FNLYEAR 2018; FNLYEAR 2021
Animal | Other | Anchor or Guy | Broken | [8 empty] | 1 | 0.2 | 0.125 | 0.33333 | None | 0% | All | 100% | bar: FNLYEAR 2021
Animal | Other | Bus | Normal | FNLYEAR 2020: 2; FNLYEAR 2021: 1; FNLYEAR 2022: 1 | 4 | 0 | 0 | 1.3333 | N/A | 0% | N/A | 0%
Animal | Other | Bushing | Normal | [8 empty] | 2 | 0.2 | 0.25 | 0 | None | 0% | All | 100% | bar: FNLYEAR 2016; FNLYEAR 2018
Animal | Other | Bushing | Burned/flashed | [8 empty] | 1 | 0 | 0.125 | 0 | None | 0% | All | 100% | bar: FNLYEAR 2017
Animal | Other | Bushing | Contaminated | [8 empty] | 1 | 0.2 | 0.125 | 0.33333 | None | 0% | All | 100% | bar: FNLYEAR 2022
Animal | Other | Circuit Breaker | Normal | [8 empty] | 1 | 0.2 | 0.125 | 0.33333 | None | 0% | All | 100% | bar: FNLYEAR 2021
Animal | Other | Conductor, Overhead | Normal | 3 | 3 | 10 | 13 | 9 | 10 | 10 | 14 | 72 | 11.2 | 9 | 11.3333 | None | 0% | All | 100%
Animal | Other | Conductor, Overhead | Broken, wire on ground | 1 |  | 2 | 1 |  | 1 | 2 |  | 7 | 0.8 | 0.875 | 1 | None | 0% | All | 100%
Animal | Other | Conductor, Overhead | Together | FNLYEAR 2017: 1; FNLYEAR 2018: 1; FNLYEAR 2019: 3 | 5 | 0.8 | 0.625 | 0 | None | 0% | All | 100%
Animal | Other | Conductor, Overhead | Burned/flashed | [8 empty] | 3 | 0.4 | 0.375 | 0.33333 | None | 0% | All | 100% | bar: FNLYEAR 2017 to FNLYEAR 2018; FNLYEAR 2022
Animal | Other | Conductor, Overhead | On Ground | [8 empty] | 1 | 0.2 | 0.125 | 0 | None | 0% | All | 100% | bar: FNLYEAR 2018
Animal | Other | Conductor, Overhead | Failed/Faulted | [8 empty] | 1 | 0 | 0.125 | 0 | None | 0% | All | 100% | bar: FNLYEAR 2015
Animal | Other | Conductor, Overhead | Bent or Twisted | [8 empty] | 1 | 0.2 | 0.125 | 0.33333 | None | 0% | All | 100% | bar: FNLYEAR 2021
Animal | Other | Conductor, Overhead | Contaminated | [8 empty] | 1 | 0 | 0.125 | 0 | None | 0% | All | 100% | bar: FNLYEAR 2017
Animal | Other | Conductor, Underground | Deteriorated | [8 empty] | 2 | 0 | 0 | 0 | N/A | 0% | N/A | 0% | bar: FNLYEAR 2016 to FNLYEAR 2017
Animal | Other | Conductor, Underground | Normal | [8 empty] | 1 | 0 | 0 | 0 | N/A | 0% | N/A | 0% | bar: FNLYEAR 2015
Animal | Other | Conductor, Underground | Broken | [8 empty] | 1 | 0 | 0 | 0.33333 | N/A | 0% | N/A | 0% | bar: FNLYEAR 2020
Animal | Other | Conductor, Underground | Burned/flashed | [8 empty] | 1 | 0 | 0 | 0 | N/A | 0% | N/A | 0% | bar: FNLYEAR 2015
Animal | Other | Connector or Splice (OH) | Burned Open | FNLYEAR 2016: 2 | 2 | 0 | 0.25 | 0 | None | 0% | All | 100%
Animal | Other | Connector or Splice (OH) | Normal | [8 empty] | 1 | 0 | 0.125 | 0 | None | 0% | All | 100% | bar: FNLYEAR 2015
Animal | Other | Connector or Splice (OH) | Arcing | [8 empty] | 1 | 0.2 | 0.125 | 0.33333 | None | 0% | All | 100% | bar: FNLYEAR 2022
Animal | Other | Crossarm, Steel | Normal | [8 empty] | 1 | 0.2 | 0.125 | 0 | None | 0% | All | 100% | bar: FNLYEAR 2019
Animal | Other | Crossarm, Wood | Normal | FNLYEAR 2015: 1; FNLYEAR 2016: 1; FNLYEAR 2019: 1; FNLYEAR 2020: 2 | 5 | 0.6 | 0.625 | 0.66667 | None | 0% | All | 100%
Animal | Other | Crossarm, Wood | Broken | FNLYEAR 2016: 1; FNLYEAR 2020: 2; FNLYEAR 2022: 1 | 4 | 0.6 | 0.5 | 1 | None | 0% | All | 100%
Animal | Other | Crossarm, Wood | Burned/flashed | FNLYEAR 2016: 2; FNLYEAR 2018: 1 | 3 | 0.2 | 0.375 | 0 | None | 0% | All | 100%
Animal | Other | Customer Equipment | Normal | [8 empty] | 1 | 0 | 0.125 | 0 | None | 0% | None | 0% | bar: FNLYEAR 2016
Animal | Other | Cutout- fuse holder | Normal | 1 |  | 2 |  | 2 |  | 1 | 1 | 7 | 0.8 | 0.875 | 0.66667 | None | 0% | All | 100%
Animal | Other | Cutout- fuse holder | Failed/Faulted | [8 empty] | 2 | 0.4 | 0.25 | 0.33333 | None | 0% | All | 100% | bar: FNLYEAR 2019 to FNLYEAR 2020
Animal | Other | Cutout- fuse holder | Broken | [8 empty] | 1 | 0.2 | 0.125 | 0 | None | 0% | All | 100% | bar: FNLYEAR 2019
Animal | Other | Elbow | Failed/Faulted | [8 empty] | 1 | 0 | 0 | 0 | N/A | 0% | N/A | 0% | bar: FNLYEAR 2016
Animal | Other | Fuse | Failed/Faulted | 11 | 10 | 9 | 3 | 5 | 4 | 1 | 2 | 45 | 3 | 5.625 | 2.3333 | None | 0% | All | 100%
Animal | Other | Fuse | Normal | 1 | 1 | 1 |  |  |  | 2 | 2 | 7 | 0.8 | 0.875 | 1.3333 | None | 0% | All | 100%
Animal | Other | Fuse | Burned Open | FNLYEAR 2018: 1; FNLYEAR 2020: 1; FNLYEAR 2022: 3 | 5 | 1 | 0.625 | 1.3333 | None | 0% | All | 100%
Animal | Other | Fuse | Broken | [8 empty] | 1 | 0.2 | 0.125 | 0.33333 | None | 0% | All | 100% | bar: FNLYEAR 2021
Animal | Other | Insulator | Burned/flashed | 1 | 1 | 1 |  | 2 | 1 | 1 | 1 | 8 | 1 | 1 | 1 | None | 0% | All | 100%
Animal | Other | Insulator | Normal | FNLYEAR 2018: 1; FNLYEAR 2020: 2 | 3 | 0.6 | 0.375 | 0.66667 | None | 0% | All | 100%
Animal | Other | Insulator | Broken | [8 empty] | 1 | 0.2 | 0.125 | 0.33333 | None | 0% | All | 100% | bar: FNLYEAR 2020
Animal | Other | Insulator | Failed/Faulted | [8 empty] | 1 | 0.2 | 0.125 | 0 | None | 0% | All | 100% | bar: FNLYEAR 2019
Animal | Other | Jumper | Burned Open | FNLYEAR 2017: 2; FNLYEAR 2019: 1 | 3 | 0.2 | 0.375 | 0 | None | 0% | All | 100%
Animal | Other | Jumper | Burned/flashed | [8 empty] | 2 | 0.4 | 0.25 | 0.66667 | None | 0% | All | 100% | bar: FNLYEAR 2020; FNLYEAR 2022
Animal | Other | Jumper | Broken | [8 empty] | 1 | 0.2 | 0.125 | 0.33333 | None | 0% | All | 100% | bar: FNLYEAR 2022
Animal | Other | Jumper | (blank) | [8 empty] | 1 | 0 | 0 | 0.33333 | N/A | 0% | N/A | 0% | bar: FNLYEAR 2022
Animal | Other | Jumper | Normal | [8 empty] | 1 | 0.2 | 0.125 | 0.33333 | None | 0% | All | 100% | bar: FNLYEAR 2020
Animal | Other | Lightning Arrestor | Normal | [8 empty] | 3 | 0.4 | 0.375 | 0.33333 | None | 0% | All | 100% | bar: FNLYEAR 2015; FNLYEAR 2018; FNLYEAR 2021
Animal | Other | Lightning Arrestor | Failed/Faulted | [8 empty] | 1 | 0.2 | 0.125 | 0 | None | 0% | All | 100% | bar: FNLYEAR 2018
Animal | Other | Lightning Arrestor | Broken | [8 empty] | 1 | 0.2 | 0.125 | 0.33333 | None | 0% | All | 100% | bar: FNLYEAR 2021
Animal | Other | Lightning Arrestor | Burned/flashed | [8 empty] | 1 | 0.2 | 0.125 | 0 | None | 0% | All | 100% | bar: FNLYEAR 2019
Animal | Other | Other | Broken | [8 empty] | 1 | 0 | 0 | 0.33333 | N/A | 0% | N/A | 0% | bar: FNLYEAR 2020
Animal | Other | Other | Normal | [8 empty] | 1 | 0 | 0 | 0 | N/A | 0% | N/A | 0% | bar: FNLYEAR 2016
Animal | Other | Other | Failed/Faulted | [8 empty] | 1 | 0 | 0 | 0 | N/A | 0% | N/A | 0% | bar: FNLYEAR 2016
Animal | Other | Pole-Wood | Broken | 3 | 4 | 1 |  | 2 | 12 | 2 | 2 | 26 | 3.6 | 3.25 | 5.3333 | None | 0% | All | 100%
Animal | Other | Pole-Wood | Deteriorated | 1 | 1 | 1 | 1 | 2 | 1 | 2 | 4 | 13 | 2 | 1.625 | 2.3333 | None | 0% | All | 100%
Animal | Other | Pole-Wood | Broken, wire on ground |  | 2 | 1 | 1 | 3 | 2 | 1 |  | 10 | 1.4 | 1.25 | 1 | None | 0% | All | 100%
Animal | Other | Pole-Wood | Normal | FNLYEAR 2017: 1; FNLYEAR 2019: 2; FNLYEAR 2020: 2; FNLYEAR 2021: 1 | 6 | 1 | 0.75 | 1 | None | 0% | All | 100%
Animal | Other | Pole-Wood | Burned/flashed | [8 empty] | 1 | 0 | 0.125 | 0 | None | 0% | All | 100% | bar: FNLYEAR 2015
Animal | Other | Pothead(Riser Termination) | Burned/flashed | [8 empty] | 1 | 0.2 | 0.125 | 0 | None | 0% | All | 100% | bar: FNLYEAR 2019
Animal | Other | Pothead(Riser Termination) | Normal | [8 empty] | 1 | 0.2 | 0.125 | 0.33333 | None | 0% | All | 100% | bar: FNLYEAR 2021
Animal | Other | Pothead(Riser Termination) | Deteriorated | [8 empty] | 1 | 0 | 0.125 | 0 | None | 0% | All | 100% | bar: FNLYEAR 2015
Animal | Other | Pothead/Riser Termination | Normal | [8 empty] | 1 | 0 | 0.125 | 0 | None | 0% | All | 100% | bar: FNLYEAR 2017
Animal | Other | PT/CCVT | Burned/flashed | [8 empty] | 1 | 0.2 | 0.125 | 0.33333 | None | 0% | None | 0% | bar: FNLYEAR 2020
Animal | Other | Recloser | Normal | FNLYEAR 2016: 2; FNLYEAR 2020: 1; FNLYEAR 2022: 4 | 7 | 1 | 0.875 | 1.6667 | None | 0% | All | 100%
Animal | Other | Recloser | Burned/flashed | FNLYEAR 2015: 2; FNLYEAR 2016: 2; FNLYEAR 2017: 1 | 5 | 0 | 0.625 | 0 | None | 0% | All | 100%
Animal | Other | Recloser | Failed/Faulted | FNLYEAR 2016: 2; FNLYEAR 2019: 1; FNLYEAR 2021: 1 | 4 | 0.4 | 0.5 | 0.33333 | None | 0% | All | 100%
Animal | Other | Recloser | Malfunctioning | [8 empty] | 1 | 0.2 | 0.125 | 0.33333 | None | 0% | All | 100% | bar: FNLYEAR 2020
Animal | Other | Regulator | Burned/flashed | [8 empty] | 3 | 0.6 | 0.375 | 0.66667 | None | 0% | All | 100% | bar: FNLYEAR 2019 to FNLYEAR 2021
Animal | Other | Secondary | Failed/Faulted | [8 empty] | 1 | 0 | 0.125 | 0 | None | 0% | High | 70% | bar: FNLYEAR 2015
Animal | Other | Secondary | Burned/flashed | [8 empty] | 1 | 0 | 0.125 | 0 | None | 0% | High | 70% | bar: FNLYEAR 2017
Animal | Other | Sectionalizer | Normal | [8 empty] | 1 | 0 | 0.125 | 0 | None | 0% | All | 100% | bar: FNLYEAR 2017
Animal | Other | Sectionalizer | Burned/flashed | [8 empty] | 1 | 0 | 0.125 | 0 | None | 0% | All | 100% | bar: FNLYEAR 2017
Animal | Other | Switch (OH) | Normal | [8 empty] | 2 | 0.2 | 0.25 | 0.33333 | None | 0% | All | 100% | bar: FNLYEAR 2017; FNLYEAR 2022
Animal | Other | Switch (OH) | Burned/flashed | FNLYEAR 2018: 2 | 2 | 0.4 | 0.25 | 0 | None | 0% | All | 100%
Animal | Other | Switch (OH) | Broken | [8 empty] | 1 | 0.2 | 0.125 | 0.33333 | None | 0% | All | 100% | bar: FNLYEAR 2021
Animal | Other | Transformer | Failed/Faulted | FNLYEAR 2018: 3; FNLYEAR 2020: 1; FNLYEAR 2021: 3 | 7 | 1.4 | 0.875 | 1.3333 | None | 0% | All | 100%
Animal | Other | Transformer | Broken | [8 empty] | 2 | 0.4 | 0.25 | 0.33333 | None | 0% | All | 100% | bar: FNLYEAR 2018; FNLYEAR 2021
Animal | Other | Transformer | Burned/flashed | [8 empty] | 2 | 0.4 | 0.25 | 0.66667 | None | 0% | All | 100% | bar: FNLYEAR 2020; FNLYEAR 2022
Animal | Other | Transformer (OH) | Normal | 2 | 3 |  | 5 | 3 | 2 | 8 | 10 | 33 | 5.6 | 4.125 | 6.6667 | None | 0% | All | 100%
Animal | Other | Transformer (OH) | Failed/Faulted |  |  | 1 | 2 | 1 | 2 |  | 2 | 8 | 1.4 | 1 | 1.3333 | None | 0% | All | 100%
Animal | Other | Transformer (OH) | Burned/flashed | [8 empty] | 2 | 0.2 | 0.25 | 0.33333 | None | 0% | All | 100% | bar: FNLYEAR 2017; FNLYEAR 2022
Animal | Other | Transformer (OH) | (blank) | [8 empty] | 1 | 0.2 | 0.125 | 0.33333 | None | 0% | All | 100% | bar: FNLYEAR 2022
Animal | Other | Transformer (OH) | Broken | [8 empty] | 1 | 0.2 | 0.125 | 0.33333 | None | 0% | All | 100% | bar: FNLYEAR 2020
Animal | Other | Transformer (UG) | Normal | FNLYEAR 2015: 1; FNLYEAR 2018: 4 | 5 | 0 | 0 | 0 | N/A | 0% | N/A | 0%
Animal | Other | Transformer (UG) | Burned/flashed | [8 empty] | 2 | 0 | 0 | 0 | N/A | 0% | N/A | 0% | bar: FNLYEAR 2015; FNLYEAR 2017
Animal | Other | Transformer (UG) | Arcing | [8 empty] | 1 | 0 | 0 | 0 | N/A | 0% | N/A | 0% | bar: FNLYEAR 2017
Animal | Other | Transformer Power | Normal | [8 empty] | 3 | 0 | 0 | 0.33333 | N/A | 0% | N/A | 0% | bar: FNLYEAR 2016; FNLYEAR 2018; FNLYEAR 2021
Animal | Other | Woodpin | Broken | [8 empty] | 1 | 0 | 0.125 | 0 | None | 0% | All | 100% | bar: FNLYEAR 2017
Animal | Other | (blank) | Failed/Faulted | 2 | 1 | 2 | 1 |  | 1 |  | 2 | 9 | 0 | 0 | 1 | N/A | 0% | N/A | 0%
Animal | Other | (blank) | Normal | [8 empty] | 1 | 0 | 0 | 0.33333 | N/A | 0% | N/A | 0% | bar: FNLYEAR 2021
Animal | Other | (blank) | Burned Open | [8 empty] | 1 | 0 | 0 | 0.33333 | N/A | 0% | N/A | 0% | bar: FNLYEAR 2021
Animal | Squirrel | Bus | Normal | [8 empty] | 3 | 0 | 0 | 1 | N/A | 0% | N/A | 0% | bar: FNLYEAR 2020 to FNLYEAR 2022
Animal | Squirrel | Bushing | Normal | 1 | 2 |  |  | 2 | 3 |  | 1 | 9 | 1.2 | 1.125 | 1.3333 | None | 0% | All | 100%
Animal | Squirrel | Bushing | Burned/flashed | FNLYEAR 2018: 2; FNLYEAR 2019: 1; FNLYEAR 2020: 2; FNLYEAR 2021: 4 | 9 | 1.8 | 1.125 | 2 | None | 0% | All | 100%
Animal | Squirrel | Bushing | Failed/Faulted | [8 empty] | 3 | 0.6 | 0.375 | 0.33333 | None | 0% | All | 100% | bar: FNLYEAR 2018 to FNLYEAR 2019; FNLYEAR 2022
Animal | Squirrel | Bushing | Broken | [8 empty] | 2 | 0.4 | 0.25 | 0.33333 | None | 0% | All | 100% | bar: FNLYEAR 2019; FNLYEAR 2021
Animal | Squirrel | Capacitor | Failed/Faulted | [8 empty] | 1 | 0.2 | 0.125 | 0 | None | 0% | All | 100% | bar: FNLYEAR 2018
Animal | Squirrel | Conductor, Overhead | Normal | 22 | 30 | 14 | 45 | 26 | 46 | 61 | 61 | 305 | 47.8 | 38.125 | 56 | None | 0% | All | 100%
Animal | Squirrel | Conductor, Overhead | Broken, wire on ground | 2 |  | 1 | 2 |  | 1 | 1 |  | 7 | 0.8 | 0.875 | 0.66667 | None | 0% | All | 100%
Animal | Squirrel | Conductor, Overhead | Together | [8 empty] | 3 | 0.4 | 0.375 | 0.33333 | None | 0% | All | 100% | bar: FNLYEAR 2015; FNLYEAR 2019; FNLYEAR 2021
Animal | Squirrel | Conductor, Overhead | Burned/flashed | [8 empty] | 2 | 0 | 0.25 | 0 | None | 0% | All | 100% | bar: FNLYEAR 2015; FNLYEAR 2017
Animal | Squirrel | Conductor, Overhead | Deteriorated | [8 empty] | 2 | 0.4 | 0.25 | 0.33333 | None | 0% | All | 100% | bar: FNLYEAR 2019; FNLYEAR 2021
Animal | Squirrel | Conductor, Overhead | (blank) | [8 empty] | 1 | 0.2 | 0.125 | 0.33333 | None | 0% | All | 100% | bar: FNLYEAR 2022
Animal | Squirrel | Conductor, Overhead | Arcing | [8 empty] | 1 | 0 | 0.125 | 0 | None | 0% | All | 100% | bar: FNLYEAR 2017
Animal | Squirrel | Conductor, Underground | Normal | 1 |  | 1 | 2 |  | 1 | 1 | 1 | 7 | 0 | 0 | 1 | N/A | 0% | N/A | 0%
Animal | Squirrel | Conductor, Underground | Broken | [8 empty] | 1 | 0 | 0 | 0 | N/A | 0% | N/A | 0% | bar: FNLYEAR 2016
Animal | Squirrel | Conductor, Underground | Burned/flashed | [8 empty] | 1 | 0 | 0 | 0.33333 | N/A | 0% | N/A | 0% | bar: FNLYEAR 2021
Animal | Squirrel | Connector or Splice (OH) | Normal | [8 empty] | 1 | 0.2 | 0.125 | 0.33333 | None | 0% | All | 100% | bar: FNLYEAR 2021
Animal | Squirrel | Connector or Splice (UG) | Normal | [8 empty] | 1 | 0 | 0 | 0 | N/A | 0% | N/A | 0% | bar: FNLYEAR 2015
Animal | Squirrel | Crossarm, Steel | Normal | [8 empty] | 1 | 0 | 0.125 | 0 | None | 0% | All | 100% | bar: FNLYEAR 2016
Animal | Squirrel | Crossarm, Wood | Normal | [8 empty] | 2 | 0.2 | 0.25 | 0.33333 | None | 0% | All | 100% | bar: FNLYEAR 2015; FNLYEAR 2020
Animal | Squirrel | Crossarm, Wood | Broken | [8 empty] | 1 | 0 | 0.125 | 0 | None | 0% | All | 100% | bar: FNLYEAR 2016
Animal | Squirrel | Crossarm, Wood | Burned/flashed | [8 empty] | 1 | 0.2 | 0.125 | 0.33333 | None | 0% | All | 100% | bar: FNLYEAR 2020
Animal | Squirrel | Cutout- fuse holder | Normal | 10 | 5 | 7 | 7 | 6 | 9 | 15 | 9 | 68 | 9.2 | 8.5 | 11 | None | 0% | All | 100%
Animal | Squirrel | Cutout- fuse holder | Failed/Faulted | 6 | 10 | 1 | 4 | 1 |  | 5 | 3 | 30 | 2.6 | 3.75 | 2.6667 | None | 0% | All | 100%
Animal | Squirrel | Cutout- fuse holder | Broken | 1 | 5 | 1 | 1 | 2 | 2 | 3 | 2 | 17 | 2 | 2.125 | 2.3333 | None | 0% | All | 100%
Animal | Squirrel | Cutout- fuse holder | Burned/flashed | 3 | 2 |  | 1 |  | 2 | 4 | 3 | 15 | 2 | 1.875 | 3 | None | 0% | All | 100%
Animal | Squirrel | Footings, Tower or Pole | Burned/flashed | [8 empty] | 1 | 0.2 | 0.125 | 0.33333 | None | 0% | All | 100% | bar: FNLYEAR 2021
Animal | Squirrel | Fuse | Failed/Faulted | 73 | 64 | 78 | 85 | 42 | 29 | 26 | 34 | 431 | 43.2 | 53.875 | 29.6667 | None | 0% | All | 100%
Animal | Squirrel | Fuse | Normal | 15 | 14 | 13 | 6 | 8 | 15 | 14 | 12 | 97 | 11 | 12.125 | 13.6667 | None | 0% | All | 100%
Animal | Squirrel | Fuse | Burned Open | FNLYEAR 2017: 3; FNLYEAR 2020: 8; FNLYEAR 2021: 22; FNLYEAR 2022: 20 | 53 | 10 | 6.625 | 16.6667 | None | 0% | All | 100%
Animal | Squirrel | Fuse | Broken | FNLYEAR 2018: 1; FNLYEAR 2020: 5; FNLYEAR 2021: 1; FNLYEAR 2022: 1 | 8 | 1.6 | 1 | 2.3333 | None | 0% | All | 100%
Animal | Squirrel | Insulator | Normal | FNLYEAR 2015: 1; FNLYEAR 2018: 1; FNLYEAR 2020: 2 | 4 | 0.6 | 0.5 | 0.66667 | None | 0% | All | 100%
Animal | Squirrel | Insulator | Burned/flashed | [8 empty] | 3 | 0.4 | 0.375 | 0.66667 | None | 0% | All | 100% | bar: FNLYEAR 2017; FNLYEAR 2020; FNLYEAR 2022
Animal | Squirrel | Insulator | Broken | FNLYEAR 2022: 2 | 2 | 0.4 | 0.25 | 0.66667 | None | 0% | All | 100%
Animal | Squirrel | Jumper | Normal | FNLYEAR 2016: 4 | 4 | 0 | 0.5 | 0 | None | 0% | All | 100%
Animal | Squirrel | Jumper | Burned Open | [8 empty] | 3 | 0.2 | 0.375 | 0 | None | 0% | All | 100% | bar: FNLYEAR 2016 to FNLYEAR 2018
Animal | Squirrel | Jumper | (blank) | [8 empty] | 1 | 0 | 0 | 0.33333 | N/A | 0% | N/A | 0% | bar: FNLYEAR 2021
Animal | Squirrel | Jumper | Broken | [8 empty] | 1 | 0 | 0.125 | 0 | None | 0% | All | 100% | bar: FNLYEAR 2017
Animal | Squirrel | Jumper | Burned/flashed | [8 empty] | 1 | 0.2 | 0.125 | 0 | None | 0% | All | 100% | bar: FNLYEAR 2018
Animal | Squirrel | Lightning Arrestor | Failed/Faulted | 1 |  | 1 | 1 | 3 | 1 |  | 1 | 8 | 1.2 | 1 | 0.66667 | None | 0% | All | 100%
Animal | Squirrel | Lightning Arrestor | Normal | FNLYEAR 2018: 1; FNLYEAR 2021: 2; FNLYEAR 2022: 2 | 5 | 1 | 0.625 | 1.3333 | None | 0% | All | 100%
Animal | Squirrel | Lightning Arrestor | Burned/flashed | [8 empty] | 3 | 0.2 | 0.375 | 0.33333 | None | 0% | All | 100% | bar: FNLYEAR 2016 to FNLYEAR 2017; FNLYEAR 2021
Animal | Squirrel | Lightning Arrestor | Broken | [8 empty] | 1 | 0.2 | 0.125 | 0 | None | 0% | All | 100% | bar: FNLYEAR 2019
Animal | Squirrel | Other | Normal | [8 empty] | 3 | 0 | 0 | 0.33333 | N/A | 0% | N/A | 0% | bar: FNLYEAR 2015 to FNLYEAR 2016; FNLYEAR 2022
Animal | Squirrel | Pole-Wood | Normal | 2 | 2 | 5 | 2 | 2 | 2 | 3 | 4 | 22 | 2.6 | 2.75 | 3 | None | 0% | All | 100%
Animal | Squirrel | Pole-Wood | Burned/flashed | [8 empty] | 2 | 0.4 | 0.25 | 0.33333 | None | 0% | All | 100% | bar: FNLYEAR 2018; FNLYEAR 2021
Animal | Squirrel | Pothead(Riser Termination) | Normal | 7 | 4 | 1 | 9 | 6 | 9 | 11 | 21 | 68 | 11.2 | 8.5 | 13.6667 | None | 0% | All | 100%
Animal | Squirrel | Pothead(Riser Termination) | Burned/flashed | FNLYEAR 2018: 1; FNLYEAR 2019: 2; FNLYEAR 2020: 4; FNLYEAR 2022: 3 | 10 | 2 | 1.25 | 2.3333 | None | 0% | All | 100%
Animal | Squirrel | Pothead(Riser Termination) | Broken | FNLYEAR 2020: 2; FNLYEAR 2021: 1 | 3 | 0.6 | 0.375 | 1 | None | 0% | All | 100%
Animal | Squirrel | Pothead(Riser Termination) | Failed/Faulted | [8 empty] | 1 | 0.2 | 0.125 | 0.33333 | None | 0% | All | 100% | bar: FNLYEAR 2020
Animal | Squirrel | Pothead/Riser Termination | Burned/flashed | [8 empty] | 2 | 0.2 | 0.25 | 0.33333 | None | 0% | All | 100% | bar: FNLYEAR 2015; FNLYEAR 2022
Animal | Squirrel | Pothead/Riser Termination | Failed/Faulted | [8 empty] | 1 | 0 | 0.125 | 0 | None | 0% | All | 100% | bar: FNLYEAR 2015
Animal | Squirrel | PT/CCVT | Normal | [8 empty] | 1 | 0.2 | 0.125 | 0 | None | 0% | None | 0% | bar: FNLYEAR 2019
Animal | Squirrel | Recloser | Burned/flashed | [8 empty] | 4 | 0.6 | 0.5 | 0.66667 | None | 0% | All | 100% | bar: FNLYEAR 2017; FNLYEAR 2019 to FNLYEAR 2021
Animal | Squirrel | Recloser | Normal | [8 empty] | 3 | 0.6 | 0.375 | 0.33333 | None | 0% | All | 100% | bar: FNLYEAR 2018 to FNLYEAR 2019; FNLYEAR 2021
Animal | Squirrel | Recloser | Failed/Faulted | [8 empty] | 2 | 0.4 | 0.25 | 0.33333 | None | 0% | All | 100% | bar: FNLYEAR 2018; FNLYEAR 2022
Animal | Squirrel | Recloser | Broken, wire on ground | FNLYEAR 2020: 2 | 2 | 0.4 | 0.25 | 0.66667 | None | 0% | All | 100%
Animal | Squirrel | Recloser | Broken | [8 empty] | 1 | 0 | 0.125 | 0 | None | 0% | All | 100% | bar: FNLYEAR 2017
Animal | Squirrel | Regulator | Burned/flashed | [8 empty] | 1 | 0 | 0.125 | 0 | None | 0% | All | 100% | bar: FNLYEAR 2017
Animal | Squirrel | Secondary | Normal | [8 empty] | 1 | 0.2 | 0.125 | 0.33333 | None | 0% | High | 70% | bar: FNLYEAR 2021
Animal | Squirrel | Secondary | Burned/flashed | [8 empty] | 1 | 0.2 | 0.125 | 0 | None | 0% | High | 70% | bar: FNLYEAR 2019
Animal | Squirrel | Secondary | Broken | [8 empty] | 1 | 0.2 | 0.125 | 0.33333 | None | 0% | Medium | 40% | bar: FNLYEAR 2021
Animal | Squirrel | Secondary | Burned Open | [8 empty] | 1 | 0.2 | 0.125 | 0.33333 | None | 0% | Medium | 40% | bar: FNLYEAR 2022
Animal | Squirrel | Switch | Normal | [8 empty] | 2 | 0.4 | 0.25 | 0.33333 | None | 0% | All | 100% | bar: FNLYEAR 2019; FNLYEAR 2021
Animal | Squirrel | Switch (OH) | Normal | FNLYEAR 2020: 4; FNLYEAR 2021: 3; FNLYEAR 2022: 2 | 9 | 1.8 | 1.125 | 3 | None | 0% | All | 100%
Animal | Squirrel | Switch (UG) | Leaking | [8 empty] | 1 | 0 | 0 | 0 | N/A | 0% | N/A | 0% | bar: FNLYEAR 2016
Animal | Squirrel | Transformer | Failed/Faulted | 11 | 4 | 2 | 7 | 1 | 4 | 7 | 3 | 39 | 4.4 | 4.875 | 4.6667 | None | 0% | All | 100%
Animal | Squirrel | Transformer | Burned/flashed | FNLYEAR 2016: 1; FNLYEAR 2017: 1; FNLYEAR 2018: 4; FNLYEAR 2022: 1 | 7 | 1 | 0.875 | 0.33333 | None | 0% | All | 100%
Animal | Squirrel | Transformer | Normal | FNLYEAR 2015: 1; FNLYEAR 2020: 2; FNLYEAR 2021: 2; FNLYEAR 2022: 2 | 7 | 1.2 | 0.875 | 2 | None | 0% | All | 100%
Animal | Squirrel | Transformer | Broken | FNLYEAR 2016: 1; FNLYEAR 2019: 1; FNLYEAR 2020: 1; FNLYEAR 2021: 2 | 5 | 0.8 | 0.625 | 1 | None | 0% | All | 100%
Animal | Squirrel | Transformer | (blank) | FNLYEAR 2017: 4 | 4 | 0 | 0.5 | 0 | None | 0% | All | 100%
Animal | Squirrel | Transformer | Burned Open | FNLYEAR 2021: 2; FNLYEAR 2022: 1 | 3 | 0.6 | 0.375 | 1 | None | 0% | All | 100%
Animal | Squirrel | Transformer | Malfunctioning | [8 empty] | 2 | 0.2 | 0.25 | 0.33333 | None | 0% | All | 100% | bar: FNLYEAR 2015; FNLYEAR 2020
Animal | Squirrel | Transformer | On Ground | [8 empty] | 1 | 0.2 | 0.125 | 0.33333 | None | 0% | All | 100% | bar: FNLYEAR 2021
Animal | Squirrel | Transformer | Deteriorated | [8 empty] | 1 | 0.2 | 0.125 | 0.33333 | None | 0% | All | 100% | bar: FNLYEAR 2022
Animal | Squirrel | Transformer (OH) | Normal | 18 | 12 | 15 | 20 | 23 | 24 | 49 | 27 | 188 | 28.6 | 23.5 | 33.3333 | None | 0% | All | 100%
Animal | Squirrel | Transformer (OH) | Failed/Faulted | 4 | 1 | 3 | 5 | 9 | 8 | 21 | 16 | 67 | 11.8 | 8.375 | 15 | None | 0% | All | 100%
Animal | Squirrel | Transformer (OH) | Burned/flashed | 2 | 2 |  | 3 | 1 | 8 | 9 | 7 | 32 | 5.6 | 4 | 8 | None | 0% | All | 100%
Animal | Squirrel | Transformer (OH) | Broken |  | 1 |  | 2 | 3 | 6 | 3 | 3 | 18 | 3.4 | 2.25 | 4 | None | 0% | All | 100%
Animal | Squirrel | Transformer (OH) | Leaking |  |  |  | 1 | 1 | 2 | 2 | 1 | 7 | 1.4 | 0.875 | 1.6667 | None | 0% | All | 100%
Animal | Squirrel | Transformer (OH) | Arcing | [8 empty] | 1 | 0.2 | 0.125 | 0.33333 | None | 0% | All | 100% | bar: FNLYEAR 2020
Animal | Squirrel | Transformer (UG) | Normal | [8 empty] | 2 | 0 | 0 | 0.33333 | N/A | 0% | N/A | 0% | bar: FNLYEAR 2019; FNLYEAR 2021
Animal | Squirrel | Transformer, STA SVC | Failed/Faulted | [8 empty] | 1 | 0 | 0 | 0 | N/A | 0% | N/A | 0% | bar: FNLYEAR 2018
Animal | Squirrel | (blank) | Failed/Faulted | 11 | 22 | 5 | 9 | 2 | 3 | 7 | 2 | 61 | 0 | 0 | 4 | N/A | 0% | N/A | 0%
Animal | Squirrel | (blank) | Normal | FNLYEAR 2016: 1; FNLYEAR 2018: 2; FNLYEAR 2020: 1 | 4 | 0 | 0 | 0.33333 | N/A | 0% | N/A | 0%
Animal | Squirrel | (blank) | Broken | [8 empty] | 3 | 0 | 0 | 0 | N/A | 0% | N/A | 0% | bar: FNLYEAR 2015 to FNLYEAR 2017
Animal | Squirrel | (blank) | (blank) | [8 empty] | 2 | 0 | 0 | 0.33333 | N/A | 0% | N/A | 0% | bar: FNLYEAR 2017; FNLYEAR 2020
Animal | Squirrel | (blank) | Burned Open | [8 empty] | 2 | 0 | 0 | 0 | N/A | 0% | N/A | 0% | bar: FNLYEAR 2015 to FNLYEAR 2016
Animal | Squirrel | Cutout, Fused, Distribution | Failed/Faulted | [8 empty] | 1 | 0 | 0.125 | 0 | None | 0% | All | 100% | bar: FNLYEAR 2015
Animal | Squirrel | Riser | Normal | [8 empty] | 1 | 0 | 0.125 | 0 | None | 0% | All | 100% | bar: FNLYEAR 2015
Company Initiated | Construction Activity/equip, company | Anchor or Guy | Normal | [8 empty] | 3 | 0 | 0 | 0.66667 | N/A | 0% | N/A | 0% | bar: FNLYEAR 2017; FNLYEAR 2020 to FNLYEAR 2021
Company Initiated | Construction Activity/equip, company | Anchor or Guy | Deteriorated | [8 empty] | 1 | 0 | 0 | 0 | N/A | 0% | N/A | 0% | bar: FNLYEAR 2019
Company Initiated | Construction Activity/equip, company | Bus | Normal | [8 empty] | 1 | 0 | 0 | 0 | N/A | 0% | N/A | 0% | bar: FNLYEAR 2015
Company Initiated | Construction Activity/equip, company | Conductor, Overhead | Normal | 2 | 1 | 1 | 9 | 14 | 14 | 8 | 15 | 64 | 0 | 0 | 12.3333 | N/A | 0% | N/A | 0%
Company Initiated | Construction Activity/equip, company | Conductor, Overhead | Together |  | 1 | 1 | 3 | 3 |  | 1 | 3 | 12 | 0 | 0 | 1.3333 | N/A | 0% | N/A | 0%
Company Initiated | Construction Activity/equip, company | Conductor, Overhead | Broken | FNLYEAR 2020: 2; FNLYEAR 2021: 1 | 3 | 0 | 0 | 1 | N/A | 0% | N/A | 0%
Company Initiated | Construction Activity/equip, company | Conductor, Overhead | Deteriorated | [8 empty] | 2 | 0 | 0 | 0.33333 | N/A | 0% | N/A | 0% | bar: FNLYEAR 2019 to FNLYEAR 2020
Company Initiated | Construction Activity/equip, company | Conductor, Overhead | Broken, wire on ground | [8 empty] | 2 | 0 | 0 | 0.66667 | N/A | 0% | N/A | 0% | bar: FNLYEAR 2020 to FNLYEAR 2021
Company Initiated | Construction Activity/equip, company | Conductor, Overhead | On Ground | [8 empty] | 1 | 0 | 0 | 0.33333 | N/A | 0% | N/A | 0% | bar: FNLYEAR 2022
Company Initiated | Construction Activity/equip, company | Conductor, Overhead | Arcing | [8 empty] | 1 | 0 | 0 | 0 | N/A | 0% | N/A | 0% | bar: FNLYEAR 2019
Company Initiated | Construction Activity/equip, company | Conductor, Overhead | Burned/flashed | [8 empty] | 1 | 0 | 0 | 0.33333 | N/A | 0% | N/A | 0% | bar: FNLYEAR 2020
Company Initiated | Construction Activity/equip, company | Conductor, Underground | Deteriorated | [8 empty] | 1 | 0 | 0 | 0 | N/A | 0% | N/A | 0% | bar: FNLYEAR 2015
Company Initiated | Construction Activity/equip, company | Connector or Splice (OH) | Deteriorated | [8 empty] | 2 | 0 | 0 | 0.66667 | N/A | 0% | N/A | 0% | bar: FNLYEAR 2020 to FNLYEAR 2021
Company Initiated | Construction Activity/equip, company | Connector or Splice (OH) | Broken | [8 empty] | 1 | 0 | 0 | 0.33333 | N/A | 0% | N/A | 0% | bar: FNLYEAR 2020
Company Initiated | Construction Activity/equip, company | Connector or Splice (OH) | Normal | [8 empty] | 1 | 0 | 0 | 0 | N/A | 0% | N/A | 0% | bar: FNLYEAR 2019
Company Initiated | Construction Activity/equip, company | Connector or Splice (OH) | Broken, wire on ground | [8 empty] | 1 | 0 | 0 | 0 | N/A | 0% | N/A | 0% | bar: FNLYEAR 2018
Company Initiated | Construction Activity/equip, company | Connector or Splice (OH) | Broken, wire on object | [8 empty] | 1 | 0 | 0 | 0 | N/A | 0% | N/A | 0% | bar: FNLYEAR 2019
Company Initiated | Construction Activity/equip, company | Crossarm, Wood | Broken | FNLYEAR 2019: 5; FNLYEAR 2020: 3; FNLYEAR 2021: 1 | 9 | 0 | 0 | 1.3333 | N/A | 0% | N/A | 0%
Company Initiated | Construction Activity/equip, company | Crossarm, Wood | Deteriorated | [8 empty] | 2 | 0 | 0 | 0.33333 | N/A | 0% | N/A | 0% | bar: FNLYEAR 2019; FNLYEAR 2021
Company Initiated | Construction Activity/equip, company | Crossarm, Wood | Normal | [8 empty] | 2 | 0 | 0 | 0.33333 | N/A | 0% | N/A | 0% | bar: FNLYEAR 2019; FNLYEAR 2021
Company Initiated | Construction Activity/equip, company | Crossarm, Wood | Burned/flashed | FNLYEAR 2020: 2 | 2 | 0 | 0 | 0.66667 | N/A | 0% | N/A | 0%
Company Initiated | Construction Activity/equip, company | Cutout- fuse holder | Normal | [8 empty] | 3 | 0 | 0 | 0.66667 | N/A | 0% | N/A | 0% | bar: FNLYEAR 2015; FNLYEAR 2020; FNLYEAR 2022
Company Initiated | Construction Activity/equip, company | Elbow | Broken | [8 empty] | 1 | 0 | 0 | 0.33333 | N/A | 0% | N/A | 0% | bar: FNLYEAR 2021
Company Initiated | Construction Activity/equip, company | Fuse | Normal |  |  | 1 | 1 | 2 | 2 | 4 | 4 | 14 | 0 | 0 | 3.3333 | N/A | 0% | N/A | 0%
Company Initiated | Construction Activity/equip, company | Fuse | Failed/Faulted | [8 empty] | 4 | 0 | 0 | 0.66667 | N/A | 0% | N/A | 0% | bar: FNLYEAR 2017; FNLYEAR 2019 to FNLYEAR 2021
Company Initiated | Construction Activity/equip, company | Fuse | Broken | [8 empty] | 1 | 0 | 0 | 0.33333 | N/A | 0% | N/A | 0% | bar: FNLYEAR 2020
Company Initiated | Construction Activity/equip, company | Generator | Malfunctioning | [8 empty] | 1 | 0 | 0 | 0 | N/A | 0% | N/A | 0% | bar: FNLYEAR 2018
Company Initiated | Construction Activity/equip, company | Generator | Broken | [8 empty] | 1 | 0 | 0 | 0.33333 | N/A | 0% | N/A | 0% | bar: FNLYEAR 2020
Company Initiated | Construction Activity/equip, company | Insulator | Broken | FNLYEAR 2016: 1; FNLYEAR 2020: 1; FNLYEAR 2021: 2; FNLYEAR 2022: 2 | 6 | 0 | 0 | 1.6667 | N/A | 0% | N/A | 0%
Company Initiated | Construction Activity/equip, company | Insulator | Burned/flashed | FNLYEAR 2019: 2 | 2 | 0 | 0 | 0 | N/A | 0% | N/A | 0%
Company Initiated | Construction Activity/equip, company | Insulator | Broken, wire on ground | [8 empty] | 1 | 0 | 0 | 0.33333 | N/A | 0% | N/A | 0% | bar: FNLYEAR 2021
Company Initiated | Construction Activity/equip, company | Jumper | Normal | FNLYEAR 2018: 1; FNLYEAR 2019: 1; FNLYEAR 2020: 1; FNLYEAR 2022: 3 | 6 | 0 | 0 | 1.3333 | N/A | 0% | N/A | 0%
Company Initiated | Construction Activity/equip, company | Jumper | Burned/flashed | [8 empty] | 3 | 0 | 0 | 0.66667 | N/A | 0% | N/A | 0% | bar: FNLYEAR 2019 to FNLYEAR 2020; FNLYEAR 2022
Company Initiated | Construction Activity/equip, company | Jumper | Arcing | [8 empty] | 3 | 0 | 0 | 0.66667 | N/A | 0% | N/A | 0% | bar: FNLYEAR 2019 to FNLYEAR 2020; FNLYEAR 2022
Company Initiated | Construction Activity/equip, company | Jumper | Broken | [8 empty] | 2 | 0 | 0 | 0.33333 | N/A | 0% | N/A | 0% | bar: FNLYEAR 2019; FNLYEAR 2021
Company Initiated | Construction Activity/equip, company | Other | Normal | FNLYEAR 2015: 1; FNLYEAR 2020: 2; FNLYEAR 2021: 1 | 4 | 0 | 0 | 1 | N/A | 0% | N/A | 0%
Company Initiated | Construction Activity/equip, company | Other | Broken | [8 empty] | 1 | 0 | 0 | 0 | N/A | 0% | N/A | 0% | bar: FNLYEAR 2019
Company Initiated | Construction Activity/equip, company | Pole-Wood | Deteriorated | FNLYEAR 2017: 1; FNLYEAR 2019: 11; FNLYEAR 2020: 1; FNLYEAR 2021: 1 | 14 | 0 | 0 | 0.66667 | N/A | 0% | N/A | 0%
Company Initiated | Construction Activity/equip, company | Pole-Wood | Normal |  |  |  | 1 | 1 | 2 | 1 | 1 | 6 | 0 | 0 | 1.3333 | N/A | 0% | N/A | 0%
Company Initiated | Construction Activity/equip, company | Pole-Wood | Broken | FNLYEAR 2018: 1; FNLYEAR 2019: 2; FNLYEAR 2021: 1 | 4 | 0 | 0 | 0.33333 | N/A | 0% | N/A | 0%
Company Initiated | Construction Activity/equip, company | Pole-Wood | Burned/flashed | [8 empty] | 2 | 0 | 0 | 0.33333 | N/A | 0% | N/A | 0% | bar: FNLYEAR 2019 to FNLYEAR 2020
Company Initiated | Construction Activity/equip, company | Recloser | Normal | [8 empty] | 3 | 0 | 0 | 0 | N/A | 0% | N/A | 0% | bar: FNLYEAR 2016; FNLYEAR 2018 to FNLYEAR 2019
Company Initiated | Construction Activity/equip, company | Secondary | Normal | [8 empty] | 2 | 0 | 0 | 0.33333 | N/A | 0% | N/A | 0% | bar: FNLYEAR 2019 to FNLYEAR 2020
Company Initiated | Construction Activity/equip, company | Service conductor | Broken, wire on object | [8 empty] | 1 | 0 | 0 | 0.33333 | N/A | 0% | N/A | 0% | bar: FNLYEAR 2020
Company Initiated | Construction Activity/equip, company | Switch (OH) | Normal | [8 empty] | 1 | 0 | 0 | 0.33333 | N/A | 0% | N/A | 0% | bar: FNLYEAR 2021
Company Initiated | Construction Activity/equip, company | Transformer | Normal | FNLYEAR 2021: 2; FNLYEAR 2022: 5 | 7 | 0 | 0 | 2.3333 | N/A | 0% | N/A | 0%
Company Initiated | Construction Activity/equip, company | Transformer | Deteriorated | FNLYEAR 2016: 1; FNLYEAR 2022: 2 | 3 | 0 | 0 | 0.66667 | N/A | 0% | N/A | 0%
Company Initiated | Construction Activity/equip, company | Transformer | Broken | [8 empty] | 2 | 0 | 0 | 0.66667 | N/A | 0% | N/A | 0% | bar: FNLYEAR 2021 to FNLYEAR 2022
Company Initiated | Construction Activity/equip, company | Transformer | Leaking | [8 empty] | 1 | 0 | 0 | 0.33333 | N/A | 0% | N/A | 0% | bar: FNLYEAR 2021
Company Initiated | Construction Activity/equip, company | Transformer (OH) | Normal |  |  | 2 | 2 | 1 | 8 | 2 |  | 15 | 0 | 0 | 3.3333 | N/A | 0% | N/A | 0%
Company Initiated | Construction Activity/equip, company | Transformer (OH) | Broken | FNLYEAR 2019: 2; FNLYEAR 2021: 1 | 3 | 0 | 0 | 0.33333 | N/A | 0% | N/A | 0%
Company Initiated | Construction Activity/equip, company | Transformer (OH) | Failed/Faulted | FNLYEAR 2020: 2 | 2 | 0 | 0 | 0.66667 | N/A | 0% | N/A | 0%
Company Initiated | Construction Activity/equip, company | Transformer (OH) | (blank) | [8 empty] | 1 | 0 | 0 | 0.33333 | N/A | 0% | N/A | 0% | bar: FNLYEAR 2022
Company Initiated | Construction Activity/equip, company | Transformer (OH) | Deteriorated | [8 empty] | 1 | 0 | 0 | 0.33333 | N/A | 0% | N/A | 0% | bar: FNLYEAR 2020
Company Initiated | Construction Activity/equip, company | Transformer (UG) | Broken | [8 empty] | 1 | 0 | 0 | 0 | N/A | 0% | N/A | 0% | bar: FNLYEAR 2015
Company Initiated | Construction Activity/equip, company | Transformer (UG) | Normal | [8 empty] | 1 | 0 | 0 | 0 | N/A | 0% | N/A | 0% | bar: FNLYEAR 2018
Company Initiated | Construction Activity/equip, company | Transformer (UG) | Failed/Faulted | [8 empty] | 1 | 0 | 0 | 0 | N/A | 0% | N/A | 0% | bar: FNLYEAR 2019
Company Initiated | Construction Activity/equip, company | (blank) | (blank) | [8 empty] | 1 | 0 | 0 | 0.33333 | N/A | 0% | N/A | 0% | bar: FNLYEAR 2022
Company Initiated | Construction Activity/equip, company | (blank) | Normal | [8 empty] | 1 | 0 | 0 | 0.33333 | N/A | 0% | N/A | 0% | bar: FNLYEAR 2021
Company Initiated | Contact with High Voltage, company | Conductor, Overhead | Normal | [8 empty] | 2 | 0 | 0 | 0.66667 | N/A | 0% | N/A | 0% | bar: FNLYEAR 2021 to FNLYEAR 2022
Company Initiated | Contact with High Voltage, company | Fuse | Failed/Faulted | [8 empty] | 1 | 0 | 0 | 0 | N/A | 0% | N/A | 0% | bar: FNLYEAR 2019
Company Initiated | Contact with High Voltage, company | Transformer | Broken | [8 empty] | 1 | 0 | 0 | 0.33333 | N/A | 0% | N/A | 0% | bar: FNLYEAR 2022
Company Initiated | Contact with High Voltage, company | Transformer (OH) | Failed/Faulted | [8 empty] | 1 | 0 | 0 | 0.33333 | N/A | 0% | N/A | 0% | bar: FNLYEAR 2022
Company Initiated | Contact with High Voltage, company | (blank) | Failed/Faulted | [8 empty] | 1 | 0 | 0 | 0 | N/A | 0% | N/A | 0% | bar: FNLYEAR 2019
Company Initiated | Coordination failure | Circuit Breaker | Normal | [8 empty] | 1 | 0 | 0 | 0.33333 | N/A | 0% | N/A | 0% | bar: FNLYEAR 2022
Company Initiated | Coordination failure | Conductor, Overhead | Normal | FNLYEAR 2020: 2; FNLYEAR 2021: 2; FNLYEAR 2022: 5 | 9 | 0 | 0 | 3 | N/A | 0% | N/A | 0%
Company Initiated | Coordination failure | Conductor, Overhead | Burned/flashed | [8 empty] | 1 | 0 | 0 | 0 | N/A | 0% | N/A | 0% | bar: FNLYEAR 2016
Company Initiated | Coordination failure | Fuse | Normal | FNLYEAR 2019: 1; FNLYEAR 2020: 1; FNLYEAR 2021: 1; FNLYEAR 2022: 2 | 5 | 0 | 0 | 1.3333 | N/A | 0% | N/A | 0%
Company Initiated | Coordination failure | Fuse | Failed/Faulted | [8 empty] | 4 | 0 | 0 | 0.66667 | N/A | 0% | N/A | 0% | bar: FNLYEAR 2018 to FNLYEAR 2021
Company Initiated | Coordination failure | Generator | Normal | [8 empty] | 2 | 0 | 0 | 0.33333 | N/A | 0% | N/A | 0% | bar: FNLYEAR 2019; FNLYEAR 2022
Company Initiated | Coordination failure | Jumper | Normal | [8 empty] | 1 | 0 | 0 | 0.33333 | N/A | 0% | N/A | 0% | bar: FNLYEAR 2022
Company Initiated | Coordination failure | Other | Normal | [8 empty] | 3 | 0 | 0 | 0.66667 | N/A | 0% | N/A | 0% | bar: FNLYEAR 2018; FNLYEAR 2021 to FNLYEAR 2022
Company Initiated | Coordination failure | Other | Malfunctioning | [8 empty] | 2 | 0 | 0 | 0.33333 | N/A | 0% | N/A | 0% | bar: FNLYEAR 2016; FNLYEAR 2020
Company Initiated | Coordination failure | Recloser | Normal | FNLYEAR 2015: 1; FNLYEAR 2021: 5; FNLYEAR 2022: 5 | 11 | 0 | 0 | 3.3333 | N/A | 0% | N/A | 0%
Company Initiated | Coordination failure | Recloser | Malfunctioning | [8 empty] | 2 | 0 | 0 | 0.66667 | N/A | 0% | N/A | 0% | bar: FNLYEAR 2021 to FNLYEAR 2022
Company Initiated | Coordination failure | Relay | Normal | [8 empty] | 2 | 0 | 0 | 0.66667 | N/A | 0% | N/A | 0% | bar: FNLYEAR 2020; FNLYEAR 2022
Company Initiated | Coordination failure | Service conductor | Normal | [8 empty] | 1 | 0 | 0 | 0.33333 | N/A | 0% | N/A | 0% | bar: FNLYEAR 2021
Company Initiated | Coordination failure | Transformer | Failed/Faulted | [8 empty] | 1 | 0 | 0 | 0.33333 | N/A | 0% | N/A | 0% | bar: FNLYEAR 2021
Company Initiated | Coordination failure | Transformer | Burned Open | [8 empty] | 1 | 0 | 0 | 0.33333 | N/A | 0% | N/A | 0% | bar: FNLYEAR 2022
Company Initiated | Dig in, company | Conductor, Underground | Broken | [8 empty] | 2 | 0 | 0 | 0.33333 | N/A | 0% | N/A | 0% | bar: FNLYEAR 2017; FNLYEAR 2021
Company Initiated | Dig in, company | Connector or Splice (UG) | Broken | [8 empty] | 1 | 0 | 0 | 0.33333 | N/A | 0% | N/A | 0% | bar: FNLYEAR 2021
Company Initiated | Dig in, company | Pole-Wood | Normal | [8 empty] | 1 | 0 | 0 | 0.33333 | N/A | 0% | N/A | 0% | bar: FNLYEAR 2020
Company Initiated | Dig in, company | Secondary | Broken | [8 empty] | 1 | 0 | 0 | 0.33333 | N/A | 0% | N/A | 0% | bar: FNLYEAR 2022
Company Initiated | Dig in, company | Service conductor | Broken | [8 empty] | 1 | 0 | 0 | 0.33333 | N/A | 0% | N/A | 0% | bar: FNLYEAR 2021
Company Initiated | Improper Construction | Anchor or Guy | Broken | [8 empty] | 1 | 0 | 0 | 0 | N/A | 0% | N/A | 0% | bar: FNLYEAR 2017
Company Initiated | Improper Construction | Conductor, Overhead | Normal | 1 |  | 1 | 7 |  | 5 | 1 | 1 | 16 | 0 | 0 | 2.3333 | N/A | 0% | N/A | 0%
Company Initiated | Improper Construction | Conductor, Overhead | Together | FNLYEAR 2019: 1; FNLYEAR 2021: 3 | 4 | 0 | 0 | 1 | N/A | 0% | N/A | 0%
Company Initiated | Improper Construction | Conductor, Overhead | Broken | [8 empty] | 3 | 0 | 0 | 1 | N/A | 0% | N/A | 0% | bar: FNLYEAR 2020 to FNLYEAR 2022
Company Initiated | Improper Construction | Conductor, Overhead | Arcing | [8 empty] | 1 | 0 | 0 | 0 | N/A | 0% | N/A | 0% | bar: FNLYEAR 2018
Company Initiated | Improper Construction | Conductor, Overhead | Bent or Twisted | [8 empty] | 1 | 0 | 0 | 0.33333 | N/A | 0% | N/A | 0% | bar: FNLYEAR 2021
Company Initiated | Improper Construction | Conductor, Overhead | Deteriorated | [8 empty] | 1 | 0 | 0 | 0 | N/A | 0% | N/A | 0% | bar: FNLYEAR 2015
Company Initiated | Improper Construction | Conductor, Overhead | Broken, wire on ground | [8 empty] | 1 | 0 | 0 | 0.33333 | N/A | 0% | N/A | 0% | bar: FNLYEAR 2021
Company Initiated | Improper Construction | Conductor, Underground | Normal | [8 empty] | 3 | 0 | 0 | 0.66667 | N/A | 0% | N/A | 0% | bar: FNLYEAR 2015; FNLYEAR 2020; FNLYEAR 2022
Company Initiated | Improper Construction | Connector or Splice (OH) | Broken | [8 empty] | 1 | 0 | 0 | 0 | N/A | 0% | N/A | 0% | bar: FNLYEAR 2016
Company Initiated | Improper Construction | Connector or Splice (OH) | Arcing | [8 empty] | 1 | 0 | 0 | 0.33333 | N/A | 0% | N/A | 0% | bar: FNLYEAR 2020
Company Initiated | Improper Construction | Crossarm, Wood | Normal | FNLYEAR 2018: 2; FNLYEAR 2019: 1; FNLYEAR 2020: 2; FNLYEAR 2021: 2 | 7 | 0 | 0 | 1.3333 | N/A | 0% | N/A | 0%
Company Initiated | Improper Construction | Crossarm, Wood | Broken | [8 empty] | 1 | 0 | 0 | 0.33333 | N/A | 0% | N/A | 0% | bar: FNLYEAR 2020
Company Initiated | Improper Construction | Fuse | Normal | FNLYEAR 2017: 1; FNLYEAR 2021: 1; FNLYEAR 2022: 2 | 4 | 0 | 0 | 1 | N/A | 0% | N/A | 0%
Company Initiated | Improper Construction | Fuse | Burned Open | FNLYEAR 2021: 1; FNLYEAR 2022: 2 | 3 | 0 | 0 | 1 | N/A | 0% | N/A | 0%
Company Initiated | Improper Construction | Fuse | Failed/Faulted | [8 empty] | 1 | 0 | 0 | 0 | N/A | 0% | N/A | 0% | bar: FNLYEAR 2017
Company Initiated | Improper Construction | Jumper | Normal | FNLYEAR 2016: 1; FNLYEAR 2020: 1; FNLYEAR 2021: 2; FNLYEAR 2022: 2 | 6 | 0 | 0 | 1.6667 | N/A | 0% | N/A | 0%
Company Initiated | Improper Construction | Jumper | (blank) | [8 empty] | 1 | 0 | 0 | 0.33333 | N/A | 0% | N/A | 0% | bar: FNLYEAR 2021
Company Initiated | Improper Construction | Jumper | Arcing | [8 empty] | 1 | 0 | 0 | 0 | N/A | 0% | N/A | 0% | bar: FNLYEAR 2019
Company Initiated | Improper Construction | Jumper | Broken | [8 empty] | 1 | 0 | 0 | 0.33333 | N/A | 0% | N/A | 0% | bar: FNLYEAR 2022
Company Initiated | Improper Construction | Other | Malfunctioning | [8 empty] | 1 | 0 | 0 | 0.33333 | N/A | 0% | N/A | 0% | bar: FNLYEAR 2022
Company Initiated | Improper Construction | Other | Broken | [8 empty] | 1 | 0 | 0 | 0.33333 | N/A | 0% | N/A | 0% | bar: FNLYEAR 2021
Company Initiated | Improper Construction | Pole-Wood | Normal | [8 empty] | 3 | 0 | 0 | 0.66667 | N/A | 0% | N/A | 0% | bar: FNLYEAR 2017; FNLYEAR 2020 to FNLYEAR 2021
Company Initiated | Improper Construction | Pole-Wood | Broken | [8 empty] | 1 | 0 | 0 | 0.33333 | N/A | 0% | N/A | 0% | bar: FNLYEAR 2020
Company Initiated | Improper Construction | Switch (OH) | Arcing | FNLYEAR 2019: 2 | 2 | 0 | 0 | 0 | N/A | 0% | N/A | 0%
Company Initiated | Improper Construction | Switch (UG) | Broken | [8 empty] | 1 | 0 | 0 | 0.33333 | N/A | 0% | N/A | 0% | bar: FNLYEAR 2021
Company Initiated | Improper Construction | Transformer (OH) | Failed/Faulted | [8 empty] | 1 | 0 | 0 | 0.33333 | N/A | 0% | N/A | 0% | bar: FNLYEAR 2022
Company Initiated | Improper Construction | Transformer (OH) | Broken | [8 empty] | 1 | 0 | 0 | 0.33333 | N/A | 0% | N/A | 0% | bar: FNLYEAR 2021
Company Initiated | Improper Construction | Transformer (UG) | Normal | [8 empty] | 1 | 0 | 0 | 0.33333 | N/A | 0% | N/A | 0% | bar: FNLYEAR 2021
Company Initiated | Operating error | Circuit Breaker | Normal |  | 1 | 1 | 1 | 1 | 2 | 1 | 1 | 8 | 0 | 0 | 1.3333 | N/A | 0% | N/A | 0%
Company Initiated | Operating error | Conductor, Overhead | Normal | [8 empty] | 2 | 0 | 0 | 0.33333 | N/A | 0% | N/A | 0% | bar: FNLYEAR 2019; FNLYEAR 2021
Company Initiated | Operating error | Fuse | Normal | FNLYEAR 2019: 1; FNLYEAR 2021: 1; FNLYEAR 2022: 2 | 4 | 0 | 0 | 1 | N/A | 0% | N/A | 0%
Company Initiated | Operating error | Fuse | (blank) | [8 empty] | 1 | 0 | 0 | 0 | N/A | 0% | N/A | 0% | bar: FNLYEAR 2017
Company Initiated | Operating error | Fuse | Burned Open | [8 empty] | 1 | 0 | 0 | 0.33333 | N/A | 0% | N/A | 0% | bar: FNLYEAR 2020
Company Initiated | Operating error | Fuse | Failed/Faulted | [8 empty] | 1 | 0 | 0 | 0.33333 | N/A | 0% | N/A | 0% | bar: FNLYEAR 2021
Company Initiated | Operating error | Jumper | Normal | [8 empty] | 2 | 0 | 0 | 0.66667 | N/A | 0% | N/A | 0% | bar: FNLYEAR 2020 to FNLYEAR 2021
Company Initiated | Operating error | Other | Normal | [8 empty] | 2 | 0 | 0 | 0 | N/A | 0% | N/A | 0% | bar: FNLYEAR 2016; FNLYEAR 2018
Company Initiated | Operating error | Pole-Wood | Normal | [8 empty] | 1 | 0 | 0 | 0.33333 | N/A | 0% | N/A | 0% | bar: FNLYEAR 2022
Company Initiated | Operating error | Recloser | Normal |  | 1 | 1 |  |  | 1 | 1 | 2 | 6 | 0 | 0 | 1.3333 | N/A | 0% | N/A | 0%
Company Initiated | Operating error | Relay | Normal | [8 empty] | 2 | 0 | 0 | 0.33333 | N/A | 0% | N/A | 0% | bar: FNLYEAR 2017; FNLYEAR 2022
Company Initiated | Operating error | Switch | Normal | [8 empty] | 1 | 0 | 0 | 0 | N/A | 0% | N/A | 0% | bar: FNLYEAR 2019
Company Initiated | Operating error | Switch (OH) | Normal | [8 empty] | 2 | 0 | 0 | 0.33333 | N/A | 0% | N/A | 0% | bar: FNLYEAR 2019 to FNLYEAR 2020
Company Initiated | Operating error | Switch (UG) | Normal | [8 empty] | 1 | 0 | 0 | 0.33333 | N/A | 0% | N/A | 0% | bar: FNLYEAR 2022
Company Initiated | Operating error | Transformer Power | Normal | FNLYEAR 2015: 2 | 2 | 0 | 0 | 0 | N/A | 0% | N/A | 0%
Company Initiated | Operating error | (blank) | (blank) |  | 1 |  | 1 | 2 | 1 | 1 |  | 6 | 0 | 0 | 0.66667 | N/A | 0% | N/A | 0%
Company Initiated | Other Circuits | Circuit Breaker | Normal | [8 empty] | 1 | 0 | 0 | 0 | N/A | 0% | N/A | 0% | bar: FNLYEAR 2019
Company Initiated | Other Circuits | Conductor, Overhead | Normal | 1 | 1 | 4 |  | 4 | 1 | 7 | 1 | 19 | 0 | 0 | 3 | N/A | 0% | N/A | 0%
Company Initiated | Other Circuits | Conductor, Overhead | Together | [8 empty] | 2 | 0 | 0 | 0.66667 | N/A | 0% | N/A | 0% | bar: FNLYEAR 2020 to FNLYEAR 2021
Company Initiated | Other Circuits | Conductor, Overhead | Arcing | [8 empty] | 1 | 0 | 0 | 0.33333 | N/A | 0% | N/A | 0% | bar: FNLYEAR 2022
Company Initiated | Other Circuits | Conductor, Overhead | Deteriorated | [8 empty] | 1 | 0 | 0 | 0.33333 | N/A | 0% | N/A | 0% | bar: FNLYEAR 2022
Company Initiated | Other Circuits | Crossarm, Wood | Broken | [8 empty] | 1 | 0 | 0 | 0 | N/A | 0% | N/A | 0% | bar: FNLYEAR 2018
Company Initiated | Other Circuits | Fuse | Normal | FNLYEAR 2019: 2 | 2 | 0 | 0 | 0 | N/A | 0% | N/A | 0%
Company Initiated | Other Circuits | Generator | Malfunctioning | [8 empty] | 1 | 0 | 0 | 0.33333 | N/A | 0% | N/A | 0% | bar: FNLYEAR 2020
Company Initiated | Other Circuits | Insulator | Broken | [8 empty] | 1 | 0 | 0 | 0.33333 | N/A | 0% | N/A | 0% | bar: FNLYEAR 2022
Company Initiated | Other Circuits | Jumper | Broken | [8 empty] | 1 | 0 | 0 | 0.33333 | N/A | 0% | N/A | 0% | bar: FNLYEAR 2020
Company Initiated | Other Circuits | Lightning Arrestor | Failed/Faulted | [8 empty] | 1 | 0 | 0 | 0 | N/A | 0% | N/A | 0% | bar: FNLYEAR 2016
Company Initiated | Other Circuits | Other | Normal | FNLYEAR 2015: 1; FNLYEAR 2017: 1; FNLYEAR 2022: 2 | 4 | 0 | 0 | 0.66667 | N/A | 0% | N/A | 0%
Company Initiated | Other Circuits | Other | Broken | [8 empty] | 1 | 0 | 0 | 0 | N/A | 0% | N/A | 0% | bar: FNLYEAR 2019
Company Initiated | Other Circuits | Pole-Wood | Deteriorated | FNLYEAR 2016: 1; FNLYEAR 2022: 2 | 3 | 0 | 0 | 0.66667 | N/A | 0% | N/A | 0%
Company Initiated | Other Circuits | Pole-Wood | Burned/flashed | [8 empty] | 1 | 0 | 0 | 0 | N/A | 0% | N/A | 0% | bar: FNLYEAR 2019
Company Initiated | Other Circuits | (blank) | (blank) | [8 empty] | 4 | 0 | 0 | 0.33333 | N/A | 0% | N/A | 0% | bar: FNLYEAR 2016; FNLYEAR 2018 to FNLYEAR 2020
Company Initiated | Personnel, company | Circuit Breaker | Normal | [8 empty] | 2 | 0 | 0 | 0.33333 | N/A | 0% | N/A | 0% | bar: FNLYEAR 2017; FNLYEAR 2022
Company Initiated | Personnel, company | Conductor, Overhead | Normal | 1 | 3 | 3 |  | 2 | 2 | 1 | 14 | 26 | 0 | 0 | 5.6667 | N/A | 0% | N/A | 0%
Company Initiated | Personnel, company | Conductor, Overhead | Broken, wire on ground | [8 empty] | 2 | 0 | 0 | 0.33333 | N/A | 0% | N/A | 0% | bar: FNLYEAR 2017; FNLYEAR 2021
Company Initiated | Personnel, company | Conductor, Underground | Normal | [8 empty] | 1 | 0 | 0 | 0 | N/A | 0% | N/A | 0% | bar: FNLYEAR 2017
Company Initiated | Personnel, company | Conductor, Underground | Burned/flashed | [8 empty] | 1 | 0 | 0 | 0 | N/A | 0% | N/A | 0% | bar: FNLYEAR 2019
Company Initiated | Personnel, company | Connector or Splice (OH) | Broken | [8 empty] | 1 | 0 | 0 | 0 | N/A | 0% | N/A | 0% | bar: FNLYEAR 2017
Company Initiated | Personnel, company | Crossarm, Wood | Broken | [8 empty] | 3 | 0 | 0 | 0 | N/A | 0% | N/A | 0% | bar: FNLYEAR 2016 to FNLYEAR 2017; FNLYEAR 2019
Company Initiated | Personnel, company | Crossarm, Wood | Deteriorated | [8 empty] | 1 | 0 | 0 | 0.33333 | N/A | 0% | N/A | 0% | bar: FNLYEAR 2022
Company Initiated | Personnel, company | CT | Normal | FNLYEAR 2022: 2 | 2 | 0 | 0 | 0.66667 | N/A | 0% | N/A | 0%
Company Initiated | Personnel, company | Fuse | Normal | FNLYEAR 2016: 2; FNLYEAR 2021: 4; FNLYEAR 2022: 11 | 17 | 0 | 0 | 5 | N/A | 0% | N/A | 0%
Company Initiated | Personnel, company | Fuse | Burned Open | [8 empty] | 1 | 0 | 0 | 0.33333 | N/A | 0% | N/A | 0% | bar: FNLYEAR 2020
Company Initiated | Personnel, company | Generator | Broken | [8 empty] | 1 | 0 | 0 | 0.33333 | N/A | 0% | N/A | 0% | bar: FNLYEAR 2021
Company Initiated | Personnel, company | Generator | Normal | [8 empty] | 1 | 0 | 0 | 0.33333 | N/A | 0% | N/A | 0% | bar: FNLYEAR 2022
Company Initiated | Personnel, company | Generator | Malfunctioning | [8 empty] | 1 | 0 | 0 | 0 | N/A | 0% | N/A | 0% | bar: FNLYEAR 2018
Company Initiated | Personnel, company | Insulator | Broken | [8 empty] | 1 | 0 | 0 | 0.33333 | N/A | 0% | N/A | 0% | bar: FNLYEAR 2022
Company Initiated | Personnel, company | Jumper | Normal | FNLYEAR 2015: 1; FNLYEAR 2022: 2 | 3 | 0 | 0 | 0.66667 | N/A | 0% | N/A | 0%
Company Initiated | Personnel, company | Jumper | Broken | [8 empty] | 1 | 0 | 0 | 0.33333 | N/A | 0% | N/A | 0% | bar: FNLYEAR 2020
Company Initiated | Personnel, company | Lightning Arrestor | Burned/flashed | [8 empty] | 1 | 0 | 0 | 0.33333 | N/A | 0% | N/A | 0% | bar: FNLYEAR 2021
Company Initiated | Personnel, company | Metering Equipment | (blank) | [8 empty] | 1 | 0 | 0 | 0 | N/A | 0% | N/A | 0% | bar: FNLYEAR 2017
Company Initiated | Personnel, company | Other | Normal | FNLYEAR 2016: 1; FNLYEAR 2018: 3 | 4 | 0 | 0 | 0 | N/A | 0% | N/A | 0%
Company Initiated | Personnel, company | Other | Deteriorated | [8 empty] | 1 | 0 | 0 | 0 | N/A | 0% | N/A | 0% | bar: FNLYEAR 2016
Company Initiated | Personnel, company | Other | Arcing | [8 empty] | 1 | 0 | 0 | 0.33333 | N/A | 0% | N/A | 0% | bar: FNLYEAR 2020
Company Initiated | Personnel, company | Other | Broken | [8 empty] | 1 | 0 | 0 | 0.33333 | N/A | 0% | N/A | 0% | bar: FNLYEAR 2020
Company Initiated | Personnel, company | Pole-Wood | Deteriorated | [8 empty] | 2 | 0 | 0 | 0.33333 | N/A | 0% | N/A | 0% | bar: FNLYEAR 2019; FNLYEAR 2022
Company Initiated | Personnel, company | Pole-Wood | Normal | [8 empty] | 1 | 0 | 0 | 0.33333 | N/A | 0% | N/A | 0% | bar: FNLYEAR 2021
Company Initiated | Personnel, company | Pole-Wood | Broken | [8 empty] | 1 | 0 | 0 | 0 | N/A | 0% | N/A | 0% | bar: FNLYEAR 2015
Company Initiated | Personnel, company | Recloser | Normal | FNLYEAR 2017: 2; FNLYEAR 2019: 1; FNLYEAR 2021: 2; FNLYEAR 2022: 14 | 19 | 0 | 0 | 5.3333 | N/A | 0% | N/A | 0%
Company Initiated | Personnel, company | Relay | Normal | FNLYEAR 2020: 1; FNLYEAR 2021: 1; FNLYEAR 2022: 4 | 6 | 0 | 0 | 2 | N/A | 0% | N/A | 0%
Company Initiated | Personnel, company | Relay | Malfunctioning | FNLYEAR 2020: 4 | 4 | 0 | 0 | 1.3333 | N/A | 0% | N/A | 0%
Company Initiated | Personnel, company | Secondary | Broken, wire on ground | [8 empty] | 1 | 0 | 0 | 0.33333 | N/A | 0% | N/A | 0% | bar: FNLYEAR 2021
Company Initiated | Personnel, company | Sectionalizer | Normal | [8 empty] | 1 | 0 | 0 | 0 | N/A | 0% | N/A | 0% | bar: FNLYEAR 2018
Company Initiated | Personnel, company | Switch | Normal | [8 empty] | 1 | 0 | 0 | 0 | N/A | 0% | N/A | 0% | bar: FNLYEAR 2018
Company Initiated | Personnel, company | Switch (OH) | Normal | FNLYEAR 2022: 2 | 2 | 0 | 0 | 0.66667 | N/A | 0% | N/A | 0%
Company Initiated | Personnel, company | Transformer | Normal | FNLYEAR 2021: 1; FNLYEAR 2022: 2 | 3 | 0 | 0 | 1 | N/A | 0% | N/A | 0%
Company Initiated | Personnel, company | Transformer | Together | [8 empty] | 1 | 0 | 0 | 0.33333 | N/A | 0% | N/A | 0% | bar: FNLYEAR 2022
Company Initiated | Personnel, company | Transformer (OH) | Normal | FNLYEAR 2021: 1; FNLYEAR 2022: 3 | 4 | 0 | 0 | 1.3333 | N/A | 0% | N/A | 0%
Company Initiated | Personnel, company | Transformer (OH) | Burned/flashed | [8 empty] | 2 | 0 | 0 | 0.66667 | N/A | 0% | N/A | 0% | bar: FNLYEAR 2021 to FNLYEAR 2022
Company Initiated | Personnel, company | Transformer (OH) | (blank) | [8 empty] | 1 | 0 | 0 | 0.33333 | N/A | 0% | N/A | 0% | bar: FNLYEAR 2022
Company Initiated | Personnel, company | Transformer (OH) | Leaking | [8 empty] | 1 | 0 | 0 | 0 | N/A | 0% | N/A | 0% | bar: FNLYEAR 2015
Company Initiated | Personnel, company | (blank) | (blank) | 2 | 1 | 2 | 3 | 1 | 1 | 1 | 4 | 15 | 0 | 0 | 2 | N/A | 0% | N/A | 0%
Company Initiated | Personnel, company | (blank) | Broken | [8 empty] | 1 | 0 | 0 | 0 | N/A | 0% | N/A | 0% | bar: FNLYEAR 2016
Company Initiated | Return Circuit Normal | Circuit Breaker | Normal | FNLYEAR 2019: 1; FNLYEAR 2021: 2 | 3 | 0 | 0 | 0.66667 | N/A | 0% | N/A | 0%
Company Initiated | Return Circuit Normal | Conductor, Overhead | Normal |  |  | 2 | 6 | 8 | 9 | 4 | 3 | 32 | 0 | 0 | 5.3333 | N/A | 0% | N/A | 0%
Company Initiated | Return Circuit Normal | Conductor, Overhead | Deteriorated | [8 empty] | 1 | 0 | 0 | 0 | N/A | 0% | N/A | 0% | bar: FNLYEAR 2019
Company Initiated | Return Circuit Normal | Conductor, Underground | Normal | 1 | 1 | 1 | 2 | 2 | 1 | 2 | 2 | 12 | 0 | 0 | 1.6667 | N/A | 0% | N/A | 0%
Company Initiated | Return Circuit Normal | Conductor, Underground | Broken | [8 empty] | 3 | 0 | 0 | 0 | N/A | 0% | N/A | 0% | bar: FNLYEAR 2016 to FNLYEAR 2017; FNLYEAR 2019
Company Initiated | Return Circuit Normal | Conductor, Underground | Deteriorated | [8 empty] | 1 | 0 | 0 | 0 | N/A | 0% | N/A | 0% | bar: FNLYEAR 2015
Company Initiated | Return Circuit Normal | Connector or Splice (UG) | Normal | [8 empty] | 1 | 0 | 0 | 0 | N/A | 0% | N/A | 0% | bar: FNLYEAR 2017
Company Initiated | Return Circuit Normal | Crossarm, Wood | Broken | [8 empty] | 1 | 0 | 0 | 0 | N/A | 0% | N/A | 0% | bar: FNLYEAR 2019
Company Initiated | Return Circuit Normal | Cutout- fuse holder | Broken | [8 empty] | 1 | 0 | 0 | 0.33333 | N/A | 0% | N/A | 0% | bar: FNLYEAR 2022
Company Initiated | Return Circuit Normal | Fuse | Normal | [8 empty] | 3 | 0 | 0 | 0.33333 | N/A | 0% | N/A | 0% | bar: FNLYEAR 2017 to FNLYEAR 2018; FNLYEAR 2022
Company Initiated | Return Circuit Normal | Generator | Normal | 1 |  | 1 | 1 | 1 |  | 2 | 3 | 9 | 0 | 0 | 1.6667 | N/A | 0% | N/A | 0%
Company Initiated | Return Circuit Normal | Other | Normal | FNLYEAR 2016: 2; FNLYEAR 2017: 2; FNLYEAR 2019: 1; FNLYEAR 2022: 2 | 7 | 0 | 0 | 0.66667 | N/A | 0% | N/A | 0%
Company Initiated | Return Circuit Normal | Pole-Wood | Burned/flashed | FNLYEAR 2018: 2 | 2 | 0 | 0 | 0 | N/A | 0% | N/A | 0%
Company Initiated | Return Circuit Normal | Pole-Wood | Normal | [8 empty] | 1 | 0 | 0 | 0.33333 | N/A | 0% | N/A | 0% | bar: FNLYEAR 2022
Company Initiated | Return Circuit Normal | Pole-Wood | Deteriorated | [8 empty] | 1 | 0 | 0 | 0.33333 | N/A | 0% | N/A | 0% | bar: FNLYEAR 2020
Company Initiated | Return Circuit Normal | PT/CCVT | Normal | [8 empty] | 1 | 0 | 0 | 0 | N/A | 0% | N/A | 0% | bar: FNLYEAR 2019
Company Initiated | Return Circuit Normal | Recloser | Normal | [8 empty] | 1 | 0 | 0 | 0.33333 | N/A | 0% | N/A | 0% | bar: FNLYEAR 2022
Company Initiated | Return Circuit Normal | Secondary | Normal | FNLYEAR 2016: 2 | 2 | 0 | 0 | 0 | N/A | 0% | N/A | 0%
Company Initiated | Return Circuit Normal | Switch (OH) | Normal | [8 empty] | 2 | 0 | 0 | 0 | N/A | 0% | N/A | 0% | bar: FNLYEAR 2017 to FNLYEAR 2018
Company Initiated | Return Circuit Normal | Switch (OH) | Broken | FNLYEAR 2019: 2 | 2 | 0 | 0 | 0 | N/A | 0% | N/A | 0%
Company Initiated | Return Circuit Normal | Transformer | Normal | FNLYEAR 2021: 1; FNLYEAR 2022: 2 | 3 | 0 | 0 | 1 | N/A | 0% | N/A | 0%
Company Initiated | Return Circuit Normal | Transformer | Broken | [8 empty] | 1 | 0 | 0 | 0.33333 | N/A | 0% | N/A | 0% | bar: FNLYEAR 2022
Company Initiated | Return Circuit Normal | Transformer (OH) | Normal | [8 empty] | 1 | 0 | 0 | 0.33333 | N/A | 0% | N/A | 0% | bar: FNLYEAR 2022
Company Initiated | Return Circuit Normal | Transformer (UG) | Normal | [8 empty] | 1 | 0 | 0 | 0 | N/A | 0% | N/A | 0% | bar: FNLYEAR 2017
Company Initiated | Insulator washing | Bus | Contaminated | [8 empty] | 1 | 0 | 0 | 0.33333 | N/A | 0% | N/A | 0% | bar: FNLYEAR 2022
Environmental/External | Earthquake | Conductor, Overhead | Normal | FNLYEAR 2022: 5 | 5 | 1 | 0.625 | 1.6667 | None | 0% | All | 100%
Environmental/External | Earthquake | Conductor, Overhead | Together | [8 empty] | 1 | 0.2 | 0.125 | 0.33333 | None | 0% | All | 100% | bar: FNLYEAR 2022
Environmental/External | Earthquake | Conductor, Overhead | Broken, wire on ground | [8 empty] | 1 | 0.2 | 0.125 | 0.33333 | None | 0% | All | 100% | bar: FNLYEAR 2021
Environmental/External | Earthquake | Fuse | Normal | [8 empty] | 1 | 0.2 | 0.125 | 0.33333 | None | 0% | All | 100% | bar: FNLYEAR 2022
Environmental/External | Earthquake | Other | Normal | FNLYEAR 2022: 2 | 2 | 0 | 0 | 0.66667 | N/A | 0% | N/A | 0%
Environmental/External | Earthquake | Pole-Wood | Deteriorated | [8 empty] | 1 | 0.2 | 0.125 | 0.33333 | None | 0% | All | 100% | bar: FNLYEAR 2022
Environmental/External | Earthquake | Pole-Wood | Burned/flashed | [8 empty] | 1 | 0.2 | 0.125 | 0 | None | 0% | All | 100% | bar: FNLYEAR 2018
Environmental/External | Earthquake | Transformer | (blank) | [8 empty] | 1 | 0 | 0 | 0 | N/A | 0% | N/A | 0% | bar: FNLYEAR 2018
Environmental/External | Fire, Forest/Grass | Anchor or Guy | Burned/flashed | [8 empty] | 1 | 0 | 0 | 0 | N/A | 0% | N/A | 0% | bar: FNLYEAR 2017
Environmental/External | Fire, Forest/Grass | Circuit Breaker | Normal | [8 empty] | 1 | 0 | 0 | 0.33333 | N/A | 0% | N/A | 0% | bar: FNLYEAR 2021
Environmental/External | Fire, Forest/Grass | Conductor, Overhead | Normal | 17 | 14 | 30 | 39 | 4 | 198 | 18 | 11 | 331 | 0 | 0 | 75.6667 | N/A | 0% | N/A | 0%
Environmental/External | Fire, Forest/Grass | Conductor, Overhead | Burned/flashed | 16 |  | 18 | 6 |  | 159 | 1 | 2 | 202 | 0 | 0 | 54 | N/A | 0% | N/A | 0%
Environmental/External | Fire, Forest/Grass | Conductor, Overhead | Broken, wire on ground | 2 | 4 | 27 | 5 | 2 | 13 | 2 |  | 55 | 0 | 0 | 5 | N/A | 0% | N/A | 0%
Environmental/External | Fire, Forest/Grass | Conductor, Overhead | Deteriorated | FNLYEAR 2020: 14 | 14 | 0 | 0 | 4.6667 | N/A | 0% | N/A | 0%
Environmental/External | Fire, Forest/Grass | Conductor, Overhead | Broken | FNLYEAR 2017: 5; FNLYEAR 2020: 2; FNLYEAR 2021: 2 | 9 | 0 | 0 | 1.3333 | N/A | 0% | N/A | 0%
Environmental/External | Fire, Forest/Grass | Conductor, Overhead | Contaminated | FNLYEAR 2017: 4; FNLYEAR 2020: 1 | 5 | 0 | 0 | 0.33333 | N/A | 0% | N/A | 0%
Environmental/External | Fire, Forest/Grass | Conductor, Overhead | On Ground | [8 empty] | 4 | 0 | 0 | 0.33333 | N/A | 0% | N/A | 0% | bar: FNLYEAR 2015 to FNLYEAR 2016; FNLYEAR 2018; FNLYEAR 2020
Environmental/External | Fire, Forest/Grass | Conductor, Overhead | Bent or Twisted | [8 empty] | 1 | 0 | 0 | 0.33333 | N/A | 0% | N/A | 0% | bar: FNLYEAR 2020
Environmental/External | Fire, Forest/Grass | Conductor, Underground | Burned/flashed | FNLYEAR 2015: 1; FNLYEAR 2017: 3; FNLYEAR 2018: 7; FNLYEAR 2020: 2 | 13 | 0 | 0 | 0.66667 | N/A | 0% | N/A | 0%
Environmental/External | Fire, Forest/Grass | Conductor, Underground | Normal | FNLYEAR 2018: 2; FNLYEAR 2020: 3; FNLYEAR 2021: 1 | 6 | 0 | 0 | 1.3333 | N/A | 0% | N/A | 0%
Environmental/External | Fire, Forest/Grass | Conductor, Underground | Broken | [8 empty] | 2 | 0 | 0 | 0 | N/A | 0% | N/A | 0% | bar: FNLYEAR 2017 to FNLYEAR 2018
Environmental/External | Fire, Forest/Grass | Connector or Splice (OH) | Burned/flashed | [8 empty] | 2 | 0 | 0 | 0.33333 | N/A | 0% | N/A | 0% | bar: FNLYEAR 2015; FNLYEAR 2020
Environmental/External | Fire, Forest/Grass | Crossarm, Wood | Burned/flashed | FNLYEAR 2015: 3; FNLYEAR 2017: 4; FNLYEAR 2018: 2; FNLYEAR 2020: 1 | 10 | 0 | 0 | 0.33333 | N/A | 0% | N/A | 0%
Environmental/External | Fire, Forest/Grass | Crossarm, Wood | Broken | [8 empty] | 5 | 0 | 0 | 0.66667 | N/A | 0% | N/A | 0% | bar: FNLYEAR 2016 to FNLYEAR 2017; FNLYEAR 2019 to FNLYEAR 2020; FNLYEAR 2022
Environmental/External | Fire, Forest/Grass | Crossarm, Wood | Broken, wire on ground | [8 empty] | 3 | 0 | 0 | 0.33333 | N/A | 0% | N/A | 0% | bar: FNLYEAR 2016 to FNLYEAR 2017; FNLYEAR 2021
Environmental/External | Fire, Forest/Grass | Customer Equipment | Burned/flashed | FNLYEAR 2015: 1; FNLYEAR 2017: 12; FNLYEAR 2020: 13 | 26 | 0 | 0 | 4.3333 | N/A | 0% | N/A | 0%
Environmental/External | Fire, Forest/Grass | Customer Equipment | Broken | FNLYEAR 2017: 1; FNLYEAR 2019: 2; FNLYEAR 2020: 1 | 4 | 0 | 0 | 0.33333 | N/A | 0% | N/A | 0%
Environmental/External | Fire, Forest/Grass | Customer Equipment | Burned Open | [8 empty] | 1 | 0 | 0 | 0.33333 | N/A | 0% | N/A | 0% | bar: FNLYEAR 2020
Environmental/External | Fire, Forest/Grass | Cutout- fuse holder | Normal | FNLYEAR 2016: 1; FNLYEAR 2017: 1; FNLYEAR 2019: 1; FNLYEAR 2020: 3 | 6 | 0 | 0 | 1 | N/A | 0% | N/A | 0%
Environmental/External | Fire, Forest/Grass | Cutout- fuse holder | Broken | [8 empty] | 1 | 0 | 0 | 0 | N/A | 0% | N/A | 0% | bar: FNLYEAR 2018
Environmental/External | Fire, Forest/Grass | Elbow | Failed/Faulted | [8 empty] | 1 | 0 | 0 | 0 | N/A | 0% | N/A | 0% | bar: FNLYEAR 2017
Environmental/External | Fire, Forest/Grass | Footings, Tower or Pole | Normal | FNLYEAR 2021: 2 | 2 | 0 | 0 | 0.66667 | N/A | 0% | N/A | 0%
Environmental/External | Fire, Forest/Grass | Footings, Tower or Pole | Burned/flashed | [8 empty] | 1 | 0 | 0 | 0 | N/A | 0% | N/A | 0% | bar: FNLYEAR 2017
Environmental/External | Fire, Forest/Grass | Fuse | Normal | 5 | 3 | 2 | 1 | 4 | 9 | 3 |  | 27 | 0 | 0 | 4 | N/A | 0% | N/A | 0%
Environmental/External | Fire, Forest/Grass | Fuse | Failed/Faulted | FNLYEAR 2015: 1; FNLYEAR 2016: 1; FNLYEAR 2017: 4; FNLYEAR 2019: 1 | 7 | 0 | 0 | 0 | N/A | 0% | N/A | 0%
Environmental/External | Fire, Forest/Grass | Fuse | Burned Open | FNLYEAR 2020: 3 | 3 | 0 | 0 | 1 | N/A | 0% | N/A | 0%
Environmental/External | Fire, Forest/Grass | Insulator | Broken | FNLYEAR 2020: 2 | 2 | 0 | 0 | 0.66667 | N/A | 0% | N/A | 0%
Environmental/External | Fire, Forest/Grass | Insulator | Normal | [8 empty] | 1 | 0 | 0 | 0.33333 | N/A | 0% | N/A | 0% | bar: FNLYEAR 2022
Environmental/External | Fire, Forest/Grass | Jumper | Normal | [8 empty] | 1 | 0 | 0 | 0 | N/A | 0% | N/A | 0% | bar: FNLYEAR 2017
Environmental/External | Fire, Forest/Grass | Jumper | Broken | [8 empty] | 1 | 0 | 0 | 0 | N/A | 0% | N/A | 0% | bar: FNLYEAR 2017
Environmental/External | Fire, Forest/Grass | Metering Equipment | Burned/flashed | [8 empty] | 1 | 0 | 0 | 0 | N/A | 0% | N/A | 0% | bar: FNLYEAR 2017
Environmental/External | Fire, Forest/Grass | Other | Burned/flashed | FNLYEAR 2015: 4; FNLYEAR 2017: 2; FNLYEAR 2020: 10; FNLYEAR 2022: 1 | 17 | 0 | 0 | 3.6667 | N/A | 0% | N/A | 0%
Environmental/External | Fire, Forest/Grass | Other | Normal |  | 2 | 1 | 2 | 1 | 2 |  | 1 | 9 | 0 | 0 | 1 | N/A | 0% | N/A | 0%
Environmental/External | Fire, Forest/Grass | Other | Burned Open | [8 empty] | 2 | 0 | 0 | 0.33333 | N/A | 0% | N/A | 0% | bar: FNLYEAR 2017; FNLYEAR 2021
Environmental/External | Fire, Forest/Grass | Other | Broken, wire on ground | [8 empty] | 2 | 0 | 0 | 0 | N/A | 0% | N/A | 0% | bar: FNLYEAR 2017 to FNLYEAR 2018
Environmental/External | Fire, Forest/Grass | Other | Deteriorated | [8 empty] | 1 | 0 | 0 | 0.33333 | N/A | 0% | N/A | 0% | bar: FNLYEAR 2020
Environmental/External | Fire, Forest/Grass | Pole - Tower, steel | Broken, wire on ground | [8 empty] | 1 | 0 | 0 | 0 | N/A | 0% | N/A | 0% | bar: FNLYEAR 2015
Environmental/External | Fire, Forest/Grass | Pole - Tower, steel | Broken | [8 empty] | 1 | 0 | 0 | 0 | N/A | 0% | N/A | 0% | bar: FNLYEAR 2017
Environmental/External | Fire, Forest/Grass | Pole-Wood | Burned/flashed | 125 | 10 | 102 | 432 | 10 | 96 | 22 | 8 | 805 | 0 | 0 | 42 | N/A | 0% | N/A | 0%
Environmental/External | Fire, Forest/Grass | Pole-Wood | Broken, wire on ground | 8 | 2 | 58 | 8 | 1 | 14 | 4 | 2 | 97 | 0 | 0 | 6.6667 | N/A | 0% | N/A | 0%
Environmental/External | Fire, Forest/Grass | Pole-Wood | Broken | 2 | 1 | 19 | 2 |  | 5 |  |  | 29 | 0 | 0 | 1.6667 | N/A | 0% | N/A | 0%
Environmental/External | Fire, Forest/Grass | Pole-Wood | Normal | 2 |  | 2 | 12 | 4 | 2 | 1 |  | 23 | 0 | 0 | 1 | N/A | 0% | N/A | 0%
Environmental/External | Fire, Forest/Grass | Pole-Wood | On Ground | FNLYEAR 2016: 1; FNLYEAR 2017: 2; FNLYEAR 2018: 2; FNLYEAR 2020: 1 | 6 | 0 | 0 | 0.33333 | N/A | 0% | N/A | 0%
Environmental/External | Fire, Forest/Grass | Pole-Wood | Deteriorated | FNLYEAR 2020: 2; FNLYEAR 2021: 2 | 4 | 0 | 0 | 1.3333 | N/A | 0% | N/A | 0%
Environmental/External | Fire, Forest/Grass | Pole-Wood | Broken, wire on object | [8 empty] | 1 | 0 | 0 | 0 | N/A | 0% | N/A | 0% | bar: FNLYEAR 2017
Environmental/External | Fire, Forest/Grass | Pothead(Riser Termination) | Burned/flashed | [8 empty] | 2 | 0 | 0 | 0.66667 | N/A | 0% | N/A | 0% | bar: FNLYEAR 2020 to FNLYEAR 2021
Environmental/External | Fire, Forest/Grass | Recloser | Normal | FNLYEAR 2015: 2; FNLYEAR 2016: 1 | 3 | 0 | 0 | 0 | N/A | 0% | N/A | 0%
Environmental/External | Fire, Forest/Grass | Recloser | Broken | [8 empty] | 1 | 0 | 0 | 0 | N/A | 0% | N/A | 0% | bar: FNLYEAR 2017
Environmental/External | Fire, Forest/Grass | Regulator | Failed/Faulted | [8 empty] | 1 | 0 | 0 | 0 | N/A | 0% | N/A | 0% | bar: FNLYEAR 2017
Environmental/External | Fire, Forest/Grass | Regulator | Burned/flashed | [8 empty] | 1 | 0 | 0 | 0 | N/A | 0% | N/A | 0% | bar: FNLYEAR 2018
Environmental/External | Fire, Forest/Grass | Secondary | Burned/flashed | 4 | 1 | 6 | 4 |  | 1 |  | 2 | 18 | 0 | 0 | 1 | N/A | 0% | N/A | 0%
Environmental/External | Fire, Forest/Grass | Secondary | Burned Open | FNLYEAR 2015: 3; FNLYEAR 2016: 1; FNLYEAR 2017: 2 | 6 | 0 | 0 | 0 | N/A | 0% | N/A | 0%
Environmental/External | Fire, Forest/Grass | Secondary | Broken, wire on ground | FNLYEAR 2017: 2; FNLYEAR 2018: 1 | 3 | 0 | 0 | 0 | N/A | 0% | N/A | 0%
Environmental/External | Fire, Forest/Grass | Secondary | Broken | [8 empty] | 1 | 0 | 0 | 0 | N/A | 0% | N/A | 0% | bar: FNLYEAR 2017
Environmental/External | Fire, Forest/Grass | Secondary | Together | [8 empty] | 1 | 0 | 0 | 0 | N/A | 0% | N/A | 0% | bar: FNLYEAR 2018
Environmental/External | Fire, Forest/Grass | Secondary | Arcing | [8 empty] | 1 | 0 | 0 | 0.33333 | N/A | 0% | N/A | 0% | bar: FNLYEAR 2021
Environmental/External | Fire, Forest/Grass | Service conductor | Burned/flashed | [8 empty] | 5 | 0 | 0 | 1 | N/A | 0% | N/A | 0% | bar: FNLYEAR 2017 to FNLYEAR 2018; FNLYEAR 2020 to FNLYEAR 2022
Environmental/External | Fire, Forest/Grass | Service conductor | On Ground | [8 empty] | 1 | 0 | 0 | 0.33333 | N/A | 0% | N/A | 0% | bar: FNLYEAR 2020
Environmental/External | Fire, Forest/Grass | Service conductor | Broken | [8 empty] | 1 | 0 | 0 | 0 | N/A | 0% | N/A | 0% | bar: FNLYEAR 2018
Environmental/External | Fire, Forest/Grass | Service conductor | Burned Open | [8 empty] | 1 | 0 | 0 | 0.33333 | N/A | 0% | N/A | 0% | bar: FNLYEAR 2021
Environmental/External | Fire, Forest/Grass | Switch | Normal | [8 empty] | 2 | 0 | 0 | 0.33333 | N/A | 0% | N/A | 0% | bar: FNLYEAR 2017; FNLYEAR 2020
Environmental/External | Fire, Forest/Grass | Switch (OH) | Normal | [8 empty] | 1 | 0 | 0 | 0 | N/A | 0% | N/A | 0% | bar: FNLYEAR 2018
Environmental/External | Fire, Forest/Grass | Switch (UG) | Normal | [8 empty] | 1 | 0 | 0 | 0 | N/A | 0% | N/A | 0% | bar: FNLYEAR 2016
Environmental/External | Fire, Forest/Grass | Transformer | Normal | FNLYEAR 2020: 39 | 39 | 0 | 0 | 13 | N/A | 0% | N/A | 0%
Environmental/External | Fire, Forest/Grass | Transformer | Failed/Faulted | 1 |  | 1 | 2 | 1 | 1 |  |  | 6 | 0 | 0 | 0.33333 | N/A | 0% | N/A | 0%
Environmental/External | Fire, Forest/Grass | Transformer | Burned/flashed | FNLYEAR 2017: 1; FNLYEAR 2018: 1; FNLYEAR 2019: 1; FNLYEAR 2020: 2 | 5 | 0 | 0 | 0.66667 | N/A | 0% | N/A | 0%
Environmental/External | Fire, Forest/Grass | Transformer | Broken | FNLYEAR 2017: 2 | 2 | 0 | 0 | 0 | N/A | 0% | N/A | 0%
Environmental/External | Fire, Forest/Grass | Transformer | Burned Open | FNLYEAR 2020: 2 | 2 | 0 | 0 | 0.66667 | N/A | 0% | N/A | 0%
Environmental/External | Fire, Forest/Grass | Transformer (OH) | Burned/flashed | 2 | 9 | 12 | 7 | 1 | 3 | 1 |  | 35 | 0 | 0 | 1.3333 | N/A | 0% | N/A | 0%
Environmental/External | Fire, Forest/Grass | Transformer (OH) | Normal | FNLYEAR 2015: 1; FNLYEAR 2017: 4; FNLYEAR 2018: 1; FNLYEAR 2020: 11 | 17 | 0 | 0 | 3.6667 | N/A | 0% | N/A | 0%
Environmental/External | Fire, Forest/Grass | Transformer (OH) | Broken | FNLYEAR 2017: 4 | 4 | 0 | 0 | 0 | N/A | 0% | N/A | 0%
Environmental/External | Fire, Forest/Grass | Transformer (OH) | Deteriorated | [8 empty] | 2 | 0 | 0 | 0.33333 | N/A | 0% | N/A | 0% | bar: FNLYEAR 2015; FNLYEAR 2020
Environmental/External | Fire, Forest/Grass | Transformer (OH) | Failed/Faulted | [8 empty] | 1 | 0 | 0 | 0 | N/A | 0% | N/A | 0% | bar: FNLYEAR 2018
Environmental/External | Fire, Forest/Grass | Transformer (UG) | Burned/flashed | FNLYEAR 2015: 1; FNLYEAR 2017: 6; FNLYEAR 2018: 3; FNLYEAR 2020: 1 | 11 | 0 | 0 | 0.33333 | N/A | 0% | N/A | 0%
Environmental/External | Fire, Forest/Grass | Transformer (UG) | Broken | FNLYEAR 2020: 3 | 3 | 0 | 0 | 1 | N/A | 0% | N/A | 0%
Environmental/External | Fire, Forest/Grass | Transformer (UG) | Failed/Faulted | [8 empty] | 2 | 0 | 0 | 0 | N/A | 0% | N/A | 0% | bar: FNLYEAR 2017 to FNLYEAR 2018
Environmental/External | Flood/Erosion | Anchor or Guy | Deteriorated | [8 empty] | 1 | 0 | 0.125 | 0 | None | 0% | All | 100% | bar: FNLYEAR 2017
Environmental/External | Flood/Erosion | Anchor or Guy | Broken | [8 empty] | 1 | 0 | 0.125 | 0 | None | 0% | All | 100% | bar: FNLYEAR 2017
Environmental/External | Flood/Erosion | Conductor, Overhead | Broken, wire on ground | 1 | 3 | 29 |  | 3 |  | 1 | 1 | 38 | 1 | 4.75 | 0.66667 | None | 0% | All | 100%
Environmental/External | Flood/Erosion | Conductor, Overhead | Normal | FNLYEAR 2016: 2; FNLYEAR 2017: 17; FNLYEAR 2019: 1; FNLYEAR 2021: 1 | 21 | 0.4 | 2.625 | 0.33333 | None | 0% | All | 100%
Environmental/External | Flood/Erosion | Conductor, Overhead | On Ground | FNLYEAR 2017: 3; FNLYEAR 2019: 1 | 4 | 0.2 | 0.5 | 0 | None | 0% | All | 100%
Environmental/External | Flood/Erosion | Conductor, Overhead | Together | FNLYEAR 2016: 1; FNLYEAR 2017: 2 | 3 | 0 | 0.375 | 0 | None | 0% | All | 100%
Environmental/External | Flood/Erosion | Conductor, Overhead | Arcing | FNLYEAR 2017: 2 | 2 | 0 | 0.25 | 0 | None | 0% | All | 100%
Environmental/External | Flood/Erosion | Conductor, Overhead | Broken | [8 empty] | 1 | 0 | 0.125 | 0 | None | 0% | All | 100% | bar: FNLYEAR 2017
Environmental/External | Flood/Erosion | Conductor, Overhead | Broken, wire on object | [8 empty] | 1 | 0 | 0.125 | 0 | None | 0% | All | 100% | bar: FNLYEAR 2017
Environmental/External | Flood/Erosion | Conductor, Underground | Normal | [8 empty] | 2 | 0 | 0 | 0 | N/A | 0% | N/A | 0% | bar: FNLYEAR 2017; FNLYEAR 2019
Environmental/External | Flood/Erosion | Crossarm, Wood | Broken | FNLYEAR 2016: 2 | 2 | 0 | 0.25 | 0 | None | 0% | All | 100%
Environmental/External | Flood/Erosion | Crossarm, Wood | Deteriorated | [8 empty] | 1 | 0.2 | 0.125 | 0 | None | 0% | All | 100% | bar: FNLYEAR 2019
Environmental/External | Flood/Erosion | Crossarm, Wood | Broken, wire on ground | [8 empty] | 1 | 0.2 | 0.125 | 0.33333 | None | 0% | All | 100% | bar: FNLYEAR 2021
Environmental/External | Flood/Erosion | Customer Equipment | Normal | [8 empty] | 1 | 0 | 0.125 | 0 | None | 0% | None | 0% | bar: FNLYEAR 2017
Environmental/External | Flood/Erosion | Cutout- fuse holder | Failed/Faulted | [8 empty] | 1 | 0 | 0.125 | 0 | None | 0% | All | 100% | bar: FNLYEAR 2016
Environmental/External | Flood/Erosion | Fuse | Normal | [8 empty] | 1 | 0 | 0.125 | 0 | None | 0% | All | 100% | bar: FNLYEAR 2017
Environmental/External | Flood/Erosion | Fuse | Failed/Faulted | [8 empty] | 1 | 0 | 0.125 | 0 | None | 0% | All | 100% | bar: FNLYEAR 2017
Environmental/External | Flood/Erosion | Other | Normal | FNLYEAR 2017: 2 | 2 | 0 | 0 | 0 | N/A | 0% | N/A | 0%
Environmental/External | Flood/Erosion | Other | Deteriorated | [8 empty] | 1 | 0 | 0 | 0 | N/A | 0% | N/A | 0% | bar: FNLYEAR 2017
Environmental/External | Flood/Erosion | Pole - Tower, steel | Deteriorated | [8 empty] | 1 | 0.2 | 0.125 | 0 | None | 0% | All | 100% | bar: FNLYEAR 2019
Environmental/External | Flood/Erosion | Pole-Wood | Broken, wire on ground |  | 1 | 13 | 1 | 4 |  | 1 | 3 | 23 | 1.8 | 2.875 | 1.3333 | None | 0% | All | 100%
Environmental/External | Flood/Erosion | Pole-Wood | Broken | 2 | 4 | 6 | 1 | 1 |  |  | 2 | 16 | 0.8 | 2 | 0.66667 | None | 0% | All | 100%
Environmental/External | Flood/Erosion | Pole-Wood | Normal | FNLYEAR 2016: 3; FNLYEAR 2017: 5; FNLYEAR 2019: 2; FNLYEAR 2021: 1 | 11 | 0.6 | 1.375 | 0.33333 | None | 0% | All | 100%
Environmental/External | Flood/Erosion | Pole-Wood | Deteriorated | FNLYEAR 2016: 2; FNLYEAR 2017: 2; FNLYEAR 2019: 2; FNLYEAR 2020: 1 | 7 | 0.6 | 0.875 | 0.33333 | None | 0% | All | 100%
Environmental/External | Flood/Erosion | Pole-Wood | On Ground | FNLYEAR 2017: 2 | 2 | 0 | 0.25 | 0 | None | 0% | All | 100%
Environmental/External | Flood/Erosion | Switch (UG) | Normal | [8 empty] | 1 | 0 | 0 | 0 | N/A | 0% | N/A | 0% | bar: FNLYEAR 2018
Environmental/External | Flood/Erosion | Transformer | Failed/Faulted | [8 empty] | 1 | 0.2 | 0.125 | 0.33333 | None | 0% | All | 100% | bar: FNLYEAR 2022
Environmental/External | Flood/Erosion | Transformer | Broken | [8 empty] | 1 | 0 | 0.125 | 0 | None | 0% | All | 100% | bar: FNLYEAR 2017
Environmental/External | Flood/Erosion | Transformer (OH) | Normal | [8 empty] | 1 | 0.2 | 0.125 | 0.33333 | None | 0% | All | 100% | bar: FNLYEAR 2022
Environmental/External | Flood/Erosion | Transformer (OH) | Broken | [8 empty] | 1 | 0 | 0.125 | 0 | None | 0% | All | 100% | bar: FNLYEAR 2017
Environmental/External | Ice or snow | Circuit Breaker | Normal | [8 empty] | 1 | 0 | 0 | 0 | N/A | 0% | N/A | 0% | bar: FNLYEAR 2019
Environmental/External | Ice or snow | Conductor, Overhead | Broken, wire on ground | 4 | 4 | 5 | 3 | 25 | 9 | 61 | 7 | 118 | 21 | 14.75 | 25.6667 | None | 0% | All | 100%
Environmental/External | Ice or snow | Conductor, Overhead | Normal |  | 1 | 3 | 2 | 16 | 3 | 12 | 9 | 46 | 8.4 | 5.75 | 8 | None | 0% | All | 100%
Environmental/External | Ice or snow | Conductor, Overhead | Broken |  | 1 | 1 | 1 | 2 | 1 | 7 |  | 13 | 2.2 | 1.625 | 2.6667 | None | 0% | All | 100%
Environmental/External | Ice or snow | Conductor, Overhead | Together |  | 2 | 2 | 1 | 1 | 2 | 4 |  | 12 | 1.6 | 1.5 | 2 | None | 0% | All | 100%
Environmental/External | Ice or snow | Conductor, Overhead | Bent or Twisted | FNLYEAR 2015: 2; FNLYEAR 2017: 1; FNLYEAR 2019: 1; FNLYEAR 2021: 2 | 6 | 0.6 | 0.75 | 0.66667 | None | 0% | All | 100%
Environmental/External | Ice or snow | Conductor, Overhead | On Ground | [8 empty] | 1 | 0.2 | 0.125 | 0.33333 | None | 0% | All | 100% | bar: FNLYEAR 2022
Environmental/External | Ice or snow | Conductor, Overhead | Arcing | [8 empty] | 1 | 0.2 | 0.125 | 0 | None | 0% | All | 100% | bar: FNLYEAR 2019
Environmental/External | Ice or snow | Conductor, Overhead | Burned/flashed | [8 empty] | 1 | 0 | 0.125 | 0 | None | 0% | All | 100% | bar: FNLYEAR 2016
Environmental/External | Ice or snow | Connector or Splice (OH) | Broken, wire on ground | [8 empty] | 4 | 0.4 | 0.5 | 0.33333 | None | 0% | All | 100% | bar: FNLYEAR 2015 to FNLYEAR 2016; FNLYEAR 2018; FNLYEAR 2021
Environmental/External | Ice or snow | Connector or Splice (OH) | Broken | [8 empty] | 2 | 0.4 | 0.25 | 0.66667 | None | 0% | All | 100% | bar: FNLYEAR 2021 to FNLYEAR 2022
Environmental/External | Ice or snow | Crossarm, Wood | Broken | 2 |  |  |  | 7 | 1 | 1 | 2 | 13 | 2.2 | 1.625 | 1.3333 | None | 0% | All | 100%
Environmental/External | Ice or snow | Crossarm, Wood | Broken, wire on ground | FNLYEAR 2017: 1; FNLYEAR 2018: 2; FNLYEAR 2020: 1; FNLYEAR 2021: 2 | 6 | 1 | 0.75 | 1 | None | 0% | All | 100%
Environmental/External | Ice or snow | Crossarm, Wood | Broken, wire on object | [8 empty] | 1 | 0.2 | 0.125 | 0 | None | 0% | All | 100% | bar: FNLYEAR 2019
Environmental/External | Ice or snow | Cutout- fuse holder | Broken | FNLYEAR 2021: 2 | 2 | 0 | 0 | 0.66667 | N/A | 0% | N/A | 0%
Environmental/External | Ice or snow | Cutout- fuse holder | Arcing | [8 empty] | 1 | 0 | 0 | 0.33333 | N/A | 0% | N/A | 0% | bar: FNLYEAR 2021
Environmental/External | Ice or snow | Fuse | Normal | FNLYEAR 2019: 1; FNLYEAR 2021: 8; FNLYEAR 2022: 6 | 15 | 3 | 1.875 | 4.6667 | None | 0% | All | 100%
Environmental/External | Ice or snow | Fuse | Burned Open | FNLYEAR 2021: 10; FNLYEAR 2022: 2 | 12 | 0 | 0 | 4 | N/A | 0% | N/A | 0%
Environmental/External | Ice or snow | Fuse | Failed/Faulted | FNLYEAR 2015: 1; FNLYEAR 2017: 1; FNLYEAR 2019: 2 | 4 | 0.4 | 0.5 | 0 | None | 0% | All | 100%
Environmental/External | Ice or snow | Fuse | Broken | [8 empty] | 1 | 0.2 | 0.125 | 0.33333 | None | 0% | All | 100% | bar: FNLYEAR 2022
Environmental/External | Ice or snow | Insulator | Broken | FNLYEAR 2017: 1; FNLYEAR 2019: 2; FNLYEAR 2021: 1; FNLYEAR 2022: 1 | 5 | 0.8 | 0.625 | 0.66667 | None | 0% | All | 100%
Environmental/External | Ice or snow | Insulator | Broken, wire on object | [8 empty] | 1 | 0.2 | 0.125 | 0 | None | 0% | All | 100% | bar: FNLYEAR 2018
Environmental/External | Ice or snow | Insulator | Broken, wire on ground | [8 empty] | 1 | 0 | 0.125 | 0 | None | 0% | All | 100% | bar: FNLYEAR 2016
Environmental/External | Ice or snow | Jumper | Broken | [8 empty] | 1 | 0.2 | 0.125 | 0.33333 | None | 0% | All | 100% | bar: FNLYEAR 2022
Environmental/External | Ice or snow | Lightning Arrestor | Failed/Faulted | [8 empty] | 1 | 0 | 0 | 0.33333 | N/A | 0% | N/A | 0% | bar: FNLYEAR 2021
Environmental/External | Ice or snow | Other | Broken | [8 empty] | 1 | 0 | 0 | 0.33333 | N/A | 0% | N/A | 0% | bar: FNLYEAR 2021
Environmental/External | Ice or snow | Other | Annealed | [8 empty] | 1 | 0 | 0 | 0 | N/A | 0% | N/A | 0% | bar: FNLYEAR 2019
Environmental/External | Ice or snow | Pole-Wood | Broken, wire on ground | 1 |  |  | 1 | 8 | 3 | 17 | 2 | 32 | 6.2 | 4 | 7.3333 | None | 0% | All | 100%
Environmental/External | Ice or snow | Pole-Wood | Broken | 1 |  |  | 1 | 3 | 1 | 4 | 2 | 12 | 2.2 | 1.5 | 2.3333 | None | 0% | All | 100%
Environmental/External | Ice or snow | Recloser | Normal | FNLYEAR 2016: 1; FNLYEAR 2021: 2 | 3 | 0.4 | 0.375 | 0.66667 | None | 0% | All | 100%
Environmental/External | Ice or snow | Secondary | Broken, wire on ground | [8 empty] | 3 | 0.6 | 0.375 | 0.66667 | None | 0% | None | 0% | bar: FNLYEAR 2019 to FNLYEAR 2021
Environmental/External | Ice or snow | Secondary | Broken | [8 empty] | 1 | 0.2 | 0.125 | 0 | None | 0% | None | 0% | bar: FNLYEAR 2019
Environmental/External | Ice or snow | Service conductor | Broken, wire on ground | FNLYEAR 2019: 3; FNLYEAR 2022: 1 | 4 | 0.8 | 0.5 | 0.33333 | None | 0% | None | 0%
Environmental/External | Ice or snow | Service conductor | Bent or Twisted | [8 empty] | 1 | 0.2 | 0.125 | 0.33333 | None | 0% | None | 0% | bar: FNLYEAR 2021
Environmental/External | Ice or snow | Switch (OH) | Normal | [8 empty] | 1 | 0.2 | 0.125 | 0.33333 | None | 0% | All | 100% | bar: FNLYEAR 2021
Environmental/External | Ice or snow | Transformer | Failed/Faulted | FNLYEAR 2019: 2; FNLYEAR 2021: 1; FNLYEAR 2022: 5 | 8 | 1.6 | 1 | 2 | None | 0% | All | 100%
Environmental/External | Ice or snow | Transformer | Broken | FNLYEAR 2019: 1; FNLYEAR 2021: 1; FNLYEAR 2022: 2 | 4 | 0.8 | 0.5 | 1 | None | 0% | All | 100%
Environmental/External | Ice or snow | Transformer | Broken, wire on ground | [8 empty] | 2 | 0 | 0 | 0.66667 | N/A | 0% | N/A | 0% | bar: FNLYEAR 2020 to FNLYEAR 2021
Environmental/External | Ice or snow | Transformer | Normal | [8 empty] | 1 | 0.2 | 0.125 | 0.33333 | None | 0% | All | 100% | bar: FNLYEAR 2022
Environmental/External | Ice or snow | Transformer | Deteriorated | [8 empty] | 1 | 0.2 | 0.125 | 0.33333 | None | 0% | All | 100% | bar: FNLYEAR 2022
Environmental/External | Ice or snow | Transformer | Burned/flashed | [8 empty] | 1 | 0.2 | 0.125 | 0.33333 | None | 0% | All | 100% | bar: FNLYEAR 2021
Environmental/External | Ice or snow | Transformer (OH) | Broken | [8 empty] | 3 | 0 | 0 | 1 | N/A | 0% | N/A | 0% | bar: FNLYEAR 2020 to FNLYEAR 2022
Environmental/External | Ice or snow | Transformer (OH) | Failed/Faulted | [8 empty] | 1 | 0 | 0.125 | 0 | None | 0% | All | 100% | bar: FNLYEAR 2015
Environmental/External | Ice or snow | Transformer (OH) | Leaking | [8 empty] | 1 | 0.2 | 0.125 | 0.33333 | None | 0% | All | 100% | bar: FNLYEAR 2020
Environmental/External | Ice or snow | Transformer (OH) | Broken, wire on ground | [8 empty] | 1 | 0 | 0 | 0.33333 | N/A | 0% | N/A | 0% | bar: FNLYEAR 2021
Environmental/External | Ice or snow | (blank) | Failed/Faulted | FNLYEAR 2017: 1; FNLYEAR 2021: 2 | 3 | 0 | 0 | 0.66667 | N/A | 0% | N/A | 0%
Environmental/External | Lightning | Bushing | Failed/Faulted | FNLYEAR 2019: 2 | 2 | 0.4 | 0.25 | 0 | None | 0% | All | 100%
Environmental/External | Lightning | Bushing | Broken | [8 empty] | 1 | 0 | 0.125 | 0 | None | 0% | All | 100% | bar: FNLYEAR 2015
Environmental/External | Lightning | Capacitor | Burned/flashed | [8 empty] | 2 | 0.4 | 0.25 | 0.33333 | None | 0% | All | 100% | bar: FNLYEAR 2018; FNLYEAR 2022
Environmental/External | Lightning | Circuit Breaker | Normal | FNLYEAR 2015: 1; FNLYEAR 2019: 2 | 3 | 0.4 | 0.375 | 0 | None | 0% | All | 100%
Environmental/External | Lightning | Circuit Breaker | Burned/flashed | [8 empty] | 1 | 0 | 0 | 0.33333 | N/A | 0% | N/A | 0% | bar: FNLYEAR 2021
Environmental/External | Lightning | Circuit Breaker | Malfunctioning | [8 empty] | 1 | 0 | 0 | 0 | N/A | 0% | N/A | 0% | bar: FNLYEAR 2015
Environmental/External | Lightning | Conductor, Overhead | Normal | 17 | 9 | 5 | 4 | 18 | 5 | 8 | 6 | 72 | 8.2 | 9 | 6.3333 | None | 0% | All | 100%
Environmental/External | Lightning | Conductor, Overhead | Broken, wire on ground | 6 | 4 | 2 | 2 | 1 | 6 | 1 |  | 22 | 2 | 2.75 | 2.3333 | None | 0% | All | 100%
Environmental/External | Lightning | Conductor, Overhead | Together | FNLYEAR 2015: 2 | 2 | 0 | 0.25 | 0 | None | 0% | All | 100%
Environmental/External | Lightning | Conductor, Overhead | Burned/flashed | [8 empty] | 1 | 0.2 | 0.125 | 0.33333 | None | 0% | All | 100% | bar: FNLYEAR 2020
Environmental/External | Lightning | Conductor, Overhead | On Ground | [8 empty] | 1 | 0 | 0.125 | 0 | None | 0% | All | 100% | bar: FNLYEAR 2015
Environmental/External | Lightning | Conductor, Underground | Burned/flashed | [8 empty] | 1 | 0 | 0 | 0 | N/A | 0% | N/A | 0% | bar: FNLYEAR 2015
Environmental/External | Lightning | Connector or Splice (OH) | Broken, wire on ground | [8 empty] | 2 | 0.2 | 0.25 | 0.33333 | None | 0% | All | 100% | bar: FNLYEAR 2017; FNLYEAR 2020
Environmental/External | Lightning | Connector or Splice (OH) | Normal | [8 empty] | 1 | 0 | 0.125 | 0 | None | 0% | All | 100% | bar: FNLYEAR 2015
Environmental/External | Lightning | Connector or Splice (UG) | Failed/Faulted | [8 empty] | 1 | 0 | 0 | 0 | N/A | 0% | N/A | 0% | bar: FNLYEAR 2015
Environmental/External | Lightning | Crossarm, Steel | Normal | [8 empty] | 1 | 0 | 0.125 | 0 | None | 0% | All | 100% | bar: FNLYEAR 2015
Environmental/External | Lightning | Crossarm, Wood | Broken | FNLYEAR 2019: 2 | 2 | 0.4 | 0.25 | 0 | None | 0% | All | 100%
Environmental/External | Lightning | Customer Equipment | Failed/Faulted | [8 empty] | 1 | 0 | 0.125 | 0 | None | 0% | None | 0% | bar: FNLYEAR 2017
Environmental/External | Lightning | Cutout- fuse holder | Failed/Faulted | FNLYEAR 2015: 4; FNLYEAR 2016: 3; FNLYEAR 2017: 1; FNLYEAR 2019: 1 | 9 | 0.2 | 1.125 | 0 | None | 0% | All | 100%
Environmental/External | Lightning | Cutout- fuse holder | Broken | FNLYEAR 2016: 1; FNLYEAR 2017: 2 | 3 | 0 | 0.375 | 0 | None | 0% | All | 100%
Environmental/External | Lightning | Cutout- fuse holder | Normal | [8 empty] | 2 | 0.2 | 0.25 | 0 | None | 0% | All | 100% | bar: FNLYEAR 2015; FNLYEAR 2019
Environmental/External | Lightning | Cutout- fuse holder | Arcing | FNLYEAR 2018: 2 | 2 | 0.4 | 0.25 | 0 | None | 0% | All | 100%
Environmental/External | Lightning | Cutout- fuse holder | Burned/flashed | [8 empty] | 1 | 0.2 | 0.125 | 0.33333 | None | 0% | All | 100% | bar: FNLYEAR 2020
Environmental/External | Lightning | Elbow | Failed/Faulted | [8 empty] | 1 | 0 | 0 | 0 | N/A | 0% | N/A | 0% | bar: FNLYEAR 2016
Environmental/External | Lightning | Fuse | Failed/Faulted | 75 | 16 | 11 | 6 | 16 | 2 |  | 3 | 129 | 5.4 | 16.125 | 1.6667 | None | 0% | All | 100%
Environmental/External | Lightning | Fuse | Normal | [8 empty] | 3 | 0.2 | 0.375 | 0 | None | 0% | All | 100% | bar: FNLYEAR 2015 to FNLYEAR 2016; FNLYEAR 2019
Environmental/External | Lightning | Fuse | Arcing | [8 empty] | 1 | 0.2 | 0.125 | 0 | None | 0% | All | 100% | bar: FNLYEAR 2019
Environmental/External | Lightning | Fuse | Burned Open | [8 empty] | 1 | 0.2 | 0.125 | 0.33333 | None | 0% | All | 100% | bar: FNLYEAR 2020
Environmental/External | Lightning | Insulator | Burned/flashed | 1 |  |  |  | 2 | 2 | 3 | 1 | 9 | 1.6 | 1.125 | 2 | None | 0% | All | 100%
Environmental/External | Lightning | Insulator | Broken | FNLYEAR 2016: 2; FNLYEAR 2022: 1 | 3 | 0.2 | 0.375 | 0.33333 | None | 0% | All | 100%
Environmental/External | Lightning | Insulator | Failed/Faulted | [8 empty] | 2 | 0.2 | 0.25 | 0.33333 | None | 0% | All | 100% | bar: FNLYEAR 2016; FNLYEAR 2020
Environmental/External | Lightning | Insulator | Broken, wire on ground | [8 empty] | 1 | 0.2 | 0.125 | 0.33333 | None | 0% | All | 100% | bar: FNLYEAR 2020
Environmental/External | Lightning | Jumper | Burned Open | FNLYEAR 2019: 2 | 2 | 0.4 | 0.25 | 0 | None | 0% | All | 100%
Environmental/External | Lightning | Jumper | Broken, wire on object | [8 empty] | 1 | 0 | 0.125 | 0 | None | 0% | All | 100% | bar: FNLYEAR 2017
Environmental/External | Lightning | Lightning Arrestor | Failed/Faulted | 1 |  | 2 | 2 | 3 | 1 |  |  | 9 | 1.2 | 1.125 | 0.33333 | None | 0% | All | 100%
Environmental/External | Lightning | Lightning Arrestor | Broken | [8 empty] | 2 | 0 | 0.25 | 0 | None | 0% | All | 100% | bar: FNLYEAR 2016 to FNLYEAR 2017
Environmental/External | Lightning | Lightning Arrestor | Burned/flashed | FNLYEAR 2016: 2 | 2 | 0 | 0.25 | 0 | None | 0% | All | 100%
Environmental/External | Lightning | Other | Failed/Faulted | FNLYEAR 2015: 10; FNLYEAR 2016: 7; FNLYEAR 2017: 4; FNLYEAR 2020: 1 | 22 | 0 | 0 | 0.33333 | N/A | 0% | N/A | 0%
Environmental/External | Lightning | Other | Broken | FNLYEAR 2015: 1; FNLYEAR 2017: 1; FNLYEAR 2018: 4 | 6 | 0 | 0 | 0 | N/A | 0% | N/A | 0%
Environmental/External | Lightning | Other | Normal | [8 empty] | 2 | 0 | 0 | 0.33333 | N/A | 0% | N/A | 0% | bar: FNLYEAR 2015; FNLYEAR 2020
Environmental/External | Lightning | Other | Malfunctioning | [8 empty] | 1 | 0 | 0 | 0 | N/A | 0% | N/A | 0% | bar: FNLYEAR 2017
Environmental/External | Lightning | Pole-Wood | Burned/flashed | FNLYEAR 2015: 1; FNLYEAR 2020: 2 | 3 | 0.4 | 0.375 | 0.66667 | None | 0% | All | 100%
Environmental/External | Lightning | Pole-Wood | Broken | [8 empty] | 3 | 0.4 | 0.375 | 0.66667 | None | 0% | All | 100% | bar: FNLYEAR 2015; FNLYEAR 2020; FNLYEAR 2022
Environmental/External | Lightning | Pole-Wood | Deteriorated | [8 empty] | 1 | 0.2 | 0.125 | 0.33333 | None | 0% | All | 100% | bar: FNLYEAR 2020
Environmental/External | Lightning | Pole-Wood | Broken, wire on ground | [8 empty] | 1 | 0.2 | 0.125 | 0 | None | 0% | All | 100% | bar: FNLYEAR 2018
Environmental/External | Lightning | Pothead(Riser Termination) | Normal | [8 empty] | 1 | 0 | 0.125 | 0 | None | 0% | All | 100% | bar: FNLYEAR 2016
Environmental/External | Lightning | Pothead(Riser Termination) | Failed/Faulted | [8 empty] | 1 | 0 | 0.125 | 0 | None | 0% | All | 100% | bar: FNLYEAR 2015
Environmental/External | Lightning | PT/CCVT | Failed/Faulted | [8 empty] | 1 | 0.2 | 0.125 | 0.33333 | None | 0% | None | 0% | bar: FNLYEAR 2020
Environmental/External | Lightning | PT/CCVT | Burned/flashed | [8 empty] | 1 | 0.2 | 0.125 | 0.33333 | None | 0% | None | 0% | bar: FNLYEAR 2021
Environmental/External | Lightning | Recloser | Failed/Faulted | [8 empty] | 1 | 0.2 | 0.125 | 0 | None | 0% | All | 100% | bar: FNLYEAR 2019
Environmental/External | Lightning | Recloser | Burned/flashed | [8 empty] | 1 | 0.2 | 0.125 | 0.33333 | None | 0% | All | 100% | bar: FNLYEAR 2020
Environmental/External | Lightning | Regulator | Broken, wire on ground | [8 empty] | 1 | 0 | 0.125 | 0 | None | 0% | All | 100% | bar: FNLYEAR 2016
Environmental/External | Lightning | Secondary | Burned/flashed | [8 empty] | 1 | 0 | 0.125 | 0 | None | 0% | High | 70% | bar: FNLYEAR 2017
Environmental/External | Lightning | Secondary | Broken, wire on ground | [8 empty] | 1 | 0 | 0.125 | 0 | None | 0% | None | 0% | bar: FNLYEAR 2017
Environmental/External | Lightning | Service conductor | Broken, wire on ground | FNLYEAR 2016: 2 | 2 | 0 | 0.25 | 0 | None | 0% | None | 0%
Environmental/External | Lightning | Street Light Equipment | Failed/Faulted | [8 empty] | 1 | 0.2 | 0.125 | 0 | None | 0% | None | 0% | bar: FNLYEAR 2019
Environmental/External | Lightning | Switch | Normal | [8 empty] | 1 | 0.2 | 0.125 | 0.33333 | None | 0% | All | 100% | bar: FNLYEAR 2020
Environmental/External | Lightning | Switch | Broken | [8 empty] | 1 | 0 | 0.125 | 0 | None | 0% | All | 100% | bar: FNLYEAR 2015
Environmental/External | Lightning | Switch (OH) | Normal | [8 empty] | 1 | 0.2 | 0.125 | 0.33333 | None | 0% | All | 100% | bar: FNLYEAR 2020
Environmental/External | Lightning | Switch (OH) | Failed/Faulted | [8 empty] | 1 | 0 | 0.125 | 0 | None | 0% | All | 100% | bar: FNLYEAR 2015
Environmental/External | Lightning | Transformer | Failed/Faulted | 137 | 71 | 109 | 46 | 157 | 79 | 22 | 3 | 624 | 61.4 | 78 | 34.6667 | None | 0% | All | 100%
Environmental/External | Lightning | Transformer | Burned/flashed | 6 | 6 |  |  | 2 | 1 | 2 |  | 17 | 1 | 2.125 | 1 | None | 0% | All | 100%
Environmental/External | Lightning | Transformer | Broken | FNLYEAR 2015: 3; FNLYEAR 2016: 4; FNLYEAR 2017: 1; FNLYEAR 2018: 2 | 10 | 0.4 | 1.25 | 0 | None | 0% | All | 100%
Environmental/External | Lightning | Transformer | (blank) | [8 empty] | 2 | 0 | 0 | 0 | N/A | 0% | N/A | 0% | bar: FNLYEAR 2017; FNLYEAR 2019
Environmental/External | Lightning | Transformer | Deteriorated | FNLYEAR 2015: 2 | 2 | 0 | 0.25 | 0 | None | 0% | All | 100%
Environmental/External | Lightning | Transformer | Normal | [8 empty] | 1 | 0 | 0.125 | 0 | None | 0% | All | 100% | bar: FNLYEAR 2015
Environmental/External | Lightning | Transformer | Contaminated | [8 empty] | 1 | 0 | 0.125 | 0 | None | 0% | All | 100% | bar: FNLYEAR 2015
Environmental/External | Lightning | Transformer | Arcing | [8 empty] | 1 | 0.2 | 0.125 | 0 | None | 0% | All | 100% | bar: FNLYEAR 2019
Environmental/External | Lightning | Transformer | Leaking | [8 empty] | 1 | 0.2 | 0.125 | 0.33333 | None | 0% | All | 100% | bar: FNLYEAR 2022
Environmental/External | Lightning | Transformer | Malfunctioning | [8 empty] | 1 | 0.2 | 0.125 | 0.33333 | None | 0% | All | 100% | bar: FNLYEAR 2021
Environmental/External | Lightning | Transformer (OH) | Failed/Faulted | 119 | 34 | 42 | 25 | 62 | 55 | 43 | 53 | 433 | 47.6 | 54.125 | 50.3333 | None | 0% | All | 100%
Environmental/External | Lightning | Transformer (OH) | Burned/flashed | 5 | 7 | 1 | 3 | 1 | 16 | 8 | 8 | 49 | 7.2 | 6.125 | 10.6667 | None | 0% | All | 100%
Environmental/External | Lightning | Transformer (OH) | Broken | 4 | 10 | 5 | 2 | 2 | 7 |  | 1 | 31 | 2.4 | 3.875 | 2.6667 | None | 0% | All | 100%
Environmental/External | Lightning | Transformer (OH) | Normal | 8 | 1 | 2 |  | 1 | 1 |  |  | 13 | 0.4 | 1.625 | 0.33333 | None | 0% | All | 100%
Environmental/External | Lightning | Transformer (OH) | Deteriorated | FNLYEAR 2015: 9 | 9 | 0 | 1.125 | 0 | None | 0% | All | 100%
Environmental/External | Lightning | Transformer (OH) | Broken, wire on ground | FNLYEAR 2015: 1; FNLYEAR 2016: 1; FNLYEAR 2018: 1; FNLYEAR 2019: 3 | 6 | 0.8 | 0.75 | 0 | None | 0% | All | 100%
Environmental/External | Lightning | Transformer (UG) | Failed/Faulted | 4 | 1 |  |  | 1 | 1 |  | 1 | 8 | 0 | 0 | 0.66667 | N/A | 0% | N/A | 0%
Environmental/External | Lightning | Transformer (UG) | Burned/flashed | FNLYEAR 2015: 2; FNLYEAR 2020: 1 | 3 | 0 | 0 | 0.33333 | N/A | 0% | N/A | 0%
Environmental/External | Lightning | Transformer (UG) | Deteriorated | [8 empty] | 1 | 0 | 0 | 0 | N/A | 0% | N/A | 0% | bar: FNLYEAR 2015
Environmental/External | Lightning | (blank) | Failed/Faulted | 17 | 9 | 1 |  |  | 1 | 1 |  | 29 | 0 | 0 | 0.66667 | N/A | 0% | N/A | 0%
Environmental/External | Lightning | (blank) | (blank) | [8 empty] | 3 | 0 | 0 | 0 | N/A | 0% | N/A | 0% | bar: FNLYEAR 2015 to FNLYEAR 2017
Environmental/External | Lightning | (blank) | Broken | [8 empty] | 2 | 0 | 0 | 0 | N/A | 0% | N/A | 0% | bar: FNLYEAR 2015; FNLYEAR 2018
Environmental/External | Lightning | (blank) | Normal | [8 empty] | 2 | 0 | 0 | 0 | N/A | 0% | N/A | 0% | bar: FNLYEAR 2015 to FNLYEAR 2016
Environmental/External | Water | Conductor, Overhead | Broken, wire on ground | [8 empty] | 2 | 0.2 | 0.25 | 0.33333 | None | 0% | All | 100% | bar: FNLYEAR 2017; FNLYEAR 2021
Environmental/External | Water | Conductor, Overhead | On Ground | [8 empty] | 1 | 0.2 | 0.125 | 0.33333 | None | 0% | All | 100% | bar: FNLYEAR 2021
Environmental/External | Water | Conductor, Underground | Deteriorated | [8 empty] | 1 | 0 | 0 | 0.33333 | N/A | 0% | N/A | 0% | bar: FNLYEAR 2020
Environmental/External | Water | Connector or Splice (UG) | Normal | [8 empty] | 1 | 0 | 0 | 0.33333 | N/A | 0% | N/A | 0% | bar: FNLYEAR 2022
Environmental/External | Water | Crossarm, Wood | Burned/flashed | [8 empty] | 1 | 0.2 | 0.125 | 0.33333 | None | 0% | All | 100% | bar: FNLYEAR 2021
Environmental/External | Water | Crossarm, Wood | Broken | [8 empty] | 1 | 0.2 | 0.125 | 0.33333 | None | 0% | All | 100% | bar: FNLYEAR 2022
Environmental/External | Water | Fuse | Failed/Faulted | [8 empty] | 1 | 0 | 0.125 | 0 | None | 0% | All | 100% | bar: FNLYEAR 2016
Environmental/External | Water | Other | Normal | [8 empty] | 1 | 0 | 0 | 0.33333 | N/A | 0% | N/A | 0% | bar: FNLYEAR 2021
Environmental/External | Water | Pole-Wood | Broken, wire on ground | FNLYEAR 2017: 2; FNLYEAR 2019: 1; FNLYEAR 2021: 1 | 4 | 0.4 | 0.5 | 0.33333 | None | 0% | All | 100%
Environmental/External | Water | Pole-Wood | Normal | [8 empty] | 2 | 0.2 | 0.25 | 0 | None | 0% | All | 100% | bar: FNLYEAR 2017 to FNLYEAR 2018
Environmental/External | Water | Transformer | Broken | FNLYEAR 2021: 4; FNLYEAR 2022: 1 | 5 | 1 | 0.625 | 1.6667 | None | 0% | All | 100%
Environmental/External | Water | Transformer | Failed/Faulted | FNLYEAR 2021: 1; FNLYEAR 2022: 3 | 4 | 0.8 | 0.5 | 1.3333 | None | 0% | All | 100%
Environmental/External | Water | Transformer | Burned Open | [8 empty] | 1 | 0.2 | 0.125 | 0.33333 | None | 0% | All | 100% | bar: FNLYEAR 2020
Environmental/External | Water | Transformer | Broken, wire on ground | [8 empty] | 1 | 0.2 | 0.125 | 0.33333 | None | 0% | All | 100% | bar: FNLYEAR 2022
Equipment Failure/Involved | Electrical Overload | Bushing | Broken | [8 empty] | 2 | 0.2 | 0.25 | 0.33333 | None | 0% | All | 100% | bar: FNLYEAR 2016; FNLYEAR 2021
Equipment Failure/Involved | Electrical Overload | Capacitor | Failed/Faulted | [8 empty] | 1 | 0.2 | 0.125 | 0 | None | 0% | All | 100% | bar: FNLYEAR 2019
Equipment Failure/Involved | Electrical Overload | Circuit Breaker | Normal | [8 empty] | 3 | 0.6 | 0.375 | 0.66667 | None | 0% | None | 0% | bar: FNLYEAR 2019 to FNLYEAR 2020; FNLYEAR 2022
Equipment Failure/Involved | Electrical Overload | Conductor, Overhead | Normal | 1 |  | 1 | 1 |  | 1 | 2 |  | 6 | 0.8 | 0.75 | 1 | None | 0% | All | 100%
Equipment Failure/Involved | Electrical Overload | Conductor, Overhead | Broken, wire on ground | FNLYEAR 2017: 3; FNLYEAR 2018: 1; FNLYEAR 2021: 1 | 5 | 0.4 | 0.625 | 0.33333 | None | 0% | All | 100%
Equipment Failure/Involved | Electrical Overload | Conductor, Overhead | Broken | FNLYEAR 2017: 2; FNLYEAR 2019: 1; FNLYEAR 2020: 1 | 4 | 0.4 | 0.5 | 0.33333 | None | 0% | All | 100%
Equipment Failure/Involved | Electrical Overload | Conductor, Overhead | Burned/flashed | FNLYEAR 2018: 1; FNLYEAR 2020: 1; FNLYEAR 2021: 2 | 4 | 0.8 | 0.5 | 1 | None | 0% | All | 100%
Equipment Failure/Involved | Electrical Overload | Conductor, Overhead | Annealed | [8 empty] | 1 | 0.2 | 0.125 | 0 | None | 0% | All | 100% | bar: FNLYEAR 2018
Equipment Failure/Involved | Electrical Overload | Conductor, Overhead | Together | [8 empty] | 1 | 0 | 0.125 | 0 | None | 0% | All | 100% | bar: FNLYEAR 2015
Equipment Failure/Involved | Electrical Overload | Conductor, Overhead | Arcing | [8 empty] | 1 | 0.2 | 0.125 | 0.33333 | None | 0% | All | 100% | bar: FNLYEAR 2022
Equipment Failure/Involved | Electrical Overload | Connector or Splice (OH) | Deteriorated | FNLYEAR 2020: 1; FNLYEAR 2022: 2 | 3 | 0.6 | 0.375 | 1 | None | 0% | All | 100%
Equipment Failure/Involved | Electrical Overload | Connector or Splice (OH) | Burned Open | FNLYEAR 2016: 1; FNLYEAR 2019: 2 | 3 | 0.4 | 0.375 | 0 | None | 0% | All | 100%
Equipment Failure/Involved | Electrical Overload | Connector or Splice (OH) | Burned/flashed | [8 empty] | 2 | 0.4 | 0.25 | 0.33333 | None | 0% | All | 100% | bar: FNLYEAR 2019; FNLYEAR 2021
Equipment Failure/Involved | Electrical Overload | Connector or Splice (OH) | Broken, wire on ground | [8 empty] | 1 | 0 | 0.125 | 0 | None | 0% | All | 100% | bar: FNLYEAR 2015
Equipment Failure/Involved | Electrical Overload | Connector or Splice (OH) | Arcing | [8 empty] | 1 | 0.2 | 0.125 | 0.33333 | None | 0% | All | 100% | bar: FNLYEAR 2022
Equipment Failure/Involved | Electrical Overload | Connector or Splice (UG) | Normal | [8 empty] | 1 | 0 | 0 | 0.33333 | N/A | 0% | N/A | 0% | bar: FNLYEAR 2022
Equipment Failure/Involved | Electrical Overload | Crossarm, Wood | Broken | 2 |  |  | 1 | 2 | 1 | 1 |  | 7 | 1 | 0.875 | 0.66667 | None | 0% | All | 100%
Equipment Failure/Involved | Electrical Overload | Crossarm, Wood | Normal | [8 empty] | 1 | 0 | 0.125 | 0 | None | 0% | All | 100% | bar: FNLYEAR 2016
Equipment Failure/Involved | Electrical Overload | Customer Equipment | Malfunctioning | [8 empty] | 1 | 0 | 0.125 | 0 | None | 0% | All | 100% | bar: FNLYEAR 2017
Equipment Failure/Involved | Electrical Overload | Cutout- fuse holder | Broken | FNLYEAR 2015: 2; FNLYEAR 2017: 1; FNLYEAR 2018: 1; FNLYEAR 2022: 1 | 5 | 0.4 | 0.625 | 0.33333 | None | 0% | All | 100%
Equipment Failure/Involved | Electrical Overload | Cutout- fuse holder | Failed/Faulted | [8 empty] | 2 | 0.2 | 0.25 | 0 | None | 0% | All | 100% | bar: FNLYEAR 2015; FNLYEAR 2019
Equipment Failure/Involved | Electrical Overload | Cutout- fuse holder | Burned/flashed | [8 empty] | 1 | 0 | 0.125 | 0 | None | 0% | All | 100% | bar: FNLYEAR 2015
Equipment Failure/Involved | Electrical Overload | Fuse | Failed/Faulted | 2 | 1 | 11 | 4 | 3 | 2 | 4 | 2 | 29 | 3 | 3.625 | 2.6667 | None | 0% | All | 100%
Equipment Failure/Involved | Electrical Overload | Fuse | Burned Open |  |  | 1 |  | 1 | 4 | 5 | 3 | 14 | 2.6 | 1.75 | 4 | None | 0% | All | 100%
Equipment Failure/Involved | Electrical Overload | Fuse | Broken | FNLYEAR 2021: 3; FNLYEAR 2022: 1 | 4 | 0.8 | 0.5 | 1.3333 | None | 0% | All | 100%
Equipment Failure/Involved | Electrical Overload | Generator | Normal | [8 empty] | 2 | 0.2 | 0.25 | 0 | None | 0% | None | 0% | bar: FNLYEAR 2015; FNLYEAR 2019
Equipment Failure/Involved | Electrical Overload | Insulator | Broken | FNLYEAR 2017: 1; FNLYEAR 2018: 1; FNLYEAR 2022: 3 | 5 | 0.8 | 0.625 | 1 | None | 0% | All | 100%
Equipment Failure/Involved | Electrical Overload | Insulator | Failed/Faulted | [8 empty] | 2 | 0.2 | 0.25 | 0.33333 | None | 0% | All | 100% | bar: FNLYEAR 2015; FNLYEAR 2021
Equipment Failure/Involved | Electrical Overload | Insulator | Arcing | [8 empty] | 1 | 0 | 0.125 | 0 | None | 0% | All | 100% | bar: FNLYEAR 2015
Equipment Failure/Involved | Electrical Overload | Insulator | Burned/flashed | [8 empty] | 1 | 0.2 | 0.125 | 0.33333 | None | 0% | All | 100% | bar: FNLYEAR 2022
Equipment Failure/Involved | Electrical Overload | Interrupter | Normal | [8 empty] | 1 | 0 | 0.125 | 0 | None | 0% | All | 100% | bar: FNLYEAR 2017
Equipment Failure/Involved | Electrical Overload | Jumper | Burned Open | FNLYEAR 2015: 2; FNLYEAR 2016: 1; FNLYEAR 2021: 1 | 4 | 0.2 | 0.5 | 0.33333 | None | 0% | All | 100%
Equipment Failure/Involved | Electrical Overload | Jumper | Broken | [8 empty] | 1 | 0.2 | 0.125 | 0.33333 | None | 0% | All | 100% | bar: FNLYEAR 2022
Equipment Failure/Involved | Electrical Overload | Jumper | Arcing | [8 empty] | 1 | 0.2 | 0.125 | 0 | None | 0% | All | 100% | bar: FNLYEAR 2019
Equipment Failure/Involved | Electrical Overload | Jumper | Bent or Twisted | [8 empty] | 1 | 0 | 0.125 | 0 | None | 0% | All | 100% | bar: FNLYEAR 2015
Equipment Failure/Involved | Electrical Overload | Lightning Arrestor | Burned/flashed | FNLYEAR 2021: 1; FNLYEAR 2022: 2 | 3 | 0.6 | 0.375 | 1 | None | 0% | All | 100%
Equipment Failure/Involved | Electrical Overload | Lightning Arrestor | Broken | FNLYEAR 2021: 2 | 2 | 0.4 | 0.25 | 0.66667 | None | 0% | All | 100%
Equipment Failure/Involved | Electrical Overload | Other | Failed/Faulted | 5 | 2 | 2 | 5 | 1 |  |  |  | 15 | 0 | 0 | 0 | N/A | 0% | N/A | 0%
Equipment Failure/Involved | Electrical Overload | Other | Normal | FNLYEAR 2015: 1; FNLYEAR 2017: 1; FNLYEAR 2018: 2; FNLYEAR 2019: 1 | 5 | 0 | 0 | 0 | N/A | 0% | N/A | 0%
Equipment Failure/Involved | Electrical Overload | Other | Broken | [8 empty] | 2 | 0 | 0 | 0 | N/A | 0% | N/A | 0% | bar: FNLYEAR 2015 to FNLYEAR 2016
Equipment Failure/Involved | Electrical Overload | Other | Malfunctioning | [8 empty] | 1 | 0 | 0 | 0 | N/A | 0% | N/A | 0% | bar: FNLYEAR 2016
Equipment Failure/Involved | Electrical Overload | Pole-Wood | Broken | [8 empty] | 6 | 0.6 | 0.75 | 0.66667 | None | 0% | All | 100% | bar: FNLYEAR 2015 to FNLYEAR 2017; FNLYEAR 2019 to FNLYEAR 2021
Equipment Failure/Involved | Electrical Overload | Pole-Wood | Deteriorated | FNLYEAR 2019: 2; FNLYEAR 2021: 1; FNLYEAR 2022: 1 | 4 | 0.8 | 0.5 | 0.66667 | None | 0% | All | 100%
Equipment Failure/Involved | Electrical Overload | Pothead(Riser Termination) | Failed/Faulted | [8 empty] | 1 | 0 | 0.125 | 0 | None | 0% | All | 100% | bar: FNLYEAR 2017
Equipment Failure/Involved | Electrical Overload | Recloser | Normal |  | 1 | 2 | 1 | 1 | 1 | 2 | 6 | 14 | 2.2 | 1.75 | 3 | None | 0% | All | 100%
Equipment Failure/Involved | Electrical Overload | Secondary | Burned Open | [8 empty] | 2 | 0 | 0.25 | 0 | None | 0% | Medium | 40% | bar: FNLYEAR 2016 to FNLYEAR 2017
Equipment Failure/Involved | Electrical Overload | Secondary | Deteriorated | [8 empty] | 1 | 0 | 0.125 | 0 | None | 0% | High | 70% | bar: FNLYEAR 2016
Equipment Failure/Involved | Electrical Overload | Secondary | Burned/flashed | [8 empty] | 1 | 0.2 | 0.125 | 0 | None | 0% | High | 70% | bar: FNLYEAR 2019
Equipment Failure/Involved | Electrical Overload | Secondary | Broken | [8 empty] | 1 | 0 | 0.125 | 0 | None | 0% | Medium | 40% | bar: FNLYEAR 2015
Equipment Failure/Involved | Electrical Overload | Secondary | Arcing | [8 empty] | 1 | 0 | 0.125 | 0 | None | 0% | High | 70% | bar: FNLYEAR 2017
Equipment Failure/Involved | Electrical Overload | Service conductor | Arcing | FNLYEAR 2015: 2; FNLYEAR 2016: 2 | 4 | 0 | 0.5 | 0 | None | 0% | High | 70%
Equipment Failure/Involved | Electrical Overload | Service conductor | Failed/Faulted | [8 empty] | 1 | 0.2 | 0.125 | 0.33333 | None | 0% | High | 70% | bar: FNLYEAR 2021
Equipment Failure/Involved | Electrical Overload | Switch | Failed/Faulted | [8 empty] | 1 | 0.2 | 0.125 | 0.33333 | None | 0% | All | 100% | bar: FNLYEAR 2020
Equipment Failure/Involved | Electrical Overload | Switch (OH) | Arcing | [8 empty] | 1 | 0.2 | 0.125 | 0.33333 | None | 0% | All | 100% | bar: FNLYEAR 2021
Equipment Failure/Involved | Electrical Overload | Transformer | Failed/Faulted | 36 | 43 | 30 | 26 | 29 | 19 | 17 | 16 | 216 | 21.4 | 27 | 17.3333 | None | 0% | All | 100%
Equipment Failure/Involved | Electrical Overload | Transformer | Broken | 2 | 1 | 1 | 2 | 2 |  | 10 | 8 | 26 | 4.4 | 3.25 | 6 | None | 0% | All | 100%
Equipment Failure/Involved | Electrical Overload | Transformer | Leaking | 1 | 1 | 6 | 1 |  | 1 |  | 4 | 14 | 1.2 | 1.75 | 1.6667 | None | 0% | All | 100%
Equipment Failure/Involved | Electrical Overload | Transformer | Malfunctioning | 2 |  | 1 |  | 1 | 1 | 6 | 1 | 12 | 1.8 | 1.5 | 2.6667 | None | 0% | All | 100%
Equipment Failure/Involved | Electrical Overload | Transformer | Deteriorated | 2 | 2 | 2 | 1 |  | 1 | 1 | 3 | 12 | 1.2 | 1.5 | 1.6667 | None | 0% | All | 100%
Equipment Failure/Involved | Electrical Overload | Transformer | Burned/flashed | FNLYEAR 2015: 1; FNLYEAR 2017: 1; FNLYEAR 2022: 5 | 7 | 1 | 0.875 | 1.6667 | None | 0% | All | 100%
Equipment Failure/Involved | Electrical Overload | Transformer | Normal | FNLYEAR 2021: 3; FNLYEAR 2022: 3 | 6 | 1.2 | 0.75 | 2 | None | 0% | All | 100%
Equipment Failure/Involved | Electrical Overload | Transformer | Arcing | FNLYEAR 2016: 2; FNLYEAR 2017: 1; FNLYEAR 2019: 1; FNLYEAR 2021: 1 | 5 | 0.4 | 0.625 | 0.33333 | None | 0% | All | 100% | [6 empty] | #REF!
Equipment Failure/Involved | Electrical Overload | Transformer | (blank) | FNLYEAR 2015: 1; FNLYEAR 2016: 2; FNLYEAR 2018: 1 | 4 | 0.2 | 0.5 | 0 | None | 0% | All | 100% | [6 empty] | 0
Equipment Failure/Involved | Electrical Overload | Transformer | Burned Open | FNLYEAR 2021: 1; FNLYEAR 2022: 2 | 3 | 0.6 | 0.375 | 1 | None | 0% | All | 100% | [5 empty] | effectiveness excluding unknown | #REF!
Equipment Failure/Involved | Electrical Overload | Transformer | Annealed | [8 empty] | 1 | 0 | 0.125 | 0 | None | 0% | All | 100% | bar: FNLYEAR 2015
Equipment Failure/Involved | Electrical Overload | Transformer | Broken, wire on ground | [8 empty] | 1 | 0.2 | 0.125 | 0.33333 | None | 0% | All | 100% | bar: FNLYEAR 2022
Equipment Failure/Involved | Electrical Overload | Transformer (OH) | Failed/Faulted | 13 | 9 | 7 | 5 | 9 | 17 | 31 | 9 | 100 | 14.2 | 12.5 | 19 | None | 0% | All | 100%
Equipment Failure/Involved | Electrical Overload | Transformer (OH) | Broken | 1 | 2 | 4 | 3 |  | 1 | 2 | 2 | 15 | 1.6 | 1.875 | 1.6667 | None | 0% | All | 100%
Equipment Failure/Involved | Electrical Overload | Transformer (OH) | Normal | 2 | 1 | 1 | 3 |  |  | 1 | 3 | 11 | 1.4 | 1.375 | 1.3333 | None | 0% | All | 100%
Equipment Failure/Involved | Electrical Overload | Transformer (OH) | Leaking | 3 | 1 | 1 |  |  | 1 | 2 |  | 8 | 0.6 | 1 | 1 | None | 0% | All | 100%
Equipment Failure/Involved | Electrical Overload | Transformer (OH) | (blank) | FNLYEAR 2021: 5; FNLYEAR 2022: 1 | 6 | 1.2 | 0.75 | 2 | None | 0% | All | 100%
Equipment Failure/Involved | Electrical Overload | Transformer (OH) | Deteriorated | FNLYEAR 2016: 1; FNLYEAR 2020: 1; FNLYEAR 2021: 3; FNLYEAR 2022: 1 | 6 | 1 | 0.75 | 1.6667 | None | 0% | All | 100%
Equipment Failure/Involved | Electrical Overload | Transformer (OH) | Burned/flashed | FNLYEAR 2016: 1; FNLYEAR 2020: 1; FNLYEAR 2021: 1; FNLYEAR 2022: 2 | 5 | 0.8 | 0.625 | 1.3333 | None | 0% | All | 100%
Equipment Failure/Involved | Electrical Overload | Transformer (OH) | Arcing | [8 empty] | 2 | 0.4 | 0.25 | 0.33333 | None | 0% | All | 100% | bar: FNLYEAR 2019; FNLYEAR 2021
Equipment Failure/Involved | Electrical Overload | Transformer (UG) | Failed/Faulted | [8 empty] | 3 | 0 | 0 | 0.66667 | N/A | 0% | N/A | 0% | bar: FNLYEAR 2017; FNLYEAR 2020; FNLYEAR 2022
Equipment Failure/Involved | Electrical Overload | Transformer (UG) | Normal | [8 empty] | 2 | 0 | 0 | 0.33333 | N/A | 0% | N/A | 0% | bar: FNLYEAR 2019 to FNLYEAR 2020
Equipment Failure/Involved | Electrical Overload | Transformer (UG) | Broken | [8 empty] | 2 | 0 | 0 | 0.33333 | N/A | 0% | N/A | 0% | bar: FNLYEAR 2016; FNLYEAR 2021
Equipment Failure/Involved | Electrical Overload | (blank) | Failed/Faulted | FNLYEAR 2015: 4; FNLYEAR 2016: 2; FNLYEAR 2018: 3; FNLYEAR 2019: 3 | 12 | 0 | 0 | 0 | N/A | 0% | N/A | 0%
Equipment Failure/Involved | Electrical Overload | (blank) | Normal | [8 empty] | 2 | 0 | 0 | 0 | N/A | 0% | N/A | 0% | bar: FNLYEAR 2016 to FNLYEAR 2017
Equipment Failure/Involved | Electrical Overload | (blank) | Broken | [8 empty] | 1 | 0 | 0 | 0 | N/A | 0% | N/A | 0% | bar: FNLYEAR 2015
Equipment Failure/Involved | Fire, pole | Anchor or Guy | Deteriorated | [8 empty] | 1 | 0.2 | 0.125 | 0 | None | 0% | All | 100% | bar: FNLYEAR 2018
Equipment Failure/Involved | Fire, pole | Capacitor | Burned/flashed | [8 empty] | 2 | 0.2 | 0.25 | 0.33333 | None | 0% | All | 100% | bar: FNLYEAR 2015; FNLYEAR 2021
Equipment Failure/Involved | Fire, pole | Conductor, Overhead | Normal | FNLYEAR 2015: 1; FNLYEAR 2019: 2; FNLYEAR 2021: 2; FNLYEAR 2022: 1 | 6 | 1 | 0.75 | 1 | None | 0% | All | 100%
Equipment Failure/Involved | Fire, pole | Conductor, Overhead | On Ground | [8 empty] | 1 | 0.2 | 0.125 | 0.33333 | None | 0% | All | 100% | bar: FNLYEAR 2021
Equipment Failure/Involved | Fire, pole | Conductor, Overhead | Burned/flashed | [8 empty] | 1 | 0.2 | 0.125 | 0.33333 | None | 0% | All | 100% | bar: FNLYEAR 2021
Equipment Failure/Involved | Fire, pole | Conductor, Overhead | Broken | [8 empty] | 1 | 0 | 0.125 | 0 | None | 0% | All | 100% | bar: FNLYEAR 2017
Equipment Failure/Involved | Fire, pole | Conductor, Overhead | Arcing | [8 empty] | 1 | 0 | 0.125 | 0 | None | 0% | All | 100% | bar: FNLYEAR 2017
Equipment Failure/Involved | Fire, pole | Conductor, Overhead | Broken, wire on ground | [8 empty] | 1 | 0 | 0.125 | 0 | None | 0% | All | 100% | bar: FNLYEAR 2017
Equipment Failure/Involved | Fire, pole | Conductor, Underground | Burned/flashed | [8 empty] | 1 | 0 | 0 | 0.33333 | N/A | 0% | N/A | 0% | bar: FNLYEAR 2020
Equipment Failure/Involved | Fire, pole | Connector or Splice (OH) | Burned/flashed | [8 empty] | 1 | 0.2 | 0.125 | 0 | None | 0% | All | 100% | bar: FNLYEAR 2019
Equipment Failure/Involved | Fire, pole | Crossarm, Steel | Deteriorated | [8 empty] | 1 | 0.2 | 0.125 | 0.33333 | None | 0% | All | 100% | bar: FNLYEAR 2020
Equipment Failure/Involved | Fire, pole | Crossarm, Wood | Burned/flashed | 3 | 3 | 3 |  | 2 | 4 | 1 | 1 | 17 | 1.6 | 2.125 | 2 | None | 0% | All | 100%
Equipment Failure/Involved | Fire, pole | Crossarm, Wood | Broken | FNLYEAR 2020: 2; FNLYEAR 2021: 2; FNLYEAR 2022: 2 | 6 | 1.2 | 0.75 | 2 | None | 0% | All | 100%
Equipment Failure/Involved | Fire, pole | Crossarm, Wood | Broken, wire on ground | [8 empty] | 2 | 0.2 | 0.25 | 0.33333 | None | 0% | All | 100% | bar: FNLYEAR 2015; FNLYEAR 2020
Equipment Failure/Involved | Fire, pole | Cutout- fuse holder | Burned/flashed | [8 empty] | 1 | 0.2 | 0.125 | 0.33333 | None | 0% | All | 100% | bar: FNLYEAR 2020
Equipment Failure/Involved | Fire, pole | Footings, Tower or Pole | Burned/flashed | [8 empty] | 1 | 0.2 | 0.125 | 0.33333 | None | 0% | All | 100% | bar: FNLYEAR 2021
Equipment Failure/Involved | Fire, pole | Fuse | Burned Open | [8 empty] | 1 | 0.2 | 0.125 | 0 | None | 0% | All | 100% | bar: FNLYEAR 2018
Equipment Failure/Involved | Fire, pole | Insulator | Broken | FNLYEAR 2017: 4; FNLYEAR 2020: 1 | 5 | 0.2 | 0.625 | 0.33333 | None | 0% | All | 100%
Equipment Failure/Involved | Fire, pole | Insulator | Burned/flashed | [8 empty] | 3 | 0.4 | 0.375 | 0.66667 | None | 0% | All | 100% | bar: FNLYEAR 2017; FNLYEAR 2021 to FNLYEAR 2022
Equipment Failure/Involved | Fire, pole | Insulator | Failed/Faulted | [8 empty] | 1 | 0.2 | 0.125 | 0.33333 | None | 0% | All | 100% | bar: FNLYEAR 2022
Equipment Failure/Involved | Fire, pole | Jumper | Deteriorated | [8 empty] | 1 | 0.2 | 0.125 | 0.33333 | None | 0% | All | 100% | bar: FNLYEAR 2020
Equipment Failure/Involved | Fire, pole | Jumper | Burned Open | [8 empty] | 1 | 0.2 | 0.125 | 0.33333 | None | 0% | All | 100% | bar: FNLYEAR 2020
Equipment Failure/Involved | Fire, pole | Other | Broken | [8 empty] | 1 | 0 | 0 | 0.33333 | N/A | 0% | N/A | 0% | bar: FNLYEAR 2020
Equipment Failure/Involved | Fire, pole | Pole - Tower, steel | Normal | FNLYEAR 2021: 2 | 2 | 0.4 | 0.25 | 0.66667 | None | 0% | All | 100%
Equipment Failure/Involved | Fire, pole | Pole-Wood | Burned/flashed | 15 | 13 | 19 | 14 | 10 | 10 | 13 | 7 | 101 | 10.8 | 12.625 | 10 | None | 0% | All | 100%
Equipment Failure/Involved | Fire, pole | Pole-Wood | Broken | 2 | 3 | 9 |  | 1 | 1 | 9 | 2 | 27 | 2.6 | 3.375 | 4 | None | 0% | All | 100%
Equipment Failure/Involved | Fire, pole | Pole-Wood | Broken, wire on ground | 1 | 1 | 3 | 1 | 2 | 1 | 1 | 1 | 11 | 1.2 | 1.375 | 1 | None | 0% | All | 100%
Equipment Failure/Involved | Fire, pole | Pole-Wood | Deteriorated | FNLYEAR 2018: 1; FNLYEAR 2019: 1; FNLYEAR 2021: 2 | 4 | 0.8 | 0.5 | 0.66667 | None | 0% | All | 100%
Equipment Failure/Involved | Fire, pole | Pole-Wood | Broken, wire on object | [8 empty] | 1 | 0 | 0.125 | 0 | None | 0% | All | 100% | bar: FNLYEAR 2016
Equipment Failure/Involved | Fire, pole | Pole-Wood | On Ground | [8 empty] | 1 | 0 | 0.125 | 0 | None | 0% | All | 100% | bar: FNLYEAR 2017
Equipment Failure/Involved | Fire, pole | Pole-Wood | Normal | [8 empty] | 1 | 0.2 | 0.125 | 0.33333 | None | 0% | All | 100% | bar: FNLYEAR 2020
Equipment Failure/Involved | Fire, pole | Pothead(Riser Termination) | Failed/Faulted | [8 empty] | 1 | 0 | 0.125 | 0 | None | 0% | All | 100% | bar: FNLYEAR 2017
Equipment Failure/Involved | Fire, pole | Recloser | Normal | [8 empty] | 1 | 0 | 0.125 | 0 | None | 0% | All | 100% | bar: FNLYEAR 2017
Equipment Failure/Involved | Fire, pole | Secondary | Burned/flashed | [8 empty] | 2 | 0.4 | 0.25 | 0.66667 | None | 0% | Medium | 40% | bar: FNLYEAR 2020 to FNLYEAR 2021
Equipment Failure/Involved | Fire, pole | Service conductor | Burned/flashed | [8 empty] | 1 | 0 | 0.125 | 0 | None | 0% | High | 70% | bar: FNLYEAR 2016
Equipment Failure/Involved | Fire, pole | Transformer | Failed/Faulted | [8 empty] | 3 | 0.6 | 0.375 | 0.66667 | None | 0% | All | 100% | bar: FNLYEAR 2019 to FNLYEAR 2020; FNLYEAR 2022
Equipment Failure/Involved | Fire, pole | Transformer (OH) | Burned/flashed | FNLYEAR 2016: 1; FNLYEAR 2017: 2 | 3 | 0 | 0.375 | 0 | None | 0% | All | 100%
Equipment Failure/Involved | Fire, pole | Transformer (OH) | Failed/Faulted | [8 empty] | 2 | 0.2 | 0.25 | 0.33333 | None | 0% | All | 100% | bar: FNLYEAR 2017; FNLYEAR 2021
Equipment Failure/Involved | Fire, pole | Transformer (UG) | Broken | [8 empty] | 1 | 0 | 0 | 0 | N/A | 0% | N/A | 0% | bar: FNLYEAR 2017
Equipment Failure/Involved | Ice or snow | Conductor, Overhead | Normal | [8 empty] | 1 | 0 | 0.125 | 0 | None | 0% | All | 100% | bar: FNLYEAR 2015
Equipment Failure/Involved | Ice or snow | Conductor, Overhead | Broken, wire on object | [8 empty] | 1 | 0 | 0.125 | 0 | None | 0% | All | 100% | bar: FNLYEAR 2015
Equipment Failure/Involved | Lightning | Connector or Splice (OH) | Broken | [8 empty] | 1 | 0 | 0.125 | 0 | None | 0% | All | 100% | bar: FNLYEAR 2015
Equipment Failure/Involved | Lightning | Cutout- fuse holder | Failed/Faulted | [8 empty] | 1 | 0 | 0.125 | 0 | None | 0% | All | 100% | bar: FNLYEAR 2015
Equipment Failure/Involved | Lightning | Fuse | Failed/Faulted | [8 empty] | 1 | 0 | 0.125 | 0 | None | 0% | All | 100% | bar: FNLYEAR 2015
Equipment Failure/Involved | Lightning | Fuse | Arcing | [8 empty] | 1 | 0 | 0.125 | 0 | None | 0% | All | 100% | bar: FNLYEAR 2015
Equipment Failure/Involved | Lightning | Lightning Arrestor | Failed/Faulted | FNLYEAR 2015: 2 | 2 | 0 | 0.25 | 0 | None | 0% | All | 100%
Equipment Failure/Involved | Lightning | Other | Bent or Twisted | [8 empty] | 1 | 0 | 0 | 0 | N/A | 0% | N/A | 0% | bar: FNLYEAR 2015
Equipment Failure/Involved | Lightning | Other | Malfunctioning | [8 empty] | 1 | 0 | 0 | 0 | N/A | 0% | N/A | 0% | bar: FNLYEAR 2015
Equipment Failure/Involved | Lightning | Other | Failed/Faulted | [8 empty] | 1 | 0 | 0 | 0 | N/A | 0% | N/A | 0% | bar: FNLYEAR 2015
Equipment Failure/Involved | Lightning | Transformer | Failed/Faulted | FNLYEAR 2015: 28 | 28 | 0 | 3.5 | 0 | None | 0% | All | 100%
Equipment Failure/Involved | Lightning | Transformer | Malfunctioning | FNLYEAR 2015: 7 | 7 | 0 | 0.875 | 0 | None | 0% | All | 100%
Equipment Failure/Involved | Lightning | Transformer | Burned/flashed | FNLYEAR 2015: 6 | 6 | 0 | 0.75 | 0 | None | 0% | All | 100%
Equipment Failure/Involved | Lightning | Transformer | Broken | FNLYEAR 2015: 5 | 5 | 0 | 0.625 | 0 | None | 0% | All | 100%
Equipment Failure/Involved | Lightning | Cutout, Fused, Distribution | Failed/Faulted | [8 empty] | 1 | 0 | 0.125 | 0 | None | 0% | All | 100% | bar: FNLYEAR 2015
Equipment Failure/Involved | Other | Conductor, Overhead | Broken, wire on ground | FNLYEAR 2015: 23; FNLYEAR 2016: 1; FNLYEAR 2017: 2 | 26 | 0 | 3.25 | 0 | None | 0% | All | 100%
Equipment Failure/Involved | Other | Conductor, Overhead | Broken | FNLYEAR 2015: 5 | 5 | 0 | 0.625 | 0 | None | 0% | All | 100%
Equipment Failure/Involved | Other | Conductor, Overhead | On Ground | FNLYEAR 2015: 4 | 4 | 0 | 0.5 | 0 | None | 0% | All | 100%
Equipment Failure/Involved | Other | Conductor, Overhead | Together | FNLYEAR 2015: 4 | 4 | 0 | 0.5 | 0 | None | 0% | All | 100%
Equipment Failure/Involved | Other | Conductor, Overhead | Broken, wire on object | FNLYEAR 2015: 2 | 2 | 0 | 0.25 | 0 | None | 0% | All | 100%
Equipment Failure/Involved | Other | Conductor, Overhead | Normal | FNLYEAR 2015: 2 | 2 | 0 | 0.25 | 0 | None | 0% | All | 100%
Equipment Failure/Involved | Other | Conductor, Overhead | Malfunctioning | [8 empty] | 1 | 0 | 0.125 | 0 | None | 0% | All | 100% | bar: FNLYEAR 2015
Equipment Failure/Involved | Other | Conductor, Overhead | Bent or Twisted | [8 empty] | 1 | 0 | 0.125 | 0 | None | 0% | All | 100% | bar: FNLYEAR 2015
Equipment Failure/Involved | Other | Conductor, Overhead | Deteriorated | [8 empty] | 1 | 0 | 0.125 | 0 | None | 0% | All | 100% | bar: FNLYEAR 2015
Equipment Failure/Involved | Other | Conductor, Overhead | Burned Open | [8 empty] | 1 | 0 | 0.125 | 0 | None | 0% | All | 100% | bar: FNLYEAR 2015
Equipment Failure/Involved | Other | Conductor, Overhead | Burned/flashed | [8 empty] | 1 | 0 | 0.125 | 0 | None | 0% | All | 100% | bar: FNLYEAR 2015
Equipment Failure/Involved | Other | Conductor, Underground | Broken | FNLYEAR 2015: 4 | 4 | 0 | 0 | 0 | N/A | 0% | N/A | 0%
Equipment Failure/Involved | Other | Conductor, Underground | Failed/Faulted | [8 empty] | 1 | 0 | 0 | 0 | N/A | 0% | N/A | 0% | bar: FNLYEAR 2015
Equipment Failure/Involved | Other | Connector or Splice (OH) | Broken | FNLYEAR 2015: 7; FNLYEAR 2017: 2 | 9 | 0 | 1.125 | 0 | None | 0% | All | 100%
Equipment Failure/Involved | Other | Connector or Splice (OH) | Broken, wire on ground | FNLYEAR 2015: 8 | 8 | 0 | 1 | 0 | None | 0% | All | 100%
Equipment Failure/Involved | Other | Connector or Splice (OH) | Deteriorated | FNLYEAR 2016: 3; FNLYEAR 2017: 1; FNLYEAR 2018: 1 | 5 | 0.2 | 0.625 | 0 | None | 0% | All | 100%
Equipment Failure/Involved | Other | Connector or Splice (OH) | Arcing | FNLYEAR 2015: 3; FNLYEAR 2018: 1; FNLYEAR 2019: 1 | 5 | 0.4 | 0.625 | 0 | None | 0% | All | 100%
Equipment Failure/Involved | Other | Connector or Splice (OH) | Burned/flashed | FNLYEAR 2015: 2 | 2 | 0 | 0.25 | 0 | None | 0% | All | 100%
Equipment Failure/Involved | Other | Connector or Splice (OH) | Burned Open | [8 empty] | 1 | 0 | 0.125 | 0 | None | 0% | All | 100% | bar: FNLYEAR 2016
Equipment Failure/Involved | Other | Connector or Splice (UG) | Failed/Faulted | [8 empty] | 1 | 0 | 0 | 0 | N/A | 0% | N/A | 0% | bar: FNLYEAR 2015
Equipment Failure/Involved | Other | Crossarm, Wood | Broken | FNLYEAR 2015: 15 | 15 | 0 | 1.875 | 0 | None | 0% | All | 100%
Equipment Failure/Involved | Other | Crossarm, Wood | Broken, wire on ground | FNLYEAR 2015: 3 | 3 | 0 | 0.375 | 0 | None | 0% | All | 100%
Equipment Failure/Involved | Other | Crossarm, Wood | Deteriorated | FNLYEAR 2015: 2 | 2 | 0 | 0.25 | 0 | None | 0% | All | 100%
Equipment Failure/Involved | Other | Crossarm, Wood | Burned/flashed | FNLYEAR 2015: 2 | 2 | 0 | 0.25 | 0 | None | 0% | All | 100%
Equipment Failure/Involved | Other | Crossarm, Wood | (blank) | [8 empty] | 1 | 0 | 0 | 0 | N/A | 0% | N/A | 0% | bar: FNLYEAR 2015
Equipment Failure/Involved | Other | Customer Equipment | Malfunctioning | 3 | 3 | 7 | 3 | 4 |  |  |  | 20 | 1.4 | 2.5 | 0 | None | 0% | None | 0%
Equipment Failure/Involved | Other | Customer Equipment | Burned/flashed | [8 empty] | 1 | 0 | 0.125 | 0 | None | 0% | None | 0% | bar: FNLYEAR 2015
Equipment Failure/Involved | Other | Customer Equipment | Deteriorated | [8 empty] | 1 | 0 | 0.125 | 0 | None | 0% | None | 0% | bar: FNLYEAR 2015
Equipment Failure/Involved | Other | Cutout- fuse holder | Broken | FNLYEAR 2015: 12; FNLYEAR 2017: 2 | 14 | 0 | 1.75 | 0 | None | 0% | All | 100%
Equipment Failure/Involved | Other | Cutout- fuse holder | Arcing | FNLYEAR 2015: 2 | 2 | 0 | 0.25 | 0 | None | 0% | All | 100%
Equipment Failure/Involved | Other | Cutout- fuse holder | Failed/Faulted | [8 empty] | 2 | 0 | 0.25 | 0 | None | 0% | All | 100% | bar: FNLYEAR 2015; FNLYEAR 2017
Equipment Failure/Involved | Other | Cutout- fuse holder | Burned/flashed | [8 empty] | 1 | 0 | 0.125 | 0 | None | 0% | All | 100% | bar: FNLYEAR 2015
Equipment Failure/Involved | Other | Elbow | Malfunctioning | [8 empty] | 1 | 0 | 0 | 0 | N/A | 0% | N/A | 0% | bar: FNLYEAR 2015
Equipment Failure/Involved | Other | Fuse | Failed/Faulted | FNLYEAR 2015: 4; FNLYEAR 2016: 1 | 5 | 0 | 0.625 | 0 | None | 0% | All | 100%
Equipment Failure/Involved | Other | Fuse | Arcing | [8 empty] | 1 | 0 | 0.125 | 0 | None | 0% | All | 100% | bar: FNLYEAR 2015
Equipment Failure/Involved | Other | Fuse | Broken | [8 empty] | 1 | 0 | 0.125 | 0 | None | 0% | All | 100% | bar: FNLYEAR 2016
Equipment Failure/Involved | Other | Insulator | Broken | FNLYEAR 2015: 9 | 9 | 0 | 1.125 | 0 | None | 0% | All | 100%
Equipment Failure/Involved | Other | Insulator | Broken, wire on object | FNLYEAR 2015: 3 | 3 | 0 | 0.375 | 0 | None | 0% | All | 100%
Equipment Failure/Involved | Other | Insulator | Failed/Faulted | FNLYEAR 2015: 2 | 2 | 0 | 0.25 | 0 | None | 0% | All | 100%
Equipment Failure/Involved | Other | Insulator | Malfunctioning | FNLYEAR 2015: 2 | 2 | 0 | 0.25 | 0 | None | 0% | All | 100%
Equipment Failure/Involved | Other | Insulator | Burned/flashed | [8 empty] | 1 | 0 | 0.125 | 0 | None | 0% | All | 100% | bar: FNLYEAR 2015
Equipment Failure/Involved | Other | Jumper | Burned Open | FNLYEAR 2015: 12 | 12 | 0 | 1.5 | 0 | None | 0% | All | 100%
Equipment Failure/Involved | Other | Jumper | Broken | FNLYEAR 2015: 7; FNLYEAR 2017: 1 | 8 | 0 | 1 | 0 | None | 0% | All | 100%
Equipment Failure/Involved | Other | Jumper | Arcing | FNLYEAR 2015: 2 | 2 | 0 | 0.25 | 0 | None | 0% | All | 100%
Equipment Failure/Involved | Other | Jumper | Burned/flashed | [8 empty] | 1 | 0 | 0.125 | 0 | None | 0% | All | 100% | bar: FNLYEAR 2015
Equipment Failure/Involved | Other | Lightning Arrestor | Failed/Faulted | FNLYEAR 2015: 2 | 2 | 0 | 0.25 | 0 | None | 0% | All | 100%
Equipment Failure/Involved | Other | Lightning Arrestor | Broken | [8 empty] | 1 | 0 | 0.125 | 0 | None | 0% | All | 100% | bar: FNLYEAR 2015
Equipment Failure/Involved | Other | Metering Equipment | Malfunctioning | [8 empty] | 1 | 0.2 | 0.125 | 0 | None | 0% | None | 0% | bar: FNLYEAR 2018
Equipment Failure/Involved | Other | Other | Broken | FNLYEAR 2015: 6; FNLYEAR 2016: 1; FNLYEAR 2017: 1 | 8 | 0 | 0 | 0 | N/A | 0% | N/A | 0%
Equipment Failure/Involved | Other | Other | Failed/Faulted | FNLYEAR 2016: 4; FNLYEAR 2017: 2 | 6 | 0 | 0 | 0 | N/A | 0% | N/A | 0%
Equipment Failure/Involved | Other | Other | Leaking | [8 empty] | 1 | 0 | 0 | 0 | N/A | 0% | N/A | 0% | bar: FNLYEAR 2015
Equipment Failure/Involved | Other | Other | Burned/flashed | [8 empty] | 1 | 0 | 0 | 0 | N/A | 0% | N/A | 0% | bar: FNLYEAR 2015
Equipment Failure/Involved | Other | Other | Malfunctioning | [8 empty] | 1 | 0 | 0 | 0 | N/A | 0% | N/A | 0% | bar: FNLYEAR 2015
Equipment Failure/Involved | Other | Other | Deteriorated | [8 empty] | 1 | 0 | 0 | 0 | N/A | 0% | N/A | 0% | bar: FNLYEAR 2015
Equipment Failure/Involved | Other | Pole-Wood | Broken | FNLYEAR 2015: 16; FNLYEAR 2017: 1 | 17 | 0 | 2.125 | 0 | None | 0% | All | 100%
Equipment Failure/Involved | Other | Pole-Wood | Broken, wire on ground | FNLYEAR 2015: 8 | 8 | 0 | 1 | 0 | None | 0% | All | 100%
Equipment Failure/Involved | Other | Pole-Wood | Burned/flashed | FNLYEAR 2015: 3 | 3 | 0 | 0.375 | 0 | None | 0% | All | 100%
Equipment Failure/Involved | Other | Pole-Wood | Bent or Twisted | [8 empty] | 1 | 0 | 0.125 | 0 | None | 0% | All | 100% | bar: FNLYEAR 2015
Equipment Failure/Involved | Other | Pothead/Riser Termination | Burned/flashed | [8 empty] | 1 | 0 | 0.125 | 0 | None | 0% | All | 100% | bar: FNLYEAR 2015
Equipment Failure/Involved | Other | Secondary | Broken | FNLYEAR 2015: 2 | 2 | 0 | 0.25 | 0 | None | 0% | Medium | 40%
Equipment Failure/Involved | Other | Secondary | Malfunctioning | [8 empty] | 1 | 0 | 0.125 | 0 | None | 0% | High | 70% | bar: FNLYEAR 2015
Equipment Failure/Involved | Other | Service conductor | Broken | [8 empty] | 1 | 0 | 0.125 | 0 | None | 0% | Medium | 40% | bar: FNLYEAR 2015
Equipment Failure/Involved | Other | Switch | Malfunctioning | [8 empty] | 1 | 0 | 0.125 | 0 | None | 0% | All | 100% | bar: FNLYEAR 2015
Equipment Failure/Involved | Other | Transformer | Failed/Faulted | FNLYEAR 2015: 64; FNLYEAR 2016: 7; FNLYEAR 2017: 5; FNLYEAR 2018: 1 | 77 | 0.2 | 9.625 | 0 | None | 0% | All | 100%
Equipment Failure/Involved | Other | Transformer | Malfunctioning | FNLYEAR 2015: 62 | 62 | 0 | 7.75 | 0 | None | 0% | All | 100%
Equipment Failure/Involved | Other | Transformer | Deteriorated | FNLYEAR 2015: 15; FNLYEAR 2016: 1 | 16 | 0 | 2 | 0 | None | 0% | All | 100%
Equipment Failure/Involved | Other | Transformer | Broken | FNLYEAR 2015: 12 | 12 | 0 | 1.5 | 0 | None | 0% | All | 100%
Equipment Failure/Involved | Other | Transformer | Burned/flashed | FNLYEAR 2015: 7 | 7 | 0 | 0.875 | 0 | None | 0% | All | 100%
Equipment Failure/Involved | Other | Transformer | Leaking | FNLYEAR 2015: 6 | 6 | 0 | 0.75 | 0 | None | 0% | All | 100%
Equipment Failure/Involved | Other | Transformer | Arcing | FNLYEAR 2015: 3 | 3 | 0 | 0.375 | 0 | None | 0% | All | 100%
Equipment Failure/Involved | Other | Transformer | Burned Open | FNLYEAR 2015: 2 | 2 | 0 | 0.25 | 0 | None | 0% | All | 100%
Equipment Failure/Involved | Other | Transformer | Contaminated | [8 empty] | 1 | 0 | 0.125 | 0 | None | 0% | All | 100% | bar: FNLYEAR 2015
Equipment Failure/Involved | Other | Transformer | (blank) | [8 empty] | 1 | 0 | 0.125 | 0 | None | 0% | All | 100% | bar: FNLYEAR 2015
Equipment Failure/Involved | Other | Transformer | Normal | [8 empty] | 1 | 0 | 0.125 | 0 | None | 0% | All | 100% | bar: FNLYEAR 2015
Equipment Failure/Involved | Other | Transformer (OH) | Broken | [8 empty] | 1 | 0 | 0.125 | 0 | None | 0% | All | 100% | bar: FNLYEAR 2015
Equipment Failure/Involved | Other | Woodpin | Broken | FNLYEAR 2015: 2 | 2 | 0 | 0.25 | 0 | None | 0% | All | 100%
Equipment Failure/Involved | Other | (blank) | Failed/Faulted | [8 empty] | 3 | 0 | 0 | 0 | N/A | 0% | N/A | 0% | bar: FNLYEAR 2015 to FNLYEAR 2016; FNLYEAR 2019
Equipment Failure/Involved | Other | (blank) | Broken | [8 empty] | 2 | 0 | 0 | 0 | N/A | 0% | N/A | 0% | bar: FNLYEAR 2016 to FNLYEAR 2017
Equipment Failure/Involved | Other | Riser | Failed/Faulted | [8 empty] | 1 | 0 | 0.125 | 0 | None | 0% | All | 100% | bar: FNLYEAR 2015
Equipment Failure/Involved | Overhead | Anchor or Guy | Broken | 2 | 1 | 7 | 4 | 11 | 6 | 7 | 7 | 45 | 7 | 5.625 | 6.6667 | None | 0% | All | 100%
Equipment Failure/Involved | Overhead | Anchor or Guy | Deteriorated | FNLYEAR 2018: 1; FNLYEAR 2020: 1; FNLYEAR 2021: 2; FNLYEAR 2022: 1 | 5 | 1 | 0.625 | 1.3333 | None | 0% | All | 100%
Equipment Failure/Involved | Overhead | Anchor or Guy | Normal | [8 empty] | 4 | 0.6 | 0.5 | 0.66667 | None | 0% | All | 100% | bar: FNLYEAR 2016; FNLYEAR 2018; FNLYEAR 2021 to FNLYEAR 2022
Equipment Failure/Involved | Overhead | Anchor or Guy | Broken, wire on object | FNLYEAR 2018: 1; FNLYEAR 2019: 2 | 3 | 0.6 | 0.375 | 0 | None | 0% | All | 100%
Equipment Failure/Involved | Overhead | Anchor or Guy | Bent or Twisted | [8 empty] | 2 | 0.4 | 0.25 | 0 | None | 0% | All | 100% | bar: FNLYEAR 2018 to FNLYEAR 2019
Equipment Failure/Involved | Overhead | Anchor or Guy | Burned/flashed | [8 empty] | 1 | 0.2 | 0.125 | 0 | None | 0% | All | 100% | bar: FNLYEAR 2018
Equipment Failure/Involved | Overhead | Anchor or Guy | Broken, wire on ground | [8 empty] | 1 | 0 | 0.125 | 0 | None | 0% | All | 100% | bar: FNLYEAR 2016
Equipment Failure/Involved | Overhead | Booster | Arcing | FNLYEAR 2015: 1; FNLYEAR 2016: 1; FNLYEAR 2022: 2 | 4 | 0.4 | 0.5 | 0.66667 | None | 0% | All | 100%
Equipment Failure/Involved | Overhead | Booster | Failed/Faulted | FNLYEAR 2018: 1; FNLYEAR 2019: 2; FNLYEAR 2020: 1 | 4 | 0.8 | 0.5 | 0.33333 | None | 0% | All | 100%
Equipment Failure/Involved | Overhead | Booster | Burned/flashed | [8 empty] | 4 | 0.4 | 0.5 | 0.33333 | None | 0% | All | 100% | bar: FNLYEAR 2015 to FNLYEAR 2016; FNLYEAR 2018; FNLYEAR 2022
Equipment Failure/Involved | Overhead | Booster | Malfunctioning | [8 empty] | 3 | 0.4 | 0.375 | 0.66667 | None | 0% | All | 100% | bar: FNLYEAR 2017; FNLYEAR 2020; FNLYEAR 2022
Equipment Failure/Involved | Overhead | Bus | Failed/Faulted | [8 empty] | 2 | 0 | 0 | 0.33333 | N/A | 0% | N/A | 0% | bar: FNLYEAR 2019 to FNLYEAR 2020
Equipment Failure/Involved | Overhead | Bus | Normal | [8 empty] | 1 | 0 | 0 | 0.33333 | N/A | 0% | N/A | 0% | bar: FNLYEAR 2022
Equipment Failure/Involved | Overhead | Bus | Annealed | [8 empty] | 1 | 0 | 0 | 0.33333 | N/A | 0% | N/A | 0% | bar: FNLYEAR 2021
Equipment Failure/Involved | Overhead | Bus | Burned Open | [8 empty] | 1 | 0 | 0 | 0 | N/A | 0% | N/A | 0% | bar: FNLYEAR 2017
Equipment Failure/Involved | Overhead | Bushing | Broken | 2 | 4 | 2 | 6 | 9 | 5 | 5 | 11 | 44 | 7.2 | 5.5 | 7 | None | 0% | All | 100%
Equipment Failure/Involved | Overhead | Bushing | Failed/Faulted | FNLYEAR 2016: 4; FNLYEAR 2017: 3; FNLYEAR 2018: 1; FNLYEAR 2022: 1 | 9 | 0.4 | 1.125 | 0.33333 | None | 0% | All | 100%
Equipment Failure/Involved | Overhead | Bushing | Burned/flashed | FNLYEAR 2018: 1; FNLYEAR 2020: 2; FNLYEAR 2022: 2 | 5 | 1 | 0.625 | 1.3333 | None | 0% | All | 100%
Equipment Failure/Involved | Overhead | Bushing | Leaking | [8 empty] | 2 | 0.4 | 0.25 | 0.66667 | None | 0% | All | 100% | bar: FNLYEAR 2020 to FNLYEAR 2021
Equipment Failure/Involved | Overhead | Bushing | Arcing | [8 empty] | 1 | 0 | 0.125 | 0 | None | 0% | All | 100% | bar: FNLYEAR 2016
Equipment Failure/Involved | Overhead | Bushing | Burned Open | [8 empty] | 1 | 0 | 0.125 | 0 | None | 0% | All | 100% | bar: FNLYEAR 2017
Equipment Failure/Involved | Overhead | Capacitor | Failed/Faulted |  |  | 3 | 2 | 1 |  | 3 | 2 | 11 | 1.6 | 1.375 | 1.6667 | None | 0% | All | 100%
Equipment Failure/Involved | Overhead | Capacitor | Burned/flashed | FNLYEAR 2017: 1; FNLYEAR 2018: 2; FNLYEAR 2019: 1; FNLYEAR 2021: 1 | 5 | 0.8 | 0.625 | 0.33333 | None | 0% | All | 100%
Equipment Failure/Involved | Overhead | Capacitor | Arcing | [8 empty] | 1 | 0.2 | 0.125 | 0.33333 | None | 0% | All | 100% | bar: FNLYEAR 2022
Equipment Failure/Involved | Overhead | Conductor, Overhead | Broken, wire on ground | 49 | 91 | 249 | 83 | 157 | 64 | 203 | 85 | 981 | 118.4 | 122.625 | 117.3333 | None | 0% | All | 100%
Equipment Failure/Involved | Overhead | Conductor, Overhead | Together | 12 | 26 | 40 | 25 | 53 | 33 | 43 | 32 | 264 | 37.2 | 33 | 36 | None | 0% | All | 100%
Equipment Failure/Involved | Overhead | Conductor, Overhead | Broken | 5 | 32 | 47 | 22 | 46 | 29 | 42 | 26 | 249 | 33 | 31.125 | 32.3333 | None | 0% | All | 100%
Equipment Failure/Involved | Overhead | Conductor, Overhead | Normal | 10 | 16 | 22 | 11 | 39 | 11 | 33 | 22 | 164 | 23.2 | 20.5 | 22 | None | 0% | All | 100%
Equipment Failure/Involved | Overhead | Conductor, Overhead | Deteriorated | 6 | 7 | 4 | 8 | 34 | 19 | 30 | 39 | 147 | 26 | 18.375 | 29.3333 | None | 0% | All | 100%
Equipment Failure/Involved | Overhead | Conductor, Overhead | On Ground | 1 | 5 | 9 | 1 | 9 | 1 | 17 | 6 | 49 | 6.8 | 6.125 | 8 | None | 0% | All | 100%
Equipment Failure/Involved | Overhead | Conductor, Overhead | Bent or Twisted | 4 | 1 | 5 | 3 | 7 | 3 | 11 | 6 | 40 | 6 | 5 | 6.6667 | None | 0% | All | 100%
Equipment Failure/Involved | Overhead | Conductor, Overhead | Broken, wire on object | 3 | 1 | 6 | 3 | 7 | 3 | 2 | 1 | 26 | 3.2 | 3.25 | 2 | None | 0% | All | 100%
Equipment Failure/Involved | Overhead | Conductor, Overhead | Burned/flashed | 4 | 1 | 6 | 4 | 2 | 3 | 2 | 3 | 25 | 2.8 | 3.125 | 2.6667 | None | 0% | All | 100%
Equipment Failure/Involved | Overhead | Conductor, Overhead | Annealed | 3 | 1 | 2 | 1 | 7 | 2 | 3 | 5 | 24 | 3.6 | 3 | 3.3333 | None | 0% | All | 100%
Equipment Failure/Involved | Overhead | Conductor, Overhead | Arcing | 2 | 2 | 4 |  | 6 | 2 | 2 | 3 | 21 | 2.6 | 2.625 | 2.3333 | None | 0% | All | 100%
Equipment Failure/Involved | Overhead | Conductor, Overhead | Contaminated | FNLYEAR 2016: 1; FNLYEAR 2018: 2 | 3 | 0.4 | 0.375 | 0 | None | 0% | All | 100%
Equipment Failure/Involved | Overhead | Conductor, Overhead | Failed/Faulted | [8 empty] | 1 | 0 | 0.125 | 0 | None | 0% | All | 100% | bar: FNLYEAR 2017
Equipment Failure/Involved | Overhead | Conductor, Underground | Burned/flashed | [8 empty] | 1 | 0 | 0 | 0.33333 | N/A | 0% | N/A | 0% | bar: FNLYEAR 2020
Equipment Failure/Involved | Overhead | Connector or Splice (OH) | Broken | 9 | 15 | 40 | 26 | 50 | 29 | 43 | 53 | 265 | 40.2 | 33.125 | 41.6667 | None | 0% | All | 100%
Equipment Failure/Involved | Overhead | Connector or Splice (OH) | Broken, wire on ground | 11 | 33 | 41 | 26 | 35 | 22 | 36 | 23 | 227 | 28.4 | 28.375 | 27 | None | 0% | All | 100%
Equipment Failure/Involved | Overhead | Connector or Splice (OH) | Deteriorated | 3 | 7 | 9 | 8 | 9 | 10 | 12 | 15 | 73 | 10.8 | 9.125 | 12.3333 | None | 0% | All | 100%
Equipment Failure/Involved | Overhead | Connector or Splice (OH) | Burned Open | 6 | 12 | 13 | 10 | 6 | 3 | 8 | 11 | 69 | 7.6 | 8.625 | 7.3333 | None | 0% | All | 100%
Equipment Failure/Involved | Overhead | Connector or Splice (OH) | Arcing | 3 | 5 | 8 | 9 | 8 | 5 | 13 | 7 | 58 | 8.4 | 7.25 | 8.3333 | None | 0% | All | 100%
Equipment Failure/Involved | Overhead | Connector or Splice (OH) | Burned/flashed | 2 | 4 | 11 | 1 | 2 | 3 | 7 | 6 | 36 | 3.8 | 4.5 | 5.3333 | None | 0% | All | 100%
Equipment Failure/Involved | Overhead | Connector or Splice (OH) | Broken, wire on object | 1 | 2 | 2 | 2 | 2 | 1 | 1 |  | 11 | 1.2 | 1.375 | 0.66667 | None | 0% | All | 100%
Equipment Failure/Involved | Overhead | Connector or Splice (OH) | Contaminated |  | 1 | 1 |  | 1 | 1 | 2 | 4 | 10 | 1.6 | 1.25 | 2.3333 | None | 0% | All | 100%
Equipment Failure/Involved | Overhead | Connector or Splice (OH) | Normal | FNLYEAR 2017: 2; FNLYEAR 2021: 3 | 5 | 0.6 | 0.625 | 1 | None | 0% | All | 100%
Equipment Failure/Involved | Overhead | Connector or Splice (UG) | Normal | [8 empty] | 1 | 0 | 0 | 0.33333 | N/A | 0% | N/A | 0% | bar: FNLYEAR 2022
Equipment Failure/Involved | Overhead | Connector or Splice (UG) | Deteriorated | [8 empty] | 1 | 0 | 0 | 0.33333 | N/A | 0% | N/A | 0% | bar: FNLYEAR 2021
Equipment Failure/Involved | Overhead | Crossarm, Steel | Broken | FNLYEAR 2017: 1; FNLYEAR 2019: 3; FNLYEAR 2021: 4; FNLYEAR 2022: 1 | 9 | 1.6 | 1.125 | 1.6667 | None | 0% | All | 100%
Equipment Failure/Involved | Overhead | Crossarm, Steel | Deteriorated | [8 empty] | 2 | 0.4 | 0.25 | 0.66667 | None | 0% | All | 100% | bar: FNLYEAR 2020 to FNLYEAR 2021
Equipment Failure/Involved | Overhead | Crossarm, Steel | Burned/flashed | [8 empty] | 1 | 0.2 | 0.125 | 0.33333 | None | 0% | All | 100% | bar: FNLYEAR 2022
Equipment Failure/Involved | Overhead | Crossarm, Steel | Broken, wire on object | [8 empty] | 1 | 0.2 | 0.125 | 0.33333 | None | 0% | All | 100% | bar: FNLYEAR 2021
Equipment Failure/Involved | Overhead | Crossarm, Wood | Broken | 60 | 98 | 122 | 129 | 256 | 138 | 190 | 107 | 1100 | 164 | 137.5 | 145 | None | 0% | All | 100%
Equipment Failure/Involved | Overhead | Crossarm, Wood | Deteriorated | 10 | 13 | 12 | 12 | 25 | 21 | 26 | 23 | 142 | 21.4 | 17.75 | 23.3333 | None | 0% | All | 100%
Equipment Failure/Involved | Overhead | Crossarm, Wood | Broken, wire on ground | 2 | 3 | 21 | 6 | 15 | 10 | 14 | 9 | 80 | 10.8 | 10 | 11 | None | 0% | All | 100%
Equipment Failure/Involved | Overhead | Crossarm, Wood | Burned/flashed | 4 | 6 | 6 | 4 | 9 | 5 | 7 | 6 | 47 | 6.2 | 5.875 | 6 | None | 0% | All | 100%
Equipment Failure/Involved | Overhead | Crossarm, Wood | Broken, wire on object |  | 2 | 4 | 2 | 5 | 2 | 1 |  | 16 | 2 | 2 | 1 | None | 0% | All | 100%
Equipment Failure/Involved | Overhead | Crossarm, Wood | Normal | FNLYEAR 2019: 1; FNLYEAR 2020: 1; FNLYEAR 2021: 2; FNLYEAR 2022: 1 | 5 | 1 | 0.625 | 1.3333 | None | 0% | All | 100%
Equipment Failure/Involved | Overhead | Crossarm, Wood | Failed/Faulted | [8 empty] | 1 | 0.2 | 0.125 | 0 | None | 0% | All | 100% | bar: FNLYEAR 2019
Equipment Failure/Involved | Overhead | CT | Failed/Faulted | [8 empty] | 1 | 0.2 | 0.125 | 0.33333 | None | 0% | None | 0% | bar: FNLYEAR 2020
Equipment Failure/Involved | Overhead | CT | Deteriorated | [8 empty] | 1 | 0.2 | 0.125 | 0 | None | 0% | None | 0% | bar: FNLYEAR 2019
Equipment Failure/Involved | Overhead | Customer Equipment | Arcing | FNLYEAR 2018: 2; FNLYEAR 2022: 1 | 3 | 0.6 | 0.375 | 0.33333 | None | 0% | None | 0%
Equipment Failure/Involved | Overhead | Customer Equipment | Failed/Faulted | FNLYEAR 2021: 1; FNLYEAR 2022: 2 | 3 | 0.6 | 0.375 | 1 | None | 0% | None | 0%
Equipment Failure/Involved | Overhead | Customer Equipment | Broken | [8 empty] | 3 | 0.2 | 0.375 | 0.33333 | None | 0% | None | 0% | bar: FNLYEAR 2016 to FNLYEAR 2017; FNLYEAR 2022
Equipment Failure/Involved | Overhead | Customer Equipment | Normal | FNLYEAR 2022: 2 | 2 | 0.4 | 0.25 | 0.66667 | None | 0% | None | 0%
Equipment Failure/Involved | Overhead | Customer Equipment | Burned/flashed | [8 empty] | 2 | 0.4 | 0.25 | 0.33333 | None | 0% | None | 0% | bar: FNLYEAR 2019; FNLYEAR 2021
Equipment Failure/Involved | Overhead | Customer Equipment | Together | [8 empty] | 1 | 0 | 0.125 | 0 | None | 0% | None | 0% | bar: FNLYEAR 2017
Equipment Failure/Involved | Overhead | Customer Equipment | Deteriorated | [8 empty] | 1 | 0.2 | 0.125 | 0.33333 | None | 0% | none | 0% | bar: FNLYEAR 2022
Equipment Failure/Involved | Overhead | Cutout- fuse holder | Broken | 22 | 45 | 68 | 41 | 74 | 60 | 49 | 56 | 415 | 56 | 51.875 | 55 | None | 0% | All | 100%
Equipment Failure/Involved | Overhead | Cutout- fuse holder | Failed/Faulted | 3 | 3 | 7 | 8 | 18 | 9 | 8 | 10 | 66 | 10.6 | 8.25 | 9 | None | 0% | All | 100%
Equipment Failure/Involved | Overhead | Cutout- fuse holder | Burned/flashed | 4 | 7 | 7 | 4 | 10 | 4 | 7 | 8 | 51 | 6.6 | 6.375 | 6.3333 | None | 0% | All | 100%
Equipment Failure/Involved | Overhead | Cutout- fuse holder | Normal | 3 | 5 | 2 | 4 | 2 | 1 | 5 | 2 | 24 | 2.8 | 3 | 2.6667 | None | 0% | All | 100%
Equipment Failure/Involved | Overhead | Cutout- fuse holder | Arcing |  | 4 |  | 3 | 4 | 3 | 3 | 4 | 21 | 3.4 | 2.625 | 3.3333 | None | 0% | All | 100%
Equipment Failure/Involved | Overhead | Cutout- fuse holder | Malfunctioning | [8 empty] | 1 | 0.2 | 0.125 | 0.33333 | None | 0% | All | 100% | bar: FNLYEAR 2022
Equipment Failure/Involved | Overhead | Cutout- fuse holder | Broken, wire on object | [8 empty] | 1 | 0 | 0.125 | 0 | None | 0% | All | 100% | bar: FNLYEAR 2017
Equipment Failure/Involved | Overhead | Cutout- fuse holder | Burned Open | [8 empty] | 1 | 0.2 | 0.125 | 0.33333 | None | 0% | All | 100% | bar: FNLYEAR 2020
Equipment Failure/Involved | Overhead | Footings, Tower or Pole | Broken | [8 empty] | 2 | 0.4 | 0.25 | 0 | None | 0% | All | 100% | bar: FNLYEAR 2018 to FNLYEAR 2019
Equipment Failure/Involved | Overhead | Footings, Tower or Pole | Normal | [8 empty] | 1 | 0.2 | 0.125 | 0 | None | 0% | All | 100% | bar: FNLYEAR 2019
Equipment Failure/Involved | Overhead | Footings, Tower or Pole | Broken, wire on object | [8 empty] | 1 | 0 | 0.125 | 0 | None | 0% | All | 100% | bar: FNLYEAR 2017
Equipment Failure/Involved | Overhead | Fuse | Failed/Faulted | 14 | 18 | 45 | 21 | 36 | 13 | 26 | 45 | 218 | 28.2 | 27.25 | 28 | None | 0% | All | 100%
Equipment Failure/Involved | Overhead | Fuse | Broken | 5 | 13 | 21 | 9 | 13 | 24 | 44 | 55 | 184 | 29 | 23 | 41 | None | 0% | All | 100%
Equipment Failure/Involved | Overhead | Fuse | Burned Open | 2 | 2 | 5 | 1 | 2 | 4 | 13 | 38 | 67 | 11.6 | 8.375 | 18.3333 | None | 0% | All | 100%
Equipment Failure/Involved | Overhead | Fuse | Normal | 1 | 6 | 5 | 7 | 7 | 6 | 14 | 13 | 59 | 9.4 | 7.375 | 11 | None | 0% | All | 100%
Equipment Failure/Involved | Overhead | Fuse | Arcing | 1 | 2 |  |  |  | 1 | 4 | 3 | 11 | 1.6 | 1.375 | 2.6667 | None | 0% | All | 100%
Equipment Failure/Involved | Overhead | Fuse | (blank) | [8 empty] | 1 | 0.2 | 0.125 | 0.33333 | None | 0% | All | 100% | bar: FNLYEAR 2021
Equipment Failure/Involved | Overhead | Fuse | Broken, wire on ground | [8 empty] | 1 | 0.2 | 0.125 | 0.33333 | None | 0% | All | 100% | bar: FNLYEAR 2021
Equipment Failure/Involved | Overhead | Generator | Normal | [8 empty] | 1 | 0 | 0.125 | 0 | None | 0% | None | 0% | bar: FNLYEAR 2016
Equipment Failure/Involved | Overhead | Generator | Malfunctioning | [8 empty] | 1 | 0.2 | 0.125 | 0.33333 | None | 0% | None | 0% | bar: FNLYEAR 2020
Equipment Failure/Involved | Overhead | Insulator | Broken | 18 | 57 | 79 | 62 | 118 | 66 | 94 | 81 | 575 | 84.2 | 71.875 | 80.3333 | None | 0% | All | 100%
Equipment Failure/Involved | Overhead | Insulator | Burned/flashed | 2 | 6 | 6 | 2 | 5 | 9 | 10 | 10 | 50 | 7.2 | 6.25 | 9.6667 | None | 0% | All | 100%
Equipment Failure/Involved | Overhead | Insulator | Broken, wire on ground | 3 | 4 | 7 | 2 | 5 | 5 | 7 | 7 | 40 | 5.2 | 5 | 6.3333 | None | 0% | All | 100%
Equipment Failure/Involved | Overhead | Insulator | Broken, wire on object | 3 | 2 | 13 | 9 | 1 | 5 | 4 | 3 | 40 | 4.4 | 5 | 4 | None | 0% | All | 100%
Equipment Failure/Involved | Overhead | Insulator | Failed/Faulted | 1 | 5 | 4 | 5 | 6 | 1 | 6 | 6 | 34 | 4.8 | 4.25 | 4.3333 | None | 0% | All | 100%
Equipment Failure/Involved | Overhead | Insulator | Arcing | 4 | 3 | 3 | 2 | 2 | 1 | 3 | 1 | 19 | 1.8 | 2.375 | 1.6667 | None | 0% | All | 100%
Equipment Failure/Involved | Overhead | Insulator | Normal | 1 | 1 | 6 | 2 | 1 |  |  | 1 | 12 | 0.8 | 1.5 | 0.33333 | None | 0% | All | 100%
Equipment Failure/Involved | Overhead | Jumper | Burned Open | 26 | 32 | 82 | 29 | 55 | 52 | 60 | 39 | 375 | 47 | 46.875 | 50.3333 | None | 0% | All | 100%
Equipment Failure/Involved | Overhead | Jumper | Broken | 5 | 17 | 23 | 11 | 35 | 10 | 29 | 18 | 148 | 20.6 | 18.5 | 19 | None | 0% | All | 100%
Equipment Failure/Involved | Overhead | Jumper | Arcing | 1 | 5 | 4 | 3 | 3 | 4 | 3 | 5 | 28 | 3.6 | 3.5 | 4 | None | 0% | All | 100%
Equipment Failure/Involved | Overhead | Jumper | Burned/flashed | 1 | 1 | 5 | 1 | 4 | 5 |  | 6 | 23 | 3.2 | 2.875 | 3.6667 | None | 0% | All | 100%
Equipment Failure/Involved | Overhead | Jumper | Bent or Twisted |  | 4 | 1 | 2 | 5 |  | 1 |  | 13 | 1.6 | 1.625 | 0.33333 | None | 0% | All | 100%
Equipment Failure/Involved | Overhead | Jumper | Deteriorated | FNLYEAR 2017: 2; FNLYEAR 2018: 2; FNLYEAR 2020: 1 | 5 | 0.6 | 0.625 | 0.33333 | None | 0% | All | 100%
Equipment Failure/Involved | Overhead | Jumper | Normal | [8 empty] | 4 | 0.8 | 0.5 | 0.66667 | None | 0% | All | 100% | bar: FNLYEAR 2018 to FNLYEAR 2021
Equipment Failure/Involved | Overhead | Jumper | Broken, wire on ground | [8 empty] | 2 | 0.4 | 0.25 | 0.33333 | None | 0% | All | 100% | bar: FNLYEAR 2019; FNLYEAR 2021
Equipment Failure/Involved | Overhead | Jumper | (blank) | [8 empty] | 1 | 0.2 | 0.125 | 0.33333 | None | 0% | All | 100% | bar: FNLYEAR 2021
Equipment Failure/Involved | Overhead | Jumper | Failed/Faulted | [8 empty] | 1 | 0.2 | 0.125 | 0 | None | 0% | All | 100% | bar: FNLYEAR 2019
Equipment Failure/Involved | Overhead | Lightning Arrestor | Failed/Faulted | 4 | 15 | 15 | 16 | 32 | 19 | 9 | 21 | 131 | 19.4 | 16.375 | 16.3333 | None | 0% | All | 100%
Equipment Failure/Involved | Overhead | Lightning Arrestor | Broken | 3 | 1 | 3 | 2 | 4 | 8 | 12 | 17 | 50 | 8.6 | 6.25 | 12.3333 | None | 0% | All | 100%
Equipment Failure/Involved | Overhead | Lightning Arrestor | Burned/flashed | 2 | 5 | 1 | 1 |  | 2 | 8 | 11 | 30 | 4.4 | 3.75 | 7 | None | 0% | All | 100%
Equipment Failure/Involved | Overhead | Lightning Arrestor | Normal | FNLYEAR 2016: 1; FNLYEAR 2021: 11; FNLYEAR 2022: 2 | 14 | 2.6 | 1.75 | 4.3333 | None | 0% | All | 100%
Equipment Failure/Involved | Overhead | Lightning Arrestor | Arcing |  | 1 | 1 | 2 | 1 |  |  | 1 | 6 | 0.8 | 0.75 | 0.33333 | None | 0% | All | 100%
Equipment Failure/Involved | Overhead | Lightning Arrestor | Broken, wire on ground | [8 empty] | 1 | 0.2 | 0.125 | 0.33333 | None | 0% | All | 100% | bar: FNLYEAR 2022
Equipment Failure/Involved | Overhead | Metering Equipment | Malfunctioning | [8 empty] | 4 | 0.4 | 0.5 | 0.33333 | None | 0% | None | 0% | bar: FNLYEAR 2015 to FNLYEAR 2016; FNLYEAR 2018; FNLYEAR 2021
Equipment Failure/Involved | Overhead | Metering Equipment | Burned/flashed | FNLYEAR 2015: 1; FNLYEAR 2019: 2 | 3 | 0.4 | 0.375 | 0 | None | 0% | None | 0%
Equipment Failure/Involved | Overhead | Metering Equipment | Failed/Faulted | [8 empty] | 2 | 0.2 | 0.25 | 0 | None | 0% | None | 0% | bar: FNLYEAR 2017 to FNLYEAR 2018
Equipment Failure/Involved | Overhead | Metering Equipment | (blank) | [8 empty] | 1 | 0.2 | 0.125 | 0 | None | 0% | None | 0% | bar: FNLYEAR 2018
Equipment Failure/Involved | Overhead | Metering Equipment | Broken | [8 empty] | 1 | 0.2 | 0.125 | 0.33333 | None | 0% | None | 0% | bar: FNLYEAR 2022
Equipment Failure/Involved | Overhead | Other | Broken | 7 | 14 | 25 | 13 | 11 | 37 | 20 | 16 | 143 | 0 | 0 | 24.3333 | N/A | 0% | N/A | 0%
Equipment Failure/Involved | Overhead | Other | Failed/Faulted | 12 | 19 | 13 | 3 | 3 | 2 | 1 | 3 | 56 | 0 | 0 | 2 | N/A | 0% | N/A | 0%
Equipment Failure/Involved | Overhead | Other | Normal |  | 1 | 3 | 1 | 2 | 1 | 3 | 2 | 13 | 0 | 0 | 2 | N/A | 0% | N/A | 0%
Equipment Failure/Involved | Overhead | Other | Malfunctioning | 1 | 3 | 2 | 3 | 1 | 1 | 1 |  | 12 | 0 | 0 | 0.66667 | N/A | 0% | N/A | 0%
Equipment Failure/Involved | Overhead | Other | Broken, wire on object | FNLYEAR 2017: 2; FNLYEAR 2020: 1; FNLYEAR 2021: 2; FNLYEAR 2022: 1 | 6 | 0 | 0 | 1.3333 | N/A | 0% | N/A | 0%
Equipment Failure/Involved | Overhead | Other | Deteriorated |  |  |  | 1 | 1 | 2 | 1 | 1 | 6 | 0 | 0 | 1.3333 | N/A | 0% | N/A | 0%
Equipment Failure/Involved | Overhead | Other | Burned/flashed | FNLYEAR 2015: 2; FNLYEAR 2016: 1; FNLYEAR 2022: 1 | 4 | 0 | 0 | 0.33333 | N/A | 0% | N/A | 0%
Equipment Failure/Involved | Overhead | Other | Together | [8 empty] | 3 | 0 | 0 | 0.33333 | N/A | 0% | N/A | 0% | bar: FNLYEAR 2017 to FNLYEAR 2018; FNLYEAR 2021
Equipment Failure/Involved | Overhead | Other | Arcing | [8 empty] | 2 | 0 | 0 | 0.33333 | N/A | 0% | N/A | 0% | bar: FNLYEAR 2016; FNLYEAR 2020
Equipment Failure/Involved | Overhead | Other | Burned Open | [8 empty] | 2 | 0 | 0 | 0.33333 | N/A | 0% | N/A | 0% | bar: FNLYEAR 2016; FNLYEAR 2021
Equipment Failure/Involved | Overhead | Other | Leaking | [8 empty] | 1 | 0 | 0 | 0 | N/A | 0% | N/A | 0% | bar: FNLYEAR 2018
Equipment Failure/Involved | Overhead | PGs, Kearneys | Broken, wire on ground | FNLYEAR 2015: 1; FNLYEAR 2016: 2; FNLYEAR 2019: 1 | 4 | 0.2 | 0.5 | 0 | None | 0% | All | 100%
Equipment Failure/Involved | Overhead | PGs, Kearneys | Broken | FNLYEAR 2018: 1; FNLYEAR 2021: 2 | 3 | 0.6 | 0.375 | 0.66667 | None | 0% | All | 100%
Equipment Failure/Involved | Overhead | PGs, Kearneys | Burned/flashed | [8 empty] | 1 | 0 | 0.125 | 0 | None | 0% | All | 100% | bar: FNLYEAR 2016
Equipment Failure/Involved | Overhead | PGs, Kearneys | Deteriorated | [8 empty] | 1 | 0 | 0.125 | 0 | None | 0% | All | 100% | bar: FNLYEAR 2016
Equipment Failure/Involved | Overhead | PGs, Kearneys | Burned Open | [8 empty] | 1 | 0 | 0.125 | 0 | None | 0% | All | 100% | bar: FNLYEAR 2016
Equipment Failure/Involved | Overhead | Pole - Tower, steel | Broken | FNLYEAR 2015: 1; FNLYEAR 2017: 2; FNLYEAR 2022: 1 | 4 | 0.2 | 0.5 | 0.33333 | None | 0% | All | 100%
Equipment Failure/Involved | Overhead | Pole - Tower, steel | Bent or Twisted | FNLYEAR 2019: 1; FNLYEAR 2021: 2 | 3 | 0.6 | 0.375 | 0.66667 | None | 0% | All | 100%
Equipment Failure/Involved | Overhead | Pole - Tower, steel | Broken, wire on ground | [8 empty] | 2 | 0.2 | 0.25 | 0 | None | 0% | All | 100% | bar: FNLYEAR 2015; FNLYEAR 2019
Equipment Failure/Involved | Overhead | Pole - Tower, steel | Deteriorated | [8 empty] | 1 | 0.2 | 0.125 | 0.33333 | None | 0% | All | 100% | bar: FNLYEAR 2022
Equipment Failure/Involved | Overhead | Pole-Wood | Broken | 28 | 63 | 149 | 97 | 224 | 143 | 193 | 170 | 1067 | 165.4 | 133.375 | 168.6667 | None | 0% | All | 100%
Equipment Failure/Involved | Overhead | Pole-Wood | Deteriorated | 5 | 14 | 13 | 19 | 91 | 46 | 101 | 146 | 435 | 80.6 | 54.375 | 97.6667 | None | 0% | All | 100%
Equipment Failure/Involved | Overhead | Pole-Wood | Broken, wire on ground | 6 | 18 | 52 | 15 | 44 | 12 | 27 | 17 | 191 | 23 | 23.875 | 18.6667 | None | 0% | All | 100%
Equipment Failure/Involved | Overhead | Pole-Wood | Burned/flashed | 8 | 3 | 9 | 8 | 5 | 7 | 8 | 2 | 50 | 6 | 6.25 | 5.6667 | None | 0% | All | 100%
Equipment Failure/Involved | Overhead | Pole-Wood | Normal | 2 | 1 | 1 | 1 | 5 | 1 | 6 | 6 | 23 | 3.8 | 2.875 | 4.3333 | None | 0% | All | 100%
Equipment Failure/Involved | Overhead | Pole-Wood | On Ground |  | 1 | 4 | 1 | 4 |  | 1 | 1 | 12 | 1.4 | 1.5 | 0.66667 | None | 0% | All | 100%
Equipment Failure/Involved | Overhead | Pole-Wood | Broken, wire on object |  | 1 | 2 | 1 | 1 | 1 |  | 1 | 7 | 0.8 | 0.875 | 0.66667 | None | 0% | All | 100%
Equipment Failure/Involved | Overhead | Pole-Wood | Contaminated | [8 empty] | 4 | 0.8 | 0.5 | 0.66667 | None | 0% | All | 100% | bar: FNLYEAR 2018 to FNLYEAR 2019; FNLYEAR 2021 to FNLYEAR 2022
Equipment Failure/Involved | Overhead | Pole-Wood | Failed/Faulted | [8 empty] | 1 | 0.2 | 0.125 | 0 | None | 0% | All | 100% | bar: FNLYEAR 2019
Equipment Failure/Involved | Overhead | Pothead(Riser Termination) | Failed/Faulted |  | 2 | 5 | 6 | 6 | 4 | 2 | 2 | 27 | 4 | 3.375 | 2.6667 | None | 0% | All | 100%
Equipment Failure/Involved | Overhead | Pothead(Riser Termination) | Burned/flashed |  | 1 | 1 | 1 | 1 | 4 | 2 | 5 | 15 | 2.6 | 1.875 | 3.6667 | None | 0% | All | 100%
Equipment Failure/Involved | Overhead | Pothead(Riser Termination) | Broken |  |  | 1 | 1 | 1 |  | 3 | 1 | 7 | 1.2 | 0.875 | 1.3333 | None | 0% | All | 100%
Equipment Failure/Involved | Overhead | Pothead(Riser Termination) | Arcing | [8 empty] | 3 | 0.4 | 0.375 | 0.66667 | None | 0% | All | 100% | bar: FNLYEAR 2017; FNLYEAR 2020 to FNLYEAR 2021
Equipment Failure/Involved | Overhead | Pothead(Riser Termination) | Deteriorated | [8 empty] | 2 | 0.2 | 0.25 | 0.33333 | None | 0% | All | 100% | bar: FNLYEAR 2017; FNLYEAR 2022
Equipment Failure/Involved | Overhead | Pothead(Riser Termination) | Leaking | [8 empty] | 1 | 0.2 | 0.125 | 0.33333 | None | 0% | All | 100% | bar: FNLYEAR 2022
Equipment Failure/Involved | Overhead | PT/CCVT | Failed/Faulted | FNLYEAR 2016: 2; FNLYEAR 2018: 1; FNLYEAR 2019: 1; FNLYEAR 2021: 1 | 5 | 0.6 | 0.625 | 0.33333 | None | 0% | None | 0%
Equipment Failure/Involved | Overhead | PT/CCVT | Burned/flashed | FNLYEAR 2016: 1; FNLYEAR 2021: 1; FNLYEAR 2022: 2 | 4 | 0.6 | 0.5 | 1 | None | 0% | None | 0%
Equipment Failure/Involved | Overhead | PT/CCVT | Leaking | [8 empty] | 1 | 0.2 | 0.125 | 0.33333 | None | 0% | None | 0% | bar: FNLYEAR 2022
Equipment Failure/Involved | Overhead | Recloser | Malfunctioning |  | 3 | 2 | 1 | 8 | 3 | 24 | 22 | 63 | 11.6 | 7.875 | 16.3333 | None | 0% | All | 100%
Equipment Failure/Involved | Overhead | Recloser | Failed/Faulted | FNLYEAR 2018: 1; FNLYEAR 2019: 1; FNLYEAR 2021: 4; FNLYEAR 2022: 4 | 10 | 2 | 1.25 | 2.6667 | None | 0% | All | 100%
Equipment Failure/Involved | Overhead | Recloser | Normal | FNLYEAR 2017: 2; FNLYEAR 2021: 1 | 3 | 0.2 | 0.375 | 0.33333 | None | 0% | All | 100%
Equipment Failure/Involved | Overhead | Recloser | Broken | [8 empty] | 3 | 0.4 | 0.375 | 0.33333 | None | 0% | All | 100% | bar: FNLYEAR 2015; FNLYEAR 2019; FNLYEAR 2022
Equipment Failure/Involved | Overhead | Recloser | Burned/flashed | [8 empty] | 2 | 0 | 0.25 | 0 | None | 0% | All | 100% | bar: FNLYEAR 2015; FNLYEAR 2017
Equipment Failure/Involved | Overhead | Recloser | Leaking | [8 empty] | 1 | 0.2 | 0.125 | 0.33333 | None | 0% | All | 100% | bar: FNLYEAR 2022
Equipment Failure/Involved | Overhead | Regulator | Malfunctioning | 2 | 1 | 3 | 2 | 4 | 3 | 4 | 3 | 22 | 3.2 | 2.75 | 3.3333 | None | 0% | All | 100%
Equipment Failure/Involved | Overhead | Regulator | Failed/Faulted | 1 | 3 | 2 | 3 | 1 | 1 |  | 3 | 14 | 1.6 | 1.75 | 1.3333 | None | 0% | All | 100%
Equipment Failure/Involved | Overhead | Regulator | Broken | 1 |  |  |  | 1 | 1 | 2 | 1 | 6 | 1 | 0.75 | 1.3333 | None | 0% | All | 100%
Equipment Failure/Involved | Overhead | Regulator | Burned/flashed | FNLYEAR 2016: 1; FNLYEAR 2017: 1; FNLYEAR 2021: 4 | 6 | 0.8 | 0.75 | 1.3333 | None | 0% | All | 100%
Equipment Failure/Involved | Overhead | Regulator | Arcing | [8 empty] | 4 | 0.6 | 0.5 | 0.66667 | None | 0% | All | 100% | bar: FNLYEAR 2017; FNLYEAR 2019; FNLYEAR 2021 to FNLYEAR 2022
Equipment Failure/Involved | Overhead | Regulator | Leaking | [8 empty] | 2 | 0.2 | 0.25 | 0.33333 | None | 0% | All | 100% | bar: FNLYEAR 2017; FNLYEAR 2022
Equipment Failure/Involved | Overhead | Regulator | Normal | [8 empty] | 1 | 0.2 | 0.125 | 0.33333 | None | 0% | All | 100% | bar: FNLYEAR 2020
Equipment Failure/Involved | Overhead | Regulator, LTC substation | Failed/Faulted | [8 empty] | 1 | 0 | 0 | 0.33333 | N/A | 0% | N/A | 0% | bar: FNLYEAR 2020
Equipment Failure/Involved | Overhead | Secondary | Broken | 7 | 19 | 19 | 22 | 28 | 16 | 32 | 52 | 195 | 30 | 24.375 | 33.3333 | None | 0% | Medium | 40%
Equipment Failure/Involved | Overhead | Secondary | Broken, wire on ground | 5 | 7 | 11 | 3 | 8 | 6 | 9 | 7 | 56 | 6.6 | 7 | 7.3333 | None | 0% | Medium | 40%
Equipment Failure/Involved | Overhead | Secondary | Deteriorated | 4 | 4 | 5 | 4 | 5 | 7 | 12 | 10 | 51 | 7.6 | 6.375 | 9.6667 | None | 0% | High | 70%
Equipment Failure/Involved | Overhead | Secondary | Normal | 2 |  | 1 | 3 | 1 | 1 | 5 | 13 | 26 | 4.6 | 3.25 | 6.3333 | None | 0% | High | 70%
Equipment Failure/Involved | Overhead | Secondary | Burned/flashed | 3 | 5 | 5 | 1 | 4 | 1 | 3 | 1 | 23 | 2 | 2.875 | 1.6667 | None | 0% | High | 70%
Equipment Failure/Involved | Overhead | Secondary | Burned Open | 2 | 2 | 4 | 2 |  | 2 | 6 | 3 | 21 | 2.6 | 2.625 | 3.6667 | None | 0% | Medium | 40%
Equipment Failure/Involved | Overhead | Secondary | Together | 1 | 1 | 1 | 3 | 2 | 3 | 5 | 2 | 18 | 3 | 2.25 | 3.3333 | None | 0% | High | 70%
Equipment Failure/Involved | Overhead | Secondary | Arcing |  | 1 | 2 | 2 | 4 | 2 | 2 |  | 13 | 2 | 1.625 | 1.3333 | None | 0% | High | 70%
Equipment Failure/Involved | Overhead | Secondary | Bent or Twisted |  |  |  | 1 | 3 | 1 | 1 | 2 | 8 | 1.6 | 1 | 1.3333 | None | 0% | High | 70%
Equipment Failure/Involved | Overhead | Secondary | On Ground | [8 empty] | 3 | 0.2 | 0.375 | 0 | None | 0% | Medium | 40% | bar: FNLYEAR 2016 to FNLYEAR 2018
Equipment Failure/Involved | Overhead | Secondary | Contaminated | [8 empty] | 2 | 0.2 | 0.25 | 0.33333 | None | 0% | High | 70% | bar: FNLYEAR 2015; FNLYEAR 2021
Equipment Failure/Involved | Overhead | Secondary | (blank) | [8 empty] | 1 | 0 | 0 | 0 | N/A | 0% | N/A | 0% | bar: FNLYEAR 2015
Equipment Failure/Involved | Overhead | Secondary | Broken, wire on object | [8 empty] | 1 | 0 | 0.125 | 0 | None | 0% | Medium | 40% | bar: FNLYEAR 2015
Equipment Failure/Involved | Overhead | Secondary | Failed/Faulted | [8 empty] | 1 | 0.2 | 0.125 | 0.33333 | None | 0% | High | 70% | bar: FNLYEAR 2022
Equipment Failure/Involved | Overhead | Sectionalizer | Malfunctioning | [8 empty] | 2 | 0.2 | 0.25 | 0.33333 | None | 0% | All | 100% | bar: FNLYEAR 2016; FNLYEAR 2020
Equipment Failure/Involved | Overhead | Sectionalizer | Broken | [8 empty] | 1 | 0.2 | 0.125 | 0.33333 | None | 0% | All | 100% | bar: FNLYEAR 2021
Equipment Failure/Involved | Overhead | Sectionalizer | Burned/flashed | [8 empty] | 1 | 0.2 | 0.125 | 0 | None | 0% | All | 100% | bar: FNLYEAR 2019
Equipment Failure/Involved | Overhead | Service conductor | Broken |  |  | 5 | 3 | 6 | 5 | 14 | 5 | 38 | 6.6 | 4.75 | 8 | None | 0% | Medium | 40%
Equipment Failure/Involved | Overhead | Service conductor | Deteriorated |  |  | 1 | 1 | 2 | 1 | 5 | 3 | 13 | 2.4 | 1.625 | 3 | None | 0% | High | 70%
Equipment Failure/Involved | Overhead | Service conductor | Broken, wire on ground |  | 1 | 4 | 2 | 2 |  | 4 |  | 13 | 1.6 | 1.625 | 1.3333 | None | 0% | Medium | 40%
Equipment Failure/Involved | Overhead | Service conductor | Normal |  | 1 |  | 2 | 1 |  | 2 | 1 | 7 | 1.2 | 0.875 | 1 | None | 0% | High | 70%
Equipment Failure/Involved | Overhead | Service conductor | Burned Open |  |  | 1 | 1 |  | 2 | 2 | 1 | 7 | 1.2 | 0.875 | 1.6667 | None | 0% | Medium | 40%
Equipment Failure/Involved | Overhead | Service conductor | Arcing | [8 empty] | 3 | 0.4 | 0.375 | 0.33333 | None | 0% | High | 70% | bar: FNLYEAR 2017; FNLYEAR 2019; FNLYEAR 2022
Equipment Failure/Involved | Overhead | Service conductor | Burned/flashed | [8 empty] | 3 | 0.6 | 0.375 | 0.33333 | None | 0% | High | 70% | bar: FNLYEAR 2018 to FNLYEAR 2019; FNLYEAR 2021
Equipment Failure/Involved | Overhead | Service conductor | On Ground | FNLYEAR 2021: 2 | 2 | 0.4 | 0.25 | 0.66667 | None | 0% | Medium | 40%
Equipment Failure/Involved | Overhead | Service conductor | Broken, wire on object | [8 empty] | 2 | 0.4 | 0.25 | 0.33333 | None | 0% | Medium | 40% | bar: FNLYEAR 2018; FNLYEAR 2020
Equipment Failure/Involved | Overhead | Service conductor | Bent or Twisted | [8 empty] | 1 | 0.2 | 0.125 | 0 | None | 0% | High | 70% | bar: FNLYEAR 2019
Equipment Failure/Involved | Overhead | Service conductor | Annealed | [8 empty] | 1 | 0.2 | 0.125 | 0 | None | 0% | High | 70% | bar: FNLYEAR 2019
Equipment Failure/Involved | Overhead | Stepdown | Failed/Faulted | FNLYEAR 2016: 2; FNLYEAR 2018: 3; FNLYEAR 2019: 1; FNLYEAR 2020: 1 | 7 | 0 | 0 | 0.33333 | N/A | 0% | N/A | 0%
Equipment Failure/Involved | Overhead | Stepdown | Burned/flashed | [8 empty] | 3 | 0 | 0 | 0.33333 | N/A | 0% | N/A | 0% | bar: FNLYEAR 2017 to FNLYEAR 2018; FNLYEAR 2021
Equipment Failure/Involved | Overhead | Stepdown | Normal | [8 empty] | 1 | 0 | 0 | 0 | N/A | 0% | N/A | 0% | bar: FNLYEAR 2019
Equipment Failure/Involved | Overhead | Stepdown | Broken | [8 empty] | 1 | 0 | 0 | 0 | N/A | 0% | N/A | 0% | bar: FNLYEAR 2018
Equipment Failure/Involved | Overhead | Stepdown | Arcing | [8 empty] | 1 | 0 | 0 | 0 | N/A | 0% | N/A | 0% | bar: FNLYEAR 2016
Equipment Failure/Involved | Overhead | Stepdown | Deteriorated | [8 empty] | 1 | 0 | 0 | 0 | N/A | 0% | N/A | 0% | bar: FNLYEAR 2016
Equipment Failure/Involved | Overhead | Street Light Equipment | On Ground | [8 empty] | 1 | 0.2 | 0.125 | 0.33333 | None | 0% | None | 0% | bar: FNLYEAR 2021
Equipment Failure/Involved | Overhead | Street Light Equipment | Broken | [8 empty] | 1 | 0.2 | 0.125 | 0.33333 | None | 0% | None | 0% | bar: FNLYEAR 2022
Equipment Failure/Involved | Overhead | Switch | Failed/Faulted | [8 empty] | 2 | 0.2 | 0.25 | 0 | None | 0% | All | 100% | bar: FNLYEAR 2016; FNLYEAR 2019
Equipment Failure/Involved | Overhead | Switch | Normal | [8 empty] | 1 | 0 | 0.125 | 0 | None | 0% | All | 100% | bar: FNLYEAR 2016
Equipment Failure/Involved | Overhead | Switch | Arcing | [8 empty] | 1 | 0.2 | 0.125 | 0.33333 | None | 0% | All | 100% | bar: FNLYEAR 2021
Equipment Failure/Involved | Overhead | Switch | Broken | [8 empty] | 1 | 0.2 | 0.125 | 0 | None | 0% | All | 100% | bar: FNLYEAR 2018
Equipment Failure/Involved | Overhead | Switch (OH) | Broken |  | 2 | 2 | 3 |  | 4 | 3 |  | 14 | 2 | 1.75 | 2.3333 | None | 0% | All | 100%
Equipment Failure/Involved | Overhead | Switch (OH) | Burned/flashed | FNLYEAR 2015: 1; FNLYEAR 2016: 2; FNLYEAR 2017: 1; FNLYEAR 2021: 1 | 5 | 0.2 | 0.625 | 0.33333 | None | 0% | All | 100%
Equipment Failure/Involved | Overhead | Switch (OH) | Arcing | FNLYEAR 2018: 3; FNLYEAR 2022: 1 | 4 | 0.8 | 0.5 | 0.33333 | None | 0% | All | 100%
Equipment Failure/Involved | Overhead | Switch (OH) | Failed/Faulted | FNLYEAR 2021: 3; FNLYEAR 2022: 1 | 4 | 0.8 | 0.5 | 1.3333 | None | 0% | All | 100%
Equipment Failure/Involved | Overhead | Switch (OH) | Normal | [8 empty] | 3 | 0.4 | 0.375 | 0.66667 | None | 0% | All | 100% | bar: FNLYEAR 2017; FNLYEAR 2021 to FNLYEAR 2022
Equipment Failure/Involved | Overhead | Transformer | Failed/Faulted | 192 | 309 | 481 | 293 | 448 | 320 | 106 | 65 | 2214 | 246.4 | 276.75 | 163.6667 | None | 0% | All | 100%
Equipment Failure/Involved | Overhead | Transformer | Broken | 9 | 12 | 31 | 15 | 35 | 27 | 44 | 29 | 202 | 30 | 25.25 | 33.3333 | None | 0% | All | 100%
Equipment Failure/Involved | Overhead | Transformer | Deteriorated | 16 | 20 | 23 | 11 | 13 | 6 | 7 | 2 | 98 | 7.8 | 12.25 | 5 | None | 0% | All | 100%
Equipment Failure/Involved | Overhead | Transformer | Leaking | 4 | 8 | 15 | 9 | 16 | 8 | 5 | 3 | 68 | 8.2 | 8.5 | 5.3333 | None | 0% | All | 100%
Equipment Failure/Involved | Overhead | Transformer | Burned/flashed | 11 | 10 | 8 | 4 | 15 | 2 | 5 | 5 | 60 | 6.2 | 7.5 | 4 | None | 0% | All | 100%
Equipment Failure/Involved | Overhead | Transformer | Broken, wire on ground |  | 4 | 5 | 2 | 5 | 3 | 5 | 4 | 28 | 3.8 | 3.5 | 4 | None | 0% | All | 100%
Equipment Failure/Involved | Overhead | Transformer | Arcing | 2 | 3 | 2 | 4 | 5 | 3 | 1 | 4 | 24 | 3.4 | 3 | 2.6667 | None | 0% | All | 100%
Equipment Failure/Involved | Overhead | Transformer | Malfunctioning | 1 |  | 1 | 3 | 2 | 5 | 7 | 4 | 23 | 4.2 | 2.875 | 5.3333 | None | 0% | All | 100%
Equipment Failure/Involved | Overhead | Transformer | Normal |  |  | 1 |  | 1 | 4 | 6 | 6 | 18 | 3.4 | 2.25 | 5.3333 | None | 0% | All | 100%
Equipment Failure/Involved | Overhead | Transformer | Burned Open | 2 | 1 | 2 | 1 | 1 | 2 | 6 | 2 | 17 | 2.4 | 2.125 | 3.3333 | None | 0% | All | 100%
Equipment Failure/Involved | Overhead | Transformer | (blank) | 1 | 5 | 3 | 1 | 4 | 1 |  |  | 15 | 1.2 | 1.875 | 0.33333 | None | 0% | All | 100%
Equipment Failure/Involved | Overhead | Transformer | Contaminated | FNLYEAR 2017: 2; FNLYEAR 2018: 2 | 4 | 0.4 | 0.5 | 0 | None | 0% | All | 100%
Equipment Failure/Involved | Overhead | Transformer | Together | [8 empty] | 2 | 0.4 | 0.25 | 0.33333 | None | 0% | All | 100% | bar: FNLYEAR 2019; FNLYEAR 2022
Equipment Failure/Involved | Overhead | Transformer | Broken, wire on object | [8 empty] | 2 | 0.4 | 0.25 | 0.33333 | None | 0% | All | 100% | bar: FNLYEAR 2019 to FNLYEAR 2020
Equipment Failure/Involved | Overhead | Transformer | Bent or Twisted | [8 empty] | 1 | 0 | 0.125 | 0 | None | 0% | All | 100% | bar: FNLYEAR 2017
Equipment Failure/Involved | Overhead | Transformer | On Ground | [8 empty] | 1 | 0.2 | 0.125 | 0 | None | 0% | All | 100% | bar: FNLYEAR 2019
Equipment Failure/Involved | Overhead | Transformer (OH) | Failed/Faulted | 95 | 139 | 154 | 116 | 177 | 288 | 527 | 414 | 1910 | 304.4 | 238.75 | 409.6667 | None | 0% | All | 100%
Equipment Failure/Involved | Overhead | Transformer (OH) | Broken | 43 | 60 | 88 | 53 | 87 | 74 | 150 | 120 | 675 | 96.8 | 84.375 | 114.6667 | None | 0% | All | 100%
Equipment Failure/Involved | Overhead | Transformer (OH) | Leaking | 25 | 14 | 24 | 20 | 21 | 51 | 74 | 72 | 301 | 47.6 | 37.625 | 65.6667 | None | 0% | All | 100%
Equipment Failure/Involved | Overhead | Transformer (OH) | Deteriorated | 25 | 18 | 11 | 5 | 23 | 23 | 25 | 25 | 155 | 20.2 | 19.375 | 24.3333 | None | 0% | All | 100%
Equipment Failure/Involved | Overhead | Transformer (OH) | Normal | 9 | 6 | 11 | 7 | 10 | 13 | 26 | 17 | 99 | 14.6 | 12.375 | 18.6667 | None | 0% | All | 100%
Equipment Failure/Involved | Overhead | Transformer (OH) | Burned/flashed | 8 | 4 | 5 | 1 | 8 | 10 | 16 | 16 | 68 | 10.2 | 8.5 | 14 | None | 0% | All | 100%
Equipment Failure/Involved | Overhead | Transformer (OH) | Arcing | 1 | 3 | 2 | 1 | 6 | 2 | 7 | 5 | 27 | 4.2 | 3.375 | 4.6667 | None | 0% | All | 100%
Equipment Failure/Involved | Overhead | Transformer (OH) | (blank) | FNLYEAR 2016: 1; FNLYEAR 2021: 1; FNLYEAR 2022: 4 | 6 | 1 | 0.75 | 1.6667 | None | 0% | All | 100%
Equipment Failure/Involved | Overhead | Transformer (OH) | Broken, wire on ground |  | 2 |  | 1 |  | 1 | 1 | 1 | 6 | 0.8 | 0.75 | 1 | None | 0% | All | 100%
Equipment Failure/Involved | Overhead | Transformer (OH) | Broken, wire on object | [8 empty] | 1 | 0.2 | 0.125 | 0 | None | 0% | All | 100% | bar: FNLYEAR 2018
Equipment Failure/Involved | Overhead | Woodpin | Broken | 2 | 3 | 6 | 5 | 27 | 3 | 6 | 8 | 60 | 9.8 | 7.5 | 5.6667 | None | 0% | All | 100%
Equipment Failure/Involved | Overhead | Woodpin | Broken, wire on object | FNLYEAR 2016: 1; FNLYEAR 2017: 2; FNLYEAR 2019: 1 | 4 | 0.2 | 0.5 | 0 | None | 0% | All | 100%
Equipment Failure/Involved | Overhead | Woodpin | Broken, wire on ground | [8 empty] | 2 | 0.4 | 0.25 | 0.33333 | None | 0% | All | 100% | bar: FNLYEAR 2018; FNLYEAR 2020
Equipment Failure/Involved | Overhead | Woodpin | Normal | [8 empty] | 1 | 0.2 | 0.125 | 0.33333 | None | 0% | All | 100% | bar: FNLYEAR 2022
Equipment Failure/Involved | Overhead | (blank) | Failed/Faulted | 11 | 27 | 16 | 7 | 11 | 5 | 11 | 3 | 91 | 0 | 0 | 6.3333 | N/A | 0% | N/A | 0%
Equipment Failure/Involved | Overhead | (blank) | Broken | 7 | 12 | 11 | 9 | 8 | 5 | 10 |  | 62 | 0 | 0 | 5 | N/A | 0% | N/A | 0%
Equipment Failure/Involved | Overhead | (blank) | Normal | 1 | 5 | 3 |  | 3 |  | 1 | 1 | 14 | 0 | 0 | 0.66667 | N/A | 0% | N/A | 0%
Equipment Failure/Involved | Overhead | (blank) | Burned Open | 2 | 2 | 1 | 1 | 1 |  | 3 | 2 | 12 | 0 | 0 | 1.6667 | N/A | 0% | N/A | 0%
Equipment Failure/Involved | Overhead | (blank) | Arcing | FNLYEAR 2017: 2 | 2 | 0 | 0 | 0 | N/A | 0% | N/A | 0%
Equipment Failure/Involved | Substation | Bus | Normal | [8 empty] | 2 | 0 | 0 | 0 | N/A | 0% | N/A | 0% | bar: FNLYEAR 2017 to FNLYEAR 2018
Equipment Failure/Involved | Substation | Bushing | Failed/Faulted | [8 empty] | 2 | 0 | 0 | 0 | N/A | 0% | N/A | 0% | bar: FNLYEAR 2015 to FNLYEAR 2016
Equipment Failure/Involved | Substation | Bushing | Burned/flashed | [8 empty] | 1 | 0 | 0 | 0 | N/A | 0% | N/A | 0% | bar: FNLYEAR 2018
Equipment Failure/Involved | Substation | Bushing | Deteriorated | [8 empty] | 1 | 0 | 0 | 0 | N/A | 0% | N/A | 0% | bar: FNLYEAR 2015
Equipment Failure/Involved | Substation | Circuit Breaker | Malfunctioning | FNLYEAR 2015: 1; FNLYEAR 2019: 4; FNLYEAR 2020: 1; FNLYEAR 2021: 5 | 11 | 0 | 0 | 2 | N/A | 0% | N/A | 0%
Equipment Failure/Involved | Substation | Circuit Breaker | Failed/Faulted | FNLYEAR 2017: 1; FNLYEAR 2019: 1; FNLYEAR 2022: 3 | 5 | 0 | 0 | 1 | N/A | 0% | N/A | 0%
Equipment Failure/Involved | Substation | Circuit Breaker | Normal | [8 empty] | 1 | 0 | 0 | 0.33333 | N/A | 0% | N/A | 0% | bar: FNLYEAR 2022
Equipment Failure/Involved | Substation | Circuit Breaker | Broken | [8 empty] | 1 | 0 | 0 | 0.33333 | N/A | 0% | N/A | 0% | bar: FNLYEAR 2020
Equipment Failure/Involved | Substation | Conductor, Underground | Broken | [8 empty] | 1 | 0 | 0 | 0 | N/A | 0% | N/A | 0% | bar: FNLYEAR 2019
Equipment Failure/Involved | Substation | Control Circuit/Wiring | Broken | [8 empty] | 1 | 0 | 0 | 0.33333 | N/A | 0% | N/A | 0% | bar: FNLYEAR 2020
Equipment Failure/Involved | Substation | CT | Broken | [8 empty] | 1 | 0 | 0 | 0.33333 | N/A | 0% | N/A | 0% | bar: FNLYEAR 2022
Equipment Failure/Involved | Substation | Generator | Malfunctioning | FNLYEAR 2016: 1; FNLYEAR 2022: 2 | 3 | 0.4 | 0.375 | 0.66667 | None | 0% | None | 0%
Equipment Failure/Involved | Substation | Generator | Burned/flashed | [8 empty] | 1 | 0 | 0 | 0.33333 | N/A | 0% | N/A | 0% | bar: FNLYEAR 2022
Equipment Failure/Involved | Substation | Generator | Failed/Faulted | [8 empty] | 1 | 0.2 | 0.125 | 0.33333 | None | 0% | None | 0% | bar: FNLYEAR 2021
Equipment Failure/Involved | Substation | Insulator | Broken | [8 empty] | 2 | 0 | 0 | 0.33333 | N/A | 0% | N/A | 0% | bar: FNLYEAR 2018; FNLYEAR 2022
Equipment Failure/Involved | Substation | Insulator | Failed/Faulted | [8 empty] | 1 | 0 | 0 | 0 | N/A | 0% | N/A | 0% | bar: FNLYEAR 2019
Equipment Failure/Involved | Substation | Lightning Arrestor | Failed/Faulted | FNLYEAR 2022: 2 | 2 | 0 | 0 | 0.66667 | N/A | 0% | N/A | 0%
Equipment Failure/Involved | Substation | Other | Normal | [8 empty] | 3 | 0 | 0 | 0 | N/A | 0% | N/A | 0% | bar: FNLYEAR 2016 to FNLYEAR 2017; FNLYEAR 2019
Equipment Failure/Involved | Substation | Other | Malfunctioning | [8 empty] | 3 | 0 | 0 | 0.33333 | N/A | 0% | N/A | 0% | bar: FNLYEAR 2018 to FNLYEAR 2019; FNLYEAR 2021
Equipment Failure/Involved | Substation | Other | Broken | [8 empty] | 3 | 0 | 0 | 0.33333 | N/A | 0% | N/A | 0% | bar: FNLYEAR 2017; FNLYEAR 2019; FNLYEAR 2021
Equipment Failure/Involved | Substation | Other | Failed/Faulted | [8 empty] | 2 | 0 | 0 | 0.33333 | N/A | 0% | N/A | 0% | bar: FNLYEAR 2016; FNLYEAR 2022
Equipment Failure/Involved | Substation | Other | Burned/flashed | [8 empty] | 2 | 0 | 0 | 0.66667 | N/A | 0% | N/A | 0% | bar: FNLYEAR 2020; FNLYEAR 2022
Equipment Failure/Involved | Substation | Other | Leaking | [8 empty] | 1 | 0 | 0 | 0.33333 | N/A | 0% | N/A | 0% | bar: FNLYEAR 2021
Equipment Failure/Involved | Substation | Other | Bent or Twisted | [8 empty] | 1 | 0 | 0 | 0 | N/A | 0% | N/A | 0% | bar: FNLYEAR 2015
Equipment Failure/Involved | Substation | Other | Arcing | [8 empty] | 1 | 0 | 0 | 0.33333 | N/A | 0% | N/A | 0% | bar: FNLYEAR 2022
Equipment Failure/Involved | Substation | PT/CCVT | Failed/Faulted | FNLYEAR 2019: 2 | 2 | 0 | 0 | 0 | N/A | 0% | N/A | 0%
Equipment Failure/Involved | Substation | PT/CCVT | Burned/flashed | [8 empty] | 2 | 0 | 0 | 0.66667 | N/A | 0% | N/A | 0% | bar: FNLYEAR 2021 to FNLYEAR 2022
Equipment Failure/Involved | Substation | Regulator, LTC substation | Failed/Faulted | [8 empty] | 3 | 0 | 0 | 0 | N/A | 0% | N/A | 0% | bar: FNLYEAR 2016; FNLYEAR 2018 to FNLYEAR 2019
Equipment Failure/Involved | Substation | Relay | Malfunctioning | FNLYEAR 2016: 2; FNLYEAR 2018: 3; FNLYEAR 2019: 1 | 6 | 0 | 0 | 0 | N/A | 0% | N/A | 0%
Equipment Failure/Involved | Substation | Relay | Normal | [8 empty] | 3 | 0 | 0 | 0.33333 | N/A | 0% | N/A | 0% | bar: FNLYEAR 2018 to FNLYEAR 2019; FNLYEAR 2022
Equipment Failure/Involved | Substation | Relay | Failed/Faulted | [8 empty] | 1 | 0 | 0 | 0 | N/A | 0% | N/A | 0% | bar: FNLYEAR 2019
Equipment Failure/Involved | Substation | Secondary | Broken | [8 empty] | 1 | 0 | 0 | 0 | N/A | 0% | N/A | 0% | bar: FNLYEAR 2019
Equipment Failure/Involved | Substation | Switch | Broken | FNLYEAR 2015: 1; FNLYEAR 2017: 3 | 4 | 0 | 0 | 0 | N/A | 0% | N/A | 0%
Equipment Failure/Involved | Substation | Switch | Failed/Faulted | FNLYEAR 2017: 1; FNLYEAR 2020: 2 | 3 | 0 | 0 | 0.66667 | N/A | 0% | N/A | 0%
Equipment Failure/Involved | Substation | Transformer | Failed/Faulted | [8 empty] | 3 | 0 | 0 | 0.33333 | N/A | 0% | N/A | 0% | bar: FNLYEAR 2015; FNLYEAR 2017; FNLYEAR 2022
Equipment Failure/Involved | Substation | Transformer | Broken | [8 empty] | 1 | 0 | 0 | 0 | N/A | 0% | N/A | 0% | bar: FNLYEAR 2019
Equipment Failure/Involved | Substation | Transformer Power | Burned/flashed | FNLYEAR 2016: 2 | 2 | 0 | 0 | 0 | N/A | 0% | N/A | 0%
Equipment Failure/Involved | Substation | Transformer Power | Malfunctioning | [8 empty] | 2 | 0 | 0 | 0 | N/A | 0% | N/A | 0% | bar: FNLYEAR 2016; FNLYEAR 2018
Equipment Failure/Involved | Substation | Transformer Power | Failed/Faulted | [8 empty] | 1 | 0 | 0 | 0 | N/A | 0% | N/A | 0% | bar: FNLYEAR 2018
Equipment Failure/Involved | Underground | Bus | Failed/Faulted | FNLYEAR 2015: 2 | 2 | 0 | 0 | 0 | N/A | 0% | N/A | 0%
Equipment Failure/Involved | Underground | Bus | Deteriorated | [8 empty] | 1 | 0 | 0 | 0.33333 | N/A | 0% | N/A | 0% | bar: FNLYEAR 2020
Equipment Failure/Involved | Underground | Bus | Burned/flashed | [8 empty] | 1 | 0 | 0 | 0 | N/A | 0% | N/A | 0% | bar: FNLYEAR 2018
Equipment Failure/Involved | Underground | Bus | Contaminated | [8 empty] | 1 | 0 | 0 | 0.33333 | N/A | 0% | N/A | 0% | bar: FNLYEAR 2020
Equipment Failure/Involved | Underground | Bushing | Broken | FNLYEAR 2016: 1; FNLYEAR 2021: 2; FNLYEAR 2022: 1 | 4 | 0 | 0 | 1 | N/A | 0% | N/A | 0%
Equipment Failure/Involved | Underground | Bushing | Burned/flashed | [8 empty] | 3 | 0 | 0 | 0.33333 | N/A | 0% | N/A | 0% | bar: FNLYEAR 2015; FNLYEAR 2018; FNLYEAR 2021
Equipment Failure/Involved | Underground | Bushing | Arcing | [8 empty] | 1 | 0 | 0 | 0 | N/A | 0% | N/A | 0% | bar: FNLYEAR 2015
Equipment Failure/Involved | Underground | Cable Termination(live front) | Failed/Faulted | [8 empty] | 2 | 0 | 0 | 0.33333 | N/A | 0% | N/A | 0% | bar: FNLYEAR 2019 to FNLYEAR 2020
Equipment Failure/Involved | Underground | Cable Termination(live front) | Contaminated | [8 empty] | 1 | 0 | 0 | 0 | N/A | 0% | N/A | 0% | bar: FNLYEAR 2019
Equipment Failure/Involved | Underground | Cable Termination(live front) | Broken | [8 empty] | 1 | 0 | 0 | 0.33333 | N/A | 0% | N/A | 0% | bar: FNLYEAR 2021
Equipment Failure/Involved | Underground | Cable Termination(live front) | Burned/flashed | [8 empty] | 1 | 0 | 0 | 0 | N/A | 0% | N/A | 0% | bar: FNLYEAR 2017
Equipment Failure/Involved | Underground | Conductor, Underground | Broken | 10 | 19 | 28 | 32 | 27 | 20 | 28 | 23 | 187 | 0 | 0 | 23.6667 | N/A | 0% | N/A | 0%
Equipment Failure/Involved | Underground | Conductor, Underground | Burned/flashed | 12 | 12 | 12 | 11 | 11 | 9 | 10 | 12 | 89 | 0 | 0 | 10.3333 | N/A | 0% | N/A | 0%
Equipment Failure/Involved | Underground | Conductor, Underground | Deteriorated | 7 | 3 | 8 | 7 | 6 | 9 | 4 | 10 | 54 | 0 | 0 | 7.6667 | N/A | 0% | N/A | 0%
Equipment Failure/Involved | Underground | Conductor, Underground | Normal | FNLYEAR 2016: 1; FNLYEAR 2018: 1; FNLYEAR 2021: 4 | 6 | 0 | 0 | 1.3333 | N/A | 0% | N/A | 0%
Equipment Failure/Involved | Underground | Conductor, Underground | Failed/Faulted | [8 empty] | 1 | 0 | 0 | 0 | N/A | 0% | N/A | 0% | bar: FNLYEAR 2016
Equipment Failure/Involved | Underground | Connector or Splice (OH) | Burned/flashed | [8 empty] | 1 | 0.2 | 0.125 | 0 | None | 0% | All | 100% | bar: FNLYEAR 2018
Equipment Failure/Involved | Underground | Connector or Splice (OH) | Arcing | [8 empty] | 1 | 0.2 | 0.125 | 0.33333 | None | 0% | All | 100% | bar: FNLYEAR 2020
Equipment Failure/Involved | Underground | Connector or Splice (UG) | Failed/Faulted | 3 | 8 | 6 | 7 | 10 | 1 | 2 |  | 37 | 0 | 0 | 1 | N/A | 0% | N/A | 0%
Equipment Failure/Involved | Underground | Connector or Splice (UG) | Broken | 1 | 1 | 2 | 2 |  |  | 1 | 1 | 8 | 0 | 0 | 0.66667 | N/A | 0% | N/A | 0%
Equipment Failure/Involved | Underground | Connector or Splice (UG) | Burned/flashed |  |  | 1 |  | 1 | 2 | 2 | 2 | 8 | 0 | 0 | 2 | N/A | 0% | N/A | 0%
Equipment Failure/Involved | Underground | Connector or Splice (UG) | Deteriorated | FNLYEAR 2015: 3; FNLYEAR 2016: 1; FNLYEAR 2017: 1; FNLYEAR 2022: 1 | 6 | 0 | 0 | 0.33333 | N/A | 0% | N/A | 0%
Equipment Failure/Involved | Underground | Connector or Splice (UG) | Contaminated | [8 empty] | 1 | 0 | 0 | 0 | N/A | 0% | N/A | 0% | bar: FNLYEAR 2017
Equipment Failure/Involved | Underground | Customer Equipment | Malfunctioning | [8 empty] | 1 | 0 | 0.125 | 0 | None | 0% | None | 0% | bar: FNLYEAR 2016
Equipment Failure/Involved | Underground | Customer Equipment | Burned/flashed | [8 empty] | 1 | 0.2 | 0.125 | 0 | None | 0% | None | 0% | bar: FNLYEAR 2018
Equipment Failure/Involved | Underground | Elbow | Failed/Faulted | 3 | 5 | 7 | 4 | 7 | 3 | 2 | 2 | 33 | 0 | 0 | 2.3333 | N/A | 0% | N/A | 0%
Equipment Failure/Involved | Underground | Elbow | Burned/flashed | 1 | 3 | 4 | 1 | 2 | 2 | 2 | 5 | 20 | 0 | 0 | 3 | N/A | 0% | N/A | 0%
Equipment Failure/Involved | Underground | Elbow | Broken |  |  | 1 |  | 1 | 1 | 2 | 2 | 7 | 0 | 0 | 1.6667 | N/A | 0% | N/A | 0%
Equipment Failure/Involved | Underground | Elbow | Deteriorated | [8 empty] | 3 | 0 | 0 | 0.33333 | N/A | 0% | N/A | 0% | bar: FNLYEAR 2016; FNLYEAR 2018; FNLYEAR 2020
Equipment Failure/Involved | Underground | Elbow | Normal | [8 empty] | 2 | 0 | 0 | 0 | N/A | 0% | N/A | 0% | bar: FNLYEAR 2017; FNLYEAR 2019
Equipment Failure/Involved | Underground | Fuse | Failed/Faulted | FNLYEAR 2017: 1; FNLYEAR 2019: 3; FNLYEAR 2022: 1 | 5 | 0 | 0 | 0.33333 | N/A | 0% | N/A | 0%
Equipment Failure/Involved | Underground | Fuse | Arcing | [8 empty] | 1 | 0 | 0 | 0 | N/A | 0% | N/A | 0% | bar: FNLYEAR 2017
Equipment Failure/Involved | Underground | Fuse | Broken | [8 empty] | 1 | 0 | 0 | 0 | N/A | 0% | N/A | 0% | bar: FNLYEAR 2019
Equipment Failure/Involved | Underground | Metering Equipment | Broken | FNLYEAR 2021: 2 | 2 | 0 | 0 | 0.66667 | N/A | 0% | N/A | 0%
Equipment Failure/Involved | Underground | Other | Failed/Faulted | [8 empty] | 3 | 0 | 0 | 0.66667 | N/A | 0% | N/A | 0% | bar: FNLYEAR 2016; FNLYEAR 2021 to FNLYEAR 2022
Equipment Failure/Involved | Underground | Other | Normal | [8 empty] | 2 | 0 | 0 | 0 | N/A | 0% | N/A | 0% | bar: FNLYEAR 2017 to FNLYEAR 2018
Equipment Failure/Involved | Underground | Other | Malfunctioning | [8 empty] | 2 | 0 | 0 | 0 | N/A | 0% | N/A | 0% | bar: FNLYEAR 2017; FNLYEAR 2019
Equipment Failure/Involved | Underground | Other | Burned/flashed | FNLYEAR 2016: 2 | 2 | 0 | 0 | 0 | N/A | 0% | N/A | 0%
Equipment Failure/Involved | Underground | Other | Broken | [8 empty] | 2 | 0 | 0 | 0.33333 | N/A | 0% | N/A | 0% | bar: FNLYEAR 2016; FNLYEAR 2022
Equipment Failure/Involved | Underground | Other | Together | [8 empty] | 1 | 0 | 0 | 0 | N/A | 0% | N/A | 0% | bar: FNLYEAR 2016
Equipment Failure/Involved | Underground | Other | Leaking | [8 empty] | 1 | 0 | 0 | 0.33333 | N/A | 0% | N/A | 0% | bar: FNLYEAR 2021
Equipment Failure/Involved | Underground | Pothead/Riser Termination | Failed/Faulted | [8 empty] | 1 | 0 | 0 | 0 | N/A | 0% | N/A | 0% | bar: FNLYEAR 2017
Equipment Failure/Involved | Underground | Pothead/Riser Termination | Broken | [8 empty] | 1 | 0 | 0 | 0 | N/A | 0% | N/A | 0% | bar: FNLYEAR 2017
Equipment Failure/Involved | Underground | Recloser | Burned/flashed | [8 empty] | 1 | 0 | 0.125 | 0 | None | 0% | All | 100% | bar: FNLYEAR 2017
Equipment Failure/Involved | Underground | Secondary | Broken | 1 | 2 | 2 | 5 | 6 | 4 | 5 | 10 | 35 | 0 | 0 | 6.3333 | N/A | 0% | N/A | 0%
Equipment Failure/Involved | Underground | Secondary | Deteriorated | 2 | 3 | 5 | 4 |  | 1 | 1 | 5 | 21 | 0 | 0 | 2.3333 | N/A | 0% | N/A | 0%
Equipment Failure/Involved | Underground | Secondary | Burned/flashed | 1 | 1 | 1 |  | 2 | 2 | 2 | 2 | 11 | 0 | 0 | 2 | N/A | 0% | N/A | 0%
Equipment Failure/Involved | Underground | Secondary | Burned Open |  | 2 | 1 | 2 | 1 |  | 2 | 1 | 9 | 0 | 0 | 1 | N/A | 0% | N/A | 0%
Equipment Failure/Involved | Underground | Secondary | Normal | [8 empty] | 3 | 0 | 0 | 0 | N/A | 0% | N/A | 0% | bar: FNLYEAR 2016 to FNLYEAR 2017; FNLYEAR 2019
Equipment Failure/Involved | Underground | Secondary | Together | [8 empty] | 1 | 0 | 0 | 0.33333 | N/A | 0% | N/A | 0% | bar: FNLYEAR 2021
Equipment Failure/Involved | Underground | Secondary | Contaminated | [8 empty] | 1 | 0 | 0 | 0 | N/A | 0% | N/A | 0% | bar: FNLYEAR 2017
Equipment Failure/Involved | Underground | Secondary | Arcing | [8 empty] | 1 | 0 | 0 | 0 | N/A | 0% | N/A | 0% | bar: FNLYEAR 2017
Equipment Failure/Involved | Underground | Service conductor | Burned Open |  |  | 1 | 1 | 1 | 1 | 1 | 2 | 7 | 0 | 0 | 1.3333 | N/A | 0% | N/A | 0%
Equipment Failure/Involved | Underground | Service conductor | Broken | FNLYEAR 2018: 1; FNLYEAR 2020: 1; FNLYEAR 2021: 2; FNLYEAR 2022: 1 | 5 | 0 | 0 | 1.3333 | N/A | 0% | N/A | 0%
Equipment Failure/Involved | Underground | Service conductor | Deteriorated | [8 empty] | 1 | 0 | 0 | 0.33333 | N/A | 0% | N/A | 0% | bar: FNLYEAR 2020
Equipment Failure/Involved | Underground | Service conductor | Arcing | [8 empty] | 1 | 0 | 0 | 0.33333 | N/A | 0% | N/A | 0% | bar: FNLYEAR 2021
Equipment Failure/Involved | Underground | Stepdown | Failed/Faulted | FNLYEAR 2016: 1; FNLYEAR 2018: 1; FNLYEAR 2020: 2 | 4 | 0 | 0 | 0.66667 | N/A | 0% | N/A | 0%
Equipment Failure/Involved | Underground | Stepdown | Broken | [8 empty] | 1 | 0 | 0 | 0 | N/A | 0% | N/A | 0% | bar: FNLYEAR 2017
Equipment Failure/Involved | Underground | Switch | Burned/flashed | [8 empty] | 1 | 0 | 0 | 0 | N/A | 0% | N/A | 0% | bar: FNLYEAR 2019
Equipment Failure/Involved | Underground | Switch | Arcing | [8 empty] | 1 | 0 | 0 | 0 | N/A | 0% | N/A | 0% | bar: FNLYEAR 2016
Equipment Failure/Involved | Underground | Switch (UG) | Broken | FNLYEAR 2016: 1; FNLYEAR 2017: 2; FNLYEAR 2018: 1; FNLYEAR 2022: 1 | 5 | 0 | 0 | 0.33333 | N/A | 0% | N/A | 0%
Equipment Failure/Involved | Underground | Switch (UG) | Failed/Faulted | FNLYEAR 2018: 2; FNLYEAR 2021: 1; FNLYEAR 2022: 1 | 4 | 0 | 0 | 0.66667 | N/A | 0% | N/A | 0%
Equipment Failure/Involved | Underground | Switch (UG) | Leaking | [8 empty] | 1 | 0 | 0 | 0.33333 | N/A | 0% | N/A | 0% | bar: FNLYEAR 2021
Equipment Failure/Involved | Underground | Switch (UG) | Burned/flashed | [8 empty] | 1 | 0 | 0 | 0.33333 | N/A | 0% | N/A | 0% | bar: FNLYEAR 2021
Equipment Failure/Involved | Underground | Transformer | Failed/Faulted | 5 | 8 | 18 | 4 | 11 | 2 | 1 | 1 | 50 | 0 | 0 | 1.3333 | N/A | 0% | N/A | 0%
Equipment Failure/Involved | Underground | Transformer | Broken | 3 | 5 |  | 3 | 1 | 2 | 3 | 1 | 18 | 0 | 0 | 2 | N/A | 0% | N/A | 0%
Equipment Failure/Involved | Underground | Transformer | Deteriorated | FNLYEAR 2015: 1; FNLYEAR 2016: 1; FNLYEAR 2017: 3; FNLYEAR 2018: 1 | 6 | 0 | 0 | 0 | N/A | 0% | N/A | 0%
Equipment Failure/Involved | Underground | Transformer | Leaking | [8 empty] | 4 | 0 | 0 | 0.33333 | N/A | 0% | N/A | 0% | bar: FNLYEAR 2016 to FNLYEAR 2017; FNLYEAR 2019 to FNLYEAR 2020
Equipment Failure/Involved | Underground | Transformer | Burned/flashed | [8 empty] | 3 | 0 | 0 | 0.66667 | N/A | 0% | N/A | 0% | bar: FNLYEAR 2019 to FNLYEAR 2021
Equipment Failure/Involved | Underground | Transformer | Normal | [8 empty] | 1 | 0 | 0 | 0.33333 | N/A | 0% | N/A | 0% | bar: FNLYEAR 2021
Equipment Failure/Involved | Underground | Transformer | Arcing | [8 empty] | 1 | 0 | 0 | 0 | N/A | 0% | N/A | 0% | bar: FNLYEAR 2017
Equipment Failure/Involved | Underground | Transformer (OH) | Failed/Faulted | [8 empty] | 1 | 0.2 | 0.125 | 0.33333 | None | 0% | All | 100% | bar: FNLYEAR 2021
Equipment Failure/Involved | Underground | Transformer (OH) | Deteriorated | [8 empty] | 1 | 0 | 0 | 0.33333 | N/A | 0% | N/A | 0% | bar: FNLYEAR 2022
Equipment Failure/Involved | Underground | Transformer (UG) | Failed/Faulted | 11 | 8 | 23 | 19 | 22 | 33 | 21 | 27 | 164 | 0 | 0 | 27 | N/A | 0% | N/A | 0%
Equipment Failure/Involved | Underground | Transformer (UG) | Leaking | 7 | 8 | 15 | 10 | 6 | 13 | 15 | 17 | 91 | 0 | 0 | 15 | N/A | 0% | N/A | 0%
Equipment Failure/Involved | Underground | Transformer (UG) | Broken | 4 | 9 | 20 | 8 | 3 | 10 | 10 | 13 | 77 | 0 | 0 | 11 | N/A | 0% | N/A | 0%
Equipment Failure/Involved | Underground | Transformer (UG) | Deteriorated | 5 | 1 | 1 |  | 1 | 7 | 6 | 4 | 25 | 0 | 0 | 5.6667 | N/A | 0% | N/A | 0%
Equipment Failure/Involved | Underground | Transformer (UG) | Normal |  |  | 2 | 1 | 1 | 1 | 1 | 3 | 9 | 0 | 0 | 1.6667 | N/A | 0% | N/A | 0%
Equipment Failure/Involved | Underground | Transformer (UG) | Burned/flashed | FNLYEAR 2017: 1; FNLYEAR 2019: 1; FNLYEAR 2020: 2; FNLYEAR 2022: 3 | 7 | 0 | 0 | 1.6667 | N/A | 0% | N/A | 0%
Equipment Failure/Involved | Underground | Transformer (UG) | Arcing | FNLYEAR 2015: 2; FNLYEAR 2017: 1; FNLYEAR 2021: 1 | 4 | 0 | 0 | 0.33333 | N/A | 0% | N/A | 0%
Equipment Failure/Involved | Underground | Transformer (UG) | Contaminated | [8 empty] | 1 | 0 | 0 | 0.33333 | N/A | 0% | N/A | 0% | bar: FNLYEAR 2021
Equipment Failure/Involved | Rock/mud slide | Pole-Wood | Broken, wire on ground | [8 empty] | 1 | 0 | 0.125 | 0 | None | 0% | All | 100% | bar: FNLYEAR 2015
Unknown Cause | Patrol - found nothing | Conductor, Overhead | Normal | [8 empty] | 3 | 0.2 | 0.375 | 0.33333 | None | 0% | All | 100% | bar: FNLYEAR 2016 to FNLYEAR 2017; FNLYEAR 2022
Unknown Cause | Patrol - found nothing | Conductor, Overhead | Bent or Twisted | [8 empty] | 1 | 0 | 0.125 | 0 | None | 0% | All | 100% | bar: FNLYEAR 2016
Unknown Cause | Patrol - found nothing | Conductor, Overhead | Broken | [8 empty] | 1 | 0 | 0.125 | 0 | None | 0% | All | 100% | bar: FNLYEAR 2016
Unknown Cause | Patrol - found nothing | Crossarm, Wood | Broken | [8 empty] | 1 | 0 | 0.125 | 0 | None | 0% | All | 100% | bar: FNLYEAR 2016
Unknown Cause | Patrol - found nothing | Cutout- fuse holder | Failed/Faulted | [8 empty] | 1 | 0 | 0.125 | 0 | None | 0% | All | 100% | bar: FNLYEAR 2016
Unknown Cause | Patrol - found nothing | Fuse | Failed/Faulted | FNLYEAR 2022: 2 | 2 | 0.4 | 0.25 | 0.66667 | None | 0% | All | 100%
Unknown Cause | Patrol - found nothing | Insulator | Broken | [8 empty] | 1 | 0 | 0.125 | 0 | None | 0% | All | 100% | bar: FNLYEAR 2016
Unknown Cause | Patrol - found nothing | Other | Broken | [8 empty] | 1 | 0 | 0 | 0 | N/A | 0% | N/A | 0% | bar: FNLYEAR 2015
Unknown Cause | Patrol - found nothing | Pole-Wood | Burned/flashed | [8 empty] | 1 | 0 | 0.125 | 0 | None | 0% | All | 100% | bar: FNLYEAR 2017
Unknown Cause | Patrol - found nothing | Recloser | Normal | [8 empty] | 1 | 0.2 | 0.125 | 0.33333 | None | 0% | All | 100% | bar: FNLYEAR 2020
Unknown Cause | Patrol - found nothing | Recloser | Malfunctioning | [8 empty] | 1 | 0 | 0.125 | 0 | None | 0% | All | 100% | bar: FNLYEAR 2016
Unknown Cause | Patrol - found nothing | Sectionalizer | Normal | [8 empty] | 1 | 0 | 0.125 | 0 | None | 0% | All | 100% | bar: FNLYEAR 2015
Unknown Cause | Patrol - found nothing | Transformer | Failed/Faulted | FNLYEAR 2015: 4; FNLYEAR 2016: 2 | 6 | 0 | 0.75 | 0 | None | 0% | All | 100%
Unknown Cause | Patrol - found nothing | Transformer | Normal | [8 empty] | 1 | 0.2 | 0.125 | 0.33333 | None | 0% | All | 100% | bar: FNLYEAR 2021
Unknown Cause | Patrol - found nothing | Transformer | Broken | [8 empty] | 1 | 0 | 0.125 | 0 | None | 0% | All | 100% | bar: FNLYEAR 2015
Unknown Cause | Patrol - found nothing | Transformer | Burned/flashed | [8 empty] | 1 | 0 | 0.125 | 0 | None | 0% | All | 100% | bar: FNLYEAR 2015
Unknown Cause | Patrol - found nothing | Transformer (OH) | Failed/Faulted | [8 empty] | 1 | 0.2 | 0.125 | 0.33333 | None | 0% | All | 100% | bar: FNLYEAR 2022
Unknown Cause | Patrol - found nothing | (blank) | (blank) | 902 | 1282 | 1920 | 1477 | 2290 | 1763 | 2343 | 1735 | 13712 | 0 | 0 | 1947 | N/A | 0% | N/A | 0%
Unknown Cause | Patrol - found nothing | (blank) | Failed/Faulted | FNLYEAR 2015: 20; FNLYEAR 2016: 23; FNLYEAR 2017: 10; FNLYEAR 2019: 2 | 55 | 0 | 0 | 0 | N/A | 0% | N/A | 0%
Unknown Cause | Patrol - found nothing | (blank) | Burned Open | FNLYEAR 2015: 1; FNLYEAR 2016: 3 | 4 | 0 | 0 | 0 | N/A | 0% | N/A | 0%
Unknown Cause | Patrol - found nothing | (blank) | Normal | FNLYEAR 2015: 2; FNLYEAR 2016: 2 | 4 | 0 | 0 | 0 | N/A | 0% | N/A | 0%
Unknown Cause | Patrol - found nothing | (blank) | Broken | [8 empty] | 1 | 0 | 0 | 0 | N/A | 0% | N/A | 0% | bar: FNLYEAR 2016
Unknown Cause | Patrol - not conducted | Circuit Breaker | Malfunctioning | [8 empty] | 1 | 0 | 0 | 0 | N/A | 0% | N/A | 0% | bar: FNLYEAR 2018
Unknown Cause | Patrol - not conducted | Conductor, Overhead | Arcing | [8 empty] | 2 | 0.2 | 0.25 | 0.33333 | None | 0% | All | 100% | bar: FNLYEAR 2015; FNLYEAR 2022
Unknown Cause | Patrol - not conducted | Conductor, Overhead | Together | [8 empty] | 2 | 0.2 | 0.25 | 0.33333 | None | 0% | All | 100% | bar: FNLYEAR 2015; FNLYEAR 2022
Unknown Cause | Patrol - not conducted | Conductor, Overhead | Broken, wire on ground | [8 empty] | 2 | 0.4 | 0.25 | 0.33333 | None | 0% | All | 100% | bar: FNLYEAR 2019; FNLYEAR 2022
Unknown Cause | Patrol - not conducted | Customer Equipment | Malfunctioning | [8 empty] | 1 | 0.2 | 0.125 | 0.33333 | None | 0% | None | 0% | bar: FNLYEAR 2020
Unknown Cause | Patrol - not conducted | Cutout- fuse holder | Broken | [8 empty] | 1 | 0 | 0.125 | 0 | None | 0% | All | 100% | bar: FNLYEAR 2016
Unknown Cause | Patrol - not conducted | Pole-Wood | Broken | [8 empty] | 1 | 0 | 0.125 | 0 | None | 0% | All | 100% | bar: FNLYEAR 2016
Unknown Cause | Patrol - not conducted | Transformer | Malfunctioning | FNLYEAR 2016: 2 | 2 | 0 | 0.25 | 0 | None | 0% | All | 100%
Unknown Cause | Patrol - not conducted | Transformer | Failed/Faulted | FNLYEAR 2015: 2 | 2 | 0 | 0.25 | 0 | None | 0% | All | 100%
Unknown Cause | Patrol - not conducted | (blank) | (blank) | 173 | 260 | 385 | 217 | 430 | 226 | 325 | 219 | 2235 | 0 | 0 | 256.6667 | N/A | 0% | N/A | 0%
Unknown Cause | Patrol - not conducted | (blank) | Failed/Faulted | FNLYEAR 2015: 3; FNLYEAR 2016: 6 | 9 | 0 | 0 | 0 | N/A | 0% | N/A | 0%
Vegetation | Other ground vegetation | Conductor, Overhead | Normal | 2 | 3 | 7 | 6 | 8 | 1 | 4 | 9 | 40 | 5.6 | 5 | 4.6667 | None | 0% | All | 100%
Vegetation | Other ground vegetation | Conductor, Overhead | Together | [8 empty] | 1 | 0.2 | 0.125 | 0.33333 | None | 0% | All | 100% | bar: FNLYEAR 2022
Vegetation | Other ground vegetation | Conductor, Overhead | Broken | [8 empty] | 1 | 0.2 | 0.125 | 0 | None | 0% | All | 100% | bar: FNLYEAR 2018
Vegetation | Other ground vegetation | Conductor, Overhead | Contaminated | [8 empty] | 1 | 0 | 0.125 | 0 | None | 0% | All | 100% | bar: FNLYEAR 2017
Vegetation | Other ground vegetation | Crossarm, Wood | Broken | [8 empty] | 1 | 0 | 0.125 | 0 | None | 0% | All | 100% | bar: FNLYEAR 2015
Vegetation | Other ground vegetation | Cutout- fuse holder | Normal | [8 empty] | 1 | 0 | 0.125 | 0 | None | 0% | All | 100% | bar: FNLYEAR 2015
Vegetation | Other ground vegetation | Fuse | Failed/Faulted | [8 empty] | 3 | 0.4 | 0.375 | 0.33333 | None | 0% | All | 100% | bar: FNLYEAR 2016; FNLYEAR 2018; FNLYEAR 2022
Vegetation | Other ground vegetation | Fuse | Normal | [8 empty] | 2 | 0.4 | 0.25 | 0 | None | 0% | All | 100% | bar: FNLYEAR 2018 to FNLYEAR 2019
Vegetation | Other ground vegetation | Insulator | Arcing | [8 empty] | 1 | 0 | 0.125 | 0 | None | 0% | All | 100% | bar: FNLYEAR 2016
Vegetation | Other ground vegetation | Other | Normal | FNLYEAR 2015: 1; FNLYEAR 2018: 2; FNLYEAR 2019: 1 | 4 | 0 | 0 | 0 | N/A | 0% | N/A | 0%
Vegetation | Other ground vegetation | Pole-Wood | Normal | [8 empty] | 3 | 0.2 | 0.375 | 0.33333 | None | 0% | All | 100% | bar: FNLYEAR 2016 to FNLYEAR 2017; FNLYEAR 2021
Vegetation | Other ground vegetation | Pole-Wood | Broken | [8 empty] | 1 | 0.2 | 0.125 | 0.33333 | None | 0% | All | 100% | n/a | bar: FNLYEAR 2021
Vegetation | Other ground vegetation | Pothead(Riser Termination) | Burned/flashed | [8 empty] | 1 | 0.2 | 0.125 | 0 | None | 0% | All | 100% | bar: FNLYEAR 2018
Vegetation | Other ground vegetation | Secondary | Contaminated | [8 empty] | 1 | 0.2 | 0.125 | 0.33333 | None | 0% | High | 70% | bar: FNLYEAR 2022
Vegetation | Other ground vegetation | Secondary | Burned/flashed | [8 empty] | 1 | 0.2 | 0.125 | 0.33333 | None | 0% | High | 70% | bar: FNLYEAR 2022
Vegetation | Other ground vegetation | Transformer | Arcing | [8 empty] | 1 | 0.2 | 0.125 | 0.33333 | None | 0% | All | 100% | bar: FNLYEAR 2021
Vegetation | Other ground vegetation | Transformer | Broken, wire on ground | [8 empty] | 1 | 0.2 | 0.125 | 0.33333 | None | 0% | All | 100% | bar: FNLYEAR 2021
Vegetation | Other ground vegetation | Transformer | Broken | [8 empty] | 1 | 0.2 | 0.125 | 0.33333 | None | 0% | All | 100% | bar: FNLYEAR 2021
Vegetation | Other ground vegetation | Transformer (UG) | Broken | [8 empty] | 1 | 0 | 0 | 0.33333 | N/A | 0% | N/A | 0% | bar: FNLYEAR 2021
Vegetation | Tree - bark fell into line | Anchor or Guy | Broken | [8 empty] | 1 | 0 | 0.125 | 0 | None | 0% | All | 100% | bar: FNLYEAR 2017
Vegetation | Tree - bark fell into line | Conductor, Overhead | Normal | 12 | 25 | 31 | 19 | 38 | 19 | 38 | 17 | 199 | 26.2 | 24.875 | 24.6667 | None | 0% | All | 100%
Vegetation | Tree - bark fell into line | Conductor, Overhead | Broken, wire on ground | 8 | 9 | 11 | 5 | 10 | 6 | 9 | 4 | 62 | 6.8 | 7.75 | 6.3333 | None | 0% | All | 100%
Vegetation | Tree - bark fell into line | Conductor, Overhead | Together | 4 | 1 | 10 | 1 | 3 | 1 | 1 | 2 | 23 | 1.6 | 2.875 | 1.3333 | None | 0% | All | 100%
Vegetation | Tree - bark fell into line | Conductor, Overhead | Broken |  | 1 | 2 | 1 | 2 |  | 2 | 1 | 9 | 1.2 | 1.125 | 1 | None | 0% | All | 100%
Vegetation | Tree - bark fell into line | Conductor, Overhead | Arcing | [8 empty] | 2 | 0.2 | 0.25 | 0 | None | 0% | All | 100% | bar: FNLYEAR 2015; FNLYEAR 2019
Vegetation | Tree - bark fell into line | Conductor, Overhead | Failed/Faulted | [8 empty] | 2 | 0.4 | 0.25 | 0.33333 | None | 0% | All | 100% | bar: FNLYEAR 2019; FNLYEAR 2021
Vegetation | Tree - bark fell into line | Conductor, Overhead | Broken, wire on object | FNLYEAR 2017: 2 | 2 | 0 | 0.25 | 0 | None | 0% | All | 100%
Vegetation | Tree - bark fell into line | Conductor, Overhead | Burned/flashed | [8 empty] | 2 | 0.2 | 0.25 | 0 | None | 0% | All | 100% | bar: FNLYEAR 2017; FNLYEAR 2019
Vegetation | Tree - bark fell into line | Conductor, Overhead | On Ground | [8 empty] | 1 | 0 | 0.125 | 0 | None | 0% | All | 100% | bar: FNLYEAR 2017
Vegetation | Tree - bark fell into line | Conductor, Overhead | Deteriorated | [8 empty] | 1 | 0.2 | 0.125 | 0.33333 | None | 0% | All | 100% | bar: FNLYEAR 2020
Vegetation | Tree - bark fell into line | Conductor, Overhead | Contaminated | [8 empty] | 1 | 0 | 0.125 | 0 | None | 0% | All | 100% | bar: FNLYEAR 2015
Vegetation | Tree - bark fell into line | Connector or Splice (OH) | Normal | [8 empty] | 2 | 0.2 | 0.25 | 0.33333 | None | 0% | All | 100% | bar: FNLYEAR 2015; FNLYEAR 2022
Vegetation | Tree - bark fell into line | Connector or Splice (OH) | Broken | [8 empty] | 2 | 0.2 | 0.25 | 0 | None | 0% | All | 100% | bar: FNLYEAR 2017; FNLYEAR 2019
Vegetation | Tree - bark fell into line | Connector or Splice (OH) | Arcing | [8 empty] | 1 | 0 | 0.125 | 0 | None | 0% | All | 100% | bar: FNLYEAR 2017
Vegetation | Tree - bark fell into line | Connector or Splice (OH) | Burned/flashed | [8 empty] | 1 | 0 | 0.125 | 0 | None | 0% | All | 100% | bar: FNLYEAR 2015
Vegetation | Tree - bark fell into line | Crossarm, Wood | Broken | [8 empty] | 2 | 0.2 | 0.25 | 0.33333 | None | 0% | All | 100% | bar: FNLYEAR 2017; FNLYEAR 2021
Vegetation | Tree - bark fell into line | Crossarm, Wood | Broken, wire on ground | FNLYEAR 2021: 2 | 2 | 0.4 | 0.25 | 0.66667 | None | 0% | All | 100%
Vegetation | Tree - bark fell into line | Crossarm, Wood | Burned/flashed | [8 empty] | 1 | 0 | 0.125 | 0 | None | 0% | All | 100% | bar: FNLYEAR 2015
Vegetation | Tree - bark fell into line | Cutout- fuse holder | Broken | [8 empty] | 1 | 0 | 0.125 | 0 | None | 0% | All | 100% | bar: FNLYEAR 2017
Vegetation | Tree - bark fell into line | Cutout- fuse holder | Normal | [8 empty] | 1 | 0.2 | 0.125 | 0 | None | 0% | All | 100% | bar: FNLYEAR 2019
Vegetation | Tree - bark fell into line | Cutout- fuse holder | Failed/Faulted | [8 empty] | 1 | 0.2 | 0.125 | 0 | None | 0% | All | 100% | bar: FNLYEAR 2019
Vegetation | Tree - bark fell into line | Fuse | Failed/Faulted | 5 | 9 | 6 | 5 | 6 | 2 |  | 2 | 35 | 3 | 4.375 | 1.3333 | None | 0% | All | 100%
Vegetation | Tree - bark fell into line | Fuse | Normal | FNLYEAR 2016: 1; FNLYEAR 2017: 1; FNLYEAR 2019: 2; FNLYEAR 2021: 2 | 6 | 0.8 | 0.75 | 0.66667 | None | 0% | All | 100%
Vegetation | Tree - bark fell into line | Fuse | Burned Open | FNLYEAR 2020: 1; FNLYEAR 2022: 2 | 3 | 0.6 | 0.375 | 1 | None | 0% | All | 100%
Vegetation | Tree - bark fell into line | Insulator | Broken | [8 empty] | 1 | 0.2 | 0.125 | 0 | None | 0% | All | 100% | bar: FNLYEAR 2019
Vegetation | Tree - bark fell into line | Pole-Wood | Broken, wire on ground | FNLYEAR 2017: 1; FNLYEAR 2019: 4; FNLYEAR 2020: 1; FNLYEAR 2021: 2 | 8 | 1.4 | 1 | 1 | None | 0% | All | 100%
Vegetation | Tree - bark fell into line | Pole-Wood | Broken | FNLYEAR 2017: 1; FNLYEAR 2021: 1; FNLYEAR 2022: 2 | 4 | 0.6 | 0.5 | 1 | None | 0% | All | 100%
Vegetation | Tree - bark fell into line | Recloser | Normal | [8 empty] | 1 | 0.2 | 0.125 | 0 | None | 0% | All | 100% | bar: FNLYEAR 2019
Vegetation | Tree - bark fell into line | Secondary | Broken | FNLYEAR 2016: 1; FNLYEAR 2019: 2; FNLYEAR 2020: 1 | 4 | 0.6 | 0.5 | 0.33333 | None | 0% | Medium | 40%
Vegetation | Tree - bark fell into line | Secondary | Broken, wire on ground | [8 empty] | 2 | 0.2 | 0.25 | 0 | None | 0% | Medium | 40% | bar: FNLYEAR 2017; FNLYEAR 2019
Vegetation | Tree - bark fell into line | Secondary | On Ground | [8 empty] | 1 | 0 | 0.125 | 0 | None | 0% | Medium | 40% | bar: FNLYEAR 2015
Vegetation | Tree - bark fell into line | Secondary | Together | [8 empty] | 1 | 0 | 0.125 | 0 | None | 0% | High | 70% | bar: FNLYEAR 2017
Vegetation | Tree - bark fell into line | Secondary | Broken, wire on object | [8 empty] | 1 | 0 | 0.125 | 0 | None | 0% | Medium | 40% | bar: FNLYEAR 2016
Vegetation | Tree - bark fell into line | Service conductor | Broken, wire on ground | [8 empty] | 2 | 0.2 | 0.25 | 0.33333 | None | 0% | Medium | 40% | bar: FNLYEAR 2015; FNLYEAR 2022
Vegetation | Tree - bark fell into line | Service conductor | Normal | [8 empty] | 1 | 0.2 | 0.125 | 0 | None | 0% | High | 70% | bar: FNLYEAR 2019
Vegetation | Tree - bark fell into line | Service conductor | Broken | [8 empty] | 1 | 0.2 | 0.125 | 0.33333 | None | 0% | Medium | 40% | bar: FNLYEAR 2021
Vegetation | Tree - bark fell into line | Transformer | Broken | FNLYEAR 2016: 2; FNLYEAR 2019: 2; FNLYEAR 2022: 1 | 5 | 0.6 | 0.625 | 0.33333 | None | 0% | All | 100%
Vegetation | Tree - bark fell into line | Transformer | Bent or Twisted | [8 empty] | 2 | 0.4 | 0.25 | 0.66667 | None | 0% | All | 100% | bar: FNLYEAR 2020; FNLYEAR 2022
Vegetation | Tree - bark fell into line | Transformer | Failed/Faulted | [8 empty] | 2 | 0.2 | 0.25 | 0.33333 | None | 0% | All | 100% | bar: FNLYEAR 2017; FNLYEAR 2020
Vegetation | Tree - bark fell into line | Transformer | Broken, wire on ground | [8 empty] | 2 | 0.4 | 0.25 | 0.33333 | None | 0% | All | 100% | bar: FNLYEAR 2019; FNLYEAR 2022
Vegetation | Tree - bark fell into line | Transformer | Normal | [8 empty] | 1 | 0.2 | 0.125 | 0.33333 | None | 0% | All | 100% | bar: FNLYEAR 2022
Vegetation | Tree - bark fell into line | Transformer (OH) | Normal | 1 | 1 |  | 1 |  | 1 | 2 |  | 6 | 0.8 | 0.75 | 1 | None | 0% | All | 100%
Vegetation | Tree - bark fell into line | Transformer (OH) | Broken | FNLYEAR 2017: 2; FNLYEAR 2019: 1; FNLYEAR 2022: 1 | 4 | 0.4 | 0.5 | 0.33333 | None | 0% | All | 100%
Vegetation | Tree - bark fell into line | Transformer (OH) | Leaking | [8 empty] | 1 | 0.2 | 0.125 | 0.33333 | None | 0% | All | 100% | bar: FNLYEAR 2020
Vegetation | Tree - bark fell into line | (blank) | Failed/Faulted | [8 empty] | 1 | 0 | 0 | 0 | N/A | 0% | N/A | 0% | bar: FNLYEAR 2016
Vegetation | Tree - branch fell on line | Anchor or Guy | Normal | FNLYEAR 2021: 2 | 2 | 0.4 | 0.25 | 0.66667 | None | 0% | All | 100%
Vegetation | Tree - branch fell on line | Anchor or Guy | Broken | [8 empty] | 2 | 0.4 | 0.25 | 0.33333 | None | 0% | All | 100% | bar: FNLYEAR 2019 to FNLYEAR 2020
Vegetation | Tree - branch fell on line | Bushing | Broken | FNLYEAR 2015: 1; FNLYEAR 2019: 2; FNLYEAR 2022: 3 | 6 | 1 | 0.75 | 1 | None | 0% | All | 100%
Vegetation | Tree - branch fell on line | Bushing | Normal | [8 empty] | 2 | 0 | 0.25 | 0 | None | 0% | All | 100% | bar: FNLYEAR 2016 to FNLYEAR 2017
Vegetation | Tree - branch fell on line | Bushing | Broken, wire on ground | [8 empty] | 1 | 0.2 | 0.125 | 0.33333 | None | 0% | All | 100% | bar: FNLYEAR 2021
Vegetation | Tree - branch fell on line | Capacitor | Broken, wire on ground | [8 empty] | 1 | 0.2 | 0.125 | 0 | None | 0% | All | 100% | bar: FNLYEAR 2019
Vegetation | Tree - branch fell on line | Conductor, Overhead | Normal | 194 | 298 | 490 | 282 | 594 | 371 | 557 | 327 | 3113 | 426.2 | 389.125 | 418.3333 | None | 0% | All | 100%
Vegetation | Tree - branch fell on line | Conductor, Overhead | Broken, wire on ground | 132 | 145 | 229 | 111 | 231 | 148 | 215 | 115 | 1326 | 164 | 165.75 | 159.3333 | None | 0% | All | 100%
Vegetation | Tree - branch fell on line | Conductor, Overhead | Together | 18 | 28 | 63 | 44 | 81 | 33 | 38 | 15 | 320 | 42.2 | 40 | 28.6667 | None | 0% | All | 100%
Vegetation | Tree - branch fell on line | Conductor, Overhead | Broken | 9 | 8 | 9 | 12 | 13 | 3 | 13 | 8 | 75 | 9.8 | 9.375 | 8 | None | 0% | All | 100%
Vegetation | Tree - branch fell on line | Conductor, Overhead | On Ground | 12 | 8 | 13 | 2 | 6 | 2 | 8 | 3 | 54 | 4.2 | 6.75 | 4.3333 | None | 0% | All | 100%
Vegetation | Tree - branch fell on line | Conductor, Overhead | Arcing | 5 | 5 | 11 | 5 | 6 | 4 | 7 | 5 | 48 | 5.4 | 6 | 5.3333 | None | 0% | All | 100%
Vegetation | Tree - branch fell on line | Conductor, Overhead | Burned/flashed | 5 | 1 | 8 | 3 | 7 | 3 | 2 | 3 | 32 | 3.6 | 4 | 2.6667 | None | 0% | All | 100%
Vegetation | Tree - branch fell on line | Conductor, Overhead | Broken, wire on object | 3 | 3 | 13 | 2 | 3 | 3 | 3 | 1 | 31 | 2.4 | 3.875 | 2.3333 | None | 0% | All | 100%
Vegetation | Tree - branch fell on line | Conductor, Overhead | Bent or Twisted | 2 | 2 | 4 | 2 | 9 | 3 | 5 | 4 | 31 | 4.6 | 3.875 | 4 | None | 0% | All | 100%
Vegetation | Tree - branch fell on line | Conductor, Overhead | Contaminated |  | 2 | 6 |  | 1 | 3 | 2 | 2 | 16 | 1.6 | 2 | 2.3333 | None | 0% | All | 100%
Vegetation | Tree - branch fell on line | Conductor, Overhead | Deteriorated | 1 |  | 2 |  | 3 | 4 | 2 | 3 | 15 | 2.4 | 1.875 | 3 | None | 0% | All | 100%
Vegetation | Tree - branch fell on line | Conductor, Overhead | Annealed | FNLYEAR 2019: 2 | 2 | 0.4 | 0.25 | 0 | None | 0% | All | 100%
Vegetation | Tree - branch fell on line | Conductor, Overhead | Failed/Faulted | [8 empty] | 1 | 0 | 0.125 | 0 | None | 0% | All | 100% | bar: FNLYEAR 2017
Vegetation | Tree - branch fell on line | Conductor, Overhead | Malfunctioning | [8 empty] | 1 | 0 | 0.125 | 0 | None | 0% | All | 100% | bar: FNLYEAR 2015
Vegetation | Tree - branch fell on line | Conductor, Underground | Normal | FNLYEAR 2015: 2; FNLYEAR 2016: 1; FNLYEAR 2020: 1; FNLYEAR 2022: 1 | 5 | 0.4 | 0.625 | 0.66667 | None | 0% | All | 100%
Vegetation | Tree - branch fell on line | Connector or Splice (OH) | Broken |  |  | 1 | 2 | 6 | 1 | 2 |  | 12 | 2.2 | 1.5 | 1 | None | 0% | All | 100%
Vegetation | Tree - branch fell on line | Connector or Splice (OH) | Broken, wire on ground |  | 1 | 2 |  | 3 | 3 | 1 | 2 | 12 | 1.8 | 1.5 | 2 | None | 0% | All | 100%
Vegetation | Tree - branch fell on line | Connector or Splice (OH) | Normal | 1 |  | 1 | 1 | 2 |  |  | 1 | 6 | 0.8 | 0.75 | 0.33333 | None | 0% | All | 100%
Vegetation | Tree - branch fell on line | Connector or Splice (OH) | Burned/flashed | [8 empty] | 1 | 0.2 | 0.125 | 0 | None | 0% | All | 100% | bar: FNLYEAR 2018
Vegetation | Tree - branch fell on line | Connector or Splice (OH) | Broken, wire on object | [8 empty] | 1 | 0 | 0.125 | 0 | None | 0% | All | 100% | bar: FNLYEAR 2015
Vegetation | Tree - branch fell on line | Crossarm, Steel | Broken, wire on ground | [8 empty] | 1 | 0.2 | 0.125 | 0.33333 | None | 0% | All | 100% | bar: FNLYEAR 2020
Vegetation | Tree - branch fell on line | Crossarm, Wood | Broken | 6 | 4 | 14 | 3 | 20 | 9 | 9 | 7 | 72 | 9.6 | 9 | 8.3333 | None | 0% | All | 100%
Vegetation | Tree - branch fell on line | Crossarm, Wood | Broken, wire on ground | 1 | 2 | 5 | 3 | 10 | 10 | 6 | 2 | 39 | 6.2 | 4.875 | 6 | None | 0% | All | 100%
Vegetation | Tree - branch fell on line | Crossarm, Wood | Broken, wire on object | FNLYEAR 2015: 1; FNLYEAR 2017: 2; FNLYEAR 2018: 2; FNLYEAR 2022: 1 | 6 | 0.6 | 0.75 | 0.33333 | None | 0% | All | 100%
Vegetation | Tree - branch fell on line | Crossarm, Wood | Normal | [8 empty] | 1 | 0.2 | 0.125 | 0.33333 | None | 0% | All | 100% | bar: FNLYEAR 2021
Vegetation | Tree - branch fell on line | Crossarm, Wood | Burned/flashed | [8 empty] | 1 | 0.2 | 0.125 | 0 | None | 0% | All | 100% | bar: FNLYEAR 2019
Vegetation | Tree - branch fell on line | Customer Equipment | Normal | [8 empty] | 1 | 0.2 | 0.125 | 0 | None | 0% | All | 100% | bar: FNLYEAR 2019
Vegetation | Tree - branch fell on line | Customer Equipment | Broken | [8 empty] | 1 | 0 | 0.125 | 0 | None | 0% | All | 100% | bar: FNLYEAR 2017
Vegetation | Tree - branch fell on line | Cutout- fuse holder | Broken | 1 | 4 | 2 | 1 | 1 |  | 2 | 2 | 13 | 1.2 | 1.625 | 1.3333 | None | 0% | All | 100%
Vegetation | Tree - branch fell on line | Cutout- fuse holder | Normal | FNLYEAR 2017: 2; FNLYEAR 2020: 1; FNLYEAR 2021: 1; FNLYEAR 2022: 2 | 6 | 0.8 | 0.75 | 1.3333 | None | 0% | All | 100%
Vegetation | Tree - branch fell on line | Cutout- fuse holder | Failed/Faulted | FNLYEAR 2015: 1; FNLYEAR 2016: 2; FNLYEAR 2017: 1 | 4 | 0 | 0.5 | 0 | None | 0% | All | 100%
Vegetation | Tree - branch fell on line | Cutout- fuse holder | Burned/flashed | [8 empty] | 2 | 0.4 | 0.25 | 0.66667 | None | 0% | All | 100% | bar: FNLYEAR 2021 to FNLYEAR 2022
Vegetation | Tree - branch fell on line | Cutout- fuse holder | Broken, wire on ground | [8 empty] | 1 | 0.2 | 0.125 | 0.33333 | None | 0% | All | 100% | bar: FNLYEAR 2021
Vegetation | Tree - branch fell on line | Fuse | Failed/Faulted | 41 | 63 | 122 | 58 | 82 | 35 | 2 | 8 | 411 | 37 | 51.375 | 15 | None | 0% | All | 100%
Vegetation | Tree - branch fell on line | Fuse | Normal | 13 | 7 | 9 | 8 | 9 |  | 5 | 5 | 56 | 5.4 | 7 | 3.3333 | None | 0% | All | 100%
Vegetation | Tree - branch fell on line | Fuse | Burned Open | FNLYEAR 2017: 1; FNLYEAR 2020: 3; FNLYEAR 2021: 7; FNLYEAR 2022: 2 | 13 | 2.4 | 1.625 | 4 | None | 0% | All | 100%
Vegetation | Tree - branch fell on line | Fuse | Broken | 1 |  | 1 | 1 | 1 |  | 3 |  | 7 | 1 | 0.875 | 1 | None | 0% | All | 100%
Vegetation | Tree - branch fell on line | Fuse | On Ground | [8 empty] | 1 | 0 | 0.125 | 0 | None | 0% | All | 100% | bar: FNLYEAR 2015
Vegetation | Tree - branch fell on line | Insulator | Broken | 1 | 3 | 4 | 2 | 5 | 3 | 4 | 3 | 25 | 3.4 | 3.125 | 3.3333 | None | 0% | All | 100%
Vegetation | Tree - branch fell on line | Insulator | Burned/flashed | FNLYEAR 2017: 2; FNLYEAR 2019: 1 | 3 | 0.2 | 0.375 | 0 | None | 0% | All | 100%
Vegetation | Tree - branch fell on line | Insulator | Normal | [8 empty] | 2 | 0.4 | 0.25 | 0.66667 | None | 0% | All | 100% | bar: FNLYEAR 2021 to FNLYEAR 2022
Vegetation | Tree - branch fell on line | Insulator | Broken, wire on ground | [8 empty] | 2 | 0.4 | 0.25 | 0.33333 | None | 0% | All | 100% | bar: FNLYEAR 2019 to FNLYEAR 2020
Vegetation | Tree - branch fell on line | Insulator | Broken, wire on object | [8 empty] | 1 | 0 | 0.125 | 0 | None | 0% | All | 100% | bar: FNLYEAR 2017
Vegetation | Tree - branch fell on line | Jumper | Broken |  | 3 | 1 | 3 | 1 |  | 4 | 3 | 15 | 2.2 | 1.875 | 2.3333 | None | 0% | All | 100%
Vegetation | Tree - branch fell on line | Jumper | Burned Open | 1 | 1 | 2 |  |  |  | 1 | 1 | 6 | 0.4 | 0.75 | 0.66667 | None | 0% | All | 100%
Vegetation | Tree - branch fell on line | Jumper | Normal | FNLYEAR 2017: 1; FNLYEAR 2019: 2 | 3 | 0.4 | 0.375 | 0 | None | 0% | All | 100%
Vegetation | Tree - branch fell on line | Jumper | Bent or Twisted | [8 empty] | 1 | 0 | 0.125 | 0 | None | 0% | All | 100% | bar: FNLYEAR 2016
Vegetation | Tree - branch fell on line | Jumper | Broken, wire on ground | [8 empty] | 1 | 0.2 | 0.125 | 0 | None | 0% | All | 100% | bar: FNLYEAR 2019
Vegetation | Tree - branch fell on line | Lightning Arrestor | Normal | [8 empty] | 2 | 0 | 0.25 | 0 | None | 0% | All | 100% | bar: FNLYEAR 2015; FNLYEAR 2017
Vegetation | Tree - branch fell on line | Lightning Arrestor | Broken | [8 empty] | 1 | 0 | 0.125 | 0 | None | 0% | All | 100% | bar: FNLYEAR 2017
Vegetation | Tree - branch fell on line | Other | Broken | FNLYEAR 2016: 1; FNLYEAR 2018: 2; FNLYEAR 2019: 1; FNLYEAR 2020: 3 | 7 | 0 | 0 | 1 | N/A | 0% | N/A | 0%
Vegetation | Tree - branch fell on line | Other | Normal | FNLYEAR 2015: 1; FNLYEAR 2019: 1; FNLYEAR 2020: 1; FNLYEAR 2021: 2 | 5 | 0 | 0 | 1 | N/A | 0% | N/A | 0%
Vegetation | Tree - branch fell on line | Other | On Ground | [8 empty] | 1 | 0 | 0 | 0 | N/A | 0% | N/A | 0% | bar: FNLYEAR 2019
Vegetation | Tree - branch fell on line | Other | Bent or Twisted | [8 empty] | 1 | 0 | 0 | 0 | N/A | 0% | N/A | 0% | bar: FNLYEAR 2016
Vegetation | Tree - branch fell on line | Other | Broken, wire on object | [8 empty] | 1 | 0 | 0 | 0.33333 | N/A | 0% | N/A | 0% | bar: FNLYEAR 2020
Vegetation | Tree - branch fell on line | Pole - Tower, steel | Normal | FNLYEAR 2019: 2 | 2 | 0.4 | 0.25 | 0 | None | 0% | All | 100%
Vegetation | Tree - branch fell on line | Pole-Wood | Broken, wire on ground | 3 | 7 | 6 | 8 | 11 | 8 | 14 | 7 | 64 | 9.6 | 8 | 9.6667 | None | 0% | All | 100%
Vegetation | Tree - branch fell on line | Pole-Wood | Broken | 3 | 8 | 6 | 3 | 8 | 6 | 10 | 9 | 53 | 7.2 | 6.625 | 8.3333 | None | 0% | All | 100%
Vegetation | Tree - branch fell on line | Pole-Wood | Broken, wire on object | [8 empty] | 2 | 0.4 | 0.25 | 0.33333 | None | 0% | All | 100% | bar: FNLYEAR 2018; FNLYEAR 2022
Vegetation | Tree - branch fell on line | Pothead(Riser Termination) | Normal | [8 empty] | 1 | 0.2 | 0.125 | 0.33333 | None | 0% | All | 100% | bar: FNLYEAR 2020
Vegetation | Tree - branch fell on line | Pothead(Riser Termination) | Failed/Faulted | [8 empty] | 1 | 0.2 | 0.125 | 0 | None | 0% | All | 100% | bar: FNLYEAR 2019
Vegetation | Tree - branch fell on line | Recloser | Normal |  |  | 1 | 2 | 5 | 1 |  | 1 | 10 | 1.8 | 1.25 | 0.66667 | None | 0% | All | 100%
Vegetation | Tree - branch fell on line | Secondary | Normal | 4 | 3 | 2 | 2 | 8 | 3 | 8 | 10 | 40 | 6.2 | 5 | 7 | None | 0% | High | 70%
Vegetation | Tree - branch fell on line | Secondary | Broken, wire on ground | 1 | 4 | 7 | 4 | 7 | 5 | 3 | 3 | 34 | 4.4 | 4.25 | 3.6667 | None | 0% | Medium | 40%
Vegetation | Tree - branch fell on line | Secondary | Broken | 4 | 4 | 1 | 1 | 7 | 2 | 5 | 5 | 29 | 4 | 3.625 | 4 | None | 0% | Medium | 40%
Vegetation | Tree - branch fell on line | Secondary | Together | 1 | 2 | 2 |  | 1 | 1 | 2 | 1 | 10 | 1 | 1.25 | 1.3333 | None | 0% | High | 70%
Vegetation | Tree - branch fell on line | Secondary | Bent or Twisted | FNLYEAR 2017: 1; FNLYEAR 2018: 2; FNLYEAR 2019: 2 | 5 | 0.8 | 0.625 | 0 | None | 0% | High | 70%
Vegetation | Tree - branch fell on line | Secondary | Broken, wire on object | FNLYEAR 2017: 2; FNLYEAR 2018: 1; FNLYEAR 2022: 1 | 4 | 0.4 | 0.5 | 0.33333 | None | 0% | Medium | 40%
Vegetation | Tree - branch fell on line | Secondary | On Ground | FNLYEAR 2016: 1; FNLYEAR 2017: 2 | 3 | 0 | 0.375 | 0 | None | 0% | Medium | 40%
Vegetation | Tree - branch fell on line | Secondary | Arcing | [8 empty] | 3 | 0.2 | 0.375 | 0.33333 | None | 0% | High | 70% | bar: FNLYEAR 2016 to FNLYEAR 2017; FNLYEAR 2021
Vegetation | Tree - branch fell on line | Secondary | Annealed | [8 empty] | 1 | 0.2 | 0.125 | 0.33333 | None | 0% | All | 100% | bar: FNLYEAR 2022
Vegetation | Tree - branch fell on line | Secondary | Deteriorated | [8 empty] | 1 | 0 | 0.125 | 0 | None | 0% | High | 70% | bar: FNLYEAR 2016
Vegetation | Tree - branch fell on line | Service conductor | Broken, wire on ground | 1 | 3 | 6 | 6 | 7 | 9 | 6 | 6 | 44 | 6.8 | 5.5 | 7 | None | 0% | Medium | 40%
Vegetation | Tree - branch fell on line | Service conductor | Broken | 1 | 4 | 3 | 2 | 7 | 5 | 5 | 4 | 31 | 4.6 | 3.875 | 4.6667 | None | 0% | Medium | 40%
Vegetation | Tree - branch fell on line | Service conductor | Normal | FNLYEAR 2015: 2; FNLYEAR 2019: 1; FNLYEAR 2021: 2; FNLYEAR 2022: 2 | 7 | 1 | 0.875 | 1.3333 | None | 0% | High | 70%
Vegetation | Tree - branch fell on line | Service conductor | Broken, wire on object | FNLYEAR 2017: 2; FNLYEAR 2019: 2; FNLYEAR 2021: 1 | 5 | 0.6 | 0.625 | 0.33333 | None | 0% | Medium | 40%
Vegetation | Tree - branch fell on line | Service conductor | Together | FNLYEAR 2016: 2; FNLYEAR 2022: 1 | 3 | 0.2 | 0.375 | 0.33333 | None | 0% | High | 70%
Vegetation | Tree - branch fell on line | Service conductor | On Ground | [8 empty] | 1 | 0 | 0.125 | 0 | None | 0% | Medium | 40% | bar: FNLYEAR 2017
Vegetation | Tree - branch fell on line | Switch (OH) | Normal | FNLYEAR 2017: 1; FNLYEAR 2019: 2; FNLYEAR 2021: 1 | 4 | 0.6 | 0.5 | 0.33333 | None | 0% | All | 100%
Vegetation | Tree - branch fell on line | Switch (OH) | Failed/Faulted | [8 empty] | 2 | 0.2 | 0.25 | 0 | None | 0% | All | 100% | bar: FNLYEAR 2017; FNLYEAR 2019
Vegetation | Tree - branch fell on line | Switch (OH) | Broken | [8 empty] | 1 | 0.2 | 0.125 | 0 | None | 0% | All | 100% | bar: FNLYEAR 2018
Vegetation | Tree - branch fell on line | Transformer | Broken, wire on ground | 1 | 7 | 4 | 1 | 11 | 3 | 6 | 3 | 36 | 4.8 | 4.5 | 4 | None | 0% | All | 100%
Vegetation | Tree - branch fell on line | Transformer | Failed/Faulted | 3 | 2 | 4 | 6 | 6 | 3 | 2 | 3 | 29 | 4 | 3.625 | 2.6667 | None | 0% | All | 100%
Vegetation | Tree - branch fell on line | Transformer | Broken |  | 2 | 4 | 2 | 6 | 7 | 4 | 3 | 28 | 4.4 | 3.5 | 4.6667 | None | 0% | All | 100%
Vegetation | Tree - branch fell on line | Transformer | Normal | FNLYEAR 2017: 6; FNLYEAR 2019: 1; FNLYEAR 2020: 1; FNLYEAR 2021: 6 | 14 | 1.6 | 1.75 | 2.3333 | None | 0% | All | 100%
Vegetation | Tree - branch fell on line | Transformer | Leaking |  | 1 | 4 | 2 | 1 | 1 | 1 |  | 10 | 1 | 1.25 | 0.66667 | None | 0% | All | 100%
Vegetation | Tree - branch fell on line | Transformer | (blank) | FNLYEAR 2017: 2; FNLYEAR 2019: 2 | 4 | 0.4 | 0.5 | 0 | None | 0% | All | 100%
Vegetation | Tree - branch fell on line | Transformer | Together | [8 empty] | 3 | 0.4 | 0.375 | 0.66667 | None | 0% | All | 100% | bar: FNLYEAR 2017; FNLYEAR 2021 to FNLYEAR 2022
Vegetation | Tree - branch fell on line | Transformer | Bent or Twisted | FNLYEAR 2019: 2; FNLYEAR 2022: 1 | 3 | 0.6 | 0.375 | 0.33333 | None | 0% | All | 100%
Vegetation | Tree - branch fell on line | Transformer | Burned/flashed | [8 empty] | 3 | 0.6 | 0.375 | 0.66667 | None | 0% | All | 100% | bar: FNLYEAR 2019; FNLYEAR 2021 to FNLYEAR 2022
Vegetation | Tree - branch fell on line | Transformer | Deteriorated | [8 empty] | 2 | 0.2 | 0.25 | 0.33333 | None | 0% | All | 100% | bar: FNLYEAR 2015; FNLYEAR 2021
Vegetation | Tree - branch fell on line | Transformer | Broken, wire on object | [8 empty] | 2 | 0.2 | 0.25 | 0 | None | 0% | All | 100% | bar: FNLYEAR 2015; FNLYEAR 2018
Vegetation | Tree - branch fell on line | Transformer | On Ground | [8 empty] | 2 | 0.4 | 0.25 | 0.66667 | None | 0% | All | 100% | bar: FNLYEAR 2020; FNLYEAR 2022
Vegetation | Tree - branch fell on line | Transformer | Burned Open | [8 empty] | 1 | 0.2 | 0.125 | 0 | None | 0% | All | 100% | bar: FNLYEAR 2018
Vegetation | Tree - branch fell on line | Transformer | Arcing | [8 empty] | 1 | 0.2 | 0.125 | 0.33333 | None | 0% | All | 100% | bar: FNLYEAR 2021
Vegetation | Tree - branch fell on line | Transformer (OH) | Normal |  | 1 | 3 | 2 | 11 | 7 | 14 | 4 | 42 | 7.6 | 5.25 | 8.3333 | None | 0% | All | 100%
Vegetation | Tree - branch fell on line | Transformer (OH) | Broken |  | 3 | 2 | 3 | 4 | 5 | 4 | 2 | 23 | 3.6 | 2.875 | 3.6667 | None | 0% | All | 100%
Vegetation | Tree - branch fell on line | Transformer (OH) | Failed/Faulted | 2 | 2 | 4 |  | 2 | 3 | 4 | 3 | 20 | 2.4 | 2.5 | 3.3333 | None | 0% | All | 100%
Vegetation | Tree - branch fell on line | Transformer (OH) | Broken, wire on ground | FNLYEAR 2020: 2; FNLYEAR 2021: 5; FNLYEAR 2022: 2 | 9 | 1.8 | 1.125 | 3 | None | 0% | All | 100%
Vegetation | Tree - branch fell on line | Transformer (OH) | Burned/flashed | [8 empty] | 2 | 0.4 | 0.25 | 0.33333 | None | 0% | All | 100% | bar: FNLYEAR 2019; FNLYEAR 2021
Vegetation | Tree - branch fell on line | Transformer (OH) | Leaking | [8 empty] | 2 | 0.2 | 0.25 | 0.33333 | None | 0% | All | 100% | bar: FNLYEAR 2016; FNLYEAR 2020
Vegetation | Tree - branch fell on line | Transformer (OH) | (blank) | [8 empty] | 1 | 0.2 | 0.125 | 0.33333 | None | 0% | All | 100% | bar: FNLYEAR 2021
Vegetation | Tree - branch fell on line | Woodpin | Broken | [8 empty] | 3 | 0.2 | 0.375 | 0.33333 | None | 0% | All | 100% | bar: FNLYEAR 2016 to FNLYEAR 2017; FNLYEAR 2020
Vegetation | Tree - branch fell on line | (blank) | Failed/Faulted |  | 3 | 2 | 1 | 1 |  | 3 |  | 10 | 0 | 0 | 1 | N/A | 0% | N/A | 0%
Vegetation | Tree - branch fell on line | (blank) | (blank) | [8 empty] | 2 | 0 | 0 | 0.33333 | N/A | 0% | N/A | 0% | bar: FNLYEAR 2016; FNLYEAR 2020
Vegetation | Tree - branch fell on line | (blank) | Burned Open | [8 empty] | 2 | 0 | 0 | 0.33333 | N/A | 0% | N/A | 0% | bar: FNLYEAR 2017; FNLYEAR 2020
Vegetation | Tree - branch fell on line | (blank) | Broken | [8 empty] | 1 | 0 | 0 | 0 | N/A | 0% | N/A | 0% | bar: FNLYEAR 2018
Vegetation | Tree - branch fell on line | Cutout, Fused, Distribution | Failed/Faulted | [8 empty] | 1 | 0 | 0.125 | 0 | None | 0% | All | 100% | bar: FNLYEAR 2015
Vegetation | Tree - cutting, 3rd party | Conductor, Overhead | Broken, wire on ground | FNLYEAR 2015: 9 | 9 | 0 | 1.125 | 0 | None | 0% | All | 100%
Vegetation | Tree - cutting, 3rd party | Conductor, Overhead | Together | [8 empty] | 1 | 0 | 0.125 | 0 | None | 0% | All | 100% | bar: FNLYEAR 2015
Vegetation | Tree - cutting, 3rd party | Crossarm, Wood | Broken | [8 empty] | 1 | 0 | 0.125 | 0 | None | 0% | All | 100% | bar: FNLYEAR 2015
Vegetation | Tree - cutting, PG&E contractor | Anchor or Guy | Broken | [8 empty] | 1 | 0 | 0.125 | 0 | None | 0% | All | 100% | bar: FNLYEAR 2017
Vegetation | Tree - cutting, PG&E contractor | Conductor, Overhead | Normal | 5 | 7 | 10 | 12 | 20 | 12 | 17 | 12 | 95 | 14.6 | 11.875 | 13.6667 | None | 0% | All | 100%
Vegetation | Tree - cutting, PG&E contractor | Conductor, Overhead | Broken, wire on ground | 5 | 7 | 5 | 3 | 3 | 4 | 3 | 5 | 35 | 3.6 | 4.375 | 4 | None | 0% | All | 100%
Vegetation | Tree - cutting, PG&E contractor | Conductor, Overhead | Together | FNLYEAR 2016: 2; FNLYEAR 2017: 1; FNLYEAR 2018: 1; FNLYEAR 2020: 2 | 6 | 0.6 | 0.75 | 0.66667 | None | 0% | All | 100%
Vegetation | Tree - cutting, PG&E contractor | Conductor, Overhead | Broken | FNLYEAR 2019: 2 | 2 | 0.4 | 0.25 | 0 | None | 0% | All | 100%
Vegetation | Tree - cutting, PG&E contractor | Conductor, Overhead | Burned/flashed | [8 empty] | 2 | 0.2 | 0.25 | 0 | None | 0% | All | 100% | bar: FNLYEAR 2015; FNLYEAR 2019
Vegetation | Tree - cutting, PG&E contractor | Conductor, Overhead | Annealed | [8 empty] | 1 | 0 | 0.125 | 0 | None | 0% | All | 100% | bar: FNLYEAR 2016
Vegetation | Tree - cutting, PG&E contractor | Conductor, Overhead | On Ground | [8 empty] | 1 | 0.2 | 0.125 | 0.33333 | None | 0% | All | 100% | bar: FNLYEAR 2021
Vegetation | Tree - cutting, PG&E contractor | Conductor, Overhead | Contaminated | [8 empty] | 1 | 0.2 | 0.125 | 0.33333 | None | 0% | All | 100% | bar: FNLYEAR 2022
Vegetation | Tree - cutting, PG&E contractor | Conductor, Overhead | Arcing | [8 empty] | 1 | 0 | 0.125 | 0 | None | 0% | All | 100% | bar: FNLYEAR 2015
Vegetation | Tree - cutting, PG&E contractor | Connector or Splice (OH) | Normal | [8 empty] | 1 | 0.2 | 0.125 | 0 | None | 0% | All | 100% | bar: FNLYEAR 2018
Vegetation | Tree - cutting, PG&E contractor | Crossarm, Wood | Broken, wire on ground | FNLYEAR 2019: 1; FNLYEAR 2020: 2 | 3 | 0.6 | 0.375 | 0.66667 | None | 0% | All | 100%
Vegetation | Tree - cutting, PG&E contractor | Crossarm, Wood | Broken | [8 empty] | 3 | 0.2 | 0.375 | 0.33333 | None | 0% | All | 100% | bar: FNLYEAR 2015 to FNLYEAR 2016; FNLYEAR 2020
Vegetation | Tree - cutting, PG&E contractor | Fuse | Failed/Faulted | FNLYEAR 2015: 1; FNLYEAR 2018: 2; FNLYEAR 2019: 2 | 5 | 0.8 | 0.625 | 0 | None | 0% | All | 100%
Vegetation | Tree - cutting, PG&E contractor | Insulator | Broken | [8 empty] | 1 | 0.2 | 0.125 | 0 | None | 0% | All | 100% | bar: FNLYEAR 2018
Vegetation | Tree - cutting, PG&E contractor | Other | Normal | [8 empty] | 2 | 0 | 0 | 0 | N/A | 0% | N/A | 0% | bar: FNLYEAR 2015; FNLYEAR 2018
Vegetation | Tree - cutting, PG&E contractor | Other | Broken | [8 empty] | 1 | 0 | 0 | 0.33333 | N/A | 0% | N/A | 0% | bar: FNLYEAR 2020
Vegetation | Tree - cutting, PG&E contractor | Pole-Wood | Broken | 2 | 1 | 1 | 1 | 1 | 1 |  |  | 7 | 0.6 | 0.875 | 0.33333 | None | 0% | All | 100%
Vegetation | Tree - cutting, PG&E contractor | Pole-Wood | Broken, wire on ground | [8 empty] | 4 | 0.4 | 0.5 | 0.33333 | None | 0% | All | 100% | bar: FNLYEAR 2016 to FNLYEAR 2017; FNLYEAR 2019; FNLYEAR 2022
Vegetation | Tree - cutting, PG&E contractor | Recloser | Normal | [8 empty] | 1 | 0.2 | 0.125 | 0.33333 | None | 0% | All | 100% | bar: FNLYEAR 2021
Vegetation | Tree - cutting, PG&E contractor | Secondary | Normal | [8 empty] | 1 | 0.2 | 0.125 | 0 | None | 0% | High | 70% | bar: FNLYEAR 2018
Vegetation | Tree - cutting, PG&E contractor | Secondary | Broken | [8 empty] | 1 | 0.2 | 0.125 | 0 | None | 0% | Medium | 40% | bar: FNLYEAR 2019
Vegetation | Tree - cutting, PG&E contractor | Service conductor | Broken | [8 empty] | 1 | 0 | 0.125 | 0 | None | 0% | Medium | 40% | bar: FNLYEAR 2017
Vegetation | Tree - cutting, PG&E contractor | Transformer | Normal | [8 empty] | 1 | 0.2 | 0.125 | 0.33333 | None | 0% | All | 100% | bar: FNLYEAR 2022
Vegetation | Tree - cutting, PG&E contractor | Transformer (OH) | Normal | [8 empty] | 1 | 0.2 | 0.125 | 0 | None | 0% | All | 100% | bar: FNLYEAR 2019
Vegetation | Tree - fell into line | Anchor or Guy | Broken |  | 2 | 2 | 1 | 5 | 2 | 3 |  | 15 | 2.2 | 1.875 | 1.6667 | None | 0% | All | 100%
Vegetation | Tree - fell into line | Anchor or Guy | Normal | 2 |  | 1 |  | 1 |  | 2 | 2 | 8 | 1 | 1 | 1.3333 | None | 0% | All | 100%
Vegetation | Tree - fell into line | Anchor or Guy | Broken, wire on ground | [8 empty] | 5 | 0.8 | 0.625 | 1 | None | 0% | All | 100% | bar: FNLYEAR 2017; FNLYEAR 2019 to FNLYEAR 2022
Vegetation | Tree - fell into line | Anchor or Guy | Deteriorated | [8 empty] | 1 | 0.2 | 0.125 | 0.33333 | None | 0% | All | 100% | bar: FNLYEAR 2020
Vegetation | Tree - fell into line | Bushing | Broken |  | 2 | 3 | 1 | 1 |  | 4 |  | 11 | 1.2 | 1.375 | 1.3333 | None | 0% | All | 100%
Vegetation | Tree - fell into line | Capacitor | Broken, wire on ground | [8 empty] | 1 | 0 | 0.125 | 0 | None | 0% | All | 100% | bar: FNLYEAR 2017
Vegetation | Tree - fell into line | Circuit Breaker | Normal | FNLYEAR 2016: 1; FNLYEAR 2017: 1; FNLYEAR 2021: 1; FNLYEAR 2022: 2 | 5 | 0.6 | 0.625 | 1 | None | 0% | All | 100%
Vegetation | Tree - fell into line | Conductor, Overhead | Broken, wire on ground | 452 | 724 | 1483 | 433 | 1427 | 495 | 1153 | 482 | 6649 | 798 | 831.125 | 710 | None | 0% | All | 100%
Vegetation | Tree - fell into line | Conductor, Overhead | Normal | 159 | 282 | 441 | 188 | 577 | 277 | 450 | 296 | 2670 | 357.6 | 333.75 | 341 | None | 0% | All | 100%
Vegetation | Tree - fell into line | Conductor, Overhead | Together | 31 | 59 | 129 | 59 | 177 | 52 | 84 | 31 | 622 | 80.6 | 77.75 | 55.6667 | None | 0% | All | 100%
Vegetation | Tree - fell into line | Conductor, Overhead | Broken | 21 | 23 | 55 | 28 | 51 | 23 | 51 | 29 | 281 | 36.4 | 35.125 | 34.3333 | None | 0% | All | 100%
Vegetation | Tree - fell into line | Conductor, Overhead | On Ground | 46 | 38 | 69 | 19 | 37 | 7 | 43 | 11 | 270 | 23.4 | 33.75 | 20.3333 | None | 0% | All | 100%
Vegetation | Tree - fell into line | Conductor, Overhead | Bent or Twisted | 8 | 10 | 30 | 10 | 11 | 6 | 19 | 13 | 107 | 11.8 | 13.375 | 12.6667 | None | 0% | All | 100%
Vegetation | Tree - fell into line | Conductor, Overhead | Broken, wire on object | 7 | 14 | 35 | 5 | 21 | 3 | 4 | 5 | 94 | 7.6 | 11.75 | 4 | None | 0% | All | 100%
Vegetation | Tree - fell into line | Conductor, Overhead | Arcing | 9 | 2 | 18 | 4 | 12 | 4 | 5 | 6 | 60 | 6.2 | 7.5 | 5 | None | 0% | All | 100%
Vegetation | Tree - fell into line | Conductor, Overhead | Burned/flashed | 4 | 5 | 20 | 7 | 4 | 5 | 5 | 6 | 56 | 5.4 | 7 | 5.3333 | None | 0% | All | 100%
Vegetation | Tree - fell into line | Conductor, Overhead | Contaminated | 2 | 2 |  | 2 | 2 | 3 | 3 | 3 | 17 | 2.6 | 2.125 | 3 | None | 0% | All | 100%
Vegetation | Tree - fell into line | Conductor, Overhead | Deteriorated |  |  | 3 |  | 1 | 2 | 3 | 2 | 11 | 1.6 | 1.375 | 2.3333 | None | 0% | All | 100%
Vegetation | Tree - fell into line | Conductor, Overhead | Failed/Faulted | [8 empty] | 2 | 0.2 | 0.25 | 0 | None | 0% | All | 100% | bar: FNLYEAR 2017 to FNLYEAR 2018
Vegetation | Tree - fell into line | Conductor, Overhead | (blank) | [8 empty] | 1 | 0 | 0 | 0 | N/A | 0% | N/A | 0% | bar: FNLYEAR 2017
Vegetation | Tree - fell into line | Conductor, Overhead | Annealed | [8 empty] | 1 | 0.2 | 0.125 | 0.33333 | None | 0% | All | 100% | bar: FNLYEAR 2020
Vegetation | Tree - fell into line | Conductor, Underground | Normal | FNLYEAR 2015: 2; FNLYEAR 2017: 2; FNLYEAR 2021: 2 | 6 | 0 | 0 | 0.66667 | N/A | 0% | N/A | 0%
Vegetation | Tree - fell into line | Conductor, Underground | Broken, wire on ground | FNLYEAR 2015: 2; FNLYEAR 2018: 1 | 3 | 0 | 0 | 0 | N/A | 0% | N/A | 0%
Vegetation | Tree - fell into line | Conductor, Underground | Broken | [8 empty] | 2 | 0 | 0 | 0.33333 | N/A | 0% | N/A | 0% | bar: FNLYEAR 2019; FNLYEAR 2021
Vegetation | Tree - fell into line | Connector or Splice (OH) | Broken, wire on ground | 7 | 2 | 8 | 4 | 4 | 5 | 3 |  | 33 | 3.2 | 4.125 | 2.6667 | None | 0% | All | 100%
Vegetation | Tree - fell into line | Connector or Splice (OH) | Normal | 2 |  | 2 | 3 | 3 |  | 1 |  | 11 | 1.4 | 1.375 | 0.33333 | None | 0% | All | 100%
Vegetation | Tree - fell into line | Connector or Splice (OH) | Broken | 2 |  | 2 | 1 | 2 | 1 |  | 1 | 9 | 1 | 1.125 | 0.66667 | None | 0% | All | 100%
Vegetation | Tree - fell into line | Connector or Splice (OH) | Burned Open | [8 empty] | 1 | 0.2 | 0.125 | 0.33333 | None | 0% | All | 100% | bar: FNLYEAR 2021
Vegetation | Tree - fell into line | Connector or Splice (OH) | Broken, wire on object | [8 empty] | 1 | 0 | 0.125 | 0 | None | 0% | All | 100% | bar: FNLYEAR 2017
Vegetation | Tree - fell into line | Crossarm, Steel | Broken | FNLYEAR 2015: 1; FNLYEAR 2017: 2; FNLYEAR 2018: 2; FNLYEAR 2020: 1 | 6 | 0.6 | 0.75 | 0.33333 | None | 0% | All | 100%
Vegetation | Tree - fell into line | Crossarm, Steel | Broken, wire on ground | [8 empty] | 2 | 0.2 | 0.25 | 0.33333 | None | 0% | All | 100% | bar: FNLYEAR 2016; FNLYEAR 2022
Vegetation | Tree - fell into line | Crossarm, Wood | Broken, wire on ground | 12 | 26 | 43 | 29 | 82 | 50 | 73 | 20 | 335 | 50.8 | 41.875 | 47.6667 | None | 0% | All | 100%
Vegetation | Tree - fell into line | Crossarm, Wood | Broken | 21 | 15 | 30 | 12 | 59 | 35 | 44 | 18 | 234 | 33.6 | 29.25 | 32.3333 | None | 0% | All | 100%
Vegetation | Tree - fell into line | Crossarm, Wood | Broken, wire on object | 1 | 2 | 3 |  | 3 | 1 | 2 | 1 | 13 | 1.4 | 1.625 | 1.3333 | None | 0% | All | 100%
Vegetation | Tree - fell into line | Crossarm, Wood | Burned/flashed | [8 empty] | 1 | 0 | 0.125 | 0 | None | 0% | All | 100% | bar: FNLYEAR 2017
Vegetation | Tree - fell into line | Customer Equipment | Broken | FNLYEAR 2017: 1; FNLYEAR 2021: 4; FNLYEAR 2022: 1 | 6 | 1 | 0.75 | 1.6667 | None | 0% | None | 0%
Vegetation | Tree - fell into line | Customer Equipment | On Ground | [8 empty] | 1 | 0 | 0.125 | 0 | None | 0% | None | 0% | bar: FNLYEAR 2016
Vegetation | Tree - fell into line | Cutout- fuse holder | Broken |  | 3 | 2 |  | 4 | 1 | 1 | 2 | 13 | 1.6 | 1.625 | 1.3333 | None | 0% | All | 100%
Vegetation | Tree - fell into line | Cutout- fuse holder | Failed/Faulted | FNLYEAR 2019: 2; FNLYEAR 2020: 1 | 3 | 0.6 | 0.375 | 0.33333 | None | 0% | All | 100%
Vegetation | Tree - fell into line | Cutout- fuse holder | Normal | FNLYEAR 2017: 1; FNLYEAR 2022: 2 | 3 | 0.4 | 0.375 | 0.66667 | None | 0% | All | 100%
Vegetation | Tree - fell into line | Cutout- fuse holder | Broken, wire on ground | [8 empty] | 2 | 0.2 | 0.25 | 0 | None | 0% | All | 100% | bar: FNLYEAR 2015; FNLYEAR 2019
Vegetation | Tree - fell into line | Cutout- fuse holder | Burned/flashed | [8 empty] | 1 | 0.2 | 0.125 | 0.33333 | None | 0% | All | 100% | bar: FNLYEAR 2020
Vegetation | Tree - fell into line | Cutout- fuse holder | Burned Open | [8 empty] | 1 | 0 | 0.125 | 0 | None | 0% | All | 100% | bar: FNLYEAR 2015
Vegetation | Tree - fell into line | Fuse | Failed/Faulted | 16 | 34 | 61 | 27 | 37 | 13 | 1 | 2 | 191 | 16 | 23.875 | 5.3333 | None | 0% | All | 100%
Vegetation | Tree - fell into line | Fuse | Normal | 4 | 5 | 5 | 3 | 2 |  | 2 | 2 | 23 | 1.8 | 2.875 | 1.3333 | None | 0% | All | 100%
Vegetation | Tree - fell into line | Fuse | Burned Open | FNLYEAR 2018: 1; FNLYEAR 2020: 2; FNLYEAR 2021: 3; FNLYEAR 2022: 3 | 9 | 1.8 | 1.125 | 2.6667 | None | 0% | All | 100%
Vegetation | Tree - fell into line | Fuse | Broken | FNLYEAR 2017: 1; FNLYEAR 2021: 2; FNLYEAR 2022: 3 | 6 | 1 | 0.75 | 1.6667 | None | 0% | All | 100%
Vegetation | Tree - fell into line | Fuse | Arcing | [8 empty] | 1 | 0.2 | 0.125 | 0 | None | 0% | All | 100% | bar: FNLYEAR 2018
Vegetation | Tree - fell into line | Insulator | Broken | 8 | 4 | 9 | 3 | 11 | 5 | 8 | 3 | 51 | 6 | 6.375 | 5.3333 | None | 0% | All | 100%
Vegetation | Tree - fell into line | Insulator | Broken, wire on object | [8 empty] | 4 | 0.4 | 0.5 | 0 | None | 0% | All | 100% | bar: FNLYEAR 2016 to FNLYEAR 2019
Vegetation | Tree - fell into line | Insulator | Broken, wire on ground | FNLYEAR 2017: 2; FNLYEAR 2018: 1; FNLYEAR 2021: 1 | 4 | 0.4 | 0.5 | 0.33333 | None | 0% | All | 100%
Vegetation | Tree - fell into line | Insulator | Normal | [8 empty] | 1 | 0.2 | 0.125 | 0 | None | 0% | All | 100% | bar: FNLYEAR 2019
Vegetation | Tree - fell into line | Jumper | Burned Open | 1 | 1 | 1 | 1 | 2 |  |  | 1 | 7 | 0.8 | 0.875 | 0.33333 | None | 0% | All | 100%
Vegetation | Tree - fell into line | Jumper | Broken | FNLYEAR 2015: 2; FNLYEAR 2019: 1; FNLYEAR 2021: 1; FNLYEAR 2022: 2 | 6 | 0.8 | 0.75 | 1 | None | 0% | All | 100%
Vegetation | Tree - fell into line | Jumper | Normal | [8 empty] | 1 | 0 | 0.125 | 0 | None | 0% | All | 100% | bar: FNLYEAR 2016
Vegetation | Tree - fell into line | Jumper | Burned/flashed | [8 empty] | 1 | 0 | 0.125 | 0 | None | 0% | All | 100% | bar: FNLYEAR 2017
Vegetation | Tree - fell into line | Lightning Arrestor | Failed/Faulted | [8 empty] | 1 | 0 | 0.125 | 0 | None | 0% | All | 100% | bar: FNLYEAR 2016
Vegetation | Tree - fell into line | Lightning Arrestor | Broken, wire on ground | [8 empty] | 1 | 0.2 | 0.125 | 0.33333 | None | 0% | All | 100% | bar: FNLYEAR 2021
Vegetation | Tree - fell into line | Other | Broken | 2 |  | 1 | 3 |  | 2 | 3 |  | 11 | 0 | 0 | 1.6667 | N/A | 0% | N/A | 0%
Vegetation | Tree - fell into line | Other | Normal | [8 empty] | 3 | 0 | 0 | 0.33333 | N/A | 0% | N/A | 0% | bar: FNLYEAR 2016; FNLYEAR 2019; FNLYEAR 2022
Vegetation | Tree - fell into line | Other | Broken, wire on ground | [8 empty] | 3 | 0 | 0 | 0.33333 | N/A | 0% | N/A | 0% | bar: FNLYEAR 2015; FNLYEAR 2019; FNLYEAR 2022
Vegetation | Tree - fell into line | Other | Together | [8 empty] | 1 | 0 | 0 | 0 | N/A | 0% | N/A | 0% | bar: FNLYEAR 2016
Vegetation | Tree - fell into line | Other | Arcing | [8 empty] | 1 | 0 | 0 | 0.33333 | N/A | 0% | N/A | 0% | bar: FNLYEAR 2021
Vegetation | Tree - fell into line | Pole - Tower, steel | Burned/flashed | FNLYEAR 2019: 2 | 2 | 0.4 | 0.25 | 0 | None | 0% | All | 100%
Vegetation | Tree - fell into line | Pole - Tower, steel | Normal | [8 empty] | 1 | 0 | 0.125 | 0 | None | 0% | All | 100% | bar: FNLYEAR 2017
Vegetation | Tree - fell into line | Pole-Wood | Broken, wire on ground | 58 | 84 | 211 | 48 | 252 | 103 | 203 | 64 | 1023 | 134 | 127.875 | 123.3333 | None | 0% | All | 100%
Vegetation | Tree - fell into line | Pole-Wood | Broken | 27 | 42 | 86 | 30 | 87 | 44 | 72 | 33 | 421 | 53.2 | 52.625 | 49.6667 | None | 0% | All | 100%
Vegetation | Tree - fell into line | Pole-Wood | Normal |  | 1 | 3 | 1 | 3 | 4 | 4 | 1 | 17 | 2.6 | 2.125 | 3 | None | 0% | All | 100%
Vegetation | Tree - fell into line | Pole-Wood | Broken, wire on object |  | 1 | 4 | 1 | 4 | 1 | 3 |  | 14 | 1.8 | 1.75 | 1.3333 | None | 0% | All | 100%
Vegetation | Tree - fell into line | Pole-Wood | On Ground | FNLYEAR 2016: 2; FNLYEAR 2022: 1 | 3 | 0.2 | 0.375 | 0.33333 | None | 0% | All | 100%
Vegetation | Tree - fell into line | Pole-Wood | Deteriorated | FNLYEAR 2017: 2 | 2 | 0 | 0.25 | 0 | None | 0% | All | 100%
Vegetation | Tree - fell into line | Pole-Wood | Together | [8 empty] | 1 | 0 | 0.125 | 0 | None | 0% | All | 100% | bar: FNLYEAR 2015
Vegetation | Tree - fell into line | Pole-Wood | Burned/flashed | [8 empty] | 1 | 0.2 | 0.125 | 0 | None | 0% | All | 100% | bar: FNLYEAR 2018
Vegetation | Tree - fell into line | Recloser | Normal | FNLYEAR 2015: 1; FNLYEAR 2018: 2 | 3 | 0.4 | 0.375 | 0 | None | 0% | All | 100%
Vegetation | Tree - fell into line | Recloser | Arcing | [8 empty] | 1 | 0 | 0.125 | 0 | None | 0% | All | 100% | bar: FNLYEAR 2015
Vegetation | Tree - fell into line | Recloser | Burned/flashed | [8 empty] | 1 | 0.2 | 0.125 | 0.33333 | None | 0% | All | 100% | bar: FNLYEAR 2022
Vegetation | Tree - fell into line | Secondary | Broken, wire on ground | 15 | 14 | 15 | 9 | 22 | 8 | 15 | 14 | 112 | 13.6 | 14 | 12.3333 | None | 0% | Medium | 40%
Vegetation | Tree - fell into line | Secondary | Broken | 3 | 6 | 8 | 6 | 5 | 10 | 21 | 6 | 65 | 9.6 | 8.125 | 12.3333 | None | 0% | Medium | 40%
Vegetation | Tree - fell into line | Secondary | Normal | 2 | 7 | 5 | 4 | 5 | 7 | 4 | 9 | 43 | 5.8 | 5.375 | 6.6667 | None | 0% | High | 70%
Vegetation | Tree - fell into line | Secondary | Together | 3 | 1 | 2 |  | 1 | 1 | 5 | 2 | 15 | 1.8 | 1.875 | 2.6667 | None | 0% | High | 70%
Vegetation | Tree - fell into line | Secondary | Bent or Twisted | 2 | 2 | 1 | 1 | 3 |  | 1 |  | 10 | 1 | 1.25 | 0.33333 | None | 0% | High | 70%
Vegetation | Tree - fell into line | Secondary | Broken, wire on object | [8 empty] | 6 | 0.8 | 0.75 | 0.66667 | None | 0% | Medium | 40% | bar: FNLYEAR 2015 to FNLYEAR 2016; FNLYEAR 2018 to FNLYEAR 2020; FNLYEAR 2022
Vegetation | Tree - fell into line | Secondary | On Ground | FNLYEAR 2017: 1; FNLYEAR 2018: 2; FNLYEAR 2020: 1 | 4 | 0.6 | 0.5 | 0.33333 | None | 0% | Medium | 40%
Vegetation | Tree - fell into line | Secondary | Burned/flashed | [8 empty] | 1 | 0.2 | 0.125 | 0.33333 | None | 0% | High | 70% | bar: FNLYEAR 2021
Vegetation | Tree - fell into line | Secondary | Arcing | [8 empty] | 1 | 0 | 0.125 | 0 | None | 0% | High | 70% | bar: FNLYEAR 2016
Vegetation | Tree - fell into line | Sectionalizer | Normal | [8 empty] | 1 | 0 | 0.125 | 0 | None | 0% | All | 100% | bar: FNLYEAR 2015
Vegetation | Tree - fell into line | Service conductor | Broken, wire on ground | 3 | 17 | 18 | 11 | 26 | 7 | 26 | 18 | 126 | 17.6 | 15.75 | 17 | None | 0% | Medium | 40%
Vegetation | Tree - fell into line | Service conductor | Broken | 2 | 13 | 8 | 8 | 12 | 10 | 9 | 7 | 69 | 9.2 | 8.625 | 8.6667 | None | 0% | Medium | 40%
Vegetation | Tree - fell into line | Service conductor | Broken, wire on object | 1 |  | 2 | 1 | 1 | 1 | 3 | 1 | 10 | 1.4 | 1.25 | 1.6667 | None | 0% | Medium | 40%
Vegetation | Tree - fell into line | Service conductor | Normal | 1 | 1 |  | 2 |  |  | 3 | 1 | 8 | 1.2 | 1 | 1.3333 | None | 0% | High | 70%
Vegetation | Tree - fell into line | Service conductor | Bent or Twisted | [8 empty] | 5 | 0.6 | 0.625 | 0.66667 | None | 0% | High | 70% | bar: FNLYEAR 2015 to FNLYEAR 2016; FNLYEAR 2019; FNLYEAR 2021 to FNLYEAR 2022
Vegetation | Tree - fell into line | Service conductor | On Ground | FNLYEAR 2017: 1; FNLYEAR 2021: 2 | 3 | 0.4 | 0.375 | 0.66667 | None | 0% | Medium | 40%
Vegetation | Tree - fell into line | Service conductor | Deteriorated | [8 empty] | 2 | 0.2 | 0.25 | 0 | None | 0% | High | 70% | bar: FNLYEAR 2016; FNLYEAR 2019
Vegetation | Tree - fell into line | Service conductor | Together | [8 empty] | 1 | 0.2 | 0.125 | 0 | None | 0% | High | 70% | bar: FNLYEAR 2019
Vegetation | Tree - fell into line | Service conductor | Burned Open | [8 empty] | 1 | 0.2 | 0.125 | 0 | None | 0% | Medium | 40% | bar: FNLYEAR 2019
Vegetation | Tree - fell into line | Switch (OH) | Normal | [8 empty] | 1 | 0.2 | 0.125 | 0.33333 | None | 0% | All | 100% | bar: FNLYEAR 2021
Vegetation | Tree - fell into line | Switch (OH) | Broken | [8 empty] | 1 | 0.2 | 0.125 | 0 | None | 0% | All | 100% | bar: FNLYEAR 2018
Vegetation | Tree - fell into line | Switch (UG) | Broken | [8 empty] | 1 | 0 | 0 | 0.33333 | N/A | 0% | N/A | 0% | bar: FNLYEAR 2022
Vegetation | Tree - fell into line | Transformer | Broken, wire on ground | 6 | 21 | 21 | 12 | 34 | 18 | 18 | 8 | 138 | 18 | 17.25 | 14.6667 | None | 0% | All | 100%
Vegetation | Tree - fell into line | Transformer | Broken | 4 | 3 | 22 | 1 | 15 | 5 | 15 | 8 | 73 | 8.8 | 9.125 | 9.3333 | None | 0% | All | 100%
Vegetation | Tree - fell into line | Transformer | Failed/Faulted |  | 3 | 8 | 3 | 4 | 4 | 3 |  | 25 | 2.8 | 3.125 | 2.3333 | None | 0% | All | 100%
Vegetation | Tree - fell into line | Transformer | Leaking | 1 | 3 | 4 | 2 | 5 | 4 | 1 | 3 | 23 | 3 | 2.875 | 2.6667 | None | 0% | All | 100%
Vegetation | Tree - fell into line | Transformer | Normal | 1 | 2 | 3 | 1 | 1 |  | 2 | 1 | 11 | 1 | 1.375 | 1 | None | 0% | All | 100%
Vegetation | Tree - fell into line | Transformer | On Ground | 2 | 2 | 1 |  |  | 1 |  | 1 | 7 | 0.4 | 0.875 | 0.66667 | None | 0% | All | 100%
Vegetation | Tree - fell into line | Transformer | Bent or Twisted | FNLYEAR 2019: 2; FNLYEAR 2020: 1; FNLYEAR 2021: 3 | 6 | 1.2 | 0.75 | 1.3333 | None | 0% | All | 100%
Vegetation | Tree - fell into line | Transformer | Deteriorated | FNLYEAR 2015: 2; FNLYEAR 2016: 1; FNLYEAR 2017: 2; FNLYEAR 2019: 1 | 6 | 0.2 | 0.75 | 0 | None | 0% | All | 100%
Vegetation | Tree - fell into line | Transformer | Broken, wire on object | FNLYEAR 2017: 2; FNLYEAR 2019: 3 | 5 | 0.6 | 0.625 | 0 | None | 0% | All | 100%
Vegetation | Tree - fell into line | Transformer | Burned/flashed | FNLYEAR 2015: 2; FNLYEAR 2016: 1; FNLYEAR 2018: 1; FNLYEAR 2020: 1 | 5 | 0.4 | 0.625 | 0.33333 | None | 0% | All | 100%
Vegetation | Tree - fell into line | Transformer | Arcing | [8 empty] | 3 | 0.2 | 0.375 | 0 | None | 0% | All | 100% | bar: FNLYEAR 2016 to FNLYEAR 2017; FNLYEAR 2019
Vegetation | Tree - fell into line | Transformer | Together | [8 empty] | 2 | 0.2 | 0.25 | 0.33333 | None | 0% | All | 100% | bar: FNLYEAR 2016; FNLYEAR 2021
Vegetation | Tree - fell into line | Transformer | (blank) | [8 empty] | 2 | 0.2 | 0.25 | 0 | None | 0% | All | 100% | bar: FNLYEAR 2017 to FNLYEAR 2018
Vegetation | Tree - fell into line | Transformer | Malfunctioning | [8 empty] | 1 | 0 | 0.125 | 0 | None | 0% | All | 100% | bar: FNLYEAR 2017
Vegetation | Tree - fell into line | Transformer | Contaminated | [8 empty] | 1 | 0.2 | 0.125 | 0.33333 | None | 0% | All | 100% | bar: FNLYEAR 2022
Vegetation | Tree - fell into line | Transformer (OH) | Broken | 2 | 4 | 11 | 2 | 9 | 7 | 19 | 6 | 60 | 8.6 | 7.5 | 10.6667 | None | 0% | All | 100%
Vegetation | Tree - fell into line | Transformer (OH) | Broken, wire on ground | 1 |  | 2 |  | 1 |  | 8 | 6 | 18 | 3 | 2.25 | 4.6667 | None | 0% | All | 100%
Vegetation | Tree - fell into line | Transformer (OH) | Failed/Faulted |  |  | 1 |  | 1 | 4 | 3 | 6 | 15 | 2.8 | 1.875 | 4.3333 | None | 0% | All | 100%
Vegetation | Tree - fell into line | Transformer (OH) | Normal |  |  | 2 |  | 2 | 2 | 6 | 1 | 13 | 2.2 | 1.625 | 3 | None | 0% | All | 100%
Vegetation | Tree - fell into line | Transformer (OH) | Leaking | [8 empty] | 4 | 0.4 | 0.5 | 0.66667 | None | 0% | All | 100% | bar: FNLYEAR 2016 to FNLYEAR 2017; FNLYEAR 2020; FNLYEAR 2022
Vegetation | Tree - fell into line | Transformer (OH) | On Ground | [8 empty] | 3 | 0.4 | 0.375 | 0.33333 | None | 0% | All | 100% | bar: FNLYEAR 2017; FNLYEAR 2019; FNLYEAR 2022
Vegetation | Tree - fell into line | Transformer (OH) | Burned/flashed | [8 empty] | 2 | 0.2 | 0.25 | 0.33333 | None | 0% | All | 100% | bar: FNLYEAR 2017; FNLYEAR 2021
Vegetation | Tree - fell into line | Transformer (OH) | (blank) | [8 empty] | 1 | 0.2 | 0.125 | 0.33333 | None | 0% | All | 100% | bar: FNLYEAR 2022
Vegetation | Tree - fell into line | Transformer (OH) | Deteriorated | [8 empty] | 1 | 0.2 | 0.125 | 0.33333 | None | 0% | All | 100% | bar: FNLYEAR 2021
Vegetation | Tree - fell into line | Transformer (UG) | Normal | [8 empty] | 2 | 0 | 0 | 0 | N/A | 0% | N/A | 0% | bar: FNLYEAR 2015; FNLYEAR 2019
Vegetation | Tree - fell into line | Transformer (UG) | Failed/Faulted | [8 empty] | 1 | 0 | 0 | 0.33333 | N/A | 0% | N/A | 0% | bar: FNLYEAR 2022
Vegetation | Tree - fell into line | Transformer (UG) | Broken, wire on ground | [8 empty] | 1 | 0 | 0 | 0.33333 | N/A | 0% | N/A | 0% | bar: FNLYEAR 2022
Vegetation | Tree - fell into line | Transformer (UG) | Contaminated | [8 empty] | 1 | 0 | 0 | 0.33333 | N/A | 0% | N/A | 0% | bar: FNLYEAR 2021
Vegetation | Tree - fell into line | Woodpin | Broken | FNLYEAR 2017: 1; FNLYEAR 2019: 2; FNLYEAR 2021: 1 | 4 | 0.6 | 0.5 | 0.33333 | None | 0% | All | 100%
Vegetation | Tree - fell into line | Woodpin | Normal | [8 empty] | 1 | 0 | 0.125 | 0 | None | 0% | All | 100% | bar: FNLYEAR 2015
Vegetation | Tree - fell into line | (blank) | Failed/Faulted | FNLYEAR 2015: 1; FNLYEAR 2017: 2 | 3 | 0 | 0 | 0 | N/A | 0% | N/A | 0%
Vegetation | Tree - fell into line | (blank) | Burned Open | FNLYEAR 2016: 2 | 2 | 0 | 0 | 0 | N/A | 0% | N/A | 0%
Vegetation | Tree - fell into line | (blank) | (blank) | [8 empty] | 1 | 0 | 0 | 0.33333 | N/A | 0% | N/A | 0% | bar: FNLYEAR 2021
Vegetation | Tree - fell into line | Communication Equipment | Broken | [8 empty] | 1 | 0 | 0 | 0.33333 | N/A | 0% | N/A | 0% | bar: FNLYEAR 2022
Vegetation | Tree - grew into line | Anchor or Guy | Bent or Twisted | [8 empty] | 1 | 0.2 | 0.125 | 0.33333 | None | 0% | All | 100% | bar: FNLYEAR 2022
Vegetation | Tree - grew into line | Anchor or Guy | Deteriorated | [8 empty] | 1 | 0.2 | 0.125 | 0.33333 | None | 0% | All | 100% | bar: FNLYEAR 2022
Vegetation | Tree - grew into line | Anchor or Guy | Broken | [8 empty] | 1 | 0 | 0.125 | 0 | None | 0% | All | 100% | bar: FNLYEAR 2017
Vegetation | Tree - grew into line | Circuit Breaker | Normal | [8 empty] | 1 | 0.2 | 0.125 | 0.33333 | None | 0% | All | 100% | bar: FNLYEAR 2020
Vegetation | Tree - grew into line | Conductor, Overhead | Normal | 12 | 7 | 21 | 19 | 60 | 54 | 42 | 62 | 277 | 47.4 | 34.625 | 52.6667 | None | 0% | All | 100%
Vegetation | Tree - grew into line | Conductor, Overhead | Together |  | 3 | 7 | 6 | 1 | 4 | 5 | 1 | 27 | 3.4 | 3.375 | 3.3333 | None | 0% | All | 100%
Vegetation | Tree - grew into line | Conductor, Overhead | Broken, wire on ground | 1 | 1 | 2 | 1 | 4 | 2 | 4 | 2 | 17 | 2.6 | 2.125 | 2.6667 | None | 0% | All | 100%
Vegetation | Tree - grew into line | Conductor, Overhead | Arcing |  | 2 |  |  | 5 | 2 | 1 | 1 | 11 | 1.8 | 1.375 | 1.3333 | None | 0% | All | 100%
Vegetation | Tree - grew into line | Conductor, Overhead | Burned/flashed | FNLYEAR 2015: 2; FNLYEAR 2017: 3; FNLYEAR 2019: 1; FNLYEAR 2021: 1 | 7 | 0.4 | 0.875 | 0.33333 | None | 0% | All | 100%
Vegetation | Tree - grew into line | Conductor, Overhead | Broken | FNLYEAR 2015: 2; FNLYEAR 2016: 2; FNLYEAR 2020: 1; FNLYEAR 2021: 2 | 7 | 0.6 | 0.875 | 1 | None | 0% | All | 100%
Vegetation | Tree - grew into line | Conductor, Overhead | Contaminated | FNLYEAR 2020: 1; FNLYEAR 2021: 2; FNLYEAR 2022: 1 | 4 | 0.8 | 0.5 | 1.3333 | None | 0% | All | 100%
Vegetation | Tree - grew into line | Conductor, Overhead | Bent or Twisted | [8 empty] | 2 | 0.2 | 0.25 | 0 | None | 0% | All | 100% | bar: FNLYEAR 2017 to FNLYEAR 2018
Vegetation | Tree - grew into line | Conductor, Overhead | Deteriorated | [8 empty] | 2 | 0.4 | 0.25 | 0.33333 | None | 0% | All | 100% | bar: FNLYEAR 2019; FNLYEAR 2022
Vegetation | Tree - grew into line | Conductor, Overhead | Broken, wire on object | [8 empty] | 1 | 0.2 | 0.125 | 0.33333 | None | 0% | All | 100% | bar: FNLYEAR 2020
Vegetation | Tree - grew into line | Crossarm, Wood | Burned/flashed | FNLYEAR 2018: 2 | 2 | 0.4 | 0.25 | 0 | None | 0% | All | 100%
Vegetation | Tree - grew into line | Crossarm, Wood | Broken | [8 empty] | 1 | 0.2 | 0.125 | 0 | None | 0% | All | 100% | bar: FNLYEAR 2018
Vegetation | Tree - grew into line | Fuse | Failed/Faulted | FNLYEAR 2015: 1; FNLYEAR 2018: 1; FNLYEAR 2019: 5; FNLYEAR 2022: 1 | 8 | 1.4 | 1 | 0.33333 | None | 0% | All | 100%
Vegetation | Tree - grew into line | Fuse | Normal | [8 empty] | 6 | 0.8 | 0.75 | 0.66667 | None | 0% | All | 100% | bar: FNLYEAR 2016 to FNLYEAR 2021
Vegetation | Tree - grew into line | Fuse | Burned Open | [8 empty] | 1 | 0.2 | 0.125 | 0.33333 | None | 0% | All | 100% | bar: FNLYEAR 2022
Vegetation | Tree - grew into line | Other | Normal | [8 empty] | 1 | 0 | 0 | 0.33333 | N/A | 0% | N/A | 0% | bar: FNLYEAR 2021
Vegetation | Tree - grew into line | Pole-Wood | Broken | [8 empty] | 2 | 0.4 | 0.25 | 0.33333 | None | 0% | All | 100% | bar: FNLYEAR 2018; FNLYEAR 2021
Vegetation | Tree - grew into line | Pole-Wood | Normal | [8 empty] | 1 | 0.2 | 0.125 | 0 | None | 0% | All | 100% | bar: FNLYEAR 2018
Vegetation | Tree - grew into line | Pole-Wood | Broken, wire on ground | [8 empty] | 1 | 0 | 0.125 | 0 | None | 0% | All | 100% | bar: FNLYEAR 2017
Vegetation | Tree - grew into line | Secondary | Normal |  | 2 |  |  | 2 | 3 | 3 | 4 | 14 | 2.4 | 1.75 | 3.3333 | None | 0% | High | 70%
Vegetation | Tree - grew into line | Secondary | Arcing | FNLYEAR 2015: 1; FNLYEAR 2016: 3; FNLYEAR 2019: 2; FNLYEAR 2020: 1 | 7 | 0.6 | 0.875 | 0.33333 | None | 0% | High | 70%
Vegetation | Tree - grew into line | Secondary | Broken, wire on ground | FNLYEAR 2016: 2; FNLYEAR 2017: 2; FNLYEAR 2018: 1; FNLYEAR 2019: 1 | 6 | 0.4 | 0.75 | 0 | None | 0% | Medium | 40%
Vegetation | Tree - grew into line | Secondary | Broken | [8 empty] | 4 | 0.8 | 0.5 | 1 | None | 0% | Medium | 40% | bar: FNLYEAR 2019 to FNLYEAR 2022
Vegetation | Tree - grew into line | Secondary | Together | FNLYEAR 2016: 1; FNLYEAR 2018: 2 | 3 | 0.4 | 0.375 | 0 | None | 0% | High | 70%
Vegetation | Tree - grew into line | Secondary | Burned/flashed | FNLYEAR 2016: 1; FNLYEAR 2018: 2 | 3 | 0.4 | 0.375 | 0 | None | 0% | High | 70%
Vegetation | Tree - grew into line | Secondary | On Ground | [8 empty] | 2 | 0 | 0.25 | 0 | None | 0% | Medium | 40% | bar: FNLYEAR 2016 to FNLYEAR 2017
Vegetation | Tree - grew into line | Secondary | Bent or Twisted | [8 empty] | 1 | 0 | 0.125 | 0 | None | 0% | High | 70% | bar: FNLYEAR 2015
Vegetation | Tree - grew into line | Service conductor | Broken | [8 empty] | 3 | 0.4 | 0.375 | 0.33333 | None | 0% | Medium | 40% | bar: FNLYEAR 2017 to FNLYEAR 2018; FNLYEAR 2021
Vegetation | Tree - grew into line | Service conductor | Burned/flashed | [8 empty] | 1 | 0.2 | 0.125 | 0 | None | 0% | High | 70% | bar: FNLYEAR 2019
Vegetation | Tree - grew into line | Service conductor | Normal | [8 empty] | 1 | 0 | 0.125 | 0 | None | 0% | High | 70% | bar: FNLYEAR 2017
Vegetation | Tree - grew into line | Service conductor | Broken, wire on ground | [8 empty] | 1 | 0.2 | 0.125 | 0 | None | 0% | Medium | 40% | bar: FNLYEAR 2019
Vegetation | Tree - grew into line | Service conductor | Burned Open | [8 empty] | 1 | 0.2 | 0.125 | 0 | None | 0% | Medium | 40% | bar: FNLYEAR 2019
Vegetation | Tree - grew into line | Transformer | Broken, wire on ground | FNLYEAR 2015: 2; FNLYEAR 2016: 2; FNLYEAR 2018: 1; FNLYEAR 2021: 1 | 6 | 0.4 | 0.75 | 0.33333 | None | 0% | All | 100%
Vegetation | Tree - grew into line | Transformer | Broken | [8 empty] | 4 | 0.8 | 0.5 | 0.66667 | None | 0% | All | 100% | bar: FNLYEAR 2018 to FNLYEAR 2019; FNLYEAR 2021 to FNLYEAR 2022
Vegetation | Tree - grew into line | Transformer | Arcing | FNLYEAR 2015: 2; FNLYEAR 2021: 1 | 3 | 0.2 | 0.375 | 0.33333 | None | 0% | All | 100%
Vegetation | Tree - grew into line | Transformer | Normal | [8 empty] | 3 | 0.4 | 0.375 | 0.66667 | None | 0% | All | 100% | bar: FNLYEAR 2016; FNLYEAR 2021 to FNLYEAR 2022
Vegetation | Tree - grew into line | Transformer | Together | [8 empty] | 2 | 0.2 | 0.25 | 0.33333 | None | 0% | All | 100% | bar: FNLYEAR 2015; FNLYEAR 2020
Vegetation | Tree - grew into line | Transformer | Bent or Twisted | [8 empty] | 1 | 0.2 | 0.125 | 0 | None | 0% | All | 100% | bar: FNLYEAR 2019
Vegetation | Tree - grew into line | Transformer | On Ground | [8 empty] | 1 | 0 | 0.125 | 0 | None | 0% | All | 100% | bar: FNLYEAR 2015
Vegetation | Tree - grew into line | Transformer | Failed/Faulted | [8 empty] | 1 | 0.2 | 0.125 | 0 | None | 0% | All | 100% | bar: FNLYEAR 2019
Vegetation | Tree - grew into line | Transformer | Annealed | [8 empty] | 1 | 0 | 0.125 | 0 | None | 0% | All | 100% | bar: FNLYEAR 2015
Vegetation | Tree - grew into line | Transformer | Broken, wire on object | [8 empty] | 1 | 0.2 | 0.125 | 0 | None | 0% | All | 100% | bar: FNLYEAR 2019
Vegetation | Tree - grew into line | Transformer (OH) | Normal | FNLYEAR 2017: 1; FNLYEAR 2019: 2; FNLYEAR 2021: 3; FNLYEAR 2022: 1 | 7 | 1.2 | 0.875 | 1.3333 | None | 0% | All | 100%
Vegetation | Tree - grew into line | Transformer (OH) | Broken | [8 empty] | 1 | 0.2 | 0.125 | 0 | None | 0% | All | 100% | bar: FNLYEAR 2019
Vegetation | Tree - palm frond fell into line | Conductor, Overhead | Normal | 1 | 2 | 2 |  | 2 | 2 | 4 | 5 | 18 | 2.6 | 2.25 | 3.6667 | None | 0% | All | 100%
Vegetation | Tree - palm frond fell into line | Conductor, Overhead | Together | FNLYEAR 2017: 2 | 2 | 0 | 0.25 | 0 | None | 0% | All | 100%
Vegetation | Tree - palm frond fell into line | Conductor, Overhead | Bent or Twisted | [8 empty] | 1 | 0.2 | 0.125 | 0 | None | 0% | All | 100% | bar: FNLYEAR 2019
Vegetation | Tree - palm frond fell into line | Conductor, Overhead | Broken, wire on ground | [8 empty] | 1 | 0.2 | 0.125 | 0 | None | 0% | All | 100% | bar: FNLYEAR 2019
Vegetation | Tree - palm frond fell into line | Crossarm, Wood | Broken | [8 empty] | 1 | 0.2 | 0.125 | 0.33333 | None | 0% | All | 100% | bar: FNLYEAR 2021
Vegetation | Tree - palm frond fell into line | Fuse | Failed/Faulted | [8 empty] | 3 | 0.2 | 0.375 | 0 | None | 0% | All | 100% | bar: FNLYEAR 2016 to FNLYEAR 2017; FNLYEAR 2019
Vegetation | Tree - palm frond fell into line | Fuse | Normal | [8 empty] | 1 | 0.2 | 0.125 | 0.33333 | None | 0% | All | 100% | bar: FNLYEAR 2021
Vegetation | Tree - palm frond fell into line | Jumper | Burned Open | [8 empty] | 1 | 0 | 0.125 | 0 | None | 0% | All | 100% | bar: FNLYEAR 2017
Vegetation | Tree - palm frond fell into line | Other | Failed/Faulted | [8 empty] | 1 | 0 | 0 | 0 | N/A | 0% | N/A | 0% | bar: FNLYEAR 2017
Vegetation | Tree - palm frond fell into line | Recloser | Normal | [8 empty] | 1 | 0.2 | 0.125 | 0.33333 | None | 0% | All | 100% | bar: FNLYEAR 2022
Vegetation | Tree - palm frond fell into line | Service conductor | Broken, wire on ground | [8 empty] | 1 | 0 | 0.125 | 0 | None | 0% | Medium | 40% | bar: FNLYEAR 2017
Vegetation | Tree - palm frond fell into line | Transformer | Normal | [8 empty] | 1 | 0.2 | 0.125 | 0.33333 | None | 0% | All | 100% | bar: FNLYEAR 2022
Vegetation | Tree - palm frond fell into line | Transformer | Burned/flashed | [8 empty] | 1 | 0 | 0.125 | 0 | None | 0% | All | 100% | bar: FNLYEAR 2015
Vegetation | Tree - palm frond fell into line | Transformer (OH) | Broken | [8 empty] | 1 | 0.2 | 0.125 | 0.33333 | None | 0% | All | 100% | bar: FNLYEAR 2022
Wildfire Mitigation | CWSP - Vegetation Removal | Conductor, Overhead | Normal |  |  |  | 2 | 13 | 6 | 6 | 2 | 29 | 0 | 0 | 4.6667 | N/A | 0% | N/A | 0%
Wildfire Mitigation | CWSP - Vegetation Removal | Conductor, Overhead | Annealed | [8 empty] | 1 | 0 | 0 | 0 | N/A | 0% | N/A | 0% | bar: FNLYEAR 2019
Wildfire Mitigation | CWSP - Vegetation Removal | Fuse | Normal | [8 empty] | 1 | 0 | 0 | 0 | N/A | 0% | N/A | 0% | bar: FNLYEAR 2019
Wildfire Mitigation | CWSP - Vegetation Removal | Other | Normal | [8 empty] | 1 | 0 | 0 | 0 | N/A | 0% | N/A | 0% | bar: FNLYEAR 2019
Wildfire Mitigation | CWSP - Vegetation Removal | Pole-Wood | Deteriorated | [8 empty] | 1 | 0 | 0 | 0.33333 | N/A | 0% | N/A | 0% | bar: FNLYEAR 2020
Wildfire Mitigation | CWSP - Vegetation Removal | Pole-Wood | Broken | [8 empty] | 1 | 0 | 0 | 0 | N/A | 0% | N/A | 0% | bar: FNLYEAR 2019
Wildfire Mitigation | CWSP - Vegetation Removal | Secondary | Normal | [8 empty] | 1 | 0 | 0 | 0.33333 | N/A | 0% | N/A | 0% | bar: FNLYEAR 2020
Wildfire Mitigation | CWSP - Vegetation Removal | Secondary | Annealed | [8 empty] | 1 | 0 | 0 | 0 | N/A | 0% | N/A | 0% | bar: FNLYEAR 2019
Wildfire Mitigation | CWSP - Vegetation Removal | Transformer | Burned/flashed | [8 empty] | 1 | 0 | 0 | 0.33333 | N/A | 0% | N/A | 0% | bar: FNLYEAR 2021
Wildfire Mitigation | CWSP - Vegetation Removal | Transformer (OH) | Normal | [8 empty] | 1 | 0 | 0 | 0 | N/A | 0% | N/A | 0% | bar: FNLYEAR 2019
Wildfire Mitigation | CWSP - Vegetation Removal | (blank) | (blank) | FNLYEAR 2018: 53; FNLYEAR 2020: 1 | 54 | 0 | 0 | 0.33333 | N/A | 0% | N/A | 0%
Wildfire Mitigation | Public Safety Power Shut-off | Circuit Breaker | Normal | FNLYEAR 2019: 11; FNLYEAR 2020: 7; FNLYEAR 2021: 1 | 19 | 0 | 0 | 2.6667 | N/A | 0% | N/A | 0%
Wildfire Mitigation | Public Safety Power Shut-off | Conductor, Overhead | Normal | FNLYEAR 2018: 1; FNLYEAR 2019: 79; FNLYEAR 2020: 155; FNLYEAR 2021: 58 | 293 | 0 | 0 | 71 | N/A | 0% | N/A | 0%
Wildfire Mitigation | Public Safety Power Shut-off | Conductor, Overhead | Broken, wire on ground | FNLYEAR 2019: 17; FNLYEAR 2020: 2 | 19 | 0 | 0 | 0.66667 | N/A | 0% | N/A | 0%
Wildfire Mitigation | Public Safety Power Shut-off | Conductor, Overhead | Broken | FNLYEAR 2020: 2 | 2 | 0 | 0 | 0.66667 | N/A | 0% | N/A | 0%
Wildfire Mitigation | Public Safety Power Shut-off | Conductor, Overhead | Deteriorated | [8 empty] | 1 | 0 | 0 | 0 | N/A | 0% | N/A | 0% | bar: FNLYEAR 2019
Wildfire Mitigation | Public Safety Power Shut-off | Conductor, Overhead | Together | [8 empty] | 1 | 0 | 0 | 0.33333 | N/A | 0% | N/A | 0% | bar: FNLYEAR 2020
Wildfire Mitigation | Public Safety Power Shut-off | Conductor, Overhead | Arcing | [8 empty] | 1 | 0 | 0 | 0.33333 | N/A | 0% | N/A | 0% | bar: FNLYEAR 2020
Wildfire Mitigation | Public Safety Power Shut-off | Conductor, Overhead | Broken, wire on object | [8 empty] | 1 | 0 | 0 | 0.33333 | N/A | 0% | N/A | 0% | bar: FNLYEAR 2020
Wildfire Mitigation | Public Safety Power Shut-off | Connector or Splice (OH) | Broken, wire on ground | FNLYEAR 2019: 2 | 2 | 0 | 0 | 0 | N/A | 0% | N/A | 0%
Wildfire Mitigation | Public Safety Power Shut-off | Crossarm, Wood | Broken | FNLYEAR 2020: 3 | 3 | 0 | 0 | 1 | N/A | 0% | N/A | 0%
Wildfire Mitigation | Public Safety Power Shut-off | Crossarm, Wood | Broken, wire on ground | FNLYEAR 2019: 3 | 3 | 0 | 0 | 0 | N/A | 0% | N/A | 0%
Wildfire Mitigation | Public Safety Power Shut-off | Crossarm, Wood | Deteriorated | [8 empty] | 1 | 0 | 0 | 0.33333 | N/A | 0% | N/A | 0% | bar: FNLYEAR 2020
Wildfire Mitigation | Public Safety Power Shut-off | Cutout- fuse holder | Broken | [8 empty] | 1 | 0 | 0 | 0.33333 | N/A | 0% | N/A | 0% | bar: FNLYEAR 2020
Wildfire Mitigation | Public Safety Power Shut-off | Fuse | Normal | FNLYEAR 2019: 6; FNLYEAR 2020: 10; FNLYEAR 2021: 3 | 19 | 0 | 0 | 4.3333 | N/A | 0% | N/A | 0%
Wildfire Mitigation | Public Safety Power Shut-off | Generator | Normal | [8 empty] | 1 | 0 | 0 | 0 | N/A | 0% | N/A | 0% | bar: FNLYEAR 2019
Wildfire Mitigation | Public Safety Power Shut-off | Other | Normal | FNLYEAR 2018: 1; FNLYEAR 2020: 2 | 3 | 0 | 0 | 0.66667 | N/A | 0% | N/A | 0%
Wildfire Mitigation | Public Safety Power Shut-off | Other | Broken | [8 empty] | 1 | 0 | 0 | 0.33333 | N/A | 0% | N/A | 0% | bar: FNLYEAR 2021
Wildfire Mitigation | Public Safety Power Shut-off | Pole-Wood | Broken, wire on ground | FNLYEAR 2019: 4 | 4 | 0 | 0 | 0 | N/A | 0% | N/A | 0%
Wildfire Mitigation | Public Safety Power Shut-off | Pole-Wood | Broken | FNLYEAR 2019: 3; FNLYEAR 2020: 1 | 4 | 0 | 0 | 0.33333 | N/A | 0% | N/A | 0%
Wildfire Mitigation | Public Safety Power Shut-off | Recloser | Normal | FNLYEAR 2019: 10; FNLYEAR 2020: 6; FNLYEAR 2021: 1 | 17 | 0 | 0 | 2.3333 | N/A | 0% | N/A | 0%
Wildfire Mitigation | Public Safety Power Shut-off | Secondary | Broken, wire on ground | FNLYEAR 2019: 2 | 2 | 0 | 0 | 0 | N/A | 0% | N/A | 0%
Wildfire Mitigation | Public Safety Power Shut-off | Secondary | Together | [8 empty] | 1 | 0 | 0 | 0 | N/A | 0% | N/A | 0% | bar: FNLYEAR 2019
Wildfire Mitigation | Public Safety Power Shut-off | Switch (OH) | Normal | FNLYEAR 2019: 2; FNLYEAR 2020: 9; FNLYEAR 2021: 1 | 12 | 0 | 0 | 3.3333 | N/A | 0% | N/A | 0%
Wildfire Mitigation | Public Safety Power Shut-off | Switch (OH) | Broken | [8 empty] | 1 | 0 | 0 | 0.33333 | N/A | 0% | N/A | 0% | bar: FNLYEAR 2020
Wildfire Mitigation | Public Safety Power Shut-off | Transformer | Broken, wire on ground | [8 empty] | 1 | 0 | 0 | 0 | N/A | 0% | N/A | 0% | bar: FNLYEAR 2019
Wildfire Mitigation | Public Safety Power Shut-off | Transformer (OH) | Normal | FNLYEAR 2020: 1; FNLYEAR 2021: 7 | 8 | 0 | 0 | 2.6667 | N/A | 0% | N/A | 0%
Wildfire Mitigation | Public Safety Power Shut-off | Transformer (UG) | Burned/flashed | [8 empty] | 1 | 0 | 0 | 0 | N/A | 0% | N/A | 0% | bar: FNLYEAR 2019
Wildfire Mitigation | Public Safety Power Shut-off | Woodpin | Broken | [8 empty] | 1 | 0 | 0 | 0.33333 | N/A | 0% | N/A | 0% | bar: FNLYEAR 2020
Wildfire Mitigation | Public Safety Power Shut-off | (blank) | (blank) | FNLYEAR 2018: 36; FNLYEAR 2019: 8; FNLYEAR 2020: 5; FNLYEAR 2021: 7 | 56 | 0 | 0 | 4 | N/A | 0% | N/A | 0%
Wildfire Mitigation | Public Safety Power Shut-off | (blank) | Normal | [8 empty] | 1 | 0 | 0 | 0 | N/A | 0% | N/A | 0% | bar: FNLYEAR 2018
Grand Total |  |  |  | 5634 | 6792 | 10748 | 6886 | 11692 | 8426 | 10937 | 7825 | 68940 | [5 empty] | #N/A | 0%