## Table 12-Attachment 1 2021 (hidden)
DO NOT DELETE ROW - Veg IDs
Utility | Pacific Gas & Electric Company | Notes: | [19 empty] | DO NOT DELETE ROW - Finance Source File IDs
Table No. | RN Table 12- HFTD | CAPEX = Capital expenditure; OPEX = Operating expenditure. | [20 empty] | 2020 Financials reported in 2020 WMP |  |  |  | 2020 Line miles reported in 2020 WMP |  |  | 2021 Financials reported in 2020 WMP |  |  |  | 2021 Line miles reported in 2020 WMP |  |  | 2022 Financials reported in 2020 WMP |  |  |  | 2022 Line miles reported in 2020 WMP |  |  | 2020 Financials reported in 2021 WMP |  |  |  | 2020 Line miles reported in 2021 WMP |  |  | 2021 Financials reported in 2021 WMP |  |  |  | 2021 Line miles reported in 2021 WMP |  |  | 2022 Financials reported in 2021 WMP |  |  |  | 2022 Line miles reported in 2021 WMP
Date Modified | 2021-05-03
[23 empty] | 2020 WMP | [20 empty] | 2021 WMP
[23 empty] | HFTD | HFTD | Territory | Territory | HFTD | Territory |  | HFTD | HFTD | Territory | Territory | HFTD | Territory |  | HFTD | HFTD | Territory | Territory | HFTD | Territory |  | HFTD | HFTD | Territory | Territory | HFTD | Territory |  | HFTD | HFTD | Territory | Territory | HFTD | Territory |  | HFTD | HFTD | Territory | Territory | HFTD | Territory |  | Submitted on Sept 9, 2020 | [18 empty] | Submitted in May 3, 2021 filing
[9 empty] | Actual | Actual | Actual | Projected | Projected | Projected | Projected | Projected | Projected | [5 empty] | Projected | Projected | Projected | Projected | Projected | Projected |  | Projected | Projected | Projected | Projected | Projected | Projected |  | Projected | Projected | Projected | Projected | Projected | Projected |  | Actual | Actual | Actual | Actual | Actual | Actual |  | Projected | Projected | Projected | Projected | Projected | Projected |  | Projected | Projected | Projected | Projected | Projected | Projected | [20 empty] | Actual | Actual | Actual | Projected | Projected | Projected | Projected | Projected | Projected
2020 ALIGNMENT |  | 2021 ALIGNMENT | [6 empty] | CAPEX ($ thousands) | OPEX ($ thousands) | Line miles to be treated | CAPEX ($ thousands) | OPEX ($ thousands) | Line miles to be treated | CAPEX ($ thousands) | OPEX ($ thousands) | Line miles to be treated |  |  |  | Line Miles treated comments |  | CAPEX ($ thousands) | OPEX ($ thousands) | CAPEX ($ thousands) | OPEX ($ thousands) | Line miles to be treated | Line miles to be treated | Line miles to be treated | CAPEX ($ thousands) | OPEX ($ thousands) | CAPEX ($ thousands) | OPEX ($ thousands) | Line miles to be treated | Line miles to be treated | Line miles to be treated | CAPEX ($ thousands) | OPEX ($ thousands) | CAPEX ($ thousands) | OPEX ($ thousands) | Line miles to be treated | Line miles to be treated | Line miles to be treated | CAPEX ($ thousands) | OPEX ($ thousands) | CAPEX ($ thousands) | OPEX ($ thousands) | Line miles treated | Line miles to be treated | Line miles to be treated | CAPEX ($ thousands) | OPEX ($ thousands) | CAPEX ($ thousands) | OPEX ($ thousands) | Line miles to be treated | Line miles to be treated | Line miles to be treated | CAPEX ($ thousands) | OPEX ($ thousands) | CAPEX ($ thousands) | OPEX ($ thousands) | Line miles to be treated | Line miles to be treated | Line miles to be treated | CAPEX ($ thousands) | OPEX ($ thousands) | Line miles to be treated | CAPEX ($ thousands) | OPEX ($ thousands) | Line miles to be treated | CAPEX ($ thousands) | OPEX ($ thousands) | Line miles to be treated | CAPEX ($ thousands) | OPEX ($ thousands) | Line miles to be treated | CAPEX ($ thousands) | OPEX ($ thousands) | Line miles to be treated | CAPEX ($ thousands) | OPEX ($ thousands) | Line miles to be treated | 2020 checks | CAPEX ($ thousands) | OPEX ($ thousands) | Line miles to be treated | CAPEX ($ thousands) | OPEX ($ thousands) | Line miles to be treated | CAPEX ($ thousands) | OPEX ($ thousands) | Line miles to be treated | Line Miles treated comments | CAPEX ($ thousands) | OPEX ($ thousands) | Line miles to be treated | CAPEX ($ thousands) | OPEX ($ thousands) | Line miles to be treated | CAPEX ($ thousands) | OPEX ($ thousands) | Line miles to be treated | 2021 checks
# - DO NOT TOUCH - (September 9 2020) - JUNE 3 ANALYSIS | Initiative - DO NOT TOUCH - (September 9 2020) - JUNE 3 ANALYSIS | # - DO NOT TOUCH - (Feb 5 2021) - JUNE 3 ANALYSIS | Initiative - DO NOT TOUCH - (Feb 5 2021) - JUNE 3 ANALYSIS | Estimated RSE in non-HFTD region | Estimated RSE in HFTD Zone 1 | Estimated RSE in HFTD Tier 2 | Estimated RSE in HFTD Tier 3 | Comments on RSE | 2020 | 2020 | 2020 | 2021 | 2021 | 2021 | 2022 | 2022 | 2022 | Updated 2020 Line miles treated comments - June 3, 2021 | Updated 2021 Line miles treated comments - June 3, 2021 | Updated 2022 Line miles treated comments - June 3, 2021 | Line Miles treated comments - May 3, 2021 | Comments on Financials (RSE) | 2020 | 2020 | 2020 | 2020 | 2020 | 2020 | 2020 Comments Line Miles Treated (Jason notes) | 2021 | 2021 | 2021 | 2021 | 2021 | 2021 | 2021 Comments Line Miles Treated (Jason notes) | 2022 | 2022 | 2022 | 2022 | 2022 | 2022 | 2022 Comments Line Miles Treated (Jason notes) | 2020 | 2020 | 2020 | 2020 | 2020 (Actuals) | 2020 (Actuals) | 2020 Comments Line Miles Treated (Jason notes) | 2021 | 2021 | 2021 | 2021 | 2021 | 2021 | 2021 Comments Line Miles Treated (Jason notes) | 2022 | 2022 | 2022 | 2022 | 2022 | 2022 | 2022 Comments Line Miles Treated (Jason notes) | 2020 | 2020 | 2020 | 2021 | 2021 | 2021 | 2022 | 2022 | 2022 | 2020 | 2020 | 2020 | 2021 | 2021 | 2021 | 2022 | 2022 | 2022 | Count | 2020 | 2020 | 2020 | 2021 | 2021 | 2021 | 2022 | 2022 | 2022 | Line Miles treated comments | 2020 | 2020 | 2020 | 2021 | 2021 | 2021 | 2022 | 2022 | 2022 | Count | Master counts | Name or number change | Narrative scope change | Financial assumptions change | Primary driver targeted | Secondary driver targeted | Year initiated | If existing: most recent proceeding that has reviewed program | If new: memorandum account | Current compliance status - In / exceeding compliance with regulations | Associated rule(s) - if multiple, separate by semi-colon - ";" | If spend not disaggregated by category, note spend category or mark general operations
5.3.1.1 | 5.3.1.1, A summarized risk map that shows the overall ignition probability and estimated wildfire consequence along the electric lines and equipment | 7.3.1.1 | 7.3.1.1 A summarized risk map that shows the overall ignition probability and estimated wildfire consequence along the electric lines and equipment | 0 | 573.8737 | 573.8737 | 573.8737 |  | 0 | 634.6424 | N/A | 0 | 676.1709 | N/A | 0 | 760.4664 | N/A | [5 empty] | 0 | 609.1135 | 0 | 609.1135 | N/A | N/A | N/A - Risk Analysis activities generally performed by internal electric operations staff with costs not tracked separately | 0 | 624.3414 | 0 | 624.3414 | N/A | N/A | N/A - Risk Analysis activities generally performed by internal electric operations staff with costs not tracked separately | 0 | 639.9499 | 0 | 639.9499 | N/A | N/A | N/A - Risk Analysis activities generally performed by internal electric operations staff with costs not tracked separately | 0 | 198.1846 | 0 | 634.6424 | N/A | N/A | N/A - Risk Analysis activities generally performed by internal electric operations staff with costs not tracked separately | 0 | 211.153 | 0 | 676.1709 | N/A | N/A | N/A - Risk Analysis activities generally performed by internal electric operations staff with costs not tracked separately | 0 | 237.4765 | 0 | 760.4664 | N/A | N/A | N/A - Risk Analysis activities generally performed by internal electric operations staff with costs not tracked separately | 0 | 609.1135 | N/A | 0 | 624.3414 | N/A | 0 | 639.9499 | N/A | TRUE | TRUE | TRUE | TRUE | TRUE | TRUE | TRUE | TRUE | TRUE | 0 | 0 | 634.6424 | N/A | 0 | 676.1709 | N/A | 0 | 760.4664 | N/A |  | TRUE | TRUE | TRUE | TRUE | TRUE | TRUE | TRUE | TRUE | TRUE | 0 | 0 | No |  |  | All Drivers | All Drivers | 2018 | 2020 GRC, Transmission Owner | N/A | N/A | N/A
5.3.1.2 | 5.3.1.2, Climate-driven risk map and modelling based on various relevant weather scenarios | 7.3.1.2 | 7.3.1.2 Climate-driven risk map and modelling based on various relevant weather scenarios | N/A - Foundational | N/A - Foundational | N/A - Foundational | N/A - Foundational |  | 0 | 955.836 | N/A | 0 | 1623 | N/A | 0 | 1572 | N/A | [5 empty] | 0 | 770 | 0 | 770 | N/A | N/A | N/A - Climate driven risk mapping is an aspect of weather and fire modeling, captured in Table 22, Initiative 4-1, Forecast of a fire risk index, fire potential index, or similar | 0 | 1373 | 0 | 1373 | N/A | N/A | N/A - Climate driven risk mapping is an aspect of weather and fire modeling, captured in Table 22, Initiative 4-1, Forecast of a fire risk index, fire potential index, or similar | 0 | 1322 | 0 | 1322 | N/A | N/A | N/A - Climate driven risk mapping is an aspect of weather and fire modeling, captured in Table 22, Initiative 4-1, Forecast of a fire risk index, fire potential index, or similar | 0 | 300.1767 | 0 | 955.836 | N/A | N/A | N/A - Climate driven risk mapping is an aspect of weather and fire modeling, captured in Table 22, Initiative 4-1, Forecast of a fire risk index, fire potential index, or similar | 0 | 509.697 | 0 | 1623 | N/A | N/A | N/A - Climate driven risk mapping is an aspect of weather and fire modeling, captured in Table 22, Initiative 4-1, Forecast of a fire risk index, fire potential index, or similar | 0 | 493.6807 | 0 | 1572 | N/A | N/A | N/A - Climate driven risk mapping is an aspect of weather and fire modeling, captured in Table 22, Initiative 4-1, Forecast of a fire risk index, fire potential index, or similar | 0 | 770 | N/A | 0 | 1373 | N/A | 0 | 1322 | N/A | TRUE | TRUE | TRUE | TRUE | TRUE | TRUE | TRUE | TRUE | TRUE | 0 | 0 | 955.836 | N/A | 0 | 1623 | N/A | 0 | 1572 | N/A |  | TRUE | TRUE | TRUE | TRUE | TRUE | TRUE | TRUE | TRUE | TRUE | 0 | 0 | No |  |  | N/A - Foundational | N/A - Foundational | <2018 | N/A | N/A | N/A | N/A
5.3.1.3 | 5.3.1.3, Ignition probability mapping showing the probability of ignition along the electric lines and equipment | 7.3.1.3 | 7.3.1.3 Ignition probability mapping showing the probability of ignition along the electric lines and equipment | 0 | 573.8737 | 573.8737 | 573.8737 |  | 0 | 634.6424 | N/A | 0 | 676.1709 | N/A | 0 | 760.4664 | N/A | [5 empty] | 0 | 609.1135 | 0 | 609.1135 | N/A | N/A | N/A - Circuit based ignition probabilities and risk analysis activities generally performed by internal electric operations staff with costs not tracked separately | 0 | 624.3414 | 0 | 624.3414 | N/A | N/A | N/A - Circuit based ignition probabilities and risk analysis activities generally performed by internal electric operations staff with costs not tracked separately | 0 | 639.9499 | 0 | 639.9499 | N/A | N/A | N/A - Circuit based ignition probabilities and risk analysis activities generally performed by internal electric operations staff with costs not tracked separately | 0 | 198.1846 | 0 | 634.6424 | N/A | N/A | N/A - Circuit based ignition probabilities and risk analysis activities generally performed by internal electric operations staff with costs not tracked separately | 0 | 211.153 | 0 | 676.1709 | N/A | N/A | N/A - Circuit based ignition probabilities and risk analysis activities generally performed by internal electric operations staff with costs not tracked separately | 0 | 237.4765 | 0 | 760.4664 | N/A | N/A | N/A - Circuit based ignition probabilities and risk analysis activities generally performed by internal electric operations staff with costs not tracked separately | 0 | 609.1135 | N/A | 0 | 624.3414 | N/A | 0 | 639.9499 | N/A | TRUE | TRUE | TRUE | TRUE | TRUE | TRUE | TRUE | TRUE | TRUE | 0 | 0 | 634.6424 | N/A | 0 | 676.1709 | N/A | 0 | 760.4664 | N/A |  | TRUE | TRUE | TRUE | TRUE | TRUE | TRUE | TRUE | TRUE | TRUE | 0 | 0 | No |  |  | All Drivers | All Drivers | 2018 | 2020 GRC, Transmission Owner | N/A | N/A | N/A
5.3.1.4 | 5.3.1.4, Initiative mapping and estimation of wildfire and PSPS risk-reduction impact | 7.3.1.4 | 7.3.1.4 Initiative mapping and estimation of wildfire and PSPS risk-reduction impact | N/A - Foundational | N/A - Foundational | N/A - Foundational | N/A - Foundational |  | 0 | 15.5357 | N/A | 0 | 21.6389 | N/A | 0 | 22.2881 | N/A | [5 empty] | 0 | 23.1064 | 0 | 23.1064 | N/A | N/A | N/A - Risk Analysis activities generally performed by internal electric operations staff with costs not tracked separately | 0 | 23.6841 | 0 | 23.6841 | N/A | N/A | N/A - Risk Analysis activities generally performed by internal electric operations staff with costs not tracked separately | 0 | 24.2762 | 0 | 24.2762 | N/A | N/A | N/A - Risk Analysis activities generally performed by internal electric operations staff with costs not tracked separately | 0 | 4.8514 | 0 | 15.5357 | N/A | N/A | N/A - Risk Analysis activities generally performed by internal electric operations staff with costs not tracked separately | 0 | 6.7573 | 0 | 21.6389 | N/A | N/A | N/A - Risk Analysis activities generally performed by internal electric operations staff with costs not tracked separately | 0 | 6.9601 | 0 | 22.2881 | N/A | N/A | N/A - Risk Analysis activities generally performed by internal electric operations staff with costs not tracked separately | 0 | 23.1064 | N/A | 0 | 23.6841 | N/A | 0 | 24.2762 | N/A | TRUE | TRUE | TRUE | TRUE | TRUE | TRUE | TRUE | TRUE | TRUE | 0 | 0 | 15.5357 | N/A | 0 | 21.6389 | N/A | 0 | 22.2881 | N/A |  | TRUE | TRUE | TRUE | TRUE | TRUE | TRUE | TRUE | TRUE | TRUE | 0 | 0 | No |  |  | N/A - Foundational | N/A - Foundational | 2018 | 2020 GRC, Transmission Owner | N/A | N/A | N/A
5.3.1.5 | 5.3.1.5, Match drop simulations showing the potential wildfire consequence of ignitions that occur along the electric lines and equipment | 7.3.1.5 | 7.3.1.5 Match drop simulations showing the potential wildfire consequence of ignitions that occur along the electric lines and equipment | N/A - Foundational | N/A - Foundational | N/A - Foundational | N/A - Foundational |  | 0 | 3584 | N/A | 0 | 3300 | N/A | 0 | 3396.36 | N/A | [5 empty] | 0 | 3300 | 0 | 3300 | N/A | N/A | N/A - 5.3.1.5 is an aspect of weather and fire modeling, captured in Table 22, Initiative 4-1, Forecast of a fire risk index, fire potential index, or similar | 0 | 3382.5 | 0 | 3382.5 | N/A | N/A | N/A - 5.3.1.5 is an aspect of weather and fire modeling, captured in Table 22, Initiative 4-1, Forecast of a fire risk index, fire potential index, or similar | 0 | 3467.0625 | 0 | 3467.0625 | N/A | N/A | N/A - 5.3.1.5 is an aspect of weather and fire modeling, captured in Table 22, Initiative 4-1, Forecast of a fire risk index, fire potential index, or similar | 0 | 3584 | 0 | 3584 | N/A | N/A | N/A - 5.3.1.5 is an aspect of weather and fire modeling, captured in Table 22, Initiative 4-1, Forecast of a fire risk index, fire potential index, or similar | 0 | 3300 | 0 | 3300 | N/A | N/A | N/A - 5.3.1.5 is an aspect of weather and fire modeling, captured in Table 22, Initiative 4-1, Forecast of a fire risk index, fire potential index, or similar | 0 | 3396.36 | 0 | 3396.36 | N/A | N/A | N/A - 5.3.1.5 is an aspect of weather and fire modeling, captured in Table 22, Initiative 4-1, Forecast of a fire risk index, fire potential index, or similar | 0 | 3300 | N/A | 0 | 3382.5 | N/A | 0 | 3467.0625 | N/A | TRUE | TRUE | TRUE | TRUE | TRUE | TRUE | TRUE | TRUE | TRUE | 0 | 0 | 3584 | N/A | 0 | 3300 | N/A | 0 | 3396.36 | N/A |  | TRUE | TRUE | TRUE | TRUE | TRUE | TRUE | TRUE | TRUE | TRUE | 0 | 0 | No |  |  | N/A - Foundational | N/A - Foundational | 2019 | 2020 GRC | N/A | N/A | N/A
N/A - Not in Sept 2020 filing | N/A - Not in Sept 2020 filing | 7.3.1.6 | 7.3.1.6 Weather-Driven Risk Map and Modelling Based on Various Relevant Weather Scenarios | N/A - Foundational | N/A - Foundational | N/A - Foundational | N/A - Foundational |  | 0 | 475.4166 | N/A | 0 | 543.7722 | N/A | 0 | 555.2307 | N/A | [5 empty] | N/A - 7.3.1.6 Weather-Driven Risk Map and Modelling Based on Various Relevant Weather Scenarios not in Sept 9 2020 filing | N/A - 7.3.1.6 Weather-Driven Risk Map and Modelling Based on Various Relevant Weather Scenarios not in Sept 9 2020 filing | N/A - 7.3.1.6 Weather-Driven Risk Map and Modelling Based on Various Relevant Weather Scenarios not in Sept 9 2020 filing | N/A - 7.3.1.6 Weather-Driven Risk Map and Modelling Based on Various Relevant Weather Scenarios not in Sept 9 2020 filing | N/A - 7.3.1.6 Weather-Driven Risk Map and Modelling Based on Various Relevant Weather Scenarios not in Sept 9 2020 filing | N/A - 7.3.1.6 Weather-Driven Risk Map and Modelling Based on Various Relevant Weather Scenarios not in Sept 9 2020 filing | N/A - 7.3.1.6 Weather-Driven Risk Map and Modelling Based on Various Relevant Weather Scenarios not in Sept 9 2020 filing | N/A - 7.3.1.6 Weather-Driven Risk Map and Modelling Based on Various Relevant Weather Scenarios not in Sept 9 2020 filing | N/A - 7.3.1.6 Weather-Driven Risk Map and Modelling Based on Various Relevant Weather Scenarios not in Sept 9 2020 filing | N/A - 7.3.1.6 Weather-Driven Risk Map and Modelling Based on Various Relevant Weather Scenarios not in Sept 9 2020 filing | N/A - 7.3.1.6 Weather-Driven Risk Map and Modelling Based on Various Relevant Weather Scenarios not in Sept 9 2020 filing | N/A - 7.3.1.6 Weather-Driven Risk Map and Modelling Based on Various Relevant Weather Scenarios not in Sept 9 2020 filing | N/A - 7.3.1.6 Weather-Driven Risk Map and Modelling Based on Various Relevant Weather Scenarios not in Sept 9 2020 filing | N/A - 7.3.1.6 Weather-Driven Risk Map and Modelling Based on Various Relevant Weather Scenarios not in Sept 9 2020 filing | N/A - 7.3.1.6 Weather-Driven Risk Map and Modelling Based on Various Relevant Weather Scenarios not in Sept 9 2020 filing | N/A - 7.3.1.6 Weather-Driven Risk Map and Modelling Based on Various Relevant Weather Scenarios not in Sept 9 2020 filing | N/A - 7.3.1.6 Weather-Driven Risk Map and Modelling Based on Various Relevant Weather Scenarios not in Sept 9 2020 filing | N/A - 7.3.1.6 Weather-Driven Risk Map and Modelling Based on Various Relevant Weather Scenarios not in Sept 9 2020 filing | N/A - 7.3.1.6 Weather-Driven Risk Map and Modelling Based on Various Relevant Weather Scenarios not in Sept 9 2020 filing | N/A - 7.3.1.6 Weather-Driven Risk Map and Modelling Based on Various Relevant Weather Scenarios not in Sept 9 2020 filing | N/A - 7.3.1.6 Weather-Driven Risk Map and Modelling Based on Various Relevant Weather Scenarios not in Sept 9 2020 filing | 0 | 475.4166 | 0 | 475.4166 | N/A | N/A | N/A - 7.3.1.6 Weather-Driven Risk Map and Modelling Based on Various Relevant Weather Scenarios not in Sept 9 2020 filing | 0 | 543.7722 | 0 | 543.7722 | N/A | N/A | N/A - 7.3.1.6 Weather-Driven Risk Map and Modelling Based on Various Relevant Weather Scenarios not in Sept 9 2020 filing | 0 | 555.2307 | 0 | 555.2307 | N/A | N/A | N/A - 7.3.1.6 Weather-Driven Risk Map and Modelling Based on Various Relevant Weather Scenarios not in Sept 9 2020 filing | [19 empty] | 0 | 475.4166 | N/A | 0 | 543.7722 | N/A | 0 | 555.2307 | N/A |  | TRUE | TRUE | TRUE | TRUE | TRUE | TRUE | TRUE | TRUE | TRUE | 0 | 0 | Not in 2020 Sept filing |  |  | N/A - Foundational | N/A - Foundational | <2018 | 2020 GRC | N/A | N/A | N/A
N/A - Not in Sept 2020 filing | N/A - Not in Sept 2020 filing | 7.3.2.1.1 | 7.3.2.1.1 Advanced weather monitoring and weather stations, Numerical Weather Prediction | 0 | 1652.0439 | 1652.0439 | 1652.0439 |  | 0 | 488.1249 | N/A | 0 | 590.6583 | N/A | 0 | 607.846 | N/A | [5 empty] | N/A - 7.3.2.1.1 Advanced weather monitoring and weather stations, Numerical Weather Prediction not in Sept 9 2020 filing | N/A - 7.3.2.1.1 Advanced weather monitoring and weather stations, Numerical Weather Prediction not in Sept 9 2020 filing | N/A - 7.3.2.1.1 Advanced weather monitoring and weather stations, Numerical Weather Prediction not in Sept 9 2020 filing | N/A - 7.3.2.1.1 Advanced weather monitoring and weather stations, Numerical Weather Prediction not in Sept 9 2020 filing | N/A - 7.3.2.1.1 Advanced weather monitoring and weather stations, Numerical Weather Prediction not in Sept 9 2020 filing | N/A - 7.3.2.1.1 Advanced weather monitoring and weather stations, Numerical Weather Prediction not in Sept 9 2020 filing | N/A - 7.3.2.1.1 Advanced weather monitoring and weather stations, Numerical Weather Prediction not in Sept 9 2020 filing | N/A - 7.3.2.1.1 Advanced weather monitoring and weather stations, Numerical Weather Prediction not in Sept 9 2020 filing | N/A - 7.3.2.1.1 Advanced weather monitoring and weather stations, Numerical Weather Prediction not in Sept 9 2020 filing | N/A - 7.3.2.1.1 Advanced weather monitoring and weather stations, Numerical Weather Prediction not in Sept 9 2020 filing | N/A - 7.3.2.1.1 Advanced weather monitoring and weather stations, Numerical Weather Prediction not in Sept 9 2020 filing | N/A - 7.3.2.1.1 Advanced weather monitoring and weather stations, Numerical Weather Prediction not in Sept 9 2020 filing | N/A - 7.3.2.1.1 Advanced weather monitoring and weather stations, Numerical Weather Prediction not in Sept 9 2020 filing | N/A - 7.3.2.1.1 Advanced weather monitoring and weather stations, Numerical Weather Prediction not in Sept 9 2020 filing | N/A - 7.3.2.1.1 Advanced weather monitoring and weather stations, Numerical Weather Prediction not in Sept 9 2020 filing | N/A - 7.3.2.1.1 Advanced weather monitoring and weather stations, Numerical Weather Prediction not in Sept 9 2020 filing | N/A - 7.3.2.1.1 Advanced weather monitoring and weather stations, Numerical Weather Prediction not in Sept 9 2020 filing | N/A - 7.3.2.1.1 Advanced weather monitoring and weather stations, Numerical Weather Prediction not in Sept 9 2020 filing | N/A - 7.3.2.1.1 Advanced weather monitoring and weather stations, Numerical Weather Prediction not in Sept 9 2020 filing | N/A - 7.3.2.1.1 Advanced weather monitoring and weather stations, Numerical Weather Prediction not in Sept 9 2020 filing | N/A - 7.3.2.1.1 Advanced weather monitoring and weather stations, Numerical Weather Prediction not in Sept 9 2020 filing | 0 | 488.1249 | 0 | 488.1249 | N/A | N/A | N/A - 7.3.2.1.1 Advanced weather monitoring and weather stations, Numerical Weather Prediction not in Sept 9 2020 filing | 0 | 590.6583 | 0 | 590.6583 | N/A | N/A | N/A - 7.3.2.1.1 Advanced weather monitoring and weather stations, Numerical Weather Prediction not in Sept 9 2020 filing | 0 | 607.846 | 0 | 607.846 | N/A | N/A | N/A - 7.3.2.1.1 Advanced weather monitoring and weather stations, Numerical Weather Prediction not in Sept 9 2020 filing | [19 empty] | 0 | 488.1249 | N/A | 0 | 590.6583 | N/A | 0 | 607.846 | N/A |  | TRUE | TRUE | TRUE | TRUE | TRUE | TRUE | TRUE | TRUE | TRUE | 0 | 0 | Not in 2020 Sept filing |  |  | Consequence - PSPS | No other consequences reflected | <2018 | 2020 GRC | N/A | N/A | N/A
N/A - Not in Sept 2020 filing | N/A - Not in Sept 2020 filing | 7.3.2.1.2 | 7.3.2.1.2 Advanced weather monitoring and weather stations, Fuel Moisture Sampling and Modeling | 0 | 2867.2036 | 2867.2036 | 2867.2036 |  | 0 | 45.423 | N/A | 0 | 123.368 | N/A | 0 | 126.9703 | N/A | [5 empty] | N/A - 7.3.2.1.2 Advanced weather monitoring and weather stations, Fuel Moisture Sampling and Modeling not in Sept 9 2020 filing | N/A - 7.3.2.1.2 Advanced weather monitoring and weather stations, Fuel Moisture Sampling and Modeling not in Sept 9 2020 filing | N/A - 7.3.2.1.2 Advanced weather monitoring and weather stations, Fuel Moisture Sampling and Modeling not in Sept 9 2020 filing | N/A - 7.3.2.1.2 Advanced weather monitoring and weather stations, Fuel Moisture Sampling and Modeling not in Sept 9 2020 filing | N/A - 7.3.2.1.2 Advanced weather monitoring and weather stations, Fuel Moisture Sampling and Modeling not in Sept 9 2020 filing | N/A - 7.3.2.1.2 Advanced weather monitoring and weather stations, Fuel Moisture Sampling and Modeling not in Sept 9 2020 filing | N/A - 7.3.2.1.2 Advanced weather monitoring and weather stations, Fuel Moisture Sampling and Modeling not in Sept 9 2020 filing | N/A - 7.3.2.1.2 Advanced weather monitoring and weather stations, Fuel Moisture Sampling and Modeling not in Sept 9 2020 filing | N/A - 7.3.2.1.2 Advanced weather monitoring and weather stations, Fuel Moisture Sampling and Modeling not in Sept 9 2020 filing | N/A - 7.3.2.1.2 Advanced weather monitoring and weather stations, Fuel Moisture Sampling and Modeling not in Sept 9 2020 filing | N/A - 7.3.2.1.2 Advanced weather monitoring and weather stations, Fuel Moisture Sampling and Modeling not in Sept 9 2020 filing | N/A - 7.3.2.1.2 Advanced weather monitoring and weather stations, Fuel Moisture Sampling and Modeling not in Sept 9 2020 filing | N/A - 7.3.2.1.2 Advanced weather monitoring and weather stations, Fuel Moisture Sampling and Modeling not in Sept 9 2020 filing | N/A - 7.3.2.1.2 Advanced weather monitoring and weather stations, Fuel Moisture Sampling and Modeling not in Sept 9 2020 filing | N/A - 7.3.2.1.2 Advanced weather monitoring and weather stations, Fuel Moisture Sampling and Modeling not in Sept 9 2020 filing | N/A - 7.3.2.1.2 Advanced weather monitoring and weather stations, Fuel Moisture Sampling and Modeling not in Sept 9 2020 filing | N/A - 7.3.2.1.2 Advanced weather monitoring and weather stations, Fuel Moisture Sampling and Modeling not in Sept 9 2020 filing | N/A - 7.3.2.1.2 Advanced weather monitoring and weather stations, Fuel Moisture Sampling and Modeling not in Sept 9 2020 filing | N/A - 7.3.2.1.2 Advanced weather monitoring and weather stations, Fuel Moisture Sampling and Modeling not in Sept 9 2020 filing | N/A - 7.3.2.1.2 Advanced weather monitoring and weather stations, Fuel Moisture Sampling and Modeling not in Sept 9 2020 filing | N/A - 7.3.2.1.2 Advanced weather monitoring and weather stations, Fuel Moisture Sampling and Modeling not in Sept 9 2020 filing | 0 | 14.2649 | 0 | 45.423 | N/A | N/A | N/A - 7.3.2.1.2 Advanced weather monitoring and weather stations, Fuel Moisture Sampling and Modeling not in Sept 9 2020 filing | 0 | 38.7433 | 0 | 123.368 | N/A | N/A | N/A - 7.3.2.1.2 Advanced weather monitoring and weather stations, Fuel Moisture Sampling and Modeling not in Sept 9 2020 filing | 0 | 39.8746 | 0 | 126.9703 | N/A | N/A | N/A - 7.3.2.1.2 Advanced weather monitoring and weather stations, Fuel Moisture Sampling and Modeling not in Sept 9 2020 filing | [19 empty] | 0 | 45.423 | N/A | 0 | 123.368 | N/A | 0 | 126.9703 | N/A |  | TRUE | TRUE | TRUE | TRUE | TRUE | TRUE | TRUE | TRUE | TRUE | 0 | 0 | Not in 2020 Sept filing |  |  | Consequence - PSPS | No other consequences reflected | 2018 | 2020 GRC | N/A | N/A | N/A
5.3.2.1-1 | 5.3.2.1-1, Advanced weather monitoring and weather stations, Weather Station | 7.3.2.1.3 | 7.3.2.1.3 Advanced weather monitoring and weather stations, Weather Stations | 0 | 127.3245 | 127.3245 | 127.3245 |  | 8314.9397 | 111.2093 | 9623.5908 | 6398.9101 | 1571.588 | 7146.2308 | 6396 | 1638.5046 | 0 |  |  |  | Assumption that 1,300 for the entire program will cover all of T2 and T3. Equation is # of weather stations/ 1,300 * total T1 Z1 T2 and T3 circuit miles. We do have tier 1 weather stations so including all line miles in territory in formula. |  | 8077.8609 | 559 | 8077.8609 | 559 | 9632.9231 | 9632.9231 | Assumption is that 1,300 weather stations will cover all of T2 and T3. Annual "miles treated" is calculated as # of weather stations/ 1,300 * total T2 and T3 circuit miles. Note that 200 weather stations were installed in 2018 as well. | 5717.5632 | 576.888 | 5717.5632 | 576.888 | 6598.5523 | 6598.5523 | Assumption is that 1,300 weather stations will cover all of T2 and T3. Annual "miles treated" is calculated as # of weather stations/ 1,300 * total T2 and T3 circuit miles. Note that 200 weather stations were installed in 2018 as well. | 0 | 595.3484 | 0 | 595.3484 | 0 | 0 | Assumption is that 1,300 weather stations will cover all of T2 and T3. Annual "miles treated" is calculated as # of weather stations/ 1,300 * total T2 and T3 circuit miles. Note that 200 weather stations were installed in 2018 as well. | 6835.3793 | 91.4207 | 8314.9397 | 111.2093 | 9623.5908 | 9623.5908 | Assumption that 1,300 for the entire program will cover all of T2 and T3. Equation is # of weather stations/ 1,300 * total T1 Z1 T2 and T3 circuit miles. We do have tier 1 weather stations so including all line miles in territory in formula. | 5260.288 | 1291.9397 | 6398.9101 | 1571.588 | 7146.2308 | 7146.2308 | Assumption that 1,300 for the entire program will cover all of T2 and T3. Equation is # of weather stations/ 1,300 * total T1 Z1 T2 and T3 circuit miles. We do have tier 1 weather stations so including all line miles in territory in formula. | 5257.8958 | 1346.9491 | 6396 | 1638.5046 | 0 | 0 | Assumption that 1,300 for the entire program will cover all of T2 and T3. Equation is # of weather stations/ 1,300 * total T1 Z1 T2 and T3 circuit miles. We do have tier 1 weather stations so including all line miles in territory in formula. | 8077.8609 | 559 | 9632.9231 | 5717.5632 | 576.888 | 6598.5523 | 0 | 595.3484 | 0 | TRUE | TRUE | TRUE | TRUE | TRUE | TRUE | TRUE | TRUE | TRUE | 0 | 8314.9397 | 111.2093 | 9623.5908 | 6398.9101 | 1571.588 | 7146.2308 | 6396 | 1638.5046 | 0 | Assumption that 1,300 for the entire program will cover all of T2 and T3. Equation is # of weather stations/ 1,300 * total T1 Z1 T2 and T3 circuit miles. We do have tier 1 weather stations so including all line miles in territory in formula. | TRUE | TRUE | TRUE | TRUE | TRUE | TRUE | TRUE | TRUE | TRUE | 0 | 0 | Number change | No change to scope |  | Consequence - PSPS | No other consequences reflected | 2018 | 2020 GRC | N/A | N/A | N/A
5.3.2.1-2 | 5.3.2.1-2, Advanced weather monitoring and weather stations, Cameras | 7.3.2.1.4 | 7.3.2.1.4 Advanced weather monitoring and weather stations, Wildfire Cameras | 0 | 89.4017 | 96.0517 | 98.527 |  | 0 | 6955.7637 | 11148.12 | 0 | 9385.2751 | 6967.575 | 0 | 11515.0758 | 6812.74 |  |  |  | Assumption is that 600 for the entire program will cover all HFTD. Equation is # of cameras/600 * total T+D HFTD circuit miles. |  | 0 | 3508.8 | 0 | 3508.8 | 10594.5854 | 10594.5854 | Assumption is that 591 cameras for the entire program will cover all of T2 and T3. Therefore annual "miles treated" is calculated as # of cameras/591 * total T2 and T3 circuit miles. Note that a 9 cameras were installed in 2018, as well. | 0 | 3621 | 0 | 3621 | 10594.5854 | 10594.5854 | Assumption is that 591 cameras for the entire program will cover all of T2 and T3. Therefore annual "miles treated" is calculated as # of cameras/591 * total T2 and T3 circuit miles. Note that a 9 cameras were installed in 2018, as well. | 0 | 1083.7126 | 0 | 1083.7126 | 3072.4298 | 3072.4298 | Assumption is that 591 cameras for the entire program will cover all of T2 and T3. Therefore annual "miles treated" is calculated as # of cameras/591 * total T2 and T3 circuit miles. Note that a 9 cameras were installed in 2018, as well. | 0 | 5894.3323 | 0 | 6955.7637 | 11148.12 | 11148.12 | Assumption is that 600 for the entire program will cover all HFTD. Equation is # of cameras/600 * total T+D HFTD circuit miles. | 0 | 7953.1065 | 0 | 9385.2751 | 6967.575 | 6967.575 | Assumption is that 600 for the entire program will cover all HFTD. Equation is # of cameras/600 * total T+D HFTD circuit miles. | 0 | 9757.9051 | 0 | 11515.0758 | 6812.74 | 6812.74 | Assumption is that 600 for the entire program will cover all HFTD. Equation is # of cameras/600 * total T+D HFTD circuit miles. | 0 | 3508.8 | 10594.5854 | 0 | 3621 | 10594.5854 | 0 | 1083.7126 | 3072.4298 | TRUE | TRUE | TRUE | TRUE | TRUE | TRUE | TRUE | TRUE | TRUE | 0 | 0 | 6955.7637 | 11148.12 | 0 | 9385.2751 | 6967.575 | 0 | 11515.0758 | 6812.74 | Assumption is that 600 for the entire program will cover all HFTD. Equation is # of cameras/600 * total T+D HFTD circuit miles. | TRUE | TRUE | TRUE | TRUE | TRUE | TRUE | TRUE | TRUE | TRUE | 0 | 0 | Number change | No change to scope |  | All Drivers | All Drivers | 2018 | 2020 GRC | N/A | N/A | N/A
5.3.2.1-3 | 5.3.2.1-3, Advanced weather monitoring and weather stations, Satellite Fire Detection | 7.3.2.1.5 | 7.3.2.1.5 Advanced weather monitoring and weather stations, Fire Detection & Alerting | 0.59812 | 334.4747 | 359.3538 | 368.6149 |  | 0 | 257 | 81004 | 0 | 340.6595 | 81004 | 0 | 350.5786 | 81004 |  |  |  | Program applies to all tiers in Distribution. Assumption is this program treats all miles. |  | 0 | 341.592 | 0 | 341.592 | 25597 | 81004 | 2020 WMP Notes: Program applies to all of T3 and T2 in Distribution. 2021 WMP notes indicate the program applies to all of distribution. | 0 | 352.515 | 0 | 352.515 | 25597 | 81004 | 2020 WMP Notes: Program applies to all of T3 and T2 in Distribution. 2021 WMP notes indicate the program applies to all of distribution. | 0 | 363.8021 | 0 | 363.8021 | 25597 | 81004 | 2020 WMP Notes: Program applies to all of T3 and T2 in Distribution. 2021 WMP notes indicate the program applies to all of distribution. | 0 | 80.7099 | 0 | 257 | 25439 | 81004 | Program applies to all tiers in Distribution. Assumption is this program treats all miles. | 0 | 106.9828 | 0 | 340.6595 | 25439 | 81004 | Program applies to all tiers in Distribution. Assumption is this program treats all miles. | 0 | 110.0979 | 0 | 350.5786 | 25439 | 81004 | Program applies to all tiers in Distribution. Assumption is this program treats all miles. | 0 | 341.592 | 25597 | 0 | 352.515 | 25597 | 0 | 363.8021 | 25597 | TRUE | TRUE | TRUE | TRUE | TRUE | TRUE | TRUE | TRUE | TRUE | 0 | 0 | 257 | 81004 | 0 | 340.6595 | 81004 | 0 | 350.5786 | 81004 | Program applies to all tiers in Distribution. Assumption is this program treats all miles. | TRUE | TRUE | TRUE | TRUE | TRUE | TRUE | TRUE | TRUE | TRUE | 0 | 0 | Number change | No change to scope |  | All Drivers | All Drivers | 2019 | 2020 GRC | N/A | N/A | N/A
N/A - Not in Sept 2020 filing | N/A - Not in Sept 2020 filing | 7.3.2.1.6 | 7.3.2.1.6 Advanced weather monitoring and weather stations, Other Meteorology Tools and Upgrades | N/A - Foundational | N/A - Foundational | N/A - Foundational | N/A - Foundational |  | 0 | 325.4166 | N/A | 0 | 393.7722 | N/A | 0 | 405.2307 | N/A | [5 empty] | N/A - 7.3.2.1.6, Other Meteorology Tools and Upgrades not in Sept 9 2020 filing | N/A - 7.3.2.1.6, Other Meteorology Tools and Upgrades not in Sept 9 2020 filing | N/A - 7.3.2.1.6, Other Meteorology Tools and Upgrades not in Sept 9 2020 filing | N/A - 7.3.2.1.6, Other Meteorology Tools and Upgrades not in Sept 9 2020 filing | N/A - 7.3.2.1.6, Other Meteorology Tools and Upgrades not in Sept 9 2020 filing | N/A - 7.3.2.1.6, Other Meteorology Tools and Upgrades not in Sept 9 2020 filing | N/A - 7.3.2.1.6, Other Meteorology Tools and Upgrades not in Sept 9 2020 filing | N/A - 7.3.2.1.6, Other Meteorology Tools and Upgrades not in Sept 9 2020 filing | N/A - 7.3.2.1.6, Other Meteorology Tools and Upgrades not in Sept 9 2020 filing | N/A - 7.3.2.1.6, Other Meteorology Tools and Upgrades not in Sept 9 2020 filing | N/A - 7.3.2.1.6, Other Meteorology Tools and Upgrades not in Sept 9 2020 filing | N/A - 7.3.2.1.6, Other Meteorology Tools and Upgrades not in Sept 9 2020 filing | N/A - 7.3.2.1.6, Other Meteorology Tools and Upgrades not in Sept 9 2020 filing | N/A - 7.3.2.1.6, Other Meteorology Tools and Upgrades not in Sept 9 2020 filing | N/A - 7.3.2.1.6, Other Meteorology Tools and Upgrades not in Sept 9 2020 filing | N/A - 7.3.2.1.6, Other Meteorology Tools and Upgrades not in Sept 9 2020 filing | N/A - 7.3.2.1.6, Other Meteorology Tools and Upgrades not in Sept 9 2020 filing | N/A - 7.3.2.1.6, Other Meteorology Tools and Upgrades not in Sept 9 2020 filing | N/A - 7.3.2.1.6, Other Meteorology Tools and Upgrades not in Sept 9 2020 filing | N/A - 7.3.2.1.6, Other Meteorology Tools and Upgrades not in Sept 9 2020 filing | N/A - 7.3.2.1.6, Other Meteorology Tools and Upgrades not in Sept 9 2020 filing | 0 | 102.1958 | 0 | 325.4166 | N/A | N/A | N/A - 7.3.2.1.6, Other Meteorology Tools and Upgrades not in Sept 9 2020 filing | 0 | 123.6627 | 0 | 393.7722 | N/A | N/A | N/A - 7.3.2.1.6, Other Meteorology Tools and Upgrades not in Sept 9 2020 filing | 0 | 127.2612 | 0 | 405.2307 | N/A | N/A | N/A - 7.3.2.1.6, Other Meteorology Tools and Upgrades not in Sept 9 2020 filing | [19 empty] | 0 | 325.4166 | N/A | 0 | 393.7722 | N/A | 0 | 405.2307 | N/A |  | TRUE | TRUE | TRUE | TRUE | TRUE | TRUE | TRUE | TRUE | TRUE | 0 | 0 | Not in 2020 Sept filing |  |  | N/A - Foundational | N/A - Foundational | 2019 | 2020 GRC | N/A | N/A | N/A
5.3.2.2-5 | 5.3.2.2-5, Continuous monitoring sensors, Transmission SEL0T400L Relays | 7.3.2.2.1 | 7.3.2.2.1 Continuous monitoring sensors, Electric Transmission SEL T400L | N/A - Pilot | N/A - Pilot | N/A - Pilot | N/A - Pilot |  | 633 | 0 | N/A | 0 | 0 | N/A | 0 | 0 | N/A | [5 empty] | 700 | 0 | 2227.4956 | 0 | N/A | N/A | Line miles treated is not an appropriate metric to measure this initiative. | 0 | 0 | 0 | 0 | N/A | N/A | Line miles treated is not an appropriate metric to measure this initiative. | 0 | 0 | 0 | 0 | N/A | N/A | Line miles treated is not an appropriate metric to measure this initiative. | 192.6779 | 0 | 633 | 0 | N/A | N/A | Line miles treated is not an appropriate metric to measure this initiative. | 0 | 0 | 0 | 0 | N/A | N/A | Line miles treated is not an appropriate metric to measure this initiative. | 0 | 0 | 0 | 0 | N/A | N/A | Line miles treated is not an appropriate metric to measure this initiative. | 700 | 0 | N/A | 0 | 0 | N/A | 0 | 0 | N/A | TRUE | TRUE | TRUE | TRUE | TRUE | TRUE | TRUE | TRUE | TRUE | 0 | 633 | 0 | N/A | 0 | 0 | N/A | 0 | 0 | N/A |  | TRUE | TRUE | TRUE | TRUE | TRUE | TRUE | TRUE | TRUE | TRUE | 0 | 0 | Number change | No change to scope |  | N/A - Pilot | N/A - Pilot | 2019 | Transmission Owner | N/A | N/A | N/A
5.3.2.2-1 | 5.3.2.2-1, Continuous monitoring sensors, Enhanced Wires Down | 7.3.2.2.2 | 7.3.2.2.2 Continuous monitoring sensors, SmartMeter™ Partial Voltage Detection (Formerly Known as Enhanced Wires Down Detection) | 3.9558 | 1602.038 | 1602.038 | 1602.038 |  | 1215.5724 | 3.6572 | 81004 | 331.0142 | 0 | 81004 | 515.1544 | 84.732 | 81004 | Program applies to all of T3 and T2 in Distribution, but based on language in 2021 WMP, this program can apply to all Smart Meters and therefore, the entire service territory. | Program applies to all of T3 and T2 in Distribution, but based on language in 2021 WMP, this program can apply to all Smart Meters and therefore, the entire service territory. | Program applies to all of T3 and T2 in Distribution, but based on language in 2021 WMP, this program can apply to all Smart Meters and therefore, the entire service territory. | Program applies to all of T3 T2 Z1 in Distribution. Assumption is this program treats all miles. |  | 716.8 | 212.78 | 716.8 | 212.78 | 25597 | 81004 | Program applies to all of T3 and T2 in Distribution, but based on language in 2021 WMP, this program can apply to all Smart Meters and therefore, the entire service territory. | 0 | 212.78 | 0 | 212.78 | 25597 | 81004 | Program applies to all of T3 and T2 in Distribution, but based on language in 2021 WMP, this program can apply to all Smart Meters and therefore, the entire service territory. | 0 | 212.78 | 0 | 212.78 | 25597 | 81004 | Program applies to all of T3 and T2 in Distribution, but based on language in 2021 WMP, this program can apply to all Smart Meters and therefore, the entire service territory. | 1215.5724 | 3.6572 | 1215.5724 | 3.6572 | 25439 | 81004 | Program applies to all of T3 and T2 in Distribution, but based on language in 2021 WMP, this program can apply to all Smart Meters and therefore, the entire service territory. | 331.0142 | 0 | 331.0142 | 0 | 25597 | 81004 | Program applies to all of T3 and T2 in Distribution, but based on language in 2021 WMP, this program can apply to all Smart Meters and therefore, the entire service territory. | 515.1544 | 84.732 | 515.1544 | 84.732 | 25597 | 81004 | Program applies to all of T3 and T2 in Distribution, but based on language in 2021 WMP, this program can apply to all Smart Meters and therefore, the entire service territory. | 716.8 | 212.78 | 25597 | 0 | 212.78 | 25597 | 0 | 212.78 | 25597 | TRUE | TRUE | TRUE | TRUE | TRUE | TRUE | TRUE | TRUE | TRUE | 0 | 1215.5724 | 3.6572 | 25439 | 331.0142 | 0 | 25439 | 515.1544 | 84.732 | 25439 | Program applies to all of T3 T2 Z1 in Distribution. Assumption is this program treats all miles. | TRUE | TRUE | FALSE | TRUE | TRUE | FALSE | TRUE | TRUE | FALSE | 3 | 3 | Number change | No change to scope |  | Equipment Failure | No other drivers addressed | 2019 | 2020 GRC | N/A | N/A | N/A
5.3.2.2-2 | 5.3.2.2-2, Continuous monitoring sensors, EPIC - DFA and EDF, FZA | 7.3.2.2.3 | 7.3.2.2.3 Continuous monitoring sensors, Distribution Fault Anticipation Technology and Early Fault Detection | 0 | 23.1046 | 23.1046 | 23.1046 |  | 0 | 750.2566 | 719 | 5611.836 | 912.352 | TBD | 14219.66 | 2108.136 | TBD | Actuals were for the two circuits completed in 2020 for the pilot | The intent is to deploy EFD and DFA sensors on a total of 600-800 circuits in Tier 2 and Tier 3 HFTD areas, mitigating 28,000 total line miles (20,200 miles in Tier 2, 7,800 miles in Tier 3), across several General Rate Case (GRC) cycles. | The intent is to deploy EFD and DFA sensors on a total of 600-800 circuits in Tier 2 and Tier 3 HFTD areas, mitigating 28,000 total line miles (20,200 miles in Tier 2, 7,800 miles in Tier 3), across several General Rate Case (GRC) cycles. | Program applies to all of T3 T2 Z1 in Distribution. Assumption is this program treats all miles. |  | 0 | 1126.467 | 0 | 1126.467 | 718 | 718 | 2020 WMP states 718 miles in 2020 and no further miles planned at that time | 0 | 0 | 0 | 0 | 0 | 0 | 2020 WMP states 718 miles in 2020 and no further miles planned at that time | 0 | 0 | 0 | 0 | 0 | 0 | 2020 WMP states 718 miles in 2020 and no further miles planned at that time | 0 | 750.2566 | 0 | 750.2566 | 719 | 719 | Actuals were for the two circuits completed in 2020 for the pilot | 5611.836 | 912.352 | 5611.836 | 912.352 | TBD | TBD | The intent is to deploy EFD and DFA sensors on a total of 600-800 circuits in Tier 2 and Tier 3 HFTD areas, mitigating 28,000 total line miles (20,200 miles in Tier 2, 7,800 miles in Tier 3), across several General Rate Case (GRC) cycles. | 14219.66 | 2108.136 | 14219.66 | 2108.136 | TBD | TBD | The intent is to deploy EFD and DFA sensors on a total of 600-800 circuits in Tier 2 and Tier 3 HFTD areas, mitigating 28,000 total line miles (20,200 miles in Tier 2, 7,800 miles in Tier 3), across several General Rate Case (GRC) cycles. | 0 | 1126.467 | 25597 | 0 | 0 | 25597 | 0 | 0 | 25597 | TRUE | TRUE | FALSE | TRUE | TRUE | FALSE | TRUE | TRUE | FALSE | 3 | 0 | 750.2566 | 25439 | 5611.836 | 912.352 | 25439 | 14219.66 | 2108.136 | 25439 | Program applies to all of T3 T2 Z1 in Distribution. Assumption is this program treats all miles. | TRUE | TRUE | FALSE | TRUE | TRUE | FALSE | TRUE | TRUE | FALSE | 3 | 6 | Number change | No change to scope |  | All Drivers, All Consequences | All Drivers, All Consequences | 2019 | EPIC | FRMMA and WMPMA | N/A | N/A
5.3.2.2-6 | 5.3.2.2-6, Continuous monitoring sensors, Sensor IQ | 7.3.2.2.4 | 7.3.2.2.4 Continuous monitoring sensors, Sensor IQ | N/A - Foundational | N/A - Foundational | N/A - Foundational | N/A - Foundational |  | 0 | 1870.7814 | 25439 | 0 | 533 | 25439 | 0 | 0 | 25439 |  |  |  | Program applies to all of T3 T2 Z1 in Distribution. Assumption is this program treats all miles. |  | 0 | 1819.2733 | 0 | 1819.2733 | 25597 | 25597 | Program applies to all of T3 and T2 in Distribution and complete in 2020. Beyond the HFTD was not contemplated at the time | 0 | 86.5851 | 0 | 86.5851 | 25597 | 25597 | Program applies to all of T3 and T2 in Distribution and complete in 2020. Beyond the HFTD was not contemplated at the time | 0 | 95.6883 | 0 | 95.6883 | 25597 | 25597 | Program applies to all of T3 and T2 in Distribution and complete in 2020. Beyond the HFTD was not contemplated at the time | 0 | 1870.7814 | 0 | 1870.7814 | 25439 | 25439 | Program applies to all of T3 and T2 in Distribution and complete in 2020. Beyond the HFTD was not contemplated at the time | 0 | 533 | 0 | 533 | 25439 | 25439 | Program applies to all of T3 and T2 in Distribution and complete in 2020. Beyond the HFTD was not contemplated at the time | 0 | 0 | 0 | 0 | 25439 | 25439 | Program applies to all of T3 and T2 in Distribution and complete in 2020. Beyond the HFTD was not contemplated at the time | 0 | 1819.2733 | 25597 | 0 | 86.5851 | 25597 | 0 | 95.6883 | 25597 | TRUE | TRUE | TRUE | TRUE | TRUE | TRUE | TRUE | TRUE | TRUE | 0 | 0 | 1870.7814 | 25439 | 0 | 533 | 25439 | 0 | 0 | 25439 | Program applies to all of T3 T2 Z1 in Distribution. Assumption is this program treats all miles. | TRUE | TRUE | TRUE | TRUE | TRUE | TRUE | TRUE | TRUE | TRUE | 0 | 0 | Number change | No change to scope |  | N/A - Foundational | N/A - Foundational | 2020 | WMCE | FRMMA / WMPMA | N/A | N/A
5.3.2.2-3 | 5.3.2.2-3, Continuous monitoring sensors, Line Sensor Devices | 7.3.2.2.5 | 7.3.2.2.5 Continuous monitoring sensors, Line Sensor Devices | 0 | 126.7969 | 126.7969 | 126.7969 |  | 2590.165 | 0 | 4313 | 6420 | 0 | 2310.2 | 7620 | 0 | 2310.2 |  |  |  | WMP describes reaching 28,000 miles over the next 10 years, with a starting point of 4,898 miles completed by 2020. 2020 is reporting a specific mile number: 4,313. Equation for 2021 and beyond is (28,000-4,898)/10 years. |  | 3918.6715 | 0 | 3918.6715 | 0 | 2229.4473 | 2229.4473 | 2020 WMP describes reaching 12,000 miles over the next 3 years, with a starting point of 3,000 miles to be completed by 2020. Equation for 2021 and beyond is (28,000-4,898)/10 years. | 6600.6927 | 0 | 6600.6927 | 0 | 3734.3242 | 3734.3242 | 2020 WMP describes reaching 12,000 miles over the next 3 years, with a starting point of 3,000 miles to be completed by 2020. Equation for 2021 and beyond is (28,000-4,898)/10 years. | 7379.6284 | 0 | 7379.6284 | 0 | 4180.2137 | 4180.2137 | 2020 WMP describes reaching 12,000 miles over the next 3 years, with a starting point of 3,000 miles to be completed by 2020. Equation for 2021 and beyond is (28,000-4,898)/10 years. | 2590.165 | 0 | 2590.165 | 0 | 4313 | 4313 | 2020 WMP describes reaching 12,000 miles over the next 3 years, with a starting point of 3,000 miles to be completed by 2020. Equation for 2021 and beyond is (28,000-4,898)/10 years. All miles are described as HFTD miles. | 6420 | 0 | 6420 | 0 | 2310.2 | 2310.2 | 2020 WMP describes reaching 12,000 miles over the next 3 years, with a starting point of 3,000 miles to be completed by 2020. Equation for 2021 and beyond is (28,000-4,898)/10 years. | 7620 | 0 | 7620 | 0 | 2310.2 | 2310.2 | 2020 WMP describes reaching 12,000 miles over the next 3 years, with a starting point of 3,000 miles to be completed by 2020. Equation for 2021 and beyond is (28,000-4,898)/10 years. | 3918.6715 | 0 | 2229.4473 | 6600.6927 | 0 | 3734.3242 | 7379.6284 | 0 | 4180.2137 | TRUE | TRUE | TRUE | TRUE | TRUE | TRUE | TRUE | TRUE | TRUE | 0 | 2590.165 | 0 | 4313 | 6420 | 0 | 2310.2 | 7620 | 0 | 2310.2 | WMP describes reaching 28,000 miles over the next 10 years, with a starting point of 4,898 miles completed by 2020. 2020 is reporting a specific mile number: 4,313. Equation for 2021 and beyond is (28,000-4,898)/10 years. | TRUE | TRUE | TRUE | TRUE | TRUE | TRUE | TRUE | TRUE | TRUE | 0 | 0 | Number change | No change to scope |  | All Drivers, All Consequences | All Drivers, All Consequences | 2019 | N/A | FRMMA / WMPMA | N/A | N/A
5.3.2.2-4 | 5.3.2.2-4, Continuous monitoring sensors, Arc Fault Signature Library | 7.3.2.2.6 | 7.3.2.2.6 Continuous monitoring sensors, Distribution Arcing Fault Signature Library | N/A - Pilot | N/A - Pilot | N/A - Pilot | N/A - Pilot |  | 0 | 563.4847 | N/A | 0 | 30 | N/A | 0 | 0 | N/A | [5 empty] | 0 | 0 | 0 | 0 | N/A | N/A | Line miles treated is not an appropriate metric to measure this initiative. In 2020 WMP, this initiative is in pilot phase. | 0 | 0 | 0 | 0 | N/A | N/A | Line miles treated is not an appropriate metric to measure this initiative. In 2020 WMP, this initiative is in pilot phase. | 0 | 0 | 0 | 0 | N/A | N/A | Line miles treated is not an appropriate metric to measure this initiative. In 2020 WMP, this initiative is in pilot phase. | 0 | 563.4847 | 0 | 563.4847 | N/A | N/A | Since this is purely an R&D project, the initial scope of deployment will be on a single circuit that has a high occurrence of faults with a wide range of causes. The circuit includes sections that are within the Tier 2 and Tier 3 HFTD areas. | 0 | 30 | 0 | 30 | N/A | N/A | Since this is purely an R&D project, the initial scope of deployment will be on a single circuit that has a high occurrence of faults with a wide range of causes. The circuit includes sections that are within the Tier 2 and Tier 3 HFTD areas. | 0 | 0 | 0 | 0 | N/A | N/A | Since this is purely an R&D project, the initial scope of deployment will be on a single circuit that has a high occurrence of faults with a wide range of causes. The circuit includes sections that are within the Tier 2 and Tier 3 HFTD areas. | 0 | 0 | N/A | 0 | 0 | N/A | 0 | 0 | N/A | TRUE | TRUE | TRUE | TRUE | TRUE | TRUE | TRUE | TRUE | TRUE | 0 | 0 | 563.4847 | N/A | 0 | 30 | N/A | 0 | 0 | N/A |  | TRUE | TRUE | TRUE | TRUE | TRUE | TRUE | TRUE | TRUE | TRUE | 0 | 0 | Number change | No change to scope |  | N/A - Pilot | N/A - Pilot | 2020 | WMCE | FRMMA / WMPMA | N/A | N/A
5.3.2.3 | 5.3.2.3, Fault indicators for detecting faults on electric lines and equipment | 7.3.2.3 | 7.3.2.3 Fault indicators for detecting faults on electric lines and equipment | N/A | N/A | N/A | N/A |  | 500 | 0 | N/A | 514 | 0 | N/A | 543.7154 | 0 | N/A | [5 empty] | 0 | 3040 | 0 | 3040 | N/A | N/A | 2020 WMP references existing fault indicators already installed throughout the system with no specific plans to install incremental for wildfire | 0 | 3800 | 0 | 3800 | N/A | N/A | 2020 WMP references existing fault indicators already installed throughout the system with no specific plans to install incremental for wildfire | 0 | 4600 | 0 | 4600 | N/A | N/A | 2020 WMP references existing fault indicators already installed throughout the system with no specific plans to install incremental for wildfire | 157.0231 | 0 | 500 | 0 | N/A | N/A | We have not yet determined a long-term plan for fault indicators and their detection of faults on electrical lines and equipment. Long-term plan milestones are still under development with Electric Operations and Asset Management as we evaluate our current protection and automation standards/initiatives. | 161.4198 | 0 | 514 | 0 | N/A | N/A | We have not yet determined a long-term plan for fault indicators and their detection of faults on electrical lines and equipment. Long-term plan milestones are still under development with Electric Operations and Asset Management as we evaluate our current protection and automation standards/initiatives. | 170.7518 | 0 | 543.7154 | 0 | N/A | N/A | We have not yet determined a long-term plan for fault indicators and their detection of faults on electrical lines and equipment. Long-term plan milestones are still under development with Electric Operations and Asset Management as we evaluate our current protection and automation standards/initiatives. | 0 | 3040 | N/A | 0 | 3800 | N/A | 0 | 4600 | N/A | TRUE | TRUE | TRUE | TRUE | TRUE | TRUE | TRUE | TRUE | TRUE | 0 | 500 | 0 | N/A | 514 | 0 | N/A | 543.7154 | 0 | N/A |  | TRUE | TRUE | TRUE | TRUE | TRUE | TRUE | TRUE | TRUE | TRUE | 0 | 0 | No |  |  | All Drivers, All Consequences | All Drivers, All Consequences | <2018 | 2020 GRC | N/A | N/A | N/A
5.3.2.4 | 5.3.2.4, Forecast of a fire risk index, fire potential index, or similar, Advance Fire Modeling | 7.3.2.4 | 7.3.2.4 Forecast of a fire risk index, fire potential index, or similar | 0 | 311.6314 | 311.6314 | 311.6314 |  | 0 | 2082.6273 | 25439 | 0 | 2545.9816 | 25439 | 0 | 2619.738 | 25439 |  |  |  | Program applies to all of T3 T2 Z1 in Distribution. Assumption is this program treats all miles. |  | 0 | 1822.848 | 0 | 1822.848 | 25597 | 25597 | Program applies to HFTD | 0 | 1986.66 | 0 | 1986.66 | 25597 | 25597 | Program applies to HFTD | 0 | 2155.9324 | 0 | 2155.9324 | 25597 | 25597 | Program applies to HFTD | 0 | 2082.6273 | 0 | 2082.6273 | 25439 | 25439 | Program applies to HFTD | 0 | 2545.9816 | 0 | 2545.9816 | 25439 | 25439 | Program applies to HFTD | 0 | 2619.738 | 0 | 2619.738 | 25439 | 25439 | Program applies to HFTD | 0 | 1822.848 | 25597 | 0 | 1986.66 | 25597 | 0 | 2155.9324 | 25597 | TRUE | TRUE | TRUE | TRUE | TRUE | TRUE | TRUE | TRUE | TRUE | 0 | 0 | 2082.6273 | 25439 | 0 | 2545.9816 | 25439 | 0 | 2619.738 | 25439 | Program applies to all of T3 T2 Z1 in Distribution. Assumption is this program treats all miles. | TRUE | TRUE | TRUE | TRUE | TRUE | TRUE | TRUE | TRUE | TRUE | 0 | 0 | No |  |  | Consequence - PSPS | No other consequences reflected | <2018 | 2020 GRC | N/A | N/A | N/A
5.3.2.5 | 5.3.2.5, Personnel monitoring areas of electric lines and equipment in elevated fire risk conditions | 7.3.2.5 | 7.3.2.5 Personnel monitoring areas of electric lines and equipment in elevated fire risk conditions | 0 | 0.50237 | 0.53955 | 0.55339 |  | 250.785 | 3068.3805 | N/A | 30.3054 | 4187.8 | N/A | 238.074 | 4972.6 | N/A | [5 empty] | 0 | 4733.5331 | 0 | 4733.5331 | N/A | N/A | Line miles treated is not an appropriate metric to measure this initiative. | 0 | 7411.3036 | 0 | 7411.3036 | N/A | N/A | Line miles treated is not an appropriate metric to measure this initiative. | 0 | 8257.1755 | 0 | 8257.1755 | N/A | N/A | Line miles treated is not an appropriate metric to measure this initiative. | 250.785 | 3068.3805 | 250.785 | 3068.3805 | N/A | N/A | Line miles treated is not an appropriate metric to measure this initiative. | 30.3054 | 4187.8 | 30.3054 | 4187.8 | N/A | N/A | Line miles treated is not an appropriate metric to measure this initiative. | 238.074 | 4972.6 | 238.074 | 4972.6 | N/A | N/A | Line miles treated is not an appropriate metric to measure this initiative. | 0 | 4733.5331 | N/A | 0 | 7411.3036 | N/A | 0 | 8257.1755 | N/A | TRUE | TRUE | TRUE | TRUE | TRUE | TRUE | TRUE | TRUE | TRUE | 0 | 250.785 | 3068.3805 | N/A | 30.3054 | 4187.8 | N/A | 238.074 | 4972.6 | N/A |  | TRUE | TRUE | TRUE | TRUE | TRUE | TRUE | TRUE | TRUE | TRUE | 0 | 0 | No |  |  | Consequence - Financial | No other consequences reflected | 2018 | 2020 GRC | N/A | N/A | N/A
5.3.2.6 | 5.3.2.6, Weather forecasting and estimating impacts on electric lines and equipment, SOPP | 7.3.2.6 | 7.3.2.6 Weather forecasting and estimating impacts on electric lines and equipment | 0 | 991.2263 | 991.2263 | 991.2263 |  | 0 | 488.1249 | 25439 | 1028 | 1105.6583 | 25439 | 1058 | 1137.846 | 25439 |  |  |  | Program applies to all of T3 T2 Z1 in Distribution. Assumption is this program treats all miles. |  | 0 | 1974.216 | 0 | 1974.216 | 25597 | 25597 | Program applies to HFTD | 0 | 2037.345 | 0 | 2037.345 | 25597 | 25597 | Program applies to HFTD | 0 | 2102.5783 | 0 | 2102.5783 | 25597 | 25597 | Program applies to HFTD | 0 | 488.1249 | 0 | 488.1249 | 25439 | 25439 | Program applies to HFTD | 1028 | 1105.6583 | 1028 | 1105.6583 | 25439 | 25439 | Program applies to HFTD | 1058 | 1137.846 | 1058 | 1137.846 | 25439 | 25439 | Program applies to HFTD | 0 | 1974.216 | 25597 | 0 | 2037.345 | 25597 | 0 | 2102.5783 | 25597 | TRUE | TRUE | TRUE | TRUE | TRUE | TRUE | TRUE | TRUE | TRUE | 0 | 0 | 488.1249 | 25439 | 1028 | 1105.6583 | 25439 | 1058 | 1137.846 | 25439 | Program applies to all of T3 T2 Z1 in Distribution. Assumption is this program treats all miles. | TRUE | TRUE | TRUE | TRUE | TRUE | TRUE | TRUE | TRUE | TRUE | 0 | 0 | Name change | No change to scope |  | Consequence - PSPS | No other consequences reflected | <2018 | 2020 GRC | N/A | N/A | N/A
5.3.2.7-1 | 5.3.2.7-1, Other, Wildfire Safety Operations Center (WSOC) | 7.3.2.7 | 7.3.2.7 Other, Wildfire Safety Operations Center (WSOC) | N/A - Foundational | N/A - Foundational | N/A - Foundational | N/A - Foundational |  | -34.0887 | 4117.327 | 25439 | 1542.0027 | 6193 | 25439 | 105.7812 | 7170 | 25439 |  |  |  | Program applies to all of T3 T2 Z1 in Distribution. Assumption is this program treats all miles. |  | 51.2 | 9189.7378 | 51.2 | 9189.7378 | 25597 | 25597 | Program applies to HFTD | 52.38 | 11355.8858 | 52.38 | 11355.8858 | 25597 | 25597 | Program applies to HFTD | 53.685 | 12171.7792 | 53.685 | 12171.7792 | 25597 | 25597 | Program applies to HFTD | -34.0887 | 4117.327 | -34.0887 | 4117.327 | 25439 | 25439 | Program applies to HFTD | 1542.0027 | 6193 | 1542.0027 | 6193 | 25439 | 25439 | Program applies to HFTD | 105.7812 | 7170 | 105.7812 | 7170 | 25439 | 25439 | Program applies to HFTD | 51.2 | 9189.7378 | 25597 | 52.38 | 11355.8858 | 25597 | 53.685 | 12171.7792 | 25597 | TRUE | TRUE | TRUE | TRUE | TRUE | TRUE | TRUE | TRUE | TRUE | 0 | -34.0887 | 4117.327 | 25439 | 1542.0027 | 6193 | 25439 | 105.7812 | 7170 | 25439 | Program applies to all of T3 T2 Z1 in Distribution. Assumption is this program treats all miles. | TRUE | TRUE | TRUE | TRUE | TRUE | TRUE | TRUE | TRUE | TRUE | 0 | 0 | Number change | No change to scope |  | N/A - Foundational | N/A - Foundational | 2018 | 2020 GRC | N/A | N/A | N/A
5.3.2.7-2 | 5.3.2.7-2, Other, Meteorology Operations Center | 7.3.2.8 | 7.3.2.8 Other, Meteorology Analytics/Operations Center | N/A - Foundational | N/A - Foundational | N/A - Foundational | N/A - Foundational |  | 920.104 | 0 | 25439 | 0 | 0 | 25439 | 0 | 0 | 25439 |  |  |  | Program applies to all of T3 T2 Z1 in Distribution. Assumption is this program treats all miles. |  | 398.1394 | 0 | 398.1394 | 0 | 25597 | 25597 | Program applies to HFTD | 0 | 0 | 0 | 0 | 25597 | 25597 | Program applies to HFTD | 0 | 0 | 0 | 0 | 25597 | 25597 | Program applies to HFTD | 920.104 | 0 | 920.104 | 0 | 25439 | 25439 | Program applies to HFTD | 0 | 0 | 0 | 0 | 25439 | 25439 | Program applies to HFTD | 0 | 0 | 0 | 0 | 25439 | 25439 | Program applies to HFTD | 398.1394 | 0 | 13265.6667 | 0 | 0 | 13265.6667 | 0 | 0 | 13265.6667 | TRUE | TRUE | FALSE | TRUE | TRUE | FALSE | TRUE | TRUE | FALSE | 3 | 920.104 | 0 | 25439 | 0 | 0 | 25439 | 0 | 0 | 25439 | Program applies to all of T3 T2 Z1 in Distribution. Assumption is this program treats all miles. | TRUE | TRUE | TRUE | TRUE | TRUE | TRUE | TRUE | TRUE | TRUE | 0 | 3 | Number change | No change to scope |  | N/A - Foundational | N/A - Foundational | 2020 | WMCE | FRMMA / WMPMA | N/A | N/A
5.3.3.1 | 5.3.3.1, Capacitor maintenance and replacement program | 7.3.3.1 | 7.3.3.1 Capacitor maintenance and replacement program | 0.42412 | 279.2509 | 280.4843 | 279.7268 |  | 8248.0023 | 313.71 | 24263 | 11358.4836 | 311.5665 | 24263 | 7561.823 | 311.5665 | 24263 |  |  |  | Assume that these remediations are tags/notifications resulting from inspections based on the new inspection cycle of 100% T3, 33% T2, 20% T1 going forward. For 2019 assumes 100% of Tiers 2&3 based on WSIP |  | 15412.0661 | 1329.925 | 83666.6561 | 7650.5958 | 13265.6667 | 24263 | Assume that these remediations are tags/notifications resulting from inspections based on the new inspection cycle of 100% T3, 33% T2, 20% T1 going forward. For 2019 assumes 100% of Tiers 2&3 based on WSIP | 15797.3677 | 1363.1731 | 85758.3226 | 7841.8607 | 13265.6667 | 24263 | Assume that these remediations are tags/notifications resulting from inspections based on the new inspection cycle of 100% T3, 33% T2, 20% T1 going forward. For 2019 assumes 100% of Tiers 2&3 based on WSIP | 16192.3019 | 1397.2524 | 87902.2806 | 8037.9072 | 13265.6667 | 24263 | Assume that these remediations are tags/notifications resulting from inspections based on the new inspection cycle of 100% T3, 33% T2, 20% T1 going forward. For 2019 assumes 100% of Tiers 2&3 based on WSIP | 2590.2539 | 98.5194 | 8248.0023 | 313.71 | 13265.6667 | 24263 | Assume that these remediations are tags/notifications resulting from inspections based on the new inspection cycle of 100% T3, 33% T2, 20% T1 going forward. For 2019 assumes 100% of Tiers 2&3 based on WSIP | 3567.0888 | 97.8463 | 11358.4836 | 311.5665 | 13265.6667 | 24263 | Assume that these remediations are tags/notifications resulting from inspections based on the new inspection cycle of 100% T3, 33% T2, 20% T1 going forward. For 2019 assumes 100% of Tiers 2&3 based on WSIP | 2374.7619 | 97.8463 | 7561.823 | 311.5665 | 13265.6667 | 24263 | Assume that these remediations are tags/notifications resulting from inspections based on the new inspection cycle of 100% T3, 33% T2, 20% T1 going forward. For 2019 assumes 100% of Tiers 2&3 based on WSIP | 15412.0661 | 1329.925 | 13265.6667 | 15797.3677 | 1363.1731 | 13265.6667 | 16192.3019 | 1397.2524 | 13265.6667 | TRUE | TRUE | TRUE | TRUE | TRUE | TRUE | TRUE | TRUE | TRUE | 0 | 8248.0023 | 313.71 | 24263 | 11358.4836 | 311.5665 | 24263 | 7561.823 | 311.5665 | 24263 | Assume that these remediations are tags/notifications resulting from inspections based on the new inspection cycle of 100% T3, 33% T2, 20% T1 going forward. For 2019 assumes 100% of Tiers 2&3 based on WSIP | TRUE | TRUE | TRUE | TRUE | TRUE | TRUE | TRUE | TRUE | TRUE | 0 | 0 | No |  |  | Equipment Failure | No other drivers addressed | <2018 | 2020 GRC | N/A | In Compliance | GO 95
5.3.3.2-1 | 5.3.3.2-1, Circuit breaker maintenance and installation to de-energize lines upon detecting a fault, Non Enhanced - Maintenance Substation Distribution | 7.3.3.2-Baseline-D | 7.3.3.2-Baseline-D Circuit breaker maintenance and installation to de-energize lines upon detecting a fault, Baseline - Maintenance Substation Distribution | N/A | N/A | N/A | N/A |  | 16707.3584 | 2368.259 | N/A | 7041.5183 | 2364.1278 | N/A | 21.7908 | 2364.1278 | N/A |  |  |  | N/A 0 substation should not be calculated by circuit mile |  | 2941.7484 | 1113.4428 | 28960.8501 | 4404.0086 | N/A | N/A | Line miles treated is not an appropriate metric for substation related investments | 3015.2921 | 1141.2789 | 29684.8713 | 4514.1088 | N/A | N/A | Line miles treated is not an appropriate metric for substation related investments | 3090.6744 | 1169.8109 | 30426.9931 | 4626.9615 | N/A | N/A | Line miles treated is not an appropriate metric for substation related investments | 5246.8828 | 743.7428 | 16707.3584 | 2368.259 | N/A | N/A | Line miles treated is not an appropriate metric for substation related investments | 2211.3622 | 742.4454 | 7041.5183 | 2364.1278 | N/A | N/A | Line miles treated is not an appropriate metric for substation related investments | 6.8433 | 742.4454 | 21.7908 | 2364.1278 | N/A | N/A | Line miles treated is not an appropriate metric for substation related investments | 2941.7484 | 1113.4428 | N/A | 3015.2921 | 1141.2789 | N/A | 3090.6744 | 1169.8109 | N/A | TRUE | TRUE | TRUE | TRUE | TRUE | TRUE | TRUE | TRUE | TRUE | 0 | 16707.3584 | 2368.259 | N/A | 7041.5183 | 2364.1278 | N/A | 21.7908 | 2364.1278 | N/A | N/A 0 substation should not be calculated by circuit mile | TRUE | TRUE | TRUE | TRUE | TRUE | TRUE | TRUE | TRUE | TRUE | 0 | 0 | Name and number change | Slight change in narrative scope | Yes, changes to MAT Code mapping | Equipment Failure | No other drivers addressed | <2018 | 2020 GRC | N/A | In Compliance | GO 174
5.3.3.2-2 | 5.3.3.2-2, Circuit breaker maintenance and installation to de-energize lines upon detecting a fault, Non Enhanced - Maintenance Substation Transmission | 7.3.3.2-Baseline-T | 7.3.3.2-Baseline-T Circuit breaker maintenance and installation to de-energize lines upon detecting a fault, Baseline - Maintenance Substation Transmission | N/A | N/A | N/A | N/A |  | 28912.459 | 2172.6184 | N/A | 27029.0436 | 2011.5548 | N/A | 31695.034 | 1958 | N/A |  |  |  | N/A 0 substation should not be calculated by circuit mile |  | 25850.3662 | 0 | 60120.6717 | 0 | N/A | N/A | Line miles treated is not an appropriate metric for substation related investments | 26496.6254 | 0 | 61623.6885 | 0 | N/A | N/A | Line miles treated is not an appropriate metric for substation related investments | 27159.041 | 0 | 63164.2808 | 0 | N/A | N/A | Line miles treated is not an appropriate metric for substation related investments | 8800.6208 | 661.3201 | 28912.459 | 2172.6184 | N/A | N/A | Line miles treated is not an appropriate metric for substation related investments | 8227.3307 | 612.2942 | 27029.0436 | 2011.5548 | N/A | N/A | Line miles treated is not an appropriate metric for substation related investments | 9647.6046 | 595.9927 | 31695.034 | 1958 | N/A | N/A | Line miles treated is not an appropriate metric for substation related investments | 25850.3662 | 0 | N/A | 26496.6254 | 0 | N/A | 27159.041 | 0 | N/A | TRUE | TRUE | TRUE | TRUE | TRUE | TRUE | TRUE | TRUE | TRUE | 0 | 28912.459 | 2172.6184 | N/A | 27029.0436 | 2011.5548 | N/A | 31695.034 | 1958 | N/A | N/A 0 substation should not be calculated by circuit mile | TRUE | TRUE | TRUE | TRUE | TRUE | TRUE | TRUE | TRUE | TRUE | 0 | 0 | Name and number change | Slight change in narrative scope | Yes, changes to MAT Code mapping | Equipment Failure | No other drivers addressed | <2018 | Transmission Owner | N/A | In Compliance | GO 174
5.3.3.2-3 | 5.3.3.2-3, Circuit breaker maintenance and installation to de-energize lines upon detecting a fault, Enhanced - Maintenance Substation Distribution | 7.3.3.2-Enhanced-D | 7.3.3.2-Enhanced-D Circuit breaker maintenance and installation to de-energize lines upon detecting a fault, Enhanced - Maintenance Substation Distribution | N/A | N/A | N/A | N/A |  | 3345.9811 | 484.8695 | N/A | 657.2115 | 295.4761 | N/A | 675.6134 | 120.8445 | N/A |  |  |  | N/A 0 substation should not be calculated by circuit mile |  | 3314.9498 | 255.8395 | 4668.549 | 3557.598 | N/A | N/A | Line miles treated is not an appropriate metric for substation related investments | 3397.8236 | 262.2355 | 4785.2627 | 3646.5379 | N/A | N/A | Line miles treated is not an appropriate metric for substation related investments | 3482.7692 | 268.7914 | 4904.8943 | 3737.7014 | N/A | N/A | Line miles treated is not an appropriate metric for substation related investments | 3345.9811 | 484.8695 | 3345.9811 | 484.8695 | N/A | N/A | Line miles treated is not an appropriate metric for substation related investments | 657.2115 | 295.4761 | 657.2115 | 295.4761 | N/A | N/A | Line miles treated is not an appropriate metric for substation related investments | 675.6134 | 120.8445 | 675.6134 | 120.8445 | N/A | N/A | Line miles treated is not an appropriate metric for substation related investments | 3314.9498 | 255.8395 | N/A | 3397.8236 | 262.2355 | N/A | 3482.7692 | 268.7914 | N/A | TRUE | TRUE | TRUE | TRUE | TRUE | TRUE | TRUE | TRUE | TRUE | 0 | 3345.9811 | 484.8695 | N/A | 657.2115 | 295.4761 | N/A | 675.6134 | 120.8445 | N/A | N/A 0 substation should not be calculated by circuit mile | TRUE | TRUE | TRUE | TRUE | TRUE | TRUE | TRUE | TRUE | TRUE | 0 | 0 | Name and number change | Slight change in narrative scope | Got more granualar in financial breakdown, carved circuit breaker piece | Equipment Failure | No other drivers addressed | 2019 | 2020 GRC | FRMMA / WMPMA | In Compliance | GO 174
5.3.3.2-4 | 5.3.3.2-4, Circuit breaker maintenance and installation to de-energize lines upon detecting a fault, Enhanced - Maintenance Substation Transmission | 7.3.3.2-Enhanced-T | 7.3.3.2-Enhanced-T Circuit breaker maintenance and installation to de-energize lines upon detecting a fault, Enhanced - Maintenance Substation Transmission | N/A | N/A | N/A | N/A |  | 2992.3352 | 747.4385 | N/A | 643.6299 | 1132.3118 | N/A | 659.3536 | 553.4312 | N/A |  |  |  | N/A 0 substation should not be calculated by circuit mile |  | 524.0968 | 194.8525 | 981.1073 | 3318.8606 | N/A | N/A | Line miles treated is not an appropriate metric for substation related investments | 537.1992 | 199.7238 | 1005.635 | 3401.8321 | N/A | N/A | Line miles treated is not an appropriate metric for substation related investments | 550.6292 | 204.7169 | 1030.7759 | 3486.8779 | N/A | N/A | Line miles treated is not an appropriate metric for substation related investments | 2992.3352 | 747.4385 | 2992.3352 | 747.4385 | N/A | N/A | Line miles treated is not an appropriate metric for substation related investments | 643.6299 | 1132.3118 | 643.6299 | 1132.3118 | N/A | N/A | Line miles treated is not an appropriate metric for substation related investments | 659.3536 | 553.4312 | 659.3536 | 553.4312 | N/A | N/A | Line miles treated is not an appropriate metric for substation related investments | 524.0968 | 194.8525 | N/A | 537.1992 | 199.7238 | N/A | 550.6292 | 204.7169 | N/A | TRUE | TRUE | TRUE | TRUE | TRUE | TRUE | TRUE | TRUE | TRUE | 0 | 2992.3352 | 747.4385 | N/A | 643.6299 | 1132.3118 | N/A | 659.3536 | 553.4312 | N/A | N/A 0 substation should not be calculated by circuit mile | TRUE | TRUE | TRUE | TRUE | TRUE | TRUE | TRUE | TRUE | TRUE | 0 | 0 | Name and number change | Slight change in narrative scope | Got more granualar in financial breakdown, carved circuit breaker piece | Equipment Failure | No other drivers addressed | 2019 | Transmission Owner | N/A | In Compliance | GO 174
5.3.3.3 | 5.3.3.3, Covered conductor installation | 7.3.3.3 | 7.3.3.3 Covered conductor installation | N/A | lowUG: 4.40 to highUG: 4.50 | lowUG: 4.40 to highUG: 4.50 | lowUG: 4.40 to highUG: 4.50 | Range represents values based on low to high UG miles ranging from 10% to 31% per year. | 448962 | 0 | 339.3 | lowUG: $254,100 to highUG: $188,312 | 0 | lowUG: 146 to highUG: 108.2 | lowUG: $659,660 to highUG: $495,659 | 0 | lowUG: 397 to highUG: 298.3 | Covered conductor in this initiative is in HFTDs | Covered conductor in this initiative is in HFTDs | Covered conductor in this initiative is in HFTDs | Line miles treated should align with System Hardening line miles for each year |  | 17017 | 0 | 17017 | 0 | 221 | 221 | Covered conductor in this initiative is in HFTDs | 27566 | 0 | 27566 | 0 | 358 | 358 | Covered conductor in this initiative is in HFTDs | 34034 | 0 | 34034 | 0 | 442 | 442 | Covered conductor in this initiative is in HFTDs | 448962 | 0 | 448962 | 0 | 339.3 | 339.3 | Covered conductor in this initiative is in HFTDs | lowUG: $254,100 to highUG: $188,312 | 0 | lowUG: $254,100 to highUG: $188,312 | 0 | lowUG: 146 to highUG: 108.2 | lowUG: 146 to highUG: 108.2 | Covered conductor in this initiative is in HFTDs | lowUG: $659,660 to highUG: $495,659 | 0 | lowUG: $659,660 to highUG: $495,659 | 0 | lowUG: 397 to highUG: 298.3 | lowUG: 397 to highUG: 298.3 | Covered conductor in this initiative is in HFTDs | 17017 | 0 | 221 | 27566 | 0 | 358 | 34034 | 0 | 442 | TRUE | TRUE | TRUE | TRUE | TRUE | TRUE | TRUE | TRUE | TRUE | 0 | 0 | 0 | 342 | 0 | 0 | 180 | 0 | 0 | 470 | Line miles treated should align with System Hardening line miles for each year | FALSE | TRUE | FALSE | FALSE | TRUE | FALSE | FALSE | TRUE | FALSE | 6 | 6 | No |  |  | Equipment Failure, Vegetation, Animal, 3rd Party | No other drivers addressed | 2018 | See 7.3.3.17.1 | N/A | Exceeds | GO 95 | 7.3.3.17.1 Updates to grid topology to minimize risk of ignition in HFTDs, System Hardening, Distribution
5.3.3.4 | 5.3.3.4, Covered conductor maintenance | 7.3.3.4 | 7.3.3.4 Covered conductor maintenance | 1.7385 | 2491.7921 | 2119.7927 | 2119.3925 |  | 10670.643 | 8597.3799 | 24263 | 14419.982 | 9037.8945 | 24263 | 12496.0865 | 4058.1442 | 24263 |  |  |  | 100% for 2019 based on WSIP and 100% T3, 33% T2, 20% T1 based on new inspection cycle |  | 6269.845 | 1329.801 | 16961.876 | 1865.8393 | 13265.6667 | 13265.6667 | Covered conductor in this initiative is in HFTDs, maintenance will apply for 100% T3 and 33% of T2 annually. Line miles states is for all applicable circuit miles regardless of covered conductor. | 6426.5911 | 1363.046 | 17385.9229 | 1912.4853 | 13265.6667 | 13265.6667 | Covered conductor in this initiative is in HFTDs, maintenance will apply for 100% T3 and 33% of T2 annually. Line miles states is for all applicable circuit miles regardless of covered conductor. | 6587.2559 | 1397.1222 | 17820.571 | 1960.2974 | 13265.6667 | 13265.6667 | Covered conductor in this initiative is in HFTDs, maintenance will apply for 100% T3 and 33% of T2 annually. Line miles states is for all applicable circuit miles regardless of covered conductor. | 3852.9991 | 6127.4326 | 10670.643 | 8597.3799 | 13265.6667 | 24263 | Assume that these remediations are tags/notifications resulting from inspections based on the new inspection cycle of 100% T3, 33% T2, 20% T1 going forward. For 2019 assumes 100% of Tiers 2&3 based on WSIP | 8855.5606 | 6364.2765 | 14419.982 | 9037.8945 | 13265.6667 | 24263 | Assume that these remediations are tags/notifications resulting from inspections based on the new inspection cycle of 100% T3, 33% T2, 20% T1 going forward. For 2019 assumes 100% of Tiers 2&3 based on WSIP | 7674.063 | 4058.1442 | 12496.0865 | 4058.1442 | 13265.6667 | 24263 | Assume that these remediations are tags/notifications resulting from inspections based on the new inspection cycle of 100% T3, 33% T2, 20% T1 going forward. For 2019 assumes 100% of Tiers 2&3 based on WSIP | 6269.845 | 1329.801 | 13265.6667 | 6426.5911 | 1363.046 | 13265.6667 | 6587.2559 | 1397.1222 | 13265.6667 | TRUE | TRUE | TRUE | TRUE | TRUE | TRUE | TRUE | TRUE | TRUE | 0 | 10670.643 | 8597.3799 | 24263 | 14419.982 | 9037.8945 | 24263 | 12496.0865 | 4058.1442 | 24263 | 100% for 2019 based on WSIP and 100% T3, 33% T2, 20% T1 based on new inspection cycle | TRUE | TRUE | TRUE | TRUE | TRUE | TRUE | TRUE | TRUE | TRUE | 0 | 0 | No |  |  | Equipment Failure | No other drivers addressed | 2018 | 2020 GRC | FRMMA / WMPMA | In Compliance | GO 95
5.3.3.5 | 5.3.3.5, Crossarm maintenance, repair, and replacement | 7.3.3.5 | 7.3.3.5 Crossarm maintenance, repair, and replacement | 0.5585 | 535.1508 | 619.3008 | 619.2245 |  | 67301.3931 | 618.8625 | 54084 | 61025.0598 | 778.4836 | 54084 | 47523.6961 | 597.9065 | 54084 | Based on 2021 WMP write up, PG&E conducts annual patrols in urban areas and bi-annual patrols in rural areas, visually looking for damaged equipment and other defects on the distribution overhead system | Based on 2021 WMP write up, PG&E conducts annual patrols in urban areas and bi-annual patrols in rural areas, visually looking for damaged equipment and other defects on the distribution overhead system | Based on 2021 WMP write up, PG&E conducts annual patrols in urban areas and bi-annual patrols in rural areas, visually looking for damaged equipment and other defects on the distribution overhead system | 100% for 2019 based on WSIP and 100% T3, 33% T2, 20% T1 based on new inspection cycle |  | 90276.3931 | 218.8021 | 127802.7726 | 348.7421 | 16270 | 58084 | Based on 2020 WMP write up, PG&E conducts annual patrols in urban areas and bi-annual patrols in rural areas, visually looking for damaged equipment and other defects on the distribution overhead system | 118609.1779 | 224.2722 | 157073.7169 | 357.4606 | 16270 | 58084 | Based on 2020 WMP write up, PG&E conducts annual patrols in urban areas and bi-annual patrols in rural areas, visually looking for damaged equipment and other defects on the distribution overhead system | 136459.324 | 229.879 | 175885.4765 | 366.3972 | 16270 | 58084 | Based on 2020 WMP write up, PG&E conducts annual patrols in urban areas and bi-annual patrols in rural areas, visually looking for damaged equipment and other defects on the distribution overhead system | 35719.1415 | 457.1178 | 67301.3931 | 618.8625 | 16270 | 58084 | Based on 2021 WMP write up, PG&E conducts annual patrols in urban areas and bi-annual patrols in rural areas, visually looking for damaged equipment and other defects on the distribution overhead system | 28397.5648 | 492.1379 | 61025.0598 | 778.4836 | 16270 | 58084 | Based on 2021 WMP write up, PG&E conducts annual patrols in urban areas and bi-annual patrols in rural areas, visually looking for damaged equipment and other defects on the distribution overhead system | 20973.8047 | 440.5361 | 47523.6961 | 597.9065 | 16270 | 58084 | Based on 2021 WMP write up, PG&E conducts annual patrols in urban areas and bi-annual patrols in rural areas, visually looking for damaged equipment and other defects on the distribution overhead system | 90276.3931 | 218.8021 | 31307 | 118609.1779 | 224.2722 | 31307 | 136459.324 | 229.879 | 31307 | TRUE | TRUE | FALSE | TRUE | TRUE | FALSE | TRUE | TRUE | FALSE | 3 | 67301.3931 | 618.8625 | 24263 | 61025.0598 | 778.4836 | 24263 | 47523.6961 | 597.9065 | 24263 | 100% for 2019 based on WSIP and 100% T3, 33% T2, 20% T1 based on new inspection cycle | TRUE | TRUE | FALSE | TRUE | TRUE | FALSE | TRUE | TRUE | FALSE | 3 | 6 | No |  |  | Equipment Failure | No other drivers addressed | <2018 | 2020 GRC, Transmission Owners | FRMMA / WMPMA | Exceeds | GO95, GO165, FERC TPL Standards
5.3.3.6 | 5.3.3.6, Distribution pole replacement and reinforcement, including with composite poles | 7.3.3.6 | 7.3.3.6 Distribution pole replacement and reinforcement, including with composite poles | 0.20232 | 1610.3112 | 246.6917 | 377.9822 |  | 238786.0534 | 4783.4683 | 24263 | 301006.6627 | 3458.006 | 24263 | 356337.3161 | 3458.006 | 24263 |  |  |  | 100% for 2019 based on WSIP and 100% T3, 33% T2, 20% T1 based on new inspection cycle |  | 210914 | 1563.2763 | 248116 | 4921.8439 | 13265.6667 | 24263.94 | 100% for 2019 based on WSIP and 100% T3, 33% T2, 20% T1 based on new inspection cycle | 216186.85 | 1602.3582 | 254318.9 | 5044.89 | 13265.6667 | 24263.94 | 100% for 2019 based on WSIP and 100% T3, 33% T2, 20% T1 based on new inspection cycle | 221591.5212 | 1642.4172 | 260676.8725 | 5171.0122 | 13265.6667 | 24263.94 | 100% for 2019 based on WSIP and 100% T3, 33% T2, 20% T1 based on new inspection cycle | 168642.2598 | 1502.2301 | 238786.0534 | 4783.4683 | 13265.6667 | 24263 | Assume that these remediations are tags/notifications resulting from inspections based on the new inspection cycle of 100% T3, 33% T2, 20% T1 going forward. For 2019 assumes 100% of Tiers 2&3 based on WSIP | 193278.4864 | 1085.9737 | 301006.6627 | 3458.006 | 13265.6667 | 24263 | Assume that these remediations are tags/notifications resulting from inspections based on the new inspection cycle of 100% T3, 33% T2, 20% T1 going forward. For 2019 assumes 100% of Tiers 2&3 based on WSIP | 228806.6865 | 1085.9737 | 356337.3161 | 3458.006 | 13265.6667 | 24263 | Assume that these remediations are tags/notifications resulting from inspections based on the new inspection cycle of 100% T3, 33% T2, 20% T1 going forward. For 2019 assumes 100% of Tiers 2&3 based on WSIP | 210914 | 1563.2763 | 13265.6667 | 216186.85 | 1602.3582 | 13265.6667 | 221591.5212 | 1642.4172 | 13265.6667 | TRUE | TRUE | TRUE | TRUE | TRUE | TRUE | TRUE | TRUE | TRUE | 0 | 238786.0534 | 4783.4683 | 24263 | 301006.6627 | 3458.006 | 24263 | 356337.3161 | 3458.006 | 24263 | 100% for 2019 based on WSIP and 100% T3, 33% T2, 20% T1 based on new inspection cycle | TRUE | TRUE | TRUE | TRUE | TRUE | TRUE | TRUE | TRUE | TRUE | 0 | 0 | No |  |  | Equipment Failure | No other drivers addressed | <2018 | 2020 GRC | FRMMA / WMPMA | Exceeds | GO 95
5.3.3.7 | 5.3.3.7, Expulsion fuse replacement | 7.3.3.7 | 7.3.3.7 Expulsion fuse replacement | 0 | 24.9046 | 25.1497 | 25.1503 |  | 7846.551 | 0 | 1219.1756 | 15124.9231 | 0 | 2275.2889 | 15433.4726 | 0 | 2275.2889 |  |  |  | Based on recent re-count of non-exempt fuses (13,500) and the total HFTD mileage (25,597), mileage updated to match unit forecasts. |  | 5423.125 | 0 | 5423.125 | 0 | 3656.7143 | 3656.7143 | 2020 Line miles treated was based on an assumption that the total HFTD system would be completed over 7 years, assumed 1/7 of total HFTD mileage (25,597) per year | 5558.7031 | 0 | 5558.7031 | 0 | 3656.7143 | 3656.7143 | 2020 Line miles treated was based on an assumption that the total HFTD system would be completed over 7 years, assumed 1/7 of total HFTD mileage (25,597) per year | 5697.6707 | 0 | 5697.6707 | 0 | 3656.7143 | 3656.7143 | 2020 Line miles treated was based on an assumption that the total HFTD system would be completed over 7 years, assumed 1/7 of total HFTD mileage (25,597) per year | 7846.551 | 0 | 7846.551 | 0 | 1219.1756 | 1219.1756 | Based on recent re-count of non-exempt fuses (13,500) and the total HFTD mileage (25,597), mileage updated to match unit forecasts. | 15124.9231 | 0 | 15124.9231 | 0 | 2275.2889 | 2275.2889 | Based on recent re-count of non-exempt fuses (13,500) and the total HFTD mileage (25,597), mileage updated to match unit forecasts. | 15433.4726 | 0 | 15433.4726 | 0 | 2275.2889 | 2275.2889 | Based on recent re-count of non-exempt fuses (13,500) and the total HFTD mileage (25,597), mileage updated to match unit forecasts. | 5423.125 | 0 | 3656.7143 | 5558.7031 | 0 | 3656.7143 | 5697.6707 | 0 | 3656.7143 | TRUE | TRUE | TRUE | TRUE | TRUE | TRUE | TRUE | TRUE | TRUE | 0 | 7846.551 | 0 | 1219.1756 | 15124.9231 | 0 | 2275.2889 | 15433.4726 | 0 | 2275.2889 | Based on recent re-count of non-exempt fuses (13,500) and the total HFTD mileage (25,597), mileage updated to match unit forecasts. | TRUE | TRUE | TRUE | TRUE | TRUE | TRUE | TRUE | TRUE | TRUE | 0 | 0 | No |  |  | Equipment Failure | No other drivers addressed | <2018 | 2020 GRC | N/A | Exceeds | GO 95
5.3.3.8-1 | 5.3.3.8-1, Grid topology improvements to mitigate or reduce PSPS events, PSPS Granular Sectionalizing, Distribution | 7.3.3.8.1 | 7.3.3.8.1 Grid topology improvements to mitigate or reduce PSPS events, Distribution Line Sectionalizing | 0 | 39.4802 | 39.4802 | 39.4802 |  | 70044.7358 | 0 | N/A | 27627.6962 | 0 | N/A | 17623.0616 | 0 | N/A |  |  |  | Focus of switches is to reduce PSPS event scope, not related to "line miles treated" [Prior comment: Based on WMP write up 10 year program with 603 in 2020, 250 in 2021, and 100 in 2022, with at total of 1653 over the 10 years if 100 poer year starting in 2022. Mulptiplied % by total HFTD miles.] |  | 83390 | 0 | 83390 | 0 | 17010.8106 | 17010.8106 | Focus of switches is to reduce PSPS event scope, not related to "line miles treated" [Prior comment: Based on WMP write up 10 year program with 603 in 2020, 250 in 2021, and 100 in 2022, with at total of 1653 over the 10 years if 100 per year starting in 2022. Multiplied % by total HFTD miles.] | 18311.9932 | 0 | 18311.9932 | 0 | 3000.55 | 3000.55 | Focus of switches is to reduce PSPS event scope, not related to "line miles treated" [Prior comment: Based on WMP write up 10 year program with 603 in 2020, 250 in 2021, and 100 in 2022, with at total of 1653 over the 10 years if 100 per year starting in 2022. Multiplied % by total HFTD miles.] | 0 | 0 | 0 | 0 | 0 | 0 | Focus of switches is to reduce PSPS event scope, not related to "line miles treated" [Prior comment: Based on WMP write up 10 year program with 603 in 2020, 250 in 2021, and 100 in 2022, with at total of 1653 over the 10 years if 100 per year starting in 2022. Multiplied % by total HFTD miles.] | 70044.7358 | 0 | 70044.7358 | 0 | N/A | N/A | Focus of switches is to reduce PSPS event scope, not related to "line miles treated" [Prior comment: Based on WMP write up 10 year program with 603 in 2020, 250 in 2021, and 100 in 2022, with at total of 1653 over the 10 years if 100 per year starting in 2022. Multiplied % by total HFTD miles.] | 27627.6962 | 0 | 27627.6962 | 0 | N/A | N/A | Focus of switches is to reduce PSPS event scope, not related to "line miles treated" [Prior comment: Based on WMP write up 10 year program with 603 in 2020, 250 in 2021, and 100 in 2022, with at total of 1653 over the 10 years if 100 per year starting in 2022. Multiplied % by total HFTD miles.] | 17623.0616 | 0 | 17623.0616 | 0 | N/A | N/A | Focus of switches is to reduce PSPS event scope, not related to "line miles treated" [Prior comment: Based on WMP write up 10 year program with 603 in 2020, 250 in 2021, and 100 in 2022, with at total of 1653 over the 10 years if 100 per year starting in 2022. Multiplied % by total HFTD miles.] | 83390 | 0 | 17010.8106 | 18311.9932 | 0 | 3000.55 | 0 | 0 | 0 | TRUE | TRUE | TRUE | TRUE | TRUE | TRUE | TRUE | TRUE | TRUE | 0 | 70044.7358 | 0 | N/A | 27627.6962 | 0 | N/A | 17623.0616 | 0 | N/A | Focus of switches is to reduce PSPS event scope, not related to "line miles treated" [Prior comment: Based on WMP write up 10 year program with 603 in 2020, 250 in 2021, and 100 in 2022, with at total of 1653 over the 10 years if 100 poer year starting in 2022. Mulptiplied % by total HFTD miles.] | TRUE | TRUE | TRUE | TRUE | TRUE | TRUE | TRUE | TRUE | TRUE | 0 | 0 | Name change | Change in scope, in 2020 we included MSO | Change in financials, in 2020 we included MSO. In 2021, MSO is in 7.3.3.8.3 | Consequence - PSPS | No other consequences reflected | 2019 | 2020 GRC | N/A | Exceeds | GO 95
5.3.3.8-2 | 5.3.3.8-2, Grid topology improvements to mitigate or reduce PSPS events, Transmission Sectionalizing, Substation | 7.3.3.8.2 | 7.3.3.8.2 Grid topology improvements to mitigate or reduce PSPS events, Transmission Line Sectionalizing | 0 | 255.1026 | 255.1026 | 255.1026 |  | 48850.3611 | 0 | N/A | 39185.1052 | 0 | N/A | 48155.642 | 0 | N/A |  |  |  | Focus of switches is to reduce PSPS event scope, not related to "line miles treated" [Prior note: 54 SCADA switches were installedin T2 and T3 in 2019. However focus of the program was on reliability improvement. Focus switched for 2020 on mitigating PSPS impacts.] |  | 37183.6692 | 0 | 69483.7917 | 0 | 1705.5844 | 1705.5844 | Focus of switches is to reduce PSPS event scope, not related to "line miles treated" [Prior note: 54 SCADA switches were installed in T2 and T3 in 2019. However focus of the program was on reliability improvement. Focus switched for 2020 on mitigating PSPS impacts.] | 0 | 0 | 33107.6256 | 0 | N/A | N/A | Focus of switches is to reduce PSPS event scope, not related to "line miles treated" [Prior note: 54 SCADA switches were installed in T2 and T3 in 2019. However focus of the program was on reliability improvement. Focus switched for 2020 on mitigating PSPS impacts.] | 0 | 0 | 33935.3163 | 0 | N/A | N/A | Focus of switches is to reduce PSPS event scope, not related to "line miles treated" [Prior note: 54 SCADA switches were installed in T2 and T3 in 2019. However focus of the program was on reliability improvement. Focus switched for 2020 on mitigating PSPS impacts.] | 42048.4121 | 0 | 48850.3611 | 0 | N/A | N/A | Focus of switches is to reduce PSPS event scope, not related to "line miles treated" [Prior comment: Based on WMP write up 10 year program with 603 in 2020, 250 in 2021, and 100 in 2022, with at total of 1653 over the 10 years if 100 per year starting in 2022. Multiplied % by total HFTD miles.] | 11927.4964 | 0 | 39185.1052 | 0 | N/A | N/A | Focus of switches is to reduce PSPS event scope, not related to "line miles treated" [Prior comment: Based on WMP write up 10 year program with 603 in 2020, 250 in 2021, and 100 in 2022, with at total of 1653 over the 10 years if 100 per year starting in 2022. Multiplied % by total HFTD miles.] | 14658.0248 | 0 | 48155.642 | 0 | N/A | N/A | Focus of switches is to reduce PSPS event scope, not related to "line miles treated" [Prior comment: Based on WMP write up 10 year program with 603 in 2020, 250 in 2021, and 100 in 2022, with at total of 1653 over the 10 years if 100 per year starting in 2022. Multiplied % by total HFTD miles.] | 37183.6692 | 0 | 1705.5844 | 0 | 0 | N/A | 0 | 0 | N/A | TRUE | TRUE | TRUE | TRUE | TRUE | TRUE | TRUE | TRUE | TRUE | 0 | 48850.3611 | 0 | N/A | 39185.1052 | 0 | N/A | 48155.642 | 0 | N/A | Focus of switches is to reduce PSPS event scope, not related to "line miles treated" [Prior note: 54 SCADA switches were installedin T2 and T3 in 2019. However focus of the program was on reliability improvement. Focus switched for 2020 on mitigating PSPS impacts.] | TRUE | TRUE | TRUE | TRUE | TRUE | TRUE | TRUE | TRUE | TRUE | 0 | 0 | Name change | Change in scope, because 5.3.3.8 included one large write-up | No change | Consequence - PSPS | No other consequences reflected | 2020 | Transmission Owner | N/A | N/A | N/A
N/A - Not in Sept 2020 filing | N/A - Not in Sept 2020 filing | 7.3.3.8.3 | 7.3.3.8.3 Grid topology improvements to mitigate or reduce PSPS events, Distribution Line Motorized Switch Operator Pilot | N/A - Foundational | N/A - Foundational | N/A - Foundational | N/A - Foundational |  | 119.2788 | 0 | N/A | 5262.4183 | 0 | N/A | 3356.7736 | 0 | N/A | [5 empty] | N/A - 7.3.3.8.3, Distribution Line Motorized Switch Operator Pilot not in Sept 9 2020 filing | N/A - 7.3.3.8.3, Distribution Line Motorized Switch Operator Pilot not in Sept 9 2020 filing | N/A - 7.3.3.8.3, Distribution Line Motorized Switch Operator Pilot not in Sept 9 2020 filing | N/A - 7.3.3.8.3, Distribution Line Motorized Switch Operator Pilot not in Sept 9 2020 filing | N/A - 7.3.3.8.3, Distribution Line Motorized Switch Operator Pilot not in Sept 9 2020 filing | N/A - 7.3.3.8.3, Distribution Line Motorized Switch Operator Pilot not in Sept 9 2020 filing | N/A - 7.3.3.8.3, Distribution Line Motorized Switch Operator Pilot not in Sept 9 2020 filing | N/A - 7.3.3.8.3, Distribution Line Motorized Switch Operator Pilot not in Sept 9 2020 filing | N/A - 7.3.3.8.3, Distribution Line Motorized Switch Operator Pilot not in Sept 9 2020 filing | N/A - 7.3.3.8.3, Distribution Line Motorized Switch Operator Pilot not in Sept 9 2020 filing | N/A - 7.3.3.8.3, Distribution Line Motorized Switch Operator Pilot not in Sept 9 2020 filing | N/A - 7.3.3.8.3, Distribution Line Motorized Switch Operator Pilot not in Sept 9 2020 filing | N/A - 7.3.3.8.3, Distribution Line Motorized Switch Operator Pilot not in Sept 9 2020 filing | N/A - 7.3.3.8.3, Distribution Line Motorized Switch Operator Pilot not in Sept 9 2020 filing | N/A - 7.3.3.8.3, Distribution Line Motorized Switch Operator Pilot not in Sept 9 2020 filing | N/A - 7.3.3.8.3, Distribution Line Motorized Switch Operator Pilot not in Sept 9 2020 filing | N/A - 7.3.3.8.3, Distribution Line Motorized Switch Operator Pilot not in Sept 9 2020 filing | N/A - 7.3.3.8.3, Distribution Line Motorized Switch Operator Pilot not in Sept 9 2020 filing | N/A - 7.3.3.8.3, Distribution Line Motorized Switch Operator Pilot not in Sept 9 2020 filing | N/A - 7.3.3.8.3, Distribution Line Motorized Switch Operator Pilot not in Sept 9 2020 filing | N/A - 7.3.3.8.3, Distribution Line Motorized Switch Operator Pilot not in Sept 9 2020 filing | 119.2788 | 0 | 119.2788 | 0 | N/A | N/A | Focus of switches is to reduce PSPS event scope, not related to "line miles treated" [Prior note: 54 SCADA switches were installed in T2 and T3 in 2019. However focus of the program was on reliability improvement. Focus switched for 2020 on mitigating PSPS impacts.] | 5262.4183 | 0 | 5262.4183 | 0 | N/A | N/A | Focus of switches is to reduce PSPS event scope, not related to "line miles treated" [Prior note: 54 SCADA switches were installed in T2 and T3 in 2019. However focus of the program was on reliability improvement. Focus switched for 2020 on mitigating PSPS impacts.] | 3356.7736 | 0 | 3356.7736 | 0 | N/A | N/A | Focus of switches is to reduce PSPS event scope, not related to "line miles treated" [Prior note: 54 SCADA switches were installed in T2 and T3 in 2019. However focus of the program was on reliability improvement. Focus switched for 2020 on mitigating PSPS impacts.] | [19 empty] | 119.2788 | 0 | N/A | 5262.4183 | 0 | N/A | 3356.7736 | 0 | N/A |  | TRUE | TRUE | TRUE | TRUE | TRUE | TRUE | TRUE | TRUE | TRUE | 0 | 0 | Name change and removal | Yes - 2020 is Resilience Zones. 2021 is Distribution Line MSO |  | N/A - Foundational | N/A - Foundational | 2020 | 2020 GRC | N/A | N/A | N/A
5.3.3.9-3 | 5.3.3.9-3, Installation of system automation equipment, Installation of system automation equipment, Distribution and Distribution Substation | 7.3.3.9.1 | 7.3.3.9.1 Installation of system automation equipment, Installation of System Automation Equipment | N/A | N/A | N/A | N/A |  | 17226.2273 | 10.1405 | N/A | 16996.1601 | 134.2274 | N/A | 15557.9593 | 138.1469 | N/A | Line miles treated is not an appropriate metric for substation related investments | Line miles treated is not an appropriate metric for substation related investments | Line miles treated is not an appropriate metric for substation related investments |  |  | 4087.2123 | 0 | 21724.0872 | 0 | N/A | N/A | Line miles treated is not an appropriate metric for substation related investments | 4189.3926 | 0 | 22267.1893 | 0 | N/A | N/A | Line miles treated is not an appropriate metric for substation related investments | 4294.1275 | 0 | 22823.8691 | 0 | N/A | N/A | Line miles treated is not an appropriate metric for substation related investments | 6373.6934 | 10.1405 | 17226.2273 | 10.1405 | N/A | N/A | Line miles treated is not an appropriate metric for substation related investments | 10132.5666 | 134.2274 | 16996.1601 | 134.2274 | N/A | N/A | Line miles treated is not an appropriate metric for substation related investments | 4885.9183 | 138.1469 | 15557.9593 | 138.1469 | N/A | N/A | Line miles treated is not an appropriate metric for substation related investments | 4087.2123 | 0 | N/A | 4189.3926 | 0 | N/A | 4294.1275 | 0 | N/A | TRUE | TRUE | TRUE | TRUE | TRUE | TRUE | TRUE | TRUE | TRUE | 0 | 19903.4513 | 10.1405 | N/A | 16996.1601 | 134.2274 | N/A | 21779.4303 | 138.1469 | N/A |  | FALSE | TRUE | TRUE | TRUE | TRUE | TRUE | FALSE | TRUE | TRUE | 2 | 2 | Name and number change |  | No change | Equipment Failure, All Consequence | No other drivers addressed | <2018 | 2020 GRC | N/A | Exceeds | GO 95
5.3.3.9-2 | 5.3.3.9-2, Installation of system automation equipment, Fuse Saver, Distribution | 7.3.3.9.2 | 7.3.3.9.2 Installation of system automation equipment, Single phase reclosers | N/A | N/A | N/A | N/A |  | 0 | 0 | N/A | 2304.747 | 0 | N/A | 2772.5253 | 0 | N/A | [5 empty] | 3486.665 | 0 | 3486.665 | 0 | 4965.818 | 4965.818 | Line miles treated for this line item only applies to fuse saver information | 3990.7577 | 0 | 3990.7577 | 0 | 5528.952 | 5528.952 | Line miles treated for this line item only applies to fuse saver information | 4030.544 | 0 | 4030.544 | 0 | 5426.564 | 5426.564 | Line miles treated for this line item only applies to fuse saver information | 0 | 0 | 0 | 0 | N/A | N/A | Line miles treated is not an appropriate metric for substation related investments | 2304.747 | 0 | 2304.747 | 0 | N/A | N/A | Line miles treated is not an appropriate metric for substation related investments | 2772.5253 | 0 | 2772.5253 | 0 | N/A | N/A | Line miles treated is not an appropriate metric for substation related investments | 3486.665 | 0 | 4965.818 | 3990.7577 | 0 | 5528.952 | 4030.544 | 0 | 5426.564 | TRUE | TRUE | TRUE | TRUE | TRUE | TRUE | TRUE | TRUE | TRUE | 0 | 0 | 0 | N/A | 2304.747 | 0 | N/A | 2772.5253 | 0 | N/A |  | TRUE | TRUE | TRUE | TRUE | TRUE | TRUE | TRUE | TRUE | TRUE | 0 | 0 | Name change | No change to scope |  | Equipment Failure, All Consequence | No other drivers addressed | 2019 | 2020 GRC | N/A | Exceeds | GO 95
5.3.3.10 | 5.3.3.10, Maintenance, repair, and replacement of connectors, including hotline clamps, Distribution, Transmission, and System Hardening | 7.3.3.10 | 7.3.3.10 Maintenance, repair, and replacement of connectors, including hotline clamps | 1.3745 | 3913.7492 | 2632.1582 | 2697.7763 |  | 1233.5027 | 7931.7331 | N/A | 199.4683 | 869.5081 | N/A | 172.8555 | 445.9096 | N/A |  |  |  | No particular line miles addressed, repairs are identified and managed through existing, other programs. [Prior note: Whole system, 100% for 2019 based on WSIP and 100% T3, 33% T2, 20% T1 based on new inspction cycle] |  | 39257.5268 | 2648.591 | 40525.775 | 3063.2117 | 13265.6667 | 24263.94 | 100% for 2019 based on WSIP and 100% T3, 33% T2, 20% T1 based on new inspection cycle | 60179.34 | 2714.8058 | 61479.2943 | 3139.792 | 13265.6667 | 24263.94 | 100% for 2019 based on WSIP and 100% T3, 33% T2, 20% T1 based on new inspection cycle | 73066.4068 | 2782.676 | 74398.86 | 3218.2868 | 13265.6667 | 24263.94 | 100% for 2019 based on WSIP and 100% T3, 33% T2, 20% T1 based on new inspection cycle | 1010.8572 | 6906.6015 | 1233.5027 | 7931.7331 | N/A | N/A | No particular line miles addressed, repairs are identified and managed through existing, other programs. [Prior note: Whole system, 100% for 2019 based on WSIP and 100% T3, 33% T2, 20% T1 based on new inspection cycle] | 114.3637 | 596.6218 | 199.4683 | 869.5081 | N/A | N/A | No particular line miles addressed, repairs are identified and managed through existing, other programs. [Prior note: Whole system, 100% for 2019 based on WSIP and 100% T3, 33% T2, 20% T1 based on new inspection cycle] | 99.1055 | 323.3797 | 172.8555 | 445.9096 | N/A | N/A | No particular line miles addressed, repairs are identified and managed through existing, other programs. [Prior note: Whole system, 100% for 2019 based on WSIP and 100% T3, 33% T2, 20% T1 based on new inspection cycle] | 39257.5268 | 2648.591 | 13265.6667 | 60179.34 | 2714.8058 | 13265.6667 | 73066.4068 | 2782.676 | 13265.6667 | TRUE | TRUE | TRUE | TRUE | TRUE | TRUE | TRUE | TRUE | TRUE | 0 | 1233.5027 | 7931.7331 | N/A | 199.4683 | 869.5081 | N/A | 172.8555 | 445.9096 | N/A | No particular line miles addressed, repairs are identified and managed through existing, other programs. [Prior note: Whole system, 100% for 2019 based on WSIP and 100% T3, 33% T2, 20% T1 based on new inspction cycle] | TRUE | TRUE | TRUE | TRUE | TRUE | TRUE | TRUE | TRUE | TRUE | 0 | 0 | No |  |  | Equipment Failure | No other drivers addressed | <2018 | 2020 GRC, Transmission Owners | FRMMA / WMPMA | Exceeds | GO95, GO165, PRC 4292, FERC TPL Standards
5.3.3.11-1 | 5.3.3.11-1, Mitigation of impact on customers and other residents affected during PSPS event, Distributed Generation Enabled Microgrids (DGEMs) | 7.3.3.11.1 | 7.3.3.11.1 Mitigation of impact on customers and other residents affected during PSPS event, Generation for PSPS Mitigation | 0 | 7.729 | 7.729 | 7.729 |  | 35952.7601 | 138451 | N/A | 47470.9987 | 103371.381 | N/A | 49257.893 | 131385.3859 | N/A |  |  |  | N/A 0 substation should not be calculated by circuit mile |  | 99000.0025 | 46769.2308 | 99000.0025 | 46769.2308 | N/A | N/A | Line miles treated is not an appropriate metric for substation related investments | 0 | 0 | 0 | 0 | N/A | N/A | Line miles treated is not an appropriate metric for substation related investments | 0 | 0 | 0 | 0 | N/A | N/A | Line miles treated is not an appropriate metric for substation related investments | 35952.7601 | 138451 | 35952.7601 | 138451 | N/A | N/A | N/A 0 substation should not be calculated by circuit mile | 47470.9987 | 103371.381 | 47470.9987 | 103371.381 | N/A | N/A | N/A 0 substation should not be calculated by circuit mile | 49257.893 | 131385.3859 | 49257.893 | 131385.3859 | N/A | N/A | N/A 0 substation should not be calculated by circuit mile | 99000.0025 | 46769.2308 | N/A | 0 | 0 | N/A | 0 | 0 | N/A | TRUE | TRUE | TRUE | TRUE | TRUE | TRUE | TRUE | TRUE | TRUE | 0 | 35952.7601 | 138451 | N/A | 47470.9987 | 103371.381 | N/A | 49257.893 | 131385.3859 | N/A | N/A 0 substation should not be calculated by circuit mile | TRUE | TRUE | TRUE | TRUE | TRUE | TRUE | TRUE | TRUE | TRUE | 0 | 0 | Name change | Yes changes to scope of narrative | Expanded program group (included microgrids), MAT code re-alignment | Consequence - PSPS | No other consequences reflected | 2019 | 2020 GRC | Microgrid Memo Account FRMMA / WMPMA | N/A | N/A
5.3.3.11-2 | 5.3.3.11-2, Mitigation of impact on customers and other residents affected during PSPS event, PSPS Control only (substation) | 7.3.3.11.2 | 7.3.3.11.2 Mitigation of impact on customers and other residents affected during PSPS event, Substation activities to enable reduction of PSPS impacts | N/A - Foundational | N/A - Foundational | N/A - Foundational | N/A - Foundational |  | 11342.0273 | 0 | N/A | 2627.7738 | 0 | N/A | 0 | 0 | N/A |  |  |  | N/A 0 substation should not be calculated by circuit mile |  | 9945.5368 | 0 | 24572.0115 | 0 | N/A | N/A | Line miles treated is not an appropriate metric for substation related investments | 10194.1752 | 0 | 25186.3118 | 0 | N/A | N/A | Line miles treated is not an appropriate metric for substation related investments | 10449.0296 | 0 | 25815.9696 | 0 | N/A | N/A | Line miles treated is not an appropriate metric for substation related investments | 3561.9208 | 0 | 11342.0273 | 0 | N/A | N/A | N/A 0 substation should not be calculated by circuit mile | 825.2424 | 0 | 2627.7738 | 0 | N/A | N/A | N/A 0 substation should not be calculated by circuit mile | 0 | 0 | 0 | 0 | N/A | N/A | N/A 0 substation should not be calculated by circuit mile | 9945.5368 | 0 | N/A | 10194.1752 | 0 | N/A | 10449.0296 | 0 | N/A | TRUE | TRUE | TRUE | TRUE | TRUE | TRUE | TRUE | TRUE | TRUE | 0 | 11342.0273 | 0 | N/A | 2627.7738 | 0 | N/A | 0 | 0 | N/A | N/A 0 substation should not be calculated by circuit mile | TRUE | TRUE | TRUE | TRUE | TRUE | TRUE | TRUE | TRUE | TRUE | 0 | 0 | Name change | Yes change to narrative scope from 2020 WMP. 2020 WMP pointed to another section | Yes, more granualar of financial data to match narrative | N/A - Foundational | N/A - Foundational | 2020 | 2020 GRC, Transmission Owner | N/A | N/A | N/A
N/A - Not in Sept 2020 filing | N/A - Not in Sept 2020 filing | 7.3.3.11.3 | 7.3.3.11.3 Mitigation of impact on customers and other residents affected during PSPS event, Emergency Back-up Generation – PG&E Service Centers & Materials Distribution Centers | N/A - Foundational | N/A - Foundational | N/A - Foundational | N/A - Foundational |  | 38390.6442 | 544.5578 | N/A | 54764.521 | 1000 | N/A | 21272.963 | 1029.2 | N/A |  |  |  | CRESS Project - line miles not applicable |  | N/A - 7.3.3.11.3, Emergency Back-up Generation – PG&E Service Centers & Materials Distribution not in Sept 9 2020 filing | N/A - 7.3.3.11.3, Emergency Back-up Generation – PG&E Service Centers & Materials Distribution not in Sept 9 2020 filing | N/A - 7.3.3.11.3, Emergency Back-up Generation – PG&E Service Centers & Materials Distribution not in Sept 9 2020 filing | N/A - 7.3.3.11.3, Emergency Back-up Generation – PG&E Service Centers & Materials Distribution not in Sept 9 2020 filing | N/A - 7.3.3.11.3, Emergency Back-up Generation – PG&E Service Centers & Materials Distribution not in Sept 9 2020 filing | N/A - 7.3.3.11.3, Emergency Back-up Generation – PG&E Service Centers & Materials Distribution not in Sept 9 2020 filing | N/A - 7.3.3.11.3, Emergency Back-up Generation – PG&E Service Centers & Materials Distribution not in Sept 9 2020 filing | N/A - 7.3.3.11.3, Emergency Back-up Generation – PG&E Service Centers & Materials Distribution not in Sept 9 2020 filing | N/A - 7.3.3.11.3, Emergency Back-up Generation – PG&E Service Centers & Materials Distribution not in Sept 9 2020 filing | N/A - 7.3.3.11.3, Emergency Back-up Generation – PG&E Service Centers & Materials Distribution not in Sept 9 2020 filing | N/A - 7.3.3.11.3, Emergency Back-up Generation – PG&E Service Centers & Materials Distribution not in Sept 9 2020 filing | N/A - 7.3.3.11.3, Emergency Back-up Generation – PG&E Service Centers & Materials Distribution not in Sept 9 2020 filing | N/A - 7.3.3.11.3, Emergency Back-up Generation – PG&E Service Centers & Materials Distribution not in Sept 9 2020 filing | N/A - 7.3.3.11.3, Emergency Back-up Generation – PG&E Service Centers & Materials Distribution not in Sept 9 2020 filing | N/A - 7.3.3.11.3, Emergency Back-up Generation – PG&E Service Centers & Materials Distribution not in Sept 9 2020 filing | N/A - 7.3.3.11.3, Emergency Back-up Generation – PG&E Service Centers & Materials Distribution not in Sept 9 2020 filing | N/A - 7.3.3.11.3, Emergency Back-up Generation – PG&E Service Centers & Materials Distribution not in Sept 9 2020 filing | N/A - 7.3.3.11.3, Emergency Back-up Generation – PG&E Service Centers & Materials Distribution not in Sept 9 2020 filing | N/A - 7.3.3.11.3, Emergency Back-up Generation – PG&E Service Centers & Materials Distribution not in Sept 9 2020 filing | N/A - 7.3.3.11.3, Emergency Back-up Generation – PG&E Service Centers & Materials Distribution not in Sept 9 2020 filing | N/A - 7.3.3.11.3, Emergency Back-up Generation – PG&E Service Centers & Materials Distribution not in Sept 9 2020 filing | 38390.6442 | 544.5578 | 38390.6442 | 544.5578 | N/A | N/A | CRESS Project - line miles not applicable | 54764.521 | 1000 | 54764.521 | 1000 | N/A | N/A | CRESS Project - line miles not applicable | 21272.963 | 1029.2 | 21272.963 | 1029.2 | N/A | N/A | CRESS Project - line miles not applicable | [19 empty] | 38390.6442 | 544.5578 | N/A | 54764.521 | 1000 | N/A | 21272.963 | 1029.2 | N/A | CRESS Project - line miles not applicable | TRUE | TRUE | TRUE | TRUE | TRUE | TRUE | TRUE | TRUE | TRUE | 0 | 0 | Not in 2020 Sept filing |  |  | N/A - Foundational | N/A - Foundational | 2021 | WMCE | FRMMA / WMPMA | N/A | N/A
5.3.3.12-1 | 5.3.3.12-1, Other corrective action, Distribution Substation | 7.3.3.12.1 | 7.3.3.12.1 Other corrective action, Distribution Substation | 0 | 0 | 0 | 0 |  | 4960.89 | 4117.7435 | N/A | 4533.1822 | 4664.3344 | N/A | 5419.3287 | 4796.8891 | N/A |  |  |  | N/A 0 substation should not be calculated by circuit mile |  | 492.7234 | 0 | 2871.7817 | 0 | N/A | N/A | Line miles treated is not an appropriate metric for substation related investments | 505.0415 | 0 | 2943.5762 | 0 | N/A | N/A | Line miles treated is not an appropriate metric for substation related investments | 517.6676 | 0 | 3017.1656 | 0 | N/A | N/A | Line miles treated is not an appropriate metric for substation related investments | 1557.9488 | 3118.6037 | 4960.89 | 4117.7435 | N/A | N/A | N/A 0 substation should not be calculated by circuit mile | 1423.6287 | 1264.8868 | 4533.1822 | 4664.3344 | N/A | N/A | N/A 0 substation should not be calculated by circuit mile | 1701.9197 | 1301.695 | 5419.3287 | 4796.8891 | N/A | N/A | N/A 0 substation should not be calculated by circuit mile | 492.7234 | 0 | N/A | 505.0415 | 0 | N/A | 517.6676 | 0 | N/A | TRUE | TRUE | TRUE | TRUE | TRUE | TRUE | TRUE | TRUE | TRUE | 0 | 4960.89 | 4117.7435 | N/A | 4533.1822 | 4664.3344 | N/A | 5419.3287 | 4796.8891 | N/A | N/A 0 substation should not be calculated by circuit mile | TRUE | TRUE | TRUE | TRUE | TRUE | TRUE | TRUE | TRUE | TRUE | 0 | 0 | No |  |  | Animal | No other drivers addressed | <2018 | 2020 GRC | FRMMA / WMPMA | N/A | N/A
5.3.3.12-2 | 5.3.3.12-2, Other corrective action, Transmission substation | 7.3.3.12.2 | 7.3.3.12.2 Other corrective action, Transmission Substation | 0 | 0 | 0 | 0 |  | 958.5485 | 1717.5279 | N/A | 2881.7326 | 2572.4205 | N/A | 1827.8001 | 3258.9829 | N/A |  |  |  | N/A 0 substation should not be calculated by circuit mile |  | 10629.578 | 0 | 36109.4595 | 0 | N/A | N/A | Line miles treated is not an appropriate metric for substation related investments | 10895.3174 | 0 | 37012.1959 | 0 | N/A | N/A | Line miles treated is not an appropriate metric for substation related investments | 11167.7003 | 0 | 37937.5008 | 0 | N/A | N/A | Line miles treated is not an appropriate metric for substation related investments | 291.7712 | 1208.0277 | 958.5485 | 1717.5279 | N/A | N/A | N/A 0 substation should not be calculated by circuit mile | 877.1663 | 1287.2376 | 2881.7326 | 2572.4205 | N/A | N/A | N/A 0 substation should not be calculated by circuit mile | 556.3614 | 1321.9507 | 1827.8001 | 3258.9829 | N/A | N/A | N/A 0 substation should not be calculated by circuit mile | 10629.578 | 0 | N/A | 10895.3174 | 0 | N/A | 11167.7003 | 0 | N/A | TRUE | TRUE | TRUE | TRUE | TRUE | TRUE | TRUE | TRUE | TRUE | 0 | 958.5485 | 1717.5279 | N/A | 2881.7326 | 2572.4205 | N/A | 1827.8001 | 3258.9829 | N/A | N/A 0 substation should not be calculated by circuit mile | TRUE | TRUE | TRUE | TRUE | TRUE | TRUE | TRUE | TRUE | TRUE | 0 | 0 | No |  |  | Animal | No other drivers addressed | <2018 | Transmission Owner | N/A | N/A | N/A
5.3.3.12-3 | 5.3.3.12-3, Other corrective action, Non-Enhanced maintenance transmission | 7.3.3.12.3 | 7.3.3.12.3 Other corrective action, Maintenance, Transmission | 0.0020362 | 0 | 13.7573 | 13.7573 |  | 453389.7051 | 98704.3026 | 5234.6 | 442630.7354 | 100936.2257 | 5234.6 | 276800.7052 | 113644.082 | 5234.6 |  |  |  | Transmission 100% for 2019 based on WSIP and 100% T3, 33% T2, 20% T1 based on new inspction cycle |  | 158096.4203 | 11297.4288 | 215510.4203 | 21109.3232 | 2768.6667 | 5234.6 | Transmission 100% for 2019 based on WSIP and 100% T3, 33% T2, 20% T1 based on new inspection cycle | 162048.8308 | 11579.8645 | 220898.1808 | 21637.0562 | 2768.6667 | 5234.6 | Transmission 100% for 2019 based on WSIP and 100% T3, 33% T2, 20% T1 based on new inspection cycle | 166100.0516 | 11869.3611 | 226420.6353 | 22177.9827 | 2768.6667 | 5234.6 | Transmission 100% for 2019 based on WSIP and 100% T3, 33% T2, 20% T1 based on new inspection cycle | 328417.6902 | 64498.5491 | 453389.7051 | 98704.3026 | 2862 | 5234.6 | Transmission 100% for 2019 based on WSIP and 100% T3, 33% T2, 20% T1 based on new inspection cycle | 296528.9096 | 77560.9008 | 442630.7354 | 100936.2257 | 2862 | 5234.6 | Transmission 100% for 2019 based on WSIP and 100% T3, 33% T2, 20% T1 based on new inspection cycle | 185534.4724 | 87128.3368 | 276800.7052 | 113644.082 | 2862 | 5234.6 | Transmission 100% for 2019 based on WSIP and 100% T3, 33% T2, 20% T1 based on new inspection cycle | 158096.4203 | 11297.4288 | 2768.6667 | 162048.8308 | 11579.8645 | 2768.6667 | 166100.0516 | 11869.3611 | 2768.6667 | TRUE | TRUE | TRUE | TRUE | TRUE | TRUE | TRUE | TRUE | TRUE | 0 | 453389.7051 | 98704.3026 | 5234.6 | 442630.7354 | 100936.2257 | 5234.6 | 276800.7052 | 113644.082 | 5234.6 | Transmission 100% for 2019 based on WSIP and 100% T3, 33% T2, 20% T1 based on new inspction cycle | TRUE | TRUE | TRUE | TRUE | TRUE | TRUE | TRUE | TRUE | TRUE | 0 | 0 | Name change | Change from 2020 WMP, 2020 WMP just had one big write-up | Change in some of the MAT codes | Equipment Failure | No other drivers addressed | <2018 | Transmission Owner | N/A | In Compliance | GO95, GO165, FERC TPL Standards
5.3.3.12-4 | 5.3.3.12-4, Other corrective action, Enhanced maintenance distribution | 7.3.3.12.4 | 7.3.3.12.4 Other corrective action, Maintenance, Distribution | 0.12435 | 212.457 | 212.457 | 212.457 |  | 249937.5369 | 98481.9083 | 24263 | 259826.5092 | 62218.4855 | 24263 | 257591.3088 | 39681.8232 | 24263 |  |  |  | Distribution 100% for 2019 based on WSIP and 100% T3, 33% T2, 20% T1 based on new inspction cycle |  | 117703.7846 | 22289.0518 | 255196.0734 | 50270.6175 | 13265.6667 | 24263.94 | 100% for 2019 based on WSIP and 100% T3, 33% T2, 20% T1 based on new inspection cycle | 120646.3792 | 22846.2781 | 261575.9752 | 51527.383 | 13265.6667 | 24263.94 | 100% for 2019 based on WSIP and 100% T3, 33% T2, 20% T1 based on new inspection cycle | 123662.5387 | 23417.4351 | 268115.3746 | 52815.5675 | 13265.6667 | 24263.94 | 100% for 2019 based on WSIP and 100% T3, 33% T2, 20% T1 based on new inspection cycle | 129596.5057 | 67923.1153 | 249937.5369 | 98481.9083 | 13265.6667 | 24263 | 100% for 2019 based on WSIP and 100% T3, 33% T2, 20% T1 based on new inspection cycle | 144377.5784 | 39790.381 | 259826.5092 | 62218.4855 | 13265.6667 | 24263 | 100% for 2019 based on WSIP and 100% T3, 33% T2, 20% T1 based on new inspection cycle | 154838.816 | 15216.8099 | 257591.3088 | 39681.8232 | 13265.6667 | 24263 | 100% for 2019 based on WSIP and 100% T3, 33% T2, 20% T1 based on new inspection cycle | 117703.7846 | 22289.0518 | 13265.6667 | 120646.3792 | 22846.2781 | 13265.6667 | 123662.5387 | 23417.4351 | 13265.6667 | TRUE | TRUE | TRUE | TRUE | TRUE | TRUE | TRUE | TRUE | TRUE | 0 | 249937.5369 | 98481.9083 | 24263 | 259826.5092 | 62218.4855 | 24263 | 257591.3088 | 39681.8232 | 24263 | Distribution 100% for 2019 based on WSIP and 100% T3, 33% T2, 20% T1 based on new inspction cycle | TRUE | TRUE | TRUE | TRUE | TRUE | TRUE | TRUE | TRUE | TRUE | 0 | 0 | Name change | Change from 2020 WMP, 2020 WMP just had one big write-up | Small changes in MAT code alignment | Equipment Failure | No other drivers addressed | <2018 | 2020 GRC | FRMMA / WMPMA | In Compliance | GO 95
5.3.3.13 | 5.3.3.13, Pole loading infrastructure hardening and replacement program based on pole loading assessment program | 7.3.3.13 | 7.3.3.13 Pole loading infrastructure hardening and replacement program based on pole loading assessment program | 0.17899 | 64.8548 | 64.8133 | 65.0528 |  | 13772.3389 | 61.0714 | 6359.75 | 12440.4137 | 152 | 6359.75 | 8190 | 19 | 6359.75 |  |  |  | Assume 4 year program for HFTDs to be complete by 2024, line miles states is 25% of HFTDs per year for 2020-2022 |  | 2575.5392 | 829.5205 | 2575.5392 | 829.5205 | 6399 | 6399 | 4 year program for HFTD, T1 will occur after 2024. | 0 | 149.1 | 0 | 149.1 | 6399 | 6399 | 4 year program for HFTD, T1 will occur after 2024. | 0 | 153.874 | 0 | 153.874 | 6399 | 6399 | 4 year program for HFTD, T1 will occur after 2024. | 6625.1225 | 61.0714 | 13772.3389 | 61.0714 | 6359.75 | 6359.75 | 4 year program for HFTD, T1 will occur after 2024. | 8435.8108 | 152 | 12440.4137 | 152 | 6359.75 | 6359.75 | 4 year program for HFTD, T1 will occur after 2024. | 315 | 19 | 8190 | 19 | 6359.75 | 6359.75 | 4 year program for HFTD, T1 will occur after 2024. | 2575.5392 | 829.5205 | 25597 | 0 | 149.1 | 25597 | 0 | 153.874 | 25597 | TRUE | TRUE | FALSE | TRUE | TRUE | FALSE | TRUE | TRUE | FALSE | 3 | 13772.3389 | 61.0714 | 6359.75 | 12440.4137 | 152 | 6359.75 | 8190 | 19 | 6359.75 | Assume 4 year program for HFTDs to be complete by 2024, line miles states is 25% of HFTDs per year for 2020-2022 | TRUE | TRUE | TRUE | TRUE | TRUE | TRUE | TRUE | TRUE | TRUE | 0 | 3 | No |  |  | Equipment Failure | No other drivers addressed | <2018 | 2020 GRC | FRMMA / WMPMA | Exceeds | GO 95
5.3.3.14 | 5.3.3.14, Transformers maintenance and replacement | 7.3.3.14 | 7.3.3.14 Transformers maintenance and replacement | 0.1085 | 38.6403 | 38.6378 | 38.6539 |  | 89274.4055 | 60.5671 | 24263 | 124240.3371 | 43.6193 | 24263 | 94822.2253 | 19.5857 | 24263 |  |  |  | 100% for 2019 based on WSIP and 100% T3, 33% T2, 20% T1 based on new inspction cycle |  | 36661.989 | 15.397 | 48813.2014 | 36.1902 | 13265.6667 | 24263.94 | 100% for 2019 based on WSIP and 100% T3, 33% T2, 20% T1 based on new inspection cycle | 53224.0637 | 15.7819 | 65679.0565 | 37.095 | 13265.6667 | 24263.94 | 100% for 2019 based on WSIP and 100% T3, 33% T2, 20% T1 based on new inspection cycle | 63485.6153 | 16.1765 | 76251.9829 | 38.0223 | 13265.6667 | 24263.94 | 100% for 2019 based on WSIP and 100% T3, 33% T2, 20% T1 based on new inspection cycle | 78801.4361 | 25.7681 | 89274.4055 | 60.5671 | 13265.6667 | 24263 | 100% for 2019 based on WSIP and 100% T3, 33% T2, 20% T1 based on new inspection cycle | 114554.8006 | 20.3798 | 124240.3371 | 43.6193 | 13265.6667 | 24263 | 100% for 2019 based on WSIP and 100% T3, 33% T2, 20% T1 based on new inspection cycle | 86428.9206 | 9.1508 | 94822.2253 | 19.5857 | 13265.6667 | 24263 | 100% for 2019 based on WSIP and 100% T3, 33% T2, 20% T1 based on new inspection cycle | 36661.989 | 15.397 | 13265.6667 | 53224.0637 | 15.7819 | 13265.6667 | 63485.6153 | 16.1765 | 13265.6667 | TRUE | TRUE | TRUE | TRUE | TRUE | TRUE | TRUE | TRUE | TRUE | 0 | 89274.4055 | 60.5671 | 24263 | 124240.3371 | 43.6193 | 24263 | 94822.2253 | 19.5857 | 24263 | 100% for 2019 based on WSIP and 100% T3, 33% T2, 20% T1 based on new inspction cycle | TRUE | TRUE | TRUE | TRUE | TRUE | TRUE | TRUE | TRUE | TRUE | 0 | 0 | No |  |  | Equipment Failure | No other drivers addressed | <2018 | 2020 GRC | FRMMA / WMPMA | Exceeds | GO 95
5.3.3.15 | 5.3.3.15, Transmission tower maintenance and replacement | 7.3.3.15 | 7.3.3.15 Transmission tower maintenance and replacement | N/A | N/A | N/A | N/A |  | 41221.0384 | 50942.2682 | 5234.6 | 40400.6545 | 55276.7962 | 5234.6 | 41147 | 74000 | 5234.6 |  |  |  | Transmission: 100% for 2019 based on WSIP and 100% T3, 33% T2, 20% T1 based on new inspction cycle |  | 217536.4972 | 66475.3993 | 362460.3337 | 110040.6496 | 2768.6667 | 5234.6 | Transmission 100% for 2019 based on WSIP and 100% T3, 33% T2, 20% T1 based on new inspection cycle | 222974.9096 | 68137.2843 | 371521.842 | 112791.6658 | 2768.6667 | 5234.6 | Transmission 100% for 2019 based on WSIP and 100% T3, 33% T2, 20% T1 based on new inspection cycle | 228549.2823 | 69840.7164 | 380809.8881 | 115611.4574 | 2768.6667 | 5234.6 | Transmission 100% for 2019 based on WSIP and 100% T3, 33% T2, 20% T1 based on new inspection cycle | 24760.3084 | 30599.5754 | 41221.0384 | 50942.2682 | 2862 | 5234.6 | Transmission 100% for 2019 based on WSIP and 100% T3, 33% T2, 20% T1 based on new inspection cycle | 24267.5271 | 33203.2034 | 40400.6545 | 55276.7962 | 2862 | 5234.6 | Transmission 100% for 2019 based on WSIP and 100% T3, 33% T2, 20% T1 based on new inspection cycle | 24715.8356 | 44449.7008 | 41147 | 74000 | 2862 | 5234.6 | Transmission 100% for 2019 based on WSIP and 100% T3, 33% T2, 20% T1 based on new inspection cycle | 217536.4972 | 66475.3993 | 2768.6667 | 222974.9096 | 68137.2843 | 2768.6667 | 228549.2823 | 69840.7164 | 2768.6667 | TRUE | TRUE | TRUE | TRUE | TRUE | TRUE | TRUE | TRUE | TRUE | 0 | 41221.0384 | 50942.2682 | 5234.6 | 40400.6545 | 55276.7962 | 5234.6 | 41147 | 74000 | 5234.6 | Transmission: 100% for 2019 based on WSIP and 100% T3, 33% T2, 20% T1 based on new inspction cycle | TRUE | TRUE | TRUE | TRUE | TRUE | TRUE | TRUE | TRUE | TRUE | 0 | 0 | No |  |  | Equipment Failure | No other drivers addressed | <2018 | Transmission Owner | N/A | Exceeds | GO95, GO165
5.3.3.16 | 5.3.3.16, Undergrounding of electric lines and/or equipment | 7.3.3.16 | 7.3.3.16 Undergrounding of electric lines and/or equipment | N/A | lowUG: 3.51 to highUG: 3.50 | lowUG: 3.51 to highUG: 3.50 | lowUG: 3.51 to highUG: 3.50 | Range represents values based on low to high UG miles ranging from 10% to 31% per year. | 11180 | 0 | 2.7 | lowUG: $79,200 to highUG: $245,520 | 0 | lowUG: 18 to highUG: 55.8 | lowUG: $204,160 to highUG: $632,896 | 0 | lowUG: 47 to highUG: 145.7 | We are not tracking UG specific line miles in this WMP | We are not tracking UG specific line miles in this WMP |  | We are not tracking UG specific line miles in this WMP |  | 0 | 0 | 0 | 0 | 0 | 0 | 2020 WMP does not specifically identify an undergrounding miles forecast | 89500 | 0 | 89500 | 0 | 18 | 18 | 2020 WMP does not specifically identify an undergrounding miles forecast | 110500 | 0 | 110500 | 0 | 22 | 22 | 2020 WMP does not specifically identify an undergrounding miles forecast | 11180 | 0 | 11180 | 0 | 2.7 | 2.7 |  | lowUG: $79,200 to highUG: $245,520 | 0 | lowUG: $79,200 to highUG: $245,520 | 0 | lowUG: 18 to highUG: 55.8 | lowUG: 18 to highUG: 55.8 |  | lowUG: $204,160 to highUG: $632,896 | 0 | lowUG: $204,160 to highUG: $632,896 | 0 | lowUG: 47 to highUG: 145.7 | lowUG: 47 to highUG: 145.7 |  | 0 | 0 | 0 | 89500 | 0 | 18 | 110500 | 0 | 22 | TRUE | TRUE | TRUE | TRUE | TRUE | TRUE | TRUE | TRUE | TRUE | 0 | 0 | 0 | N/A | 0 | 0 | N/A | 0 | 0 | N/A | We are not tracking UG specific line miles in this WMP | FALSE | TRUE | FALSE | FALSE | TRUE | FALSE | FALSE | TRUE | FALSE | 6 | 6 | No |  |  | Equipment Failure, Vegetation, Animal, 3rd Party | No other drivers addressed | <2018 | N/A | N/A | Exceeds | GO 95 | 7.3.3.17.1 Updates to grid topology to minimize risk of ignition in HFTDs, System Hardening, Distribution
5.3.3.17-1 | 5.3.3.17-1, Updates to grid topology to minimize risk of ignition in HFTDs, System Hardening, Distribution | 7.3.3.17.1 | 7.3.3.17.1 Updates to grid topology to minimize risk of ignition in HFTDs, System Hardening, Distribution | 0 | lowUG: 4.6 to highUG: 4.3 | lowUG: 4.6 to highUG: 4.3 | lowUG: 4.6 to highUG: 4.3 |  | 460142.0957 | 0 | 342 | 338400 | 0 | 180 | 872320 | 0 | 470 |  |  |  | Metric is miles, based on narrative, 180 in 2021, 464 in 2022 (2021-2023 target is to complete 1127 miles) |  | 246058.6389 | 0 | 246058.6389 | 0 | 241 | 241 | Uses 2020 WMP Line Miles treated | 280672 | 0 | 280672 | 0 | 350 | 350 | Uses 2020 WMP Line Miles treated; align to narrative | 346528 | 0 | 346528 | 0 | 440 | 440 | Uses 2020 WMP Line Miles treated; align to narrative | 460142.0957 | 0 | 460142.0957 | 0 | 342 | 342 | Metric is miles, based on narrative, 180 in 2021, 464 in 2022 (2021-2023 target is to complete 1127 miles) | 338400 | 0 | 338400 | 0 | 180 | 180 | Metric is miles, based on narrative, 180 in 2021, 464 in 2022 (2021-2023 target is to complete 1127 miles) | 872320 | 0 | 872320 | 0 | 470 | 470 | Metric is miles, based on narrative, 180 in 2021, 464 in 2022 (2021-2023 target is to complete 1127 miles) | 246058.6389 | 0 | 241 | 280672 | 0 | 377 | 346528 | 0 | 442 | TRUE | TRUE | TRUE | TRUE | TRUE | FALSE | TRUE | TRUE | FALSE | 2 | 460142.0957 | 0 | 342 | 338400 | 0 | 180 | 872320 | 0 | 470 | Metric is miles, based on narrative, 180 in 2021, 464 in 2022 (2021-2023 target is to complete 1127 miles) | TRUE | TRUE | TRUE | TRUE | TRUE | TRUE | TRUE | TRUE | TRUE | 0 | 2 | No |  |  | Equipment Failure, Vegetation, Animal, 3rd Party | No other drivers addressed | 2018 | 2020 GRC | N/A | Exceeds | GO 95
N/A - Not in Sept 2020 filing | N/A - Not in Sept 2020 filing | 7.3.3.17.2 | 7.3.3.17.2 Updates to grid topology to minimize risk of ignition in HFTDs, System Hardening, Transmission | N/A | N/A | N/A | N/A |  | 203036.2366 | 0 | N/A | 273713.0238 | 0 | 92 | 276057.4717 | 0 | TBD | Miles to be treated reference the 92 miles of Transmission Conductor to be replaced in HFTD areas in 2021. [Prior note: Only program in this section that miles could apply to is 71Z ROW clearing] |  | Miles to be treated reference the 92 miles of Transmission Conductor to be replaced in HFTD areas in 2021. [Prior note: Only program in this section that miles could apply to is 71Z ROW clearing] | Miles to be treated reference the 92 miles of Transmission Conductor to be replaced in HFTD areas in 2021. [Prior note: Only program in this section that miles could apply to is 71Z ROW clearing] |  | N/A - 7.3.3.17.2, System Hardening, Transmission not in Sept 9 2020 filing | N/A - 7.3.3.17.2, System Hardening, Transmission not in Sept 9 2020 filing | N/A - 7.3.3.17.2, System Hardening, Transmission not in Sept 9 2020 filing | N/A - 7.3.3.17.2, System Hardening, Transmission not in Sept 9 2020 filing | N/A - 7.3.3.17.2, System Hardening, Transmission not in Sept 9 2020 filing | N/A - 7.3.3.17.2, System Hardening, Transmission not in Sept 9 2020 filing | N/A - 7.3.3.17.2, System Hardening, Transmission not in Sept 9 2020 filing | N/A - 7.3.3.17.2, System Hardening, Transmission not in Sept 9 2020 filing | N/A - 7.3.3.17.2, System Hardening, Transmission not in Sept 9 2020 filing | N/A - 7.3.3.17.2, System Hardening, Transmission not in Sept 9 2020 filing | N/A - 7.3.3.17.2, System Hardening, Transmission not in Sept 9 2020 filing | N/A - 7.3.3.17.2, System Hardening, Transmission not in Sept 9 2020 filing | N/A - 7.3.3.17.2, System Hardening, Transmission not in Sept 9 2020 filing | N/A - 7.3.3.17.2, System Hardening, Transmission not in Sept 9 2020 filing | N/A - 7.3.3.17.2, System Hardening, Transmission not in Sept 9 2020 filing | N/A - 7.3.3.17.2, System Hardening, Transmission not in Sept 9 2020 filing | N/A - 7.3.3.17.2, System Hardening, Transmission not in Sept 9 2020 filing | N/A - 7.3.3.17.2, System Hardening, Transmission not in Sept 9 2020 filing | N/A - 7.3.3.17.2, System Hardening, Transmission not in Sept 9 2020 filing | N/A - 7.3.3.17.2, System Hardening, Transmission not in Sept 9 2020 filing | N/A - 7.3.3.17.2, System Hardening, Transmission not in Sept 9 2020 filing | 61801.9006 | 0 | 203036.2366 | 0 | N/A | N/A | Miles to be treated reference the 92 miles of Transmission Conductor to be replaced in HFTD areas in 2021. [Prior note: Only program in this section that miles could apply to is 71Z ROW clearing] | 83315.1035 | 0 | 273713.0238 | 0 | 92 | 92 | Miles to be treated reference the 92 miles of Transmission Conductor to be replaced in HFTD areas in 2021. [Prior note: Only program in this section that miles could apply to is 71Z ROW clearing] | 84028.7266 | 0 | 276057.4717 | 0 | TBD | TBD | Miles to be treated reference the 92 miles of Transmission Conductor to be replaced in HFTD areas in 2021. [Prior note: Only program in this section that miles could apply to is 71Z ROW clearing] | [19 empty] | 243153.1428 | 0 | N/A | 314113.6783 | 0 | 92 | 317204.4717 | 0 | TBD | Miles to be treated reference the 92 miles of Transmission Conductor to be replaced in HFTD areas in 2021. [Prior note: Only program in this section that miles could apply to is 71Z ROW clearing] | FALSE | TRUE | TRUE | FALSE | TRUE | TRUE | FALSE | TRUE | TRUE | 3 | 3 | Not in 2020 Sept filing |  |  | Equipment Failure | No other drivers addressed | 2019 | Transmission Owner | N/A | Exceeds | GO95, GO165, FERC TPL Standards
5.3.3.17-2 | 5.3.3.17-2, Updates to grid topology to minimize risk of ignition in HFTDs, Surge Arrestor | 7.3.3.17.3 | 7.3.3.17.3 Updates to grid topology to minimize risk of ignition in HFTDs, Surge Arrestor | 0.04882 | 2.6743 | 2.69 | 2.6921 |  | 63497.9185 | 0 | 12926.4383 | 88859.3889 | 0 | 19245.6504 | 16853.5704 | 0 | TBD |  |  |  | Utilized risk reduction % assumptions for each year and applied to line miles . Total units over program will be 90k, used 2020:14,362, 2021:21,383 and 2022:TBD units to calculate percentage (e.g. 14,362/90,000=15.95%) and applied to total distribution system miles (e.g. 15,95%*81,004 miles). |  | 62448.245 | 0 | 62448.245 | 0 | 13896.6113 | 13896.6113 | 2021 WMP utilized risk reduction % assumptions for each year and applied to line miles . Total units over program will be 90k, used 2020:14,362, 2021:21,383 and 2022:TBD units to calculate percentage (e.g. 14,362/90,000=15.95%) and applied to total distribution system miles (e.g. 15,95%*81,004 miles). 2020 WMP did not specifically track non-HFTD surge arrestor plan. This updated table reflects the 2021 Line Miles calculations for Territory, but retains the HFTD reported line miles treated from the 2020 WMP. | 53289.837 | 0 | 53289.837 | 0 | 245.7312 | 19245.6504 | 2021 WMP utilized risk reduction % assumptions for each year and applied to line miles . Total units over program will be 90k, used 2020:14,362, 2021:21,383 and 2022:TBD units to calculate percentage (e.g. 14,362/90,000=15.95%) and applied to total distribution system miles (e.g. 15,95%*81,004 miles). 2020 WMP did not specifically track non-HFTD surge arrestor plan. This updated table reflects the 2021 Line Miles calculations for Territory, but retains the HFTD reported line miles treated from the 2020 WMP. | 0 | 0 | 0 | 0 | 225.2536 | TBD | 2021 WMP utilized risk reduction % assumptions for each year and applied to line miles . Total units over program will be 90k, used 2020:14,362, 2021:21,383 and 2022:TBD units to calculate percentage (e.g. 14,362/90,000=15.95%) and applied to total distribution system miles (e.g. 15,95%*81,004 miles). 2020 WMP did not specifically track non-HFTD surge arrestor plan. This updated table reflects the 2021 Line Miles calculations for Territory, but retains the HFTD reported line miles treated from the 2020 WMP. | 44692.2643 | 0 | 63497.9185 | 0 | 12926.4383 | 12926.4383 | Utilized risk reduction % assumptions for each year and applied to line miles . Total units over program will be 90k, used 2020:14,362, 2021:21,383 and 2022:TBD units to calculate percentage (e.g. 14,362/90,000=15.95%) and applied to total distribution system miles (e.g. 15,95%*81,004 miles). | 88859.3889 | 0 | 88859.3889 | 0 | 19245.6504 | 19245.6504 | Utilized risk reduction % assumptions for each year and applied to line miles . Total units over program will be 90k, used 2020:14,362, 2021:21,383 and 2022:TBD units to calculate percentage (e.g. 14,362/90,000=15.95%) and applied to total distribution system miles (e.g. 15,95%*81,004 miles). | 0 | 0 | 16853.5704 | 0 | TBD | TBD | Utilized risk reduction % assumptions for each year and applied to line miles . Total units over program will be 90k, used 2020:14,362, 2021:21,383 and 2022:TBD units to calculate percentage (e.g. 14,362/90,000=15.95%) and applied to total distribution system miles (e.g. 15,95%*81,004 miles). | 62448.245 | 0 | 13896.6113 | 53289.837 | 0 | 245.7312 | 0 | 0 | 225.2536 | TRUE | TRUE | TRUE | TRUE | TRUE | TRUE | TRUE | TRUE | TRUE | 0 | 63497.9185 | 0 | 12926.4383 | 88859.3889 | 0 | 19245.6504 | 16853.5704 | 0 | TBD | Utilized risk reduction % assumptions for each year and applied to line miles . Total units over program will be 90k, used 2020:14,362, 2021:21,383 and 2022:TBD units to calculate percentage (e.g. 14,362/90,000=15.95%) and applied to total distribution system miles (e.g. 15,95%*81,004 miles). | TRUE | TRUE | TRUE | TRUE | TRUE | TRUE | TRUE | TRUE | TRUE | 0 | 0 | Number change | No change to scope |  | Equipment Failure | No other drivers addressed | <2018 | 2020 GRC | N/A | Exceeds | GO 95
5.3.3.17-3 | 5.3.3.17-3, Updates to grid topology to minimize risk of ignition in HFTDs, EPIC - Rapid Earth Current Fault Limiter, Distribution | 7.3.3.17.4 | 7.3.3.17.4 Updates to grid topology to minimize risk of ignition in HFTDs, Rapid Earth Current Fault Limiter | 0 | 36.3528 | 36.3528 | 36.3528 |  | 4798.22 | 6425.33 | N/A | 8224 | 0 | N/A | 16924.992 | 0 | N/A |  |  |  | Line miles is not an applicable metric |  | 0 | 5022.99 | 0 | 5022.99 | N/A | N/A | REFCL scope not defined in 2020 WMP | 9461.7 | 0 | 9461.7 | 0 | N/A | N/A | REFCL scope not defined in 2020 WMP | 9711 | 0 | 9711 | 0 | N/A | N/A | REFCL scope not defined in 2020 WMP | 4798.22 | 6425.33 | 4798.22 | 6425.33 | N/A | N/A | A long-term plan will be developed after successful completion of the pilot and identifications of lessons learned in 2021 | 8224 | 0 | 8224 | 0 | N/A | N/A | A long-term plan will be developed after successful completion of the pilot and identifications of lessons learned in 2021 | 16924.992 | 0 | 16924.992 | 0 | N/A | N/A | A long-term plan will be developed after successful completion of the pilot and identifications of lessons learned in 2021 | 0 | 5022.99 | N/A | 9461.7 | 0 | N/A | 9711 | 0 | N/A | TRUE | TRUE | TRUE | TRUE | TRUE | TRUE | TRUE | TRUE | TRUE | 0 | 4798.22 | 6425.33 | N/A | 8224 | 0 | N/A | 16924.992 | 0 | N/A | Line miles is not an applicable metric | TRUE | TRUE | TRUE | TRUE | TRUE | TRUE | TRUE | TRUE | TRUE | 0 | 0 | Number change | No change to scope |  | Equipment Failure, Vegetation | No other drivers addressed | 2019 | EPIC | FRMMA / WMPMA | N/A | N/A
5.3.3.8-5 | 5.3.3.8-5, Grid topology improvements to mitigate or reduce PSPS events, Remote Grid, Distribution | 7.3.3.17.5 | 7.3.3.17.5 Updates to grid topology to minimize risk of ignition in HFTDs, Remote Grid | N/A | 36.5971 | 36.5971 | 36.5971 | Range represents values based on low to high UG miles ranging from 10% to 31% per year. | 0 | 755.2311 | N/A | 5100 | 1382.4175 | 16 | 8500 | 1422.6459 | 26 | PG&E has not determined a long-term plan yet for this initiative. Pending the success of initial Remote Grid projects, we will be evaluating the reduction in wildfire ignition risk and costs, engineering and execution feasibility, and overall service quality in order to determine the long-term path and program scalability | Miles to be treated reference the 92 miles of Transmission Conductor to be replaced in HFTD areas in 2021. [Prior note: Only program in this section that miles could apply to is 71Z ROW clearing] | PG&E has not determined a long-term plan yet for this initiative. Pending the success of initial Remote Grid projects, we will be evaluating the reduction in wildfire ignition risk and costs, engineering and execution feasibility, and overall service quality in order to determine the long-term path and program scalability |  |  | 0 | 943.3636 | 0 | 943.3636 | N/A | N/A | No specific scope for remote grid described in 2020 WMP | 0 | 973.5293 | 0 | 973.5293 | N/A | N/A | No specific scope for remote grid described in 2020 WMP | 0 | 1004.7005 | 0 | 1004.7005 | N/A | N/A | No specific scope for remote grid described in 2020 WMP | 0 | 755.2311 | 0 | 755.2311 | N/A | N/A | PG&E has not determined a long-term plan yet for this initiative. Pending the success of initial Remote Grid projects, we will be evaluating the reduction in wildfire ignition risk and costs, engineering and execution feasibility, and overall service quality in order to determine the long-term path and program scalability | 5100 | 1382.4175 | 5100 | 1382.4175 | 16 | 16 | PG&E has not determined a long-term plan yet for this initiative. Pending the success of initial Remote Grid projects, we will be evaluating the reduction in wildfire ignition risk and costs, engineering and execution feasibility, and overall service quality in order to determine the long-term path and program scalability | 8500 | 1422.6459 | 8500 | 1422.6459 | 26 | 26 | PG&E has not determined a long-term plan yet for this initiative. Pending the success of initial Remote Grid projects, we will be evaluating the reduction in wildfire ignition risk and costs, engineering and execution feasibility, and overall service quality in order to determine the long-term path and program scalability | 0 | 943.3636 | N/A | 0 | 973.5293 | N/A | 0 | 1004.7005 | N/A | TRUE | TRUE | TRUE | TRUE | TRUE | TRUE | TRUE | TRUE | TRUE | 0 | 0 | 755.2311 | N/A | 0 | 1382.4175 | N/A | 0 | 1422.6459 | N/A | Line miles is not an applicable metric - headcount only | TRUE | TRUE | TRUE | FALSE | TRUE | FALSE | FALSE | TRUE | FALSE | 4 | 4 | Name change | 5.3.3.8-5 moved to 7.3.3.17.5 | Including capital work that was bucketed in system hardening (revision notice). From Sept 2020 to Feb 2020, no change in financial scope | Equipment Failure, Vegetation, Animal, 3rd Party | No other drivers addressed | 2020 | N/A | FRMMA / WMPMA | Exceeds | GO 95 | Initiative 7.3.3.17.5 only shows PMO team costs. Construction financial costs are part of 7.3.3.17.1: Updates to grid topology to minimize risk of ignition in HFTDs, System Hardening, Distribution.
N/A - Not in Sept 2020 filing | N/A - Not in Sept 2020 filing | 7.3.3.17.6 | 7.3.3.17.6 Updates to grid topology to minimize risk of ignition in HFTDs, Butte County Rebuild | 0.0096936 | 9.3422 | 9.3422 | 9.3422 |  | 29796.1122 | 0 | 30 | 53555.04 | 0 | 23 | 55429.4664 | 0 | 23 | [5 empty] | N/A - 7.3.3.17.6, System Hardening, Butte County Rebuild not in Sept 9 2020 filing | N/A - 7.3.3.17.6, System Hardening, Butte County Rebuild not in Sept 9 2020 filing | N/A - 7.3.3.17.6, System Hardening, Butte County Rebuild not in Sept 9 2020 filing | N/A - 7.3.3.17.6, System Hardening, Butte County Rebuild not in Sept 9 2020 filing | N/A - 7.3.3.17.6, System Hardening, Butte County Rebuild not in Sept 9 2020 filing | N/A - 7.3.3.17.6, System Hardening, Butte County Rebuild not in Sept 9 2020 filing | N/A - 7.3.3.17.6, System Hardening, Butte County Rebuild not in Sept 9 2020 filing | N/A - 7.3.3.17.6, System Hardening, Butte County Rebuild not in Sept 9 2020 filing | N/A - 7.3.3.17.6, System Hardening, Butte County Rebuild not in Sept 9 2020 filing | N/A - 7.3.3.17.6, System Hardening, Butte County Rebuild not in Sept 9 2020 filing | N/A - 7.3.3.17.6, System Hardening, Butte County Rebuild not in Sept 9 2020 filing | N/A - 7.3.3.17.6, System Hardening, Butte County Rebuild not in Sept 9 2020 filing | N/A - 7.3.3.17.6, System Hardening, Butte County Rebuild not in Sept 9 2020 filing | N/A - 7.3.3.17.6, System Hardening, Butte County Rebuild not in Sept 9 2020 filing | N/A - 7.3.3.17.6, System Hardening, Butte County Rebuild not in Sept 9 2020 filing | N/A - 7.3.3.17.6, System Hardening, Butte County Rebuild not in Sept 9 2020 filing | N/A - 7.3.3.17.6, System Hardening, Butte County Rebuild not in Sept 9 2020 filing | N/A - 7.3.3.17.6, System Hardening, Butte County Rebuild not in Sept 9 2020 filing | N/A - 7.3.3.17.6, System Hardening, Butte County Rebuild not in Sept 9 2020 filing | N/A - 7.3.3.17.6, System Hardening, Butte County Rebuild not in Sept 9 2020 filing | N/A - 7.3.3.17.6, System Hardening, Butte County Rebuild not in Sept 9 2020 filing | 25937.0938 | 0 | 29796.1122 | 0 | 30 | 30 | The impacted area is primarily in T2 and T3 areas | 31513.2707 | 0 | 53555.04 | 0 | 23 | 23 | The impacted area is primarily in T2 and T3 areas | 32616.2352 | 0 | 55429.4664 | 0 | 23 | 23 | The impacted area is primarily in T2 and T3 areas | [19 empty] | 29796.1122 | 0 | 30 | 53555.04 | 0 | 23 | 55429.4664 | 0 | 23 |  | TRUE | TRUE | TRUE | TRUE | TRUE | TRUE | TRUE | TRUE | TRUE | 0 | 0 | Not in 2020 Sept filing |  |  | All Drivers | All Drivers | 2019 | N/A | N/A | Exceeds | GO 95
5.3.4.1 | 5.3.4.1, Detailed inspections of distribution electric lines and equipment, Non-Enhanced | 7.3.4.1 | 7.3.4.1 Detailed inspections of distribution electric lines and equipment | 0.12125 | 75.3757 | 37.2864 | 52.0254 |  | 0 | 132613.9446 | 24263 | 0 | 95924.4351 | 24263 | 0 | 65903.4965 | 24263 |  |  |  | 100% for 2019 based on WSIP and 100% T3, 33% T2, 20% T1 based on new inspction cycle |  | 0 | 1005.9027 | 0 | 3167 | 13265.6667 | 24263.94 | 100% for 2019 based on WSIP and 100% T3, 33% T2, 20% T1 based on new inspection cycle | 0 | 1031.0503 | 0 | 3246.175 | 13265.6667 | 24263.94 | 100% for 2019 based on WSIP and 100% T3, 33% T2, 20% T1 based on new inspection cycle | 0 | 1056.8265 | 0 | 3327.3294 | 13265.6667 | 24263.94 | 100% for 2019 based on WSIP and 100% T3, 33% T2, 20% T1 based on new inspection cycle | 0 | 84133.5967 | 0 | 132613.9446 | 13265.6667 | 24263 | 100% for 2019 based on WSIP and 100% T3, 33% T2, 20% T1 based on new inspection cycle | 0 | 64341.6527 | 0 | 95924.4351 | 13265.6667 | 24263 | 100% for 2019 based on WSIP and 100% T3, 33% T2, 20% T1 based on new inspection cycle | 0 | 34425.8976 | 0 | 65903.4965 | 13265.6667 | 24263 | 100% for 2019 based on WSIP and 100% T3, 33% T2, 20% T1 based on new inspection cycle | 0 | 1005.9027 | 13265.6667 | 0 | 1031.0503 | 13265.6667 | 0 | 1056.8265 | 13265.6667 | TRUE | TRUE | TRUE | TRUE | TRUE | TRUE | TRUE | TRUE | TRUE | 0 | 0 | 132613.9446 | 24263 | 0 | 95924.4351 | 24263 | 0 | 65903.4965 | 24263 | 100% for 2019 based on WSIP and 100% T3, 33% T2, 20% T1 based on new inspction cycle | TRUE | TRUE | TRUE | TRUE | TRUE | TRUE | TRUE | TRUE | TRUE | 0 | 0 | Name change | In 2021, this is now Enhanced inspections for Distribution (this was 5.3.4.9 in 2020) | Yes changes to financials | Equipment Failure | No other drivers addressed | <2018 | 2020 GRC | FRMMA / WMPMA | In Compliance | GO 165
5.3.4.2 | 5.3.4.2, Detailed inspections of transmission electric lines and equipment, Non Enhanced | 7.3.4.2 | 7.3.4.2 Detailed inspections of transmission electric lines and equipment | 0.0041799 | 113.3854 | 8.0878 | 120.2557 |  | 0 | 89857.2372 | 5234.6 | 0 | 105104.218 | 5234.6 | 0 | 109048.312 | 5234.6 |  |  |  | 100% for 2019 based on WSIP and 100% T3, 33% T2, 20% T1 based on new inspction cycle |  | 0 | 413.3331 | 0 | 3441.6273 | 2768.6667 | 5234.6 | Transmission 100% for 2019 based on WSIP and 100% T3, 33% T2, 20% T1 based on new inspection cycle | 0 | 423.6664 | 0 | 3527.668 | 2768.6667 | 5234.6 | Transmission 100% for 2019 based on WSIP and 100% T3, 33% T2, 20% T1 based on new inspection cycle | 0 | 434.2581 | 0 | 3615.8597 | 2768.6667 | 5234.6 | Transmission 100% for 2019 based on WSIP and 100% T3, 33% T2, 20% T1 based on new inspection cycle | 0 | 40765.6132 | 0 | 89857.2372 | 2862 | 5234.6 | Transmission 100% for 2019 based on WSIP and 100% T3, 33% T2, 20% T1 based on new inspection cycle | 0 | 35060.2208 | 0 | 105104.218 | 2862 | 5234.6 | Transmission 100% for 2019 based on WSIP and 100% T3, 33% T2, 20% T1 based on new inspection cycle | 0 | 36375.875 | 0 | 109048.312 | 2862 | 5234.6 | Transmission 100% for 2019 based on WSIP and 100% T3, 33% T2, 20% T1 based on new inspection cycle | 0 | 413.3331 | 2768.6667 | 0 | 423.6664 | 2768.6667 | 0 | 434.2581 | 2768.6667 | TRUE | TRUE | TRUE | TRUE | TRUE | TRUE | TRUE | TRUE | TRUE | 0 | 0 | 89857.2372 | 5234.6 | 0 | 105104.218 | 5234.6 | 0 | 109048.312 | 5234.6 | 100% for 2019 based on WSIP and 100% T3, 33% T2, 20% T1 based on new inspction cycle | TRUE | TRUE | TRUE | TRUE | TRUE | TRUE | TRUE | TRUE | TRUE | 0 | 0 | Name change | In 2021, this is now Enhanced inspections for Transmission (this was 5.3.4.10 in 2020) | Yes changes to financials | Equipment Failure | No other drivers addressed | <2018 | Transmission Owner | N/A | In Compliance | GO 165
5.3.4.3 | 5.3.4.3, Improvement of inspections | 7.3.4.3 | 7.3.4.3 Improvement of inspections | 314.261 | 89375.4303 | 89375.4303 | 89375.4303 |  | 0 | 223.8438 | N/A | 0 | 14.9078 | N/A | 0 | 31.6082 | N/A |  |  |  | Line miles is not an applicable metric |  | 0 | 0 | 0 | 0 | N/A | N/A | Line miles treated is not an appropriate metric for a system/process improvement | 0 | 0 | 0 | 0 | N/A | N/A | Line miles treated is not an appropriate metric for a system/process improvement | 0 | 0 | 0 | 0 | N/A | N/A | Line miles treated is not an appropriate metric for a system/process improvement | 0 | 70.2973 | 0 | 223.8438 | N/A | N/A | Line miles treated is not an appropriate metric for a system/process improvement | 0 | 4.6817 | 0 | 14.9078 | N/A | N/A | Line miles treated is not an appropriate metric for a system/process improvement | 0 | 9.9264 | 0 | 31.6082 | N/A | N/A | Line miles treated is not an appropriate metric for a system/process improvement | 0 | 0 | N/A | 0 | 0 | N/A | 0 | 0 | N/A | TRUE | TRUE | TRUE | TRUE | TRUE | TRUE | TRUE | TRUE | TRUE | 0 | 0 | 223.8438 | N/A | 0 | 14.9078 | N/A | 0 | 31.6082 | N/A | Line miles is not an applicable metric | TRUE | TRUE | TRUE | TRUE | TRUE | TRUE | TRUE | TRUE | TRUE | 0 | 0 | No |  |  | Equipment Failure | No other drivers addressed | <2018 | 2020 GRC | FRMMA / WMPMA | N/A | N/A
5.3.4.4 | 5.3.4.4, Infrared inspections of distribution electric lines and equipment | 7.3.4.4 | 7.3.4.4 Infrared inspections of distribution electric lines and equipment | 0.12509 | 35.69 | 35.69 | 35.69 |  | 0 | 1561.3355 | N/A | 0 | 2319.9993 | N/A | 0 | 2319.9993 | N/A |  |  |  | Program utilized a “targeted“ approach, not planned using miles or % of system |  | 0 | 696.5408 | 0 | 2193 | 5100 | 5100 | Forecasted line miles treated were based on projected budget compared to prior actuals. Going forward, infrared inspections will be deployed as appropriate alongside the suite of other inspection tools and techniques include enhanced visual inspections, drones or helicopters and other emerging technologies. PG&E does not have a discrete plan for how many circuit miles will be inspected using IR systems in HFTD areas. | 0 | 713.9543 | 0 | 2247.825 | 5100 | 5100 | Forecasted line miles treated were based on projected budget compared to prior actuals. Going forward, infrared inspections will be deployed as appropriate alongside the suite of other inspection tools and techniques include enhanced visual inspections, drones or helicopters and other emerging technologies. PG&E does not have a discrete plan for how many circuit miles will be inspected using IR systems in HFTD areas. | 0 | 731.8032 | 0 | 2304.0206 | 5100 | 5100 | Forecasted line miles treated were based on projected budget compared to prior actuals. Going forward, infrared inspections will be deployed as appropriate alongside the suite of other inspection tools and techniques include enhanced visual inspections, drones or helicopters and other emerging technologies. PG&E does not have a discrete plan for how many circuit miles will be inspected using IR systems in HFTD areas. | 0 | 490.0451 | 0 | 1561.3355 | N/A | N/A | Line miles treated is not an appropriate metric for a system/process improvement | 0 | 728.1614 | 0 | 2319.9993 | N/A | N/A | Line miles treated is not an appropriate metric for a system/process improvement | 0 | 728.1614 | 0 | 2319.9993 | N/A | N/A | Line miles treated is not an appropriate metric for a system/process improvement | 0 | 696.5408 | 5100 | 0 | 713.9543 | 5100 | 0 | 731.8032 | 5100 | TRUE | TRUE | TRUE | TRUE | TRUE | TRUE | TRUE | TRUE | TRUE | 0 | 0 | 1561.3355 | N/A | 0 | 2319.9993 | N/A | 0 | 2319.9993 | N/A | Program utilized a “targeted“ approach, not planned using miles or % of system | TRUE | TRUE | TRUE | TRUE | TRUE | TRUE | TRUE | TRUE | TRUE | 0 | 0 | No |  |  | Equipment Failure | No other drivers addressed | <2018 | 2020 GRC | N/A | Exceeds | GO 165
5.3.4.5 | 5.3.4.5, Infrared inspections of transmission electric lines and equipment | 7.3.4.5 | 7.3.4.5 Infrared inspections of transmission electric lines and equipment | 0.0013815 | 2.2657 | 2.2657 | 2.2771 |  | 0 | 1443.6 | 5234.6 | 0 | 2219.646 | 5234.6 | 0 | 2219.646 | 5234.6 |  |  |  | 100% for 2019 based on WSIP and 100% T3, 33% T2, 20% T1 based on new inspction cycle |  | 0 | 236.0867 | 0 | 751.26 | 1140 | 1140 | Forecasted line miles treated were based on projected budget compared to prior actuals. Going forward, infrared inspections will be deployed as appropriate alongside the suite of other inspection tools and techniques include enhanced visual inspections, drones or helicopters and other emerging technologies. PG&E does not have a discrete plan for how many circuit miles will be inspected using IR systems in HFTD areas. | 0 | 241.9888 | 0 | 770.0415 | 1140 | 1140 | Forecasted line miles treated were based on projected budget compared to prior actuals. Going forward, infrared inspections will be deployed as appropriate alongside the suite of other inspection tools and techniques include enhanced visual inspections, drones or helicopters and other emerging technologies. PG&E does not have a discrete plan for how many circuit miles will be inspected using IR systems in HFTD areas. | 0 | 248.0385 | 0 | 789.2925 | 1140 | 1140 | Forecasted line miles treated were based on projected budget compared to prior actuals. Going forward, infrared inspections will be deployed as appropriate alongside the suite of other inspection tools and techniques include enhanced visual inspections, drones or helicopters and other emerging technologies. PG&E does not have a discrete plan for how many circuit miles will be inspected using IR systems in HFTD areas. | 0 | 711.148 | 0 | 1443.6 | 2862 | 5234.6 | Transmission 100% for 2019 based on WSIP and 100% T3, 33% T2, 20% T1 based on new inspection cycle | 0 | 813.4212 | 0 | 2219.646 | 2862 | 5234.6 | Transmission 100% for 2019 based on WSIP and 100% T3, 33% T2, 20% T1 based on new inspection cycle | 0 | 813.4212 | 0 | 2219.646 | 2862 | 5234.6 | Transmission 100% for 2019 based on WSIP and 100% T3, 33% T2, 20% T1 based on new inspection cycle | 0 | 236.0867 | 1140 | 0 | 241.9888 | 1140 | 0 | 248.0385 | 1140 | TRUE | TRUE | TRUE | TRUE | TRUE | TRUE | TRUE | TRUE | TRUE | 0 | 0 | 1443.6 | 5234.6 | 0 | 2219.646 | 5234.6 | 0 | 2219.646 | 5234.6 | 100% for 2019 based on WSIP and 100% T3, 33% T2, 20% T1 based on new inspction cycle | TRUE | TRUE | TRUE | TRUE | TRUE | TRUE | TRUE | TRUE | TRUE | 0 | 0 | No |  |  | Equipment Failure | No other drivers addressed | <2018 | Transmission Owner | N/A | In Compliance | GO95, GO165
5.3.4.6 | 5.3.4.6, Intrusive pole inspections, Intrusive pole inspections | 7.3.4.6 | 7.3.4.6 Intrusive pole inspections | 0.025047 | 0 | 4.573 | 4.8403 |  | 0 | 17446.6652 | 8100.4 | 0 | 21227.0659 | 8100.4 | 0 | 21227.0659 | 8100.4 |  |  |  | Based on a ten year cycle |  | 0 | 4629.7311 | 0 | 14576.3186 | 2559.7 | 8100 | Based on a ten year cycle | 0 | 4745.4743 | 0 | 14940.7265 | 2559.7 | 8100 | Based on a ten year cycle | 0 | 4864.1112 | 0 | 15314.2447 | 2559.7 | 8100 | Based on a ten year cycle | 0 | 17446.6652 | 0 | 17446.6652 | 2559.7 | 8100.4 | Based on a ten year cycle | 0 | 21227.0659 | 0 | 21227.0659 | 2559.7 | 8100.4 | Based on a ten year cycle | 0 | 21227.0659 | 0 | 21227.0659 | 2559.7 | 8100.4 | Based on a ten year cycle | 0 | 4629.7311 | 2559.7 | 0 | 4745.4743 | 2559.7 | 0 | 4864.1112 | 2559.7 | TRUE | TRUE | TRUE | TRUE | TRUE | TRUE | TRUE | TRUE | TRUE | 0 | 0 | 17446.6652 | 8100.4 | 0 | 21227.0659 | 8100.4 | 0 | 21227.0659 | 8100.4 | Based on a ten year cycle | TRUE | TRUE | TRUE | TRUE | TRUE | TRUE | TRUE | TRUE | TRUE | 0 | 0 | No |  |  | Equipment Failure | No other drivers addressed | <2018 | 2020 GRC | N/A | Exceeds | GO 165 & GO 95 rule 44.3
N/A - Not in Sept 2020 filing | N/A - Not in Sept 2020 filing | 7.3.4.7 | 7.3.4.7 LiDAR Inspections of Distribution Electric Lines and Equipment | N/A - Pilot | N/A - Pilot | N/A - Pilot | N/A - Pilot |  | 0 | 6100 | 3000 | 0 | 4500 | N/A | 0 | 6500 | N/A | Updated based on language in the 2021 WMP narrative. | In 2021, evaluation of how to effectively integrate the data into existing operational tools will be conducted. Based on the effectiveness of operationalizing the derivative LiDAR products, additional LiDAR collection may be planned and considered for non HFTD areas. | In 2021, evaluation of how to effectively integrate the data into existing operational tools will be conducted. Based on the effectiveness of operationalizing the derivative LiDAR products, additional LiDAR collection may be planned and considered for non HFTD areas. |  |  | N/A - 7.3.4.7 LiDAR Inspections of Distribution Electric Lines and Equipment not in Sept 9 2020 filing | N/A - 7.3.4.7 LiDAR Inspections of Distribution Electric Lines and Equipment not in Sept 9 2020 filing | N/A - 7.3.4.7 LiDAR Inspections of Distribution Electric Lines and Equipment not in Sept 9 2020 filing | N/A - 7.3.4.7 LiDAR Inspections of Distribution Electric Lines and Equipment not in Sept 9 2020 filing | N/A - 7.3.4.7 LiDAR Inspections of Distribution Electric Lines and Equipment not in Sept 9 2020 filing | N/A - 7.3.4.7 LiDAR Inspections of Distribution Electric Lines and Equipment not in Sept 9 2020 filing | N/A - 7.3.4.7 LiDAR Inspections of Distribution Electric Lines and Equipment not in Sept 9 2020 filing | N/A - 7.3.4.7 LiDAR Inspections of Distribution Electric Lines and Equipment not in Sept 9 2020 filing | N/A - 7.3.4.7 LiDAR Inspections of Distribution Electric Lines and Equipment not in Sept 9 2020 filing | N/A - 7.3.4.7 LiDAR Inspections of Distribution Electric Lines and Equipment not in Sept 9 2020 filing | N/A - 7.3.4.7 LiDAR Inspections of Distribution Electric Lines and Equipment not in Sept 9 2020 filing | N/A - 7.3.4.7 LiDAR Inspections of Distribution Electric Lines and Equipment not in Sept 9 2020 filing | N/A - 7.3.4.7 LiDAR Inspections of Distribution Electric Lines and Equipment not in Sept 9 2020 filing | N/A - 7.3.4.7 LiDAR Inspections of Distribution Electric Lines and Equipment not in Sept 9 2020 filing | N/A - 7.3.4.7 LiDAR Inspections of Distribution Electric Lines and Equipment not in Sept 9 2020 filing | N/A - 7.3.4.7 LiDAR Inspections of Distribution Electric Lines and Equipment not in Sept 9 2020 filing | N/A - 7.3.4.7 LiDAR Inspections of Distribution Electric Lines and Equipment not in Sept 9 2020 filing | N/A - 7.3.4.7 LiDAR Inspections of Distribution Electric Lines and Equipment not in Sept 9 2020 filing | N/A - 7.3.4.7 LiDAR Inspections of Distribution Electric Lines and Equipment not in Sept 9 2020 filing | N/A - 7.3.4.7 LiDAR Inspections of Distribution Electric Lines and Equipment not in Sept 9 2020 filing | N/A - 7.3.4.7 LiDAR Inspections of Distribution Electric Lines and Equipment not in Sept 9 2020 filing | 0 | 6100 | 0 | 6100 | 3000 | 3000 | Updated based on language in the 2021 WMP narrative. | 0 | 4500 | 0 | 4500 | N/A | N/A | In 2021, evaluation of how to effectively integrate the data into existing operational tools will be conducted. Based on the effectiveness of operationalizing the derivative LiDAR products, additional LiDAR collection may be planned and considered for non HFTD areas. | 0 | 6500 | 0 | 6500 | N/A | N/A | In 2021, evaluation of how to effectively integrate the data into existing operational tools will be conducted. Based on the effectiveness of operationalizing the derivative LiDAR products, additional LiDAR collection may be planned and considered for non HFTD areas. | [19 empty] | 0 | 6100 | N/A | 0 | 4500 | N/A | 0 | 6500 | N/A |  | TRUE | TRUE | FALSE | TRUE | TRUE | TRUE | TRUE | TRUE | TRUE | 1 | 1 | Not in 2020 Sept filing |  |  | N/A - Pilot | N/A - Pilot | <2018 | 2020 GRC | N/A | Exceeds | GO 165
N/A - Not in Sept 2020 filing | N/A - Not in Sept 2020 filing | 7.3.4.8 | 7.3.4.8 LiDAR Inspections of Transmission Electric Lines and Equipment | N/A | N/A | N/A | N/A |  | 0 | 0 | N/A | 0 | 0 | N/A | 0 | 0 | N/A |  |  |  | Line miles is not an applicable metric. Transmission Lidar program is in Veg |  | N/A - 7.3.4.8 LiDAR Inspections of Transmission Electric Lines and Equipment not in Sept 9 2020 filing | N/A - 7.3.4.8 LiDAR Inspections of Transmission Electric Lines and Equipment not in Sept 9 2020 filing | N/A - 7.3.4.8 LiDAR Inspections of Transmission Electric Lines and Equipment not in Sept 9 2020 filing | N/A - 7.3.4.8 LiDAR Inspections of Transmission Electric Lines and Equipment not in Sept 9 2020 filing | N/A - 7.3.4.8 LiDAR Inspections of Transmission Electric Lines and Equipment not in Sept 9 2020 filing | N/A - 7.3.4.8 LiDAR Inspections of Transmission Electric Lines and Equipment not in Sept 9 2020 filing | N/A - 7.3.4.8 LiDAR Inspections of Transmission Electric Lines and Equipment not in Sept 9 2020 filing | N/A - 7.3.4.8 LiDAR Inspections of Transmission Electric Lines and Equipment not in Sept 9 2020 filing | N/A - 7.3.4.8 LiDAR Inspections of Transmission Electric Lines and Equipment not in Sept 9 2020 filing | N/A - 7.3.4.8 LiDAR Inspections of Transmission Electric Lines and Equipment not in Sept 9 2020 filing | N/A - 7.3.4.8 LiDAR Inspections of Transmission Electric Lines and Equipment not in Sept 9 2020 filing | N/A - 7.3.4.8 LiDAR Inspections of Transmission Electric Lines and Equipment not in Sept 9 2020 filing | N/A - 7.3.4.8 LiDAR Inspections of Transmission Electric Lines and Equipment not in Sept 9 2020 filing | N/A - 7.3.4.8 LiDAR Inspections of Transmission Electric Lines and Equipment not in Sept 9 2020 filing | N/A - 7.3.4.8 LiDAR Inspections of Transmission Electric Lines and Equipment not in Sept 9 2020 filing | N/A - 7.3.4.8 LiDAR Inspections of Transmission Electric Lines and Equipment not in Sept 9 2020 filing | N/A - 7.3.4.8 LiDAR Inspections of Transmission Electric Lines and Equipment not in Sept 9 2020 filing | N/A - 7.3.4.8 LiDAR Inspections of Transmission Electric Lines and Equipment not in Sept 9 2020 filing | N/A - 7.3.4.8 LiDAR Inspections of Transmission Electric Lines and Equipment not in Sept 9 2020 filing | N/A - 7.3.4.8 LiDAR Inspections of Transmission Electric Lines and Equipment not in Sept 9 2020 filing | N/A - 7.3.4.8 LiDAR Inspections of Transmission Electric Lines and Equipment not in Sept 9 2020 filing | 0 | 0 | 0 | 0 | N/A | N/A | PG&E does not have a long-term plan established for LiDAR inspections of electric transmission assets. As noted above, PG&E is exploring the use of this technology which may, or may not, result in the development of a program to leverage this technology for asset inspections in the future. | 0 | 0 | 0 | 0 | N/A | N/A | PG&E does not have a long-term plan established for LiDAR inspections of electric transmission assets. As noted above, PG&E is exploring the use of this technology which may, or may not, result in the development of a program to leverage this technology for asset inspections in the future. | 0 | 0 | 0 | 0 | N/A | N/A | PG&E does not have a long-term plan established for LiDAR inspections of electric transmission assets. As noted above, PG&E is exploring the use of this technology which may, or may not, result in the development of a program to leverage this technology for asset inspections in the future. | [19 empty] | 0 | 0 | N/A | 0 | 0 | N/A | 0 | 0 | N/A | Line miles is not an applicable metric. Transmission Lidar program is in Veg | TRUE | TRUE | TRUE | TRUE | TRUE | TRUE | TRUE | TRUE | TRUE | 0 | 0 | Not in 2020 Sept filing |  |  | Equipment Failure | No other drivers addressed | See Initiative 7.3.5.8 | See Initiative 7.3.5.8 | See Initiative 7.3.5.8 | See Initiative 7.3.5.8 | See Initiative 7.3.5.8 | 7.3.5.8 LiDAR inspections of vegetation around transmission electric lines and equipment
5.3.4.9 | 5.3.4.9, Other discretionary inspection of distribution electric lines and equipment, beyond inspections mandated by rules and regulations, Enhanced Distribution | 7.3.4.9 | 7.3.4.9 Other discretionary inspection of distribution electric lines and equipment, beyond inspections mandated by rules and regulations | See Initiatives 7.3.4.1 and 7.3.4.4 | See Initiatives 7.3.4.1 and 7.3.4.4 | See Initiatives 7.3.4.1 and 7.3.4.4 | See Initiatives 7.3.4.1 and 7.3.4.4 |  | 0 | 0 | 24263 | 0 | 0 | 24263 | 0 | 0 | 24263 |  |  |  | 100% for 2019 based on WSIP and 100% T3, 33% T2, 20% T1 based on new inspction cycle |  | 0 | 93178.2564 | 0 | 145764.0439 | 13265.6667 | 24263.94 | 100% for 2019 based on WSIP and 100% T3, 33% T2, 20% T1 based on new inspection cycle | 0 | 95507.7129 | 0 | 149408.145 | 13265.6667 | 24263.94 | 100% for 2019 based on WSIP and 100% T3, 33% T2, 20% T1 based on new inspection cycle | 0 | 97895.4057 | 0 | 153143.3486 | 13265.6667 | 24263.94 | 100% for 2019 based on WSIP and 100% T3, 33% T2, 20% T1 based on new inspection cycle | 0 | 0 | 0 | 0 | 13265.6667 | 24263 | 100% for 2019 based on WSIP and 100% T3, 33% T2, 20% T1 based on new inspection cycle | 0 | 0 | 0 | 0 | 13265.6667 | 24263 | 100% for 2019 based on WSIP and 100% T3, 33% T2, 20% T1 based on new inspection cycle | 0 | 0 | 0 | 0 | 13265.6667 | 24263 | 100% for 2019 based on WSIP and 100% T3, 33% T2, 20% T1 based on new inspection cycle | 0 | 93178.2564 | 13265.6667 | 0 | 95507.7129 | 13265.6667 | 0 | 97895.4057 | 13265.6667 | TRUE | TRUE | TRUE | TRUE | TRUE | TRUE | TRUE | TRUE | TRUE | 0 | 0 | 0 | 24263 | 0 | 0 | 24263 | 0 | 0 | 24263 | 100% for 2019 based on WSIP and 100% T3, 33% T2, 20% T1 based on new inspction cycle | TRUE | TRUE | TRUE | TRUE | TRUE | TRUE | TRUE | TRUE | TRUE | 0 | 0 | Name change | This was Enhanced in 2020 WMP | Yes changes to financials | N/A - Complementary | N/A - Complementary | See Initiatives 7.3.4.1 and 7.3.4.4 | See Initiatives 7.3.4.1 and 7.3.4.4 | See Initiatives 7.3.4.1 and 7.3.4.4 | See Initiatives 7.3.4.1 and 7.3.4.4 | See Initiatives 7.3.4.1 and 7.3.4.4 | 7.3.4.1 Detailed inspections of distribution electric lines and equipment, and 7.3.4.4 Infrared inspections of distribution electric lines and equipment
5.3.4.10 | 5.3.4.10, Other discretionary inspection of distribution electric lines and equipment, beyond inspections mandated by rules and regulations, Enhanced Transmission | 7.3.4.10 | 7.3.4.10 Other discretionary inspection of transmission electric lines and equipment, beyond inspections mandated by rules and regulations | N/A - Pilot | N/A - Pilot | N/A - Pilot | N/A - Pilot |  | 80 | 267.2554 | 5234.6 | 81.9544 | 274.558 | 5234.6 | 86.0134 | 289.6665 | 5234.6 |  |  |  | 100% for 2019 based on WSIP and 100% T3, 33% T2, 20% T1 based on new inspction cycle |  | 0 | 60052.4351 | 0 | 141372.4335 | 2768.6667 | 5234.6 | Transmission 100% for 2019 based on WSIP and 100% T3, 33% T2, 20% T1 based on new inspection cycle | 0 | 61553.746 | 0 | 144906.7443 | 2768.6667 | 5234.6 | Transmission 100% for 2019 based on WSIP and 100% T3, 33% T2, 20% T1 based on new inspection cycle | 0 | 63092.5897 | 0 | 148529.4129 | 2768.6667 | 5234.6 | Transmission 100% for 2019 based on WSIP and 100% T3, 33% T2, 20% T1 based on new inspection cycle | 24.3511 | 81.3495 | 80 | 267.2554 | 2862 | 5234.6 | Transmission 100% for 2019 based on WSIP and 100% T3, 33% T2, 20% T1 based on new inspection cycle | 24.946 | 83.5723 | 81.9544 | 274.558 | 2862 | 5234.6 | Transmission 100% for 2019 based on WSIP and 100% T3, 33% T2, 20% T1 based on new inspection cycle | 26.1815 | 88.1712 | 86.0134 | 289.6665 | 2862 | 5234.6 | Transmission 100% for 2019 based on WSIP and 100% T3, 33% T2, 20% T1 based on new inspection cycle | 0 | 60052.4351 | 2768.6667 | 0 | 61553.746 | 2768.6667 | 0 | 63092.5897 | 2768.6667 | TRUE | TRUE | TRUE | TRUE | TRUE | TRUE | TRUE | TRUE | TRUE | 0 | 80 | 267.2554 | 5234.6 | 81.9544 | 274.558 | 5234.6 | 86.0134 | 289.6665 | 5234.6 | 100% for 2019 based on WSIP and 100% T3, 33% T2, 20% T1 based on new inspction cycle | TRUE | TRUE | TRUE | TRUE | TRUE | TRUE | TRUE | TRUE | TRUE | 0 | 0 | Name change | This was Enhanced in 2020 WMP | Yes changes to financials | N/A - Pilot | N/A - Pilot | <2018 | Transmission Owner | N/A | In Compliance | GO95, GO165
5.3.4.11 | 5.3.4.11, Patrol inspections of distribution electric lines and equipment | 7.3.4.11 | 7.3.4.11 Patrol inspections of distribution electric lines and equipment | 0.20722 | 58.5608 | 58.5608 | 0 |  | 0 | 8710.2209 | 56541 | 0 | 9281.0109 | 56541 | 0 | 9281.0109 | 56541 |  |  |  | Based on 0% in T3, 66% T 2 and 80% Non-HFTD annually (all miles that are not inspected are patrolled) |  | 0 | 4874.1664 | 0 | 12836.3095 | 25597 | 81004 | 2020 WMP line miles treated assumed combination of patrols and inspections in any given year - which together treat all system line miles via either inspection or patrol. | 0 | 4996.0206 | 0 | 13157.2173 | 25597 | 81004 | 2020 WMP line miles treated assumed combination of patrols and inspections in any given year - which together treat all system line miles via either inspection or patrol. | 0 | 5120.9211 | 0 | 13486.1477 | 25597 | 81004 | 2020 WMP line miles treated assumed combination of patrols and inspections in any given year - which together treat all system line miles via either inspection or patrol. | 0 | 2735.4119 | 0 | 8710.2209 | 12089 | 56541 | Based on 0% in T3, 66% T 2 and 80% Non-HFTD annually (all miles that are not inspected are patrolled) | 0 | 2914.6664 | 0 | 9281.0109 | 12089 | 56541 | Based on 0% in T3, 66% T 2 and 80% Non-HFTD annually (all miles that are not inspected are patrolled) | 0 | 2914.6664 | 0 | 9281.0109 | 12089 | 56541 | Based on 0% in T3, 66% T 2 and 80% Non-HFTD annually (all miles that are not inspected are patrolled) | 0 | 4874.1664 | 25597 | 0 | 4996.0206 | 25597 | 0 | 5120.9211 | 25597 | TRUE | TRUE | TRUE | TRUE | TRUE | TRUE | TRUE | TRUE | TRUE | 0 | 0 | 8710.2209 | 56541 | 0 | 9281.0109 | 56541 | 0 | 9281.0109 | 56541 | Based on 0% in T3, 66% T 2 and 80% Non-HFTD annually (all miles that are not inspected are patrolled) | TRUE | TRUE | TRUE | TRUE | TRUE | TRUE | TRUE | TRUE | TRUE | 0 | 0 | No |  |  | Equipment Failure | No other drivers addressed | <2018 | 2020 GRC | N/A | In Compliance | GO 165
5.3.4.12 | 5.3.4.12, Patrol inspections of transmission electric lines and equipment | 7.3.4.12 | 7.3.4.12 Patrol inspections of transmission electric lines and equipment | 4.5713 | 7136.0651 | 7136.0651 | 0 |  | 0 | 47.9886 | 13400 | 0 | 86.3754 | 13400 | 0 | 83.6831 | 13400 | Based on 0% in T3, 66% T 2 and 80% Non-HFTD annually (all miles that are not inspected are patrolled) | Based on 0% in T3, 66% T 2 and 80% Non-HFTD annually (all miles that are not inspected are patrolled) | Based on 0% in T3, 66% T 2 and 80% Non-HFTD annually (all miles that are not inspected are patrolled) | Based on 0% in T3, 66% T 2 and 80% Non-HFTD annually (all miles that are not inspected are patrolled) |  | 0 | 60.5505 | 0 | 60.5505 | N/A | N/A | The costs in this section are for transmission patrols for facilities that cannot be patrolled by air; other transmission patrols are included in Table 24, line item 2. Detailed inspections of transmission electric lines and equipment. For 2019 all Tier 2 and Tier 3 were inspected, no patrols were conducted. For 2020-2022 plan to patrol 2/3rds of Tier 2 line miles each year. | 0 | 62.0642 | 0 | 62.0642 | N/A | N/A | The costs in this section are for transmission patrols for facilities that cannot be patrolled by air; other transmission patrols are included in Table 24, line item 2. Detailed inspections of transmission electric lines and equipment. For 2019 all Tier 2 and Tier 3 were inspected, no patrols were conducted. For 2020-2022 plan to patrol 2/3rds of Tier 2 line miles each year. | 0 | 63.6158 | 0 | 63.6158 | N/A | N/A | The costs in this section are for transmission patrols for facilities that cannot be patrolled by air; other transmission patrols are included in Table 24, line item 2. Detailed inspections of transmission electric lines and equipment. For 2019 all Tier 2 and Tier 3 were inspected, no patrols were conducted. For 2020-2022 plan to patrol 2/3rds of Tier 2 line miles each year. | 0 | 14.6072 | 0 | 47.9886 | 2956 | 13400 | Based on 0% in T3, 66% T 2 and 80% Non-HFTD annually (all miles that are not inspected are patrolled) | 0 | 26.2917 | 0 | 86.3754 | 2956 | 13400 | Based on 0% in T3, 66% T 2 and 80% Non-HFTD annually (all miles that are not inspected are patrolled) | 0 | 25.4722 | 0 | 83.6831 | 2956 | 13400 | Based on 0% in T3, 66% T 2 and 80% Non-HFTD annually (all miles that are not inspected are patrolled) | 0 | 60.5505 | N/A | 0 | 62.0642 | N/A | 0 | 63.6158 | N/A | TRUE | TRUE | TRUE | TRUE | TRUE | TRUE | TRUE | TRUE | TRUE | 0 | 0 | 47.9886 | 12926.4 | 0 | 86.3754 | 12926.4 | 0 | 83.6831 | 12926.4 | Based on 0% in T3, 66% T 2 and 80% Non-HFTD annually (all miles that are not inspected are patrolled) | TRUE | TRUE | FALSE | TRUE | TRUE | FALSE | TRUE | TRUE | FALSE | 3 | 3 | No |  |  | Equipment Failure | No other drivers addressed | <2018 | Transmission Owner | N/A | In Compliance | GO95, GO167
5.3.4.13 | 5.3.4.13, Pole loading assessment program to determine safety factor | 7.3.4.13 | 7.3.4.13 Pole loading assessment program to determine safety factor | 0 | 2.0754 | 3.9204 | 2.0537 |  | 0 | 18604.3079 | 6359.75 | 0 | 14540 | 6359.75 | 0 | 13094 | 6359.75 |  |  |  | Narrative states that goal is to complete all HFTD poles by 2024. Assumed 25% per year for 2020, 2021 and 2022. |  | 0 | 38000 | 0 | 38000 | N/A | N/A | This line item relates to the actual pole loading calculations leveraging the tool implemented via initiative 5.3.3.13 on Table 23. | 0 | 38950 | 0 | 38950 | N/A | N/A | This line item relates to the actual pole loading calculations leveraging the tool implemented via initiative 5.3.3.13 on Table 23. | 0 | 39923.75 | 0 | 39923.75 | N/A | N/A | This line item relates to the actual pole loading calculations leveraging the tool implemented via initiative 5.3.3.13 on Table 23. | 0 | 18604.3079 | 0 | 18604.3079 | 6359.75 | 6359.75 | Narrative states that goal is to complete all HFTD poles by 2024. Assumed 25% per year for 2020, 2021 and 2022. | 0 | 14540 | 0 | 14540 | 6359.75 | 6359.75 | Narrative states that goal is to complete all HFTD poles by 2024. Assumed 25% per year for 2020, 2021 and 2022. | 0 | 13094 | 0 | 13094 | 6359.75 | 6359.75 | Narrative states that goal is to complete all HFTD poles by 2024. Assumed 25% per year for 2020, 2021 and 2022. | 0 | 38000 | N/A | 0 | 38950 | N/A | 0 | 39923.75 | N/A | TRUE | TRUE | TRUE | TRUE | TRUE | TRUE | TRUE | TRUE | TRUE | 0 | 0 | 18604.3079 | 6359.75 | 0 | 14540 | 6359.75 | 0 | 13094 | 6359.75 | Narrative states that goal is to complete all HFTD poles by 2024. Assumed 25% per year for 2020, 2021 and 2022. | TRUE | TRUE | TRUE | TRUE | TRUE | TRUE | TRUE | TRUE | TRUE | 0 | 0 | No |  |  | Equipment Failure | No other drivers addressed | <2018 | N/A | FRMMA / WMPMA | Exceeds | GO 165
5.3.4.14 | 5.3.4.14, Quality assurance / quality control of inspections | 7.3.4.14 | 7.3.4.14 Quality assurance / quality control of inspections | 12.1473 | 3449.6335 | 3449.6335 | 3449.6335 |  | 0 | 1831.4492 | N/A | 0 | 121.973 | N/A | 0 | 258.6127 | N/A | [5 empty] | 0 | 4389.4436 | 0 | 6866.6561 | N/A | N/A | Line miles is not an appropriate metric for these other initiatives | 0 | 4499.1796 | 0 | 7038.3225 | N/A | N/A | Line miles is not an appropriate metric for these other initiatives | 0 | 4611.6591 | 0 | 7214.2806 | N/A | N/A | Line miles is not an appropriate metric for these other initiatives | 0 | 575.1597 | 0 | 1831.4492 | N/A | N/A | Line miles is not an appropriate metric for these other initiatives | 0 | 38.3052 | 0 | 121.973 | N/A | N/A | Line miles is not an appropriate metric for these other initiatives | 0 | 81.2163 | 0 | 258.6127 | N/A | N/A | Line miles is not an appropriate metric for these other initiatives | 0 | 4389.4436 | N/A | 0 | 4499.1796 | N/A | 0 | 4611.6591 | N/A | TRUE | TRUE | TRUE | TRUE | TRUE | TRUE | TRUE | TRUE | TRUE | 0 | 0 | 1831.4492 | N/A | 0 | 121.973 | N/A | 0 | 258.6127 | N/A |  | TRUE | TRUE | TRUE | TRUE | TRUE | TRUE | TRUE | TRUE | TRUE | 0 | 0 | No |  |  | Equipment Failure | No other drivers addressed | <2018 | 2020 GRC | FRMMA / WMPMA | Exceeds | GO 165
5.3.4.15-1 | 5.3.4.15-1, Substation inspections, Enhanced Transmission, Substation | 7.3.4.15-T | 7.3.4.15-T Substation inspections, Enhanced Transmission, Substation | 0.00112 | 0 | 0 | 0 |  | 0 | 11267.8134 | N/A | 0 | 5226.7995 | N/A | 0 | 3360.18 | N/A |  |  |  | N/A 0 substation should not be calculated by circuit mile |  | 0 | 6925.6247 | 0 | 22879.5649 | N/A | N/A | Line Miles = N/A as substation assets are not associated with circuit miles | 0 | 7098.7654 | 0 | 23451.554 | N/A | N/A | Line Miles = N/A as substation assets are not associated with circuit miles | 0 | 7276.2345 | 0 | 24037.8429 | N/A | N/A | Line Miles = N/A as substation assets are not associated with circuit miles | 0 | 5114.2807 | 0 | 11267.8134 | N/A | N/A | Line Miles = N/A as substation assets are not associated with circuit miles | 0 | 4150.5551 | 0 | 5226.7995 | N/A | N/A | Line Miles = N/A as substation assets are not associated with circuit miles | 0 | 2312.5891 | 0 | 3360.18 | N/A | N/A | Line Miles = N/A as substation assets are not associated with circuit miles | 0 | 6925.6247 | N/A | 0 | 7098.7654 | N/A | 0 | 7276.2345 | N/A | TRUE | TRUE | TRUE | TRUE | TRUE | TRUE | TRUE | TRUE | TRUE | 0 | 0 | 11267.8134 | N/A | 0 | 5226.7995 | N/A | 0 | 3360.18 | N/A | N/A 0 substation should not be calculated by circuit mile | TRUE | TRUE | TRUE | TRUE | TRUE | TRUE | TRUE | TRUE | TRUE | 0 | 0 | Name change | Slight change in narrative scope, to include station reads | Included station reads that was not included in 2020 | All Drivers | All Drivers | 2018 | Transmission Owner | N/A | Exceeds | GO 174, CAISO TCA (Transmission Control Agreement)
5.3.4.15-2 | 5.3.4.15-2, Substation inspections, Enhanced Distribution Substation | 7.3.4.15-D | 7.3.4.15-D Substation inspections, Enhanced Distribution, Substation | 0.0049911 | 0 | 0 | 0 |  | 0 | 9681.5266 | N/A | 0 | 5980.6235 | N/A | 0 | 7394.0962 | N/A |  |  |  | N/A 0 substation should not be calculated by circuit mile |  | 0 | 2066.8513 | 0 | 5300.5503 | N/A | N/A | Line Miles = N/A as substation assets are not associated with circuit miles | 0 | 2118.5225 | 0 | 5433.064 | N/A | N/A | Line Miles = N/A as substation assets are not associated with circuit miles | 0 | 2171.4856 | 0 | 5568.8906 | N/A | N/A | Line Miles = N/A as substation assets are not associated with circuit miles | 0 | 3973.863 | 0 | 9681.5266 | N/A | N/A | Line Miles = N/A as substation assets are not associated with circuit miles | 0 | 3960.7484 | 0 | 5980.6235 | N/A | N/A | Line Miles = N/A as substation assets are not associated with circuit miles | 0 | 5374.2211 | 0 | 7394.0962 | N/A | N/A | Line Miles = N/A as substation assets are not associated with circuit miles | 0 | 2066.8513 | N/A | 0 | 2118.5225 | N/A | 0 | 2171.4856 | N/A | TRUE | TRUE | TRUE | TRUE | TRUE | TRUE | TRUE | TRUE | TRUE | 0 | 0 | 9681.5266 | N/A | 0 | 5980.6235 | N/A | 0 | 7394.0962 | N/A | N/A 0 substation should not be calculated by circuit mile | TRUE | TRUE | TRUE | TRUE | TRUE | TRUE | TRUE | TRUE | TRUE | 0 | 0 | Name change | Slight change in narrative scope, to include station reads | Included station reads that was not included in 2020 | All Drivers | All Drivers | 2018 | 2020 GRC | FRMMA / WMPMA | Exceeds | GO 174
5.3.5.1 | 5.3.5.1, Additional efforts to manage community and environmental impacts | 7.3.5.1 | 7.3.5.1 Additional efforts to manage community and environmental impacts | N/A - Foundational | N/A - Foundational | N/A - Foundational | N/A - Foundational |  | 0 | 22278.1394 | 99165 | 0 | 24075.6844 | 99165 | 0 | 24130.3911 | 99165 |  |  |  | Total System aligned with T&D veg programs |  | 0 | 9797.281 | 0 | 16690.3575 | 31307 | 99928 | In 2020 WMP Initiative captures community engagement and environmental support of all vegetation management in T2/T3 areas (distribution, transmission, routine and Enhanced). In 2021 WMP this program was described as being applicable to the entire T&D system. | 0 | 10011.7414 | 0 | 16987.6642 | 31307 | 99928 | In 2020 WMP Initiative captures community engagement and environmental support of all vegetation management in T2/T3 areas (distribution, transmission, routine and Enhanced). In 2021 WMP this program was described as being applicable to the entire T&D system. | 0 | 10232.0691 | 0 | 17293.3237 | 31307 | 99928 | In 2020 WMP Initiative captures community engagement and environmental support of all vegetation management in T2/T3 areas (distribution, transmission, routine and Enhanced). In 2021 WMP this program was described as being applicable to the entire T&D system. | 0 | 12289.9901 | 0 | 22278.1394 | 31308 | 99165 | In 2020 WMP Initiative captures community engagement and environmental support of all vegetation management in T2/T3 areas (distribution, transmission, routine and Enhanced). In 2021 WMP this program was described as being applicable to the entire T&D system. | 0 | 13559.169 | 0 | 24075.6844 | 31308 | 99165 | In 2020 WMP Initiative captures community engagement and environmental support of all vegetation management in T2/T3 areas (distribution, transmission, routine and Enhanced). In 2021 WMP this program was described as being applicable to the entire T&D system. | 0 | 13797.7118 | 0 | 24130.3911 | 31308 | 99165 | In 2020 WMP Initiative captures community engagement and environmental support of all vegetation management in T2/T3 areas (distribution, transmission, routine and Enhanced). In 2021 WMP this program was described as being applicable to the entire T&D system. | 0 | 9797.281 | 31307 | 0 | 10011.7414 | 31307 | 0 | 10232.0691 | 31307 | TRUE | TRUE | TRUE | TRUE | TRUE | TRUE | TRUE | TRUE | TRUE | 0 | 0 | 22278.1394 | 99165 | 0 | 24075.6844 | 99165 | 0 | 24130.3911 | 99165 | Total System aligned with T&D veg programs | TRUE | TRUE | TRUE | TRUE | TRUE | TRUE | TRUE | TRUE | TRUE | 0 | 0 | No |  |  | N/A - Foundational | N/A - Foundational | <2018 | 2020 GRC, Transmission Owner | CEMA | In Compliance | GO 95 Rule 35, and PRC 4293
5.3.5.2 | 5.3.5.2, Detailed inspections of vegetation around distribution electric lines and equipment | 7.3.5.2 | 7.3.5.2 Detailed inspections of vegetation around distribution electric lines and equipment | 4.4737 | 5910.6732 | 5910.6732 | 5910.6732 |  | 0 | 1097664.9365 | 81004 | 0 | 1065058.6895 | 81004 | 0 | 1023428.6887 | 81004 |  |  |  | Full Distribution System treated annually |  | 0 | 59644.8052 | 0 | 187786.649 | 25597 | 81004 | Applies to all distribution system miles annually | 0 | 61434.1494 | 0 | 193420.2484 | 25597 | 81004 | Applies to all distribution system miles annually | 0 | 63277.1739 | 0 | 199222.8559 | 25597 | 81004 | Applies to all distribution system miles annually | 0 | 595180.7312 | 0 | 1097664.9365 | 25439 | 81004 | Full Distribution System treated annually | 0 | 611220.527 | 0 | 1065058.6895 | 25439 | 81004 | Full Distribution System treated annually | 0 | 608038.8329 | 0 | 1023428.6887 | 25439 | 81004 | Full Distribution System treated annually | 0 | 59644.8052 | 25597 | 0 | 61434.1494 | 25597 | 0 | 63277.1739 | 25597 | TRUE | TRUE | TRUE | TRUE | TRUE | TRUE | TRUE | TRUE | TRUE | 0 | 0 | 1097664.9365 | 81004 | 0 | 1065058.6895 | 81004 | 0 | 1023428.6887 | 81004 | Full Distribution System treated annually | TRUE | TRUE | TRUE | TRUE | TRUE | TRUE | TRUE | TRUE | TRUE | 0 | 0 | No |  |  | Vegetation | No other drivers addressed | <2018 | 2020 GRC | N/A | In Compliance | GO 95 Rule 35, and PRC 4293
5.3.5.3 | 5.3.5.3, Detailed inspections of vegetation around transmission electric lines and equipment | 7.3.5.3 | 7.3.5.3 Detailed inspections of vegetation around transmission electric lines and equipment | See Initiative 7.3.5.8 | See Initiative 7.3.5.8 | See Initiative 7.3.5.8 | See Initiative 7.3.5.8 |  | 45622.1907 | 85255.6855 | 18161 | 85910.4342 | 101242.853 | 18161 | 61701 | 104009.9099 | 18161 |  |  |  | Full Transmission System treated annually |  | 0 | 13051.9112 | 0 | 41532.9642 | 5710 | 18924 | Applies to all transmission system miles annually | 0 | 12995.2869 | 0 | 41352.7782 | 5710 | 18924 | Applies to all transmission system miles annually | 0 | 12936.964 | 0 | 41167.1866 | 5710 | 18924 | Applies to all transmission system miles annually | 13886.8713 | 25950.8523 | 45622.1907 | 85255.6855 | 5869 | 18161 | Applies to all transmission system miles annually | 26150.1503 | 30817.1627 | 85910.4342 | 101242.853 | 5869 | 18161 | Applies to all transmission system miles annually | 18781.0764 | 31659.423 | 61701 | 104009.9099 | 5869 | 18161 | Applies to all transmission system miles annually | 0 | 13051.9112 | 5710 | 0 | 12995.2869 | 5710 | 0 | 12936.964 | 5710 | TRUE | TRUE | TRUE | TRUE | TRUE | TRUE | TRUE | TRUE | TRUE | 0 | 45622.1907 | 85255.6855 | 18161 | 85910.4342 | 101242.853 | 18161 | 61701 | 104009.9099 | 18161 | Full Transmission System treated annually | TRUE | TRUE | TRUE | TRUE | TRUE | TRUE | TRUE | TRUE | TRUE | 0 | 0 | No |  |  | N/A - Complementary | N/A - Complementary | <2018 | Transmission Owner | N/A | In Compliance | GO95, PRC 4293
5.3.5.4 | 5.3.5.4, Emergency response vegetation management due to red flag warning or other urgent conditions | 7.3.5.4 | 7.3.5.4 Emergency response vegetation management due to red flag warning or other urgent conditions | N/A | N/A | N/A | N/A |  | 0 | 5970.4966 | 99165 | 0 | 5981.7034 | 99165 | 0 | 5734.45 | 99165 |  |  |  | Total System aligned with T&D veg programs |  | 0 | 1964.2586 | 0 | 6194.7005 | 31307 | 99928 | In 2020 WMP initiative described as: captures emergency response vegetation management in T2/T3 areas (bucketed under PG&E's Routine Distribution & Transmission programs). Because this is under routine T&D programs, this would apply to all T&D system miles. | 0 | 2012.5982 | 0 | 6346.8485 | 31307 | 99928 | In 2020 WMP initiative described as: captures emergency response vegetation management in T2/T3 areas (bucketed under PG&E's Routine Distribution & Transmission programs). Because this is under routine T&D programs, this would apply to all T&D system miles. | 0 | 2062.3879 | 0 | 6503.561 | 31307 | 99928 | In 2020 WMP initiative described as: captures emergency response vegetation management in T2/T3 areas (bucketed under PG&E's Routine Distribution & Transmission programs). Because this is under routine T&D programs, this would apply to all T&D system miles. | 0 | 1855.5189 | 0 | 5970.4966 | 31308 | 99165 | Applies to all T&D system annually | 0 | 1855.3831 | 0 | 5981.7034 | 31308 | 99165 | Applies to all T&D system annually | 0 | 1777.1014 | 0 | 5734.45 | 31308 | 99165 | Applies to all T&D system annually | 0 | 1964.2586 | 31307 | 0 | 2012.5982 | 31307 | 0 | 2062.3879 | 31307 | TRUE | TRUE | TRUE | TRUE | TRUE | TRUE | TRUE | TRUE | TRUE | 0 | 0 | 5970.4966 | 99165 | 0 | 5981.7034 | 99165 | 0 | 5734.45 | 99165 | Total System aligned with T&D veg programs | TRUE | TRUE | TRUE | TRUE | TRUE | TRUE | TRUE | TRUE | TRUE | 0 | 0 | No |  |  | Vegetation | No other drivers addressed | <2018 | 2020 GRC | N/A | In Compliance | GO 95 Rule 35, and PRC 4293
5.3.5.5 | 5.3.5.5, Fuel management and reduction of “slash” from vegetation management activities | 7.3.5.5 | 7.3.5.5 Fuel management and reduction of “slash” from vegetation management activities | N/A - Pilot | N/A - Pilot | N/A - Pilot | N/A - Pilot |  | 0 | 23665.9934 | N/A | 0 | 27871.9547 | TBD | 0 | 28937.2648 | TBD |  |  |  | Full Distribution System treated annually |  | 0 | 25000 | 0 | 25000 | 25597 | 81004 | Applies to all distribution system miles annually | 0 | 25625 | 0 | 25625 | 25597 | 81004 | Applies to all distribution system miles annually | 0 | 26265.625 | 0 | 26265.625 | 25597 | 81004 | Applies to all distribution system miles annually | 0 | 23665.9934 | 0 | 23665.9934 | N/A | N/A | PG&E is still in the process of building a framework for fuel reduction work. In 2020, different strategies were discussed and benchmarking with other utility companies was completed. | 0 | 27871.9547 | 0 | 27871.9547 | TBD | TBD | PG&E is still in the process of building a framework for fuel reduction work. In 2020, different strategies were discussed and benchmarking with other utility companies was completed. | 0 | 28937.2648 | 0 | 28937.2648 | TBD | TBD | PG&E is still in the process of building a framework for fuel reduction work. In 2020, different strategies were discussed and benchmarking with other utility companies was completed. | 0 | 25000 | 25597 | 0 | 25625 | 25597 | 0 | 26265.625 | 25597 | TRUE | TRUE | TRUE | TRUE | TRUE | TRUE | TRUE | TRUE | TRUE | 0 | 0 | 23665.9934 | N/A | 0 | 27871.9547 | TBD | 0 | 28937.2648 | TBD | Full Distribution System treated annually | TRUE | TRUE | TRUE | TRUE | TRUE | TRUE | TRUE | TRUE | TRUE | 0 | 0 | No |  |  | N/A - Pilot | N/A - Pilot | <2018 | 2020 GRC | N/A | Exceeds | GO 95 Rule 35, PRC 4293 and PRC 4292
5.3.5.6 | 5.3.5.6, Improvement of inspections | 7.3.5.6 | 7.3.5.6 Improvement of inspections | See Initiative 7.3.5.2 and 7.3.5.8 | See Initiative 7.3.5.2 and 7.3.5.8 | See Initiative 7.3.5.2 and 7.3.5.8 | See Initiative 7.3.5.2 and 7.3.5.8 |  | 0 | 1299.3908 | N/A | 0 | 1199.3898 | N/A | 0 | 1113.0646 | N/A | [5 empty] | 0 | 5687.5553 | 0 | 7243.6 | 31307 | 99928 | Line miles treated would apply to both T&D routine programs | 0 | 5858.182 | 0 | 7460.908 | 31307 | 99928 | Line miles treated would apply to both T&D routine programs | 0 | 6033.9274 | 0 | 7684.7352 | 31307 | 99928 | Line miles treated would apply to both T&D routine programs | 0 | 467.0632 | 0 | 1299.3908 | N/A | N/A | Determined the line miles are not applicable to this improvement initiative. Alternatively it could apply to all T&D system miles | 0 | 435.4295 | 0 | 1199.3898 | N/A | N/A | Determined the line miles are not applicable to this improvement initiative. Alternatively it could apply to all T&D system miles | 0 | 410.1694 | 0 | 1113.0646 | N/A | N/A | Determined the line miles are not applicable to this improvement initiative. Alternatively it could apply to all T&D system miles | 0 | 5687.5553 | 31307 | 0 | 5858.182 | 31307 | 0 | 6033.9274 | 31307 | TRUE | TRUE | TRUE | TRUE | TRUE | TRUE | TRUE | TRUE | TRUE | 0 | 0 | 1299.3908 | N/A | 0 | 1199.3898 | N/A | 0 | 1113.0646 | N/A |  | TRUE | TRUE | TRUE | TRUE | TRUE | TRUE | TRUE | TRUE | TRUE | 0 | 0 | No |  |  | N/A - Complementary | N/A - Complementary | <2018 | 2020 GRC | N/A | In Compliance | GO 95 Rule 35, PRC 4293, and PRC 4295
5.3.5.7.1 | 5.3.5.7.1, LiDAR inspections of vegetation around distribution electric lines and equipment, Enhanced Vegetation Management, Distribution | 7.3.5.7 | 7.3.5.7 LiDAR inspections of vegetation around distribution electric lines and equipment | N/A - Pilot | N/A - Pilot | N/A - Pilot | N/A - Pilot |  | 0 | 2590.275 | 0 | 0 | 3050.6232 | TBD | 0 | 3167.2228 | TBD |  |  |  | TBD, per the narrative |  | 0 | 7155 | 0 | 7155 | 1800 | 1800 | Line miles reported aligns with scope of distribution enhanced vegetation management initiative 5.3.5.15 | 0 | 7369.65 | 0 | 7369.65 | 2000 | 2000 | Line miles reported aligns with scope of distribution enhanced vegetation management initiative 5.3.5.15 | 0 | 7590.7395 | 0 | 7590.7395 | 2200 | 2200 | Line miles reported aligns with scope of distribution enhanced vegetation management initiative 5.3.5.15 | 0 | 2590.275 | 0 | 2590.275 | 0 | 0 | TBD, per the2021 WMP narrative | 0 | 3050.6232 | 0 | 3050.6232 | TBD | TBD | TBD, per the2021 WMP narrative | 0 | 3167.2228 | 0 | 3167.2228 | TBD | TBD | TBD, per the2021 WMP narrative | 0 | 7155 | 1800 | 0 | 7369.65 | 2000 | 0 | 7590.7395 | 2200 | TRUE | TRUE | TRUE | TRUE | TRUE | TRUE | TRUE | TRUE | TRUE | 0 | 0 | 2590.275 | 0 | 0 | 3050.6232 | TBD | 0 | 3167.2228 | TBD | TBD, per the narrative | TRUE | TRUE | TRUE | TRUE | TRUE | TRUE | TRUE | TRUE | TRUE | 0 | 0 | Name and number change | Collapsed into one initiative because LIDAR only applies to EVM, not routine | No change | N/A - Pilot | N/A - Pilot | <2018 | 2020 GRC | N/A | In Compliance | GO 95 Rule 35, PRC 4293, and PRC 4295
5.3.5.8 | 5.3.5.8, LiDAR inspections of vegetation around transmission electric lines and equipment | 7.3.5.8 | 7.3.5.8 LiDAR inspections of vegetation around transmission electric lines and equipment | 0 | 2118.7593 | 2118.7593 | 2118.7593 |  | 0 | 25222.3537 | 18161 | 0 | 29952.0558 | 18161 | 0 | 30770.672 | 18161 |  |  |  | Full Transmission System treated annually |  | 0 | 5597.497 | 0 | 17812 | 5710 | 18924 | Applies to all transmission system miles annually | 0 | 5765.4219 | 0 | 18346.36 | 5710 | 18924 | Applies to all transmission system miles annually | 0 | 5938.3845 | 0 | 18896.7508 | 5710 | 18924 | Applies to all transmission system miles annually | 0 | 7677.395 | 0 | 25222.3537 | 5869 | 18161 | Applies to all transmission system miles annually | 0 | 9117.0621 | 0 | 29952.0558 | 5869 | 18161 | Applies to all transmission system miles annually | 0 | 9366.2395 | 0 | 30770.672 | 5869 | 18161 | Applies to all transmission system miles annually | 0 | 5597.497 | 5710 | 0 | 5765.4219 | 5710 | 0 | 5938.3845 | 5710 | TRUE | TRUE | TRUE | TRUE | TRUE | TRUE | TRUE | TRUE | TRUE | 0 | 0 | 25222.3537 | 18161 | 0 | 29952.0558 | 18161 | 0 | 30770.672 | 18161 | Full Transmission System treated annually | TRUE | TRUE | TRUE | TRUE | TRUE | TRUE | TRUE | TRUE | TRUE | 0 | 0 | No |  |  | Vegetation | No other drivers addressed | <2018 | Transmission Owner | N/A | In Compliance | GO95, PRC 4293 and FAC 003-4
5.3.5.9 | 5.3.5.9, Other discretionary inspections of vegetation around distribution electric lines and equipment | 7.3.5.9 | 7.3.5.9 Other discretionary inspections of vegetation around distribution electric lines and equipment | 0.01464 | 24695.4091 | 24695.4091 | 24695.4091 |  | 0 | 516.627 | 81004 | 0 | 397.4037 | 81004 | 0 | 404.6587 | 81004 | Applies to all distribution system miles annually | Applies to all distribution system miles annually | Applies to all distribution system miles annually | Full Distribution System treated annually |  | 0 | 4846.0684 | 0 | 5803.6748 | 25597 | 81004 | Applies to all distribution system miles annually | 0 | 15769.2108 | 0 | 18885.2824 | 25597 | 81004 | Applies to all distribution system miles annually | 0 | 16242.2871 | 0 | 19451.8409 | 25597 | 81004 | Applies to all distribution system miles annually | 0 | 431.3836 | 0 | 516.627 | 25439 | 81004 | Applies to all distribution system miles annually | 0 | 331.8321 | 0 | 397.4037 | 25439 | 81004 | Applies to all distribution system miles annually | 0 | 337.89 | 0 | 404.6587 | 25439 | 81004 | Applies to all distribution system miles annually | 0 | 4846.0684 | 25597 | 0 | 15769.2108 | 25597 | 0 | 16242.2871 | 25597 | TRUE | TRUE | TRUE | TRUE | TRUE | TRUE | TRUE | TRUE | TRUE | 0 | 0 | 516.627 | 0 | 0 | 397.4037 | 81004 | 0 | 404.6587 | 81004 | Full Distribution System treated annually | TRUE | TRUE | FALSE | TRUE | TRUE | TRUE | TRUE | TRUE | TRUE | 1 | 1 | No |  |  | Vegetation | No other drivers addressed | <2018 | 2020 GRC | N/A | Exceeds | GO 95 Rule 35, PRC 4292, PRC 4293, and PRC 4295
5.3.5.10 | 5.3.5.10, Other discretionary inspections of vegetation around transmission electric lines and equipment | 7.3.5.10 | 7.3.5.10 Other discretionary inspections of vegetation around transmission electric lines and equipment | See Initiative 7.3.5.3 | See Initiative 7.3.5.3 | See Initiative 7.3.5.3 | See Initiative 7.3.5.3 |  | 0 | 0 | 18161 | 0 | 0 | 18161 | 0 | 0 | 18161 |  |  |  | Applies to whole transmission system |  | 0 | 89.6867 | 0 | 285.3955 | 5710 | 18924 | Applies to all transmission system miles annually | 0 | 89.2976 | 0 | 284.1573 | 5710 | 18924 | Applies to all transmission system miles annually | 0 | 88.8969 | 0 | 282.882 | 5710 | 18924 | Applies to all transmission system miles annually | 0 | 0 | 0 | 0 | 5869 | 18161 | Applies to all transmission system miles annually | 0 | 0 | 0 | 0 | 5869 | 18161 | Applies to all transmission system miles annually | 0 | 0 | 0 | 0 | 5869 | 18161 | Applies to all transmission system miles annually | 0 | 89.6867 | 5710 | 0 | 89.2976 | 5710 | 0 | 88.8969 | 5710 | TRUE | TRUE | TRUE | TRUE | TRUE | TRUE | TRUE | TRUE | TRUE | 0 | 0 | 0 | 18161 | 0 | 0 | 18161 | 0 | 0 | 18161 | Applies to whole transmission system | TRUE | TRUE | TRUE | TRUE | TRUE | TRUE | TRUE | TRUE | TRUE | 0 | 0 | No |  |  | N/A - Complementary | N/A - Complementary | See Initiative 7.3.5.3 | See Initiative 7.3.5.3 | See Initiative 7.3.5.3 | See Initiative 7.3.5.3 | See Initiative 7.3.5.3 | 7.3.5.3 Detailed inspections of vegetation around transmission electric lines and equipment
5.3.5.11 | 5.3.5.11, Patrol inspections of vegetation around distribution electric lines and equipment | 7.3.5.11 | 7.3.5.11 Patrol inspections of vegetation around distribution electric lines and equipment | See Initiative 7.3.5.2 | See Initiative 7.3.5.2 | See Initiative 7.3.5.2 | See Initiative 7.3.5.2 |  | 0 | 0 | 81004 | 0 | 0 | 81004 | 0 | 0 | 81004 |  |  |  | Full Distribution System treated annually |  | 0 | 105348.6497 | 0 | 150825.6695 | 25597 | 81004 | Applies to all distribution system miles annually | 0 | 108147.9083 | 0 | 154989.2387 | 25597 | 81004 | Applies to all distribution system miles annually | 0 | 111022.1146 | 0 | 159268.6849 | 25597 | 81004 | Applies to all distribution system miles annually | 0 | 0 | 0 | 0 | 25439 | 81004 | Applies to all distribution system miles annually | 0 | 0 | 0 | 0 | 25439 | 81004 | Applies to all distribution system miles annually | 0 | 0 | 0 | 0 | 25439 | 81004 | Applies to all distribution system miles annually | 0 | 105348.6497 | 25597 | 0 | 108147.9083 | 25597 | 0 | 111022.1146 | 25597 | TRUE | TRUE | TRUE | TRUE | TRUE | TRUE | TRUE | TRUE | TRUE | 0 | 0 | 0 | 81004 | 0 | 0 | 81004 | 0 | 0 | 81004 | Full Distribution System treated annually | TRUE | TRUE | TRUE | TRUE | TRUE | TRUE | TRUE | TRUE | TRUE | 0 | 0 | No |  |  | N/A - Complementary | N/A - Complementary | See Initiative 7.3.5.2 | See Initiative 7.3.5.2 | See Initiative 7.3.5.2 | See Initiative 7.3.5.2 | See Initiative 7.3.5.2 | 7.3.5.2 Detailed inspections of vegetation around distribution electric lines and equipment
5.3.5.12 | 5.3.5.12, Patrol inspections of vegetation around transmission electric lines and equipment | 7.3.5.12 | 7.3.5.12 Patrol inspections of vegetation around transmission electric lines and equipment | See Initiative 7.3.5.3 | See Initiative 7.3.5.3 | See Initiative 7.3.5.3 | See Initiative 7.3.5.3 |  | 0 | 0 | 20724 | 0 | 0 | 20724 | 0 | 0 | 20724 |  |  |  | Applies to whole transmission system and Distribution EVM Line Miles |  | 0 | 35892.5262 | 0 | 47773.1243 | 7510 | 7510 | Applies to whole transmission system and Distribution EVM Line Miles | 0 | 36623.126 | 0 | 48452.1815 | 7510 | 7510 | Applies to whole transmission system and Distribution EVM Line Miles | 0 | 37371.6633 | 0 | 49147.6298 | 7510 | 7510 | Applies to whole transmission system and Distribution EVM Line Miles | 0 | 0 | 0 | 0 | 7510 | 20724 | Applies to whole transmission system and Distribution EVM Line Miles | 0 | 0 | 0 | 0 | 7510 | 20724 | Applies to whole transmission system and Distribution EVM Line Miles | 0 | 0 | 0 | 0 | 7510 | 20724 | Applies to whole transmission system and Distribution EVM Line Miles | 0 | 35892.5262 | 7510 | 0 | 36623.126 | 7710 | 0 | 37371.6633 | 7910 | TRUE | TRUE | TRUE | TRUE | TRUE | FALSE | TRUE | TRUE | FALSE | 2 | 0 | 0 | 20724 | 0 | 0 | 20724 | 0 | 0 | 20724 | Applies to whole transmission system and Distribution EVM Line Miles | TRUE | TRUE | TRUE | TRUE | TRUE | TRUE | TRUE | TRUE | TRUE | 0 | 2 | No |  |  | N/A - Complementary | N/A - Complementary | See Initiative 7.3.5.3 | See Initiative 7.3.5.3 | See Initiative 7.3.5.3 | See Initiative 7.3.5.3 | See Initiative 7.3.5.3 | 7.3.5.3 Detailed inspections of vegetation around transmission electric lines and equipment
5.3.5.13 | 5.3.5.13, Quality assurance / quality control of vegetation inspections, Enhanced, Routine, CEMA | 7.3.5.13 | 7.3.5.13 Quality assurance / quality control of vegetation inspections | N/A - Foundational | N/A - Foundational | N/A - Foundational | N/A - Foundational |  | 0 | 11694.5175 | 99165 | 0 | 10794.5086 | 99165 | 0 | 10017.581 | 99165 |  |  |  | Total System aligned with T&D veg programs |  | 0 | 10562.6027 | 0 | 13452.4 | 31307 | 99928 | Line miles treated would apply to both T&D routine programs | 0 | 10879.4808 | 0 | 13855.972 | 31307 | 99928 | Line miles treated would apply to both T&D routine programs | 0 | 11205.8652 | 0 | 14271.6512 | 31307 | 99928 | Line miles treated would apply to both T&D routine programs | 0 | 4203.5686 | 0 | 11694.5175 | 31307 | 99165 | Line miles treated would apply to both T&D routine programs | 0 | 3918.8656 | 0 | 10794.5086 | 31307 | 99165 | Line miles treated would apply to both T&D routine programs | 0 | 3691.5244 | 0 | 10017.581 | 31307 | 99165 | Line miles treated would apply to both T&D routine programs | 0 | 10562.6027 | 31307 | 0 | 10879.4808 | 31307 | 0 | 11205.8652 | 31307 | TRUE | TRUE | TRUE | TRUE | TRUE | TRUE | TRUE | TRUE | TRUE | 0 | 0 | 11694.5175 | 99165 | 0 | 10794.5086 | 99165 | 0 | 10017.581 | 99165 | Total System aligned with T&D veg programs | TRUE | TRUE | TRUE | TRUE | TRUE | TRUE | TRUE | TRUE | TRUE | 0 | 0 | Name change | Yes changes to narrative scope | Yes changes to financials (different allocation percentage) | N/A - Foundational | N/A - Foundational | <2018 | 2017 GRC, Transmission Owner | N/A | In Compliance | GO 95 Rule 35, and PRC 4293
5.3.5.14 | 5.3.5.14, Recruiting and training of vegetation management personnel | 7.3.5.14 | 7.3.5.14 Recruiting and training of vegetation management personnel | N/A - Foundational | N/A - Foundational | N/A - Foundational | N/A - Foundational |  | 0 | 14.3955 | N/A | 0 | 13.0577 | N/A | 0 | 11.9184 | N/A |  |  |  | Distribution Only |  | 0 | 1861.0756 | 0 | 5877.0082 | 31307 | 99928 | Line miles treated would apply to both T&D routine programs | 0 | 1899.0178 | 0 | 5996.3898 | 31307 | 99928 | Line miles treated would apply to both T&D routine programs | 0 | 1938.0983 | 0 | 6119.3529 | 31307 | 99928 | Line miles treated would apply to both T&D routine programs | 0 | 4.5208 | 0 | 14.3955 | N/A | N/A | Determined the line miles are not applicable to this improvement initiative. Alternatively it could apply to all T&D system miles | 0 | 4.1007 | 0 | 13.0577 | N/A | N/A | Determined the line miles are not applicable to this improvement initiative. Alternatively it could apply to all T&D system miles | 0 | 3.7429 | 0 | 11.9184 | N/A | N/A | Determined the line miles are not applicable to this improvement initiative. Alternatively it could apply to all T&D system miles | 0 | 1861.0756 | 31307 | 0 | 1899.0178 | 31307 | 0 | 1938.0983 | 31307 | TRUE | TRUE | TRUE | TRUE | TRUE | TRUE | TRUE | TRUE | TRUE | 0 | 0 | 14.3955 | N/A | 0 | 13.0577 | N/A | 0 | 11.9184 | N/A | Distribution Only | TRUE | TRUE | TRUE | TRUE | TRUE | TRUE | TRUE | TRUE | TRUE | 0 | 0 | No |  |  | N/A - Foundational | N/A - Foundational | <2018 | N/A | N/A | N/A | N/A
5.3.5.15 | 5.3.5.15, Remediation of at-risk species, Enhanced Vegetation Management | 7.3.5.15 | 7.3.5.15 Remediation of at-risk species | 0 | 3.9515 | 3.9515 | 3.9515 |  | 0 | 115876.6134 | 1878 | 0 | 136470.406 | 1800 | 0 | 141686.5202 | 1800 |  |  |  | Aligned with Distribution EVM scope |  | 0 | 98545.2849 | 0 | 98545.2849 | 1800 | 1800 | This programs is planned and tracked using miles in the 2020 WMP | 0 | 100986.3225 | 0 | 100986.3225 | 1800 | 1800 | This programs is planned and tracked using miles in the 2020 WMP | 0 | 103487.7083 | 0 | 103487.7083 | 1800 | 1800 | This programs is planned and tracked using miles in the 2020 WMP | 0 | 115876.6134 | 0 | 115876.6134 | 1878 | 1878 | This programs is planned and tracked using miles as updated in the 2021 WMP | 0 | 136470.406 | 0 | 136470.406 | 1800 | 1800 | This programs is planned and tracked using miles as updated in the 2021 WMP | 0 | 141686.5202 | 0 | 141686.5202 | 1800 | 1800 | This programs is planned and tracked using miles as updated in the 2021 WMP | 0 | 98545.2849 | 1800 | 0 | 100986.3225 | 2000 | 0 | 103487.7083 | 2200 | TRUE | TRUE | TRUE | TRUE | TRUE | FALSE | TRUE | TRUE | FALSE | 2 | 0 | 115876.6134 | 1878 | 0 | 136470.406 | 1800 | 0 | 141686.5202 | 1800 | Aligned with Distribution EVM scope | TRUE | TRUE | TRUE | TRUE | TRUE | TRUE | TRUE | TRUE | TRUE | 0 | 2 | No |  |  | Vegetation | No other drivers addressed | 2018 | 2020 GRC | N/A | Exceeds | GO 95 Rule 35, and PRC 4293
5.3.5.16 | 5.3.5.16, Removal and remediation of trees with strike potential to electric lines and equipment, Transmission | 7.3.5.16 | 7.3.5.16 Removal and remediation of trees with strike potential to electric lines and equipment | See Initiative 7.3.5.8 | See Initiative 7.3.5.8 | See Initiative 7.3.5.8 | See Initiative 7.3.5.8 |  | 0 | 0 | N/A | 0 | 0 | N/A | 0 | 0 | N/A |  |  |  | Total System aligned with T&D veg programs |  | 14638.5346 | 0 | 46732.9867 | 0 | 262 | 262 | 2020 WMP Represents Transmission ROW clearing | 15004.4979 | 0 | 47901.3113 | 0 | 262 | 262 | Represents Transmission ROW clearing | 15379.6104 | 0 | 49098.8441 | 0 | 262 | 262 | Represents Transmission ROW clearing | 0 | 0 | 0 | 0 | N/A | N/A | PG&E does not perform a separate effort to identify, remove and remediate trees with strike potential. | 0 | 0 | 0 | 0 | N/A | N/A | PG&E does not perform a separate effort to identify, remove and remediate trees with strike potential. | 0 | 0 | 0 | 0 | N/A | N/A | PG&E does not perform a separate effort to identify, remove and remediate trees with strike potential. | 14638.5346 | 0 | 262 | 15004.4979 | 0 | 262 | 15379.6104 | 0 | 262 | TRUE | TRUE | TRUE | TRUE | TRUE | TRUE | TRUE | TRUE | TRUE | 0 | 0 | 0 | N/A | 0 | 0 | N/A | 0 | 0 | N/A | Total System aligned with T&D veg programs | TRUE | TRUE | TRUE | TRUE | TRUE | TRUE | TRUE | TRUE | TRUE | 0 | 0 | No |  |  | N/A - Complementary | N/A - Complementary | See Initiatives 7.3.5.2, 7.3.5.3, and 7.3.5.15 | See Initiatives 7.3.5.2, 7.3.5.3, and 7.3.5.15 | See Initiatives 7.3.5.2, 7.3.5.3, and 7.3.5.15 | See Initiatives 7.3.5.2, 7.3.5.3, and 7.3.5.15 | See Initiatives 7.3.5.2, 7.3.5.3, and 7.3.5.15 | 7.3.5.2 Detailed inspections of vegetation around distribution electric lines and equipment, 7.3.5.3 Detailed inspections of vegetation around transmission electric lines and equipment, and 7.3.5.15 Remediation of at-risk species
5.3.5.17-1 | 5.3.5.17-1, Substation inspection, Enhanced Substation Maintenance Vegetation, Distribution Substation | 7.3.5.17.1 | 7.3.5.17.1 Substation inspection , Distribution substation | N/A | N/A | N/A | N/A |  | 0 | 293.552 | N/A | 0 | 308.2479 | N/A | 0 | 309.7018 | N/A |  |  |  | N/A 0 substation should not be calculated by circuit mile |  | 0 | 812 | 0 | 2082.4173 | N/A | N/A | Line miles treated is not an appropriate metric for substation related investments | 0 | 832.3 | 0 | 2134.4777 | N/A | N/A | Line miles treated is not an appropriate metric for substation related investments | 0 | 853.1075 | 0 | 2187.8397 | N/A | N/A | Line miles treated is not an appropriate metric for substation related investments | 0 | 92.1889 | 0 | 293.552 | N/A | N/A | Line miles treated is not an appropriate metric for substation related investments | 0 | 96.8041 | 0 | 308.2479 | N/A | N/A | Line miles treated is not an appropriate metric for substation related investments | 0 | 97.2607 | 0 | 309.7018 | N/A | N/A | Line miles treated is not an appropriate metric for substation related investments | 0 | 812 | N/A | 0 | 832.3 | N/A | 0 | 853.1075 | N/A | TRUE | TRUE | TRUE | TRUE | TRUE | TRUE | TRUE | TRUE | TRUE | 0 | 0 | 293.552 | N/A | 0 | 308.2479 | N/A | 0 | 309.7018 | N/A | N/A 0 substation should not be calculated by circuit mile | TRUE | TRUE | TRUE | TRUE | TRUE | TRUE | TRUE | TRUE | TRUE | 0 | 0 | Name change | Narrative in 2020 WMP covers both Distribution and Transmission; separated in 2021 | Yes changes to financials (different allocation percentage) | Vegetation | No other drivers addressed | <2018 | 2020 GRC | N/A | Exceeds | GO 95 Rule 35 / PRC 4293 / NERC Standard FAC-003-4
5.3.5.17-2 | 5.3.5.17-2, Substation inspection, Enhanced Substation Maintenance Vegetation, Transmission Substation | 7.3.5.17.2 | 7.3.5.17.2 Substation inspection , Transmission substation | N/A | N/A | N/A | N/A |  | 0 | 159.355 | N/A | 0 | 231.0334 | N/A | 0 | 244.9312 | N/A |  |  |  | N/A 0 substation should not be calculated by circuit mile |  | 0 | 348 | 0 | 1149.6564 | N/A | N/A | Line miles treated is not an appropriate metric for substation related investments | 0 | 356.7 | 0 | 1178.3978 | N/A | N/A | Line miles treated is not an appropriate metric for substation related investments | 0 | 365.6175 | 0 | 1207.8577 | N/A | N/A | Line miles treated is not an appropriate metric for substation related investments | 0 | 48.5058 | 0 | 159.355 | N/A | N/A | Line miles treated is not an appropriate metric for substation related investments | 0 | 70.3239 | 0 | 231.0334 | N/A | N/A | Line miles treated is not an appropriate metric for substation related investments | 0 | 74.5542 | 0 | 244.9312 | N/A | N/A | Line miles treated is not an appropriate metric for substation related investments | 0 | 348 | N/A | 0 | 356.7 | N/A | 0 | 365.6175 | N/A | TRUE | TRUE | TRUE | TRUE | TRUE | TRUE | TRUE | TRUE | TRUE | 0 | 0 | 159.355 | N/A | 0 | 231.0334 | N/A | 0 | 244.9312 | N/A | N/A 0 substation should not be calculated by circuit mile | TRUE | TRUE | TRUE | TRUE | TRUE | TRUE | TRUE | TRUE | TRUE | 0 | 0 | Name change | Narrative in 2020 WMP covers both Distribution and Transmission; separated in 2021 | Yes changes to financials (different allocation percentage) | Vegetation | No other drivers addressed | <2018 | Transmission Owner | N/A | Exceeds | GO 95 Rule 35 / PRC 4293 / NERC Standard FAC-003-4
5.3.5.18-1 | 5.3.5.18-1, Substation vegetation management, Enhanced maintenance, Substation Distribution | 7.3.5.18.1 | 7.3.5.18.1 Substation vegetation management, Maintenance substation distribution | N/A | N/A | N/A | N/A |  | 0 | 3020.0513 | N/A | 0 | 2830.7953 | N/A | 0 | 2733.5915 | N/A |  |  |  | N/A 0 substation should not be calculated by circuit mile |  | 0 | 862.1392 | 0 | 7412.0182 | N/A | N/A | Line miles treated is not an appropriate metric for substation related investments | 0 | 883.6927 | 0 | 7597.3187 | N/A | N/A | Line miles treated is not an appropriate metric for substation related investments | 0 | 905.785 | 0 | 7787.2516 | N/A | N/A | Line miles treated is not an appropriate metric for substation related investments | 0 | 3020.0513 | 0 | 3020.0513 | N/A | N/A | Line miles treated is not an appropriate metric for substation related investments | 0 | 2830.7953 | 0 | 2830.7953 | N/A | N/A | Line miles treated is not an appropriate metric for substation related investments | 0 | 2733.5915 | 0 | 2733.5915 | N/A | N/A | Line miles treated is not an appropriate metric for substation related investments | 0 | 862.1392 | N/A | 0 | 883.6927 | N/A | 0 | 905.785 | N/A | TRUE | TRUE | TRUE | TRUE | TRUE | TRUE | TRUE | TRUE | TRUE | 0 | 0 | 3020.0513 | N/A | 0 | 2830.7953 | N/A | 0 | 2733.5915 | N/A | N/A 0 substation should not be calculated by circuit mile | TRUE | TRUE | TRUE | TRUE | TRUE | TRUE | TRUE | TRUE | TRUE | 0 | 0 | Name change | Narrative in 2020 WMP covers both Distribution and Transmission; separated in 2021 | Yes changes to financials (different allocation percentage) | Vegetation | No other drivers addressed | <2018 | 2020 GRC | FRMMA / WMPMA | Exceeds | GO 95 Rule 35 / PRC 4293 / NERC Standard FAC-003-4
5.3.5.18-2 | 5.3.5.18-2, Substation vegetation management, Enhanced maintenance, Substation Transmission | 7.3.5.18.2 | 7.3.5.18.2 Substation vegetation management, Maintenance substation transmission | N/A | N/A | N/A | N/A |  | 0 | 2774.3378 | N/A | 0 | 3939.902 | N/A | 0 | 3645.0859 | N/A |  |  |  | N/A 0 substation should not be calculated by circuit mile |  | 0 | 1026.9226 | 0 | 5135.9876 | N/A | N/A | Line miles treated is not an appropriate metric for substation related investments | 0 | 1052.5957 | 0 | 5264.3873 | N/A | N/A | Line miles treated is not an appropriate metric for substation related investments | 0 | 1078.9106 | 0 | 5395.997 | N/A | N/A | Line miles treated is not an appropriate metric for substation related investments | 0 | 2774.3378 | 0 | 2774.3378 | N/A | N/A | Line miles treated is not an appropriate metric for substation related investments | 0 | 3939.902 | 0 | 3939.902 | N/A | N/A | Line miles treated is not an appropriate metric for substation related investments | 0 | 3645.0859 | 0 | 3645.0859 | N/A | N/A | Line miles treated is not an appropriate metric for substation related investments | 0 | 1026.9226 | N/A | 0 | 1052.5957 | N/A | 0 | 1078.9106 | N/A | TRUE | TRUE | TRUE | TRUE | TRUE | TRUE | TRUE | TRUE | TRUE | 0 | 0 | 2774.3378 | N/A | 0 | 3939.902 | N/A | 0 | 3645.0859 | N/A | N/A 0 substation should not be calculated by circuit mile | TRUE | TRUE | TRUE | TRUE | TRUE | TRUE | TRUE | TRUE | TRUE | 0 | 0 | Name change | Narrative in 2020 WMP covers both Distribution and Transmission; separated in 2021 | Yes changes to financials (different allocation percentage) | Vegetation | No other drivers addressed | <2018 | Transmission Owner | N/A | In Compliance | GO 95 Rule 35 / PRC 4293 / NERC Standard FAC-003-3
5.3.5.19 | 5.3.5.19, Vegetation inventory system | 7.3.5.19 | 7.3.5.19 Vegetation inventory system | N/A - Foundational | N/A - Foundational | N/A - Foundational | N/A - Foundational |  | 0 | 7392.0092 | 99165 | 0 | 8069.6249 | 99165 | 0 | 8110.5831 | 99165 |  |  |  | Total System aligned with T&D veg programs |  | 0 | 4974.9473 | 0 | 7947.239 | 25597 | 81004 | Applies to all distribution system miles annually | 0 | 5105.4149 | 0 | 8166.8753 | 25597 | 81004 | Applies to all distribution system miles annually | 0 | 5239.3271 | 0 | 8392.6313 | 25597 | 81004 | Applies to all distribution system miles annually | 0 | 5779.85 | 0 | 7392.0092 | 31307 | 99165 | Line miles treated would apply to both T&D routine programs | 0 | 6607.2886 | 0 | 8069.6249 | 31307 | 99165 | Line miles treated would apply to both T&D routine programs | 0 | 6775.8299 | 0 | 8110.5831 | 31307 | 99165 | Line miles treated would apply to both T&D routine programs | 0 | 4974.9473 | 25597 | 0 | 5105.4149 | 25597 | 0 | 5239.3271 | 25597 | TRUE | TRUE | TRUE | TRUE | TRUE | TRUE | TRUE | TRUE | TRUE | 0 | 0 | 7392.0092 | 99165 | 0 | 8069.6249 | 99165 | 0 | 8110.5831 | 99165 | Total System aligned with T&D veg programs | TRUE | TRUE | TRUE | TRUE | TRUE | TRUE | TRUE | TRUE | TRUE | 0 | 0 | No |  |  | N/A - Foundational | N/A - Foundational | <2018 | 2020 GRC | N/A | N/A | N/A
5.3.5.20 | 5.3.5.20, Vegetation management to achieve clearances around electric lines and equipment | 7.3.5.20 | 7.3.5.20 Vegetation management to achieve clearances around electric lines and equipment | See Initiatives 7.3.5.2 and 7.3.5.8 | See Initiatives 7.3.5.2 and 7.3.5.8 | See Initiatives 7.3.5.2 and 7.3.5.8 | See Initiatives 7.3.5.2 and 7.3.5.8 |  | 0 | 0 | 99165 | 0 | 0 | 99165 | 0 | 0 | 99165 |  |  |  | Total System aligned with T&D veg programs |  | 0 | 438311.0585 | 0 | 697515.8046 | 31307 | 99928 | Line miles treated would apply to both T&D routine programs | 0 | 438740.9726 | 0 | 702128.5603 | 31307 | 99928 | Line miles treated would apply to both T&D routine programs | 0 | 449929.7706 | 0 | 719755.4222 | 31307 | 99928 | Line miles treated would apply to both T&D routine programs | 0 | 0 | 0 | 0 | 31307 | 99165 | Line miles treated would apply to both T&D routine programs | 0 | 0 | 0 | 0 | 31307 | 99165 | Line miles treated would apply to both T&D routine programs | 0 | 0 | 0 | 0 | 31307 | 99165 | Line miles treated would apply to both T&D routine programs | 0 | 438311.0585 | 31307 | 0 | 438740.9726 | 31307 | 0 | 449929.7706 | 31307 | TRUE | TRUE | TRUE | TRUE | TRUE | TRUE | TRUE | TRUE | TRUE | 0 | 0 | 0 | 99165 | 0 | 0 | 99165 | 0 | 0 | 99165 | Total System aligned with T&D veg programs | TRUE | TRUE | TRUE | TRUE | TRUE | TRUE | TRUE | TRUE | TRUE | 0 | 0 | No |  |  | N/A - Complementary | N/A - Complementary | See Initiatives 7.3.5.2 and 7.3.5.3 | See Initiatives 7.3.5.2 and 7.3.5.3 | See Initiatives 7.3.5.2 and 7.3.5.3 | See Initiatives 7.3.5.2 and 7.3.5.3 | See Initiatives 7.3.5.2 and 7.3.5.3 | 7.3.5.2 Detailed inspections of vegetation around distribution electric lines and equipment, and 7.3.5.3 Detailed inspections of vegetation around transmission electric lines and equipment
5.3.6.1 | 5.3.6.1, Automatic recloser operations | 7.3.6.1 | 7.3.6.1 Automatic recloser operations | N/A | N/A | N/A | N/A |  | 0 | 36 | N/A | 0 | 37.008 | N/A | 0 | 39.1475 | N/A |  |  |  | Line miles is not an applicable metric |  | 0 | 3.4656 | 0 | 3.4656 | N/A | N/A | Line miles is not an applicable metric | 0 | 3.5522 | 0 | 3.5522 | N/A | N/A | Line miles is not an applicable metric | 0 | 3.641 | 0 | 3.641 | N/A | N/A | Line miles is not an applicable metric | 0 | 11.3057 | 0 | 36 | N/A | N/A | Line miles is not an applicable metric | 0 | 11.6222 | 0 | 37.008 | N/A | N/A | Line miles is not an applicable metric | 0 | 12.2941 | 0 | 39.1475 | N/A | N/A | Line miles is not an applicable metric | 0 | 3.4656 | N/A | 0 | 3.5522 | N/A | 0 | 3.641 | N/A | TRUE | TRUE | TRUE | TRUE | TRUE | TRUE | TRUE | TRUE | TRUE | 0 | 0 | 36 | N/A | 0 | 37.008 | N/A | 0 | 39.1475 | N/A | Line miles is not an applicable metric | TRUE | TRUE | TRUE | TRUE | TRUE | TRUE | TRUE | TRUE | TRUE | 0 | 0 | No |  |  | All Drivers | All Drivers | 2018 | 2020 GRC | N/A | N/A | N/A
5.3.6.2 | 5.3.6.2, Crew-accompanying ignition prevention and suppression resources and services | 7.3.6.2 | 7.3.6.2 Crew-accompanying ignition prevention and suppression resources and services | 0 | 0.4242 | 0.4556 | 0.46729 |  | 752.3551 | 9205.1416 | N/A | 90.9163 | 12563.4 | N/A | 714.222 | 14917.8 | N/A |  |  |  | Line miles is not an applicable metric |  | 675.84 | 14200.5993 | 675.84 | 14200.5993 | N/A | N/A | Line miles is not an applicable metric | 1152.36 | 22233.9108 | 1152.36 | 22233.9108 | N/A | N/A | Line miles is not an applicable metric | 0 | 24771.5266 | 0 | 24771.5266 | N/A | N/A | Line miles is not an applicable metric | 752.3551 | 9205.1416 | 752.3551 | 9205.1416 | N/A | N/A | Line miles is not an applicable metric | 90.9163 | 12563.4 | 90.9163 | 12563.4 | N/A | N/A | Line miles is not an applicable metric | 714.222 | 14917.8 | 714.222 | 14917.8 | N/A | N/A | Line miles is not an applicable metric | 675.84 | 14200.5993 | N/A | 1152.36 | 22233.9108 | N/A | 0 | 24771.5266 | N/A | TRUE | TRUE | TRUE | TRUE | TRUE | TRUE | TRUE | TRUE | TRUE | 0 | 752.3551 | 9205.1416 | N/A | 90.9163 | 12563.4 | N/A | 714.222 | 14917.8 | N/A | Line miles is not an applicable metric | TRUE | TRUE | TRUE | TRUE | TRUE | TRUE | TRUE | TRUE | TRUE | 0 | 0 | No |  |  | Consequence - Financial | No other consequences reflected | 2018 | 2020 GRC | N/A | N/A | N/A
5.3.6.3 | 5.3.6.3, Personnel work procedures and training in conditions of elevated fire risk | 7.3.6.3 | 7.3.6.3 Personnel work procedures and training in conditions of elevated fire risk | N/A - Foundational | N/A - Foundational | N/A - Foundational | N/A - Foundational |  | 0 | 839.8231 | N/A | 0 | 1000 | N/A | 0 | 1029.2 | N/A |  |  |  | Line miles is not an applicable metric |  | 0 | 1235.28 | 0 | 1235.28 | N/A | N/A | Line miles is not an applicable metric | 0 | 317.85 | 0 | 317.85 | N/A | N/A | Line miles is not an applicable metric | 0 | 327.09 | 0 | 327.09 | N/A | N/A | Line miles is not an applicable metric | 0 | 839.8231 | 0 | 839.8231 | N/A | N/A | Line miles is not an applicable metric | 0 | 1000 | 0 | 1000 | N/A | N/A | Line miles is not an applicable metric | 0 | 1029.2 | 0 | 1029.2 | N/A | N/A | Line miles is not an applicable metric | 0 | 1235.28 | N/A | 0 | 317.85 | N/A | 0 | 327.09 | N/A | TRUE | TRUE | TRUE | TRUE | TRUE | TRUE | TRUE | TRUE | TRUE | 0 | 0 | 839.8231 | N/A | 0 | 1000 | N/A | 0 | 1029.2 | N/A | Line miles is not an applicable metric | TRUE | TRUE | TRUE | TRUE | TRUE | TRUE | TRUE | TRUE | TRUE | 0 | 0 | No |  |  | N/A - Foundational | N/A - Foundational | <2018 | 2020 GRC | FRMMA / WMPMA | N/A | N/A
5.3.6.4-1 | 5.3.6.4-1, Protocols for PSPS re-energization, Distribution | 7.3.6.4-D | 7.3.6.4-D Protocols for PSPS re-energization, Distribution | 0 | 2.1531 | 2.1531 | 2.1531 |  | 1021 | 79791.7166 | N/A | 249 | 81080.0063 | N/A | 256 | 71900.2765 | N/A |  |  |  | Line miles is not an applicable metric |  | 0 | 11830.6325 | 0 | 11830.6325 | N/A | N/A | Line miles is not an applicable metric | 0 | 12126.3983 | 0 | 12126.3983 | N/A | N/A | Line miles is not an applicable metric | 0 | 12429.5582 | 0 | 12429.5582 | N/A | N/A | Line miles is not an applicable metric | 1021 | 79791.7166 | 1021 | 79791.7166 | N/A | N/A | Line miles is not an applicable metric | 249 | 81080.0063 | 249 | 81080.0063 | N/A | N/A | Line miles is not an applicable metric | 256 | 71900.2765 | 256 | 71900.2765 | N/A | N/A | Line miles is not an applicable metric | 0 | 11830.6325 | N/A | 0 | 12126.3983 | N/A | 0 | 12429.5582 | N/A | TRUE | TRUE | TRUE | TRUE | TRUE | TRUE | TRUE | TRUE | TRUE | 0 | 1021 | 79791.7166 | N/A | 249 | 81080.0063 | N/A | 256 | 71900.2765 | N/A | Line miles is not an applicable metric | TRUE | TRUE | TRUE | TRUE | TRUE | TRUE | TRUE | TRUE | TRUE | 0 | 0 | Number change | No change to scope |  | Consequence - PSPS | No other consequences reflected | 2018 | 2020 GRC | N/A | N/A | N/A
5.3.6.4-2 | 5.3.6.4-2, Protocols for PSPS re-energization, Transmission | 7.3.6.4-T | 7.3.6.4-T Protocols for PSPS re-energization, Transmission | 0 | 28.6918 | 28.6918 | 28.6918 |  | 0 | 1329 | N/A | 0 | 1356 | N/A | 0 | 1395 | N/A |  |  |  | Line miles is not an applicable metric |  | 0 | 1027.424 | 0 | 1027.424 | N/A | N/A | Line miles is not an applicable metric | 0 | 1053.1096 | 0 | 1053.1096 | N/A | N/A | Line miles is not an applicable metric | 0 | 1079.4373 | 0 | 1079.4373 | N/A | N/A | Line miles is not an applicable metric | 0 | 1329 | 0 | 1329 | N/A | N/A | Line miles is not an applicable metric | 0 | 1356 | 0 | 1356 | N/A | N/A | Line miles is not an applicable metric | 0 | 1395 | 0 | 1395 | N/A | N/A | Line miles is not an applicable metric | 0 | 1027.424 | N/A | 0 | 1053.1096 | N/A | 0 | 1079.4373 | N/A | TRUE | TRUE | TRUE | TRUE | TRUE | TRUE | TRUE | TRUE | TRUE | 0 | 0 | 1329 | N/A | 0 | 1356 | N/A | 0 | 1395 | N/A | Line miles is not an applicable metric | TRUE | TRUE | TRUE | TRUE | TRUE | TRUE | TRUE | TRUE | TRUE | 0 | 0 | Number change | No change to scope |  | Consequence - PSPS | No other consequences reflected | 2018 | Transmission Owner | N/A | N/A | N/A
5.3.6.5-1 | 5.3.6.5-1, PSPS events and mitigation of PSPS impacts, Distribution | 7.3.6.5-D | 7.3.6.5-D PSPS events and mitigation of PSPS impacts , Distribution | N/A | N/A | N/A | N/A |  | 0 | 80462 | 25439 | 0 | 68379 | 25439 | 0 | 70368 | 25439 |  |  |  | Units provided are number of events “forecasted”. Number of miles impacted will be dependent on scope of events. Line miles provided are for the the entire Z1 T2 T3 Distribution system. |  | 0 | 139044.936 | 0 | 139044.936 | 31307 | 31307 | Units provided are number of events “forecasted”. Number of miles impacted will be dependent on scope of events. Line miles provided are for the entire Z1 T2 T3 Distribution system. | 0 | 142521.0594 | 0 | 142521.0594 | 31307 | 31307 | Units provided are number of events “forecasted”. Number of miles impacted will be dependent on scope of events. Line miles provided are for the entire Z1 T2 T3 Distribution system. | 0 | 146084.0859 | 0 | 146084.0859 | 31307 | 31307 | Units provided are number of events “forecasted”. Number of miles impacted will be dependent on scope of events. Line miles provided are for the entire Z1 T2 T3 Distribution system. | 0 | 80462 | 0 | 80462 | 25439 | 25439 | Units provided are number of events “forecasted”. Number of miles impacted will be dependent on scope of events. Line miles provided are for the entire Z1 T2 T3 Distribution system. | 0 | 68379 | 0 | 68379 | 25439 | 25439 | Units provided are number of events “forecasted”. Number of miles impacted will be dependent on scope of events. Line miles provided are for the entire Z1 T2 T3 Distribution system. | 0 | 70368 | 0 | 70368 | 25439 | 25439 | Units provided are number of events “forecasted”. Number of miles impacted will be dependent on scope of events. Line miles provided are for the entire Z1 T2 T3 Distribution system. | 0 | 139044.936 | 31307 | 0 | 142521.0594 | 31307 | 0 | 146084.0859 | 31307 | TRUE | TRUE | TRUE | TRUE | TRUE | TRUE | TRUE | TRUE | TRUE | 0 | 0 | 80462 | 25439 | 0 | 68379 | 25439 | 0 | 70368 | 25439 | Units provided are number of events “forecasted”. Number of miles impacted will be dependent on scope of events. Line miles provided are for the the entire Z1 T2 T3 Distribution system. | TRUE | TRUE | TRUE | TRUE | TRUE | TRUE | TRUE | TRUE | TRUE | 0 | 0 | Number change | No change to scope |  | Equipment Failure, Vegetation | No other drivers addressed | 2018 | 2020 GRC | FRMMA / WMPMA | N/A | N/A
5.3.6.5-2 | 5.3.6.5-2, PSPS events and mitigation of PSPS impacts, Transmission | 7.3.6.5-T | 7.3.6.5-T PSPS events and mitigation of PSPS impacts , Transmission | N/A | N/A | N/A | N/A |  | 0 | 350 | 5528 | 0 | 302 | 5528 | 0 | 311 | 5528 |  |  |  | Units provided are number of events “forecasted”. Number of miles impacted will be dependent on scope of events. Line miles provided are for the the entire Z1 T2 T3 Transmission system. |  | 0 | 14568.296 | 0 | 14568.296 | N/A | N/A | Units provided are number of events “forecasted”. Number of miles impacted will be dependent on scope of events. | 0 | 14932.5034 | 0 | 14932.5034 | N/A | N/A | Units provided are number of events “forecasted”. Number of miles impacted will be dependent on scope of events. | 0 | 15305.816 | 0 | 15305.816 | N/A | N/A | Units provided are number of events “forecasted”. Number of miles impacted will be dependent on scope of events. | 0 | 350 | 0 | 350 | 5528 | 5528 | Units provided are number of events “forecasted”. Number of miles impacted will be dependent on scope of events. Line miles provided are for the entire Z1 T2 T3 Transmission system. | 0 | 302 | 0 | 302 | 5528 | 5528 | Units provided are number of events “forecasted”. Number of miles impacted will be dependent on scope of events. Line miles provided are for the entire Z1 T2 T3 Transmission system. | 0 | 311 | 0 | 311 | 5528 | 5528 | Units provided are number of events “forecasted”. Number of miles impacted will be dependent on scope of events. Line miles provided are for the entire Z1 T2 T3 Transmission system. | 0 | 14568.296 | N/A | 0 | 14932.5034 | N/A | 0 | 15305.816 | N/A | TRUE | TRUE | TRUE | TRUE | TRUE | TRUE | TRUE | TRUE | TRUE | 0 | 0 | 350 | 5528 | 0 | 302 | 5528 | 0 | 311 | 5528 | Units provided are number of events “forecasted”. Number of miles impacted will be dependent on scope of events. Line miles provided are for the the entire Z1 T2 T3 Transmission system. | TRUE | TRUE | TRUE | TRUE | TRUE | TRUE | TRUE | TRUE | TRUE | 0 | 0 | Number change | No change to scope |  | Equipment Failure, Vegetation | No other drivers addressed | 2018 | Transmission Owner | N/A | N/A | N/A
5.3.6.6 | 5.3.6.6, Stationed and on-call ignition prevention and suppression resources and services | 7.3.6.6 | 7.3.6.6 Stationed and on-call ignition prevention and suppression resources and services | 0 | 0.43753 | 0.46991 | 0.48197 |  | 250.785 | 3068.3805 | N/A | 30.3054 | 6060.7537 | N/A | 238.074 | 4972.6 | N/A |  |  |  | Line miles is not an applicable metric |  | 0 | 4733.5331 | 0 | 4733.5331 | N/A | N/A | Line miles is not an applicable metric | 0 | 7411.3036 | 0 | 7411.3036 | N/A | N/A | Line miles is not an applicable metric | 0 | 8257.1755 | 0 | 8257.1755 | N/A | N/A | Line miles is not an applicable metric | 250.785 | 3068.3805 | 250.785 | 3068.3805 | N/A | N/A | Line miles is not an applicable metric | 30.3054 | 6060.7537 | 30.3054 | 6060.7537 | N/A | N/A | Line miles is not an applicable metric | 238.074 | 4972.6 | 238.074 | 4972.6 | N/A | N/A | Line miles is not an applicable metric | 0 | 4733.5331 | N/A | 0 | 7411.3036 | N/A | 0 | 8257.1755 | N/A | TRUE | TRUE | TRUE | TRUE | TRUE | TRUE | TRUE | TRUE | TRUE | 0 | 250.785 | 3068.3805 | N/A | 30.3054 | 6060.7537 | N/A | 238.074 | 4972.6 | N/A | Line miles is not an applicable metric | TRUE | TRUE | TRUE | TRUE | TRUE | TRUE | TRUE | TRUE | TRUE | 0 | 0 | No |  |  | Consequence - Financial | No other consequences reflected | 2018 | 2020 GRC | N/A | N/A | N/A
5.3.9.7 | 5.3.9.7, Other, Aviation Support | 7.3.6.7 | 7.3.6.7 Other, Aviation Support | 0 | 95.2409 | 95.2409 | 95.2409 |  | 480.5551 | 5397.5698 | N/A | 15000 | 5910.18 | N/A | 10000 | 4326.18 | N/A |  |  |  | Line miles is not an applicable metric |  | 0 | 2156.1782 | 0 | 2156.1782 | N/A | N/A | Line miles is not an applicable metric | 0 | 2225.1258 | 0 | 2225.1258 | N/A | N/A | Line miles is not an applicable metric | 0 | 2296.3716 | 0 | 2296.3716 | N/A | N/A | Line miles is not an applicable metric | 480.5551 | 5397.5698 | 480.5551 | 5397.5698 | N/A | N/A | Line miles is not an applicable metric | 15000 | 5910.18 | 15000 | 5910.18 | N/A | N/A | Line miles is not an applicable metric | 10000 | 4326.18 | 10000 | 4326.18 | N/A | N/A | Line miles is not an applicable metric | 0 | 2156.1782 | N/A | 0 | 2225.1258 | N/A | 0 | 2296.3716 | N/A | TRUE | TRUE | TRUE | TRUE | TRUE | TRUE | TRUE | TRUE | TRUE | 0 | 480.5551 | 5397.5698 | N/A | 15000 | 5910.18 | N/A | 10000 | 4326.18 | N/A | Line miles is not an applicable metric | TRUE | TRUE | TRUE | TRUE | TRUE | TRUE | TRUE | TRUE | TRUE | 0 | 0 | Number change | No change to scope |  | Consequence - PSPS | No other consequences reflected | <2018 | 2020 GRC, Transmission Owner | FRMMA / WMPMA | N/A | N/A
5.3.7.1 | 5.3.7.1, Centralized repository for data | 7.3.7.1 | 7.3.7.1 Centralized repository for data | N/A - Foundational | N/A - Foundational | N/A - Foundational | N/A - Foundational |  | 0 | 841.612 | N/A | 0 | 1126.9596 | N/A | 0 | 1160.7684 | N/A |  |  |  | Line miles is not an applicable metric |  | 0 | 291.0437 | 0 | 291.0437 | N/A | N/A | Line miles is not an applicable metric | 0 | 267.1822 | 0 | 267.1822 | N/A | N/A | Line miles is not an applicable metric | 0 | 257.9038 | 0 | 257.9038 | N/A | N/A | Line miles is not an applicable metric | 0 | 841.612 | 0 | 841.612 | N/A | N/A | Line miles is not an applicable metric | 0 | 1126.9596 | 0 | 1126.9596 | N/A | N/A | Line miles is not an applicable metric | 0 | 1160.7684 | 0 | 1160.7684 | N/A | N/A | Line miles is not an applicable metric | 0 | 291.0437 | N/A | 0 | 267.1822 | N/A | 0 | 257.9038 | N/A | TRUE | TRUE | TRUE | TRUE | TRUE | TRUE | TRUE | TRUE | TRUE | 0 | 0 | 841.612 | N/A | 0 | 1126.9596 | N/A | 0 | 1160.7684 | N/A | Line miles is not an applicable metric | TRUE | TRUE | TRUE | TRUE | TRUE | TRUE | TRUE | TRUE | TRUE | 0 | 0 | No |  |  | N/A - Foundational | N/A - Foundational | <2018 | 2020 GRC and Transmission Owner | N/A | N/A | N/A
5.3.7.2 | 5.3.7.2, Collaborative research on utility ignition and/or wildfire | 7.3.7.2 | 7.3.7.2 Collaborative research on utility ignition and/or wildfire | N/A - Foundational | N/A - Foundational | N/A - Foundational | N/A - Foundational |  | 0 | 1457.7518 | N/A | 0 | 1915.2949 | N/A | 0 | 400 | N/A |  |  |  | Line miles is not an applicable metric |  | 0 | 1143.18 | 0 | 1143.18 | N/A | N/A | Line miles is not an applicable metric | 0 | 773.443 | 0 | 773.443 | N/A | N/A | Line miles is not an applicable metric | 0 | 478.0344 | 0 | 478.0344 | N/A | N/A | Line miles is not an applicable metric | 0 | 1457.7518 | 0 | 1457.7518 | N/A | N/A | Line miles is not an applicable metric | 0 | 1915.2949 | 0 | 1915.2949 | N/A | N/A | Line miles is not an applicable metric | 0 | 400 | 0 | 400 | N/A | N/A | Line miles is not an applicable metric | 0 | 1143.18 | N/A | 0 | 773.443 | N/A | 0 | 478.0344 | N/A | TRUE | TRUE | TRUE | TRUE | TRUE | TRUE | TRUE | TRUE | TRUE | 0 | 0 | 1457.7518 | N/A | 0 | 1915.2949 | N/A | 0 | 400 | N/A | Line miles is not an applicable metric | TRUE | TRUE | TRUE | TRUE | TRUE | TRUE | TRUE | TRUE | TRUE | 0 | 0 | No |  |  | N/A - Foundational | N/A - Foundational | 2018 | 2020 GRC, EPIC | N/A | N/A | N/A
5.3.7.3 | 5.3.7.3, Documentation and disclosure of wildfire-related data and algorithms | 7.3.7.3 | 7.3.7.3 Documentation and disclosure of wildfire-related data and algorithms | N/A - Foundational | N/A - Foundational | N/A - Foundational | N/A - Foundational |  | 0 | 420.806 | N/A | 0 | 563.4798 | N/A | 0 | 580.3842 | N/A |  |  |  | Line miles is not an applicable metric |  | 0 | 521.3312 | 0 | 521.3312 | N/A | N/A | Line miles is not an applicable metric | 0 | 503.2269 | 0 | 503.2269 | N/A | N/A | Line miles is not an applicable metric | 0 | 499.8496 | 0 | 499.8496 | N/A | N/A | Line miles is not an applicable metric | 0 | 420.806 | 0 | 420.806 | N/A | N/A | Line miles is not an applicable metric | 0 | 563.4798 | 0 | 563.4798 | N/A | N/A | Line miles is not an applicable metric | 0 | 580.3842 | 0 | 580.3842 | N/A | N/A | Line miles is not an applicable metric | 0 | 521.3312 | N/A | 0 | 503.2269 | N/A | 0 | 499.8496 | N/A | TRUE | TRUE | TRUE | TRUE | TRUE | TRUE | TRUE | TRUE | TRUE | 0 | 0 | 420.806 | N/A | 0 | 563.4798 | N/A | 0 | 580.3842 | N/A | Line miles is not an applicable metric | TRUE | TRUE | TRUE | TRUE | TRUE | TRUE | TRUE | TRUE | TRUE | 0 | 0 | No |  |  | N/A - Foundational | N/A - Foundational | <2018 | 2020 GRC and Transmission Owner | N/A | N/A | N/A
5.3.7.4 | 5.3.7.4, Tracking and analysis of near miss data | 7.3.7.4 | 7.3.7.4 Tracking and analysis of near miss data | N/A - Foundational | N/A - Foundational | N/A - Foundational | N/A - Foundational |  | 0 | 723.3121 | N/A | 0 | 993.1548 | N/A | 0 | 1022.9494 | N/A |  |  |  | Line miles is not an applicable metric |  | 0 | 788.2596 | 0 | 788.2596 | N/A | N/A | Line miles is not an applicable metric | 0 | 807.9661 | 0 | 807.9661 | N/A | N/A | Line miles is not an applicable metric | 0 | 828.1652 | 0 | 828.1652 | N/A | N/A | Line miles is not an applicable metric | 0 | 723.3121 | 0 | 723.3121 | N/A | N/A | Line miles is not an applicable metric | 0 | 993.1548 | 0 | 993.1548 | N/A | N/A | Line miles is not an applicable metric | 0 | 1022.9494 | 0 | 1022.9494 | N/A | N/A | Line miles is not an applicable metric | 0 | 788.2596 | N/A | 0 | 807.9661 | N/A | 0 | 828.1652 | N/A | TRUE | TRUE | TRUE | TRUE | TRUE | TRUE | TRUE | TRUE | TRUE | 0 | 0 | 723.3121 | N/A | 0 | 993.1548 | N/A | 0 | 1022.9494 | N/A | Line miles is not an applicable metric | TRUE | TRUE | TRUE | TRUE | TRUE | TRUE | TRUE | TRUE | TRUE | 0 | 0 | No |  |  | N/A - Foundational | N/A - Foundational | <2018 | 2020 GRC and Transmission Owner | N/A | N/A | N/A
5.3.7.5 | 5.3.7.5, Other, Information Technology, Transmission and Distribution | 7.3.7.5 | 7.3.7.5 Other, IT projects to support wildfire mitigation work | N/A - Foundational | N/A - Foundational | N/A - Foundational | N/A - Foundational |  | 66711.555 | 46464.1706 | N/A | 86346.4478 | 56416.7512 | N/A | 88764.1483 | 58064.1204 | N/A |  |  |  | Line miles is not an applicable metric |  | 41831.665 | 46399.296 | 41831.665 | 46399.296 | N/A | N/A | Line miles is not an applicable metric | 6386.6409 | 43236.373 | 6386.6409 | 43236.373 | N/A | N/A | Line miles is not an applicable metric | 4881.0048 | 34402.0091 | 4881.0048 | 34402.0091 | N/A | N/A | Line miles is not an applicable metric | 66711.555 | 46464.1706 | 66711.555 | 46464.1706 | N/A | N/A | Line miles is not an applicable metric | 86346.4478 | 56416.7512 | 86346.4478 | 56416.7512 | N/A | N/A | Line miles is not an applicable metric | 88764.1483 | 58064.1204 | 88764.1483 | 58064.1204 | N/A | N/A | Line miles is not an applicable metric | 41831.665 | 46399.296 | N/A | 6386.6409 | 43236.373 | N/A | 4881.0048 | 34402.0091 | N/A | TRUE | TRUE | TRUE | TRUE | TRUE | TRUE | TRUE | TRUE | TRUE | 0 | 66711.555 | 46464.1706 | N/A | 86346.4478 | 56416.7512 | N/A | 88764.1483 | 58064.1204 | N/A | Line miles is not an applicable metric | TRUE | TRUE | TRUE | TRUE | TRUE | TRUE | TRUE | TRUE | TRUE | 0 | 0 | No |  |  | N/A - Foundational | N/A - Foundational | 2018 | 2020 GRC and Transmission Owner | FRMMA / WMPMA | N/A | N/A
5.3.8.1 | 5.3.8.1, Allocation methodology development and application | 7.3.8.1 | 7.3.8.1 Allocation methodology development and application | N/A - Foundational | N/A - Foundational | N/A - Foundational | N/A - Foundational |  | 0 | 4117.9849 | N/A | 0 | 4167.3789 | N/A | 0 | 4074.0555 | N/A |  |  |  | Line miles is not an applicable metric |  | 0 | 1639.416 | 0 | 1639.416 | N/A | N/A | Line miles is not an applicable metric | 0 | 1680.4014 | 0 | 1680.4014 | N/A | N/A | Line miles is not an applicable metric | 0 | 1722.4115 | 0 | 1722.4115 | N/A | N/A | Line miles is not an applicable metric | 0 | 1285.9541 | 0 | 4117.9849 | N/A | N/A | Line miles is not an applicable metric | 0 | 1301.3788 | 0 | 4167.3789 | N/A | N/A | Line miles is not an applicable metric | 0 | 1272.2359 | 0 | 4074.0555 | N/A | N/A | Line miles is not an applicable metric | 0 | 1639.416 | N/A | 0 | 1680.4014 | N/A | 0 | 1722.4115 | N/A | TRUE | TRUE | TRUE | TRUE | TRUE | TRUE | TRUE | TRUE | TRUE | 0 | 0 | 4117.9849 | N/A | 0 | 4167.3789 | N/A | 0 | 4074.0555 | N/A | Line miles is not an applicable metric | TRUE | TRUE | TRUE | TRUE | TRUE | TRUE | TRUE | TRUE | TRUE | 0 | 0 | No |  |  | N/A - Foundational | N/A - Foundational | <2018 | 2020 GRC and Transmission Owner | N/A | N/A | N/A
5.3.8.2 | 5.3.8.2, Risk reduction scenario development and analysis | 7.3.8.2 | 7.3.8.2 Risk reduction scenario development and analysis | N/A - Foundational | N/A - Foundational | N/A - Foundational | N/A - Foundational |  | 0 | 712.1583 | N/A | 0 | 735.2054 | N/A | 0 | 821.2719 | N/A |  |  |  | Line miles is not an applicable metric |  | 0 | 270.9117 | 0 | 270.9117 | N/A | N/A | Line miles is not an applicable metric | 0 | 277.6845 | 0 | 277.6845 | N/A | N/A | Line miles is not an applicable metric | 0 | 284.6266 | 0 | 284.6266 | N/A | N/A | Line miles is not an applicable metric | 0 | 222.391 | 0 | 712.1583 | N/A | N/A | Line miles is not an applicable metric | 0 | 229.5881 | 0 | 735.2054 | N/A | N/A | Line miles is not an applicable metric | 0 | 256.4647 | 0 | 821.2719 | N/A | N/A | Line miles is not an applicable metric | 0 | 270.9117 | N/A | 0 | 277.6845 | N/A | 0 | 284.6266 | N/A | TRUE | TRUE | TRUE | TRUE | TRUE | TRUE | TRUE | TRUE | TRUE | 0 | 0 | 712.1583 | N/A | 0 | 735.2054 | N/A | 0 | 821.2719 | N/A | Line miles is not an applicable metric | TRUE | TRUE | TRUE | TRUE | TRUE | TRUE | TRUE | TRUE | TRUE | 0 | 0 | No |  |  | N/A - Foundational | N/A - Foundational | <2018 | 2020 GRC and Transmission Owner | N/A | N/A | N/A
5.3.8.3 | 5.3.8.3, Risk spend efficiency analysis | 7.3.8.3 | 7.3.8.3 Risk spend efficiency analysis | N/A - Foundational | N/A - Foundational | N/A - Foundational | N/A - Foundational |  | 0 | 1760.3915 | N/A | 0 | 2218.7012 | N/A | 0 | 2283.7422 | N/A |  |  |  | Line miles is not an applicable metric |  | 0 | 237.5358 | 0 | 237.5358 | N/A | N/A | Line miles is not an applicable metric | 0 | 243.4742 | 0 | 243.4742 | N/A | N/A | Line miles is not an applicable metric | 0 | 249.561 | 0 | 249.561 | N/A | N/A | Line miles is not an applicable metric | 0 | 549.7307 | 0 | 1760.3915 | N/A | N/A | Line miles is not an applicable metric | 0 | 692.8505 | 0 | 2218.7012 | N/A | N/A | Line miles is not an applicable metric | 0 | 713.1614 | 0 | 2283.7422 | N/A | N/A | Line miles is not an applicable metric | 0 | 237.5358 | N/A | 0 | 243.4742 | N/A | 0 | 249.561 | N/A | TRUE | TRUE | TRUE | TRUE | TRUE | TRUE | TRUE | TRUE | TRUE | 0 | 0 | 1760.3915 | N/A | 0 | 2218.7012 | N/A | 0 | 2283.7422 | N/A | Line miles is not an applicable metric | TRUE | TRUE | TRUE | TRUE | TRUE | TRUE | TRUE | TRUE | TRUE | 0 | 0 | No |  |  | N/A - Foundational | N/A - Foundational | <2018 | 2020 GRC and Transmission Owner | N/A | N/A | N/A
5.3.9.1 | 5.3.9.1, Adequate and trained workforce for service restoration | 7.3.9.1 | 7.3.9.1 Adequate and trained workforce for service restoration | 0 | 126.3692 | 126.3692 | 126.3692 |  | 126.3102 | 1842.9107 | N/A | 0 | 2124.1463 | N/A | 0 | 2192.1951 | N/A |  |  |  | Line miles is not an applicable metric |  | 0 | 1451.7296 | 0 | 1451.7296 | N/A | N/A | Line miles is not an applicable metric | 0 | 1488.0229 | 0 | 1488.0229 | N/A | N/A | Line miles is not an applicable metric | 0 | 1525.2234 | 0 | 1525.2234 | N/A | N/A | Line miles is not an applicable metric | 126.3102 | 1842.9107 | 126.3102 | 1842.9107 | N/A | N/A | Line miles is not an applicable metric | 0 | 2124.1463 | 0 | 2124.1463 | N/A | N/A | Line miles is not an applicable metric | 0 | 2192.1951 | 0 | 2192.1951 | N/A | N/A | Line miles is not an applicable metric | 0 | 1451.7296 | N/A | 0 | 1488.0229 | N/A | 0 | 1525.2234 | N/A | TRUE | TRUE | TRUE | TRUE | TRUE | TRUE | TRUE | TRUE | TRUE | 0 | 126.3102 | 1842.9107 | N/A | 0 | 2124.1463 | N/A | 0 | 2192.1951 | N/A | Line miles is not an applicable metric | TRUE | TRUE | TRUE | TRUE | TRUE | TRUE | TRUE | TRUE | TRUE | 0 | 0 | No |  |  | All Consequences | All Consequences | <2018 | 2020 GRC | N/A | N/A | N/A
5.3.9.2 | 5.3.9.2, Community outreach, public awareness, and communications effort | 7.3.9.2 | 7.3.9.2 Community outreach, public awareness, and communications efforts | See 7.3.9.1. All EP&R costs and risk reduction have been combined as one RSE reflected in 7.3.9.1 | See 7.3.9.1. All EP&R costs and risk reduction have been combined as one RSE reflected in 7.3.9.2 | See 7.3.9.1. All EP&R costs and risk reduction have been combined as one RSE reflected in 7.3.9.3 | See 7.3.9.1. All EP&R costs and risk reduction have been combined as one RSE reflected in 7.3.9.4 |  | 0 | 6477.669 | N/A | 0 | 7530.9174 | N/A | 0 | 7702.9997 | N/A |  |  |  | Line miles is not an applicable metric |  | 0 | 7700.8917 | 0 | 7700.8917 | N/A | N/A | Line miles is not an applicable metric | 0 | 7893.414 | 0 | 7893.414 | N/A | N/A | Line miles is not an applicable metric | 0 | 8090.7493 | 0 | 8090.7493 | N/A | N/A | Line miles is not an applicable metric | 0 | 6477.669 | 0 | 6477.669 | N/A | N/A | Line miles is not an applicable metric | 0 | 7530.9174 | 0 | 7530.9174 | N/A | N/A | Line miles is not an applicable metric | 0 | 7702.9997 | 0 | 7702.9997 | N/A | N/A | Line miles is not an applicable metric | 0 | 7700.8917 | N/A | 0 | 7893.414 | N/A | 0 | 8090.7493 | N/A | TRUE | TRUE | TRUE | TRUE | TRUE | TRUE | TRUE | TRUE | TRUE | 0 | 0 | 6477.669 | N/A | 0 | 7530.9174 | N/A | 0 | 7702.9997 | N/A | Line miles is not an applicable metric | TRUE | TRUE | TRUE | TRUE | TRUE | TRUE | TRUE | TRUE | TRUE | 0 | 0 | No |  |  | All Consequences | All Consequences | <2018 | 2020 GRC and Transmission Owner | FRMMA / WMPMA | N/A | N/A
5.3.9.3 | 5.3.9.3, Customer support in emergencies | 7.3.9.3 | 7.3.9.3 Customer support in emergencies | See 7.3.9.1. All EP&R costs and risk reduction have been combined as one RSE reflected in 7.3.9.1 | See 7.3.9.1. All EP&R costs and risk reduction have been combined as one RSE reflected in 7.3.9.2 | See 7.3.9.1. All EP&R costs and risk reduction have been combined as one RSE reflected in 7.3.9.3 | See 7.3.9.1. All EP&R costs and risk reduction have been combined as one RSE reflected in 7.3.9.4 |  | 0 | 3712.1701 | N/A | 0 | 3100 | N/A | 0 | 3190.52 | N/A |  |  |  | Line miles is not an applicable metric |  | 0 | 3100 | 0 | 3100 | N/A | N/A | Line miles is not an applicable metric | 0 | 3177.5 | 0 | 3177.5 | N/A | N/A | Line miles is not an applicable metric | 0 | 3256.9375 | 0 | 3256.9375 | N/A | N/A | Line miles is not an applicable metric | 0 | 3712.1701 | 0 | 3712.1701 | N/A | N/A | Line miles is not an applicable metric | 0 | 3100 | 0 | 3100 | N/A | N/A | Line miles is not an applicable metric | 0 | 3190.52 | 0 | 3190.52 | N/A | N/A | Line miles is not an applicable metric | 0 | 3100 | N/A | 0 | 3177.5 | N/A | 0 | 3256.9375 | N/A | TRUE | TRUE | TRUE | TRUE | TRUE | TRUE | TRUE | TRUE | TRUE | 0 | 0 | 3712.1701 | N/A | 0 | 3100 | N/A | 0 | 3190.52 | N/A | Line miles is not an applicable metric | TRUE | TRUE | TRUE | TRUE | TRUE | TRUE | TRUE | TRUE | TRUE | 0 | 0 | No |  |  | All Consequences | All Consequences | <2018 | Emergency Consumer Protections | ECPMA FRMMA / WMPMA | In Compliance | • Gas & Electric Rules 1, 6, 11, 19.1, 19.2, and 19.3 • Electric Rules 12, 13, 15, 16, 21
5.3.9.4 | 5.3.9.4, Disaster and emergency preparedness plan | 7.3.9.4 | 7.3.9.4 Disaster and emergency preparedness plan | See 7.3.9.1. All EP&R costs and risk reduction have been combined as one RSE reflected in 7.3.9.1 | See 7.3.9.1. All EP&R costs and risk reduction have been combined as one RSE reflected in 7.3.9.2 | See 7.3.9.1. All EP&R costs and risk reduction have been combined as one RSE reflected in 7.3.9.3 | See 7.3.9.1. All EP&R costs and risk reduction have been combined as one RSE reflected in 7.3.9.4 |  | 696 | 3833 | N/A | 1542 | 5459 | N/A | 1856.5 | 5617.5 | N/A |  |  |  | Line miles is not an applicable metric |  | 5000 | 20709.7446 | 5000 | 20709.7446 | N/A | N/A | Line miles is not an applicable metric | 5125 | 21227.4882 | 5125 | 21227.4882 | N/A | N/A | Line miles is not an applicable metric | 5253.125 | 21758.1754 | 5253.125 | 21758.1754 | N/A | N/A | Line miles is not an applicable metric | 696 | 3833 | 696 | 3833 | N/A | N/A | Line miles is not an applicable metric | 1542 | 5459 | 1542 | 5459 | N/A | N/A | Line miles is not an applicable metric | 1856.5 | 5617.5 | 1856.5 | 5617.5 | N/A | N/A | Line miles is not an applicable metric | 5000 | 20709.7446 | N/A | 5125 | 21227.4882 | N/A | 5253.125 | 21758.1754 | N/A | TRUE | TRUE | TRUE | TRUE | TRUE | TRUE | TRUE | TRUE | TRUE | 0 | 696 | 3833 | N/A | 1542 | 5459 | N/A | 1856.5 | 5617.5 | N/A | Line miles is not an applicable metric | TRUE | TRUE | TRUE | TRUE | TRUE | TRUE | TRUE | TRUE | TRUE | 0 | 0 | No |  |  | All Consequences | All Consequences | <2018 | N/A | FRMMA / WMPMA | In Compliance | GO 166 Standards 1-13
5.3.9.5 | 5.3.9.5, Preparedness and planning for service restoration | 7.3.9.5 | 7.3.9.5 Preparedness and planning for service restoration | See 7.3.9.1. All EP&R costs and risk reduction have been combined as one RSE reflected in 7.3.9.1 | See 7.3.9.1. All EP&R costs and risk reduction have been combined as one RSE reflected in 7.3.9.2 | See 7.3.9.1. All EP&R costs and risk reduction have been combined as one RSE reflected in 7.3.9.3 | See 7.3.9.1. All EP&R costs and risk reduction have been combined as one RSE reflected in 7.3.9.4 |  | 252.6205 | 3685.8215 | N/A | 0 | 4248.2927 | N/A | 0 | 4384.3902 | N/A |  |  |  | Line miles is not an applicable metric |  | 0 | 2903.4592 | 0 | 2903.4592 | N/A | N/A | Line miles is not an applicable metric | 0 | 2976.0457 | 0 | 2976.0457 | N/A | N/A | Line miles is not an applicable metric | 0 | 3050.4469 | 0 | 3050.4469 | N/A | N/A | Line miles is not an applicable metric | 252.6205 | 3685.8215 | 252.6205 | 3685.8215 | N/A | N/A | Line miles is not an applicable metric | 0 | 4248.2927 | 0 | 4248.2927 | N/A | N/A | Line miles is not an applicable metric | 0 | 4384.3902 | 0 | 4384.3902 | N/A | N/A | Line miles is not an applicable metric | 0 | 2903.4592 | N/A | 0 | 2976.0457 | N/A | 0 | 3050.4469 | N/A | TRUE | TRUE | TRUE | TRUE | TRUE | TRUE | TRUE | TRUE | TRUE | 0 | 252.6205 | 3685.8215 | N/A | 0 | 4248.2927 | N/A | 0 | 4384.3902 | N/A | Line miles is not an applicable metric | TRUE | TRUE | TRUE | TRUE | TRUE | TRUE | TRUE | TRUE | TRUE | 0 | 0 | No |  |  | All Consequences | All Consequences | <2018 | 2020 GRC | N/A | N/A | N/A
5.3.9.6 | 5.3.9.6, Protocols in place to learn from wildfire events | 7.3.9.6 | 7.3.9.6 Protocols in place to learn from wildfire events | See 7.3.9.1. All EP&R costs and risk reduction have been combined as one RSE reflected in 7.3.9.1 | See 7.3.9.1. All EP&R costs and risk reduction have been combined as one RSE reflected in 7.3.9.2 | See 7.3.9.1. All EP&R costs and risk reduction have been combined as one RSE reflected in 7.3.9.3 | See 7.3.9.1. All EP&R costs and risk reduction have been combined as one RSE reflected in 7.3.9.4 |  | 138.9413 | 2027.2018 | N/A | 0 | 2336.561 | N/A | 0 | 2411.4146 | N/A |  |  |  | Line miles is not an applicable metric |  | 0 | 1596.9026 | 0 | 1596.9026 | N/A | N/A | Line miles is not an applicable metric | 0 | 1636.8251 | 0 | 1636.8251 | N/A | N/A | Line miles is not an applicable metric | 0 | 1677.7458 | 0 | 1677.7458 | N/A | N/A | Line miles is not an applicable metric | 138.9413 | 2027.2018 | 138.9413 | 2027.2018 | N/A | N/A | Line miles is not an applicable metric | 0 | 2336.561 | 0 | 2336.561 | N/A | N/A | Line miles is not an applicable metric | 0 | 2411.4146 | 0 | 2411.4146 | N/A | N/A | Line miles is not an applicable metric | 0 | 1596.9026 | N/A | 0 | 1636.8251 | N/A | 0 | 1677.7458 | N/A | TRUE | TRUE | TRUE | TRUE | TRUE | TRUE | TRUE | TRUE | TRUE | 0 | 138.9413 | 2027.2018 | N/A | 0 | 2336.561 | N/A | 0 | 2411.4146 | N/A | Line miles is not an applicable metric | TRUE | TRUE | TRUE | TRUE | TRUE | TRUE | TRUE | TRUE | TRUE | 0 | 0 | No |  |  | All Consequences | All Consequences | <2018 | 2020 GRC | N/A | N/A | N/A
N/A - Not in Sept 2020 filing | N/A - Not in Sept 2020 filing | 7.3.9.7 | 7.3.9.7 Other, Mutual Assistance | See 7.3.9.1. All EP&R costs and risk reduction have been combined as one RSE reflected in 7.3.9.1 | See 7.3.9.1. All EP&R costs and risk reduction have been combined as one RSE reflected in 7.3.9.2 | See 7.3.9.1. All EP&R costs and risk reduction have been combined as one RSE reflected in 7.3.9.3 | See 7.3.9.1. All EP&R costs and risk reduction have been combined as one RSE reflected in 7.3.9.4 |  | 0 | 0 | N/A | 0 | 0 | N/A | 0 | 0 | N/A |  |  |  | Line miles is not an applicable metric |  | N/A - 7.3.9.7 Other, Mutual Assistance not in Sept 9 2020 filing | N/A - 7.3.9.7 Other, Mutual Assistance not in Sept 9 2020 filing | N/A - 7.3.9.7 Other, Mutual Assistance not in Sept 9 2020 filing | N/A - 7.3.9.7 Other, Mutual Assistance not in Sept 9 2020 filing | N/A - 7.3.9.7 Other, Mutual Assistance not in Sept 9 2020 filing | N/A - 7.3.9.7 Other, Mutual Assistance not in Sept 9 2020 filing | N/A - 7.3.9.7 Other, Mutual Assistance not in Sept 9 2020 filing | N/A - 7.3.9.7 Other, Mutual Assistance not in Sept 9 2020 filing | N/A - 7.3.9.7 Other, Mutual Assistance not in Sept 9 2020 filing | N/A - 7.3.9.7 Other, Mutual Assistance not in Sept 9 2020 filing | N/A - 7.3.9.7 Other, Mutual Assistance not in Sept 9 2020 filing | N/A - 7.3.9.7 Other, Mutual Assistance not in Sept 9 2020 filing | N/A - 7.3.9.7 Other, Mutual Assistance not in Sept 9 2020 filing | N/A - 7.3.9.7 Other, Mutual Assistance not in Sept 9 2020 filing | N/A - 7.3.9.7 Other, Mutual Assistance not in Sept 9 2020 filing | N/A - 7.3.9.7 Other, Mutual Assistance not in Sept 9 2020 filing | N/A - 7.3.9.7 Other, Mutual Assistance not in Sept 9 2020 filing | N/A - 7.3.9.7 Other, Mutual Assistance not in Sept 9 2020 filing | N/A - 7.3.9.7 Other, Mutual Assistance not in Sept 9 2020 filing | N/A - 7.3.9.7 Other, Mutual Assistance not in Sept 9 2020 filing | N/A - 7.3.9.7 Other, Mutual Assistance not in Sept 9 2020 filing | 0 | 0 | 0 | 0 | N/A | N/A | Line miles is not an applicable metric | 0 | 0 | 0 | 0 | N/A | N/A | Line miles is not an applicable metric | 0 | 0 | 0 | 0 | N/A | N/A | Line miles is not an applicable metric | [19 empty] | 0 | 0 | N/A | 0 | 0 | N/A | 0 | 0 | N/A | Line miles is not an applicable metric | TRUE | TRUE | TRUE | TRUE | TRUE | TRUE | TRUE | TRUE | TRUE | 0 | 0 | Not in 2020 Sept filing |  |  | All Consequences | All Consequences | <2018 | N/A | N/A | N/A | N/A
5.3.10.1 | 5.3.10.1, Community engagement | 7.3.10.1 | 7.3.10.1 Community engagement | N/A - Foundational | N/A - Foundational | N/A - Foundational | N/A - Foundational |  | 0 | 9513.653 | N/A | 0 | 10514.1085 | N/A | 0 | 10807.2986 | N/A |  |  |  | Line miles is not an applicable metric |  | 0 | 11370.8917 | 0 | 11370.8917 | N/A | N/A | Line miles is not an applicable metric | 0 | 11655.164 | 0 | 11655.164 | N/A | N/A | Line miles is not an applicable metric | 0 | 11946.5431 | 0 | 11946.5431 | N/A | N/A | Line miles is not an applicable metric | 0 | 9513.653 | 0 | 9513.653 | N/A | N/A | Line miles is not an applicable metric | 0 | 10514.1085 | 0 | 10514.1085 | N/A | N/A | Line miles is not an applicable metric | 0 | 10807.2986 | 0 | 10807.2986 | N/A | N/A | Line miles is not an applicable metric | 0 | 11370.8917 | N/A | 0 | 11655.164 | N/A | 0 | 11946.5431 | N/A | TRUE | TRUE | TRUE | TRUE | TRUE | TRUE | TRUE | TRUE | TRUE | 0 | 0 | 9513.653 | N/A | 0 | 10514.1085 | N/A | 0 | 10807.2986 | N/A | Line miles is not an applicable metric | TRUE | TRUE | TRUE | TRUE | TRUE | TRUE | TRUE | TRUE | TRUE | 0 | 0 | No |  |  | N/A - Foundational | N/A - Foundational | 2018 | 2020 GRC and Transmission Owner | N/A | N/A | N/A
5.3.10.2 | 5.3.10.2, Cooperation and best practice sharing with agencies outside CA | 7.3.10.2 | 7.3.10.2 Cooperation and best practice sharing with agencies outside CA | N/A - Foundational | N/A - Foundational | N/A - Foundational | N/A - Foundational |  | 0 | 12.5 | N/A | 0 | 12.865 | N/A | 0 | 13.2407 | N/A |  |  |  | Line miles is not an applicable metric |  | 0 | 6.0219 | 0 | 6.0219 | N/A | N/A | Line miles is not an applicable metric | 0 | 6.1724 | 0 | 6.1724 | N/A | N/A | Line miles is not an applicable metric | 0 | 6.3267 | 0 | 6.3267 | N/A | N/A | Line miles is not an applicable metric | 0 | 12.5 | 0 | 12.5 | N/A | N/A | Line miles is not an applicable metric | 0 | 12.865 | 0 | 12.865 | N/A | N/A | Line miles is not an applicable metric | 0 | 13.2407 | 0 | 13.2407 | N/A | N/A | Line miles is not an applicable metric | 0 | 6.0219 | N/A | 0 | 6.1724 | N/A | 0 | 6.3267 | N/A | TRUE | TRUE | TRUE | TRUE | TRUE | TRUE | TRUE | TRUE | TRUE | 0 | 0 | 12.5 | N/A | 0 | 12.865 | N/A | 0 | 13.2407 | N/A | Line miles is not an applicable metric | TRUE | TRUE | TRUE | TRUE | TRUE | TRUE | TRUE | TRUE | TRUE | 0 | 0 | No |  |  | N/A - Foundational | N/A - Foundational | <2018 | 2020 GRC and Transmission Owner | N/A | N/A | N/A
5.3.10.3 | 5.3.10.3, Cooperation with suppression agencies | 7.3.10.3 | 7.3.10.3 Cooperation with suppression agencies | N/A - Foundational | N/A - Foundational | N/A - Foundational | N/A - Foundational |  | 696 | 3833 | N/A | 1542 | 5459 | N/A | 1856.5 | 5617.5 | N/A |  |  |  | Line miles is not an applicable metric |  | 0 | 7501.0334 | 0 | 7501.0334 | N/A | N/A | Line miles is not an applicable metric | 0 | 8849.237 | 0 | 8849.237 | N/A | N/A | Line miles is not an applicable metric | 0 | 9132.5788 | 0 | 9132.5788 | N/A | N/A | Line miles is not an applicable metric | 696 | 3833 | 696 | 3833 | N/A | N/A | Line miles is not an applicable metric | 1542 | 5459 | 1542 | 5459 | N/A | N/A | Line miles is not an applicable metric | 1856.5 | 5617.5 | 1856.5 | 5617.5 | N/A | N/A | Line miles is not an applicable metric | 0 | 7501.0334 | N/A | 0 | 8849.237 | N/A | 0 | 9132.5788 | N/A | TRUE | TRUE | TRUE | TRUE | TRUE | TRUE | TRUE | TRUE | TRUE | 0 | 696 | 3833 | N/A | 1542 | 5459 | N/A | 1856.5 | 5617.5 | N/A | Line miles is not an applicable metric | TRUE | TRUE | TRUE | TRUE | TRUE | TRUE | TRUE | TRUE | TRUE | 0 | 0 | No |  |  | N/A - Foundational | N/A - Foundational | <2018 | N/A | FRMMA WMPMA | N/A | N/A
5.3.10.4 | 5.3.10.4, Forest service and fuel reduction cooperation and joint roadmap | 7.3.10.4 | 7.3.10.4 Forest service and fuel reduction cooperation and joint roadmap | N/A - Foundational | N/A - Foundational | N/A - Foundational | N/A - Foundational |  | 0 | 2687.3067 | N/A | 0 | 2786.7812 | N/A | 0 | 2862.5952 | N/A |  |  |  | Line miles is not an applicable metric |  | 0 | 3133.0612 | 0 | 3133.0612 | N/A | N/A | Line miles is not an applicable metric | 0 | 3211.3877 | 0 | 3211.3877 | N/A | N/A | Line miles is not an applicable metric | 0 | 3291.6724 | 0 | 3291.6724 | N/A | N/A | Line miles is not an applicable metric | 0 | 817.9853 | 0 | 2687.3067 | N/A | N/A | Line miles is not an applicable metric | 0 | 848.2642 | 0 | 2786.7812 | N/A | N/A | Line miles is not an applicable metric | 0 | 871.3411 | 0 | 2862.5952 | N/A | N/A | Line miles is not an applicable metric | 0 | 3133.0612 | N/A | 0 | 3211.3877 | N/A | 0 | 3291.6724 | N/A | TRUE | TRUE | TRUE | TRUE | TRUE | TRUE | TRUE | TRUE | TRUE | 0 | 0 | 2687.3067 | N/A | 0 | 2786.7812 | N/A | 0 | 2862.5952 | N/A | Line miles is not an applicable metric | TRUE | TRUE | TRUE | TRUE | TRUE | TRUE | TRUE | TRUE | TRUE | 0 | 0 | No |  |  | N/A - Foundational | N/A - Foundational | <2018 | 2020 GRC, Transmission Owner | FRMMA / WMPMA | N/A | N/A
5.3.10.5-1 | 5.3.10.5-1, Other, PMO | 7.3.10.5 | 7.3.10.5 Other, PMO and General Wildfire Support | N/A - Foundational | N/A - Foundational | N/A - Foundational | N/A - Foundational |  | 0 | 31628.1884 | N/A | 0 | 32933.4952 | N/A | 0 | 32362.2457 | N/A |  |  |  | Line miles is not an applicable metric |  | 0 | 7529.2 | 0 | 7529.2 | N/A | N/A | Line miles is not an applicable metric | 0 | 7796 | 0 | 7796 | N/A | N/A | Line miles is not an applicable metric | 0 | 8068.525 | 0 | 8068.525 | N/A | N/A | Line miles is not an applicable metric | 0 | 31628.1884 | 0 | 31628.1884 | N/A | N/A | Line miles is not an applicable metric | 0 | 32933.4952 | 0 | 32933.4952 | N/A | N/A | Line miles is not an applicable metric | 0 | 32362.2457 | 0 | 32362.2457 | N/A | N/A | Line miles is not an applicable metric | 0 | 7529.2 | N/A | 0 | 7796 | N/A | 0 | 8068.525 | N/A | TRUE | TRUE | TRUE | TRUE | TRUE | TRUE | TRUE | TRUE | TRUE | 0 | 0 | 31628.1884 | N/A | 0 | 32933.4952 | N/A | 0 | 32362.2457 | N/A | Line miles is not an applicable metric | TRUE | TRUE | TRUE | TRUE | TRUE | TRUE | TRUE | TRUE | TRUE | 0 | 0 | Number change | Slight change in narrative scope | Added more spend | N/A - Foundational | N/A - Foundational | 2018 | 2020 GRC | FRMMA / WMPMA Microgrid Memo Account | N/A | N/A
Note on AC24: [Threaded comment] Your version of Excel allows you to read this threaded comment; however, any edits to it will get removed if the file is opened in a newer version of Excel. Learn more: https://go.microsoft.com/fwlink/?linkid=870924 Comment: 2020 WMP reported 25,597miles - did not take into account that a pilot was underway.
Note on DJ24: [Threaded comment] Your version of Excel allows you to read this threaded comment; however, any edits to it will get removed if the file is opened in a newer version of Excel. Learn more: https://go.microsoft.com/fwlink/?linkid=870924 Comment: DFA and EFD = FRMMA (was not in last year's filing) LS = WMPMA (in last year's filing)
Note on B26: [Threaded comment] Your version of Excel allows you to read this threaded comment; however, any edits to it will get removed if the file is opened in a newer version of Excel. Learn more: https://go.microsoft.com/fwlink/?linkid=870924 Comment: may be 5.3.2.2-7
Note on DI26: [Threaded comment] Your version of Excel allows you to read this threaded comment; however, any edits to it will get removed if the file is opened in a newer version of Excel. Learn more: https://go.microsoft.com/fwlink/?linkid=870924 Comment: not in 2019 WMCE
Note on B27: [Threaded comment] Your version of Excel allows you to read this threaded comment; however, any edits to it will get removed if the file is opened in a newer version of Excel. Learn more: https://go.microsoft.com/fwlink/?linkid=870924 Comment: may be 5.3.2.2-8
Note on AC33: [Threaded comment] Your version of Excel allows you to read this threaded comment; however, any edits to it will get removed if the file is opened in a newer version of Excel. Learn more: https://go.microsoft.com/fwlink/?linkid=870924 Comment: prior table reported 13,266. This is an error
Note on AJ33: [Threaded comment] Your version of Excel allows you to read this threaded comment; however, any edits to it will get removed if the file is opened in a newer version of Excel. Learn more: https://go.microsoft.com/fwlink/?linkid=870924 Comment: prior table reported 13,266. This is an error
Note on AQ33: [Threaded comment] Your version of Excel allows you to read this threaded comment; however, any edits to it will get removed if the file is opened in a newer version of Excel. Learn more: https://go.microsoft.com/fwlink/?linkid=870924 Comment: prior table reported 13,266. This is an error
Note on AC41: [Threaded comment] Your version of Excel allows you to read this threaded comment; however, any edits to it will get removed if the file is opened in a newer version of Excel. Learn more: https://go.microsoft.com/fwlink/?linkid=870924 Comment: changed from 31307
Note on AD41: [Threaded comment] Your version of Excel allows you to read this threaded comment; however, any edits to it will get removed if the file is opened in a newer version of Excel. Learn more: https://go.microsoft.com/fwlink/?linkid=870924 Comment: changed from 99928
Note on AJ41: [Threaded comment] Your version of Excel allows you to read this threaded comment; however, any edits to it will get removed if the file is opened in a newer version of Excel. Learn more: https://go.microsoft.com/fwlink/?linkid=870924 Comment: changed from 31307
Note on AK41: [Threaded comment] Your version of Excel allows you to read this threaded comment; however, any edits to it will get removed if the file is opened in a newer version of Excel. Learn more: https://go.microsoft.com/fwlink/?linkid=870924 Comment: changed from 99928
Note on AQ41: [Threaded comment] Your version of Excel allows you to read this threaded comment; however, any edits to it will get removed if the file is opened in a newer version of Excel. Learn more: https://go.microsoft.com/fwlink/?linkid=870924 Comment: changed from 31307
Note on AR41: [Threaded comment] Your version of Excel allows you to read this threaded comment; however, any edits to it will get removed if the file is opened in a newer version of Excel. Learn more: https://go.microsoft.com/fwlink/?linkid=870924 Comment: changed from 99928
Note on AX41: [Threaded comment] Your version of Excel allows you to read this threaded comment; however, any edits to it will get removed if the file is opened in a newer version of Excel. Learn more: https://go.microsoft.com/fwlink/?linkid=870924 Comment: changed from 31307
Note on AY41: [Threaded comment] Your version of Excel allows you to read this threaded comment; however, any edits to it will get removed if the file is opened in a newer version of Excel. Learn more: https://go.microsoft.com/fwlink/?linkid=870924 Comment: changed from 99928
Note on BE41: [Threaded comment] Your version of Excel allows you to read this threaded comment; however, any edits to it will get removed if the file is opened in a newer version of Excel. Learn more: https://go.microsoft.com/fwlink/?linkid=870924 Comment: changed from 31307
Note on BF41: [Threaded comment] Your version of Excel allows you to read this threaded comment; however, any edits to it will get removed if the file is opened in a newer version of Excel. Learn more: https://go.microsoft.com/fwlink/?linkid=870924 Comment: changed from 99928
Note on BL41: [Threaded comment] Your version of Excel allows you to read this threaded comment; however, any edits to it will get removed if the file is opened in a newer version of Excel. Learn more: https://go.microsoft.com/fwlink/?linkid=870924 Comment: changed from 31307
Note on BM41: [Threaded comment] Your version of Excel allows you to read this threaded comment; however, any edits to it will get removed if the file is opened in a newer version of Excel. Learn more: https://go.microsoft.com/fwlink/?linkid=870924 Comment: changed from 99928
Note on AC57: [Threaded comment] Your version of Excel allows you to read this threaded comment; however, any edits to it will get removed if the file is opened in a newer version of Excel. Learn more: https://go.microsoft.com/fwlink/?linkid=870924 Comment: 2020 WMP was incorrect. This was described as a 4-year program. Table previously state 25,597. It should have been 6,399
Note on AD57: [Threaded comment] Your version of Excel allows you to read this threaded comment; however, any edits to it will get removed if the file is opened in a newer version of Excel. Learn more: https://go.microsoft.com/fwlink/?linkid=870924 Comment: 2020 WMP was incorrect. This was described as a 4-year program. Table previously state 25,597. It should have been 6,399
Note on AJ57: [Threaded comment] Your version of Excel allows you to read this threaded comment; however, any edits to it will get removed if the file is opened in a newer version of Excel. Learn more: https://go.microsoft.com/fwlink/?linkid=870924 Comment: 2020 WMP was incorrect. This was described as a 4-year program. Table previously state 25,597. It should have been 6,399
Note on AK57: [Threaded comment] Your version of Excel allows you to read this threaded comment; however, any edits to it will get removed if the file is opened in a newer version of Excel. Learn more: https://go.microsoft.com/fwlink/?linkid=870924 Comment: 2020 WMP was incorrect. This was described as a 4-year program. Table previously state 25,597. It should have been 6,399
Note on AQ57: [Threaded comment] Your version of Excel allows you to read this threaded comment; however, any edits to it will get removed if the file is opened in a newer version of Excel. Learn more: https://go.microsoft.com/fwlink/?linkid=870924 Comment: 2020 WMP was incorrect. This was described as a 4-year program. Table previously state 25,597. It should have been 6,399
Note on AR57: [Threaded comment] Your version of Excel allows you to read this threaded comment; however, any edits to it will get removed if the file is opened in a newer version of Excel. Learn more: https://go.microsoft.com/fwlink/?linkid=870924 Comment: 2020 WMP was incorrect. This was described as a 4-year program. Table previously state 25,597. It should have been 6,399
Note on DI60: [Threaded comment] Your version of Excel allows you to read this threaded comment; however, any edits to it will get removed if the file is opened in a newer version of Excel. Learn more: https://go.microsoft.com/fwlink/?linkid=870924 Comment: we can also say see system hardening and butte section if preferrable
Note on AC61: [Threaded comment] Your version of Excel allows you to read this threaded comment; however, any edits to it will get removed if the file is opened in a newer version of Excel. Learn more: https://go.microsoft.com/fwlink/?linkid=870924 Comment: may include 20 Butte rebuild
Note on AJ61: [Threaded comment] Your version of Excel allows you to read this threaded comment; however, any edits to it will get removed if the file is opened in a newer version of Excel. Learn more: https://go.microsoft.com/fwlink/?linkid=870924 Comment: Maybe include Butte Rebuild (Chris has 358)
Note on Z83: [Threaded comment] Your version of Excel allows you to read this threaded comment; however, any edits to it will get removed if the file is opened in a newer version of Excel. Learn more: https://go.microsoft.com/fwlink/?linkid=870924 Comment: =INDEX('Veg 2020 WMP vs 2021 WMP'!$A$58:$BC$78,MATCH('7.3 Central Table'!$I86,'Veg 2020 WMP vs 2021 WMP'!$A$58:$A$78,0),MATCH('7.3 Central Table'!DB$1,'Veg 2020 WMP vs 2021 WMP'!$A$58:$BC$58,0))
Note on AB83: [Threaded comment] Your version of Excel allows you to read this threaded comment; however, any edits to it will get removed if the file is opened in a newer version of Excel. Learn more: https://go.microsoft.com/fwlink/?linkid=870924 Comment: =INDEX('Veg 2020 WMP vs 2021 WMP'!$A$2:$BC$56,MATCH('7.3 Central Table'!$I86,'Veg 2020 WMP vs 2021 WMP'!$A$2:$A$56,0),MATCH('7.3 Central Table'!DD$1,'Veg 2020 WMP vs 2021 WMP'!$A$2:$BC$2,0))
Note on AU83: [Threaded comment] Your version of Excel allows you to read this threaded comment; however, any edits to it will get removed if the file is opened in a newer version of Excel. Learn more: https://go.microsoft.com/fwlink/?linkid=870924 Comment: =INDEX('VM2020WMPvs2021WMP (NORMALIZE)'!$A$58:$BC$78,MATCH('7.3 Central Table'!$I86,'VM2020WMPvs2021WMP (NORMALIZE)'!$A$58:$A$78,0),MATCH('7.3 Central Table'!DW$1,'VM2020WMPvs2021WMP (NORMALIZE)'!$A$58:$BC$58,0))
Note on AW83: [Threaded comment] Your version of Excel allows you to read this threaded comment; however, any edits to it will get removed if the file is opened in a newer version of Excel. Learn more: https://go.microsoft.com/fwlink/?linkid=870924 Comment: =INDEX('VM2020WMPvs2021WMP (NORMALIZE)'!$A$2:$BC$56,MATCH('7.3 Central Table'!$I86,'VM2020WMPvs2021WMP (NORMALIZE)'!$A$2:$A$56,0),MATCH('7.3 Central Table'!DY$1,'VM2020WMPvs2021WMP (NORMALIZE)'!$A$2:$BC$2,0))
Note on AJ97: [Threaded comment] Your version of Excel allows you to read this threaded comment; however, any edits to it will get removed if the file is opened in a newer version of Excel. Learn more: https://go.microsoft.com/fwlink/?linkid=870924 Comment: changed back to 1800 (change was in narrative, was not reflected in 2020 data tables)
Note on AQ97: [Threaded comment] Your version of Excel allows you to read this threaded comment; however, any edits to it will get removed if the file is opened in a newer version of Excel. Learn more: https://go.microsoft.com/fwlink/?linkid=870924 Comment: changed back to 1800 (change was in narrative, was not reflected in 2020 data tables)
Note on Y98: [Threaded comment] Your version of Excel allows you to read this threaded comment; however, any edits to it will get removed if the file is opened in a newer version of Excel. Learn more: https://go.microsoft.com/fwlink/?linkid=870924 Comment: this ties back to exactly what was in sept 9 filing, even though updated now
Note on AF98: [Threaded comment] Your version of Excel allows you to read this threaded comment; however, any edits to it will get removed if the file is opened in a newer version of Excel. Learn more: https://go.microsoft.com/fwlink/?linkid=870924 Comment: this ties back to exactly what was in sept 9 filing, even though updated now
Note on AM98: [Threaded comment] Your version of Excel allows you to read this threaded comment; however, any edits to it will get removed if the file is opened in a newer version of Excel. Learn more: https://go.microsoft.com/fwlink/?linkid=870924 Comment: this ties back to exactly what was in sept 9 filing, even though updated now

## Notes
Notes: 2021WMP_Revision_PGE-05_Atch01.xlsx (Revised Table 12) As discussed in the narrative in Revision Notice, Critical Issue No. PGE-05, PG&E is using the data from the First Quarterly Report (submitted on September 9, 2020) to represent the 2020 WMP "HFTD" data in "RN Table 12" (Columns K-AE) because it has the most disaggregated view of the WSD-defined initiatives for 2020. Assumptions used to derive the requested "territory-wide" data for 2020 WMP are detailed in Critical Issue #5. For the 2021 WMP data (Columns AF-BA), PG&E is using the data from the latest Quarterly Data Report submission on May 3, 2021 to represent the "territory-wide" data. Assumptions used to derive the requested "HFTD" data for 2021 WMP are detailed in Critical Issue No. PGE-05. In addition, we are including the total population of initiatives from both 2020 and 2021 (including initiatives that were in the 2020 WMP but removed in the 2021 WMP). We have lined up the initiatives between the two years to provide a clearer view of the total list and how initiatives can be compared year to year. Between the First Quarterly Report (September 9, 2020) and the submission of the 2021 WMP, however, there have been several changes to the total population of initiatives (i.e., some were removed/added in 2021), the scope of initiatives in the narrative, and the assumptions that have been used. Therefore, while we have lined up the initiatives across both years, we note that the financial assumptions used to calculate expenditure information are different across several initiatives between 2020 and 2021, and the numbers will not exactly align (i.e. this is not an apples to apples comparison). In "RN Table 12" tab, PG&E has highlighted in orange the cells that capture the following changes in the below set of columns; these changes are also captured in "Attachment 2021WMP_Revision_Change log". RSE calculations columns (Columns F-J): The orange cells highlight the differences between the June 3, 2021 and May 3, 2021 submission. Risk Spend Efficiency (RSE) calculations for System Hardening initiatives have been disaggregated per Revision Notice, Critical Issue No. PGE-03. We have provided the original "May 3, 2021 filing" RSE numbers in "Attachment 2021WMP_Revision_Change log." 2020 WMP Columns (Columns K-AE): The orange cells highlight the differences between the June 3, 2021 submission and September 9, 2020 submissions. In the course of preparing the requested 2020 WMP HFTD/Territory-wide data per Critical Issue No. PGE-05, we also reviewed the data again and made some adjustments to the line miles treated numbers. Details on these changes are reflected in the "line miles treated comments" columns. We have provided the original "September 9, 2020 filing" line miles treated numbers in "Attachment 2021WMP_Revision_Change log". 2021 WMP Columns (Columns AF-BA): The orange cells highlight the differences between the June 3, 2021 submission and May 3, 2021 submission. In the course of preparing the requested 2021 WMP HFTD/Territory-wide data per Revision Notice, Critical Issue No. PGE-05, we also reviewed the data again and made some adjustments to the line miles treated and financial numbers. Details on these changes are reflected in the "line miles treated comments" columns and the "Comments on Financials" column. We have provided the original "May 3, 2021 filing" line miles treated and financial numbers in "Attachment 2021WMP_Revision_Change log".

## RN Table 12
Utility | Pacific Gas & Electric Company | Notes:
Table No. | RN Table 12- HFTD | CAPEX = Capital expenditure; OPEX = Operating expenditure.
Date Modified | 2021-06-03 | [7 empty] | 2020 Financials reported in 2020 WMP |  |  |  | 2020 Line miles reported in 2020 WMP |  |  | 2021 Financials reported in 2020 WMP |  |  |  | 2021 Line miles reported in 2020 WMP |  |  | 2022 Financials reported in 2020 WMP |  |  |  | 2022 Line miles reported in 2020 WMP |  |  | 2020 Financials reported in 2021 WMP |  |  |  | 2020 Line miles reported in 2021 WMP |  |  | 2021 Financials reported in 2021 WMP |  |  |  | 2021 Line miles reported in 2021 WMP |  |  | 2022 Financials reported in 2021 WMP |  |  |  | 2022 Line miles reported in 2021 WMP
[9 empty] | 2020 WMP | [20 empty] | 2021 WMP
[9 empty] | HFTD | HFTD | Territory | Territory | HFTD | Territory |  | HFTD | HFTD | Territory | Territory | HFTD | Territory |  | HFTD | HFTD | Territory | Territory | HFTD | Territory |  | HFTD | HFTD | Territory | Territory | HFTD | Territory |  | HFTD | HFTD | Territory | Territory | HFTD | Territory |  | HFTD | HFTD | Territory | Territory | HFTD | Territory
[9 empty] | Projected | Projected | Projected | Projected | Projected | Projected |  | Projected | Projected | Projected | Projected | Projected | Projected |  | Projected | Projected | Projected | Projected | Projected | Projected |  | Actual | Actual | Actual | Actual | Actual | Actual |  | Projected | Projected | Projected | Projected | Projected | Projected |  | Projected | Projected | Projected | Projected | Projected | Projected
2020 ALIGNMENT |  | 2021 ALIGNMENT | [6 empty] | CAPEX ($ thousands) | OPEX ($ thousands) | CAPEX ($ thousands) | OPEX ($ thousands) | Line miles to be treated | Line miles to be treated | Line miles to be treated | CAPEX ($ thousands) | OPEX ($ thousands) | CAPEX ($ thousands) | OPEX ($ thousands) | Line miles to be treated | Line miles to be treated | Line miles to be treated | CAPEX ($ thousands) | OPEX ($ thousands) | CAPEX ($ thousands) | OPEX ($ thousands) | Line miles to be treated | Line miles to be treated | Line miles to be treated | CAPEX ($ thousands) | OPEX ($ thousands) | CAPEX ($ thousands) | OPEX ($ thousands) | Line miles treated | Line miles to be treated | Line miles to be treated | CAPEX ($ thousands) | OPEX ($ thousands) | CAPEX ($ thousands) | OPEX ($ thousands) | Line miles to be treated | Line miles to be treated | Line miles to be treated | CAPEX ($ thousands) | OPEX ($ thousands) | CAPEX ($ thousands) | OPEX ($ thousands) | Line miles to be treated | Line miles to be treated | Line miles to be treated
Initiative # (September 9, 2020) | Initiative name (September 9, 2020) | Initiative # (May 3, 2021) | Initiative name (May 3, 2021) | Estimated RSE in non-HFTD region | Estimated RSE in HFTD Zone 1 | Estimated RSE in HFTD Tier 2 | Estimated RSE in HFTD Tier 3 | Comments on RSE | 2020 | 2020 | 2020 | 2020 | 2020 | 2020 | 2020 Comments Line Miles Treated | 2021 | 2021 | 2021 | 2021 | 2021 | 2021 | 2021 Comments Line Miles Treated | 2022 | 2022 | 2022 | 2022 | 2022 | 2022 | 2022 Comments Line Miles Treated | 2020 | 2020 | 2020 | 2020 | 2020 | 2020 | 2020 Comments Line Miles Treated | 2021 | 2021 | 2021 | 2021 | 2021 | 2021 | 2021 Comments Line Miles Treated | 2022 | 2022 | 2022 | 2022 | 2022 | 2022 | 2022 Comments Line Miles Treated | Comments on Financials
5.3.1.1 | 5.3.1.1, A summarized risk map that shows the overall ignition probability and estimated wildfire consequence along the electric lines and equipment | 7.3.1.1 | 7.3.1.1 A summarized risk map that shows the overall ignition probability and estimated wildfire consequence along the electric lines and equipment | 0 | 573.8737 | 573.8737 | 573.8737 |  | 0 | 609.1135 | 0 | 609.1135 | N/A | N/A | N/A - Risk Analysis activities generally performed by internal electric operations staff with costs not tracked separately | 0 | 624.3414 | 0 | 624.3414 | N/A | N/A | N/A - Risk Analysis activities generally performed by internal electric operations staff with costs not tracked separately | 0 | 639.9499 | 0 | 639.9499 | N/A | N/A | N/A - Risk Analysis activities generally performed by internal electric operations staff with costs not tracked separately | 0 | 198.1846 | 0 | 634.6424 | N/A | N/A | N/A - Risk Analysis activities generally performed by internal electric operations staff with costs not tracked separately | 0 | 211.153 | 0 | 676.1709 | N/A | N/A | N/A - Risk Analysis activities generally performed by internal electric operations staff with costs not tracked separately | 0 | 237.4765 | 0 | 760.4664 | N/A | N/A | N/A - Risk Analysis activities generally performed by internal electric operations staff with costs not tracked separately
5.3.1.2 | 5.3.1.2, Climate-driven risk map and modelling based on various relevant weather scenarios | 7.3.1.2 | 7.3.1.2 Climate-driven risk map and modelling based on various relevant weather scenarios | N/A - Foundational | N/A - Foundational | N/A - Foundational | N/A - Foundational |  | 0 | 770 | 0 | 770 | N/A | N/A | N/A - Climate driven risk mapping is an aspect of weather and fire modeling, captured in Table 22, Initiative 4-1, Forecast of a fire risk index, fire potential index, or similar | 0 | 1373 | 0 | 1373 | N/A | N/A | N/A - Climate driven risk mapping is an aspect of weather and fire modeling, captured in Table 22, Initiative 4-1, Forecast of a fire risk index, fire potential index, or similar | 0 | 1322 | 0 | 1322 | N/A | N/A | N/A - Climate driven risk mapping is an aspect of weather and fire modeling, captured in Table 22, Initiative 4-1, Forecast of a fire risk index, fire potential index, or similar | 0 | 300.1767 | 0 | 955.836 | N/A | N/A | N/A - Climate driven risk mapping is an aspect of weather and fire modeling, captured in Table 22, Initiative 4-1, Forecast of a fire risk index, fire potential index, or similar | 0 | 509.697 | 0 | 1623 | N/A | N/A | N/A - Climate driven risk mapping is an aspect of weather and fire modeling, captured in Table 22, Initiative 4-1, Forecast of a fire risk index, fire potential index, or similar | 0 | 493.6807 | 0 | 1572 | N/A | N/A | N/A - Climate driven risk mapping is an aspect of weather and fire modeling, captured in Table 22, Initiative 4-1, Forecast of a fire risk index, fire potential index, or similar
5.3.1.3 | 5.3.1.3, Ignition probability mapping showing the probability of ignition along the electric lines and equipment | 7.3.1.3 | 7.3.1.3 Ignition probability mapping showing the probability of ignition along the electric lines and equipment | 0 | 573.8737 | 573.8737 | 573.8737 |  | 0 | 609.1135 | 0 | 609.1135 | N/A | N/A | N/A - Circuit based ignition probabilities and risk analysis activities generally performed by internal electric operations staff with costs not tracked separately | 0 | 624.3414 | 0 | 624.3414 | N/A | N/A | N/A - Circuit based ignition probabilities and risk analysis activities generally performed by internal electric operations staff with costs not tracked separately | 0 | 639.9499 | 0 | 639.9499 | N/A | N/A | N/A - Circuit based ignition probabilities and risk analysis activities generally performed by internal electric operations staff with costs not tracked separately | 0 | 198.1846 | 0 | 634.6424 | N/A | N/A | N/A - Circuit based ignition probabilities and risk analysis activities generally performed by internal electric operations staff with costs not tracked separately | 0 | 211.153 | 0 | 676.1709 | N/A | N/A | N/A - Circuit based ignition probabilities and risk analysis activities generally performed by internal electric operations staff with costs not tracked separately | 0 | 237.4765 | 0 | 760.4664 | N/A | N/A | N/A - Circuit based ignition probabilities and risk analysis activities generally performed by internal electric operations staff with costs not tracked separately
5.3.1.4 | 5.3.1.4, Initiative mapping and estimation of wildfire and PSPS risk-reduction impact | 7.3.1.4 | 7.3.1.4 Initiative mapping and estimation of wildfire and PSPS risk-reduction impact | N/A - Foundational | N/A - Foundational | N/A - Foundational | N/A - Foundational |  | 0 | 23.1064 | 0 | 23.1064 | N/A | N/A | N/A - Risk Analysis activities generally performed by internal electric operations staff with costs not tracked separately | 0 | 23.6841 | 0 | 23.6841 | N/A | N/A | N/A - Risk Analysis activities generally performed by internal electric operations staff with costs not tracked separately | 0 | 24.2762 | 0 | 24.2762 | N/A | N/A | N/A - Risk Analysis activities generally performed by internal electric operations staff with costs not tracked separately | 0 | 4.8514 | 0 | 15.5357 | N/A | N/A | N/A - Risk Analysis activities generally performed by internal electric operations staff with costs not tracked separately | 0 | 6.7573 | 0 | 21.6389 | N/A | N/A | N/A - Risk Analysis activities generally performed by internal electric operations staff with costs not tracked separately | 0 | 6.9601 | 0 | 22.2881 | N/A | N/A | N/A - Risk Analysis activities generally performed by internal electric operations staff with costs not tracked separately
5.3.1.5 | 5.3.1.5, Match drop simulations showing the potential wildfire consequence of ignitions that occur along the electric lines and equipment | 7.3.1.5 | 7.3.1.5 Match drop simulations showing the potential wildfire consequence of ignitions that occur along the electric lines and equipment | N/A - Foundational | N/A - Foundational | N/A - Foundational | N/A - Foundational |  | 0 | 3300 | 0 | 3300 | N/A | N/A | N/A - 5.3.1.5 is an aspect of weather and fire modeling, captured in Table 22, Initiative 4-1, Forecast of a fire risk index, fire potential index, or similar | 0 | 3382.5 | 0 | 3382.5 | N/A | N/A | N/A - 5.3.1.5 is an aspect of weather and fire modeling, captured in Table 22, Initiative 4-1, Forecast of a fire risk index, fire potential index, or similar | 0 | 3467.0625 | 0 | 3467.0625 | N/A | N/A | N/A - 5.3.1.5 is an aspect of weather and fire modeling, captured in Table 22, Initiative 4-1, Forecast of a fire risk index, fire potential index, or similar | 0 | 3584 | 0 | 3584 | N/A | N/A | N/A - 5.3.1.5 is an aspect of weather and fire modeling, captured in Table 22, Initiative 4-1, Forecast of a fire risk index, fire potential index, or similar | 0 | 3300 | 0 | 3300 | N/A | N/A | N/A - 5.3.1.5 is an aspect of weather and fire modeling, captured in Table 22, Initiative 4-1, Forecast of a fire risk index, fire potential index, or similar | 0 | 3396.36 | 0 | 3396.36 | N/A | N/A | N/A - 5.3.1.5 is an aspect of weather and fire modeling, captured in Table 22, Initiative 4-1, Forecast of a fire risk index, fire potential index, or similar
N/A - Not in Sept 2020 filing | N/A - Not in Sept 2020 filing | 7.3.1.6 | 7.3.1.6 Weather-Driven Risk Map and Modelling Based on Various Relevant Weather Scenarios | N/A - Foundational | N/A - Foundational | N/A - Foundational | N/A - Foundational |  | N/A - 7.3.1.6 Weather-Driven Risk Map and Modelling Based on Various Relevant Weather Scenarios not in Sept 9 2020 filing | N/A - 7.3.1.6 Weather-Driven Risk Map and Modelling Based on Various Relevant Weather Scenarios not in Sept 9 2020 filing | N/A - 7.3.1.6 Weather-Driven Risk Map and Modelling Based on Various Relevant Weather Scenarios not in Sept 9 2020 filing | N/A - 7.3.1.6 Weather-Driven Risk Map and Modelling Based on Various Relevant Weather Scenarios not in Sept 9 2020 filing | N/A - 7.3.1.6 Weather-Driven Risk Map and Modelling Based on Various Relevant Weather Scenarios not in Sept 9 2020 filing | N/A - 7.3.1.6 Weather-Driven Risk Map and Modelling Based on Various Relevant Weather Scenarios not in Sept 9 2020 filing | N/A - 7.3.1.6 Weather-Driven Risk Map and Modelling Based on Various Relevant Weather Scenarios not in Sept 9 2020 filing | N/A - 7.3.1.6 Weather-Driven Risk Map and Modelling Based on Various Relevant Weather Scenarios not in Sept 9 2020 filing | N/A - 7.3.1.6 Weather-Driven Risk Map and Modelling Based on Various Relevant Weather Scenarios not in Sept 9 2020 filing | N/A - 7.3.1.6 Weather-Driven Risk Map and Modelling Based on Various Relevant Weather Scenarios not in Sept 9 2020 filing | N/A - 7.3.1.6 Weather-Driven Risk Map and Modelling Based on Various Relevant Weather Scenarios not in Sept 9 2020 filing | N/A - 7.3.1.6 Weather-Driven Risk Map and Modelling Based on Various Relevant Weather Scenarios not in Sept 9 2020 filing | N/A - 7.3.1.6 Weather-Driven Risk Map and Modelling Based on Various Relevant Weather Scenarios not in Sept 9 2020 filing | N/A - 7.3.1.6 Weather-Driven Risk Map and Modelling Based on Various Relevant Weather Scenarios not in Sept 9 2020 filing | N/A - 7.3.1.6 Weather-Driven Risk Map and Modelling Based on Various Relevant Weather Scenarios not in Sept 9 2020 filing | N/A - 7.3.1.6 Weather-Driven Risk Map and Modelling Based on Various Relevant Weather Scenarios not in Sept 9 2020 filing | N/A - 7.3.1.6 Weather-Driven Risk Map and Modelling Based on Various Relevant Weather Scenarios not in Sept 9 2020 filing | N/A - 7.3.1.6 Weather-Driven Risk Map and Modelling Based on Various Relevant Weather Scenarios not in Sept 9 2020 filing | N/A - 7.3.1.6 Weather-Driven Risk Map and Modelling Based on Various Relevant Weather Scenarios not in Sept 9 2020 filing | N/A - 7.3.1.6 Weather-Driven Risk Map and Modelling Based on Various Relevant Weather Scenarios not in Sept 9 2020 filing | N/A - 7.3.1.6 Weather-Driven Risk Map and Modelling Based on Various Relevant Weather Scenarios not in Sept 9 2020 filing | 0 | 475.4166 | 0 | 475.4166 | N/A | N/A | N/A - 7.3.1.6 Weather-Driven Risk Map and Modelling Based on Various Relevant Weather Scenarios not in Sept 9 2020 filing | 0 | 543.7722 | 0 | 543.7722 | N/A | N/A | N/A - 7.3.1.6 Weather-Driven Risk Map and Modelling Based on Various Relevant Weather Scenarios not in Sept 9 2020 filing | 0 | 555.2307 | 0 | 555.2307 | N/A | N/A | N/A - 7.3.1.6 Weather-Driven Risk Map and Modelling Based on Various Relevant Weather Scenarios not in Sept 9 2020 filing
N/A - Not in Sept 2020 filing | N/A - Not in Sept 2020 filing | 7.3.2.1.1 | 7.3.2.1.1 Advanced weather monitoring and weather stations, Numerical Weather Prediction | 0 | 1652.0439 | 1652.0439 | 1652.0439 |  | N/A - 7.3.2.1.1 Advanced weather monitoring and weather stations, Numerical Weather Prediction not in Sept 9 2020 filing | N/A - 7.3.2.1.1 Advanced weather monitoring and weather stations, Numerical Weather Prediction not in Sept 9 2020 filing | N/A - 7.3.2.1.1 Advanced weather monitoring and weather stations, Numerical Weather Prediction not in Sept 9 2020 filing | N/A - 7.3.2.1.1 Advanced weather monitoring and weather stations, Numerical Weather Prediction not in Sept 9 2020 filing | N/A - 7.3.2.1.1 Advanced weather monitoring and weather stations, Numerical Weather Prediction not in Sept 9 2020 filing | N/A - 7.3.2.1.1 Advanced weather monitoring and weather stations, Numerical Weather Prediction not in Sept 9 2020 filing | N/A - 7.3.2.1.1 Advanced weather monitoring and weather stations, Numerical Weather Prediction not in Sept 9 2020 filing | N/A - 7.3.2.1.1 Advanced weather monitoring and weather stations, Numerical Weather Prediction not in Sept 9 2020 filing | N/A - 7.3.2.1.1 Advanced weather monitoring and weather stations, Numerical Weather Prediction not in Sept 9 2020 filing | N/A - 7.3.2.1.1 Advanced weather monitoring and weather stations, Numerical Weather Prediction not in Sept 9 2020 filing | N/A - 7.3.2.1.1 Advanced weather monitoring and weather stations, Numerical Weather Prediction not in Sept 9 2020 filing | N/A - 7.3.2.1.1 Advanced weather monitoring and weather stations, Numerical Weather Prediction not in Sept 9 2020 filing | N/A - 7.3.2.1.1 Advanced weather monitoring and weather stations, Numerical Weather Prediction not in Sept 9 2020 filing | N/A - 7.3.2.1.1 Advanced weather monitoring and weather stations, Numerical Weather Prediction not in Sept 9 2020 filing | N/A - 7.3.2.1.1 Advanced weather monitoring and weather stations, Numerical Weather Prediction not in Sept 9 2020 filing | N/A - 7.3.2.1.1 Advanced weather monitoring and weather stations, Numerical Weather Prediction not in Sept 9 2020 filing | N/A - 7.3.2.1.1 Advanced weather monitoring and weather stations, Numerical Weather Prediction not in Sept 9 2020 filing | N/A - 7.3.2.1.1 Advanced weather monitoring and weather stations, Numerical Weather Prediction not in Sept 9 2020 filing | N/A - 7.3.2.1.1 Advanced weather monitoring and weather stations, Numerical Weather Prediction not in Sept 9 2020 filing | N/A - 7.3.2.1.1 Advanced weather monitoring and weather stations, Numerical Weather Prediction not in Sept 9 2020 filing | N/A - 7.3.2.1.1 Advanced weather monitoring and weather stations, Numerical Weather Prediction not in Sept 9 2020 filing | 0 | 488.1249 | 0 | 488.1249 | N/A | N/A | N/A - 7.3.2.1.1 Advanced weather monitoring and weather stations, Numerical Weather Prediction not in Sept 9 2020 filing | 0 | 590.6583 | 0 | 590.6583 | N/A | N/A | N/A - 7.3.2.1.1 Advanced weather monitoring and weather stations, Numerical Weather Prediction not in Sept 9 2020 filing | 0 | 607.846 | 0 | 607.846 | N/A | N/A | N/A - 7.3.2.1.1 Advanced weather monitoring and weather stations, Numerical Weather Prediction not in Sept 9 2020 filing
N/A - Not in Sept 2020 filing | N/A - Not in Sept 2020 filing | 7.3.2.1.2 | 7.3.2.1.2 Advanced weather monitoring and weather stations, Fuel Moisture Sampling and Modeling | 0 | 2867.2036 | 2867.2036 | 2867.2036 |  | N/A - 7.3.2.1.2 Advanced weather monitoring and weather stations, Fuel Moisture Sampling and Modeling not in Sept 9 2020 filing | N/A - 7.3.2.1.2 Advanced weather monitoring and weather stations, Fuel Moisture Sampling and Modeling not in Sept 9 2020 filing | N/A - 7.3.2.1.2 Advanced weather monitoring and weather stations, Fuel Moisture Sampling and Modeling not in Sept 9 2020 filing | N/A - 7.3.2.1.2 Advanced weather monitoring and weather stations, Fuel Moisture Sampling and Modeling not in Sept 9 2020 filing | N/A - 7.3.2.1.2 Advanced weather monitoring and weather stations, Fuel Moisture Sampling and Modeling not in Sept 9 2020 filing | N/A - 7.3.2.1.2 Advanced weather monitoring and weather stations, Fuel Moisture Sampling and Modeling not in Sept 9 2020 filing | N/A - 7.3.2.1.2 Advanced weather monitoring and weather stations, Fuel Moisture Sampling and Modeling not in Sept 9 2020 filing | N/A - 7.3.2.1.2 Advanced weather monitoring and weather stations, Fuel Moisture Sampling and Modeling not in Sept 9 2020 filing | N/A - 7.3.2.1.2 Advanced weather monitoring and weather stations, Fuel Moisture Sampling and Modeling not in Sept 9 2020 filing | N/A - 7.3.2.1.2 Advanced weather monitoring and weather stations, Fuel Moisture Sampling and Modeling not in Sept 9 2020 filing | N/A - 7.3.2.1.2 Advanced weather monitoring and weather stations, Fuel Moisture Sampling and Modeling not in Sept 9 2020 filing | N/A - 7.3.2.1.2 Advanced weather monitoring and weather stations, Fuel Moisture Sampling and Modeling not in Sept 9 2020 filing | N/A - 7.3.2.1.2 Advanced weather monitoring and weather stations, Fuel Moisture Sampling and Modeling not in Sept 9 2020 filing | N/A - 7.3.2.1.2 Advanced weather monitoring and weather stations, Fuel Moisture Sampling and Modeling not in Sept 9 2020 filing | N/A - 7.3.2.1.2 Advanced weather monitoring and weather stations, Fuel Moisture Sampling and Modeling not in Sept 9 2020 filing | N/A - 7.3.2.1.2 Advanced weather monitoring and weather stations, Fuel Moisture Sampling and Modeling not in Sept 9 2020 filing | N/A - 7.3.2.1.2 Advanced weather monitoring and weather stations, Fuel Moisture Sampling and Modeling not in Sept 9 2020 filing | N/A - 7.3.2.1.2 Advanced weather monitoring and weather stations, Fuel Moisture Sampling and Modeling not in Sept 9 2020 filing | N/A - 7.3.2.1.2 Advanced weather monitoring and weather stations, Fuel Moisture Sampling and Modeling not in Sept 9 2020 filing | N/A - 7.3.2.1.2 Advanced weather monitoring and weather stations, Fuel Moisture Sampling and Modeling not in Sept 9 2020 filing | N/A - 7.3.2.1.2 Advanced weather monitoring and weather stations, Fuel Moisture Sampling and Modeling not in Sept 9 2020 filing | 0 | 14.2649 | 0 | 45.423 | N/A | N/A | N/A - 7.3.2.1.2 Advanced weather monitoring and weather stations, Fuel Moisture Sampling and Modeling not in Sept 9 2020 filing | 0 | 38.7433 | 0 | 123.368 | N/A | N/A | N/A - 7.3.2.1.2 Advanced weather monitoring and weather stations, Fuel Moisture Sampling and Modeling not in Sept 9 2020 filing | 0 | 39.8746 | 0 | 126.9703 | N/A | N/A | N/A - 7.3.2.1.2 Advanced weather monitoring and weather stations, Fuel Moisture Sampling and Modeling not in Sept 9 2020 filing
5.3.2.1-1 | 5.3.2.1-1, Advanced weather monitoring and weather stations, Weather Station | 7.3.2.1.3 | 7.3.2.1.3 Advanced weather monitoring and weather stations, Weather Stations | 0 | 127.3245 | 127.3245 | 127.3245 |  | 8077.8609 | 559 | 8077.8609 | 559 | 9632.9231 | 9632.9231 | Assumption is that 1,300 weather stations will cover all of T2 and T3. Annual "miles treated" is calculated as # of weather stations/ 1,300 * total T2 and T3 circuit miles. Note that 200 weather stations were installed in 2018 as well. | 5717.5632 | 576.888 | 5717.5632 | 576.888 | 6598.5523 | 6598.5523 | Assumption is that 1,300 weather stations will cover all of T2 and T3. Annual "miles treated" is calculated as # of weather stations/ 1,300 * total T2 and T3 circuit miles. Note that 200 weather stations were installed in 2018 as well. | 0 | 595.3484 | 0 | 595.3484 | 0 | 0 | Assumption is that 1,300 weather stations will cover all of T2 and T3. Annual "miles treated" is calculated as # of weather stations/ 1,300 * total T2 and T3 circuit miles. Note that 200 weather stations were installed in 2018 as well. | 6835.3793 | 91.4207 | 8314.9397 | 111.2093 | 9623.5908 | 9623.5908 | Assumption that 1,300 for the entire program will cover all of T2 and T3. Equation is # of weather stations/ 1,300 * total T1 Z1 T2 and T3 circuit miles. We do have tier 1 weather stations so including all line miles in territory in formula. | 5260.288 | 1291.9397 | 6398.9101 | 1571.588 | 7146.2308 | 7146.2308 | Assumption that 1,300 for the entire program will cover all of T2 and T3. Equation is # of weather stations/ 1,300 * total T1 Z1 T2 and T3 circuit miles. We do have tier 1 weather stations so including all line miles in territory in formula. | 5257.8958 | 1346.9491 | 6396 | 1638.5046 | 0 | 0 | Assumption that 1,300 for the entire program will cover all of T2 and T3. Equation is # of weather stations/ 1,300 * total T1 Z1 T2 and T3 circuit miles. We do have tier 1 weather stations so including all line miles in territory in formula.
5.3.2.1-2 | 5.3.2.1-2, Advanced weather monitoring and weather stations, Cameras | 7.3.2.1.4 | 7.3.2.1.4 Advanced weather monitoring and weather stations, Wildfire Cameras | 0 | 89.4017 | 96.0517 | 98.527 |  | 0 | 3508.8 | 0 | 3508.8 | 10594.5854 | 10594.5854 | Assumption is that 591 cameras for the entire program will cover all of T2 and T3. Therefore annual "miles treated" is calculated as # of cameras/591 * total T2 and T3 circuit miles. Note that a 9 cameras were installed in 2018, as well. | 0 | 3621 | 0 | 3621 | 10594.5854 | 10594.5854 | Assumption is that 591 cameras for the entire program will cover all of T2 and T3. Therefore annual "miles treated" is calculated as # of cameras/591 * total T2 and T3 circuit miles. Note that a 9 cameras were installed in 2018, as well. | 0 | 1083.7126 | 0 | 1083.7126 | 3072.4298 | 3072.4298 | Assumption is that 591 cameras for the entire program will cover all of T2 and T3. Therefore annual "miles treated" is calculated as # of cameras/591 * total T2 and T3 circuit miles. Note that a 9 cameras were installed in 2018, as well. | 0 | 5894.3323 | 0 | 6955.7637 | 11148.12 | 11148.12 | Assumption is that 600 for the entire program will cover all HFTD. Equation is # of cameras/600 * total T+D HFTD circuit miles. | 0 | 7953.1065 | 0 | 9385.2751 | 6967.575 | 6967.575 | Assumption is that 600 for the entire program will cover all HFTD. Equation is # of cameras/600 * total T+D HFTD circuit miles. | 0 | 9757.9051 | 0 | 11515.0758 | 6812.74 | 6812.74 | Assumption is that 600 for the entire program will cover all HFTD. Equation is # of cameras/600 * total T+D HFTD circuit miles.
5.3.2.1-3 | 5.3.2.1-3, Advanced weather monitoring and weather stations, Satellite Fire Detection | 7.3.2.1.5 | 7.3.2.1.5 Advanced weather monitoring and weather stations, Fire Detection & Alerting | 0.59812 | 334.4747 | 359.3538 | 368.6149 |  | 0 | 341.592 | 0 | 341.592 | 25597 | 81004 | 2020 WMP Notes: Program applies to all of T3 and T2 in Distribution. 2021 WMP notes indicate the program applies to all of distribution. | 0 | 352.515 | 0 | 352.515 | 25597 | 81004 | 2020 WMP Notes: Program applies to all of T3 and T2 in Distribution. 2021 WMP notes indicate the program applies to all of distribution. | 0 | 363.8021 | 0 | 363.8021 | 25597 | 81004 | 2020 WMP Notes: Program applies to all of T3 and T2 in Distribution. 2021 WMP notes indicate the program applies to all of distribution. | 0 | 80.7099 | 0 | 257 | 25439 | 81004 | Program applies to all tiers in Distribution. Assumption is this program treats all miles. | 0 | 106.9828 | 0 | 340.6595 | 25439 | 81004 | Program applies to all tiers in Distribution. Assumption is this program treats all miles. | 0 | 110.0979 | 0 | 350.5786 | 25439 | 81004 | Program applies to all tiers in Distribution. Assumption is this program treats all miles.
N/A - Not in Sept 2020 filing | N/A - Not in Sept 2020 filing | 7.3.2.1.6 | 7.3.2.1.6 Advanced weather monitoring and weather stations, Other Meteorology Tools and Upgrades | N/A - Foundational | N/A - Foundational | N/A - Foundational | N/A - Foundational |  | N/A - 7.3.2.1.6, Other Meteorology Tools and Upgrades not in Sept 9 2020 filing | N/A - 7.3.2.1.6, Other Meteorology Tools and Upgrades not in Sept 9 2020 filing | N/A - 7.3.2.1.6, Other Meteorology Tools and Upgrades not in Sept 9 2020 filing | N/A - 7.3.2.1.6, Other Meteorology Tools and Upgrades not in Sept 9 2020 filing | N/A - 7.3.2.1.6, Other Meteorology Tools and Upgrades not in Sept 9 2020 filing | N/A - 7.3.2.1.6, Other Meteorology Tools and Upgrades not in Sept 9 2020 filing | N/A - 7.3.2.1.6, Other Meteorology Tools and Upgrades not in Sept 9 2020 filing | N/A - 7.3.2.1.6, Other Meteorology Tools and Upgrades not in Sept 9 2020 filing | N/A - 7.3.2.1.6, Other Meteorology Tools and Upgrades not in Sept 9 2020 filing | N/A - 7.3.2.1.6, Other Meteorology Tools and Upgrades not in Sept 9 2020 filing | N/A - 7.3.2.1.6, Other Meteorology Tools and Upgrades not in Sept 9 2020 filing | N/A - 7.3.2.1.6, Other Meteorology Tools and Upgrades not in Sept 9 2020 filing | N/A - 7.3.2.1.6, Other Meteorology Tools and Upgrades not in Sept 9 2020 filing | N/A - 7.3.2.1.6, Other Meteorology Tools and Upgrades not in Sept 9 2020 filing | N/A - 7.3.2.1.6, Other Meteorology Tools and Upgrades not in Sept 9 2020 filing | N/A - 7.3.2.1.6, Other Meteorology Tools and Upgrades not in Sept 9 2020 filing | N/A - 7.3.2.1.6, Other Meteorology Tools and Upgrades not in Sept 9 2020 filing | N/A - 7.3.2.1.6, Other Meteorology Tools and Upgrades not in Sept 9 2020 filing | N/A - 7.3.2.1.6, Other Meteorology Tools and Upgrades not in Sept 9 2020 filing | N/A - 7.3.2.1.6, Other Meteorology Tools and Upgrades not in Sept 9 2020 filing | N/A - 7.3.2.1.6, Other Meteorology Tools and Upgrades not in Sept 9 2020 filing | 0 | 102.1958 | 0 | 325.4166 | N/A | N/A | N/A - 7.3.2.1.6, Other Meteorology Tools and Upgrades not in Sept 9 2020 filing | 0 | 123.6627 | 0 | 393.7722 | N/A | N/A | N/A - 7.3.2.1.6, Other Meteorology Tools and Upgrades not in Sept 9 2020 filing | 0 | 127.2612 | 0 | 405.2307 | N/A | N/A | N/A - 7.3.2.1.6, Other Meteorology Tools and Upgrades not in Sept 9 2020 filing
5.3.2.2-5 | 5.3.2.2-5, Continuous monitoring sensors, Transmission SEL0T400L Relays | 7.3.2.2.1 | 7.3.2.2.1 Continuous monitoring sensors, Electric Transmission SEL T400L | N/A - Pilot | N/A - Pilot | N/A - Pilot | N/A - Pilot |  | 700 | 0 | 2227.4956 | 0 | N/A | N/A | Line miles treated is not an appropriate metric to measure this initiative. | 0 | 0 | 0 | 0 | N/A | N/A | Line miles treated is not an appropriate metric to measure this initiative. | 0 | 0 | 0 | 0 | N/A | N/A | Line miles treated is not an appropriate metric to measure this initiative. | 192.6779 | 0 | 633 | 0 | N/A | N/A | Line miles treated is not an appropriate metric to measure this initiative. | 0 | 0 | 0 | 0 | N/A | N/A | Line miles treated is not an appropriate metric to measure this initiative. | 0 | 0 | 0 | 0 | N/A | N/A | Line miles treated is not an appropriate metric to measure this initiative.
5.3.2.2-1 | 5.3.2.2-1, Continuous monitoring sensors, Enhanced Wires Down | 7.3.2.2.2 | 7.3.2.2.2 Continuous monitoring sensors, SmartMeter™ Partial Voltage Detection (Formerly Known as Enhanced Wires Down Detection) | 3.9558 | 1602.038 | 1602.038 | 1602.038 |  | 716.8 | 212.78 | 716.8 | 212.78 | 25597 | 81004 | Program applies to all of T3 and T2 in Distribution, but based on language in 2021 WMP, this program can apply to all Smart Meters and therefore, the entire service territory. | 0 | 212.78 | 0 | 212.78 | 25597 | 81004 | Program applies to all of T3 and T2 in Distribution, but based on language in 2021 WMP, this program can apply to all Smart Meters and therefore, the entire service territory. | 0 | 212.78 | 0 | 212.78 | 25597 | 81004 | Program applies to all of T3 and T2 in Distribution, but based on language in 2021 WMP, this program can apply to all Smart Meters and therefore, the entire service territory. | 1215.5724 | 3.6572 | 1215.5724 | 3.6572 | 25439 | 81004 | Program applies to all of T3 and T2 in Distribution, but based on language in 2021 WMP, this program can apply to all Smart Meters and therefore, the entire service territory. | 331.0142 | 0 | 331.0142 | 0 | 25597 | 81004 | Program applies to all of T3 and T2 in Distribution, but based on language in 2021 WMP, this program can apply to all Smart Meters and therefore, the entire service territory. | 515.1544 | 84.732 | 515.1544 | 84.732 | 25597 | 81004 | Program applies to all of T3 and T2 in Distribution, but based on language in 2021 WMP, this program can apply to all Smart Meters and therefore, the entire service territory.
5.3.2.2-2 | 5.3.2.2-2, Continuous monitoring sensors, EPIC - DFA and EDF, FZA | 7.3.2.2.3 | 7.3.2.2.3 Continuous monitoring sensors, Distribution Fault Anticipation Technology and Early Fault Detection | 0 | 23.1046 | 23.1046 | 23.1046 |  | 0 | 1126.467 | 0 | 1126.467 | 718 | 718 | 2020 WMP states 718 miles in 2020 and no further miles planned at that time | 0 | 0 | 0 | 0 | 0 | 0 | 2020 WMP states 718 miles in 2020 and no further miles planned at that time | 0 | 0 | 0 | 0 | 0 | 0 | 2020 WMP states 718 miles in 2020 and no further miles planned at that time | 0 | 750.2566 | 0 | 750.2566 | 719 | 719 | Actuals were for the two circuits completed in 2020 for the pilot | 5611.836 | 912.352 | 5611.836 | 912.352 | TBD | TBD | The intent is to deploy EFD and DFA sensors on a total of 600-800 circuits in Tier 2 and Tier 3 HFTD areas, mitigating 28,000 total line miles (20,200 miles in Tier 2, 7,800 miles in Tier 3), across several General Rate Case (GRC) cycles. | 14219.66 | 2108.136 | 14219.66 | 2108.136 | TBD | TBD | The intent is to deploy EFD and DFA sensors on a total of 600-800 circuits in Tier 2 and Tier 3 HFTD areas, mitigating 28,000 total line miles (20,200 miles in Tier 2, 7,800 miles in Tier 3), across several General Rate Case (GRC) cycles.
5.3.2.2-6 | 5.3.2.2-6, Continuous monitoring sensors, Sensor IQ | 7.3.2.2.4 | 7.3.2.2.4 Continuous monitoring sensors, Sensor IQ | N/A - Foundational | N/A - Foundational | N/A - Foundational | N/A - Foundational |  | 0 | 1819.2733 | 0 | 1819.2733 | 25597 | 25597 | Program applies to all of T3 and T2 in Distribution and complete in 2020. Beyond the HFTD was not contemplated at the time | 0 | 86.5851 | 0 | 86.5851 | 25597 | 25597 | Program applies to all of T3 and T2 in Distribution and complete in 2020. Beyond the HFTD was not contemplated at the time | 0 | 95.6883 | 0 | 95.6883 | 25597 | 25597 | Program applies to all of T3 and T2 in Distribution and complete in 2020. Beyond the HFTD was not contemplated at the time | 0 | 1870.7814 | 0 | 1870.7814 | 25439 | 25439 | Program applies to all of T3 and T2 in Distribution and complete in 2020. Beyond the HFTD was not contemplated at the time | 0 | 533 | 0 | 533 | 25439 | 25439 | Program applies to all of T3 and T2 in Distribution and complete in 2020. Beyond the HFTD was not contemplated at the time | 0 | 0 | 0 | 0 | 25439 | 25439 | Program applies to all of T3 and T2 in Distribution and complete in 2020. Beyond the HFTD was not contemplated at the time
5.3.2.2-3 | 5.3.2.2-3, Continuous monitoring sensors, Line Sensor Devices | 7.3.2.2.5 | 7.3.2.2.5 Continuous monitoring sensors, Line Sensor Devices | 0 | 126.7969 | 126.7969 | 126.7969 |  | 3918.6715 | 0 | 3918.6715 | 0 | 2229.4473 | 2229.4473 | 2020 WMP describes reaching 12,000 miles over the next 3 years, with a starting point of 3,000 miles to be completed by 2020. Equation for 2021 and beyond is (28,000-4,898)/10 years. | 6600.6927 | 0 | 6600.6927 | 0 | 3734.3242 | 3734.3242 | 2020 WMP describes reaching 12,000 miles over the next 3 years, with a starting point of 3,000 miles to be completed by 2020. Equation for 2021 and beyond is (28,000-4,898)/10 years. | 7379.6284 | 0 | 7379.6284 | 0 | 4180.2137 | 4180.2137 | 2020 WMP describes reaching 12,000 miles over the next 3 years, with a starting point of 3,000 miles to be completed by 2020. Equation for 2021 and beyond is (28,000-4,898)/10 years. | 2590.165 | 0 | 2590.165 | 0 | 4313 | 4313 | 2020 WMP describes reaching 12,000 miles over the next 3 years, with a starting point of 3,000 miles to be completed by 2020. Equation for 2021 and beyond is (28,000-4,898)/10 years. All miles are described as HFTD miles. | 6420 | 0 | 6420 | 0 | 2310.2 | 2310.2 | 2020 WMP describes reaching 12,000 miles over the next 3 years, with a starting point of 3,000 miles to be completed by 2020. Equation for 2021 and beyond is (28,000-4,898)/10 years. | 7620 | 0 | 7620 | 0 | 2310.2 | 2310.2 | 2020 WMP describes reaching 12,000 miles over the next 3 years, with a starting point of 3,000 miles to be completed by 2020. Equation for 2021 and beyond is (28,000-4,898)/10 years.
5.3.2.2-4 | 5.3.2.2-4, Continuous monitoring sensors, Arc Fault Signature Library | 7.3.2.2.6 | 7.3.2.2.6 Continuous monitoring sensors, Distribution Arcing Fault Signature Library | N/A - Pilot | N/A - Pilot | N/A - Pilot | N/A - Pilot |  | 0 | 0 | 0 | 0 | N/A | N/A | Line miles treated is not an appropriate metric to measure this initiative. In 2020 WMP, this initiative is in pilot phase. | 0 | 0 | 0 | 0 | N/A | N/A | Line miles treated is not an appropriate metric to measure this initiative. In 2020 WMP, this initiative is in pilot phase. | 0 | 0 | 0 | 0 | N/A | N/A | Line miles treated is not an appropriate metric to measure this initiative. In 2020 WMP, this initiative is in pilot phase. | 0 | 563.4847 | 0 | 563.4847 | N/A | N/A | Since this is purely an R&D project, the initial scope of deployment will be on a single circuit that has a high occurrence of faults with a wide range of causes. The circuit includes sections that are within the Tier 2 and Tier 3 HFTD areas. | 0 | 30 | 0 | 30 | N/A | N/A | Since this is purely an R&D project, the initial scope of deployment will be on a single circuit that has a high occurrence of faults with a wide range of causes. The circuit includes sections that are within the Tier 2 and Tier 3 HFTD areas. | 0 | 0 | 0 | 0 | N/A | N/A | Since this is purely an R&D project, the initial scope of deployment will be on a single circuit that has a high occurrence of faults with a wide range of causes. The circuit includes sections that are within the Tier 2 and Tier 3 HFTD areas.
5.3.2.3 | 5.3.2.3, Fault indicators for detecting faults on electric lines and equipment | 7.3.2.3 | 7.3.2.3 Fault indicators for detecting faults on electric lines and equipment | N/A | N/A | N/A | N/A |  | 0 | 3040 | 0 | 3040 | N/A | N/A | 2020 WMP references existing fault indicators already installed throughout the system with no specific plans to install incremental for wildfire | 0 | 3800 | 0 | 3800 | N/A | N/A | 2020 WMP references existing fault indicators already installed throughout the system with no specific plans to install incremental for wildfire | 0 | 4600 | 0 | 4600 | N/A | N/A | 2020 WMP references existing fault indicators already installed throughout the system with no specific plans to install incremental for wildfire | 157.0231 | 0 | 500 | 0 | N/A | N/A | We have not yet determined a long-term plan for fault indicators and their detection of faults on electrical lines and equipment. Long-term plan milestones are still under development with Electric Operations and Asset Management as we evaluate our current protection and automation standards/initiatives. | 161.4198 | 0 | 514 | 0 | N/A | N/A | We have not yet determined a long-term plan for fault indicators and their detection of faults on electrical lines and equipment. Long-term plan milestones are still under development with Electric Operations and Asset Management as we evaluate our current protection and automation standards/initiatives. | 170.7518 | 0 | 543.7154 | 0 | N/A | N/A | We have not yet determined a long-term plan for fault indicators and their detection of faults on electrical lines and equipment. Long-term plan milestones are still under development with Electric Operations and Asset Management as we evaluate our current protection and automation standards/initiatives.
5.3.2.4 | 5.3.2.4, Forecast of a fire risk index, fire potential index, or similar, Advance Fire Modeling | 7.3.2.4 | 7.3.2.4 Forecast of a fire risk index, fire potential index, or similar | 0 | 311.6314 | 311.6314 | 311.6314 |  | 0 | 1822.848 | 0 | 1822.848 | 25597 | 25597 | Program applies to HFTD | 0 | 1986.66 | 0 | 1986.66 | 25597 | 25597 | Program applies to HFTD | 0 | 2155.9324 | 0 | 2155.9324 | 25597 | 25597 | Program applies to HFTD | 0 | 2082.6273 | 0 | 2082.6273 | 25439 | 25439 | Program applies to HFTD | 0 | 2545.9816 | 0 | 2545.9816 | 25439 | 25439 | Program applies to HFTD | 0 | 2619.738 | 0 | 2619.738 | 25439 | 25439 | Program applies to HFTD
5.3.2.5 | 5.3.2.5, Personnel monitoring areas of electric lines and equipment in elevated fire risk conditions | 7.3.2.5 | 7.3.2.5 Personnel monitoring areas of electric lines and equipment in elevated fire risk conditions | 0 | 0.50237 | 0.53955 | 0.55339 |  | 0 | 4733.5331 | 0 | 4733.5331 | N/A | N/A | Line miles treated is not an appropriate metric to measure this initiative. | 0 | 7411.3036 | 0 | 7411.3036 | N/A | N/A | Line miles treated is not an appropriate metric to measure this initiative. | 0 | 8257.1755 | 0 | 8257.1755 | N/A | N/A | Line miles treated is not an appropriate metric to measure this initiative. | 250.785 | 3068.3805 | 250.785 | 3068.3805 | N/A | N/A | Line miles treated is not an appropriate metric to measure this initiative. | 30.3054 | 4187.8 | 30.3054 | 4187.8 | N/A | N/A | Line miles treated is not an appropriate metric to measure this initiative. | 238.074 | 4972.6 | 238.074 | 4972.6 | N/A | N/A | Line miles treated is not an appropriate metric to measure this initiative.
5.3.2.6 | 5.3.2.6, Weather forecasting and estimating impacts on electric lines and equipment, SOPP | 7.3.2.6 | 7.3.2.6 Weather forecasting and estimating impacts on electric lines and equipment | 0 | 991.2263 | 991.2263 | 991.2263 |  | 0 | 1974.216 | 0 | 1974.216 | 25597 | 25597 | Program applies to HFTD | 0 | 2037.345 | 0 | 2037.345 | 25597 | 25597 | Program applies to HFTD | 0 | 2102.5783 | 0 | 2102.5783 | 25597 | 25597 | Program applies to HFTD | 0 | 488.1249 | 0 | 488.1249 | 25439 | 25439 | Program applies to HFTD | 1028 | 1105.6583 | 1028 | 1105.6583 | 25439 | 25439 | Program applies to HFTD | 1058 | 1137.846 | 1058 | 1137.846 | 25439 | 25439 | Program applies to HFTD
5.3.2.7-1 | 5.3.2.7-1, Other, Wildfire Safety Operations Center (WSOC) | 7.3.2.7 | 7.3.2.7 Other, Wildfire Safety Operations Center (WSOC) | N/A - Foundational | N/A - Foundational | N/A - Foundational | N/A - Foundational |  | 51.2 | 9189.7378 | 51.2 | 9189.7378 | 25597 | 25597 | Program applies to HFTD | 52.38 | 11355.8858 | 52.38 | 11355.8858 | 25597 | 25597 | Program applies to HFTD | 53.685 | 12171.7792 | 53.685 | 12171.7792 | 25597 | 25597 | Program applies to HFTD | -34.0887 | 4117.327 | -34.0887 | 4117.327 | 25439 | 25439 | Program applies to HFTD | 1542.0027 | 6193 | 1542.0027 | 6193 | 25439 | 25439 | Program applies to HFTD | 105.7812 | 7170 | 105.7812 | 7170 | 25439 | 25439 | Program applies to HFTD
5.3.2.7-2 | 5.3.2.7-2, Other, Meteorology Operations Center | 7.3.2.8 | 7.3.2.8 Other, Meteorology Analytics/Operations Center | N/A - Foundational | N/A - Foundational | N/A - Foundational | N/A - Foundational |  | 398.1394 | 0 | 398.1394 | 0 | 25597 | 25597 | Program applies to HFTD | 0 | 0 | 0 | 0 | 25597 | 25597 | Program applies to HFTD | 0 | 0 | 0 | 0 | 25597 | 25597 | Program applies to HFTD | 920.104 | 0 | 920.104 | 0 | 25439 | 25439 | Program applies to HFTD | 0 | 0 | 0 | 0 | 25439 | 25439 | Program applies to HFTD | 0 | 0 | 0 | 0 | 25439 | 25439 | Program applies to HFTD
5.3.3.1 | 5.3.3.1, Capacitor maintenance and replacement program | 7.3.3.1 | 7.3.3.1 Capacitor maintenance and replacement program | 0.42412 | 279.2509 | 280.4843 | 279.7268 |  | 15412.0661 | 1329.925 | 83666.6561 | 7650.5958 | 13265.6667 | 24263 | Assume that these remediations are tags/notifications resulting from inspections based on the new inspection cycle of 100% T3, 33% T2, 20% T1 going forward. For 2019 assumes 100% of Tiers 2&3 based on WSIP | 15797.3677 | 1363.1731 | 85758.3226 | 7841.8607 | 13265.6667 | 24263 | Assume that these remediations are tags/notifications resulting from inspections based on the new inspection cycle of 100% T3, 33% T2, 20% T1 going forward. For 2019 assumes 100% of Tiers 2&3 based on WSIP | 16192.3019 | 1397.2524 | 87902.2806 | 8037.9072 | 13265.6667 | 24263 | Assume that these remediations are tags/notifications resulting from inspections based on the new inspection cycle of 100% T3, 33% T2, 20% T1 going forward. For 2019 assumes 100% of Tiers 2&3 based on WSIP | 2590.2539 | 98.5194 | 8248.0023 | 313.71 | 13265.6667 | 24263 | Assume that these remediations are tags/notifications resulting from inspections based on the new inspection cycle of 100% T3, 33% T2, 20% T1 going forward. For 2019 assumes 100% of Tiers 2&3 based on WSIP | 3567.0888 | 97.8463 | 11358.4836 | 311.5665 | 13265.6667 | 24263 | Assume that these remediations are tags/notifications resulting from inspections based on the new inspection cycle of 100% T3, 33% T2, 20% T1 going forward. For 2019 assumes 100% of Tiers 2&3 based on WSIP | 2374.7619 | 97.8463 | 7561.823 | 311.5665 | 13265.6667 | 24263 | Assume that these remediations are tags/notifications resulting from inspections based on the new inspection cycle of 100% T3, 33% T2, 20% T1 going forward. For 2019 assumes 100% of Tiers 2&3 based on WSIP
5.3.3.2-1 | 5.3.3.2-1, Circuit breaker maintenance and installation to de-energize lines upon detecting a fault, Non Enhanced - Maintenance Substation Distribution | 7.3.3.2-Baseline-D | 7.3.3.2-Baseline-D Circuit breaker maintenance and installation to de-energize lines upon detecting a fault, Baseline - Maintenance Substation Distribution | N/A | N/A | N/A | N/A |  | 2941.7484 | 1113.4428 | 28960.8501 | 4404.0086 | N/A | N/A | Line miles treated is not an appropriate metric for substation related investments | 3015.2921 | 1141.2789 | 29684.8713 | 4514.1088 | N/A | N/A | Line miles treated is not an appropriate metric for substation related investments | 3090.6744 | 1169.8109 | 30426.9931 | 4626.9615 | N/A | N/A | Line miles treated is not an appropriate metric for substation related investments | 5246.8828 | 743.7428 | 16707.3584 | 2368.259 | N/A | N/A | Line miles treated is not an appropriate metric for substation related investments | 2211.3622 | 742.4454 | 7041.5183 | 2364.1278 | N/A | N/A | Line miles treated is not an appropriate metric for substation related investments | 6.8433 | 742.4454 | 21.7908 | 2364.1278 | N/A | N/A | Line miles treated is not an appropriate metric for substation related investments
5.3.3.2-2 | 5.3.3.2-2, Circuit breaker maintenance and installation to de-energize lines upon detecting a fault, Non Enhanced - Maintenance Substation Transmission | 7.3.3.2-Baseline-T | 7.3.3.2-Baseline-T Circuit breaker maintenance and installation to de-energize lines upon detecting a fault, Baseline - Maintenance Substation Transmission | N/A | N/A | N/A | N/A |  | 25850.3662 | 0 | 60120.6717 | 0 | N/A | N/A | Line miles treated is not an appropriate metric for substation related investments | 26496.6254 | 0 | 61623.6885 | 0 | N/A | N/A | Line miles treated is not an appropriate metric for substation related investments | 27159.041 | 0 | 63164.2808 | 0 | N/A | N/A | Line miles treated is not an appropriate metric for substation related investments | 8800.6208 | 661.3201 | 28912.459 | 2172.6184 | N/A | N/A | Line miles treated is not an appropriate metric for substation related investments | 8227.3307 | 612.2942 | 27029.0436 | 2011.5548 | N/A | N/A | Line miles treated is not an appropriate metric for substation related investments | 9647.6046 | 595.9927 | 31695.034 | 1958 | N/A | N/A | Line miles treated is not an appropriate metric for substation related investments
5.3.3.2-3 | 5.3.3.2-3, Circuit breaker maintenance and installation to de-energize lines upon detecting a fault, Enhanced - Maintenance Substation Distribution | 7.3.3.2-Enhanced-D | 7.3.3.2-Enhanced-D Circuit breaker maintenance and installation to de-energize lines upon detecting a fault, Enhanced - Maintenance Substation Distribution | N/A | N/A | N/A | N/A |  | 3314.9498 | 255.8395 | 4668.549 | 3557.598 | N/A | N/A | Line miles treated is not an appropriate metric for substation related investments | 3397.8236 | 262.2355 | 4785.2627 | 3646.5379 | N/A | N/A | Line miles treated is not an appropriate metric for substation related investments | 3482.7692 | 268.7914 | 4904.8943 | 3737.7014 | N/A | N/A | Line miles treated is not an appropriate metric for substation related investments | 3345.9811 | 484.8695 | 3345.9811 | 484.8695 | N/A | N/A | Line miles treated is not an appropriate metric for substation related investments | 657.2115 | 295.4761 | 657.2115 | 295.4761 | N/A | N/A | Line miles treated is not an appropriate metric for substation related investments | 675.6134 | 120.8445 | 675.6134 | 120.8445 | N/A | N/A | Line miles treated is not an appropriate metric for substation related investments
5.3.3.2-4 | 5.3.3.2-4, Circuit breaker maintenance and installation to de-energize lines upon detecting a fault, Enhanced - Maintenance Substation Transmission | 7.3.3.2-Enhanced-T | 7.3.3.2-Enhanced-T Circuit breaker maintenance and installation to de-energize lines upon detecting a fault, Enhanced - Maintenance Substation Transmission | N/A | N/A | N/A | N/A |  | 524.0968 | 194.8525 | 981.1073 | 3318.8606 | N/A | N/A | Line miles treated is not an appropriate metric for substation related investments | 537.1992 | 199.7238 | 1005.635 | 3401.8321 | N/A | N/A | Line miles treated is not an appropriate metric for substation related investments | 550.6292 | 204.7169 | 1030.7759 | 3486.8779 | N/A | N/A | Line miles treated is not an appropriate metric for substation related investments | 2992.3352 | 747.4385 | 2992.3352 | 747.4385 | N/A | N/A | Line miles treated is not an appropriate metric for substation related investments | 643.6299 | 1132.3118 | 643.6299 | 1132.3118 | N/A | N/A | Line miles treated is not an appropriate metric for substation related investments | 659.3536 | 553.4312 | 659.3536 | 553.4312 | N/A | N/A | Line miles treated is not an appropriate metric for substation related investments
5.3.3.3 | 5.3.3.3, Covered conductor installation | 7.3.3.3 | 7.3.3.3 Covered conductor installation | N/A | lowUG: 4.40 to highUG: 4.50 | lowUG: 4.40 to highUG: 4.50 | lowUG: 4.40 to highUG: 4.50 | Range represents values based on low to high UG miles ranging from 10% to 31% per year. | 17017 | 0 | 17017 | 0 | 221 | 221 | Covered conductor in this initiative is in HFTDs | 27566 | 0 | 27566 | 0 | 358 | 358 | Covered conductor in this initiative is in HFTDs | 34034 | 0 | 34034 | 0 | 442 | 442 | Covered conductor in this initiative is in HFTDs | 448962 | 0 | 448962 | 0 | 339.3 | 339.3 | Covered conductor in this initiative is in HFTDs | lowUG: $254,100 to highUG: $188,312 | 0 | lowUG: $254,100 to highUG: $188,312 | 0 | lowUG: 146 to highUG: 108.2 | lowUG: 146 to highUG: 108.2 | Covered conductor in this initiative is in HFTDs | lowUG: $659,660 to highUG: $495,659 | 0 | lowUG: $659,660 to highUG: $495,659 | 0 | lowUG: 397 to highUG: 298.3 | lowUG: 397 to highUG: 298.3 | Covered conductor in this initiative is in HFTDs
5.3.3.4 | 5.3.3.4, Covered conductor maintenance | 7.3.3.4 | 7.3.3.4 Covered conductor maintenance | 1.7385 | 2491.7921 | 2119.7927 | 2119.3925 |  | 6269.845 | 1329.801 | 16961.876 | 1865.8393 | 13265.6667 | 13265.6667 | Covered conductor in this initiative is in HFTDs, maintenance will apply for 100% T3 and 33% of T2 annually. Line miles states is for all applicable circuit miles regardless of covered conductor. | 6426.5911 | 1363.046 | 17385.9229 | 1912.4853 | 13265.6667 | 13265.6667 | Covered conductor in this initiative is in HFTDs, maintenance will apply for 100% T3 and 33% of T2 annually. Line miles states is for all applicable circuit miles regardless of covered conductor. | 6587.2559 | 1397.1222 | 17820.571 | 1960.2974 | 13265.6667 | 13265.6667 | Covered conductor in this initiative is in HFTDs, maintenance will apply for 100% T3 and 33% of T2 annually. Line miles states is for all applicable circuit miles regardless of covered conductor. | 3852.9991 | 6127.4326 | 10670.643 | 8597.3799 | 13265.6667 | 24263 | Assume that these remediations are tags/notifications resulting from inspections based on the new inspection cycle of 100% T3, 33% T2, 20% T1 going forward. For 2019 assumes 100% of Tiers 2&3 based on WSIP | 8855.5606 | 6364.2765 | 14419.982 | 9037.8945 | 13265.6667 | 24263 | Assume that these remediations are tags/notifications resulting from inspections based on the new inspection cycle of 100% T3, 33% T2, 20% T1 going forward. For 2019 assumes 100% of Tiers 2&3 based on WSIP | 7674.063 | 4058.1442 | 12496.0865 | 4058.1442 | 13265.6667 | 24263 | Assume that these remediations are tags/notifications resulting from inspections based on the new inspection cycle of 100% T3, 33% T2, 20% T1 going forward. For 2019 assumes 100% of Tiers 2&3 based on WSIP
5.3.3.5 | 5.3.3.5, Crossarm maintenance, repair, and replacement | 7.3.3.5 | 7.3.3.5 Crossarm maintenance, repair, and replacement | 0.5585 | 535.1508 | 619.3008 | 619.2245 |  | 90276.3931 | 218.8021 | 127802.7726 | 348.7421 | 16270 | 58084 | Based on 2020 WMP write up, PG&E conducts annual patrols in urban areas and bi-annual patrols in rural areas, visually looking for damaged equipment and other defects on the distribution overhead system | 118609.1779 | 224.2722 | 157073.7169 | 357.4606 | 16270 | 58084 | Based on 2020 WMP write up, PG&E conducts annual patrols in urban areas and bi-annual patrols in rural areas, visually looking for damaged equipment and other defects on the distribution overhead system | 136459.324 | 229.879 | 175885.4765 | 366.3972 | 16270 | 58084 | Based on 2020 WMP write up, PG&E conducts annual patrols in urban areas and bi-annual patrols in rural areas, visually looking for damaged equipment and other defects on the distribution overhead system | 35719.1415 | 457.1178 | 67301.3931 | 618.8625 | 16270 | 58084 | Based on 2021 WMP write up, PG&E conducts annual patrols in urban areas and bi-annual patrols in rural areas, visually looking for damaged equipment and other defects on the distribution overhead system | 28397.5648 | 492.1379 | 61025.0598 | 778.4836 | 16270 | 58084 | Based on 2021 WMP write up, PG&E conducts annual patrols in urban areas and bi-annual patrols in rural areas, visually looking for damaged equipment and other defects on the distribution overhead system | 20973.8047 | 440.5361 | 47523.6961 | 597.9065 | 16270 | 58084 | Based on 2021 WMP write up, PG&E conducts annual patrols in urban areas and bi-annual patrols in rural areas, visually looking for damaged equipment and other defects on the distribution overhead system
5.3.3.6 | 5.3.3.6, Distribution pole replacement and reinforcement, including with composite poles | 7.3.3.6 | 7.3.3.6 Distribution pole replacement and reinforcement, including with composite poles | 0.20232 | 1610.3112 | 246.6917 | 377.9822 |  | 210914 | 1563.2763 | 248116 | 4921.8439 | 13265.6667 | 24263.94 | 100% for 2019 based on WSIP and 100% T3, 33% T2, 20% T1 based on new inspection cycle | 216186.85 | 1602.3582 | 254318.9 | 5044.89 | 13265.6667 | 24263.94 | 100% for 2019 based on WSIP and 100% T3, 33% T2, 20% T1 based on new inspection cycle | 221591.5212 | 1642.4172 | 260676.8725 | 5171.0122 | 13265.6667 | 24263.94 | 100% for 2019 based on WSIP and 100% T3, 33% T2, 20% T1 based on new inspection cycle | 168642.2598 | 1502.2301 | 238786.0534 | 4783.4683 | 13265.6667 | 24263 | Assume that these remediations are tags/notifications resulting from inspections based on the new inspection cycle of 100% T3, 33% T2, 20% T1 going forward. For 2019 assumes 100% of Tiers 2&3 based on WSIP | 193278.4864 | 1085.9737 | 301006.6627 | 3458.006 | 13265.6667 | 24263 | Assume that these remediations are tags/notifications resulting from inspections based on the new inspection cycle of 100% T3, 33% T2, 20% T1 going forward. For 2019 assumes 100% of Tiers 2&3 based on WSIP | 228806.6865 | 1085.9737 | 356337.3161 | 3458.006 | 13265.6667 | 24263 | Assume that these remediations are tags/notifications resulting from inspections based on the new inspection cycle of 100% T3, 33% T2, 20% T1 going forward. For 2019 assumes 100% of Tiers 2&3 based on WSIP
5.3.3.7 | 5.3.3.7, Expulsion fuse replacement | 7.3.3.7 | 7.3.3.7 Expulsion fuse replacement | 0 | 24.9046 | 25.1497 | 25.1503 |  | 5423.125 | 0 | 5423.125 | 0 | 3656.7143 | 3656.7143 | 2020 Line miles treated was based on an assumption that the total HFTD system would be completed over 7 years, assumed 1/7 of total HFTD mileage (25,597) per year | 5558.7031 | 0 | 5558.7031 | 0 | 3656.7143 | 3656.7143 | 2020 Line miles treated was based on an assumption that the total HFTD system would be completed over 7 years, assumed 1/7 of total HFTD mileage (25,597) per year | 5697.6707 | 0 | 5697.6707 | 0 | 3656.7143 | 3656.7143 | 2020 Line miles treated was based on an assumption that the total HFTD system would be completed over 7 years, assumed 1/7 of total HFTD mileage (25,597) per year | 7846.551 | 0 | 7846.551 | 0 | 1219.1756 | 1219.1756 | Based on recent re-count of non-exempt fuses (13,500) and the total HFTD mileage (25,597), mileage updated to match unit forecasts. | 15124.9231 | 0 | 15124.9231 | 0 | 2275.2889 | 2275.2889 | Based on recent re-count of non-exempt fuses (13,500) and the total HFTD mileage (25,597), mileage updated to match unit forecasts. | 15433.4726 | 0 | 15433.4726 | 0 | 2275.2889 | 2275.2889 | Based on recent re-count of non-exempt fuses (13,500) and the total HFTD mileage (25,597), mileage updated to match unit forecasts.
5.3.3.8-1 | 5.3.3.8-1, Grid topology improvements to mitigate or reduce PSPS events, PSPS Granular Sectionalizing, Distribution | 7.3.3.8.1 | 7.3.3.8.1 Grid topology improvements to mitigate or reduce PSPS events, Distribution Line Sectionalizing | 0 | 39.4802 | 39.4802 | 39.4802 |  | 83390 | 0 | 83390 | 0 | 17010.8106 | 17010.8106 | Focus of switches is to reduce PSPS event scope, not related to "line miles treated" [Prior comment: Based on WMP write up 10 year program with 603 in 2020, 250 in 2021, and 100 in 2022, with at total of 1653 over the 10 years if 100 per year starting in 2022. Multiplied % by total HFTD miles.] | 18311.9932 | 0 | 18311.9932 | 0 | 3000.55 | 3000.55 | Focus of switches is to reduce PSPS event scope, not related to "line miles treated" [Prior comment: Based on WMP write up 10 year program with 603 in 2020, 250 in 2021, and 100 in 2022, with at total of 1653 over the 10 years if 100 per year starting in 2022. Multiplied % by total HFTD miles.] | 0 | 0 | 0 | 0 | 0 | 0 | Focus of switches is to reduce PSPS event scope, not related to "line miles treated" [Prior comment: Based on WMP write up 10 year program with 603 in 2020, 250 in 2021, and 100 in 2022, with at total of 1653 over the 10 years if 100 per year starting in 2022. Multiplied % by total HFTD miles.] | 70044.7358 | 0 | 70044.7358 | 0 | N/A | N/A | Focus of switches is to reduce PSPS event scope, not related to "line miles treated" [Prior comment: Based on WMP write up 10 year program with 603 in 2020, 250 in 2021, and 100 in 2022, with at total of 1653 over the 10 years if 100 per year starting in 2022. Multiplied % by total HFTD miles.] | 27627.6962 | 0 | 27627.6962 | 0 | N/A | N/A | Focus of switches is to reduce PSPS event scope, not related to "line miles treated" [Prior comment: Based on WMP write up 10 year program with 603 in 2020, 250 in 2021, and 100 in 2022, with at total of 1653 over the 10 years if 100 per year starting in 2022. Multiplied % by total HFTD miles.] | 17623.0616 | 0 | 17623.0616 | 0 | N/A | N/A | Focus of switches is to reduce PSPS event scope, not related to "line miles treated" [Prior comment: Based on WMP write up 10 year program with 603 in 2020, 250 in 2021, and 100 in 2022, with at total of 1653 over the 10 years if 100 per year starting in 2022. Multiplied % by total HFTD miles.]
5.3.3.8-2 | 5.3.3.8-2, Grid topology improvements to mitigate or reduce PSPS events, Transmission Sectionalizing, Substation | 7.3.3.8.2 | 7.3.3.8.2 Grid topology improvements to mitigate or reduce PSPS events, Transmission Line Sectionalizing | 0 | 255.1026 | 255.1026 | 255.1026 |  | 37183.6692 | 0 | 69483.7917 | 0 | 1705.5844 | 1705.5844 | Focus of switches is to reduce PSPS event scope, not related to "line miles treated" [Prior note: 54 SCADA switches were installed in T2 and T3 in 2019. However focus of the program was on reliability improvement. Focus switched for 2020 on mitigating PSPS impacts.] | 0 | 0 | 33107.6256 | 0 | N/A | N/A | Focus of switches is to reduce PSPS event scope, not related to "line miles treated" [Prior note: 54 SCADA switches were installed in T2 and T3 in 2019. However focus of the program was on reliability improvement. Focus switched for 2020 on mitigating PSPS impacts.] | 0 | 0 | 33935.3163 | 0 | N/A | N/A | Focus of switches is to reduce PSPS event scope, not related to "line miles treated" [Prior note: 54 SCADA switches were installed in T2 and T3 in 2019. However focus of the program was on reliability improvement. Focus switched for 2020 on mitigating PSPS impacts.] | 42048.4121 | 0 | 48850.3611 | 0 | N/A | N/A | Focus of switches is to reduce PSPS event scope, not related to "line miles treated" [Prior comment: Based on WMP write up 10 year program with 603 in 2020, 250 in 2021, and 100 in 2022, with at total of 1653 over the 10 years if 100 per year starting in 2022. Multiplied % by total HFTD miles.] | 11927.4964 | 0 | 39185.1052 | 0 | N/A | N/A | Focus of switches is to reduce PSPS event scope, not related to "line miles treated" [Prior comment: Based on WMP write up 10 year program with 603 in 2020, 250 in 2021, and 100 in 2022, with at total of 1653 over the 10 years if 100 per year starting in 2022. Multiplied % by total HFTD miles.] | 14658.0248 | 0 | 48155.642 | 0 | N/A | N/A | Focus of switches is to reduce PSPS event scope, not related to "line miles treated" [Prior comment: Based on WMP write up 10 year program with 603 in 2020, 250 in 2021, and 100 in 2022, with at total of 1653 over the 10 years if 100 per year starting in 2022. Multiplied % by total HFTD miles.]
N/A - Not in Sept 2020 filing | N/A - Not in Sept 2020 filing | 7.3.3.8.3 | 7.3.3.8.3 Grid topology improvements to mitigate or reduce PSPS events, Distribution Line Motorized Switch Operator Pilot | N/A - Foundational | N/A - Foundational | N/A - Foundational | N/A - Foundational |  | N/A - 7.3.3.8.3, Distribution Line Motorized Switch Operator Pilot not in Sept 9 2020 filing | N/A - 7.3.3.8.3, Distribution Line Motorized Switch Operator Pilot not in Sept 9 2020 filing | N/A - 7.3.3.8.3, Distribution Line Motorized Switch Operator Pilot not in Sept 9 2020 filing | N/A - 7.3.3.8.3, Distribution Line Motorized Switch Operator Pilot not in Sept 9 2020 filing | N/A - 7.3.3.8.3, Distribution Line Motorized Switch Operator Pilot not in Sept 9 2020 filing | N/A - 7.3.3.8.3, Distribution Line Motorized Switch Operator Pilot not in Sept 9 2020 filing | N/A - 7.3.3.8.3, Distribution Line Motorized Switch Operator Pilot not in Sept 9 2020 filing | N/A - 7.3.3.8.3, Distribution Line Motorized Switch Operator Pilot not in Sept 9 2020 filing | N/A - 7.3.3.8.3, Distribution Line Motorized Switch Operator Pilot not in Sept 9 2020 filing | N/A - 7.3.3.8.3, Distribution Line Motorized Switch Operator Pilot not in Sept 9 2020 filing | N/A - 7.3.3.8.3, Distribution Line Motorized Switch Operator Pilot not in Sept 9 2020 filing | N/A - 7.3.3.8.3, Distribution Line Motorized Switch Operator Pilot not in Sept 9 2020 filing | N/A - 7.3.3.8.3, Distribution Line Motorized Switch Operator Pilot not in Sept 9 2020 filing | N/A - 7.3.3.8.3, Distribution Line Motorized Switch Operator Pilot not in Sept 9 2020 filing | N/A - 7.3.3.8.3, Distribution Line Motorized Switch Operator Pilot not in Sept 9 2020 filing | N/A - 7.3.3.8.3, Distribution Line Motorized Switch Operator Pilot not in Sept 9 2020 filing | N/A - 7.3.3.8.3, Distribution Line Motorized Switch Operator Pilot not in Sept 9 2020 filing | N/A - 7.3.3.8.3, Distribution Line Motorized Switch Operator Pilot not in Sept 9 2020 filing | N/A - 7.3.3.8.3, Distribution Line Motorized Switch Operator Pilot not in Sept 9 2020 filing | N/A - 7.3.3.8.3, Distribution Line Motorized Switch Operator Pilot not in Sept 9 2020 filing | N/A - 7.3.3.8.3, Distribution Line Motorized Switch Operator Pilot not in Sept 9 2020 filing | 119.2788 | 0 | 119.2788 | 0 | N/A | N/A | Focus of switches is to reduce PSPS event scope, not related to "line miles treated" [Prior note: 54 SCADA switches were installed in T2 and T3 in 2019. However focus of the program was on reliability improvement. Focus switched for 2020 on mitigating PSPS impacts.] | 5262.4183 | 0 | 5262.4183 | 0 | N/A | N/A | Focus of switches is to reduce PSPS event scope, not related to "line miles treated" [Prior note: 54 SCADA switches were installed in T2 and T3 in 2019. However focus of the program was on reliability improvement. Focus switched for 2020 on mitigating PSPS impacts.] | 3356.7736 | 0 | 3356.7736 | 0 | N/A | N/A | Focus of switches is to reduce PSPS event scope, not related to "line miles treated" [Prior note: 54 SCADA switches were installed in T2 and T3 in 2019. However focus of the program was on reliability improvement. Focus switched for 2020 on mitigating PSPS impacts.]
5.3.3.8-3 | 5.3.3.8-3, Grid topology improvements to mitigate or reduce PSPS events, Resilience Zones, Distribution | REMOVED - 5.3.3.8-3 | Removed in 2021 WMP - 5.3.3.8-3 | [5 empty] | 11178 | 0 | 11178 | 0 | N/A | N/A |  | 12882.8716 | 0 | 12882.8716 | 0 | N/A | N/A |  | 15481.2 | 0 | 15481.2 | 0 | N/A | N/A |  | N/A - 5.3.3.8-3, Resilience Zones, Distribution removed in 2021 filing | N/A - 5.3.3.8-3, Resilience Zones, Distribution removed in 2021 filing | N/A - 5.3.3.8-3, Resilience Zones, Distribution removed in 2021 filing | N/A - 5.3.3.8-3, Resilience Zones, Distribution removed in 2021 filing | N/A - 5.3.3.8-3, Resilience Zones, Distribution removed in 2021 filing | N/A - 5.3.3.8-3, Resilience Zones, Distribution removed in 2021 filing | N/A - 5.3.3.8-3, Resilience Zones, Distribution removed in 2021 filing | N/A - 5.3.3.8-3, Resilience Zones, Distribution removed in 2021 filing | N/A - 5.3.3.8-3, Resilience Zones, Distribution removed in 2021 filing | N/A - 5.3.3.8-3, Resilience Zones, Distribution removed in 2021 filing | N/A - 5.3.3.8-3, Resilience Zones, Distribution removed in 2021 filing | N/A - 5.3.3.8-3, Resilience Zones, Distribution removed in 2021 filing | N/A - 5.3.3.8-3, Resilience Zones, Distribution removed in 2021 filing | N/A - 5.3.3.8-3, Resilience Zones, Distribution removed in 2021 filing | N/A - 5.3.3.8-3, Resilience Zones, Distribution removed in 2021 filing | N/A - 5.3.3.8-3, Resilience Zones, Distribution removed in 2021 filing | N/A - 5.3.3.8-3, Resilience Zones, Distribution removed in 2021 filing | N/A - 5.3.3.8-3, Resilience Zones, Distribution removed in 2021 filing | N/A - 5.3.3.8-3, Resilience Zones, Distribution removed in 2021 filing | N/A - 5.3.3.8-3, Resilience Zones, Distribution removed in 2021 filing | N/A - 5.3.3.8-3, Resilience Zones, Distribution removed in 2021 filing
5.3.3.9-1 | 5.3.3.9-1, Installation of system automation equipment, Expanded Automation | REMOVED-5.3.3.9-1 | Removed in 2021 WMP - 5.3.3.9-1 | [5 empty] | 3780 | 126.9207 | 5316.5212 | 126.9207 |  |  | Removed per 2020 WMP narrative does not provide units/line miles treated information | 0 | 130.4231 | 1574.9342 | 130.4231 | 0 |  |  | 0 | 133.9256 | 1614.3075 | 133.9256 | 0 |  |  | N/A - 5.3.3.9-1, Installation of system automation equipment, Expanded Automation was removed in 2021 filing | N/A - 5.3.3.9-1, Installation of system automation equipment, Expanded Automation was removed in 2021 filing | N/A - 5.3.3.9-1, Installation of system automation equipment, Expanded Automation was removed in 2021 filing | N/A - 5.3.3.9-1, Installation of system automation equipment, Expanded Automation was removed in 2021 filing | N/A - 5.3.3.9-1, Installation of system automation equipment, Expanded Automation was removed in 2021 filing | N/A - 5.3.3.9-1, Installation of system automation equipment, Expanded Automation was removed in 2021 filing | N/A - 5.3.3.9-1, Installation of system automation equipment, Expanded Automation was removed in 2021 filing | N/A - 5.3.3.9-1, Installation of system automation equipment, Expanded Automation was removed in 2021 filing | N/A - 5.3.3.9-1, Installation of system automation equipment, Expanded Automation was removed in 2021 filing | N/A - 5.3.3.9-1, Installation of system automation equipment, Expanded Automation was removed in 2021 filing | N/A - 5.3.3.9-1, Installation of system automation equipment, Expanded Automation was removed in 2021 filing | N/A - 5.3.3.9-1, Installation of system automation equipment, Expanded Automation was removed in 2021 filing | N/A - 5.3.3.9-1, Installation of system automation equipment, Expanded Automation was removed in 2021 filing | N/A - 5.3.3.9-1, Installation of system automation equipment, Expanded Automation was removed in 2021 filing | N/A - 5.3.3.9-1, Installation of system automation equipment, Expanded Automation was removed in 2021 filing | N/A - 5.3.3.9-1, Installation of system automation equipment, Expanded Automation was removed in 2021 filing | N/A - 5.3.3.9-1, Installation of system automation equipment, Expanded Automation was removed in 2021 filing | N/A - 5.3.3.9-1, Installation of system automation equipment, Expanded Automation was removed in 2021 filing | N/A - 5.3.3.9-1, Installation of system automation equipment, Expanded Automation was removed in 2021 filing | N/A - 5.3.3.9-1, Installation of system automation equipment, Expanded Automation was removed in 2021 filing | N/A - 5.3.3.9-1, Installation of system automation equipment, Expanded Automation was removed in 2021 filing
5.3.3.9-3 | 5.3.3.9-3, Installation of system automation equipment, Installation of system automation equipment, Distribution and Distribution Substation | 7.3.3.9.1 | 7.3.3.9.1 Installation of system automation equipment, Installation of System Automation Equipment | N/A | N/A | N/A | N/A |  | 4087.2123 | 0 | 21724.0872 | 0 | N/A | N/A | Line miles treated is not an appropriate metric for substation related investments | 4189.3926 | 0 | 22267.1893 | 0 | N/A | N/A | Line miles treated is not an appropriate metric for substation related investments | 4294.1275 | 0 | 22823.8691 | 0 | N/A | N/A | Line miles treated is not an appropriate metric for substation related investments | 6373.6934 | 10.1405 | 17226.2273 | 10.1405 | N/A | N/A | Line miles treated is not an appropriate metric for substation related investments | 10132.5666 | 134.2274 | 16996.1601 | 134.2274 | N/A | N/A | Line miles treated is not an appropriate metric for substation related investments | 4885.9183 | 138.1469 | 15557.9593 | 138.1469 | N/A | N/A | Line miles treated is not an appropriate metric for substation related investments | The cells highlighted in orange in this row have been corrected to address a double-counting error in the financials.
5.3.3.9-2 | 5.3.3.9-2, Installation of system automation equipment, Fuse Saver, Distribution | 7.3.3.9.2 | 7.3.3.9.2 Installation of system automation equipment, Single phase reclosers | N/A | N/A | N/A | N/A |  | 3486.665 | 0 | 3486.665 | 0 | 4965.818 | 4965.818 | Line miles treated for this line item only applies to fuse saver information | 3990.7577 | 0 | 3990.7577 | 0 | 5528.952 | 5528.952 | Line miles treated for this line item only applies to fuse saver information | 4030.544 | 0 | 4030.544 | 0 | 5426.564 | 5426.564 | Line miles treated for this line item only applies to fuse saver information | 0 | 0 | 0 | 0 | N/A | N/A | Line miles treated is not an appropriate metric for substation related investments | 2304.747 | 0 | 2304.747 | 0 | N/A | N/A | Line miles treated is not an appropriate metric for substation related investments | 2772.5253 | 0 | 2772.5253 | 0 | N/A | N/A | Line miles treated is not an appropriate metric for substation related investments
5.3.3.10 | 5.3.3.10, Maintenance, repair, and replacement of connectors, including hotline clamps, Distribution, Transmission, and System Hardening | 7.3.3.10 | 7.3.3.10 Maintenance, repair, and replacement of connectors, including hotline clamps | 1.3745 | 3913.7492 | 2632.1582 | 2697.7763 |  | 39257.5268 | 2648.591 | 40525.775 | 3063.2117 | 13265.6667 | 24263.94 | 100% for 2019 based on WSIP and 100% T3, 33% T2, 20% T1 based on new inspection cycle | 60179.34 | 2714.8058 | 61479.2943 | 3139.792 | 13265.6667 | 24263.94 | 100% for 2019 based on WSIP and 100% T3, 33% T2, 20% T1 based on new inspection cycle | 73066.4068 | 2782.676 | 74398.86 | 3218.2868 | 13265.6667 | 24263.94 | 100% for 2019 based on WSIP and 100% T3, 33% T2, 20% T1 based on new inspection cycle | 1010.8572 | 6906.6015 | 1233.5027 | 7931.7331 | N/A | N/A | No particular line miles addressed, repairs are identified and managed through existing, other programs. [Prior note: Whole system, 100% for 2019 based on WSIP and 100% T3, 33% T2, 20% T1 based on new inspection cycle] | 114.3637 | 596.6218 | 199.4683 | 869.5081 | N/A | N/A | No particular line miles addressed, repairs are identified and managed through existing, other programs. [Prior note: Whole system, 100% for 2019 based on WSIP and 100% T3, 33% T2, 20% T1 based on new inspection cycle] | 99.1055 | 323.3797 | 172.8555 | 445.9096 | N/A | N/A | No particular line miles addressed, repairs are identified and managed through existing, other programs. [Prior note: Whole system, 100% for 2019 based on WSIP and 100% T3, 33% T2, 20% T1 based on new inspection cycle]
5.3.3.11-1 | 5.3.3.11-1, Mitigation of impact on customers and other residents affected during PSPS event, Distributed Generation Enabled Microgrids (DGEMs) | 7.3.3.11.1 | 7.3.3.11.1 Mitigation of impact on customers and other residents affected during PSPS event, Generation for PSPS Mitigation | 0 | 7.729 | 7.729 | 7.729 |  | 99000.0025 | 46769.2308 | 99000.0025 | 46769.2308 | N/A | N/A | Line miles treated is not an appropriate metric for substation related investments | 0 | 0 | 0 | 0 | N/A | N/A | Line miles treated is not an appropriate metric for substation related investments | 0 | 0 | 0 | 0 | N/A | N/A | Line miles treated is not an appropriate metric for substation related investments | 35952.7601 | 138451 | 35952.7601 | 138451 | N/A | N/A | N/A 0 substation should not be calculated by circuit mile | 47470.9987 | 103371.381 | 47470.9987 | 103371.381 | N/A | N/A | N/A 0 substation should not be calculated by circuit mile | 49257.893 | 131385.3859 | 49257.893 | 131385.3859 | N/A | N/A | N/A 0 substation should not be calculated by circuit mile
5.3.3.11-2 | 5.3.3.11-2, Mitigation of impact on customers and other residents affected during PSPS event, PSPS Control only (substation) | 7.3.3.11.2 | 7.3.3.11.2 Mitigation of impact on customers and other residents affected during PSPS event, Substation activities to enable reduction of PSPS impacts | N/A - Foundational | N/A - Foundational | N/A - Foundational | N/A - Foundational |  | 9945.5368 | 0 | 24572.0115 | 0 | N/A | N/A | Line miles treated is not an appropriate metric for substation related investments | 10194.1752 | 0 | 25186.3118 | 0 | N/A | N/A | Line miles treated is not an appropriate metric for substation related investments | 10449.0296 | 0 | 25815.9696 | 0 | N/A | N/A | Line miles treated is not an appropriate metric for substation related investments | 3561.9208 | 0 | 11342.0273 | 0 | N/A | N/A | N/A 0 substation should not be calculated by circuit mile | 825.2424 | 0 | 2627.7738 | 0 | N/A | N/A | N/A 0 substation should not be calculated by circuit mile | 0 | 0 | 0 | 0 | N/A | N/A | N/A 0 substation should not be calculated by circuit mile
N/A - Not in Sept 2020 filing | N/A - Not in Sept 2020 filing | 7.3.3.11.3 | 7.3.3.11.3 Mitigation of impact on customers and other residents affected during PSPS event, Emergency Back-up Generation – PG&E Service Centers & Materials Distribution Centers | N/A - Foundational | N/A - Foundational | N/A - Foundational | N/A - Foundational |  | N/A - 7.3.3.11.3, Emergency Back-up Generation – PG&E Service Centers & Materials Distribution not in Sept 9 2020 filing | N/A - 7.3.3.11.3, Emergency Back-up Generation – PG&E Service Centers & Materials Distribution not in Sept 9 2020 filing | N/A - 7.3.3.11.3, Emergency Back-up Generation – PG&E Service Centers & Materials Distribution not in Sept 9 2020 filing | N/A - 7.3.3.11.3, Emergency Back-up Generation – PG&E Service Centers & Materials Distribution not in Sept 9 2020 filing | N/A - 7.3.3.11.3, Emergency Back-up Generation – PG&E Service Centers & Materials Distribution not in Sept 9 2020 filing | N/A - 7.3.3.11.3, Emergency Back-up Generation – PG&E Service Centers & Materials Distribution not in Sept 9 2020 filing | N/A - 7.3.3.11.3, Emergency Back-up Generation – PG&E Service Centers & Materials Distribution not in Sept 9 2020 filing | N/A - 7.3.3.11.3, Emergency Back-up Generation – PG&E Service Centers & Materials Distribution not in Sept 9 2020 filing | N/A - 7.3.3.11.3, Emergency Back-up Generation – PG&E Service Centers & Materials Distribution not in Sept 9 2020 filing | N/A - 7.3.3.11.3, Emergency Back-up Generation – PG&E Service Centers & Materials Distribution not in Sept 9 2020 filing | N/A - 7.3.3.11.3, Emergency Back-up Generation – PG&E Service Centers & Materials Distribution not in Sept 9 2020 filing | N/A - 7.3.3.11.3, Emergency Back-up Generation – PG&E Service Centers & Materials Distribution not in Sept 9 2020 filing | N/A - 7.3.3.11.3, Emergency Back-up Generation – PG&E Service Centers & Materials Distribution not in Sept 9 2020 filing | N/A - 7.3.3.11.3, Emergency Back-up Generation – PG&E Service Centers & Materials Distribution not in Sept 9 2020 filing | N/A - 7.3.3.11.3, Emergency Back-up Generation – PG&E Service Centers & Materials Distribution not in Sept 9 2020 filing | N/A - 7.3.3.11.3, Emergency Back-up Generation – PG&E Service Centers & Materials Distribution not in Sept 9 2020 filing | N/A - 7.3.3.11.3, Emergency Back-up Generation – PG&E Service Centers & Materials Distribution not in Sept 9 2020 filing | N/A - 7.3.3.11.3, Emergency Back-up Generation – PG&E Service Centers & Materials Distribution not in Sept 9 2020 filing | N/A - 7.3.3.11.3, Emergency Back-up Generation – PG&E Service Centers & Materials Distribution not in Sept 9 2020 filing | N/A - 7.3.3.11.3, Emergency Back-up Generation – PG&E Service Centers & Materials Distribution not in Sept 9 2020 filing | N/A - 7.3.3.11.3, Emergency Back-up Generation – PG&E Service Centers & Materials Distribution not in Sept 9 2020 filing | 38390.6442 | 544.5578 | 38390.6442 | 544.5578 | N/A | N/A | CRESS Project - line miles not applicable | 54764.521 | 1000 | 54764.521 | 1000 | N/A | N/A | CRESS Project - line miles not applicable | 21272.963 | 1029.2 | 21272.963 | 1029.2 | N/A | N/A | CRESS Project - line miles not applicable
5.3.3.12-1 | 5.3.3.12-1, Other corrective action, Distribution Substation | 7.3.3.12.1 | 7.3.3.12.1 Other corrective action, Distribution Substation | 0 | 0 | 0 | 0 |  | 492.7234 | 0 | 2871.7817 | 0 | N/A | N/A | Line miles treated is not an appropriate metric for substation related investments | 505.0415 | 0 | 2943.5762 | 0 | N/A | N/A | Line miles treated is not an appropriate metric for substation related investments | 517.6676 | 0 | 3017.1656 | 0 | N/A | N/A | Line miles treated is not an appropriate metric for substation related investments | 1557.9488 | 3118.6037 | 4960.89 | 4117.7435 | N/A | N/A | N/A 0 substation should not be calculated by circuit mile | 1423.6287 | 1264.8868 | 4533.1822 | 4664.3344 | N/A | N/A | N/A 0 substation should not be calculated by circuit mile | 1701.9197 | 1301.695 | 5419.3287 | 4796.8891 | N/A | N/A | N/A 0 substation should not be calculated by circuit mile
5.3.3.12-2 | 5.3.3.12-2, Other corrective action, Transmission substation | 7.3.3.12.2 | 7.3.3.12.2 Other corrective action, Transmission Substation | 0 | 0 | 0 | 0 |  | 10629.578 | 0 | 36109.4595 | 0 | N/A | N/A | Line miles treated is not an appropriate metric for substation related investments | 10895.3174 | 0 | 37012.1959 | 0 | N/A | N/A | Line miles treated is not an appropriate metric for substation related investments | 11167.7003 | 0 | 37937.5008 | 0 | N/A | N/A | Line miles treated is not an appropriate metric for substation related investments | 291.7712 | 1208.0277 | 958.5485 | 1717.5279 | N/A | N/A | N/A 0 substation should not be calculated by circuit mile | 877.1663 | 1287.2376 | 2881.7326 | 2572.4205 | N/A | N/A | N/A 0 substation should not be calculated by circuit mile | 556.3614 | 1321.9507 | 1827.8001 | 3258.9829 | N/A | N/A | N/A 0 substation should not be calculated by circuit mile
5.3.3.12-3 | 5.3.3.12-3, Other corrective action, Non-Enhanced maintenance transmission | 7.3.3.12.3 | 7.3.3.12.3 Other corrective action, Maintenance, Transmission | 0.0020362 | 0 | 13.7573 | 13.7573 |  | 158096.4203 | 11297.4288 | 215510.4203 | 21109.3232 | 2768.6667 | 5234.6 | Transmission 100% for 2019 based on WSIP and 100% T3, 33% T2, 20% T1 based on new inspection cycle | 162048.8308 | 11579.8645 | 220898.1808 | 21637.0562 | 2768.6667 | 5234.6 | Transmission 100% for 2019 based on WSIP and 100% T3, 33% T2, 20% T1 based on new inspection cycle | 166100.0516 | 11869.3611 | 226420.6353 | 22177.9827 | 2768.6667 | 5234.6 | Transmission 100% for 2019 based on WSIP and 100% T3, 33% T2, 20% T1 based on new inspection cycle | 328417.6902 | 64498.5491 | 453389.7051 | 98704.3026 | 2862 | 5234.6 | Transmission 100% for 2019 based on WSIP and 100% T3, 33% T2, 20% T1 based on new inspection cycle | 296528.9096 | 77560.9008 | 442630.7354 | 100936.2257 | 2862 | 5234.6 | Transmission 100% for 2019 based on WSIP and 100% T3, 33% T2, 20% T1 based on new inspection cycle | 185534.4724 | 87128.3368 | 276800.7052 | 113644.082 | 2862 | 5234.6 | Transmission 100% for 2019 based on WSIP and 100% T3, 33% T2, 20% T1 based on new inspection cycle
5.3.3.12-4 | 5.3.3.12-4, Other corrective action, Enhanced maintenance distribution | 7.3.3.12.4 | 7.3.3.12.4 Other corrective action, Maintenance, Distribution | 0.12435 | 212.457 | 212.457 | 212.457 |  | 117703.7846 | 22289.0518 | 255196.0734 | 50270.6175 | 13265.6667 | 24263.94 | 100% for 2019 based on WSIP and 100% T3, 33% T2, 20% T1 based on new inspection cycle | 120646.3792 | 22846.2781 | 261575.9752 | 51527.383 | 13265.6667 | 24263.94 | 100% for 2019 based on WSIP and 100% T3, 33% T2, 20% T1 based on new inspection cycle | 123662.5387 | 23417.4351 | 268115.3746 | 52815.5675 | 13265.6667 | 24263.94 | 100% for 2019 based on WSIP and 100% T3, 33% T2, 20% T1 based on new inspection cycle | 129596.5057 | 67923.1153 | 249937.5369 | 98481.9083 | 13265.6667 | 24263 | 100% for 2019 based on WSIP and 100% T3, 33% T2, 20% T1 based on new inspection cycle | 144377.5784 | 39790.381 | 259826.5092 | 62218.4855 | 13265.6667 | 24263 | 100% for 2019 based on WSIP and 100% T3, 33% T2, 20% T1 based on new inspection cycle | 154838.816 | 15216.8099 | 257591.3088 | 39681.8232 | 13265.6667 | 24263 | 100% for 2019 based on WSIP and 100% T3, 33% T2, 20% T1 based on new inspection cycle
5.3.3.13 | 5.3.3.13, Pole loading infrastructure hardening and replacement program based on pole loading assessment program | 7.3.3.13 | 7.3.3.13 Pole loading infrastructure hardening and replacement program based on pole loading assessment program | 0.17899 | 64.8548 | 64.8133 | 65.0528 |  | 2575.5392 | 829.5205 | 2575.5392 | 829.5205 | 6399 | 6399 | 4 year program for HFTD, T1 will occur after 2024. | 0 | 149.1 | 0 | 149.1 | 6399 | 6399 | 4 year program for HFTD, T1 will occur after 2024. | 0 | 153.874 | 0 | 153.874 | 6399 | 6399 | 4 year program for HFTD, T1 will occur after 2024. | 6625.1225 | 61.0714 | 13772.3389 | 61.0714 | 6359.75 | 6359.75 | 4 year program for HFTD, T1 will occur after 2024. | 8435.8108 | 152 | 12440.4137 | 152 | 6359.75 | 6359.75 | 4 year program for HFTD, T1 will occur after 2024. | 315 | 19 | 8190 | 19 | 6359.75 | 6359.75 | 4 year program for HFTD, T1 will occur after 2024.
5.3.3.14 | 5.3.3.14, Transformers maintenance and replacement | 7.3.3.14 | 7.3.3.14 Transformers maintenance and replacement | 0.1085 | 38.6403 | 38.6378 | 38.6539 |  | 36661.989 | 15.397 | 48813.2014 | 36.1902 | 13265.6667 | 24263.94 | 100% for 2019 based on WSIP and 100% T3, 33% T2, 20% T1 based on new inspection cycle | 53224.0637 | 15.7819 | 65679.0565 | 37.095 | 13265.6667 | 24263.94 | 100% for 2019 based on WSIP and 100% T3, 33% T2, 20% T1 based on new inspection cycle | 63485.6153 | 16.1765 | 76251.9829 | 38.0223 | 13265.6667 | 24263.94 | 100% for 2019 based on WSIP and 100% T3, 33% T2, 20% T1 based on new inspection cycle | 78801.4361 | 25.7681 | 89274.4055 | 60.5671 | 13265.6667 | 24263 | 100% for 2019 based on WSIP and 100% T3, 33% T2, 20% T1 based on new inspection cycle | 114554.8006 | 20.3798 | 124240.3371 | 43.6193 | 13265.6667 | 24263 | 100% for 2019 based on WSIP and 100% T3, 33% T2, 20% T1 based on new inspection cycle | 86428.9206 | 9.1508 | 94822.2253 | 19.5857 | 13265.6667 | 24263 | 100% for 2019 based on WSIP and 100% T3, 33% T2, 20% T1 based on new inspection cycle
5.3.3.15 | 5.3.3.15, Transmission tower maintenance and replacement | 7.3.3.15 | 7.3.3.15 Transmission tower maintenance and replacement | N/A | N/A | N/A | N/A |  | 217536.4972 | 66475.3993 | 362460.3337 | 110040.6496 | 2768.6667 | 5234.6 | Transmission 100% for 2019 based on WSIP and 100% T3, 33% T2, 20% T1 based on new inspection cycle | 222974.9096 | 68137.2843 | 371521.842 | 112791.6658 | 2768.6667 | 5234.6 | Transmission 100% for 2019 based on WSIP and 100% T3, 33% T2, 20% T1 based on new inspection cycle | 228549.2823 | 69840.7164 | 380809.8881 | 115611.4574 | 2768.6667 | 5234.6 | Transmission 100% for 2019 based on WSIP and 100% T3, 33% T2, 20% T1 based on new inspection cycle | 24760.3084 | 30599.5754 | 41221.0384 | 50942.2682 | 2862 | 5234.6 | Transmission 100% for 2019 based on WSIP and 100% T3, 33% T2, 20% T1 based on new inspection cycle | 24267.5271 | 33203.2034 | 40400.6545 | 55276.7962 | 2862 | 5234.6 | Transmission 100% for 2019 based on WSIP and 100% T3, 33% T2, 20% T1 based on new inspection cycle | 24715.8356 | 44449.7008 | 41147 | 74000 | 2862 | 5234.6 | Transmission 100% for 2019 based on WSIP and 100% T3, 33% T2, 20% T1 based on new inspection cycle
5.3.3.16 | 5.3.3.16, Undergrounding of electric lines and/or equipment | 7.3.3.16 | 7.3.3.16 Undergrounding of electric lines and/or equipment | N/A | lowUG: 3.51 to highUG: 3.50 | lowUG: 3.51 to highUG: 3.50 | lowUG: 3.51 to highUG: 3.50 | Range represents values based on low to high UG miles ranging from 10% to 31% per year. | 0 | 0 | 0 | 0 | 0 | 0 | 2020 WMP does not specifically identify an undergrounding miles forecast | 89500 | 0 | 89500 | 0 | 18 | 18 | 2020 WMP does not specifically identify an undergrounding miles forecast | 110500 | 0 | 110500 | 0 | 22 | 22 | 2020 WMP does not specifically identify an undergrounding miles forecast | 11180 | 0 | 11180 | 0 | 2.7 | 2.7 |  | lowUG: $79,200 to highUG: $245,520 | 0 | lowUG: $79,200 to highUG: $245,520 | 0 | lowUG: 18 to highUG: 55.8 | lowUG: 18 to highUG: 55.8 |  | lowUG: $204,160 to highUG: $632,896 | 0 | lowUG: $204,160 to highUG: $632,896 | 0 | lowUG: 47 to highUG: 145.7 | lowUG: 47 to highUG: 145.7
5.3.3.17-1 | 5.3.3.17-1, Updates to grid topology to minimize risk of ignition in HFTDs, System Hardening, Distribution | 7.3.3.17.1 | 7.3.3.17.1 Updates to grid topology to minimize risk of ignition in HFTDs, System Hardening, Distribution | 0 | lowUG: 4.6 to highUG: 4.3 | lowUG: 4.6 to highUG: 4.3 | lowUG: 4.6 to highUG: 4.3 |  | 246058.6389 | 0 | 246058.6389 | 0 | 241 | 241 | Uses 2020 WMP Line Miles treated | 280672 | 0 | 280672 | 0 | 350 | 350 | Uses 2020 WMP Line Miles treated; align to narrative | 346528 | 0 | 346528 | 0 | 440 | 440 | Uses 2020 WMP Line Miles treated; align to narrative | 460142.0957 | 0 | 460142.0957 | 0 | 342 | 342 | Metric is miles, based on narrative, 180 in 2021, 464 in 2022 (2021-2023 target is to complete 1127 miles) | 338400 | 0 | 338400 | 0 | 180 | 180 | Metric is miles, based on narrative, 180 in 2021, 464 in 2022 (2021-2023 target is to complete 1127 miles) | 872320 | 0 | 872320 | 0 | 470 | 470 | Metric is miles, based on narrative, 180 in 2021, 464 in 2022 (2021-2023 target is to complete 1127 miles)
N/A - Not in Sept 2020 filing | N/A - Not in Sept 2020 filing | 7.3.3.17.2 | 7.3.3.17.2 Updates to grid topology to minimize risk of ignition in HFTDs, System Hardening, Transmission | N/A | N/A | N/A | N/A |  | N/A - 7.3.3.17.2, System Hardening, Transmission not in Sept 9 2020 filing | N/A - 7.3.3.17.2, System Hardening, Transmission not in Sept 9 2020 filing | N/A - 7.3.3.17.2, System Hardening, Transmission not in Sept 9 2020 filing | N/A - 7.3.3.17.2, System Hardening, Transmission not in Sept 9 2020 filing | N/A - 7.3.3.17.2, System Hardening, Transmission not in Sept 9 2020 filing | N/A - 7.3.3.17.2, System Hardening, Transmission not in Sept 9 2020 filing | N/A - 7.3.3.17.2, System Hardening, Transmission not in Sept 9 2020 filing | N/A - 7.3.3.17.2, System Hardening, Transmission not in Sept 9 2020 filing | N/A - 7.3.3.17.2, System Hardening, Transmission not in Sept 9 2020 filing | N/A - 7.3.3.17.2, System Hardening, Transmission not in Sept 9 2020 filing | N/A - 7.3.3.17.2, System Hardening, Transmission not in Sept 9 2020 filing | N/A - 7.3.3.17.2, System Hardening, Transmission not in Sept 9 2020 filing | N/A - 7.3.3.17.2, System Hardening, Transmission not in Sept 9 2020 filing | N/A - 7.3.3.17.2, System Hardening, Transmission not in Sept 9 2020 filing | N/A - 7.3.3.17.2, System Hardening, Transmission not in Sept 9 2020 filing | N/A - 7.3.3.17.2, System Hardening, Transmission not in Sept 9 2020 filing | N/A - 7.3.3.17.2, System Hardening, Transmission not in Sept 9 2020 filing | N/A - 7.3.3.17.2, System Hardening, Transmission not in Sept 9 2020 filing | N/A - 7.3.3.17.2, System Hardening, Transmission not in Sept 9 2020 filing | N/A - 7.3.3.17.2, System Hardening, Transmission not in Sept 9 2020 filing | N/A - 7.3.3.17.2, System Hardening, Transmission not in Sept 9 2020 filing | 61801.9006 | 0 | 203036.2366 | 0 | N/A | N/A | Miles to be treated reference the 92 miles of Transmission Conductor to be replaced in HFTD areas in 2021. [Prior note: Only program in this section that miles could apply to is 71Z ROW clearing] | 83315.1035 | 0 | 273713.0238 | 0 | 92 | 92 | Miles to be treated reference the 92 miles of Transmission Conductor to be replaced in HFTD areas in 2021. [Prior note: Only program in this section that miles could apply to is 71Z ROW clearing] | 84028.7266 | 0 | 276057.4717 | 0 | TBD | TBD | Miles to be treated reference the 92 miles of Transmission Conductor to be replaced in HFTD areas in 2021. [Prior note: Only program in this section that miles could apply to is 71Z ROW clearing] | The cells highlighted in orange in this row have been corrected to address a double-counting error in the financials.
5.3.3.17-2 | 5.3.3.17-2, Updates to grid topology to minimize risk of ignition in HFTDs, Surge Arrestor | 7.3.3.17.3 | 7.3.3.17.3 Updates to grid topology to minimize risk of ignition in HFTDs, Surge Arrestor | 0.04882 | 2.6743 | 2.69 | 2.6921 |  | 62448.245 | 0 | 62448.245 | 0 | 13896.6113 | 13896.6113 | 2021 WMP utilized risk reduction % assumptions for each year and applied to line miles . Total units over program will be 90k, used 2020:14,362, 2021:21,383 and 2022:TBD units to calculate percentage (e.g. 14,362/90,000=15.95%) and applied to total distribution system miles (e.g. 15,95%*81,004 miles). 2020 WMP did not specifically track non-HFTD surge arrestor plan. This updated table reflects the 2021 Line Miles calculations for Territory, but retains the HFTD reported line miles treated from the 2020 WMP. | 53289.837 | 0 | 53289.837 | 0 | 245.7312 | 19245.6504 | 2021 WMP utilized risk reduction % assumptions for each year and applied to line miles . Total units over program will be 90k, used 2020:14,362, 2021:21,383 and 2022:TBD units to calculate percentage (e.g. 14,362/90,000=15.95%) and applied to total distribution system miles (e.g. 15,95%*81,004 miles). 2020 WMP did not specifically track non-HFTD surge arrestor plan. This updated table reflects the 2021 Line Miles calculations for Territory, but retains the HFTD reported line miles treated from the 2020 WMP. | 0 | 0 | 0 | 0 | 225.2536 | TBD | 2021 WMP utilized risk reduction % assumptions for each year and applied to line miles . Total units over program will be 90k, used 2020:14,362, 2021:21,383 and 2022:TBD units to calculate percentage (e.g. 14,362/90,000=15.95%) and applied to total distribution system miles (e.g. 15,95%*81,004 miles). 2020 WMP did not specifically track non-HFTD surge arrestor plan. This updated table reflects the 2021 Line Miles calculations for Territory, but retains the HFTD reported line miles treated from the 2020 WMP. | 44692.2643 | 0 | 63497.9185 | 0 | 12926.4383 | 12926.4383 | Utilized risk reduction % assumptions for each year and applied to line miles . Total units over program will be 90k, used 2020:14,362, 2021:21,383 and 2022:TBD units to calculate percentage (e.g. 14,362/90,000=15.95%) and applied to total distribution system miles (e.g. 15,95%*81,004 miles). | 88859.3889 | 0 | 88859.3889 | 0 | 19245.6504 | 19245.6504 | Utilized risk reduction % assumptions for each year and applied to line miles . Total units over program will be 90k, used 2020:14,362, 2021:21,383 and 2022:TBD units to calculate percentage (e.g. 14,362/90,000=15.95%) and applied to total distribution system miles (e.g. 15,95%*81,004 miles). | 0 | 0 | 16853.5704 | 0 | TBD | TBD | Utilized risk reduction % assumptions for each year and applied to line miles . Total units over program will be 90k, used 2020:14,362, 2021:21,383 and 2022:TBD units to calculate percentage (e.g. 14,362/90,000=15.95%) and applied to total distribution system miles (e.g. 15,95%*81,004 miles).
5.3.3.17-3 | 5.3.3.17-3, Updates to grid topology to minimize risk of ignition in HFTDs, EPIC - Rapid Earth Current Fault Limiter, Distribution | 7.3.3.17.4 | 7.3.3.17.4 Updates to grid topology to minimize risk of ignition in HFTDs, Rapid Earth Current Fault Limiter | 0 | 36.3528 | 36.3528 | 36.3528 |  | 0 | 5022.99 | 0 | 5022.99 | N/A | N/A | REFCL scope not defined in 2020 WMP | 9461.7 | 0 | 9461.7 | 0 | N/A | N/A | REFCL scope not defined in 2020 WMP | 9711 | 0 | 9711 | 0 | N/A | N/A | REFCL scope not defined in 2020 WMP | 4798.22 | 6425.33 | 4798.22 | 6425.33 | N/A | N/A | A long-term plan will be developed after successful completion of the pilot and identifications of lessons learned in 2021 | 8224 | 0 | 8224 | 0 | N/A | N/A | A long-term plan will be developed after successful completion of the pilot and identifications of lessons learned in 2021 | 16924.992 | 0 | 16924.992 | 0 | N/A | N/A | A long-term plan will be developed after successful completion of the pilot and identifications of lessons learned in 2021
5.3.3.8-5 | 5.3.3.8-5, Grid topology improvements to mitigate or reduce PSPS events, Remote Grid, Distribution | 7.3.3.17.5 | 7.3.3.17.5 Updates to grid topology to minimize risk of ignition in HFTDs, Remote Grid | N/A | 36.5971 | 36.5971 | 36.5971 | Range represents values based on low to high UG miles ranging from 10% to 31% per year. | 0 | 943.3636 | 0 | 943.3636 | N/A | N/A | No specific scope for remote grid described in 2020 WMP | 0 | 973.5293 | 0 | 973.5293 | N/A | N/A | No specific scope for remote grid described in 2020 WMP | 0 | 1004.7005 | 0 | 1004.7005 | N/A | N/A | No specific scope for remote grid described in 2020 WMP | 0 | 755.2311 | 0 | 755.2311 | N/A | N/A | PG&E has not determined a long-term plan yet for this initiative. Pending the success of initial Remote Grid projects, we will be evaluating the reduction in wildfire ignition risk and costs, engineering and execution feasibility, and overall service quality in order to determine the long-term path and program scalability | 5100 | 1382.4175 | 5100 | 1382.4175 | 16 | 16 | PG&E has not determined a long-term plan yet for this initiative. Pending the success of initial Remote Grid projects, we will be evaluating the reduction in wildfire ignition risk and costs, engineering and execution feasibility, and overall service quality in order to determine the long-term path and program scalability | 8500 | 1422.6459 | 8500 | 1422.6459 | 26 | 26 | PG&E has not determined a long-term plan yet for this initiative. Pending the success of initial Remote Grid projects, we will be evaluating the reduction in wildfire ignition risk and costs, engineering and execution feasibility, and overall service quality in order to determine the long-term path and program scalability
N/A - Not in Sept 2020 filing | N/A - Not in Sept 2020 filing | 7.3.3.17.6 | 7.3.3.17.6 Updates to grid topology to minimize risk of ignition in HFTDs, Butte County Rebuild | 0.0096936 | 9.3422 | 9.3422 | 9.3422 |  | N/A - 7.3.3.17.6, System Hardening, Butte County Rebuild not in Sept 9 2020 filing | N/A - 7.3.3.17.6, System Hardening, Butte County Rebuild not in Sept 9 2020 filing | N/A - 7.3.3.17.6, System Hardening, Butte County Rebuild not in Sept 9 2020 filing | N/A - 7.3.3.17.6, System Hardening, Butte County Rebuild not in Sept 9 2020 filing | N/A - 7.3.3.17.6, System Hardening, Butte County Rebuild not in Sept 9 2020 filing | N/A - 7.3.3.17.6, System Hardening, Butte County Rebuild not in Sept 9 2020 filing | N/A - 7.3.3.17.6, System Hardening, Butte County Rebuild not in Sept 9 2020 filing | N/A - 7.3.3.17.6, System Hardening, Butte County Rebuild not in Sept 9 2020 filing | N/A - 7.3.3.17.6, System Hardening, Butte County Rebuild not in Sept 9 2020 filing | N/A - 7.3.3.17.6, System Hardening, Butte County Rebuild not in Sept 9 2020 filing | N/A - 7.3.3.17.6, System Hardening, Butte County Rebuild not in Sept 9 2020 filing | N/A - 7.3.3.17.6, System Hardening, Butte County Rebuild not in Sept 9 2020 filing | N/A - 7.3.3.17.6, System Hardening, Butte County Rebuild not in Sept 9 2020 filing | N/A - 7.3.3.17.6, System Hardening, Butte County Rebuild not in Sept 9 2020 filing | N/A - 7.3.3.17.6, System Hardening, Butte County Rebuild not in Sept 9 2020 filing | N/A - 7.3.3.17.6, System Hardening, Butte County Rebuild not in Sept 9 2020 filing | N/A - 7.3.3.17.6, System Hardening, Butte County Rebuild not in Sept 9 2020 filing | N/A - 7.3.3.17.6, System Hardening, Butte County Rebuild not in Sept 9 2020 filing | N/A - 7.3.3.17.6, System Hardening, Butte County Rebuild not in Sept 9 2020 filing | N/A - 7.3.3.17.6, System Hardening, Butte County Rebuild not in Sept 9 2020 filing | N/A - 7.3.3.17.6, System Hardening, Butte County Rebuild not in Sept 9 2020 filing | 25937.0938 | 0 | 29796.1122 | 0 | 30 | 30 | The impacted area is primarily in T2 and T3 areas | 31513.2707 | 0 | 53555.04 | 0 | 23 | 23 | The impacted area is primarily in T2 and T3 areas | 32616.2352 | 0 | 55429.4664 | 0 | 23 | 23 | The impacted area is primarily in T2 and T3 areas
5.3.3.18 | 5.3.3.18, Other/not listed, Building and Sourcing Services- Transmission and Distribution | REMOVED-5.3.3.18 | Removed in 2021 WMP - 5.3.3.18 | [5 empty] | 10270 | 1029.4 | 10270 | 1029.4 | N/A | N/A | Line miles is not an appropriate metric for these other initiatives | 5279 | 5297.5 | 5279 | 5297.5 | N/A | N/A | Line miles is not an appropriate metric for these other initiatives | 5432 | 5451.5 | 5432 | 5451.5 | N/A | N/A | Line miles is not an appropriate metric for these other initiatives | N/A - 5.3.3.18, Other/not listed, Building and Sourcing Services was removed in 2021 filing | N/A - 5.3.3.18, Other/not listed, Building and Sourcing Services was removed in 2021 filing | N/A - 5.3.3.18, Other/not listed, Building and Sourcing Services was removed in 2021 filing | N/A - 5.3.3.18, Other/not listed, Building and Sourcing Services was removed in 2021 filing | N/A - 5.3.3.18, Other/not listed, Building and Sourcing Services was removed in 2021 filing | N/A - 5.3.3.18, Other/not listed, Building and Sourcing Services was removed in 2021 filing | N/A - 5.3.3.18, Other/not listed, Building and Sourcing Services was removed in 2021 filing | N/A - 5.3.3.18, Other/not listed, Building and Sourcing Services was removed in 2021 filing | N/A - 5.3.3.18, Other/not listed, Building and Sourcing Services was removed in 2021 filing | N/A - 5.3.3.18, Other/not listed, Building and Sourcing Services was removed in 2021 filing | N/A - 5.3.3.18, Other/not listed, Building and Sourcing Services was removed in 2021 filing | N/A - 5.3.3.18, Other/not listed, Building and Sourcing Services was removed in 2021 filing | N/A - 5.3.3.18, Other/not listed, Building and Sourcing Services was removed in 2021 filing | N/A - 5.3.3.18, Other/not listed, Building and Sourcing Services was removed in 2021 filing | N/A - 5.3.3.18, Other/not listed, Building and Sourcing Services was removed in 2021 filing | N/A - 5.3.3.18, Other/not listed, Building and Sourcing Services was removed in 2021 filing | N/A - 5.3.3.18, Other/not listed, Building and Sourcing Services was removed in 2021 filing | N/A - 5.3.3.18, Other/not listed, Building and Sourcing Services was removed in 2021 filing | N/A - 5.3.3.18, Other/not listed, Building and Sourcing Services was removed in 2021 filing | N/A - 5.3.3.18, Other/not listed, Building and Sourcing Services was removed in 2021 filing | N/A - 5.3.3.18, Other/not listed, Building and Sourcing Services was removed in 2021 filing
5.3.4.1 | 5.3.4.1, Detailed inspections of distribution electric lines and equipment, Non-Enhanced | 7.3.4.1 | 7.3.4.1 Detailed inspections of distribution electric lines and equipment | 0.12125 | 75.3757 | 37.2864 | 52.0254 |  | 0 | 1005.9027 | 0 | 3167 | 13265.6667 | 24263.94 | 100% for 2019 based on WSIP and 100% T3, 33% T2, 20% T1 based on new inspection cycle | 0 | 1031.0503 | 0 | 3246.175 | 13265.6667 | 24263.94 | 100% for 2019 based on WSIP and 100% T3, 33% T2, 20% T1 based on new inspection cycle | 0 | 1056.8265 | 0 | 3327.3294 | 13265.6667 | 24263.94 | 100% for 2019 based on WSIP and 100% T3, 33% T2, 20% T1 based on new inspection cycle | 0 | 84133.5967 | 0 | 132613.9446 | 13265.6667 | 24263 | 100% for 2019 based on WSIP and 100% T3, 33% T2, 20% T1 based on new inspection cycle | 0 | 64341.6527 | 0 | 95924.4351 | 13265.6667 | 24263 | 100% for 2019 based on WSIP and 100% T3, 33% T2, 20% T1 based on new inspection cycle | 0 | 34425.8976 | 0 | 65903.4965 | 13265.6667 | 24263 | 100% for 2019 based on WSIP and 100% T3, 33% T2, 20% T1 based on new inspection cycle
5.3.4.2 | 5.3.4.2, Detailed inspections of transmission electric lines and equipment, Non Enhanced | 7.3.4.2 | 7.3.4.2 Detailed inspections of transmission electric lines and equipment | 0.0041799 | 113.3854 | 8.0878 | 120.2557 |  | 0 | 413.3331 | 0 | 3441.6273 | 2768.6667 | 5234.6 | Transmission 100% for 2019 based on WSIP and 100% T3, 33% T2, 20% T1 based on new inspection cycle | 0 | 423.6664 | 0 | 3527.668 | 2768.6667 | 5234.6 | Transmission 100% for 2019 based on WSIP and 100% T3, 33% T2, 20% T1 based on new inspection cycle | 0 | 434.2581 | 0 | 3615.8597 | 2768.6667 | 5234.6 | Transmission 100% for 2019 based on WSIP and 100% T3, 33% T2, 20% T1 based on new inspection cycle | 0 | 40765.6132 | 0 | 89857.2372 | 2862 | 5234.6 | Transmission 100% for 2019 based on WSIP and 100% T3, 33% T2, 20% T1 based on new inspection cycle | 0 | 35060.2208 | 0 | 105104.218 | 2862 | 5234.6 | Transmission 100% for 2019 based on WSIP and 100% T3, 33% T2, 20% T1 based on new inspection cycle | 0 | 36375.875 | 0 | 109048.312 | 2862 | 5234.6 | Transmission 100% for 2019 based on WSIP and 100% T3, 33% T2, 20% T1 based on new inspection cycle
5.3.4.3 | 5.3.4.3, Improvement of inspections | 7.3.4.3 | 7.3.4.3 Improvement of inspections | 314.261 | 89375.4303 | 89375.4303 | 89375.4303 |  | 0 | 0 | 0 | 0 | N/A | N/A | Line miles treated is not an appropriate metric for a system/process improvement | 0 | 0 | 0 | 0 | N/A | N/A | Line miles treated is not an appropriate metric for a system/process improvement | 0 | 0 | 0 | 0 | N/A | N/A | Line miles treated is not an appropriate metric for a system/process improvement | 0 | 70.2973 | 0 | 223.8438 | N/A | N/A | Line miles treated is not an appropriate metric for a system/process improvement | 0 | 4.6817 | 0 | 14.9078 | N/A | N/A | Line miles treated is not an appropriate metric for a system/process improvement | 0 | 9.9264 | 0 | 31.6082 | N/A | N/A | Line miles treated is not an appropriate metric for a system/process improvement
5.3.4.4 | 5.3.4.4, Infrared inspections of distribution electric lines and equipment | 7.3.4.4 | 7.3.4.4 Infrared inspections of distribution electric lines and equipment | 0.12509 | 35.69 | 35.69 | 35.69 |  | 0 | 696.5408 | 0 | 2193 | 5100 | 5100 | Forecasted line miles treated were based on projected budget compared to prior actuals. Going forward, infrared inspections will be deployed as appropriate alongside the suite of other inspection tools and techniques include enhanced visual inspections, drones or helicopters and other emerging technologies. PG&E does not have a discrete plan for how many circuit miles will be inspected using IR systems in HFTD areas. | 0 | 713.9543 | 0 | 2247.825 | 5100 | 5100 | Forecasted line miles treated were based on projected budget compared to prior actuals. Going forward, infrared inspections will be deployed as appropriate alongside the suite of other inspection tools and techniques include enhanced visual inspections, drones or helicopters and other emerging technologies. PG&E does not have a discrete plan for how many circuit miles will be inspected using IR systems in HFTD areas. | 0 | 731.8032 | 0 | 2304.0206 | 5100 | 5100 | Forecasted line miles treated were based on projected budget compared to prior actuals. Going forward, infrared inspections will be deployed as appropriate alongside the suite of other inspection tools and techniques include enhanced visual inspections, drones or helicopters and other emerging technologies. PG&E does not have a discrete plan for how many circuit miles will be inspected using IR systems in HFTD areas. | 0 | 490.0451 | 0 | 1561.3355 | N/A | N/A | Line miles treated is not an appropriate metric for a system/process improvement | 0 | 728.1614 | 0 | 2319.9993 | N/A | N/A | Line miles treated is not an appropriate metric for a system/process improvement | 0 | 728.1614 | 0 | 2319.9993 | N/A | N/A | Line miles treated is not an appropriate metric for a system/process improvement
5.3.4.5 | 5.3.4.5, Infrared inspections of transmission electric lines and equipment | 7.3.4.5 | 7.3.4.5 Infrared inspections of transmission electric lines and equipment | 0.0013815 | 2.2657 | 2.2657 | 2.2771 |  | 0 | 236.0867 | 0 | 751.26 | 1140 | 1140 | Forecasted line miles treated were based on projected budget compared to prior actuals. Going forward, infrared inspections will be deployed as appropriate alongside the suite of other inspection tools and techniques include enhanced visual inspections, drones or helicopters and other emerging technologies. PG&E does not have a discrete plan for how many circuit miles will be inspected using IR systems in HFTD areas. | 0 | 241.9888 | 0 | 770.0415 | 1140 | 1140 | Forecasted line miles treated were based on projected budget compared to prior actuals. Going forward, infrared inspections will be deployed as appropriate alongside the suite of other inspection tools and techniques include enhanced visual inspections, drones or helicopters and other emerging technologies. PG&E does not have a discrete plan for how many circuit miles will be inspected using IR systems in HFTD areas. | 0 | 248.0385 | 0 | 789.2925 | 1140 | 1140 | Forecasted line miles treated were based on projected budget compared to prior actuals. Going forward, infrared inspections will be deployed as appropriate alongside the suite of other inspection tools and techniques include enhanced visual inspections, drones or helicopters and other emerging technologies. PG&E does not have a discrete plan for how many circuit miles will be inspected using IR systems in HFTD areas. | 0 | 711.148 | 0 | 1443.6 | 2862 | 5234.6 | Transmission 100% for 2019 based on WSIP and 100% T3, 33% T2, 20% T1 based on new inspection cycle | 0 | 813.4212 | 0 | 2219.646 | 2862 | 5234.6 | Transmission 100% for 2019 based on WSIP and 100% T3, 33% T2, 20% T1 based on new inspection cycle | 0 | 813.4212 | 0 | 2219.646 | 2862 | 5234.6 | Transmission 100% for 2019 based on WSIP and 100% T3, 33% T2, 20% T1 based on new inspection cycle
5.3.4.6 | 5.3.4.6, Intrusive pole inspections, Intrusive pole inspections | 7.3.4.6 | 7.3.4.6 Intrusive pole inspections | 0.025047 | 0 | 4.573 | 4.8403 |  | 0 | 4629.7311 | 0 | 14576.3186 | 2559.7 | 8100 | Based on a ten year cycle | 0 | 4745.4743 | 0 | 14940.7265 | 2559.7 | 8100 | Based on a ten year cycle | 0 | 4864.1112 | 0 | 15314.2447 | 2559.7 | 8100 | Based on a ten year cycle | 0 | 17446.6652 | 0 | 17446.6652 | 2559.7 | 8100.4 | Based on a ten year cycle | 0 | 21227.0659 | 0 | 21227.0659 | 2559.7 | 8100.4 | Based on a ten year cycle | 0 | 21227.0659 | 0 | 21227.0659 | 2559.7 | 8100.4 | Based on a ten year cycle
N/A - Not in Sept 2020 filing | N/A - Not in Sept 2020 filing | 7.3.4.7 | 7.3.4.7 LiDAR Inspections of Distribution Electric Lines and Equipment | N/A - Pilot | N/A - Pilot | N/A - Pilot | N/A - Pilot |  | N/A - 7.3.4.7 LiDAR Inspections of Distribution Electric Lines and Equipment not in Sept 9 2020 filing | N/A - 7.3.4.7 LiDAR Inspections of Distribution Electric Lines and Equipment not in Sept 9 2020 filing | N/A - 7.3.4.7 LiDAR Inspections of Distribution Electric Lines and Equipment not in Sept 9 2020 filing | N/A - 7.3.4.7 LiDAR Inspections of Distribution Electric Lines and Equipment not in Sept 9 2020 filing | N/A - 7.3.4.7 LiDAR Inspections of Distribution Electric Lines and Equipment not in Sept 9 2020 filing | N/A - 7.3.4.7 LiDAR Inspections of Distribution Electric Lines and Equipment not in Sept 9 2020 filing | N/A - 7.3.4.7 LiDAR Inspections of Distribution Electric Lines and Equipment not in Sept 9 2020 filing | N/A - 7.3.4.7 LiDAR Inspections of Distribution Electric Lines and Equipment not in Sept 9 2020 filing | N/A - 7.3.4.7 LiDAR Inspections of Distribution Electric Lines and Equipment not in Sept 9 2020 filing | N/A - 7.3.4.7 LiDAR Inspections of Distribution Electric Lines and Equipment not in Sept 9 2020 filing | N/A - 7.3.4.7 LiDAR Inspections of Distribution Electric Lines and Equipment not in Sept 9 2020 filing | N/A - 7.3.4.7 LiDAR Inspections of Distribution Electric Lines and Equipment not in Sept 9 2020 filing | N/A - 7.3.4.7 LiDAR Inspections of Distribution Electric Lines and Equipment not in Sept 9 2020 filing | N/A - 7.3.4.7 LiDAR Inspections of Distribution Electric Lines and Equipment not in Sept 9 2020 filing | N/A - 7.3.4.7 LiDAR Inspections of Distribution Electric Lines and Equipment not in Sept 9 2020 filing | N/A - 7.3.4.7 LiDAR Inspections of Distribution Electric Lines and Equipment not in Sept 9 2020 filing | N/A - 7.3.4.7 LiDAR Inspections of Distribution Electric Lines and Equipment not in Sept 9 2020 filing | N/A - 7.3.4.7 LiDAR Inspections of Distribution Electric Lines and Equipment not in Sept 9 2020 filing | N/A - 7.3.4.7 LiDAR Inspections of Distribution Electric Lines and Equipment not in Sept 9 2020 filing | N/A - 7.3.4.7 LiDAR Inspections of Distribution Electric Lines and Equipment not in Sept 9 2020 filing | N/A - 7.3.4.7 LiDAR Inspections of Distribution Electric Lines and Equipment not in Sept 9 2020 filing | 0 | 6100 | 0 | 6100 | 3000 | 3000 | Updated based on language in the 2021 WMP narrative. | 0 | 4500 | 0 | 4500 | N/A | N/A | In 2021, evaluation of how to effectively integrate the data into existing operational tools will be conducted. Based on the effectiveness of operationalizing the derivative LiDAR products, additional LiDAR collection may be planned and considered for non HFTD areas. | 0 | 6500 | 0 | 6500 | N/A | N/A | In 2021, evaluation of how to effectively integrate the data into existing operational tools will be conducted. Based on the effectiveness of operationalizing the derivative LiDAR products, additional LiDAR collection may be planned and considered for non HFTD areas.
N/A - Not in Sept 2020 filing | N/A - Not in Sept 2020 filing | 7.3.4.8 | 7.3.4.8 LiDAR Inspections of Transmission Electric Lines and Equipment | N/A | N/A | N/A | N/A |  | N/A - 7.3.4.8 LiDAR Inspections of Transmission Electric Lines and Equipment not in Sept 9 2020 filing | N/A - 7.3.4.8 LiDAR Inspections of Transmission Electric Lines and Equipment not in Sept 9 2020 filing | N/A - 7.3.4.8 LiDAR Inspections of Transmission Electric Lines and Equipment not in Sept 9 2020 filing | N/A - 7.3.4.8 LiDAR Inspections of Transmission Electric Lines and Equipment not in Sept 9 2020 filing | N/A - 7.3.4.8 LiDAR Inspections of Transmission Electric Lines and Equipment not in Sept 9 2020 filing | N/A - 7.3.4.8 LiDAR Inspections of Transmission Electric Lines and Equipment not in Sept 9 2020 filing | N/A - 7.3.4.8 LiDAR Inspections of Transmission Electric Lines and Equipment not in Sept 9 2020 filing | N/A - 7.3.4.8 LiDAR Inspections of Transmission Electric Lines and Equipment not in Sept 9 2020 filing | N/A - 7.3.4.8 LiDAR Inspections of Transmission Electric Lines and Equipment not in Sept 9 2020 filing | N/A - 7.3.4.8 LiDAR Inspections of Transmission Electric Lines and Equipment not in Sept 9 2020 filing | N/A - 7.3.4.8 LiDAR Inspections of Transmission Electric Lines and Equipment not in Sept 9 2020 filing | N/A - 7.3.4.8 LiDAR Inspections of Transmission Electric Lines and Equipment not in Sept 9 2020 filing | N/A - 7.3.4.8 LiDAR Inspections of Transmission Electric Lines and Equipment not in Sept 9 2020 filing | N/A - 7.3.4.8 LiDAR Inspections of Transmission Electric Lines and Equipment not in Sept 9 2020 filing | N/A - 7.3.4.8 LiDAR Inspections of Transmission Electric Lines and Equipment not in Sept 9 2020 filing | N/A - 7.3.4.8 LiDAR Inspections of Transmission Electric Lines and Equipment not in Sept 9 2020 filing | N/A - 7.3.4.8 LiDAR Inspections of Transmission Electric Lines and Equipment not in Sept 9 2020 filing | N/A - 7.3.4.8 LiDAR Inspections of Transmission Electric Lines and Equipment not in Sept 9 2020 filing | N/A - 7.3.4.8 LiDAR Inspections of Transmission Electric Lines and Equipment not in Sept 9 2020 filing | N/A - 7.3.4.8 LiDAR Inspections of Transmission Electric Lines and Equipment not in Sept 9 2020 filing | N/A - 7.3.4.8 LiDAR Inspections of Transmission Electric Lines and Equipment not in Sept 9 2020 filing | 0 | 0 | 0 | 0 | N/A | N/A | PG&E does not have a long-term plan established for LiDAR inspections of electric transmission assets. As noted above, PG&E is exploring the use of this technology which may, or may not, result in the development of a program to leverage this technology for asset inspections in the future. | 0 | 0 | 0 | 0 | N/A | N/A | PG&E does not have a long-term plan established for LiDAR inspections of electric transmission assets. As noted above, PG&E is exploring the use of this technology which may, or may not, result in the development of a program to leverage this technology for asset inspections in the future. | 0 | 0 | 0 | 0 | N/A | N/A | PG&E does not have a long-term plan established for LiDAR inspections of electric transmission assets. As noted above, PG&E is exploring the use of this technology which may, or may not, result in the development of a program to leverage this technology for asset inspections in the future.
5.3.4.9 | 5.3.4.9, Other discretionary inspection of distribution electric lines and equipment, beyond inspections mandated by rules and regulations, Enhanced Distribution | 7.3.4.9 | 7.3.4.9 Other discretionary inspection of distribution electric lines and equipment, beyond inspections mandated by rules and regulations | See Initiatives 7.3.4.1 and 7.3.4.4 | See Initiatives 7.3.4.1 and 7.3.4.4 | See Initiatives 7.3.4.1 and 7.3.4.4 | See Initiatives 7.3.4.1 and 7.3.4.4 |  | 0 | 93178.2564 | 0 | 145764.0439 | 13265.6667 | 24263.94 | 100% for 2019 based on WSIP and 100% T3, 33% T2, 20% T1 based on new inspection cycle | 0 | 95507.7129 | 0 | 149408.145 | 13265.6667 | 24263.94 | 100% for 2019 based on WSIP and 100% T3, 33% T2, 20% T1 based on new inspection cycle | 0 | 97895.4057 | 0 | 153143.3486 | 13265.6667 | 24263.94 | 100% for 2019 based on WSIP and 100% T3, 33% T2, 20% T1 based on new inspection cycle | 0 | 0 | 0 | 0 | 13265.6667 | 24263 | 100% for 2019 based on WSIP and 100% T3, 33% T2, 20% T1 based on new inspection cycle | 0 | 0 | 0 | 0 | 13265.6667 | 24263 | 100% for 2019 based on WSIP and 100% T3, 33% T2, 20% T1 based on new inspection cycle | 0 | 0 | 0 | 0 | 13265.6667 | 24263 | 100% for 2019 based on WSIP and 100% T3, 33% T2, 20% T1 based on new inspection cycle
5.3.4.10 | 5.3.4.10, Other discretionary inspection of distribution electric lines and equipment, beyond inspections mandated by rules and regulations, Enhanced Transmission | 7.3.4.10 | 7.3.4.10 Other discretionary inspection of transmission electric lines and equipment, beyond inspections mandated by rules and regulations | N/A - Pilot | N/A - Pilot | N/A - Pilot | N/A - Pilot |  | 0 | 60052.4351 | 0 | 141372.4335 | 2768.6667 | 5234.6 | Transmission 100% for 2019 based on WSIP and 100% T3, 33% T2, 20% T1 based on new inspection cycle | 0 | 61553.746 | 0 | 144906.7443 | 2768.6667 | 5234.6 | Transmission 100% for 2019 based on WSIP and 100% T3, 33% T2, 20% T1 based on new inspection cycle | 0 | 63092.5897 | 0 | 148529.4129 | 2768.6667 | 5234.6 | Transmission 100% for 2019 based on WSIP and 100% T3, 33% T2, 20% T1 based on new inspection cycle | 24.3511 | 81.3495 | 80 | 267.2554 | 2862 | 5234.6 | Transmission 100% for 2019 based on WSIP and 100% T3, 33% T2, 20% T1 based on new inspection cycle | 24.946 | 83.5723 | 81.9544 | 274.558 | 2862 | 5234.6 | Transmission 100% for 2019 based on WSIP and 100% T3, 33% T2, 20% T1 based on new inspection cycle | 26.1815 | 88.1712 | 86.0134 | 289.6665 | 2862 | 5234.6 | Transmission 100% for 2019 based on WSIP and 100% T3, 33% T2, 20% T1 based on new inspection cycle
5.3.4.11 | 5.3.4.11, Patrol inspections of distribution electric lines and equipment | 7.3.4.11 | 7.3.4.11 Patrol inspections of distribution electric lines and equipment | 0.20722 | 58.5608 | 58.5608 | 0 |  | 0 | 4874.1664 | 0 | 12836.3095 | 25597 | 81004 | 2020 WMP line miles treated assumed combination of patrols and inspections in any given year - which together treat all system line miles via either inspection or patrol. | 0 | 4996.0206 | 0 | 13157.2173 | 25597 | 81004 | 2020 WMP line miles treated assumed combination of patrols and inspections in any given year - which together treat all system line miles via either inspection or patrol. | 0 | 5120.9211 | 0 | 13486.1477 | 25597 | 81004 | 2020 WMP line miles treated assumed combination of patrols and inspections in any given year - which together treat all system line miles via either inspection or patrol. | 0 | 2735.4119 | 0 | 8710.2209 | 12089 | 56541 | Based on 0% in T3, 66% T 2 and 80% Non-HFTD annually (all miles that are not inspected are patrolled) | 0 | 2914.6664 | 0 | 9281.0109 | 12089 | 56541 | Based on 0% in T3, 66% T 2 and 80% Non-HFTD annually (all miles that are not inspected are patrolled) | 0 | 2914.6664 | 0 | 9281.0109 | 12089 | 56541 | Based on 0% in T3, 66% T 2 and 80% Non-HFTD annually (all miles that are not inspected are patrolled)
5.3.4.12 | 5.3.4.12, Patrol inspections of transmission electric lines and equipment | 7.3.4.12 | 7.3.4.12 Patrol inspections of transmission electric lines and equipment | 4.5713 | 7136.0651 | 7136.0651 | 0 |  | 0 | 60.5505 | 0 | 60.5505 | N/A | N/A | The costs in this section are for transmission patrols for facilities that cannot be patrolled by air; other transmission patrols are included in Table 24, line item 2. Detailed inspections of transmission electric lines and equipment. For 2019 all Tier 2 and Tier 3 were inspected, no patrols were conducted. For 2020-2022 plan to patrol 2/3rds of Tier 2 line miles each year. | 0 | 62.0642 | 0 | 62.0642 | N/A | N/A | The costs in this section are for transmission patrols for facilities that cannot be patrolled by air; other transmission patrols are included in Table 24, line item 2. Detailed inspections of transmission electric lines and equipment. For 2019 all Tier 2 and Tier 3 were inspected, no patrols were conducted. For 2020-2022 plan to patrol 2/3rds of Tier 2 line miles each year. | 0 | 63.6158 | 0 | 63.6158 | N/A | N/A | The costs in this section are for transmission patrols for facilities that cannot be patrolled by air; other transmission patrols are included in Table 24, line item 2. Detailed inspections of transmission electric lines and equipment. For 2019 all Tier 2 and Tier 3 were inspected, no patrols were conducted. For 2020-2022 plan to patrol 2/3rds of Tier 2 line miles each year. | 0 | 14.6072 | 0 | 47.9886 | 2956 | 13400 | Based on 0% in T3, 66% T 2 and 80% Non-HFTD annually (all miles that are not inspected are patrolled) | 0 | 26.2917 | 0 | 86.3754 | 2956 | 13400 | Based on 0% in T3, 66% T 2 and 80% Non-HFTD annually (all miles that are not inspected are patrolled) | 0 | 25.4722 | 0 | 83.6831 | 2956 | 13400 | Based on 0% in T3, 66% T 2 and 80% Non-HFTD annually (all miles that are not inspected are patrolled)
5.3.4.13 | 5.3.4.13, Pole loading assessment program to determine safety factor | 7.3.4.13 | 7.3.4.13 Pole loading assessment program to determine safety factor | 0 | 2.0754 | 3.9204 | 2.0537 |  | 0 | 38000 | 0 | 38000 | N/A | N/A | This line item relates to the actual pole loading calculations leveraging the tool implemented via initiative 5.3.3.13 on Table 23. | 0 | 38950 | 0 | 38950 | N/A | N/A | This line item relates to the actual pole loading calculations leveraging the tool implemented via initiative 5.3.3.13 on Table 23. | 0 | 39923.75 | 0 | 39923.75 | N/A | N/A | This line item relates to the actual pole loading calculations leveraging the tool implemented via initiative 5.3.3.13 on Table 23. | 0 | 18604.3079 | 0 | 18604.3079 | 6359.75 | 6359.75 | Narrative states that goal is to complete all HFTD poles by 2024. Assumed 25% per year for 2020, 2021 and 2022. | 0 | 14540 | 0 | 14540 | 6359.75 | 6359.75 | Narrative states that goal is to complete all HFTD poles by 2024. Assumed 25% per year for 2020, 2021 and 2022. | 0 | 13094 | 0 | 13094 | 6359.75 | 6359.75 | Narrative states that goal is to complete all HFTD poles by 2024. Assumed 25% per year for 2020, 2021 and 2022.
5.3.4.14 | 5.3.4.14, Quality assurance / quality control of inspections | 7.3.4.14 | 7.3.4.14 Quality assurance / quality control of inspections | 12.1473 | 3449.6335 | 3449.6335 | 3449.6335 |  | 0 | 4389.4436 | 0 | 6866.6561 | N/A | N/A | Line miles is not an appropriate metric for these other initiatives | 0 | 4499.1796 | 0 | 7038.3225 | N/A | N/A | Line miles is not an appropriate metric for these other initiatives | 0 | 4611.6591 | 0 | 7214.2806 | N/A | N/A | Line miles is not an appropriate metric for these other initiatives | 0 | 575.1597 | 0 | 1831.4492 | N/A | N/A | Line miles is not an appropriate metric for these other initiatives | 0 | 38.3052 | 0 | 121.973 | N/A | N/A | Line miles is not an appropriate metric for these other initiatives | 0 | 81.2163 | 0 | 258.6127 | N/A | N/A | Line miles is not an appropriate metric for these other initiatives
5.3.4.15-1 | 5.3.4.15-1, Substation inspections, Enhanced Transmission, Substation | 7.3.4.15-T | 7.3.4.15-T Substation inspections, Enhanced Transmission, Substation | 0.00112 | 0 | 0 | 0 |  | 0 | 6925.6247 | 0 | 22879.5649 | N/A | N/A | Line Miles = N/A as substation assets are not associated with circuit miles | 0 | 7098.7654 | 0 | 23451.554 | N/A | N/A | Line Miles = N/A as substation assets are not associated with circuit miles | 0 | 7276.2345 | 0 | 24037.8429 | N/A | N/A | Line Miles = N/A as substation assets are not associated with circuit miles | 0 | 5114.2807 | 0 | 11267.8134 | N/A | N/A | Line Miles = N/A as substation assets are not associated with circuit miles | 0 | 4150.5551 | 0 | 5226.7995 | N/A | N/A | Line Miles = N/A as substation assets are not associated with circuit miles | 0 | 2312.5891 | 0 | 3360.18 | N/A | N/A | Line Miles = N/A as substation assets are not associated with circuit miles
5.3.4.15-2 | 5.3.4.15-2, Substation inspections, Enhanced Distribution Substation | 7.3.4.15-D | 7.3.4.15-D Substation inspections, Enhanced Distribution, Substation | 0.0049911 | 0 | 0 | 0 |  | 0 | 2066.8513 | 0 | 5300.5503 | N/A | N/A | Line Miles = N/A as substation assets are not associated with circuit miles | 0 | 2118.5225 | 0 | 5433.064 | N/A | N/A | Line Miles = N/A as substation assets are not associated with circuit miles | 0 | 2171.4856 | 0 | 5568.8906 | N/A | N/A | Line Miles = N/A as substation assets are not associated with circuit miles | 0 | 3973.863 | 0 | 9681.5266 | N/A | N/A | Line Miles = N/A as substation assets are not associated with circuit miles | 0 | 3960.7484 | 0 | 5980.6235 | N/A | N/A | Line Miles = N/A as substation assets are not associated with circuit miles | 0 | 5374.2211 | 0 | 7394.0962 | N/A | N/A | Line Miles = N/A as substation assets are not associated with circuit miles
5.3.5.1 | 5.3.5.1, Additional efforts to manage community and environmental impacts | 7.3.5.1 | 7.3.5.1 Additional efforts to manage community and environmental impacts | N/A - Foundational | N/A - Foundational | N/A - Foundational | N/A - Foundational |  | 0 | 9797.281 | 0 | 16690.3575 | 31307 | 99928 | In 2020 WMP Initiative captures community engagement and environmental support of all vegetation management in T2/T3 areas (distribution, transmission, routine and Enhanced). In 2021 WMP this program was described as being applicable to the entire T&D system. | 0 | 10011.7414 | 0 | 16987.6642 | 31307 | 99928 | In 2020 WMP Initiative captures community engagement and environmental support of all vegetation management in T2/T3 areas (distribution, transmission, routine and Enhanced). In 2021 WMP this program was described as being applicable to the entire T&D system. | 0 | 10232.0691 | 0 | 17293.3237 | 31307 | 99928 | In 2020 WMP Initiative captures community engagement and environmental support of all vegetation management in T2/T3 areas (distribution, transmission, routine and Enhanced). In 2021 WMP this program was described as being applicable to the entire T&D system. | 0 | 12289.9901 | 0 | 22278.1394 | 31308 | 99165 | In 2020 WMP Initiative captures community engagement and environmental support of all vegetation management in T2/T3 areas (distribution, transmission, routine and Enhanced). In 2021 WMP this program was described as being applicable to the entire T&D system. | 0 | 13559.169 | 0 | 24075.6844 | 31308 | 99165 | In 2020 WMP Initiative captures community engagement and environmental support of all vegetation management in T2/T3 areas (distribution, transmission, routine and Enhanced). In 2021 WMP this program was described as being applicable to the entire T&D system. | 0 | 13797.7118 | 0 | 24130.3911 | 31308 | 99165 | In 2020 WMP Initiative captures community engagement and environmental support of all vegetation management in T2/T3 areas (distribution, transmission, routine and Enhanced). In 2021 WMP this program was described as being applicable to the entire T&D system.
5.3.5.2 | 5.3.5.2, Detailed inspections of vegetation around distribution electric lines and equipment | 7.3.5.2 | 7.3.5.2 Detailed inspections of vegetation around distribution electric lines and equipment | 4.4737 | 5910.6732 | 5910.6732 | 5910.6732 |  | 0 | 59644.8052 | 0 | 187786.649 | 25597 | 81004 | Applies to all distribution system miles annually | 0 | 61434.1494 | 0 | 193420.2484 | 25597 | 81004 | Applies to all distribution system miles annually | 0 | 63277.1739 | 0 | 199222.8559 | 25597 | 81004 | Applies to all distribution system miles annually | 0 | 595180.7312 | 0 | 1097664.9365 | 25439 | 81004 | Full Distribution System treated annually | 0 | 611220.527 | 0 | 1065058.6895 | 25439 | 81004 | Full Distribution System treated annually | 0 | 608038.8329 | 0 | 1023428.6887 | 25439 | 81004 | Full Distribution System treated annually
5.3.5.3 | 5.3.5.3, Detailed inspections of vegetation around transmission electric lines and equipment | 7.3.5.3 | 7.3.5.3 Detailed inspections of vegetation around transmission electric lines and equipment | See Initiative 7.3.5.8 | See Initiative 7.3.5.8 | See Initiative 7.3.5.8 | See Initiative 7.3.5.8 |  | 0 | 13051.9112 | 0 | 41532.9642 | 5710 | 18924 | Applies to all transmission system miles annually | 0 | 12995.2869 | 0 | 41352.7782 | 5710 | 18924 | Applies to all transmission system miles annually | 0 | 12936.964 | 0 | 41167.1866 | 5710 | 18924 | Applies to all transmission system miles annually | 13886.8713 | 25950.8523 | 45622.1907 | 85255.6855 | 5869 | 18161 | Applies to all transmission system miles annually | 26150.1503 | 30817.1627 | 85910.4342 | 101242.853 | 5869 | 18161 | Applies to all transmission system miles annually | 18781.0764 | 31659.423 | 61701 | 104009.9099 | 5869 | 18161 | Applies to all transmission system miles annually
5.3.5.4 | 5.3.5.4, Emergency response vegetation management due to red flag warning or other urgent conditions | 7.3.5.4 | 7.3.5.4 Emergency response vegetation management due to red flag warning or other urgent conditions | N/A | N/A | N/A | N/A |  | 0 | 1964.2586 | 0 | 6194.7005 | 31307 | 99928 | In 2020 WMP initiative described as: captures emergency response vegetation management in T2/T3 areas (bucketed under PG&E's Routine Distribution & Transmission programs). Because this is under routine T&D programs, this would apply to all T&D system miles. | 0 | 2012.5982 | 0 | 6346.8485 | 31307 | 99928 | In 2020 WMP initiative described as: captures emergency response vegetation management in T2/T3 areas (bucketed under PG&E's Routine Distribution & Transmission programs). Because this is under routine T&D programs, this would apply to all T&D system miles. | 0 | 2062.3879 | 0 | 6503.561 | 31307 | 99928 | In 2020 WMP initiative described as: captures emergency response vegetation management in T2/T3 areas (bucketed under PG&E's Routine Distribution & Transmission programs). Because this is under routine T&D programs, this would apply to all T&D system miles. | 0 | 1855.5189 | 0 | 5970.4966 | 31308 | 99165 | Applies to all T&D system annually | 0 | 1855.3831 | 0 | 5981.7034 | 31308 | 99165 | Applies to all T&D system annually | 0 | 1777.1014 | 0 | 5734.45 | 31308 | 99165 | Applies to all T&D system annually
5.3.5.5 | 5.3.5.5, Fuel management and reduction of “slash” from vegetation management activities | 7.3.5.5 | 7.3.5.5 Fuel management and reduction of “slash” from vegetation management activities | N/A - Pilot | N/A - Pilot | N/A - Pilot | N/A - Pilot |  | 0 | 25000 | 0 | 25000 | 25597 | 81004 | Applies to all distribution system miles annually | 0 | 25625 | 0 | 25625 | 25597 | 81004 | Applies to all distribution system miles annually | 0 | 26265.625 | 0 | 26265.625 | 25597 | 81004 | Applies to all distribution system miles annually | 0 | 23665.9934 | 0 | 23665.9934 | N/A | N/A | PG&E is still in the process of building a framework for fuel reduction work. In 2020, different strategies were discussed and benchmarking with other utility companies was completed. | 0 | 27871.9547 | 0 | 27871.9547 | TBD | TBD | PG&E is still in the process of building a framework for fuel reduction work. In 2020, different strategies were discussed and benchmarking with other utility companies was completed. | 0 | 28937.2648 | 0 | 28937.2648 | TBD | TBD | PG&E is still in the process of building a framework for fuel reduction work. In 2020, different strategies were discussed and benchmarking with other utility companies was completed.
5.3.5.6 | 5.3.5.6, Improvement of inspections | 7.3.5.6 | 7.3.5.6 Improvement of inspections | See Initiative 7.3.5.2 and 7.3.5.8 | See Initiative 7.3.5.2 and 7.3.5.8 | See Initiative 7.3.5.2 and 7.3.5.8 | See Initiative 7.3.5.2 and 7.3.5.8 |  | 0 | 5687.5553 | 0 | 7243.6 | 31307 | 99928 | Line miles treated would apply to both T&D routine programs | 0 | 5858.182 | 0 | 7460.908 | 31307 | 99928 | Line miles treated would apply to both T&D routine programs | 0 | 6033.9274 | 0 | 7684.7352 | 31307 | 99928 | Line miles treated would apply to both T&D routine programs | 0 | 467.0632 | 0 | 1299.3908 | N/A | N/A | Determined the line miles are not applicable to this improvement initiative. Alternatively it could apply to all T&D system miles | 0 | 435.4295 | 0 | 1199.3898 | N/A | N/A | Determined the line miles are not applicable to this improvement initiative. Alternatively it could apply to all T&D system miles | 0 | 410.1694 | 0 | 1113.0646 | N/A | N/A | Determined the line miles are not applicable to this improvement initiative. Alternatively it could apply to all T&D system miles
5.3.5.7.1 | 5.3.5.7.1, LiDAR inspections of vegetation around distribution electric lines and equipment, Enhanced Vegetation Management, Distribution | 7.3.5.7 | 7.3.5.7 LiDAR inspections of vegetation around distribution electric lines and equipment | N/A - Pilot | N/A - Pilot | N/A - Pilot | N/A - Pilot |  | 0 | 7155 | 0 | 7155 | 1800 | 1800 | Line miles reported aligns with scope of distribution enhanced vegetation management initiative 5.3.5.15 | 0 | 7369.65 | 0 | 7369.65 | 2000 | 2000 | Line miles reported aligns with scope of distribution enhanced vegetation management initiative 5.3.5.15 | 0 | 7590.7395 | 0 | 7590.7395 | 2200 | 2200 | Line miles reported aligns with scope of distribution enhanced vegetation management initiative 5.3.5.15 | 0 | 2590.275 | 0 | 2590.275 | 0 | 0 | TBD, per the 2021 WMP narrative | 0 | 3050.6232 | 0 | 3050.6232 | TBD | TBD | TBD, per the 2021 WMP narrative | 0 | 3167.2228 | 0 | 3167.2228 | TBD | TBD | TBD, per the 2021 WMP narrative
5.3.5.7.2 | 5.3.5.7.2, LiDAR inspections of vegetation around distribution electric lines and equipment, Routine Vegetation Management, Distribution | REMOVED-5.3.5.7.2 | Removed in 2021 WMP - 5.3.5.7.2 | [5 empty] | 0 | 0 | 0 | 0 | 25597 | 81004 | Applies to all distribution system miles annually | 0 | 0 | 0 | 0 | 25597 | 81004 | Applies to all distribution system miles annually | 0 | 0 | 0 | 0 | 25597 | 81004 | Applies to all distribution system miles annually | N/A - 5.3.5.7.2 LiDAR inspections of vegetation around distribution electric lines and equipment, Routine Vegetation Management, Distribution removed in 2021 filing | N/A - 5.3.5.7.2 LiDAR inspections of vegetation around distribution electric lines and equipment, Routine Vegetation Management, Distribution removed in 2021 filing | N/A - 5.3.5.7.2 LiDAR inspections of vegetation around distribution electric lines and equipment, Routine Vegetation Management, Distribution removed in 2021 filing | N/A - 5.3.5.7.2 LiDAR inspections of vegetation around distribution electric lines and equipment, Routine Vegetation Management, Distribution removed in 2021 filing | N/A - 5.3.5.7.2 LiDAR inspections of vegetation around distribution electric lines and equipment, Routine Vegetation Management, Distribution removed in 2021 filing | N/A - 5.3.5.7.2 LiDAR inspections of vegetation around distribution electric lines and equipment, Routine Vegetation Management, Distribution removed in 2021 filing | N/A - 5.3.5.7.2 LiDAR inspections of vegetation around distribution electric lines and equipment, Routine Vegetation Management, Distribution removed in 2021 filing | N/A - 5.3.5.7.2 LiDAR inspections of vegetation around distribution electric lines and equipment, Routine Vegetation Management, Distribution removed in 2021 filing | N/A - 5.3.5.7.2 LiDAR inspections of vegetation around distribution electric lines and equipment, Routine Vegetation Management, Distribution removed in 2021 filing | N/A - 5.3.5.7.2 LiDAR inspections of vegetation around distribution electric lines and equipment, Routine Vegetation Management, Distribution removed in 2021 filing | N/A - 5.3.5.7.2 LiDAR inspections of vegetation around distribution electric lines and equipment, Routine Vegetation Management, Distribution removed in 2021 filing | N/A - 5.3.5.7.2 LiDAR inspections of vegetation around distribution electric lines and equipment, Routine Vegetation Management, Distribution removed in 2021 filing | N/A - 5.3.5.7.2 LiDAR inspections of vegetation around distribution electric lines and equipment, Routine Vegetation Management, Distribution removed in 2021 filing | N/A - 5.3.5.7.2 LiDAR inspections of vegetation around distribution electric lines and equipment, Routine Vegetation Management, Distribution removed in 2021 filing | N/A - 5.3.5.7.2 LiDAR inspections of vegetation around distribution electric lines and equipment, Routine Vegetation Management, Distribution removed in 2021 filing | N/A - 5.3.5.7.2 LiDAR inspections of vegetation around distribution electric lines and equipment, Routine Vegetation Management, Distribution removed in 2021 filing | N/A - 5.3.5.7.2 LiDAR inspections of vegetation around distribution electric lines and equipment, Routine Vegetation Management, Distribution removed in 2021 filing | N/A - 5.3.5.7.2 LiDAR inspections of vegetation around distribution electric lines and equipment, Routine Vegetation Management, Distribution removed in 2021 filing | N/A - 5.3.5.7.2 LiDAR inspections of vegetation around distribution electric lines and equipment, Routine Vegetation Management, Distribution removed in 2021 filing | N/A - 5.3.5.7.2 LiDAR inspections of vegetation around distribution electric lines and equipment, Routine Vegetation Management, Distribution removed in 2021 filing | N/A - 5.3.5.7.2 LiDAR inspections of vegetation around distribution electric lines and equipment, Routine Vegetation Management, Distribution removed in 2021 filing
5.3.5.8 | 5.3.5.8, LiDAR inspections of vegetation around transmission electric lines and equipment | 7.3.5.8 | 7.3.5.8 LiDAR inspections of vegetation around transmission electric lines and equipment | 0 | 2118.7593 | 2118.7593 | 2118.7593 |  | 0 | 5597.497 | 0 | 17812 | 5710 | 18924 | Applies to all transmission system miles annually | 0 | 5765.4219 | 0 | 18346.36 | 5710 | 18924 | Applies to all transmission system miles annually | 0 | 5938.3845 | 0 | 18896.7508 | 5710 | 18924 | Applies to all transmission system miles annually | 0 | 7677.395 | 0 | 25222.3537 | 5869 | 18161 | Applies to all transmission system miles annually | 0 | 9117.0621 | 0 | 29952.0558 | 5869 | 18161 | Applies to all transmission system miles annually | 0 | 9366.2395 | 0 | 30770.672 | 5869 | 18161 | Applies to all transmission system miles annually
5.3.5.9 | 5.3.5.9, Other discretionary inspections of vegetation around distribution electric lines and equipment | 7.3.5.9 | 7.3.5.9 Other discretionary inspections of vegetation around distribution electric lines and equipment | 0.01464 | 24695.4091 | 24695.4091 | 24695.4091 |  | 0 | 4846.0684 | 0 | 5803.6748 | 25597 | 81004 | Applies to all distribution system miles annually | 0 | 15769.2108 | 0 | 18885.2824 | 25597 | 81004 | Applies to all distribution system miles annually | 0 | 16242.2871 | 0 | 19451.8409 | 25597 | 81004 | Applies to all distribution system miles annually | 0 | 431.3836 | 0 | 516.627 | 25439 | 81004 | Applies to all distribution system miles annually | 0 | 331.8321 | 0 | 397.4037 | 25439 | 81004 | Applies to all distribution system miles annually | 0 | 337.89 | 0 | 404.6587 | 25439 | 81004 | Applies to all distribution system miles annually
5.3.5.10 | 5.3.5.10, Other discretionary inspections of vegetation around transmission electric lines and equipment | 7.3.5.10 | 7.3.5.10 Other discretionary inspections of vegetation around transmission electric lines and equipment | See Initiative 7.3.5.3 | See Initiative 7.3.5.3 | See Initiative 7.3.5.3 | See Initiative 7.3.5.3 |  | 0 | 89.6867 | 0 | 285.3955 | 5710 | 18924 | Applies to all transmission system miles annually | 0 | 89.2976 | 0 | 284.1573 | 5710 | 18924 | Applies to all transmission system miles annually | 0 | 88.8969 | 0 | 282.882 | 5710 | 18924 | Applies to all transmission system miles annually | 0 | 0 | 0 | 0 | 5869 | 18161 | Applies to all transmission system miles annually | 0 | 0 | 0 | 0 | 5869 | 18161 | Applies to all transmission system miles annually | 0 | 0 | 0 | 0 | 5869 | 18161 | Applies to all transmission system miles annually
5.3.5.11 | 5.3.5.11, Patrol inspections of vegetation around distribution electric lines and equipment | 7.3.5.11 | 7.3.5.11 Patrol inspections of vegetation around distribution electric lines and equipment | See Initiative 7.3.5.2 | See Initiative 7.3.5.2 | See Initiative 7.3.5.2 | See Initiative 7.3.5.2 |  | 0 | 105348.6497 | 0 | 150825.6695 | 25597 | 81004 | Applies to all distribution system miles annually | 0 | 108147.9083 | 0 | 154989.2387 | 25597 | 81004 | Applies to all distribution system miles annually | 0 | 111022.1146 | 0 | 159268.6849 | 25597 | 81004 | Applies to all distribution system miles annually | 0 | 0 | 0 | 0 | 25439 | 81004 | Applies to all distribution system miles annually | 0 | 0 | 0 | 0 | 25439 | 81004 | Applies to all distribution system miles annually | 0 | 0 | 0 | 0 | 25439 | 81004 | Applies to all distribution system miles annually
5.3.5.12 | 5.3.5.12, Patrol inspections of vegetation around transmission electric lines and equipment | 7.3.5.12 | 7.3.5.12 Patrol inspections of vegetation around transmission electric lines and equipment | See Initiative 7.3.5.3 | See Initiative 7.3.5.3 | See Initiative 7.3.5.3 | See Initiative 7.3.5.3 |  | 0 | 35892.5262 | 0 | 47773.1243 | 7510 | 7510 | Applies to whole transmission system and Distribution EVM Line Miles | 0 | 36623.126 | 0 | 48452.1815 | 7510 | 7510 | Applies to whole transmission system and Distribution EVM Line Miles | 0 | 37371.6633 | 0 | 49147.6298 | 7510 | 7510 | Applies to whole transmission system and Distribution EVM Line Miles | 0 | 0 | 0 | 0 | 7510 | 20724 | Applies to whole transmission system and Distribution EVM Line Miles | 0 | 0 | 0 | 0 | 7510 | 20724 | Applies to whole transmission system and Distribution EVM Line Miles | 0 | 0 | 0 | 0 | 7510 | 20724 | Applies to whole transmission system and Distribution EVM Line Miles
5.3.5.13 | 5.3.5.13, Quality assurance / quality control of vegetation inspections, Enhanced, Routine, CEMA | 7.3.5.13 | 7.3.5.13 Quality assurance / quality control of vegetation inspections | N/A - Foundational | N/A - Foundational | N/A - Foundational | N/A - Foundational |  | 0 | 10562.6027 | 0 | 13452.4 | 31307 | 99928 | Line miles treated would apply to both T&D routine programs | 0 | 10879.4808 | 0 | 13855.972 | 31307 | 99928 | Line miles treated would apply to both T&D routine programs | 0 | 11205.8652 | 0 | 14271.6512 | 31307 | 99928 | Line miles treated would apply to both T&D routine programs | 0 | 4203.5686 | 0 | 11694.5175 | 31307 | 99165 | Line miles treated would apply to both T&D routine programs | 0 | 3918.8656 | 0 | 10794.5086 | 31307 | 99165 | Line miles treated would apply to both T&D routine programs | 0 | 3691.5244 | 0 | 10017.581 | 31307 | 99165 | Line miles treated would apply to both T&D routine programs
5.3.5.14 | 5.3.5.14, Recruiting and training of vegetation management personnel | 7.3.5.14 | 7.3.5.14 Recruiting and training of vegetation management personnel | N/A - Foundational | N/A - Foundational | N/A - Foundational | N/A - Foundational |  | 0 | 1861.0756 | 0 | 5877.0082 | 31307 | 99928 | Line miles treated would apply to both T&D routine programs | 0 | 1899.0178 | 0 | 5996.3898 | 31307 | 99928 | Line miles treated would apply to both T&D routine programs | 0 | 1938.0983 | 0 | 6119.3529 | 31307 | 99928 | Line miles treated would apply to both T&D routine programs | 0 | 4.5208 | 0 | 14.3955 | N/A | N/A | Determined the line miles are not applicable to this improvement initiative. Alternatively it could apply to all T&D system miles | 0 | 4.1007 | 0 | 13.0577 | N/A | N/A | Determined the line miles are not applicable to this improvement initiative. Alternatively it could apply to all T&D system miles | 0 | 3.7429 | 0 | 11.9184 | N/A | N/A | Determined the line miles are not applicable to this improvement initiative. Alternatively it could apply to all T&D system miles
5.3.5.15 | 5.3.5.15, Remediation of at-risk species, Enhanced Vegetation Management | 7.3.5.15 | 7.3.5.15 Remediation of at-risk species | 0 | 3.9515 | 3.9515 | 3.9515 |  | 0 | 98545.2849 | 0 | 98545.2849 | 1800 | 1800 | This programs is planned and tracked using miles in the 2020 WMP | 0 | 100986.3225 | 0 | 100986.3225 | 1800 | 1800 | This programs is planned and tracked using miles in the 2020 WMP | 0 | 103487.7083 | 0 | 103487.7083 | 1800 | 1800 | This programs is planned and tracked using miles in the 2020 WMP | 0 | 115876.6134 | 0 | 115876.6134 | 1878 | 1878 | This programs is planned and tracked using miles as updated in the 2021 WMP | 0 | 136470.406 | 0 | 136470.406 | 1800 | 1800 | This programs is planned and tracked using miles as updated in the 2021 WMP | 0 | 141686.5202 | 0 | 141686.5202 | 1800 | 1800 | This programs is planned and tracked using miles as updated in the 2021 WMP
5.3.5.16 | 5.3.5.16, Removal and remediation of trees with strike potential to electric lines and equipment, Transmission | 7.3.5.16 | 7.3.5.16 Removal and remediation of trees with strike potential to electric lines and equipment | See Initiative 7.3.5.8 | See Initiative 7.3.5.8 | See Initiative 7.3.5.8 | See Initiative 7.3.5.8 |  | 14638.5346 | 0 | 46732.9867 | 0 | 262 | 262 | 2020 WMP Represents Transmission ROW clearing | 15004.4979 | 0 | 47901.3113 | 0 | 262 | 262 | Represents Transmission ROW clearing | 15379.6104 | 0 | 49098.8441 | 0 | 262 | 262 | Represents Transmission ROW clearing | 0 | 0 | 0 | 0 | N/A | N/A | PG&E does not perform a separate effort to identify, remove and remediate trees with strike potential. | 0 | 0 | 0 | 0 | N/A | N/A | PG&E does not perform a separate effort to identify, remove and remediate trees with strike potential. | 0 | 0 | 0 | 0 | N/A | N/A | PG&E does not perform a separate effort to identify, remove and remediate trees with strike potential.
5.3.5.17-1 | 5.3.5.17-1, Substation inspection, Enhanced Substation Maintenance Vegetation, Distribution Substation | 7.3.5.17.1 | 7.3.5.17.1 Substation inspection , Distribution substation | N/A | N/A | N/A | N/A |  | 0 | 812 | 0 | 2082.4173 | N/A | N/A | Line miles treated is not an appropriate metric for substation related investments | 0 | 832.3 | 0 | 2134.4777 | N/A | N/A | Line miles treated is not an appropriate metric for substation related investments | 0 | 853.1075 | 0 | 2187.8397 | N/A | N/A | Line miles treated is not an appropriate metric for substation related investments | 0 | 92.1889 | 0 | 293.552 | N/A | N/A | Line miles treated is not an appropriate metric for substation related investments | 0 | 96.8041 | 0 | 308.2479 | N/A | N/A | Line miles treated is not an appropriate metric for substation related investments | 0 | 97.2607 | 0 | 309.7018 | N/A | N/A | Line miles treated is not an appropriate metric for substation related investments
5.3.5.17-2 | 5.3.5.17-2, Substation inspection, Enhanced Substation Maintenance Vegetation, Transmission Substation | 7.3.5.17.2 | 7.3.5.17.2 Substation inspection , Transmission substation | N/A | N/A | N/A | N/A |  | 0 | 348 | 0 | 1149.6564 | N/A | N/A | Line miles treated is not an appropriate metric for substation related investments | 0 | 356.7 | 0 | 1178.3978 | N/A | N/A | Line miles treated is not an appropriate metric for substation related investments | 0 | 365.6175 | 0 | 1207.8577 | N/A | N/A | Line miles treated is not an appropriate metric for substation related investments | 0 | 48.5058 | 0 | 159.355 | N/A | N/A | Line miles treated is not an appropriate metric for substation related investments | 0 | 70.3239 | 0 | 231.0334 | N/A | N/A | Line miles treated is not an appropriate metric for substation related investments | 0 | 74.5542 | 0 | 244.9312 | N/A | N/A | Line miles treated is not an appropriate metric for substation related investments
5.3.5.18-1 | 5.3.5.18-1, Substation vegetation management, Enhanced maintenance, Substation Distribution | 7.3.5.18.1 | 7.3.5.18.1 Substation vegetation management, Maintenance substation distribution | N/A | N/A | N/A | N/A |  | 0 | 862.1392 | 0 | 7412.0182 | N/A | N/A | Line miles treated is not an appropriate metric for substation related investments | 0 | 883.6927 | 0 | 7597.3187 | N/A | N/A | Line miles treated is not an appropriate metric for substation related investments | 0 | 905.785 | 0 | 7787.2516 | N/A | N/A | Line miles treated is not an appropriate metric for substation related investments | 0 | 3020.0513 | 0 | 3020.0513 | N/A | N/A | Line miles treated is not an appropriate metric for substation related investments | 0 | 2830.7953 | 0 | 2830.7953 | N/A | N/A | Line miles treated is not an appropriate metric for substation related investments | 0 | 2733.5915 | 0 | 2733.5915 | N/A | N/A | Line miles treated is not an appropriate metric for substation related investments
5.3.5.18-2 | 5.3.5.18-2, Substation vegetation management, Enhanced maintenance, Substation Transmission | 7.3.5.18.2 | 7.3.5.18.2 Substation vegetation management, Maintenance substation transmission | N/A | N/A | N/A | N/A |  | 0 | 1026.9226 | 0 | 5135.9876 | N/A | N/A | Line miles treated is not an appropriate metric for substation related investments | 0 | 1052.5957 | 0 | 5264.3873 | N/A | N/A | Line miles treated is not an appropriate metric for substation related investments | 0 | 1078.9106 | 0 | 5395.997 | N/A | N/A | Line miles treated is not an appropriate metric for substation related investments | 0 | 2774.3378 | 0 | 2774.3378 | N/A | N/A | Line miles treated is not an appropriate metric for substation related investments | 0 | 3939.902 | 0 | 3939.902 | N/A | N/A | Line miles treated is not an appropriate metric for substation related investments | 0 | 3645.0859 | 0 | 3645.0859 | N/A | N/A | Line miles treated is not an appropriate metric for substation related investments
5.3.5.19 | 5.3.5.19, Vegetation inventory system | 7.3.5.19 | 7.3.5.19 Vegetation inventory system | N/A - Foundational | N/A - Foundational | N/A - Foundational | N/A - Foundational |  | 0 | 4974.9473 | 0 | 7947.239 | 25597 | 81004 | Applies to all distribution system miles annually | 0 | 5105.4149 | 0 | 8166.8753 | 25597 | 81004 | Applies to all distribution system miles annually | 0 | 5239.3271 | 0 | 8392.6313 | 25597 | 81004 | Applies to all distribution system miles annually | 0 | 5779.85 | 0 | 7392.0092 | 31307 | 99165 | Line miles treated would apply to both T&D routine programs | 0 | 6607.2886 | 0 | 8069.6249 | 31307 | 99165 | Line miles treated would apply to both T&D routine programs | 0 | 6775.8299 | 0 | 8110.5831 | 31307 | 99165 | Line miles treated would apply to both T&D routine programs
5.3.5.20 | 5.3.5.20, Vegetation management to achieve clearances around electric lines and equipment | 7.3.5.20 | 7.3.5.20 Vegetation management to achieve clearances around electric lines and equipment | See Initiatives 7.3.5.2 and 7.3.5.8 | See Initiatives 7.3.5.2 and 7.3.5.8 | See Initiatives 7.3.5.2 and 7.3.5.8 | See Initiatives 7.3.5.2 and 7.3.5.8 |  | 0 | 438311.0585 | 0 | 697515.8046 | 31307 | 99928 | Line miles treated would apply to both T&D routine programs | 0 | 438740.9726 | 0 | 702128.5603 | 31307 | 99928 | Line miles treated would apply to both T&D routine programs | 0 | 449929.7706 | 0 | 719755.4222 | 31307 | 99928 | Line miles treated would apply to both T&D routine programs | 0 | 0 | 0 | 0 | 31307 | 99165 | Line miles treated would apply to both T&D routine programs | 0 | 0 | 0 | 0 | 31307 | 99165 | Line miles treated would apply to both T&D routine programs | 0 | 0 | 0 | 0 | 31307 | 99165 | Line miles treated would apply to both T&D routine programs
5.3.6.1 | 5.3.6.1, Automatic recloser operations | 7.3.6.1 | 7.3.6.1 Automatic recloser operations | N/A | N/A | N/A | N/A |  | 0 | 3.4656 | 0 | 3.4656 | N/A | N/A | Line miles is not an applicable metric | 0 | 3.5522 | 0 | 3.5522 | N/A | N/A | Line miles is not an applicable metric | 0 | 3.641 | 0 | 3.641 | N/A | N/A | Line miles is not an applicable metric | 0 | 11.3057 | 0 | 36 | N/A | N/A | Line miles is not an applicable metric | 0 | 11.6222 | 0 | 37.008 | N/A | N/A | Line miles is not an applicable metric | 0 | 12.2941 | 0 | 39.1475 | N/A | N/A | Line miles is not an applicable metric
5.3.6.2 | 5.3.6.2, Crew-accompanying ignition prevention and suppression resources and services | 7.3.6.2 | 7.3.6.2 Crew-accompanying ignition prevention and suppression resources and services | 0 | 0.4242 | 0.4556 | 0.46729 |  | 675.84 | 14200.5993 | 675.84 | 14200.5993 | N/A | N/A | Line miles is not an applicable metric | 1152.36 | 22233.9108 | 1152.36 | 22233.9108 | N/A | N/A | Line miles is not an applicable metric | 0 | 24771.5266 | 0 | 24771.5266 | N/A | N/A | Line miles is not an applicable metric | 752.3551 | 9205.1416 | 752.3551 | 9205.1416 | N/A | N/A | Line miles is not an applicable metric | 90.9163 | 12563.4 | 90.9163 | 12563.4 | N/A | N/A | Line miles is not an applicable metric | 714.222 | 14917.8 | 714.222 | 14917.8 | N/A | N/A | Line miles is not an applicable metric
5.3.6.3 | 5.3.6.3, Personnel work procedures and training in conditions of elevated fire risk | 7.3.6.3 | 7.3.6.3 Personnel work procedures and training in conditions of elevated fire risk | N/A - Foundational | N/A - Foundational | N/A - Foundational | N/A - Foundational |  | 0 | 1235.28 | 0 | 1235.28 | N/A | N/A | Line miles is not an applicable metric | 0 | 317.85 | 0 | 317.85 | N/A | N/A | Line miles is not an applicable metric | 0 | 327.09 | 0 | 327.09 | N/A | N/A | Line miles is not an applicable metric | 0 | 839.8231 | 0 | 839.8231 | N/A | N/A | Line miles is not an applicable metric | 0 | 1000 | 0 | 1000 | N/A | N/A | Line miles is not an applicable metric | 0 | 1029.2 | 0 | 1029.2 | N/A | N/A | Line miles is not an applicable metric
5.3.6.4-1 | 5.3.6.4-1, Protocols for PSPS re-energization, Distribution | 7.3.6.4-D | 7.3.6.4-D Protocols for PSPS re-energization, Distribution | 0 | 2.1531 | 2.1531 | 2.1531 |  | 0 | 11830.6325 | 0 | 11830.6325 | N/A | N/A | Line miles is not an applicable metric | 0 | 12126.3983 | 0 | 12126.3983 | N/A | N/A | Line miles is not an applicable metric | 0 | 12429.5582 | 0 | 12429.5582 | N/A | N/A | Line miles is not an applicable metric | 1021 | 79791.7166 | 1021 | 79791.7166 | N/A | N/A | Line miles is not an applicable metric | 249 | 81080.0063 | 249 | 81080.0063 | N/A | N/A | Line miles is not an applicable metric | 256 | 71900.2765 | 256 | 71900.2765 | N/A | N/A | Line miles is not an applicable metric
5.3.6.4-2 | 5.3.6.4-2, Protocols for PSPS re-energization, Transmission | 7.3.6.4-T | 7.3.6.4-T Protocols for PSPS re-energization, Transmission | 0 | 28.6918 | 28.6918 | 28.6918 |  | 0 | 1027.424 | 0 | 1027.424 | N/A | N/A | Line miles is not an applicable metric | 0 | 1053.1096 | 0 | 1053.1096 | N/A | N/A | Line miles is not an applicable metric | 0 | 1079.4373 | 0 | 1079.4373 | N/A | N/A | Line miles is not an applicable metric | 0 | 1329 | 0 | 1329 | N/A | N/A | Line miles is not an applicable metric | 0 | 1356 | 0 | 1356 | N/A | N/A | Line miles is not an applicable metric | 0 | 1395 | 0 | 1395 | N/A | N/A | Line miles is not an applicable metric
5.3.6.5-1 | 5.3.6.5-1, PSPS events and mitigation of PSPS impacts, Distribution | 7.3.6.5-D | 7.3.6.5-D PSPS events and mitigation of PSPS impacts , Distribution | N/A | N/A | N/A | N/A |  | 0 | 139044.936 | 0 | 139044.936 | 31307 | 31307 | Units provided are number of events “forecasted”. Number of miles impacted will be dependent on scope of events. Line miles provided are for the entire Z1 T2 T3 Distribution system. | 0 | 142521.0594 | 0 | 142521.0594 | 31307 | 31307 | Units provided are number of events “forecasted”. Number of miles impacted will be dependent on scope of events. Line miles provided are for the entire Z1 T2 T3 Distribution system. | 0 | 146084.0859 | 0 | 146084.0859 | 31307 | 31307 | Units provided are number of events “forecasted”. Number of miles impacted will be dependent on scope of events. Line miles provided are for the entire Z1 T2 T3 Distribution system. | 0 | 80462 | 0 | 80462 | 25439 | 25439 | Units provided are number of events “forecasted”. Number of miles impacted will be dependent on scope of events. Line miles provided are for the entire Z1 T2 T3 Distribution system. | 0 | 68379 | 0 | 68379 | 25439 | 25439 | Units provided are number of events “forecasted”. Number of miles impacted will be dependent on scope of events. Line miles provided are for the entire Z1 T2 T3 Distribution system. | 0 | 70368 | 0 | 70368 | 25439 | 25439 | Units provided are number of events “forecasted”. Number of miles impacted will be dependent on scope of events. Line miles provided are for the entire Z1 T2 T3 Distribution system.
5.3.6.5-2 | 5.3.6.5-2, PSPS events and mitigation of PSPS impacts, Transmission | 7.3.6.5-T | 7.3.6.5-T PSPS events and mitigation of PSPS impacts , Transmission | N/A | N/A | N/A | N/A |  | 0 | 14568.296 | 0 | 14568.296 | N/A | N/A | Units provided are number of events “forecasted”. Number of miles impacted will be dependent on scope of events. | 0 | 14932.5034 | 0 | 14932.5034 | N/A | N/A | Units provided are number of events “forecasted”. Number of miles impacted will be dependent on scope of events. | 0 | 15305.816 | 0 | 15305.816 | N/A | N/A | Units provided are number of events “forecasted”. Number of miles impacted will be dependent on scope of events. | 0 | 350 | 0 | 350 | 5528 | 5528 | Units provided are number of events “forecasted”. Number of miles impacted will be dependent on scope of events. Line miles provided are for the entire Z1 T2 T3 Transmission system. | 0 | 302 | 0 | 302 | 5528 | 5528 | Units provided are number of events “forecasted”. Number of miles impacted will be dependent on scope of events. Line miles provided are for the entire Z1 T2 T3 Transmission system. | 0 | 311 | 0 | 311 | 5528 | 5528 | Units provided are number of events “forecasted”. Number of miles impacted will be dependent on scope of events. Line miles provided are for the entire Z1 T2 T3 Transmission system.
5.3.6.5-3 | 5.3.6.5-3, PSPS events and mitigation of PSPS impacts, Additional PSPS Mitigation Initiatives, Distribution | REMOVED-5.3.6.5-3 | Removed in 2021 WMP - 5.3.6.5-3 | [5 empty] | 8410 | 48334.644 | 8410 | 48334.644 | N/A | N/A | Units provided are number of events “forecasted”. Number of miles impacted will be dependent on scope of events. | 0 | 49543.0101 | 0 | 49543.0101 | N/A | N/A | Units provided are number of events “forecasted”. Number of miles impacted will be dependent on scope of events. | 0 | 50781.5854 | 0 | 50781.5854 | N/A | N/A | Units provided are number of events “forecasted”. Number of miles impacted will be dependent on scope of events. | N/A - 5.3.6.5-3 PSPS events and mitigation of PSPS impacts, Additional PSPS Mitigation Initiatives, Distribution removed in 2021 filing | N/A - 5.3.6.5-3 PSPS events and mitigation of PSPS impacts, Additional PSPS Mitigation Initiatives, Distribution removed in 2021 filing | N/A - 5.3.6.5-3 PSPS events and mitigation of PSPS impacts, Additional PSPS Mitigation Initiatives, Distribution removed in 2021 filing | N/A - 5.3.6.5-3 PSPS events and mitigation of PSPS impacts, Additional PSPS Mitigation Initiatives, Distribution removed in 2021 filing | N/A - 5.3.6.5-3 PSPS events and mitigation of PSPS impacts, Additional PSPS Mitigation Initiatives, Distribution removed in 2021 filing | N/A - 5.3.6.5-3 PSPS events and mitigation of PSPS impacts, Additional PSPS Mitigation Initiatives, Distribution removed in 2021 filing | N/A - 5.3.6.5-3 PSPS events and mitigation of PSPS impacts, Additional PSPS Mitigation Initiatives, Distribution removed in 2021 filing | N/A - 5.3.6.5-3 PSPS events and mitigation of PSPS impacts, Additional PSPS Mitigation Initiatives, Distribution removed in 2021 filing | N/A - 5.3.6.5-3 PSPS events and mitigation of PSPS impacts, Additional PSPS Mitigation Initiatives, Distribution removed in 2021 filing | N/A - 5.3.6.5-3 PSPS events and mitigation of PSPS impacts, Additional PSPS Mitigation Initiatives, Distribution removed in 2021 filing | N/A - 5.3.6.5-3 PSPS events and mitigation of PSPS impacts, Additional PSPS Mitigation Initiatives, Distribution removed in 2021 filing | N/A - 5.3.6.5-3 PSPS events and mitigation of PSPS impacts, Additional PSPS Mitigation Initiatives, Distribution removed in 2021 filing | N/A - 5.3.6.5-3 PSPS events and mitigation of PSPS impacts, Additional PSPS Mitigation Initiatives, Distribution removed in 2021 filing | N/A - 5.3.6.5-3 PSPS events and mitigation of PSPS impacts, Additional PSPS Mitigation Initiatives, Distribution removed in 2021 filing | N/A - 5.3.6.5-3 PSPS events and mitigation of PSPS impacts, Additional PSPS Mitigation Initiatives, Distribution removed in 2021 filing | N/A - 5.3.6.5-3 PSPS events and mitigation of PSPS impacts, Additional PSPS Mitigation Initiatives, Distribution removed in 2021 filing | N/A - 5.3.6.5-3 PSPS events and mitigation of PSPS impacts, Additional PSPS Mitigation Initiatives, Distribution removed in 2021 filing | N/A - 5.3.6.5-3 PSPS events and mitigation of PSPS impacts, Additional PSPS Mitigation Initiatives, Distribution removed in 2021 filing | N/A - 5.3.6.5-3 PSPS events and mitigation of PSPS impacts, Additional PSPS Mitigation Initiatives, Distribution removed in 2021 filing | N/A - 5.3.6.5-3 PSPS events and mitigation of PSPS impacts, Additional PSPS Mitigation Initiatives, Distribution removed in 2021 filing | N/A - 5.3.6.5-3 PSPS events and mitigation of PSPS impacts, Additional PSPS Mitigation Initiatives, Distribution removed in 2021 filing
5.3.6.6 | 5.3.6.6, Stationed and on-call ignition prevention and suppression resources and services | 7.3.6.6 | 7.3.6.6 Stationed and on-call ignition prevention and suppression resources and services | 0 | 0.43753 | 0.46991 | 0.48197 |  | 0 | 4733.5331 | 0 | 4733.5331 | N/A | N/A | Line miles is not an applicable metric | 0 | 7411.3036 | 0 | 7411.3036 | N/A | N/A | Line miles is not an applicable metric | 0 | 8257.1755 | 0 | 8257.1755 | N/A | N/A | Line miles is not an applicable metric | 250.785 | 3068.3805 | 250.785 | 3068.3805 | N/A | N/A | Line miles is not an applicable metric | 30.3054 | 6060.7537 | 30.3054 | 6060.7537 | N/A | N/A | Line miles is not an applicable metric | 238.074 | 4972.6 | 238.074 | 4972.6 | N/A | N/A | Line miles is not an applicable metric
5.3.9.7 | 5.3.9.7, Other, Aviation Support | 7.3.6.7 | 7.3.6.7 Other, Aviation Support | 0 | 95.2409 | 95.2409 | 95.2409 |  | 0 | 2156.1782 | 0 | 2156.1782 | N/A | N/A | Line miles is not an applicable metric | 0 | 2225.1258 | 0 | 2225.1258 | N/A | N/A | Line miles is not an applicable metric | 0 | 2296.3716 | 0 | 2296.3716 | N/A | N/A | Line miles is not an applicable metric | 480.5551 | 5397.5698 | 480.5551 | 5397.5698 | N/A | N/A | Line miles is not an applicable metric | 15000 | 5910.18 | 15000 | 5910.18 | N/A | N/A | Line miles is not an applicable metric | 10000 | 4326.18 | 10000 | 4326.18 | N/A | N/A | Line miles is not an applicable metric
5.3.7.1 | 5.3.7.1, Centralized repository for data | 7.3.7.1 | 7.3.7.1 Centralized repository for data | N/A - Foundational | N/A - Foundational | N/A - Foundational | N/A - Foundational |  | 0 | 291.0437 | 0 | 291.0437 | N/A | N/A | Line miles is not an applicable metric | 0 | 267.1822 | 0 | 267.1822 | N/A | N/A | Line miles is not an applicable metric | 0 | 257.9038 | 0 | 257.9038 | N/A | N/A | Line miles is not an applicable metric | 0 | 841.612 | 0 | 841.612 | N/A | N/A | Line miles is not an applicable metric | 0 | 1126.9596 | 0 | 1126.9596 | N/A | N/A | Line miles is not an applicable metric | 0 | 1160.7684 | 0 | 1160.7684 | N/A | N/A | Line miles is not an applicable metric
5.3.7.2 | 5.3.7.2, Collaborative research on utility ignition and/or wildfire | 7.3.7.2 | 7.3.7.2 Collaborative research on utility ignition and/or wildfire | N/A - Foundational | N/A - Foundational | N/A - Foundational | N/A - Foundational |  | 0 | 1143.18 | 0 | 1143.18 | N/A | N/A | Line miles is not an applicable metric | 0 | 773.443 | 0 | 773.443 | N/A | N/A | Line miles is not an applicable metric | 0 | 478.0344 | 0 | 478.0344 | N/A | N/A | Line miles is not an applicable metric | 0 | 1457.7518 | 0 | 1457.7518 | N/A | N/A | Line miles is not an applicable metric | 0 | 1915.2949 | 0 | 1915.2949 | N/A | N/A | Line miles is not an applicable metric | 0 | 400 | 0 | 400 | N/A | N/A | Line miles is not an applicable metric
5.3.7.3 | 5.3.7.3, Documentation and disclosure of wildfire-related data and algorithms | 7.3.7.3 | 7.3.7.3 Documentation and disclosure of wildfire-related data and algorithms | N/A - Foundational | N/A - Foundational | N/A - Foundational | N/A - Foundational |  | 0 | 521.3312 | 0 | 521.3312 | N/A | N/A | Line miles is not an applicable metric | 0 | 503.2269 | 0 | 503.2269 | N/A | N/A | Line miles is not an applicable metric | 0 | 499.8496 | 0 | 499.8496 | N/A | N/A | Line miles is not an applicable metric | 0 | 420.806 | 0 | 420.806 | N/A | N/A | Line miles is not an applicable metric | 0 | 563.4798 | 0 | 563.4798 | N/A | N/A | Line miles is not an applicable metric | 0 | 580.3842 | 0 | 580.3842 | N/A | N/A | Line miles is not an applicable metric
5.3.7.4 | 5.3.7.4, Tracking and analysis of near miss data | 7.3.7.4 | 7.3.7.4 Tracking and analysis of near miss data | N/A - Foundational | N/A - Foundational | N/A - Foundational | N/A - Foundational |  | 0 | 788.2596 | 0 | 788.2596 | N/A | N/A | Line miles is not an applicable metric | 0 | 807.9661 | 0 | 807.9661 | N/A | N/A | Line miles is not an applicable metric | 0 | 828.1652 | 0 | 828.1652 | N/A | N/A | Line miles is not an applicable metric | 0 | 723.3121 | 0 | 723.3121 | N/A | N/A | Line miles is not an applicable metric | 0 | 993.1548 | 0 | 993.1548 | N/A | N/A | Line miles is not an applicable metric | 0 | 1022.9494 | 0 | 1022.9494 | N/A | N/A | Line miles is not an applicable metric
5.3.7.5 | 5.3.7.5, Other, Information Technology, Transmission and Distribution | 7.3.7.5 | 7.3.7.5 Other, IT projects to support wildfire mitigation work | N/A - Foundational | N/A - Foundational | N/A - Foundational | N/A - Foundational |  | 41831.665 | 46399.296 | 41831.665 | 46399.296 | N/A | N/A | Line miles is not an applicable metric | 6386.6409 | 43236.373 | 6386.6409 | 43236.373 | N/A | N/A | Line miles is not an applicable metric | 4881.0048 | 34402.0091 | 4881.0048 | 34402.0091 | N/A | N/A | Line miles is not an applicable metric | 66711.555 | 46464.1706 | 66711.555 | 46464.1706 | N/A | N/A | Line miles is not an applicable metric | 86346.4478 | 56416.7512 | 86346.4478 | 56416.7512 | N/A | N/A | Line miles is not an applicable metric | 88764.1483 | 58064.1204 | 88764.1483 | 58064.1204 | N/A | N/A | Line miles is not an applicable metric
5.3.8.1 | 5.3.8.1, Allocation methodology development and application | 7.3.8.1 | 7.3.8.1 Allocation methodology development and application | N/A - Foundational | N/A - Foundational | N/A - Foundational | N/A - Foundational |  | 0 | 1639.416 | 0 | 1639.416 | N/A | N/A | Line miles is not an applicable metric | 0 | 1680.4014 | 0 | 1680.4014 | N/A | N/A | Line miles is not an applicable metric | 0 | 1722.4115 | 0 | 1722.4115 | N/A | N/A | Line miles is not an applicable metric | 0 | 1285.9541 | 0 | 4117.9849 | N/A | N/A | Line miles is not an applicable metric | 0 | 1301.3788 | 0 | 4167.3789 | N/A | N/A | Line miles is not an applicable metric | 0 | 1272.2359 | 0 | 4074.0555 | N/A | N/A | Line miles is not an applicable metric
5.3.8.2 | 5.3.8.2, Risk reduction scenario development and analysis | 7.3.8.2 | 7.3.8.2 Risk reduction scenario development and analysis | N/A - Foundational | N/A - Foundational | N/A - Foundational | N/A - Foundational |  | 0 | 270.9117 | 0 | 270.9117 | N/A | N/A | Line miles is not an applicable metric | 0 | 277.6845 | 0 | 277.6845 | N/A | N/A | Line miles is not an applicable metric | 0 | 284.6266 | 0 | 284.6266 | N/A | N/A | Line miles is not an applicable metric | 0 | 222.391 | 0 | 712.1583 | N/A | N/A | Line miles is not an applicable metric | 0 | 229.5881 | 0 | 735.2054 | N/A | N/A | Line miles is not an applicable metric | 0 | 256.4647 | 0 | 821.2719 | N/A | N/A | Line miles is not an applicable metric
5.3.8.3 | 5.3.8.3, Risk spend efficiency analysis | 7.3.8.3 | 7.3.8.3 Risk spend efficiency analysis | N/A - Foundational | N/A - Foundational | N/A - Foundational | N/A - Foundational |  | 0 | 237.5358 | 0 | 237.5358 | N/A | N/A | Line miles is not an applicable metric | 0 | 243.4742 | 0 | 243.4742 | N/A | N/A | Line miles is not an applicable metric | 0 | 249.561 | 0 | 249.561 | N/A | N/A | Line miles is not an applicable metric | 0 | 549.7307 | 0 | 1760.3915 | N/A | N/A | Line miles is not an applicable metric | 0 | 692.8505 | 0 | 2218.7012 | N/A | N/A | Line miles is not an applicable metric | 0 | 713.1614 | 0 | 2283.7422 | N/A | N/A | Line miles is not an applicable metric
5.3.9.1 | 5.3.9.1, Adequate and trained workforce for service restoration | 7.3.9.1 | 7.3.9.1 Adequate and trained workforce for service restoration | 0 | 126.3692 | 126.3692 | 126.3692 |  | 0 | 1451.7296 | 0 | 1451.7296 | N/A | N/A | Line miles is not an applicable metric | 0 | 1488.0229 | 0 | 1488.0229 | N/A | N/A | Line miles is not an applicable metric | 0 | 1525.2234 | 0 | 1525.2234 | N/A | N/A | Line miles is not an applicable metric | 126.3102 | 1842.9107 | 126.3102 | 1842.9107 | N/A | N/A | Line miles is not an applicable metric | 0 | 2124.1463 | 0 | 2124.1463 | N/A | N/A | Line miles is not an applicable metric | 0 | 2192.1951 | 0 | 2192.1951 | N/A | N/A | Line miles is not an applicable metric
5.3.9.2 | 5.3.9.2, Community outreach, public awareness, and communications effort | 7.3.9.2 | 7.3.9.2 Community outreach, public awareness, and communications efforts | See 7.3.9.1. All EP&R costs and risk reduction have been combined as one RSE reflected in 7.3.9.1 | See 7.3.9.1. All EP&R costs and risk reduction have been combined as one RSE reflected in 7.3.9.2 | See 7.3.9.1. All EP&R costs and risk reduction have been combined as one RSE reflected in 7.3.9.3 | See 7.3.9.1. All EP&R costs and risk reduction have been combined as one RSE reflected in 7.3.9.4 |  | 0 | 7700.8917 | 0 | 7700.8917 | N/A | N/A | Line miles is not an applicable metric | 0 | 7893.414 | 0 | 7893.414 | N/A | N/A | Line miles is not an applicable metric | 0 | 8090.7493 | 0 | 8090.7493 | N/A | N/A | Line miles is not an applicable metric | 0 | 6477.669 | 0 | 6477.669 | N/A | N/A | Line miles is not an applicable metric | 0 | 7530.9174 | 0 | 7530.9174 | N/A | N/A | Line miles is not an applicable metric | 0 | 7702.9997 | 0 | 7702.9997 | N/A | N/A | Line miles is not an applicable metric
5.3.9.3 | 5.3.9.3, Customer support in emergencies | 7.3.9.3 | 7.3.9.3 Customer support in emergencies | See 7.3.9.1. All EP&R costs and risk reduction have been combined as one RSE reflected in 7.3.9.1 | See 7.3.9.1. All EP&R costs and risk reduction have been combined as one RSE reflected in 7.3.9.2 | See 7.3.9.1. All EP&R costs and risk reduction have been combined as one RSE reflected in 7.3.9.3 | See 7.3.9.1. All EP&R costs and risk reduction have been combined as one RSE reflected in 7.3.9.4 |  | 0 | 3100 | 0 | 3100 | N/A | N/A | Line miles is not an applicable metric | 0 | 3177.5 | 0 | 3177.5 | N/A | N/A | Line miles is not an applicable metric | 0 | 3256.9375 | 0 | 3256.9375 | N/A | N/A | Line miles is not an applicable metric | 0 | 3712.1701 | 0 | 3712.1701 | N/A | N/A | Line miles is not an applicable metric | 0 | 3100 | 0 | 3100 | N/A | N/A | Line miles is not an applicable metric | 0 | 3190.52 | 0 | 3190.52 | N/A | N/A | Line miles is not an applicable metric
5.3.9.4 | 5.3.9.4, Disaster and emergency preparedness plan | 7.3.9.4 | 7.3.9.4 Disaster and emergency preparedness plan | See 7.3.9.1. All EP&R costs and risk reduction have been combined as one RSE reflected in 7.3.9.1 | See 7.3.9.1. All EP&R costs and risk reduction have been combined as one RSE reflected in 7.3.9.2 | See 7.3.9.1. All EP&R costs and risk reduction have been combined as one RSE reflected in 7.3.9.3 | See 7.3.9.1. All EP&R costs and risk reduction have been combined as one RSE reflected in 7.3.9.4 |  | 5000 | 20709.7446 | 5000 | 20709.7446 | N/A | N/A | Line miles is not an applicable metric | 5125 | 21227.4882 | 5125 | 21227.4882 | N/A | N/A | Line miles is not an applicable metric | 5253.125 | 21758.1754 | 5253.125 | 21758.1754 | N/A | N/A | Line miles is not an applicable metric | 696 | 3833 | 696 | 3833 | N/A | N/A | Line miles is not an applicable metric | 1542 | 5459 | 1542 | 5459 | N/A | N/A | Line miles is not an applicable metric | 1856.5 | 5617.5 | 1856.5 | 5617.5 | N/A | N/A | Line miles is not an applicable metric
5.3.9.5 | 5.3.9.5, Preparedness and planning for service restoration | 7.3.9.5 | 7.3.9.5 Preparedness and planning for service restoration | See 7.3.9.1. All EP&R costs and risk reduction have been combined as one RSE reflected in 7.3.9.1 | See 7.3.9.1. All EP&R costs and risk reduction have been combined as one RSE reflected in 7.3.9.2 | See 7.3.9.1. All EP&R costs and risk reduction have been combined as one RSE reflected in 7.3.9.3 | See 7.3.9.1. All EP&R costs and risk reduction have been combined as one RSE reflected in 7.3.9.4 |  | 0 | 2903.4592 | 0 | 2903.4592 | N/A | N/A | Line miles is not an applicable metric | 0 | 2976.0457 | 0 | 2976.0457 | N/A | N/A | Line miles is not an applicable metric | 0 | 3050.4469 | 0 | 3050.4469 | N/A | N/A | Line miles is not an applicable metric | 252.6205 | 3685.8215 | 252.6205 | 3685.8215 | N/A | N/A | Line miles is not an applicable metric | 0 | 4248.2927 | 0 | 4248.2927 | N/A | N/A | Line miles is not an applicable metric | 0 | 4384.3902 | 0 | 4384.3902 | N/A | N/A | Line miles is not an applicable metric
5.3.9.6 | 5.3.9.6, Protocols in place to learn from wildfire events | 7.3.9.6 | 7.3.9.6 Protocols in place to learn from wildfire events | See 7.3.9.1. All EP&R costs and risk reduction have been combined as one RSE reflected in 7.3.9.1 | See 7.3.9.1. All EP&R costs and risk reduction have been combined as one RSE reflected in 7.3.9.2 | See 7.3.9.1. All EP&R costs and risk reduction have been combined as one RSE reflected in 7.3.9.3 | See 7.3.9.1. All EP&R costs and risk reduction have been combined as one RSE reflected in 7.3.9.4 |  | 0 | 1596.9026 | 0 | 1596.9026 | N/A | N/A | Line miles is not an applicable metric | 0 | 1636.8251 | 0 | 1636.8251 | N/A | N/A | Line miles is not an applicable metric | 0 | 1677.7458 | 0 | 1677.7458 | N/A | N/A | Line miles is not an applicable metric | 138.9413 | 2027.2018 | 138.9413 | 2027.2018 | N/A | N/A | Line miles is not an applicable metric | 0 | 2336.561 | 0 | 2336.561 | N/A | N/A | Line miles is not an applicable metric | 0 | 2411.4146 | 0 | 2411.4146 | N/A | N/A | Line miles is not an applicable metric
N/A - Not in Sept 2020 filing | N/A - Not in Sept 2020 filing | 7.3.9.7 | 7.3.9.7 Other, Mutual Assistance | See 7.3.9.1. All EP&R costs and risk reduction have been combined as one RSE reflected in 7.3.9.1 | See 7.3.9.1. All EP&R costs and risk reduction have been combined as one RSE reflected in 7.3.9.2 | See 7.3.9.1. All EP&R costs and risk reduction have been combined as one RSE reflected in 7.3.9.3 | See 7.3.9.1. All EP&R costs and risk reduction have been combined as one RSE reflected in 7.3.9.4 |  | N/A - 7.3.9.7 Other, Mutual Assistance not in Sept 9 2020 filing | N/A - 7.3.9.7 Other, Mutual Assistance not in Sept 9 2020 filing | N/A - 7.3.9.7 Other, Mutual Assistance not in Sept 9 2020 filing | N/A - 7.3.9.7 Other, Mutual Assistance not in Sept 9 2020 filing | N/A - 7.3.9.7 Other, Mutual Assistance not in Sept 9 2020 filing | N/A - 7.3.9.7 Other, Mutual Assistance not in Sept 9 2020 filing | N/A - 7.3.9.7 Other, Mutual Assistance not in Sept 9 2020 filing | N/A - 7.3.9.7 Other, Mutual Assistance not in Sept 9 2020 filing | N/A - 7.3.9.7 Other, Mutual Assistance not in Sept 9 2020 filing | N/A - 7.3.9.7 Other, Mutual Assistance not in Sept 9 2020 filing | N/A - 7.3.9.7 Other, Mutual Assistance not in Sept 9 2020 filing | N/A - 7.3.9.7 Other, Mutual Assistance not in Sept 9 2020 filing | N/A - 7.3.9.7 Other, Mutual Assistance not in Sept 9 2020 filing | N/A - 7.3.9.7 Other, Mutual Assistance not in Sept 9 2020 filing | N/A - 7.3.9.7 Other, Mutual Assistance not in Sept 9 2020 filing | N/A - 7.3.9.7 Other, Mutual Assistance not in Sept 9 2020 filing | N/A - 7.3.9.7 Other, Mutual Assistance not in Sept 9 2020 filing | N/A - 7.3.9.7 Other, Mutual Assistance not in Sept 9 2020 filing | N/A - 7.3.9.7 Other, Mutual Assistance not in Sept 9 2020 filing | N/A - 7.3.9.7 Other, Mutual Assistance not in Sept 9 2020 filing | N/A - 7.3.9.7 Other, Mutual Assistance not in Sept 9 2020 filing | 0 | 0 | 0 | 0 | N/A | N/A | Line miles is not an applicable metric | 0 | 0 | 0 | 0 | N/A | N/A | Line miles is not an applicable metric | 0 | 0 | 0 | 0 | N/A | N/A | Line miles is not an applicable metric
5.3.10.1 | 5.3.10.1, Community engagement | 7.3.10.1 | 7.3.10.1 Community engagement | N/A - Foundational | N/A - Foundational | N/A - Foundational | N/A - Foundational |  | 0 | 11370.8917 | 0 | 11370.8917 | N/A | N/A | Line miles is not an applicable metric | 0 | 11655.164 | 0 | 11655.164 | N/A | N/A | Line miles is not an applicable metric | 0 | 11946.5431 | 0 | 11946.5431 | N/A | N/A | Line miles is not an applicable metric | 0 | 9513.653 | 0 | 9513.653 | N/A | N/A | Line miles is not an applicable metric | 0 | 10514.1085 | 0 | 10514.1085 | N/A | N/A | Line miles is not an applicable metric | 0 | 10807.2986 | 0 | 10807.2986 | N/A | N/A | Line miles is not an applicable metric
5.3.10.2 | 5.3.10.2, Cooperation and best practice sharing with agencies outside CA | 7.3.10.2 | 7.3.10.2 Cooperation and best practice sharing with agencies outside CA | N/A - Foundational | N/A - Foundational | N/A - Foundational | N/A - Foundational |  | 0 | 6.0219 | 0 | 6.0219 | N/A | N/A | Line miles is not an applicable metric | 0 | 6.1724 | 0 | 6.1724 | N/A | N/A | Line miles is not an applicable metric | 0 | 6.3267 | 0 | 6.3267 | N/A | N/A | Line miles is not an applicable metric | 0 | 12.5 | 0 | 12.5 | N/A | N/A | Line miles is not an applicable metric | 0 | 12.865 | 0 | 12.865 | N/A | N/A | Line miles is not an applicable metric | 0 | 13.2407 | 0 | 13.2407 | N/A | N/A | Line miles is not an applicable metric
5.3.10.3 | 5.3.10.3, Cooperation with suppression agencies | 7.3.10.3 | 7.3.10.3 Cooperation with suppression agencies | N/A - Foundational | N/A - Foundational | N/A - Foundational | N/A - Foundational |  | 0 | 7501.0334 | 0 | 7501.0334 | N/A | N/A | Line miles is not an applicable metric | 0 | 8849.237 | 0 | 8849.237 | N/A | N/A | Line miles is not an applicable metric | 0 | 9132.5788 | 0 | 9132.5788 | N/A | N/A | Line miles is not an applicable metric | 696 | 3833 | 696 | 3833 | N/A | N/A | Line miles is not an applicable metric | 1542 | 5459 | 1542 | 5459 | N/A | N/A | Line miles is not an applicable metric | 1856.5 | 5617.5 | 1856.5 | 5617.5 | N/A | N/A | Line miles is not an applicable metric
5.3.10.4 | 5.3.10.4, Forest service and fuel reduction cooperation and joint roadmap | 7.3.10.4 | 7.3.10.4 Forest service and fuel reduction cooperation and joint roadmap | N/A - Foundational | N/A - Foundational | N/A - Foundational | N/A - Foundational |  | 0 | 3133.0612 | 0 | 3133.0612 | N/A | N/A | Line miles is not an applicable metric | 0 | 3211.3877 | 0 | 3211.3877 | N/A | N/A | Line miles is not an applicable metric | 0 | 3291.6724 | 0 | 3291.6724 | N/A | N/A | Line miles is not an applicable metric | 0 | 817.9853 | 0 | 2687.3067 | N/A | N/A | Line miles is not an applicable metric | 0 | 848.2642 | 0 | 2786.7812 | N/A | N/A | Line miles is not an applicable metric | 0 | 871.3411 | 0 | 2862.5952 | N/A | N/A | Line miles is not an applicable metric
5.3.10.5-1 | 5.3.10.5-1, Other, PMO | 7.3.10.5 | 7.3.10.5 Other, PMO and General Wildfire Support | N/A - Foundational | N/A - Foundational | N/A - Foundational | N/A - Foundational |  | 0 | 7529.2 | 0 | 7529.2 | N/A | N/A | Line miles is not an applicable metric | 0 | 7796 | 0 | 7796 | N/A | N/A | Line miles is not an applicable metric | 0 | 8068.525 | 0 | 8068.525 | N/A | N/A | Line miles is not an applicable metric | 0 | 31628.1884 | 0 | 31628.1884 | N/A | N/A | Line miles is not an applicable metric | 0 | 32933.4952 | 0 | 32933.4952 | N/A | N/A | Line miles is not an applicable metric | 0 | 32362.2457 | 0 | 32362.2457 | N/A | N/A | Line miles is not an applicable metric
5.3.10.5-2 | 5.3.10.5-2, Other, Emergency Outreach campaigns | REMOVED-5.3.10.5-2 | Removed in 2021 WMP - 5.3.10.5-2 | [5 empty] | 0 | 7720.5 | 0 | 7720.5 | N/A | N/A | Line miles is not an applicable metric | 0 | 8177.25 | 0 | 8177.25 | N/A | N/A | Line miles is not an applicable metric | 0 | 8177.25 | 0 | 8177.25 | N/A | N/A | Line miles is not an applicable metric | N/A - 5.3.10.5-2, Other, Emergency Outreach campaigns removed from 2021 filing | N/A - 5.3.10.5-2, Other, Emergency Outreach campaigns removed from 2021 filing | N/A - 5.3.10.5-2, Other, Emergency Outreach campaigns removed from 2021 filing | N/A - 5.3.10.5-2, Other, Emergency Outreach campaigns removed from 2021 filing | N/A - 5.3.10.5-2, Other, Emergency Outreach campaigns removed from 2021 filing | N/A - 5.3.10.5-2, Other, Emergency Outreach campaigns removed from 2021 filing | N/A - 5.3.10.5-2, Other, Emergency Outreach campaigns removed from 2021 filing | N/A - 5.3.10.5-2, Other, Emergency Outreach campaigns removed from 2021 filing | N/A - 5.3.10.5-2, Other, Emergency Outreach campaigns removed from 2021 filing | N/A - 5.3.10.5-2, Other, Emergency Outreach campaigns removed from 2021 filing | N/A - 5.3.10.5-2, Other, Emergency Outreach campaigns removed from 2021 filing | N/A - 5.3.10.5-2, Other, Emergency Outreach campaigns removed from 2021 filing | N/A - 5.3.10.5-2, Other, Emergency Outreach campaigns removed from 2021 filing | N/A - 5.3.10.5-2, Other, Emergency Outreach campaigns removed from 2021 filing | N/A - 5.3.10.5-2, Other, Emergency Outreach campaigns removed from 2021 filing | N/A - 5.3.10.5-2, Other, Emergency Outreach campaigns removed from 2021 filing | N/A - 5.3.10.5-2, Other, Emergency Outreach campaigns removed from 2021 filing | N/A - 5.3.10.5-2, Other, Emergency Outreach campaigns removed from 2021 filing | N/A - 5.3.10.5-2, Other, Emergency Outreach campaigns removed from 2021 filing | N/A - 5.3.10.5-2, Other, Emergency Outreach campaigns removed from 2021 filing | N/A - 5.3.10.5-2, Other, Emergency Outreach campaigns removed from 2021 filing