## TOC
Pacific Gas and Electric Company
TO20 Tariff Rate Year (RY) 2024 Final December Posting
WP_29-RetailRates
TABLE OF CONTENTS
TAB | CONTENTS
1 | Proposed Retail Rates - Rate Design
2 | Proposed Allocations & Revenues - Rate Design Calculations Based on 12-CP Method
3 | 2018 THROUGH 2022 CLASS CONTRIBUTIONS TO MONTHLY SYSTEM PEAKS
3a | 2022 CLASS CONTRIBUTIONS TO MONTHLY SYSTEM PEAKS
4 | Forecast Billing Determinants (kW)
5 | 2018 THROUGH 2022 TOU KWH
5a | 2022 TOU KWH by TOU Rate Period
6 | Settlement Standby Allocation with Sales Forecast Adjustment
7 | 2024 ERRA Forecast - October Update | Residential
8 | 2024 ERRA Forecast - October Update | AG, C&I

## 1
| Proposed Retail Rates | [7 empty] | Current Year for Forecast Billing Determinants
| Rate Design | [7 empty] | 5 Yr. Historical Avg. Data for 12-CP Allocation of TRR to Customer Class
Pacific Gas and Electric Company
TO20 Tariff Rate Year (RY) 2024 Final December Posting
WP_29-RetailRates 1
Input cells are shaded gold
|  | Column | (1) | (2) |  | (3) |  | (4) | (5)
|  | Calculation: |  |  |  | = (1) / (2) |  |  | = (1) / (4)
|  |  | Note 1 | Note 2 |  |  |  | Note 3
|  |  | 12-CP | Forecast Billing | Billing | Retail | Billing | Annual Sales | Average Rate
Line | Code | Class Name | Cost Allocation | Determinants | Units | Rate | Units | (kWh) | ($/kWh) | Line
100 | RES- | Residential | 1283933679.8202 | 27666722782.3548 | kWh | 0.046408 | /kWh | 27666722782.3548 | 0.046407 | 100
101 | A1/B1- | Small L&P | 262057227.29 | 8074913236.0832 | kWh | 0.032453 | /kWh | 8074913236.0832 | 0.032453 | 101
102 | A10/B10- | Medium L&P |  | 29336261.3596 | kW-mo |  |  | 7953343254.7308 | 0.036263 | 102
103 | E19/B19- | At Transmission |  | 132961.9955 | kW-mo |  |  | 51486492.217 | 0.025389 | 103
104 | E19/B19- | At Primary |  | 3431810.237 | kW-mo |  |  | 1313285738.5606 | 0.025691 | 104
105 | E19/B19- | At Secondary |  | 33609672.578 | kW-mo |  |  | 12722209440.491 | 0.025972 | 105
106 | Medium Light and Power |  | 653888151.7221 | 66510706.1701 | kW-mo | 9.8313 | /kW-mo |  |  | 106
107 | STL- | Streetlights | 6879596.1382 | 253429732.8205 | kWh | 0.027146 | /kWh | 253429732.8205 | 0.027146 | 107
108 | AGA- | AG: A Schedules |  | 115953240.1063 | kWh |  |  | 115953240.1063 | 0.030586 | 108
109 | AGB/C- | AG: B Schedules |  | 5396087006.0868 | kWh |  |  | 5396087006.0868 | 0.030586 | 109
110 | Agriculture |  | 168593767.3907 | 5512040246.193 | kWh | 0.030586 | /kWh |  |  | 110
111 | E20/B20- | At Transmission |  | 11234365.2994 | kW-mo |  |  | 5813304544.7362 | 0.023037 | 111
112 | E20/B20- | At Primary |  | 13735879.0862 | kW-mo |  |  | 6366762979.4001 | 0.025718 | 112
113 | E20/B20- | At Secondary |  | 4130440.7981 | kW-mo |  |  | 1802238688.7552 | 0.02732 | 113
114 | Schedule E-20/B-20 |  | 346894640.5889 | 29100685.1838 | kW-mo | 11.9205 | /kW-mo |  |  | 114
115 | STB/SB- | At Transmission |  | 8514190.134 | kW-mo |  |  | 509584663.9085 | 0.033334 | 115
116 | STB/SB- | At Primary |  | 1279797.6706 | kW-mo | 50% Volumetric Charge |  | 17656940.4441 | 0.086483 | 116
[6 empty] | 0.017412 | /kWh
117 | STB/SB- | At Secondary |  | 71329.1887 | kW-mo | 50% Reservation Charge |  | 12693663.9148 | 0.022767 | 117
[6 empty] | 1.1211 | /.85*kW-mo
118 | Standby Service |  | 18802449.8161 | 9865316.9933 | kW-mo |  |  | 539935268.2674 | 0.034824 | 118
119 | Total | Rate Design: | 2741049512.766 |  |  |  |  | 78069672404.6098 | 0.03511 | 119
Notes:
1) Adjusted 12-CP Cost Allocations are from 29-RetailRates-2, col 8.
2) Forecast kWh Billing Determinates are from 29-RetailRates-2, col 2. Forecast kW-mo. Billing Determinants are detailed in WP_29-RetailRates-4 and -8 (A-10, E-19, E-20 and Standby Reservation kW).
3) Forecast kWh Annual Sales are from 29-RetailRates-2, col 2.
[8 empty] | 387000000 | FPP
[8 empty] | 78456672404.6098 | Total

## 2
| Proposed Allocations & Revenues | [9 empty] | Current Year for Forecast Billing Determinants
| Rate Design Calculations Based on 12-CP Method | [8 empty] | 5 | Yr. Historical Avg.
Pacific Gas and Electric Company
TO20 Tariff Rate Year (RY) 2024 Final December Posting
WP_29-RetailRates 2
Input cells are shaded gold
|  | Column | (1) | (2) | (3) | (4) | (5) | (6) | (7) | (8) | (9)
|  | Calculation: | (4): = [(2) / (1)] * (3); (6): = (4) * (5) | = (6) / Σ(6) |  | = (8) * TRR
|  |  | Note 1 | Note 2 | Note 3 |  | Note 4
|  |  | Recorded Avg. | Forecast | Recorded Avg. | Coincident Demands | Demand | Coincident Demands | Percent of | Adjusted Cost | 12-CP
|  |  | 5-Year Historical | Sales | 5-Year Historical | Scaled to Sales | Loss | (adjusted for losses) | Coin. Peak | Alloc. Factors | Cost Allocation
| Code | Class Name | (kWh) | (kWh) | (kW) | (kW) | Factors | (kW) | (w/losses) | (w/standby) | ($)
Line | [9 empty] | scale to 100% |  | Line
200 | RES- | Residential | 28324881434 | 27666722782.3548 | 72804375.9747 | 71112689.1079 | 1.1385 | 80960332.9021 | 47.16% | 46.84% | 1283933679.8202 | 200
|  |  | MARL Sales: | 247623
201 | A1/B1- | Small L&P | 7894149034.75 | 8074913236.0832 | 14189533.2055 | 14514452.2849 | 1.1385 | 16524405.1887 | 9.627% | 9.56% | 262057227.29 | 201
202 | A10/B10- | Medium L&P | 7966618509.25 | 7953343254.7308 | 13725150.2066 | 13702279.1651 | 1.1385 | 15599762.808 |  |  |  | 202
203 | E19/B19- | At Transmission | 34870989.2 | 51486492.217 | 53041.0957 | 78314.3818 | 1.0435 | 81721.7936 |  |  |  | 203
204 | E19/B19- | At Primary | 1093932618.8 | 1313285738.5606 | 1728427.7439 | 2075008.5217 | 1.0741 | 2228857.8415 |  |  |  | 204
205 | E19/B19- | At Secondary | 11986113745 | 12722209440.491 | 19299581.5859 | 20484814.7008 | 1.1385 | 23321539.9167 |  |  |  | 205
206 | Medium Light and Power |  | 21081535862.25 | 22040324925.9995 | 34806200.632 | 36340416.7694 |  | 41231882.3598 | 24.02% | 23.86% | 653888151.7221 | 206
207 | STL- | Streetlights | 263068244.75 | 253429732.8205 | 395528.9859 | 381037.2678 | 1.1385 | 433803.0868 | 0.2527% | 0.251% | 6879596.1382 | 207
208 | AGA- | AG: A Schedules | 506813497.5 | 115953240.1063 | 790422.3367 | 180839.7595 | 1.1385 | 205882.3441 |  |  |  | 208
209 | AGB/C- | AG: B & C Schedules | 5899743052.75 | 5396087006.0868 | 10011680.2149 | 9156991.5899 | 1.1385 | 10425046.4552 |  |  |  | 209
210 | Agriculture |  | 6406556550.25 | 5512040246.193 | 10802102.5516 | 9337831.3494 |  | 10630928.7993 | 6.193% | 6.151% | 168593767.3907 | 210
211 | E20/B20- | At Transmission | 5923307581.6 | 5813304544.7362 | 8550470.6646 | 8391678.0092 | 1.0435 | 8756794.8844 |  |  |  | 211
212 | E20/B20- | At Primary | 6422710754 | 6366762979.4001 | 9540144.084 | 9457040.5703 | 1.0741 | 10158222.8758 |  |  |  | 212
213 | E20/B20- | At Secondary | 2223333287.6 | 1802238688.7552 | 3206288.5848 | 2599024.342 | 1.1385 | 2958935.72 |  |  |  | 213
214 | Schedule E-20/B-20 |  | 14569351623.2 | 13982306212.8915 | 21296903.3334 | 20447742.9215 |  | 21873953.4802 | 12.74% | 12.66% | 346894640.5889 | 214
215 | Total - Full Requirements |  | 78539542749.2 | 77529737136.3424 | 154294644.6831 | 152134169.701 |  | 171655305.8169 | 100% | 99.31% | 2722247062.95 | 215
216 | STB/SB- | At Transmission | 495356255.6 | 509584663.9085 | 598445.661 | 615635.1667 | 1.0435 | 642421.0834 |  |  |  | 216
217 | STB/SB- | At Primary | 21356209.8 | 17656940.4441 | 29301.2251 | 24225.7401 | 1.0741 | 26021.932 |  |  |  | 217
218 | STB/SB- | At Secondary | 2431135 | 12693663.9148 | 3686.4911 | 19248.244 | 1.1385 | 21913.7296 |  |  |  | 218
219 | Standby |  | 519143600.4 | 539935268.2674 | 631433.3772 | 659109.1508 |  | 690356.7451 |  | 0.686% | 18802449.8161 | 219
220 | Totals - Retail |  | 79058686349.6 | 78069672404.6098 | 154926078.0604 | 152793278.8517 |  | 172345662.562 |  | 100% | 2741049512.766 | 220
221 | Source: Base Transmission Revenue Requirement (TRR) 1-BaseTRR, Ln. 704 = | [9 empty] | 2741049512.766 | 221
TRUE
Notes:
1) Recorded sales (kWh) and 5-Year Average are from WP_29-RetailRates-4; -5; and -5a.
2) Forecast kWh Billing Determinants (BDs) are from WP_29-RetailRates-7 and -8 and approved by the CPUC in Annual ERRA Decision (e.g. 2019 BDs: D.19-02-023).
3) Recorded monthly contribution coincident system peak (12-CP) data (kW) and 5-Year Average are from WP_29-RetailRates-3.
4) Demand loss factors are from WP_28-GrossLoad-7, Col 1 given line losses at PG&E's Transmission, Primary and Secondary Distribution voltage levels of retail service.
5) Medium Light and Power Line 106 is a subtotal of Lines 102 through 105; Agriculture Line 110 is a subtotal of Lines 108 and 109; Schedule E-20 Line 114 is a subtotal of Lines 111 through 113; Total - Full Requirements Line 115 is a subtotal of Lines 100, 101, 106, 107, 110 and 114; Standby Line 119 is a subtotal of Lines 116 through 118; Totals - Retail Line 120 is a total of Line 115 and 119.

## 3
Pacific Gas and Electric Company
TO20 Tariff Rate Year (RY) 2024 Final December Posting
WP_29-RetailRates 3
| Column | (1) | (2) | (3) | (4) | (5) | (6)
Note 1
CLASS KW SUMMARY
TABLE 4A
2018 THROUGH 2022 CLASS CONTRIBUTIONS TO MONTHLY SYSTEM PEAKS
(SCALED UNADJUSTED)
ALL VOLTAGES
Line | CODE - CLASS | 2018 | 2019 | 2020 | 2021 | 2022 | 5YR AVERAGE |  | Line
300 | RES - RESIDENTIAL | 67558091.7113 | 68636048.9037 | 80923611.2321 | 74264994.1158 | 72639133.9106 | 72804375.9747 |  | 300
301 | AGA - AGRICULTURAL: A SCHEDULES | 807629.1032 | 651901.5808 | 881041.1834 | 771023.8052 | 840516.0107 | 790422.3367 |  | 301
302 | AGB&C - AGRICULTURAL: B&C SCHEDULES | 9639931.7682 | 7633598.4797 | 10417209.981 | 10862366.6001 | 11505294.2455 | 10011680.2149 |  | 302
303 | AGR - AGRICULTURAL: TOTAL | 10447560.8714 | 8285500.0605 | 11298251.1644 | 11633390.4053 | 12345810.2562 | 10802102.5516 |  | 303
304 | STL - STREETLIGHTS | 462941.9567 | 391174.6935 | 378405.1892 | 402816.2199 | 342306.8702 | 395528.9859 |  | 304
305 | A1 - SMALL L&P | 14074831.1541 | 15366644.972 | 14145790.3473 | 13455904.61 | 13904494.9441 | 14189533.2055 |  | 305
306 | A10 - MEDIUM L&P | 14015833.5377 | 14694767.6475 | 12933116.1771 | 13099504.0775 | 13882529.5931 | 13725150.2066 |  | 306
307 | E9V - E19 (<500 KW): FIRM | 14214014.5815 | 14713854.9107 | 13156108.55 | 14415980.1331 | 15266151.0142 | 14353221.8379 |  | 307
308 | E9F - E19 (500-1,000 KW): FIRM | 7326674.1136 | 7505146.4426 | 6008726.9971 | 6188543.8083 | 6216462.7224 | 6649110.8168 |  | 308
309 | E9N - E19 (500-1,000 KW): NONFIRM |  | 0 | 0 | 0 | 0 | 0 |  | 309
310 | E2F - E20 (>1,000 KW): FIRM | 21969685.3386 | 21918611.2739 | 19959870.1675 | 20111189.0544 | 20016303.8313 | 20795131.9332 |  | 310
311 | E2N - E20 (>1,000 KW): NONFIRM |  | 0 | 0 | 0 | 0 | 0 |  | 311
312 | S1S - STANDBY: SMALL (A1, A6) /2 | 6240.596 | 5200.8612 | 7877.2863 | 20981.7617 | 16959.5219 | 11452.0054 |  | 312
313 | S1M - STANDBY: MEDIUM (A10, A11) /2 | 20268.4031 | 17152.7881 | 13803.4273 | 24470.222 | 20881.1722 | 19315.2026 |  | 313
314 | S9M - STANDBY: (E19M) /2 | 23485.636 | 20190.7333 | 24016.3756 | 30243.7765 | 27583.3349 | 25103.9713 |  | 314
315 | S19 - STANDBY: (E19) /2 | 26861.2034 | 26909.5878 | 32433.4174 | 29475.1906 | 41836.3491 | 31503.1496 |  | 315
316 | S20 - STANDBY: (E20) /2 | 406343.8077 | 505663.837 | 570887.3365 | 772139.6465 | 628412.1869 | 576689.3629 |  | 316
CLASSES EXCLUDING STANDBY/BART
317 | E9T - E19: TOTAL | 22718799.1998 | 21540688.6951 | 19164835.5471 | 20604523.9414 | 21482613.7366 | 21102292.224 |  | 317
318 | E2F - E20: TOTAL Plus SCR | 22374191.6549 | 21969685.3386 | 20631339.1155 | 20773540.8074 | 20735759.7506 | 21296903.3334 |  | 318
STANDBY CLASSES
318 | SST - A1 AND A10: TOTAL | 23422.6495 | 26508.9991 | 21680.7136 | 45451.9837 | 37840.6942 | 30981.008 |  | 318
319 | LST - E19 AND E20: TOTAL | 388543.585 | 456690.6472 | 627337.1295 | 831858.6136 | 697831.8709 | 600452.3692 |  | 319
CLASSES INCLUDING STANDBY
319 | E9S - E19: TOTAL | 22756656.3261 | 21591035.5346 | 19221285.34 | 20664242.9084 | 21552033.4205 | 21157050.7059 |  | 319
320 | E2S - E20: TOTAL | 23631097.1373 | 23232988.0121 | 21202226.4521 | 21545680.4539 | 21364171.9375 | 22195232.7986 |  | 320
PACIFIC GAS AND ELECTRIC COMPANY
| Column | (1) | (2) | (3) | (4) | (5) | (6)
[5 empty] | Note 1 | Note 1
CLASSKW SUMMARY
TABLE 4B
2018 THROUGH 2022 CLASS CONTRIBUTIONS TO MONTHLY SYSTEM PEAKS
(SCALED UNADJUSTED)
TRANSMISSION
Line | CODE - CLASS | 2018 | 2019 | 2020 | 2021 | 2022 | 5YR AVERAGE |  | Line
321 | RES - RESIDENTIAL | 0 | 0 |  | 0 | 0 |  |  | 321
322 | AGA - AGRICULTURAL: A SCHEDULES | 0 | 0 |  | 0 | 0 |  |  | 322
323 | AGB&C - AGRICULTURAL: B&C SCHEDULES | 56701.962 |  | 0 | 0 | 0 | 14175.4905 |  | 323
324 | AGR - AGRICULTURAL: TOTAL | 56701.962 |  | 0 | 0 | 0 | 14175.4905 |  | 324
325 | STL - STREETLIGHTS | 0 | 0 |  | 0 | 0 | 0 |  | 325
326 | A1 - SMALL L&P | 0 | 0 |  | 0 | 0 | 0 |  | 326
327 | A10 - MEDIUM L&P | 0 | 0 |  | 4164.2567 | 4877.2752 | 2260.383 |  | 327
328 | E9V - E19 (<500 KW): FIRM | 24789.8864 | 17637.4343 | 17296.5932 | 40740.8719 | 30641.6636 | 26221.2899 |  | 328
329 | E9F - E19 (500-1,000 KW): FIRM | 24573.0127 | 21749.4436 | 19686.4401 | 30251.7216 | 37838.4111 | 26819.8058 |  | 329
330 | E9N - E19 (500-1,000 KW): NONFIRM | 0 | 0 |  | 0 | 0 | 0 |  | 330
331 | E2F - E20 (>1,000 KW): FIRM | 8630263.9891 | 8566930.4796 | 7768822.8404 | 8211635.6562 | 7963268.7213 | 8228184.3373 |  | 331
332 | E2N - E20 (>1,000 KW): NONFIRM | 0 | 0 | 0 | 0 | 0 | 0 |  | 332
333 | S1S - STANDBY: SMALL (A1, A6) /2 | 1607.2247 | 1984.0901 | 2745.25 | 2190.2006 | 1857.784 | 2076.9099 |  | 333
334 | S1M - STANDBY: MEDIUM (A10, A11) /2 | 16177.8471 | 17589.4428 | 10812.4229 | 20627.8752 | 16856.8953 | 16412.8967 |  | 334
335 | S9M - STANDBY: (E19M) /2 | 13465.2509 | 19601.306 | 20796.935 | 27608.2877 | 24600.1141 | 21214.3787 |  | 335
336 | S19 - STANDBY: (E19) /2 | 18389.4345 | 23764.0329 | 28398.6249 | 23615.3073 | 34834.4945 | 25800.3788 |  | 336
337 | S20 - STANDBY: (E20) /2 | 334682.5352 | 380524.4054 | 564927.9406 | 765350.7558 | 619219.8472 | 532941.0969 |  | 337
CLASSES EXCLUDING STANDBY/BART
338 | E9T - E19: TOTAL | 49362.8992 | 39386.8779 | 36983.0333 | 70992.5935 | 68480.0747 | 53041.0957 | E19-T | 338
339 | E2F - E20: TOTAL | 8630263.9891 | 8566930.4796 | 8285806.5605 | 8738568.9993 | 8530783.2946 | 8550470.6646 | E20-T | 339
STANDBY CLASSES
339 | SST - A1 AND A10: TOTAL | 17785.0718 | 19573.5329 | 13557.6729 | 22818.0758 | 18714.6793 | 18489.8066 | STB-T | 339
340 | LST - E19 AND E20: TOTAL | 366537.2206 | 423889.7444 | 614123.5005 | 816574.3508 | 678654.4558 | 579955.8544 | STB-T | 340
CLASSES INCLUDING STANDBY
340 | E9S - E19: TOTAL | 81217.5845 | 82752.2169 | 86178.5931 | 122216.1886 | 127914.6832 | 100055.8533 |  | 340
341 | E2S - E20: TOTAL | 9746564.5978 | 9640548.8294 | 8850734.5012 | 9503919.7551 | 9150003.1418 | 9378354.1651 |  | 341
PACIFIC GAS AND ELECTRIC COMPANY
| Column | (1) | (2) | (3) | (4) | (5) | (6)
[5 empty] | Note 1 | Note 1
CLASSKW SUMMARY
TABLE 4C
2018 THROUGH 2022 CLASS CONTRIBUTIONS TO MONTHLY SYSTEM PEAKS
(SCALED UNADJUSTED)
PRIMARY
Line | CODE - CLASS | 2018 | 2019 | 2020 | 2020 | 2021 | 5YR AVERAGE |  | Line
342 | RES - RESIDENTIAL | 0 | 0 |  | 0 | 0 | 0 |  | 342
343 | AGA - AGRICULTURAL: A SCHEDULES | 0 | 0 |  | 0 | 0 | 0 |  | 343
344 | AGB&C - AGRICULTURAL: B&C SCHEDULES | 518101.9629 | 44848.4616 | 0 | 0 | 0 | 112590.0849 |  | 344
345 | AGR - AGRICULTURAL: TOTAL | 518101.9629 | 44848.4616 | 0 | 0 | 0 | 112590.0849 |  | 345
346 | STL - STREETLIGHTS | 0 | 0 | 0 | 0 | 0 | 0 |  | 346
347 | A1 - SMALL L&P | 0 | 0 | 0 | 0 | 0 | 0 |  | 347
348 | A10 - MEDIUM L&P | 0 | 0 | 0 | 118292.6153 | 132597.4434 | 50178.0117 |  | 348
349 | E9V - E19 (<500 KW): FIRM | 391920.4552 | 430297.1295 | 433790.1449 | 622151.7984 | 730596.7137 | 521751.2483 |  | 349
350 | E9F - E19 (500-1,000 KW): FIRM | 1266952.442 | 1205678.6018 | 1082737.7437 | 1200267.3205 | 1277746.3698 | 1206676.4955 |  | 350
351 | E9N - E19 (500-1,000 KW): NONFIRM | (1): 0; (2): 0; PACIFIC GAS AND ELECTRIC COMPANY (6): 0 |  | 351
352 | E2F - E20 (>1,000 KW): FIRM | 10029740.1293 | 9863897.7436 | 9120962.7083 | 9158806.4503 | 9285384.909 | 9491758.3881 |  | 352
353 | E2N - E20 (>1,000 KW): NONFIRM | 0 | 0 | 0 |  |  | 0 |  | 353
354 | S1S - STANDBY: SMALL (A1, A6) /2 | 2568.8766 | 3833.0004 | 4716.3755 | 18342.1253 | 14738.8334 | 8839.8422 |  | 354
355 | S1M - STANDBY: MEDIUM (A10, A11) /2 | 1945.5655 | 1605.0479 | 2730.7897 | 3345.9874 | 3790.2849 | 2683.5351 |  | 355
356 | S9M - STANDBY: (E19M) /2 | 3230.8709 | 3272.7234 | 2357.6733 | 1912.766 | 2588.8032 | 2672.5674 |  | 356
357 | S19 - STANDBY: (E19) /2 | 1322.8627 | 1892.3105 | 4007.9273 | 3147.4315 | 1391.9184 | 2352.4901 |  | 357
358 | S20 - STANDBY: (E20) /2 | 16003.9234 | 25819.4023 | 5959.3959 | 6788.8907 | 9192.3397 | 12752.7904 |  | 358
CLASSES EXCLUDING STANDBY/BART
359 | E9T - E19: TOTAL | 1658872.8972 | 1635975.7312 | 1516527.8886 | 1822419.119 | 2008343.0835 | 1728427.7439 | E19-P | 359
360 | E2F - E20: TOTAL Plus SCR | 10075523.9248 | 9863897.7436 | 9192071.2979 | 9212920.4213 | 9356307.0322 | 9540144.084 | E20-P | 360
STANDBY CLASSES
360 | SST - A1 AND A10: TOTAL | 4514.442 | 5438.0483 | 7447.1652 | 21688.1127 | 18529.1183 | 11523.3773 | STB-P | 360
361 | LST - E19 AND E20: TOTAL | 20557.6569 | 30984.4362 | 12324.9965 | 11849.0882 | 13173.0613 | 17777.8478 | STB-P | 361
CLASSES INCLUDING STANDBY
361 | E9S - E19: TOTAL | 1663426.6307 | 1641140.7651 | 1522893.4892 | 1827479.3165 | 2012323.8051 | 1733452.8013 |  | 361
362 | E2S - E20: TOTAL | 10133427.4979 | 9969934.9609 | 9198030.6938 | 9219709.312 | 9365499.3719 | 9577320.3673 |  | 362
PACIFIC GAS AND ELECTRIC COMPANY
| Column | (1) | (2) | (3) | (5) | (5) | (6)
[5 empty] | Note 1 | Note 1
CLASSKW SUMMARY
TABLE 4D
2018 THROUGH 2022 CLASS CONTRIBUTIONS TO MONTHLY SYSTEM PEAKS
(SCALED UNADJUSTED)
SECONDARY
Line | CODE - CLASS | 2018 | 2019 | 2020 | 2020 | 2021 | 5YR AVERAGE |  | Line
363 | RES - RESIDENTIAL | 72964370.5896 | 67558091.7113 | 80923611.2321 | 74264994.1158 | 72639133.9106 | 73670040.3119 |  | 363
364 | AGA - AGRICULTURAL: A SCHEDULES | 707442.1162 | 807629.1032 | 881041.1834 | 771023.8052 | 840516.0107 | 801530.4437 |  | 364
365 | AGB&C - AGRICULTURAL: B&C SCHEDULES | 7508364.8224 | 9595083.3065 | 10417209.981 | 10862366.6001 | 11505294.2455 | 9977663.7911 |  | 365
366 | AGR - AGRICULTURAL: TOTAL | 8215806.9387 | 10402712.4097 | 11298251.1644 | 11633390.4053 | 12345810.2562 | 10779194.2349 |  | 366
367 | STL - STREETLIGHTS | 495469.96 | 462941.9567 | 378405.1892 | 402816.2199 | 342306.8702 | 416388.0392 |  | 367
368 | A1 - SMALL L&P | 15810573.2223 | 14074831.1541 | 14145790.3473 | 13455904.61 | 13904494.9441 | 14278318.8556 |  | 368
369 | A10 - MEDIUM L&P | 15642871.4607 | 14015833.5377 | 12933116.1771 | 12977047.2055 | 13745054.8745 | 13862784.6511 |  | 369
370 | E9V - E19 (<500 KW): FIRM | 14424103.6677 | 13766080.0177 | 12705021.8119 | 13753087.4628 | 14504912.6369 | 13830641.1194 |  | 370
371 | E9F - E19 (500-1,000 KW): FIRM | 6586459.7357 | 6099246.0682 | 4906302.8133 | 4958024.7661 | 4900877.9416 | 5490182.265 |  | 371
372 | E9N - E19 (500-1,000 KW): NONFIRM | (1): 0; (2): 0; PACIFIC GAS AND ELECTRIC COMPANY (3): 0 |  | 372
373 | E2F - E20 (>1,000 KW): FIRM | 3668403.741 | 3538857.1154 | 3070084.6188 | 2740746.9479 | 2767650.201 | 3157148.5248 |  | 373
374 | E2N - E20 (>1,000 KW): NONFIRM | (1): 0; (2): 0; PACIFIC GAS AND ELECTRIC COMPANY (3): 0 |  | 374
375 | S1S - STANDBY: SMALL (A1, A6) /2 | 597.6832 | 423.5055 | 415.6608 | 449.4358 | 362.9045 | 449.838 |  | 375
376 | S1M - STANDBY: MEDIUM (A10, A11) /2 | 525.4525 | 1073.9124 | 260.2147 | 496.3594 | 233.992 | 517.9862 |  | 376
377 | S9M - STANDBY: (E19M) /2 | 0 | 611.6066 | 861.7673 | 722.7228 | 394.4176 | 518.1029 |  | 377
378 | S19 - STANDBY: (E19) /2 | 1448.7075 | 1204.86 | 26.8652 | 2712.4517 | 5609.9362 | 2200.5641 |  | 378
379 | S20 - STANDBY: (E20) /2 | 0.2877 |  | 0 | 0 | 0 | 0.071926 |  | 379
CLASSES EXCLUDING STANDBY/BART
380 | E9T - E19: TOTAL | 21010563.4034 | 19865326.086 | 17611324.6252 | 18711112.2288 |  | 19299581.5859 | E19-S | 380
381 | E2F - E20: TOTAL | 3668403.741 | 3538857.1154 | 3153461.2571 | 2822051.3868 | 2848669.4238 | 3206288.5848 | E20-S | 381
STANDBY CLASSES
381 | SST - A1 AND A10: TOTAL | 1123.1357 | 1497.4179 | 675.8755 | 945.7952 | 596.8965 | 967.8242 | STB-S | 381
382 | LST - E19 AND E20: TOTAL | 1448.7075 | 1816.4666 | 888.6325 | 3435.1745 | 6004.3538 | 2718.667 | STB-S | 382
CLASSES INCLUDING STANDBY
382 | E9S - E19: TOTAL | 21012012.1109 | 19867142.5526 | 17612213.2577 | 18714547.4034 | 19411794.9323 | 19323542.0514 |  | 382
383 | E2S - E20: TOTAL | 3751105.0416 | 3622504.2218 | 3153461.2571 | 2822051.3868 | 2848669.4238 | 3239558.2662 |  | 383
Notes:
1) Recorded latest year Class Contributions to System Monthly Peaks (kW) and Annual Total is from WP_29-RetailRates-3a.
2) The following tables of PG&E’s customer load research data is extracted and summarized using PG&E’s licensed LRS™ Software System. The system uses industry-accepted load research sample design and analysis methods to provide for rate class and system level energy (kWh) and demand (kW) data. Given the LRS™ Software System is proprietary and licensed and it’s high volume use of over hundred thousand sample customers’ interval usages (60 minutes for Residential and 15 minutes for commercial/ industrial), reporting of the data and/or further analysis can be provided by PG&E to a registered party in any regulatory proceeding via the standard Data Request (DR) process.

## 3a
PACIFIC GAS AND ELECTRIC COMPANY
WP_29-RetailRates-3a
CLASS KW SUMMARY
| Column | (1) | (2) | (3) | (4) | (5) | (6) | (7) | (8) | (9) | (10) | (11) | (12) | (13)
2022 CLASS CONTRIBUTIONS TO MONTHLY SYSTEM PEAKS
(SCALED UNADJUSTED)
ALL VOLTAGES
Line | CODE - CLASS | JAN | FEB | MAR | APR | MAY | JUN | JUL | AUG | SEP | OCT | NOV | DEC | Total |  | Line
400 | RES - RESIDENTIAL | 4955520.2557 | 4996264.917 | 4064843.1789 | 4483343.8744 | 6835956.4352 | 7922498.2712 | 7804813.386 | 8427036.4434 | 8930315.9439 | 4423805.6122 | 4977960.7059 | 4816774.8869 | 72639133.9106 |  | 400
401 | AGA - AGRICULTURAL: A SCHEDULES | 20000.7147 | 105622.1745 | 38464.975 | 78645.3842 | 99229.8953 | 106304.2358 | 100960.6047 | 91286.9383 | 97597.13 | 58216.2416 | 23695.8723 | 20491.8444 | 840516.0107 |  | 401
402 | AGB&C - AGRICULTURAL: B&C SCHEDULES | 366614.0487 | 1051117.4717 | 654419.4028 | 987735.2908 | 1334986.2468 | 1468989.2722 | 1371850.6781 | 1347127.7396 | 1116498.31 | 915329.5099 | 457343.9005 | 433282.3744 | 11505294.2455 |  | 402
403 | AGR - AGRICULTURAL: TOTAL | 386614.7634 | 1156739.6461 | 692884.3778 | 1066380.675 | 1434216.1421 | 1575293.5079 | 1472811.2828 | 1438414.678 | 1214095.44 | 973545.7514 | 481039.7728 | 453774.2188 | 12345810.2562 |  | 403
404 | STL - STREETLIGHTS | 50325.3751 | 58791.2548 | 30954.8722 | 58578.9688 | 1321.0576 | 11783.3021 | 1317.5496 | 1315.6751 | 1313.6792 | 10765.8272 | 57944.8927 | 57894.416 | 342306.8702 |  | 404
405 | A1 - SMALL L&P | 1043321.4648 | 906647.1743 | 983265.8239 | 1007100.446 | 1188101.8572 | 1212303.3666 | 1151804.5814 | 1337994.7334 | 1822914.1713 | 1248103.8186 | 920925.3971 | 1082012.1096 | 13904494.9441 |  | 405
406 | A10 - MEDIUM L&P | 972888.4988 | 861022.6608 | 951957.6667 | 1006138.4463 | 1245093.0605 | 1249608.0958 | 1239633.0268 | 1375693.6488 | 1811945.129 | 1272061.3932 | 882118.4905 | 1014369.4758 | 13882529.5931 |  | 406
407 | E9V - E19 (<500 KW): FIRM | 1084801.0327 | 1039557.7136 | 1101719.744 | 1204653.4819 | 1352912.0886 | 1398884.2398 | 1383786.7082 | 1460122.0423 | 1637931.1816 | 1352257.7249 | 1093807.0937 | 1155717.9626 | 15266151.0142 |  | 407
408 | E9F - E19 (500-1,000 KW): FIRM | 443241.0486 | 438370.9009 | 471315.8056 | 503665.8464 | 538006.4626 | 563389.3592 | 539751.0675 | 579677.8271 | 674265.5634 | 567562.1604 | 434906.2819 | 462310.399 | 6216462.7224 |  | 408
409 | E9N - E19 (500-1,000 KW): NONFIRM | 0 | 0 | 0 | 0 | 0 | 0 | 0 | 0 | 0 | 0 | 0 | 0 | 0 |  | 409
410 | E2F - E20 (>1,000 KW): FIRM | 1475037.9621 | 1543965.6689 | 1572807.9878 | 1749901.9043 | 1655862.4819 | 1737233.0788 | 1669426.8551 | 1821631.519 | 1854661.1248 | 1808780.063 | 1555984.6111 | 1571010.5745 | 20016303.8313 |  | 410
411 | E2N - E20 (>1,000 KW): NONFIRM | 0 | 0 | 0 | 0 | 0 | 0 | 0 | 0 | 0 | 0 | 0 | 0 | 0 |  | 411
412 | S1S - STANDBY: SMALL (A1, A6) /2 | 1664.4436 | 790.0842 | 1121.4516 | 3989.9887 | 3228.811 | 171.0512 | 1339.0852 | 1214.2057 | 765.7973 | 889.6695 | 1251.5125 | 533.4214 | 16959.5219 |  | 412
413 | S1M - STANDBY: MEDIUM (A10, A11) /2 | 4264.9756 | 2400.6997 | 2455.0786 | 3141.0643 | 147.5262 | 329.068 | 57.8233 | 212.9289 | 415.8574 | 596.7523 | 2642.3558 | 4217.042 | 20881.1722 |  | 413
414 | S9M - STANDBY: (E19M) /2 | 3841.752 | 3180.9134 | 3518.6992 | 3793.3538 | 1097.0353 | 723.9711 | 653.1165 | 723.4536 | 1363.7494 | 1839.1003 | 3234.026 | 3614.1642 | 27583.3349 |  | 414
415 | S19 - STANDBY: (E19) /2 | 2968.3187 | 3974.0494 | 4003.768 | 3072.1984 | 3297.5369 | 2186.1917 | 2667.2415 | 3907.827 | 2564.2384 | 3221.4108 | 5228.8617 | 4744.7066 | 41836.3491 |  | 415
416 | S20 - STANDBY: (E20) /2 | 62045.7318 | 45431.2194 | 25704.4203 | 80043.0606 | 28034.2042 | 50467.8762 | 41104.7866 | 35332.4719 | 88106.5883 | 61188.9008 | 22545.8448 | 88407.0821 | 628412.1869 |  | 416
CLASSES EXCLUDING STANDBY
417 | E9T - E19: TOTAL | 1528042.0814 | 1477928.6145 | 1573035.5496 | 1708319.3282 | 1890918.5512 | 1962273.5991 | 1923537.7757 | 2039799.8694 | 2312196.745 | 1919819.8853 | 1528713.3756 | 1618028.3616 | 21482613.7366 |  | 417
418 | E2T - E20: TOTAL Less BART | 1527358.4617 | 1597725.2426 | 1632805.3143 | 1798792.6643 | 1723388.6044 | 1769580.7023 | 1716432.8899 | 1899101.0657 | 1919575.03 | 1884599.2933 | 1616979.9841 | 1649420.4979 | 20735759.7506 |  | 418
STANDBY CLASSES
419 | SST - A1 AND A10: TOTAL | 5929.4192 | 3190.7839 | 3576.5301 | 7131.053 | 3376.3372 | 500.1192 | 1396.9086 | 1427.1347 | 1181.6547 | 1486.4218 | 3893.8683 | 4750.4634 | 37840.6942 |  | 419
420 | LST - E19 AND E20: TOTAL | 68855.8025 | 52586.1823 | 33226.8875 | 86908.6127 | 32428.7764 | 53378.039 | 44425.1447 | 39963.7526 | 92034.5761 | 66249.4119 | 31008.7325 | 96765.9528 | 697831.8709 |  | 420
CLASSES INCLUDING STANDBY
421 | E9S - E19: TOTAL | 1534852.152 | 1485083.5774 | 1580558.0168 | 1715184.8803 | 1895313.1234 | 1965183.7619 | 1926858.1337 | 2044431.1501 | 2316124.7328 | 1924880.3965 | 1537176.2633 | 1626387.2324 | 21552033.4205 |  | 421
422 | E2S - E20: TOTAL | 1589404.1935 | 1643156.462 | 1658509.7345 | 1878835.7249 | 1751422.8086 | 1820048.5785 | 1757537.6765 | 1934433.5376 | 2007681.6183 | 1945788.194 | 1639525.8289 | 1737827.58 | 21364171.9375 |  | 422
PACIFIC GAS AND ELECTRIC COMPANY
CLASSKW SUMMARY
| Column | (1) | (2) | (3) | (4) | (5) | (6) | (7) | (8) | (9) | (10) | (11) | (12) | (13)
2022 CLASS CONTRIBUTIONS TO MONTHLY SYSTEM PEAKS
(SCALED UNADJUSTED)
TRANSMISSION
Line | CODE - CLASS | JAN | FEB | MAR | APR | MAY | JUN | JUL | AUG | SEP | OCT | NOV | DEC | Total |  | Line
423 | RES - RESIDENTIAL | 0 | 0 | 0 | 0 | 0 | 0 | 0 | 0 | 0 | 0 | 0 | 0 |  |  | 423
424 | AGA - AGRICULTURAL: A SCHEDULES | 0 | 0 | 0 | 0 | 0 | 0 | 0 | 0 | 0 | 0 | 0 | 0 |  |  | 424
425 | AGB&C - AGRICULTURAL: B&C SCHEDULES | 0 | 0 | 0 | 0 | 0 | 0 | 0 | 0 | 0 | 0 | 0 | 0 |  |  | 425
426 | AGR - AGRICULTURAL: TOTAL | 0 | 0 | 0 | 0 | 0 | 0 | 0 | 0 | 0 | 0 | 0 | 0 |  |  | 426
427 | STL - STREETLIGHTS | 0 | 0 | 0 | 0 | 0 | 0 | 0 | 0 | 0 | 0 | 0 | 0 |  |  | 427
428 | A1 - SMALL L&P | 0 | 0 | 0 | 0 | 0 | 0 | 0 | 0 | 0 | 0 | 0 | 0 |  |  | 428
429 | A10 - MEDIUM L&P | 380.8219 | 393.8212 | 444.3566 | 433.5043 | 443.1641 | 516.7196 | 386.8615 | 382.993 | 411.4128 | 339.6131 | 377.251 | 366.756 | 4877.2752 |  | 429
430 | E9V - E19 (<500 KW): FIRM | 1478.1761 | 1164.7927 | 1124.0506 | 1119.8955 | 1208.0342 | 1263.2949 | 1162.9216 | 5572.0202 | 7113.5711 | 5792.185 | 1731.7127 | 1911.0089 | 30641.6636 |  | 430
431 | E9F - E19 (500-1,000 KW): FIRM | 3172.9107 | 2598.0756 | 3147.5635 | 2912.5371 | 3132.7134 | 2549.6916 | 2964.3442 | 3490.0128 | 3211.5087 | 3448.7469 | 3461.7501 | 3748.5565 | 37838.4111 |  | 431
432 | E9N - E19 (500-1,000 KW): NONFIRM | 0 | 0 | 0 | 0 | 0 | 0 | 0 | 0 | 0 | 0 | 0 | 0 |  |  | 432
433 | E2F - E20 (>1,000 KW): FIRM | 606734.0203 | 646020.6397 | 637375.3569 | 743118.446 | 651972.7801 | 650662.742 | 634566.482 | 719337.4613 | 660571.9677 | 722033.2291 | 646145.1412 | 644730.4551 | 7963268.7213 |  | 433
434 | E2N - E20 (>1,000 KW): NONFIRM | 0 | 0 | 0 | 0 | 0 | 0 | 0 | 0 | 0 | 0 | 0 | 0 | 0 |  | 434
435 | S1S - STANDBY: SMALL (A1, A6) /2 | 224.1063 | 295.6376 | 271.4017 | 293.1959 | 64.864 | 31.5896 | 39.147 | 40.2128 | 63.7528 | 58.4329 | 230.5306 | 244.9129 | 1857.784 |  | 435
436 | S1M - STANDBY: MEDIUM (A10, A11) /2 | 3225.6317 | 2301.7241 | 2372.4032 | 2941.1346 | 64.7068 | 40.2932 | 37.8268 | 169.1989 | 140.3574 | 134.5084 | 2539.0985 | 2890.0118 | 16856.8953 |  | 436
437 | S9M - STANDBY: (E19M) /2 | 3636.0843 | 2996.3674 | 3324.9553 | 3639.4926 | 743.4289 | 412.6261 | 516.1068 | 586.39 | 876.7416 | 1684.7712 | 3059.1551 | 3123.9948 | 24600.1141 |  | 437
438 | S19 - STANDBY: (E19) /2 | 2309.1803 | 3034.9437 | 3083.5301 | 2634.4274 | 2775.3743 | 2144.796 | 1935.851 | 3340.7501 | 1797.7027 | 2759.2501 | 4779.6217 | 4239.0669 | 34834.4945 |  | 438
439 | S20 - STANDBY: (E20) /2 | 61856.9651 | 45430.9239 | 24938.8053 | 80009.465 | 28020.1454 | 45803.2737 | 40954.5 | 35056.9404 | 87719.2581 | 58758.4927 | 22402.1857 | 88268.892 | 619219.8472 |  | 439
CLASSES EXCLUDING STANDBY
440 | E9T - E19: TOTAL | 4651.0868 | 3762.8683 | 4271.6141 | 4032.4325 | 4340.7475 | 3812.9866 | 4127.2658 | 9062.033 | 10325.0798 | 9240.9319 | 5193.4628 | 5659.5655 | 68480.0747 | E19-T | 440
441 | E2T - E20: TOTAL Less BART | 646037.1134 | 686611.5671 | 685469.4275 | 778989.2553 | 708150.2007 | 670005.0569 | 669562.0507 | 785412.7503 | 713779.9245 | 786038.6103 | 694139.8976 | 706587.4403 | 8530783.2946 | E20-T | 441
STANDBY CLASSES
442 | SST - A1 AND A10: TOTAL | 3449.738 | 2597.3617 | 2643.8049 | 3234.3305 | 129.5708 | 71.8828 | 76.9738 | 209.4117 | 204.1102 | 192.9413 | 2769.629 | 3134.9247 | 18714.6793 | STB-T | 442
443 | LST - E19 AND E20: TOTAL | 67802.2297 | 51462.2351 | 31347.2907 | 86283.385 | 31538.9486 | 48360.6957 | 43406.4578 | 38984.0805 | 90393.7025 | 63202.514 | 30240.9625 | 95631.9536 | 678654.4558 | STB-T | 443
CLASSES INCLUDING STANDBY
444 | E9S - E19: TOTAL | 10596.3514 | 9794.1794 | 10680.0996 | 10306.3525 | 7859.5508 | 6370.4086 | 6579.2237 | 12989.1731 | 12999.5242 | 13684.9532 | 13032.2396 | 13022.6271 | 127914.6832 |  | 444
445 | E2S - E20: TOTAL | 707894.0785 | 732042.491 | 710408.2327 | 858998.7204 | 736170.3462 | 715808.3305 | 710516.5506 | 820469.6907 | 801499.1827 | 844797.103 | 716542.0833 | 794856.3322 | 9150003.1418 |  | 445
PACIFIC GAS AND ELECTRIC COMPANY
CLASSKW SUMMARY
| Column | (1) | (2) | (3) | (4) | (5) | (6) | (7) | (8) | (9) | (10) | (11) | (12) | (13)
2022 CLASS CONTRIBUTIONS TO MONTHLY SYSTEM PEAKS
(SCALED UNADJUSTED)
PRIMARY
Line | CODE - CLASS | JAN | FEB | MAR | APR | MAY | JUN | JUL | AUG | SEP | OCT | NOV | DEC | Total |  | Line
446 | RES - RESIDENTIAL | 0 | 0 | 0 | 0 | 0 | 0 | 0 | 0 | 0 | 0 | 0 | 0 | 0 |  | 446
447 | AGA - AGRICULTURAL: A SCHEDULES | 0 | 0 | 0 | 0 | 0 | 0 | 0 | 0 | 0 | 0 | 0 | 0 | 0 |  | 447
448 | AGB&C - AGRICULTURAL: B&C SCHEDULES | 0 | 0 | 0 | 0 | 0 | 0 | 0 | 0 | 0 | 0 | 0 | 0 | 0 |  | 448
449 | AGR - AGRICULTURAL: TOTAL | 0 | 0 | 0 | 0 | 0 | 0 | 0 | 0 | 0 | 0 | 0 | 0 | 0 |  | 449
450 | STL - STREETLIGHTS | 0 | 0 | 0 | 0 | 0 | 0 | 0 | 0 | 0 | 0 | 0 | 0 | 0 |  | 450
451 | A1 - SMALL L&P | 0 | 0 | 0 | 0 | 0 | 0 | 0 | 0 | 0 | 0 | 0 | 0 | 0 |  | 451
452 | A10 - MEDIUM L&P | 9777.141 | 10164.9616 | 9461.0575 | 11343.635 | 11934.7695 | 10403.0797 | 10163.9254 | 9857.4795 | 14308.3489 | 10968.1686 | 11296.4544 | 12918.4223 | 132597.4434 |  | 452
453 | E9V - E19 (<500 KW): FIRM | 55314.0746 | 55144.1634 | 57769.5291 | 59562.7395 | 61767.909 | 63234.4897 | 60862.8761 | 66466.607 | 72963.4849 | 62664.7268 | 56160.7115 | 58685.4021 | 730596.7137 |  | 453
454 | E9F - E19 (500-1,000 KW): FIRM | 90075.9919 | 97356.6999 | 99311.1181 | 108977.5959 | 107844.9742 | 114015.6772 | 106556.218 | 111244.9153 | 130059.6104 | 113174.5731 | 97133.6776 | 101995.3181 | 1277746.3698 |  | 454
455 | E9N - E19 (500-1,000 KW): NONFIRM | 0 | 0 | 0 | 0 | 0 | 0 | 0 | 0 | 0 | 0 | 0 | 0 | 0 |  | 455
456 | E2F - E20 (>1,000 KW): FIRM | 668141.789 | 702734.058 | 726583.0852 | 785734.7491 | 769101.8927 | 840173.4701 | 800862.9633 | 853741.3239 | 896125.7997 | 832751.8397 | 703670.3711 | 705763.5672 | 9285384.909 |  | 456
457 | E2N - E20 (>1,000 KW): NONFIRM | 0 | 0 | 0 | 0 | 0 | 0 | 0 | 0 | 0 | 0 | 0 | 0 | 0 |  | 457
458 | S1S - STANDBY: SMALL (A1, A6) /2 | 1409.7666 | 475.181 | 834.0511 | 3664.3422 | 3133.8539 | 102.6289 | 1275.5864 | 1132.255 | 643.7269 | 801.739 | 1000.8024 | 264.8999 | 14738.8334 |  | 458
459 | S1M - STANDBY: MEDIUM (A10, A11) /2 | 918.542 | 98.4852 | 82.2033 | 199.3028 | 81.4165 | 287.7395 | 5.8765 | 42.4878 | 273.7139 | 461.3403 | 56.2225 | 1282.9546 | 3790.2849 |  | 459
460 | S9M - STANDBY: (E19M) /2 | 140.2681 | 111.0683 | 123.0055 | 108.2608 | 284.6058 | 241.1441 | 137.0096 | 137.0637 | 487.0078 | 154.3291 | 174.871 | 490.1694 | 2588.8032 |  | 460
461 | S19 - STANDBY: (E19) /2 | 253.5914 | 417.0683 | 351.8 | 2.9307 | 18.7295 | 19.4365 | 198.7642 | 18.8116 | 20.1192 | 15.4018 | 38.6935 | 36.5715 | 1391.9184 |  | 461
462 | S20 - STANDBY: (E20) /2 | 188.7667 | 0.29546 | 765.615 | 33.5956 | 14.0588 | 4664.6025 | 150.2867 | 275.5315 | 387.3301 | 2430.4081 | 143.6591 | 138.1901 | 9192.3397 |  | 462
CLASSES EXCLUDING STANDBY/BART
463 | E9T - E19: TOTAL | 145390.0665 | 152500.8633 | 157080.6472 | 168540.3355 | 169612.8832 | 177250.1669 | 167419.0941 | 177711.5223 | 203023.0953 | 175839.2999 | 153294.3891 | 160680.7202 | 2008343.0835 | E19-P | 463
464 | E2T - E20: TOTAL Less BART | 673695.2424 | 708141.9696 | 731091.1361 | 791234.2121 | 774655.8503 | 846434.8041 | 806935.0995 | 860147.4366 | 901905.2003 | 838472.7979 | 709285.0632 | 714308.2201 | 9356307.0322 | E20-P | 464
STANDBY CLASSES
465 | SST - A1 AND A10: TOTAL | 2328.3086 | 573.6662 | 916.2545 | 3863.645 | 3215.2704 | 390.3684 | 1281.4629 | 1174.7428 | 917.4408 | 1263.0793 | 1057.0249 | 1547.8545 | 18529.1183 | STB-P | 465
466 | LST - E19 AND E20: TOTAL | 582.6263 | 528.4321 | 1240.4205 | 144.787 | 317.3942 | 4925.1831 | 486.0606 | 431.4068 | 894.4571 | 2600.139 | 357.2235 | 664.9311 | 13173.0613 | STB-P | 466
CLASSES INCLUDING STANDBY
467 | E9S - E19: TOTAL | 145783.9261 | 153028.9999 | 157555.4527 | 168651.5269 | 169916.2186 | 177510.7475 | 167754.868 | 177867.3976 | 203530.2222 | 176009.0308 | 153507.9536 | 161207.4612 | 2012323.8051 |  | 467
468 | E2S - E20: TOTAL | 673884.0092 | 708142.265 | 731856.7511 | 791267.8076 | 774669.909 | 851099.4066 | 807085.3862 | 860422.9681 | 902292.5304 | 840903.2059 | 709428.7223 | 714446.4102 | 9365499.3719 |  | 468
PACIFIC GAS AND ELECTRIC COMPANY
CLASSKW SUMMARY
| Column | (1) | (2) | (3) | (4) | (5) | (6) | (7) | (8) | (9) | (10) | (11) | (12) | (13)
2022 CLASS CONTRIBUTIONS TO MONTHLY SYSTEM PEAKS
(SCALED UNADJUSTED)
SECONDARY
Line | CODE - CLASS | JAN | FEB | MAR | APR | MAY | JUN | JUL | AUG | SEP | OCT | NOV | DEC | Total |  | Line
469 | RES - RESIDENTIAL | 4955520.2557 | 4996264.917 | 4064843.1789 | 4483343.8744 | 6835956.4352 | 7922498.2712 | 7804813.386 | 8427036.4434 | 8930315.9439 | 4423805.6122 | 4977960.7059 | 4816774.8869 | 72639133.9106 |  | 469
470 | AGA - AGRICULTURAL: A SCHEDULES | 20000.7147 | 105622.1745 | 38464.975 | 78645.3842 | 99229.8953 | 106304.2358 | 100960.6047 | 91286.9383 | 97597.13 | 58216.2416 | 23695.8723 | 20491.8444 | 840516.0107 |  | 470
471 | AGB&C - AGRICULTURAL: B&C SCHEDULES | 366614.0487 | 1051117.4717 | 654419.4028 | 987735.2908 | 1334986.2468 | 1468989.2722 | 1371850.6781 | 1347127.7396 | 1116498.31 | 915329.5099 | 457343.9005 | 433282.3744 | 11505294.2455 |  | 471
472 | AGR - AGRICULTURAL: TOTAL | 386614.7634 | 1156739.6461 | 692884.3778 | 1066380.675 | 1434216.1421 | 1575293.5079 | 1472811.2828 | 1438414.678 | 1214095.44 | 973545.7514 | 481039.7728 | 453774.2188 | 12345810.2562 |  | 472
473 | STL - STREETLIGHTS | 50325.3751 | 58791.2548 | 30954.8722 | 58578.9688 | 1321.0576 | 11783.3021 | 1317.5496 | 1315.6751 | 1313.6792 | 10765.8272 | 57944.8927 | 57894.416 | 342306.8702 |  | 473
474 | A1 - SMALL L&P | 1043321.4648 | 906647.1743 | 983265.8239 | 1007100.446 | 1188101.8572 | 1212303.3666 | 1151804.5814 | 1337994.7334 | 1822914.1713 | 1248103.8186 | 920925.3971 | 1082012.1096 | 13904494.9441 |  | 474
475 | A10 - MEDIUM L&P | 962730.5359 | 850463.8781 | 942052.2527 | 994361.307 | 1232715.1269 | 1238688.2965 | 1229082.2399 | 1365453.1763 | 1797225.3673 | 1260753.6115 | 870444.7851 | 1001084.2974 | 13745054.8745 |  | 475
476 | E9V - E19 (<500 KW): FIRM | 1028008.7821 | 983248.7576 | 1042826.1643 | 1143970.8468 | 1289936.1454 | 1334386.4552 | 1321760.9105 | 1388083.4152 | 1557854.1256 | 1283800.8131 | 1035914.6695 | 1095121.5516 | 14504912.6369 |  | 476
477 | E9F - E19 (500-1,000 KW): FIRM | 349992.146 | 338416.1254 | 368857.1239 | 391775.7134 | 427028.7751 | 446823.9904 | 430230.5053 | 464942.8989 | 540994.4443 | 450938.8404 | 334310.8541 | 356566.5244 | 4900877.9416 |  | 477
478 | E9N - E19 (500-1,000 KW): NONFIRM | 0 | 0 | 0 | 0 | 0 | 0 | 0 | 0 | 0 | 0 | 0 | 0 | 0 |  | 478
479 | E2F - E20 (>1,000 KW): FIRM | 200162.1528 | 195210.9711 | 208849.5458 | 221048.7092 | 234787.8091 | 246396.8666 | 233997.4098 | 248552.7339 | 297963.3574 | 253994.9942 | 206169.0989 | 220516.5522 | 2767650.201 |  | 479
480 | E2N - E20 (>1,000 KW): NONFIRM | 0 | 0 | 0 | 0 | 0 | 0 | 0 | 0 | 0 | 0 | 0 | 0 | 0 |  | 480
481 | S1S - STANDBY: SMALL (A1, A6) /2 | 30.5707 | 19.2655 | 15.9987 | 32.4507 | 30.0931 | 36.8327 | 24.3518 | 41.738 | 58.3175 | 29.4976 | 20.1795 | 23.6086 | 362.9045 |  | 481
482 | S1M - STANDBY: MEDIUM (A10, A11) /2 | 120.8019 | 0.49048 | 0.47207 | 0.62694 | 1.4029 | 1.0352 | 14.1201 | 1.2422 | 1.7861 | 0.90357 | 47.0349 | 44.0756 | 233.992 |  | 482
483 | S9M - STANDBY: (E19M) /2 | 65.3996 | 73.4777 | 70.7384 | 45.6004 | 69.0006 | 70.2009 | . | . | . | . | . | . | 394.4176 |  | 483
484 | S19 - STANDBY: (E19) /2 | 405.5469 | 522.0373 | 568.4379 | 434.8403 | 503.433 | 21.9592 | 532.6263 | 548.2653 | 746.4165 | 446.7589 | 410.5465 | 469.0682 | 5609.9362 |  | 484
485 | S20 - STANDBY: (E20) /2 | 0 | 0 | 0 | 0 | 0 | 0 | 0 | 0 | 0 | 0 | 0 | 0 | 0 |  | 485
CLASSES EXCLUDING STANDBY/BART
486 | E9T - E19: TOTAL | 1378000.9281 | 1321664.883 | 1411683.2883 | 1535746.5602 | 1716964.9205 | 1781210.4456 | 1751991.4158 | 1853026.3141 | 2098848.5699 | 1734739.6535 | 1370225.5236 | 1451688.0759 | 19405790.5785 | E19-S | 486
487 | E2T - E20: TOTAL Less BART | 207626.1058 | 202971.706 | 216244.7507 | 228569.1969 | 240582.5534 | 253140.8413 | 239935.7397 | 253540.8788 | 303889.9052 | 260087.8851 | 213555.0233 | 228524.8375 | 2848669.4238 | E20-S | 487
STANDBY CLASSES
488 | SST - A1 AND A10: TOTAL | 151.3726 | 19.756 | 16.4708 | 33.0776 | 31.496 | 37.868 | 38.4719 | 42.9802 | 60.1037 | 30.4011 | 67.2144 | 67.6842 | 596.8965 | STB-S | 488
489 | LST - E19 AND E20: TOTAL | 470.9465 | 595.5151 | 639.1763 | 480.4407 | 572.4336 | 92.1601 | 532.6263 | 548.2653 | 746.4165 | 446.7589 | 410.5465 | 469.0682 | 6004.3538 | STB-S | 489
CLASSES INCLUDING STANDBY
490 | E9S - E19: TOTAL | 1378471.8746 | 1322260.398 | 1412322.4645 | 1536227.0009 | 1717537.3541 | 1781302.6057 | 1752524.042 | 1853574.5794 | 2099594.9864 | 1735186.4125 | 1370636.0701 | 1452157.1441 | 19411794.9323 |  | 490
491 | E2S - E20: TOTAL | 207626.1058 | 202971.706 | 216244.7507 | 228569.1969 | 240582.5534 | 253140.8413 | 239935.7397 | 253540.8788 | 303889.9052 | 260087.8851 | 213555.0233 | 228524.8375 | 2848669.4238 |  | 491
Notes:
1) The following tables of PG&E’s customer load research data is extracted and summarized using PG&E’s licensed LRS™ Software System. The system uses industry-accepted load research sample design and analysis methods to provide for rate class and system level energy (kWh) and demand (kW) data. Given the LRS™ Software System is proprietary and licensed and it’s high volume use of over hundred thousand sample customers’ interval usages (60 minutes for Residential and 15 minutes for commercial/ industrial), reporting of the data and/or further analysis can be provided by PG&E to a registered party in any regulatory proceeding via the standard Data Request (DR) process.

## 4
Pacific Gas and Electric Company
TO20 Tariff Rate Year (RY) 2024 Final December Posting
Forecast Billing Determinants (kW)
WP_29-RetailRates 4
|  |  | Column | (1) | (2) | (3) | (4) | (5) | (6) | (7)
|  |  |  | 15-Minute Demand Basis |  | 15-minute | Annual | 15-Minute Demand Basis |  | 15-minute
Line |  |  |  | Smr Max Dmd | Wtr Max Dmd | Annual | Sales | Smr Max Dmd | Wtr Max Dmd | Annual | Line
500 | B-19 | Transmission | < 500 kW | 24915.1697 | 36096.4001 | 61011.5698 | 22870080.7332 | 24915.1697 | 36096.4001 | 61011.5698 | 500
501 |  |  | > 500 kW | 24585.6986 | 47364.7271 | 71950.4257 | 28616411.4838 | 24585.6986 | 47364.7271 | 71950.4257 | 501
502 |  |  | Total | 49500.8682 | 83461.1272 | 132961.9955 | 51486492.217 | 49500.8682 | 83461.1272 | 132961.9955 | 502
503 |  | Primary | < 500 kW | 452690.2373 | 832030.9536 | 1284721.1909 | 480148345.3306 | 452690.2373 | 832030.9536 | 1284721.1909 | 503
504 |  |  | > 500 kW | 764046.966 | 1383042.08 | 2147089.046 | 833137393.23 | 764046.966 | 1383042.08 | 2147089.046 | 504
505 |  |  | Total | 1216737.2033 | 2215073.0337 | 3431810.237 | 1313285738.5606 | 1216737.2033 | 2215073.0337 | 3431810.237 | 505
506 |  | Secondary | < 500 kW | 7910384.5912 | 13743055.0219 | 21653439.613 | 8974312387.8455 | 7910384.5912 | 13743055.0219 | 21653439.613 | 506
507 |  |  | > 500 kW | 4279824.6829 | 7676408.2821 | 11956232.965 | 3747897052.6455 | 4279824.6829 | 7676408.2821 | 11956232.965 | 507
508 |  |  | Total | 12190209.274 | 21419463.3039 | 33609672.578 | 12722209440.491 | 12190209.274 | 21419463.3039 | 33609672.578 | 508
509 | B-10 | All Voltages | N/A | 10701935.6459 | 18634325.7137 | 29336261.3596 | 7953343254.7308 | 10701935.6459 | 18634325.7137 | 29336261.3596 | 509
|  |  |  | 15-Minute Demand Basis |  | 15-minute | Annual | 15-Minute Demand Basis |  | 15-minute
|  |  |  | Smr Max Dmd | Wtr Max Dmd | Annual | Sales | Smr Max Dmd | Wtr Max Dmd | Annual
510 | B-20 | Transmission | Total | 3976641.4988 | 7257723.8007 | 11234365.2994 | 5813304544.7362 | 3976641.4988 | 7257723.8007 | 11234365.2994 | 510
511 |  |  | Total | 3976641.4988 | 7257723.8007 | 11234365.2994 | 5813304544.7362 | 3976641.4988 | 7257723.8007 | 11234365.2994 | 511
512 |  | Primary | Total | 4935892.3986 | 8799986.6876 | 13735879.0862 | 6366762979.4001 | 4935892.3986 | 8799986.6876 | 13735879.0862 | 512
513 |  |  | Total | 4935892.3986 | 8799986.6876 | 13735879.0862 | 6366762979.4001 | 4935892.3986 | 8799986.6876 | 13735879.0862 | 513
514 |  | Secondary | Total | 1486324.1541 | 2644116.644 | 4130440.7981 | 1802238688.7552 | 1486324.1541 | 2644116.644 | 4130440.7981 | 514
515 |  |  | Total | 1486324.1541 | 2644116.644 | 4130440.7981 | 1802238688.7552 | 1486324.1541 | 2644116.644 | 4130440.7981 | 515
Notes:
1) The following tables of PG&E’s Billing Determinants (BDs) are derived from the annual sales forecast and customer load research data extracted and summarized using PG&E’s licensed LRS™ Software System. The system uses industry-accepted load research sample design and analysis methods to provide for rate class and system level energy (kWh) and demand (kW) data. Given the LRS™ Software System is proprietary and licensed and it’s high volume use of over hundred thousand sample customers’ interval usages (60 minutes for Residential and 15 minutes for commercial/ industrial), reporting of the data and/or further analysis can be provided by PG&E to a registered party in any regulatory proceeding via the standard Data Request (DR) process.

## 5
Pacific Gas and Electric Company
TO20 Tariff Rate Year (RY) 2024 Final December Posting
CLASS KWH SUMMARY
WP_29-RetailRates 5
| Column | (1) | (2) | (3) | (4) | (5) | (6)
Note 1
2018 THROUGH 2022 TOU KWH
ALL VOLTAGES
|  | 2018 | 2019 | 2020 | 2021 | 2022
Line | CODE - CLASS | TOTAL | TOTAL | TOTAL | TOTAL | TOTAL | 5YR AVERAGE |  | Line
600 | RES - RESIDENTIAL | 27541690729 | 27468757484 | 29797702137 | 28491375386 | 27157259801 | 28324881434 |  | 600
601 | AGA - AGRICULTURAL: A SCHEDULES | 513766650 | 443585333 | 528346435 | 541555572 | 538706187 | 506813497.5 |  | 601
602 | AGB&C - AGRICULTURAL: B&C SCHEDULES | 5912904618 | 4617085414 | 6155783701 | 6913198478 | 6960833023 | 5899743052.75 |  | 602
603 | AGR - AGRICULTURAL: TOTAL | 6426671268 | 5060670747 | 6684130136 | 7454754050 | 7499539210 | 6406556550.25 |  | 603
604 | STL - STREETLIGHTS | 280304888 | 266379735 | 256011749 | 249576607 | 244980386 | 263068244.75 |  | 604
605 | A1 - SMALL L&P | 7965626588 | 8160337960 | 8020713867 | 7429917724 | 7374939389 | 7894149034.75 |  | 605
606 | A10 - MEDIUM L&P | 8467455338 | 8342454169 | 7453297035 | 7603267495 | 7830750243 | 7966618509.25 |  | 606
607 | E9V - E19 (<500 KW): FIRM | 8875692383 | 8910205126 | 7931024775 | 8887820472 | 9296546827 | 8651185689 |  | 607
608 | E9F - E19 (500-1,000 KW): FIRM | 4638977432 | 4560562596 | 3743955609 | 3880931354 | 3798557638 | 4206106747.75 |  | 608
609 | E9N - E19 (500-1,000 KW): NONFIRM | (1): 0 |  | 609
610 | E2F - E20 (>1,000 KW): FIRM | 14916713833 | 14617425864 | 13631096048 | 13711628970 | 13476154435 | 14219216178.75 |  | 610
611 | E2N - E20 (>1,000 KW): NONFIRM | (1): 0 |  | 611
612 | S1S - STANDBY: SMALL (A1, A6) /2 | 4255687 | 4012504 | 5520051 | 15277972 | 17449373 | 7266553.5 |  | 612
613 | S1M - STANDBY: MEDIUM (A10, A11) /2 | 13960696 | 13710154 | 14342794 | 15665617 | 14924352 | 14419815.25 |  | 613
614 | S9M - STANDBY: (E19M) /2 | 16022158 | 15761864 | 18136387 | 20204781 | 19738711 | 17531297.5 |  | 614
615 | S19 - STANDBY: (E19) /2 | 23127589 | 25916141 | 24965741 | 26316562 | 37316952 | 25081508.25 |  | 615
616 | S20 - STANDBY: (E20) /2 | 402946027 | 413704539 | 379817903 | 478061160 | 682213505 | 418632407.25 |  | 616
CLASSES EXCLUDING STANDBY/BART
617 | E9T - E19: TOTAL | 13514669815 | 13470767722 | 11674980384 | 12768751826 | 13095104465 | 12904854842.4 |  | 617
618 | E2F - E20: TOTAL Plus SCR | 14916713833 | 15050029600 | 13966011482 | 14046042635 | 13861264735 | 14368012457 |  | 618
STANDBY CLASSES
619 | SST - A1 AND A10: TOTAL | 18216383 | 17722658 | 19862845 | 30943589 | 32373725 | 23823840 |  | 619
620 | LST - E19 AND E20: TOTAL | 442095774 | 455382544 | 422920031 | 524582503 | 739269168 | 516850004 |  | 620
CLASSES INCLUDING STANDBY
621 | E9S - E19: TOTAL | 13553819562 | 13512445727 | 11718082512 | 12815273169 | 13152160128 | 12950356219.6 |  | 621
622 | E2S - E20: TOTAL | 15751295779 | 15463734139 | 14345829385 | 14524103795 | 14543478240 | 14925688267.6 |  | 622
PACIFIC GAS AND ELECTRIC COMPANY
CLASS KWH SUMMARY
2016 THROUGH 2020 TOU KWH
TRANSMISSION
| Column | (1) | (2) | (3) | (4) | (5) | (6)
[5 empty] | Note 1 | Note 1
|  | 2017 | 2018 | 2019 | 2020 | 2022
Line | CODE - CLASS | TOTAL | TOTAL | TOTAL | TOTAL | TOTAL | 5YR AVERAGE |  | Line
623 | RES - RESIDENTIAL | 0 |  | 0 | 0 | 0 |  |  | 623
624 | AGA - AGRICULTURAL: A SCHEDULES | 0 |  | 0 | 0 | 0 |  |  | 624
625 | AGB&C - AGRICULTURAL: B&C SCHEDULES | 39737307 |  | 0 | 0 | 0 | 9934326.75 |  | 625
626 | AGR - AGRICULTURAL: TOTAL | 39737307 |  | 0 | 0 | 0 | 9934326.75 |  | 626
627 | STL - STREETLIGHTS | 0 |  | 0 | 0 | 0 |  |  | 627
628 | A1 - SMALL L&P | 0 |  | 0 | 0 | 0 |  |  | 628
629 | A10 - MEDIUM L&P | 0 |  | 0 | 0 | 3827556 | 956889 |  | 629
630 | E9V - E19 (<500 KW): FIRM | 16730919 | 13083987 | 21324042 | 12833349 | 22235067 | 17241472.8 |  | 630
631 | E9F - E19 (500-1,000 KW): FIRM | 17048119 | 16143445 | 14105181 | 12797883 | 28052954 | 17629516.4 |  | 631
632 | E9N - E19 (500-1,000 KW): NONFIRM | (1): 0; TRANSMISSION (2): 0 |  | 632
633 | E2F - E20 (>1,000 KW): FIRM | 6035966301 | 5955100080 | 5897163225 | 5385796835 | 5489148186 | 5752634925.4 |  | 633
634 | E2N - E20 (>1,000 KW): NONFIRM | (1): 0; TRANSMISSION (2): 0 |  | 634
635 | S1S - STANDBY: SMALL (A1, A6) /2 | 1082034 | 1270046 | 1235661 | 1848206 | 1415182 | 1370225.8 |  | 635
636 | S1M - STANDBY: MEDIUM (A10, A11) /2 | 10588742 | 11298213 | 11428909 | 12042115 | 12368288 | 11545253.4 |  | 636
637 | S9M - STANDBY: (E19M) /2 | 10546809 | 13350841 | 13529150 | 15876186 | 17572176 | 14175032.4 |  | 637
638 | S19 - STANDBY: (E19) /2 | 18430591 | 21115881 | 21866367 | 22621115 | 32643494 | 23335489.6 |  | 638
639 | S20 - STANDBY: (E20) /2 | 389939954 | 382999188 | 404775310 | 373906934 | 673029886 | 444930254.4 |  | 639
CLASSES EXCLUDING STANDBY/BART
640 | E9T - E19: TOTAL | 33779038 | 29227432 | 35429223 | 25631232 | 50288021 | 34870989.2 | E19-T | 640
641 | E2F - E20: TOTAL | 6035966301 | 5955100080 | 6218738236 | 5624875559 | 5781857732 | 5923307581.6 | E20-T | 641
STANDBY CLASSES
642 | SST - A1 AND A10: TOTAL | 11670776 | 12568259 | 12664570 | 13890321 | 13783470 | 12915479.2 | STB-T | 642
643 | LST - E19 AND E20: TOTAL | 418917354 | 417465910 | 440170827 | 412404235 | 723245556 | 482440776.4 | STB-T | 643
CLASSES INCLUDING STANDBY
644 | E9S - E19: TOTAL | 62756438 | 63694154 | 70824740 | 64128533 | 100503691 | 72381511.2 |  | 644
645 | E2S - E20: TOTAL | 6750698905 | 6662991905 | 6623513546 | 5998782493 | 6454887618 | 6498174893.4 |  | 645
PACIFIC GAS AND ELECTRIC COMPANY
CLASS KWH SUMMARY
2016 THROUGH 2020 TOU KWH
PRIMARY
| Column | (1) | (2) | (3) | (4) | (5) | (6)
[5 empty] | Note 1 | Note 1
|  | 2017 | 2018 | 2019 | 2020 | 2022
Line | CODE - CLASS | TOTAL | TOTAL | TOTAL | TOTAL | TOTAL | 5YR AVERAGE |  | Line
646 | RES - RESIDENTIAL | 0 |  | 0 | 0 | 0 | 0 |  | 646
647 | AGA - AGRICULTURAL: A SCHEDULES | 0 |  | 0 | 0 | 0 | 0 |  | 647
648 | AGB&C - AGRICULTURAL: B&C SCHEDULES | 372606355 | 32685723 | 0 | 0 | 0 | 81058415.6 |  | 648
649 | AGR - AGRICULTURAL: TOTAL | 372606355 | 32685723 | 0 | 0 | 0 | 81058415.6 |  | 649
650 | STL - STREETLIGHTS | 0 |  | 0 | 0 | 0 | 0 |  | 650
651 | A1 - SMALL L&P | 0 |  | 0 | 0 | 0 | 0 |  | 651
652 | A10 - MEDIUM L&P | 0 |  | 0 | 0 | 83292603 | 20823150.75 |  | 652
653 | E9V - E19 (<500 KW): FIRM | 253710401 | 288528284 | 311216107 | 272840509 | 453746923 | 316008444.8 |  | 653
654 | E9F - E19 (500-1,000 KW): FIRM | 790690096 | 779191548 | 840500087 | 684065155 | 795173984 | 777924174 |  | 654
655 | E9N - E19 (500-1,000 KW): NONFIRM | (1): 0; PRIMARY (2): 0 |  | 655
656 | E2F - E20 (>1,000 KW): FIRM | 6625977221 | 6566441313 | 6428991238 | 6174618346 | 6146751330 | 6388555889.6 |  | 656
657 | E2N - E20 (>1,000 KW): NONFIRM | (1): 0; PRIMARY (2): 0 |  | 657
658 | S1S - STANDBY: SMALL (A1, A6) /2 | 2020392 | 2721086 | 2545099 | 3400010 | 15826260 | 5302569.4 |  | 658
659 | S1M - STANDBY: MEDIUM (A10, A11) /2 | 2199294 | 1971638 | 1954601 | 2112113 | 2464583 | 2140445.8 |  | 659
660 | S9M - STANDBY: (E19M) /2 | 2351448 | 2248476 | 1822088 | 1644872 | 1878224 | 1989021.6 |  | 660
661 | S19 - STANDBY: (E19) /2 | 1070447 | 1163876 | 1901124 | 2110828 | 748227 | 1398900.4 |  | 661
662 | S20 - STANDBY: (E20) /2 | 8655707 | 19946839 | 8929229 | 5910969 | 9183619 | 10525272.6 |  | 662
CLASSES EXCLUDING STANDBY/BART
663 | E9T - E19: TOTAL | 1044400497 | 1067719832 | 1151716194 | 956905664 | 1248920907 | 1093932618.8 | E19-P | 663
664 | E2F - E20: TOTAL Plus SCR | 6648753113 | 6587799235 | 6479042888 | 6212913479 | 6185045055 | 6422710754 | E20-P | 664
STANDBY CLASSES
665 | SST - A1 AND A10: TOTAL | 4219686 | 4692724 | 4499700 | 5512123 | 18290843 | 7443015.2 | STB-P | 665
666 | LST - E19 AND E20: TOTAL | 12077602 | 23359191 | 12652441 | 9666669 | 11810070 | 13913194.6 | STB-P | 666
CLASSES INCLUDING STANDBY
667 | E9S - E19: TOTAL | 1047822392 | 1071132184 | 1155439406 | 960661364 | 1251547358 | 1097320540.8 |  | 667
668 | E2S - E20: TOTAL | 6683722578 | 6633757157 | 6487972117 | 6218824448 | 6194228674 | 6443700994.8 |  | 668
PACIFIC GAS AND ELECTRIC COMPANY
CLASS KWH SUMMARY
2016 THROUGH 2020 TOU KWH
SECONDARY
| Column | (1) | (2) | (3) | (4) | (5) | (6)
[5 empty] | Note 1 | Note 1
|  | 2017 | 2018 | 2019 | 2020 | 2022
Line | CODE - CLASS | TOTAL | TOTAL | TOTAL | TOTAL | TOTAL | 5YR AVERAGE |  | Line
669 | RES - RESIDENTIAL | 29178012469 | 27541690729 | 27468757484 | 29797702137 | 27157259801 | 28228684524 |  | 669
670 | AGA - AGRICULTURAL: A SCHEDULES | 483511631 | 513766650 | 443585333 | 528346435 | 538706187 | 501583247.2 |  | 670
671 | AGB&C - AGRICULTURAL: B&C SCHEDULES | 4854122615 | 5880218895 | 4617085414 | 6155783701 | 6960833023 | 5693608729.6 |  | 671
672 | AGR - AGRICULTURAL: TOTAL | 5337634246 | 6393985545 | 5060670747 | 6684130136 | 7499539210 | 6195191976.8 |  | 672
673 | STL - STREETLIGHTS | 297618427 | 280304888 | 266379735 | 256011749 | 244980386 | 269059037 |  | 673
674 | A1 - SMALL L&P | 8497281422 | 7965626588 | 8160337960 | 8020713867 | 7374939389 | 8003779845.2 |  | 674
675 | A10 - MEDIUM L&P | 8752812649 | 8467455338 | 8342454169 | 7453297035 | 7743630084 | 8151929855 |  | 675
676 | E9V - E19 (<500 KW): FIRM | 8779985500 | 8574080112 | 8577664977 | 7645350917 | 8820564837 | 8479529268.6 |  | 676
677 | E9F - E19 (500-1,000 KW): FIRM | 3960899344 | 3843642439 | 3705957328 | 3047092571 | 2975330700 | 3506584476.4 |  | 677
678 | E9N - E19 (500-1,000 KW): NONFIRM | (1): 0; SECONDARY (2): 0 |  | 678
679 | E2F - E20 (>1,000 KW): FIRM | 2346661130 | 2395172440 | 2291271401 | 2070680867 | 1840254919 | 2188808151.4 |  | 679
680 | E2N - E20 (>1,000 KW): NONFIRM | (1): 0; SECONDARY (2): 0 |  | 680
681 | S1S - STANDBY: SMALL (A1, A6) /2 | 304859 | 264555 | 231744 | 271835 | 207931 | 256184.8 |  | 681
682 | S1M - STANDBY: MEDIUM (A10, A11) /2 | 445430 | 690845 | 326644 | 188566 | 91481 | 348593.2 |  | 682
683 | S9M - STANDBY: (E19M) /2 | 1177 | 422841 | 410626 | 615329 | 288311 | 347656.8 |  | 683
684 | S19 - STANDBY: (E19) /2 | 237990 | 847832 | 2148650 | 233798 | 3925231 | 1478700.2 |  | 684
685 | S20 - STANDBY: (E20) /2 | 0 |  | 0 | 0 | 0 | 0 |  | 685
CLASSES EXCLUDING STANDBY/BART/SCR
686 | E9T - E19: TOTAL | 12740884844 | 12417722551 | 12283622305 | 10692443488 | 11795895537 | 11986113745 | E19-S | 686
687 | E2F - E20: TOTAL | 2346661130 | 2395172440 | 2352248476 | 2128222444 | 1894361948 | 2223333287.6 | E20-S | 687
STANDBY CLASSES
688 | SST - A1 AND A10: TOTAL | 750289 | 955400 | 558388 | 460401 | 299412 | 604778 | STB-S | 688
689 | LST - E19 AND E20: TOTAL | 239167 | 1270673 | 2559276 | 849127 | 4213542 | 1826357 | STB-S | 689
CLASSES INCLUDING STANDBY
690 | E9S - E19: TOTAL | 12741124011 | 12418993224 | 12286181581 | 10693292615 |  | 12034897857.75 |  | 690
691 | E2S - E20: TOTAL | 2404671158 | 2454546717 | 2352248476 | 2128222444 | 1894361948 | 2246810148.6 |  | 691
Notes:
1) Recorded latest year Class kWh by Season, TOU Period and Annual Total is from WP_29-RetailRates-5a.
2) The following tables of PG&E’s customer load research data is extracted and summarized using PG&E’s licensed LRS™ Software System. The system uses industry-accepted load research sample design and analysis methods to provide for rate class and system level energy (kWh) and demand (kW) data. Given the LRS™ Software System is proprietary and licensed and it’s high volume use of over hundred thousand sample customers’ interval usages (60 minutes for Residential and 15 minutes for commercial/ industrial), reporting of the data and/or further analysis can be provided by PG&E to a registered party in any regulatory proceeding via the standard Data Request (DR) process.

## 5a
TO20 Tariff Rate Year (RY) 2024 Final December Posting
WP_29-RetailRates
CLASS KWH SUMMARY
WP_29-RetailRates 5a
| Column | (1) | (2) | (3) | (4) | (5) | (6) | (6) | (7)
2022 TOU KWH by TOU Rate Period
ALL VOLTAGES
|  | SUMMER | SUMMER | SUMMER | SUMMER | WINTER | WINTER | WINTER | ANNUAL
Line | CODE - CLASS | ON PEAK | PART PEAK | OFF PEAK | TOTAL | PART PEAK | OFF PEAK | TOTAL | TOTAL | Line
700 | RES - RESIDENTIAL | 2209218661.6275 | 3567842133.7483 | 8548018182.6242 | 14325078978 | 4725623060.2872 | 8106557762.7128 | 12832180823 | 27157259801 | 700
701 | AGA - AGRICULTURAL: A SCHEDULES | 66461462.2619 | 91718740.5071 | 237401604.231 | 395581807 | 56012143.9436 | 87112236.0564 | 143124380 | 538706187 | 701
702 | AGB&C - AGRICULTURAL: B&C SCHEDULES | 844119053.9854 | 1182914241.6696 | 2840667373.345 | 4867700669 | 873036580.7713 | 1220095773.2287 | 2093132354 | 6960833023 | 702
703 | AGR - AGRICULTURAL: TOTAL | 910580516.2473 | 1274632982.1766 | 3078068977.5761 | 5263282476 | 929048724.7149 | 1307208009.2851 | 2236256734 | 7499539210 | 703
704 | STL - STREETLIGHTS | 1431800.0796 | 22038589.6415 | 85550861.2789 | 109021251 | 32081480.8324 | 103877654.1676 | 135959135 | 244980386 | 704
705 | A1 - SMALL L&P | 893576613.546 | 1003713145.9785 | 2060939743.4755 | 3958229503 | 1538208240.0976 | 1878501645.9024 | 3416709886 | 7374939389 | 705
706 | A10 - MEDIUM L&P | 1031858350.0199 | 1089210793.5387 | 2108645344.4415 | 4229714488 | 1704890003.0962 | 1896145751.9038 | 3601035755 | 7830750243 | 706
707 | E9V - E19 (<500 KW): FIRM | 993500020.2175 | 1178744244.0264 | 2806762318.7561 | 4979006583 | 1822783619.9209 | 2494756624.0791 | 4317540244 | 9296546827 | 707
708 | E9F - E19 (500-1,000 KW): FIRM | 414046949.926 | 492866624.8372 | 1115400716.2368 | 2022314291 | 775527838.4726 | 1000715508.5274 | 1776243347 | 3798557638 | 708
709 | E9N - E19 (500-1,000 KW): NONFIRM | 0 | 1 | 2 | 3 | 4 | 5 | 6 | 9 | 709
710 | E2F - E20 (>1,000 KW): FIRM | 1297275033.5788 | 1623595838.0273 | 4186801257.3939 | 7107672129 | 2585649653.5535 | 3782832652.4465 | 6368482306 | 13476154435 | 710
711 | E2N - E20 (>1,000 KW): NONFIRM | 0 | 1 | 2 | 3 | 4 | 5 | 6 | 9 | 711
712 | S1S - STANDBY: SMALL (A1, A6) /2 | 1106363.9174 | 1927481.984 | 7218145.0986 | 10251991 | 2466532.9375 | 4730849.0625 | 7197382 | 17449373 | 712
713 | S1M - STANDBY: MEDIUM (A10, A11) /2 | 338783.4971 | 1234137.2498 | 5087740.2531 | 6660661 | 2272231.1661 | 5991459.8339 | 8263691 | 14924352 | 713
714 | S9M - STANDBY: (E19M) /2 | 796186.9329 | 1634136.0509 | 5972496.0161 | 8402819 | 3456029.2747 | 7879862.7253 | 11335892 | 19738711 | 714
715 | S19 - STANDBY: (E19) /2 | 3024553.3213 | 4085973.355 | 12441313.3237 | 19551840 | 6677489.448 | 11087622.552 | 17765112 | 37316952 | 715
716 | S20 - STANDBY: (E20) /2 | 53256894.0231 | 71636832.9133 | 206765379.0636 | 331659106 | 142824421.4362 | 207729977.5638 | 350554399 | 682213505 | 716
CLASSES EXCLUDING STANDBY/BART
717 | E9T - E19: TOTAL | 1407546970.1435 | 1671610868.8636 | 3922163034.9929 | 7001320874 | 2598311458.3936 | 3495472132.6064 | 6093783591 | 13095104465 | 717
718 | E2T - E20: TOTAL Less BART | 1350418081.1975 | 1682024570.6954 | 4275064846.1071 | 7307507498 | 2682870410.5328 | 3870886826.4672 | 6553757237 | 13861264735 | 718
STANDBY CLASSES
719 | SST - A1 AND A10: TOTAL | 1445147.4145 | 3161619.2337 | 12305885.3517 | 16912652 | 4738764.1037 | 10722308.8963 | 15461073 | 32373725 | 719
720 | LST - E19 AND E20: TOTAL | 57077634.2774 | 77356942.3192 | 225179188.4035 | 359613765 | 152957940.1589 | 226697462.8411 | 379655403 | 739269168 | 720
CLASSES INCLUDING STANDBY
721 | E9S - E19: TOTAL | 1411367710.3977 | 1677330978.2695 | 3940576844.3328 | 7029275533 | 2608444977.1163 | 3514439617.8837 | 6122884595 | 13152160128 | 721
722 | E2S - E20: TOTAL | 1403674975.2206 | 1753661403.6087 | 4481830225.1707 | 7639166604 | 2825694831.9691 | 4078616804.0309 | 6904311636 | 14543478240 | 722
PACIFIC GAS AND ELECTRIC COMPANY
CLASSKW SUMMARY
2022 TOU KWH by TOU Rate Period
TRANSMISSION
| Column | (1) | (2) | (3) | (4) | (5) | (6) | (6) | (7)
|  | SUMMER | SUMMER | SUMMER | SUMMER | WINTER | WINTER | WINTER | ANNUAL
Line | CODE - CLASS | ON PEAK | PART PEAK | OFF PEAK | TOTAL | PART PEAK | OFF PEAK | TOTAL | TOTAL | Line
723 | RES - RESIDENTIAL | 0 | 0 | 0 | 0 | 0 | 0 | 0 | 0 | 723
724 | AGA - AGRICULTURAL: A SCHEDULES | 0 | 0 | 0 | 0 | 0 | 0 | 0 | 0 | 724
725 | AGB&C - AGRICULTURAL: B&C SCHEDULES | 0 | 0 | 0 | 0 | 0 | 0 | 0 | 0 | 725
726 | AGR - AGRICULTURAL: TOTAL | 0 | 0 | 0 | 0 | 0 | 0 | 0 | 0 | 726
727 | STL - STREETLIGHTS | 0 | 0 | 0 | 0 | 0 | 0 | 0 | 0 | 727
728 | A1 - SMALL L&P | 0 | 0 | 0 | 0 | 0 | 0 | 0 | 0 | 728
729 | A10 - MEDIUM L&P | 327829.9069 | 439890.6405 | 1293784.4526 | 2061505 | 679104.7982 | 1086946.2018 | 1766051 | 3827556 | 729
730 | E9V - E19 (<500 KW): FIRM | 2882936.4707 | 3559547.4142 | 9503084.1151 | 15945568 | 2527506.8701 | 3761992.1299 | 6289499 | 22235067 | 730
731 | E9F - E19 (500-1,000 KW): FIRM | 2809793.897 | 3372911.6038 | 8220568.4991 | 14403274 | 5837502.4593 | 7812177.5407 | 13649680 | 28052954 | 731
732 | E9N - E19 (500-1,000 KW): NONFIRM | 0 | 0 | 0 | 0 | 0 | 0 | 0 | 0 | 732
733 | E2F - E20 (>1,000 KW): FIRM | 490553424.3967 | 634621872.597 | 1721388379.0062 | 2846563676 | 1035620979.6065 | 1606963530.3935 | 2642584510 | 5489148186 | 733
734 | E2N - E20 (>1,000 KW): NONFIRM | 0 | 0 | 0 | 0 | 0 | 0 | 0 | 0 | 734
735 | S1S - STANDBY: SMALL (A1, A6) /2 | 43239.1111 | 114272.4319 | 455556.457 | 613068 | 226661.9492 | 575452.0508 | 802114 | 1415182 | 735
736 | S1M - STANDBY: MEDIUM (A10, A11) /2 | 108191.1028 | 921180.9231 | 4349904.9741 | 5379277 | 1677649.8957 | 5311361.1043 | 6989011 | 12368288 | 736
737 | S9M - STANDBY: (E19M) /2 | 589453.0216 | 1385193.7457 | 5393939.2327 | 7368586 | 2992694.8155 | 7210895.1845 | 10203590 | 17572176 | 737
738 | S19 - STANDBY: (E19) /2 | 2620272.5525 | 3647928.3017 | 11364395.1458 | 17632596 | 5449478.5028 | 9561419.4972 | 15010898 | 32643494 | 738
739 | S20 - STANDBY: (E20) /2 | 52020978.2365 | 70279713.3382 | 203392026.4253 | 325692718 | 141220941.3969 | 206116226.6031 | 347337168 | 673029886 | 739
CLASSES EXCLUDING STANDBY/BART
740 | E9T - E19: TOTAL | 5692730.3677 | 6932459.018 | 17723652.6142 | 30348842 | 8365009.3294 | 11574169.6706 | 19939179 | 50288021 | 740
741 | E2T - E20: TOTAL Less BART | 535825099.3336 | 682179446.0658 | 1782074753.6006 | 3000079299 | 1114963841.2127 | 1666814591.7873 | 2781778433 | 5781857732 | 741
STANDBY CLASSES
742 | SST - A1 AND A10: TOTAL | 151430.2139 | 1035453.355 | 4805461.4311 | 5992345 | 1904311.8449 | 5886813.1551 | 7791125 | 13783470 | 742
743 | LST - E19 AND E20: TOTAL | 55230703.8105 | 75312835.3856 | 220150360.8039 | 350693900 | 149663114.7152 | 222888541.2848 | 372551656 | 723245556 | 743
CLASSES INCLUDING STANDBY
744 | E9S - E19: TOTAL | 8902455.9418 | 11965581.0655 | 34481986.9928 | 55350024 | 16807182.6477 | 28346484.3523 | 45153667 | 100503691 | 744
745 | E2S - E20: TOTAL | 587846077.57 | 752459159.404 | 1985466780.0259 | 3325772017 | 1256184782.6096 | 1872930818.3904 | 3129115601 | 6454887618 | 745
PACIFIC GAS AND ELECTRIC COMPANY
CLASSKW SUMMARY
2022 TOU KWH by TOU Rate Period
PRIMARY
| Column | (1) | (2) | (3) | (4) | (5) | (6) | (6) | (7)
|  | SUMMER | SUMMER | SUMMER | SUMMER | WINTER | WINTER | WINTER | ANNUAL
Line | CODE - CLASS | ON PEAK | PART PEAK | OFF PEAK | TOTAL | PART PEAK | OFF PEAK | TOTAL | TOTAL | Line
746 | RES - RESIDENTIAL | 0 | 0 | 0 | 0 | 0 | 0 | 0 | 0 | 746
747 | AGA - AGRICULTURAL: A SCHEDULES | 0 | 0 | 0 | 0 | 0 | 0 | 0 | 0 | 747
748 | AGB&C - AGRICULTURAL: B&C SCHEDULES | 0 | 0 | 0 | 0 | 0 | 0 | 0 | 0 | 748
749 | AGR - AGRICULTURAL: TOTAL | 0 | 0 | 0 | 0 | 0 | 0 | 0 | 0 | 749
750 | STL - STREETLIGHTS | 0 | 0 | 0 | 0 | 0 | 0 | 0 | 0 | 750
751 | A1 - SMALL L&P | 0 | 0 | 0 | 0 | 0 | 0 | 0 | 0 | 751
752 | A10 - MEDIUM L&P | 9199196.6082 | 11091330.6976 | 22794925.6942 | 43085453 | 17833734.1901 | 22373415.8099 | 40207150 | 83292603 | 752
753 | E9V - E19 (<500 KW): FIRM | 44257201.1025 | 55588258.6863 | 136012002.2111 | 235857462 | 90218576.0356 | 127670884.9644 | 217889461 | 453746923 | 753
754 | E9F - E19 (500-1,000 KW): FIRM | 80329395.9035 | 100236809.1889 | 236123768.9076 | 416689974 | 160159070.6718 | 218324939.3282 | 378484010 | 795173984 | 754
755 | E9N - E19 (500-1,000 KW): NONFIRM | 0 | 0 | 0 | 0 | 0 | 0 | 0 | 0 | 755
756 | E2F - E20 (>1,000 KW): FIRM | 607960846.4395 | 756620938.6852 | 1914862297.8753 | 3279444083 | 1179932508.7722 | 1687374738.2278 | 2867307247 | 6146751330 | 756
757 | E2N - E20 (>1,000 KW): NONFIRM | 0 | 0 | 0 | 0 | 0 | 0 | 0 | 0 | 757
758 | S1S - STANDBY: SMALL (A1, A6) /2 | 1048008.7908 | 1790153.925 | 6697906.2842 | 9536069 | 2206544.019 | 4083646.981 | 6290191 | 15826260 | 758
759 | S1M - STANDBY: MEDIUM (A10, A11) /2 | 227390.7323 | 308475.9166 | 726412.3511 | 1262279 | 567566.3809 | 634737.6191 | 1202304 | 2464583 | 759
760 | S9M - STANDBY: (E19M) /2 | 190768.6476 | 228800.5483 | 526526.8042 | 946096 | 379563.0602 | 552564.9398 | 932128 | 1878224 | 760
761 | S19 - STANDBY: (E19) /2 | 34482.7418 | 26340.1747 | 61763.0835 | 122586 | 330363.4355 | 295277.5645 | 625641 | 748227 | 761
762 | S20 - STANDBY: (E20) /2 | 1235915.7867 | 1357119.5751 | 3373352.6383 | 5966388 | 1603480.0394 | 1613750.9606 | 3217231 | 9183619 | 762
CLASSES EXCLUDING STANDBY/BART
763 | E9T - E19: TOTAL | 124586597.0061 | 155825067.8752 | 372135771.1187 | 652547436 | 250377646.7075 | 345995824.2925 | 596373471 | 1248920907 | 763
764 | E2T - E20: TOTAL Less BART | 612283052.0982 | 761799011.252 | 1924988113.6498 | 3299070177 | 1188127058.3917 | 1697847819.6083 | 2885974878 | 6185045055 | 764
STANDBY CLASSES
765 | SST - A1 AND A10: TOTAL | 1275399.5231 | 2098629.8416 | 7424318.6353 | 10798348 | 2774110.3999 | 4718384.6001 | 7492495 | 18290843 | 765
766 | LST - E19 AND E20: TOTAL | 1461167.176 | 1612260.298 | 3961642.5259 | 7035070 | 2313406.535 | 2461593.465 | 4775000 | 11810070 | 766
CLASSES INCLUDING STANDBY
767 | E9S - E19: TOTAL | 124811848.3954 | 156080208.5982 | 372724061.0063 | 653616118 | 251087573.2032 | 346843666.7968 | 597931240 | 1251547358 | 767
768 | E2S - E20: TOTAL | 613518967.8849 | 763156130.8271 | 1928361466.2881 | 3305036565 | 1189730538.4311 | 1699461570.5689 | 2889192109 | 6194228674 | 768
PACIFIC GAS AND ELECTRIC COMPANY
CLASSKW SUMMARY
2022 TOU KWH by TOU Rate Period
SECONDARY
| Column | (1) | (2) | (3) | (4) | (5) | (6) | (6) | (7)
|  | SUMMER | SUMMER | SUMMER | SUMMER | WINTER | WINTER | WINTER | ANNUAL
Line | CODE - CLASS | ON PEAK | PART PEAK | OFF PEAK | TOTAL | PART PEAK | OFF PEAK | TOTAL | TOTAL | Line
769 | RES - RESIDENTIAL | 2209218661.6275 | 3567842133.7483 | 8548018182.6242 | 14325078978 | 4725623060.2872 | 8106557762.7128 | 12832180823 | 27157259801 | 769
770 | AGA - AGRICULTURAL: A SCHEDULES | 66461462.2619 | 91718740.5071 | 237401604.231 | 395581807 | 56012143.9436 | 87112236.0564 | 143124380 | 538706187 | 770
771 | AGB&C - AGRICULTURAL: B&C SCHEDULES | 844119053.9854 | 1182914241.6696 | 2840667373.345 | 4867700669 | 873036580.7713 | 1220095773.2287 | 2093132354 | 6960833023 | 771
772 | AGR - AGRICULTURAL: TOTAL | 910580516.2473 | 1274632982.1766 | 3078068977.5761 | 5263282476 | 929048724.7149 | 1307208009.2851 | 2236256734 | 7499539210 | 772
773 | STL - STREETLIGHTS | 1431800.0796 | 22038589.6415 | 85550861.2789 | 109021251 | 32081480.8324 | 103877654.1676 | 135959135 | 244980386 | 773
774 | A1 - SMALL L&P | 893576613.546 | 1003713145.9785 | 2060939743.4755 | 3958229503 | 1538208240.0976 | 1878501645.9024 | 3416709886 | 7374939389 | 774
775 | A10 - MEDIUM L&P | 1022331323.5048 | 1077679572.2005 | 2084556634.2947 | 4184567530 | 1686377164.1079 | 1872685389.8921 | 3559062554 | 7743630084 | 775
776 | E9V - E19 (<500 KW): FIRM | 946359882.6442 | 1119596437.9258 | 2661247232.4299 | 4727203553 | 1730037537.0152 | 2363323746.9848 | 4093361284 | 8820564837 | 776
777 | E9F - E19 (500-1,000 KW): FIRM | 330907760.1254 | 389256904.0445 | 871056378.8301 | 1591221043 | 609531265.3415 | 774578391.6585 | 1384109657 | 2975330700 | 777
778 | E9N - E19 (500-1,000 KW): NONFIRM | 0 | 0 | 0 | 0 | 0 | 0 | 0 | 0 | 778
779 | E2F - E20 (>1,000 KW): FIRM | 198760762.7425 | 232353026.7451 | 550550580.5124 | 981664370 | 370096165.1748 | 488494383.8252 | 858590549 | 1840254919 | 779
780 | E2N - E20 (>1,000 KW): NONFIRM | 0 | 0 | 0 | 0 | 0 | 0 | 0 | 0 | 780
781 | S1S - STANDBY: SMALL (A1, A6) /2 | 15116.0155 | 23055.627 | 64682.3574 | 102854 | 33326.9694 | 71750.0306 | 105077 | 207931 | 781
782 | S1M - STANDBY: MEDIUM (A10, A11) /2 | 3201.662 | 4480.4101 | 11422.9279 | 19105 | 27014.8895 | 45361.1105 | 72376 | 91481 | 782
783 | S9M - STANDBY: (E19M) /2 | 15965.2638 | 20141.7569 | 52029.9792 | 88137 | 83771.399 | 116402.601 | 200174 | 288311 | 783
784 | S19 - STANDBY: (E19) /2 | 369798.027 | 411704.8786 | 1015155.0944 | 1796658 | 897647.5097 | 1230925.4903 | 2128573 | 3925231 | 784
785 | S20 - STANDBY: (E20) /2 | 0 | 0 | 0 | 0 | 0 | 0 | 0 | 0 | 785
CLASSES EXCLUDING STANDBY/BART
786 | E9T - E19: TOTAL | 1277267642.7697 | 1508853341.9703 | 3532303611.26 | 6318424596 | 2339568802.3567 | 3137902138.6433 | 5477470941 | 11795895537 | 786
787 | E2T - E20: TOTAL Less BART | 202309929.7657 | 238046113.3776 | 568001978.8567 | 1008358022 | 379779510.9284 | 506224415.0716 | 886003926 | 1894361948 | 787
STANDBY CLASSES
788 | SST - A1 AND A10: TOTAL | 18317.6775 | 27536.0371 | 76105.2853 | 121959 | 60341.859 | 117111.141 | 177453 | 299412 | 788
789 | LST - E19 AND E20: TOTAL | 385763.2908 | 431846.6355 | 1067185.0737 | 1884795 | 981418.9087 | 1347328.0913 | 2328747 | 4213542 | 789
CLASSES INCLUDING STANDBY
790 | E9S - E19: TOTAL | 1277653406.0605 | 1509285188.6058 | 3533370796.3337 | 6320309391 | 2340550221.2654 | 3139249466.7346 | 5479799688 | 11800109079 | 790
791 | E2S - E20: TOTAL | 202309929.7657 | 238046113.3776 | 568001978.8567 | 1008358022 | 379779510.9284 | 506224415.0716 | 886003926 | 1894361948 | 791
Notes:
1) The following tables of PG&E’s customer load research data is extracted and summarized using PG&E’s licensed LRS™ Software System. The system uses industry-accepted load research sample design and analysis methods to provide for rate class and system level energy (kWh) and demand (kW) data. Given the LRS™ Software System is proprietary and licensed and it’s high volume use of over hundred thousand sample customers’ interval usages (60 minutes for Residential and 15 minutes for commercial/ industrial), reporting of the data and/or further analysis can be provided by PG&E to a registered party in any regulatory proceeding via the standard Data Request (DR) process.

## 6
Pacific Gas and Electric Company
TO20 Tariff Rate Year (RY) 2024 Final December Posting
Standby Settlement: Year-over-Year Adjustment to Allocation for Standby Rate Design CALCULATION
WP_29-RetailRates 6a
|  | (1) | (2) | (3) | (4) | (5) | (5) | (6)
Line | Calculation (or Source): | Workpaper Tab 1 | Workpaper Tab 1 | = (4) / (2) |  | = (1) x (2) | = (1) x (4) |  | Line
|  | 1/1/23 Present Rates with Settlement RY2021 Standby Allocation | 2021 Billing Determinants Forecast | Change to 2021 Billing Determinants Forecast | Revenue Year (RY) Billing Determinants Forecast | Present Rate Revenues @ 2021 BDs | Present Rate Revenues at RY Billing Determinant Forecast | BD Units
800 | Residential | 0.052542 | 28011296371.8244 | 98.77% | 27666722782.3548 | 1471767073.8022 | 1453662518.5273 | /kWh | 800
801 | Small L&P | 0.036685 | 7202766920.3842 | 112.1% | 8074913236.0832 | 264235001.9101 | 296229870.8184 | /kWh | 801
802 | Medium Light and Power | 11.626 | 59012113.1035 | 112.7% | 66510706.1701 | 686075741.5968 | 773254500.8127 | /kW*mo | 802
803 | Streetlights | 0.031832 | 228776053.5973 | 110.8% | 253429732.8205 | 7282489.6287 | 8067275.2758 | /kWh | 803
804 | Agriculture | 0.034737 | 6019189754.0163 | 91.57% | 5512040246.193 | 209088099.5038 | 191471288.7554 | /kWh | 804
805 | Schedule E-20 | 14.19 | 29635155.7878 | 98.2% | 29100685.1838 | 420521567.8611 | 412937453.3054 | /kW*mo | 805
806 | STB Volumetric Charge | 0.018869 | 377256903.4893 | 143.1% | 539935268.2674 | 7118474.8245 | 10188059.0613 | /kWh | 806
807 | STB Reservation Charge | 1.3678 | 9757821.4859 | 101.1% | 9865316.9933 | 11344585.0719 | 11469560.911 | 0.85/kW*mo | 807
808 | Total | (5): 3077433034.1991; (5): 3157280527.4674 | 808
809 | Standby Allocation from Settlement | (1): 0.57% | 809
810 | RY BD-Adjusted Standby Allocation - RY ERRA Forecast | (1): 0.686%; (2): STB Present Rate Revenue / Total Present Rate Revenue Input as Standby Allocation Factor in Tab 2, Cell L55 | 810

## 7
VBA Column
Pacific Gas and Electric Company
TO20 Tariff Rate Year (RY) 2024 Final December Posting
Bundled, DA/CCA and Total Billing Determinants - Residential
WP_29-RetailRates 7
2024 ERRA Forecast - October Update
Column | (1) | (2) | (3) | (4) | (5) | (6) | (7) | (8) | (9) | (10) | (11) | (12) | (13) | (14) | (15) | (16)
Line | Class | Schedule | Medical | EE | Charge Type | Season | Period | Voltage | Voluntary | NEM | CARE | Units | Non-CARE/Non-MED Continuous DA BDs | Bundled BDs | DA/CCA BDs | Total (Bundlded+DA/CCA) BDs | Line
900 | Residential | E-1 | M | N/A | Energy | Summer | Tier 1 | S | N/A | Both | N/A | kWh | 240133.0632 | 159391685.7816 | 137388054.1952 | 296779739.9769 | 900
901 | Residential | E-1 | M | N/A | Customer | Summer | Min Bill CM | S | N/A | Both | N/A | Customer-months | 18.233 | 22560.01 | 14826.097 | 37386.107 | 901
902 | Residential | E-1 | M | N/A | Energy | Summer | Min Bill kWh | S | N/A | Both | N/A | kWh | -488.5955 | 1994642.0588 | 429489.2083 | 2424131.2671 | 902
903 | Residential | E-1 | M | N/A | Energy | Summer | MARL kWh | S | N/A | Both | N/A | kWh | 0 | 0 | 3120 | 3120 | 903
904 | Residential | E-1 | M | N/A | Energy | Summer | Tier 2 | S | N/A | Both | N/A | kWh | 26477.023 | 22953514.7177 | 14249939.7852 | 37203454.5029 | 904
905 | Residential | E-1 | M | N/A | Energy | Summer | Tier 3 | S | N/A | Both | N/A | kWh | 23846.5451 | 22294108.0508 | 12982085.6849 | 35276193.7356 | 905
906 | Residential | E-1 | M | N/A | Energy | Summer | Tier 4 | S | N/A | Both | N/A | kWh | 3250.9863 | 7139434.6836 | 4090923.3259 | 11230358.0095 | 906
907 | Residential | E-1 | M | N/A | Energy | Summer | Tier 5 | S | N/A | Both | N/A | kWh | 0 | 497563.5587 | 385554.0572 | 883117.6159 | 907
908 | Residential | E-1 | M | N/A | Energy | Winter | Tier 1 | S | N/A | Both | N/A | kWh | 423012.8554 | 225463062.8617 | 263816834.2678 | 489279897.1295 | 908
909 | Residential | E-1 | M | N/A | Customer | Winter | Min Bill CM | S | N/A | Both | N/A | Customer-months | 44.833 | 43473.434 | 28184.93 | 71658.364 | 909
910 | Residential | E-1 | M | N/A | Energy | Winter | Min Bill kWh | S | N/A | Both | N/A | kWh | 1200.2696 | 2094732.1203 | 2014417.9439 | 4109150.0642 | 910
911 | Residential | E-1 | M | N/A | Energy | Winter | MARL kWh | S | N/A | Both | N/A | kWh | 0 | 0 | 6520 | 6520 | 911
912 | Residential | E-1 | M | N/A | Energy | Winter | Tier 2 | S | N/A | Both | N/A | kWh | 24438.9031 | 16763919.7908 | 18278197.3 | 35042117.0908 | 912
913 | Residential | E-1 | M | N/A | Energy | Winter | Tier 3 | S | N/A | Both | N/A | kWh | 16276.7001 | 13099447.7781 | 14071835.2684 | 27171283.0465 | 913
914 | Residential | E-1 | M | N/A | Energy | Winter | Tier 4 | S | N/A | Both | N/A | kWh | 381.8598 | 4482155.2846 | 4729582.867 | 9211738.1516 | 914
915 | Residential | E-1 | M | N/A | Energy | Winter | Tier 5 | S | N/A | Both | N/A | kWh | 0 | 561506.058 | 753234.5925 | 1314740.6504 | 915
916 | Residential | E-1 | N/A | N/A | Energy | Summer | Tier 1 | S | N/A | Both | N/A | kWh | 1074071.974 | 1329541182.7428 | 2098735262.0867 | 3428276444.8295 | 916
917 | Residential | E-1 | N/A | N/A | Customer | Summer | Min Bill CM | S | N/A | Both | N/A | Customer-months | 348.9 | 528069.146 | 852750.437 | 1380819.583 | 917
918 | Residential | E-1 | N/A | N/A | Energy | Summer | Min Bill kWh | S | N/A | Both | N/A | kWh | 8229.8117 | 41895156.628 | 32304145.3753 | 74199302.0033 | 918
919 | Residential | E-1 | N/A | N/A | Energy | Summer | MARL kWh | S | N/A | Both | N/A | kWh | 0 | 2449 | 38331 | 40780 | 919
920 | Residential | E-1 | N/A | N/A | Energy | Summer | Tier 2 | S | N/A | Both | N/A | kWh | 245933.4953 | 297114808.4998 | 417828730.0382 | 714943538.5381 | 920
921 | Residential | E-1 | N/A | N/A | Energy | Summer | Tier 3 | S | N/A | Both | N/A | kWh | 392278.4775 | 485981839.4919 | 647137630.8806 | 1133119470.3726 | 921
922 | Residential | E-1 | N/A | N/A | Energy | Summer | Tier 4 | S | N/A | Both | N/A | kWh | 367976.5573 | 461644052.5304 | 637089788.7036 | 1098733841.2341 | 922
923 | Residential | E-1 | N/A | N/A | Energy | Summer | Tier 5 | S | N/A | Both | N/A | kWh | 82709.3762 | 148396776.9829 | 275035110.5846 | 423431887.5676 | 923
924 | Residential | E-1 | N/A | N/A | Energy | Winter | Tier 1 | S | N/A | Both | N/A | kWh | 2210951.8128 | 1886521285.445 | 4593947424.2932 | 6480468709.7382 | 924
925 | Residential | E-1 | N/A | N/A | Customer | Winter | Min Bill CM | S | N/A | Both | N/A | Customer-months | 715.367 | 1101541.844 | 1675943.198 | 2777485.042 | 925
926 | Residential | E-1 | N/A | N/A | Energy | Winter | Min Bill kWh | S | N/A | Both | N/A | kWh | 33294.1045 | 46629295.6733 | 81383120.2617 | 128012415.935 | 926
927 | Residential | E-1 | N/A | N/A | Energy | Winter | MARL kWh | S | N/A | Both | N/A | kWh | 0 | 9044 | 58468 | 67512 | 927
928 | Residential | E-1 | N/A | N/A | Energy | Winter | Tier 2 | S | N/A | Both | N/A | kWh | 458610.4032 | 351532811.9488 | 824308073.7482 | 1175840885.697 | 928
929 | Residential | E-1 | N/A | N/A | Energy | Winter | Tier 3 | S | N/A | Both | N/A | kWh | 674161.5409 | 512260536.3066 | 1174321230.6306 | 1686581766.9372 | 929
930 | Residential | E-1 | N/A | N/A | Energy | Winter | Tier 4 | S | N/A | Both | N/A | kWh | 566061.9493 | 462139993.3311 | 1016048687.5184 | 1478188680.8494 | 930
931 | Residential | E-1 | N/A | N/A | Energy | Winter | Tier 5 | S | N/A | Both | N/A | kWh | 172094.3669 | 282117487.3829 | 463928241.6149 | 746045728.9979 | 931
932 | Residential | E-1 | N/A | EE | Energy | Summer | Baseline | S | N/A | Both | N/A | kWh | 921.6 | 28070161.8374 | 8176201.0252 | 36246362.8626 | 932
933 | Residential | E-1 | N/A | EE | Energy | Summer | Over Baseline | S | N/A | Both | N/A | kWh | 4328.594 | 40964657.9023 | 11111391.3762 | 52076049.2785 | 933
934 | Residential | E-1 | N/A | EE | Energy | Winter | Baseline | S | N/A | Both | N/A | kWh | 1546.4 | 47103867.4921 | 16822855.7844 | 63926723.2765 | 934
935 | Residential | E-1 | N/A | EE | Energy | Winter | Over Baseline | S | N/A | Both | N/A | kWh | 3420.673 | 42219209.8519 | 16733666.6613 | 58952876.5131 | 935
936 | Residential | E-1 | N/A | EE | Customer | N/A | N/A | S | N/A | Both | N/A | Customer-months | 6.6 | 225748.843 | 93750.549 | 319499.392 | 936
937 | Residential | E-1 | N/A | N/A | ES Unit | Summer | Units E-1/EL-1 | S | N/A | Both | N/A | Customer-months | 0 | 6866 | 26474 | 33340 | 937
938 | Residential | E-1 | N/A | N/A | ES Credit | Summer | Minimum Units | S | N/A | Both | N/A | Customer-months | 0 | 11 | 0 | 11 | 938
939 | Residential | E-1 | N/A | N/A | ES Unit | Winter | Units E-1/EL-1 | S | N/A | Both | N/A | Customer-months | 0 | 12554 | 52143 | 64697 | 939
940 | Residential | E-1 | N/A | N/A | ES Credit | Winter | Minimum Units | S | N/A | Both | N/A | Customer-months | 0 | 71 | 228 | 299 | 940
941 | Residential | E-1 | N/A | N/A | ET Unit | Summer | Units E-1/EL-1 | S | N/A | Both | N/A | Customer-months | 0 | 18178 | 13806 | 31984 | 941
942 | Residential | E-1 | N/A | N/A | ET Credit | Summer | Minimum Units | S | N/A | Both | N/A | Customer-months | 0 | 1 | 2689 | 2690 | 942
943 | Residential | E-1 | N/A | N/A | ET Unit | Winter | Units E-1/EL-1 | S | N/A | Both | N/A | Customer-months | 0 | 36257 | 28923 | 65180 | 943
944 | Residential | E-1 | N/A | N/A | ET Credit | Winter | Minimum Units | S | N/A | Both | N/A | Customer-months | 0 | 36 | 4101 | 4137 | 944
945 | Residential | E-1 | N/A | N/A | Customer | N/A | N/A | S | N/A | Both | N/A | Customer-months | 15216.132 | 15702348.9132 | 33221813.9917 | 48924162.9049 | 945
946 | Residential | EL-1 | N/A | N/A | Energy | Summer | Tier 1 | S | N/A | Both | C | kWh | 531157.1742 | 1283815160.0908 | 660676313.9988 | 1944491474.0896 | 946
947 | Residential | EL-1 | N/A | N/A | Customer | Summer | Min Bill CM | S | N/A | Both | C | Customer-months | 72.5 | 119320.642 | 131135.631 | 250456.273 | 947
948 | Residential | EL-1 | N/A | N/A | Energy | Summer | Min Bill kWh | S | N/A | Both | C | kWh | 1956.3745 | 18547699.7316 | 8320536.3392 | 26868236.0708 | 948
949 | Residential | EL-1 | N/A | N/A | Energy | Summer | MARL kWh | S | N/A | Both | C | kWh | 0 | 393 | 67920 | 68313 | 949
950 | Residential | EL-1 | N/A | N/A | Energy | Summer | Tier 2 | S | N/A | Both | C | kWh | 91624.197 | 275893630.1435 | 119089957.0475 | 394983587.191 | 950
951 | Residential | EL-1 | N/A | N/A | Energy | Summer | Tier 3 | S | N/A | Both | C | kWh | 132076.7581 | 423562111.6659 | 162951586.4435 | 586513698.1094 | 951
952 | Residential | EL-1 | N/A | N/A | Energy | Summer | Tier 4 | S | N/A | Both | C | kWh | 101554.4474 | 320891264.0346 | 115708944.1054 | 436600208.14 | 952
953 | Residential | EL-1 | N/A | N/A | Energy | Summer | Tier 5 | S | N/A | Both | C | kWh | 10268.9528 | 32533930.9359 | 25997599.592 | 58531530.5278 | 953
954 | Residential | EL-1 | N/A | N/A | Energy | Winter | Tier 1 | S | N/A | Both | C | kWh | 1015378.5214 | 1647081394.6661 | 1380824404.5147 | 3027905799.1808 | 954
955 | Residential | EL-1 | N/A | N/A | Customer | Winter | Min Bill CM | S | N/A | Both | C | Customer-months | 163.3 | 289005.101 | 266155.449 | 555160.55 | 955
956 | Residential | EL-1 | N/A | N/A | Energy | Winter | Min Bill kWh | S | N/A | Both | C | kWh | 8705.9031 | 23327405.9115 | 20698945.1963 | 44026351.1078 | 956
957 | Residential | EL-1 | N/A | N/A | Energy | Winter | MARL kWh | S | N/A | Both | C | kWh | 0 | 1233 | 60145 | 61378 | 957
958 | Residential | EL-1 | N/A | N/A | Energy | Winter | Tier 2 | S | N/A | Both | C | kWh | 158730.537 | 270429008.4826 | 219775090.1313 | 490204098.6139 | 958
959 | Residential | EL-1 | N/A | N/A | Energy | Winter | Tier 3 | S | N/A | Both | C | kWh | 209530.5604 | 348283561.3915 | 278431142.4739 | 626714703.8654 | 959
960 | Residential | EL-1 | N/A | N/A | Energy | Winter | Tier 4 | S | N/A | Both | C | kWh | 150077.7314 | 233173640.6366 | 185720567.5748 | 418894208.2114 | 960
961 | Residential | EL-1 | N/A | N/A | Energy | Winter | Tier 5 | S | N/A | Both | C | kWh | 18811.8343 | 49359608.9889 | 43613061.3174 | 92972670.3063 | 961
962 | Residential | EL-1 | N/A | N/A | ES Unit | Summer | Units E-1/EL-1 | S | N/A | Both | C | Customer-months | 0 | 12772 | 18402 | 31174 | 962
963 | Residential | EL-1 | N/A | N/A | ES Credit | Summer | Minimum Units | S | N/A | Both | C | Customer-months | 0 | 0 | 0 | 0 | 963
964 | Residential | EL-1 | N/A | N/A | ES Unit | Winter | Units E-1/EL-1 | S | N/A | Both | C | Customer-months | 0 | 25843 | 37072 | 62915 | 964
965 | Residential | EL-1 | N/A | N/A | ES Credit | Winter | Minimum Units | S | N/A | Both | C | Customer-months | 0 | 20 | 57 | 77 | 965
966 | Residential | EL-1 | N/A | N/A | ET Unit | Summer | Units E-1/EL-1 | S | N/A | Both | C | Customer-months | 0 | 115620 | 167451 | 283071 | 966
967 | Residential | EL-1 | N/A | N/A | ET Credit | Summer | Minimum Units | S | N/A | Both | C | Customer-months | 0 | 59 | 2577 | 2636 | 967
968 | Residential | EL-1 | N/A | N/A | ET Unit | Winter | Units E-1/EL-1 | S | N/A | Both | C | Customer-months | 0 | 232576 | 336559 | 569135 | 968
969 | Residential | EL-1 | N/A | N/A | ET Credit | Winter | Minimum Units | S | N/A | Both | C | Customer-months | 0 | 112 | 3374 | 3486 | 969
970 | Residential | EL-1 | N/A | N/A | Customer | N/A | N/A | S | N/A | Both | C | Customer-months | 5006.201 | 9055334.8789 | 8078873.4195 | 17134208.2984 | 970
971 | Residential | E-1 | N/A | N/A | Climate Credit Households | N/A | N/A | S | N/A | Both | N/A | Households | 2433.5 | 2422961.4649 | 5420377.7386 | 7843339.2035 | 971
972 | Residential | EL-1 | N/A | N/A | Climate Credit Households | N/A | N/A | S | N/A | Both | C | Households | 797 | 1522415.9103 | 1411048.5761 | 2933464.4864 | 972
Notes:
1) The following tables of PG&E’s Billing Determinants (BDs) are derived from the annual sales forecast and customer load research data extracted and summarized using PG&E’s licensed RLW™ Software System. The system uses industry-accepted load research sample design and analysis methods to provide for rate class and system level energy (kWh) and demand (kW) data. Given the RLW™ Software System is proprietary and licensed and it’s high volume use of over hundred thousand sample customers’ interval usages (60 minutes for Residential and 15 minutes for commercial/ industrial), reporting of the data and/or further analysis can be provided by PG&E to a registered party in any regulatory proceeding via the standard Data Request (DR) process.

## 8
VBA Column
Pacific Gas and Electric Company
TO20 Tariff Rate Year (RY) 2024 Final December Posting
Bundled, DA/CCA and Total Billing Determinants - Non Residential
WP_29-RetailRates 8
2024 ERRA Forecast - October Update
Column | (1) | (2) | (3) | (4) | (5) | (6) | (7) | (8) | (9) | (10) | (11) | (12) | (13) | (14)
Line | Class | Schedule | Charge Type | Season | Period | Voltage | Voluntary | NEM | CARE | Units | Non-CARE/Non-MED Continuous DA BDs | Bundled BDs | DA/CCA BDs | Total (Bundlded+DA/CCA) BDs | Line
1000 | AG | AG-A1 | Demand | Summer | Maximum kW | S | N/A | Non NEM | N/A | kW | 0 | 739194.0112 | 234588.545 | 973782.5562 | 1000
1001 | AG | AG-A1 | Demand | Winter | Maximum kW | S | N/A | Non NEM | N/A | kW | 5.892 | 985309.9003 | 321187.7036 | 1306497.6039 | 1001
1002 | AG | AG-A1 | Customer | Summer | N/A | S | N/A | Non NEM | N/A | Customer-months | 0 | 119388.0118 | 32488.1296 | 151876.1414 | 1002
1003 | AG | AG-A1 | Customer | Winter | N/A | S | N/A | Non NEM | N/A | Customer-months | 0.733 | 237696.3711 | 65125.5126 | 302821.8836 | 1003
1004 | AG | AG-A1 | E-BIP Discount | Summer | Pot. Ld Red. | S | N/A | Non NEM | N/A | kW | 0 | 0 | 0 | 0 | 1004
1005 | AG | AG-A1 | E-BIP Discount | Summer | UFR | S | N/A | Non NEM | N/A | kW | 0 | 0 | 0 | 0 | 1005
1006 | AG | AG-A1 | E-BIP Discount | Winter | Pot. Ld Red. | S | N/A | Non NEM | N/A | kW | 0 | 0 | 0 | 0 | 1006
1007 | AG | AG-A1 | E-BIP Discount | Winter | UFR | S | N/A | Non NEM | N/A | kW | 0 | 0 | 0 | 0 | 1007
1008 | AG | AG-A1 | Energy | Summer | Off Peak | S | N/A | Non NEM | N/A | kWh | 0 | 88075992.5092 | 25767680.7785 | 113843673.2877 | 1008
1009 | AG | AG-A1 | Energy | Summer | Peak | S | N/A | Non NEM | N/A | kWh | 0 | 11605852.1493 | 3570601.3942 | 15176453.5435 | 1009
1010 | AG | AG-A1 | Energy | Winter | Off Peak | S | N/A | Non NEM | N/A | kWh | 120.554 | 57961489.5174 | 23360572.8411 | 81322062.3586 | 1010
1011 | AG | AG-A1 | Energy | Winter | Peak | S | N/A | Non NEM | N/A | kWh | 38.196 | 9668257.4754 | 3483219.5664 | 13151477.0417 | 1011
1012 | AG | AG-A1 | Meter | Summer | N/A | S | N/A | Non NEM | N/A | Customer-months | 0 | 119388.1689 | 32488.1296 | 151876.2985 | 1012
1013 | AG | AG-A1 | Meter | Winter | N/A | S | N/A | Non NEM | N/A | Customer-months | 0.733 | 237697.1466 | 65126.04 | 302823.1866 | 1013
1014 | AG | AG-A2 | Demand | Summer | Maximum kW | S | N/A | Non NEM | N/A | kW | 0 | 739194.0112 | 234588.545 | 973782.5562 | 1014
1015 | AG | AG-A2 | Demand | Winter | Maximum kW | S | N/A | Non NEM | N/A | kW | 0 | 315045.0207 | 102125.2144 | 417170.2351 | 1015
1016 | AG | AG-A2 | Customer | Summer | N/A | S | N/A | Non NEM | N/A | Customer-months | 0 | 26683.7695 | 6091.4384 | 32775.2078 | 1016
1017 | AG | AG-A2 | Customer | Winter | N/A | S | N/A | Non NEM | N/A | Customer-months | 0 | 51063.5968 | 11765.251 | 62828.8479 | 1017
1018 | AG | AG-A2 | E-BIP Discount | Summer | Pot. Ld Red. | S | N/A | Non NEM | N/A | kW | 0 | 0 | 0 | 0 | 1018
1019 | AG | AG-A2 | E-BIP Discount | Summer | UFR | S | N/A | Non NEM | N/A | kW | 0 | 0 | 0 | 0 | 1019
1020 | AG | AG-A2 | E-BIP Discount | Winter | Pot. Ld Red. | S | N/A | Non NEM | N/A | kW | 0 | 0 | 0 | 0 | 1020
1021 | AG | AG-A2 | E-BIP Discount | Winter | UFR | S | N/A | Non NEM | N/A | kW | 0 | 0 | 0 | 0 | 1021
1022 | AG | AG-A2 | Energy | Summer | Off Peak | S | N/A | Non NEM | N/A | kWh | 0 | 43312506.8318 | 13073207.2151 | 56385714.0469 | 1022
1023 | AG | AG-A2 | Energy | Summer | Peak | S | N/A | Non NEM | N/A | kWh | 0 | 5693734.7648 | 1807984.0153 | 7501718.7802 | 1023
1024 | AG | AG-A2 | Energy | Winter | Off Peak | S | N/A | Non NEM | N/A | kWh | 0 | 32270005.3251 | 13083589.1822 | 45353594.5073 | 1024
1025 | AG | AG-A2 | Energy | Winter | Peak | S | N/A | Non NEM | N/A | kWh | 0 | 4831195.5675 | 1881017.2043 | 6712212.7718 | 1025
1026 | AG | AG-A2 | Meter | Summer | N/A | S | N/A | Non NEM | N/A | Customer-months | 0 | 26683.7695 | 6091.4384 | 32775.2078 | 1026
1027 | AG | AG-A2 | Meter | Winter | N/A | S | N/A | Non NEM | N/A | Customer-months | 0 | 51063.5968 | 11765.251 | 62828.8479 | 1027
1028 | AG | AG-B | Customer | Summer | N/A | P | N/A | Non NEM | N/A | Customer-months | 0 | 0 | 0 | 0 | 1028
1029 | AG | AG-B | Customer | Summer | N/A | S | N/A | Non NEM | N/A | Customer-months | 0 | 26683.7695 | 6091.4384 | 32775.2078 | 1029
1030 | AG | AG-B | Customer | Summer | N/A | T | N/A | Non NEM | N/A | Customer-months | 0 | 0 | 0 | 0 | 1030
1031 | AG | AG-B | Customer | Winter | N/A | P | N/A | Non NEM | N/A | Customer-months | 0 | 110.7102 | 26.5655 | 137.2756 | 1031
1032 | AG | AG-B | Customer | Winter | N/A | S | N/A | Non NEM | N/A | Customer-months | 0 | 147629.1426 | 33892.8611 | 181522.0037 | 1032
1033 | AG | AG-B | Customer | Winter | N/A | T | N/A | Non NEM | N/A | Customer-months | 0 | 0 | 0 | 0 | 1033
1034 | AG | AG-B | Demand | Summer | Maximum kW | P | N/A | Non NEM | N/A | kW | 0 | 25011.6158 | 875.603 | 25887.2188 | 1034
1035 | AG | AG-B | Demand | Summer | Maximum kW | S | N/A | Non NEM | N/A | kW | 0 | 3032979.6206 | 773665.7056 | 3806645.3262 | 1035
1036 | AG | AG-B | Demand | Summer | Maximum kW | T | N/A | Non NEM | N/A | kW | 0 | 0 | 0 | 0 | 1036
1037 | AG | AG-B | Demand | Summer | Peak | P | N/A | Non NEM | N/A | kW | 0 | 24078.2109 | 916.1344 | 24994.3454 | 1037
1038 | AG | AG-B | Demand | Summer | Peak | S | N/A | Non NEM | N/A | kW | 0 | 2832194.7144 | 713511.4465 | 3545706.1609 | 1038
1039 | AG | AG-B | Demand | Summer | Peak | T | N/A | Non NEM | N/A | kW | 0 | 0 | 0 | 0 | 1039
1040 | AG | AG-B | Demand | Winter | Maximum kW | P | N/A | Non NEM | N/A | kW | 0 | 33362.7494 | 1251.7872 | 34614.5366 | 1040
1041 | AG | AG-B | Demand | Winter | Maximum kW | S | N/A | Non NEM | N/A | kW | 0 | 4407731.9888 | 1167909.1442 | 5575641.1331 | 1041
1042 | AG | AG-B | Demand | Winter | Maximum kW | T | N/A | Non NEM | N/A | kW | 0 | 0 | 0 | 0 | 1042
1043 | AG | AG-B | E-BIP Discount | Summer | Pot. Ld Red. | S | N/A | Non NEM | N/A | kW | 0 | 4253.5877 | 6.4454 | 4260.0331 | 1043
1044 | AG | AG-B | E-BIP Discount | Summer | UFR | S | N/A | Non NEM | N/A | kW | 0 | 0 | 0 | 0 | 1044
1045 | AG | AG-B | E-BIP Discount | Winter | Pot. Ld Red. | S | N/A | Non NEM | N/A | kW | 0 | 3751.2819 | 16.8471 | 3768.129 | 1045
1046 | AG | AG-B | E-BIP Discount | Winter | UFR | S | N/A | Non NEM | N/A | kW | 0 | 0 | 0 | 0 | 1046
1047 | AG | AG-B | Energy | Summer | Off Peak | P | N/A | Non NEM | N/A | kWh | 0 | 2073877.5746 | 166573.4991 | 2240451.0737 | 1047
1048 | AG | AG-B | Energy | Summer | Off Peak | S | N/A | Non NEM | N/A | kWh | 0 | 401425173.1006 | 110634387.0515 | 512059560.1521 | 1048
1049 | AG | AG-B | Energy | Summer | Off Peak | T | N/A | Non NEM | N/A | kWh | 0 | 0 | 0 | 0 | 1049
1050 | AG | AG-B | Energy | Summer | Peak | P | N/A | Non NEM | N/A | kWh | 0 | 289619.1117 | 22254.8592 | 311873.9709 | 1050
1051 | AG | AG-B | Energy | Summer | Peak | S | N/A | Non NEM | N/A | kWh | 0 | 62095156.8738 | 15741579.3527 | 77836736.2265 | 1051
1052 | AG | AG-B | Energy | Summer | Peak | T | N/A | Non NEM | N/A | kWh | 0 | 0 | 0 | 0 | 1052
1053 | AG | AG-B | Energy | Winter | Off Peak | P | N/A | Non NEM | N/A | kWh | 0 | 69150.4502 | 121243.5584 | 190394.0086 | 1053
1054 | AG | AG-B | Energy | Winter | Off Peak | S | N/A | Non NEM | N/A | kWh | 0 | 185979531.5932 | 84400638.2724 | 270380169.8656 | 1054
1055 | AG | AG-B | Energy | Winter | Off Peak | T | N/A | Non NEM | N/A | kWh | 0 | 0 | 0 | 0 | 1055
1056 | AG | AG-B | Energy | Winter | Peak | P | N/A | Non NEM | N/A | kWh | 0 | 472487.0038 | 12988.8202 | 485475.8239 | 1056
1057 | AG | AG-B | Energy | Winter | Peak | S | N/A | Non NEM | N/A | kWh | 0 | 59173677.0791 | 13520231.8422 | 72693908.9213 | 1057
1058 | AG | AG-B | Energy | Winter | Peak | T | N/A | Non NEM | N/A | kWh | 0 | 0 | 0 | 0 | 1058
1059 | AG | AG-B | Meter | Summer | N/A | P | N/A | Non NEM | N/A | Customer-months | 0 | 52.3501 | 11.7696 | 64.1197 | 1059
1060 | AG | AG-B | Meter | Summer | N/A | S | N/A | Non NEM | N/A | Customer-months | 0 | 72926.2648 | 16782.4897 | 89708.7546 | 1060
1061 | AG | AG-B | Meter | Summer | N/A | T | N/A | Non NEM | N/A | Customer-months | 0 | 0 | 0 | 0 | 1061
1062 | AG | AG-B | Meter | Winter | N/A | P | N/A | Non NEM | N/A | Customer-months | 0 | 110.7102 | 26.5655 | 137.2756 | 1062
1063 | AG | AG-B | Meter | Winter | N/A | S | N/A | Non NEM | N/A | Customer-months | 0 | 147629.1426 | 33892.8611 | 181522.0037 | 1063
1064 | AG | AG-B | Meter | Winter | N/A | T | N/A | Non NEM | N/A | Customer-months | 0 | 0 | 0 | 0 | 1064
1065 | AG | AG-C | Customer | Summer | N/A | P | N/A | Non NEM | N/A | Customer-months | 0 | 52.3501 | 11.7696 | 64.1197 | 1065
1066 | AG | AG-C | Customer | Summer | N/A | S | N/A | Non NEM | N/A | Customer-months | 0 | 72926.2648 | 16782.4897 | 89708.7546 | 1066
1067 | AG | AG-C | Customer | Summer | N/A | T | N/A | Non NEM | N/A | Customer-months | 0 | 0 | 0 | 0 | 1067
1068 | AG | AG-C | Customer | Winter | N/A | P | N/A | Non NEM | N/A | Customer-months | 0 | 110.7102 | 26.5655 | 137.2756 | 1068
1069 | AG | AG-C | Customer | Winter | N/A | S | N/A | Non NEM | N/A | Customer-months | 0 | 138592.3934 | 28771.9087 | 167364.3021 | 1069
1070 | AG | AG-C | Customer | Winter | N/A | T | N/A | Non NEM | N/A | Customer-months | 0 | 46.72 | 7.8688 | 54.5888 | 1070
1071 | AG | AG-C | Demand | Summer | Maximum kW | P | N/A | Non NEM | N/A | kW | 0 | 138639.173 | 205888.0947 | 344527.2676 | 1071
1072 | AG | AG-C | Demand | Summer | Maximum kW | S | N/A | Non NEM | N/A | kW | 0 | 4686982.213 | 1415762.8307 | 6102745.0437 | 1072
1073 | AG | AG-C | Demand | Summer | Maximum kW | T | N/A | Non NEM | N/A | kW | 0 | 60980.4934 | 2813.4463 | 63793.9397 | 1073
1074 | AG | AG-C | Demand | Summer | Peak | P | N/A | Non NEM | N/A | kW | 0 | 139437.1235 | 215009.7446 | 354446.8681 | 1074
1075 | AG | AG-C | Demand | Summer | Peak | S | N/A | Non NEM | N/A | kW | 0 | 4652686.3372 | 1423572.9091 | 6076259.2464 | 1075
1076 | AG | AG-C | Demand | Summer | Peak | T | N/A | Non NEM | N/A | kW | 0 | 63937.3157 | 2487.0838 | 66424.3995 | 1076
1077 | AG | AG-C | Demand | Winter | Maximum kW | P | N/A | Non NEM | N/A | kW | 0 | 174555.9597 | 334476.0976 | 509032.0573 | 1077
1078 | AG | AG-C | Demand | Winter | Maximum kW | S | N/A | Non NEM | N/A | kW | 0 | 7203666.8195 | 2346579.9762 | 9550246.7957 | 1078
1079 | AG | AG-C | Demand | Winter | Maximum kW | T | N/A | Non NEM | N/A | kW | 0 | 77216.4754 | 3756.757 | 80973.2324 | 1079
1080 | AG | AG-C | E-BIP Discount | Summer | Pot. Ld Red. | P | N/A | Non NEM | N/A | kW | 0 | 4474.077 | 2009.8616 | 6483.9387 | 1080
1081 | AG | AG-C | E-BIP Discount | Summer | UFR | P | N/A | Non NEM | N/A | kW | 0 | 0 | 0 | 0 | 1081
1082 | AG | AG-C | E-BIP Discount | Winter | Pot. Ld Red. | P | N/A | Non NEM | N/A | kW | 0 | 2539.7249 | 3572.9573 | 6112.6822 | 1082
1083 | AG | AG-C | E-BIP Discount | Winter | UFR | P | N/A | Non NEM | N/A | kW | 0 | 0 | 0 | 0 | 1083
1084 | AG | AG-C | E-BIP Discount | Summer | Pot. Ld Red. | S | N/A | Non NEM | N/A | kW | 0 | 41526.9438 | 164.5079 | 41691.4518 | 1084
1085 | AG | AG-C | E-BIP Discount | Summer | UFR | S | N/A | Non NEM | N/A | kW | 0 | 0 | 0 | 0 | 1085
1086 | AG | AG-C | E-BIP Discount | Winter | Pot. Ld Red. | S | N/A | Non NEM | N/A | kW | 0 | 68402.7165 | 264.2881 | 68667.0046 | 1086
1087 | AG | AG-C | E-BIP Discount | Winter | UFR | S | N/A | Non NEM | N/A | kW | 0 | 0 | 0 | 0 | 1087
1088 | AG | AG-C | E-BIP Discount | Summer | Pot. Ld Red. | T | N/A | Non NEM | N/A | kW | 0 | 138.9334 | 0 | 138.9334 | 1088
1089 | AG | AG-C | E-BIP Discount | Summer | UFR | T | N/A | Non NEM | N/A | kW | 0 | 0 | 0 | 0 | 1089
1090 | AG | AG-C | E-BIP Discount | Winter | Pot. Ld Red. | T | N/A | Non NEM | N/A | kW | 0 | 0 | 0 | 0 | 1090
1091 | AG | AG-C | E-BIP Discount | Winter | UFR | T | N/A | Non NEM | N/A | kW | 0 | 0 | 0 | 0 | 1091
1092 | AG | AG-C | Energy | Summer | Off Peak | P | N/A | Non NEM | N/A | kWh | 0 | 45333172.2945 | 71800692.2217 | 117133864.5162 | 1092
1093 | AG | AG-C | Energy | Summer | Off Peak | S | N/A | Non NEM | N/A | kWh | 0 | 1253948436.4261 | 355992053.0717 | 1609940489.4978 | 1093
1094 | AG | AG-C | Energy | Summer | Off Peak | T | N/A | Non NEM | N/A | kWh | 0 | 27362690.2153 | 770410.6306 | 28133100.8459 | 1094
1095 | AG | AG-C | Energy | Summer | Peak | P | N/A | Non NEM | N/A | kWh | 0 | 6438760.0293 | 10372712.4594 | 16811472.4887 | 1095
1096 | AG | AG-C | Energy | Summer | Peak | S | N/A | Non NEM | N/A | kWh | 0 | 174718867.9492 | 53403136.3198 | 228122004.269 | 1096
1097 | AG | AG-C | Energy | Summer | Peak | T | N/A | Non NEM | N/A | kWh | 0 | 3791836.7257 | 108696.9415 | 3900533.6672 | 1097
1098 | AG | AG-C | Energy | Winter | Off Peak | P | N/A | Non NEM | N/A | kWh | 0 | 50583219.0124 | 112809369.9379 | 163392588.9503 | 1098
1099 | AG | AG-C | Energy | Winter | Off Peak | S | N/A | Non NEM | N/A | kWh | 0 | 1279725399.3343 | 463910573.8211 | 1743635973.1554 | 1099
1100 | AG | AG-C | Energy | Winter | Off Peak | T | N/A | Non NEM | N/A | kWh | 0 | 27681616.8261 | 1123013.1793 | 28804630.0054 | 1100
1101 | AG | AG-C | Energy | Winter | Peak | P | N/A | Non NEM | N/A | kWh | 0 | 7320544.1923 | 16613703.1468 | 23934247.3391 | 1101
1102 | AG | AG-C | Energy | Winter | Peak | S | N/A | Non NEM | N/A | kWh | 0 | 199761909.5401 | 68762744.9288 | 268524654.4689 | 1102
1103 | AG | AG-C | Energy | Winter | Peak | T | N/A | Non NEM | N/A | kWh | 0 | 3901600.4524 | 159610.1562 | 4061210.6086 | 1103
1104 | AG | AG-C | Meter | Summer | N/A | P | N/A | Non NEM | N/A | Customer-months | 0 | 194.3218 | 116.0225 | 310.3443 | 1104
1105 | AG | AG-C | Meter | Summer | N/A | S | N/A | Non NEM | N/A | Customer-months | 0 | 70994.2567 | 14545.6525 | 85539.9092 | 1105
1106 | AG | AG-C | Meter | Summer | N/A | T | N/A | Non NEM | N/A | Customer-months | 0 | 23.5017 | 3.9232 | 27.4249 | 1106
1107 | AG | AG-C | Meter | Winter | N/A | P | N/A | Non NEM | N/A | Customer-months | 0 | 372.8661 | 228.4895 | 601.3556 | 1107
1108 | AG | AG-C | Meter | Winter | N/A | S | N/A | Non NEM | N/A | Customer-months | 0 | 138592.3934 | 28771.9087 | 167364.3021 | 1108
1109 | AG | AG-C | Meter | Winter | N/A | T | N/A | Non NEM | N/A | Customer-months | 0 | 46.72 | 7.8688 | 54.5888 | 1109
1110 | C&I | A-15 | Energy | Summer | N/A | S | N/A | Both | N/A | kWh | 354.4438 | 26400.6562 | 118542.8218 | 144943.478 | 1110
1111 | C&I | A-15 | Energy | Winter | N/A | S | N/A | Both | N/A | kWh | 872.5562 | 26318.3145 | 198327.8491 | 224646.1636 | 1111
1112 | C&I | A-15 | Customer | Summer | N/A | S | N/A | Both | N/A | Customer-months | 4 | 84.4957 | 1297.3724 | 1381.868 | 1112
1113 | C&I | A-15 | Customer | Winter | N/A | S | N/A | Both | N/A | Customer-months | 8 | 175.0553 | 2587.2177 | 2762.2729 | 1113
1114 | C&I | A-15 | Facility | Summer | N/A | S | N/A | Both | N/A | Customer-months | 6 | 131.1241 | 1945.2732 | 2076.3974 | 1114
1115 | C&I | A-15 | Facility | Winter | N/A | S | N/A | Both | N/A | Customer-months | 6 | 128.4268 | 1939.1847 | 2067.6115 | 1115
1116 | C&I | A-15 | Energy | Summer | N/A | S | N/A | Both | C | kWh | 0 | 0 | 0 | 0 | 1116
1117 | C&I | A-15 | Energy | Winter | N/A | S | N/A | Both | C | kWh | 0 | 0 | 0 | 0 | 1117
1118 | C&I | A-15 | Customer | Summer | N/A | S | N/A | Both | C | Customer-months | 0 | 0 | 0 | 0 | 1118
1119 | C&I | A-15 | Customer | Winter | N/A | S | N/A | Both | C | Customer-months | 0 | 0 | 0 | 0 | 1119
1120 | C&I | A-15 | Facility | Summer | N/A | S | N/A | Both | C | Customer-months | 0 | 0 | 35.637 | 35.637 | 1120
1121 | C&I | A-15 | Facility | Winter | N/A | S | N/A | Both | C | Customer-months | 0 | 0 | 35.6903 | 35.6903 | 1121
1122 | C&I | LS-1 | Energy | Summer | N/A | S | N/A | Both | N/A | kWh | 0 | 7010957 | 9526644.2 | 16537601.2 | 1122
1123 | C&I | LS-1 | Energy | Winter | N/A | S | N/A | Both | N/A | kWh | 0 | 7009945.8 | 9526333.2 | 16536279 | 1123
1124 | C&I | LS-1 | Facility | N/A | N/A | S | N/A | Both | N/A | N/A | 0 | 844392 | 1121505 | 1965897 | 1124
1125 | C&I | LS-2 | Energy | Summer | N/A | S | N/A | Both | N/A | kWh | 0 | 27443983.8 | 75682026.6 | 103126010.4 | 1125
1126 | C&I | LS-2 | Energy | Winter | N/A | S | N/A | Both | N/A | kWh | 0 | 26932743.9 | 75682026.6 | 102614770.5 | 1126
1127 | C&I | LS-2 | Facility | N/A | N/A | S | N/A | Both | N/A | N/A | 0 | 2395472 | 5366616 | 7762088 | 1127
1128 | C&I | LS-3 | Energy | Summer | N/A | S | N/A | Both | N/A | kWh | 0 | 1463450.1817 | 3633791.8586 | 5097242.0403 | 1128
1129 | C&I | LS-3 | Energy | Winter | N/A | S | N/A | Both | N/A | kWh | 0 | 1776935.8254 | 4040060.2548 | 5816996.0802 | 1129
1130 | C&I | LS-3 | Customer | Summer | N/A | S | N/A | Both | N/A | Customer-months | 0 | 6573.2048 | 14909.004 | 21482.2088 | 1130
1131 | C&I | LS-3 | Customer | Winter | N/A | S | N/A | Both | N/A | Customer-months | 0 | 6740.3255 | 14759.0154 | 21499.3409 | 1131
1132 | C&I | LS-3 | Customer | Summer | N/A | S | N/A | Both | C | Customer-months | 0 | 0 | 0 | 0 | 1132
1133 | C&I | LS-3 | Customer | Winter | N/A | S | N/A | Both | C | Customer-months | 0 | 844392 | 1121505 | 1965897 | 1133
1134 | C&I | LS-3 | Facility | N/A | N/A | S | N/A | Both | N/A | N/A | 0 | 0 | 0 | 0 | 1134
1135 | C&I | OL-1 | Energy | Summer | N/A | S | N/A | Both | N/A | kWh | 0 | 1058601.8 | 791815 | 1850416.8 | 1135
1136 | C&I | OL-1 | Energy | Winter | N/A | S | N/A | Both | N/A | kWh | 0 | 1058005.8 | 792411 | 1850416.8 | 1136
1137 | C&I | OL-1 | Facility | N/A | N/A | S | N/A | Both | N/A | N/A | 0 | 114252 | 72684 | 186936 | 1137
1138 | C&I | OL-1 | Base | N/A | MV 175 | S | N/A | Both | N/A | N/A | 0 | 0 | 0 | 0 | 1138
1139 | C&I | OL-1 | Base | N/A | MV 400 | S | N/A | Both | N/A | N/A | 0 | 0 | 0 | 0 | 1139
1140 | C&I | OL-1 | Base | N/A | HPSV 70 | S | N/A | Both | N/A | N/A | 0 | 0 | 0 | 0 | 1140
1141 | C&I | OL-1 | Base | N/A | HPSV 100 | S | N/A | Both | N/A | N/A | 0 | 0 | 0 | 0 | 1141
1142 | C&I | OL-1 | Base | N/A | HPSV 200 | S | N/A | Both | N/A | N/A | 0 | 0 | 0 | 0 | 1142
1143 | C&I | TC-1 | Energy | Summer | N/A | S | N/A | Both | N/A | kWh | 0 | 4831437.3767 | 14294715.3425 | 19126152.7192 | 1143
1144 | C&I | TC-1 | Energy | Winter | N/A | S | N/A | Both | N/A | kWh | 0 | 4929563.0913 | 14667694.4372 | 19597257.5285 | 1144
1145 | C&I | TC-1 | Customer | Summer | N/A | S | N/A | Both | N/A | Customer-months | 0 | 20086.7161 | 51900.39 | 71987.1061 | 1145
1146 | C&I | TC-1 | Customer | Winter | N/A | S | N/A | Both | N/A | Customer-months | 0 | 20465.0112 | 51522.0949 | 71987.1061 | 1146
1147 | C&I | TC-1 | Customer | Summer | N/A | S | N/A | Both | C | Customer-months | 0 | 0 | 0 | 0 | 1147
1148 | C&I | TC-1 | Customer | Winter | N/A | S | N/A | Both | C | Customer-months | 0 | 0 | 0 | 0 | 1148
1149 | C&I | B-1 | Other Standby Revenue | N/A | N/A | S | N/A | Both | N/A | kW | 0 | 3354.2536 | 1121.1572 | 4475.4108 | 1149
1150 | C&I | B-1 | Energy | Summer | Off Peak | S | N/A | Both | C | kWh | 0 | 1238607.5655 | 1643024.8405 | 2881632.4059 | 1150
1151 | C&I | B-1 | Energy | Winter | Off Peak | S | N/A | Both | C | kWh | 0 | 1909581.1835 | 3769844.4262 | 5679425.6097 | 1151
1152 | C&I | B-1 | Energy | Summer | Off Peak | S | N/A | Both | N/A | kWh | 67244.6092 | 514271725.7714 | 822855176.879 | 1337126902.6504 | 1152
1153 | C&I | B-1 | Energy | Winter | Off Peak | S | N/A | Both | N/A | kWh | 119188.2429 | 945139408.1928 | 1777358247.4343 | 2722497655.6271 | 1153
1154 | C&I | B-1 | Energy | Summer | Part Peak | S | N/A | Both | C | kWh | 0 | 457401.7934 | 509224.1531 | 966625.9465 | 1154
1155 | C&I | B-1 | Energy | Winter | Part Peak | S | N/A | Both | C | kWh | 0 | 687760.2805 | 1223737.634 | 1911497.9145 | 1155
1156 | C&I | B-1 | Energy | Summer | Part Peak | S | N/A | Both | N/A | kWh | 24514.5696 | 171593470.5266 | 263944699.4038 | 435538169.9304 | 1156
1157 | C&I | B-1 | Energy | Winter | Part Peak | S | N/A | Both | N/A | kWh | 38847.4097 | 322486315.0826 | 594783624.8652 | 917269939.9478 | 1157
1158 | C&I | B-1 | Energy | Summer | Peak | S | N/A | Both | C | kWh | 0 | 645412.2265 | 671368.9269 | 1316781.1533 | 1158
1159 | C&I | B-1 | Energy | Summer | Peak | S | N/A | Both | N/A | kWh | 30946.0098 | 226490683.3247 | 343109245.7039 | 569599929.0286 | 1159
1160 | C&I | B-1 | Customer | Summer | Polyphase | S | N/A | Both | N/A | Customer-months | 12 | 273989.2392 | 463260.1032 | 737249.3424 | 1160
1161 | C&I | B-1 | Customer | Winter | Polyphase | S | N/A | Both | N/A | Customer-months | 24 | 547075.1736 | 929180.6479 | 1476255.8214 | 1161
1162 | C&I | B-1 | Customer | Summer | Polyphase | S | N/A | Both | C | Customer-months | 0 | 229.2109 | 689.4448 | 918.6558 | 1162
1163 | C&I | B-1 | Customer | Winter | Polyphase | S | N/A | Both | C | Customer-months | 0 | 447.514 | 1363.3595 | 1810.8734 | 1163
1164 | C&I | B-1 | Customer | Summer | Single-Phase | S | N/A | Both | N/A | Customer-months | 0 | 0 | 0 | 0 | 1164
1165 | C&I | B-1 | Customer | Winter | Single-Phase | S | N/A | Both | N/A | Customer-months | 0 | 0 | 0 | 0 | 1165
1166 | C&I | B-1 | Customer | Summer | Single-Phase | S | N/A | Both | C | Customer-months | 0 | 0 | 23.7556 | 23.7556 | 1166
1167 | C&I | B-1 | Customer | Winter | Single-Phase | S | N/A | Both | C | Customer-months | 0 | 0 | 47.4395 | 47.4395 | 1167
1168 | C&I | B-1 | Energy | Summer | Super Off | S | N/A | Both | C | kWh | 0 | 0 | 0 | 0 | 1168
1169 | C&I | B-1 | Energy | Winter | Super Off | S | N/A | Both | C | kWh | 0 | 236298.2431 | 360335.7218 | 596633.9648 | 1169
1170 | C&I | B-1 | Energy | Summer | Super Off | S | N/A | Both | N/A | kWh | 0 | 0 | 0 | 0 | 1170
1171 | C&I | B-1 | Energy | Winter | Super Off | S | N/A | Both | N/A | kWh | 19154.3592 | 146894803.729 | 271417867.2615 | 418312670.9905 | 1171
1172 | C&I | B-6 | Customer | Summer | Polyphase | S | N/A | Both | C | Customer-months | 0 | 57.7424 | 295.8967 | 353.6391 | 1172
1173 | C&I | B-6 | Customer | Summer | Polyphase | S | N/A | Both | N/A | Customer-months | 28 | 46445.7983 | 66381.2776 | 112827.0759 | 1173
1174 | C&I | B-6 | Customer | Summer | Single-Phase | S | N/A | Both | C | Customer-months | 0 | 0 | 0 | 0 | 1174
1175 | C&I | B-6 | Customer | Summer | Single-Phase | S | N/A | Both | N/A | Customer-months | 0 | 0 | 0 | 0 | 1175
1176 | C&I | B-6 | Customer | Winter | Polyphase | S | N/A | Both | C | Customer-months | 0 | 112.4153 | 592.4944 | 704.9097 | 1176
1177 | C&I | B-6 | Customer | Winter | Polyphase | S | N/A | Both | N/A | Customer-months | 56 | 90724.6278 | 129592.1484 | 220316.7762 | 1177
1178 | C&I | B-6 | Customer | Winter | Single-Phase | S | N/A | Both | C | Customer-months | 0 | 0 | 0 | 0 | 1178
1179 | C&I | B-6 | Customer | Winter | Single-Phase | S | N/A | Both | N/A | Customer-months | 0 | 0 | 0 | 0 | 1179
1180 | C&I | B-6 | E-BIP Discount | Summer | Pot. Ld Red. | S | N/A | Both | N/A | kW | 0 | 0 | 0 | 0 | 1180
1181 | C&I | B-6 | E-BIP Discount | Summer | UFR | S | N/A | Both | N/A | kW | 0 | 0 | 0 | 0 | 1181
1182 | C&I | B-6 | E-BIP Discount | Winter | Pot. Ld Red. | S | N/A | Both | N/A | kW | 0 | 0 | 0 | 0 | 1182
1183 | C&I | B-6 | E-BIP Discount | Winter | UFR | S | N/A | Both | N/A | kW | 0 | 0 | 0 | 0 | 1183
1184 | C&I | B-6 | Energy | Summer | Off Peak | S | N/A | Both | C | kWh | 0 | 318392.984 | 670105.167 | 988498.1509 | 1184
1185 | C&I | B-6 | Energy | Summer | Off Peak | S | N/A | Both | N/A | kWh | 160475.6737 | 180808170.9364 | 241121542.85 | 421929713.7864 | 1185
1186 | C&I | B-6 | Energy | Summer | Peak |  | N/A | Both | C | kWh | 0 | 122750.9822 | 303718.8038 | 426469.786 | 1186
1187 | C&I | B-6 | Energy | Summer | Peak | S | N/A | Both | N/A | kWh | 50385.7502 | 56731467.0509 | 73233054.6618 | 129964521.7127 | 1187
1188 | C&I | B-6 | Energy | Winter | Off Peak | S | N/A | Both | C | kWh | 0 | 508274.1142 | 2244776.5918 | 2753050.706 | 1188
1189 | C&I | B-6 | Energy | Winter | Off Peak | S | N/A | Both | N/A | kWh | 262349.6508 | 327715067.0677 | 464731958.2831 | 792447025.3508 | 1189
1190 | C&I | B-6 | Energy | Winter | Part Peak | S | N/A | Both | C | kWh | 0 | 189440.1918 | 849653.8792 | 1039094.071 | 1190
1191 | C&I | B-6 | Energy | Winter | Part Peak | S | N/A | Both | N/A | kWh | 125995.1255 | 114515188.8059 | 157573991.1265 | 272089179.9324 | 1191
1192 | C&I | B-6 | Energy | Winter | Super Off | S | N/A | Both | C | kWh | 0 | 10442.146 | -159245.1448 | -148802.9988 | 1192
1193 | C&I | B-6 | Energy | Winter | Super Off | S | N/A | Both | N/A | kWh | 22768.3898 | -5329737.3763 | 5963357.9033 | 633620.527 | 1193
1194 | C&I | B-6 | Meter | Summer | N/A | S | N/A | Both | C | Customer-months | 0 | 0 | 0 | 0 | 1194
1195 | C&I | B-6 | Meter | Summer | N/A | S | N/A | Both | N/A | Customer-months | 0 | 0 | 0 | 0 | 1195
1196 | C&I | B-6 | Meter | Winter | N/A | S | N/A | Both | C | Customer-months | 0 | 0 | 0 | 0 | 1196
1197 | C&I | B-6 | Meter | Winter | N/A | S | N/A | Both | N/A | Customer-months | 0 | 0 | 0 | 0 | 1197
1198 | C&I | B-6 | Other Standby Revenue | N/A | N/A | S | N/A | Both | N/A | kW | 0 | 1329.3397 | 20438.4765 | 21767.8163 | 1198
1199 | C&I | B-10 | Demand | Summer | Maximum kW | P | N/A | Both | C | kW | 0 | 0 | 562.0989 | 562.0989 | 1199
1200 | C&I | B-10 | Demand | Summer | Maximum kW | P | N/A | Both | N/A | kW | 0 | 47033.7588 | 60008.6352 | 107042.394 | 1200
1201 | C&I | B-10 | Demand | Winter | Maximum kW | P | N/A | Both | C | kW | 0 | 0 | 477.7209 | 477.7209 | 1201
1202 | C&I | B-10 | Demand | Winter | Maximum kW | P | N/A | Both | N/A | kW | 0 | 84056.2428 | 119407.9485 | 203464.1913 | 1202
1203 | C&I | B-10 | Customer | Summer | N/A | P | N/A | Both | N/A | Customer-months | 0 | 264.5162 | 329.9554 | 594.4716 | 1203
1204 | C&I | B-10 | Customer | Winter | N/A | P | N/A | Both | N/A | Customer-months | 0 | 554.456 | 708.2422 | 1262.6981 | 1204
1205 | C&I | B-10 | Customer | Summer | N/A | P | N/A | Both | C | Customer-months | 0 | 0 | 4.0268 | 4.0268 | 1205
1206 | C&I | B-10 | Customer | Winter | N/A | P | N/A | Both | C | Customer-months | 0 | 0 | 8.0628 | 8.0628 | 1206
1207 | C&I | B-10 | Other Standby Revenue | N/A | N/A | P | N/A | Both | N/A | kW | 0 | 1111.8818 | 0 | 1111.8818 | 1207
1208 | C&I | B-10 | Energy | Summer | Off Peak | P | N/A | Both | C | kWh | 0 | 0 | 73163.0089 | 73163.0089 | 1208
1209 | C&I | B-10 | Energy | Winter | Off Peak | P | N/A | Both | C | kWh | 0 | 0 | 85013.775 | 85013.775 | 1209
1210 | C&I | B-10 | Energy | Summer | Off Peak | P | N/A | Both | N/A | kWh | 0 | 8014796.7391 | 10525199.5737 | 18539996.3128 | 1210
1211 | C&I | B-10 | Energy | Winter | Off Peak | P | N/A | Both | N/A | kWh | 0 | 14583162.4779 | 25934198.7407 | 40517361.2185 | 1211
1212 | C&I | B-10 | Energy | Summer | Part Peak | P | N/A | Both | C | kWh | 0 | 0 | 32752.8149 | 32752.8149 | 1212
1213 | C&I | B-10 | Energy | Winter | Part Peak | P | N/A | Both | C | kWh | 0 | 0 | 33176.7801 | 33176.7801 | 1213
1214 | C&I | B-10 | Energy | Summer | Part Peak | P | N/A | Both | N/A | kWh | 0 | 2166250.8695 | 2809235.2121 | 4975486.0817 | 1214
1215 | C&I | B-10 | Energy | Winter | Part Peak | P | N/A | Both | N/A | kWh | 0 | 4016201.2518 | 7714342.8332 | 11730544.085 | 1215
1216 | C&I | B-10 | Energy | Summer | Peak | P | N/A | Both | C | kWh | 0 | 0 | 49207.3598 | 49207.3598 | 1216
1217 | C&I | B-10 | Energy | Summer | Peak | P | N/A | Both | N/A | kWh | 0 | 2615917.3456 | 3547293.2957 | 6163210.6413 | 1217
1218 | C&I | B-10 | E-BIP Discount | Summer | Pot. Ld Red. | P | N/A | Both | N/A | kW | 0 | 0 | 0 | 0 | 1218
1219 | C&I | B-10 | E-BIP Discount | Winter | Pot. Ld Red. | P | N/A | Both | N/A | kW | 0 | 0 | 0 | 0 | 1219
1220 | C&I | B-10 | E-BIP Discount | Summer | UFR | P | N/A | Both | N/A | kW | 0 | 0 | 0 | 0 | 1220
1221 | C&I | B-10 | E-BIP Discount | Winter | UFR | P | N/A | Both | N/A | kW | 0 | 0 | 0 | 0 | 1221
1222 | C&I | B-10 | Energy | Summer | Super Off | P | N/A | Both | C | kWh | 0 | 0 | 0 | 0 | 1222
1223 | C&I | B-10 | Energy | Winter | Super Off | P | N/A | Both | C | kWh | 0 | 0 | 13531.4649 | 13531.4649 | 1223
1224 | C&I | B-10 | Energy | Summer | Super Off | P | N/A | Both | N/A | kWh | 0 | 0 | 0 | 0 | 1224
1225 | C&I | B-10 | Energy | Winter | Super Off | P | N/A | Both | N/A | kWh | 0 | 1608630.4733 | 3034792.4831 | 4643422.9564 | 1225
1226 | C&I | B-10 | Demand | Summer | Maximum kW | S | N/A | Both | C | kW | 0 | 15535.872 | 13678.4495 | 29214.3215 | 1226
1227 | C&I | B-10 | Demand | Summer | Maximum kW | S | N/A | Both | N/A | kW | 0 | 3599714.6528 | 6961037.3519 | 10560752.0048 | 1227
1228 | C&I | B-10 | Demand | Winter | Maximum kW | S | N/A | Both | C | kW | 0 | 20618.9105 | 27906.326 | 48525.2365 | 1228
1229 | C&I | B-10 | Demand | Winter | Maximum kW | S | N/A | Both | N/A | kW | 0 | 6145481.9839 | 12229095.6394 | 18374577.6233 | 1229
1230 | C&I | B-10 | Customer | Summer | N/A | S | N/A | Both | N/A | Customer-months | 0 | 52099.3975 | 110963.295 | 163062.6925 | 1230
1231 | C&I | B-10 | Customer | Winter | N/A | S | N/A | Both | N/A | Customer-months | 0 | 104302.6 | 223565.2994 | 327867.8995 | 1231
1232 | C&I | B-10 | Customer | Summer | N/A | S | N/A | Both | C | Customer-months | 0 | 182.597 | 425.8249 | 608.4219 | 1232
1233 | C&I | B-10 | Customer | Winter | N/A | S | N/A | Both | C | Customer-months | 0 | 358.956 | 864.6665 | 1223.6225 | 1233
1234 | C&I | B-10 | Other Standby Revenue | N/A | N/A | S | N/A | Both | N/A | kW | 0 | 4150.8297 | 25385.0699 | 29535.8996 | 1234
1235 | C&I | B-10 | Energy | Summer | Off Peak | S | N/A | Both | C | kWh | 0 | 3259622.0165 | 3107251.1759 | 6366873.1925 | 1235
1236 | C&I | B-10 | Energy | Winter | Off Peak | S | N/A | Both | C | kWh | 0 | 4930345.7324 | 7596542.1639 | 12526887.8963 | 1236
1237 | C&I | B-10 | Energy | Summer | Off Peak | S | N/A | Both | N/A | kWh | 0 | 549802234.4607 | 1136272103.0716 | 1686074337.5322 | 1237
1238 | C&I | B-10 | Energy | Winter | Off Peak | S | N/A | Both | N/A | kWh | 0 | 1067030628.6866 | 2331912844.2315 | 3398943472.9181 | 1238
1239 | C&I | B-10 | Energy | Summer | Part Peak | S | N/A | Both | C | kWh | 0 | 454762.8312 | 1063913.7912 | 1518676.6223 | 1239
1240 | C&I | B-10 | Energy | Winter | Part Peak | S | N/A | Both | C | kWh | 0 | 1678319.6529 | 2428170.8056 | 4106490.4585 | 1240
1241 | C&I | B-10 | Energy | Summer | Part Peak | S | N/A | Both | N/A | kWh | 0 | 170218755.5986 | 348734335.9879 | 518953091.5865 | 1241
1242 | C&I | B-10 | Energy | Winter | Part Peak | S | N/A | Both | N/A | kWh | 0 | 346145212.2708 | 762847099.4155 | 1108992311.6863 | 1242
1243 | C&I | B-10 | Energy | Summer | Peak | S | N/A | Both | C | kWh | 0 | 1515259.5913 | 1201902.2444 | 2717161.8357 | 1243
1244 | C&I | B-10 | Energy | Summer | Peak | S | N/A | Both | N/A | kWh | 0 | 223885561.8703 | 453280686.3467 | 677166248.2171 | 1244
1245 | C&I | B-10 | E-BIP Discount | Summer | Pot. Ld Red. | S | N/A | Both | N/A | kW | 0 | 986.771 | 510.349 | 1497.12 | 1245
1246 | C&I | B-10 | E-BIP Discount | Winter | Pot. Ld Red. | S | N/A | Both | N/A | kW | 0 | 1961.6783 | 699.4349 | 2661.1132 | 1246
1247 | C&I | B-10 | E-BIP Discount | Summer | UFR | S | N/A | Both | N/A | kW | 0 | 0 | 0 | 0 | 1247
1248 | C&I | B-10 | E-BIP Discount | Winter | UFR | S | N/A | Both | N/A | kW | 0 | 0 | 0 | 0 | 1248
1249 | C&I | B-10 | Energy | Summer | Super Off | S | N/A | Both | C | kWh | 0 | 0 | 0 | 0 | 1249
1250 | C&I | B-10 | Energy | Winter | Super Off | S | N/A | Both | C | kWh | 0 | 525827.7699 | 623669.8968 | 1149497.6667 | 1250
1251 | C&I | B-10 | Energy | Summer | Super Off | S | N/A | Both | N/A | kWh | 0 | 0 | 0 | 0 | 1251
1252 | C&I | B-10 | Energy | Winter | Super Off | S | N/A | Both | N/A | kWh | 0 | 123879657.7657 | 320059503.7521 | 443939161.5178 | 1252
1253 | C&I | B-10 | Demand | Summer | Maximum kW | T | N/A | Both | N/A | kW | 0 | 3891.1016 | 473.7252 | 4364.8268 | 1253
1254 | C&I | B-10 | Demand | Winter | Maximum kW | T | N/A | Both | N/A | kW | 0 | 6067.4645 | 1213.4772 | 7280.9417 | 1254
1255 | C&I | B-10 | Customer | Summer | N/A | T | N/A | Both | N/A | Customer-months | 0 | 18.7911 | 12.0804 | 30.8714 | 1255
1256 | C&I | B-10 | Customer | Winter | N/A | T | N/A | Both | N/A | Customer-months | 0 | 39.7 | 30.4331 | 70.1331 | 1256
1257 | C&I | B-10 | Customer | Summer | N/A | T | N/A | Both | C | Customer-months | 0 | 0 | 0 | 0 | 1257
1258 | C&I | B-10 | Customer | Winter | N/A | T | N/A | Both | C | Customer-months | 0 | 0 | 0 | 0 | 1258
1259 | C&I | B-10 | Energy | Summer | Off Peak | T | N/A | Both | N/A | kWh | 0 | 819967.1839 | 125436.7857 | 945403.9696 | 1259
1260 | C&I | B-10 | Energy | Winter | Off Peak | T | N/A | Both | N/A | kWh | 0 | 1456927.1006 | 352324.9021 | 1809252.0027 | 1260
1261 | C&I | B-10 | Energy | Summer | Part Peak | T | N/A | Both | N/A | kWh | 0 | 229315.3894 | 32768.5646 | 262083.954 | 1261
1262 | C&I | B-10 | Energy | Winter | Part Peak | T | N/A | Both | N/A | kWh | 0 | 416371.5081 | 100416.1912 | 516787.6994 | 1262
1263 | C&I | B-10 | Energy | Summer | Peak | T | N/A | Both | N/A | kWh | 0 | 255449.2863 | 38594.1138 | 294043.4001 | 1263
1264 | C&I | B-10 | E-BIP Discount | Summer | Pot. Ld Red. | T | N/A | Both | N/A | kW | 0 | 0 | 0 | 0 | 1264
1265 | C&I | B-10 | E-BIP Discount | Winter | Pot. Ld Red. | T | N/A | Both | N/A | kW | 0 | 0 | 0 | 0 | 1265
1266 | C&I | B-10 | E-BIP Discount | Summer | UFR | T | N/A | Both | N/A | kW | 0 | 0 | 0 | 0 | 1266
1267 | C&I | B-10 | E-BIP Discount | Winter | UFR | T | N/A | Both | N/A | kW | 0 | 0 | 0 | 0 | 1267
1268 | C&I | B-10 | Energy | Summer | Super Off | T | N/A | Both | N/A | kWh | 0 | 0 | 0 | 0 | 1268
1269 | C&I | B-10 | Energy | Winter | Super Off | T | N/A | Both | N/A | kWh | 0 | 174590.4567 | 30015.6189 | 204606.0756 | 1269
1270 | C&I | B-19 | Customer | Summer | Smart Meter | P | N/A | Both | N/A | Customer-months | 0 | 385.7011 | 659.6062 | 1045.3073 | 1270
1271 | C&I | B-19 | Customer | Summer | Smart Meter | S | N/A | Both | C | Customer-months | 0 | 0 | 8.0453 | 8.0453 | 1271
1272 | C&I | B-19 | Customer | Summer | Smart Meter | S | N/A | Both | N/A | Customer-months | 4 | 1747.7982 | 5277.7606 | 7025.5589 | 1272
1273 | C&I | B-19 | Customer | Summer | Smart Meter | T | N/A | Both | N/A | Customer-months | 0 | 23.0168 | 19.8846 | 42.9014 | 1273
1274 | C&I | B-19 | Customer | Summer | Smart Meter V | P | V | Both | C | Customer-months | 0 | 3.8095 | 0 | 3.8095 | 1274
1275 | C&I | B-19 | Customer | Summer | Smart Meter V | P | V | Both | N/A | Customer-months | 0 | 580.5821 | 913.3511 | 1493.9332 | 1275
1276 | C&I | B-19 | Customer | Summer | Smart Meter V | S | V | Both | C | Customer-months | 0 | 82.9256 | 637.3744 | 720.3 | 1276
1277 | C&I | B-19 | Customer | Summer | Smart Meter V | S | V | Both | N/A | Customer-months | 72 | 29634.48 | 84557.2534 | 114191.7334 | 1277
1278 | C&I | B-19 | Customer | Summer | Smart Meter V | T | V | Both | N/A | Customer-months | 0 | 44.5186 | 51.1176 | 95.6362 | 1278
1279 | C&I | B-19 | Customer | Winter | Smart Meter | P | N/A | Both | N/A | Customer-months | 0 | 781.7353 | 1350.96 | 2132.6952 | 1279
1280 | C&I | B-19 | Customer | Winter | Smart Meter | S | N/A | Both | C | Customer-months | 0 | 0 | 16.1004 | 16.1004 | 1280
1281 | C&I | B-19 | Customer | Winter | Smart Meter | S | N/A | Both | N/A | Customer-months | 8 | 3475.5619 | 10431.8117 | 13907.3737 | 1281
1282 | C&I | B-19 | Customer | Winter | Smart Meter | T | N/A | Both | N/A | Customer-months | 0 | 53.9187 | 38.721 | 92.6397 | 1282
1283 | C&I | B-19 | Customer | Winter | Smart Meter V | P | V | Both | C | Customer-months | 0 | 7.5707 | 0 | 7.5707 | 1283
1284 | C&I | B-19 | Customer | Winter | Smart Meter V | P | V | Both | N/A | Customer-months | 0 | 1138.5058 | 1833.2459 | 2971.7517 | 1284
1285 | C&I | B-19 | Customer | Winter | Smart Meter V | S | V | Both | C | Customer-months | 0 | 164.6842 | 1251.9626 | 1416.6469 | 1285
1286 | C&I | B-19 | Customer | Winter | Smart Meter V | S | V | Both | N/A | Customer-months | 147.067 | 58352.0362 | 167605.8827 | 225957.9189 | 1286
1287 | C&I | B-19 | Customer | Winter | Smart Meter V | T | V | Both | N/A | Customer-months | 0 | 82.4356 | 100.8459 | 183.2815 | 1287
1288 | C&I | B-19 | Demand | Summer | Maximum kW | P | N/A | Both | N/A | kW | 0 | 279994.1034 | 484052.8626 | 764046.966 | 1288
1289 | C&I | B-19 | Demand | Summer | Maximum kW | P | V | Both | C | kW | 0 | 618.0303 | 0 | 618.0303 | 1289
1290 | C&I | B-19 | Demand | Summer | Maximum kW | P | V | Both | N/A | kW | 0 | 157636.8183 | 294435.3887 | 452072.207 | 1290
1291 | C&I | B-19 | Demand | Summer | Maximum kW | S | N/A | Both | C | kW | 0 | 0 | 4976.6066 | 4976.6066 | 1291
1292 | C&I | B-19 | Demand | Summer | Maximum kW | S | N/A | Both | N/A | kW | 462.72 | 1051708.6243 | 3223139.4519 | 4274848.0763 | 1292
1293 | C&I | B-19 | Demand | Summer | Maximum kW | S | V | Both | C | kW | 0 | 7400.9644 | 28672.3206 | 36073.285 | 1293
1294 | C&I | B-19 | Demand | Summer | Maximum kW | S | V | Both | N/A | kW | 11270.028 | 1988574.4515 | 5885736.8547 | 7874311.3061 | 1294
1295 | C&I | B-19 | Demand | Summer | Maximum kW | T | N/A | Both | N/A | kW | 0 | 4351.9119 | 20233.7867 | 24585.6986 | 1295
1296 | C&I | B-19 | Demand | Summer | Maximum kW | T | V | Both | N/A | kW | 0 | 5941.7825 | 18973.3872 | 24915.1697 | 1296
1297 | C&I | B-19 | Demand | Summer | Part Peak | P | N/A | Both | N/A | kW | 0 | 300800.028 | 541204.8598 | 842004.8878 | 1297
1298 | C&I | B-19 | Demand | Summer | Part Peak | P | V | Both | C | kW | 0 | 714.3742 | 0 | 714.3742 | 1298
1299 | C&I | B-19 | Demand | Summer | Part Peak | P | V | Both | N/A | kW | 0 | 174578.5741 | 328961.0348 | 503539.6089 | 1299
1300 | C&I | B-19 | Demand | Summer | Part Peak | S | N/A | Both | C | kW | 0 | 0 | 6008.8811 | 6008.8811 | 1300
1301 | C&I | B-19 | Demand | Summer | Part Peak | S | N/A | Both | N/A | kW | 560 | 842562.2991 | 2398848.8973 | 3241411.1964 | 1301
1302 | C&I | B-19 | Demand | Summer | Part Peak | S | V | Both | C | kW | 0 | 8807.6514 | 32623.1138 | 41430.7652 | 1302
1303 | C&I | B-19 | Demand | Summer | Part Peak | S | V | Both | N/A | kW | 12457.2054 | 2266200.1908 | 6724426.5976 | 8990626.7884 | 1303
1304 | C&I | B-19 | Demand | Summer | Part Peak | T | N/A | Both | N/A | kW | 0 | 4549.6699 | 20723.194 | 25272.8639 | 1304
1305 | C&I | B-19 | Demand | Summer | Part Peak | T | V | Both | N/A | kW | 0 | 5995.1068 | 18205.8169 | 24200.9237 | 1305
1306 | C&I | B-19 | Demand | Summer | Peak | P | N/A | Both | N/A | kW | 0 | 285204.3245 | 526523.0618 | 811727.3863 | 1306
1307 | C&I | B-19 | Demand | Summer | Peak | P | V | Both | C | kW | 0 | 721.7252 | 0 | 721.7252 | 1307
1308 | C&I | B-19 | Demand | Summer | Peak | P | V | Both | N/A | kW | 0 | 166804.2675 | 309822.0842 | 476626.3518 | 1308
1309 | C&I | B-19 | Demand | Summer | Peak | S | N/A | Both | C | kW | 0 | 0 | 5874.5469 | 5874.5469 | 1309
1310 | C&I | B-19 | Demand | Summer | Peak | S | N/A | Both | N/A | kW | 453.12 | 1111759.8845 | 3425832.5317 | 4537592.4161 | 1310
1311 | C&I | B-19 | Demand | Summer | Peak | S | V | Both | C | kW | 0 | 8883.1585 | 33114.2085 | 41997.367 | 1311
1312 | C&I | B-19 | Demand | Summer | Peak | S | V | Both | N/A | kW | 12727.2242 | 2202741.2101 | 6523205.1824 | 8725946.3925 | 1312
1313 | C&I | B-19 | Demand | Summer | Peak | T | N/A | Both | N/A | kW | 0 | 3968.6334 | 22555.9505 | 26524.5838 | 1313
1314 | C&I | B-19 | Demand | Summer | Peak | T | V | Both | N/A | kW | 0 | 4557.5838 | 22398.1527 | 26955.7365 | 1314
1315 | C&I | B-19 | Demand | Winter | Maximum kW | P | N/A | Both | N/A | kW | 0 | 526505.8786 | 856536.2014 | 1383042.08 | 1315
1316 | C&I | B-19 | Demand | Winter | Maximum kW | P | V | Both | C | kW | 0 | 913.7136 | 0 | 913.7136 | 1316
1317 | C&I | B-19 | Demand | Winter | Maximum kW | P | V | Both | N/A | kW | 0 | 307013.8213 | 524103.4187 | 831117.24 | 1317
1318 | C&I | B-19 | Demand | Winter | Maximum kW | S | N/A | Both | C | kW | 0 | 0 | 9453.8211 | 9453.8211 | 1318
1319 | C&I | B-19 | Demand | Winter | Maximum kW | S | N/A | Both | N/A | kW | 979.2 | 1901468.5135 | 5765485.9475 | 7666954.461 | 1319
1320 | C&I | B-19 | Demand | Winter | Maximum kW | S | V | Both | C | kW | 0 | 12321.1229 | 57994.9119 | 70316.0348 | 1320
1321 | C&I | B-19 | Demand | Winter | Maximum kW | S | V | Both | N/A | kW | 15049.4358 | 3484723.8809 | 10188015.1062 | 13672738.9871 | 1321
1322 | C&I | B-19 | Demand | Winter | Maximum kW | T | N/A | Both | N/A | kW | 0 | 14726.4346 | 32638.2926 | 47364.7271 | 1322
1323 | C&I | B-19 | Demand | Winter | Maximum kW | T | V | Both | N/A | kW | 0 | 10532.2063 | 25564.1938 | 36096.4001 | 1323
1324 | C&I | B-19 | Demand | Winter | Part Peak | P | N/A | Both | N/A | kW | 0 | 540860.2721 | 915591.7936 | 1456452.0656 | 1324
1325 | C&I | B-19 | Demand | Winter | Part Peak | P | V | Both | C | kW | 0 | 1057.6657 | 0 | 1057.6657 | 1325
1326 | C&I | B-19 | Demand | Winter | Part Peak | P | V | Both | N/A | kW | 0 | 316372.8417 | 560083.2788 | 876456.1206 | 1326
1327 | C&I | B-19 | Demand | Winter | Part Peak | S | N/A | Both | C | kW | 0 | 0 | 11023.3788 | 11023.3788 | 1327
1328 | C&I | B-19 | Demand | Winter | Part Peak | S | N/A | Both | N/A | kW | 1157.12 | 1933044.6679 | 5887093.144 | 7820137.8119 | 1328
1329 | C&I | B-19 | Demand | Winter | Part Peak | S | V | Both | C | kW | 0 | 13969.0896 | 65991.8211 | 79960.9107 | 1329
1330 | C&I | B-19 | Demand | Winter | Part Peak | S | V | Both | N/A | kW | 17511.9602 | 3816439.9674 | 11429132.9003 | 15245572.8677 | 1330
1331 | C&I | B-19 | Demand | Winter | Part Peak | T | N/A | Both | N/A | kW | 0 | 9670.0567 | 35429.2572 | 45099.3139 | 1331
1332 | C&I | B-19 | Demand | Winter | Part Peak | T | V | Both | N/A | kW | 0 | 9419.6048 | 22672.7374 | 32092.3422 | 1332
1333 | C&I | B-19 | E-BIP Discount | Summer | Pot. Ld Red. | P | N/A | Both | N/A | kW | 0 | 9830.8076 | 6325.108 | 16155.9156 | 1333
1334 | C&I | B-19 | E-BIP Discount | Summer | Pot. Ld Red. | P | V | Both | N/A | kW | 0 | 0 | 561.8079 | 561.8079 | 1334
1335 | C&I | B-19 | E-BIP Discount | Summer | Pot. Ld Red. | S | N/A | Both | C | kW | 0 | 0 | 0 | 0 | 1335
1336 | C&I | B-19 | E-BIP Discount | Summer | Pot. Ld Red. | S | N/A | Both | N/A | kW | 0 | 1431.1154 | 5968.782 | 7399.8974 | 1336
1337 | C&I | B-19 | E-BIP Discount | Summer | Pot. Ld Red. | S | V | Both | N/A | kW | 0 | 1647.568 | 3921.931 | 5569.499 | 1337
1338 | C&I | B-19 | E-BIP Discount | Summer | Pot. Ld Red. | T | N/A | Both | N/A | kW | 0 | 0 | 505.9225 | 505.9225 | 1338
1339 | C&I | B-19 | E-BIP Discount | Summer | Pot. Ld Red. | T | V | Both | N/A | kW | 0 | 0 | 0 | 0 | 1339
1340 | C&I | B-19 | E-BIP Discount | Summer | UFR | P | N/A | Both | N/A | kW | 0 | 2836.0828 | 0 | 2836.0828 | 1340
1341 | C&I | B-19 | E-BIP Discount | Summer | UFR | P | V | Both | N/A | kW | 0 | 0 | 0 | 0 | 1341
1342 | C&I | B-19 | E-BIP Discount | Summer | UFR | S | N/A | Both | C | kW | 0 | 0 | 0 | 0 | 1342
1343 | C&I | B-19 | E-BIP Discount | Summer | UFR | S | N/A | Both | N/A | kW | 0 | 0 | 0 | 0 | 1343
1344 | C&I | B-19 | E-BIP Discount | Summer | UFR | S | V | Both | N/A | kW | 0 | 0 | 0 | 0 | 1344
1345 | C&I | B-19 | E-BIP Discount | Summer | UFR | T | N/A | Both | N/A | kW | 0 | 0 | 0 | 0 | 1345
1346 | C&I | B-19 | E-BIP Discount | Summer | UFR | T | V | Both | N/A | kW | 0 | 0 | 0 | 0 | 1346
1347 | C&I | B-19 | E-BIP Discount | Winter | Pot. Ld Red. | P | N/A | Both | N/A | kW | 0 | 20589.4447 | 10169.6673 | 30759.112 | 1347
1348 | C&I | B-19 | E-BIP Discount | Winter | Pot. Ld Red. | P | V | Both | N/A | kW | 0 | 3610.4665 | 1158.5945 | 4769.061 | 1348
1349 | C&I | B-19 | E-BIP Discount | Winter | Pot. Ld Red. | S | N/A | Both | C | kW | 0 | 0 | 0 | 0 | 1349
1350 | C&I | B-19 | E-BIP Discount | Winter | Pot. Ld Red. | S | N/A | Both | N/A | kW | 0 | 2680.9802 | 13278.3556 | 15959.3358 | 1350
1351 | C&I | B-19 | E-BIP Discount | Winter | Pot. Ld Red. | S | V | Both | N/A | kW | 0 | 2378.7739 | 5293.9212 | 7672.6951 | 1351
1352 | C&I | B-19 | E-BIP Discount | Winter | Pot. Ld Red. | T | N/A | Both | N/A | kW | 0 | 0 | 1910.417 | 1910.417 | 1352
1353 | C&I | B-19 | E-BIP Discount | Winter | Pot. Ld Red. | T | V | Both | N/A | kW | 0 | 0 | 0 | 0 | 1353
1354 | C&I | B-19 | E-BIP Discount | Winter | UFR | P | N/A | Both | N/A | kW | 0 | 6110.2672 | 0 | 6110.2672 | 1354
1355 | C&I | B-19 | E-BIP Discount | Winter | UFR | P | V | Both | N/A | kW | 0 | 0 | 0 | 0 | 1355
1356 | C&I | B-19 | E-BIP Discount | Winter | UFR | S | N/A | Both | C | kW | 0 | 0 | 0 | 0 | 1356
1357 | C&I | B-19 | E-BIP Discount | Winter | UFR | S | N/A | Both | N/A | kW | 0 | 0 | 0 | 0 | 1357
1358 | C&I | B-19 | E-BIP Discount | Winter | UFR | S | V | Both | N/A | kW | 0 | 0 | 0 | 0 | 1358
1359 | C&I | B-19 | E-BIP Discount | Winter | UFR | T | N/A | Both | N/A | kW | 0 | 0 | 0 | 0 | 1359
1360 | C&I | B-19 | E-BIP Discount | Winter | UFR | T | V | Both | N/A | kW | 0 | 0 | 0 | 0 | 1360
1361 | C&I | B-19 | ED Discount | N/A | N/A | P | N/A | Both | N/A | N/A | 0 | 0 | 0 | 0 | 1361
1362 | C&I | B-19 | ED Discount | N/A | N/A | S | N/A | Both | C | N/A | 0 | 0 | 0 | 0 | 1362
1363 | C&I | B-19 | ED Discount | N/A | N/A | S | N/A | Both | N/A | N/A | 0 | 0 | 0 | 0 | 1363
1364 | C&I | B-19 | ED Discount | N/A | N/A | T | N/A | Both | N/A | N/A | 0 | 0 | 0 | 0 | 1364
1365 | C&I | B-19 | Energy | Summer | Off Peak | P | N/A | Both | N/A | kWh | 0 | 65190234.6724 | 113461414.6133 | 178651649.2858 | 1365
1366 | C&I | B-19 | Energy | Summer | Off Peak | P | V | Both | C | kWh | 0 | 145125.0167 | 0 | 145125.0167 | 1366
1367 | C&I | B-19 | Energy | Summer | Off Peak | P | V | Both | N/A | kWh | 0 | 36367695.9009 | 64405655.3444 | 100773351.2454 | 1367
1368 | C&I | B-19 | Energy | Summer | Off Peak | S | N/A | Both | C | kWh | 0 | 0 | 1589686.2481 | 1589686.2481 | 1368
1369 | C&I | B-19 | Energy | Summer | Off Peak | S | N/A | Both | N/A | kWh | 155804.08 | 193829706.2942 | 573879825.002 | 767709531.2962 | 1369
1370 | C&I | B-19 | Energy | Summer | Off Peak | S | V | Both | C | kWh | 0 | 1888361.0958 | 8244558.845 | 10132919.9407 | 1370
1371 | C&I | B-19 | Energy | Summer | Off Peak | S | V | Both | N/A | kWh | 909033.8062 | 464042373.1382 | 1453705445.7634 | 1917747818.9017 | 1371
1372 | C&I | B-19 | Energy | Summer | Off Peak | T | N/A | Both | N/A | kWh | 0 | 1038930.9811 | 5315782.3205 | 6354713.3016 | 1372
1373 | C&I | B-19 | Energy | Summer | Off Peak | T | V | Both | N/A | kWh | 0 | 1142623.7621 | 6034917.5181 | 7177541.2802 | 1373
1374 | C&I | B-19 | Energy | Summer | Part Peak | P | N/A | Both | N/A | kWh | 0 | 17793235.4131 | 31284936.9826 | 49078172.3957 | 1374
1375 | C&I | B-19 | Energy | Summer | Part Peak | P | V | Both | C | kWh | 0 | 44968.8202 | 0 | 44968.8202 | 1375
1376 | C&I | B-19 | Energy | Summer | Part Peak | P | V | Both | N/A | kWh | 0 | 9747320.4785 | 18112894.5781 | 27860215.0567 | 1376
1377 | C&I | B-19 | Energy | Summer | Part Peak | S | N/A | Both | C | kWh | 0 | 0 | 447084.9832 | 447084.9832 | 1377
1378 | C&I | B-19 | Energy | Summer | Part Peak | S | N/A | Both | N/A | kWh | 44946.6128 | 48036132.4365 | 142155447.9579 | 190191580.3944 | 1378
1379 | C&I | B-19 | Energy | Summer | Part Peak | S | V | Both | C | kWh | 0 | 600791.3226 | 2333229.1903 | 2934020.5129 | 1379
1380 | C&I | B-19 | Energy | Summer | Part Peak | S | V | Both | N/A | kWh | 486746.7447 | 138536896.0449 | 425680648.0737 | 564217544.1186 | 1380
1381 | C&I | B-19 | Energy | Summer | Part Peak | T | N/A | Both | N/A | kWh | 0 | 287182.2566 | 1390512.4872 | 1677694.7438 | 1381
1382 | C&I | B-19 | Energy | Summer | Part Peak | T | V | Both | N/A | kWh | 0 | 252276.3391 | 1538787.2201 | 1791063.5592 | 1382
1383 | C&I | B-19 | Energy | Summer | Peak | P | N/A | Both | N/A | kWh | 0 | 22314036.3541 | 40205379.6989 | 62519416.053 | 1383
1384 | C&I | B-19 | Energy | Summer | Peak | P | V | Both | C | kWh | 0 | 62490.3349 | 0 | 62490.3349 | 1384
1385 | C&I | B-19 | Energy | Summer | Peak | P | V | Both | N/A | kWh | 0 | 12637023.9642 | 23456630.1048 | 36093654.0689 | 1385
1386 | C&I | B-19 | Energy | Summer | Peak | S | N/A | Both | C | kWh | 0 | 0 | 596846.2314 | 596846.2314 | 1386
1387 | C&I | B-19 | Energy | Summer | Peak | S | N/A | Both | N/A | kWh | 59287.7072 | 83033795.8216 | 235987738.2491 | 319021534.0707 | 1387
1388 | C&I | B-19 | Energy | Summer | Peak | S | V | Both | C | kWh | 0 | 806321.8186 | 3089848.0075 | 3896169.8261 | 1388
1389 | C&I | B-19 | Energy | Summer | Peak | S | V | Both | N/A | kWh | 743389.059 | 181858108.3043 | 557263201.4453 | 739121309.7496 | 1389
1390 | C&I | B-19 | Energy | Summer | Peak | T | N/A | Both | N/A | kWh | 0 | 340713.7282 | 1811514.6557 | 2152228.3839 | 1390
1391 | C&I | B-19 | Energy | Summer | Peak | T | V | Both | N/A | kWh | 0 | 308729.999 | 1961164.268 | 2269894.267 | 1391
1392 | C&I | B-19 | Energy | Winter | Off Peak | P | N/A | Both | N/A | kWh | 0 | 147636067.6836 | 237828997.4223 | 385465065.1059 | 1392
1393 | C&I | B-19 | Energy | Winter | Off Peak | P | V | Both | C | kWh | 0 | 253624.9258 | 0 | 253624.9258 | 1393
1394 | C&I | B-19 | Energy | Winter | Off Peak | P | V | Both | N/A | kWh | 0 | 82311934.016 | 139793102.5341 | 222105036.5501 | 1394
1395 | C&I | B-19 | Energy | Winter | Off Peak | S | N/A | Both | C | kWh | 0 | 0 | 3401681.1197 | 3401681.1197 | 1395
1396 | C&I | B-19 | Energy | Winter | Off Peak | S | N/A | Both | N/A | kWh | 345167.2 | 392110854.1514 | 1139987856.3542 | 1532098710.5056 | 1396
1397 | C&I | B-19 | Energy | Winter | Off Peak | S | V | Both | C | kWh | 0 | 3502980.1137 | 18802054.5626 | 22305034.6762 | 1397
1398 | C&I | B-19 | Energy | Winter | Off Peak | S | V | Both | N/A | kWh | 1118837.746 | 963297602.6356 | 3005343070.38 | 3968640673.0157 | 1398
1399 | C&I | B-19 | Energy | Winter | Off Peak | T | N/A | Both | N/A | kWh | 0 | 2824325.4575 | 10147661.6699 | 12971987.1274 | 1399
1400 | C&I | B-19 | Energy | Winter | Off Peak | T | V | Both | N/A | kWh | 0 | 2589101.0251 | 6085326.929 | 8674427.954 | 1400
1401 | C&I | B-19 | Energy | Winter | Part Peak | P | N/A | Both | N/A | kWh | 0 | 45124069.2789 | 73749067.0648 | 118873136.3437 | 1401
1402 | C&I | B-19 | Energy | Winter | Part Peak | P | V | Both | C | kWh | 0 | 80625.8782 | 0 | 80625.8782 | 1402
1403 | C&I | B-19 | Energy | Winter | Part Peak | P | V | Both | N/A | kWh | 0 | 25407639.4739 | 44353913.1644 | 69761552.6383 | 1403
1404 | C&I | B-19 | Energy | Winter | Part Peak | S | N/A | Both | C | kWh | 0 | 0 | 1088243.7194 | 1088243.7194 | 1404
1405 | C&I | B-19 | Energy | Winter | Part Peak | S | N/A | Both | N/A | kWh | 122143.2 | 144265824.7264 | 416424845.5864 | 560690670.3128 | 1405
1406 | C&I | B-19 | Energy | Winter | Part Peak | S | V | Both | C | kWh | 0 | 1156136.5732 | 6050641.6272 | 7206778.2004 | 1406
1407 | C&I | B-19 | Energy | Winter | Part Peak | S | V | Both | N/A | kWh | 885122.4625 | 310960530.0463 | 968053413.2552 | 1279013943.3015 | 1407
1408 | C&I | B-19 | Energy | Winter | Part Peak | T | N/A | Both | N/A | kWh | 0 | 684131.5651 | 3092032.7066 | 3776164.2717 | 1408
1409 | C&I | B-19 | Energy | Winter | Part Peak | T | V | Both | N/A | kWh | 0 | 692813.6973 | 1601755.9203 | 2294569.6176 | 1409
1410 | C&I | B-19 | Energy | Winter | Super Off | P | N/A | Both | N/A | kWh | 0 | 13992171.821 | 24557782.2249 | 38549954.0459 | 1410
1411 | C&I | B-19 | Energy | Winter | Super Off | P | V | Both | C | kWh | 0 | 29836.0651 | 0 | 29836.0651 | 1411
1412 | C&I | B-19 | Energy | Winter | Super Off | P | V | Both | N/A | kWh | 0 | 7657113.7507 | 15280750.9798 | 22937864.7304 | 1412
1413 | C&I | B-19 | Energy | Winter | Super Off | S | N/A | Both | C | kWh | 0 | 0 | 462127.9163 | 462127.9163 | 1413
1414 | C&I | B-19 | Energy | Winter | Super Off | S | N/A | Both | N/A | kWh | 46425.6 | 83256299.5367 | 287343056.3108 | 370599355.8475 | 1414
1415 | C&I | B-19 | Energy | Winter | Super Off | S | V | Both | C | kWh | 0 | 419524.0587 | 1973751.7544 | 2393275.8132 | 1415
1416 | C&I | B-19 | Energy | Winter | Super Off | S | V | Both | N/A | kWh | 79451.7363 | 99226112.8201 | 357476786.9689 | 456702899.789 | 1416
1417 | C&I | B-19 | Energy | Winter | Super Off | T | N/A | Both | N/A | kWh | 0 | 492454.4927 | 1191169.1628 | 1683623.6555 | 1417
1418 | C&I | B-19 | Energy | Winter | Super Off | T | V | Both | N/A | kWh | 0 | 194613.2543 | 467970.8007 | 662584.0551 | 1418
1419 | C&I | B-19 | Other Standby Revenue | N/A | N/A | P | N/A | Both | N/A | kW | 0 | 24483.4129 | 13201.5263 | 37684.9392 | 1419
1420 | C&I | B-19 | Other Standby Revenue | N/A | N/A | P | V | Both | N/A | kW | 0 | 2830.4007 | 14413.1381 | 17243.5388 | 1420
1421 | C&I | B-19 | Other Standby Revenue | N/A | N/A | S | N/A | Both | C | kW | 0 | 0 | 0 | 0 | 1421
1422 | C&I | B-19 | Other Standby Revenue | N/A | N/A | S | N/A | Both | N/A | kW | 0 | 17604.5332 | 68747.6887 | 86352.2219 | 1422
1423 | C&I | B-19 | Other Standby Revenue | N/A | N/A | S | V | Both | N/A | kW | 0 | 3761.8668 | 28462.0834 | 32223.9502 | 1423
1424 | C&I | B-19 | Other Standby Revenue | N/A | N/A | S | V | Both | C | kW | 0 | 1485.6795 | 648.0654 | 2133.745 | 1424
1425 | C&I | B-19 | Other Standby Revenue | N/A | N/A | T | V | Both | N/A | kW | 0 | 0 | 0 | 0 | 1425
1426 | C&I | B-19 | Other Standby Revenue | N/A | N/A | T | N/A | Both | N/A | kW | 0 | 5714.1521 | 0 | 5714.1521 | 1426
1427 | C&I | B-19 | Power Factor Adjustment | N/A | N/A | P | N/A | Both | N/A | kWh*% | 0 | 494483006.1565 | -1443652331.1026 | -949169324.9461 | 1427
1428 | C&I | B-19 | Power Factor Adjustment | N/A | N/A | S | N/A | Both | C | kWh*% | 0 | 0 | 23568382.7446 | 23568382.7446 | 1428
1429 | C&I | B-19 | Power Factor Adjustment | N/A | N/A | S | N/A | Both | N/A | kWh*% | -9997600 | -2233045935.276 | -11028964152.3338 | -13262010087.6098 | 1429
1430 | C&I | B-19 | Power Factor Adjustment | N/A | N/A | T | N/A | Both | N/A | kWh*% | 0 | 19083761.9592 | -6641885.6168 | 12441876.3424 | 1430
1431 | C&I | B-19 | Rate Limiter Shortfall | N/A | N/A | P | N/A | Both | N/A | N/A | 0 | 0 | 0 | 0 | 1431
1432 | C&I | B-19 | Rate Limiter Shortfall | N/A | N/A | P | V | Both | N/A | N/A | 0 | 0 | 0 | 0 | 1432
1433 | C&I | B-19 | Rate Limiter Shortfall | N/A | N/A | S | N/A | Both | C | N/A | 0 | 0 | 0 | 0 | 1433
1434 | C&I | B-19 | Rate Limiter Shortfall | N/A | N/A | S | N/A | Both | N/A | N/A | 0 | 0 | 0 | 0 | 1434
1435 | C&I | B-19 | Rate Limiter Shortfall | N/A | N/A | S | V | Both | N/A | N/A | 0 | 0 | 0 | 0 | 1435
1436 | C&I | B-19 | Rate Limiter Shortfall | N/A | N/A | T | N/A | Both | N/A | N/A | 0 | 0 | 0 | 0 | 1436
1437 | C&I | B-20 | Customer | Summer | N/A | P | N/A | Both | C | Customer-months | 0 | 0 | 0 | 0 | 1437
1438 | C&I | B-20 | Customer | Summer | N/A | P | N/A | Both | N/A | Customer-months | 0 | 606.9367 | 1669.0882 | 2276.0249 | 1438
1439 | C&I | B-20 | Customer | Summer | N/A | S | N/A | Both | C | Customer-months | 0 | 0 | 0 | 0 | 1439
1440 | C&I | B-20 | Customer | Summer | N/A | S | N/A | Both | N/A | Customer-months | 0 | 245.6829 | 956.9738 | 1202.6567 | 1440
1441 | C&I | B-20 | Customer | Summer | N/A | T | N/A | Both | C | Customer-months | 0 | 0 | 0 | 0 | 1441
1442 | C&I | B-20 | Customer | Summer | N/A | T | N/A | Both | N/A | Customer-months | 16 | 266.371 | 310.807 | 577.1781 | 1442
1443 | C&I | B-20 | Customer | Winter | N/A | P | N/A | Both | C | Customer-months | 0 | 0 | 0 | 0 | 1443
1444 | C&I | B-20 | Customer | Winter | N/A | P | N/A | Both | N/A | Customer-months | 0 | 1237.1677 | 3296.8064 | 4533.974 | 1444
1445 | C&I | B-20 | Customer | Winter | N/A | S | N/A | Both | C | Customer-months | 0 | 0 | 0 | 0 | 1445
1446 | C&I | B-20 | Customer | Winter | N/A | S | N/A | Both | N/A | Customer-months | 0 | 485.4294 | 1926.6967 | 2412.1261 | 1446
1447 | C&I | B-20 | Customer | Winter | N/A | T | N/A | Both | C | Customer-months | 0 | 0 | 0 | 0 | 1447
1448 | C&I | B-20 | Customer | Winter | N/A | T | N/A | Both | N/A | Customer-months | 32 | 535.2334 | 630.2994 | 1165.5328 | 1448
1449 | C&I | B-20 | Demand | Summer | Maximum kW | P | N/A | Both | N/A | kW | 0 | 1308234.5029 | 3627657.8956 | 4935892.3986 | 1449
1450 | C&I | B-20 | Demand | Summer | Maximum kW | S | N/A | Both | N/A | kW | 0 | 244347.8916 | 1241976.2625 | 1486324.1541 | 1450
1451 | C&I | B-20 | Demand | Summer | Maximum kW | T | N/A | Both | N/A | kW | 332446.8148 | 1508235.444 | 2468406.0547 | 3976641.4988 | 1451
1452 | C&I | B-20 | Demand | Summer | Part Peak | P | N/A | Both | N/A | kW | 0 | 1382544.1445 | 4013162.0104 | 5395706.1549 | 1452
1453 | C&I | B-20 | Demand | Summer | Part Peak | S | N/A | Both | N/A | kW | 0 | 264576.5214 | 1380997.4308 | 1645573.9522 | 1453
1454 | C&I | B-20 | Demand | Summer | Part Peak | T | N/A | Both | N/A | kW | 338061.6146 | 1554027.8178 | 2443307.0873 | 3997334.9051 | 1454
1455 | C&I | B-20 | Demand | Summer | Peak | P | N/A | Both | N/A | kW | 0 | 1341707.4937 | 3891796.0887 | 5233503.5823 | 1455
1456 | C&I | B-20 | Demand | Summer | Peak | S | N/A | Both | N/A | kW | 0 | 248967.5194 | 1315946.2407 | 1564913.7601 | 1456
1457 | C&I | B-20 | Demand | Summer | Peak | T | N/A | Both | N/A | kW | 340168.4196 | 1489103.6464 | 2377046.4183 | 3866150.0647 | 1457
1458 | C&I | B-20 | Demand | Winter | Maximum kW | P | N/A | Both | N/A | kW | 0 | 2138054.4673 | 6661932.2203 | 8799986.6876 | 1458
1459 | C&I | B-20 | Demand | Winter | Maximum kW | S | N/A | Both | N/A | kW | 0 | 405649.2827 | 2238467.3613 | 2644116.644 | 1459
1460 | C&I | B-20 | Demand | Winter | Maximum kW | T | N/A | Both | N/A | kW | 604410.1124 | 2575706.0307 | 4682017.77 | 7257723.8007 | 1460
1461 | C&I | B-20 | Demand | Winter | Part Peak | P | N/A | Both | N/A | kW | 0 | 2189519.0592 | 7181561.9004 | 9371080.9597 | 1461
1462 | C&I | B-20 | Demand | Winter | Part Peak | S | N/A | Both | N/A | kW | 0 | 419107.4365 | 2404677.0921 | 2823784.5286 | 1462
1463 | C&I | B-20 | Demand | Winter | Part Peak | T | N/A | Both | N/A | kW | 605149.7886 | 2584168.5939 | 4503286.1404 | 7087454.7343 | 1463
1464 | C&I | B-20 | E-BIP Discount | Summer | Pot. Ld Red. | P | N/A | Both | N/A | kW | 0 | 99897.0759 | 105905.7716 | 205802.8475 | 1464
1465 | C&I | B-20 | E-BIP Discount | Summer | Pot. Ld Red. | S | N/A | Both | N/A | kW | 0 | 1565.9401 | 13490.6751 | 15056.6152 | 1465
1466 | C&I | B-20 | E-BIP Discount | Summer | Pot. Ld Red. | T | N/A | Both | N/A | kW | 0 | 136676.1968 | 174040.074 | 310716.2708 | 1466
1467 | C&I | B-20 | E-BIP Discount | Summer | UFR | P | N/A | Both | N/A | kW | 0 | 6788.2723 | 27070.8804 | 33859.1527 | 1467
1468 | C&I | B-20 | E-BIP Discount | Summer | UFR | S | N/A | Both | N/A | kW | 0 | 0 | 0 | 0 | 1468
1469 | C&I | B-20 | E-BIP Discount | Summer | UFR | T | N/A | Both | N/A | kW | 0 | 68688.7048 | 16532.2026 | 85220.9074 | 1469
1470 | C&I | B-20 | E-BIP Discount | Winter | Pot. Ld Red. | P | N/A | Both | N/A | kW | 0 | 170872.7539 | 190557.1634 | 361429.9173 | 1470
1471 | C&I | B-20 | E-BIP Discount | Winter | Pot. Ld Red. | S | N/A | Both | N/A | kW | 0 | 6319.1422 | 24015.5729 | 30334.7151 | 1471
1472 | C&I | B-20 | E-BIP Discount | Winter | Pot. Ld Red. | T | N/A | Both | N/A | kW | 0 | 251135.0962 | 332974.0036 | 584109.0998 | 1472
1473 | C&I | B-20 | E-BIP Discount | Winter | UFR | P | N/A | Both | N/A | kW | 0 | 10764.2564 | 54306.7452 | 65071.0016 | 1473
1474 | C&I | B-20 | E-BIP Discount | Winter | UFR | S | N/A | Both | N/A | kW | 0 | 0 | 0 | 0 | 1474
1475 | C&I | B-20 | E-BIP Discount | Winter | UFR | T | N/A | Both | N/A | kW | 0 | 123688.6557 | 32493.3545 | 156182.0102 | 1475
1476 | C&I | B-20 | ED Discount | N/A | N/A | P | N/A | Both | N/A | N/A | 0 | 0 | 0 | 0 | 1476
1477 | C&I | B-20 | ED Discount | N/A | N/A | S | N/A | Both | N/A | N/A | 0 | 0 | 0 | 0 | 1477
1478 | C&I | B-20 | ED Discount | N/A | N/A | T | N/A | Both | N/A | N/A | 0 | 0 | 0 | 0 | 1478
1479 | C&I | B-20 | Energy | Summer | Off Peak | P | N/A | Both | N/A | kWh | 0 | 385474708.3637 | 1046229523.7409 | 1431704232.1046 | 1479
1480 | C&I | B-20 | Energy | Summer | Off Peak | S | N/A | Both | N/A | kWh | 0 | 60447071.4129 | 344647555.3141 | 405094626.727 | 1480
1481 | C&I | B-20 | Energy | Summer | Off Peak | T | N/A | Both | N/A | kWh | 111818380.2482 | 477220817.3354 | 776633245.9244 | 1253854063.2598 | 1481
1482 | C&I | B-20 | Energy | Summer | Part Peak | P | N/A | Both | N/A | kWh | 0 | 102986764.2658 | 285321770.9187 | 388308535.1845 | 1482
1483 | C&I | B-20 | Energy | Summer | Part Peak | S | N/A | Both | N/A | kWh | 0 | 16046431.4123 | 93603625.5474 | 109650056.9597 | 1483
1484 | C&I | B-20 | Energy | Summer | Part Peak | T | N/A | Both | N/A | kWh | 31698589.2137 | 127044210.7288 | 212571136.9179 | 339615347.6467 | 1484
1485 | C&I | B-20 | Energy | Summer | Peak | P | N/A | Both | N/A | kWh | 0 | 129744520.4165 | 360003738.4077 | 489748258.8242 | 1485
1486 | C&I | B-20 | Energy | Summer | Peak | S | N/A | Both | N/A | kWh | 0 | 19695051.3539 | 116125954.1794 | 135821005.5333 | 1486
1487 | C&I | B-20 | Energy | Summer | Peak | T | N/A | Both | N/A | kWh | 40528630.8135 | 155887780.2899 | 265802501.8219 | 421690282.1118 | 1487
1488 | C&I | B-20 | Energy | Winter | Off Peak | P | N/A | Both | N/A | kWh | 0 | 709186328.0982 | 2157032055.2388 | 2866218383.337 | 1488
1489 | C&I | B-20 | Energy | Winter | Off Peak | S | N/A | Both | N/A | kWh | 0 | 107573813.1741 | 703791702.1259 | 811365515.3 | 1489
1490 | C&I | B-20 | Energy | Winter | Off Peak | T | N/A | Both | N/A | kWh | 246049357.6273 | 1007872275.4671 | 1704964168.7221 | 2712836444.1892 | 1490
1491 | C&I | B-20 | Energy | Winter | Part Peak | P | N/A | Both | N/A | kWh | 0 | 214037453.5091 | 652219987.4142 | 866257440.9233 | 1491
1492 | C&I | B-20 | Energy | Winter | Part Peak | S | N/A | Both | N/A | kWh | 0 | 31010239.0895 | 209084523.6289 | 240094762.7184 | 1492
1493 | C&I | B-20 | Energy | Winter | Part Peak | T | N/A | Both | N/A | kWh | 76088358.525 | 296963888.0718 | 507120883.4492 | 804084771.5209 | 1493
1494 | C&I | B-20 | Energy | Winter | Super Off | P | N/A | Both | N/A | kWh | 0 | 81439127.195 | 243087001.8315 | 324526129.0265 | 1494
1495 | C&I | B-20 | Energy | Winter | Super Off | S | N/A | Both | N/A | kWh | 0 | 13690942.7523 | 86521778.7646 | 100212721.5169 | 1495
1496 | C&I | B-20 | Energy | Winter | Super Off | T | N/A | Both | N/A | kWh | 28822751.1212 | 93854727.6329 | 187368908.3747 | 281223636.0077 | 1496
1497 | C&I | B-20 | Other Standby Revenue | N/A | N/A | P | N/A | Both | N/A | kW | 0 | 311106.1286 | 461844.5144 | 772950.643 | 1497
1498 | C&I | B-20 | Other Standby Revenue | N/A | N/A | S | N/A | Both | N/A | kW | 0 | 0 | 45119.7207 | 45119.7207 | 1498
1499 | C&I | B-20 | Other Standby Revenue | N/A | N/A | T | N/A | Both | N/A | kW | 12 | 1880362.5264 | 1233913.0006 | 3114275.527 | 1499
1500 | C&I | B-20 | Power Factor Adjustment | N/A | N/A | P | N/A | Both | N/A | kWh*% | 0 | -4768454683.9717 | -22406400191.984 | -27174854875.9557 | 1500
1501 | C&I | B-20 | Power Factor Adjustment | N/A | N/A | S | N/A | Both | N/A | kWh*% | 0 | -1121112522.5134 | -10053385129.8072 | -11174497652.3206 | 1501
1502 | C&I | B-20 | Power Factor Adjustment | N/A | N/A | T | N/A | Both | N/A | kWh*% | -982603200 | 2233984423.071 | -8881030612.1626 | -6647046189.0916 | 1502
1503 | C&I | B-20 | Rate Limiter Shortfall | N/A | N/A | P | N/A | Both | N/A | N/A | 0 | 0 | 0 | 0 | 1503
1504 | C&I | B-20 | Rate Limiter Shortfall | N/A | N/A | S | N/A | Both | N/A | N/A | 0 | 0 | 0 | 0 | 1504
1505 | C&I | B-20 | Rate Limiter Shortfall | N/A | N/A | T | N/A | Both | N/A | N/A | 0 | 0 | 0 | 0 | 1505
1506 | C&I | SB | Customer | N/A | Large (> 1000 kW) | P | N/A | Both | C | Customer-months | 0 | 0 | 0 | 0 | 1506
1507 | C&I | SB | Customer | N/A | Large (> 1000 kW) | P | N/A | Both | N/A | Customer-months | 0 | 59.6645 | 50.0976 | 109.7621 | 1507
1508 | C&I | SB | Customer | N/A | Large (> 1000 kW) | S | N/A | Both | C | Customer-months | 0 | 0 | 0 | 0 | 1508
1509 | C&I | SB | Customer | N/A | Large (> 1000 kW) | S | N/A | Both | N/A | Customer-months | 0 | 0 | 0 | 0 | 1509
1510 | C&I | SB | Customer | N/A | Large (> 1000 kW) | T | N/A | Both | C | Customer-months | 0 | 0 | 0 | 0 | 1510
1511 | C&I | SB | Customer | N/A | Large (> 1000 kW) | T | N/A | Both | N/A | Customer-months | 0 | 803.978 | 295.7672 | 1099.7452 | 1511
1512 | C&I | SB | Customer | N/A | Medium (> 75 kW & < 500 kW) | P | N/A | Both | C | Customer-months | 0 | 0 | 0 | 0 | 1512
1513 | C&I | SB | Customer | N/A | Medium (> 75 kW & < 500 kW) | P | N/A | Both | N/A | Customer-months | 0 | 393.1362 | 152.9315 | 546.0676 | 1513
1514 | C&I | SB | Customer | N/A | Medium (> 75 kW & < 500 kW) | S | N/A | Both | C | Customer-months | 0 | 0 | 0 | 0 | 1514
1515 | C&I | SB | Customer | N/A | Medium (> 75 kW & < 500 kW) | S | N/A | Both | N/A | Customer-months | 0 | 46.4083 | 24.1806 | 70.5888 | 1515
1516 | C&I | SB | Customer | N/A | Medium (> 75 kW & < 500 kW) | T | N/A | Both | C | Customer-months | 0 | 0 | 0 | 0 | 1516
1517 | C&I | SB | Customer | N/A | Medium (> 75 kW & < 500 kW) | T | N/A | Both | N/A | Customer-months | 0 | 20.8856 | 11.0828 | 31.9684 | 1517
1518 | C&I | SB | Customer | N/A | Medium (> 500 kW & < 1000 kW) | P | N/A | Both | C | Customer-months | 0 | 0 | 0 | 0 | 1518
1519 | C&I | SB | Customer | N/A | Medium (> 500 kW & < 1000 kW) | P | N/A | Both | N/A | Customer-months | 0 | 0 | 0 | 0 | 1519
1520 | C&I | SB | Customer | N/A | Medium (> 500 kW & < 1000 kW) | S | N/A | Both | C | Customer-months | 0 | 0 | 0 | 0 | 1520
1521 | C&I | SB | Customer | N/A | Medium (> 500 kW & < 1000 kW) | S | N/A | Both | N/A | Customer-months | 0 | 0 | 0 | 0 | 1521
1522 | C&I | SB | Customer | N/A | Medium (> 500 kW & < 1000 kW) | T | N/A | Both | C | Customer-months | 0 | 0 | 0 | 0 | 1522
1523 | C&I | SB | Customer | N/A | Medium (> 500 kW & < 1000 kW) | T | N/A | Both | N/A | Customer-months | 0 | 954.3065 | 110.749 | 1065.0555 | 1523
1524 | C&I | SB | Customer | N/A | Residential | P | N/A | Both | C | Customer-months | 0 | 0 | 0 | 0 | 1524
1525 | C&I | SB | Customer | N/A | Residential | P | N/A | Both | N/A | Customer-months | 0 | 0 | 0 | 0 | 1525
1526 | C&I | SB | Customer | N/A | Residential | S | N/A | Both | C | Customer-months | 0 | 0 | 0 | 0 | 1526
1527 | C&I | SB | Customer | N/A | Residential | S | N/A | Both | N/A | Customer-months | 0 | 0 | 0 | 0 | 1527
1528 | C&I | SB | Customer | N/A | Residential | T | N/A | Both | C | Customer-months | 0 | 0 | 0 | 0 | 1528
1529 | C&I | SB | Customer | N/A | Residential | T | N/A | Both | N/A | Customer-months | 0 | 0 | 0 | 0 | 1529
1530 | C&I | SB | Customer | N/A | Small - Polyphase | P | N/A | Both | C | Customer-months | 0 | 0 | 0 | 0 | 1530
1531 | C&I | SB | Customer | N/A | Small - Polyphase | P | N/A | Both | N/A | Customer-months | 0 | 0 | 0 | 0 | 1531
1532 | C&I | SB | Customer | N/A | Small - Polyphase | S | N/A | Both | C | Customer-months | 0 | 0 | 0 | 0 | 1532
1533 | C&I | SB | Customer | N/A | Small - Polyphase | S | N/A | Both | N/A | Customer-months | 0 | 0 | 0 | 0 | 1533
1534 | C&I | SB | Customer | N/A | Small - Polyphase | T | N/A | Both | C | Customer-months | 0 | 0 | 0 | 0 | 1534
1535 | C&I | SB | Customer | N/A | Small - Polyphase | T | N/A | Both | N/A | Customer-months | 0 | 0 | 0 | 0 | 1535
1536 | C&I | SB | Customer | N/A | Small - Single Phase | P | N/A | Both | C | Customer-months | 0 | 0 | 0 | 0 | 1536
1537 | C&I | SB | Customer | N/A | Small - Single Phase | P | N/A | Both | N/A | Customer-months | 0 | 0 | 0 | 0 | 1537
1538 | C&I | SB | Customer | N/A | Small - Single Phase | S | N/A | Both | C | Customer-months | 0 | 0 | 0 | 0 | 1538
1539 | C&I | SB | Customer | N/A | Small - Single Phase | S | N/A | Both | N/A | Customer-months | 0 | 1933.8079 | 518.3736 | 2452.1815 | 1539
1540 | C&I | SB | Customer | N/A | Small - Single Phase | T | N/A | Both | C | Customer-months | 0 | 0 | 0 | 0 | 1540
1541 | C&I | SB | Customer | N/A | Small - Single Phase | T | N/A | Both | N/A | Customer-months | 0 | 0 | 0 | 0 | 1541
1542 | C&I | SB | Energy | Summer | Off Peak | P | N/A | Both | N/A | kWh | 0 | 2823838.6916 | 900883.0664 | 3724721.758 | 1542
1543 | C&I | SB | Energy | Summer | Off Peak | S | N/A | Both | N/A | kWh | 0 | 1355949.8512 | 926163.0898 | 2282112.941 | 1543
1544 | C&I | SB | Energy | Summer | Off Peak | T | N/A | Both | N/A | kWh | 0 | 98601533.4543 | 26592251.5405 | 125193784.9948 | 1544
1545 | C&I | SB | Energy | Summer | Part Peak | P | N/A | Both | N/A | kWh | 0 | 787285.6858 | 192540.4383 | 979826.1241 | 1545
1546 | C&I | SB | Energy | Summer | Part Peak | S | N/A | Both | N/A | kWh | 0 | 346795.6141 | 263384.8492 | 610180.4633 | 1546
1547 | C&I | SB | Energy | Summer | Part Peak | T | N/A | Both | N/A | kWh | 0 | 24678578.5161 | 5546115.6908 | 30224694.2069 | 1547
1548 | C&I | SB | Energy | Summer | Peak | P | N/A | Both | N/A | kWh | 0 | 919459.5362 | 278063.0589 | 1197522.5952 | 1548
1549 | C&I | SB | Energy | Summer | Peak | S | N/A | Both | N/A | kWh | 0 | 296617.3559 | 323818.7447 | 620436.1006 | 1549
1550 | C&I | SB | Energy | Summer | Peak | T | N/A | Both | N/A | kWh | 0 | 28719099.197 | 6085584.3091 | 34804683.5061 | 1550
1551 | C&I | SB | Energy | Winter | Off Peak | P | N/A | Both | N/A | kWh | 0 | 3589661.3841 | 4370519.0405 | 7960180.4245 | 1551
1552 | C&I | SB | Energy | Winter | Off Peak | S | N/A | Both | N/A | kWh | 0 | 4032024.5924 | 2645672.1578 | 6677696.7502 | 1552
1553 | C&I | SB | Energy | Winter | Off Peak | T | N/A | Both | N/A | kWh | 0 | 148760053.3175 | 83139246.5321 | 231899299.8496 | 1553
1554 | C&I | SB | Energy | Winter | Part Peak | P | N/A | Both | N/A | kWh | 0 | 1223104.7839 | 1536722.3521 | 2759827.1361 | 1554
1555 | C&I | SB | Energy | Winter | Part Peak | S | N/A | Both | N/A | kWh | 0 | 1118174.7339 | 817402.5846 | 1935577.3185 | 1555
1556 | C&I | SB | Energy | Winter | Part Peak | T | N/A | Both | N/A | kWh | 0 | 40819382.2705 | 19870567.8956 | 60689950.166 | 1556
1557 | C&I | SB | Energy | Winter | Super Off | P | N/A | Both | N/A | kWh | 0 | 507348.9604 | 527513.4459 | 1034862.4063 | 1557
1558 | C&I | SB | Energy | Winter | Super Off | S | N/A | Both | N/A | kWh | 0 | 221625.6225 | 346034.7187 | 567660.3412 | 1558
1559 | C&I | SB | Energy | Winter | Super Off | T | N/A | Both | N/A | kWh | 0 | 19307407.1323 | 7464844.0528 | 26772251.1851 | 1559
1560 | C&I | SB | Maximum Reactive Demand | N/A | N/A | P | N/A | Both | N/A | N/A | 0 | 75261.1256 | 149321.37 | 224582.4957 | 1560
1561 | C&I | SB | Maximum Reactive Demand | N/A | N/A | S | N/A | Both | N/A | N/A | 0 | 516675.1613 | 66343.7224 | 583018.8837 | 1561
1562 | C&I | SB | Maximum Reactive Demand | N/A | N/A | T | N/A | Both | N/A | N/A | 0 | 2242501.7892 | 588559.263 | 2831061.0522 | 1562
1563 | C&I | SB | Meter | N/A | Agricultural | P | N/A | Both | C | Customer-months | 0 | 0 | 0 | 0 | 1563
1564 | C&I | SB | Meter | N/A | Agricultural | P | N/A | Both | N/A | Customer-months | 0 | 0 | 0 | 0 | 1564
1565 | C&I | SB | Meter | N/A | Agricultural | S | N/A | Both | C | Customer-months | 0 | 0 | 0 | 0 | 1565
1566 | C&I | SB | Meter | N/A | Agricultural | S | N/A | Both | N/A | Customer-months | 0 | 0 | 0 | 0 | 1566
1567 | C&I | SB | Meter | N/A | Agricultural | T | N/A | Both | C | Customer-months | 0 | 0 | 0 | 0 | 1567
1568 | C&I | SB | Meter | N/A | Agricultural | T | N/A | Both | N/A | Customer-months | 0 | 0 | 0 | 0 | 1568
1569 | C&I | SB | Meter | N/A | Medium (> 75 kW & < 500 kW) | P | N/A | Both | C | Customer-months | 0 | 0 | 0 | 0 | 1569
1570 | C&I | SB | Meter | N/A | Medium (> 75 kW & < 500 kW) | P | N/A | Both | N/A | Customer-months | 0 | 0 | 0 | 0 | 1570
1571 | C&I | SB | Meter | N/A | Medium (> 75 kW & < 500 kW) | S | N/A | Both | C | Customer-months | 0 | 0 | 0 | 0 | 1571
1572 | C&I | SB | Meter | N/A | Medium (> 75 kW & < 500 kW) | S | N/A | Both | N/A | Customer-months | 0 | 0 | 0 | 0 | 1572
1573 | C&I | SB | Meter | N/A | Medium (> 75 kW & < 500 kW) | T | N/A | Both | C | Customer-months | 0 | 0 | 0 | 0 | 1573
1574 | C&I | SB | Meter | N/A | Medium (> 75 kW & < 500 kW) | T | N/A | Both | N/A | Customer-months | 0 | 0 | 0 | 0 | 1574
1575 | C&I | SB | Meter | N/A | Residential | P | N/A | Both | C | Customer-months | 0 | 0 | 0 | 0 | 1575
1576 | C&I | SB | Meter | N/A | Residential | P | N/A | Both | N/A | Customer-months | 0 | 0 | 0 | 0 | 1576
1577 | C&I | SB | Meter | N/A | Residential | S | N/A | Both | C | Customer-months | 0 | 0 | 0 | 0 | 1577
1578 | C&I | SB | Meter | N/A | Residential | S | N/A | Both | N/A | Customer-months | 0 | 0 | 0 | 0 | 1578
1579 | C&I | SB | Meter | N/A | Residential | T | N/A | Both | C | Customer-months | 0 | 0 | 0 | 0 | 1579
1580 | C&I | SB | Meter | N/A | Residential | T | N/A | Both | N/A | Customer-months | 0 | 0 | 0 | 0 | 1580
1581 | C&I | SB | Meter | N/A | Small - Polyphase | P | N/A | Both | C | Customer-months | 0 | 0 | 0 | 0 | 1581
1582 | C&I | SB | Meter | N/A | Small - Polyphase | P | N/A | Both | N/A | Customer-months | 0 | 0 | 0 | 0 | 1582
1583 | C&I | SB | Meter | N/A | Small - Polyphase | S | N/A | Both | C | Customer-months | 0 | 0 | 0 | 0 | 1583
1584 | C&I | SB | Meter | N/A | Small - Polyphase | S | N/A | Both | N/A | Customer-months | 0 | 0 | 0 | 0 | 1584
1585 | C&I | SB | Meter | N/A | Small - Polyphase | T | N/A | Both | C | Customer-months | 0 | 0 | 0 | 0 | 1585
1586 | C&I | SB | Meter | N/A | Small - Polyphase | T | N/A | Both | N/A | Customer-months | 0 | 0 | 0 | 0 | 1586
1587 | C&I | SB | Meter | N/A | Small - Single Phase | P | N/A | Both | C | Customer-months | 0 | 0 | 0 | 0 | 1587
1588 | C&I | SB | Meter | N/A | Small - Single Phase | P | N/A | Both | N/A | Customer-months | 0 | 0 | 0 | 0 | 1588
1589 | C&I | SB | Meter | N/A | Small - Single Phase | S | N/A | Both | C | Customer-months | 0 | 0 | 0 | 0 | 1589
1590 | C&I | SB | Meter | N/A | Small - Single Phase | S | N/A | Both | N/A | Customer-months | 0 | 0 | 0 | 0 | 1590
1591 | C&I | SB | Meter | N/A | Small - Single Phase | T | N/A | Both | C | Customer-months | 0 | 0 | 0 | 0 | 1591
1592 | C&I | SB | Meter | N/A | Small - Single Phase | T | N/A | Both | N/A | Customer-months | 0 | 0 | 0 | 0 | 1592
1593 | C&I | SB | Meter | N/A | Supplemental Standby Service | P | N/A | Both | C | Customer-months | 0 | 0 | 0 | 0 | 1593
1594 | C&I | SB | Meter | N/A | Supplemental Standby Service | P | N/A | Both | N/A | Customer-months | 0 | 0 | 0 | 0 | 1594
1595 | C&I | SB | Meter | N/A | Supplemental Standby Service | S | N/A | Both | C | Customer-months | 0 | 0 | 0 | 0 | 1595
1596 | C&I | SB | Meter | N/A | Supplemental Standby Service | S | N/A | Both | N/A | Customer-months | 0 | 0 | 0 | 0 | 1596
1597 | C&I | SB | Meter | N/A | Supplemental Standby Service | T | N/A | Both | C | Customer-months | 0 | 0 | 0 | 0 | 1597
1598 | C&I | SB | Meter | N/A | Supplemental Standby Service | T | N/A | Both | N/A | Customer-months | 0 | 0 | 0 | 0 | 1598
1599 | C&I | SB | Power Factor Adjustment | N/A | N/A | P | N/A | Both | N/A | kWh*% | 0 | 394820321.5456 | 312877566.0762 | 707697887.6219 | 1599
1600 | C&I | SB | Power Factor Adjustment | N/A | N/A | S | N/A | Both | N/A | kWh*% | 0 | 129531320.3517 | 93530023.1257 | 223061343.4775 | 1600
1601 | C&I | SB | Power Factor Adjustment | N/A | N/A | T | N/A | Both | N/A | kWh*% | 0 | 6591646522.3788 | 2716005966.6143 | 9307652488.9929 | 1601
1602 | C&I | SB | Reduced Customer Charge | N/A | Large (> 1000 kW) | P | N/A | Both | N/A | Customer-months | 0 | 18.1236 | 36.1913 | 54.3148 | 1602
1603 | C&I | SB | Reduced Customer Charge | N/A | Large (> 1000 kW) | S | N/A | Both | N/A | Customer-months | 0 | 0 | 0 | 0 | 1603
1604 | C&I | SB | Reduced Customer Charge | N/A | Large (> 1000 kW) | T | N/A | Both | N/A | Customer-months | 0 | 626.7088 | 237.2859 | 863.9948 | 1604
1605 | C&I | SB | Reduced Customer Charge | N/A | Medium (> 75 kW & < 500 kW) | P | N/A | Both | N/A | Customer-months | 0 | 156.3756 | 88.661 | 245.0366 | 1605
1606 | C&I | SB | Reduced Customer Charge | N/A | Medium (> 75 kW & < 500 kW) | S | N/A | Both | N/A | Customer-months | 0 | 11.3741 | 12.0903 | 23.4644 | 1606
1607 | C&I | SB | Reduced Customer Charge | N/A | Medium (> 75 kW & < 500 kW) | T | N/A | Both | N/A | Customer-months | 0 | 10.4428 | 11.0828 | 21.5256 | 1607
1608 | C&I | SB | Reduced Customer Charge | N/A | Medium (> 500 kW & < 1000 kW) | P | N/A | Both | N/A | Customer-months | 0 | 0 | 0 | 0 | 1608
1609 | C&I | SB | Reduced Customer Charge | N/A | Medium (> 500 kW & < 1000 kW) | S | N/A | Both | N/A | Customer-months | 0 | 0 | 0 | 0 | 1609
1610 | C&I | SB | Reduced Customer Charge | N/A | Medium (> 500 kW & < 1000 kW) | T | N/A | Both | N/A | Customer-months | 0 | 763.2069 | 91.6038 | 854.8107 | 1610
1611 | C&I | SB | Reduced Customer Charge | N/A | Small - Polyphase | P | N/A | Both | N/A | Customer-months | 0 | 0 | 0 | 0 | 1611
1612 | C&I | SB | Reduced Customer Charge | N/A | Small - Polyphase | S | N/A | Both | N/A | Customer-months | 0 | 0 | 0 | 0 | 1612
1613 | C&I | SB | Reduced Customer Charge | N/A | Small - Polyphase | T | N/A | Both | N/A | Customer-months | 0 | 0 | 0 | 0 | 1613
1614 | C&I | SB | Reduced Customer Charge | N/A | Small - Single Phase | P | N/A | Both | N/A | Customer-months | 0 | 0 | 0 | 0 | 1614
1615 | C&I | SB | Reduced Customer Charge | N/A | Small - Single Phase | S | N/A | Both | N/A | Customer-months | 0 | 1420.2947 | 384.4485 | 1804.7431 | 1615
1616 | C&I | SB | Reduced Customer Charge | N/A | Small - Single Phase | T | N/A | Both | N/A | Customer-months | 0 | 0 | 0 | 0 | 1616
1617 | C&I | SB | Reservation | Summer | Reservation Capacity kW | P | N/A | Both | N/A | kW | 0 | 112797.6516 | 75311.8269 | 188109.4785 | 1617
1618 | C&I | SB | Reservation | Summer | Reservation Capacity kW | S | N/A | Both | N/A | kW | 0 | 14760.1658 | 8904.255 | 23664.4208 | 1618
1619 | C&I | SB | Reservation | Summer | Reservation Capacity kW | T | N/A | Both | N/A | kW | 0 | 2324879.6664 | 415296.8957 | 2740176.5621 | 1619
1620 | C&I | SB | Reservation | Winter | Reservation Capacity kW | P | N/A | Both | N/A | kW | 0 | 189333.2532 | 902354.9389 | 1091688.1921 | 1620
1621 | C&I | SB | Reservation | Winter | Reservation Capacity kW | S | N/A | Both | N/A | kW | 0 | 29840.1657 | 17824.6022 | 47664.7679 | 1621
1622 | C&I | SB | Reservation | Winter | Reservation Capacity kW | T | N/A | Both | N/A | kW | 0 | 4082247.5954 | 1691765.9765 | 5774013.572 | 1622
1623 | C&I | B-FPP | Customer | Summer | N/A | P | N/A | Both | C | Customer-months | 0 | 0 | 0 | 0 | 1623
1624 | C&I | B-FPP | Customer | Summer | N/A | P | N/A | Both | N/A | Customer-months | 0 | 0 | 0.2654 | 0.2654 | 1624
1625 | C&I | B-FPP | Customer | Summer | N/A | S | N/A | Both | C | Customer-months | 0 | 0 | 0 | 0 | 1625
1626 | C&I | B-FPP | Customer | Summer | N/A | S | N/A | Both | N/A | Customer-months | 0 | 0 | 3.4502 | 3.4502 | 1626
1627 | C&I | B-FPP | Customer | Summer | N/A | T | N/A | Both | C | Customer-months | 0 | 0 | 0 | 0 | 1627
1628 | C&I | B-FPP | Customer | Summer | N/A | T | N/A | Both | N/A | Customer-months | 0 | 0 | 0.28436 | 0.28436 | 1628
1629 | C&I | B-FPP | Customer | Winter | N/A | P | N/A | Both | C | Customer-months | 0 | 0 | 0 | 0 | 1629
1630 | C&I | B-FPP | Customer | Winter | N/A | P | N/A | Both | N/A | Customer-months | 0 | 0 | 0.53081 | 0.53081 | 1630
1631 | C&I | B-FPP | Customer | Winter | N/A | S | N/A | Both | C | Customer-months | 0 | 0 | 0 | 0 | 1631
1632 | C&I | B-FPP | Customer | Winter | N/A | S | N/A | Both | N/A | Customer-months | 0 | 0 | 6.9005 | 6.9005 | 1632
1633 | C&I | B-FPP | Customer | Winter | N/A | T | N/A | Both | C | Customer-months | 0 | 0 | 0 | 0 | 1633
1634 | C&I | B-FPP | Customer | Winter | N/A | T | N/A | Both | N/A | Customer-months | 0 | 0 | 0.56872 | 0.56872 | 1634
1635 | C&I | B-FPP | Demand | Summer | Maximum kW | P | N/A | Both | N/A | kW | 0 | 0 | 9992.769 | 9992.769 | 1635
1636 | C&I | B-FPP | Demand | Summer | Maximum kW | S | N/A | Both | N/A | kW | 0 | 0 | 41358.4734 | 41358.4734 | 1636
1637 | C&I | B-FPP | Demand | Summer | Maximum kW | T | N/A | Both | N/A | kW | 0 | 0 | 276497.9978 | 276497.9978 | 1637
1638 | C&I | B-FPP | Demand | Summer | Part Peak | P | N/A | Both | N/A | kW | 0 | 0 | 9775.3484 | 9775.3484 | 1638
1639 | C&I | B-FPP | Demand | Summer | Part Peak | S | N/A | Both | N/A | kW | 0 | 0 | 41212.9084 | 41212.9084 | 1639
1640 | C&I | B-FPP | Demand | Summer | Part Peak | T | N/A | Both | N/A | kW | 0 | 0 | 268294.0569 | 268294.0569 | 1640
1641 | C&I | B-FPP | Demand | Summer | Peak | P | N/A | Both | N/A | kW | 0 | 0 | 9968.3133 | 9968.3133 | 1641
1642 | C&I | B-FPP | Demand | Summer | Peak | S | N/A | Both | N/A | kW | 0 | 0 | 41181.9458 | 41181.9458 | 1642
1643 | C&I | B-FPP | Demand | Summer | Peak | T | N/A | Both | N/A | kW | 0 | 0 | 272778.9903 | 272778.9903 | 1643
1644 | C&I | B-FPP | Demand | Winter | Maximum kW | P | N/A | Both | N/A | kW | 0 | 0 | 19396.4656 | 19396.4656 | 1644
1645 | C&I | B-FPP | Demand | Winter | Maximum kW | S | N/A | Both | N/A | kW | 0 | 0 | 106902.4149 | 106902.4149 | 1645
1646 | C&I | B-FPP | Demand | Winter | Maximum kW | T | N/A | Both | N/A | kW | 0 | 0 | 474717.0995 | 474717.0995 | 1646
1647 | C&I | B-FPP | Demand | Winter | Part Peak | P | N/A | Both | N/A | kW | 0 | 0 | 18733.6545 | 18733.6545 | 1647
1648 | C&I | B-FPP | Demand | Winter | Part Peak | S | N/A | Both | N/A | kW | 0 | 0 | 97268.4955 | 97268.4955 | 1648
1649 | C&I | B-FPP | Demand | Winter | Part Peak | T | N/A | Both | N/A | kW | 0 | 0 | 468514.5853 | 468514.5853 | 1649
1650 | C&I | B-FPP | Energy | Summer | Off Peak | P | N/A | Both | N/A | kWh | 0 | 0 | 2395831.5215 | 2395831.5215 | 1650
1651 | C&I | B-FPP | Energy | Summer | Off Peak | S | N/A | Both | N/A | kWh | 0 | 0 | 15400649.5126 | 15400649.5126 | 1651
1652 | C&I | B-FPP | Energy | Summer | Off Peak | T | N/A | Both | N/A | kWh | 0 | 0 | 57591047.104 | 57591047.104 | 1652
1653 | C&I | B-FPP | Energy | Summer | Part Peak | P | N/A | Both | N/A | kWh | 0 | 0 | 748744.2819 | 748744.2819 | 1653
1654 | C&I | B-FPP | Energy | Summer | Part Peak | S | N/A | Both | N/A | kWh | 0 | 0 | 4196369.9088 | 4196369.9088 | 1654
1655 | C&I | B-FPP | Energy | Summer | Part Peak | T | N/A | Both | N/A | kWh | 0 | 0 | 17118705.3711 | 17118705.3711 | 1655
1656 | C&I | B-FPP | Energy | Summer | Peak | P | N/A | Both | N/A | kWh | 0 | 0 | 999040.0419 | 999040.0419 | 1656
1657 | C&I | B-FPP | Energy | Summer | Peak | S | N/A | Both | N/A | kWh | 0 | 0 | 5026096.5594 | 5026096.5594 | 1657
1658 | C&I | B-FPP | Energy | Summer | Peak | T | N/A | Both | N/A | kWh | 0 | 0 | 25523515.6987 | 25523515.6987 | 1658
1659 | C&I | B-FPP | Energy | Winter | Off Peak | P | N/A | Both | N/A | kWh | 0 | 0 | 5995027.7668 | 5995027.7668 | 1659
1660 | C&I | B-FPP | Energy | Winter | Off Peak | S | N/A | Both | N/A | kWh | 0 | 0 | 42421706.022 | 42421706.022 | 1660
1661 | C&I | B-FPP | Energy | Winter | Off Peak | T | N/A | Both | N/A | kWh | 0 | 0 | 120936404.5001 | 120936404.5001 | 1661
1662 | C&I | B-FPP | Energy | Winter | Part Peak | P | N/A | Both | N/A | kWh | 0 | 0 | 2237294.5334 | 2237294.5334 | 1662
1663 | C&I | B-FPP | Energy | Winter | Part Peak | S | N/A | Both | N/A | kWh | 0 | 0 | 12637875.7545 | 12637875.7545 | 1663
1664 | C&I | B-FPP | Energy | Winter | Part Peak | T | N/A | Both | N/A | kWh | 0 | 0 | 48263098.5675 | 48263098.5675 | 1664
1665 | C&I | B-FPP | Energy | Winter | Super Off | P | N/A | Both | N/A | kWh | 0 | 0 | 965413.0665 | 965413.0665 | 1665
1666 | C&I | B-FPP | Energy | Winter | Super Off | S | N/A | Both | N/A | kWh | 0 | 0 | 3437554.1946 | 3437554.1946 | 1666
1667 | C&I | B-FPP | Energy | Winter | Super Off | T | N/A | Both | N/A | kWh | 0 | 0 | 21105625.5946 | 21105625.5946 | 1667
1668 | C&I | B-FPP | Power Factor Adjustment | N/A | N/A | P | N/A | Both | N/A | kWh*% | 0 | 0 | -3861.2927 | -3861.2927 | 1668
1669 | C&I | B-FPP | Power Factor Adjustment | N/A | N/A | S | N/A | Both | N/A | kWh*% | 0 | 0 | -31076.2521 | -31076.2521 | 1669
1670 | C&I | B-FPP | Power Factor Adjustment | N/A | N/A | T | N/A | Both | N/A | kWh*% | 0 | 0 | -315236.3424 | -315236.3424 | 1670
Notes:
1) The following tables of PG&E’s Billing Determinants (BDs) are derived from the annual sales forecast and customer load research data extracted and summarized using PG&E’s licensed RLW™ Software System. The system uses industry-accepted load research sample design and analysis methods to provide for rate class and system level energy (kWh) and demand (kW) data. Given the RLW™ Software System is proprietary and licensed and it’s high volume use of over hundred thousand sample customers’ interval usages (60 minutes for Residential and 15 minutes for commercial/ industrial), reporting of the data and/or further analysis can be provided by PG&E to a registered party in any regulatory proceeding via the standard Data Request (DR) process.